## Supply Capacity
Supply Capacity (GW)
Summary: Percent of Local Ontario Capacity by Fuel
|  | GW |  | 2020 | 2030 | 2040 | 2050
|  | ON | Hydrogen | 0% | 3.077% | 4.751% | 6.773%
|  | ON | Electricity | 100% | 96.92% | 93.67% | 91.89%
|  | ON | Methane | 0% | 0% | 1.579% | 1.333%
|  | Total |  | 39.8615 | 59.158 | 118.5861 | 172.1372
Hydrogen Supply Capacity
|  | MW |  | 2020 | 2030 | 2040 | 2050 | Mapping
| Hydrogen | ON | Electrolyser 2020/2030 | 0 | 0 | 0 | 0 | Electrolyser
| Hydrogen | ON | Electrolyser 2040 | 0 | 0 | 3814.4141 | 3814.4141 | Electrolyser
| Hydrogen | ON | Electrolyser 2050 | 0 | 0 | 0 | 6024.7339 | Electrolyser
| Hydrogen | ON | SMR CCS | 0 | 1820.0442 | 1820.0442 | 1820.0442 | SMR + CCS
|  | GW |  | 2020 | 2025 | 2030 | 2035
|  | ON | Electrolyser | 0 | 0 | 3.8144 | 9.8391
|  | ON | SMR + CCS | 0 | 1.82 | 1.82 | 1.82
|  | Total |  | 0 | 1.82 | 5.6345 | 11.6592
Hydrogen Supply Capacity
|  | GW |  | 2020 | 2030 | 2040 | 2050 |  | Hydrogen Supply Capacity
|  |  | Electrolyser | 0 | 0 | 3.8144 | 9.8391 |  | TJ/hour
|  |  | SMR + CCS | 0 | 1.82 | 1.82 | 1.82
|  | Total |  | 0 | 1.82 | 5.6345 | 11.6592
|  | TJ/hour |  | 2020 | 2030 | 2040 | 2050
|  |  | Electrolyser | 0 | 0 | 13.7319 | 35.4209
|  |  | SMR + CCS | 0 | 6.5522 | 6.5522 | 6.5522
|  | Total |  | 0 | 6.5522 | 20.284 | 41.9731
Electricity Supply Capacity
|  | GW |  | 2020 | 2030 | 2040 | 2050 | Mapping
| Electricity | ON | Battery Storage | 0 | 1.298 | 3.7 | 6.3 | Storage
| Electricity | ON | Hydro Pumped Storage | 0.1746 | 0.1746 | 0.1746 | 0.1746 | Storage
| Electricity | ON | O/CCGT - CH4 Existing | 10.7696 | 7.1797 | 3.5899 | 0 | CH4 GT
| Electricity | ON | O/CCGT - CH4 New | 0 | 1 | 1.6 | 0 | CH4 GT
| Electricity | ON | O/CCGT - H2 New | 0 | 2.9765 | 17.9765 | 32.9765 | H2 GT
| Electricity | ON | Biomass | 0.56145 | 0.56145 | 0.55025 | 0.55025 | Biomass
| Electricity | ON | Fossil Fuel Thermal (Coal, Peat, Oil) | 0.0455 | 0 | 0 | 0 | Not included in totals
| Electricity | ON | Generic - Generator | 0 | 0 | 0 | 0 | Not included in totals
| Electricity | ON | Hydro | 9.2549 | 9.2719 | 17.7344 | 17.7344 | Hydro
| Electricity | ON | Nuclear | 13.089 | 10.007 | 11.641 | 11.641 | Nuclear
| Electricity | ON | Solar PV | 0.478 | 3.8848 | 7.5982 | 10.1402 | Solar
| Electricity | ON | Wind Offshore | 0 | 0 | 0 | 0 | Wind
| Electricity | ON | Wind Onshore | 5.5339 | 20.6839 | 42.9339 | 74.1583 | Wind
| Electricity | ON | Electricity Transmission Line | 0 | 0 | 0 | 0 | Not included in totals
| Electricity | ON | Biomass + CCS | 0 | 0 | 0.28073 | 0.56145 | Biomass
| Electricity | ON | Nuclear SMR | 0 | 0.3 | 3.3 | 3.9468 | Nuclear
|  |  |  | 2020 | 2030 | 2040 | 2050 |  |  | Electricity Supply Capacity
|  | 1 | Nuclear | 13.089 | 10.307 | 14.941 | 15.5878
|  | 2 | CH4 GT | 10.7696 | 8.1797 | 5.1899 | 0
|  | 3 | Hydro | 9.2549 | 9.2719 | 17.7344 | 17.7344
|  | 4 | Wind | 5.5339 | 20.6839 | 42.9339 | 74.1583
|  | 5 | Solar | 0.478 | 3.8848 | 7.5982 | 10.1402
|  | 6 | Biomass | 0.56145 | 0.56145 | 0.83098 | 1.1117
|  | 7 | Storage | 0.1746 | 1.4726 | 3.8746 | 6.4746
|  | 7 | H2 GT | 0 | 2.9765 | 17.9765 | 32.9765
|  | Total |  | 39.8615 | 57.3379 | 111.0795 | 158.1834
|  |  | Increase 2020-2050 | 3.9683
Methane Supply Capacity
|  | GW |  | 2020 | 2030 | 2040 | 2050 | Mapping
| Methane | ON | Anaerobic Digestion | 0 | 0 | 1.8721 | 2.2945 | Anaerobic Digestion |  | Methane Supply Capacity (TJ/hour) | Gas Supply Capacity (PJ/hour)
|  | TJ/hour |  | 2020 | 2030 | 2040 | 2050
|  | ON | Anaerobic Digestion | 0 | 0 | 6.7397 | 8.2603
|  | TJ/hour |  | 2020 | 2030 | 2040 | 2050
|  | ON | Anaerobic Digestion | 0 | 0 | 6.7397 | 8.2603
|  | Total | Total | 0 | 0 | 6.7397 | 8.2603
|  | Total including Hydrogen |  | 0 | 6.5522 | 27.0238 | 50.2334
All charts include electricity generation capacity and annual electricity supply needed for H2 production

## Supply Energy
Energy Supply (TWh) | [14 empty] | Conversion
Summary: Percent of Ontario Energy Supply including Net Imports/Exports by Fuel | [14 empty] | PJ/TWh | 3.6
|  | TWh |  | 2020 | 2030 | 2040 | 2050 |  |  |  |  | Total Gas Supply (PJ)
|  | ON | Hydrogen | 0% | 3.335% | 7.545% | 11.12% |  |  |  |  | 437.0597
|  | ON | Electricity | 35.89% | 45.84% | 67.08% | 81.38%
|  | ON | Methane | 64.11% | 50.82% | 25.37% | 7.499%
|  | Total |  | 1443.3433 | 1720.8134 | 2060.8527 | 2347.9335
Hydrogen Supply
|  | PJ |  | 2020 | 2030 | 2040 | 2050 |  |  | Mapping
| Hydrogen | ON | Electrolyser 2020/2030 | 0 | 0 | 0 | 0 |  |  | Electrolyser |  |  | Hydrogen Energy Supply (PJ)
| Hydrogen | ON | Electrolyser 2040 | 0 | 0 | 96.1202 | 95.8069 |  |  | Electrolyser
| Hydrogen | ON | Electrolyser 2050 | 0 | 0 | 0 | 161.0341 |  |  | Electrolyser
| Hydrogen | ON | SMR CCS | 0 | 57.3969 | 57.3969 | 0.15725 |  |  | SMR
|  | Total |  | 0 | 57.3969 | 153.5171 | 256.9983
|  | PJ |  | 2020 | 2030 | 2040 | 2050
| Hydrogen |  | Electrolyser | 0 | 0 | 96.1202 | 256.841
| Hydrogen |  | SMR | 0 | 57.3969 | 57.3969 | 0.15725
| Hydrogen | Total |  | 0 | 57.3969 | 153.5171 | 256.9983
|  |  | % of green H2 of total gas supply |  |  |  | 58.77%
Total Hydrogen Supply
|  | (Domestic+Imports) |  | 0 | 57.3969 | 155.4873 | 261.2063
Imports / Exports
|  | PJ |  | 2020 | 2030 | 2040 | 2050 |  |  | From | To
| Hydrogen | ON | Imports (ON-WC) | 0 | 0 | 0 | 0 |  | H2 Pipeline - Repurposed | ON | WC | ON-WC
| Hydrogen | ON | Imports (ON-QC) | 0 | 0 | 0 | 0 |  | H2 Pipeline - Repurposed | ON | QC | ON-QC
| Hydrogen | ON | Exports (WC-ON) | 0 | 0 | 1.9701 | 3.3484 |  | H2 Pipeline - Repurposed | WC | ON | WC-ON
| Hydrogen | ON | Exports (QC-ON) | 0 | 0 | 0 | 0.85968 |  | H2 Pipeline - Repurposed | QC | ON | QC-ON
| Hydrogen | ON | Imports (ON-WC) | 0 | 0 | 0 | 0 |  | H2 Pipeline - New | ON | WC | ON-WC
| Hydrogen | ON | Imports (ON-QC) | 0 | 0 | 0 | 0 |  | H2 Pipeline - New | ON | QC | ON-QC
| Hydrogen | ON | Exports (WC-ON) | 0 | 0 | 0 | 0 |  | H2 Pipeline - New | WC | ON | WC-ON
| Hydrogen | ON | Exports (QC-ON) | 0 | 0 | 0 | 0 |  | H2 Pipeline - New | QC | ON | QC-ON
|  |  | Exports (flow both ways) | 0 | 0 | 0 | 0
|  |  | Imports (flow both ways) | 0 | 0 | 1.9701 | 4.2081
|  |  | Exports | 0 | 0 | 0 | 0 | Green H2 Imports as % of H2 Imports
|  |  | Imports | 0 | 0 | 1.9701 | 4.2081 | 56.96%
|  |  | Net Flow | 0 | 0 | 1.9701 | 4.2081
H2 Storage
|  | TWh |  | 2020 | 2030 | 2040 | 2050
Winter | Hydrogen | ON | H2 Salt Cavern Storage - ON | 0 | 0.90919 | 2.0986 | 3.1443
Winter Peak | Hydrogen | ON | H2 Salt Cavern Storage - ON | 0 | 0.04076 | 0.6 | 0.864
Spring | Hydrogen | ON | H2 Salt Cavern Storage - ON | 0 | 0.048603 | -1.1096 | -2.6684
Summer | Hydrogen | ON | H2 Salt Cavern Storage - ON | 0 | -0.4943 | -0.90628 | -2.4348
Fall | Hydrogen | ON | H2 Salt Cavern Storage - ON | 0 | -0.5158 | -0.71376 | 1.0248
| Hydrogen | Charging | H2 Salt Cavern Storage - ON | 0 | -1.1548 | -3.0999 | -7.0174
| Hydrogen | Discharging | H2 Salt Cavern Storage - ON | 0 | 1.1433 | 3.0689 | 6.9472
|  | Implied Storage Volume |  | 0 | 2.3097 | 6.1998 | 14.0348
|  | Implied Storage Volume (Rounded) [TWh] |  | 0 | 2.35 | 6.2 | 14.05
|  | Implied Storage Volume (Rounded) [PJs] |  | 0 | 8.46 | 22.32 | 50.58
|  |  | Assumed Cushion Gas | 50%
Electricity Supply
|  | TWh |  | 2020 | 2030 | 2040 | 2050 |  |  | Mapping
| Electricity | ON | Battery Storage | 0 | -0.30353 | -0.6893 | -0.84367 |  |  | Storage
| Electricity | ON | Hydro Pumped Storage | -0.048014 | -0.065366 | -0.058005 | -0.058788 |  |  | Storage
| Electricity | ON | O/CCGT - CH4 Existing | 0 | 0.16728 | 0.062753 | 0 |  |  | CH4 GT
| Electricity | ON | O/CCGT - CH4 New | 0 | 0.013119 | 0.022842 | 0 |  |  | CH4 GT
| Electricity | ON | O/CCGT - H2 New | 0 | 0.26223 | 0.42703 | 0.76449 |  |  | H2 GT
| Electricity | ON | Biomass | 0 | 0.013475 | 0.013206 | 0.0060527 |  |  | Biomass
| Electricity | ON | Fossil Fuel Thermal (Coal, Peat, Oil) | 0 | 0 | 0 | 0 |  |  | Not included in totals
| Electricity | ON | Generic - Generator | 0 | 0 | 0 | 0 |  |  | Not included in totals
| Electricity | ON | Hydro | 38.4122 | 38.4828 | 73.6063 | 73.6063 |  |  | Hydro
| Electricity | ON | Nuclear | 91.7277 | 75.2117 | 81.636 | 81.636 |  |  | Nuclear
| Electricity | ON | Solar PV | 0.66129 | 5.3745 | 10.5118 | 14.0285 |  |  | Solar
| Electricity | ON | Wind Offshore | 0 | 0 | 0 | 0 |  |  | Wind
| Electricity | ON | Wind Onshore | 22.5812 | 84.2964 | 175.3146 | 302.9915 |  |  | Wind
| Electricity | ON | Electricity Transmission Line | -9.4574 | 13.0461 | 11.8587 | 22.8477 |  |  | Not included in totals
| Electricity | ON | Nuclear SMR | 0 | 2.6171 | 28.8479 | 30.8386 |  |  | Nuclear
| Electricity | ON | Biomass + CCS | 0 | 0 | 2.4592 | 4.9183 |  |  | Biomass
|  | TWh |  | 2020 | 2030 | 2040 | 2050 |  |  |  |  | Electricity Energy Supply (TWh)
|  | 1 | Nuclear | 91.7277 | 77.8288 | 110.4839 | 112.4746
|  | 2 | CH4 GT | 0 | 0.1804 | 0.085596 | 0
|  | 3 | Hydro | 38.4122 | 38.4828 | 73.6063 | 73.6063
|  | 4 | Wind | 22.5812 | 84.2964 | 175.3146 | 302.9915
|  | 5 | Solar | 0.66129 | 5.3745 | 10.5118 | 14.0285
|  | 6 | Biomass | 0 | 0.013475 | 2.4724 | 4.9244
|  | 7 | Storage | -0.048014 | -0.3689 | -0.7473 | -0.90246
|  | 8 | H2 GT | 0 | 0.26223 | 0.42703 | 0.76449
|  | Total |  | 153.3344 | 206.0697 | 372.1543 | 507.8873
Exports
|  | TWh |  | 2020 | 2030 | 2040 | 2050 |  | SubRegion_To
| Electricity | ON | Electricity Transmission Line | -0.043838 | 0 | -0.494 | 0 |  | WC
| Electricity | ON | Electricity Transmission Line | -1.1757 | -2.7799 | -3.8035 | -3.0222 |  | QC
| Electricity | ON | Electricity Transmission Line | -5.721 | -3.7152 | -5.4047 | -5.7684 |  | NY
| Electricity | ON | Electricity Transmission Line | -6.7805 | -0.21721 | -5.6232 | -3.0213 |  | MI
| Electricity | ON | Electricity Transmission Line | 0 | -2.1532 | -7.704 | -9.3207 |  | PJ
|  | Total |  | -13.7209 | -8.8655 | -23.0294 | -21.1326
Imports
|  | TWh |  | 2020 | 2030 | 2040 | 2050 |  | SubRegion_From
| Electricity | ON | Electricity Transmission Line | 0.1354 | 1.8142 | 4.0126 | 2.7875 |  | WC
| Electricity | ON | Electricity Transmission Line | 2.0111 | 3.7731 | 3.3031 | 3.6987 |  | QC
| Electricity | ON | Electricity Transmission Line | 1.7693 | 5.6437 | 11.0404 | 13.1284 |  | NY
| Electricity | ON | Electricity Transmission Line | 0.34765 | 7.3407 | 9.7822 | 12.8484 |  | MI
| Electricity | ON | Electricity Transmission Line | 0 | 3.3399 | 6.7499 | 11.5173 |  | PJ
|  |  |  | 4.2635 | 21.9116 | 34.8881 | 43.9803
|  |  | Exports | -13.7209 | -8.8655 | -23.0294 | -21.1326
|  |  | Imports | 4.2635 | 21.9116 | 34.8881 | 43.9803
|  |  | Exports | -9.4574 | 13.0461 | 11.8587 | 22.8477
|  |  | Exports | -9.4574 | 0 | 0 | 0
|  |  | Imports | 0 | 13.0461 | 11.8587 | 22.8477
|  |  | Net | -9.4574 | 13.0461 | 11.8587 | 22.8477
Supply Mix for Direct vs. indirect Demand
|  | TWh |  | 2020 | 2030 | 2040 | 2050 |  | Indirect Demand in 2050 as percent of direct demand today
|  |  | Direct Demand | 143.877 | 219.1158 | 348.8814 | 439.8032 |  | 63.2%
|  |  | Indirect Demand | 0 | 0 | 35.1317 | 90.9318
|  | Total |  | 143.877 | 219.1158 | 384.013 | 530.735
Methane Supply
|  | PJ |  | 2020 | 2030 | 2040 | 2050 |  |  | Mapping |  |  |  | Methane Supply Mix (PJ) |  |  | Methane Supply Mix (PJ)
| Methane | ON | Anaerobic Digestion | 0 | 0 | 59.04 | 72.36 |  |  | Anaerobic Digestion
|  |  | RNG % of total direct methane supply |  |  |  | 41.15%
| Methane | ON | CH4 Pipeline | 925.3862 | 791.4158 | 316.2547 | 0 |  |  | CH4 Imports
| Hydrogen | ON | SMR CCS | 0 | 83.1839 | 83.1839 | 0.2279 |  |  | CH4 Imports
| Hydrogen | ON | O/CCGT - CH4 | 0 | 1.5463 | 0.73368 | 0
| Methane | ON | CH4 + CCS | 0 | 0 | 64.44 | 103.4933
|  | PJ |  | 2020 | 2030 | 2040 | 2050
|  | ON | Anaerobic Digestion | 0 | 0 | 59.04 | 72.36
|  | Total |  | 0 | 0 | 59.04 | 72.36
|  | Total including H2 |  | 0 | 57.3969 | 212.5571 | 329.3583
Imports / Exports
|  | PJ |  | 2020 | 2030 | 2040 | 2050 |  | SubRegion_From
| Methane | ON | CH4 Pipeline | 749.8862 | 615.9158 | 140.7547 | 0 |  | WC
| Methane | ON | CH4 Pipeline | 175.5 | 175.5 | 175.5 | 0 |  | NY
Imports
|  |  | NG | 925.3862 | 791.4158 | 316.2547 | 0
|  |  | NG Feedstock for SMR | 0 | 83.1839 | 83.1839 | 0.2279
|  |  | NG+CCS | 0 | 0 | 64.44 | 103.4933
|  |  | Total | 925.3862 | 874.5997 | 463.8786 | 103.7212
|  |  | Natural Gas (less SMR+CCS) | 925.3862 | 791.4158 | 316.2547 | 0
|  |  | Imports (Unabated) | 925.3862 | 791.4158 | 316.2547 | 0
|  |  | Imports (Abated) | 0 | 83.1839 | 147.6239 | 103.7212
|  |  | Total | 925.3862 | 874.5997 | 463.8786 | 103.7212
|  |  | Total including H2 | 925.3862 | 876.146 | 466.5824 | 107.9293
|  |  | % of NG that is abated | 0% | 9.511% | 31.82% | 100%
Supply Mix for Direct vs. indirect Demand
|  | PJ |  | 2020 | 2030 | 2040 | 2050
|  |  | Direct Demand | 925.3862 | 791.4158 | 380.6947 | 103.4933
|  |  | Indirect Demand | 0 | 84.7302 | 83.9176 | 0.2279
|  | Total |  | 925.3862 | 876.146 | 464.6123 | 103.7212
Imports/Exports
ON Supply
(excl. imports/exports)
ON Supply
(excl. imports)
Imports
ON Supply
(excl. imports/exports)
Imports
ON Supply
(excl. imports)
Imports
Supply Mix for
Direct & Indirect Gas Demand
Imports

## Energy Demand
Annual Energy Demand
[6 empty] | Direct Demand (TWh) | Direct + Indirect Demand (TWh)
| Electricity Demand (TWh) | [6 empty] | Electricity Demand (TWh) |  |  |  |  | Electricity Demand (TWh)
|  | 2020 | 2030 | 2040 | 2050 |  |  |  | 2020 | 2030 | 2040 | 2050 |  | 2020 | 2030 | 2040 | 2050
Electricity | ON | 135.2444 | 205.9688 | 327.9485 | 413.415 |  |  | Final | 135.2444 | 205.9688 | 327.9485 | 413.415 | End-User | 135.2444 | 205.9688 | 327.9485 | 413.415
[8 empty] | Hydrogen | 0 | 0 | 35.1317 | 90.9318
[8 empty] | Total | 135.2444 | 205.9688 | 363.0801 | 504.3468 | Total | 135.2444 | 205.9688 | 327.9485 | 413.415
| Total | 135.2444 | 205.9688 | 327.9485 | 413.415
| Hydrogen Demand (TWh) | [6 empty] | Hydrogen Demand (TWh) |  |  |  |  | Hydrogen Demand (TWh)
|  | 2020 | 2030 | 2040 | 2050 |  |  |  | 2020 | 2030 | 2040 | 2050 |  | 2020 | 2030 | 2040 | 2050
Hydrogen | ON | 0 | 15.2477 | 41.978 | 70.3899 |  |  | Final | 0 | 15.2477 | 41.978 | 70.3899 | End-User | 0 | 15.2477 | 41.978 | 70.3899
[8 empty] | Power | 0 | 0.62436 | 1.0167 | 1.8202
[8 empty] | Total | 0 | 15.872 | 42.9947 | 72.2101 | Total | 0 | 15.2477 | 41.978 | 70.3899
| Total | 0 | 15.2477 | 41.978 | 70.3899
| Total (PJ) |  | 54.8916 | 151.1207 | 253.4037
| Methane Demand (TWh) | [6 empty] | Methane Demand (TWh) |  |  |  |  | Methane Demand (TWh)
|  | 2020 | 2030 | 2040 | 2050 |  |  |  | 2020 | 2030 | 2040 | 2050 |  | 2020 | 2030 | 2040 | 2050
Methane | ON | 256.0434 | 218.5461 | 121.4667 | 48.6567 |  |  | Final | 256.0434 | 218.5461 | 121.4667 | 48.6567 | End-User | 256.0434 | 218.5461 | 121.4667 | 48.6567
Methane | [7 empty] | Power | 0 | 0.42952 | 0.2038 | 0
Methane | [7 empty] | Hydrogen | 0 | 23.1066 | 23.1066 | 0.063306
Methane | [7 empty] | Total | 256.0434 | 242.0822 | 144.7771 | 48.72 | Total | 256.0434 | 218.5461 | 121.4667 | 48.6567
| Total | 256.0434 | 218.5461 | 121.4667 | 48.6567
| Total (PJ) | 921.7563 | 786.7659 | 437.2801 | 175.164

## Indirect Dmd
Annual Indirect Energy Demand
Electricity Demand (TWh)
|  | 2020 | 2030 | 2040 | 2050
Electricity | ON | 0 | 0 | 35.1317 | 90.9318
| Total | 0 | 0 | 35.1317 | 90.9318
Hydrogen Demand (TWh)
|  | 2020 | 2030 | 2040 | 2050
Hydrogen | ON | 0 | 0.62436 | 1.0167 | 1.8202
| Total | 0 | 0.62436 | 1.0167 | 1.8202
Methane Demand (TWh)
|  | 2020 | 2030 | 2040 | 2050
Methane | ON | 0 | 0.42952 | 0.2038 | 0 | Power
Methane | ON | 0 | 23.1066 | 23.1066 | 0.063306 | Hydrogen
| Total | 0 | 0.42952 | 0.2038 | 0
Indirect Energy Demand (by Supply Tech)
Electricity
|  |  |  | 2020 | 2030 | 2040 | 2050
Electricity | ON | Dispatch-Crossload | Electrolyser 2020/2030 | 0 | 0 | 0 | 0
Electricity | ON | Dispatch-Crossload | Electrolyser 2040 | 0 | 0 | 35.1317 | 35.0171
Electricity | ON | Dispatch-Crossload | Electrolyser 2050 | 0 | 0 | 0 | 55.9146
| Total |  |  | 0 | 0 | 35.1317 | 90.9318
|  |  |  | 2020 | 2030 | 2040 | 2050
| ON |  |  | 0 | 0 | 35.1317 | 90.9318
| Total |  |  | 0 | 0 | 35.1317 | 90.9318
Hydrogen
|  |  |  | 2020 | 2030 | 2040 | 2050
Hydrogen | ON | Dispatch-Crossload | O/CCGT - H2 New | 0 | 0.62436 | 1.0167 | 1.8202
Hydrogen
| Total |  |  | 0 | 0.62436 | 1.0167 | 1.8202
|  |  |  | 2020 | 2030 | 2040 | 2050
| ON |  |  | 0 | 0.62436 | 1.0167 | 1.8202
| Total |  |  | 0 | 0.62436 | 1.0167 | 1.8202
Methane
|  |  |  | 2020 | 2030 | 2040 | 2050
Methane | ON | Dispatch-Crossload | O/CCGT - CH4 Existing | 0 | 0.39829 | 0.14941 | 0
Methane | ON | Dispatch-Crossload | O/CCGT - CH4 New | 0 | 0.031235 | 0.054387 | 0
Efficiency
Hydrogen | ON | Dispatch-Generation | SMR CCS | 0 | 23.1066 | 23.1066 | 0.063306 | SMR CCS | 0.69
| Total |  |  | 0 | 23.5362 | 23.3104 | 0.063306

## Direct Dmd
Annual Energy Demand
Electricity Demand (TWh)
|  | 2020 | 2030 | 2040 | 2050
Electricity | ON | 135.2444 | 205.9688 | 327.9485 | 413.415
| Total | 135.2444 | 205.9688 | 327.9485 | 413.415
Hydrogen Demand (TWh)
|  | 2020 | 2025 | 2030 | 2035
Hydrogen | ON | 0 | 15.2477 | 41.978 | 70.3899
| Total | 0 | 15.2477 | 41.978 | 70.3899
Methane Demand (TWh)
|  | 2020 | 2025 | 2030 | 2035
Methane | ON | 256.0434 | 218.5461 | 121.4667 | 48.6567
| Total | 256.0434 | 218.5461 | 121.4667 | 48.6567

## Infra_Cumulative
Cumulative Infrastructure
Electricity
| From | To | 2020 | 2030 | 2040 | 2050
Electricity | ON | WC | 0.3 | 1.8 | 3.3 | 4.8
Electricity | ON | QC | 2.35 | 3.85 | 5.35 | 6.85
Electricity | ON | NY | 2.1 | 3.6 | 5.1 | 6.6
Electricity | ON | MI | 1.7 | 3.2 | 4.7 | 6.2
Electricity | ON | PJ | 0 | 1 | 2.5 | 4
Hydrogen
| From | To | 2020 | 2030 | 2040 | 2050
Hydrogen | ON | WC | 0 | 0 | 23.0737 | 41.0784
Hydrogen | ON | QC | 0 | 0 | 0 | 9.95
Hydrogen | ON | NY | 0 | 0 | 0 | 0
Hydrogen | ON | MI | 0 | 0 | 0 | 0
Hydrogen | ON | PJ | 0 | 0 | 0 | 0
Methane
| From | To | 2020 | 2030 | 2040 | 2050
Methane | ON | WC | 61.5 | 61.5 | 61.5 | 0
Methane | ON | QC | 14 | 14 | 14 | 0
Methane | ON | NY | 12 | 12 | 12 | 0
Methane | ON | MI | 0 | 0 | 0 | 0
Methane | ON | PJ | 0 | 0 | 0 | 0

## Infra_Annual
Annual New Infrastructure
Electricity
| From | To | 2020 | 2030 | 2040 | 2050
Electricity | ON | WC |  | 1.5 | 1.5 | 1.5
Electricity | ON | QC |  | 1.5 | 1.5 | 1.5
Electricity | ON | NY |  | 1.5 | 1.5 | 1.5
Electricity | ON | MI |  | 1.5 | 1.5 | 1.5
Electricity | ON | PJ |  | 1 | 1.5 | 1.5
Hydrogen
| From | To | 2020 | 2030 | 2040 | 2050
Hydrogen | ON | WC |  | 0 | 23.0737 | 18.0048
Hydrogen | ON | QC |  | 0 | 0 | 9.95
Hydrogen | ON | NY |  | 0 | 0 | 0
Hydrogen | ON | MI |  | 0 | 0 | 0
Hydrogen | ON | PJ |  | 0 | 0 | 0
Methane
| From | To | 2020 | 2030 | 2040 | 2050
Methane | ON | WC |  | 0 | 0 | -61.5
Methane | ON | QC |  | 0 | 0 | -14
Methane | ON | NY |  | 0 | 0 | -12
Methane | ON | MI |  | 0 | 0 | 0
Methane | ON | PJ |  | 0 | 0 | 0

## comp_demand_granular_annual
ScenarioName | EnergyCarrier | SubRegion | SimYr | Season | DemandSector | DemandSubSector | SupplyTechnology | EnergyDemand
LCP_Inputs_ON_Electric_IEA_2023_05_05 | Electricity | MI | 2020 | Fall | Total | Total | Forecasted Demand | 64388643.3848
LCP_Inputs_ON_Electric_IEA_2023_05_05 | Electricity | MI | 2020 | Spring | Total | Total | Forecasted Demand | 65547600.0734
LCP_Inputs_ON_Electric_IEA_2023_05_05 | Electricity | MI | 2020 | Summer | Total | Total | Forecasted Demand | 60004368.5649
LCP_Inputs_ON_Electric_IEA_2023_05_05 | Electricity | MI | 2020 | Winter | Total | Total | Forecasted Demand | 73524657.4113
LCP_Inputs_ON_Electric_IEA_2023_05_05 | Electricity | MI | 2020 | Winter Peak | Total | Total | Forecasted Demand | 748965.1391
LCP_Inputs_ON_Electric_IEA_2023_05_05 | Electricity | MI | 2030 | Fall | Total | Total | Forecasted Demand | 69369909.5686
LCP_Inputs_ON_Electric_IEA_2023_05_05 | Electricity | MI | 2030 | Spring | Total | Total | Forecasted Demand | 70531519.0739
LCP_Inputs_ON_Electric_IEA_2023_05_05 | Electricity | MI | 2030 | Summer | Total | Total | Forecasted Demand | 64615401.7324
LCP_Inputs_ON_Electric_IEA_2023_05_05 | Electricity | MI | 2030 | Winter | Total | Total | Forecasted Demand | 79109185.3699
LCP_Inputs_ON_Electric_IEA_2023_05_05 | Electricity | MI | 2030 | Winter Peak | Total | Total | Forecasted Demand | 806516.6719
LCP_Inputs_ON_Electric_IEA_2023_05_05 | Electricity | MI | 2040 | Fall | Total | Total | Forecasted Demand | 74229685.4108
LCP_Inputs_ON_Electric_IEA_2023_05_05 | Electricity | MI | 2040 | Spring | Total | Total | Forecasted Demand | 75440955.7092
LCP_Inputs_ON_Electric_IEA_2023_05_05 | Electricity | MI | 2040 | Summer | Total | Total | Forecasted Demand | 69869852.5851
LCP_Inputs_ON_Electric_IEA_2023_05_05 | Electricity | MI | 2040 | Winter | Total | Total | Forecasted Demand | 84317362.7016
LCP_Inputs_ON_Electric_IEA_2023_05_05 | Electricity | MI | 2040 | Winter Peak | Total | Total | Forecasted Demand | 856450.3747
LCP_Inputs_ON_Electric_IEA_2023_05_05 | Electricity | MI | 2050 | Fall | Total | Total | Forecasted Demand | 78907897.8528
LCP_Inputs_ON_Electric_IEA_2023_05_05 | Electricity | MI | 2050 | Spring | Total | Total | Forecasted Demand | 80195506.61
LCP_Inputs_ON_Electric_IEA_2023_05_05 | Electricity | MI | 2050 | Summer | Total | Total | Forecasted Demand | 74273293.2285
LCP_Inputs_ON_Electric_IEA_2023_05_05 | Electricity | MI | 2050 | Winter | Total | Total | Forecasted Demand | 89631335.583
LCP_Inputs_ON_Electric_IEA_2023_05_05 | Electricity | MI | 2050 | Winter Peak | Total | Total | Forecasted Demand | 910426.8502
LCP_Inputs_ON_Electric_IEA_2023_05_05 | Electricity | NY | 2020 | Fall | Total | Total | Forecasted Demand | 37709522.2605
LCP_Inputs_ON_Electric_IEA_2023_05_05 | Electricity | NY | 2020 | Spring | Total | Total | Forecasted Demand | 38388270.8838
LCP_Inputs_ON_Electric_IEA_2023_05_05 | Electricity | NY | 2020 | Summer | Total | Total | Forecasted Demand | 35141850.382
LCP_Inputs_ON_Electric_IEA_2023_05_05 | Electricity | NY | 2020 | Winter | Total | Total | Forecasted Demand | 43060073.3235
LCP_Inputs_ON_Electric_IEA_2023_05_05 | Electricity | NY | 2020 | Winter Peak | Total | Total | Forecasted Demand | 438635.0775
LCP_Inputs_ON_Electric_IEA_2023_05_05 | Electricity | NY | 2030 | Fall | Total | Total | Forecasted Demand | 37457881.3121
LCP_Inputs_ON_Electric_IEA_2023_05_05 | Electricity | NY | 2030 | Spring | Total | Total | Forecasted Demand | 38085119.134
LCP_Inputs_ON_Electric_IEA_2023_05_05 | Electricity | NY | 2030 | Summer | Total | Total | Forecasted Demand | 34890575.2376
LCP_Inputs_ON_Electric_IEA_2023_05_05 | Electricity | NY | 2030 | Winter | Total | Total | Forecasted Demand | 42716827.7242
LCP_Inputs_ON_Electric_IEA_2023_05_05 | Electricity | NY | 2030 | Winter Peak | Total | Total | Forecasted Demand | 435497.2633
LCP_Inputs_ON_Electric_IEA_2023_05_05 | Electricity | NY | 2040 | Fall | Total | Total | Forecasted Demand | 40268515.7269
LCP_Inputs_ON_Electric_IEA_2023_05_05 | Electricity | NY | 2040 | Spring | Total | Total | Forecasted Demand | 40925612.1
LCP_Inputs_ON_Electric_IEA_2023_05_05 | Electricity | NY | 2040 | Summer | Total | Total | Forecasted Demand | 37903370.3577
LCP_Inputs_ON_Electric_IEA_2023_05_05 | Electricity | NY | 2040 | Winter | Total | Total | Forecasted Demand | 45740932.7173
LCP_Inputs_ON_Electric_IEA_2023_05_05 | Electricity | NY | 2040 | Winter Peak | Total | Total | Forecasted Demand | 464611.7681
LCP_Inputs_ON_Electric_IEA_2023_05_05 | Electricity | NY | 2050 | Fall | Total | Total | Forecasted Demand | 43312474.573
LCP_Inputs_ON_Electric_IEA_2023_05_05 | Electricity | NY | 2050 | Spring | Total | Total | Forecasted Demand | 44019241.8685
LCP_Inputs_ON_Electric_IEA_2023_05_05 | Electricity | NY | 2050 | Summer | Total | Total | Forecasted Demand | 40768544.2389
LCP_Inputs_ON_Electric_IEA_2023_05_05 | Electricity | NY | 2050 | Winter | Total | Total | Forecasted Demand | 49198559.9543
LCP_Inputs_ON_Electric_IEA_2023_05_05 | Electricity | NY | 2050 | Winter Peak | Total | Total | Forecasted Demand | 499732.484
LCP_Inputs_ON_Electric_IEA_2023_05_05 | Electricity | ON | 2020 | Fall | Total | Total | Forecasted Demand | 31924908
LCP_Inputs_ON_Electric_IEA_2023_05_05 | Electricity | ON | 2020 | Spring | Total | Total | Forecasted Demand | 31793365.3587
LCP_Inputs_ON_Electric_IEA_2023_05_05 | Electricity | ON | 2020 | Summer | Total | Total | Forecasted Demand | 34603182.25
LCP_Inputs_ON_Electric_IEA_2023_05_05 | Electricity | ON | 2020 | Winter | Total | Total | Forecasted Demand | 36458902.1613
LCP_Inputs_ON_Electric_IEA_2023_05_05 | Electricity | ON | 2020 | Winter Peak | Total | Total | Forecasted Demand | 464000
LCP_Inputs_ON_Electric_IEA_2023_05_05 | Electricity | ON | 2030 | Fall | Total | Total | Forecasted Demand | 47548278.6831
LCP_Inputs_ON_Electric_IEA_2023_05_05 | Electricity | ON | 2030 | Spring | Total | Total | Forecasted Demand | 49918649.796
LCP_Inputs_ON_Electric_IEA_2023_05_05 | Electricity | ON | 2030 | Summer | Total | Total | Forecasted Demand | 45457657.5916
LCP_Inputs_ON_Electric_IEA_2023_05_05 | Electricity | ON | 2030 | Winter | Total | Total | Forecasted Demand | 62198211.8273
LCP_Inputs_ON_Electric_IEA_2023_05_05 | Electricity | ON | 2030 | Winter Peak | Total | Total | Forecasted Demand | 846036.7598
LCP_Inputs_ON_Electric_IEA_2023_05_05 | Electricity | ON | 2040 | Fall | Total | Total | Forecasted Demand | 74534772.0188
LCP_Inputs_ON_Electric_IEA_2023_05_05 | Electricity | ON | 2040 | Spring | Total | Total | Forecasted Demand | 81193108.5132
LCP_Inputs_ON_Electric_IEA_2023_05_05 | Electricity | ON | 2040 | Summer | Total | Total | Forecasted Demand | 64243154.5458
LCP_Inputs_ON_Electric_IEA_2023_05_05 | Electricity | ON | 2040 | Winter | Total | Total | Forecasted Demand | 106476245.2608
LCP_Inputs_ON_Electric_IEA_2023_05_05 | Electricity | ON | 2040 | Winter Peak | Total | Total | Forecasted Demand | 1501190.2794
LCP_Inputs_ON_Electric_IEA_2023_05_05 | Electricity | ON | 2050 | Fall | Total | Total | Forecasted Demand | 94755050.4842
LCP_Inputs_ON_Electric_IEA_2023_05_05 | Electricity | ON | 2050 | Spring | Total | Total | Forecasted Demand | 102770353.4054
LCP_Inputs_ON_Electric_IEA_2023_05_05 | Electricity | ON | 2050 | Summer | Total | Total | Forecasted Demand | 81874018.274
LCP_Inputs_ON_Electric_IEA_2023_05_05 | Electricity | ON | 2050 | Winter | Total | Total | Forecasted Demand | 132178311.2351
LCP_Inputs_ON_Electric_IEA_2023_05_05 | Electricity | ON | 2050 | Winter Peak | Total | Total | Forecasted Demand | 1837278.9009
LCP_Inputs_ON_Electric_IEA_2023_05_05 | Electricity | PJ | 2020 | Fall | Total | Total | Forecasted Demand | 190271614.5584
LCP_Inputs_ON_Electric_IEA_2023_05_05 | Electricity | PJ | 2020 | Spring | Total | Total | Forecasted Demand | 193696388.6918
LCP_Inputs_ON_Electric_IEA_2023_05_05 | Electricity | PJ | 2020 | Summer | Total | Total | Forecasted Demand | 177315866.3892
LCP_Inputs_ON_Electric_IEA_2023_05_05 | Electricity | PJ | 2020 | Winter | Total | Total | Forecasted Demand | 217268986.2696
LCP_Inputs_ON_Electric_IEA_2023_05_05 | Electricity | PJ | 2020 | Winter Peak | Total | Total | Forecasted Demand | 2213228.8982
LCP_Inputs_ON_Electric_IEA_2023_05_05 | Electricity | PJ | 2030 | Fall | Total | Total | Forecasted Demand | 196387739.8979
LCP_Inputs_ON_Electric_IEA_2023_05_05 | Electricity | PJ | 2030 | Spring | Total | Total | Forecasted Demand | 199676281.9589
LCP_Inputs_ON_Electric_IEA_2023_05_05 | Electricity | PJ | 2030 | Summer | Total | Total | Forecasted Demand | 182927623.6301
LCP_Inputs_ON_Electric_IEA_2023_05_05 | Electricity | PJ | 2030 | Winter | Total | Total | Forecasted Demand | 223959843.9232
LCP_Inputs_ON_Electric_IEA_2023_05_05 | Electricity | PJ | 2030 | Winter Peak | Total | Total | Forecasted Demand | 2283266.4389
LCP_Inputs_ON_Electric_IEA_2023_05_05 | Electricity | PJ | 2040 | Fall | Total | Total | Forecasted Demand | 201542746.0526
LCP_Inputs_ON_Electric_IEA_2023_05_05 | Electricity | PJ | 2040 | Spring | Total | Total | Forecasted Demand | 204831494.2239
LCP_Inputs_ON_Electric_IEA_2023_05_05 | Electricity | PJ | 2040 | Summer | Total | Total | Forecasted Demand | 189705262.5019
LCP_Inputs_ON_Electric_IEA_2023_05_05 | Electricity | PJ | 2040 | Winter | Total | Total | Forecasted Demand | 228932033.3873
LCP_Inputs_ON_Electric_IEA_2023_05_05 | Electricity | PJ | 2040 | Winter Peak | Total | Total | Forecasted Demand | 2325368.3404
LCP_Inputs_ON_Electric_IEA_2023_05_05 | Electricity | PJ | 2050 | Fall | Total | Total | Forecasted Demand | 206703213.2481
LCP_Inputs_ON_Electric_IEA_2023_05_05 | Electricity | PJ | 2050 | Spring | Total | Total | Forecasted Demand | 210076169.2482
LCP_Inputs_ON_Electric_IEA_2023_05_05 | Electricity | PJ | 2050 | Summer | Total | Total | Forecasted Demand | 194562632.976
LCP_Inputs_ON_Electric_IEA_2023_05_05 | Electricity | PJ | 2050 | Winter | Total | Total | Forecasted Demand | 234793798.5534
LCP_Inputs_ON_Electric_IEA_2023_05_05 | Electricity | PJ | 2050 | Winter Peak | Total | Total | Forecasted Demand | 2384908.995
LCP_Inputs_ON_Electric_IEA_2023_05_05 | Electricity | QC | 2020 | Fall | Total | Total | Forecasted Demand | 41432497
LCP_Inputs_ON_Electric_IEA_2023_05_05 | Electricity | QC | 2020 | Spring | Total | Total | Forecasted Demand | 44603911.1304
LCP_Inputs_ON_Electric_IEA_2023_05_05 | Electricity | QC | 2020 | Summer | Total | Total | Forecasted Demand | 36902986.6739
LCP_Inputs_ON_Electric_IEA_2023_05_05 | Electricity | QC | 2020 | Winter | Total | Total | Forecasted Demand | 56211261.3371
LCP_Inputs_ON_Electric_IEA_2023_05_05 | Electricity | QC | 2020 | Winter Peak | Total | Total | Forecasted Demand | 710048
LCP_Inputs_ON_Electric_IEA_2023_05_05 | Electricity | QC | 2030 | Fall | Total | Total | Forecasted Demand | 45697359.5598
LCP_Inputs_ON_Electric_IEA_2023_05_05 | Electricity | QC | 2030 | Spring | Total | Total | Forecasted Demand | 49195223.8529
LCP_Inputs_ON_Electric_IEA_2023_05_05 | Electricity | QC | 2030 | Summer | Total | Total | Forecasted Demand | 40701603.1611
LCP_Inputs_ON_Electric_IEA_2023_05_05 | Electricity | QC | 2030 | Winter | Total | Total | Forecasted Demand | 61997379.029
LCP_Inputs_ON_Electric_IEA_2023_05_05 | Electricity | QC | 2030 | Winter Peak | Total | Total | Forecasted Demand | 783136.9362
LCP_Inputs_ON_Electric_IEA_2023_05_05 | Electricity | QC | 2040 | Fall | Total | Total | Forecasted Demand | 45697359.5598
LCP_Inputs_ON_Electric_IEA_2023_05_05 | Electricity | QC | 2040 | Spring | Total | Total | Forecasted Demand | 49195223.8529
LCP_Inputs_ON_Electric_IEA_2023_05_05 | Electricity | QC | 2040 | Summer | Total | Total | Forecasted Demand | 40701603.1611
LCP_Inputs_ON_Electric_IEA_2023_05_05 | Electricity | QC | 2040 | Winter | Total | Total | Forecasted Demand | 61997379.029
LCP_Inputs_ON_Electric_IEA_2023_05_05 | Electricity | QC | 2040 | Winter Peak | Total | Total | Forecasted Demand | 783136.9362
LCP_Inputs_ON_Electric_IEA_2023_05_05 | Electricity | QC | 2050 | Fall | Total | Total | Forecasted Demand | 45697359.5598
LCP_Inputs_ON_Electric_IEA_2023_05_05 | Electricity | QC | 2050 | Spring | Total | Total | Forecasted Demand | 49195223.8529
LCP_Inputs_ON_Electric_IEA_2023_05_05 | Electricity | QC | 2050 | Summer | Total | Total | Forecasted Demand | 40701603.1611
LCP_Inputs_ON_Electric_IEA_2023_05_05 | Electricity | QC | 2050 | Winter | Total | Total | Forecasted Demand | 61997379.029
LCP_Inputs_ON_Electric_IEA_2023_05_05 | Electricity | QC | 2050 | Winter Peak | Total | Total | Forecasted Demand | 783136.9362
LCP_Inputs_ON_Electric_IEA_2023_05_05 | Electricity | WC | 2020 | Fall | Total | Total | Forecasted Demand | 6526967.0516
LCP_Inputs_ON_Electric_IEA_2023_05_05 | Electricity | WC | 2020 | Spring | Total | Total | Forecasted Demand | 6644448.516
LCP_Inputs_ON_Electric_IEA_2023_05_05 | Electricity | WC | 2020 | Summer | Total | Total | Forecasted Demand | 6082540.5845
LCP_Inputs_ON_Electric_IEA_2023_05_05 | Electricity | WC | 2020 | Winter | Total | Total | Forecasted Demand | 7453069.2242
LCP_Inputs_ON_Electric_IEA_2023_05_05 | Electricity | WC | 2020 | Winter Peak | Total | Total | Forecasted Demand | 75921.3198
LCP_Inputs_ON_Electric_IEA_2023_05_05 | Electricity | WC | 2030 | Fall | Total | Total | Forecasted Demand | 7232872.3112
LCP_Inputs_ON_Electric_IEA_2023_05_05 | Electricity | WC | 2030 | Spring | Total | Total | Forecasted Demand | 7353987.8392
LCP_Inputs_ON_Electric_IEA_2023_05_05 | Electricity | WC | 2030 | Summer | Total | Total | Forecasted Demand | 6737142.2707
LCP_Inputs_ON_Electric_IEA_2023_05_05 | Electricity | WC | 2030 | Winter | Total | Total | Forecasted Demand | 8248340.5266
LCP_Inputs_ON_Electric_IEA_2023_05_05 | Electricity | WC | 2030 | Winter Peak | Total | Total | Forecasted Demand | 84091.6781
LCP_Inputs_ON_Electric_IEA_2023_05_05 | Electricity | WC | 2040 | Fall | Total | Total | Forecasted Demand | 8153713.7116
LCP_Inputs_ON_Electric_IEA_2023_05_05 | Electricity | WC | 2040 | Spring | Total | Total | Forecasted Demand | 8286764.9455
LCP_Inputs_ON_Electric_IEA_2023_05_05 | Electricity | WC | 2040 | Summer | Total | Total | Forecasted Demand | 7674810.5814
LCP_Inputs_ON_Electric_IEA_2023_05_05 | Electricity | WC | 2040 | Winter | Total | Total | Forecasted Demand | 9261788.3611
LCP_Inputs_ON_Electric_IEA_2023_05_05 | Electricity | WC | 2040 | Winter Peak | Total | Total | Forecasted Demand | 94076.2597
LCP_Inputs_ON_Electric_IEA_2023_05_05 | Electricity | WC | 2050 | Fall | Total | Total | Forecasted Demand | 9096280.3835
LCP_Inputs_ON_Electric_IEA_2023_05_05 | Electricity | WC | 2050 | Spring | Total | Total | Forecasted Demand | 9244712.2971
LCP_Inputs_ON_Electric_IEA_2023_05_05 | Electricity | WC | 2050 | Summer | Total | Total | Forecasted Demand | 8562016.2062
LCP_Inputs_ON_Electric_IEA_2023_05_05 | Electricity | WC | 2050 | Winter | Total | Total | Forecasted Demand | 10332448.1046
LCP_Inputs_ON_Electric_IEA_2023_05_05 | Electricity | WC | 2050 | Winter Peak | Total | Total | Forecasted Demand | 104951.445
LCP_Inputs_ON_Electric_IEA_2023_05_05 | Hydrogen | ON | 2020 | Fall | Total | Total | Forecasted Demand | 0
LCP_Inputs_ON_Electric_IEA_2023_05_05 | Hydrogen | ON | 2020 | Spring | Total | Total | Forecasted Demand | 0
LCP_Inputs_ON_Electric_IEA_2023_05_05 | Hydrogen | ON | 2020 | Summer | Total | Total | Forecasted Demand | 0
LCP_Inputs_ON_Electric_IEA_2023_05_05 | Hydrogen | ON | 2020 | Winter | Total | Total | Forecasted Demand | 0
LCP_Inputs_ON_Electric_IEA_2023_05_05 | Hydrogen | ON | 2020 | Winter Peak | Total | Total | Forecasted Demand | 0
LCP_Inputs_ON_Electric_IEA_2023_05_05 | Hydrogen | ON | 2030 | Fall | Total | Total | Forecasted Demand | 3150593.7267
LCP_Inputs_ON_Electric_IEA_2023_05_05 | Hydrogen | ON | 2030 | Spring | Total | Total | Forecasted Demand | 4007807.0172
LCP_Inputs_ON_Electric_IEA_2023_05_05 | Hydrogen | ON | 2030 | Summer | Total | Total | Forecasted Demand | 3150593.7267
LCP_Inputs_ON_Electric_IEA_2023_05_05 | Hydrogen | ON | 2030 | Winter | Total | Total | Forecasted Demand | 4865020.3077
LCP_Inputs_ON_Electric_IEA_2023_05_05 | Hydrogen | ON | 2030 | Winter Peak | Total | Total | Forecasted Demand | 73658.0835
LCP_Inputs_ON_Electric_IEA_2023_05_05 | Hydrogen | ON | 2040 | Fall | Total | Total | Forecasted Demand | 8549452.4501
LCP_Inputs_ON_Electric_IEA_2023_05_05 | Hydrogen | ON | 2040 | Spring | Total | Total | Forecasted Demand | 11152175.1531
LCP_Inputs_ON_Electric_IEA_2023_05_05 | Hydrogen | ON | 2040 | Summer | Total | Total | Forecasted Demand | 7724303.1952
LCP_Inputs_ON_Electric_IEA_2023_05_05 | Hydrogen | ON | 2040 | Winter | Total | Total | Forecasted Demand | 14332925.5023
LCP_Inputs_ON_Electric_IEA_2023_05_05 | Hydrogen | ON | 2040 | Winter Peak | Total | Total | Forecasted Demand | 219114.3067
LCP_Inputs_ON_Electric_IEA_2023_05_05 | Hydrogen | ON | 2050 | Fall | Total | Total | Forecasted Demand | 14390213.1729
LCP_Inputs_ON_Electric_IEA_2023_05_05 | Hydrogen | ON | 2050 | Spring | Total | Total | Forecasted Demand | 18746534.3992
LCP_Inputs_ON_Electric_IEA_2023_05_05 | Hydrogen | ON | 2050 | Summer | Total | Total | Forecasted Demand | 12343783.318
LCP_Inputs_ON_Electric_IEA_2023_05_05 | Hydrogen | ON | 2050 | Winter | Total | Total | Forecasted Demand | 24536406.0107
LCP_Inputs_ON_Electric_IEA_2023_05_05 | Hydrogen | ON | 2050 | Winter Peak | Total | Total | Forecasted Demand | 372982.782
LCP_Inputs_ON_Electric_IEA_2023_05_05 | Methane | ON | 2020 | Fall | Total | Total | Forecasted Demand | 48670588.4315
LCP_Inputs_ON_Electric_IEA_2023_05_05 | Methane | ON | 2020 | Spring | Total | Total | Forecasted Demand | 71474401.5311
LCP_Inputs_ON_Electric_IEA_2023_05_05 | Methane | ON | 2020 | Summer | Total | Total | Forecasted Demand | 19080667.2358
LCP_Inputs_ON_Electric_IEA_2023_05_05 | Methane | ON | 2020 | Winter | Total | Total | Forecasted Demand | 115006334.3008
LCP_Inputs_ON_Electric_IEA_2023_05_05 | Methane | ON | 2020 | Winter Peak | Total | Total | Forecasted Demand | 1811413.6235
LCP_Inputs_ON_Electric_IEA_2023_05_05 | Methane | ON | 2030 | Fall | Total | Total | Forecasted Demand | 41308828.7891
LCP_Inputs_ON_Electric_IEA_2023_05_05 | Methane | ON | 2030 | Spring | Total | Total | Forecasted Demand | 60879959.6029
LCP_Inputs_ON_Electric_IEA_2023_05_05 | Methane | ON | 2030 | Summer | Total | Total | Forecasted Demand | 18155445.045
LCP_Inputs_ON_Electric_IEA_2023_05_05 | Methane | ON | 2030 | Winter | Total | Total | Forecasted Demand | 96670332.9704
LCP_Inputs_ON_Electric_IEA_2023_05_05 | Methane | ON | 2030 | Winter Peak | Total | Total | Forecasted Demand | 1531506.5064
LCP_Inputs_ON_Electric_IEA_2023_05_05 | Methane | ON | 2040 | Fall | Total | Total | Forecasted Demand | 22706545.2984
LCP_Inputs_ON_Electric_IEA_2023_05_05 | Methane | ON | 2040 | Spring | Total | Total | Forecasted Demand | 33608494.4819
LCP_Inputs_ON_Electric_IEA_2023_05_05 | Methane | ON | 2040 | Summer | Total | Total | Forecasted Demand | 13060257.3087
LCP_Inputs_ON_Electric_IEA_2023_05_05 | Methane | ON | 2040 | Winter | Total | Total | Forecasted Demand | 51267792.2403
LCP_Inputs_ON_Electric_IEA_2023_05_05 | Methane | ON | 2040 | Winter Peak | Total | Total | Forecasted Demand | 823607.8427
LCP_Inputs_ON_Electric_IEA_2023_05_05 | Methane | ON | 2050 | Fall | Total | Total | Forecasted Demand | 8901078.6486
LCP_Inputs_ON_Electric_IEA_2023_05_05 | Methane | ON | 2050 | Spring | Total | Total | Forecasted Demand | 13286951.2434
LCP_Inputs_ON_Electric_IEA_2023_05_05 | Methane | ON | 2050 | Summer | Total | Total | Forecasted Demand | 7518934.9246
LCP_Inputs_ON_Electric_IEA_2023_05_05 | Methane | ON | 2050 | Winter | Total | Total | Forecasted Demand | 18641033.2607
LCP_Inputs_ON_Electric_IEA_2023_05_05 | Methane | ON | 2050 | Winter Peak | Total | Total | Forecasted Demand | 308662.5814

## supply_disp_annual
ScenarioName | GENtoDISFuel | var_type | SubRegion | SimYr | Season | SupplyTechnology | SubRegion_To | SubRegion_From | SupplyDispatch | SubRegion
LCP_Inputs_ON_Electric_IEA_2023_05_05 | Electricity | Charging-Storage | MI | 2020 | Fall | Battery Storage |  |  | 0 | MI
LCP_Inputs_ON_Electric_IEA_2023_05_05 | Electricity | Charging-Storage | MI | 2020 | Fall | Hydro Pumped Storage |  |  | 0 | MI
LCP_Inputs_ON_Electric_IEA_2023_05_05 | Electricity | Charging-Storage | MI | 2020 | Spring | Battery Storage |  |  | 0 | MI
LCP_Inputs_ON_Electric_IEA_2023_05_05 | Electricity | Charging-Storage | MI | 2020 | Spring | Hydro Pumped Storage |  |  | 0 | MI
LCP_Inputs_ON_Electric_IEA_2023_05_05 | Electricity | Charging-Storage | MI | 2020 | Summer | Battery Storage |  |  | 0 | MI
LCP_Inputs_ON_Electric_IEA_2023_05_05 | Electricity | Charging-Storage | MI | 2020 | Summer | Hydro Pumped Storage |  |  | 0 | MI
LCP_Inputs_ON_Electric_IEA_2023_05_05 | Electricity | Charging-Storage | MI | 2020 | Winter | Battery Storage |  |  | 0 | MI
LCP_Inputs_ON_Electric_IEA_2023_05_05 | Electricity | Charging-Storage | MI | 2020 | Winter | Hydro Pumped Storage |  |  | 0 | MI
LCP_Inputs_ON_Electric_IEA_2023_05_05 | Electricity | Charging-Storage | MI | 2020 | Winter Peak | Battery Storage |  |  | 0 | MI
LCP_Inputs_ON_Electric_IEA_2023_05_05 | Electricity | Charging-Storage | MI | 2020 | Winter Peak | Hydro Pumped Storage |  |  | 0 | MI
LCP_Inputs_ON_Electric_IEA_2023_05_05 | Electricity | Charging-Storage | MI | 2030 | Fall | Battery Storage |  |  | -742471.4595 | MI
LCP_Inputs_ON_Electric_IEA_2023_05_05 | Electricity | Charging-Storage | MI | 2030 | Fall | Hydro Pumped Storage |  |  | -1350362.0598 | MI
LCP_Inputs_ON_Electric_IEA_2023_05_05 | Electricity | Charging-Storage | MI | 2030 | Spring | Battery Storage |  |  | -1116220.9288 | MI
LCP_Inputs_ON_Electric_IEA_2023_05_05 | Electricity | Charging-Storage | MI | 2030 | Spring | Hydro Pumped Storage |  |  | -1576795.506 | MI
LCP_Inputs_ON_Electric_IEA_2023_05_05 | Electricity | Charging-Storage | MI | 2030 | Summer | Battery Storage |  |  | -499480.8 | MI
LCP_Inputs_ON_Electric_IEA_2023_05_05 | Electricity | Charging-Storage | MI | 2030 | Summer | Hydro Pumped Storage |  |  | -620632.6726 | MI
LCP_Inputs_ON_Electric_IEA_2023_05_05 | Electricity | Charging-Storage | MI | 2030 | Winter | Battery Storage |  |  | -995350.0828 | MI
LCP_Inputs_ON_Electric_IEA_2023_05_05 | Electricity | Charging-Storage | MI | 2030 | Winter | Hydro Pumped Storage |  |  | -1209334.6427 | MI
LCP_Inputs_ON_Electric_IEA_2023_05_05 | Electricity | Charging-Storage | MI | 2030 | Winter Peak | Battery Storage |  |  | -137.1889 | MI
LCP_Inputs_ON_Electric_IEA_2023_05_05 | Electricity | Charging-Storage | MI | 2030 | Winter Peak | Hydro Pumped Storage |  |  | 0 | MI
LCP_Inputs_ON_Electric_IEA_2023_05_05 | Electricity | Charging-Storage | MI | 2040 | Fall | Battery Storage |  |  | -2245404.3744 | MI
LCP_Inputs_ON_Electric_IEA_2023_05_05 | Electricity | Charging-Storage | MI | 2040 | Fall | Hydro Pumped Storage |  |  | -1412845.9839 | MI
LCP_Inputs_ON_Electric_IEA_2023_05_05 | Electricity | Charging-Storage | MI | 2040 | Spring | Battery Storage |  |  | -5283768.9081 | MI
LCP_Inputs_ON_Electric_IEA_2023_05_05 | Electricity | Charging-Storage | MI | 2040 | Spring | Hydro Pumped Storage |  |  | -2400944 | MI
LCP_Inputs_ON_Electric_IEA_2023_05_05 | Electricity | Charging-Storage | MI | 2040 | Summer | Battery Storage |  |  | -2327520.9504 | MI
LCP_Inputs_ON_Electric_IEA_2023_05_05 | Electricity | Charging-Storage | MI | 2040 | Summer | Hydro Pumped Storage |  |  | -1689268.7595 | MI
LCP_Inputs_ON_Electric_IEA_2023_05_05 | Electricity | Charging-Storage | MI | 2040 | Winter | Battery Storage |  |  | -4902713.3084 | MI
LCP_Inputs_ON_Electric_IEA_2023_05_05 | Electricity | Charging-Storage | MI | 2040 | Winter | Hydro Pumped Storage |  |  | -2300904.6667 | MI
LCP_Inputs_ON_Electric_IEA_2023_05_05 | Electricity | Charging-Storage | MI | 2040 | Winter Peak | Battery Storage |  |  | 0 | MI
LCP_Inputs_ON_Electric_IEA_2023_05_05 | Electricity | Charging-Storage | MI | 2040 | Winter Peak | Hydro Pumped Storage |  |  | 0 | MI
LCP_Inputs_ON_Electric_IEA_2023_05_05 | Electricity | Charging-Storage | MI | 2050 | Fall | Battery Storage |  |  | -6512284.3014 | MI
LCP_Inputs_ON_Electric_IEA_2023_05_05 | Electricity | Charging-Storage | MI | 2050 | Fall | Hydro Pumped Storage |  |  | -1560613.6 | MI
LCP_Inputs_ON_Electric_IEA_2023_05_05 | Electricity | Charging-Storage | MI | 2050 | Spring | Battery Storage |  |  | -13351819.0703 | MI
LCP_Inputs_ON_Electric_IEA_2023_05_05 | Electricity | Charging-Storage | MI | 2050 | Spring | Hydro Pumped Storage |  |  | -2300904.6667 | MI
LCP_Inputs_ON_Electric_IEA_2023_05_05 | Electricity | Charging-Storage | MI | 2050 | Summer | Battery Storage |  |  | -5102004.7918 | MI
LCP_Inputs_ON_Electric_IEA_2023_05_05 | Electricity | Charging-Storage | MI | 2050 | Summer | Hydro Pumped Storage |  |  | -1815752.2165 | MI
LCP_Inputs_ON_Electric_IEA_2023_05_05 | Electricity | Charging-Storage | MI | 2050 | Winter | Battery Storage |  |  | -11050351.9615 | MI
LCP_Inputs_ON_Electric_IEA_2023_05_05 | Electricity | Charging-Storage | MI | 2050 | Winter | Hydro Pumped Storage |  |  | -2300904.6667 | MI
LCP_Inputs_ON_Electric_IEA_2023_05_05 | Electricity | Charging-Storage | MI | 2050 | Winter Peak | Battery Storage |  |  | 0 | MI
LCP_Inputs_ON_Electric_IEA_2023_05_05 | Electricity | Charging-Storage | MI | 2050 | Winter Peak | Hydro Pumped Storage |  |  | 0 | MI
LCP_Inputs_ON_Electric_IEA_2023_05_05 | Electricity | Charging-Storage | NY | 2020 | Fall | Battery Storage |  |  | 0 | NY
LCP_Inputs_ON_Electric_IEA_2023_05_05 | Electricity | Charging-Storage | NY | 2020 | Fall | Hydro Pumped Storage |  |  | 0 | NY
LCP_Inputs_ON_Electric_IEA_2023_05_05 | Electricity | Charging-Storage | NY | 2020 | Spring | Battery Storage |  |  | 0 | NY
LCP_Inputs_ON_Electric_IEA_2023_05_05 | Electricity | Charging-Storage | NY | 2020 | Spring | Hydro Pumped Storage |  |  | 0 | NY
LCP_Inputs_ON_Electric_IEA_2023_05_05 | Electricity | Charging-Storage | NY | 2020 | Summer | Battery Storage |  |  | 0 | NY
LCP_Inputs_ON_Electric_IEA_2023_05_05 | Electricity | Charging-Storage | NY | 2020 | Summer | Hydro Pumped Storage |  |  | 0 | NY
LCP_Inputs_ON_Electric_IEA_2023_05_05 | Electricity | Charging-Storage | NY | 2020 | Winter | Battery Storage |  |  | 0 | NY
LCP_Inputs_ON_Electric_IEA_2023_05_05 | Electricity | Charging-Storage | NY | 2020 | Winter | Hydro Pumped Storage |  |  | 0 | NY
LCP_Inputs_ON_Electric_IEA_2023_05_05 | Electricity | Charging-Storage | NY | 2020 | Winter Peak | Battery Storage |  |  | 0 | NY
LCP_Inputs_ON_Electric_IEA_2023_05_05 | Electricity | Charging-Storage | NY | 2020 | Winter Peak | Hydro Pumped Storage |  |  | 0 | NY
LCP_Inputs_ON_Electric_IEA_2023_05_05 | Electricity | Charging-Storage | NY | 2030 | Fall | Battery Storage |  |  | -915995.2941 | NY
LCP_Inputs_ON_Electric_IEA_2023_05_05 | Electricity | Charging-Storage | NY | 2030 | Fall | Hydro Pumped Storage |  |  | -450578.9845 | NY
LCP_Inputs_ON_Electric_IEA_2023_05_05 | Electricity | Charging-Storage | NY | 2030 | Spring | Battery Storage |  |  | -1262588.1081 | NY
LCP_Inputs_ON_Electric_IEA_2023_05_05 | Electricity | Charging-Storage | NY | 2030 | Spring | Hydro Pumped Storage |  |  | -1137307.3731 | NY
LCP_Inputs_ON_Electric_IEA_2023_05_05 | Electricity | Charging-Storage | NY | 2030 | Summer | Battery Storage |  |  | -872386.4088 | NY
LCP_Inputs_ON_Electric_IEA_2023_05_05 | Electricity | Charging-Storage | NY | 2030 | Summer | Hydro Pumped Storage |  |  | -385721.7 | NY
LCP_Inputs_ON_Electric_IEA_2023_05_05 | Electricity | Charging-Storage | NY | 2030 | Winter | Battery Storage |  |  | -1597421.2879 | NY
LCP_Inputs_ON_Electric_IEA_2023_05_05 | Electricity | Charging-Storage | NY | 2030 | Winter | Hydro Pumped Storage |  |  | -820881.6484 | NY
LCP_Inputs_ON_Electric_IEA_2023_05_05 | Electricity | Charging-Storage | NY | 2030 | Winter Peak | Battery Storage |  |  | 0 | NY
LCP_Inputs_ON_Electric_IEA_2023_05_05 | Electricity | Charging-Storage | NY | 2030 | Winter Peak | Hydro Pumped Storage |  |  | 0 | NY
LCP_Inputs_ON_Electric_IEA_2023_05_05 | Electricity | Charging-Storage | NY | 2040 | Fall | Battery Storage |  |  | -2592108.2353 | NY
LCP_Inputs_ON_Electric_IEA_2023_05_05 | Electricity | Charging-Storage | NY | 2040 | Fall | Hydro Pumped Storage |  |  | -719909.7215 | NY
LCP_Inputs_ON_Electric_IEA_2023_05_05 | Electricity | Charging-Storage | NY | 2040 | Spring | Battery Storage |  |  | -4472111.2512 | NY
LCP_Inputs_ON_Electric_IEA_2023_05_05 | Electricity | Charging-Storage | NY | 2040 | Spring | Hydro Pumped Storage |  |  | -1357168.9444 | NY
LCP_Inputs_ON_Electric_IEA_2023_05_05 | Electricity | Charging-Storage | NY | 2040 | Summer | Battery Storage |  |  | -2592108.2353 | NY
LCP_Inputs_ON_Electric_IEA_2023_05_05 | Electricity | Charging-Storage | NY | 2040 | Summer | Hydro Pumped Storage |  |  | -1446456.375 | NY
LCP_Inputs_ON_Electric_IEA_2023_05_05 | Electricity | Charging-Storage | NY | 2040 | Winter | Battery Storage |  |  | -6848069.7297 | NY
LCP_Inputs_ON_Electric_IEA_2023_05_05 | Electricity | Charging-Storage | NY | 2040 | Winter | Hydro Pumped Storage |  |  | -1571458.7778 | NY
LCP_Inputs_ON_Electric_IEA_2023_05_05 | Electricity | Charging-Storage | NY | 2040 | Winter Peak | Battery Storage |  |  | 0 | NY
LCP_Inputs_ON_Electric_IEA_2023_05_05 | Electricity | Charging-Storage | NY | 2040 | Winter Peak | Hydro Pumped Storage |  |  | 0 | NY
LCP_Inputs_ON_Electric_IEA_2023_05_05 | Electricity | Charging-Storage | NY | 2050 | Fall | Battery Storage |  |  | -3748861.4105 | NY
LCP_Inputs_ON_Electric_IEA_2023_05_05 | Electricity | Charging-Storage | NY | 2050 | Fall | Hydro Pumped Storage |  |  | -985733.2333 | NY
LCP_Inputs_ON_Electric_IEA_2023_05_05 | Electricity | Charging-Storage | NY | 2050 | Spring | Battery Storage |  |  | -5851651.5237 | NY
LCP_Inputs_ON_Electric_IEA_2023_05_05 | Electricity | Charging-Storage | NY | 2050 | Spring | Hydro Pumped Storage |  |  | -1142879.1111 | NY
LCP_Inputs_ON_Electric_IEA_2023_05_05 | Electricity | Charging-Storage | NY | 2050 | Summer | Battery Storage |  |  | -3000644.7059 | NY
LCP_Inputs_ON_Electric_IEA_2023_05_05 | Electricity | Charging-Storage | NY | 2050 | Summer | Hydro Pumped Storage |  |  | -1446456.375 | NY
LCP_Inputs_ON_Electric_IEA_2023_05_05 | Electricity | Charging-Storage | NY | 2050 | Winter | Battery Storage |  |  | -3458046.4591 | NY
LCP_Inputs_ON_Electric_IEA_2023_05_05 | Electricity | Charging-Storage | NY | 2050 | Winter | Hydro Pumped Storage |  |  | -883597.0389 | NY
LCP_Inputs_ON_Electric_IEA_2023_05_05 | Electricity | Charging-Storage | NY | 2050 | Winter Peak | Battery Storage |  |  | 0 | NY
LCP_Inputs_ON_Electric_IEA_2023_05_05 | Electricity | Charging-Storage | NY | 2050 | Winter Peak | Hydro Pumped Storage |  |  | 0 | NY
LCP_Inputs_ON_Electric_IEA_2023_05_05 | Electricity | Charging-Storage | ON | 2020 | Fall | Battery Storage |  |  | 0 | ON
LCP_Inputs_ON_Electric_IEA_2023_05_05 | Electricity | Charging-Storage | ON | 2020 | Fall | Hydro Pumped Storage |  |  | -79443 | ON
LCP_Inputs_ON_Electric_IEA_2023_05_05 | Electricity | Charging-Storage | ON | 2020 | Spring | Battery Storage |  |  | 0 | ON
LCP_Inputs_ON_Electric_IEA_2023_05_05 | Electricity | Charging-Storage | ON | 2020 | Spring | Hydro Pumped Storage |  |  | -47665.8 | ON
LCP_Inputs_ON_Electric_IEA_2023_05_05 | Electricity | Charging-Storage | ON | 2020 | Summer | Battery Storage |  |  | 0 | ON
LCP_Inputs_ON_Electric_IEA_2023_05_05 | Electricity | Charging-Storage | ON | 2020 | Summer | Hydro Pumped Storage |  |  | -111220.2 | ON
LCP_Inputs_ON_Electric_IEA_2023_05_05 | Electricity | Charging-Storage | ON | 2020 | Winter | Battery Storage |  |  | 0 | ON
LCP_Inputs_ON_Electric_IEA_2023_05_05 | Electricity | Charging-Storage | ON | 2020 | Winter | Hydro Pumped Storage |  |  | -1738.9615 | ON
LCP_Inputs_ON_Electric_IEA_2023_05_05 | Electricity | Charging-Storage | ON | 2020 | Winter Peak | Battery Storage |  |  | 0 | ON
LCP_Inputs_ON_Electric_IEA_2023_05_05 | Electricity | Charging-Storage | ON | 2020 | Winter Peak | Hydro Pumped Storage |  |  | 0 | ON
LCP_Inputs_ON_Electric_IEA_2023_05_05 | Electricity | Charging-Storage | ON | 2030 | Fall | Battery Storage |  |  | -555849.4118 | ON
LCP_Inputs_ON_Electric_IEA_2023_05_05 | Electricity | Charging-Storage | ON | 2030 | Fall | Hydro Pumped Storage |  |  | -108274.7215 | ON
LCP_Inputs_ON_Electric_IEA_2023_05_05 | Electricity | Charging-Storage | ON | 2030 | Spring | Battery Storage |  |  | -555849.4118 | ON
LCP_Inputs_ON_Electric_IEA_2023_05_05 | Electricity | Charging-Storage | ON | 2030 | Spring | Hydro Pumped Storage |  |  | -99303.75 | ON
LCP_Inputs_ON_Electric_IEA_2023_05_05 | Electricity | Charging-Storage | ON | 2030 | Summer | Battery Storage |  |  | -555849.4118 | ON
LCP_Inputs_ON_Electric_IEA_2023_05_05 | Electricity | Charging-Storage | ON | 2030 | Summer | Hydro Pumped Storage |  |  | -95331.6 | ON
LCP_Inputs_ON_Electric_IEA_2023_05_05 | Electricity | Charging-Storage | ON | 2030 | Winter | Battery Storage |  |  | -345648.8594 | ON
LCP_Inputs_ON_Electric_IEA_2023_05_05 | Electricity | Charging-Storage | ON | 2030 | Winter | Hydro Pumped Storage |  |  | -23703.072 | ON
LCP_Inputs_ON_Electric_IEA_2023_05_05 | Electricity | Charging-Storage | ON | 2030 | Winter Peak | Battery Storage |  |  | -10368.5789 | ON
LCP_Inputs_ON_Electric_IEA_2023_05_05 | Electricity | Charging-Storage | ON | 2030 | Winter Peak | Hydro Pumped Storage |  |  | -218.25 | ON
LCP_Inputs_ON_Electric_IEA_2023_05_05 | Electricity | Charging-Storage | ON | 2040 | Fall | Battery Storage |  |  | -1584470.5882 | ON
LCP_Inputs_ON_Electric_IEA_2023_05_05 | Electricity | Charging-Storage | ON | 2040 | Fall | Hydro Pumped Storage |  |  | -111220.2 | ON
LCP_Inputs_ON_Electric_IEA_2023_05_05 | Electricity | Charging-Storage | ON | 2040 | Spring | Battery Storage |  |  | -831745.1314 | ON
LCP_Inputs_ON_Electric_IEA_2023_05_05 | Electricity | Charging-Storage | ON | 2040 | Spring | Hydro Pumped Storage |  |  | 0 | ON
LCP_Inputs_ON_Electric_IEA_2023_05_05 | Electricity | Charging-Storage | ON | 2040 | Summer | Battery Storage |  |  | -1584470.5882 | ON
LCP_Inputs_ON_Electric_IEA_2023_05_05 | Electricity | Charging-Storage | ON | 2040 | Summer | Hydro Pumped Storage |  |  | -178746.75 | ON
LCP_Inputs_ON_Electric_IEA_2023_05_05 | Electricity | Charging-Storage | ON | 2040 | Winter | Battery Storage |  |  | -576385.7298 | ON
LCP_Inputs_ON_Electric_IEA_2023_05_05 | Electricity | Charging-Storage | ON | 2040 | Winter | Hydro Pumped Storage |  |  | 0 | ON
LCP_Inputs_ON_Electric_IEA_2023_05_05 | Electricity | Charging-Storage | ON | 2040 | Winter Peak | Battery Storage |  |  | -18242.8294 | ON
LCP_Inputs_ON_Electric_IEA_2023_05_05 | Electricity | Charging-Storage | ON | 2040 | Winter Peak | Hydro Pumped Storage |  |  | -58.482 | ON
LCP_Inputs_ON_Electric_IEA_2023_05_05 | Electricity | Charging-Storage | ON | 2050 | Fall | Battery Storage |  |  | -2697882.3529 | ON
LCP_Inputs_ON_Electric_IEA_2023_05_05 | Electricity | Charging-Storage | ON | 2050 | Fall | Hydro Pumped Storage |  |  | -95331.6 | ON
LCP_Inputs_ON_Electric_IEA_2023_05_05 | Electricity | Charging-Storage | ON | 2050 | Spring | Battery Storage |  |  | -202169.6647 | ON
LCP_Inputs_ON_Electric_IEA_2023_05_05 | Electricity | Charging-Storage | ON | 2050 | Spring | Hydro Pumped Storage |  |  | 0 | ON
LCP_Inputs_ON_Electric_IEA_2023_05_05 | Electricity | Charging-Storage | ON | 2050 | Summer | Battery Storage |  |  | -2697882.3529 | ON
LCP_Inputs_ON_Electric_IEA_2023_05_05 | Electricity | Charging-Storage | ON | 2050 | Summer | Hydro Pumped Storage |  |  | -198607.5 | ON
LCP_Inputs_ON_Electric_IEA_2023_05_05 | Electricity | Charging-Storage | ON | 2050 | Winter | Battery Storage |  |  | 0 | ON
LCP_Inputs_ON_Electric_IEA_2023_05_05 | Electricity | Charging-Storage | ON | 2050 | Winter | Hydro Pumped Storage |  |  | 0 | ON
LCP_Inputs_ON_Electric_IEA_2023_05_05 | Electricity | Charging-Storage | ON | 2050 | Winter Peak | Battery Storage |  |  | -26558.5918 | ON
LCP_Inputs_ON_Electric_IEA_2023_05_05 | Electricity | Charging-Storage | ON | 2050 | Winter Peak | Hydro Pumped Storage |  |  | 0 | ON
LCP_Inputs_ON_Electric_IEA_2023_05_05 | Electricity | Charging-Storage | PJ | 2020 | Fall | Battery Storage |  |  | 0 | PJ
LCP_Inputs_ON_Electric_IEA_2023_05_05 | Electricity | Charging-Storage | PJ | 2020 | Fall | Hydro Pumped Storage |  |  | 0 | PJ
LCP_Inputs_ON_Electric_IEA_2023_05_05 | Electricity | Charging-Storage | PJ | 2020 | Spring | Battery Storage |  |  | 0 | PJ
LCP_Inputs_ON_Electric_IEA_2023_05_05 | Electricity | Charging-Storage | PJ | 2020 | Spring | Hydro Pumped Storage |  |  | 0 | PJ
LCP_Inputs_ON_Electric_IEA_2023_05_05 | Electricity | Charging-Storage | PJ | 2020 | Summer | Battery Storage |  |  | 0 | PJ
LCP_Inputs_ON_Electric_IEA_2023_05_05 | Electricity | Charging-Storage | PJ | 2020 | Summer | Hydro Pumped Storage |  |  | 0 | PJ
LCP_Inputs_ON_Electric_IEA_2023_05_05 | Electricity | Charging-Storage | PJ | 2020 | Winter | Battery Storage |  |  | 0 | PJ
LCP_Inputs_ON_Electric_IEA_2023_05_05 | Electricity | Charging-Storage | PJ | 2020 | Winter | Hydro Pumped Storage |  |  | 0 | PJ
LCP_Inputs_ON_Electric_IEA_2023_05_05 | Electricity | Charging-Storage | PJ | 2020 | Winter Peak | Battery Storage |  |  | 0 | PJ
LCP_Inputs_ON_Electric_IEA_2023_05_05 | Electricity | Charging-Storage | PJ | 2020 | Winter Peak | Hydro Pumped Storage |  |  | 0 | PJ
LCP_Inputs_ON_Electric_IEA_2023_05_05 | Electricity | Charging-Storage | PJ | 2030 | Fall | Battery Storage |  |  | 0 | PJ
LCP_Inputs_ON_Electric_IEA_2023_05_05 | Electricity | Charging-Storage | PJ | 2030 | Fall | Hydro Pumped Storage |  |  | 0 | PJ
LCP_Inputs_ON_Electric_IEA_2023_05_05 | Electricity | Charging-Storage | PJ | 2030 | Spring | Battery Storage |  |  | -1071950.4865 | PJ
LCP_Inputs_ON_Electric_IEA_2023_05_05 | Electricity | Charging-Storage | PJ | 2030 | Spring | Hydro Pumped Storage |  |  | -4405902.2767 | PJ
LCP_Inputs_ON_Electric_IEA_2023_05_05 | Electricity | Charging-Storage | PJ | 2030 | Summer | Battery Storage |  |  | 0 | PJ
LCP_Inputs_ON_Electric_IEA_2023_05_05 | Electricity | Charging-Storage | PJ | 2030 | Summer | Hydro Pumped Storage |  |  | 0 | PJ
LCP_Inputs_ON_Electric_IEA_2023_05_05 | Electricity | Charging-Storage | PJ | 2030 | Winter | Battery Storage |  |  | -795063.9883 | PJ
LCP_Inputs_ON_Electric_IEA_2023_05_05 | Electricity | Charging-Storage | PJ | 2030 | Winter | Hydro Pumped Storage |  |  | -1604795.2826 | PJ
LCP_Inputs_ON_Electric_IEA_2023_05_05 | Electricity | Charging-Storage | PJ | 2030 | Winter Peak | Battery Storage |  |  | -11779.6757 | PJ
LCP_Inputs_ON_Electric_IEA_2023_05_05 | Electricity | Charging-Storage | PJ | 2030 | Winter Peak | Hydro Pumped Storage |  |  | -8755.5 | PJ
LCP_Inputs_ON_Electric_IEA_2023_05_05 | Electricity | Charging-Storage | PJ | 2040 | Fall | Battery Storage |  |  | -1107697.2332 | PJ
LCP_Inputs_ON_Electric_IEA_2023_05_05 | Electricity | Charging-Storage | PJ | 2040 | Fall | Hydro Pumped Storage |  |  | 0 | PJ
LCP_Inputs_ON_Electric_IEA_2023_05_05 | Electricity | Charging-Storage | PJ | 2040 | Spring | Battery Storage |  |  | -5295590.0541 | PJ
LCP_Inputs_ON_Electric_IEA_2023_05_05 | Electricity | Charging-Storage | PJ | 2040 | Spring | Hydro Pumped Storage |  |  | -4565768.2369 | PJ
LCP_Inputs_ON_Electric_IEA_2023_05_05 | Electricity | Charging-Storage | PJ | 2040 | Summer | Battery Storage |  |  | 0 | PJ
LCP_Inputs_ON_Electric_IEA_2023_05_05 | Electricity | Charging-Storage | PJ | 2040 | Summer | Hydro Pumped Storage |  |  | 0 | PJ
LCP_Inputs_ON_Electric_IEA_2023_05_05 | Electricity | Charging-Storage | PJ | 2040 | Winter | Battery Storage |  |  | -6288513.1892 | PJ
LCP_Inputs_ON_Electric_IEA_2023_05_05 | Electricity | Charging-Storage | PJ | 2040 | Winter | Hydro Pumped Storage |  |  | -6108420.5 | PJ
LCP_Inputs_ON_Electric_IEA_2023_05_05 | Electricity | Charging-Storage | PJ | 2040 | Winter Peak | Battery Storage |  |  | -68558.9784 | PJ
LCP_Inputs_ON_Electric_IEA_2023_05_05 | Electricity | Charging-Storage | PJ | 2040 | Winter Peak | Hydro Pumped Storage |  |  | -66541.8 | PJ
LCP_Inputs_ON_Electric_IEA_2023_05_05 | Electricity | Charging-Storage | PJ | 2050 | Fall | Battery Storage |  |  | -4273477.5053 | PJ
LCP_Inputs_ON_Electric_IEA_2023_05_05 | Electricity | Charging-Storage | PJ | 2050 | Fall | Hydro Pumped Storage |  |  | -61677.0951 | PJ
LCP_Inputs_ON_Electric_IEA_2023_05_05 | Electricity | Charging-Storage | PJ | 2050 | Spring | Battery Storage |  |  | -8051826.2684 | PJ
LCP_Inputs_ON_Electric_IEA_2023_05_05 | Electricity | Charging-Storage | PJ | 2050 | Spring | Hydro Pumped Storage |  |  | -5046086.5 | PJ
LCP_Inputs_ON_Electric_IEA_2023_05_05 | Electricity | Charging-Storage | PJ | 2050 | Summer | Battery Storage |  |  | 0 | PJ
LCP_Inputs_ON_Electric_IEA_2023_05_05 | Electricity | Charging-Storage | PJ | 2050 | Summer | Hydro Pumped Storage |  |  | 0 | PJ
LCP_Inputs_ON_Electric_IEA_2023_05_05 | Electricity | Charging-Storage | PJ | 2050 | Winter | Battery Storage |  |  | -13235230.5782 | PJ
LCP_Inputs_ON_Electric_IEA_2023_05_05 | Electricity | Charging-Storage | PJ | 2050 | Winter | Hydro Pumped Storage |  |  | -4180467.5162 | PJ
LCP_Inputs_ON_Electric_IEA_2023_05_05 | Electricity | Charging-Storage | PJ | 2050 | Winter Peak | Battery Storage |  |  | -135160.1081 | PJ
LCP_Inputs_ON_Electric_IEA_2023_05_05 | Electricity | Charging-Storage | PJ | 2050 | Winter Peak | Hydro Pumped Storage |  |  | -15759.9 | PJ
LCP_Inputs_ON_Electric_IEA_2023_05_05 | Electricity | Charging-Storage | QC | 2020 | Fall | Battery Storage |  |  | 0 | QC
LCP_Inputs_ON_Electric_IEA_2023_05_05 | Electricity | Charging-Storage | QC | 2020 | Fall | Hydro Pumped Storage |  |  | 0 | QC
LCP_Inputs_ON_Electric_IEA_2023_05_05 | Electricity | Charging-Storage | QC | 2020 | Spring | Battery Storage |  |  | 0 | QC
LCP_Inputs_ON_Electric_IEA_2023_05_05 | Electricity | Charging-Storage | QC | 2020 | Spring | Hydro Pumped Storage |  |  | 0 | QC
LCP_Inputs_ON_Electric_IEA_2023_05_05 | Electricity | Charging-Storage | QC | 2020 | Summer | Battery Storage |  |  | 0 | QC
LCP_Inputs_ON_Electric_IEA_2023_05_05 | Electricity | Charging-Storage | QC | 2020 | Summer | Hydro Pumped Storage |  |  | 0 | QC
LCP_Inputs_ON_Electric_IEA_2023_05_05 | Electricity | Charging-Storage | QC | 2020 | Winter | Battery Storage |  |  | 0 | QC
LCP_Inputs_ON_Electric_IEA_2023_05_05 | Electricity | Charging-Storage | QC | 2020 | Winter | Hydro Pumped Storage |  |  | 0 | QC
LCP_Inputs_ON_Electric_IEA_2023_05_05 | Electricity | Charging-Storage | QC | 2020 | Winter Peak | Battery Storage |  |  | 0 | QC
LCP_Inputs_ON_Electric_IEA_2023_05_05 | Electricity | Charging-Storage | QC | 2020 | Winter Peak | Hydro Pumped Storage |  |  | 0 | QC
LCP_Inputs_ON_Electric_IEA_2023_05_05 | Electricity | Charging-Storage | QC | 2030 | Fall | Battery Storage |  |  | 0 | QC
LCP_Inputs_ON_Electric_IEA_2023_05_05 | Electricity | Charging-Storage | QC | 2030 | Fall | Hydro Pumped Storage |  |  | 0 | QC
LCP_Inputs_ON_Electric_IEA_2023_05_05 | Electricity | Charging-Storage | QC | 2030 | Spring | Battery Storage |  |  | 0 | QC
LCP_Inputs_ON_Electric_IEA_2023_05_05 | Electricity | Charging-Storage | QC | 2030 | Spring | Hydro Pumped Storage |  |  | 0 | QC
LCP_Inputs_ON_Electric_IEA_2023_05_05 | Electricity | Charging-Storage | QC | 2030 | Summer | Battery Storage |  |  | 0 | QC
LCP_Inputs_ON_Electric_IEA_2023_05_05 | Electricity | Charging-Storage | QC | 2030 | Summer | Hydro Pumped Storage |  |  | 0 | QC
LCP_Inputs_ON_Electric_IEA_2023_05_05 | Electricity | Charging-Storage | QC | 2030 | Winter | Battery Storage |  |  | 0 | QC
LCP_Inputs_ON_Electric_IEA_2023_05_05 | Electricity | Charging-Storage | QC | 2030 | Winter | Hydro Pumped Storage |  |  | 0 | QC
LCP_Inputs_ON_Electric_IEA_2023_05_05 | Electricity | Charging-Storage | QC | 2030 | Winter Peak | Battery Storage |  |  | 0 | QC
LCP_Inputs_ON_Electric_IEA_2023_05_05 | Electricity | Charging-Storage | QC | 2030 | Winter Peak | Hydro Pumped Storage |  |  | 0 | QC
LCP_Inputs_ON_Electric_IEA_2023_05_05 | Electricity | Charging-Storage | QC | 2040 | Fall | Battery Storage |  |  | 0 | QC
LCP_Inputs_ON_Electric_IEA_2023_05_05 | Electricity | Charging-Storage | QC | 2040 | Fall | Hydro Pumped Storage |  |  | 0 | QC
LCP_Inputs_ON_Electric_IEA_2023_05_05 | Electricity | Charging-Storage | QC | 2040 | Spring | Battery Storage |  |  | 0 | QC
LCP_Inputs_ON_Electric_IEA_2023_05_05 | Electricity | Charging-Storage | QC | 2040 | Spring | Hydro Pumped Storage |  |  | 0 | QC
LCP_Inputs_ON_Electric_IEA_2023_05_05 | Electricity | Charging-Storage | QC | 2040 | Summer | Battery Storage |  |  | 0 | QC
LCP_Inputs_ON_Electric_IEA_2023_05_05 | Electricity | Charging-Storage | QC | 2040 | Summer | Hydro Pumped Storage |  |  | 0 | QC
LCP_Inputs_ON_Electric_IEA_2023_05_05 | Electricity | Charging-Storage | QC | 2040 | Winter | Battery Storage |  |  | 0 | QC
LCP_Inputs_ON_Electric_IEA_2023_05_05 | Electricity | Charging-Storage | QC | 2040 | Winter | Hydro Pumped Storage |  |  | 0 | QC
LCP_Inputs_ON_Electric_IEA_2023_05_05 | Electricity | Charging-Storage | QC | 2040 | Winter Peak | Battery Storage |  |  | 0 | QC
LCP_Inputs_ON_Electric_IEA_2023_05_05 | Electricity | Charging-Storage | QC | 2040 | Winter Peak | Hydro Pumped Storage |  |  | 0 | QC
LCP_Inputs_ON_Electric_IEA_2023_05_05 | Electricity | Charging-Storage | QC | 2050 | Fall | Battery Storage |  |  | 0 | QC
LCP_Inputs_ON_Electric_IEA_2023_05_05 | Electricity | Charging-Storage | QC | 2050 | Fall | Hydro Pumped Storage |  |  | 0 | QC
LCP_Inputs_ON_Electric_IEA_2023_05_05 | Electricity | Charging-Storage | QC | 2050 | Spring | Battery Storage |  |  | 0 | QC
LCP_Inputs_ON_Electric_IEA_2023_05_05 | Electricity | Charging-Storage | QC | 2050 | Spring | Hydro Pumped Storage |  |  | 0 | QC
LCP_Inputs_ON_Electric_IEA_2023_05_05 | Electricity | Charging-Storage | QC | 2050 | Summer | Battery Storage |  |  | 0 | QC
LCP_Inputs_ON_Electric_IEA_2023_05_05 | Electricity | Charging-Storage | QC | 2050 | Summer | Hydro Pumped Storage |  |  | 0 | QC
LCP_Inputs_ON_Electric_IEA_2023_05_05 | Electricity | Charging-Storage | QC | 2050 | Winter | Battery Storage |  |  | 0 | QC
LCP_Inputs_ON_Electric_IEA_2023_05_05 | Electricity | Charging-Storage | QC | 2050 | Winter | Hydro Pumped Storage |  |  | 0 | QC
LCP_Inputs_ON_Electric_IEA_2023_05_05 | Electricity | Charging-Storage | QC | 2050 | Winter Peak | Battery Storage |  |  | 0 | QC
LCP_Inputs_ON_Electric_IEA_2023_05_05 | Electricity | Charging-Storage | QC | 2050 | Winter Peak | Hydro Pumped Storage |  |  | 0 | QC
LCP_Inputs_ON_Electric_IEA_2023_05_05 | Electricity | Charging-Storage | WC | 2020 | Fall | Battery Storage |  |  | 0 | WC
LCP_Inputs_ON_Electric_IEA_2023_05_05 | Electricity | Charging-Storage | WC | 2020 | Fall | Hydro Pumped Storage |  |  | 0 | WC
LCP_Inputs_ON_Electric_IEA_2023_05_05 | Electricity | Charging-Storage | WC | 2020 | Spring | Battery Storage |  |  | 0 | WC
LCP_Inputs_ON_Electric_IEA_2023_05_05 | Electricity | Charging-Storage | WC | 2020 | Spring | Hydro Pumped Storage |  |  | 0 | WC
LCP_Inputs_ON_Electric_IEA_2023_05_05 | Electricity | Charging-Storage | WC | 2020 | Summer | Battery Storage |  |  | 0 | WC
LCP_Inputs_ON_Electric_IEA_2023_05_05 | Electricity | Charging-Storage | WC | 2020 | Summer | Hydro Pumped Storage |  |  | 0 | WC
LCP_Inputs_ON_Electric_IEA_2023_05_05 | Electricity | Charging-Storage | WC | 2020 | Winter | Battery Storage |  |  | 0 | WC
LCP_Inputs_ON_Electric_IEA_2023_05_05 | Electricity | Charging-Storage | WC | 2020 | Winter | Hydro Pumped Storage |  |  | 0 | WC
LCP_Inputs_ON_Electric_IEA_2023_05_05 | Electricity | Charging-Storage | WC | 2020 | Winter Peak | Battery Storage |  |  | 0 | WC
LCP_Inputs_ON_Electric_IEA_2023_05_05 | Electricity | Charging-Storage | WC | 2020 | Winter Peak | Hydro Pumped Storage |  |  | 0 | WC
LCP_Inputs_ON_Electric_IEA_2023_05_05 | Electricity | Charging-Storage | WC | 2030 | Fall | Battery Storage |  |  | 0 | WC
LCP_Inputs_ON_Electric_IEA_2023_05_05 | Electricity | Charging-Storage | WC | 2030 | Fall | Hydro Pumped Storage |  |  | 0 | WC
LCP_Inputs_ON_Electric_IEA_2023_05_05 | Electricity | Charging-Storage | WC | 2030 | Spring | Battery Storage |  |  | 0 | WC
LCP_Inputs_ON_Electric_IEA_2023_05_05 | Electricity | Charging-Storage | WC | 2030 | Spring | Hydro Pumped Storage |  |  | 0 | WC
LCP_Inputs_ON_Electric_IEA_2023_05_05 | Electricity | Charging-Storage | WC | 2030 | Summer | Battery Storage |  |  | 0 | WC
LCP_Inputs_ON_Electric_IEA_2023_05_05 | Electricity | Charging-Storage | WC | 2030 | Summer | Hydro Pumped Storage |  |  | 0 | WC
LCP_Inputs_ON_Electric_IEA_2023_05_05 | Electricity | Charging-Storage | WC | 2030 | Winter | Battery Storage |  |  | 0 | WC
LCP_Inputs_ON_Electric_IEA_2023_05_05 | Electricity | Charging-Storage | WC | 2030 | Winter | Hydro Pumped Storage |  |  | 0 | WC
LCP_Inputs_ON_Electric_IEA_2023_05_05 | Electricity | Charging-Storage | WC | 2030 | Winter Peak | Battery Storage |  |  | 0 | WC
LCP_Inputs_ON_Electric_IEA_2023_05_05 | Electricity | Charging-Storage | WC | 2030 | Winter Peak | Hydro Pumped Storage |  |  | 0 | WC
LCP_Inputs_ON_Electric_IEA_2023_05_05 | Electricity | Charging-Storage | WC | 2040 | Fall | Battery Storage |  |  | 0 | WC
LCP_Inputs_ON_Electric_IEA_2023_05_05 | Electricity | Charging-Storage | WC | 2040 | Fall | Hydro Pumped Storage |  |  | 0 | WC
LCP_Inputs_ON_Electric_IEA_2023_05_05 | Electricity | Charging-Storage | WC | 2040 | Spring | Battery Storage |  |  | 0 | WC
LCP_Inputs_ON_Electric_IEA_2023_05_05 | Electricity | Charging-Storage | WC | 2040 | Spring | Hydro Pumped Storage |  |  | 0 | WC
LCP_Inputs_ON_Electric_IEA_2023_05_05 | Electricity | Charging-Storage | WC | 2040 | Summer | Battery Storage |  |  | 0 | WC
LCP_Inputs_ON_Electric_IEA_2023_05_05 | Electricity | Charging-Storage | WC | 2040 | Summer | Hydro Pumped Storage |  |  | 0 | WC
LCP_Inputs_ON_Electric_IEA_2023_05_05 | Electricity | Charging-Storage | WC | 2040 | Winter | Battery Storage |  |  | 0 | WC
LCP_Inputs_ON_Electric_IEA_2023_05_05 | Electricity | Charging-Storage | WC | 2040 | Winter | Hydro Pumped Storage |  |  | 0 | WC
LCP_Inputs_ON_Electric_IEA_2023_05_05 | Electricity | Charging-Storage | WC | 2040 | Winter Peak | Battery Storage |  |  | 0 | WC
LCP_Inputs_ON_Electric_IEA_2023_05_05 | Electricity | Charging-Storage | WC | 2040 | Winter Peak | Hydro Pumped Storage |  |  | 0 | WC
LCP_Inputs_ON_Electric_IEA_2023_05_05 | Electricity | Charging-Storage | WC | 2050 | Fall | Battery Storage |  |  | 0 | WC
LCP_Inputs_ON_Electric_IEA_2023_05_05 | Electricity | Charging-Storage | WC | 2050 | Fall | Hydro Pumped Storage |  |  | 0 | WC
LCP_Inputs_ON_Electric_IEA_2023_05_05 | Electricity | Charging-Storage | WC | 2050 | Spring | Battery Storage |  |  | 0 | WC
LCP_Inputs_ON_Electric_IEA_2023_05_05 | Electricity | Charging-Storage | WC | 2050 | Spring | Hydro Pumped Storage |  |  | 0 | WC
LCP_Inputs_ON_Electric_IEA_2023_05_05 | Electricity | Charging-Storage | WC | 2050 | Summer | Battery Storage |  |  | 0 | WC
LCP_Inputs_ON_Electric_IEA_2023_05_05 | Electricity | Charging-Storage | WC | 2050 | Summer | Hydro Pumped Storage |  |  | 0 | WC
LCP_Inputs_ON_Electric_IEA_2023_05_05 | Electricity | Charging-Storage | WC | 2050 | Winter | Battery Storage |  |  | 0 | WC
LCP_Inputs_ON_Electric_IEA_2023_05_05 | Electricity | Charging-Storage | WC | 2050 | Winter | Hydro Pumped Storage |  |  | 0 | WC
LCP_Inputs_ON_Electric_IEA_2023_05_05 | Electricity | Charging-Storage | WC | 2050 | Winter Peak | Battery Storage |  |  | 0 | WC
LCP_Inputs_ON_Electric_IEA_2023_05_05 | Electricity | Charging-Storage | WC | 2050 | Winter Peak | Hydro Pumped Storage |  |  | 0 | WC
LCP_Inputs_ON_Electric_IEA_2023_05_05 | Electricity | Dispatch-Crossload | MI | 2020 | Fall | Electrolyser 2020/2030 |  |  | 0 | MI
LCP_Inputs_ON_Electric_IEA_2023_05_05 | Electricity | Dispatch-Crossload | MI | 2020 | Fall | Electrolyser 2040 |  |  | 0 | MI
LCP_Inputs_ON_Electric_IEA_2023_05_05 | Electricity | Dispatch-Crossload | MI | 2020 | Fall | Electrolyser 2050 |  |  | 0 | MI
LCP_Inputs_ON_Electric_IEA_2023_05_05 | Electricity | Dispatch-Crossload | MI | 2020 | Fall | O/CCGT - CH4 Existing |  |  | 0 | MI
LCP_Inputs_ON_Electric_IEA_2023_05_05 | Electricity | Dispatch-Crossload | MI | 2020 | Fall | O/CCGT - CH4 New |  |  | 0 | MI
LCP_Inputs_ON_Electric_IEA_2023_05_05 | Electricity | Dispatch-Crossload | MI | 2020 | Fall | O/CCGT - H2 New |  |  | 0 | MI
LCP_Inputs_ON_Electric_IEA_2023_05_05 | Electricity | Dispatch-Crossload | MI | 2020 | Spring | Electrolyser 2020/2030 |  |  | 0 | MI
LCP_Inputs_ON_Electric_IEA_2023_05_05 | Electricity | Dispatch-Crossload | MI | 2020 | Spring | Electrolyser 2040 |  |  | 0 | MI
LCP_Inputs_ON_Electric_IEA_2023_05_05 | Electricity | Dispatch-Crossload | MI | 2020 | Spring | Electrolyser 2050 |  |  | 0 | MI
LCP_Inputs_ON_Electric_IEA_2023_05_05 | Electricity | Dispatch-Crossload | MI | 2020 | Spring | O/CCGT - CH4 Existing |  |  | 0 | MI
LCP_Inputs_ON_Electric_IEA_2023_05_05 | Electricity | Dispatch-Crossload | MI | 2020 | Spring | O/CCGT - CH4 New |  |  | 0 | MI
LCP_Inputs_ON_Electric_IEA_2023_05_05 | Electricity | Dispatch-Crossload | MI | 2020 | Spring | O/CCGT - H2 New |  |  | 0 | MI
LCP_Inputs_ON_Electric_IEA_2023_05_05 | Electricity | Dispatch-Crossload | MI | 2020 | Summer | Electrolyser 2020/2030 |  |  | 0 | MI
LCP_Inputs_ON_Electric_IEA_2023_05_05 | Electricity | Dispatch-Crossload | MI | 2020 | Summer | Electrolyser 2040 |  |  | 0 | MI
LCP_Inputs_ON_Electric_IEA_2023_05_05 | Electricity | Dispatch-Crossload | MI | 2020 | Summer | Electrolyser 2050 |  |  | 0 | MI
LCP_Inputs_ON_Electric_IEA_2023_05_05 | Electricity | Dispatch-Crossload | MI | 2020 | Summer | O/CCGT - CH4 Existing |  |  | 0 | MI
LCP_Inputs_ON_Electric_IEA_2023_05_05 | Electricity | Dispatch-Crossload | MI | 2020 | Summer | O/CCGT - CH4 New |  |  | 0 | MI
LCP_Inputs_ON_Electric_IEA_2023_05_05 | Electricity | Dispatch-Crossload | MI | 2020 | Summer | O/CCGT - H2 New |  |  | 0 | MI
LCP_Inputs_ON_Electric_IEA_2023_05_05 | Electricity | Dispatch-Crossload | MI | 2020 | Winter | Electrolyser 2020/2030 |  |  | 0 | MI
LCP_Inputs_ON_Electric_IEA_2023_05_05 | Electricity | Dispatch-Crossload | MI | 2020 | Winter | Electrolyser 2040 |  |  | 0 | MI
LCP_Inputs_ON_Electric_IEA_2023_05_05 | Electricity | Dispatch-Crossload | MI | 2020 | Winter | Electrolyser 2050 |  |  | 0 | MI
LCP_Inputs_ON_Electric_IEA_2023_05_05 | Electricity | Dispatch-Crossload | MI | 2020 | Winter | O/CCGT - CH4 Existing |  |  | 0 | MI
LCP_Inputs_ON_Electric_IEA_2023_05_05 | Electricity | Dispatch-Crossload | MI | 2020 | Winter | O/CCGT - CH4 New |  |  | 0 | MI
LCP_Inputs_ON_Electric_IEA_2023_05_05 | Electricity | Dispatch-Crossload | MI | 2020 | Winter | O/CCGT - H2 New |  |  | 0 | MI
LCP_Inputs_ON_Electric_IEA_2023_05_05 | Electricity | Dispatch-Crossload | MI | 2020 | Winter Peak | Electrolyser 2020/2030 |  |  | 0 | MI
LCP_Inputs_ON_Electric_IEA_2023_05_05 | Electricity | Dispatch-Crossload | MI | 2020 | Winter Peak | Electrolyser 2040 |  |  | 0 | MI
LCP_Inputs_ON_Electric_IEA_2023_05_05 | Electricity | Dispatch-Crossload | MI | 2020 | Winter Peak | Electrolyser 2050 |  |  | 0 | MI
LCP_Inputs_ON_Electric_IEA_2023_05_05 | Electricity | Dispatch-Crossload | MI | 2020 | Winter Peak | O/CCGT - CH4 Existing |  |  | 0 | MI
LCP_Inputs_ON_Electric_IEA_2023_05_05 | Electricity | Dispatch-Crossload | MI | 2020 | Winter Peak | O/CCGT - CH4 New |  |  | 0 | MI
LCP_Inputs_ON_Electric_IEA_2023_05_05 | Electricity | Dispatch-Crossload | MI | 2020 | Winter Peak | O/CCGT - H2 New |  |  | 0 | MI
LCP_Inputs_ON_Electric_IEA_2023_05_05 | Electricity | Dispatch-Crossload | MI | 2030 | Fall | Electrolyser 2020/2030 |  |  | 0 | MI
LCP_Inputs_ON_Electric_IEA_2023_05_05 | Electricity | Dispatch-Crossload | MI | 2030 | Fall | Electrolyser 2040 |  |  | 0 | MI
LCP_Inputs_ON_Electric_IEA_2023_05_05 | Electricity | Dispatch-Crossload | MI | 2030 | Fall | Electrolyser 2050 |  |  | 0 | MI
LCP_Inputs_ON_Electric_IEA_2023_05_05 | Electricity | Dispatch-Crossload | MI | 2030 | Fall | O/CCGT - CH4 Existing |  |  | 0 | MI
LCP_Inputs_ON_Electric_IEA_2023_05_05 | Electricity | Dispatch-Crossload | MI | 2030 | Fall | O/CCGT - CH4 New |  |  | 0 | MI
LCP_Inputs_ON_Electric_IEA_2023_05_05 | Electricity | Dispatch-Crossload | MI | 2030 | Fall | O/CCGT - H2 New |  |  | 0 | MI
LCP_Inputs_ON_Electric_IEA_2023_05_05 | Electricity | Dispatch-Crossload | MI | 2030 | Spring | Electrolyser 2020/2030 |  |  | 0 | MI
LCP_Inputs_ON_Electric_IEA_2023_05_05 | Electricity | Dispatch-Crossload | MI | 2030 | Spring | Electrolyser 2040 |  |  | 0 | MI
LCP_Inputs_ON_Electric_IEA_2023_05_05 | Electricity | Dispatch-Crossload | MI | 2030 | Spring | Electrolyser 2050 |  |  | 0 | MI
LCP_Inputs_ON_Electric_IEA_2023_05_05 | Electricity | Dispatch-Crossload | MI | 2030 | Spring | O/CCGT - CH4 Existing |  |  | 0 | MI
LCP_Inputs_ON_Electric_IEA_2023_05_05 | Electricity | Dispatch-Crossload | MI | 2030 | Spring | O/CCGT - CH4 New |  |  | 0 | MI
LCP_Inputs_ON_Electric_IEA_2023_05_05 | Electricity | Dispatch-Crossload | MI | 2030 | Spring | O/CCGT - H2 New |  |  | 0 | MI
LCP_Inputs_ON_Electric_IEA_2023_05_05 | Electricity | Dispatch-Crossload | MI | 2030 | Summer | Electrolyser 2020/2030 |  |  | 0 | MI
LCP_Inputs_ON_Electric_IEA_2023_05_05 | Electricity | Dispatch-Crossload | MI | 2030 | Summer | Electrolyser 2040 |  |  | 0 | MI
LCP_Inputs_ON_Electric_IEA_2023_05_05 | Electricity | Dispatch-Crossload | MI | 2030 | Summer | Electrolyser 2050 |  |  | 0 | MI
LCP_Inputs_ON_Electric_IEA_2023_05_05 | Electricity | Dispatch-Crossload | MI | 2030 | Summer | O/CCGT - CH4 Existing |  |  | 0 | MI
LCP_Inputs_ON_Electric_IEA_2023_05_05 | Electricity | Dispatch-Crossload | MI | 2030 | Summer | O/CCGT - CH4 New |  |  | 0 | MI
LCP_Inputs_ON_Electric_IEA_2023_05_05 | Electricity | Dispatch-Crossload | MI | 2030 | Summer | O/CCGT - H2 New |  |  | 0 | MI
LCP_Inputs_ON_Electric_IEA_2023_05_05 | Electricity | Dispatch-Crossload | MI | 2030 | Winter | Electrolyser 2020/2030 |  |  | 0 | MI
LCP_Inputs_ON_Electric_IEA_2023_05_05 | Electricity | Dispatch-Crossload | MI | 2030 | Winter | Electrolyser 2040 |  |  | 0 | MI
LCP_Inputs_ON_Electric_IEA_2023_05_05 | Electricity | Dispatch-Crossload | MI | 2030 | Winter | Electrolyser 2050 |  |  | 0 | MI
LCP_Inputs_ON_Electric_IEA_2023_05_05 | Electricity | Dispatch-Crossload | MI | 2030 | Winter | O/CCGT - CH4 Existing |  |  | 0 | MI
LCP_Inputs_ON_Electric_IEA_2023_05_05 | Electricity | Dispatch-Crossload | MI | 2030 | Winter | O/CCGT - CH4 New |  |  | 0 | MI
LCP_Inputs_ON_Electric_IEA_2023_05_05 | Electricity | Dispatch-Crossload | MI | 2030 | Winter | O/CCGT - H2 New |  |  | 0 | MI
LCP_Inputs_ON_Electric_IEA_2023_05_05 | Electricity | Dispatch-Crossload | MI | 2030 | Winter Peak | Electrolyser 2020/2030 |  |  | 0 | MI
LCP_Inputs_ON_Electric_IEA_2023_05_05 | Electricity | Dispatch-Crossload | MI | 2030 | Winter Peak | Electrolyser 2040 |  |  | 0 | MI
LCP_Inputs_ON_Electric_IEA_2023_05_05 | Electricity | Dispatch-Crossload | MI | 2030 | Winter Peak | Electrolyser 2050 |  |  | 0 | MI
LCP_Inputs_ON_Electric_IEA_2023_05_05 | Electricity | Dispatch-Crossload | MI | 2030 | Winter Peak | O/CCGT - CH4 Existing |  |  | 0 | MI
LCP_Inputs_ON_Electric_IEA_2023_05_05 | Electricity | Dispatch-Crossload | MI | 2030 | Winter Peak | O/CCGT - CH4 New |  |  | 0 | MI
LCP_Inputs_ON_Electric_IEA_2023_05_05 | Electricity | Dispatch-Crossload | MI | 2030 | Winter Peak | O/CCGT - H2 New |  |  | 0 | MI
LCP_Inputs_ON_Electric_IEA_2023_05_05 | Electricity | Dispatch-Crossload | MI | 2040 | Fall | Electrolyser 2020/2030 |  |  | 0 | MI
LCP_Inputs_ON_Electric_IEA_2023_05_05 | Electricity | Dispatch-Crossload | MI | 2040 | Fall | Electrolyser 2040 |  |  | 0 | MI
LCP_Inputs_ON_Electric_IEA_2023_05_05 | Electricity | Dispatch-Crossload | MI | 2040 | Fall | Electrolyser 2050 |  |  | 0 | MI
LCP_Inputs_ON_Electric_IEA_2023_05_05 | Electricity | Dispatch-Crossload | MI | 2040 | Fall | O/CCGT - CH4 Existing |  |  | 0 | MI
LCP_Inputs_ON_Electric_IEA_2023_05_05 | Electricity | Dispatch-Crossload | MI | 2040 | Fall | O/CCGT - CH4 New |  |  | 0 | MI
LCP_Inputs_ON_Electric_IEA_2023_05_05 | Electricity | Dispatch-Crossload | MI | 2040 | Fall | O/CCGT - H2 New |  |  | 0 | MI
LCP_Inputs_ON_Electric_IEA_2023_05_05 | Electricity | Dispatch-Crossload | MI | 2040 | Spring | Electrolyser 2020/2030 |  |  | 0 | MI
LCP_Inputs_ON_Electric_IEA_2023_05_05 | Electricity | Dispatch-Crossload | MI | 2040 | Spring | Electrolyser 2040 |  |  | 0 | MI
LCP_Inputs_ON_Electric_IEA_2023_05_05 | Electricity | Dispatch-Crossload | MI | 2040 | Spring | Electrolyser 2050 |  |  | 0 | MI
LCP_Inputs_ON_Electric_IEA_2023_05_05 | Electricity | Dispatch-Crossload | MI | 2040 | Spring | O/CCGT - CH4 Existing |  |  | 0 | MI
LCP_Inputs_ON_Electric_IEA_2023_05_05 | Electricity | Dispatch-Crossload | MI | 2040 | Spring | O/CCGT - CH4 New |  |  | 0 | MI
LCP_Inputs_ON_Electric_IEA_2023_05_05 | Electricity | Dispatch-Crossload | MI | 2040 | Spring | O/CCGT - H2 New |  |  | 0 | MI
LCP_Inputs_ON_Electric_IEA_2023_05_05 | Electricity | Dispatch-Crossload | MI | 2040 | Summer | Electrolyser 2020/2030 |  |  | 0 | MI
LCP_Inputs_ON_Electric_IEA_2023_05_05 | Electricity | Dispatch-Crossload | MI | 2040 | Summer | Electrolyser 2040 |  |  | 0 | MI
LCP_Inputs_ON_Electric_IEA_2023_05_05 | Electricity | Dispatch-Crossload | MI | 2040 | Summer | Electrolyser 2050 |  |  | 0 | MI
LCP_Inputs_ON_Electric_IEA_2023_05_05 | Electricity | Dispatch-Crossload | MI | 2040 | Summer | O/CCGT - CH4 Existing |  |  | 0 | MI
LCP_Inputs_ON_Electric_IEA_2023_05_05 | Electricity | Dispatch-Crossload | MI | 2040 | Summer | O/CCGT - CH4 New |  |  | 0 | MI
LCP_Inputs_ON_Electric_IEA_2023_05_05 | Electricity | Dispatch-Crossload | MI | 2040 | Summer | O/CCGT - H2 New |  |  | 0 | MI
LCP_Inputs_ON_Electric_IEA_2023_05_05 | Electricity | Dispatch-Crossload | MI | 2040 | Winter | Electrolyser 2020/2030 |  |  | 0 | MI
LCP_Inputs_ON_Electric_IEA_2023_05_05 | Electricity | Dispatch-Crossload | MI | 2040 | Winter | Electrolyser 2040 |  |  | 0 | MI
LCP_Inputs_ON_Electric_IEA_2023_05_05 | Electricity | Dispatch-Crossload | MI | 2040 | Winter | Electrolyser 2050 |  |  | 0 | MI
LCP_Inputs_ON_Electric_IEA_2023_05_05 | Electricity | Dispatch-Crossload | MI | 2040 | Winter | O/CCGT - CH4 Existing |  |  | 0 | MI
LCP_Inputs_ON_Electric_IEA_2023_05_05 | Electricity | Dispatch-Crossload | MI | 2040 | Winter | O/CCGT - CH4 New |  |  | 0 | MI
LCP_Inputs_ON_Electric_IEA_2023_05_05 | Electricity | Dispatch-Crossload | MI | 2040 | Winter | O/CCGT - H2 New |  |  | 0 | MI
LCP_Inputs_ON_Electric_IEA_2023_05_05 | Electricity | Dispatch-Crossload | MI | 2040 | Winter Peak | Electrolyser 2020/2030 |  |  | 0 | MI
LCP_Inputs_ON_Electric_IEA_2023_05_05 | Electricity | Dispatch-Crossload | MI | 2040 | Winter Peak | Electrolyser 2040 |  |  | 0 | MI
LCP_Inputs_ON_Electric_IEA_2023_05_05 | Electricity | Dispatch-Crossload | MI | 2040 | Winter Peak | Electrolyser 2050 |  |  | 0 | MI
LCP_Inputs_ON_Electric_IEA_2023_05_05 | Electricity | Dispatch-Crossload | MI | 2040 | Winter Peak | O/CCGT - CH4 Existing |  |  | 0 | MI
LCP_Inputs_ON_Electric_IEA_2023_05_05 | Electricity | Dispatch-Crossload | MI | 2040 | Winter Peak | O/CCGT - CH4 New |  |  | 0 | MI
LCP_Inputs_ON_Electric_IEA_2023_05_05 | Electricity | Dispatch-Crossload | MI | 2040 | Winter Peak | O/CCGT - H2 New |  |  | 0 | MI
LCP_Inputs_ON_Electric_IEA_2023_05_05 | Electricity | Dispatch-Crossload | MI | 2050 | Fall | Electrolyser 2020/2030 |  |  | 0 | MI
LCP_Inputs_ON_Electric_IEA_2023_05_05 | Electricity | Dispatch-Crossload | MI | 2050 | Fall | Electrolyser 2040 |  |  | 0 | MI
LCP_Inputs_ON_Electric_IEA_2023_05_05 | Electricity | Dispatch-Crossload | MI | 2050 | Fall | Electrolyser 2050 |  |  | 0 | MI
LCP_Inputs_ON_Electric_IEA_2023_05_05 | Electricity | Dispatch-Crossload | MI | 2050 | Fall | O/CCGT - CH4 Existing |  |  | 0 | MI
LCP_Inputs_ON_Electric_IEA_2023_05_05 | Electricity | Dispatch-Crossload | MI | 2050 | Fall | O/CCGT - CH4 New |  |  | 0 | MI
LCP_Inputs_ON_Electric_IEA_2023_05_05 | Electricity | Dispatch-Crossload | MI | 2050 | Fall | O/CCGT - H2 New |  |  | 0 | MI
LCP_Inputs_ON_Electric_IEA_2023_05_05 | Electricity | Dispatch-Crossload | MI | 2050 | Spring | Electrolyser 2020/2030 |  |  | 0 | MI
LCP_Inputs_ON_Electric_IEA_2023_05_05 | Electricity | Dispatch-Crossload | MI | 2050 | Spring | Electrolyser 2040 |  |  | 0 | MI
LCP_Inputs_ON_Electric_IEA_2023_05_05 | Electricity | Dispatch-Crossload | MI | 2050 | Spring | Electrolyser 2050 |  |  | 0 | MI
LCP_Inputs_ON_Electric_IEA_2023_05_05 | Electricity | Dispatch-Crossload | MI | 2050 | Spring | O/CCGT - CH4 Existing |  |  | 0 | MI
LCP_Inputs_ON_Electric_IEA_2023_05_05 | Electricity | Dispatch-Crossload | MI | 2050 | Spring | O/CCGT - CH4 New |  |  | 0 | MI
LCP_Inputs_ON_Electric_IEA_2023_05_05 | Electricity | Dispatch-Crossload | MI | 2050 | Spring | O/CCGT - H2 New |  |  | 0 | MI
LCP_Inputs_ON_Electric_IEA_2023_05_05 | Electricity | Dispatch-Crossload | MI | 2050 | Summer | Electrolyser 2020/2030 |  |  | 0 | MI
LCP_Inputs_ON_Electric_IEA_2023_05_05 | Electricity | Dispatch-Crossload | MI | 2050 | Summer | Electrolyser 2040 |  |  | 0 | MI
LCP_Inputs_ON_Electric_IEA_2023_05_05 | Electricity | Dispatch-Crossload | MI | 2050 | Summer | Electrolyser 2050 |  |  | 0 | MI
LCP_Inputs_ON_Electric_IEA_2023_05_05 | Electricity | Dispatch-Crossload | MI | 2050 | Summer | O/CCGT - CH4 Existing |  |  | 0 | MI
LCP_Inputs_ON_Electric_IEA_2023_05_05 | Electricity | Dispatch-Crossload | MI | 2050 | Summer | O/CCGT - CH4 New |  |  | 0 | MI
LCP_Inputs_ON_Electric_IEA_2023_05_05 | Electricity | Dispatch-Crossload | MI | 2050 | Summer | O/CCGT - H2 New |  |  | 0 | MI
LCP_Inputs_ON_Electric_IEA_2023_05_05 | Electricity | Dispatch-Crossload | MI | 2050 | Winter | Electrolyser 2020/2030 |  |  | 0 | MI
LCP_Inputs_ON_Electric_IEA_2023_05_05 | Electricity | Dispatch-Crossload | MI | 2050 | Winter | Electrolyser 2040 |  |  | 0 | MI
LCP_Inputs_ON_Electric_IEA_2023_05_05 | Electricity | Dispatch-Crossload | MI | 2050 | Winter | Electrolyser 2050 |  |  | 0 | MI
LCP_Inputs_ON_Electric_IEA_2023_05_05 | Electricity | Dispatch-Crossload | MI | 2050 | Winter | O/CCGT - CH4 Existing |  |  | 0 | MI
LCP_Inputs_ON_Electric_IEA_2023_05_05 | Electricity | Dispatch-Crossload | MI | 2050 | Winter | O/CCGT - CH4 New |  |  | 0 | MI
LCP_Inputs_ON_Electric_IEA_2023_05_05 | Electricity | Dispatch-Crossload | MI | 2050 | Winter | O/CCGT - H2 New |  |  | 0 | MI
LCP_Inputs_ON_Electric_IEA_2023_05_05 | Electricity | Dispatch-Crossload | MI | 2050 | Winter Peak | Electrolyser 2020/2030 |  |  | 0 | MI
LCP_Inputs_ON_Electric_IEA_2023_05_05 | Electricity | Dispatch-Crossload | MI | 2050 | Winter Peak | Electrolyser 2040 |  |  | 0 | MI
LCP_Inputs_ON_Electric_IEA_2023_05_05 | Electricity | Dispatch-Crossload | MI | 2050 | Winter Peak | Electrolyser 2050 |  |  | 0 | MI
LCP_Inputs_ON_Electric_IEA_2023_05_05 | Electricity | Dispatch-Crossload | MI | 2050 | Winter Peak | O/CCGT - CH4 Existing |  |  | 0 | MI
LCP_Inputs_ON_Electric_IEA_2023_05_05 | Electricity | Dispatch-Crossload | MI | 2050 | Winter Peak | O/CCGT - CH4 New |  |  | 0 | MI
LCP_Inputs_ON_Electric_IEA_2023_05_05 | Electricity | Dispatch-Crossload | MI | 2050 | Winter Peak | O/CCGT - H2 New |  |  | 0 | MI
LCP_Inputs_ON_Electric_IEA_2023_05_05 | Electricity | Dispatch-Crossload | NY | 2020 | Fall | Electrolyser 2020/2030 |  |  | 0 | NY
LCP_Inputs_ON_Electric_IEA_2023_05_05 | Electricity | Dispatch-Crossload | NY | 2020 | Fall | Electrolyser 2040 |  |  | 0 | NY
LCP_Inputs_ON_Electric_IEA_2023_05_05 | Electricity | Dispatch-Crossload | NY | 2020 | Fall | Electrolyser 2050 |  |  | 0 | NY
LCP_Inputs_ON_Electric_IEA_2023_05_05 | Electricity | Dispatch-Crossload | NY | 2020 | Fall | O/CCGT - CH4 Existing |  |  | 0 | NY
LCP_Inputs_ON_Electric_IEA_2023_05_05 | Electricity | Dispatch-Crossload | NY | 2020 | Fall | O/CCGT - CH4 New |  |  | 0 | NY
LCP_Inputs_ON_Electric_IEA_2023_05_05 | Electricity | Dispatch-Crossload | NY | 2020 | Fall | O/CCGT - H2 New |  |  | 0 | NY
LCP_Inputs_ON_Electric_IEA_2023_05_05 | Electricity | Dispatch-Crossload | NY | 2020 | Spring | Electrolyser 2020/2030 |  |  | 0 | NY
LCP_Inputs_ON_Electric_IEA_2023_05_05 | Electricity | Dispatch-Crossload | NY | 2020 | Spring | Electrolyser 2040 |  |  | 0 | NY
LCP_Inputs_ON_Electric_IEA_2023_05_05 | Electricity | Dispatch-Crossload | NY | 2020 | Spring | Electrolyser 2050 |  |  | 0 | NY
LCP_Inputs_ON_Electric_IEA_2023_05_05 | Electricity | Dispatch-Crossload | NY | 2020 | Spring | O/CCGT - CH4 Existing |  |  | 0 | NY
LCP_Inputs_ON_Electric_IEA_2023_05_05 | Electricity | Dispatch-Crossload | NY | 2020 | Spring | O/CCGT - CH4 New |  |  | 0 | NY
LCP_Inputs_ON_Electric_IEA_2023_05_05 | Electricity | Dispatch-Crossload | NY | 2020 | Spring | O/CCGT - H2 New |  |  | 0 | NY
LCP_Inputs_ON_Electric_IEA_2023_05_05 | Electricity | Dispatch-Crossload | NY | 2020 | Summer | Electrolyser 2020/2030 |  |  | 0 | NY
LCP_Inputs_ON_Electric_IEA_2023_05_05 | Electricity | Dispatch-Crossload | NY | 2020 | Summer | Electrolyser 2040 |  |  | 0 | NY
LCP_Inputs_ON_Electric_IEA_2023_05_05 | Electricity | Dispatch-Crossload | NY | 2020 | Summer | Electrolyser 2050 |  |  | 0 | NY
LCP_Inputs_ON_Electric_IEA_2023_05_05 | Electricity | Dispatch-Crossload | NY | 2020 | Summer | O/CCGT - CH4 Existing |  |  | 0 | NY
LCP_Inputs_ON_Electric_IEA_2023_05_05 | Electricity | Dispatch-Crossload | NY | 2020 | Summer | O/CCGT - CH4 New |  |  | 0 | NY
LCP_Inputs_ON_Electric_IEA_2023_05_05 | Electricity | Dispatch-Crossload | NY | 2020 | Summer | O/CCGT - H2 New |  |  | 0 | NY
LCP_Inputs_ON_Electric_IEA_2023_05_05 | Electricity | Dispatch-Crossload | NY | 2020 | Winter | Electrolyser 2020/2030 |  |  | 0 | NY
LCP_Inputs_ON_Electric_IEA_2023_05_05 | Electricity | Dispatch-Crossload | NY | 2020 | Winter | Electrolyser 2040 |  |  | 0 | NY
LCP_Inputs_ON_Electric_IEA_2023_05_05 | Electricity | Dispatch-Crossload | NY | 2020 | Winter | Electrolyser 2050 |  |  | 0 | NY
LCP_Inputs_ON_Electric_IEA_2023_05_05 | Electricity | Dispatch-Crossload | NY | 2020 | Winter | O/CCGT - CH4 Existing |  |  | 0 | NY
LCP_Inputs_ON_Electric_IEA_2023_05_05 | Electricity | Dispatch-Crossload | NY | 2020 | Winter | O/CCGT - CH4 New |  |  | 0 | NY
LCP_Inputs_ON_Electric_IEA_2023_05_05 | Electricity | Dispatch-Crossload | NY | 2020 | Winter | O/CCGT - H2 New |  |  | 0 | NY
LCP_Inputs_ON_Electric_IEA_2023_05_05 | Electricity | Dispatch-Crossload | NY | 2020 | Winter Peak | Electrolyser 2020/2030 |  |  | 0 | NY
LCP_Inputs_ON_Electric_IEA_2023_05_05 | Electricity | Dispatch-Crossload | NY | 2020 | Winter Peak | Electrolyser 2040 |  |  | 0 | NY
LCP_Inputs_ON_Electric_IEA_2023_05_05 | Electricity | Dispatch-Crossload | NY | 2020 | Winter Peak | Electrolyser 2050 |  |  | 0 | NY
LCP_Inputs_ON_Electric_IEA_2023_05_05 | Electricity | Dispatch-Crossload | NY | 2020 | Winter Peak | O/CCGT - CH4 Existing |  |  | 0 | NY
LCP_Inputs_ON_Electric_IEA_2023_05_05 | Electricity | Dispatch-Crossload | NY | 2020 | Winter Peak | O/CCGT - CH4 New |  |  | 0 | NY
LCP_Inputs_ON_Electric_IEA_2023_05_05 | Electricity | Dispatch-Crossload | NY | 2020 | Winter Peak | O/CCGT - H2 New |  |  | 0 | NY
LCP_Inputs_ON_Electric_IEA_2023_05_05 | Electricity | Dispatch-Crossload | NY | 2030 | Fall | Electrolyser 2020/2030 |  |  | 0 | NY
LCP_Inputs_ON_Electric_IEA_2023_05_05 | Electricity | Dispatch-Crossload | NY | 2030 | Fall | Electrolyser 2040 |  |  | 0 | NY
LCP_Inputs_ON_Electric_IEA_2023_05_05 | Electricity | Dispatch-Crossload | NY | 2030 | Fall | Electrolyser 2050 |  |  | 0 | NY
LCP_Inputs_ON_Electric_IEA_2023_05_05 | Electricity | Dispatch-Crossload | NY | 2030 | Fall | O/CCGT - CH4 Existing |  |  | 0 | NY
LCP_Inputs_ON_Electric_IEA_2023_05_05 | Electricity | Dispatch-Crossload | NY | 2030 | Fall | O/CCGT - CH4 New |  |  | 0 | NY
LCP_Inputs_ON_Electric_IEA_2023_05_05 | Electricity | Dispatch-Crossload | NY | 2030 | Fall | O/CCGT - H2 New |  |  | 0 | NY
LCP_Inputs_ON_Electric_IEA_2023_05_05 | Electricity | Dispatch-Crossload | NY | 2030 | Spring | Electrolyser 2020/2030 |  |  | 0 | NY
LCP_Inputs_ON_Electric_IEA_2023_05_05 | Electricity | Dispatch-Crossload | NY | 2030 | Spring | Electrolyser 2040 |  |  | 0 | NY
LCP_Inputs_ON_Electric_IEA_2023_05_05 | Electricity | Dispatch-Crossload | NY | 2030 | Spring | Electrolyser 2050 |  |  | 0 | NY
LCP_Inputs_ON_Electric_IEA_2023_05_05 | Electricity | Dispatch-Crossload | NY | 2030 | Spring | O/CCGT - CH4 Existing |  |  | 0 | NY
LCP_Inputs_ON_Electric_IEA_2023_05_05 | Electricity | Dispatch-Crossload | NY | 2030 | Spring | O/CCGT - CH4 New |  |  | 0 | NY
LCP_Inputs_ON_Electric_IEA_2023_05_05 | Electricity | Dispatch-Crossload | NY | 2030 | Spring | O/CCGT - H2 New |  |  | 0 | NY
LCP_Inputs_ON_Electric_IEA_2023_05_05 | Electricity | Dispatch-Crossload | NY | 2030 | Summer | Electrolyser 2020/2030 |  |  | 0 | NY
LCP_Inputs_ON_Electric_IEA_2023_05_05 | Electricity | Dispatch-Crossload | NY | 2030 | Summer | Electrolyser 2040 |  |  | 0 | NY
LCP_Inputs_ON_Electric_IEA_2023_05_05 | Electricity | Dispatch-Crossload | NY | 2030 | Summer | Electrolyser 2050 |  |  | 0 | NY
LCP_Inputs_ON_Electric_IEA_2023_05_05 | Electricity | Dispatch-Crossload | NY | 2030 | Summer | O/CCGT - CH4 Existing |  |  | 0 | NY
LCP_Inputs_ON_Electric_IEA_2023_05_05 | Electricity | Dispatch-Crossload | NY | 2030 | Summer | O/CCGT - CH4 New |  |  | 0 | NY
LCP_Inputs_ON_Electric_IEA_2023_05_05 | Electricity | Dispatch-Crossload | NY | 2030 | Summer | O/CCGT - H2 New |  |  | 0 | NY
LCP_Inputs_ON_Electric_IEA_2023_05_05 | Electricity | Dispatch-Crossload | NY | 2030 | Winter | Electrolyser 2020/2030 |  |  | 0 | NY
LCP_Inputs_ON_Electric_IEA_2023_05_05 | Electricity | Dispatch-Crossload | NY | 2030 | Winter | Electrolyser 2040 |  |  | 0 | NY
LCP_Inputs_ON_Electric_IEA_2023_05_05 | Electricity | Dispatch-Crossload | NY | 2030 | Winter | Electrolyser 2050 |  |  | 0 | NY
LCP_Inputs_ON_Electric_IEA_2023_05_05 | Electricity | Dispatch-Crossload | NY | 2030 | Winter | O/CCGT - CH4 Existing |  |  | 0 | NY
LCP_Inputs_ON_Electric_IEA_2023_05_05 | Electricity | Dispatch-Crossload | NY | 2030 | Winter | O/CCGT - CH4 New |  |  | 0 | NY
LCP_Inputs_ON_Electric_IEA_2023_05_05 | Electricity | Dispatch-Crossload | NY | 2030 | Winter | O/CCGT - H2 New |  |  | 0 | NY
LCP_Inputs_ON_Electric_IEA_2023_05_05 | Electricity | Dispatch-Crossload | NY | 2030 | Winter Peak | Electrolyser 2020/2030 |  |  | 0 | NY
LCP_Inputs_ON_Electric_IEA_2023_05_05 | Electricity | Dispatch-Crossload | NY | 2030 | Winter Peak | Electrolyser 2040 |  |  | 0 | NY
LCP_Inputs_ON_Electric_IEA_2023_05_05 | Electricity | Dispatch-Crossload | NY | 2030 | Winter Peak | Electrolyser 2050 |  |  | 0 | NY
LCP_Inputs_ON_Electric_IEA_2023_05_05 | Electricity | Dispatch-Crossload | NY | 2030 | Winter Peak | O/CCGT - CH4 Existing |  |  | 0 | NY
LCP_Inputs_ON_Electric_IEA_2023_05_05 | Electricity | Dispatch-Crossload | NY | 2030 | Winter Peak | O/CCGT - CH4 New |  |  | 0 | NY
LCP_Inputs_ON_Electric_IEA_2023_05_05 | Electricity | Dispatch-Crossload | NY | 2030 | Winter Peak | O/CCGT - H2 New |  |  | 0 | NY
LCP_Inputs_ON_Electric_IEA_2023_05_05 | Electricity | Dispatch-Crossload | NY | 2040 | Fall | Electrolyser 2020/2030 |  |  | 0 | NY
LCP_Inputs_ON_Electric_IEA_2023_05_05 | Electricity | Dispatch-Crossload | NY | 2040 | Fall | Electrolyser 2040 |  |  | 0 | NY
LCP_Inputs_ON_Electric_IEA_2023_05_05 | Electricity | Dispatch-Crossload | NY | 2040 | Fall | Electrolyser 2050 |  |  | 0 | NY
LCP_Inputs_ON_Electric_IEA_2023_05_05 | Electricity | Dispatch-Crossload | NY | 2040 | Fall | O/CCGT - CH4 Existing |  |  | 0 | NY
LCP_Inputs_ON_Electric_IEA_2023_05_05 | Electricity | Dispatch-Crossload | NY | 2040 | Fall | O/CCGT - CH4 New |  |  | 0 | NY
LCP_Inputs_ON_Electric_IEA_2023_05_05 | Electricity | Dispatch-Crossload | NY | 2040 | Fall | O/CCGT - H2 New |  |  | 0 | NY
LCP_Inputs_ON_Electric_IEA_2023_05_05 | Electricity | Dispatch-Crossload | NY | 2040 | Spring | Electrolyser 2020/2030 |  |  | 0 | NY
LCP_Inputs_ON_Electric_IEA_2023_05_05 | Electricity | Dispatch-Crossload | NY | 2040 | Spring | Electrolyser 2040 |  |  | 0 | NY
LCP_Inputs_ON_Electric_IEA_2023_05_05 | Electricity | Dispatch-Crossload | NY | 2040 | Spring | Electrolyser 2050 |  |  | 0 | NY
LCP_Inputs_ON_Electric_IEA_2023_05_05 | Electricity | Dispatch-Crossload | NY | 2040 | Spring | O/CCGT - CH4 Existing |  |  | 0 | NY
LCP_Inputs_ON_Electric_IEA_2023_05_05 | Electricity | Dispatch-Crossload | NY | 2040 | Spring | O/CCGT - CH4 New |  |  | 0 | NY
LCP_Inputs_ON_Electric_IEA_2023_05_05 | Electricity | Dispatch-Crossload | NY | 2040 | Spring | O/CCGT - H2 New |  |  | 0 | NY
LCP_Inputs_ON_Electric_IEA_2023_05_05 | Electricity | Dispatch-Crossload | NY | 2040 | Summer | Electrolyser 2020/2030 |  |  | 0 | NY
LCP_Inputs_ON_Electric_IEA_2023_05_05 | Electricity | Dispatch-Crossload | NY | 2040 | Summer | Electrolyser 2040 |  |  | 0 | NY
LCP_Inputs_ON_Electric_IEA_2023_05_05 | Electricity | Dispatch-Crossload | NY | 2040 | Summer | Electrolyser 2050 |  |  | 0 | NY
LCP_Inputs_ON_Electric_IEA_2023_05_05 | Electricity | Dispatch-Crossload | NY | 2040 | Summer | O/CCGT - CH4 Existing |  |  | 0 | NY
LCP_Inputs_ON_Electric_IEA_2023_05_05 | Electricity | Dispatch-Crossload | NY | 2040 | Summer | O/CCGT - CH4 New |  |  | 0 | NY
LCP_Inputs_ON_Electric_IEA_2023_05_05 | Electricity | Dispatch-Crossload | NY | 2040 | Summer | O/CCGT - H2 New |  |  | 0 | NY
LCP_Inputs_ON_Electric_IEA_2023_05_05 | Electricity | Dispatch-Crossload | NY | 2040 | Winter | Electrolyser 2020/2030 |  |  | 0 | NY
LCP_Inputs_ON_Electric_IEA_2023_05_05 | Electricity | Dispatch-Crossload | NY | 2040 | Winter | Electrolyser 2040 |  |  | 0 | NY
LCP_Inputs_ON_Electric_IEA_2023_05_05 | Electricity | Dispatch-Crossload | NY | 2040 | Winter | Electrolyser 2050 |  |  | 0 | NY
LCP_Inputs_ON_Electric_IEA_2023_05_05 | Electricity | Dispatch-Crossload | NY | 2040 | Winter | O/CCGT - CH4 Existing |  |  | 0 | NY
LCP_Inputs_ON_Electric_IEA_2023_05_05 | Electricity | Dispatch-Crossload | NY | 2040 | Winter | O/CCGT - CH4 New |  |  | 0 | NY
LCP_Inputs_ON_Electric_IEA_2023_05_05 | Electricity | Dispatch-Crossload | NY | 2040 | Winter | O/CCGT - H2 New |  |  | 0 | NY
LCP_Inputs_ON_Electric_IEA_2023_05_05 | Electricity | Dispatch-Crossload | NY | 2040 | Winter Peak | Electrolyser 2020/2030 |  |  | 0 | NY
LCP_Inputs_ON_Electric_IEA_2023_05_05 | Electricity | Dispatch-Crossload | NY | 2040 | Winter Peak | Electrolyser 2040 |  |  | 0 | NY
LCP_Inputs_ON_Electric_IEA_2023_05_05 | Electricity | Dispatch-Crossload | NY | 2040 | Winter Peak | Electrolyser 2050 |  |  | 0 | NY
LCP_Inputs_ON_Electric_IEA_2023_05_05 | Electricity | Dispatch-Crossload | NY | 2040 | Winter Peak | O/CCGT - CH4 Existing |  |  | 0 | NY
LCP_Inputs_ON_Electric_IEA_2023_05_05 | Electricity | Dispatch-Crossload | NY | 2040 | Winter Peak | O/CCGT - CH4 New |  |  | 0 | NY
LCP_Inputs_ON_Electric_IEA_2023_05_05 | Electricity | Dispatch-Crossload | NY | 2040 | Winter Peak | O/CCGT - H2 New |  |  | 0 | NY
LCP_Inputs_ON_Electric_IEA_2023_05_05 | Electricity | Dispatch-Crossload | NY | 2050 | Fall | Electrolyser 2020/2030 |  |  | 0 | NY
LCP_Inputs_ON_Electric_IEA_2023_05_05 | Electricity | Dispatch-Crossload | NY | 2050 | Fall | Electrolyser 2040 |  |  | 0 | NY
LCP_Inputs_ON_Electric_IEA_2023_05_05 | Electricity | Dispatch-Crossload | NY | 2050 | Fall | Electrolyser 2050 |  |  | 0 | NY
LCP_Inputs_ON_Electric_IEA_2023_05_05 | Electricity | Dispatch-Crossload | NY | 2050 | Fall | O/CCGT - CH4 Existing |  |  | 0 | NY
LCP_Inputs_ON_Electric_IEA_2023_05_05 | Electricity | Dispatch-Crossload | NY | 2050 | Fall | O/CCGT - CH4 New |  |  | 0 | NY
LCP_Inputs_ON_Electric_IEA_2023_05_05 | Electricity | Dispatch-Crossload | NY | 2050 | Fall | O/CCGT - H2 New |  |  | 0 | NY
LCP_Inputs_ON_Electric_IEA_2023_05_05 | Electricity | Dispatch-Crossload | NY | 2050 | Spring | Electrolyser 2020/2030 |  |  | 0 | NY
LCP_Inputs_ON_Electric_IEA_2023_05_05 | Electricity | Dispatch-Crossload | NY | 2050 | Spring | Electrolyser 2040 |  |  | 0 | NY
LCP_Inputs_ON_Electric_IEA_2023_05_05 | Electricity | Dispatch-Crossload | NY | 2050 | Spring | Electrolyser 2050 |  |  | 0 | NY
LCP_Inputs_ON_Electric_IEA_2023_05_05 | Electricity | Dispatch-Crossload | NY | 2050 | Spring | O/CCGT - CH4 Existing |  |  | 0 | NY
LCP_Inputs_ON_Electric_IEA_2023_05_05 | Electricity | Dispatch-Crossload | NY | 2050 | Spring | O/CCGT - CH4 New |  |  | 0 | NY
LCP_Inputs_ON_Electric_IEA_2023_05_05 | Electricity | Dispatch-Crossload | NY | 2050 | Spring | O/CCGT - H2 New |  |  | 0 | NY
LCP_Inputs_ON_Electric_IEA_2023_05_05 | Electricity | Dispatch-Crossload | NY | 2050 | Summer | Electrolyser 2020/2030 |  |  | 0 | NY
LCP_Inputs_ON_Electric_IEA_2023_05_05 | Electricity | Dispatch-Crossload | NY | 2050 | Summer | Electrolyser 2040 |  |  | 0 | NY
LCP_Inputs_ON_Electric_IEA_2023_05_05 | Electricity | Dispatch-Crossload | NY | 2050 | Summer | Electrolyser 2050 |  |  | 0 | NY
LCP_Inputs_ON_Electric_IEA_2023_05_05 | Electricity | Dispatch-Crossload | NY | 2050 | Summer | O/CCGT - CH4 Existing |  |  | 0 | NY
LCP_Inputs_ON_Electric_IEA_2023_05_05 | Electricity | Dispatch-Crossload | NY | 2050 | Summer | O/CCGT - CH4 New |  |  | 0 | NY
LCP_Inputs_ON_Electric_IEA_2023_05_05 | Electricity | Dispatch-Crossload | NY | 2050 | Summer | O/CCGT - H2 New |  |  | 0 | NY
LCP_Inputs_ON_Electric_IEA_2023_05_05 | Electricity | Dispatch-Crossload | NY | 2050 | Winter | Electrolyser 2020/2030 |  |  | 0 | NY
LCP_Inputs_ON_Electric_IEA_2023_05_05 | Electricity | Dispatch-Crossload | NY | 2050 | Winter | Electrolyser 2040 |  |  | 0 | NY
LCP_Inputs_ON_Electric_IEA_2023_05_05 | Electricity | Dispatch-Crossload | NY | 2050 | Winter | Electrolyser 2050 |  |  | 0 | NY
LCP_Inputs_ON_Electric_IEA_2023_05_05 | Electricity | Dispatch-Crossload | NY | 2050 | Winter | O/CCGT - CH4 Existing |  |  | 0 | NY
LCP_Inputs_ON_Electric_IEA_2023_05_05 | Electricity | Dispatch-Crossload | NY | 2050 | Winter | O/CCGT - CH4 New |  |  | 0 | NY
LCP_Inputs_ON_Electric_IEA_2023_05_05 | Electricity | Dispatch-Crossload | NY | 2050 | Winter | O/CCGT - H2 New |  |  | 0 | NY
LCP_Inputs_ON_Electric_IEA_2023_05_05 | Electricity | Dispatch-Crossload | NY | 2050 | Winter Peak | Electrolyser 2020/2030 |  |  | 0 | NY
LCP_Inputs_ON_Electric_IEA_2023_05_05 | Electricity | Dispatch-Crossload | NY | 2050 | Winter Peak | Electrolyser 2040 |  |  | 0 | NY
LCP_Inputs_ON_Electric_IEA_2023_05_05 | Electricity | Dispatch-Crossload | NY | 2050 | Winter Peak | Electrolyser 2050 |  |  | 0 | NY
LCP_Inputs_ON_Electric_IEA_2023_05_05 | Electricity | Dispatch-Crossload | NY | 2050 | Winter Peak | O/CCGT - CH4 Existing |  |  | 0 | NY
LCP_Inputs_ON_Electric_IEA_2023_05_05 | Electricity | Dispatch-Crossload | NY | 2050 | Winter Peak | O/CCGT - CH4 New |  |  | 0 | NY
LCP_Inputs_ON_Electric_IEA_2023_05_05 | Electricity | Dispatch-Crossload | NY | 2050 | Winter Peak | O/CCGT - H2 New |  |  | 0 | NY
LCP_Inputs_ON_Electric_IEA_2023_05_05 | Electricity | Dispatch-Crossload | ON | 2020 | Fall | Electrolyser 2020/2030 |  |  | 0 | ON
LCP_Inputs_ON_Electric_IEA_2023_05_05 | Electricity | Dispatch-Crossload | ON | 2020 | Fall | Electrolyser 2040 |  |  | 0 | ON
LCP_Inputs_ON_Electric_IEA_2023_05_05 | Electricity | Dispatch-Crossload | ON | 2020 | Fall | Electrolyser 2050 |  |  | 0 | ON
LCP_Inputs_ON_Electric_IEA_2023_05_05 | Electricity | Dispatch-Crossload | ON | 2020 | Fall | O/CCGT - CH4 Existing |  |  | 0 | ON
LCP_Inputs_ON_Electric_IEA_2023_05_05 | Electricity | Dispatch-Crossload | ON | 2020 | Fall | O/CCGT - CH4 New |  |  | 0 | ON
LCP_Inputs_ON_Electric_IEA_2023_05_05 | Electricity | Dispatch-Crossload | ON | 2020 | Fall | O/CCGT - H2 New |  |  | 0 | ON
LCP_Inputs_ON_Electric_IEA_2023_05_05 | Electricity | Dispatch-Crossload | ON | 2020 | Spring | Electrolyser 2020/2030 |  |  | 0 | ON
LCP_Inputs_ON_Electric_IEA_2023_05_05 | Electricity | Dispatch-Crossload | ON | 2020 | Spring | Electrolyser 2040 |  |  | 0 | ON
LCP_Inputs_ON_Electric_IEA_2023_05_05 | Electricity | Dispatch-Crossload | ON | 2020 | Spring | Electrolyser 2050 |  |  | 0 | ON
LCP_Inputs_ON_Electric_IEA_2023_05_05 | Electricity | Dispatch-Crossload | ON | 2020 | Spring | O/CCGT - CH4 Existing |  |  | 0 | ON
LCP_Inputs_ON_Electric_IEA_2023_05_05 | Electricity | Dispatch-Crossload | ON | 2020 | Spring | O/CCGT - CH4 New |  |  | 0 | ON
LCP_Inputs_ON_Electric_IEA_2023_05_05 | Electricity | Dispatch-Crossload | ON | 2020 | Spring | O/CCGT - H2 New |  |  | 0 | ON
LCP_Inputs_ON_Electric_IEA_2023_05_05 | Electricity | Dispatch-Crossload | ON | 2020 | Summer | Electrolyser 2020/2030 |  |  | 0 | ON
LCP_Inputs_ON_Electric_IEA_2023_05_05 | Electricity | Dispatch-Crossload | ON | 2020 | Summer | Electrolyser 2040 |  |  | 0 | ON
LCP_Inputs_ON_Electric_IEA_2023_05_05 | Electricity | Dispatch-Crossload | ON | 2020 | Summer | Electrolyser 2050 |  |  | 0 | ON
LCP_Inputs_ON_Electric_IEA_2023_05_05 | Electricity | Dispatch-Crossload | ON | 2020 | Summer | O/CCGT - CH4 Existing |  |  | 0 | ON
LCP_Inputs_ON_Electric_IEA_2023_05_05 | Electricity | Dispatch-Crossload | ON | 2020 | Summer | O/CCGT - CH4 New |  |  | 0 | ON
LCP_Inputs_ON_Electric_IEA_2023_05_05 | Electricity | Dispatch-Crossload | ON | 2020 | Summer | O/CCGT - H2 New |  |  | 0 | ON
LCP_Inputs_ON_Electric_IEA_2023_05_05 | Electricity | Dispatch-Crossload | ON | 2020 | Winter | Electrolyser 2020/2030 |  |  | 0 | ON
LCP_Inputs_ON_Electric_IEA_2023_05_05 | Electricity | Dispatch-Crossload | ON | 2020 | Winter | Electrolyser 2040 |  |  | 0 | ON
LCP_Inputs_ON_Electric_IEA_2023_05_05 | Electricity | Dispatch-Crossload | ON | 2020 | Winter | Electrolyser 2050 |  |  | 0 | ON
LCP_Inputs_ON_Electric_IEA_2023_05_05 | Electricity | Dispatch-Crossload | ON | 2020 | Winter | O/CCGT - CH4 Existing |  |  | 0 | ON
LCP_Inputs_ON_Electric_IEA_2023_05_05 | Electricity | Dispatch-Crossload | ON | 2020 | Winter | O/CCGT - CH4 New |  |  | 0 | ON
LCP_Inputs_ON_Electric_IEA_2023_05_05 | Electricity | Dispatch-Crossload | ON | 2020 | Winter | O/CCGT - H2 New |  |  | 0 | ON
LCP_Inputs_ON_Electric_IEA_2023_05_05 | Electricity | Dispatch-Crossload | ON | 2020 | Winter Peak | Electrolyser 2020/2030 |  |  | 0 | ON
LCP_Inputs_ON_Electric_IEA_2023_05_05 | Electricity | Dispatch-Crossload | ON | 2020 | Winter Peak | Electrolyser 2040 |  |  | 0 | ON
LCP_Inputs_ON_Electric_IEA_2023_05_05 | Electricity | Dispatch-Crossload | ON | 2020 | Winter Peak | Electrolyser 2050 |  |  | 0 | ON
LCP_Inputs_ON_Electric_IEA_2023_05_05 | Electricity | Dispatch-Crossload | ON | 2020 | Winter Peak | O/CCGT - CH4 Existing |  |  | 0 | ON
LCP_Inputs_ON_Electric_IEA_2023_05_05 | Electricity | Dispatch-Crossload | ON | 2020 | Winter Peak | O/CCGT - CH4 New |  |  | 0 | ON
LCP_Inputs_ON_Electric_IEA_2023_05_05 | Electricity | Dispatch-Crossload | ON | 2020 | Winter Peak | O/CCGT - H2 New |  |  | 0 | ON
LCP_Inputs_ON_Electric_IEA_2023_05_05 | Electricity | Dispatch-Crossload | ON | 2030 | Fall | Electrolyser 2020/2030 |  |  | 0 | ON
LCP_Inputs_ON_Electric_IEA_2023_05_05 | Electricity | Dispatch-Crossload | ON | 2030 | Fall | Electrolyser 2040 |  |  | 0 | ON
LCP_Inputs_ON_Electric_IEA_2023_05_05 | Electricity | Dispatch-Crossload | ON | 2030 | Fall | Electrolyser 2050 |  |  | 0 | ON
LCP_Inputs_ON_Electric_IEA_2023_05_05 | Electricity | Dispatch-Crossload | ON | 2030 | Fall | O/CCGT - CH4 Existing |  |  | 0 | ON
LCP_Inputs_ON_Electric_IEA_2023_05_05 | Electricity | Dispatch-Crossload | ON | 2030 | Fall | O/CCGT - CH4 New |  |  | 0 | ON
LCP_Inputs_ON_Electric_IEA_2023_05_05 | Electricity | Dispatch-Crossload | ON | 2030 | Fall | O/CCGT - H2 New |  |  | 124395.598 | ON
LCP_Inputs_ON_Electric_IEA_2023_05_05 | Electricity | Dispatch-Crossload | ON | 2030 | Spring | Electrolyser 2020/2030 |  |  | 0 | ON
LCP_Inputs_ON_Electric_IEA_2023_05_05 | Electricity | Dispatch-Crossload | ON | 2030 | Spring | Electrolyser 2040 |  |  | 0 | ON
LCP_Inputs_ON_Electric_IEA_2023_05_05 | Electricity | Dispatch-Crossload | ON | 2030 | Spring | Electrolyser 2050 |  |  | 0 | ON
LCP_Inputs_ON_Electric_IEA_2023_05_05 | Electricity | Dispatch-Crossload | ON | 2030 | Spring | O/CCGT - CH4 Existing |  |  | 0 | ON
LCP_Inputs_ON_Electric_IEA_2023_05_05 | Electricity | Dispatch-Crossload | ON | 2030 | Spring | O/CCGT - CH4 New |  |  | 0 | ON
LCP_Inputs_ON_Electric_IEA_2023_05_05 | Electricity | Dispatch-Crossload | ON | 2030 | Spring | O/CCGT - H2 New |  |  | 0 | ON
LCP_Inputs_ON_Electric_IEA_2023_05_05 | Electricity | Dispatch-Crossload | ON | 2030 | Summer | Electrolyser 2020/2030 |  |  | 0 | ON
LCP_Inputs_ON_Electric_IEA_2023_05_05 | Electricity | Dispatch-Crossload | ON | 2030 | Summer | Electrolyser 2040 |  |  | 0 | ON
LCP_Inputs_ON_Electric_IEA_2023_05_05 | Electricity | Dispatch-Crossload | ON | 2030 | Summer | Electrolyser 2050 |  |  | 0 | ON
LCP_Inputs_ON_Electric_IEA_2023_05_05 | Electricity | Dispatch-Crossload | ON | 2030 | Summer | O/CCGT - CH4 Existing |  |  | 0 | ON
LCP_Inputs_ON_Electric_IEA_2023_05_05 | Electricity | Dispatch-Crossload | ON | 2030 | Summer | O/CCGT - CH4 New |  |  | 0 | ON
LCP_Inputs_ON_Electric_IEA_2023_05_05 | Electricity | Dispatch-Crossload | ON | 2030 | Summer | O/CCGT - H2 New |  |  | 133428.4613 | ON
LCP_Inputs_ON_Electric_IEA_2023_05_05 | Electricity | Dispatch-Crossload | ON | 2030 | Winter | Electrolyser 2020/2030 |  |  | 0 | ON
LCP_Inputs_ON_Electric_IEA_2023_05_05 | Electricity | Dispatch-Crossload | ON | 2030 | Winter | Electrolyser 2040 |  |  | 0 | ON
LCP_Inputs_ON_Electric_IEA_2023_05_05 | Electricity | Dispatch-Crossload | ON | 2030 | Winter | Electrolyser 2050 |  |  | 0 | ON
LCP_Inputs_ON_Electric_IEA_2023_05_05 | Electricity | Dispatch-Crossload | ON | 2030 | Winter | O/CCGT - CH4 Existing |  |  | 0 | ON
LCP_Inputs_ON_Electric_IEA_2023_05_05 | Electricity | Dispatch-Crossload | ON | 2030 | Winter | O/CCGT - CH4 New |  |  | 0 | ON
LCP_Inputs_ON_Electric_IEA_2023_05_05 | Electricity | Dispatch-Crossload | ON | 2030 | Winter | O/CCGT - H2 New |  |  | 0 | ON
LCP_Inputs_ON_Electric_IEA_2023_05_05 | Electricity | Dispatch-Crossload | ON | 2030 | Winter Peak | Electrolyser 2020/2030 |  |  | 0 | ON
LCP_Inputs_ON_Electric_IEA_2023_05_05 | Electricity | Dispatch-Crossload | ON | 2030 | Winter Peak | Electrolyser 2040 |  |  | 0 | ON
LCP_Inputs_ON_Electric_IEA_2023_05_05 | Electricity | Dispatch-Crossload | ON | 2030 | Winter Peak | Electrolyser 2050 |  |  | 0 | ON
LCP_Inputs_ON_Electric_IEA_2023_05_05 | Electricity | Dispatch-Crossload | ON | 2030 | Winter Peak | O/CCGT - CH4 Existing |  |  | 167279.9675 | ON
LCP_Inputs_ON_Electric_IEA_2023_05_05 | Electricity | Dispatch-Crossload | ON | 2030 | Winter Peak | O/CCGT - CH4 New |  |  | 13118.5763 | ON
LCP_Inputs_ON_Electric_IEA_2023_05_05 | Electricity | Dispatch-Crossload | ON | 2030 | Winter Peak | O/CCGT - H2 New |  |  | 4407.148 | ON
LCP_Inputs_ON_Electric_IEA_2023_05_05 | Electricity | Dispatch-Crossload | ON | 2040 | Fall | Electrolyser 2020/2030 |  |  | 0 | ON
LCP_Inputs_ON_Electric_IEA_2023_05_05 | Electricity | Dispatch-Crossload | ON | 2040 | Fall | Electrolyser 2040 |  |  | -7002479.6656 | ON
LCP_Inputs_ON_Electric_IEA_2023_05_05 | Electricity | Dispatch-Crossload | ON | 2040 | Fall | Electrolyser 2050 |  |  | 0 | ON
LCP_Inputs_ON_Electric_IEA_2023_05_05 | Electricity | Dispatch-Crossload | ON | 2040 | Fall | O/CCGT - CH4 Existing |  |  | 0 | ON
LCP_Inputs_ON_Electric_IEA_2023_05_05 | Electricity | Dispatch-Crossload | ON | 2040 | Fall | O/CCGT - CH4 New |  |  | 0 | ON
LCP_Inputs_ON_Electric_IEA_2023_05_05 | Electricity | Dispatch-Crossload | ON | 2040 | Fall | O/CCGT - H2 New |  |  | 0 | ON
LCP_Inputs_ON_Electric_IEA_2023_05_05 | Electricity | Dispatch-Crossload | ON | 2040 | Spring | Electrolyser 2020/2030 |  |  | 0 | ON
LCP_Inputs_ON_Electric_IEA_2023_05_05 | Electricity | Dispatch-Crossload | ON | 2040 | Spring | Electrolyser 2040 |  |  | -10961421.5058 | ON
LCP_Inputs_ON_Electric_IEA_2023_05_05 | Electricity | Dispatch-Crossload | ON | 2040 | Spring | Electrolyser 2050 |  |  | 0 | ON
LCP_Inputs_ON_Electric_IEA_2023_05_05 | Electricity | Dispatch-Crossload | ON | 2040 | Spring | O/CCGT - CH4 Existing |  |  | 0 | ON
LCP_Inputs_ON_Electric_IEA_2023_05_05 | Electricity | Dispatch-Crossload | ON | 2040 | Spring | O/CCGT - CH4 New |  |  | 0 | ON
LCP_Inputs_ON_Electric_IEA_2023_05_05 | Electricity | Dispatch-Crossload | ON | 2040 | Spring | O/CCGT - H2 New |  |  | 0 | ON
LCP_Inputs_ON_Electric_IEA_2023_05_05 | Electricity | Dispatch-Crossload | ON | 2040 | Summer | Electrolyser 2020/2030 |  |  | 0 | ON
LCP_Inputs_ON_Electric_IEA_2023_05_05 | Electricity | Dispatch-Crossload | ON | 2040 | Summer | Electrolyser 2040 |  |  | -6165799.597 | ON
LCP_Inputs_ON_Electric_IEA_2023_05_05 | Electricity | Dispatch-Crossload | ON | 2040 | Summer | Electrolyser 2050 |  |  | 0 | ON
LCP_Inputs_ON_Electric_IEA_2023_05_05 | Electricity | Dispatch-Crossload | ON | 2040 | Summer | O/CCGT - CH4 Existing |  |  | 0 | ON
LCP_Inputs_ON_Electric_IEA_2023_05_05 | Electricity | Dispatch-Crossload | ON | 2040 | Summer | O/CCGT - CH4 New |  |  | 0 | ON
LCP_Inputs_ON_Electric_IEA_2023_05_05 | Electricity | Dispatch-Crossload | ON | 2040 | Summer | O/CCGT - H2 New |  |  | 0 | ON
LCP_Inputs_ON_Electric_IEA_2023_05_05 | Electricity | Dispatch-Crossload | ON | 2040 | Winter | Electrolyser 2020/2030 |  |  | 0 | ON
LCP_Inputs_ON_Electric_IEA_2023_05_05 | Electricity | Dispatch-Crossload | ON | 2040 | Winter | Electrolyser 2040 |  |  | -10941730.7276 | ON
LCP_Inputs_ON_Electric_IEA_2023_05_05 | Electricity | Dispatch-Crossload | ON | 2040 | Winter | Electrolyser 2050 |  |  | 0 | ON
LCP_Inputs_ON_Electric_IEA_2023_05_05 | Electricity | Dispatch-Crossload | ON | 2040 | Winter | O/CCGT - CH4 Existing |  |  | 0 | ON
LCP_Inputs_ON_Electric_IEA_2023_05_05 | Electricity | Dispatch-Crossload | ON | 2040 | Winter | O/CCGT - CH4 New |  |  | 0 | ON
LCP_Inputs_ON_Electric_IEA_2023_05_05 | Electricity | Dispatch-Crossload | ON | 2040 | Winter | O/CCGT - H2 New |  |  | 0 | ON
LCP_Inputs_ON_Electric_IEA_2023_05_05 | Electricity | Dispatch-Crossload | ON | 2040 | Winter Peak | Electrolyser 2020/2030 |  |  | 0 | ON
LCP_Inputs_ON_Electric_IEA_2023_05_05 | Electricity | Dispatch-Crossload | ON | 2040 | Winter Peak | Electrolyser 2040 |  |  | -60227.5907 | ON
LCP_Inputs_ON_Electric_IEA_2023_05_05 | Electricity | Dispatch-Crossload | ON | 2040 | Winter Peak | Electrolyser 2050 |  |  | 0 | ON
LCP_Inputs_ON_Electric_IEA_2023_05_05 | Electricity | Dispatch-Crossload | ON | 2040 | Winter Peak | O/CCGT - CH4 Existing |  |  | 62753.0989 | ON
LCP_Inputs_ON_Electric_IEA_2023_05_05 | Electricity | Dispatch-Crossload | ON | 2040 | Winter Peak | O/CCGT - CH4 New |  |  | 22842.4891 | ON
LCP_Inputs_ON_Electric_IEA_2023_05_05 | Electricity | Dispatch-Crossload | ON | 2040 | Winter Peak | O/CCGT - H2 New |  |  | 427028.1122 | ON
LCP_Inputs_ON_Electric_IEA_2023_05_05 | Electricity | Dispatch-Crossload | ON | 2050 | Fall | Electrolyser 2020/2030 |  |  | 0 | ON
LCP_Inputs_ON_Electric_IEA_2023_05_05 | Electricity | Dispatch-Crossload | ON | 2050 | Fall | Electrolyser 2040 |  |  | -6390425.0957 | ON
LCP_Inputs_ON_Electric_IEA_2023_05_05 | Electricity | Dispatch-Crossload | ON | 2050 | Fall | Electrolyser 2050 |  |  | -10706712.7332 | ON
LCP_Inputs_ON_Electric_IEA_2023_05_05 | Electricity | Dispatch-Crossload | ON | 2050 | Fall | O/CCGT - CH4 Existing |  |  | 0 | ON
LCP_Inputs_ON_Electric_IEA_2023_05_05 | Electricity | Dispatch-Crossload | ON | 2050 | Fall | O/CCGT - CH4 New |  |  | 0 | ON
LCP_Inputs_ON_Electric_IEA_2023_05_05 | Electricity | Dispatch-Crossload | ON | 2050 | Fall | O/CCGT - H2 New |  |  | 0 | ON
LCP_Inputs_ON_Electric_IEA_2023_05_05 | Electricity | Dispatch-Crossload | ON | 2050 | Spring | Electrolyser 2020/2030 |  |  | 0 | ON
LCP_Inputs_ON_Electric_IEA_2023_05_05 | Electricity | Dispatch-Crossload | ON | 2050 | Spring | Electrolyser 2040 |  |  | -10961421.5058 | ON
LCP_Inputs_ON_Electric_IEA_2023_05_05 | Electricity | Dispatch-Crossload | ON | 2050 | Spring | Electrolyser 2050 |  |  | -16447523.5699 | ON
LCP_Inputs_ON_Electric_IEA_2023_05_05 | Electricity | Dispatch-Crossload | ON | 2050 | Spring | O/CCGT - CH4 Existing |  |  | 0 | ON
LCP_Inputs_ON_Electric_IEA_2023_05_05 | Electricity | Dispatch-Crossload | ON | 2050 | Spring | O/CCGT - CH4 New |  |  | 0 | ON
LCP_Inputs_ON_Electric_IEA_2023_05_05 | Electricity | Dispatch-Crossload | ON | 2050 | Spring | O/CCGT - H2 New |  |  | 0 | ON
LCP_Inputs_ON_Electric_IEA_2023_05_05 | Electricity | Dispatch-Crossload | ON | 2050 | Summer | Electrolyser 2020/2030 |  |  | 0 | ON
LCP_Inputs_ON_Electric_IEA_2023_05_05 | Electricity | Dispatch-Crossload | ON | 2050 | Summer | Electrolyser 2040 |  |  | -6643645.045 | ON
LCP_Inputs_ON_Electric_IEA_2023_05_05 | Electricity | Dispatch-Crossload | ON | 2050 | Summer | Electrolyser 2050 |  |  | -12222494.415 | ON
LCP_Inputs_ON_Electric_IEA_2023_05_05 | Electricity | Dispatch-Crossload | ON | 2050 | Summer | O/CCGT - CH4 Existing |  |  | 0 | ON
LCP_Inputs_ON_Electric_IEA_2023_05_05 | Electricity | Dispatch-Crossload | ON | 2050 | Summer | O/CCGT - CH4 New |  |  | 0 | ON
LCP_Inputs_ON_Electric_IEA_2023_05_05 | Electricity | Dispatch-Crossload | ON | 2050 | Summer | O/CCGT - H2 New |  |  | 0 | ON
LCP_Inputs_ON_Electric_IEA_2023_05_05 | Electricity | Dispatch-Crossload | ON | 2050 | Winter | Electrolyser 2020/2030 |  |  | 0 | ON
LCP_Inputs_ON_Electric_IEA_2023_05_05 | Electricity | Dispatch-Crossload | ON | 2050 | Winter | Electrolyser 2040 |  |  | -10961421.5058 | ON
LCP_Inputs_ON_Electric_IEA_2023_05_05 | Electricity | Dispatch-Crossload | ON | 2050 | Winter | Electrolyser 2050 |  |  | -16447523.5699 | ON
LCP_Inputs_ON_Electric_IEA_2023_05_05 | Electricity | Dispatch-Crossload | ON | 2050 | Winter | O/CCGT - CH4 Existing |  |  | 0 | ON
LCP_Inputs_ON_Electric_IEA_2023_05_05 | Electricity | Dispatch-Crossload | ON | 2050 | Winter | O/CCGT - CH4 New |  |  | 0 | ON
LCP_Inputs_ON_Electric_IEA_2023_05_05 | Electricity | Dispatch-Crossload | ON | 2050 | Winter | O/CCGT - H2 New |  |  | 0 | ON
LCP_Inputs_ON_Electric_IEA_2023_05_05 | Electricity | Dispatch-Crossload | ON | 2050 | Winter Peak | Electrolyser 2020/2030 |  |  | 0 | ON
LCP_Inputs_ON_Electric_IEA_2023_05_05 | Electricity | Dispatch-Crossload | ON | 2050 | Winter Peak | Electrolyser 2040 |  |  | -60227.5907 | ON
LCP_Inputs_ON_Electric_IEA_2023_05_05 | Electricity | Dispatch-Crossload | ON | 2050 | Winter Peak | Electrolyser 2050 |  |  | -90371.0086 | ON
LCP_Inputs_ON_Electric_IEA_2023_05_05 | Electricity | Dispatch-Crossload | ON | 2050 | Winter Peak | O/CCGT - CH4 Existing |  |  | 0 | ON
LCP_Inputs_ON_Electric_IEA_2023_05_05 | Electricity | Dispatch-Crossload | ON | 2050 | Winter Peak | O/CCGT - CH4 New |  |  | 0 | ON
LCP_Inputs_ON_Electric_IEA_2023_05_05 | Electricity | Dispatch-Crossload | ON | 2050 | Winter Peak | O/CCGT - H2 New |  |  | 764488.1088 | ON
LCP_Inputs_ON_Electric_IEA_2023_05_05 | Electricity | Dispatch-Crossload | PJ | 2020 | Fall | Electrolyser 2020/2030 |  |  | 0 | PJ
LCP_Inputs_ON_Electric_IEA_2023_05_05 | Electricity | Dispatch-Crossload | PJ | 2020 | Fall | Electrolyser 2040 |  |  | 0 | PJ
LCP_Inputs_ON_Electric_IEA_2023_05_05 | Electricity | Dispatch-Crossload | PJ | 2020 | Fall | Electrolyser 2050 |  |  | 0 | PJ
LCP_Inputs_ON_Electric_IEA_2023_05_05 | Electricity | Dispatch-Crossload | PJ | 2020 | Fall | O/CCGT - CH4 Existing |  |  | 0 | PJ
LCP_Inputs_ON_Electric_IEA_2023_05_05 | Electricity | Dispatch-Crossload | PJ | 2020 | Fall | O/CCGT - CH4 New |  |  | 0 | PJ
LCP_Inputs_ON_Electric_IEA_2023_05_05 | Electricity | Dispatch-Crossload | PJ | 2020 | Fall | O/CCGT - H2 New |  |  | 0 | PJ
LCP_Inputs_ON_Electric_IEA_2023_05_05 | Electricity | Dispatch-Crossload | PJ | 2020 | Spring | Electrolyser 2020/2030 |  |  | 0 | PJ
LCP_Inputs_ON_Electric_IEA_2023_05_05 | Electricity | Dispatch-Crossload | PJ | 2020 | Spring | Electrolyser 2040 |  |  | 0 | PJ
LCP_Inputs_ON_Electric_IEA_2023_05_05 | Electricity | Dispatch-Crossload | PJ | 2020 | Spring | Electrolyser 2050 |  |  | 0 | PJ
LCP_Inputs_ON_Electric_IEA_2023_05_05 | Electricity | Dispatch-Crossload | PJ | 2020 | Spring | O/CCGT - CH4 Existing |  |  | 0 | PJ
LCP_Inputs_ON_Electric_IEA_2023_05_05 | Electricity | Dispatch-Crossload | PJ | 2020 | Spring | O/CCGT - CH4 New |  |  | 0 | PJ
LCP_Inputs_ON_Electric_IEA_2023_05_05 | Electricity | Dispatch-Crossload | PJ | 2020 | Spring | O/CCGT - H2 New |  |  | 0 | PJ
LCP_Inputs_ON_Electric_IEA_2023_05_05 | Electricity | Dispatch-Crossload | PJ | 2020 | Summer | Electrolyser 2020/2030 |  |  | 0 | PJ
LCP_Inputs_ON_Electric_IEA_2023_05_05 | Electricity | Dispatch-Crossload | PJ | 2020 | Summer | Electrolyser 2040 |  |  | 0 | PJ
LCP_Inputs_ON_Electric_IEA_2023_05_05 | Electricity | Dispatch-Crossload | PJ | 2020 | Summer | Electrolyser 2050 |  |  | 0 | PJ
LCP_Inputs_ON_Electric_IEA_2023_05_05 | Electricity | Dispatch-Crossload | PJ | 2020 | Summer | O/CCGT - CH4 Existing |  |  | 0 | PJ
LCP_Inputs_ON_Electric_IEA_2023_05_05 | Electricity | Dispatch-Crossload | PJ | 2020 | Summer | O/CCGT - CH4 New |  |  | 0 | PJ
LCP_Inputs_ON_Electric_IEA_2023_05_05 | Electricity | Dispatch-Crossload | PJ | 2020 | Summer | O/CCGT - H2 New |  |  | 0 | PJ
LCP_Inputs_ON_Electric_IEA_2023_05_05 | Electricity | Dispatch-Crossload | PJ | 2020 | Winter | Electrolyser 2020/2030 |  |  | 0 | PJ
LCP_Inputs_ON_Electric_IEA_2023_05_05 | Electricity | Dispatch-Crossload | PJ | 2020 | Winter | Electrolyser 2040 |  |  | 0 | PJ
LCP_Inputs_ON_Electric_IEA_2023_05_05 | Electricity | Dispatch-Crossload | PJ | 2020 | Winter | Electrolyser 2050 |  |  | 0 | PJ
LCP_Inputs_ON_Electric_IEA_2023_05_05 | Electricity | Dispatch-Crossload | PJ | 2020 | Winter | O/CCGT - CH4 Existing |  |  | 0 | PJ
LCP_Inputs_ON_Electric_IEA_2023_05_05 | Electricity | Dispatch-Crossload | PJ | 2020 | Winter | O/CCGT - CH4 New |  |  | 0 | PJ
LCP_Inputs_ON_Electric_IEA_2023_05_05 | Electricity | Dispatch-Crossload | PJ | 2020 | Winter | O/CCGT - H2 New |  |  | 0 | PJ
LCP_Inputs_ON_Electric_IEA_2023_05_05 | Electricity | Dispatch-Crossload | PJ | 2020 | Winter Peak | Electrolyser 2020/2030 |  |  | 0 | PJ
LCP_Inputs_ON_Electric_IEA_2023_05_05 | Electricity | Dispatch-Crossload | PJ | 2020 | Winter Peak | Electrolyser 2040 |  |  | 0 | PJ
LCP_Inputs_ON_Electric_IEA_2023_05_05 | Electricity | Dispatch-Crossload | PJ | 2020 | Winter Peak | Electrolyser 2050 |  |  | 0 | PJ
LCP_Inputs_ON_Electric_IEA_2023_05_05 | Electricity | Dispatch-Crossload | PJ | 2020 | Winter Peak | O/CCGT - CH4 Existing |  |  | 0 | PJ
LCP_Inputs_ON_Electric_IEA_2023_05_05 | Electricity | Dispatch-Crossload | PJ | 2020 | Winter Peak | O/CCGT - CH4 New |  |  | 0 | PJ
LCP_Inputs_ON_Electric_IEA_2023_05_05 | Electricity | Dispatch-Crossload | PJ | 2020 | Winter Peak | O/CCGT - H2 New |  |  | 0 | PJ
LCP_Inputs_ON_Electric_IEA_2023_05_05 | Electricity | Dispatch-Crossload | PJ | 2030 | Fall | Electrolyser 2020/2030 |  |  | 0 | PJ
LCP_Inputs_ON_Electric_IEA_2023_05_05 | Electricity | Dispatch-Crossload | PJ | 2030 | Fall | Electrolyser 2040 |  |  | 0 | PJ
LCP_Inputs_ON_Electric_IEA_2023_05_05 | Electricity | Dispatch-Crossload | PJ | 2030 | Fall | Electrolyser 2050 |  |  | 0 | PJ
LCP_Inputs_ON_Electric_IEA_2023_05_05 | Electricity | Dispatch-Crossload | PJ | 2030 | Fall | O/CCGT - CH4 Existing |  |  | 0 | PJ
LCP_Inputs_ON_Electric_IEA_2023_05_05 | Electricity | Dispatch-Crossload | PJ | 2030 | Fall | O/CCGT - CH4 New |  |  | 0 | PJ
LCP_Inputs_ON_Electric_IEA_2023_05_05 | Electricity | Dispatch-Crossload | PJ | 2030 | Fall | O/CCGT - H2 New |  |  | 0 | PJ
LCP_Inputs_ON_Electric_IEA_2023_05_05 | Electricity | Dispatch-Crossload | PJ | 2030 | Spring | Electrolyser 2020/2030 |  |  | 0 | PJ
LCP_Inputs_ON_Electric_IEA_2023_05_05 | Electricity | Dispatch-Crossload | PJ | 2030 | Spring | Electrolyser 2040 |  |  | 0 | PJ
LCP_Inputs_ON_Electric_IEA_2023_05_05 | Electricity | Dispatch-Crossload | PJ | 2030 | Spring | Electrolyser 2050 |  |  | 0 | PJ
LCP_Inputs_ON_Electric_IEA_2023_05_05 | Electricity | Dispatch-Crossload | PJ | 2030 | Spring | O/CCGT - CH4 Existing |  |  | 0 | PJ
LCP_Inputs_ON_Electric_IEA_2023_05_05 | Electricity | Dispatch-Crossload | PJ | 2030 | Spring | O/CCGT - CH4 New |  |  | 0 | PJ
LCP_Inputs_ON_Electric_IEA_2023_05_05 | Electricity | Dispatch-Crossload | PJ | 2030 | Spring | O/CCGT - H2 New |  |  | 0 | PJ
LCP_Inputs_ON_Electric_IEA_2023_05_05 | Electricity | Dispatch-Crossload | PJ | 2030 | Summer | Electrolyser 2020/2030 |  |  | 0 | PJ
LCP_Inputs_ON_Electric_IEA_2023_05_05 | Electricity | Dispatch-Crossload | PJ | 2030 | Summer | Electrolyser 2040 |  |  | 0 | PJ
LCP_Inputs_ON_Electric_IEA_2023_05_05 | Electricity | Dispatch-Crossload | PJ | 2030 | Summer | Electrolyser 2050 |  |  | 0 | PJ
LCP_Inputs_ON_Electric_IEA_2023_05_05 | Electricity | Dispatch-Crossload | PJ | 2030 | Summer | O/CCGT - CH4 Existing |  |  | 0 | PJ
LCP_Inputs_ON_Electric_IEA_2023_05_05 | Electricity | Dispatch-Crossload | PJ | 2030 | Summer | O/CCGT - CH4 New |  |  | 0 | PJ
LCP_Inputs_ON_Electric_IEA_2023_05_05 | Electricity | Dispatch-Crossload | PJ | 2030 | Summer | O/CCGT - H2 New |  |  | 0 | PJ
LCP_Inputs_ON_Electric_IEA_2023_05_05 | Electricity | Dispatch-Crossload | PJ | 2030 | Winter | Electrolyser 2020/2030 |  |  | 0 | PJ
LCP_Inputs_ON_Electric_IEA_2023_05_05 | Electricity | Dispatch-Crossload | PJ | 2030 | Winter | Electrolyser 2040 |  |  | 0 | PJ
LCP_Inputs_ON_Electric_IEA_2023_05_05 | Electricity | Dispatch-Crossload | PJ | 2030 | Winter | Electrolyser 2050 |  |  | 0 | PJ
LCP_Inputs_ON_Electric_IEA_2023_05_05 | Electricity | Dispatch-Crossload | PJ | 2030 | Winter | O/CCGT - CH4 Existing |  |  | 0 | PJ
LCP_Inputs_ON_Electric_IEA_2023_05_05 | Electricity | Dispatch-Crossload | PJ | 2030 | Winter | O/CCGT - CH4 New |  |  | 0 | PJ
LCP_Inputs_ON_Electric_IEA_2023_05_05 | Electricity | Dispatch-Crossload | PJ | 2030 | Winter | O/CCGT - H2 New |  |  | 0 | PJ
LCP_Inputs_ON_Electric_IEA_2023_05_05 | Electricity | Dispatch-Crossload | PJ | 2030 | Winter Peak | Electrolyser 2020/2030 |  |  | 0 | PJ
LCP_Inputs_ON_Electric_IEA_2023_05_05 | Electricity | Dispatch-Crossload | PJ | 2030 | Winter Peak | Electrolyser 2040 |  |  | 0 | PJ
LCP_Inputs_ON_Electric_IEA_2023_05_05 | Electricity | Dispatch-Crossload | PJ | 2030 | Winter Peak | Electrolyser 2050 |  |  | 0 | PJ
LCP_Inputs_ON_Electric_IEA_2023_05_05 | Electricity | Dispatch-Crossload | PJ | 2030 | Winter Peak | O/CCGT - CH4 Existing |  |  | 0 | PJ
LCP_Inputs_ON_Electric_IEA_2023_05_05 | Electricity | Dispatch-Crossload | PJ | 2030 | Winter Peak | O/CCGT - CH4 New |  |  | 0 | PJ
LCP_Inputs_ON_Electric_IEA_2023_05_05 | Electricity | Dispatch-Crossload | PJ | 2030 | Winter Peak | O/CCGT - H2 New |  |  | 0 | PJ
LCP_Inputs_ON_Electric_IEA_2023_05_05 | Electricity | Dispatch-Crossload | PJ | 2040 | Fall | Electrolyser 2020/2030 |  |  | 0 | PJ
LCP_Inputs_ON_Electric_IEA_2023_05_05 | Electricity | Dispatch-Crossload | PJ | 2040 | Fall | Electrolyser 2040 |  |  | 0 | PJ
LCP_Inputs_ON_Electric_IEA_2023_05_05 | Electricity | Dispatch-Crossload | PJ | 2040 | Fall | Electrolyser 2050 |  |  | 0 | PJ
LCP_Inputs_ON_Electric_IEA_2023_05_05 | Electricity | Dispatch-Crossload | PJ | 2040 | Fall | O/CCGT - CH4 Existing |  |  | 0 | PJ
LCP_Inputs_ON_Electric_IEA_2023_05_05 | Electricity | Dispatch-Crossload | PJ | 2040 | Fall | O/CCGT - CH4 New |  |  | 0 | PJ
LCP_Inputs_ON_Electric_IEA_2023_05_05 | Electricity | Dispatch-Crossload | PJ | 2040 | Fall | O/CCGT - H2 New |  |  | 0 | PJ
LCP_Inputs_ON_Electric_IEA_2023_05_05 | Electricity | Dispatch-Crossload | PJ | 2040 | Spring | Electrolyser 2020/2030 |  |  | 0 | PJ
LCP_Inputs_ON_Electric_IEA_2023_05_05 | Electricity | Dispatch-Crossload | PJ | 2040 | Spring | Electrolyser 2040 |  |  | 0 | PJ
LCP_Inputs_ON_Electric_IEA_2023_05_05 | Electricity | Dispatch-Crossload | PJ | 2040 | Spring | Electrolyser 2050 |  |  | 0 | PJ
LCP_Inputs_ON_Electric_IEA_2023_05_05 | Electricity | Dispatch-Crossload | PJ | 2040 | Spring | O/CCGT - CH4 Existing |  |  | 0 | PJ
LCP_Inputs_ON_Electric_IEA_2023_05_05 | Electricity | Dispatch-Crossload | PJ | 2040 | Spring | O/CCGT - CH4 New |  |  | 0 | PJ
LCP_Inputs_ON_Electric_IEA_2023_05_05 | Electricity | Dispatch-Crossload | PJ | 2040 | Spring | O/CCGT - H2 New |  |  | 0 | PJ
LCP_Inputs_ON_Electric_IEA_2023_05_05 | Electricity | Dispatch-Crossload | PJ | 2040 | Summer | Electrolyser 2020/2030 |  |  | 0 | PJ
LCP_Inputs_ON_Electric_IEA_2023_05_05 | Electricity | Dispatch-Crossload | PJ | 2040 | Summer | Electrolyser 2040 |  |  | 0 | PJ
LCP_Inputs_ON_Electric_IEA_2023_05_05 | Electricity | Dispatch-Crossload | PJ | 2040 | Summer | Electrolyser 2050 |  |  | 0 | PJ
LCP_Inputs_ON_Electric_IEA_2023_05_05 | Electricity | Dispatch-Crossload | PJ | 2040 | Summer | O/CCGT - CH4 Existing |  |  | 0 | PJ
LCP_Inputs_ON_Electric_IEA_2023_05_05 | Electricity | Dispatch-Crossload | PJ | 2040 | Summer | O/CCGT - CH4 New |  |  | 0 | PJ
LCP_Inputs_ON_Electric_IEA_2023_05_05 | Electricity | Dispatch-Crossload | PJ | 2040 | Summer | O/CCGT - H2 New |  |  | 0 | PJ
LCP_Inputs_ON_Electric_IEA_2023_05_05 | Electricity | Dispatch-Crossload | PJ | 2040 | Winter | Electrolyser 2020/2030 |  |  | 0 | PJ
LCP_Inputs_ON_Electric_IEA_2023_05_05 | Electricity | Dispatch-Crossload | PJ | 2040 | Winter | Electrolyser 2040 |  |  | 0 | PJ
LCP_Inputs_ON_Electric_IEA_2023_05_05 | Electricity | Dispatch-Crossload | PJ | 2040 | Winter | Electrolyser 2050 |  |  | 0 | PJ
LCP_Inputs_ON_Electric_IEA_2023_05_05 | Electricity | Dispatch-Crossload | PJ | 2040 | Winter | O/CCGT - CH4 Existing |  |  | 0 | PJ
LCP_Inputs_ON_Electric_IEA_2023_05_05 | Electricity | Dispatch-Crossload | PJ | 2040 | Winter | O/CCGT - CH4 New |  |  | 0 | PJ
LCP_Inputs_ON_Electric_IEA_2023_05_05 | Electricity | Dispatch-Crossload | PJ | 2040 | Winter | O/CCGT - H2 New |  |  | 0 | PJ
LCP_Inputs_ON_Electric_IEA_2023_05_05 | Electricity | Dispatch-Crossload | PJ | 2040 | Winter Peak | Electrolyser 2020/2030 |  |  | 0 | PJ
LCP_Inputs_ON_Electric_IEA_2023_05_05 | Electricity | Dispatch-Crossload | PJ | 2040 | Winter Peak | Electrolyser 2040 |  |  | 0 | PJ
LCP_Inputs_ON_Electric_IEA_2023_05_05 | Electricity | Dispatch-Crossload | PJ | 2040 | Winter Peak | Electrolyser 2050 |  |  | 0 | PJ
LCP_Inputs_ON_Electric_IEA_2023_05_05 | Electricity | Dispatch-Crossload | PJ | 2040 | Winter Peak | O/CCGT - CH4 Existing |  |  | 0 | PJ
LCP_Inputs_ON_Electric_IEA_2023_05_05 | Electricity | Dispatch-Crossload | PJ | 2040 | Winter Peak | O/CCGT - CH4 New |  |  | 0 | PJ
LCP_Inputs_ON_Electric_IEA_2023_05_05 | Electricity | Dispatch-Crossload | PJ | 2040 | Winter Peak | O/CCGT - H2 New |  |  | 0 | PJ
LCP_Inputs_ON_Electric_IEA_2023_05_05 | Electricity | Dispatch-Crossload | PJ | 2050 | Fall | Electrolyser 2020/2030 |  |  | 0 | PJ
LCP_Inputs_ON_Electric_IEA_2023_05_05 | Electricity | Dispatch-Crossload | PJ | 2050 | Fall | Electrolyser 2040 |  |  | 0 | PJ
LCP_Inputs_ON_Electric_IEA_2023_05_05 | Electricity | Dispatch-Crossload | PJ | 2050 | Fall | Electrolyser 2050 |  |  | 0 | PJ
LCP_Inputs_ON_Electric_IEA_2023_05_05 | Electricity | Dispatch-Crossload | PJ | 2050 | Fall | O/CCGT - CH4 Existing |  |  | 0 | PJ
LCP_Inputs_ON_Electric_IEA_2023_05_05 | Electricity | Dispatch-Crossload | PJ | 2050 | Fall | O/CCGT - CH4 New |  |  | 0 | PJ
LCP_Inputs_ON_Electric_IEA_2023_05_05 | Electricity | Dispatch-Crossload | PJ | 2050 | Fall | O/CCGT - H2 New |  |  | 0 | PJ
LCP_Inputs_ON_Electric_IEA_2023_05_05 | Electricity | Dispatch-Crossload | PJ | 2050 | Spring | Electrolyser 2020/2030 |  |  | 0 | PJ
LCP_Inputs_ON_Electric_IEA_2023_05_05 | Electricity | Dispatch-Crossload | PJ | 2050 | Spring | Electrolyser 2040 |  |  | 0 | PJ
LCP_Inputs_ON_Electric_IEA_2023_05_05 | Electricity | Dispatch-Crossload | PJ | 2050 | Spring | Electrolyser 2050 |  |  | 0 | PJ
LCP_Inputs_ON_Electric_IEA_2023_05_05 | Electricity | Dispatch-Crossload | PJ | 2050 | Spring | O/CCGT - CH4 Existing |  |  | 0 | PJ
LCP_Inputs_ON_Electric_IEA_2023_05_05 | Electricity | Dispatch-Crossload | PJ | 2050 | Spring | O/CCGT - CH4 New |  |  | 0 | PJ
LCP_Inputs_ON_Electric_IEA_2023_05_05 | Electricity | Dispatch-Crossload | PJ | 2050 | Spring | O/CCGT - H2 New |  |  | 0 | PJ
LCP_Inputs_ON_Electric_IEA_2023_05_05 | Electricity | Dispatch-Crossload | PJ | 2050 | Summer | Electrolyser 2020/2030 |  |  | 0 | PJ
LCP_Inputs_ON_Electric_IEA_2023_05_05 | Electricity | Dispatch-Crossload | PJ | 2050 | Summer | Electrolyser 2040 |  |  | 0 | PJ
LCP_Inputs_ON_Electric_IEA_2023_05_05 | Electricity | Dispatch-Crossload | PJ | 2050 | Summer | Electrolyser 2050 |  |  | 0 | PJ
LCP_Inputs_ON_Electric_IEA_2023_05_05 | Electricity | Dispatch-Crossload | PJ | 2050 | Summer | O/CCGT - CH4 Existing |  |  | 0 | PJ
LCP_Inputs_ON_Electric_IEA_2023_05_05 | Electricity | Dispatch-Crossload | PJ | 2050 | Summer | O/CCGT - CH4 New |  |  | 0 | PJ
LCP_Inputs_ON_Electric_IEA_2023_05_05 | Electricity | Dispatch-Crossload | PJ | 2050 | Summer | O/CCGT - H2 New |  |  | 0 | PJ
LCP_Inputs_ON_Electric_IEA_2023_05_05 | Electricity | Dispatch-Crossload | PJ | 2050 | Winter | Electrolyser 2020/2030 |  |  | 0 | PJ
LCP_Inputs_ON_Electric_IEA_2023_05_05 | Electricity | Dispatch-Crossload | PJ | 2050 | Winter | Electrolyser 2040 |  |  | 0 | PJ
LCP_Inputs_ON_Electric_IEA_2023_05_05 | Electricity | Dispatch-Crossload | PJ | 2050 | Winter | Electrolyser 2050 |  |  | 0 | PJ
LCP_Inputs_ON_Electric_IEA_2023_05_05 | Electricity | Dispatch-Crossload | PJ | 2050 | Winter | O/CCGT - CH4 Existing |  |  | 0 | PJ
LCP_Inputs_ON_Electric_IEA_2023_05_05 | Electricity | Dispatch-Crossload | PJ | 2050 | Winter | O/CCGT - CH4 New |  |  | 0 | PJ
LCP_Inputs_ON_Electric_IEA_2023_05_05 | Electricity | Dispatch-Crossload | PJ | 2050 | Winter | O/CCGT - H2 New |  |  | 0 | PJ
LCP_Inputs_ON_Electric_IEA_2023_05_05 | Electricity | Dispatch-Crossload | PJ | 2050 | Winter Peak | Electrolyser 2020/2030 |  |  | 0 | PJ
LCP_Inputs_ON_Electric_IEA_2023_05_05 | Electricity | Dispatch-Crossload | PJ | 2050 | Winter Peak | Electrolyser 2040 |  |  | 0 | PJ
LCP_Inputs_ON_Electric_IEA_2023_05_05 | Electricity | Dispatch-Crossload | PJ | 2050 | Winter Peak | Electrolyser 2050 |  |  | 0 | PJ
LCP_Inputs_ON_Electric_IEA_2023_05_05 | Electricity | Dispatch-Crossload | PJ | 2050 | Winter Peak | O/CCGT - CH4 Existing |  |  | 0 | PJ
LCP_Inputs_ON_Electric_IEA_2023_05_05 | Electricity | Dispatch-Crossload | PJ | 2050 | Winter Peak | O/CCGT - CH4 New |  |  | 0 | PJ
LCP_Inputs_ON_Electric_IEA_2023_05_05 | Electricity | Dispatch-Crossload | PJ | 2050 | Winter Peak | O/CCGT - H2 New |  |  | 0 | PJ
LCP_Inputs_ON_Electric_IEA_2023_05_05 | Electricity | Dispatch-Crossload | QC | 2020 | Fall | Electrolyser 2020/2030 |  |  | 0 | QC
LCP_Inputs_ON_Electric_IEA_2023_05_05 | Electricity | Dispatch-Crossload | QC | 2020 | Fall | Electrolyser 2040 |  |  | 0 | QC
LCP_Inputs_ON_Electric_IEA_2023_05_05 | Electricity | Dispatch-Crossload | QC | 2020 | Fall | Electrolyser 2050 |  |  | 0 | QC
LCP_Inputs_ON_Electric_IEA_2023_05_05 | Electricity | Dispatch-Crossload | QC | 2020 | Fall | O/CCGT - CH4 Existing |  |  | 0 | QC
LCP_Inputs_ON_Electric_IEA_2023_05_05 | Electricity | Dispatch-Crossload | QC | 2020 | Fall | O/CCGT - CH4 New |  |  | 0 | QC
LCP_Inputs_ON_Electric_IEA_2023_05_05 | Electricity | Dispatch-Crossload | QC | 2020 | Fall | O/CCGT - H2 New |  |  | 0 | QC
LCP_Inputs_ON_Electric_IEA_2023_05_05 | Electricity | Dispatch-Crossload | QC | 2020 | Spring | Electrolyser 2020/2030 |  |  | 0 | QC
LCP_Inputs_ON_Electric_IEA_2023_05_05 | Electricity | Dispatch-Crossload | QC | 2020 | Spring | Electrolyser 2040 |  |  | 0 | QC
LCP_Inputs_ON_Electric_IEA_2023_05_05 | Electricity | Dispatch-Crossload | QC | 2020 | Spring | Electrolyser 2050 |  |  | 0 | QC
LCP_Inputs_ON_Electric_IEA_2023_05_05 | Electricity | Dispatch-Crossload | QC | 2020 | Spring | O/CCGT - CH4 Existing |  |  | 0 | QC
LCP_Inputs_ON_Electric_IEA_2023_05_05 | Electricity | Dispatch-Crossload | QC | 2020 | Spring | O/CCGT - CH4 New |  |  | 0 | QC
LCP_Inputs_ON_Electric_IEA_2023_05_05 | Electricity | Dispatch-Crossload | QC | 2020 | Spring | O/CCGT - H2 New |  |  | 0 | QC
LCP_Inputs_ON_Electric_IEA_2023_05_05 | Electricity | Dispatch-Crossload | QC | 2020 | Summer | Electrolyser 2020/2030 |  |  | 0 | QC
LCP_Inputs_ON_Electric_IEA_2023_05_05 | Electricity | Dispatch-Crossload | QC | 2020 | Summer | Electrolyser 2040 |  |  | 0 | QC
LCP_Inputs_ON_Electric_IEA_2023_05_05 | Electricity | Dispatch-Crossload | QC | 2020 | Summer | Electrolyser 2050 |  |  | 0 | QC
LCP_Inputs_ON_Electric_IEA_2023_05_05 | Electricity | Dispatch-Crossload | QC | 2020 | Summer | O/CCGT - CH4 Existing |  |  | 0 | QC
LCP_Inputs_ON_Electric_IEA_2023_05_05 | Electricity | Dispatch-Crossload | QC | 2020 | Summer | O/CCGT - CH4 New |  |  | 0 | QC
LCP_Inputs_ON_Electric_IEA_2023_05_05 | Electricity | Dispatch-Crossload | QC | 2020 | Summer | O/CCGT - H2 New |  |  | 0 | QC
LCP_Inputs_ON_Electric_IEA_2023_05_05 | Electricity | Dispatch-Crossload | QC | 2020 | Winter | Electrolyser 2020/2030 |  |  | 0 | QC
LCP_Inputs_ON_Electric_IEA_2023_05_05 | Electricity | Dispatch-Crossload | QC | 2020 | Winter | Electrolyser 2040 |  |  | 0 | QC
LCP_Inputs_ON_Electric_IEA_2023_05_05 | Electricity | Dispatch-Crossload | QC | 2020 | Winter | Electrolyser 2050 |  |  | 0 | QC
LCP_Inputs_ON_Electric_IEA_2023_05_05 | Electricity | Dispatch-Crossload | QC | 2020 | Winter | O/CCGT - CH4 Existing |  |  | 0 | QC
LCP_Inputs_ON_Electric_IEA_2023_05_05 | Electricity | Dispatch-Crossload | QC | 2020 | Winter | O/CCGT - CH4 New |  |  | 0 | QC
LCP_Inputs_ON_Electric_IEA_2023_05_05 | Electricity | Dispatch-Crossload | QC | 2020 | Winter | O/CCGT - H2 New |  |  | 0 | QC
LCP_Inputs_ON_Electric_IEA_2023_05_05 | Electricity | Dispatch-Crossload | QC | 2020 | Winter Peak | Electrolyser 2020/2030 |  |  | 0 | QC
LCP_Inputs_ON_Electric_IEA_2023_05_05 | Electricity | Dispatch-Crossload | QC | 2020 | Winter Peak | Electrolyser 2040 |  |  | 0 | QC
LCP_Inputs_ON_Electric_IEA_2023_05_05 | Electricity | Dispatch-Crossload | QC | 2020 | Winter Peak | Electrolyser 2050 |  |  | 0 | QC
LCP_Inputs_ON_Electric_IEA_2023_05_05 | Electricity | Dispatch-Crossload | QC | 2020 | Winter Peak | O/CCGT - CH4 Existing |  |  | 0 | QC
LCP_Inputs_ON_Electric_IEA_2023_05_05 | Electricity | Dispatch-Crossload | QC | 2020 | Winter Peak | O/CCGT - CH4 New |  |  | 0 | QC
LCP_Inputs_ON_Electric_IEA_2023_05_05 | Electricity | Dispatch-Crossload | QC | 2020 | Winter Peak | O/CCGT - H2 New |  |  | 0 | QC
LCP_Inputs_ON_Electric_IEA_2023_05_05 | Electricity | Dispatch-Crossload | QC | 2030 | Fall | Electrolyser 2020/2030 |  |  | 0 | QC
LCP_Inputs_ON_Electric_IEA_2023_05_05 | Electricity | Dispatch-Crossload | QC | 2030 | Fall | Electrolyser 2040 |  |  | 0 | QC
LCP_Inputs_ON_Electric_IEA_2023_05_05 | Electricity | Dispatch-Crossload | QC | 2030 | Fall | Electrolyser 2050 |  |  | 0 | QC
LCP_Inputs_ON_Electric_IEA_2023_05_05 | Electricity | Dispatch-Crossload | QC | 2030 | Fall | O/CCGT - CH4 Existing |  |  | 0 | QC
LCP_Inputs_ON_Electric_IEA_2023_05_05 | Electricity | Dispatch-Crossload | QC | 2030 | Fall | O/CCGT - CH4 New |  |  | 0 | QC
LCP_Inputs_ON_Electric_IEA_2023_05_05 | Electricity | Dispatch-Crossload | QC | 2030 | Fall | O/CCGT - H2 New |  |  | 0 | QC
LCP_Inputs_ON_Electric_IEA_2023_05_05 | Electricity | Dispatch-Crossload | QC | 2030 | Spring | Electrolyser 2020/2030 |  |  | 0 | QC
LCP_Inputs_ON_Electric_IEA_2023_05_05 | Electricity | Dispatch-Crossload | QC | 2030 | Spring | Electrolyser 2040 |  |  | 0 | QC
LCP_Inputs_ON_Electric_IEA_2023_05_05 | Electricity | Dispatch-Crossload | QC | 2030 | Spring | Electrolyser 2050 |  |  | 0 | QC
LCP_Inputs_ON_Electric_IEA_2023_05_05 | Electricity | Dispatch-Crossload | QC | 2030 | Spring | O/CCGT - CH4 Existing |  |  | 0 | QC
LCP_Inputs_ON_Electric_IEA_2023_05_05 | Electricity | Dispatch-Crossload | QC | 2030 | Spring | O/CCGT - CH4 New |  |  | 0 | QC
LCP_Inputs_ON_Electric_IEA_2023_05_05 | Electricity | Dispatch-Crossload | QC | 2030 | Spring | O/CCGT - H2 New |  |  | 0 | QC
LCP_Inputs_ON_Electric_IEA_2023_05_05 | Electricity | Dispatch-Crossload | QC | 2030 | Summer | Electrolyser 2020/2030 |  |  | 0 | QC
LCP_Inputs_ON_Electric_IEA_2023_05_05 | Electricity | Dispatch-Crossload | QC | 2030 | Summer | Electrolyser 2040 |  |  | 0 | QC
LCP_Inputs_ON_Electric_IEA_2023_05_05 | Electricity | Dispatch-Crossload | QC | 2030 | Summer | Electrolyser 2050 |  |  | 0 | QC
LCP_Inputs_ON_Electric_IEA_2023_05_05 | Electricity | Dispatch-Crossload | QC | 2030 | Summer | O/CCGT - CH4 Existing |  |  | 0 | QC
LCP_Inputs_ON_Electric_IEA_2023_05_05 | Electricity | Dispatch-Crossload | QC | 2030 | Summer | O/CCGT - CH4 New |  |  | 0 | QC
LCP_Inputs_ON_Electric_IEA_2023_05_05 | Electricity | Dispatch-Crossload | QC | 2030 | Summer | O/CCGT - H2 New |  |  | 0 | QC
LCP_Inputs_ON_Electric_IEA_2023_05_05 | Electricity | Dispatch-Crossload | QC | 2030 | Winter | Electrolyser 2020/2030 |  |  | 0 | QC
LCP_Inputs_ON_Electric_IEA_2023_05_05 | Electricity | Dispatch-Crossload | QC | 2030 | Winter | Electrolyser 2040 |  |  | 0 | QC
LCP_Inputs_ON_Electric_IEA_2023_05_05 | Electricity | Dispatch-Crossload | QC | 2030 | Winter | Electrolyser 2050 |  |  | 0 | QC
LCP_Inputs_ON_Electric_IEA_2023_05_05 | Electricity | Dispatch-Crossload | QC | 2030 | Winter | O/CCGT - CH4 Existing |  |  | 0 | QC
LCP_Inputs_ON_Electric_IEA_2023_05_05 | Electricity | Dispatch-Crossload | QC | 2030 | Winter | O/CCGT - CH4 New |  |  | 0 | QC
LCP_Inputs_ON_Electric_IEA_2023_05_05 | Electricity | Dispatch-Crossload | QC | 2030 | Winter | O/CCGT - H2 New |  |  | 0 | QC
LCP_Inputs_ON_Electric_IEA_2023_05_05 | Electricity | Dispatch-Crossload | QC | 2030 | Winter Peak | Electrolyser 2020/2030 |  |  | 0 | QC
LCP_Inputs_ON_Electric_IEA_2023_05_05 | Electricity | Dispatch-Crossload | QC | 2030 | Winter Peak | Electrolyser 2040 |  |  | 0 | QC
LCP_Inputs_ON_Electric_IEA_2023_05_05 | Electricity | Dispatch-Crossload | QC | 2030 | Winter Peak | Electrolyser 2050 |  |  | 0 | QC
LCP_Inputs_ON_Electric_IEA_2023_05_05 | Electricity | Dispatch-Crossload | QC | 2030 | Winter Peak | O/CCGT - CH4 Existing |  |  | 0 | QC
LCP_Inputs_ON_Electric_IEA_2023_05_05 | Electricity | Dispatch-Crossload | QC | 2030 | Winter Peak | O/CCGT - CH4 New |  |  | 0 | QC
LCP_Inputs_ON_Electric_IEA_2023_05_05 | Electricity | Dispatch-Crossload | QC | 2030 | Winter Peak | O/CCGT - H2 New |  |  | 0 | QC
LCP_Inputs_ON_Electric_IEA_2023_05_05 | Electricity | Dispatch-Crossload | QC | 2040 | Fall | Electrolyser 2020/2030 |  |  | 0 | QC
LCP_Inputs_ON_Electric_IEA_2023_05_05 | Electricity | Dispatch-Crossload | QC | 2040 | Fall | Electrolyser 2040 |  |  | 0 | QC
LCP_Inputs_ON_Electric_IEA_2023_05_05 | Electricity | Dispatch-Crossload | QC | 2040 | Fall | Electrolyser 2050 |  |  | 0 | QC
LCP_Inputs_ON_Electric_IEA_2023_05_05 | Electricity | Dispatch-Crossload | QC | 2040 | Fall | O/CCGT - CH4 Existing |  |  | 0 | QC
LCP_Inputs_ON_Electric_IEA_2023_05_05 | Electricity | Dispatch-Crossload | QC | 2040 | Fall | O/CCGT - CH4 New |  |  | 0 | QC
LCP_Inputs_ON_Electric_IEA_2023_05_05 | Electricity | Dispatch-Crossload | QC | 2040 | Fall | O/CCGT - H2 New |  |  | 0 | QC
LCP_Inputs_ON_Electric_IEA_2023_05_05 | Electricity | Dispatch-Crossload | QC | 2040 | Spring | Electrolyser 2020/2030 |  |  | 0 | QC
LCP_Inputs_ON_Electric_IEA_2023_05_05 | Electricity | Dispatch-Crossload | QC | 2040 | Spring | Electrolyser 2040 |  |  | 0 | QC
LCP_Inputs_ON_Electric_IEA_2023_05_05 | Electricity | Dispatch-Crossload | QC | 2040 | Spring | Electrolyser 2050 |  |  | 0 | QC
LCP_Inputs_ON_Electric_IEA_2023_05_05 | Electricity | Dispatch-Crossload | QC | 2040 | Spring | O/CCGT - CH4 Existing |  |  | 0 | QC
LCP_Inputs_ON_Electric_IEA_2023_05_05 | Electricity | Dispatch-Crossload | QC | 2040 | Spring | O/CCGT - CH4 New |  |  | 0 | QC
LCP_Inputs_ON_Electric_IEA_2023_05_05 | Electricity | Dispatch-Crossload | QC | 2040 | Spring | O/CCGT - H2 New |  |  | 0 | QC
LCP_Inputs_ON_Electric_IEA_2023_05_05 | Electricity | Dispatch-Crossload | QC | 2040 | Summer | Electrolyser 2020/2030 |  |  | 0 | QC
LCP_Inputs_ON_Electric_IEA_2023_05_05 | Electricity | Dispatch-Crossload | QC | 2040 | Summer | Electrolyser 2040 |  |  | 0 | QC
LCP_Inputs_ON_Electric_IEA_2023_05_05 | Electricity | Dispatch-Crossload | QC | 2040 | Summer | Electrolyser 2050 |  |  | 0 | QC
LCP_Inputs_ON_Electric_IEA_2023_05_05 | Electricity | Dispatch-Crossload | QC | 2040 | Summer | O/CCGT - CH4 Existing |  |  | 0 | QC
LCP_Inputs_ON_Electric_IEA_2023_05_05 | Electricity | Dispatch-Crossload | QC | 2040 | Summer | O/CCGT - CH4 New |  |  | 0 | QC
LCP_Inputs_ON_Electric_IEA_2023_05_05 | Electricity | Dispatch-Crossload | QC | 2040 | Summer | O/CCGT - H2 New |  |  | 0 | QC
LCP_Inputs_ON_Electric_IEA_2023_05_05 | Electricity | Dispatch-Crossload | QC | 2040 | Winter | Electrolyser 2020/2030 |  |  | 0 | QC
LCP_Inputs_ON_Electric_IEA_2023_05_05 | Electricity | Dispatch-Crossload | QC | 2040 | Winter | Electrolyser 2040 |  |  | 0 | QC
LCP_Inputs_ON_Electric_IEA_2023_05_05 | Electricity | Dispatch-Crossload | QC | 2040 | Winter | Electrolyser 2050 |  |  | 0 | QC
LCP_Inputs_ON_Electric_IEA_2023_05_05 | Electricity | Dispatch-Crossload | QC | 2040 | Winter | O/CCGT - CH4 Existing |  |  | 0 | QC
LCP_Inputs_ON_Electric_IEA_2023_05_05 | Electricity | Dispatch-Crossload | QC | 2040 | Winter | O/CCGT - CH4 New |  |  | 0 | QC
LCP_Inputs_ON_Electric_IEA_2023_05_05 | Electricity | Dispatch-Crossload | QC | 2040 | Winter | O/CCGT - H2 New |  |  | 0 | QC
LCP_Inputs_ON_Electric_IEA_2023_05_05 | Electricity | Dispatch-Crossload | QC | 2040 | Winter Peak | Electrolyser 2020/2030 |  |  | 0 | QC
LCP_Inputs_ON_Electric_IEA_2023_05_05 | Electricity | Dispatch-Crossload | QC | 2040 | Winter Peak | Electrolyser 2040 |  |  | 0 | QC
LCP_Inputs_ON_Electric_IEA_2023_05_05 | Electricity | Dispatch-Crossload | QC | 2040 | Winter Peak | Electrolyser 2050 |  |  | 0 | QC
LCP_Inputs_ON_Electric_IEA_2023_05_05 | Electricity | Dispatch-Crossload | QC | 2040 | Winter Peak | O/CCGT - CH4 Existing |  |  | 0 | QC
LCP_Inputs_ON_Electric_IEA_2023_05_05 | Electricity | Dispatch-Crossload | QC | 2040 | Winter Peak | O/CCGT - CH4 New |  |  | 0 | QC
LCP_Inputs_ON_Electric_IEA_2023_05_05 | Electricity | Dispatch-Crossload | QC | 2040 | Winter Peak | O/CCGT - H2 New |  |  | 0 | QC
LCP_Inputs_ON_Electric_IEA_2023_05_05 | Electricity | Dispatch-Crossload | QC | 2050 | Fall | Electrolyser 2020/2030 |  |  | 0 | QC
LCP_Inputs_ON_Electric_IEA_2023_05_05 | Electricity | Dispatch-Crossload | QC | 2050 | Fall | Electrolyser 2040 |  |  | 0 | QC
LCP_Inputs_ON_Electric_IEA_2023_05_05 | Electricity | Dispatch-Crossload | QC | 2050 | Fall | Electrolyser 2050 |  |  | 0 | QC
LCP_Inputs_ON_Electric_IEA_2023_05_05 | Electricity | Dispatch-Crossload | QC | 2050 | Fall | O/CCGT - CH4 Existing |  |  | 0 | QC
LCP_Inputs_ON_Electric_IEA_2023_05_05 | Electricity | Dispatch-Crossload | QC | 2050 | Fall | O/CCGT - CH4 New |  |  | 0 | QC
LCP_Inputs_ON_Electric_IEA_2023_05_05 | Electricity | Dispatch-Crossload | QC | 2050 | Fall | O/CCGT - H2 New |  |  | 0 | QC
LCP_Inputs_ON_Electric_IEA_2023_05_05 | Electricity | Dispatch-Crossload | QC | 2050 | Spring | Electrolyser 2020/2030 |  |  | 0 | QC
LCP_Inputs_ON_Electric_IEA_2023_05_05 | Electricity | Dispatch-Crossload | QC | 2050 | Spring | Electrolyser 2040 |  |  | 0 | QC
LCP_Inputs_ON_Electric_IEA_2023_05_05 | Electricity | Dispatch-Crossload | QC | 2050 | Spring | Electrolyser 2050 |  |  | 0 | QC
LCP_Inputs_ON_Electric_IEA_2023_05_05 | Electricity | Dispatch-Crossload | QC | 2050 | Spring | O/CCGT - CH4 Existing |  |  | 0 | QC
LCP_Inputs_ON_Electric_IEA_2023_05_05 | Electricity | Dispatch-Crossload | QC | 2050 | Spring | O/CCGT - CH4 New |  |  | 0 | QC
LCP_Inputs_ON_Electric_IEA_2023_05_05 | Electricity | Dispatch-Crossload | QC | 2050 | Spring | O/CCGT - H2 New |  |  | 0 | QC
LCP_Inputs_ON_Electric_IEA_2023_05_05 | Electricity | Dispatch-Crossload | QC | 2050 | Summer | Electrolyser 2020/2030 |  |  | 0 | QC
LCP_Inputs_ON_Electric_IEA_2023_05_05 | Electricity | Dispatch-Crossload | QC | 2050 | Summer | Electrolyser 2040 |  |  | 0 | QC
LCP_Inputs_ON_Electric_IEA_2023_05_05 | Electricity | Dispatch-Crossload | QC | 2050 | Summer | Electrolyser 2050 |  |  | 0 | QC
LCP_Inputs_ON_Electric_IEA_2023_05_05 | Electricity | Dispatch-Crossload | QC | 2050 | Summer | O/CCGT - CH4 Existing |  |  | 0 | QC
LCP_Inputs_ON_Electric_IEA_2023_05_05 | Electricity | Dispatch-Crossload | QC | 2050 | Summer | O/CCGT - CH4 New |  |  | 0 | QC
LCP_Inputs_ON_Electric_IEA_2023_05_05 | Electricity | Dispatch-Crossload | QC | 2050 | Summer | O/CCGT - H2 New |  |  | 0 | QC
LCP_Inputs_ON_Electric_IEA_2023_05_05 | Electricity | Dispatch-Crossload | QC | 2050 | Winter | Electrolyser 2020/2030 |  |  | 0 | QC
LCP_Inputs_ON_Electric_IEA_2023_05_05 | Electricity | Dispatch-Crossload | QC | 2050 | Winter | Electrolyser 2040 |  |  | 0 | QC
LCP_Inputs_ON_Electric_IEA_2023_05_05 | Electricity | Dispatch-Crossload | QC | 2050 | Winter | Electrolyser 2050 |  |  | 0 | QC
LCP_Inputs_ON_Electric_IEA_2023_05_05 | Electricity | Dispatch-Crossload | QC | 2050 | Winter | O/CCGT - CH4 Existing |  |  | 0 | QC
LCP_Inputs_ON_Electric_IEA_2023_05_05 | Electricity | Dispatch-Crossload | QC | 2050 | Winter | O/CCGT - CH4 New |  |  | 0 | QC
LCP_Inputs_ON_Electric_IEA_2023_05_05 | Electricity | Dispatch-Crossload | QC | 2050 | Winter | O/CCGT - H2 New |  |  | 0 | QC
LCP_Inputs_ON_Electric_IEA_2023_05_05 | Electricity | Dispatch-Crossload | QC | 2050 | Winter Peak | Electrolyser 2020/2030 |  |  | 0 | QC
LCP_Inputs_ON_Electric_IEA_2023_05_05 | Electricity | Dispatch-Crossload | QC | 2050 | Winter Peak | Electrolyser 2040 |  |  | 0 | QC
LCP_Inputs_ON_Electric_IEA_2023_05_05 | Electricity | Dispatch-Crossload | QC | 2050 | Winter Peak | Electrolyser 2050 |  |  | 0 | QC
LCP_Inputs_ON_Electric_IEA_2023_05_05 | Electricity | Dispatch-Crossload | QC | 2050 | Winter Peak | O/CCGT - CH4 Existing |  |  | 0 | QC
LCP_Inputs_ON_Electric_IEA_2023_05_05 | Electricity | Dispatch-Crossload | QC | 2050 | Winter Peak | O/CCGT - CH4 New |  |  | 0 | QC
LCP_Inputs_ON_Electric_IEA_2023_05_05 | Electricity | Dispatch-Crossload | QC | 2050 | Winter Peak | O/CCGT - H2 New |  |  | 0 | QC
LCP_Inputs_ON_Electric_IEA_2023_05_05 | Electricity | Dispatch-Crossload | WC | 2020 | Fall | Electrolyser 2020/2030 |  |  | 0 | WC
LCP_Inputs_ON_Electric_IEA_2023_05_05 | Electricity | Dispatch-Crossload | WC | 2020 | Fall | Electrolyser 2040 |  |  | 0 | WC
LCP_Inputs_ON_Electric_IEA_2023_05_05 | Electricity | Dispatch-Crossload | WC | 2020 | Fall | Electrolyser 2050 |  |  | 0 | WC
LCP_Inputs_ON_Electric_IEA_2023_05_05 | Electricity | Dispatch-Crossload | WC | 2020 | Fall | O/CCGT - CH4 Existing |  |  | 0 | WC
LCP_Inputs_ON_Electric_IEA_2023_05_05 | Electricity | Dispatch-Crossload | WC | 2020 | Fall | O/CCGT - CH4 New |  |  | 0 | WC
LCP_Inputs_ON_Electric_IEA_2023_05_05 | Electricity | Dispatch-Crossload | WC | 2020 | Fall | O/CCGT - H2 New |  |  | 0 | WC
LCP_Inputs_ON_Electric_IEA_2023_05_05 | Electricity | Dispatch-Crossload | WC | 2020 | Spring | Electrolyser 2020/2030 |  |  | 0 | WC
LCP_Inputs_ON_Electric_IEA_2023_05_05 | Electricity | Dispatch-Crossload | WC | 2020 | Spring | Electrolyser 2040 |  |  | 0 | WC
LCP_Inputs_ON_Electric_IEA_2023_05_05 | Electricity | Dispatch-Crossload | WC | 2020 | Spring | Electrolyser 2050 |  |  | 0 | WC
LCP_Inputs_ON_Electric_IEA_2023_05_05 | Electricity | Dispatch-Crossload | WC | 2020 | Spring | O/CCGT - CH4 Existing |  |  | 0 | WC
LCP_Inputs_ON_Electric_IEA_2023_05_05 | Electricity | Dispatch-Crossload | WC | 2020 | Spring | O/CCGT - CH4 New |  |  | 0 | WC
LCP_Inputs_ON_Electric_IEA_2023_05_05 | Electricity | Dispatch-Crossload | WC | 2020 | Spring | O/CCGT - H2 New |  |  | 0 | WC
LCP_Inputs_ON_Electric_IEA_2023_05_05 | Electricity | Dispatch-Crossload | WC | 2020 | Summer | Electrolyser 2020/2030 |  |  | 0 | WC
LCP_Inputs_ON_Electric_IEA_2023_05_05 | Electricity | Dispatch-Crossload | WC | 2020 | Summer | Electrolyser 2040 |  |  | 0 | WC
LCP_Inputs_ON_Electric_IEA_2023_05_05 | Electricity | Dispatch-Crossload | WC | 2020 | Summer | Electrolyser 2050 |  |  | 0 | WC
LCP_Inputs_ON_Electric_IEA_2023_05_05 | Electricity | Dispatch-Crossload | WC | 2020 | Summer | O/CCGT - CH4 Existing |  |  | 0 | WC
LCP_Inputs_ON_Electric_IEA_2023_05_05 | Electricity | Dispatch-Crossload | WC | 2020 | Summer | O/CCGT - CH4 New |  |  | 0 | WC
LCP_Inputs_ON_Electric_IEA_2023_05_05 | Electricity | Dispatch-Crossload | WC | 2020 | Summer | O/CCGT - H2 New |  |  | 0 | WC
LCP_Inputs_ON_Electric_IEA_2023_05_05 | Electricity | Dispatch-Crossload | WC | 2020 | Winter | Electrolyser 2020/2030 |  |  | 0 | WC
LCP_Inputs_ON_Electric_IEA_2023_05_05 | Electricity | Dispatch-Crossload | WC | 2020 | Winter | Electrolyser 2040 |  |  | 0 | WC
LCP_Inputs_ON_Electric_IEA_2023_05_05 | Electricity | Dispatch-Crossload | WC | 2020 | Winter | Electrolyser 2050 |  |  | 0 | WC
LCP_Inputs_ON_Electric_IEA_2023_05_05 | Electricity | Dispatch-Crossload | WC | 2020 | Winter | O/CCGT - CH4 Existing |  |  | 0 | WC
LCP_Inputs_ON_Electric_IEA_2023_05_05 | Electricity | Dispatch-Crossload | WC | 2020 | Winter | O/CCGT - CH4 New |  |  | 0 | WC
LCP_Inputs_ON_Electric_IEA_2023_05_05 | Electricity | Dispatch-Crossload | WC | 2020 | Winter | O/CCGT - H2 New |  |  | 0 | WC
LCP_Inputs_ON_Electric_IEA_2023_05_05 | Electricity | Dispatch-Crossload | WC | 2020 | Winter Peak | Electrolyser 2020/2030 |  |  | 0 | WC
LCP_Inputs_ON_Electric_IEA_2023_05_05 | Electricity | Dispatch-Crossload | WC | 2020 | Winter Peak | Electrolyser 2040 |  |  | 0 | WC
LCP_Inputs_ON_Electric_IEA_2023_05_05 | Electricity | Dispatch-Crossload | WC | 2020 | Winter Peak | Electrolyser 2050 |  |  | 0 | WC
LCP_Inputs_ON_Electric_IEA_2023_05_05 | Electricity | Dispatch-Crossload | WC | 2020 | Winter Peak | O/CCGT - CH4 Existing |  |  | 0 | WC
LCP_Inputs_ON_Electric_IEA_2023_05_05 | Electricity | Dispatch-Crossload | WC | 2020 | Winter Peak | O/CCGT - CH4 New |  |  | 0 | WC
LCP_Inputs_ON_Electric_IEA_2023_05_05 | Electricity | Dispatch-Crossload | WC | 2020 | Winter Peak | O/CCGT - H2 New |  |  | 0 | WC
LCP_Inputs_ON_Electric_IEA_2023_05_05 | Electricity | Dispatch-Crossload | WC | 2030 | Fall | Electrolyser 2020/2030 |  |  | 0 | WC
LCP_Inputs_ON_Electric_IEA_2023_05_05 | Electricity | Dispatch-Crossload | WC | 2030 | Fall | Electrolyser 2040 |  |  | 0 | WC
LCP_Inputs_ON_Electric_IEA_2023_05_05 | Electricity | Dispatch-Crossload | WC | 2030 | Fall | Electrolyser 2050 |  |  | 0 | WC
LCP_Inputs_ON_Electric_IEA_2023_05_05 | Electricity | Dispatch-Crossload | WC | 2030 | Fall | O/CCGT - CH4 Existing |  |  | 0 | WC
LCP_Inputs_ON_Electric_IEA_2023_05_05 | Electricity | Dispatch-Crossload | WC | 2030 | Fall | O/CCGT - CH4 New |  |  | 0 | WC
LCP_Inputs_ON_Electric_IEA_2023_05_05 | Electricity | Dispatch-Crossload | WC | 2030 | Fall | O/CCGT - H2 New |  |  | 0 | WC
LCP_Inputs_ON_Electric_IEA_2023_05_05 | Electricity | Dispatch-Crossload | WC | 2030 | Spring | Electrolyser 2020/2030 |  |  | 0 | WC
LCP_Inputs_ON_Electric_IEA_2023_05_05 | Electricity | Dispatch-Crossload | WC | 2030 | Spring | Electrolyser 2040 |  |  | 0 | WC
LCP_Inputs_ON_Electric_IEA_2023_05_05 | Electricity | Dispatch-Crossload | WC | 2030 | Spring | Electrolyser 2050 |  |  | 0 | WC
LCP_Inputs_ON_Electric_IEA_2023_05_05 | Electricity | Dispatch-Crossload | WC | 2030 | Spring | O/CCGT - CH4 Existing |  |  | 0 | WC
LCP_Inputs_ON_Electric_IEA_2023_05_05 | Electricity | Dispatch-Crossload | WC | 2030 | Spring | O/CCGT - CH4 New |  |  | 0 | WC
LCP_Inputs_ON_Electric_IEA_2023_05_05 | Electricity | Dispatch-Crossload | WC | 2030 | Spring | O/CCGT - H2 New |  |  | 0 | WC
LCP_Inputs_ON_Electric_IEA_2023_05_05 | Electricity | Dispatch-Crossload | WC | 2030 | Summer | Electrolyser 2020/2030 |  |  | 0 | WC
LCP_Inputs_ON_Electric_IEA_2023_05_05 | Electricity | Dispatch-Crossload | WC | 2030 | Summer | Electrolyser 2040 |  |  | 0 | WC
LCP_Inputs_ON_Electric_IEA_2023_05_05 | Electricity | Dispatch-Crossload | WC | 2030 | Summer | Electrolyser 2050 |  |  | 0 | WC
LCP_Inputs_ON_Electric_IEA_2023_05_05 | Electricity | Dispatch-Crossload | WC | 2030 | Summer | O/CCGT - CH4 Existing |  |  | 0 | WC
LCP_Inputs_ON_Electric_IEA_2023_05_05 | Electricity | Dispatch-Crossload | WC | 2030 | Summer | O/CCGT - CH4 New |  |  | 0 | WC
LCP_Inputs_ON_Electric_IEA_2023_05_05 | Electricity | Dispatch-Crossload | WC | 2030 | Summer | O/CCGT - H2 New |  |  | 0 | WC
LCP_Inputs_ON_Electric_IEA_2023_05_05 | Electricity | Dispatch-Crossload | WC | 2030 | Winter | Electrolyser 2020/2030 |  |  | 0 | WC
LCP_Inputs_ON_Electric_IEA_2023_05_05 | Electricity | Dispatch-Crossload | WC | 2030 | Winter | Electrolyser 2040 |  |  | 0 | WC
LCP_Inputs_ON_Electric_IEA_2023_05_05 | Electricity | Dispatch-Crossload | WC | 2030 | Winter | Electrolyser 2050 |  |  | 0 | WC
LCP_Inputs_ON_Electric_IEA_2023_05_05 | Electricity | Dispatch-Crossload | WC | 2030 | Winter | O/CCGT - CH4 Existing |  |  | 0 | WC
LCP_Inputs_ON_Electric_IEA_2023_05_05 | Electricity | Dispatch-Crossload | WC | 2030 | Winter | O/CCGT - CH4 New |  |  | 0 | WC
LCP_Inputs_ON_Electric_IEA_2023_05_05 | Electricity | Dispatch-Crossload | WC | 2030 | Winter | O/CCGT - H2 New |  |  | 0 | WC
LCP_Inputs_ON_Electric_IEA_2023_05_05 | Electricity | Dispatch-Crossload | WC | 2030 | Winter Peak | Electrolyser 2020/2030 |  |  | 0 | WC
LCP_Inputs_ON_Electric_IEA_2023_05_05 | Electricity | Dispatch-Crossload | WC | 2030 | Winter Peak | Electrolyser 2040 |  |  | 0 | WC
LCP_Inputs_ON_Electric_IEA_2023_05_05 | Electricity | Dispatch-Crossload | WC | 2030 | Winter Peak | Electrolyser 2050 |  |  | 0 | WC
LCP_Inputs_ON_Electric_IEA_2023_05_05 | Electricity | Dispatch-Crossload | WC | 2030 | Winter Peak | O/CCGT - CH4 Existing |  |  | 0 | WC
LCP_Inputs_ON_Electric_IEA_2023_05_05 | Electricity | Dispatch-Crossload | WC | 2030 | Winter Peak | O/CCGT - CH4 New |  |  | 0 | WC
LCP_Inputs_ON_Electric_IEA_2023_05_05 | Electricity | Dispatch-Crossload | WC | 2030 | Winter Peak | O/CCGT - H2 New |  |  | 0 | WC
LCP_Inputs_ON_Electric_IEA_2023_05_05 | Electricity | Dispatch-Crossload | WC | 2040 | Fall | Electrolyser 2020/2030 |  |  | 0 | WC
LCP_Inputs_ON_Electric_IEA_2023_05_05 | Electricity | Dispatch-Crossload | WC | 2040 | Fall | Electrolyser 2040 |  |  | 0 | WC
LCP_Inputs_ON_Electric_IEA_2023_05_05 | Electricity | Dispatch-Crossload | WC | 2040 | Fall | Electrolyser 2050 |  |  | 0 | WC
LCP_Inputs_ON_Electric_IEA_2023_05_05 | Electricity | Dispatch-Crossload | WC | 2040 | Fall | O/CCGT - CH4 Existing |  |  | 0 | WC
LCP_Inputs_ON_Electric_IEA_2023_05_05 | Electricity | Dispatch-Crossload | WC | 2040 | Fall | O/CCGT - CH4 New |  |  | 0 | WC
LCP_Inputs_ON_Electric_IEA_2023_05_05 | Electricity | Dispatch-Crossload | WC | 2040 | Fall | O/CCGT - H2 New |  |  | 0 | WC
LCP_Inputs_ON_Electric_IEA_2023_05_05 | Electricity | Dispatch-Crossload | WC | 2040 | Spring | Electrolyser 2020/2030 |  |  | 0 | WC
LCP_Inputs_ON_Electric_IEA_2023_05_05 | Electricity | Dispatch-Crossload | WC | 2040 | Spring | Electrolyser 2040 |  |  | 0 | WC
LCP_Inputs_ON_Electric_IEA_2023_05_05 | Electricity | Dispatch-Crossload | WC | 2040 | Spring | Electrolyser 2050 |  |  | 0 | WC
LCP_Inputs_ON_Electric_IEA_2023_05_05 | Electricity | Dispatch-Crossload | WC | 2040 | Spring | O/CCGT - CH4 Existing |  |  | 0 | WC
LCP_Inputs_ON_Electric_IEA_2023_05_05 | Electricity | Dispatch-Crossload | WC | 2040 | Spring | O/CCGT - CH4 New |  |  | 0 | WC
LCP_Inputs_ON_Electric_IEA_2023_05_05 | Electricity | Dispatch-Crossload | WC | 2040 | Spring | O/CCGT - H2 New |  |  | 0 | WC
LCP_Inputs_ON_Electric_IEA_2023_05_05 | Electricity | Dispatch-Crossload | WC | 2040 | Summer | Electrolyser 2020/2030 |  |  | 0 | WC
LCP_Inputs_ON_Electric_IEA_2023_05_05 | Electricity | Dispatch-Crossload | WC | 2040 | Summer | Electrolyser 2040 |  |  | 0 | WC
LCP_Inputs_ON_Electric_IEA_2023_05_05 | Electricity | Dispatch-Crossload | WC | 2040 | Summer | Electrolyser 2050 |  |  | 0 | WC
LCP_Inputs_ON_Electric_IEA_2023_05_05 | Electricity | Dispatch-Crossload | WC | 2040 | Summer | O/CCGT - CH4 Existing |  |  | 0 | WC
LCP_Inputs_ON_Electric_IEA_2023_05_05 | Electricity | Dispatch-Crossload | WC | 2040 | Summer | O/CCGT - CH4 New |  |  | 0 | WC
LCP_Inputs_ON_Electric_IEA_2023_05_05 | Electricity | Dispatch-Crossload | WC | 2040 | Summer | O/CCGT - H2 New |  |  | 0 | WC
LCP_Inputs_ON_Electric_IEA_2023_05_05 | Electricity | Dispatch-Crossload | WC | 2040 | Winter | Electrolyser 2020/2030 |  |  | 0 | WC
LCP_Inputs_ON_Electric_IEA_2023_05_05 | Electricity | Dispatch-Crossload | WC | 2040 | Winter | Electrolyser 2040 |  |  | 0 | WC
LCP_Inputs_ON_Electric_IEA_2023_05_05 | Electricity | Dispatch-Crossload | WC | 2040 | Winter | Electrolyser 2050 |  |  | 0 | WC
LCP_Inputs_ON_Electric_IEA_2023_05_05 | Electricity | Dispatch-Crossload | WC | 2040 | Winter | O/CCGT - CH4 Existing |  |  | 0 | WC
LCP_Inputs_ON_Electric_IEA_2023_05_05 | Electricity | Dispatch-Crossload | WC | 2040 | Winter | O/CCGT - CH4 New |  |  | 0 | WC
LCP_Inputs_ON_Electric_IEA_2023_05_05 | Electricity | Dispatch-Crossload | WC | 2040 | Winter | O/CCGT - H2 New |  |  | 0 | WC
LCP_Inputs_ON_Electric_IEA_2023_05_05 | Electricity | Dispatch-Crossload | WC | 2040 | Winter Peak | Electrolyser 2020/2030 |  |  | 0 | WC
LCP_Inputs_ON_Electric_IEA_2023_05_05 | Electricity | Dispatch-Crossload | WC | 2040 | Winter Peak | Electrolyser 2040 |  |  | 0 | WC
LCP_Inputs_ON_Electric_IEA_2023_05_05 | Electricity | Dispatch-Crossload | WC | 2040 | Winter Peak | Electrolyser 2050 |  |  | 0 | WC
LCP_Inputs_ON_Electric_IEA_2023_05_05 | Electricity | Dispatch-Crossload | WC | 2040 | Winter Peak | O/CCGT - CH4 Existing |  |  | 0 | WC
LCP_Inputs_ON_Electric_IEA_2023_05_05 | Electricity | Dispatch-Crossload | WC | 2040 | Winter Peak | O/CCGT - CH4 New |  |  | 0 | WC
LCP_Inputs_ON_Electric_IEA_2023_05_05 | Electricity | Dispatch-Crossload | WC | 2040 | Winter Peak | O/CCGT - H2 New |  |  | 0 | WC
LCP_Inputs_ON_Electric_IEA_2023_05_05 | Electricity | Dispatch-Crossload | WC | 2050 | Fall | Electrolyser 2020/2030 |  |  | 0 | WC
LCP_Inputs_ON_Electric_IEA_2023_05_05 | Electricity | Dispatch-Crossload | WC | 2050 | Fall | Electrolyser 2040 |  |  | 0 | WC
LCP_Inputs_ON_Electric_IEA_2023_05_05 | Electricity | Dispatch-Crossload | WC | 2050 | Fall | Electrolyser 2050 |  |  | 0 | WC
LCP_Inputs_ON_Electric_IEA_2023_05_05 | Electricity | Dispatch-Crossload | WC | 2050 | Fall | O/CCGT - CH4 Existing |  |  | 0 | WC
LCP_Inputs_ON_Electric_IEA_2023_05_05 | Electricity | Dispatch-Crossload | WC | 2050 | Fall | O/CCGT - CH4 New |  |  | 0 | WC
LCP_Inputs_ON_Electric_IEA_2023_05_05 | Electricity | Dispatch-Crossload | WC | 2050 | Fall | O/CCGT - H2 New |  |  | 0 | WC
LCP_Inputs_ON_Electric_IEA_2023_05_05 | Electricity | Dispatch-Crossload | WC | 2050 | Spring | Electrolyser 2020/2030 |  |  | 0 | WC
LCP_Inputs_ON_Electric_IEA_2023_05_05 | Electricity | Dispatch-Crossload | WC | 2050 | Spring | Electrolyser 2040 |  |  | 0 | WC
LCP_Inputs_ON_Electric_IEA_2023_05_05 | Electricity | Dispatch-Crossload | WC | 2050 | Spring | Electrolyser 2050 |  |  | 0 | WC
LCP_Inputs_ON_Electric_IEA_2023_05_05 | Electricity | Dispatch-Crossload | WC | 2050 | Spring | O/CCGT - CH4 Existing |  |  | 0 | WC
LCP_Inputs_ON_Electric_IEA_2023_05_05 | Electricity | Dispatch-Crossload | WC | 2050 | Spring | O/CCGT - CH4 New |  |  | 0 | WC
LCP_Inputs_ON_Electric_IEA_2023_05_05 | Electricity | Dispatch-Crossload | WC | 2050 | Spring | O/CCGT - H2 New |  |  | 0 | WC
LCP_Inputs_ON_Electric_IEA_2023_05_05 | Electricity | Dispatch-Crossload | WC | 2050 | Summer | Electrolyser 2020/2030 |  |  | 0 | WC
LCP_Inputs_ON_Electric_IEA_2023_05_05 | Electricity | Dispatch-Crossload | WC | 2050 | Summer | Electrolyser 2040 |  |  | 0 | WC
LCP_Inputs_ON_Electric_IEA_2023_05_05 | Electricity | Dispatch-Crossload | WC | 2050 | Summer | Electrolyser 2050 |  |  | 0 | WC
LCP_Inputs_ON_Electric_IEA_2023_05_05 | Electricity | Dispatch-Crossload | WC | 2050 | Summer | O/CCGT - CH4 Existing |  |  | 0 | WC
LCP_Inputs_ON_Electric_IEA_2023_05_05 | Electricity | Dispatch-Crossload | WC | 2050 | Summer | O/CCGT - CH4 New |  |  | 0 | WC
LCP_Inputs_ON_Electric_IEA_2023_05_05 | Electricity | Dispatch-Crossload | WC | 2050 | Summer | O/CCGT - H2 New |  |  | 0 | WC
LCP_Inputs_ON_Electric_IEA_2023_05_05 | Electricity | Dispatch-Crossload | WC | 2050 | Winter | Electrolyser 2020/2030 |  |  | 0 | WC
LCP_Inputs_ON_Electric_IEA_2023_05_05 | Electricity | Dispatch-Crossload | WC | 2050 | Winter | Electrolyser 2040 |  |  | 0 | WC
LCP_Inputs_ON_Electric_IEA_2023_05_05 | Electricity | Dispatch-Crossload | WC | 2050 | Winter | Electrolyser 2050 |  |  | 0 | WC
LCP_Inputs_ON_Electric_IEA_2023_05_05 | Electricity | Dispatch-Crossload | WC | 2050 | Winter | O/CCGT - CH4 Existing |  |  | 0 | WC
LCP_Inputs_ON_Electric_IEA_2023_05_05 | Electricity | Dispatch-Crossload | WC | 2050 | Winter | O/CCGT - CH4 New |  |  | 0 | WC
LCP_Inputs_ON_Electric_IEA_2023_05_05 | Electricity | Dispatch-Crossload | WC | 2050 | Winter | O/CCGT - H2 New |  |  | 0 | WC
LCP_Inputs_ON_Electric_IEA_2023_05_05 | Electricity | Dispatch-Crossload | WC | 2050 | Winter Peak | Electrolyser 2020/2030 |  |  | 0 | WC
LCP_Inputs_ON_Electric_IEA_2023_05_05 | Electricity | Dispatch-Crossload | WC | 2050 | Winter Peak | Electrolyser 2040 |  |  | 0 | WC
LCP_Inputs_ON_Electric_IEA_2023_05_05 | Electricity | Dispatch-Crossload | WC | 2050 | Winter Peak | Electrolyser 2050 |  |  | 0 | WC
LCP_Inputs_ON_Electric_IEA_2023_05_05 | Electricity | Dispatch-Crossload | WC | 2050 | Winter Peak | O/CCGT - CH4 Existing |  |  | 0 | WC
LCP_Inputs_ON_Electric_IEA_2023_05_05 | Electricity | Dispatch-Crossload | WC | 2050 | Winter Peak | O/CCGT - CH4 New |  |  | 0 | WC
LCP_Inputs_ON_Electric_IEA_2023_05_05 | Electricity | Dispatch-Crossload | WC | 2050 | Winter Peak | O/CCGT - H2 New |  |  | 0 | WC
LCP_Inputs_ON_Electric_IEA_2023_05_05 | Electricity | Dispatch-Generation | MI | 2020 | Fall | Biomass |  |  | 0 | MI
LCP_Inputs_ON_Electric_IEA_2023_05_05 | Electricity | Dispatch-Generation | MI | 2020 | Fall | Biomass + CCS |  |  | 0 | MI
LCP_Inputs_ON_Electric_IEA_2023_05_05 | Electricity | Dispatch-Generation | MI | 2020 | Fall | Fossil Fuel Thermal (Coal, Peat, Oil) |  |  | 0 | MI
LCP_Inputs_ON_Electric_IEA_2023_05_05 | Electricity | Dispatch-Generation | MI | 2020 | Fall | Generic - Generator |  |  | 41767710.9731 | MI
LCP_Inputs_ON_Electric_IEA_2023_05_05 | Electricity | Dispatch-Generation | MI | 2020 | Fall | Hydro |  |  | 894062.7608 | MI
LCP_Inputs_ON_Electric_IEA_2023_05_05 | Electricity | Dispatch-Generation | MI | 2020 | Fall | Nuclear |  |  | 8588885.76 | MI
LCP_Inputs_ON_Electric_IEA_2023_05_05 | Electricity | Dispatch-Generation | MI | 2020 | Fall | Nuclear SMR |  |  | 0 | MI
LCP_Inputs_ON_Electric_IEA_2023_05_05 | Electricity | Dispatch-Generation | MI | 2020 | Fall | Solar PV |  |  | 1221304.8704 | MI
LCP_Inputs_ON_Electric_IEA_2023_05_05 | Electricity | Dispatch-Generation | MI | 2020 | Fall | Wind Offshore |  |  | 0 | MI
LCP_Inputs_ON_Electric_IEA_2023_05_05 | Electricity | Dispatch-Generation | MI | 2020 | Fall | Wind Onshore |  |  | 13256030.2381 | MI
LCP_Inputs_ON_Electric_IEA_2023_05_05 | Electricity | Dispatch-Generation | MI | 2020 | Spring | Biomass |  |  | 0 | MI
LCP_Inputs_ON_Electric_IEA_2023_05_05 | Electricity | Dispatch-Generation | MI | 2020 | Spring | Biomass + CCS |  |  | 0 | MI
LCP_Inputs_ON_Electric_IEA_2023_05_05 | Electricity | Dispatch-Generation | MI | 2020 | Spring | Fossil Fuel Thermal (Coal, Peat, Oil) |  |  | 0 | MI
LCP_Inputs_ON_Electric_IEA_2023_05_05 | Electricity | Dispatch-Generation | MI | 2020 | Spring | Generic - Generator |  |  | 40590891.1373 | MI
LCP_Inputs_ON_Electric_IEA_2023_05_05 | Electricity | Dispatch-Generation | MI | 2020 | Spring | Hydro |  |  | 827077.2575 | MI
LCP_Inputs_ON_Electric_IEA_2023_05_05 | Electricity | Dispatch-Generation | MI | 2020 | Spring | Nuclear |  |  | 8588885.76 | MI
LCP_Inputs_ON_Electric_IEA_2023_05_05 | Electricity | Dispatch-Generation | MI | 2020 | Spring | Nuclear SMR |  |  | 0 | MI
LCP_Inputs_ON_Electric_IEA_2023_05_05 | Electricity | Dispatch-Generation | MI | 2020 | Spring | Solar PV |  |  | 2443605.5575 | MI
LCP_Inputs_ON_Electric_IEA_2023_05_05 | Electricity | Dispatch-Generation | MI | 2020 | Spring | Wind Offshore |  |  | 0 | MI
LCP_Inputs_ON_Electric_IEA_2023_05_05 | Electricity | Dispatch-Generation | MI | 2020 | Spring | Wind Onshore |  |  | 15275734.7277 | MI
LCP_Inputs_ON_Electric_IEA_2023_05_05 | Electricity | Dispatch-Generation | MI | 2020 | Summer | Biomass |  |  | 0 | MI
LCP_Inputs_ON_Electric_IEA_2023_05_05 | Electricity | Dispatch-Generation | MI | 2020 | Summer | Biomass + CCS |  |  | 0 | MI
LCP_Inputs_ON_Electric_IEA_2023_05_05 | Electricity | Dispatch-Generation | MI | 2020 | Summer | Fossil Fuel Thermal (Coal, Peat, Oil) |  |  | 0 | MI
LCP_Inputs_ON_Electric_IEA_2023_05_05 | Electricity | Dispatch-Generation | MI | 2020 | Summer | Generic - Generator |  |  | 41138870.7747 | MI
LCP_Inputs_ON_Electric_IEA_2023_05_05 | Electricity | Dispatch-Generation | MI | 2020 | Summer | Hydro |  |  | 812619.4875 | MI
LCP_Inputs_ON_Electric_IEA_2023_05_05 | Electricity | Dispatch-Generation | MI | 2020 | Summer | Nuclear |  |  | 8588885.76 | MI
LCP_Inputs_ON_Electric_IEA_2023_05_05 | Electricity | Dispatch-Generation | MI | 2020 | Summer | Nuclear SMR |  |  | 0 | MI
LCP_Inputs_ON_Electric_IEA_2023_05_05 | Electricity | Dispatch-Generation | MI | 2020 | Summer | Solar PV |  |  | 2317702.2444 | MI
LCP_Inputs_ON_Electric_IEA_2023_05_05 | Electricity | Dispatch-Generation | MI | 2020 | Summer | Wind Offshore |  |  | 0 | MI
LCP_Inputs_ON_Electric_IEA_2023_05_05 | Electricity | Dispatch-Generation | MI | 2020 | Summer | Wind Onshore |  |  | 9394093.8503 | MI
LCP_Inputs_ON_Electric_IEA_2023_05_05 | Electricity | Dispatch-Generation | MI | 2020 | Winter | Biomass |  |  | 0 | MI
LCP_Inputs_ON_Electric_IEA_2023_05_05 | Electricity | Dispatch-Generation | MI | 2020 | Winter | Biomass + CCS |  |  | 0 | MI
LCP_Inputs_ON_Electric_IEA_2023_05_05 | Electricity | Dispatch-Generation | MI | 2020 | Winter | Fossil Fuel Thermal (Coal, Peat, Oil) |  |  | 0 | MI
LCP_Inputs_ON_Electric_IEA_2023_05_05 | Electricity | Dispatch-Generation | MI | 2020 | Winter | Generic - Generator |  |  | 45568297.2916 | MI
LCP_Inputs_ON_Electric_IEA_2023_05_05 | Electricity | Dispatch-Generation | MI | 2020 | Winter | Hydro |  |  | 1193123.2471 | MI
LCP_Inputs_ON_Electric_IEA_2023_05_05 | Electricity | Dispatch-Generation | MI | 2020 | Winter | Nuclear |  |  | 8588885.76 | MI
LCP_Inputs_ON_Electric_IEA_2023_05_05 | Electricity | Dispatch-Generation | MI | 2020 | Winter | Nuclear SMR |  |  | 0 | MI
LCP_Inputs_ON_Electric_IEA_2023_05_05 | Electricity | Dispatch-Generation | MI | 2020 | Winter | Solar PV |  |  | 453720.8847 | MI
LCP_Inputs_ON_Electric_IEA_2023_05_05 | Electricity | Dispatch-Generation | MI | 2020 | Winter | Wind Offshore |  |  | 0 | MI
LCP_Inputs_ON_Electric_IEA_2023_05_05 | Electricity | Dispatch-Generation | MI | 2020 | Winter | Wind Onshore |  |  | 18058320.0883 | MI
LCP_Inputs_ON_Electric_IEA_2023_05_05 | Electricity | Dispatch-Generation | MI | 2020 | Winter Peak | Biomass |  |  | 0 | MI
LCP_Inputs_ON_Electric_IEA_2023_05_05 | Electricity | Dispatch-Generation | MI | 2020 | Winter Peak | Biomass + CCS |  |  | 0 | MI
LCP_Inputs_ON_Electric_IEA_2023_05_05 | Electricity | Dispatch-Generation | MI | 2020 | Winter Peak | Fossil Fuel Thermal (Coal, Peat, Oil) |  |  | 0 | MI
LCP_Inputs_ON_Electric_IEA_2023_05_05 | Electricity | Dispatch-Generation | MI | 2020 | Winter Peak | Generic - Generator |  |  | 513401.5337 | MI
LCP_Inputs_ON_Electric_IEA_2023_05_05 | Electricity | Dispatch-Generation | MI | 2020 | Winter Peak | Hydro |  |  | 13111.2445 | MI
LCP_Inputs_ON_Electric_IEA_2023_05_05 | Electricity | Dispatch-Generation | MI | 2020 | Winter Peak | Nuclear |  |  | 94383.36 | MI
LCP_Inputs_ON_Electric_IEA_2023_05_05 | Electricity | Dispatch-Generation | MI | 2020 | Winter Peak | Nuclear SMR |  |  | 0 | MI
LCP_Inputs_ON_Electric_IEA_2023_05_05 | Electricity | Dispatch-Generation | MI | 2020 | Winter Peak | Solar PV |  |  | 4985.9438 | MI
LCP_Inputs_ON_Electric_IEA_2023_05_05 | Electricity | Dispatch-Generation | MI | 2020 | Winter Peak | Wind Offshore |  |  | 0 | MI
LCP_Inputs_ON_Electric_IEA_2023_05_05 | Electricity | Dispatch-Generation | MI | 2020 | Winter Peak | Wind Onshore |  |  | 174888.2676 | MI
LCP_Inputs_ON_Electric_IEA_2023_05_05 | Electricity | Dispatch-Generation | MI | 2030 | Fall | Biomass |  |  | 0 | MI
LCP_Inputs_ON_Electric_IEA_2023_05_05 | Electricity | Dispatch-Generation | MI | 2030 | Fall | Biomass + CCS |  |  | 0 | MI
LCP_Inputs_ON_Electric_IEA_2023_05_05 | Electricity | Dispatch-Generation | MI | 2030 | Fall | Fossil Fuel Thermal (Coal, Peat, Oil) |  |  | 0 | MI
LCP_Inputs_ON_Electric_IEA_2023_05_05 | Electricity | Dispatch-Generation | MI | 2030 | Fall | Generic - Generator |  |  | 11640748.9321 | MI
LCP_Inputs_ON_Electric_IEA_2023_05_05 | Electricity | Dispatch-Generation | MI | 2030 | Fall | Hydro |  |  | 899410.667 | MI
LCP_Inputs_ON_Electric_IEA_2023_05_05 | Electricity | Dispatch-Generation | MI | 2030 | Fall | Nuclear |  |  | 7187980.8 | MI
LCP_Inputs_ON_Electric_IEA_2023_05_05 | Electricity | Dispatch-Generation | MI | 2030 | Fall | Nuclear SMR |  |  | 0 | MI
LCP_Inputs_ON_Electric_IEA_2023_05_05 | Electricity | Dispatch-Generation | MI | 2030 | Fall | Solar PV |  |  | 3882166.8149 | MI
LCP_Inputs_ON_Electric_IEA_2023_05_05 | Electricity | Dispatch-Generation | MI | 2030 | Fall | Wind Offshore |  |  | 0 | MI
LCP_Inputs_ON_Electric_IEA_2023_05_05 | Electricity | Dispatch-Generation | MI | 2030 | Fall | Wind Onshore |  |  | 52706701.6038 | MI
LCP_Inputs_ON_Electric_IEA_2023_05_05 | Electricity | Dispatch-Generation | MI | 2030 | Spring | Biomass |  |  | 0 | MI
LCP_Inputs_ON_Electric_IEA_2023_05_05 | Electricity | Dispatch-Generation | MI | 2030 | Spring | Biomass + CCS |  |  | 0 | MI
LCP_Inputs_ON_Electric_IEA_2023_05_05 | Electricity | Dispatch-Generation | MI | 2030 | Spring | Fossil Fuel Thermal (Coal, Peat, Oil) |  |  | 0 | MI
LCP_Inputs_ON_Electric_IEA_2023_05_05 | Electricity | Dispatch-Generation | MI | 2030 | Spring | Generic - Generator |  |  | 0 | MI
LCP_Inputs_ON_Electric_IEA_2023_05_05 | Electricity | Dispatch-Generation | MI | 2030 | Spring | Hydro |  |  | 832024.4847 | MI
LCP_Inputs_ON_Electric_IEA_2023_05_05 | Electricity | Dispatch-Generation | MI | 2030 | Spring | Nuclear |  |  | 7187980.8 | MI
LCP_Inputs_ON_Electric_IEA_2023_05_05 | Electricity | Dispatch-Generation | MI | 2030 | Spring | Nuclear SMR |  |  | 0 | MI
LCP_Inputs_ON_Electric_IEA_2023_05_05 | Electricity | Dispatch-Generation | MI | 2030 | Spring | Solar PV |  |  | 7767499.0361 | MI
LCP_Inputs_ON_Electric_IEA_2023_05_05 | Electricity | Dispatch-Generation | MI | 2030 | Spring | Wind Offshore |  |  | 0 | MI
LCP_Inputs_ON_Electric_IEA_2023_05_05 | Electricity | Dispatch-Generation | MI | 2030 | Spring | Wind Onshore |  |  | 62709807.9333 | MI
LCP_Inputs_ON_Electric_IEA_2023_05_05 | Electricity | Dispatch-Generation | MI | 2030 | Summer | Biomass |  |  | 0 | MI
LCP_Inputs_ON_Electric_IEA_2023_05_05 | Electricity | Dispatch-Generation | MI | 2030 | Summer | Biomass + CCS |  |  | 0 | MI
LCP_Inputs_ON_Electric_IEA_2023_05_05 | Electricity | Dispatch-Generation | MI | 2030 | Summer | Fossil Fuel Thermal (Coal, Peat, Oil) |  |  | 0 | MI
LCP_Inputs_ON_Electric_IEA_2023_05_05 | Electricity | Dispatch-Generation | MI | 2030 | Summer | Generic - Generator |  |  | 14572982.7163 | MI
LCP_Inputs_ON_Electric_IEA_2023_05_05 | Electricity | Dispatch-Generation | MI | 2030 | Summer | Hydro |  |  | 817480.2344 | MI
LCP_Inputs_ON_Electric_IEA_2023_05_05 | Electricity | Dispatch-Generation | MI | 2030 | Summer | Nuclear |  |  | 7187980.8 | MI
LCP_Inputs_ON_Electric_IEA_2023_05_05 | Electricity | Dispatch-Generation | MI | 2030 | Summer | Nuclear SMR |  |  | 0 | MI
LCP_Inputs_ON_Electric_IEA_2023_05_05 | Electricity | Dispatch-Generation | MI | 2030 | Summer | Solar PV |  |  | 7367289.657 | MI
LCP_Inputs_ON_Electric_IEA_2023_05_05 | Electricity | Dispatch-Generation | MI | 2030 | Summer | Wind Offshore |  |  | 0 | MI
LCP_Inputs_ON_Electric_IEA_2023_05_05 | Electricity | Dispatch-Generation | MI | 2030 | Summer | Wind Onshore |  |  | 38431100.2672 | MI
LCP_Inputs_ON_Electric_IEA_2023_05_05 | Electricity | Dispatch-Generation | MI | 2030 | Winter | Biomass |  |  | 0 | MI
LCP_Inputs_ON_Electric_IEA_2023_05_05 | Electricity | Dispatch-Generation | MI | 2030 | Winter | Biomass + CCS |  |  | 0 | MI
LCP_Inputs_ON_Electric_IEA_2023_05_05 | Electricity | Dispatch-Generation | MI | 2030 | Winter | Fossil Fuel Thermal (Coal, Peat, Oil) |  |  | 0 | MI
LCP_Inputs_ON_Electric_IEA_2023_05_05 | Electricity | Dispatch-Generation | MI | 2030 | Winter | Generic - Generator |  |  | 0 | MI
LCP_Inputs_ON_Electric_IEA_2023_05_05 | Electricity | Dispatch-Generation | MI | 2030 | Winter | Hydro |  |  | 1200260.007 | MI
LCP_Inputs_ON_Electric_IEA_2023_05_05 | Electricity | Dispatch-Generation | MI | 2030 | Winter | Nuclear |  |  | 7187980.8 | MI
LCP_Inputs_ON_Electric_IEA_2023_05_05 | Electricity | Dispatch-Generation | MI | 2030 | Winter | Nuclear SMR |  |  | 0 | MI
LCP_Inputs_ON_Electric_IEA_2023_05_05 | Electricity | Dispatch-Generation | MI | 2030 | Winter | Solar PV |  |  | 1442244.4424 | MI
LCP_Inputs_ON_Electric_IEA_2023_05_05 | Electricity | Dispatch-Generation | MI | 2030 | Winter | Wind Offshore |  |  | 0 | MI
LCP_Inputs_ON_Electric_IEA_2023_05_05 | Electricity | Dispatch-Generation | MI | 2030 | Winter | Wind Onshore |  |  | 75356841.0872 | MI
LCP_Inputs_ON_Electric_IEA_2023_05_05 | Electricity | Dispatch-Generation | MI | 2030 | Winter Peak | Biomass |  |  | 0 | MI
LCP_Inputs_ON_Electric_IEA_2023_05_05 | Electricity | Dispatch-Generation | MI | 2030 | Winter Peak | Biomass + CCS |  |  | 0 | MI
LCP_Inputs_ON_Electric_IEA_2023_05_05 | Electricity | Dispatch-Generation | MI | 2030 | Winter Peak | Fossil Fuel Thermal (Coal, Peat, Oil) |  |  | 0 | MI
LCP_Inputs_ON_Electric_IEA_2023_05_05 | Electricity | Dispatch-Generation | MI | 2030 | Winter Peak | Generic - Generator |  |  | 117834.8013 | MI
LCP_Inputs_ON_Electric_IEA_2023_05_05 | Electricity | Dispatch-Generation | MI | 2030 | Winter Peak | Hydro |  |  | 13189.6704 | MI
LCP_Inputs_ON_Electric_IEA_2023_05_05 | Electricity | Dispatch-Generation | MI | 2030 | Winter Peak | Nuclear |  |  | 78988.8 | MI
LCP_Inputs_ON_Electric_IEA_2023_05_05 | Electricity | Dispatch-Generation | MI | 2030 | Winter Peak | Nuclear SMR |  |  | 0 | MI
LCP_Inputs_ON_Electric_IEA_2023_05_05 | Electricity | Dispatch-Generation | MI | 2030 | Winter Peak | Solar PV |  |  | 15848.84 | MI
LCP_Inputs_ON_Electric_IEA_2023_05_05 | Electricity | Dispatch-Generation | MI | 2030 | Winter Peak | Wind Offshore |  |  | 0 | MI
LCP_Inputs_ON_Electric_IEA_2023_05_05 | Electricity | Dispatch-Generation | MI | 2030 | Winter Peak | Wind Onshore |  |  | 729967.1605 | MI
LCP_Inputs_ON_Electric_IEA_2023_05_05 | Electricity | Dispatch-Generation | MI | 2040 | Fall | Biomass |  |  | 0 | MI
LCP_Inputs_ON_Electric_IEA_2023_05_05 | Electricity | Dispatch-Generation | MI | 2040 | Fall | Biomass + CCS |  |  | 0 | MI
LCP_Inputs_ON_Electric_IEA_2023_05_05 | Electricity | Dispatch-Generation | MI | 2040 | Fall | Fossil Fuel Thermal (Coal, Peat, Oil) |  |  | 0 | MI
LCP_Inputs_ON_Electric_IEA_2023_05_05 | Electricity | Dispatch-Generation | MI | 2040 | Fall | Generic - Generator |  |  | 6733258.2008 | MI
LCP_Inputs_ON_Electric_IEA_2023_05_05 | Electricity | Dispatch-Generation | MI | 2040 | Fall | Hydro |  |  | 899410.667 | MI
LCP_Inputs_ON_Electric_IEA_2023_05_05 | Electricity | Dispatch-Generation | MI | 2040 | Fall | Nuclear |  |  | 7187980.8 | MI
LCP_Inputs_ON_Electric_IEA_2023_05_05 | Electricity | Dispatch-Generation | MI | 2040 | Fall | Nuclear SMR |  |  | 0 | MI
LCP_Inputs_ON_Electric_IEA_2023_05_05 | Electricity | Dispatch-Generation | MI | 2040 | Fall | Solar PV |  |  | 6638179.0621 | MI
LCP_Inputs_ON_Electric_IEA_2023_05_05 | Electricity | Dispatch-Generation | MI | 2040 | Fall | Wind Offshore |  |  | 0 | MI
LCP_Inputs_ON_Electric_IEA_2023_05_05 | Electricity | Dispatch-Generation | MI | 2040 | Fall | Wind Onshore |  |  | 61455990.4004 | MI
LCP_Inputs_ON_Electric_IEA_2023_05_05 | Electricity | Dispatch-Generation | MI | 2040 | Spring | Biomass |  |  | 0 | MI
LCP_Inputs_ON_Electric_IEA_2023_05_05 | Electricity | Dispatch-Generation | MI | 2040 | Spring | Biomass + CCS |  |  | 0 | MI
LCP_Inputs_ON_Electric_IEA_2023_05_05 | Electricity | Dispatch-Generation | MI | 2040 | Spring | Fossil Fuel Thermal (Coal, Peat, Oil) |  |  | 0 | MI
LCP_Inputs_ON_Electric_IEA_2023_05_05 | Electricity | Dispatch-Generation | MI | 2040 | Spring | Generic - Generator |  |  | 0 | MI
LCP_Inputs_ON_Electric_IEA_2023_05_05 | Electricity | Dispatch-Generation | MI | 2040 | Spring | Hydro |  |  | 832024.4847 | MI
LCP_Inputs_ON_Electric_IEA_2023_05_05 | Electricity | Dispatch-Generation | MI | 2040 | Spring | Nuclear |  |  | 7187980.8 | MI
LCP_Inputs_ON_Electric_IEA_2023_05_05 | Electricity | Dispatch-Generation | MI | 2040 | Spring | Nuclear SMR |  |  | 0 | MI
LCP_Inputs_ON_Electric_IEA_2023_05_05 | Electricity | Dispatch-Generation | MI | 2040 | Spring | Solar PV |  |  | 13281770.7031 | MI
LCP_Inputs_ON_Electric_IEA_2023_05_05 | Electricity | Dispatch-Generation | MI | 2040 | Spring | Wind Offshore |  |  | 0 | MI
LCP_Inputs_ON_Electric_IEA_2023_05_05 | Electricity | Dispatch-Generation | MI | 2040 | Spring | Wind Onshore |  |  | 62324877.6104 | MI
LCP_Inputs_ON_Electric_IEA_2023_05_05 | Electricity | Dispatch-Generation | MI | 2040 | Summer | Biomass |  |  | 0 | MI
LCP_Inputs_ON_Electric_IEA_2023_05_05 | Electricity | Dispatch-Generation | MI | 2040 | Summer | Biomass + CCS |  |  | 0 | MI
LCP_Inputs_ON_Electric_IEA_2023_05_05 | Electricity | Dispatch-Generation | MI | 2040 | Summer | Fossil Fuel Thermal (Coal, Peat, Oil) |  |  | 0 | MI
LCP_Inputs_ON_Electric_IEA_2023_05_05 | Electricity | Dispatch-Generation | MI | 2040 | Summer | Generic - Generator |  |  | 4005729.2843 | MI
LCP_Inputs_ON_Electric_IEA_2023_05_05 | Electricity | Dispatch-Generation | MI | 2040 | Summer | Hydro |  |  | 817480.2344 | MI
LCP_Inputs_ON_Electric_IEA_2023_05_05 | Electricity | Dispatch-Generation | MI | 2040 | Summer | Nuclear |  |  | 7187980.8 | MI
LCP_Inputs_ON_Electric_IEA_2023_05_05 | Electricity | Dispatch-Generation | MI | 2040 | Summer | Nuclear SMR |  |  | 0 | MI
LCP_Inputs_ON_Electric_IEA_2023_05_05 | Electricity | Dispatch-Generation | MI | 2040 | Summer | Solar PV |  |  | 12597446.2916 | MI
LCP_Inputs_ON_Electric_IEA_2023_05_05 | Electricity | Dispatch-Generation | MI | 2040 | Summer | Wind Offshore |  |  | 0 | MI
LCP_Inputs_ON_Electric_IEA_2023_05_05 | Electricity | Dispatch-Generation | MI | 2040 | Summer | Wind Onshore |  |  | 44410307.8296 | MI
LCP_Inputs_ON_Electric_IEA_2023_05_05 | Electricity | Dispatch-Generation | MI | 2040 | Winter | Biomass |  |  | 0 | MI
LCP_Inputs_ON_Electric_IEA_2023_05_05 | Electricity | Dispatch-Generation | MI | 2040 | Winter | Biomass + CCS |  |  | 0 | MI
LCP_Inputs_ON_Electric_IEA_2023_05_05 | Electricity | Dispatch-Generation | MI | 2040 | Winter | Fossil Fuel Thermal (Coal, Peat, Oil) |  |  | 0 | MI
LCP_Inputs_ON_Electric_IEA_2023_05_05 | Electricity | Dispatch-Generation | MI | 2040 | Winter | Generic - Generator |  |  | 0 | MI
LCP_Inputs_ON_Electric_IEA_2023_05_05 | Electricity | Dispatch-Generation | MI | 2040 | Winter | Hydro |  |  | 1200260.007 | MI
LCP_Inputs_ON_Electric_IEA_2023_05_05 | Electricity | Dispatch-Generation | MI | 2040 | Winter | Nuclear |  |  | 7187980.8 | MI
LCP_Inputs_ON_Electric_IEA_2023_05_05 | Electricity | Dispatch-Generation | MI | 2040 | Winter | Nuclear SMR |  |  | 0 | MI
LCP_Inputs_ON_Electric_IEA_2023_05_05 | Electricity | Dispatch-Generation | MI | 2040 | Winter | Solar PV |  |  | 2466116.8148 | MI
LCP_Inputs_ON_Electric_IEA_2023_05_05 | Electricity | Dispatch-Generation | MI | 2040 | Winter | Wind Offshore |  |  | 0 | MI
LCP_Inputs_ON_Electric_IEA_2023_05_05 | Electricity | Dispatch-Generation | MI | 2040 | Winter | Wind Onshore |  |  | 85260405.5953 | MI
LCP_Inputs_ON_Electric_IEA_2023_05_05 | Electricity | Dispatch-Generation | MI | 2040 | Winter Peak | Biomass |  |  | 0 | MI
LCP_Inputs_ON_Electric_IEA_2023_05_05 | Electricity | Dispatch-Generation | MI | 2040 | Winter Peak | Biomass + CCS |  |  | 0 | MI
LCP_Inputs_ON_Electric_IEA_2023_05_05 | Electricity | Dispatch-Generation | MI | 2040 | Winter Peak | Fossil Fuel Thermal (Coal, Peat, Oil) |  |  | 0 | MI
LCP_Inputs_ON_Electric_IEA_2023_05_05 | Electricity | Dispatch-Generation | MI | 2040 | Winter Peak | Generic - Generator |  |  | 146051.2034 | MI
LCP_Inputs_ON_Electric_IEA_2023_05_05 | Electricity | Dispatch-Generation | MI | 2040 | Winter Peak | Hydro |  |  | 13189.6704 | MI
LCP_Inputs_ON_Electric_IEA_2023_05_05 | Electricity | Dispatch-Generation | MI | 2040 | Winter Peak | Nuclear |  |  | 78988.8 | MI
LCP_Inputs_ON_Electric_IEA_2023_05_05 | Electricity | Dispatch-Generation | MI | 2040 | Winter Peak | Nuclear SMR |  |  | 0 | MI
LCP_Inputs_ON_Electric_IEA_2023_05_05 | Electricity | Dispatch-Generation | MI | 2040 | Winter Peak | Solar PV |  |  | 27100.1848 | MI
LCP_Inputs_ON_Electric_IEA_2023_05_05 | Electricity | Dispatch-Generation | MI | 2040 | Winter Peak | Wind Offshore |  |  | 0 | MI
LCP_Inputs_ON_Electric_IEA_2023_05_05 | Electricity | Dispatch-Generation | MI | 2040 | Winter Peak | Wind Onshore |  |  | 828090.1571 | MI
LCP_Inputs_ON_Electric_IEA_2023_05_05 | Electricity | Dispatch-Generation | MI | 2050 | Fall | Biomass |  |  | 0 | MI
LCP_Inputs_ON_Electric_IEA_2023_05_05 | Electricity | Dispatch-Generation | MI | 2050 | Fall | Biomass + CCS |  |  | 0 | MI
LCP_Inputs_ON_Electric_IEA_2023_05_05 | Electricity | Dispatch-Generation | MI | 2050 | Fall | Fossil Fuel Thermal (Coal, Peat, Oil) |  |  | 0 | MI
LCP_Inputs_ON_Electric_IEA_2023_05_05 | Electricity | Dispatch-Generation | MI | 2050 | Fall | Generic - Generator |  |  | 1463875.0228 | MI
LCP_Inputs_ON_Electric_IEA_2023_05_05 | Electricity | Dispatch-Generation | MI | 2050 | Fall | Hydro |  |  | 899410.667 | MI
LCP_Inputs_ON_Electric_IEA_2023_05_05 | Electricity | Dispatch-Generation | MI | 2050 | Fall | Nuclear |  |  | 7187980.8 | MI
LCP_Inputs_ON_Electric_IEA_2023_05_05 | Electricity | Dispatch-Generation | MI | 2050 | Fall | Nuclear SMR |  |  | 0 | MI
LCP_Inputs_ON_Electric_IEA_2023_05_05 | Electricity | Dispatch-Generation | MI | 2050 | Fall | Solar PV |  |  | 9907964.6546 | MI
LCP_Inputs_ON_Electric_IEA_2023_05_05 | Electricity | Dispatch-Generation | MI | 2050 | Fall | Wind Offshore |  |  | 0 | MI
LCP_Inputs_ON_Electric_IEA_2023_05_05 | Electricity | Dispatch-Generation | MI | 2050 | Fall | Wind Onshore |  |  | 68227613.3257 | MI
LCP_Inputs_ON_Electric_IEA_2023_05_05 | Electricity | Dispatch-Generation | MI | 2050 | Spring | Biomass |  |  | 0 | MI
LCP_Inputs_ON_Electric_IEA_2023_05_05 | Electricity | Dispatch-Generation | MI | 2050 | Spring | Biomass + CCS |  |  | 0 | MI
LCP_Inputs_ON_Electric_IEA_2023_05_05 | Electricity | Dispatch-Generation | MI | 2050 | Spring | Fossil Fuel Thermal (Coal, Peat, Oil) |  |  | 0 | MI
LCP_Inputs_ON_Electric_IEA_2023_05_05 | Electricity | Dispatch-Generation | MI | 2050 | Spring | Generic - Generator |  |  | 0 | MI
LCP_Inputs_ON_Electric_IEA_2023_05_05 | Electricity | Dispatch-Generation | MI | 2050 | Spring | Hydro |  |  | 832024.4847 | MI
LCP_Inputs_ON_Electric_IEA_2023_05_05 | Electricity | Dispatch-Generation | MI | 2050 | Spring | Nuclear |  |  | 7187980.8 | MI
LCP_Inputs_ON_Electric_IEA_2023_05_05 | Electricity | Dispatch-Generation | MI | 2050 | Spring | Nuclear SMR |  |  | 0 | MI
LCP_Inputs_ON_Electric_IEA_2023_05_05 | Electricity | Dispatch-Generation | MI | 2050 | Spring | Solar PV |  |  | 19824007.9764 | MI
LCP_Inputs_ON_Electric_IEA_2023_05_05 | Electricity | Dispatch-Generation | MI | 2050 | Spring | Wind Offshore |  |  | 0 | MI
LCP_Inputs_ON_Electric_IEA_2023_05_05 | Electricity | Dispatch-Generation | MI | 2050 | Spring | Wind Onshore |  |  | 64948593.6705 | MI
LCP_Inputs_ON_Electric_IEA_2023_05_05 | Electricity | Dispatch-Generation | MI | 2050 | Summer | Biomass |  |  | 0 | MI
LCP_Inputs_ON_Electric_IEA_2023_05_05 | Electricity | Dispatch-Generation | MI | 2050 | Summer | Biomass + CCS |  |  | 0 | MI
LCP_Inputs_ON_Electric_IEA_2023_05_05 | Electricity | Dispatch-Generation | MI | 2050 | Summer | Fossil Fuel Thermal (Coal, Peat, Oil) |  |  | 0 | MI
LCP_Inputs_ON_Electric_IEA_2023_05_05 | Electricity | Dispatch-Generation | MI | 2050 | Summer | Generic - Generator |  |  | 920780.9457 | MI
LCP_Inputs_ON_Electric_IEA_2023_05_05 | Electricity | Dispatch-Generation | MI | 2050 | Summer | Hydro |  |  | 817480.2344 | MI
LCP_Inputs_ON_Electric_IEA_2023_05_05 | Electricity | Dispatch-Generation | MI | 2050 | Summer | Nuclear |  |  | 7187980.8 | MI
LCP_Inputs_ON_Electric_IEA_2023_05_05 | Electricity | Dispatch-Generation | MI | 2050 | Summer | Nuclear SMR |  |  | 0 | MI
LCP_Inputs_ON_Electric_IEA_2023_05_05 | Electricity | Dispatch-Generation | MI | 2050 | Summer | Solar PV |  |  | 18802604.0616 | MI
LCP_Inputs_ON_Electric_IEA_2023_05_05 | Electricity | Dispatch-Generation | MI | 2050 | Summer | Wind Offshore |  |  | 0 | MI
LCP_Inputs_ON_Electric_IEA_2023_05_05 | Electricity | Dispatch-Generation | MI | 2050 | Summer | Wind Onshore |  |  | 49297760.1618 | MI
LCP_Inputs_ON_Electric_IEA_2023_05_05 | Electricity | Dispatch-Generation | MI | 2050 | Winter | Biomass |  |  | 0 | MI
LCP_Inputs_ON_Electric_IEA_2023_05_05 | Electricity | Dispatch-Generation | MI | 2050 | Winter | Biomass + CCS |  |  | 0 | MI
LCP_Inputs_ON_Electric_IEA_2023_05_05 | Electricity | Dispatch-Generation | MI | 2050 | Winter | Fossil Fuel Thermal (Coal, Peat, Oil) |  |  | 0 | MI
LCP_Inputs_ON_Electric_IEA_2023_05_05 | Electricity | Dispatch-Generation | MI | 2050 | Winter | Generic - Generator |  |  | 0 | MI
LCP_Inputs_ON_Electric_IEA_2023_05_05 | Electricity | Dispatch-Generation | MI | 2050 | Winter | Hydro |  |  | 1200260.007 | MI
LCP_Inputs_ON_Electric_IEA_2023_05_05 | Electricity | Dispatch-Generation | MI | 2050 | Winter | Nuclear |  |  | 7187980.8 | MI
LCP_Inputs_ON_Electric_IEA_2023_05_05 | Electricity | Dispatch-Generation | MI | 2050 | Winter | Nuclear SMR |  |  | 0 | MI
LCP_Inputs_ON_Electric_IEA_2023_05_05 | Electricity | Dispatch-Generation | MI | 2050 | Winter | Solar PV |  |  | 3680858.5617 | MI
LCP_Inputs_ON_Electric_IEA_2023_05_05 | Electricity | Dispatch-Generation | MI | 2050 | Winter | Wind Offshore |  |  | 0 | MI
LCP_Inputs_ON_Electric_IEA_2023_05_05 | Electricity | Dispatch-Generation | MI | 2050 | Winter | Wind Onshore |  |  | 91341102.6337 | MI
LCP_Inputs_ON_Electric_IEA_2023_05_05 | Electricity | Dispatch-Generation | MI | 2050 | Winter Peak | Biomass |  |  | 0 | MI
LCP_Inputs_ON_Electric_IEA_2023_05_05 | Electricity | Dispatch-Generation | MI | 2050 | Winter Peak | Biomass + CCS |  |  | 0 | MI
LCP_Inputs_ON_Electric_IEA_2023_05_05 | Electricity | Dispatch-Generation | MI | 2050 | Winter Peak | Fossil Fuel Thermal (Coal, Peat, Oil) |  |  | 0 | MI
LCP_Inputs_ON_Electric_IEA_2023_05_05 | Electricity | Dispatch-Generation | MI | 2050 | Winter Peak | Generic - Generator |  |  | 185309.4371 | MI
LCP_Inputs_ON_Electric_IEA_2023_05_05 | Electricity | Dispatch-Generation | MI | 2050 | Winter Peak | Hydro |  |  | 13189.6704 | MI
LCP_Inputs_ON_Electric_IEA_2023_05_05 | Electricity | Dispatch-Generation | MI | 2050 | Winter Peak | Nuclear |  |  | 78988.8 | MI
LCP_Inputs_ON_Electric_IEA_2023_05_05 | Electricity | Dispatch-Generation | MI | 2050 | Winter Peak | Nuclear SMR |  |  | 0 | MI
LCP_Inputs_ON_Electric_IEA_2023_05_05 | Electricity | Dispatch-Generation | MI | 2050 | Winter Peak | Solar PV |  |  | 40448.9952 | MI
LCP_Inputs_ON_Electric_IEA_2023_05_05 | Electricity | Dispatch-Generation | MI | 2050 | Winter Peak | Wind Offshore |  |  | 0 | MI
LCP_Inputs_ON_Electric_IEA_2023_05_05 | Electricity | Dispatch-Generation | MI | 2050 | Winter Peak | Wind Onshore |  |  | 917768.1221 | MI
LCP_Inputs_ON_Electric_IEA_2023_05_05 | Electricity | Dispatch-Generation | NY | 2020 | Fall | Biomass |  |  | 0 | NY
LCP_Inputs_ON_Electric_IEA_2023_05_05 | Electricity | Dispatch-Generation | NY | 2020 | Fall | Biomass + CCS |  |  | 0 | NY
LCP_Inputs_ON_Electric_IEA_2023_05_05 | Electricity | Dispatch-Generation | NY | 2020 | Fall | Fossil Fuel Thermal (Coal, Peat, Oil) |  |  | 0 | NY
LCP_Inputs_ON_Electric_IEA_2023_05_05 | Electricity | Dispatch-Generation | NY | 2020 | Fall | Generic - Generator |  |  | 16701065.5136 | NY
LCP_Inputs_ON_Electric_IEA_2023_05_05 | Electricity | Dispatch-Generation | NY | 2020 | Fall | Hydro |  |  | 4961147.4135 | NY
LCP_Inputs_ON_Electric_IEA_2023_05_05 | Electricity | Dispatch-Generation | NY | 2020 | Fall | Nuclear |  |  | 5843685.12 | NY
LCP_Inputs_ON_Electric_IEA_2023_05_05 | Electricity | Dispatch-Generation | NY | 2020 | Fall | Nuclear SMR |  |  | 0 | NY
LCP_Inputs_ON_Electric_IEA_2023_05_05 | Electricity | Dispatch-Generation | NY | 2020 | Fall | Solar PV |  |  | 3015134.5544 | NY
LCP_Inputs_ON_Electric_IEA_2023_05_05 | Electricity | Dispatch-Generation | NY | 2020 | Fall | Wind Offshore |  |  | 0 | NY
LCP_Inputs_ON_Electric_IEA_2023_05_05 | Electricity | Dispatch-Generation | NY | 2020 | Fall | Wind Onshore |  |  | 1808631.7436 | NY
LCP_Inputs_ON_Electric_IEA_2023_05_05 | Electricity | Dispatch-Generation | NY | 2020 | Spring | Biomass |  |  | 0 | NY
LCP_Inputs_ON_Electric_IEA_2023_05_05 | Electricity | Dispatch-Generation | NY | 2020 | Spring | Biomass + CCS |  |  | 0 | NY
LCP_Inputs_ON_Electric_IEA_2023_05_05 | Electricity | Dispatch-Generation | NY | 2020 | Spring | Fossil Fuel Thermal (Coal, Peat, Oil) |  |  | 0 | NY
LCP_Inputs_ON_Electric_IEA_2023_05_05 | Electricity | Dispatch-Generation | NY | 2020 | Spring | Generic - Generator |  |  | 19803645.6966 | NY
LCP_Inputs_ON_Electric_IEA_2023_05_05 | Electricity | Dispatch-Generation | NY | 2020 | Spring | Hydro |  |  | 4589445.3685 | NY
LCP_Inputs_ON_Electric_IEA_2023_05_05 | Electricity | Dispatch-Generation | NY | 2020 | Spring | Nuclear |  |  | 5843685.12 | NY
LCP_Inputs_ON_Electric_IEA_2023_05_05 | Electricity | Dispatch-Generation | NY | 2020 | Spring | Nuclear SMR |  |  | 0 | NY
LCP_Inputs_ON_Electric_IEA_2023_05_05 | Electricity | Dispatch-Generation | NY | 2020 | Spring | Solar PV |  |  | 6132039.4038 | NY
LCP_Inputs_ON_Electric_IEA_2023_05_05 | Electricity | Dispatch-Generation | NY | 2020 | Spring | Wind Offshore |  |  | 0 | NY
LCP_Inputs_ON_Electric_IEA_2023_05_05 | Electricity | Dispatch-Generation | NY | 2020 | Spring | Wind Onshore |  |  | 3209494.7508 | NY
LCP_Inputs_ON_Electric_IEA_2023_05_05 | Electricity | Dispatch-Generation | NY | 2020 | Summer | Biomass |  |  | 0 | NY
LCP_Inputs_ON_Electric_IEA_2023_05_05 | Electricity | Dispatch-Generation | NY | 2020 | Summer | Biomass + CCS |  |  | 0 | NY
LCP_Inputs_ON_Electric_IEA_2023_05_05 | Electricity | Dispatch-Generation | NY | 2020 | Summer | Fossil Fuel Thermal (Coal, Peat, Oil) |  |  | 0 | NY
LCP_Inputs_ON_Electric_IEA_2023_05_05 | Electricity | Dispatch-Generation | NY | 2020 | Summer | Generic - Generator |  |  | 16423701.1577 | NY
LCP_Inputs_ON_Electric_IEA_2023_05_05 | Electricity | Dispatch-Generation | NY | 2020 | Summer | Hydro |  |  | 4509219.3134 | NY
LCP_Inputs_ON_Electric_IEA_2023_05_05 | Electricity | Dispatch-Generation | NY | 2020 | Summer | Nuclear |  |  | 5843685.12 | NY
LCP_Inputs_ON_Electric_IEA_2023_05_05 | Electricity | Dispatch-Generation | NY | 2020 | Summer | Nuclear SMR |  |  | 0 | NY
LCP_Inputs_ON_Electric_IEA_2023_05_05 | Electricity | Dispatch-Generation | NY | 2020 | Summer | Solar PV |  |  | 5721899.8246 | NY
LCP_Inputs_ON_Electric_IEA_2023_05_05 | Electricity | Dispatch-Generation | NY | 2020 | Summer | Wind Offshore |  |  | 0 | NY
LCP_Inputs_ON_Electric_IEA_2023_05_05 | Electricity | Dispatch-Generation | NY | 2020 | Summer | Wind Onshore |  |  | 945408.7895 | NY
LCP_Inputs_ON_Electric_IEA_2023_05_05 | Electricity | Dispatch-Generation | NY | 2020 | Winter | Biomass |  |  | 0 | NY
LCP_Inputs_ON_Electric_IEA_2023_05_05 | Electricity | Dispatch-Generation | NY | 2020 | Winter | Biomass + CCS |  |  | 0 | NY
LCP_Inputs_ON_Electric_IEA_2023_05_05 | Electricity | Dispatch-Generation | NY | 2020 | Winter | Fossil Fuel Thermal (Coal, Peat, Oil) |  |  | 0 | NY
LCP_Inputs_ON_Electric_IEA_2023_05_05 | Electricity | Dispatch-Generation | NY | 2020 | Winter | Generic - Generator |  |  | 18252502.3677 | NY
LCP_Inputs_ON_Electric_IEA_2023_05_05 | Electricity | Dispatch-Generation | NY | 2020 | Winter | Hydro |  |  | 6620631.7623 | NY
LCP_Inputs_ON_Electric_IEA_2023_05_05 | Electricity | Dispatch-Generation | NY | 2020 | Winter | Nuclear |  |  | 5843685.12 | NY
LCP_Inputs_ON_Electric_IEA_2023_05_05 | Electricity | Dispatch-Generation | NY | 2020 | Winter | Nuclear SMR |  |  | 0 | NY
LCP_Inputs_ON_Electric_IEA_2023_05_05 | Electricity | Dispatch-Generation | NY | 2020 | Winter | Solar PV |  |  | 1120137.6091 | NY
LCP_Inputs_ON_Electric_IEA_2023_05_05 | Electricity | Dispatch-Generation | NY | 2020 | Winter | Wind Offshore |  |  | 0 | NY
LCP_Inputs_ON_Electric_IEA_2023_05_05 | Electricity | Dispatch-Generation | NY | 2020 | Winter | Wind Onshore |  |  | 4290949.9445 | NY
LCP_Inputs_ON_Electric_IEA_2023_05_05 | Electricity | Dispatch-Generation | NY | 2020 | Winter Peak | Biomass |  |  | 0 | NY
LCP_Inputs_ON_Electric_IEA_2023_05_05 | Electricity | Dispatch-Generation | NY | 2020 | Winter Peak | Biomass + CCS |  |  | 0 | NY
LCP_Inputs_ON_Electric_IEA_2023_05_05 | Electricity | Dispatch-Generation | NY | 2020 | Winter Peak | Fossil Fuel Thermal (Coal, Peat, Oil) |  |  | 0 | NY
LCP_Inputs_ON_Electric_IEA_2023_05_05 | Electricity | Dispatch-Generation | NY | 2020 | Winter Peak | Generic - Generator |  |  | 374958.3522 | NY
LCP_Inputs_ON_Electric_IEA_2023_05_05 | Electricity | Dispatch-Generation | NY | 2020 | Winter Peak | Hydro |  |  | 72754.1952 | NY
LCP_Inputs_ON_Electric_IEA_2023_05_05 | Electricity | Dispatch-Generation | NY | 2020 | Winter Peak | Nuclear |  |  | 64216.32 | NY
LCP_Inputs_ON_Electric_IEA_2023_05_05 | Electricity | Dispatch-Generation | NY | 2020 | Winter Peak | Nuclear SMR |  |  | 0 | NY
LCP_Inputs_ON_Electric_IEA_2023_05_05 | Electricity | Dispatch-Generation | NY | 2020 | Winter Peak | Solar PV |  |  | 12309.2045 | NY
LCP_Inputs_ON_Electric_IEA_2023_05_05 | Electricity | Dispatch-Generation | NY | 2020 | Winter Peak | Wind Offshore |  |  | 0 | NY
LCP_Inputs_ON_Electric_IEA_2023_05_05 | Electricity | Dispatch-Generation | NY | 2020 | Winter Peak | Wind Onshore |  |  | 40767.2992 | NY
LCP_Inputs_ON_Electric_IEA_2023_05_05 | Electricity | Dispatch-Generation | NY | 2030 | Fall | Biomass |  |  | 0 | NY
LCP_Inputs_ON_Electric_IEA_2023_05_05 | Electricity | Dispatch-Generation | NY | 2030 | Fall | Biomass + CCS |  |  | 0 | NY
LCP_Inputs_ON_Electric_IEA_2023_05_05 | Electricity | Dispatch-Generation | NY | 2030 | Fall | Fossil Fuel Thermal (Coal, Peat, Oil) |  |  | 0 | NY
LCP_Inputs_ON_Electric_IEA_2023_05_05 | Electricity | Dispatch-Generation | NY | 2030 | Fall | Generic - Generator |  |  | 4300805.1611 | NY
LCP_Inputs_ON_Electric_IEA_2023_05_05 | Electricity | Dispatch-Generation | NY | 2030 | Fall | Hydro |  |  | 4972061.5078 | NY
LCP_Inputs_ON_Electric_IEA_2023_05_05 | Electricity | Dispatch-Generation | NY | 2030 | Fall | Nuclear |  |  | 5843685.12 | NY
LCP_Inputs_ON_Electric_IEA_2023_05_05 | Electricity | Dispatch-Generation | NY | 2030 | Fall | Nuclear SMR |  |  | 0 | NY
LCP_Inputs_ON_Electric_IEA_2023_05_05 | Electricity | Dispatch-Generation | NY | 2030 | Fall | Solar PV |  |  | 5873533.1628 | NY
LCP_Inputs_ON_Electric_IEA_2023_05_05 | Electricity | Dispatch-Generation | NY | 2030 | Fall | Wind Offshore |  |  | 2386091.6341 | NY
LCP_Inputs_ON_Electric_IEA_2023_05_05 | Electricity | Dispatch-Generation | NY | 2030 | Fall | Wind Onshore |  |  | 12173446.659 | NY
LCP_Inputs_ON_Electric_IEA_2023_05_05 | Electricity | Dispatch-Generation | NY | 2030 | Spring | Biomass |  |  | 0 | NY
LCP_Inputs_ON_Electric_IEA_2023_05_05 | Electricity | Dispatch-Generation | NY | 2030 | Spring | Biomass + CCS |  |  | 0 | NY
LCP_Inputs_ON_Electric_IEA_2023_05_05 | Electricity | Dispatch-Generation | NY | 2030 | Spring | Fossil Fuel Thermal (Coal, Peat, Oil) |  |  | 0 | NY
LCP_Inputs_ON_Electric_IEA_2023_05_05 | Electricity | Dispatch-Generation | NY | 2030 | Spring | Generic - Generator |  |  | 255259.3714 | NY
LCP_Inputs_ON_Electric_IEA_2023_05_05 | Electricity | Dispatch-Generation | NY | 2030 | Spring | Hydro |  |  | 4599541.7505 | NY
LCP_Inputs_ON_Electric_IEA_2023_05_05 | Electricity | Dispatch-Generation | NY | 2030 | Spring | Nuclear |  |  | 5843685.12 | NY
LCP_Inputs_ON_Electric_IEA_2023_05_05 | Electricity | Dispatch-Generation | NY | 2030 | Spring | Nuclear SMR |  |  | 0 | NY
LCP_Inputs_ON_Electric_IEA_2023_05_05 | Electricity | Dispatch-Generation | NY | 2030 | Spring | Solar PV |  |  | 11945316.5834 | NY
LCP_Inputs_ON_Electric_IEA_2023_05_05 | Electricity | Dispatch-Generation | NY | 2030 | Spring | Wind Offshore |  |  | 4234222.1416 | NY
LCP_Inputs_ON_Electric_IEA_2023_05_05 | Electricity | Dispatch-Generation | NY | 2030 | Spring | Wind Onshore |  |  | 19144023.2359 | NY
LCP_Inputs_ON_Electric_IEA_2023_05_05 | Electricity | Dispatch-Generation | NY | 2030 | Summer | Biomass |  |  | 0 | NY
LCP_Inputs_ON_Electric_IEA_2023_05_05 | Electricity | Dispatch-Generation | NY | 2030 | Summer | Biomass + CCS |  |  | 0 | NY
LCP_Inputs_ON_Electric_IEA_2023_05_05 | Electricity | Dispatch-Generation | NY | 2030 | Summer | Fossil Fuel Thermal (Coal, Peat, Oil) |  |  | 0 | NY
LCP_Inputs_ON_Electric_IEA_2023_05_05 | Electricity | Dispatch-Generation | NY | 2030 | Summer | Generic - Generator |  |  | 6878753.9713 | NY
LCP_Inputs_ON_Electric_IEA_2023_05_05 | Electricity | Dispatch-Generation | NY | 2030 | Summer | Hydro |  |  | 4519139.205 | NY
LCP_Inputs_ON_Electric_IEA_2023_05_05 | Electricity | Dispatch-Generation | NY | 2030 | Summer | Nuclear |  |  | 5843685.12 | NY
LCP_Inputs_ON_Electric_IEA_2023_05_05 | Electricity | Dispatch-Generation | NY | 2030 | Summer | Nuclear SMR |  |  | 0 | NY
LCP_Inputs_ON_Electric_IEA_2023_05_05 | Electricity | Dispatch-Generation | NY | 2030 | Summer | Solar PV |  |  | 11146357.7388 | NY
LCP_Inputs_ON_Electric_IEA_2023_05_05 | Electricity | Dispatch-Generation | NY | 2030 | Summer | Wind Offshore |  |  | 1247258.8803 | NY
LCP_Inputs_ON_Electric_IEA_2023_05_05 | Electricity | Dispatch-Generation | NY | 2030 | Summer | Wind Onshore |  |  | 6363309.4524 | NY
LCP_Inputs_ON_Electric_IEA_2023_05_05 | Electricity | Dispatch-Generation | NY | 2030 | Winter | Biomass |  |  | 0 | NY
LCP_Inputs_ON_Electric_IEA_2023_05_05 | Electricity | Dispatch-Generation | NY | 2030 | Winter | Biomass + CCS |  |  | 0 | NY
LCP_Inputs_ON_Electric_IEA_2023_05_05 | Electricity | Dispatch-Generation | NY | 2030 | Winter | Fossil Fuel Thermal (Coal, Peat, Oil) |  |  | 0 | NY
LCP_Inputs_ON_Electric_IEA_2023_05_05 | Electricity | Dispatch-Generation | NY | 2030 | Winter | Generic - Generator |  |  | 0 | NY
LCP_Inputs_ON_Electric_IEA_2023_05_05 | Electricity | Dispatch-Generation | NY | 2030 | Winter | Hydro |  |  | 6635196.5783 | NY
LCP_Inputs_ON_Electric_IEA_2023_05_05 | Electricity | Dispatch-Generation | NY | 2030 | Winter | Nuclear |  |  | 5843685.12 | NY
LCP_Inputs_ON_Electric_IEA_2023_05_05 | Electricity | Dispatch-Generation | NY | 2030 | Winter | Nuclear SMR |  |  | 0 | NY
LCP_Inputs_ON_Electric_IEA_2023_05_05 | Electricity | Dispatch-Generation | NY | 2030 | Winter | Solar PV |  |  | 2182047.0282 | NY
LCP_Inputs_ON_Electric_IEA_2023_05_05 | Electricity | Dispatch-Generation | NY | 2030 | Winter | Wind Offshore |  |  | 5660964.3182 | NY
LCP_Inputs_ON_Electric_IEA_2023_05_05 | Electricity | Dispatch-Generation | NY | 2030 | Winter | Wind Onshore |  |  | 28881307.9012 | NY
LCP_Inputs_ON_Electric_IEA_2023_05_05 | Electricity | Dispatch-Generation | NY | 2030 | Winter Peak | Biomass |  |  | 0 | NY
LCP_Inputs_ON_Electric_IEA_2023_05_05 | Electricity | Dispatch-Generation | NY | 2030 | Winter Peak | Biomass + CCS |  |  | 0 | NY
LCP_Inputs_ON_Electric_IEA_2023_05_05 | Electricity | Dispatch-Generation | NY | 2030 | Winter Peak | Fossil Fuel Thermal (Coal, Peat, Oil) |  |  | 0 | NY
LCP_Inputs_ON_Electric_IEA_2023_05_05 | Electricity | Dispatch-Generation | NY | 2030 | Winter Peak | Generic - Generator |  |  | 263899.3416 | NY
LCP_Inputs_ON_Electric_IEA_2023_05_05 | Electricity | Dispatch-Generation | NY | 2030 | Winter Peak | Hydro |  |  | 72914.2481 | NY
LCP_Inputs_ON_Electric_IEA_2023_05_05 | Electricity | Dispatch-Generation | NY | 2030 | Winter Peak | Nuclear |  |  | 64216.32 | NY
LCP_Inputs_ON_Electric_IEA_2023_05_05 | Electricity | Dispatch-Generation | NY | 2030 | Winter Peak | Nuclear SMR |  |  | 0 | NY
LCP_Inputs_ON_Electric_IEA_2023_05_05 | Electricity | Dispatch-Generation | NY | 2030 | Winter Peak | Solar PV |  |  | 23978.5388 | NY
LCP_Inputs_ON_Electric_IEA_2023_05_05 | Electricity | Dispatch-Generation | NY | 2030 | Winter Peak | Wind Offshore |  |  | 53783.4813 | NY
LCP_Inputs_ON_Electric_IEA_2023_05_05 | Electricity | Dispatch-Generation | NY | 2030 | Winter Peak | Wind Onshore |  |  | 274394.4665 | NY
LCP_Inputs_ON_Electric_IEA_2023_05_05 | Electricity | Dispatch-Generation | NY | 2040 | Fall | Biomass |  |  | 0 | NY
LCP_Inputs_ON_Electric_IEA_2023_05_05 | Electricity | Dispatch-Generation | NY | 2040 | Fall | Biomass + CCS |  |  | 0 | NY
LCP_Inputs_ON_Electric_IEA_2023_05_05 | Electricity | Dispatch-Generation | NY | 2040 | Fall | Fossil Fuel Thermal (Coal, Peat, Oil) |  |  | 0 | NY
LCP_Inputs_ON_Electric_IEA_2023_05_05 | Electricity | Dispatch-Generation | NY | 2040 | Fall | Generic - Generator |  |  | 0 | NY
LCP_Inputs_ON_Electric_IEA_2023_05_05 | Electricity | Dispatch-Generation | NY | 2040 | Fall | Hydro |  |  | 4972061.5078 | NY
LCP_Inputs_ON_Electric_IEA_2023_05_05 | Electricity | Dispatch-Generation | NY | 2040 | Fall | Nuclear |  |  | 5843685.12 | NY
LCP_Inputs_ON_Electric_IEA_2023_05_05 | Electricity | Dispatch-Generation | NY | 2040 | Fall | Nuclear SMR |  |  | 0 | NY
LCP_Inputs_ON_Electric_IEA_2023_05_05 | Electricity | Dispatch-Generation | NY | 2040 | Fall | Solar PV |  |  | 8065201.3373 | NY
LCP_Inputs_ON_Electric_IEA_2023_05_05 | Electricity | Dispatch-Generation | NY | 2040 | Fall | Wind Offshore |  |  | 5634316.207 | NY
LCP_Inputs_ON_Electric_IEA_2023_05_05 | Electricity | Dispatch-Generation | NY | 2040 | Fall | Wind Onshore |  |  | 13824627.4835 | NY
LCP_Inputs_ON_Electric_IEA_2023_05_05 | Electricity | Dispatch-Generation | NY | 2040 | Spring | Biomass |  |  | 0 | NY
LCP_Inputs_ON_Electric_IEA_2023_05_05 | Electricity | Dispatch-Generation | NY | 2040 | Spring | Biomass + CCS |  |  | 0 | NY
LCP_Inputs_ON_Electric_IEA_2023_05_05 | Electricity | Dispatch-Generation | NY | 2040 | Spring | Fossil Fuel Thermal (Coal, Peat, Oil) |  |  | 0 | NY
LCP_Inputs_ON_Electric_IEA_2023_05_05 | Electricity | Dispatch-Generation | NY | 2040 | Spring | Generic - Generator |  |  | 0 | NY
LCP_Inputs_ON_Electric_IEA_2023_05_05 | Electricity | Dispatch-Generation | NY | 2040 | Spring | Hydro |  |  | 4411785.1277 | NY
LCP_Inputs_ON_Electric_IEA_2023_05_05 | Electricity | Dispatch-Generation | NY | 2040 | Spring | Nuclear |  |  | 5843685.12 | NY
LCP_Inputs_ON_Electric_IEA_2023_05_05 | Electricity | Dispatch-Generation | NY | 2040 | Spring | Nuclear SMR |  |  | 0 | NY
LCP_Inputs_ON_Electric_IEA_2023_05_05 | Electricity | Dispatch-Generation | NY | 2040 | Spring | Solar PV |  |  | 16236380.6419 | NY
LCP_Inputs_ON_Electric_IEA_2023_05_05 | Electricity | Dispatch-Generation | NY | 2040 | Spring | Wind Offshore |  |  | 9887395.8963 | NY
LCP_Inputs_ON_Electric_IEA_2023_05_05 | Electricity | Dispatch-Generation | NY | 2040 | Spring | Wind Onshore |  |  | 15463731.848 | NY
LCP_Inputs_ON_Electric_IEA_2023_05_05 | Electricity | Dispatch-Generation | NY | 2040 | Summer | Biomass |  |  | 0 | NY
LCP_Inputs_ON_Electric_IEA_2023_05_05 | Electricity | Dispatch-Generation | NY | 2040 | Summer | Biomass + CCS |  |  | 0 | NY
LCP_Inputs_ON_Electric_IEA_2023_05_05 | Electricity | Dispatch-Generation | NY | 2040 | Summer | Fossil Fuel Thermal (Coal, Peat, Oil) |  |  | 0 | NY
LCP_Inputs_ON_Electric_IEA_2023_05_05 | Electricity | Dispatch-Generation | NY | 2040 | Summer | Generic - Generator |  |  | 962629.3974 | NY
LCP_Inputs_ON_Electric_IEA_2023_05_05 | Electricity | Dispatch-Generation | NY | 2040 | Summer | Hydro |  |  | 4519139.205 | NY
LCP_Inputs_ON_Electric_IEA_2023_05_05 | Electricity | Dispatch-Generation | NY | 2040 | Summer | Nuclear |  |  | 5843685.12 | NY
LCP_Inputs_ON_Electric_IEA_2023_05_05 | Electricity | Dispatch-Generation | NY | 2040 | Summer | Nuclear SMR |  |  | 0 | NY
LCP_Inputs_ON_Electric_IEA_2023_05_05 | Electricity | Dispatch-Generation | NY | 2040 | Summer | Solar PV |  |  | 15305543.8438 | NY
LCP_Inputs_ON_Electric_IEA_2023_05_05 | Electricity | Dispatch-Generation | NY | 2040 | Summer | Wind Offshore |  |  | 2945172.2739 | NY
LCP_Inputs_ON_Electric_IEA_2023_05_05 | Electricity | Dispatch-Generation | NY | 2040 | Summer | Wind Onshore |  |  | 7226415.4274 | NY
LCP_Inputs_ON_Electric_IEA_2023_05_05 | Electricity | Dispatch-Generation | NY | 2040 | Winter | Biomass |  |  | 0 | NY
LCP_Inputs_ON_Electric_IEA_2023_05_05 | Electricity | Dispatch-Generation | NY | 2040 | Winter | Biomass + CCS |  |  | 0 | NY
LCP_Inputs_ON_Electric_IEA_2023_05_05 | Electricity | Dispatch-Generation | NY | 2040 | Winter | Fossil Fuel Thermal (Coal, Peat, Oil) |  |  | 0 | NY
LCP_Inputs_ON_Electric_IEA_2023_05_05 | Electricity | Dispatch-Generation | NY | 2040 | Winter | Generic - Generator |  |  | 0 | NY
LCP_Inputs_ON_Electric_IEA_2023_05_05 | Electricity | Dispatch-Generation | NY | 2040 | Winter | Hydro |  |  | 6635196.5783 | NY
LCP_Inputs_ON_Electric_IEA_2023_05_05 | Electricity | Dispatch-Generation | NY | 2040 | Winter | Nuclear |  |  | 5843685.12 | NY
LCP_Inputs_ON_Electric_IEA_2023_05_05 | Electricity | Dispatch-Generation | NY | 2040 | Winter | Nuclear SMR |  |  | 0 | NY
LCP_Inputs_ON_Electric_IEA_2023_05_05 | Electricity | Dispatch-Generation | NY | 2040 | Winter | Solar PV |  |  | 2996262.7472 | NY
LCP_Inputs_ON_Electric_IEA_2023_05_05 | Electricity | Dispatch-Generation | NY | 2040 | Winter | Wind Offshore |  |  | 13367325.2732 | NY
LCP_Inputs_ON_Electric_IEA_2023_05_05 | Electricity | Dispatch-Generation | NY | 2040 | Winter | Wind Onshore |  |  | 28719063.6201 | NY
LCP_Inputs_ON_Electric_IEA_2023_05_05 | Electricity | Dispatch-Generation | NY | 2040 | Winter Peak | Biomass |  |  | 0 | NY
LCP_Inputs_ON_Electric_IEA_2023_05_05 | Electricity | Dispatch-Generation | NY | 2040 | Winter Peak | Biomass + CCS |  |  | 0 | NY
LCP_Inputs_ON_Electric_IEA_2023_05_05 | Electricity | Dispatch-Generation | NY | 2040 | Winter Peak | Fossil Fuel Thermal (Coal, Peat, Oil) |  |  | 0 | NY
LCP_Inputs_ON_Electric_IEA_2023_05_05 | Electricity | Dispatch-Generation | NY | 2040 | Winter Peak | Generic - Generator |  |  | 263796.2415 | NY
LCP_Inputs_ON_Electric_IEA_2023_05_05 | Electricity | Dispatch-Generation | NY | 2040 | Winter Peak | Hydro |  |  | 72914.2481 | NY
LCP_Inputs_ON_Electric_IEA_2023_05_05 | Electricity | Dispatch-Generation | NY | 2040 | Winter Peak | Nuclear |  |  | 64216.32 | NY
LCP_Inputs_ON_Electric_IEA_2023_05_05 | Electricity | Dispatch-Generation | NY | 2040 | Winter Peak | Nuclear SMR |  |  | 0 | NY
LCP_Inputs_ON_Electric_IEA_2023_05_05 | Electricity | Dispatch-Generation | NY | 2040 | Winter Peak | Solar PV |  |  | 32925.9643 | NY
LCP_Inputs_ON_Electric_IEA_2023_05_05 | Electricity | Dispatch-Generation | NY | 2040 | Winter Peak | Wind Offshore |  |  | 126999.7917 | NY
LCP_Inputs_ON_Electric_IEA_2023_05_05 | Electricity | Dispatch-Generation | NY | 2040 | Winter Peak | Wind Onshore |  |  | 311612.7576 | NY
LCP_Inputs_ON_Electric_IEA_2023_05_05 | Electricity | Dispatch-Generation | NY | 2050 | Fall | Biomass |  |  | 0 | NY
LCP_Inputs_ON_Electric_IEA_2023_05_05 | Electricity | Dispatch-Generation | NY | 2050 | Fall | Biomass + CCS |  |  | 0 | NY
LCP_Inputs_ON_Electric_IEA_2023_05_05 | Electricity | Dispatch-Generation | NY | 2050 | Fall | Fossil Fuel Thermal (Coal, Peat, Oil) |  |  | 0 | NY
LCP_Inputs_ON_Electric_IEA_2023_05_05 | Electricity | Dispatch-Generation | NY | 2050 | Fall | Generic - Generator |  |  | 0 | NY
LCP_Inputs_ON_Electric_IEA_2023_05_05 | Electricity | Dispatch-Generation | NY | 2050 | Fall | Hydro |  |  | 4972061.5078 | NY
LCP_Inputs_ON_Electric_IEA_2023_05_05 | Electricity | Dispatch-Generation | NY | 2050 | Fall | Nuclear |  |  | 5843685.12 | NY
LCP_Inputs_ON_Electric_IEA_2023_05_05 | Electricity | Dispatch-Generation | NY | 2050 | Fall | Nuclear SMR |  |  | 0 | NY
LCP_Inputs_ON_Electric_IEA_2023_05_05 | Electricity | Dispatch-Generation | NY | 2050 | Fall | Solar PV |  |  | 8487246.7695 | NY
LCP_Inputs_ON_Electric_IEA_2023_05_05 | Electricity | Dispatch-Generation | NY | 2050 | Fall | Wind Offshore |  |  | 9939567.1929 | NY
LCP_Inputs_ON_Electric_IEA_2023_05_05 | Electricity | Dispatch-Generation | NY | 2050 | Fall | Wind Onshore |  |  | 14000420.4592 | NY
LCP_Inputs_ON_Electric_IEA_2023_05_05 | Electricity | Dispatch-Generation | NY | 2050 | Spring | Biomass |  |  | 0 | NY
LCP_Inputs_ON_Electric_IEA_2023_05_05 | Electricity | Dispatch-Generation | NY | 2050 | Spring | Biomass + CCS |  |  | 0 | NY
LCP_Inputs_ON_Electric_IEA_2023_05_05 | Electricity | Dispatch-Generation | NY | 2050 | Spring | Fossil Fuel Thermal (Coal, Peat, Oil) |  |  | 0 | NY
LCP_Inputs_ON_Electric_IEA_2023_05_05 | Electricity | Dispatch-Generation | NY | 2050 | Spring | Generic - Generator |  |  | 0 | NY
LCP_Inputs_ON_Electric_IEA_2023_05_05 | Electricity | Dispatch-Generation | NY | 2050 | Spring | Hydro |  |  | 3897086.3697 | NY
LCP_Inputs_ON_Electric_IEA_2023_05_05 | Electricity | Dispatch-Generation | NY | 2050 | Spring | Nuclear |  |  | 5843685.12 | NY
LCP_Inputs_ON_Electric_IEA_2023_05_05 | Electricity | Dispatch-Generation | NY | 2050 | Spring | Nuclear SMR |  |  | 0 | NY
LCP_Inputs_ON_Electric_IEA_2023_05_05 | Electricity | Dispatch-Generation | NY | 2050 | Spring | Solar PV |  |  | 16117890.5238 | NY
LCP_Inputs_ON_Electric_IEA_2023_05_05 | Electricity | Dispatch-Generation | NY | 2050 | Spring | Wind Offshore |  |  | 14622669.1744 | NY
LCP_Inputs_ON_Electric_IEA_2023_05_05 | Electricity | Dispatch-Generation | NY | 2050 | Spring | Wind Onshore |  |  | 16016634.024 | NY
LCP_Inputs_ON_Electric_IEA_2023_05_05 | Electricity | Dispatch-Generation | NY | 2050 | Summer | Biomass |  |  | 0 | NY
LCP_Inputs_ON_Electric_IEA_2023_05_05 | Electricity | Dispatch-Generation | NY | 2050 | Summer | Biomass + CCS |  |  | 0 | NY
LCP_Inputs_ON_Electric_IEA_2023_05_05 | Electricity | Dispatch-Generation | NY | 2050 | Summer | Fossil Fuel Thermal (Coal, Peat, Oil) |  |  | 0 | NY
LCP_Inputs_ON_Electric_IEA_2023_05_05 | Electricity | Dispatch-Generation | NY | 2050 | Summer | Generic - Generator |  |  | 1003995.0554 | NY
LCP_Inputs_ON_Electric_IEA_2023_05_05 | Electricity | Dispatch-Generation | NY | 2050 | Summer | Hydro |  |  | 4519139.205 | NY
LCP_Inputs_ON_Electric_IEA_2023_05_05 | Electricity | Dispatch-Generation | NY | 2050 | Summer | Nuclear |  |  | 5843685.12 | NY
LCP_Inputs_ON_Electric_IEA_2023_05_05 | Electricity | Dispatch-Generation | NY | 2050 | Summer | Nuclear SMR |  |  | 0 | NY
LCP_Inputs_ON_Electric_IEA_2023_05_05 | Electricity | Dispatch-Generation | NY | 2050 | Summer | Solar PV |  |  | 16106470.5157 | NY
LCP_Inputs_ON_Electric_IEA_2023_05_05 | Electricity | Dispatch-Generation | NY | 2050 | Summer | Wind Offshore |  |  | 5195614.9842 | NY
LCP_Inputs_ON_Electric_IEA_2023_05_05 | Electricity | Dispatch-Generation | NY | 2050 | Summer | Wind Onshore |  |  | 7338902.1897 | NY
LCP_Inputs_ON_Electric_IEA_2023_05_05 | Electricity | Dispatch-Generation | NY | 2050 | Winter | Biomass |  |  | 0 | NY
LCP_Inputs_ON_Electric_IEA_2023_05_05 | Electricity | Dispatch-Generation | NY | 2050 | Winter | Biomass + CCS |  |  | 0 | NY
LCP_Inputs_ON_Electric_IEA_2023_05_05 | Electricity | Dispatch-Generation | NY | 2050 | Winter | Fossil Fuel Thermal (Coal, Peat, Oil) |  |  | 0 | NY
LCP_Inputs_ON_Electric_IEA_2023_05_05 | Electricity | Dispatch-Generation | NY | 2050 | Winter | Generic - Generator |  |  | 0 | NY
LCP_Inputs_ON_Electric_IEA_2023_05_05 | Electricity | Dispatch-Generation | NY | 2050 | Winter | Hydro |  |  | 6635196.5783 | NY
LCP_Inputs_ON_Electric_IEA_2023_05_05 | Electricity | Dispatch-Generation | NY | 2050 | Winter | Nuclear |  |  | 5843685.12 | NY
LCP_Inputs_ON_Electric_IEA_2023_05_05 | Electricity | Dispatch-Generation | NY | 2050 | Winter | Nuclear SMR |  |  | 0 | NY
LCP_Inputs_ON_Electric_IEA_2023_05_05 | Electricity | Dispatch-Generation | NY | 2050 | Winter | Solar PV |  |  | 3153054.7419 | NY
LCP_Inputs_ON_Electric_IEA_2023_05_05 | Electricity | Dispatch-Generation | NY | 2050 | Winter | Wind Offshore |  |  | 23581464.5224 | NY
LCP_Inputs_ON_Electric_IEA_2023_05_05 | Electricity | Dispatch-Generation | NY | 2050 | Winter | Wind Onshore |  |  | 21847978.7584 | NY
LCP_Inputs_ON_Electric_IEA_2023_05_05 | Electricity | Dispatch-Generation | NY | 2050 | Winter Peak | Biomass |  |  | 0 | NY
LCP_Inputs_ON_Electric_IEA_2023_05_05 | Electricity | Dispatch-Generation | NY | 2050 | Winter Peak | Biomass + CCS |  |  | 0 | NY
LCP_Inputs_ON_Electric_IEA_2023_05_05 | Electricity | Dispatch-Generation | NY | 2050 | Winter Peak | Fossil Fuel Thermal (Coal, Peat, Oil) |  |  | 0 | NY
LCP_Inputs_ON_Electric_IEA_2023_05_05 | Electricity | Dispatch-Generation | NY | 2050 | Winter Peak | Generic - Generator |  |  | 276851.0133 | NY
LCP_Inputs_ON_Electric_IEA_2023_05_05 | Electricity | Dispatch-Generation | NY | 2050 | Winter Peak | Hydro |  |  | 72914.2481 | NY
LCP_Inputs_ON_Electric_IEA_2023_05_05 | Electricity | Dispatch-Generation | NY | 2050 | Winter Peak | Nuclear |  |  | 64216.32 | NY
LCP_Inputs_ON_Electric_IEA_2023_05_05 | Electricity | Dispatch-Generation | NY | 2050 | Winter Peak | Nuclear SMR |  |  | 0 | NY
LCP_Inputs_ON_Electric_IEA_2023_05_05 | Electricity | Dispatch-Generation | NY | 2050 | Winter Peak | Solar PV |  |  | 34648.9532 | NY
LCP_Inputs_ON_Electric_IEA_2023_05_05 | Electricity | Dispatch-Generation | NY | 2050 | Winter Peak | Wind Offshore |  |  | 224041.9097 | NY
LCP_Inputs_ON_Electric_IEA_2023_05_05 | Electricity | Dispatch-Generation | NY | 2050 | Winter Peak | Wind Onshore |  |  | 316463.3381 | NY
LCP_Inputs_ON_Electric_IEA_2023_05_05 | Electricity | Dispatch-Generation | ON | 2020 | Fall | Biomass |  |  | 0 | ON
LCP_Inputs_ON_Electric_IEA_2023_05_05 | Electricity | Dispatch-Generation | ON | 2020 | Fall | Biomass + CCS |  |  | 0 | ON
LCP_Inputs_ON_Electric_IEA_2023_05_05 | Electricity | Dispatch-Generation | ON | 2020 | Fall | Fossil Fuel Thermal (Coal, Peat, Oil) |  |  | 0 | ON
LCP_Inputs_ON_Electric_IEA_2023_05_05 | Electricity | Dispatch-Generation | ON | 2020 | Fall | Generic - Generator |  |  | 0 | ON
LCP_Inputs_ON_Electric_IEA_2023_05_05 | Electricity | Dispatch-Generation | ON | 2020 | Fall | Hydro |  |  | 9182622.8441 | ON
LCP_Inputs_ON_Electric_IEA_2023_05_05 | Electricity | Dispatch-Generation | ON | 2020 | Fall | Nuclear |  |  | 22869100.8 | ON
LCP_Inputs_ON_Electric_IEA_2023_05_05 | Electricity | Dispatch-Generation | ON | 2020 | Fall | Nuclear SMR |  |  | 0 | ON
LCP_Inputs_ON_Electric_IEA_2023_05_05 | Electricity | Dispatch-Generation | ON | 2020 | Fall | Solar PV |  |  | 124524.6989 | ON
LCP_Inputs_ON_Electric_IEA_2023_05_05 | Electricity | Dispatch-Generation | ON | 2020 | Fall | Wind Offshore |  |  | 0 | ON
LCP_Inputs_ON_Electric_IEA_2023_05_05 | Electricity | Dispatch-Generation | ON | 2020 | Fall | Wind Onshore |  |  | 5324637.5829 | ON
LCP_Inputs_ON_Electric_IEA_2023_05_05 | Electricity | Dispatch-Generation | ON | 2020 | Spring | Biomass |  |  | 0 | ON
LCP_Inputs_ON_Electric_IEA_2023_05_05 | Electricity | Dispatch-Generation | ON | 2020 | Spring | Biomass + CCS |  |  | 0 | ON
LCP_Inputs_ON_Electric_IEA_2023_05_05 | Electricity | Dispatch-Generation | ON | 2020 | Spring | Fossil Fuel Thermal (Coal, Peat, Oil) |  |  | 0 | ON
LCP_Inputs_ON_Electric_IEA_2023_05_05 | Electricity | Dispatch-Generation | ON | 2020 | Spring | Generic - Generator |  |  | 0 | ON
LCP_Inputs_ON_Electric_IEA_2023_05_05 | Electricity | Dispatch-Generation | ON | 2020 | Spring | Hydro |  |  | 8494636.8995 | ON
LCP_Inputs_ON_Electric_IEA_2023_05_05 | Electricity | Dispatch-Generation | ON | 2020 | Spring | Nuclear |  |  | 22869100.8 | ON
LCP_Inputs_ON_Electric_IEA_2023_05_05 | Electricity | Dispatch-Generation | ON | 2020 | Spring | Nuclear SMR |  |  | 0 | ON
LCP_Inputs_ON_Electric_IEA_2023_05_05 | Electricity | Dispatch-Generation | ON | 2020 | Spring | Solar PV |  |  | 253685.6536 | ON
LCP_Inputs_ON_Electric_IEA_2023_05_05 | Electricity | Dispatch-Generation | ON | 2020 | Spring | Wind Offshore |  |  | 0 | ON
LCP_Inputs_ON_Electric_IEA_2023_05_05 | Electricity | Dispatch-Generation | ON | 2020 | Spring | Wind Onshore |  |  | 6169386.2673 | ON
LCP_Inputs_ON_Electric_IEA_2023_05_05 | Electricity | Dispatch-Generation | ON | 2020 | Summer | Biomass |  |  | 0 | ON
LCP_Inputs_ON_Electric_IEA_2023_05_05 | Electricity | Dispatch-Generation | ON | 2020 | Summer | Biomass + CCS |  |  | 0 | ON
LCP_Inputs_ON_Electric_IEA_2023_05_05 | Electricity | Dispatch-Generation | ON | 2020 | Summer | Fossil Fuel Thermal (Coal, Peat, Oil) |  |  | 0 | ON
LCP_Inputs_ON_Electric_IEA_2023_05_05 | Electricity | Dispatch-Generation | ON | 2020 | Summer | Generic - Generator |  |  | 0 | ON
LCP_Inputs_ON_Electric_IEA_2023_05_05 | Electricity | Dispatch-Generation | ON | 2020 | Summer | Hydro |  |  | 8346145.9266 | ON
LCP_Inputs_ON_Electric_IEA_2023_05_05 | Electricity | Dispatch-Generation | ON | 2020 | Summer | Nuclear |  |  | 22869100.8 | ON
LCP_Inputs_ON_Electric_IEA_2023_05_05 | Electricity | Dispatch-Generation | ON | 2020 | Summer | Nuclear SMR |  |  | 0 | ON
LCP_Inputs_ON_Electric_IEA_2023_05_05 | Electricity | Dispatch-Generation | ON | 2020 | Summer | Solar PV |  |  | 236313.783 | ON
LCP_Inputs_ON_Electric_IEA_2023_05_05 | Electricity | Dispatch-Generation | ON | 2020 | Summer | Wind Offshore |  |  | 0 | ON
LCP_Inputs_ON_Electric_IEA_2023_05_05 | Electricity | Dispatch-Generation | ON | 2020 | Summer | Wind Onshore |  |  | 3793977.483 | ON
LCP_Inputs_ON_Electric_IEA_2023_05_05 | Electricity | Dispatch-Generation | ON | 2020 | Winter | Biomass |  |  | 0 | ON
LCP_Inputs_ON_Electric_IEA_2023_05_05 | Electricity | Dispatch-Generation | ON | 2020 | Winter | Biomass + CCS |  |  | 0 | ON
LCP_Inputs_ON_Electric_IEA_2023_05_05 | Electricity | Dispatch-Generation | ON | 2020 | Winter | Fossil Fuel Thermal (Coal, Peat, Oil) |  |  | 0 | ON
LCP_Inputs_ON_Electric_IEA_2023_05_05 | Electricity | Dispatch-Generation | ON | 2020 | Winter | Generic - Generator |  |  | 0 | ON
LCP_Inputs_ON_Electric_IEA_2023_05_05 | Electricity | Dispatch-Generation | ON | 2020 | Winter | Hydro |  |  | 12254174.1649 | ON
LCP_Inputs_ON_Electric_IEA_2023_05_05 | Electricity | Dispatch-Generation | ON | 2020 | Winter | Nuclear |  |  | 22869100.8 | ON
LCP_Inputs_ON_Electric_IEA_2023_05_05 | Electricity | Dispatch-Generation | ON | 2020 | Winter | Nuclear SMR |  |  | 0 | ON
LCP_Inputs_ON_Electric_IEA_2023_05_05 | Electricity | Dispatch-Generation | ON | 2020 | Winter | Solar PV |  |  | 46261.5502 | ON
LCP_Inputs_ON_Electric_IEA_2023_05_05 | Electricity | Dispatch-Generation | ON | 2020 | Winter | Wind Offshore |  |  | 0 | ON
LCP_Inputs_ON_Electric_IEA_2023_05_05 | Electricity | Dispatch-Generation | ON | 2020 | Winter | Wind Onshore |  |  | 7293184.5144 | ON
LCP_Inputs_ON_Electric_IEA_2023_05_05 | Electricity | Dispatch-Generation | ON | 2020 | Winter Peak | Biomass |  |  | 0 | ON
LCP_Inputs_ON_Electric_IEA_2023_05_05 | Electricity | Dispatch-Generation | ON | 2020 | Winter Peak | Biomass + CCS |  |  | 0 | ON
LCP_Inputs_ON_Electric_IEA_2023_05_05 | Electricity | Dispatch-Generation | ON | 2020 | Winter Peak | Fossil Fuel Thermal (Coal, Peat, Oil) |  |  | 0 | ON
LCP_Inputs_ON_Electric_IEA_2023_05_05 | Electricity | Dispatch-Generation | ON | 2020 | Winter Peak | Generic - Generator |  |  | 0 | ON
LCP_Inputs_ON_Electric_IEA_2023_05_05 | Electricity | Dispatch-Generation | ON | 2020 | Winter Peak | Hydro |  |  | 134661.2546 | ON
LCP_Inputs_ON_Electric_IEA_2023_05_05 | Electricity | Dispatch-Generation | ON | 2020 | Winter Peak | Nuclear |  |  | 251308.8 | ON
LCP_Inputs_ON_Electric_IEA_2023_05_05 | Electricity | Dispatch-Generation | ON | 2020 | Winter Peak | Nuclear SMR |  |  | 0 | ON
LCP_Inputs_ON_Electric_IEA_2023_05_05 | Electricity | Dispatch-Generation | ON | 2020 | Winter Peak | Solar PV |  |  | 508.3687 | ON
LCP_Inputs_ON_Electric_IEA_2023_05_05 | Electricity | Dispatch-Generation | ON | 2020 | Winter Peak | Wind Offshore |  |  | 0 | ON
LCP_Inputs_ON_Electric_IEA_2023_05_05 | Electricity | Dispatch-Generation | ON | 2020 | Winter Peak | Wind Onshore |  |  | 0 | ON
LCP_Inputs_ON_Electric_IEA_2023_05_05 | Electricity | Dispatch-Generation | ON | 2030 | Fall | Biomass |  |  | 0 | ON
LCP_Inputs_ON_Electric_IEA_2023_05_05 | Electricity | Dispatch-Generation | ON | 2030 | Fall | Biomass + CCS |  |  | 0 | ON
LCP_Inputs_ON_Electric_IEA_2023_05_05 | Electricity | Dispatch-Generation | ON | 2030 | Fall | Fossil Fuel Thermal (Coal, Peat, Oil) |  |  | 0 | ON
LCP_Inputs_ON_Electric_IEA_2023_05_05 | Electricity | Dispatch-Generation | ON | 2030 | Fall | Generic - Generator |  |  | 0 | ON
LCP_Inputs_ON_Electric_IEA_2023_05_05 | Electricity | Dispatch-Generation | ON | 2030 | Fall | Hydro |  |  | 9199490.0807 | ON
LCP_Inputs_ON_Electric_IEA_2023_05_05 | Electricity | Dispatch-Generation | ON | 2030 | Fall | Nuclear |  |  | 19851886.6 | ON
LCP_Inputs_ON_Electric_IEA_2023_05_05 | Electricity | Dispatch-Generation | ON | 2030 | Fall | Nuclear SMR |  |  | 649740 | ON
LCP_Inputs_ON_Electric_IEA_2023_05_05 | Electricity | Dispatch-Generation | ON | 2030 | Fall | Solar PV |  |  | 1012045.7091 | ON
LCP_Inputs_ON_Electric_IEA_2023_05_05 | Electricity | Dispatch-Generation | ON | 2030 | Fall | Wind Offshore |  |  | 0 | ON
LCP_Inputs_ON_Electric_IEA_2023_05_05 | Electricity | Dispatch-Generation | ON | 2030 | Fall | Wind Onshore |  |  | 19999694.0344 | ON
LCP_Inputs_ON_Electric_IEA_2023_05_05 | Electricity | Dispatch-Generation | ON | 2030 | Spring | Biomass |  |  | 0 | ON
LCP_Inputs_ON_Electric_IEA_2023_05_05 | Electricity | Dispatch-Generation | ON | 2030 | Spring | Biomass + CCS |  |  | 0 | ON
LCP_Inputs_ON_Electric_IEA_2023_05_05 | Electricity | Dispatch-Generation | ON | 2030 | Spring | Fossil Fuel Thermal (Coal, Peat, Oil) |  |  | 0 | ON
LCP_Inputs_ON_Electric_IEA_2023_05_05 | Electricity | Dispatch-Generation | ON | 2030 | Spring | Generic - Generator |  |  | 0 | ON
LCP_Inputs_ON_Electric_IEA_2023_05_05 | Electricity | Dispatch-Generation | ON | 2030 | Spring | Hydro |  |  | 8510240.399 | ON
LCP_Inputs_ON_Electric_IEA_2023_05_05 | Electricity | Dispatch-Generation | ON | 2030 | Spring | Nuclear |  |  | 17484230.4 | ON
LCP_Inputs_ON_Electric_IEA_2023_05_05 | Electricity | Dispatch-Generation | ON | 2030 | Spring | Nuclear SMR |  |  | 655200 | ON
LCP_Inputs_ON_Electric_IEA_2023_05_05 | Electricity | Dispatch-Generation | ON | 2030 | Spring | Solar PV |  |  | 2061771.5159 | ON
LCP_Inputs_ON_Electric_IEA_2023_05_05 | Electricity | Dispatch-Generation | ON | 2030 | Spring | Wind Offshore |  |  | 0 | ON
LCP_Inputs_ON_Electric_IEA_2023_05_05 | Electricity | Dispatch-Generation | ON | 2030 | Spring | Wind Onshore |  |  | 23059016.7926 | ON
LCP_Inputs_ON_Electric_IEA_2023_05_05 | Electricity | Dispatch-Generation | ON | 2030 | Summer | Biomass |  |  | 0 | ON
LCP_Inputs_ON_Electric_IEA_2023_05_05 | Electricity | Dispatch-Generation | ON | 2030 | Summer | Biomass + CCS |  |  | 0 | ON
LCP_Inputs_ON_Electric_IEA_2023_05_05 | Electricity | Dispatch-Generation | ON | 2030 | Summer | Fossil Fuel Thermal (Coal, Peat, Oil) |  |  | 0 | ON
LCP_Inputs_ON_Electric_IEA_2023_05_05 | Electricity | Dispatch-Generation | ON | 2030 | Summer | Generic - Generator |  |  | 0 | ON
LCP_Inputs_ON_Electric_IEA_2023_05_05 | Electricity | Dispatch-Generation | ON | 2030 | Summer | Hydro |  |  | 8361476.6682 | ON
LCP_Inputs_ON_Electric_IEA_2023_05_05 | Electricity | Dispatch-Generation | ON | 2030 | Summer | Nuclear |  |  | 20151172.5055 | ON
LCP_Inputs_ON_Electric_IEA_2023_05_05 | Electricity | Dispatch-Generation | ON | 2030 | Summer | Nuclear SMR |  |  | 649740 | ON
LCP_Inputs_ON_Electric_IEA_2023_05_05 | Electricity | Dispatch-Generation | ON | 2030 | Summer | Solar PV |  |  | 1920585.6525 | ON
LCP_Inputs_ON_Electric_IEA_2023_05_05 | Electricity | Dispatch-Generation | ON | 2030 | Summer | Wind Offshore |  |  | 0 | ON
LCP_Inputs_ON_Electric_IEA_2023_05_05 | Electricity | Dispatch-Generation | ON | 2030 | Summer | Wind Onshore |  |  | 13978323.1699 | ON
LCP_Inputs_ON_Electric_IEA_2023_05_05 | Electricity | Dispatch-Generation | ON | 2030 | Winter | Biomass |  |  | 0 | ON
LCP_Inputs_ON_Electric_IEA_2023_05_05 | Electricity | Dispatch-Generation | ON | 2030 | Winter | Biomass + CCS |  |  | 0 | ON
LCP_Inputs_ON_Electric_IEA_2023_05_05 | Electricity | Dispatch-Generation | ON | 2030 | Winter | Fossil Fuel Thermal (Coal, Peat, Oil) |  |  | 0 | ON
LCP_Inputs_ON_Electric_IEA_2023_05_05 | Electricity | Dispatch-Generation | ON | 2030 | Winter | Generic - Generator |  |  | 0 | ON
LCP_Inputs_ON_Electric_IEA_2023_05_05 | Electricity | Dispatch-Generation | ON | 2030 | Winter | Hydro |  |  | 12276683.4261 | ON
LCP_Inputs_ON_Electric_IEA_2023_05_05 | Electricity | Dispatch-Generation | ON | 2030 | Winter | Nuclear |  |  | 17484230.4 | ON
LCP_Inputs_ON_Electric_IEA_2023_05_05 | Electricity | Dispatch-Generation | ON | 2030 | Winter | Nuclear SMR |  |  | 655200 | ON
LCP_Inputs_ON_Electric_IEA_2023_05_05 | Electricity | Dispatch-Generation | ON | 2030 | Winter | Solar PV |  |  | 375980.0568 | ON
LCP_Inputs_ON_Electric_IEA_2023_05_05 | Electricity | Dispatch-Generation | ON | 2030 | Winter | Wind Offshore |  |  | 0 | ON
LCP_Inputs_ON_Electric_IEA_2023_05_05 | Electricity | Dispatch-Generation | ON | 2030 | Winter | Wind Onshore |  |  | 27259383.1709 | ON
LCP_Inputs_ON_Electric_IEA_2023_05_05 | Electricity | Dispatch-Generation | ON | 2030 | Winter Peak | Biomass |  |  | 13474.8 | ON
LCP_Inputs_ON_Electric_IEA_2023_05_05 | Electricity | Dispatch-Generation | ON | 2030 | Winter Peak | Biomass + CCS |  |  | 0 | ON
LCP_Inputs_ON_Electric_IEA_2023_05_05 | Electricity | Dispatch-Generation | ON | 2030 | Winter Peak | Fossil Fuel Thermal (Coal, Peat, Oil) |  |  | 0 | ON
LCP_Inputs_ON_Electric_IEA_2023_05_05 | Electricity | Dispatch-Generation | ON | 2030 | Winter Peak | Generic - Generator |  |  | 0 | ON
LCP_Inputs_ON_Electric_IEA_2023_05_05 | Electricity | Dispatch-Generation | ON | 2030 | Winter Peak | Hydro |  |  | 134908.6091 | ON
LCP_Inputs_ON_Electric_IEA_2023_05_05 | Electricity | Dispatch-Generation | ON | 2030 | Winter Peak | Nuclear |  |  | 240168 | ON
LCP_Inputs_ON_Electric_IEA_2023_05_05 | Electricity | Dispatch-Generation | ON | 2030 | Winter Peak | Nuclear SMR |  |  | 7200 | ON
LCP_Inputs_ON_Electric_IEA_2023_05_05 | Electricity | Dispatch-Generation | ON | 2030 | Winter Peak | Solar PV |  |  | 4131.649 | ON
LCP_Inputs_ON_Electric_IEA_2023_05_05 | Electricity | Dispatch-Generation | ON | 2030 | Winter Peak | Wind Offshore |  |  | 0 | ON
LCP_Inputs_ON_Electric_IEA_2023_05_05 | Electricity | Dispatch-Generation | ON | 2030 | Winter Peak | Wind Onshore |  |  | 0 | ON
LCP_Inputs_ON_Electric_IEA_2023_05_05 | Electricity | Dispatch-Generation | ON | 2040 | Fall | Biomass |  |  | 0 | ON
LCP_Inputs_ON_Electric_IEA_2023_05_05 | Electricity | Dispatch-Generation | ON | 2040 | Fall | Biomass + CCS |  |  | 613103.4 | ON
LCP_Inputs_ON_Electric_IEA_2023_05_05 | Electricity | Dispatch-Generation | ON | 2040 | Fall | Fossil Fuel Thermal (Coal, Peat, Oil) |  |  | 0 | ON
LCP_Inputs_ON_Electric_IEA_2023_05_05 | Electricity | Dispatch-Generation | ON | 2040 | Fall | Generic - Generator |  |  | 0 | ON
LCP_Inputs_ON_Electric_IEA_2023_05_05 | Electricity | Dispatch-Generation | ON | 2040 | Fall | Hydro |  |  | 17595918.888 | ON
LCP_Inputs_ON_Electric_IEA_2023_05_05 | Electricity | Dispatch-Generation | ON | 2040 | Fall | Nuclear |  |  | 20339155.2 | ON
LCP_Inputs_ON_Electric_IEA_2023_05_05 | Electricity | Dispatch-Generation | ON | 2040 | Fall | Nuclear SMR |  |  | 7207200 | ON
LCP_Inputs_ON_Electric_IEA_2023_05_05 | Electricity | Dispatch-Generation | ON | 2040 | Fall | Solar PV |  |  | 1979415.726 | ON
LCP_Inputs_ON_Electric_IEA_2023_05_05 | Electricity | Dispatch-Generation | ON | 2040 | Fall | Wind Offshore |  |  | 0 | ON
LCP_Inputs_ON_Electric_IEA_2023_05_05 | Electricity | Dispatch-Generation | ON | 2040 | Fall | Wind Onshore |  |  | 41535518.8009 | ON
LCP_Inputs_ON_Electric_IEA_2023_05_05 | Electricity | Dispatch-Generation | ON | 2040 | Spring | Biomass |  |  | 0 | ON
LCP_Inputs_ON_Electric_IEA_2023_05_05 | Electricity | Dispatch-Generation | ON | 2040 | Spring | Biomass + CCS |  |  | 613103.4 | ON
LCP_Inputs_ON_Electric_IEA_2023_05_05 | Electricity | Dispatch-Generation | ON | 2040 | Spring | Fossil Fuel Thermal (Coal, Peat, Oil) |  |  | 0 | ON
LCP_Inputs_ON_Electric_IEA_2023_05_05 | Electricity | Dispatch-Generation | ON | 2040 | Spring | Generic - Generator |  |  | 0 | ON
LCP_Inputs_ON_Electric_IEA_2023_05_05 | Electricity | Dispatch-Generation | ON | 2040 | Spring | Hydro |  |  | 16277586.9602 | ON
LCP_Inputs_ON_Electric_IEA_2023_05_05 | Electricity | Dispatch-Generation | ON | 2040 | Spring | Nuclear |  |  | 20339155.2 | ON
LCP_Inputs_ON_Electric_IEA_2023_05_05 | Electricity | Dispatch-Generation | ON | 2040 | Spring | Nuclear SMR |  |  | 7207200 | ON
LCP_Inputs_ON_Electric_IEA_2023_05_05 | Electricity | Dispatch-Generation | ON | 2040 | Spring | Solar PV |  |  | 4032528.2991 | ON
LCP_Inputs_ON_Electric_IEA_2023_05_05 | Electricity | Dispatch-Generation | ON | 2040 | Spring | Wind Offshore |  |  | 0 | ON
LCP_Inputs_ON_Electric_IEA_2023_05_05 | Electricity | Dispatch-Generation | ON | 2040 | Spring | Wind Onshore |  |  | 47863919.7093 | ON
LCP_Inputs_ON_Electric_IEA_2023_05_05 | Electricity | Dispatch-Generation | ON | 2040 | Summer | Biomass |  |  | 0 | ON
LCP_Inputs_ON_Electric_IEA_2023_05_05 | Electricity | Dispatch-Generation | ON | 2040 | Summer | Biomass + CCS |  |  | 613103.4 | ON
LCP_Inputs_ON_Electric_IEA_2023_05_05 | Electricity | Dispatch-Generation | ON | 2040 | Summer | Fossil Fuel Thermal (Coal, Peat, Oil) |  |  | 0 | ON
LCP_Inputs_ON_Electric_IEA_2023_05_05 | Electricity | Dispatch-Generation | ON | 2040 | Summer | Generic - Generator |  |  | 0 | ON
LCP_Inputs_ON_Electric_IEA_2023_05_05 | Electricity | Dispatch-Generation | ON | 2040 | Summer | Hydro |  |  | 15993045.6956 | ON
LCP_Inputs_ON_Electric_IEA_2023_05_05 | Electricity | Dispatch-Generation | ON | 2040 | Summer | Nuclear |  |  | 20339155.2 | ON
LCP_Inputs_ON_Electric_IEA_2023_05_05 | Electricity | Dispatch-Generation | ON | 2040 | Summer | Nuclear SMR |  |  | 7147140 | ON
LCP_Inputs_ON_Electric_IEA_2023_05_05 | Electricity | Dispatch-Generation | ON | 2040 | Summer | Solar PV |  |  | 3756389.0734 | ON
LCP_Inputs_ON_Electric_IEA_2023_05_05 | Electricity | Dispatch-Generation | ON | 2040 | Summer | Wind Offshore |  |  | 0 | ON
LCP_Inputs_ON_Electric_IEA_2023_05_05 | Electricity | Dispatch-Generation | ON | 2040 | Summer | Wind Onshore |  |  | 29332524.8884 | ON
LCP_Inputs_ON_Electric_IEA_2023_05_05 | Electricity | Dispatch-Generation | ON | 2040 | Winter | Biomass |  |  | 0 | ON
LCP_Inputs_ON_Electric_IEA_2023_05_05 | Electricity | Dispatch-Generation | ON | 2040 | Winter | Biomass + CCS |  |  | 613103.4 | ON
LCP_Inputs_ON_Electric_IEA_2023_05_05 | Electricity | Dispatch-Generation | ON | 2040 | Winter | Fossil Fuel Thermal (Coal, Peat, Oil) |  |  | 0 | ON
LCP_Inputs_ON_Electric_IEA_2023_05_05 | Electricity | Dispatch-Generation | ON | 2040 | Winter | Generic - Generator |  |  | 0 | ON
LCP_Inputs_ON_Electric_IEA_2023_05_05 | Electricity | Dispatch-Generation | ON | 2040 | Winter | Hydro |  |  | 23481684.7329 | ON
LCP_Inputs_ON_Electric_IEA_2023_05_05 | Electricity | Dispatch-Generation | ON | 2040 | Winter | Nuclear |  |  | 20339155.2 | ON
LCP_Inputs_ON_Electric_IEA_2023_05_05 | Electricity | Dispatch-Generation | ON | 2040 | Winter | Nuclear SMR |  |  | 7207200 | ON
LCP_Inputs_ON_Electric_IEA_2023_05_05 | Electricity | Dispatch-Generation | ON | 2040 | Winter | Solar PV |  |  | 735362.8698 | ON
LCP_Inputs_ON_Electric_IEA_2023_05_05 | Electricity | Dispatch-Generation | ON | 2040 | Winter | Wind Offshore |  |  | 0 | ON
LCP_Inputs_ON_Electric_IEA_2023_05_05 | Electricity | Dispatch-Generation | ON | 2040 | Winter | Wind Onshore |  |  | 56582678.2275 | ON
LCP_Inputs_ON_Electric_IEA_2023_05_05 | Electricity | Dispatch-Generation | ON | 2040 | Winter Peak | Biomass |  |  | 13206 | ON
LCP_Inputs_ON_Electric_IEA_2023_05_05 | Electricity | Dispatch-Generation | ON | 2040 | Winter Peak | Biomass + CCS |  |  | 6737.4 | ON
LCP_Inputs_ON_Electric_IEA_2023_05_05 | Electricity | Dispatch-Generation | ON | 2040 | Winter Peak | Fossil Fuel Thermal (Coal, Peat, Oil) |  |  | 0 | ON
LCP_Inputs_ON_Electric_IEA_2023_05_05 | Electricity | Dispatch-Generation | ON | 2040 | Winter Peak | Generic - Generator |  |  | 0 | ON
LCP_Inputs_ON_Electric_IEA_2023_05_05 | Electricity | Dispatch-Generation | ON | 2040 | Winter Peak | Hydro |  |  | 258040.4916 | ON
LCP_Inputs_ON_Electric_IEA_2023_05_05 | Electricity | Dispatch-Generation | ON | 2040 | Winter Peak | Nuclear |  |  | 279384 | ON
LCP_Inputs_ON_Electric_IEA_2023_05_05 | Electricity | Dispatch-Generation | ON | 2040 | Winter Peak | Nuclear SMR |  |  | 79200 | ON
LCP_Inputs_ON_Electric_IEA_2023_05_05 | Electricity | Dispatch-Generation | ON | 2040 | Winter Peak | Solar PV |  |  | 8080.9107 | ON
LCP_Inputs_ON_Electric_IEA_2023_05_05 | Electricity | Dispatch-Generation | ON | 2040 | Winter Peak | Wind Offshore |  |  | 0 | ON
LCP_Inputs_ON_Electric_IEA_2023_05_05 | Electricity | Dispatch-Generation | ON | 2040 | Winter Peak | Wind Onshore |  |  | 0 | ON
LCP_Inputs_ON_Electric_IEA_2023_05_05 | Electricity | Dispatch-Generation | ON | 2050 | Fall | Biomass |  |  | 0 | ON
LCP_Inputs_ON_Electric_IEA_2023_05_05 | Electricity | Dispatch-Generation | ON | 2050 | Fall | Biomass + CCS |  |  | 1226206.8 | ON
LCP_Inputs_ON_Electric_IEA_2023_05_05 | Electricity | Dispatch-Generation | ON | 2050 | Fall | Fossil Fuel Thermal (Coal, Peat, Oil) |  |  | 0 | ON
LCP_Inputs_ON_Electric_IEA_2023_05_05 | Electricity | Dispatch-Generation | ON | 2050 | Fall | Generic - Generator |  |  | 0 | ON
LCP_Inputs_ON_Electric_IEA_2023_05_05 | Electricity | Dispatch-Generation | ON | 2050 | Fall | Hydro |  |  | 17595918.888 | ON
LCP_Inputs_ON_Electric_IEA_2023_05_05 | Electricity | Dispatch-Generation | ON | 2050 | Fall | Nuclear |  |  | 20339155.2 | ON
LCP_Inputs_ON_Electric_IEA_2023_05_05 | Electricity | Dispatch-Generation | ON | 2050 | Fall | Nuclear SMR |  |  | 8404281.369 | ON
LCP_Inputs_ON_Electric_IEA_2023_05_05 | Electricity | Dispatch-Generation | ON | 2050 | Fall | Solar PV |  |  | 2641637.0326 | ON
LCP_Inputs_ON_Electric_IEA_2023_05_05 | Electricity | Dispatch-Generation | ON | 2050 | Fall | Wind Offshore |  |  | 0 | ON
LCP_Inputs_ON_Electric_IEA_2023_05_05 | Electricity | Dispatch-Generation | ON | 2050 | Fall | Wind Onshore |  |  | 71742845.1378 | ON
LCP_Inputs_ON_Electric_IEA_2023_05_05 | Electricity | Dispatch-Generation | ON | 2050 | Spring | Biomass |  |  | 0 | ON
LCP_Inputs_ON_Electric_IEA_2023_05_05 | Electricity | Dispatch-Generation | ON | 2050 | Spring | Biomass + CCS |  |  | 1226206.8 | ON
LCP_Inputs_ON_Electric_IEA_2023_05_05 | Electricity | Dispatch-Generation | ON | 2050 | Spring | Fossil Fuel Thermal (Coal, Peat, Oil) |  |  | 0 | ON
LCP_Inputs_ON_Electric_IEA_2023_05_05 | Electricity | Dispatch-Generation | ON | 2050 | Spring | Generic - Generator |  |  | 0 | ON
LCP_Inputs_ON_Electric_IEA_2023_05_05 | Electricity | Dispatch-Generation | ON | 2050 | Spring | Hydro |  |  | 16277586.9602 | ON
LCP_Inputs_ON_Electric_IEA_2023_05_05 | Electricity | Dispatch-Generation | ON | 2050 | Spring | Nuclear |  |  | 20339155.2 | ON
LCP_Inputs_ON_Electric_IEA_2023_05_05 | Electricity | Dispatch-Generation | ON | 2050 | Spring | Nuclear SMR |  |  | 6895820.6105 | ON
LCP_Inputs_ON_Electric_IEA_2023_05_05 | Electricity | Dispatch-Generation | ON | 2050 | Spring | Solar PV |  |  | 5381626.4822 | ON
LCP_Inputs_ON_Electric_IEA_2023_05_05 | Electricity | Dispatch-Generation | ON | 2050 | Spring | Wind Offshore |  |  | 0 | ON
LCP_Inputs_ON_Electric_IEA_2023_05_05 | Electricity | Dispatch-Generation | ON | 2050 | Spring | Wind Onshore |  |  | 82673670.1147 | ON
LCP_Inputs_ON_Electric_IEA_2023_05_05 | Electricity | Dispatch-Generation | ON | 2050 | Summer | Biomass |  |  | 0 | ON
LCP_Inputs_ON_Electric_IEA_2023_05_05 | Electricity | Dispatch-Generation | ON | 2050 | Summer | Biomass + CCS |  |  | 1226206.8 | ON
LCP_Inputs_ON_Electric_IEA_2023_05_05 | Electricity | Dispatch-Generation | ON | 2050 | Summer | Fossil Fuel Thermal (Coal, Peat, Oil) |  |  | 0 | ON
LCP_Inputs_ON_Electric_IEA_2023_05_05 | Electricity | Dispatch-Generation | ON | 2050 | Summer | Generic - Generator |  |  | 0 | ON
LCP_Inputs_ON_Electric_IEA_2023_05_05 | Electricity | Dispatch-Generation | ON | 2050 | Summer | Hydro |  |  | 15993045.6956 | ON
LCP_Inputs_ON_Electric_IEA_2023_05_05 | Electricity | Dispatch-Generation | ON | 2050 | Summer | Nuclear |  |  | 20339155.2 | ON
LCP_Inputs_ON_Electric_IEA_2023_05_05 | Electricity | Dispatch-Generation | ON | 2050 | Summer | Nuclear SMR |  |  | 8547944.2984 | ON
LCP_Inputs_ON_Electric_IEA_2023_05_05 | Electricity | Dispatch-Generation | ON | 2050 | Summer | Solar PV |  |  | 5013103.7938 | ON
LCP_Inputs_ON_Electric_IEA_2023_05_05 | Electricity | Dispatch-Generation | ON | 2050 | Summer | Wind Offshore |  |  | 0 | ON
LCP_Inputs_ON_Electric_IEA_2023_05_05 | Electricity | Dispatch-Generation | ON | 2050 | Summer | Wind Onshore |  |  | 50841693.041 | ON
LCP_Inputs_ON_Electric_IEA_2023_05_05 | Electricity | Dispatch-Generation | ON | 2050 | Winter | Biomass |  |  | 0 | ON
LCP_Inputs_ON_Electric_IEA_2023_05_05 | Electricity | Dispatch-Generation | ON | 2050 | Winter | Biomass + CCS |  |  | 1226206.8 | ON
LCP_Inputs_ON_Electric_IEA_2023_05_05 | Electricity | Dispatch-Generation | ON | 2050 | Winter | Fossil Fuel Thermal (Coal, Peat, Oil) |  |  | 0 | ON
LCP_Inputs_ON_Electric_IEA_2023_05_05 | Electricity | Dispatch-Generation | ON | 2050 | Winter | Generic - Generator |  |  | 0 | ON
LCP_Inputs_ON_Electric_IEA_2023_05_05 | Electricity | Dispatch-Generation | ON | 2050 | Winter | Hydro |  |  | 23481684.7329 | ON
LCP_Inputs_ON_Electric_IEA_2023_05_05 | Electricity | Dispatch-Generation | ON | 2050 | Winter | Nuclear |  |  | 20339155.2 | ON
LCP_Inputs_ON_Electric_IEA_2023_05_05 | Electricity | Dispatch-Generation | ON | 2050 | Winter | Nuclear SMR |  |  | 6895820.6105 | ON
LCP_Inputs_ON_Electric_IEA_2023_05_05 | Electricity | Dispatch-Generation | ON | 2050 | Winter | Solar PV |  |  | 981381.4065 | ON
LCP_Inputs_ON_Electric_IEA_2023_05_05 | Electricity | Dispatch-Generation | ON | 2050 | Winter | Wind Offshore |  |  | 0 | ON
LCP_Inputs_ON_Electric_IEA_2023_05_05 | Electricity | Dispatch-Generation | ON | 2050 | Winter | Wind Onshore |  |  | 97733275.9707 | ON
LCP_Inputs_ON_Electric_IEA_2023_05_05 | Electricity | Dispatch-Generation | ON | 2050 | Winter Peak | Biomass |  |  | 6052.75 | ON
LCP_Inputs_ON_Electric_IEA_2023_05_05 | Electricity | Dispatch-Generation | ON | 2050 | Winter Peak | Biomass + CCS |  |  | 13474.8 | ON
LCP_Inputs_ON_Electric_IEA_2023_05_05 | Electricity | Dispatch-Generation | ON | 2050 | Winter Peak | Fossil Fuel Thermal (Coal, Peat, Oil) |  |  | 0 | ON
LCP_Inputs_ON_Electric_IEA_2023_05_05 | Electricity | Dispatch-Generation | ON | 2050 | Winter Peak | Generic - Generator |  |  | 0 | ON
LCP_Inputs_ON_Electric_IEA_2023_05_05 | Electricity | Dispatch-Generation | ON | 2050 | Winter Peak | Hydro |  |  | 258040.4916 | ON
LCP_Inputs_ON_Electric_IEA_2023_05_05 | Electricity | Dispatch-Generation | ON | 2050 | Winter Peak | Nuclear |  |  | 279384 | ON
LCP_Inputs_ON_Electric_IEA_2023_05_05 | Electricity | Dispatch-Generation | ON | 2050 | Winter Peak | Nuclear SMR |  |  | 94722.8106 | ON
LCP_Inputs_ON_Electric_IEA_2023_05_05 | Electricity | Dispatch-Generation | ON | 2050 | Winter Peak | Solar PV |  |  | 10784.4111 | ON
LCP_Inputs_ON_Electric_IEA_2023_05_05 | Electricity | Dispatch-Generation | ON | 2050 | Winter Peak | Wind Offshore |  |  | 0 | ON
LCP_Inputs_ON_Electric_IEA_2023_05_05 | Electricity | Dispatch-Generation | ON | 2050 | Winter Peak | Wind Onshore |  |  | 0 | ON
LCP_Inputs_ON_Electric_IEA_2023_05_05 | Electricity | Dispatch-Generation | PJ | 2020 | Fall | Biomass |  |  | 0 | PJ
LCP_Inputs_ON_Electric_IEA_2023_05_05 | Electricity | Dispatch-Generation | PJ | 2020 | Fall | Biomass + CCS |  |  | 0 | PJ
LCP_Inputs_ON_Electric_IEA_2023_05_05 | Electricity | Dispatch-Generation | PJ | 2020 | Fall | Fossil Fuel Thermal (Coal, Peat, Oil) |  |  | 0 | PJ
LCP_Inputs_ON_Electric_IEA_2023_05_05 | Electricity | Dispatch-Generation | PJ | 2020 | Fall | Generic - Generator |  |  | 158758004.1799 | PJ
LCP_Inputs_ON_Electric_IEA_2023_05_05 | Electricity | Dispatch-Generation | PJ | 2020 | Fall | Hydro |  |  | 3257460.2707 | PJ
LCP_Inputs_ON_Electric_IEA_2023_05_05 | Electricity | Dispatch-Generation | PJ | 2020 | Fall | Nuclear |  |  | 23702200.704 | PJ
LCP_Inputs_ON_Electric_IEA_2023_05_05 | Electricity | Dispatch-Generation | PJ | 2020 | Fall | Nuclear SMR |  |  | 0 | PJ
LCP_Inputs_ON_Electric_IEA_2023_05_05 | Electricity | Dispatch-Generation | PJ | 2020 | Fall | Solar PV |  |  | 10823081.187 | PJ
LCP_Inputs_ON_Electric_IEA_2023_05_05 | Electricity | Dispatch-Generation | PJ | 2020 | Fall | Wind Offshore |  |  | 6348.9918 | PJ
LCP_Inputs_ON_Electric_IEA_2023_05_05 | Electricity | Dispatch-Generation | PJ | 2020 | Fall | Wind Onshore |  |  | 5869515.899 | PJ
LCP_Inputs_ON_Electric_IEA_2023_05_05 | Electricity | Dispatch-Generation | PJ | 2020 | Spring | Biomass |  |  | 0 | PJ
LCP_Inputs_ON_Electric_IEA_2023_05_05 | Electricity | Dispatch-Generation | PJ | 2020 | Spring | Biomass + CCS |  |  | 0 | PJ
LCP_Inputs_ON_Electric_IEA_2023_05_05 | Electricity | Dispatch-Generation | PJ | 2020 | Spring | Fossil Fuel Thermal (Coal, Peat, Oil) |  |  | 0 | PJ
LCP_Inputs_ON_Electric_IEA_2023_05_05 | Electricity | Dispatch-Generation | PJ | 2020 | Spring | Generic - Generator |  |  | 149023952.9248 | PJ
LCP_Inputs_ON_Electric_IEA_2023_05_05 | Electricity | Dispatch-Generation | PJ | 2020 | Spring | Hydro |  |  | 3013402.8898 | PJ
LCP_Inputs_ON_Electric_IEA_2023_05_05 | Electricity | Dispatch-Generation | PJ | 2020 | Spring | Nuclear |  |  | 23702200.704 | PJ
LCP_Inputs_ON_Electric_IEA_2023_05_05 | Electricity | Dispatch-Generation | PJ | 2020 | Spring | Nuclear SMR |  |  | 0 | PJ
LCP_Inputs_ON_Electric_IEA_2023_05_05 | Electricity | Dispatch-Generation | PJ | 2020 | Spring | Solar PV |  |  | 21654987.2008 | PJ
LCP_Inputs_ON_Electric_IEA_2023_05_05 | Electricity | Dispatch-Generation | PJ | 2020 | Spring | Wind Offshore |  |  | 9363.1891 | PJ
LCP_Inputs_ON_Electric_IEA_2023_05_05 | Electricity | Dispatch-Generation | PJ | 2020 | Spring | Wind Onshore |  |  | 8656081.0616 | PJ
LCP_Inputs_ON_Electric_IEA_2023_05_05 | Electricity | Dispatch-Generation | PJ | 2020 | Summer | Biomass |  |  | 0 | PJ
LCP_Inputs_ON_Electric_IEA_2023_05_05 | Electricity | Dispatch-Generation | PJ | 2020 | Summer | Biomass + CCS |  |  | 0 | PJ
LCP_Inputs_ON_Electric_IEA_2023_05_05 | Electricity | Dispatch-Generation | PJ | 2020 | Summer | Fossil Fuel Thermal (Coal, Peat, Oil) |  |  | 0 | PJ
LCP_Inputs_ON_Electric_IEA_2023_05_05 | Electricity | Dispatch-Generation | PJ | 2020 | Summer | Generic - Generator |  |  | 129130764.3851 | PJ
LCP_Inputs_ON_Electric_IEA_2023_05_05 | Electricity | Dispatch-Generation | PJ | 2020 | Summer | Hydro |  |  | 2960726.9329 | PJ
LCP_Inputs_ON_Electric_IEA_2023_05_05 | Electricity | Dispatch-Generation | PJ | 2020 | Summer | Nuclear |  |  | 23702200.704 | PJ
LCP_Inputs_ON_Electric_IEA_2023_05_05 | Electricity | Dispatch-Generation | PJ | 2020 | Summer | Nuclear SMR |  |  | 0 | PJ
LCP_Inputs_ON_Electric_IEA_2023_05_05 | Electricity | Dispatch-Generation | PJ | 2020 | Summer | Solar PV |  |  | 20539244.6764 | PJ
LCP_Inputs_ON_Electric_IEA_2023_05_05 | Electricity | Dispatch-Generation | PJ | 2020 | Summer | Wind Offshore |  |  | 13291.442 | PJ
LCP_Inputs_ON_Electric_IEA_2023_05_05 | Electricity | Dispatch-Generation | PJ | 2020 | Summer | Wind Onshore |  |  | 12287672.2736 | PJ
LCP_Inputs_ON_Electric_IEA_2023_05_05 | Electricity | Dispatch-Generation | PJ | 2020 | Winter | Biomass |  |  | 0 | PJ
LCP_Inputs_ON_Electric_IEA_2023_05_05 | Electricity | Dispatch-Generation | PJ | 2020 | Winter | Biomass + CCS |  |  | 0 | PJ
LCP_Inputs_ON_Electric_IEA_2023_05_05 | Electricity | Dispatch-Generation | PJ | 2020 | Winter | Fossil Fuel Thermal (Coal, Peat, Oil) |  |  | 0 | PJ
LCP_Inputs_ON_Electric_IEA_2023_05_05 | Electricity | Dispatch-Generation | PJ | 2020 | Winter | Generic - Generator |  |  | 188195564.0732 | PJ
LCP_Inputs_ON_Electric_IEA_2023_05_05 | Electricity | Dispatch-Generation | PJ | 2020 | Winter | Hydro |  |  | 4347067.9533 | PJ
LCP_Inputs_ON_Electric_IEA_2023_05_05 | Electricity | Dispatch-Generation | PJ | 2020 | Winter | Nuclear |  |  | 23702200.704 | PJ
LCP_Inputs_ON_Electric_IEA_2023_05_05 | Electricity | Dispatch-Generation | PJ | 2020 | Winter | Nuclear SMR |  |  | 0 | PJ
LCP_Inputs_ON_Electric_IEA_2023_05_05 | Electricity | Dispatch-Generation | PJ | 2020 | Winter | Solar PV |  |  | 4020828.9432 | PJ
LCP_Inputs_ON_Electric_IEA_2023_05_05 | Electricity | Dispatch-Generation | PJ | 2020 | Winter | Wind Offshore |  |  | 11746.9397 | PJ
LCP_Inputs_ON_Electric_IEA_2023_05_05 | Electricity | Dispatch-Generation | PJ | 2020 | Winter | Wind Onshore |  |  | 10859810.8223 | PJ
LCP_Inputs_ON_Electric_IEA_2023_05_05 | Electricity | Dispatch-Generation | PJ | 2020 | Winter Peak | Biomass |  |  | 0 | PJ
LCP_Inputs_ON_Electric_IEA_2023_05_05 | Electricity | Dispatch-Generation | PJ | 2020 | Winter Peak | Biomass + CCS |  |  | 0 | PJ
LCP_Inputs_ON_Electric_IEA_2023_05_05 | Electricity | Dispatch-Generation | PJ | 2020 | Winter Peak | Fossil Fuel Thermal (Coal, Peat, Oil) |  |  | 0 | PJ
LCP_Inputs_ON_Electric_IEA_2023_05_05 | Electricity | Dispatch-Generation | PJ | 2020 | Winter Peak | Generic - Generator |  |  | 1825446.2778 | PJ
LCP_Inputs_ON_Electric_IEA_2023_05_05 | Electricity | Dispatch-Generation | PJ | 2020 | Winter Peak | Hydro |  |  | 47769.9775 | PJ
LCP_Inputs_ON_Electric_IEA_2023_05_05 | Electricity | Dispatch-Generation | PJ | 2020 | Winter Peak | Nuclear |  |  | 260463.744 | PJ
LCP_Inputs_ON_Electric_IEA_2023_05_05 | Electricity | Dispatch-Generation | PJ | 2020 | Winter Peak | Nuclear SMR |  |  | 0 | PJ
LCP_Inputs_ON_Electric_IEA_2023_05_05 | Electricity | Dispatch-Generation | PJ | 2020 | Winter Peak | Solar PV |  |  | 44184.9334 | PJ
LCP_Inputs_ON_Electric_IEA_2023_05_05 | Electricity | Dispatch-Generation | PJ | 2020 | Winter Peak | Wind Offshore |  |  | 190.8565 | PJ
LCP_Inputs_ON_Electric_IEA_2023_05_05 | Electricity | Dispatch-Generation | PJ | 2020 | Winter Peak | Wind Onshore |  |  | 176443.0386 | PJ
LCP_Inputs_ON_Electric_IEA_2023_05_05 | Electricity | Dispatch-Generation | PJ | 2030 | Fall | Biomass |  |  | 0 | PJ
LCP_Inputs_ON_Electric_IEA_2023_05_05 | Electricity | Dispatch-Generation | PJ | 2030 | Fall | Biomass + CCS |  |  | 0 | PJ
LCP_Inputs_ON_Electric_IEA_2023_05_05 | Electricity | Dispatch-Generation | PJ | 2030 | Fall | Fossil Fuel Thermal (Coal, Peat, Oil) |  |  | 0 | PJ
LCP_Inputs_ON_Electric_IEA_2023_05_05 | Electricity | Dispatch-Generation | PJ | 2030 | Fall | Generic - Generator |  |  | 67144634.0318 | PJ
LCP_Inputs_ON_Electric_IEA_2023_05_05 | Electricity | Dispatch-Generation | PJ | 2030 | Fall | Hydro |  |  | 3257460.2707 | PJ
LCP_Inputs_ON_Electric_IEA_2023_05_05 | Electricity | Dispatch-Generation | PJ | 2030 | Fall | Nuclear |  |  | 16653995.904 | PJ
LCP_Inputs_ON_Electric_IEA_2023_05_05 | Electricity | Dispatch-Generation | PJ | 2030 | Fall | Nuclear SMR |  |  | 0 | PJ
LCP_Inputs_ON_Electric_IEA_2023_05_05 | Electricity | Dispatch-Generation | PJ | 2030 | Fall | Solar PV |  |  | 16250946.6373 | PJ
LCP_Inputs_ON_Electric_IEA_2023_05_05 | Electricity | Dispatch-Generation | PJ | 2030 | Fall | Wind Offshore |  |  | 4095099.6829 | PJ
LCP_Inputs_ON_Electric_IEA_2023_05_05 | Electricity | Dispatch-Generation | PJ | 2030 | Fall | Wind Onshore |  |  | 101672379.2465 | PJ
LCP_Inputs_ON_Electric_IEA_2023_05_05 | Electricity | Dispatch-Generation | PJ | 2030 | Spring | Biomass |  |  | 0 | PJ
LCP_Inputs_ON_Electric_IEA_2023_05_05 | Electricity | Dispatch-Generation | PJ | 2030 | Spring | Biomass + CCS |  |  | 0 | PJ
LCP_Inputs_ON_Electric_IEA_2023_05_05 | Electricity | Dispatch-Generation | PJ | 2030 | Spring | Fossil Fuel Thermal (Coal, Peat, Oil) |  |  | 0 | PJ
LCP_Inputs_ON_Electric_IEA_2023_05_05 | Electricity | Dispatch-Generation | PJ | 2030 | Spring | Generic - Generator |  |  | 24310045.0771 | PJ
LCP_Inputs_ON_Electric_IEA_2023_05_05 | Electricity | Dispatch-Generation | PJ | 2030 | Spring | Hydro |  |  | 3013402.8898 | PJ
LCP_Inputs_ON_Electric_IEA_2023_05_05 | Electricity | Dispatch-Generation | PJ | 2030 | Spring | Nuclear |  |  | 16653995.904 | PJ
LCP_Inputs_ON_Electric_IEA_2023_05_05 | Electricity | Dispatch-Generation | PJ | 2030 | Spring | Nuclear SMR |  |  | 0 | PJ
LCP_Inputs_ON_Electric_IEA_2023_05_05 | Electricity | Dispatch-Generation | PJ | 2030 | Spring | Solar PV |  |  | 32515143.8255 | PJ
LCP_Inputs_ON_Electric_IEA_2023_05_05 | Electricity | Dispatch-Generation | PJ | 2030 | Spring | Wind Offshore |  |  | 6039256.9712 | PJ
LCP_Inputs_ON_Electric_IEA_2023_05_05 | Electricity | Dispatch-Generation | PJ | 2030 | Spring | Wind Onshore |  |  | 130368150.0703 | PJ
LCP_Inputs_ON_Electric_IEA_2023_05_05 | Electricity | Dispatch-Generation | PJ | 2030 | Summer | Biomass |  |  | 0 | PJ
LCP_Inputs_ON_Electric_IEA_2023_05_05 | Electricity | Dispatch-Generation | PJ | 2030 | Summer | Biomass + CCS |  |  | 0 | PJ
LCP_Inputs_ON_Electric_IEA_2023_05_05 | Electricity | Dispatch-Generation | PJ | 2030 | Summer | Fossil Fuel Thermal (Coal, Peat, Oil) |  |  | 0 | PJ
LCP_Inputs_ON_Electric_IEA_2023_05_05 | Electricity | Dispatch-Generation | PJ | 2030 | Summer | Generic - Generator |  |  | 0 | PJ
LCP_Inputs_ON_Electric_IEA_2023_05_05 | Electricity | Dispatch-Generation | PJ | 2030 | Summer | Hydro |  |  | 2960726.9329 | PJ
LCP_Inputs_ON_Electric_IEA_2023_05_05 | Electricity | Dispatch-Generation | PJ | 2030 | Summer | Nuclear |  |  | 16653995.904 | PJ
LCP_Inputs_ON_Electric_IEA_2023_05_05 | Electricity | Dispatch-Generation | PJ | 2030 | Summer | Nuclear SMR |  |  | 0 | PJ
LCP_Inputs_ON_Electric_IEA_2023_05_05 | Electricity | Dispatch-Generation | PJ | 2030 | Summer | Solar PV |  |  | 30839847.123 | PJ
LCP_Inputs_ON_Electric_IEA_2023_05_05 | Electricity | Dispatch-Generation | PJ | 2030 | Summer | Wind Offshore |  |  | 8572980.0715 | PJ
LCP_Inputs_ON_Electric_IEA_2023_05_05 | Electricity | Dispatch-Generation | PJ | 2030 | Summer | Wind Onshore |  |  | 137530292.6244 | PJ
LCP_Inputs_ON_Electric_IEA_2023_05_05 | Electricity | Dispatch-Generation | PJ | 2030 | Winter | Biomass |  |  | 0 | PJ
LCP_Inputs_ON_Electric_IEA_2023_05_05 | Electricity | Dispatch-Generation | PJ | 2030 | Winter | Biomass + CCS |  |  | 0 | PJ
LCP_Inputs_ON_Electric_IEA_2023_05_05 | Electricity | Dispatch-Generation | PJ | 2030 | Winter | Fossil Fuel Thermal (Coal, Peat, Oil) |  |  | 0 | PJ
LCP_Inputs_ON_Electric_IEA_2023_05_05 | Electricity | Dispatch-Generation | PJ | 2030 | Winter | Generic - Generator |  |  | 15708306.8183 | PJ
LCP_Inputs_ON_Electric_IEA_2023_05_05 | Electricity | Dispatch-Generation | PJ | 2030 | Winter | Hydro |  |  | 4347067.9533 | PJ
LCP_Inputs_ON_Electric_IEA_2023_05_05 | Electricity | Dispatch-Generation | PJ | 2030 | Winter | Nuclear |  |  | 16653995.904 | PJ
LCP_Inputs_ON_Electric_IEA_2023_05_05 | Electricity | Dispatch-Generation | PJ | 2030 | Winter | Nuclear SMR |  |  | 0 | PJ
LCP_Inputs_ON_Electric_IEA_2023_05_05 | Electricity | Dispatch-Generation | PJ | 2030 | Winter | Solar PV |  |  | 6037308.181 | PJ
LCP_Inputs_ON_Electric_IEA_2023_05_05 | Electricity | Dispatch-Generation | PJ | 2030 | Winter | Wind Offshore |  |  | 7576776.1124 | PJ
LCP_Inputs_ON_Electric_IEA_2023_05_05 | Electricity | Dispatch-Generation | PJ | 2030 | Winter | Wind Onshore |  |  | 188114799.1554 | PJ
LCP_Inputs_ON_Electric_IEA_2023_05_05 | Electricity | Dispatch-Generation | PJ | 2030 | Winter Peak | Biomass |  |  | 0 | PJ
LCP_Inputs_ON_Electric_IEA_2023_05_05 | Electricity | Dispatch-Generation | PJ | 2030 | Winter Peak | Biomass + CCS |  |  | 0 | PJ
LCP_Inputs_ON_Electric_IEA_2023_05_05 | Electricity | Dispatch-Generation | PJ | 2030 | Winter Peak | Fossil Fuel Thermal (Coal, Peat, Oil) |  |  | 0 | PJ
LCP_Inputs_ON_Electric_IEA_2023_05_05 | Electricity | Dispatch-Generation | PJ | 2030 | Winter Peak | Generic - Generator |  |  | 0 | PJ
LCP_Inputs_ON_Electric_IEA_2023_05_05 | Electricity | Dispatch-Generation | PJ | 2030 | Winter Peak | Hydro |  |  | 47769.9775 | PJ
LCP_Inputs_ON_Electric_IEA_2023_05_05 | Electricity | Dispatch-Generation | PJ | 2030 | Winter Peak | Nuclear |  |  | 183010.944 | PJ
LCP_Inputs_ON_Electric_IEA_2023_05_05 | Electricity | Dispatch-Generation | PJ | 2030 | Winter Peak | Nuclear SMR |  |  | 0 | PJ
LCP_Inputs_ON_Electric_IEA_2023_05_05 | Electricity | Dispatch-Generation | PJ | 2030 | Winter Peak | Solar PV |  |  | 66344.0459 | PJ
LCP_Inputs_ON_Electric_IEA_2023_05_05 | Electricity | Dispatch-Generation | PJ | 2030 | Winter Peak | Wind Offshore |  |  | 123102.4575 | PJ
LCP_Inputs_ON_Electric_IEA_2023_05_05 | Electricity | Dispatch-Generation | PJ | 2030 | Winter Peak | Wind Onshore |  |  | 2036837.3536 | PJ
LCP_Inputs_ON_Electric_IEA_2023_05_05 | Electricity | Dispatch-Generation | PJ | 2040 | Fall | Biomass |  |  | 0 | PJ
LCP_Inputs_ON_Electric_IEA_2023_05_05 | Electricity | Dispatch-Generation | PJ | 2040 | Fall | Biomass + CCS |  |  | 0 | PJ
LCP_Inputs_ON_Electric_IEA_2023_05_05 | Electricity | Dispatch-Generation | PJ | 2040 | Fall | Fossil Fuel Thermal (Coal, Peat, Oil) |  |  | 0 | PJ
LCP_Inputs_ON_Electric_IEA_2023_05_05 | Electricity | Dispatch-Generation | PJ | 2040 | Fall | Generic - Generator |  |  | 53347974.464 | PJ
LCP_Inputs_ON_Electric_IEA_2023_05_05 | Electricity | Dispatch-Generation | PJ | 2040 | Fall | Hydro |  |  | 3257460.2707 | PJ
LCP_Inputs_ON_Electric_IEA_2023_05_05 | Electricity | Dispatch-Generation | PJ | 2040 | Fall | Nuclear |  |  | 16653995.904 | PJ
LCP_Inputs_ON_Electric_IEA_2023_05_05 | Electricity | Dispatch-Generation | PJ | 2040 | Fall | Nuclear SMR |  |  | 0 | PJ
LCP_Inputs_ON_Electric_IEA_2023_05_05 | Electricity | Dispatch-Generation | PJ | 2040 | Fall | Solar PV |  |  | 22068279.5573 | PJ
LCP_Inputs_ON_Electric_IEA_2023_05_05 | Electricity | Dispatch-Generation | PJ | 2040 | Fall | Wind Offshore |  |  | 9385397.0639 | PJ
LCP_Inputs_ON_Electric_IEA_2023_05_05 | Electricity | Dispatch-Generation | PJ | 2040 | Fall | Wind Onshore |  |  | 107381710.0835 | PJ
LCP_Inputs_ON_Electric_IEA_2023_05_05 | Electricity | Dispatch-Generation | PJ | 2040 | Spring | Biomass |  |  | 0 | PJ
LCP_Inputs_ON_Electric_IEA_2023_05_05 | Electricity | Dispatch-Generation | PJ | 2040 | Spring | Biomass + CCS |  |  | 0 | PJ
LCP_Inputs_ON_Electric_IEA_2023_05_05 | Electricity | Dispatch-Generation | PJ | 2040 | Spring | Fossil Fuel Thermal (Coal, Peat, Oil) |  |  | 0 | PJ
LCP_Inputs_ON_Electric_IEA_2023_05_05 | Electricity | Dispatch-Generation | PJ | 2040 | Spring | Generic - Generator |  |  | 18723002.733 | PJ
LCP_Inputs_ON_Electric_IEA_2023_05_05 | Electricity | Dispatch-Generation | PJ | 2040 | Spring | Hydro |  |  | 3013402.8898 | PJ
LCP_Inputs_ON_Electric_IEA_2023_05_05 | Electricity | Dispatch-Generation | PJ | 2040 | Spring | Nuclear |  |  | 16653995.904 | PJ
LCP_Inputs_ON_Electric_IEA_2023_05_05 | Electricity | Dispatch-Generation | PJ | 2040 | Spring | Nuclear SMR |  |  | 0 | PJ
LCP_Inputs_ON_Electric_IEA_2023_05_05 | Electricity | Dispatch-Generation | PJ | 2040 | Spring | Solar PV |  |  | 44154552.9503 | PJ
LCP_Inputs_ON_Electric_IEA_2023_05_05 | Electricity | Dispatch-Generation | PJ | 2040 | Spring | Wind Offshore |  |  | 13841134.2909 | PJ
LCP_Inputs_ON_Electric_IEA_2023_05_05 | Electricity | Dispatch-Generation | PJ | 2040 | Spring | Wind Onshore |  |  | 120714347.0989 | PJ
LCP_Inputs_ON_Electric_IEA_2023_05_05 | Electricity | Dispatch-Generation | PJ | 2040 | Summer | Biomass |  |  | 0 | PJ
LCP_Inputs_ON_Electric_IEA_2023_05_05 | Electricity | Dispatch-Generation | PJ | 2040 | Summer | Biomass + CCS |  |  | 0 | PJ
LCP_Inputs_ON_Electric_IEA_2023_05_05 | Electricity | Dispatch-Generation | PJ | 2040 | Summer | Fossil Fuel Thermal (Coal, Peat, Oil) |  |  | 0 | PJ
LCP_Inputs_ON_Electric_IEA_2023_05_05 | Electricity | Dispatch-Generation | PJ | 2040 | Summer | Generic - Generator |  |  | 0 | PJ
LCP_Inputs_ON_Electric_IEA_2023_05_05 | Electricity | Dispatch-Generation | PJ | 2040 | Summer | Hydro |  |  | 2960726.9329 | PJ
LCP_Inputs_ON_Electric_IEA_2023_05_05 | Electricity | Dispatch-Generation | PJ | 2040 | Summer | Nuclear |  |  | 16653995.904 | PJ
LCP_Inputs_ON_Electric_IEA_2023_05_05 | Electricity | Dispatch-Generation | PJ | 2040 | Summer | Nuclear SMR |  |  | 0 | PJ
LCP_Inputs_ON_Electric_IEA_2023_05_05 | Electricity | Dispatch-Generation | PJ | 2040 | Summer | Solar PV |  |  | 41879552.1889 | PJ
LCP_Inputs_ON_Electric_IEA_2023_05_05 | Electricity | Dispatch-Generation | PJ | 2040 | Summer | Wind Offshore |  |  | 19648074.094 | PJ
LCP_Inputs_ON_Electric_IEA_2023_05_05 | Electricity | Dispatch-Generation | PJ | 2040 | Summer | Wind Onshore |  |  | 125891215.9129 | PJ
LCP_Inputs_ON_Electric_IEA_2023_05_05 | Electricity | Dispatch-Generation | PJ | 2040 | Winter | Biomass |  |  | 0 | PJ
LCP_Inputs_ON_Electric_IEA_2023_05_05 | Electricity | Dispatch-Generation | PJ | 2040 | Winter | Biomass + CCS |  |  | 0 | PJ
LCP_Inputs_ON_Electric_IEA_2023_05_05 | Electricity | Dispatch-Generation | PJ | 2040 | Winter | Fossil Fuel Thermal (Coal, Peat, Oil) |  |  | 0 | PJ
LCP_Inputs_ON_Electric_IEA_2023_05_05 | Electricity | Dispatch-Generation | PJ | 2040 | Winter | Generic - Generator |  |  | 1812916.1872 | PJ
LCP_Inputs_ON_Electric_IEA_2023_05_05 | Electricity | Dispatch-Generation | PJ | 2040 | Winter | Hydro |  |  | 4347067.9533 | PJ
LCP_Inputs_ON_Electric_IEA_2023_05_05 | Electricity | Dispatch-Generation | PJ | 2040 | Winter | Nuclear |  |  | 16653995.904 | PJ
LCP_Inputs_ON_Electric_IEA_2023_05_05 | Electricity | Dispatch-Generation | PJ | 2040 | Winter | Nuclear SMR |  |  | 0 | PJ
LCP_Inputs_ON_Electric_IEA_2023_05_05 | Electricity | Dispatch-Generation | PJ | 2040 | Winter | Solar PV |  |  | 8198476.5371 | PJ
LCP_Inputs_ON_Electric_IEA_2023_05_05 | Electricity | Dispatch-Generation | PJ | 2040 | Winter | Wind Offshore |  |  | 17364913.6251 | PJ
LCP_Inputs_ON_Electric_IEA_2023_05_05 | Electricity | Dispatch-Generation | PJ | 2040 | Winter | Wind Onshore |  |  | 196410167.6763 | PJ
LCP_Inputs_ON_Electric_IEA_2023_05_05 | Electricity | Dispatch-Generation | PJ | 2040 | Winter Peak | Biomass |  |  | 0 | PJ
LCP_Inputs_ON_Electric_IEA_2023_05_05 | Electricity | Dispatch-Generation | PJ | 2040 | Winter Peak | Biomass + CCS |  |  | 0 | PJ
LCP_Inputs_ON_Electric_IEA_2023_05_05 | Electricity | Dispatch-Generation | PJ | 2040 | Winter Peak | Fossil Fuel Thermal (Coal, Peat, Oil) |  |  | 0 | PJ
LCP_Inputs_ON_Electric_IEA_2023_05_05 | Electricity | Dispatch-Generation | PJ | 2040 | Winter Peak | Generic - Generator |  |  | 0 | PJ
LCP_Inputs_ON_Electric_IEA_2023_05_05 | Electricity | Dispatch-Generation | PJ | 2040 | Winter Peak | Hydro |  |  | 45667.2487 | PJ
LCP_Inputs_ON_Electric_IEA_2023_05_05 | Electricity | Dispatch-Generation | PJ | 2040 | Winter Peak | Nuclear |  |  | 183010.944 | PJ
LCP_Inputs_ON_Electric_IEA_2023_05_05 | Electricity | Dispatch-Generation | PJ | 2040 | Winter Peak | Nuclear SMR |  |  | 0 | PJ
LCP_Inputs_ON_Electric_IEA_2023_05_05 | Electricity | Dispatch-Generation | PJ | 2040 | Winter Peak | Solar PV |  |  | 90093.1488 | PJ
LCP_Inputs_ON_Electric_IEA_2023_05_05 | Electricity | Dispatch-Generation | PJ | 2040 | Winter Peak | Wind Offshore |  |  | 272934.9649 | PJ
LCP_Inputs_ON_Electric_IEA_2023_05_05 | Electricity | Dispatch-Generation | PJ | 2040 | Winter Peak | Wind Onshore |  |  | 1967031.7005 | PJ
LCP_Inputs_ON_Electric_IEA_2023_05_05 | Electricity | Dispatch-Generation | PJ | 2050 | Fall | Biomass |  |  | 0 | PJ
LCP_Inputs_ON_Electric_IEA_2023_05_05 | Electricity | Dispatch-Generation | PJ | 2050 | Fall | Biomass + CCS |  |  | 0 | PJ
LCP_Inputs_ON_Electric_IEA_2023_05_05 | Electricity | Dispatch-Generation | PJ | 2050 | Fall | Fossil Fuel Thermal (Coal, Peat, Oil) |  |  | 0 | PJ
LCP_Inputs_ON_Electric_IEA_2023_05_05 | Electricity | Dispatch-Generation | PJ | 2050 | Fall | Generic - Generator |  |  | 41243743.1222 | PJ
LCP_Inputs_ON_Electric_IEA_2023_05_05 | Electricity | Dispatch-Generation | PJ | 2050 | Fall | Hydro |  |  | 3257460.2707 | PJ
LCP_Inputs_ON_Electric_IEA_2023_05_05 | Electricity | Dispatch-Generation | PJ | 2050 | Fall | Nuclear |  |  | 16653995.904 | PJ
LCP_Inputs_ON_Electric_IEA_2023_05_05 | Electricity | Dispatch-Generation | PJ | 2050 | Fall | Nuclear SMR |  |  | 0 | PJ
LCP_Inputs_ON_Electric_IEA_2023_05_05 | Electricity | Dispatch-Generation | PJ | 2050 | Fall | Solar PV |  |  | 27233158.0626 | PJ
LCP_Inputs_ON_Electric_IEA_2023_05_05 | Electricity | Dispatch-Generation | PJ | 2050 | Fall | Wind Offshore |  |  | 15312180.8685 | PJ
LCP_Inputs_ON_Electric_IEA_2023_05_05 | Electricity | Dispatch-Generation | PJ | 2050 | Fall | Wind Onshore |  |  | 112745549.9523 | PJ
LCP_Inputs_ON_Electric_IEA_2023_05_05 | Electricity | Dispatch-Generation | PJ | 2050 | Spring | Biomass |  |  | 0 | PJ
LCP_Inputs_ON_Electric_IEA_2023_05_05 | Electricity | Dispatch-Generation | PJ | 2050 | Spring | Biomass + CCS |  |  | 0 | PJ
LCP_Inputs_ON_Electric_IEA_2023_05_05 | Electricity | Dispatch-Generation | PJ | 2050 | Spring | Fossil Fuel Thermal (Coal, Peat, Oil) |  |  | 0 | PJ
LCP_Inputs_ON_Electric_IEA_2023_05_05 | Electricity | Dispatch-Generation | PJ | 2050 | Spring | Generic - Generator |  |  | 11275486.5254 | PJ
LCP_Inputs_ON_Electric_IEA_2023_05_05 | Electricity | Dispatch-Generation | PJ | 2050 | Spring | Hydro |  |  | 3013402.8898 | PJ
LCP_Inputs_ON_Electric_IEA_2023_05_05 | Electricity | Dispatch-Generation | PJ | 2050 | Spring | Nuclear |  |  | 16653995.904 | PJ
LCP_Inputs_ON_Electric_IEA_2023_05_05 | Electricity | Dispatch-Generation | PJ | 2050 | Spring | Nuclear SMR |  |  | 0 | PJ
LCP_Inputs_ON_Electric_IEA_2023_05_05 | Electricity | Dispatch-Generation | PJ | 2050 | Spring | Solar PV |  |  | 54488521.2532 | PJ
LCP_Inputs_ON_Electric_IEA_2023_05_05 | Electricity | Dispatch-Generation | PJ | 2050 | Spring | Wind Offshore |  |  | 22581671.3182 | PJ
LCP_Inputs_ON_Electric_IEA_2023_05_05 | Electricity | Dispatch-Generation | PJ | 2050 | Spring | Wind Onshore |  |  | 114435226.3693 | PJ
LCP_Inputs_ON_Electric_IEA_2023_05_05 | Electricity | Dispatch-Generation | PJ | 2050 | Summer | Biomass |  |  | 0 | PJ
LCP_Inputs_ON_Electric_IEA_2023_05_05 | Electricity | Dispatch-Generation | PJ | 2050 | Summer | Biomass + CCS |  |  | 0 | PJ
LCP_Inputs_ON_Electric_IEA_2023_05_05 | Electricity | Dispatch-Generation | PJ | 2050 | Summer | Fossil Fuel Thermal (Coal, Peat, Oil) |  |  | 0 | PJ
LCP_Inputs_ON_Electric_IEA_2023_05_05 | Electricity | Dispatch-Generation | PJ | 2050 | Summer | Generic - Generator |  |  | 0 | PJ
LCP_Inputs_ON_Electric_IEA_2023_05_05 | Electricity | Dispatch-Generation | PJ | 2050 | Summer | Hydro |  |  | 2960726.9329 | PJ
LCP_Inputs_ON_Electric_IEA_2023_05_05 | Electricity | Dispatch-Generation | PJ | 2050 | Summer | Nuclear |  |  | 16653995.904 | PJ
LCP_Inputs_ON_Electric_IEA_2023_05_05 | Electricity | Dispatch-Generation | PJ | 2050 | Summer | Nuclear SMR |  |  | 0 | PJ
LCP_Inputs_ON_Electric_IEA_2023_05_05 | Electricity | Dispatch-Generation | PJ | 2050 | Summer | Solar PV |  |  | 51681077.4211 | PJ
LCP_Inputs_ON_Electric_IEA_2023_05_05 | Electricity | Dispatch-Generation | PJ | 2050 | Summer | Wind Offshore |  |  | 32055635.1742 | PJ
LCP_Inputs_ON_Electric_IEA_2023_05_05 | Electricity | Dispatch-Generation | PJ | 2050 | Summer | Wind Onshore |  |  | 112542535.3481 | PJ
LCP_Inputs_ON_Electric_IEA_2023_05_05 | Electricity | Dispatch-Generation | PJ | 2050 | Winter | Biomass |  |  | 0 | PJ
LCP_Inputs_ON_Electric_IEA_2023_05_05 | Electricity | Dispatch-Generation | PJ | 2050 | Winter | Biomass + CCS |  |  | 0 | PJ
LCP_Inputs_ON_Electric_IEA_2023_05_05 | Electricity | Dispatch-Generation | PJ | 2050 | Winter | Fossil Fuel Thermal (Coal, Peat, Oil) |  |  | 0 | PJ
LCP_Inputs_ON_Electric_IEA_2023_05_05 | Electricity | Dispatch-Generation | PJ | 2050 | Winter | Generic - Generator |  |  | 0 | PJ
LCP_Inputs_ON_Electric_IEA_2023_05_05 | Electricity | Dispatch-Generation | PJ | 2050 | Winter | Hydro |  |  | 4347067.9533 | PJ
LCP_Inputs_ON_Electric_IEA_2023_05_05 | Electricity | Dispatch-Generation | PJ | 2050 | Winter | Nuclear |  |  | 16653995.904 | PJ
LCP_Inputs_ON_Electric_IEA_2023_05_05 | Electricity | Dispatch-Generation | PJ | 2050 | Winter | Nuclear SMR |  |  | 0 | PJ
LCP_Inputs_ON_Electric_IEA_2023_05_05 | Electricity | Dispatch-Generation | PJ | 2050 | Winter | Solar PV |  |  | 10117254.8059 | PJ
LCP_Inputs_ON_Electric_IEA_2023_05_05 | Electricity | Dispatch-Generation | PJ | 2050 | Winter | Wind Offshore |  |  | 28330681.8436 | PJ
LCP_Inputs_ON_Electric_IEA_2023_05_05 | Electricity | Dispatch-Generation | PJ | 2050 | Winter | Wind Onshore |  |  | 194161407.6971 | PJ
LCP_Inputs_ON_Electric_IEA_2023_05_05 | Electricity | Dispatch-Generation | PJ | 2050 | Winter Peak | Biomass |  |  | 0 | PJ
LCP_Inputs_ON_Electric_IEA_2023_05_05 | Electricity | Dispatch-Generation | PJ | 2050 | Winter Peak | Biomass + CCS |  |  | 0 | PJ
LCP_Inputs_ON_Electric_IEA_2023_05_05 | Electricity | Dispatch-Generation | PJ | 2050 | Winter Peak | Fossil Fuel Thermal (Coal, Peat, Oil) |  |  | 0 | PJ
LCP_Inputs_ON_Electric_IEA_2023_05_05 | Electricity | Dispatch-Generation | PJ | 2050 | Winter Peak | Generic - Generator |  |  | 0 | PJ
LCP_Inputs_ON_Electric_IEA_2023_05_05 | Electricity | Dispatch-Generation | PJ | 2050 | Winter Peak | Hydro |  |  | 43631.3972 | PJ
LCP_Inputs_ON_Electric_IEA_2023_05_05 | Electricity | Dispatch-Generation | PJ | 2050 | Winter Peak | Nuclear |  |  | 183010.944 | PJ
LCP_Inputs_ON_Electric_IEA_2023_05_05 | Electricity | Dispatch-Generation | PJ | 2050 | Winter Peak | Nuclear SMR |  |  | 0 | PJ
LCP_Inputs_ON_Electric_IEA_2023_05_05 | Electricity | Dispatch-Generation | PJ | 2050 | Winter Peak | Solar PV |  |  | 111178.6242 | PJ
LCP_Inputs_ON_Electric_IEA_2023_05_05 | Electricity | Dispatch-Generation | PJ | 2050 | Winter Peak | Wind Offshore |  |  | 437226.0388 | PJ
LCP_Inputs_ON_Electric_IEA_2023_05_05 | Electricity | Dispatch-Generation | PJ | 2050 | Winter Peak | Wind Onshore |  |  | 1883675.7299 | PJ
LCP_Inputs_ON_Electric_IEA_2023_05_05 | Electricity | Dispatch-Generation | QC | 2020 | Fall | Biomass |  |  | 0 | QC
LCP_Inputs_ON_Electric_IEA_2023_05_05 | Electricity | Dispatch-Generation | QC | 2020 | Fall | Biomass + CCS |  |  | 0 | QC
LCP_Inputs_ON_Electric_IEA_2023_05_05 | Electricity | Dispatch-Generation | QC | 2020 | Fall | Fossil Fuel Thermal (Coal, Peat, Oil) |  |  | 0 | QC
LCP_Inputs_ON_Electric_IEA_2023_05_05 | Electricity | Dispatch-Generation | QC | 2020 | Fall | Generic - Generator |  |  | 0 | QC
LCP_Inputs_ON_Electric_IEA_2023_05_05 | Electricity | Dispatch-Generation | QC | 2020 | Fall | Hydro |  |  | 49899040.6758 | QC
LCP_Inputs_ON_Electric_IEA_2023_05_05 | Electricity | Dispatch-Generation | QC | 2020 | Fall | Nuclear |  |  | 0 | QC
LCP_Inputs_ON_Electric_IEA_2023_05_05 | Electricity | Dispatch-Generation | QC | 2020 | Fall | Nuclear SMR |  |  | 0 | QC
LCP_Inputs_ON_Electric_IEA_2023_05_05 | Electricity | Dispatch-Generation | QC | 2020 | Fall | Solar PV |  |  | 0 | QC
LCP_Inputs_ON_Electric_IEA_2023_05_05 | Electricity | Dispatch-Generation | QC | 2020 | Fall | Wind Offshore |  |  | 0 | QC
LCP_Inputs_ON_Electric_IEA_2023_05_05 | Electricity | Dispatch-Generation | QC | 2020 | Fall | Wind Onshore |  |  | 794934.1839 | QC
LCP_Inputs_ON_Electric_IEA_2023_05_05 | Electricity | Dispatch-Generation | QC | 2020 | Spring | Biomass |  |  | 0 | QC
LCP_Inputs_ON_Electric_IEA_2023_05_05 | Electricity | Dispatch-Generation | QC | 2020 | Spring | Biomass + CCS |  |  | 0 | QC
LCP_Inputs_ON_Electric_IEA_2023_05_05 | Electricity | Dispatch-Generation | QC | 2020 | Spring | Fossil Fuel Thermal (Coal, Peat, Oil) |  |  | 0 | QC
LCP_Inputs_ON_Electric_IEA_2023_05_05 | Electricity | Dispatch-Generation | QC | 2020 | Spring | Generic - Generator |  |  | 0 | QC
LCP_Inputs_ON_Electric_IEA_2023_05_05 | Electricity | Dispatch-Generation | QC | 2020 | Spring | Hydro |  |  | 46160474.994 | QC
LCP_Inputs_ON_Electric_IEA_2023_05_05 | Electricity | Dispatch-Generation | QC | 2020 | Spring | Nuclear |  |  | 0 | QC
LCP_Inputs_ON_Electric_IEA_2023_05_05 | Electricity | Dispatch-Generation | QC | 2020 | Spring | Nuclear SMR |  |  | 0 | QC
LCP_Inputs_ON_Electric_IEA_2023_05_05 | Electricity | Dispatch-Generation | QC | 2020 | Spring | Solar PV |  |  | 0 | QC
LCP_Inputs_ON_Electric_IEA_2023_05_05 | Electricity | Dispatch-Generation | QC | 2020 | Spring | Wind Offshore |  |  | 0 | QC
LCP_Inputs_ON_Electric_IEA_2023_05_05 | Electricity | Dispatch-Generation | QC | 2020 | Spring | Wind Onshore |  |  | 677719.9134 | QC
LCP_Inputs_ON_Electric_IEA_2023_05_05 | Electricity | Dispatch-Generation | QC | 2020 | Summer | Biomass |  |  | 0 | QC
LCP_Inputs_ON_Electric_IEA_2023_05_05 | Electricity | Dispatch-Generation | QC | 2020 | Summer | Biomass + CCS |  |  | 0 | QC
LCP_Inputs_ON_Electric_IEA_2023_05_05 | Electricity | Dispatch-Generation | QC | 2020 | Summer | Fossil Fuel Thermal (Coal, Peat, Oil) |  |  | 0 | QC
LCP_Inputs_ON_Electric_IEA_2023_05_05 | Electricity | Dispatch-Generation | QC | 2020 | Summer | Generic - Generator |  |  | 0 | QC
LCP_Inputs_ON_Electric_IEA_2023_05_05 | Electricity | Dispatch-Generation | QC | 2020 | Summer | Hydro |  |  | 45219286.4124 | QC
LCP_Inputs_ON_Electric_IEA_2023_05_05 | Electricity | Dispatch-Generation | QC | 2020 | Summer | Nuclear |  |  | 0 | QC
LCP_Inputs_ON_Electric_IEA_2023_05_05 | Electricity | Dispatch-Generation | QC | 2020 | Summer | Nuclear SMR |  |  | 0 | QC
LCP_Inputs_ON_Electric_IEA_2023_05_05 | Electricity | Dispatch-Generation | QC | 2020 | Summer | Solar PV |  |  | 0 | QC
LCP_Inputs_ON_Electric_IEA_2023_05_05 | Electricity | Dispatch-Generation | QC | 2020 | Summer | Wind Offshore |  |  | 0 | QC
LCP_Inputs_ON_Electric_IEA_2023_05_05 | Electricity | Dispatch-Generation | QC | 2020 | Summer | Wind Onshore |  |  | 1133276.495 | QC
LCP_Inputs_ON_Electric_IEA_2023_05_05 | Electricity | Dispatch-Generation | QC | 2020 | Winter | Biomass |  |  | 0 | QC
LCP_Inputs_ON_Electric_IEA_2023_05_05 | Electricity | Dispatch-Generation | QC | 2020 | Winter | Biomass + CCS |  |  | 0 | QC
LCP_Inputs_ON_Electric_IEA_2023_05_05 | Electricity | Dispatch-Generation | QC | 2020 | Winter | Fossil Fuel Thermal (Coal, Peat, Oil) |  |  | 0 | QC
LCP_Inputs_ON_Electric_IEA_2023_05_05 | Electricity | Dispatch-Generation | QC | 2020 | Winter | Generic - Generator |  |  | 0 | QC
LCP_Inputs_ON_Electric_IEA_2023_05_05 | Electricity | Dispatch-Generation | QC | 2020 | Winter | Hydro |  |  | 66590074.0438 | QC
LCP_Inputs_ON_Electric_IEA_2023_05_05 | Electricity | Dispatch-Generation | QC | 2020 | Winter | Nuclear |  |  | 0 | QC
LCP_Inputs_ON_Electric_IEA_2023_05_05 | Electricity | Dispatch-Generation | QC | 2020 | Winter | Nuclear SMR |  |  | 0 | QC
LCP_Inputs_ON_Electric_IEA_2023_05_05 | Electricity | Dispatch-Generation | QC | 2020 | Winter | Solar PV |  |  | 0 | QC
LCP_Inputs_ON_Electric_IEA_2023_05_05 | Electricity | Dispatch-Generation | QC | 2020 | Winter | Wind Offshore |  |  | 0 | QC
LCP_Inputs_ON_Electric_IEA_2023_05_05 | Electricity | Dispatch-Generation | QC | 2020 | Winter | Wind Onshore |  |  | 1633505.7122 | QC
LCP_Inputs_ON_Electric_IEA_2023_05_05 | Electricity | Dispatch-Generation | QC | 2020 | Winter Peak | Biomass |  |  | 0 | QC
LCP_Inputs_ON_Electric_IEA_2023_05_05 | Electricity | Dispatch-Generation | QC | 2020 | Winter Peak | Biomass + CCS |  |  | 0 | QC
LCP_Inputs_ON_Electric_IEA_2023_05_05 | Electricity | Dispatch-Generation | QC | 2020 | Winter Peak | Fossil Fuel Thermal (Coal, Peat, Oil) |  |  | 0 | QC
LCP_Inputs_ON_Electric_IEA_2023_05_05 | Electricity | Dispatch-Generation | QC | 2020 | Winter Peak | Generic - Generator |  |  | 0 | QC
LCP_Inputs_ON_Electric_IEA_2023_05_05 | Electricity | Dispatch-Generation | QC | 2020 | Winter Peak | Hydro |  |  | 731759.0554 | QC
LCP_Inputs_ON_Electric_IEA_2023_05_05 | Electricity | Dispatch-Generation | QC | 2020 | Winter Peak | Nuclear |  |  | 0 | QC
LCP_Inputs_ON_Electric_IEA_2023_05_05 | Electricity | Dispatch-Generation | QC | 2020 | Winter Peak | Nuclear SMR |  |  | 0 | QC
LCP_Inputs_ON_Electric_IEA_2023_05_05 | Electricity | Dispatch-Generation | QC | 2020 | Winter Peak | Solar PV |  |  | 0 | QC
LCP_Inputs_ON_Electric_IEA_2023_05_05 | Electricity | Dispatch-Generation | QC | 2020 | Winter Peak | Wind Offshore |  |  | 0 | QC
LCP_Inputs_ON_Electric_IEA_2023_05_05 | Electricity | Dispatch-Generation | QC | 2020 | Winter Peak | Wind Onshore |  |  | 4819.4868 | QC
LCP_Inputs_ON_Electric_IEA_2023_05_05 | Electricity | Dispatch-Generation | QC | 2030 | Fall | Biomass |  |  | 0 | QC
LCP_Inputs_ON_Electric_IEA_2023_05_05 | Electricity | Dispatch-Generation | QC | 2030 | Fall | Biomass + CCS |  |  | 0 | QC
LCP_Inputs_ON_Electric_IEA_2023_05_05 | Electricity | Dispatch-Generation | QC | 2030 | Fall | Fossil Fuel Thermal (Coal, Peat, Oil) |  |  | 0 | QC
LCP_Inputs_ON_Electric_IEA_2023_05_05 | Electricity | Dispatch-Generation | QC | 2030 | Fall | Generic - Generator |  |  | 0 | QC
LCP_Inputs_ON_Electric_IEA_2023_05_05 | Electricity | Dispatch-Generation | QC | 2030 | Fall | Hydro |  |  | 49899040.6758 | QC
LCP_Inputs_ON_Electric_IEA_2023_05_05 | Electricity | Dispatch-Generation | QC | 2030 | Fall | Nuclear |  |  | 0 | QC
LCP_Inputs_ON_Electric_IEA_2023_05_05 | Electricity | Dispatch-Generation | QC | 2030 | Fall | Nuclear SMR |  |  | 0 | QC
LCP_Inputs_ON_Electric_IEA_2023_05_05 | Electricity | Dispatch-Generation | QC | 2030 | Fall | Solar PV |  |  | 0 | QC
LCP_Inputs_ON_Electric_IEA_2023_05_05 | Electricity | Dispatch-Generation | QC | 2030 | Fall | Wind Offshore |  |  | 0 | QC
LCP_Inputs_ON_Electric_IEA_2023_05_05 | Electricity | Dispatch-Generation | QC | 2030 | Fall | Wind Onshore |  |  | 794934.1839 | QC
LCP_Inputs_ON_Electric_IEA_2023_05_05 | Electricity | Dispatch-Generation | QC | 2030 | Spring | Biomass |  |  | 0 | QC
LCP_Inputs_ON_Electric_IEA_2023_05_05 | Electricity | Dispatch-Generation | QC | 2030 | Spring | Biomass + CCS |  |  | 0 | QC
LCP_Inputs_ON_Electric_IEA_2023_05_05 | Electricity | Dispatch-Generation | QC | 2030 | Spring | Fossil Fuel Thermal (Coal, Peat, Oil) |  |  | 0 | QC
LCP_Inputs_ON_Electric_IEA_2023_05_05 | Electricity | Dispatch-Generation | QC | 2030 | Spring | Generic - Generator |  |  | 0 | QC
LCP_Inputs_ON_Electric_IEA_2023_05_05 | Electricity | Dispatch-Generation | QC | 2030 | Spring | Hydro |  |  | 46160474.994 | QC
LCP_Inputs_ON_Electric_IEA_2023_05_05 | Electricity | Dispatch-Generation | QC | 2030 | Spring | Nuclear |  |  | 0 | QC
LCP_Inputs_ON_Electric_IEA_2023_05_05 | Electricity | Dispatch-Generation | QC | 2030 | Spring | Nuclear SMR |  |  | 0 | QC
LCP_Inputs_ON_Electric_IEA_2023_05_05 | Electricity | Dispatch-Generation | QC | 2030 | Spring | Solar PV |  |  | 0 | QC
LCP_Inputs_ON_Electric_IEA_2023_05_05 | Electricity | Dispatch-Generation | QC | 2030 | Spring | Wind Offshore |  |  | 0 | QC
LCP_Inputs_ON_Electric_IEA_2023_05_05 | Electricity | Dispatch-Generation | QC | 2030 | Spring | Wind Onshore |  |  | 677719.9134 | QC
LCP_Inputs_ON_Electric_IEA_2023_05_05 | Electricity | Dispatch-Generation | QC | 2030 | Summer | Biomass |  |  | 0 | QC
LCP_Inputs_ON_Electric_IEA_2023_05_05 | Electricity | Dispatch-Generation | QC | 2030 | Summer | Biomass + CCS |  |  | 0 | QC
LCP_Inputs_ON_Electric_IEA_2023_05_05 | Electricity | Dispatch-Generation | QC | 2030 | Summer | Fossil Fuel Thermal (Coal, Peat, Oil) |  |  | 0 | QC
LCP_Inputs_ON_Electric_IEA_2023_05_05 | Electricity | Dispatch-Generation | QC | 2030 | Summer | Generic - Generator |  |  | 0 | QC
LCP_Inputs_ON_Electric_IEA_2023_05_05 | Electricity | Dispatch-Generation | QC | 2030 | Summer | Hydro |  |  | 45353564.2426 | QC
LCP_Inputs_ON_Electric_IEA_2023_05_05 | Electricity | Dispatch-Generation | QC | 2030 | Summer | Nuclear |  |  | 0 | QC
LCP_Inputs_ON_Electric_IEA_2023_05_05 | Electricity | Dispatch-Generation | QC | 2030 | Summer | Nuclear SMR |  |  | 0 | QC
LCP_Inputs_ON_Electric_IEA_2023_05_05 | Electricity | Dispatch-Generation | QC | 2030 | Summer | Solar PV |  |  | 0 | QC
LCP_Inputs_ON_Electric_IEA_2023_05_05 | Electricity | Dispatch-Generation | QC | 2030 | Summer | Wind Offshore |  |  | 0 | QC
LCP_Inputs_ON_Electric_IEA_2023_05_05 | Electricity | Dispatch-Generation | QC | 2030 | Summer | Wind Onshore |  |  | 1190037.8706 | QC
LCP_Inputs_ON_Electric_IEA_2023_05_05 | Electricity | Dispatch-Generation | QC | 2030 | Winter | Biomass |  |  | 0 | QC
LCP_Inputs_ON_Electric_IEA_2023_05_05 | Electricity | Dispatch-Generation | QC | 2030 | Winter | Biomass + CCS |  |  | 0 | QC
LCP_Inputs_ON_Electric_IEA_2023_05_05 | Electricity | Dispatch-Generation | QC | 2030 | Winter | Fossil Fuel Thermal (Coal, Peat, Oil) |  |  | 0 | QC
LCP_Inputs_ON_Electric_IEA_2023_05_05 | Electricity | Dispatch-Generation | QC | 2030 | Winter | Generic - Generator |  |  | 0 | QC
LCP_Inputs_ON_Electric_IEA_2023_05_05 | Electricity | Dispatch-Generation | QC | 2030 | Winter | Hydro |  |  | 66590074.0438 | QC
LCP_Inputs_ON_Electric_IEA_2023_05_05 | Electricity | Dispatch-Generation | QC | 2030 | Winter | Nuclear |  |  | 0 | QC
LCP_Inputs_ON_Electric_IEA_2023_05_05 | Electricity | Dispatch-Generation | QC | 2030 | Winter | Nuclear SMR |  |  | 0 | QC
LCP_Inputs_ON_Electric_IEA_2023_05_05 | Electricity | Dispatch-Generation | QC | 2030 | Winter | Solar PV |  |  | 0 | QC
LCP_Inputs_ON_Electric_IEA_2023_05_05 | Electricity | Dispatch-Generation | QC | 2030 | Winter | Wind Offshore |  |  | 0 | QC
LCP_Inputs_ON_Electric_IEA_2023_05_05 | Electricity | Dispatch-Generation | QC | 2030 | Winter | Wind Onshore |  |  | 1633505.7122 | QC
LCP_Inputs_ON_Electric_IEA_2023_05_05 | Electricity | Dispatch-Generation | QC | 2030 | Winter Peak | Biomass |  |  | 2768 | QC
LCP_Inputs_ON_Electric_IEA_2023_05_05 | Electricity | Dispatch-Generation | QC | 2030 | Winter Peak | Biomass + CCS |  |  | 0 | QC
LCP_Inputs_ON_Electric_IEA_2023_05_05 | Electricity | Dispatch-Generation | QC | 2030 | Winter Peak | Fossil Fuel Thermal (Coal, Peat, Oil) |  |  | 0 | QC
LCP_Inputs_ON_Electric_IEA_2023_05_05 | Electricity | Dispatch-Generation | QC | 2030 | Winter Peak | Generic - Generator |  |  | 0 | QC
LCP_Inputs_ON_Electric_IEA_2023_05_05 | Electricity | Dispatch-Generation | QC | 2030 | Winter Peak | Hydro |  |  | 731759.0554 | QC
LCP_Inputs_ON_Electric_IEA_2023_05_05 | Electricity | Dispatch-Generation | QC | 2030 | Winter Peak | Nuclear |  |  | 0 | QC
LCP_Inputs_ON_Electric_IEA_2023_05_05 | Electricity | Dispatch-Generation | QC | 2030 | Winter Peak | Nuclear SMR |  |  | 0 | QC
LCP_Inputs_ON_Electric_IEA_2023_05_05 | Electricity | Dispatch-Generation | QC | 2030 | Winter Peak | Solar PV |  |  | 0 | QC
LCP_Inputs_ON_Electric_IEA_2023_05_05 | Electricity | Dispatch-Generation | QC | 2030 | Winter Peak | Wind Offshore |  |  | 0 | QC
LCP_Inputs_ON_Electric_IEA_2023_05_05 | Electricity | Dispatch-Generation | QC | 2030 | Winter Peak | Wind Onshore |  |  | 4819.4868 | QC
LCP_Inputs_ON_Electric_IEA_2023_05_05 | Electricity | Dispatch-Generation | QC | 2040 | Fall | Biomass |  |  | 0 | QC
LCP_Inputs_ON_Electric_IEA_2023_05_05 | Electricity | Dispatch-Generation | QC | 2040 | Fall | Biomass + CCS |  |  | 0 | QC
LCP_Inputs_ON_Electric_IEA_2023_05_05 | Electricity | Dispatch-Generation | QC | 2040 | Fall | Fossil Fuel Thermal (Coal, Peat, Oil) |  |  | 0 | QC
LCP_Inputs_ON_Electric_IEA_2023_05_05 | Electricity | Dispatch-Generation | QC | 2040 | Fall | Generic - Generator |  |  | 0 | QC
LCP_Inputs_ON_Electric_IEA_2023_05_05 | Electricity | Dispatch-Generation | QC | 2040 | Fall | Hydro |  |  | 49720278.4917 | QC
LCP_Inputs_ON_Electric_IEA_2023_05_05 | Electricity | Dispatch-Generation | QC | 2040 | Fall | Nuclear |  |  | 0 | QC
LCP_Inputs_ON_Electric_IEA_2023_05_05 | Electricity | Dispatch-Generation | QC | 2040 | Fall | Nuclear SMR |  |  | 0 | QC
LCP_Inputs_ON_Electric_IEA_2023_05_05 | Electricity | Dispatch-Generation | QC | 2040 | Fall | Solar PV |  |  | 0 | QC
LCP_Inputs_ON_Electric_IEA_2023_05_05 | Electricity | Dispatch-Generation | QC | 2040 | Fall | Wind Offshore |  |  | 0 | QC
LCP_Inputs_ON_Electric_IEA_2023_05_05 | Electricity | Dispatch-Generation | QC | 2040 | Fall | Wind Onshore |  |  | 771893.3561 | QC
LCP_Inputs_ON_Electric_IEA_2023_05_05 | Electricity | Dispatch-Generation | QC | 2040 | Spring | Biomass |  |  | 0 | QC
LCP_Inputs_ON_Electric_IEA_2023_05_05 | Electricity | Dispatch-Generation | QC | 2040 | Spring | Biomass + CCS |  |  | 0 | QC
LCP_Inputs_ON_Electric_IEA_2023_05_05 | Electricity | Dispatch-Generation | QC | 2040 | Spring | Fossil Fuel Thermal (Coal, Peat, Oil) |  |  | 0 | QC
LCP_Inputs_ON_Electric_IEA_2023_05_05 | Electricity | Dispatch-Generation | QC | 2040 | Spring | Generic - Generator |  |  | 0 | QC
LCP_Inputs_ON_Electric_IEA_2023_05_05 | Electricity | Dispatch-Generation | QC | 2040 | Spring | Hydro |  |  | 46160474.994 | QC
LCP_Inputs_ON_Electric_IEA_2023_05_05 | Electricity | Dispatch-Generation | QC | 2040 | Spring | Nuclear |  |  | 0 | QC
LCP_Inputs_ON_Electric_IEA_2023_05_05 | Electricity | Dispatch-Generation | QC | 2040 | Spring | Nuclear SMR |  |  | 0 | QC
LCP_Inputs_ON_Electric_IEA_2023_05_05 | Electricity | Dispatch-Generation | QC | 2040 | Spring | Solar PV |  |  | 0 | QC
LCP_Inputs_ON_Electric_IEA_2023_05_05 | Electricity | Dispatch-Generation | QC | 2040 | Spring | Wind Offshore |  |  | 0 | QC
LCP_Inputs_ON_Electric_IEA_2023_05_05 | Electricity | Dispatch-Generation | QC | 2040 | Spring | Wind Onshore |  |  | 677719.9134 | QC
LCP_Inputs_ON_Electric_IEA_2023_05_05 | Electricity | Dispatch-Generation | QC | 2040 | Summer | Biomass |  |  | 0 | QC
LCP_Inputs_ON_Electric_IEA_2023_05_05 | Electricity | Dispatch-Generation | QC | 2040 | Summer | Biomass + CCS |  |  | 0 | QC
LCP_Inputs_ON_Electric_IEA_2023_05_05 | Electricity | Dispatch-Generation | QC | 2040 | Summer | Fossil Fuel Thermal (Coal, Peat, Oil) |  |  | 0 | QC
LCP_Inputs_ON_Electric_IEA_2023_05_05 | Electricity | Dispatch-Generation | QC | 2040 | Summer | Generic - Generator |  |  | 0 | QC
LCP_Inputs_ON_Electric_IEA_2023_05_05 | Electricity | Dispatch-Generation | QC | 2040 | Summer | Hydro |  |  | 45353564.2426 | QC
LCP_Inputs_ON_Electric_IEA_2023_05_05 | Electricity | Dispatch-Generation | QC | 2040 | Summer | Nuclear |  |  | 0 | QC
LCP_Inputs_ON_Electric_IEA_2023_05_05 | Electricity | Dispatch-Generation | QC | 2040 | Summer | Nuclear SMR |  |  | 0 | QC
LCP_Inputs_ON_Electric_IEA_2023_05_05 | Electricity | Dispatch-Generation | QC | 2040 | Summer | Solar PV |  |  | 0 | QC
LCP_Inputs_ON_Electric_IEA_2023_05_05 | Electricity | Dispatch-Generation | QC | 2040 | Summer | Wind Offshore |  |  | 0 | QC
LCP_Inputs_ON_Electric_IEA_2023_05_05 | Electricity | Dispatch-Generation | QC | 2040 | Summer | Wind Onshore |  |  | 1190037.8706 | QC
LCP_Inputs_ON_Electric_IEA_2023_05_05 | Electricity | Dispatch-Generation | QC | 2040 | Winter | Biomass |  |  | 0 | QC
LCP_Inputs_ON_Electric_IEA_2023_05_05 | Electricity | Dispatch-Generation | QC | 2040 | Winter | Biomass + CCS |  |  | 0 | QC
LCP_Inputs_ON_Electric_IEA_2023_05_05 | Electricity | Dispatch-Generation | QC | 2040 | Winter | Fossil Fuel Thermal (Coal, Peat, Oil) |  |  | 0 | QC
LCP_Inputs_ON_Electric_IEA_2023_05_05 | Electricity | Dispatch-Generation | QC | 2040 | Winter | Generic - Generator |  |  | 0 | QC
LCP_Inputs_ON_Electric_IEA_2023_05_05 | Electricity | Dispatch-Generation | QC | 2040 | Winter | Hydro |  |  | 66518320.8016 | QC
LCP_Inputs_ON_Electric_IEA_2023_05_05 | Electricity | Dispatch-Generation | QC | 2040 | Winter | Nuclear |  |  | 0 | QC
LCP_Inputs_ON_Electric_IEA_2023_05_05 | Electricity | Dispatch-Generation | QC | 2040 | Winter | Nuclear SMR |  |  | 0 | QC
LCP_Inputs_ON_Electric_IEA_2023_05_05 | Electricity | Dispatch-Generation | QC | 2040 | Winter | Solar PV |  |  | 0 | QC
LCP_Inputs_ON_Electric_IEA_2023_05_05 | Electricity | Dispatch-Generation | QC | 2040 | Winter | Wind Offshore |  |  | 0 | QC
LCP_Inputs_ON_Electric_IEA_2023_05_05 | Electricity | Dispatch-Generation | QC | 2040 | Winter | Wind Onshore |  |  | 1542034.426 | QC
LCP_Inputs_ON_Electric_IEA_2023_05_05 | Electricity | Dispatch-Generation | QC | 2040 | Winter Peak | Biomass |  |  | 660.8276 | QC
LCP_Inputs_ON_Electric_IEA_2023_05_05 | Electricity | Dispatch-Generation | QC | 2040 | Winter Peak | Biomass + CCS |  |  | 0 | QC
LCP_Inputs_ON_Electric_IEA_2023_05_05 | Electricity | Dispatch-Generation | QC | 2040 | Winter Peak | Fossil Fuel Thermal (Coal, Peat, Oil) |  |  | 0 | QC
LCP_Inputs_ON_Electric_IEA_2023_05_05 | Electricity | Dispatch-Generation | QC | 2040 | Winter Peak | Generic - Generator |  |  | 0 | QC
LCP_Inputs_ON_Electric_IEA_2023_05_05 | Electricity | Dispatch-Generation | QC | 2040 | Winter Peak | Hydro |  |  | 731759.0554 | QC
LCP_Inputs_ON_Electric_IEA_2023_05_05 | Electricity | Dispatch-Generation | QC | 2040 | Winter Peak | Nuclear |  |  | 0 | QC
LCP_Inputs_ON_Electric_IEA_2023_05_05 | Electricity | Dispatch-Generation | QC | 2040 | Winter Peak | Nuclear SMR |  |  | 0 | QC
LCP_Inputs_ON_Electric_IEA_2023_05_05 | Electricity | Dispatch-Generation | QC | 2040 | Winter Peak | Solar PV |  |  | 0 | QC
LCP_Inputs_ON_Electric_IEA_2023_05_05 | Electricity | Dispatch-Generation | QC | 2040 | Winter Peak | Wind Offshore |  |  | 0 | QC
LCP_Inputs_ON_Electric_IEA_2023_05_05 | Electricity | Dispatch-Generation | QC | 2040 | Winter Peak | Wind Onshore |  |  | 4819.4868 | QC
LCP_Inputs_ON_Electric_IEA_2023_05_05 | Electricity | Dispatch-Generation | QC | 2050 | Fall | Biomass |  |  | 0 | QC
LCP_Inputs_ON_Electric_IEA_2023_05_05 | Electricity | Dispatch-Generation | QC | 2050 | Fall | Biomass + CCS |  |  | 0 | QC
LCP_Inputs_ON_Electric_IEA_2023_05_05 | Electricity | Dispatch-Generation | QC | 2050 | Fall | Fossil Fuel Thermal (Coal, Peat, Oil) |  |  | 0 | QC
LCP_Inputs_ON_Electric_IEA_2023_05_05 | Electricity | Dispatch-Generation | QC | 2050 | Fall | Generic - Generator |  |  | 0 | QC
LCP_Inputs_ON_Electric_IEA_2023_05_05 | Electricity | Dispatch-Generation | QC | 2050 | Fall | Hydro |  |  | 49899040.6758 | QC
LCP_Inputs_ON_Electric_IEA_2023_05_05 | Electricity | Dispatch-Generation | QC | 2050 | Fall | Nuclear |  |  | 0 | QC
LCP_Inputs_ON_Electric_IEA_2023_05_05 | Electricity | Dispatch-Generation | QC | 2050 | Fall | Nuclear SMR |  |  | 0 | QC
LCP_Inputs_ON_Electric_IEA_2023_05_05 | Electricity | Dispatch-Generation | QC | 2050 | Fall | Solar PV |  |  | 0 | QC
LCP_Inputs_ON_Electric_IEA_2023_05_05 | Electricity | Dispatch-Generation | QC | 2050 | Fall | Wind Offshore |  |  | 0 | QC
LCP_Inputs_ON_Electric_IEA_2023_05_05 | Electricity | Dispatch-Generation | QC | 2050 | Fall | Wind Onshore |  |  | 794934.1839 | QC
LCP_Inputs_ON_Electric_IEA_2023_05_05 | Electricity | Dispatch-Generation | QC | 2050 | Spring | Biomass |  |  | 0 | QC
LCP_Inputs_ON_Electric_IEA_2023_05_05 | Electricity | Dispatch-Generation | QC | 2050 | Spring | Biomass + CCS |  |  | 0 | QC
LCP_Inputs_ON_Electric_IEA_2023_05_05 | Electricity | Dispatch-Generation | QC | 2050 | Spring | Fossil Fuel Thermal (Coal, Peat, Oil) |  |  | 0 | QC
LCP_Inputs_ON_Electric_IEA_2023_05_05 | Electricity | Dispatch-Generation | QC | 2050 | Spring | Generic - Generator |  |  | 0 | QC
LCP_Inputs_ON_Electric_IEA_2023_05_05 | Electricity | Dispatch-Generation | QC | 2050 | Spring | Hydro |  |  | 46070446.8921 | QC
LCP_Inputs_ON_Electric_IEA_2023_05_05 | Electricity | Dispatch-Generation | QC | 2050 | Spring | Nuclear |  |  | 0 | QC
LCP_Inputs_ON_Electric_IEA_2023_05_05 | Electricity | Dispatch-Generation | QC | 2050 | Spring | Nuclear SMR |  |  | 0 | QC
LCP_Inputs_ON_Electric_IEA_2023_05_05 | Electricity | Dispatch-Generation | QC | 2050 | Spring | Solar PV |  |  | 0 | QC
LCP_Inputs_ON_Electric_IEA_2023_05_05 | Electricity | Dispatch-Generation | QC | 2050 | Spring | Wind Offshore |  |  | 0 | QC
LCP_Inputs_ON_Electric_IEA_2023_05_05 | Electricity | Dispatch-Generation | QC | 2050 | Spring | Wind Onshore |  |  | 621059.3923 | QC
LCP_Inputs_ON_Electric_IEA_2023_05_05 | Electricity | Dispatch-Generation | QC | 2050 | Summer | Biomass |  |  | 0 | QC
LCP_Inputs_ON_Electric_IEA_2023_05_05 | Electricity | Dispatch-Generation | QC | 2050 | Summer | Biomass + CCS |  |  | 0 | QC
LCP_Inputs_ON_Electric_IEA_2023_05_05 | Electricity | Dispatch-Generation | QC | 2050 | Summer | Fossil Fuel Thermal (Coal, Peat, Oil) |  |  | 0 | QC
LCP_Inputs_ON_Electric_IEA_2023_05_05 | Electricity | Dispatch-Generation | QC | 2050 | Summer | Generic - Generator |  |  | 0 | QC
LCP_Inputs_ON_Electric_IEA_2023_05_05 | Electricity | Dispatch-Generation | QC | 2050 | Summer | Hydro |  |  | 45353564.2426 | QC
LCP_Inputs_ON_Electric_IEA_2023_05_05 | Electricity | Dispatch-Generation | QC | 2050 | Summer | Nuclear |  |  | 0 | QC
LCP_Inputs_ON_Electric_IEA_2023_05_05 | Electricity | Dispatch-Generation | QC | 2050 | Summer | Nuclear SMR |  |  | 0 | QC
LCP_Inputs_ON_Electric_IEA_2023_05_05 | Electricity | Dispatch-Generation | QC | 2050 | Summer | Solar PV |  |  | 0 | QC
LCP_Inputs_ON_Electric_IEA_2023_05_05 | Electricity | Dispatch-Generation | QC | 2050 | Summer | Wind Offshore |  |  | 0 | QC
LCP_Inputs_ON_Electric_IEA_2023_05_05 | Electricity | Dispatch-Generation | QC | 2050 | Summer | Wind Onshore |  |  | 1190037.8706 | QC
LCP_Inputs_ON_Electric_IEA_2023_05_05 | Electricity | Dispatch-Generation | QC | 2050 | Winter | Biomass |  |  | 0 | QC
LCP_Inputs_ON_Electric_IEA_2023_05_05 | Electricity | Dispatch-Generation | QC | 2050 | Winter | Biomass + CCS |  |  | 0 | QC
LCP_Inputs_ON_Electric_IEA_2023_05_05 | Electricity | Dispatch-Generation | QC | 2050 | Winter | Fossil Fuel Thermal (Coal, Peat, Oil) |  |  | 0 | QC
LCP_Inputs_ON_Electric_IEA_2023_05_05 | Electricity | Dispatch-Generation | QC | 2050 | Winter | Generic - Generator |  |  | 0 | QC
LCP_Inputs_ON_Electric_IEA_2023_05_05 | Electricity | Dispatch-Generation | QC | 2050 | Winter | Hydro |  |  | 66119797.2176 | QC
LCP_Inputs_ON_Electric_IEA_2023_05_05 | Electricity | Dispatch-Generation | QC | 2050 | Winter | Nuclear |  |  | 0 | QC
LCP_Inputs_ON_Electric_IEA_2023_05_05 | Electricity | Dispatch-Generation | QC | 2050 | Winter | Nuclear SMR |  |  | 0 | QC
LCP_Inputs_ON_Electric_IEA_2023_05_05 | Electricity | Dispatch-Generation | QC | 2050 | Winter | Solar PV |  |  | 0 | QC
LCP_Inputs_ON_Electric_IEA_2023_05_05 | Electricity | Dispatch-Generation | QC | 2050 | Winter | Wind Offshore |  |  | 0 | QC
LCP_Inputs_ON_Electric_IEA_2023_05_05 | Electricity | Dispatch-Generation | QC | 2050 | Winter | Wind Onshore |  |  | 1526059.8285 | QC
LCP_Inputs_ON_Electric_IEA_2023_05_05 | Electricity | Dispatch-Generation | QC | 2050 | Winter Peak | Biomass |  |  | 689.4248 | QC
LCP_Inputs_ON_Electric_IEA_2023_05_05 | Electricity | Dispatch-Generation | QC | 2050 | Winter Peak | Biomass + CCS |  |  | 0 | QC
LCP_Inputs_ON_Electric_IEA_2023_05_05 | Electricity | Dispatch-Generation | QC | 2050 | Winter Peak | Fossil Fuel Thermal (Coal, Peat, Oil) |  |  | 0 | QC
LCP_Inputs_ON_Electric_IEA_2023_05_05 | Electricity | Dispatch-Generation | QC | 2050 | Winter Peak | Generic - Generator |  |  | 0 | QC
LCP_Inputs_ON_Electric_IEA_2023_05_05 | Electricity | Dispatch-Generation | QC | 2050 | Winter Peak | Hydro |  |  | 731759.0554 | QC
LCP_Inputs_ON_Electric_IEA_2023_05_05 | Electricity | Dispatch-Generation | QC | 2050 | Winter Peak | Nuclear |  |  | 0 | QC
LCP_Inputs_ON_Electric_IEA_2023_05_05 | Electricity | Dispatch-Generation | QC | 2050 | Winter Peak | Nuclear SMR |  |  | 0 | QC
LCP_Inputs_ON_Electric_IEA_2023_05_05 | Electricity | Dispatch-Generation | QC | 2050 | Winter Peak | Solar PV |  |  | 0 | QC
LCP_Inputs_ON_Electric_IEA_2023_05_05 | Electricity | Dispatch-Generation | QC | 2050 | Winter Peak | Wind Offshore |  |  | 0 | QC
LCP_Inputs_ON_Electric_IEA_2023_05_05 | Electricity | Dispatch-Generation | QC | 2050 | Winter Peak | Wind Onshore |  |  | 4819.4868 | QC
LCP_Inputs_ON_Electric_IEA_2023_05_05 | Electricity | Dispatch-Generation | WC | 2020 | Fall | Biomass |  |  | 0 | WC
LCP_Inputs_ON_Electric_IEA_2023_05_05 | Electricity | Dispatch-Generation | WC | 2020 | Fall | Biomass + CCS |  |  | 0 | WC
LCP_Inputs_ON_Electric_IEA_2023_05_05 | Electricity | Dispatch-Generation | WC | 2020 | Fall | Fossil Fuel Thermal (Coal, Peat, Oil) |  |  | 0 | WC
LCP_Inputs_ON_Electric_IEA_2023_05_05 | Electricity | Dispatch-Generation | WC | 2020 | Fall | Generic - Generator |  |  | 5838.1534 | WC
LCP_Inputs_ON_Electric_IEA_2023_05_05 | Electricity | Dispatch-Generation | WC | 2020 | Fall | Hydro |  |  | 7798031.0762 | WC
LCP_Inputs_ON_Electric_IEA_2023_05_05 | Electricity | Dispatch-Generation | WC | 2020 | Fall | Nuclear |  |  | 0 | WC
LCP_Inputs_ON_Electric_IEA_2023_05_05 | Electricity | Dispatch-Generation | WC | 2020 | Fall | Nuclear SMR |  |  | 0 | WC
LCP_Inputs_ON_Electric_IEA_2023_05_05 | Electricity | Dispatch-Generation | WC | 2020 | Fall | Solar PV |  |  | 0 | WC
LCP_Inputs_ON_Electric_IEA_2023_05_05 | Electricity | Dispatch-Generation | WC | 2020 | Fall | Wind Offshore |  |  | 0 | WC
LCP_Inputs_ON_Electric_IEA_2023_05_05 | Electricity | Dispatch-Generation | WC | 2020 | Fall | Wind Onshore |  |  | 229229.0338 | WC
LCP_Inputs_ON_Electric_IEA_2023_05_05 | Electricity | Dispatch-Generation | WC | 2020 | Spring | Biomass |  |  | 0 | WC
LCP_Inputs_ON_Electric_IEA_2023_05_05 | Electricity | Dispatch-Generation | WC | 2020 | Spring | Biomass + CCS |  |  | 0 | WC
LCP_Inputs_ON_Electric_IEA_2023_05_05 | Electricity | Dispatch-Generation | WC | 2020 | Spring | Fossil Fuel Thermal (Coal, Peat, Oil) |  |  | 0 | WC
LCP_Inputs_ON_Electric_IEA_2023_05_05 | Electricity | Dispatch-Generation | WC | 2020 | Spring | Generic - Generator |  |  | 22822.8 | WC
LCP_Inputs_ON_Electric_IEA_2023_05_05 | Electricity | Dispatch-Generation | WC | 2020 | Spring | Hydro |  |  | 7213782.3417 | WC
LCP_Inputs_ON_Electric_IEA_2023_05_05 | Electricity | Dispatch-Generation | WC | 2020 | Spring | Nuclear |  |  | 0 | WC
LCP_Inputs_ON_Electric_IEA_2023_05_05 | Electricity | Dispatch-Generation | WC | 2020 | Spring | Nuclear SMR |  |  | 0 | WC
LCP_Inputs_ON_Electric_IEA_2023_05_05 | Electricity | Dispatch-Generation | WC | 2020 | Spring | Solar PV |  |  | 0 | WC
LCP_Inputs_ON_Electric_IEA_2023_05_05 | Electricity | Dispatch-Generation | WC | 2020 | Spring | Wind Offshore |  |  | 0 | WC
LCP_Inputs_ON_Electric_IEA_2023_05_05 | Electricity | Dispatch-Generation | WC | 2020 | Spring | Wind Onshore |  |  | 264154.6413 | WC
LCP_Inputs_ON_Electric_IEA_2023_05_05 | Electricity | Dispatch-Generation | WC | 2020 | Summer | Biomass |  |  | 0 | WC
LCP_Inputs_ON_Electric_IEA_2023_05_05 | Electricity | Dispatch-Generation | WC | 2020 | Summer | Biomass + CCS |  |  | 0 | WC
LCP_Inputs_ON_Electric_IEA_2023_05_05 | Electricity | Dispatch-Generation | WC | 2020 | Summer | Fossil Fuel Thermal (Coal, Peat, Oil) |  |  | 0 | WC
LCP_Inputs_ON_Electric_IEA_2023_05_05 | Electricity | Dispatch-Generation | WC | 2020 | Summer | Generic - Generator |  |  | 17828.8976 | WC
LCP_Inputs_ON_Electric_IEA_2023_05_05 | Electricity | Dispatch-Generation | WC | 2020 | Summer | Hydro |  |  | 7087681.4181 | WC
LCP_Inputs_ON_Electric_IEA_2023_05_05 | Electricity | Dispatch-Generation | WC | 2020 | Summer | Nuclear |  |  | 0 | WC
LCP_Inputs_ON_Electric_IEA_2023_05_05 | Electricity | Dispatch-Generation | WC | 2020 | Summer | Nuclear SMR |  |  | 0 | WC
LCP_Inputs_ON_Electric_IEA_2023_05_05 | Electricity | Dispatch-Generation | WC | 2020 | Summer | Solar PV |  |  | 0 | WC
LCP_Inputs_ON_Electric_IEA_2023_05_05 | Electricity | Dispatch-Generation | WC | 2020 | Summer | Wind Offshore |  |  | 0 | WC
LCP_Inputs_ON_Electric_IEA_2023_05_05 | Electricity | Dispatch-Generation | WC | 2020 | Summer | Wind Onshore |  |  | 162446.752 | WC
LCP_Inputs_ON_Electric_IEA_2023_05_05 | Electricity | Dispatch-Generation | WC | 2020 | Winter | Biomass |  |  | 0 | WC
LCP_Inputs_ON_Electric_IEA_2023_05_05 | Electricity | Dispatch-Generation | WC | 2020 | Winter | Biomass + CCS |  |  | 0 | WC
LCP_Inputs_ON_Electric_IEA_2023_05_05 | Electricity | Dispatch-Generation | WC | 2020 | Winter | Fossil Fuel Thermal (Coal, Peat, Oil) |  |  | 0 | WC
LCP_Inputs_ON_Electric_IEA_2023_05_05 | Electricity | Dispatch-Generation | WC | 2020 | Winter | Generic - Generator |  |  | 0 | WC
LCP_Inputs_ON_Electric_IEA_2023_05_05 | Electricity | Dispatch-Generation | WC | 2020 | Winter | Hydro |  |  | 10406441.882 | WC
LCP_Inputs_ON_Electric_IEA_2023_05_05 | Electricity | Dispatch-Generation | WC | 2020 | Winter | Nuclear |  |  | 0 | WC
LCP_Inputs_ON_Electric_IEA_2023_05_05 | Electricity | Dispatch-Generation | WC | 2020 | Winter | Nuclear SMR |  |  | 0 | WC
LCP_Inputs_ON_Electric_IEA_2023_05_05 | Electricity | Dispatch-Generation | WC | 2020 | Winter | Solar PV |  |  | 0 | WC
LCP_Inputs_ON_Electric_IEA_2023_05_05 | Electricity | Dispatch-Generation | WC | 2020 | Winter | Wind Offshore |  |  | 0 | WC
LCP_Inputs_ON_Electric_IEA_2023_05_05 | Electricity | Dispatch-Generation | WC | 2020 | Winter | Wind Onshore |  |  | 312272.3162 | WC
LCP_Inputs_ON_Electric_IEA_2023_05_05 | Electricity | Dispatch-Generation | WC | 2020 | Winter Peak | Biomass |  |  | 0 | WC
LCP_Inputs_ON_Electric_IEA_2023_05_05 | Electricity | Dispatch-Generation | WC | 2020 | Winter Peak | Biomass + CCS |  |  | 0 | WC
LCP_Inputs_ON_Electric_IEA_2023_05_05 | Electricity | Dispatch-Generation | WC | 2020 | Winter Peak | Fossil Fuel Thermal (Coal, Peat, Oil) |  |  | 0 | WC
LCP_Inputs_ON_Electric_IEA_2023_05_05 | Electricity | Dispatch-Generation | WC | 2020 | Winter Peak | Generic - Generator |  |  | 0 | WC
LCP_Inputs_ON_Electric_IEA_2023_05_05 | Electricity | Dispatch-Generation | WC | 2020 | Winter Peak | Hydro |  |  | 114156.6441 | WC
LCP_Inputs_ON_Electric_IEA_2023_05_05 | Electricity | Dispatch-Generation | WC | 2020 | Winter Peak | Nuclear |  |  | 0 | WC
LCP_Inputs_ON_Electric_IEA_2023_05_05 | Electricity | Dispatch-Generation | WC | 2020 | Winter Peak | Nuclear SMR |  |  | 0 | WC
LCP_Inputs_ON_Electric_IEA_2023_05_05 | Electricity | Dispatch-Generation | WC | 2020 | Winter Peak | Solar PV |  |  | 0 | WC
LCP_Inputs_ON_Electric_IEA_2023_05_05 | Electricity | Dispatch-Generation | WC | 2020 | Winter Peak | Wind Offshore |  |  | 0 | WC
LCP_Inputs_ON_Electric_IEA_2023_05_05 | Electricity | Dispatch-Generation | WC | 2020 | Winter Peak | Wind Onshore |  |  | 2676.1686 | WC
LCP_Inputs_ON_Electric_IEA_2023_05_05 | Electricity | Dispatch-Generation | WC | 2030 | Fall | Biomass |  |  | 0 | WC
LCP_Inputs_ON_Electric_IEA_2023_05_05 | Electricity | Dispatch-Generation | WC | 2030 | Fall | Biomass + CCS |  |  | 0 | WC
LCP_Inputs_ON_Electric_IEA_2023_05_05 | Electricity | Dispatch-Generation | WC | 2030 | Fall | Fossil Fuel Thermal (Coal, Peat, Oil) |  |  | 0 | WC
LCP_Inputs_ON_Electric_IEA_2023_05_05 | Electricity | Dispatch-Generation | WC | 2030 | Fall | Generic - Generator |  |  | 6269.5606 | WC
LCP_Inputs_ON_Electric_IEA_2023_05_05 | Electricity | Dispatch-Generation | WC | 2030 | Fall | Hydro |  |  | 8490764.4553 | WC
LCP_Inputs_ON_Electric_IEA_2023_05_05 | Electricity | Dispatch-Generation | WC | 2030 | Fall | Nuclear |  |  | 0 | WC
LCP_Inputs_ON_Electric_IEA_2023_05_05 | Electricity | Dispatch-Generation | WC | 2030 | Fall | Nuclear SMR |  |  | 0 | WC
LCP_Inputs_ON_Electric_IEA_2023_05_05 | Electricity | Dispatch-Generation | WC | 2030 | Fall | Solar PV |  |  | 0 | WC
LCP_Inputs_ON_Electric_IEA_2023_05_05 | Electricity | Dispatch-Generation | WC | 2030 | Fall | Wind Offshore |  |  | 0 | WC
LCP_Inputs_ON_Electric_IEA_2023_05_05 | Electricity | Dispatch-Generation | WC | 2030 | Fall | Wind Onshore |  |  | 193871.2097 | WC
LCP_Inputs_ON_Electric_IEA_2023_05_05 | Electricity | Dispatch-Generation | WC | 2030 | Spring | Biomass |  |  | 0 | WC
LCP_Inputs_ON_Electric_IEA_2023_05_05 | Electricity | Dispatch-Generation | WC | 2030 | Spring | Biomass + CCS |  |  | 0 | WC
LCP_Inputs_ON_Electric_IEA_2023_05_05 | Electricity | Dispatch-Generation | WC | 2030 | Spring | Fossil Fuel Thermal (Coal, Peat, Oil) |  |  | 0 | WC
LCP_Inputs_ON_Electric_IEA_2023_05_05 | Electricity | Dispatch-Generation | WC | 2030 | Spring | Generic - Generator |  |  | 0 | WC
LCP_Inputs_ON_Electric_IEA_2023_05_05 | Electricity | Dispatch-Generation | WC | 2030 | Spring | Hydro |  |  | 7830789.6208 | WC
LCP_Inputs_ON_Electric_IEA_2023_05_05 | Electricity | Dispatch-Generation | WC | 2030 | Spring | Nuclear |  |  | 0 | WC
LCP_Inputs_ON_Electric_IEA_2023_05_05 | Electricity | Dispatch-Generation | WC | 2030 | Spring | Nuclear SMR |  |  | 0 | WC
LCP_Inputs_ON_Electric_IEA_2023_05_05 | Electricity | Dispatch-Generation | WC | 2030 | Spring | Solar PV |  |  | 0 | WC
LCP_Inputs_ON_Electric_IEA_2023_05_05 | Electricity | Dispatch-Generation | WC | 2030 | Spring | Wind Offshore |  |  | 0 | WC
LCP_Inputs_ON_Electric_IEA_2023_05_05 | Electricity | Dispatch-Generation | WC | 2030 | Spring | Wind Onshore |  |  | 238210.0867 | WC
LCP_Inputs_ON_Electric_IEA_2023_05_05 | Electricity | Dispatch-Generation | WC | 2030 | Summer | Biomass |  |  | 0 | WC
LCP_Inputs_ON_Electric_IEA_2023_05_05 | Electricity | Dispatch-Generation | WC | 2030 | Summer | Biomass + CCS |  |  | 0 | WC
LCP_Inputs_ON_Electric_IEA_2023_05_05 | Electricity | Dispatch-Generation | WC | 2030 | Summer | Fossil Fuel Thermal (Coal, Peat, Oil) |  |  | 0 | WC
LCP_Inputs_ON_Electric_IEA_2023_05_05 | Electricity | Dispatch-Generation | WC | 2030 | Summer | Generic - Generator |  |  | 18673.2 | WC
LCP_Inputs_ON_Electric_IEA_2023_05_05 | Electricity | Dispatch-Generation | WC | 2030 | Summer | Hydro |  |  | 7625709.3403 | WC
LCP_Inputs_ON_Electric_IEA_2023_05_05 | Electricity | Dispatch-Generation | WC | 2030 | Summer | Nuclear |  |  | 0 | WC
LCP_Inputs_ON_Electric_IEA_2023_05_05 | Electricity | Dispatch-Generation | WC | 2030 | Summer | Nuclear SMR |  |  | 0 | WC
LCP_Inputs_ON_Electric_IEA_2023_05_05 | Electricity | Dispatch-Generation | WC | 2030 | Summer | Solar PV |  |  | 0 | WC
LCP_Inputs_ON_Electric_IEA_2023_05_05 | Electricity | Dispatch-Generation | WC | 2030 | Summer | Wind Offshore |  |  | 0 | WC
LCP_Inputs_ON_Electric_IEA_2023_05_05 | Electricity | Dispatch-Generation | WC | 2030 | Summer | Wind Onshore |  |  | 141014.3111 | WC
LCP_Inputs_ON_Electric_IEA_2023_05_05 | Electricity | Dispatch-Generation | WC | 2030 | Winter | Biomass |  |  | 0 | WC
LCP_Inputs_ON_Electric_IEA_2023_05_05 | Electricity | Dispatch-Generation | WC | 2030 | Winter | Biomass + CCS |  |  | 0 | WC
LCP_Inputs_ON_Electric_IEA_2023_05_05 | Electricity | Dispatch-Generation | WC | 2030 | Winter | Fossil Fuel Thermal (Coal, Peat, Oil) |  |  | 0 | WC
LCP_Inputs_ON_Electric_IEA_2023_05_05 | Electricity | Dispatch-Generation | WC | 2030 | Winter | Generic - Generator |  |  | 0 | WC
LCP_Inputs_ON_Electric_IEA_2023_05_05 | Electricity | Dispatch-Generation | WC | 2030 | Winter | Hydro |  |  | 11432334.5597 | WC
LCP_Inputs_ON_Electric_IEA_2023_05_05 | Electricity | Dispatch-Generation | WC | 2030 | Winter | Nuclear |  |  | 0 | WC
LCP_Inputs_ON_Electric_IEA_2023_05_05 | Electricity | Dispatch-Generation | WC | 2030 | Winter | Nuclear SMR |  |  | 0 | WC
LCP_Inputs_ON_Electric_IEA_2023_05_05 | Electricity | Dispatch-Generation | WC | 2030 | Winter | Solar PV |  |  | 0 | WC
LCP_Inputs_ON_Electric_IEA_2023_05_05 | Electricity | Dispatch-Generation | WC | 2030 | Winter | Wind Offshore |  |  | 0 | WC
LCP_Inputs_ON_Electric_IEA_2023_05_05 | Electricity | Dispatch-Generation | WC | 2030 | Winter | Wind Onshore |  |  | 312272.3162 | WC
LCP_Inputs_ON_Electric_IEA_2023_05_05 | Electricity | Dispatch-Generation | WC | 2030 | Winter Peak | Biomass |  |  | 0 | WC
LCP_Inputs_ON_Electric_IEA_2023_05_05 | Electricity | Dispatch-Generation | WC | 2030 | Winter Peak | Biomass + CCS |  |  | 0 | WC
LCP_Inputs_ON_Electric_IEA_2023_05_05 | Electricity | Dispatch-Generation | WC | 2030 | Winter Peak | Fossil Fuel Thermal (Coal, Peat, Oil) |  |  | 0 | WC
LCP_Inputs_ON_Electric_IEA_2023_05_05 | Electricity | Dispatch-Generation | WC | 2030 | Winter Peak | Generic - Generator |  |  | 501.6 | WC
LCP_Inputs_ON_Electric_IEA_2023_05_05 | Electricity | Dispatch-Generation | WC | 2030 | Winter Peak | Hydro |  |  | 125630.0501 | WC
LCP_Inputs_ON_Electric_IEA_2023_05_05 | Electricity | Dispatch-Generation | WC | 2030 | Winter Peak | Nuclear |  |  | 0 | WC
LCP_Inputs_ON_Electric_IEA_2023_05_05 | Electricity | Dispatch-Generation | WC | 2030 | Winter Peak | Nuclear SMR |  |  | 0 | WC
LCP_Inputs_ON_Electric_IEA_2023_05_05 | Electricity | Dispatch-Generation | WC | 2030 | Winter Peak | Solar PV |  |  | 0 | WC
LCP_Inputs_ON_Electric_IEA_2023_05_05 | Electricity | Dispatch-Generation | WC | 2030 | Winter Peak | Wind Offshore |  |  | 0 | WC
LCP_Inputs_ON_Electric_IEA_2023_05_05 | Electricity | Dispatch-Generation | WC | 2030 | Winter Peak | Wind Onshore |  |  | 3079.6358 | WC
LCP_Inputs_ON_Electric_IEA_2023_05_05 | Electricity | Dispatch-Generation | WC | 2040 | Fall | Biomass |  |  | 0 | WC
LCP_Inputs_ON_Electric_IEA_2023_05_05 | Electricity | Dispatch-Generation | WC | 2040 | Fall | Biomass + CCS |  |  | 0 | WC
LCP_Inputs_ON_Electric_IEA_2023_05_05 | Electricity | Dispatch-Generation | WC | 2040 | Fall | Fossil Fuel Thermal (Coal, Peat, Oil) |  |  | 0 | WC
LCP_Inputs_ON_Electric_IEA_2023_05_05 | Electricity | Dispatch-Generation | WC | 2040 | Fall | Generic - Generator |  |  | 0 | WC
LCP_Inputs_ON_Electric_IEA_2023_05_05 | Electricity | Dispatch-Generation | WC | 2040 | Fall | Hydro |  |  | 8566780.1907 | WC
LCP_Inputs_ON_Electric_IEA_2023_05_05 | Electricity | Dispatch-Generation | WC | 2040 | Fall | Nuclear |  |  | 0 | WC
LCP_Inputs_ON_Electric_IEA_2023_05_05 | Electricity | Dispatch-Generation | WC | 2040 | Fall | Nuclear SMR |  |  | 0 | WC
LCP_Inputs_ON_Electric_IEA_2023_05_05 | Electricity | Dispatch-Generation | WC | 2040 | Fall | Solar PV |  |  | 107379.3412 | WC
LCP_Inputs_ON_Electric_IEA_2023_05_05 | Electricity | Dispatch-Generation | WC | 2040 | Fall | Wind Offshore |  |  | 0 | WC
LCP_Inputs_ON_Electric_IEA_2023_05_05 | Electricity | Dispatch-Generation | WC | 2040 | Fall | Wind Onshore |  |  | 1077132.6721 | WC
LCP_Inputs_ON_Electric_IEA_2023_05_05 | Electricity | Dispatch-Generation | WC | 2040 | Spring | Biomass |  |  | 0 | WC
LCP_Inputs_ON_Electric_IEA_2023_05_05 | Electricity | Dispatch-Generation | WC | 2040 | Spring | Biomass + CCS |  |  | 0 | WC
LCP_Inputs_ON_Electric_IEA_2023_05_05 | Electricity | Dispatch-Generation | WC | 2040 | Spring | Fossil Fuel Thermal (Coal, Peat, Oil) |  |  | 0 | WC
LCP_Inputs_ON_Electric_IEA_2023_05_05 | Electricity | Dispatch-Generation | WC | 2040 | Spring | Generic - Generator |  |  | 0 | WC
LCP_Inputs_ON_Electric_IEA_2023_05_05 | Electricity | Dispatch-Generation | WC | 2040 | Spring | Hydro |  |  | 7882885.0318 | WC
LCP_Inputs_ON_Electric_IEA_2023_05_05 | Electricity | Dispatch-Generation | WC | 2040 | Spring | Nuclear |  |  | 0 | WC
LCP_Inputs_ON_Electric_IEA_2023_05_05 | Electricity | Dispatch-Generation | WC | 2040 | Spring | Nuclear SMR |  |  | 0 | WC
LCP_Inputs_ON_Electric_IEA_2023_05_05 | Electricity | Dispatch-Generation | WC | 2040 | Spring | Solar PV |  |  | 172534.5031 | WC
LCP_Inputs_ON_Electric_IEA_2023_05_05 | Electricity | Dispatch-Generation | WC | 2040 | Spring | Wind Offshore |  |  | 0 | WC
LCP_Inputs_ON_Electric_IEA_2023_05_05 | Electricity | Dispatch-Generation | WC | 2040 | Spring | Wind Onshore |  |  | 1234584.9723 | WC
LCP_Inputs_ON_Electric_IEA_2023_05_05 | Electricity | Dispatch-Generation | WC | 2040 | Summer | Biomass |  |  | 0 | WC
LCP_Inputs_ON_Electric_IEA_2023_05_05 | Electricity | Dispatch-Generation | WC | 2040 | Summer | Biomass + CCS |  |  | 0 | WC
LCP_Inputs_ON_Electric_IEA_2023_05_05 | Electricity | Dispatch-Generation | WC | 2040 | Summer | Fossil Fuel Thermal (Coal, Peat, Oil) |  |  | 0 | WC
LCP_Inputs_ON_Electric_IEA_2023_05_05 | Electricity | Dispatch-Generation | WC | 2040 | Summer | Generic - Generator |  |  | 0 | WC
LCP_Inputs_ON_Electric_IEA_2023_05_05 | Electricity | Dispatch-Generation | WC | 2040 | Summer | Hydro |  |  | 7722294.5254 | WC
LCP_Inputs_ON_Electric_IEA_2023_05_05 | Electricity | Dispatch-Generation | WC | 2040 | Summer | Nuclear |  |  | 0 | WC
LCP_Inputs_ON_Electric_IEA_2023_05_05 | Electricity | Dispatch-Generation | WC | 2040 | Summer | Nuclear SMR |  |  | 0 | WC
LCP_Inputs_ON_Electric_IEA_2023_05_05 | Electricity | Dispatch-Generation | WC | 2040 | Summer | Solar PV |  |  | 203776.5886 | WC
LCP_Inputs_ON_Electric_IEA_2023_05_05 | Electricity | Dispatch-Generation | WC | 2040 | Summer | Wind Offshore |  |  | 0 | WC
LCP_Inputs_ON_Electric_IEA_2023_05_05 | Electricity | Dispatch-Generation | WC | 2040 | Summer | Wind Onshore |  |  | 784226.2039 | WC
LCP_Inputs_ON_Electric_IEA_2023_05_05 | Electricity | Dispatch-Generation | WC | 2040 | Winter | Biomass |  |  | 0 | WC
LCP_Inputs_ON_Electric_IEA_2023_05_05 | Electricity | Dispatch-Generation | WC | 2040 | Winter | Biomass + CCS |  |  | 0 | WC
LCP_Inputs_ON_Electric_IEA_2023_05_05 | Electricity | Dispatch-Generation | WC | 2040 | Winter | Fossil Fuel Thermal (Coal, Peat, Oil) |  |  | 0 | WC
LCP_Inputs_ON_Electric_IEA_2023_05_05 | Electricity | Dispatch-Generation | WC | 2040 | Winter | Generic - Generator |  |  | 0 | WC
LCP_Inputs_ON_Electric_IEA_2023_05_05 | Electricity | Dispatch-Generation | WC | 2040 | Winter | Hydro |  |  | 11432334.5597 | WC
LCP_Inputs_ON_Electric_IEA_2023_05_05 | Electricity | Dispatch-Generation | WC | 2040 | Winter | Nuclear |  |  | 0 | WC
LCP_Inputs_ON_Electric_IEA_2023_05_05 | Electricity | Dispatch-Generation | WC | 2040 | Winter | Nuclear SMR |  |  | 0 | WC
LCP_Inputs_ON_Electric_IEA_2023_05_05 | Electricity | Dispatch-Generation | WC | 2040 | Winter | Solar PV |  |  | 11709.3448 | WC
LCP_Inputs_ON_Electric_IEA_2023_05_05 | Electricity | Dispatch-Generation | WC | 2040 | Winter | Wind Offshore |  |  | 0 | WC
LCP_Inputs_ON_Electric_IEA_2023_05_05 | Electricity | Dispatch-Generation | WC | 2040 | Winter | Wind Onshore |  |  | 1397791.4877 | WC
LCP_Inputs_ON_Electric_IEA_2023_05_05 | Electricity | Dispatch-Generation | WC | 2040 | Winter Peak | Biomass |  |  | 0 | WC
LCP_Inputs_ON_Electric_IEA_2023_05_05 | Electricity | Dispatch-Generation | WC | 2040 | Winter Peak | Biomass + CCS |  |  | 0 | WC
LCP_Inputs_ON_Electric_IEA_2023_05_05 | Electricity | Dispatch-Generation | WC | 2040 | Winter Peak | Fossil Fuel Thermal (Coal, Peat, Oil) |  |  | 0 | WC
LCP_Inputs_ON_Electric_IEA_2023_05_05 | Electricity | Dispatch-Generation | WC | 2040 | Winter Peak | Generic - Generator |  |  | 0 | WC
LCP_Inputs_ON_Electric_IEA_2023_05_05 | Electricity | Dispatch-Generation | WC | 2040 | Winter Peak | Hydro |  |  | 125630.0501 | WC
LCP_Inputs_ON_Electric_IEA_2023_05_05 | Electricity | Dispatch-Generation | WC | 2040 | Winter Peak | Nuclear |  |  | 0 | WC
LCP_Inputs_ON_Electric_IEA_2023_05_05 | Electricity | Dispatch-Generation | WC | 2040 | Winter Peak | Nuclear SMR |  |  | 0 | WC
LCP_Inputs_ON_Electric_IEA_2023_05_05 | Electricity | Dispatch-Generation | WC | 2040 | Winter Peak | Solar PV |  |  | 438.3732 | WC
LCP_Inputs_ON_Electric_IEA_2023_05_05 | Electricity | Dispatch-Generation | WC | 2040 | Winter Peak | Wind Offshore |  |  | 0 | WC
LCP_Inputs_ON_Electric_IEA_2023_05_05 | Electricity | Dispatch-Generation | WC | 2040 | Winter Peak | Wind Onshore |  |  | 15965.1415 | WC
LCP_Inputs_ON_Electric_IEA_2023_05_05 | Electricity | Dispatch-Generation | WC | 2050 | Fall | Biomass |  |  | 0 | WC
LCP_Inputs_ON_Electric_IEA_2023_05_05 | Electricity | Dispatch-Generation | WC | 2050 | Fall | Biomass + CCS |  |  | 0 | WC
LCP_Inputs_ON_Electric_IEA_2023_05_05 | Electricity | Dispatch-Generation | WC | 2050 | Fall | Fossil Fuel Thermal (Coal, Peat, Oil) |  |  | 0 | WC
LCP_Inputs_ON_Electric_IEA_2023_05_05 | Electricity | Dispatch-Generation | WC | 2050 | Fall | Generic - Generator |  |  | 0 | WC
LCP_Inputs_ON_Electric_IEA_2023_05_05 | Electricity | Dispatch-Generation | WC | 2050 | Fall | Hydro |  |  | 8566780.1907 | WC
LCP_Inputs_ON_Electric_IEA_2023_05_05 | Electricity | Dispatch-Generation | WC | 2050 | Fall | Nuclear |  |  | 0 | WC
LCP_Inputs_ON_Electric_IEA_2023_05_05 | Electricity | Dispatch-Generation | WC | 2050 | Fall | Nuclear SMR |  |  | 0 | WC
LCP_Inputs_ON_Electric_IEA_2023_05_05 | Electricity | Dispatch-Generation | WC | 2050 | Fall | Solar PV |  |  | 107379.3412 | WC
LCP_Inputs_ON_Electric_IEA_2023_05_05 | Electricity | Dispatch-Generation | WC | 2050 | Fall | Wind Offshore |  |  | 0 | WC
LCP_Inputs_ON_Electric_IEA_2023_05_05 | Electricity | Dispatch-Generation | WC | 2050 | Fall | Wind Onshore |  |  | 2038930.8536 | WC
LCP_Inputs_ON_Electric_IEA_2023_05_05 | Electricity | Dispatch-Generation | WC | 2050 | Spring | Biomass |  |  | 0 | WC
LCP_Inputs_ON_Electric_IEA_2023_05_05 | Electricity | Dispatch-Generation | WC | 2050 | Spring | Biomass + CCS |  |  | 0 | WC
LCP_Inputs_ON_Electric_IEA_2023_05_05 | Electricity | Dispatch-Generation | WC | 2050 | Spring | Fossil Fuel Thermal (Coal, Peat, Oil) |  |  | 0 | WC
LCP_Inputs_ON_Electric_IEA_2023_05_05 | Electricity | Dispatch-Generation | WC | 2050 | Spring | Generic - Generator |  |  | 0 | WC
LCP_Inputs_ON_Electric_IEA_2023_05_05 | Electricity | Dispatch-Generation | WC | 2050 | Spring | Hydro |  |  | 7921077.8679 | WC
LCP_Inputs_ON_Electric_IEA_2023_05_05 | Electricity | Dispatch-Generation | WC | 2050 | Spring | Nuclear |  |  | 0 | WC
LCP_Inputs_ON_Electric_IEA_2023_05_05 | Electricity | Dispatch-Generation | WC | 2050 | Spring | Nuclear SMR |  |  | 0 | WC
LCP_Inputs_ON_Electric_IEA_2023_05_05 | Electricity | Dispatch-Generation | WC | 2050 | Spring | Solar PV |  |  | 187930.8036 | WC
LCP_Inputs_ON_Electric_IEA_2023_05_05 | Electricity | Dispatch-Generation | WC | 2050 | Spring | Wind Offshore |  |  | 0 | WC
LCP_Inputs_ON_Electric_IEA_2023_05_05 | Electricity | Dispatch-Generation | WC | 2050 | Spring | Wind Onshore |  |  | 1983452.8246 | WC
LCP_Inputs_ON_Electric_IEA_2023_05_05 | Electricity | Dispatch-Generation | WC | 2050 | Summer | Biomass |  |  | 0 | WC
LCP_Inputs_ON_Electric_IEA_2023_05_05 | Electricity | Dispatch-Generation | WC | 2050 | Summer | Biomass + CCS |  |  | 0 | WC
LCP_Inputs_ON_Electric_IEA_2023_05_05 | Electricity | Dispatch-Generation | WC | 2050 | Summer | Fossil Fuel Thermal (Coal, Peat, Oil) |  |  | 0 | WC
LCP_Inputs_ON_Electric_IEA_2023_05_05 | Electricity | Dispatch-Generation | WC | 2050 | Summer | Generic - Generator |  |  | 0 | WC
LCP_Inputs_ON_Electric_IEA_2023_05_05 | Electricity | Dispatch-Generation | WC | 2050 | Summer | Hydro |  |  | 7786402.5133 | WC
LCP_Inputs_ON_Electric_IEA_2023_05_05 | Electricity | Dispatch-Generation | WC | 2050 | Summer | Nuclear |  |  | 0 | WC
LCP_Inputs_ON_Electric_IEA_2023_05_05 | Electricity | Dispatch-Generation | WC | 2050 | Summer | Nuclear SMR |  |  | 0 | WC
LCP_Inputs_ON_Electric_IEA_2023_05_05 | Electricity | Dispatch-Generation | WC | 2050 | Summer | Solar PV |  |  | 203776.5886 | WC
LCP_Inputs_ON_Electric_IEA_2023_05_05 | Electricity | Dispatch-Generation | WC | 2050 | Summer | Wind Offshore |  |  | 0 | WC
LCP_Inputs_ON_Electric_IEA_2023_05_05 | Electricity | Dispatch-Generation | WC | 2050 | Summer | Wind Onshore |  |  | 1521833.798 | WC
LCP_Inputs_ON_Electric_IEA_2023_05_05 | Electricity | Dispatch-Generation | WC | 2050 | Winter | Biomass |  |  | 0 | WC
LCP_Inputs_ON_Electric_IEA_2023_05_05 | Electricity | Dispatch-Generation | WC | 2050 | Winter | Biomass + CCS |  |  | 0 | WC
LCP_Inputs_ON_Electric_IEA_2023_05_05 | Electricity | Dispatch-Generation | WC | 2050 | Winter | Fossil Fuel Thermal (Coal, Peat, Oil) |  |  | 0 | WC
LCP_Inputs_ON_Electric_IEA_2023_05_05 | Electricity | Dispatch-Generation | WC | 2050 | Winter | Generic - Generator |  |  | 0 | WC
LCP_Inputs_ON_Electric_IEA_2023_05_05 | Electricity | Dispatch-Generation | WC | 2050 | Winter | Hydro |  |  | 11370793.1271 | WC
LCP_Inputs_ON_Electric_IEA_2023_05_05 | Electricity | Dispatch-Generation | WC | 2050 | Winter | Nuclear |  |  | 0 | WC
LCP_Inputs_ON_Electric_IEA_2023_05_05 | Electricity | Dispatch-Generation | WC | 2050 | Winter | Nuclear SMR |  |  | 0 | WC
LCP_Inputs_ON_Electric_IEA_2023_05_05 | Electricity | Dispatch-Generation | WC | 2050 | Winter | Solar PV |  |  | 5778.9826 | WC
LCP_Inputs_ON_Electric_IEA_2023_05_05 | Electricity | Dispatch-Generation | WC | 2050 | Winter | Wind Offshore |  |  | 0 | WC
LCP_Inputs_ON_Electric_IEA_2023_05_05 | Electricity | Dispatch-Generation | WC | 2050 | Winter | Wind Onshore |  |  | 1738140.1278 | WC
LCP_Inputs_ON_Electric_IEA_2023_05_05 | Electricity | Dispatch-Generation | WC | 2050 | Winter Peak | Biomass |  |  | 0 | WC
LCP_Inputs_ON_Electric_IEA_2023_05_05 | Electricity | Dispatch-Generation | WC | 2050 | Winter Peak | Biomass + CCS |  |  | 0 | WC
LCP_Inputs_ON_Electric_IEA_2023_05_05 | Electricity | Dispatch-Generation | WC | 2050 | Winter Peak | Fossil Fuel Thermal (Coal, Peat, Oil) |  |  | 0 | WC
LCP_Inputs_ON_Electric_IEA_2023_05_05 | Electricity | Dispatch-Generation | WC | 2050 | Winter Peak | Generic - Generator |  |  | 0 | WC
LCP_Inputs_ON_Electric_IEA_2023_05_05 | Electricity | Dispatch-Generation | WC | 2050 | Winter Peak | Hydro |  |  | 125630.0501 | WC
LCP_Inputs_ON_Electric_IEA_2023_05_05 | Electricity | Dispatch-Generation | WC | 2050 | Winter Peak | Nuclear |  |  | 0 | WC
LCP_Inputs_ON_Electric_IEA_2023_05_05 | Electricity | Dispatch-Generation | WC | 2050 | Winter Peak | Nuclear SMR |  |  | 0 | WC
LCP_Inputs_ON_Electric_IEA_2023_05_05 | Electricity | Dispatch-Generation | WC | 2050 | Winter Peak | Solar PV |  |  | 438.3732 | WC
LCP_Inputs_ON_Electric_IEA_2023_05_05 | Electricity | Dispatch-Generation | WC | 2050 | Winter Peak | Wind Offshore |  |  | 0 | WC
LCP_Inputs_ON_Electric_IEA_2023_05_05 | Electricity | Dispatch-Generation | WC | 2050 | Winter Peak | Wind Onshore |  |  | 28850.6471 | WC
LCP_Inputs_ON_Electric_IEA_2023_05_05 | Electricity | Dispatch-Interconnection | MI | 2020 | Fall | Electricity Transmission Line | MI | ON | 1721481.9675 | MI
LCP_Inputs_ON_Electric_IEA_2023_05_05 | Electricity | Dispatch-Interconnection | MI | 2020 | Fall | Electricity Transmission Line | MI | WC | 1078548.5343 | MI
LCP_Inputs_ON_Electric_IEA_2023_05_05 | Electricity | Dispatch-Interconnection | MI | 2020 | Fall | Electricity Transmission Line | ON | MI | 0 | MI
LCP_Inputs_ON_Electric_IEA_2023_05_05 | Electricity | Dispatch-Interconnection | MI | 2020 | Fall | Electricity Transmission Line | WC | MI | -29468.3119 | MI
LCP_Inputs_ON_Electric_IEA_2023_05_05 | Electricity | Dispatch-Interconnection | MI | 2020 | Spring | Electricity Transmission Line | MI | ON | 1632228.7724 | MI
LCP_Inputs_ON_Electric_IEA_2023_05_05 | Electricity | Dispatch-Interconnection | MI | 2020 | Spring | Electricity Transmission Line | MI | WC | 703614.8614 | MI
LCP_Inputs_ON_Electric_IEA_2023_05_05 | Electricity | Dispatch-Interconnection | MI | 2020 | Spring | Electricity Transmission Line | ON | MI | 0 | MI
LCP_Inputs_ON_Electric_IEA_2023_05_05 | Electricity | Dispatch-Interconnection | MI | 2020 | Spring | Electricity Transmission Line | WC | MI | -330548.6338 | MI
LCP_Inputs_ON_Electric_IEA_2023_05_05 | Electricity | Dispatch-Interconnection | MI | 2020 | Summer | Electricity Transmission Line | MI | ON | 1178375.4423 | MI
LCP_Inputs_ON_Electric_IEA_2023_05_05 | Electricity | Dispatch-Interconnection | MI | 2020 | Summer | Electricity Transmission Line | MI | WC | 944991.8355 | MI
LCP_Inputs_ON_Electric_IEA_2023_05_05 | Electricity | Dispatch-Interconnection | MI | 2020 | Summer | Electricity Transmission Line | ON | MI | -337309.8342 | MI
LCP_Inputs_ON_Electric_IEA_2023_05_05 | Electricity | Dispatch-Interconnection | MI | 2020 | Summer | Electricity Transmission Line | WC | MI | -203794.917 | MI
LCP_Inputs_ON_Electric_IEA_2023_05_05 | Electricity | Dispatch-Interconnection | MI | 2020 | Winter | Electricity Transmission Line | MI | ON | 1875442.2597 | MI
LCP_Inputs_ON_Electric_IEA_2023_05_05 | Electricity | Dispatch-Interconnection | MI | 2020 | Winter | Electricity Transmission Line | MI | WC | 2479931.1189 | MI
LCP_Inputs_ON_Electric_IEA_2023_05_05 | Electricity | Dispatch-Interconnection | MI | 2020 | Winter | Electricity Transmission Line | ON | MI | 0 | MI
LCP_Inputs_ON_Electric_IEA_2023_05_05 | Electricity | Dispatch-Interconnection | MI | 2020 | Winter | Electricity Transmission Line | WC | MI | 0 | MI
LCP_Inputs_ON_Electric_IEA_2023_05_05 | Electricity | Dispatch-Interconnection | MI | 2020 | Winter Peak | Electricity Transmission Line | MI | ON | 0 | MI
LCP_Inputs_ON_Electric_IEA_2023_05_05 | Electricity | Dispatch-Interconnection | MI | 2020 | Winter Peak | Electricity Transmission Line | MI | WC | 26575.5757 | MI
LCP_Inputs_ON_Electric_IEA_2023_05_05 | Electricity | Dispatch-Interconnection | MI | 2020 | Winter Peak | Electricity Transmission Line | ON | MI | -30574.5007 | MI
LCP_Inputs_ON_Electric_IEA_2023_05_05 | Electricity | Dispatch-Interconnection | MI | 2020 | Winter Peak | Electricity Transmission Line | WC | MI | 0 | MI
LCP_Inputs_ON_Electric_IEA_2023_05_05 | Electricity | Dispatch-Interconnection | MI | 2030 | Fall | Electricity Transmission Line | MI | ON | 0 | MI
LCP_Inputs_ON_Electric_IEA_2023_05_05 | Electricity | Dispatch-Interconnection | MI | 2030 | Fall | Electricity Transmission Line | MI | WC | 387080.5508 | MI
LCP_Inputs_ON_Electric_IEA_2023_05_05 | Electricity | Dispatch-Interconnection | MI | 2030 | Fall | Electricity Transmission Line | ON | MI | -2027006.6214 | MI
LCP_Inputs_ON_Electric_IEA_2023_05_05 | Electricity | Dispatch-Interconnection | MI | 2030 | Fall | Electricity Transmission Line | WC | MI | -497863.4795 | MI
LCP_Inputs_ON_Electric_IEA_2023_05_05 | Electricity | Dispatch-Interconnection | MI | 2030 | Spring | Electricity Transmission Line | MI | ON | 0 | MI
LCP_Inputs_ON_Electric_IEA_2023_05_05 | Electricity | Dispatch-Interconnection | MI | 2030 | Spring | Electricity Transmission Line | MI | WC | 22515.1354 | MI
LCP_Inputs_ON_Electric_IEA_2023_05_05 | Electricity | Dispatch-Interconnection | MI | 2030 | Spring | Electricity Transmission Line | ON | MI | -2509093.3137 | MI
LCP_Inputs_ON_Electric_IEA_2023_05_05 | Electricity | Dispatch-Interconnection | MI | 2030 | Spring | Electricity Transmission Line | WC | MI | -494410.9055 | MI
LCP_Inputs_ON_Electric_IEA_2023_05_05 | Electricity | Dispatch-Interconnection | MI | 2030 | Summer | Electricity Transmission Line | MI | ON | 205265.7195 | MI
LCP_Inputs_ON_Electric_IEA_2023_05_05 | Electricity | Dispatch-Interconnection | MI | 2030 | Summer | Electricity Transmission Line | MI | WC | 664268.1448 | MI
LCP_Inputs_ON_Electric_IEA_2023_05_05 | Electricity | Dispatch-Interconnection | MI | 2030 | Summer | Electricity Transmission Line | ON | MI | -69871.5894 | MI
LCP_Inputs_ON_Electric_IEA_2023_05_05 | Electricity | Dispatch-Interconnection | MI | 2030 | Summer | Electricity Transmission Line | WC | MI | -237658.2181 | MI
LCP_Inputs_ON_Electric_IEA_2023_05_05 | Electricity | Dispatch-Interconnection | MI | 2030 | Winter | Electricity Transmission Line | MI | ON | 0 | MI
LCP_Inputs_ON_Electric_IEA_2023_05_05 | Electricity | Dispatch-Interconnection | MI | 2030 | Winter | Electricity Transmission Line | MI | WC | 2443233.4487 | MI
LCP_Inputs_ON_Electric_IEA_2023_05_05 | Electricity | Dispatch-Interconnection | MI | 2030 | Winter | Electricity Transmission Line | ON | MI | -3080682.5041 | MI
LCP_Inputs_ON_Electric_IEA_2023_05_05 | Electricity | Dispatch-Interconnection | MI | 2030 | Winter | Electricity Transmission Line | WC | MI | 0 | MI
LCP_Inputs_ON_Electric_IEA_2023_05_05 | Electricity | Dispatch-Interconnection | MI | 2030 | Winter Peak | Electricity Transmission Line | MI | ON | 0 | MI
LCP_Inputs_ON_Electric_IEA_2023_05_05 | Electricity | Dispatch-Interconnection | MI | 2030 | Winter Peak | Electricity Transmission Line | MI | WC | 0 | MI
LCP_Inputs_ON_Electric_IEA_2023_05_05 | Electricity | Dispatch-Interconnection | MI | 2030 | Winter Peak | Electricity Transmission Line | ON | MI | -81269.8413 | MI
LCP_Inputs_ON_Electric_IEA_2023_05_05 | Electricity | Dispatch-Interconnection | MI | 2030 | Winter Peak | Electricity Transmission Line | WC | MI | -16542.3931 | MI
LCP_Inputs_ON_Electric_IEA_2023_05_05 | Electricity | Dispatch-Interconnection | MI | 2040 | Fall | Electricity Transmission Line | MI | ON | 100407.0545 | MI
LCP_Inputs_ON_Electric_IEA_2023_05_05 | Electricity | Dispatch-Interconnection | MI | 2040 | Fall | Electricity Transmission Line | MI | WC | 408521.5975 | MI
LCP_Inputs_ON_Electric_IEA_2023_05_05 | Electricity | Dispatch-Interconnection | MI | 2040 | Fall | Electricity Transmission Line | ON | MI | -2940119.5262 | MI
LCP_Inputs_ON_Electric_IEA_2023_05_05 | Electricity | Dispatch-Interconnection | MI | 2040 | Fall | Electricity Transmission Line | WC | MI | -896497.9662 | MI
LCP_Inputs_ON_Electric_IEA_2023_05_05 | Electricity | Dispatch-Interconnection | MI | 2040 | Spring | Electricity Transmission Line | MI | ON | 0 | MI
LCP_Inputs_ON_Electric_IEA_2023_05_05 | Electricity | Dispatch-Interconnection | MI | 2040 | Spring | Electricity Transmission Line | MI | WC | 0 | MI
LCP_Inputs_ON_Electric_IEA_2023_05_05 | Electricity | Dispatch-Interconnection | MI | 2040 | Spring | Electricity Transmission Line | ON | MI | -1941860.3506 | MI
LCP_Inputs_ON_Electric_IEA_2023_05_05 | Electricity | Dispatch-Interconnection | MI | 2040 | Spring | Electricity Transmission Line | WC | MI | -155703.2504 | MI
LCP_Inputs_ON_Electric_IEA_2023_05_05 | Electricity | Dispatch-Interconnection | MI | 2040 | Summer | Electricity Transmission Line | MI | ON | 5213558.6039 | MI
LCP_Inputs_ON_Electric_IEA_2023_05_05 | Electricity | Dispatch-Interconnection | MI | 2040 | Summer | Electricity Transmission Line | MI | WC | 984509.6927 | MI
LCP_Inputs_ON_Electric_IEA_2023_05_05 | Electricity | Dispatch-Interconnection | MI | 2040 | Summer | Electricity Transmission Line | ON | MI | 0 | MI
LCP_Inputs_ON_Electric_IEA_2023_05_05 | Electricity | Dispatch-Interconnection | MI | 2040 | Summer | Electricity Transmission Line | WC | MI | -200400.4324 | MI
LCP_Inputs_ON_Electric_IEA_2023_05_05 | Electricity | Dispatch-Interconnection | MI | 2040 | Winter | Electricity Transmission Line | MI | ON | 0 | MI
LCP_Inputs_ON_Electric_IEA_2023_05_05 | Electricity | Dispatch-Interconnection | MI | 2040 | Winter | Electricity Transmission Line | MI | WC | 130317.3966 | MI
LCP_Inputs_ON_Electric_IEA_2023_05_05 | Electricity | Dispatch-Interconnection | MI | 2040 | Winter | Electricity Transmission Line | ON | MI | -5350170.6611 | MI
LCP_Inputs_ON_Electric_IEA_2023_05_05 | Electricity | Dispatch-Interconnection | MI | 2040 | Winter | Electricity Transmission Line | WC | MI | 0 | MI
LCP_Inputs_ON_Electric_IEA_2023_05_05 | Electricity | Dispatch-Interconnection | MI | 2040 | Winter Peak | Electricity Transmission Line | MI | ON | 0 | MI
LCP_Inputs_ON_Electric_IEA_2023_05_05 | Electricity | Dispatch-Interconnection | MI | 2040 | Winter Peak | Electricity Transmission Line | MI | WC | 0 | MI
LCP_Inputs_ON_Electric_IEA_2023_05_05 | Electricity | Dispatch-Interconnection | MI | 2040 | Winter Peak | Electricity Transmission Line | ON | MI | -119365.0794 | MI
LCP_Inputs_ON_Electric_IEA_2023_05_05 | Electricity | Dispatch-Interconnection | MI | 2040 | Winter Peak | Electricity Transmission Line | WC | MI | -62937.5164 | MI
LCP_Inputs_ON_Electric_IEA_2023_05_05 | Electricity | Dispatch-Interconnection | MI | 2050 | Fall | Electricity Transmission Line | MI | ON | 11965.6549 | MI
LCP_Inputs_ON_Electric_IEA_2023_05_05 | Electricity | Dispatch-Interconnection | MI | 2050 | Fall | Electricity Transmission Line | MI | WC | 289417.2675 | MI
LCP_Inputs_ON_Electric_IEA_2023_05_05 | Electricity | Dispatch-Interconnection | MI | 2050 | Fall | Electricity Transmission Line | ON | MI | -2575984.1468 | MI
LCP_Inputs_ON_Electric_IEA_2023_05_05 | Electricity | Dispatch-Interconnection | MI | 2050 | Fall | Electricity Transmission Line | WC | MI | -178705.6967 | MI
LCP_Inputs_ON_Electric_IEA_2023_05_05 | Electricity | Dispatch-Interconnection | MI | 2050 | Spring | Electricity Transmission Line | MI | ON | 0 | MI
LCP_Inputs_ON_Electric_IEA_2023_05_05 | Electricity | Dispatch-Interconnection | MI | 2050 | Spring | Electricity Transmission Line | MI | WC | 0 | MI
LCP_Inputs_ON_Electric_IEA_2023_05_05 | Electricity | Dispatch-Interconnection | MI | 2050 | Spring | Electricity Transmission Line | ON | MI | -4859123.1566 | MI
LCP_Inputs_ON_Electric_IEA_2023_05_05 | Electricity | Dispatch-Interconnection | MI | 2050 | Spring | Electricity Transmission Line | WC | MI | -156161.2471 | MI
LCP_Inputs_ON_Electric_IEA_2023_05_05 | Electricity | Dispatch-Interconnection | MI | 2050 | Summer | Electricity Transmission Line | MI | ON | 2843176.7758 | MI
LCP_Inputs_ON_Electric_IEA_2023_05_05 | Electricity | Dispatch-Interconnection | MI | 2050 | Summer | Electricity Transmission Line | MI | WC | 755918.3063 | MI
LCP_Inputs_ON_Electric_IEA_2023_05_05 | Electricity | Dispatch-Interconnection | MI | 2050 | Summer | Electricity Transmission Line | ON | MI | -63607.3006 | MI
LCP_Inputs_ON_Electric_IEA_2023_05_05 | Electricity | Dispatch-Interconnection | MI | 2050 | Summer | Electricity Transmission Line | WC | MI | -419501.0905 | MI
LCP_Inputs_ON_Electric_IEA_2023_05_05 | Electricity | Dispatch-Interconnection | MI | 2050 | Winter | Electricity Transmission Line | MI | ON | 0 | MI
LCP_Inputs_ON_Electric_IEA_2023_05_05 | Electricity | Dispatch-Interconnection | MI | 2050 | Winter | Electricity Transmission Line | MI | WC | 0 | MI
LCP_Inputs_ON_Electric_IEA_2023_05_05 | Electricity | Dispatch-Interconnection | MI | 2050 | Winter | Electricity Transmission Line | ON | MI | -5939983.6121 | MI
LCP_Inputs_ON_Electric_IEA_2023_05_05 | Electricity | Dispatch-Interconnection | MI | 2050 | Winter | Electricity Transmission Line | WC | MI | 0 | MI
LCP_Inputs_ON_Electric_IEA_2023_05_05 | Electricity | Dispatch-Interconnection | MI | 2050 | Winter Peak | Electricity Transmission Line | MI | ON | 0 | MI
LCP_Inputs_ON_Electric_IEA_2023_05_05 | Electricity | Dispatch-Interconnection | MI | 2050 | Winter Peak | Electricity Transmission Line | MI | WC | 0 | MI
LCP_Inputs_ON_Electric_IEA_2023_05_05 | Electricity | Dispatch-Interconnection | MI | 2050 | Winter Peak | Electricity Transmission Line | ON | MI | -157460.3175 | MI
LCP_Inputs_ON_Electric_IEA_2023_05_05 | Electricity | Dispatch-Interconnection | MI | 2050 | Winter Peak | Electricity Transmission Line | WC | MI | -109705.505 | MI
LCP_Inputs_ON_Electric_IEA_2023_05_05 | Electricity | Dispatch-Interconnection | NY | 2020 | Fall | Electricity Transmission Line | NY | ON | 1535871.5996 | NY
LCP_Inputs_ON_Electric_IEA_2023_05_05 | Electricity | Dispatch-Interconnection | NY | 2020 | Fall | Electricity Transmission Line | NY | QC | 6316293.1148 | NY
LCP_Inputs_ON_Electric_IEA_2023_05_05 | Electricity | Dispatch-Interconnection | NY | 2020 | Fall | Electricity Transmission Line | ON | NY | -28569.9574 | NY
LCP_Inputs_ON_Electric_IEA_2023_05_05 | Electricity | Dispatch-Interconnection | NY | 2020 | Fall | Electricity Transmission Line | QC | NY | -36746.059 | NY
LCP_Inputs_ON_Electric_IEA_2023_05_05 | Electricity | Dispatch-Interconnection | NY | 2020 | Spring | Electricity Transmission Line | NY | ON | 1260818.3669 | NY
LCP_Inputs_ON_Electric_IEA_2023_05_05 | Electricity | Dispatch-Interconnection | NY | 2020 | Spring | Electricity Transmission Line | NY | QC | 1873567.8672 | NY
LCP_Inputs_ON_Electric_IEA_2023_05_05 | Electricity | Dispatch-Interconnection | NY | 2020 | Spring | Electricity Transmission Line | ON | NY | 0 | NY
LCP_Inputs_ON_Electric_IEA_2023_05_05 | Electricity | Dispatch-Interconnection | NY | 2020 | Spring | Electricity Transmission Line | QC | NY | -1874110.5271 | NY
LCP_Inputs_ON_Electric_IEA_2023_05_05 | Electricity | Dispatch-Interconnection | NY | 2020 | Summer | Electricity Transmission Line | NY | ON | 875534.3567 | NY
LCP_Inputs_ON_Electric_IEA_2023_05_05 | Electricity | Dispatch-Interconnection | NY | 2020 | Summer | Electricity Transmission Line | NY | QC | 5246115.5808 | NY
LCP_Inputs_ON_Electric_IEA_2023_05_05 | Electricity | Dispatch-Interconnection | NY | 2020 | Summer | Electricity Transmission Line | ON | NY | -1794363.4567 | NY
LCP_Inputs_ON_Electric_IEA_2023_05_05 | Electricity | Dispatch-Interconnection | NY | 2020 | Summer | Electricity Transmission Line | QC | NY | -386253.471 | NY
LCP_Inputs_ON_Electric_IEA_2023_05_05 | Electricity | Dispatch-Interconnection | NY | 2020 | Winter | Electricity Transmission Line | NY | ON | 1734114.0386 | NY
LCP_Inputs_ON_Electric_IEA_2023_05_05 | Electricity | Dispatch-Interconnection | NY | 2020 | Winter | Electricity Transmission Line | NY | QC | 7946567.7997 | NY
LCP_Inputs_ON_Electric_IEA_2023_05_05 | Electricity | Dispatch-Interconnection | NY | 2020 | Winter | Electricity Transmission Line | ON | NY | 0 | NY
LCP_Inputs_ON_Electric_IEA_2023_05_05 | Electricity | Dispatch-Interconnection | NY | 2020 | Winter | Electricity Transmission Line | QC | NY | 0 | NY
LCP_Inputs_ON_Electric_IEA_2023_05_05 | Electricity | Dispatch-Interconnection | NY | 2020 | Winter Peak | Electricity Transmission Line | NY | ON | 0 | NY
LCP_Inputs_ON_Electric_IEA_2023_05_05 | Electricity | Dispatch-Interconnection | NY | 2020 | Winter Peak | Electricity Transmission Line | NY | QC | 0 | NY
LCP_Inputs_ON_Electric_IEA_2023_05_05 | Electricity | Dispatch-Interconnection | NY | 2020 | Winter Peak | Electricity Transmission Line | ON | NY | -49350.3597 | NY
LCP_Inputs_ON_Electric_IEA_2023_05_05 | Electricity | Dispatch-Interconnection | NY | 2020 | Winter Peak | Electricity Transmission Line | QC | NY | -49021.9502 | NY
LCP_Inputs_ON_Electric_IEA_2023_05_05 | Electricity | Dispatch-Interconnection | NY | 2030 | Fall | Electricity Transmission Line | NY | ON | 2071969.7755 | NY
LCP_Inputs_ON_Electric_IEA_2023_05_05 | Electricity | Dispatch-Interconnection | NY | 2030 | Fall | Electricity Transmission Line | NY | QC | 3514966.4867 | NY
LCP_Inputs_ON_Electric_IEA_2023_05_05 | Electricity | Dispatch-Interconnection | NY | 2030 | Fall | Electricity Transmission Line | ON | NY | -459699.0195 | NY
LCP_Inputs_ON_Electric_IEA_2023_05_05 | Electricity | Dispatch-Interconnection | NY | 2030 | Fall | Electricity Transmission Line | QC | NY | -600535.4901 | NY
LCP_Inputs_ON_Electric_IEA_2023_05_05 | Electricity | Dispatch-Interconnection | NY | 2030 | Spring | Electricity Transmission Line | NY | ON | 582151.3723 | NY
LCP_Inputs_ON_Electric_IEA_2023_05_05 | Electricity | Dispatch-Interconnection | NY | 2030 | Spring | Electricity Transmission Line | NY | QC | 283993.7415 | NY
LCP_Inputs_ON_Electric_IEA_2023_05_05 | Electricity | Dispatch-Interconnection | NY | 2030 | Spring | Electricity Transmission Line | ON | NY | -737275.6005 | NY
LCP_Inputs_ON_Electric_IEA_2023_05_05 | Electricity | Dispatch-Interconnection | NY | 2030 | Spring | Electricity Transmission Line | QC | NY | -5217983.8401 | NY
LCP_Inputs_ON_Electric_IEA_2023_05_05 | Electricity | Dispatch-Interconnection | NY | 2030 | Summer | Electricity Transmission Line | NY | ON | 856788.6231 | NY
LCP_Inputs_ON_Electric_IEA_2023_05_05 | Electricity | Dispatch-Interconnection | NY | 2030 | Summer | Electricity Transmission Line | NY | QC | 3912266.5401 | NY
LCP_Inputs_ON_Electric_IEA_2023_05_05 | Electricity | Dispatch-Interconnection | NY | 2030 | Summer | Electricity Transmission Line | ON | NY | -1778935.4044 | NY
LCP_Inputs_ON_Electric_IEA_2023_05_05 | Electricity | Dispatch-Interconnection | NY | 2030 | Summer | Electricity Transmission Line | QC | NY | -1662988.594 | NY
LCP_Inputs_ON_Electric_IEA_2023_05_05 | Electricity | Dispatch-Interconnection | NY | 2030 | Winter | Electricity Transmission Line | NY | ON | 0 | NY
LCP_Inputs_ON_Electric_IEA_2023_05_05 | Electricity | Dispatch-Interconnection | NY | 2030 | Winter | Electricity Transmission Line | NY | QC | 31700.3414 | NY
LCP_Inputs_ON_Electric_IEA_2023_05_05 | Electricity | Dispatch-Interconnection | NY | 2030 | Winter | Electricity Transmission Line | ON | NY | -2904782.9281 | NY
LCP_Inputs_ON_Electric_IEA_2023_05_05 | Electricity | Dispatch-Interconnection | NY | 2030 | Winter | Electricity Transmission Line | QC | NY | -482895.0872 | NY
LCP_Inputs_ON_Electric_IEA_2023_05_05 | Electricity | Dispatch-Interconnection | NY | 2030 | Winter Peak | Electricity Transmission Line | NY | ON | 0 | NY
LCP_Inputs_ON_Electric_IEA_2023_05_05 | Electricity | Dispatch-Interconnection | NY | 2030 | Winter Peak | Electricity Transmission Line | NY | QC | 0 | NY
LCP_Inputs_ON_Electric_IEA_2023_05_05 | Electricity | Dispatch-Interconnection | NY | 2030 | Winter Peak | Electricity Transmission Line | ON | NY | -91428.5714 | NY
LCP_Inputs_ON_Electric_IEA_2023_05_05 | Electricity | Dispatch-Interconnection | NY | 2030 | Winter Peak | Electricity Transmission Line | QC | NY | -198462.8639 | NY
LCP_Inputs_ON_Electric_IEA_2023_05_05 | Electricity | Dispatch-Interconnection | NY | 2040 | Fall | Electricity Transmission Line | NY | ON | 2904737.8698 | NY
LCP_Inputs_ON_Electric_IEA_2023_05_05 | Electricity | Dispatch-Interconnection | NY | 2040 | Fall | Electricity Transmission Line | NY | QC | 4392357.7426 | NY
LCP_Inputs_ON_Electric_IEA_2023_05_05 | Electricity | Dispatch-Interconnection | NY | 2040 | Fall | Electricity Transmission Line | ON | NY | -1664807.0803 | NY
LCP_Inputs_ON_Electric_IEA_2023_05_05 | Electricity | Dispatch-Interconnection | NY | 2040 | Fall | Electricity Transmission Line | QC | NY | -600535.4901 | NY
LCP_Inputs_ON_Electric_IEA_2023_05_05 | Electricity | Dispatch-Interconnection | NY | 2040 | Spring | Electricity Transmission Line | NY | ON | 196500.5013 | NY
LCP_Inputs_ON_Electric_IEA_2023_05_05 | Electricity | Dispatch-Interconnection | NY | 2040 | Spring | Electricity Transmission Line | NY | QC | 283993.7415 | NY
LCP_Inputs_ON_Electric_IEA_2023_05_05 | Electricity | Dispatch-Interconnection | NY | 2040 | Spring | Electricity Transmission Line | ON | NY | -1695399.265 | NY
LCP_Inputs_ON_Electric_IEA_2023_05_05 | Electricity | Dispatch-Interconnection | NY | 2040 | Spring | Electricity Transmission Line | QC | NY | -6147937.9223 | NY
LCP_Inputs_ON_Electric_IEA_2023_05_05 | Electricity | Dispatch-Interconnection | NY | 2040 | Summer | Electricity Transmission Line | NY | ON | 2006188.0437 | NY
LCP_Inputs_ON_Electric_IEA_2023_05_05 | Electricity | Dispatch-Interconnection | NY | 2040 | Summer | Electricity Transmission Line | NY | QC | 4947547.6637 | NY
LCP_Inputs_ON_Electric_IEA_2023_05_05 | Electricity | Dispatch-Interconnection | NY | 2040 | Summer | Electricity Transmission Line | ON | NY | -1116625.5658 | NY
LCP_Inputs_ON_Electric_IEA_2023_05_05 | Electricity | Dispatch-Interconnection | NY | 2040 | Summer | Electricity Transmission Line | QC | NY | -1638853.4757 | NY
LCP_Inputs_ON_Electric_IEA_2023_05_05 | Electricity | Dispatch-Interconnection | NY | 2040 | Winter | Electricity Transmission Line | NY | ON | 0 | NY
LCP_Inputs_ON_Electric_IEA_2023_05_05 | Electricity | Dispatch-Interconnection | NY | 2040 | Winter | Electricity Transmission Line | NY | QC | 0 | NY
LCP_Inputs_ON_Electric_IEA_2023_05_05 | Electricity | Dispatch-Interconnection | NY | 2040 | Winter | Electricity Transmission Line | ON | NY | -7076569.3161 | NY
LCP_Inputs_ON_Electric_IEA_2023_05_05 | Electricity | Dispatch-Interconnection | NY | 2040 | Winter | Electricity Transmission Line | QC | NY | -482895.0872 | NY
LCP_Inputs_ON_Electric_IEA_2023_05_05 | Electricity | Dispatch-Interconnection | NY | 2040 | Winter Peak | Electricity Transmission Line | NY | ON | 0 | NY
LCP_Inputs_ON_Electric_IEA_2023_05_05 | Electricity | Dispatch-Interconnection | NY | 2040 | Winter Peak | Electricity Transmission Line | NY | QC | 0 | NY
LCP_Inputs_ON_Electric_IEA_2023_05_05 | Electricity | Dispatch-Interconnection | NY | 2040 | Winter Peak | Electricity Transmission Line | ON | NY | -129523.8095 | NY
LCP_Inputs_ON_Electric_IEA_2023_05_05 | Electricity | Dispatch-Interconnection | NY | 2040 | Winter Peak | Electricity Transmission Line | QC | NY | -248673.6752 | NY
LCP_Inputs_ON_Electric_IEA_2023_05_05 | Electricity | Dispatch-Interconnection | NY | 2050 | Fall | Electricity Transmission Line | NY | ON | 3990729.9824 | NY
LCP_Inputs_ON_Electric_IEA_2023_05_05 | Electricity | Dispatch-Interconnection | NY | 2050 | Fall | Electricity Transmission Line | NY | QC | 3636593.8554 | NY
LCP_Inputs_ON_Electric_IEA_2023_05_05 | Electricity | Dispatch-Interconnection | NY | 2050 | Fall | Electricity Transmission Line | ON | NY | -3433192.9293 | NY
LCP_Inputs_ON_Electric_IEA_2023_05_05 | Electricity | Dispatch-Interconnection | NY | 2050 | Fall | Electricity Transmission Line | QC | NY | -600535.4901 | NY
LCP_Inputs_ON_Electric_IEA_2023_05_05 | Electricity | Dispatch-Interconnection | NY | 2050 | Spring | Electricity Transmission Line | NY | ON | 101212.3305 | NY
LCP_Inputs_ON_Electric_IEA_2023_05_05 | Electricity | Dispatch-Interconnection | NY | 2050 | Spring | Electricity Transmission Line | NY | QC | 105684.0472 | NY
LCP_Inputs_ON_Electric_IEA_2023_05_05 | Electricity | Dispatch-Interconnection | NY | 2050 | Spring | Electricity Transmission Line | ON | NY | -2504444.7097 | NY
LCP_Inputs_ON_Electric_IEA_2023_05_05 | Electricity | Dispatch-Interconnection | NY | 2050 | Spring | Electricity Transmission Line | QC | NY | -6265112.618 | NY
LCP_Inputs_ON_Electric_IEA_2023_05_05 | Electricity | Dispatch-Interconnection | NY | 2050 | Summer | Electricity Transmission Line | NY | ON | 1359179.5888 | NY
LCP_Inputs_ON_Electric_IEA_2023_05_05 | Electricity | Dispatch-Interconnection | NY | 2050 | Summer | Electricity Transmission Line | NY | QC | 4361313.6162 | NY
LCP_Inputs_ON_Electric_IEA_2023_05_05 | Electricity | Dispatch-Interconnection | NY | 2050 | Summer | Electricity Transmission Line | ON | NY | -243075.4807 | NY
LCP_Inputs_ON_Electric_IEA_2023_05_05 | Electricity | Dispatch-Interconnection | NY | 2050 | Summer | Electricity Transmission Line | QC | NY | -1375045.0701 | NY
LCP_Inputs_ON_Electric_IEA_2023_05_05 | Electricity | Dispatch-Interconnection | NY | 2050 | Winter | Electricity Transmission Line | NY | ON | 0 | NY
LCP_Inputs_ON_Electric_IEA_2023_05_05 | Electricity | Dispatch-Interconnection | NY | 2050 | Winter | Electricity Transmission Line | NY | QC | 0 | NY
LCP_Inputs_ON_Electric_IEA_2023_05_05 | Electricity | Dispatch-Interconnection | NY | 2050 | Winter | Electricity Transmission Line | ON | NY | -7544164.6887 | NY
LCP_Inputs_ON_Electric_IEA_2023_05_05 | Electricity | Dispatch-Interconnection | NY | 2050 | Winter | Electricity Transmission Line | QC | NY | -482895.0872 | NY
LCP_Inputs_ON_Electric_IEA_2023_05_05 | Electricity | Dispatch-Interconnection | NY | 2050 | Winter Peak | Electricity Transmission Line | NY | ON | 0 | NY
LCP_Inputs_ON_Electric_IEA_2023_05_05 | Electricity | Dispatch-Interconnection | NY | 2050 | Winter Peak | Electricity Transmission Line | NY | QC | 0 | NY
LCP_Inputs_ON_Electric_IEA_2023_05_05 | Electricity | Dispatch-Interconnection | NY | 2050 | Winter Peak | Electricity Transmission Line | ON | NY | -167619.0476 | NY
LCP_Inputs_ON_Electric_IEA_2023_05_05 | Electricity | Dispatch-Interconnection | NY | 2050 | Winter Peak | Electricity Transmission Line | QC | NY | -289886.4327 | NY
LCP_Inputs_ON_Electric_IEA_2023_05_05 | Electricity | Dispatch-Interconnection | ON | 2020 | Fall | Electricity Transmission Line | MI | ON | -1821674.0397 | ON
LCP_Inputs_ON_Electric_IEA_2023_05_05 | Electricity | Dispatch-Interconnection | ON | 2020 | Fall | Electricity Transmission Line | NY | ON | -1625260.952 | ON
LCP_Inputs_ON_Electric_IEA_2023_05_05 | Electricity | Dispatch-Interconnection | ON | 2020 | Fall | Electricity Transmission Line | ON | MI | 0 | ON
LCP_Inputs_ON_Electric_IEA_2023_05_05 | Electricity | Dispatch-Interconnection | ON | 2020 | Fall | Electricity Transmission Line | ON | NY | 26998.6098 | ON
LCP_Inputs_ON_Electric_IEA_2023_05_05 | Electricity | Dispatch-Interconnection | ON | 2020 | Fall | Electricity Transmission Line | ON | PJ | 0 | ON
LCP_Inputs_ON_Electric_IEA_2023_05_05 | Electricity | Dispatch-Interconnection | ON | 2020 | Fall | Electricity Transmission Line | ON | QC | 210856.9501 | ON
LCP_Inputs_ON_Electric_IEA_2023_05_05 | Electricity | Dispatch-Interconnection | ON | 2020 | Fall | Electricity Transmission Line | ON | WC | 0 | ON
LCP_Inputs_ON_Electric_IEA_2023_05_05 | Electricity | Dispatch-Interconnection | ON | 2020 | Fall | Electricity Transmission Line | PJ | ON | 0 | ON
LCP_Inputs_ON_Electric_IEA_2023_05_05 | Electricity | Dispatch-Interconnection | ON | 2020 | Fall | Electricity Transmission Line | QC | ON | -282535.2552 | ON
LCP_Inputs_ON_Electric_IEA_2023_05_05 | Electricity | Dispatch-Interconnection | ON | 2020 | Fall | Electricity Transmission Line | WC | ON | -30714.5538 | ON
LCP_Inputs_ON_Electric_IEA_2023_05_05 | Electricity | Dispatch-Interconnection | ON | 2020 | Spring | Electricity Transmission Line | MI | ON | -1727226.2141 | ON
LCP_Inputs_ON_Electric_IEA_2023_05_05 | Electricity | Dispatch-Interconnection | ON | 2020 | Spring | Electricity Transmission Line | NY | ON | -1334199.33 | ON
LCP_Inputs_ON_Electric_IEA_2023_05_05 | Electricity | Dispatch-Interconnection | ON | 2020 | Spring | Electricity Transmission Line | ON | MI | 0 | ON
LCP_Inputs_ON_Electric_IEA_2023_05_05 | Electricity | Dispatch-Interconnection | ON | 2020 | Spring | Electricity Transmission Line | ON | NY | 0 | ON
LCP_Inputs_ON_Electric_IEA_2023_05_05 | Electricity | Dispatch-Interconnection | ON | 2020 | Spring | Electricity Transmission Line | ON | PJ | 0 | ON
LCP_Inputs_ON_Electric_IEA_2023_05_05 | Electricity | Dispatch-Interconnection | ON | 2020 | Spring | Electricity Transmission Line | ON | QC | 0 | ON
LCP_Inputs_ON_Electric_IEA_2023_05_05 | Electricity | Dispatch-Interconnection | ON | 2020 | Spring | Electricity Transmission Line | ON | WC | 0 | ON
LCP_Inputs_ON_Electric_IEA_2023_05_05 | Electricity | Dispatch-Interconnection | ON | 2020 | Spring | Electricity Transmission Line | PJ | ON | 0 | ON
LCP_Inputs_ON_Electric_IEA_2023_05_05 | Electricity | Dispatch-Interconnection | ON | 2020 | Spring | Electricity Transmission Line | QC | ON | -893121.8113 | ON
LCP_Inputs_ON_Electric_IEA_2023_05_05 | Electricity | Dispatch-Interconnection | ON | 2020 | Spring | Electricity Transmission Line | WC | ON | 0 | ON
LCP_Inputs_ON_Electric_IEA_2023_05_05 | Electricity | Dispatch-Interconnection | ON | 2020 | Summer | Electricity Transmission Line | MI | ON | -1246958.14 | ON
LCP_Inputs_ON_Electric_IEA_2023_05_05 | Electricity | Dispatch-Interconnection | ON | 2020 | Summer | Electricity Transmission Line | NY | ON | -926491.3827 | ON
LCP_Inputs_ON_Electric_IEA_2023_05_05 | Electricity | Dispatch-Interconnection | ON | 2020 | Summer | Electricity Transmission Line | ON | MI | 318757.7933 | ON
LCP_Inputs_ON_Electric_IEA_2023_05_05 | Electricity | Dispatch-Interconnection | ON | 2020 | Summer | Electricity Transmission Line | ON | NY | 1695673.4665 | ON
LCP_Inputs_ON_Electric_IEA_2023_05_05 | Electricity | Dispatch-Interconnection | ON | 2020 | Summer | Electricity Transmission Line | ON | PJ | 0 | ON
LCP_Inputs_ON_Electric_IEA_2023_05_05 | Electricity | Dispatch-Interconnection | ON | 2020 | Summer | Electricity Transmission Line | ON | QC | 1760743.3363 | ON
LCP_Inputs_ON_Electric_IEA_2023_05_05 | Electricity | Dispatch-Interconnection | ON | 2020 | Summer | Electricity Transmission Line | ON | WC | 0 | ON
LCP_Inputs_ON_Electric_IEA_2023_05_05 | Electricity | Dispatch-Interconnection | ON | 2020 | Summer | Electricity Transmission Line | PJ | ON | 0 | ON
LCP_Inputs_ON_Electric_IEA_2023_05_05 | Electricity | Dispatch-Interconnection | ON | 2020 | Summer | Electricity Transmission Line | QC | ON | 0 | ON
LCP_Inputs_ON_Electric_IEA_2023_05_05 | Electricity | Dispatch-Interconnection | ON | 2020 | Summer | Electricity Transmission Line | WC | ON | -13123.0153 | ON
LCP_Inputs_ON_Electric_IEA_2023_05_05 | Electricity | Dispatch-Interconnection | ON | 2020 | Winter | Electricity Transmission Line | MI | ON | -1984594.9838 | ON
LCP_Inputs_ON_Electric_IEA_2023_05_05 | Electricity | Dispatch-Interconnection | ON | 2020 | Winter | Electricity Transmission Line | NY | ON | -1835041.3107 | ON
LCP_Inputs_ON_Electric_IEA_2023_05_05 | Electricity | Dispatch-Interconnection | ON | 2020 | Winter | Electricity Transmission Line | ON | MI | 0 | ON
LCP_Inputs_ON_Electric_IEA_2023_05_05 | Electricity | Dispatch-Interconnection | ON | 2020 | Winter | Electricity Transmission Line | ON | NY | 0 | ON
LCP_Inputs_ON_Electric_IEA_2023_05_05 | Electricity | Dispatch-Interconnection | ON | 2020 | Winter | Electricity Transmission Line | ON | PJ | 0 | ON
LCP_Inputs_ON_Electric_IEA_2023_05_05 | Electricity | Dispatch-Interconnection | ON | 2020 | Winter | Electricity Transmission Line | ON | QC | 14121.0812 | ON
LCP_Inputs_ON_Electric_IEA_2023_05_05 | Electricity | Dispatch-Interconnection | ON | 2020 | Winter | Electricity Transmission Line | ON | WC | 129208.1051 | ON
LCP_Inputs_ON_Electric_IEA_2023_05_05 | Electricity | Dispatch-Interconnection | ON | 2020 | Winter | Electricity Transmission Line | PJ | ON | 0 | ON
LCP_Inputs_ON_Electric_IEA_2023_05_05 | Electricity | Dispatch-Interconnection | ON | 2020 | Winter | Electricity Transmission Line | QC | ON | 0 | ON
LCP_Inputs_ON_Electric_IEA_2023_05_05 | Electricity | Dispatch-Interconnection | ON | 2020 | Winter | Electricity Transmission Line | WC | ON | 0 | ON
LCP_Inputs_ON_Electric_IEA_2023_05_05 | Electricity | Dispatch-Interconnection | ON | 2020 | Winter Peak | Electricity Transmission Line | MI | ON | 0 | ON
LCP_Inputs_ON_Electric_IEA_2023_05_05 | Electricity | Dispatch-Interconnection | ON | 2020 | Winter Peak | Electricity Transmission Line | NY | ON | 0 | ON
LCP_Inputs_ON_Electric_IEA_2023_05_05 | Electricity | Dispatch-Interconnection | ON | 2020 | Winter Peak | Electricity Transmission Line | ON | MI | 28892.9032 | ON
LCP_Inputs_ON_Electric_IEA_2023_05_05 | Electricity | Dispatch-Interconnection | ON | 2020 | Winter Peak | Electricity Transmission Line | ON | NY | 46636.0899 | ON
LCP_Inputs_ON_Electric_IEA_2023_05_05 | Electricity | Dispatch-Interconnection | ON | 2020 | Winter Peak | Electricity Transmission Line | ON | PJ | 0 | ON
LCP_Inputs_ON_Electric_IEA_2023_05_05 | Electricity | Dispatch-Interconnection | ON | 2020 | Winter Peak | Electricity Transmission Line | ON | QC | 25413.9488 | ON
LCP_Inputs_ON_Electric_IEA_2023_05_05 | Electricity | Dispatch-Interconnection | ON | 2020 | Winter Peak | Electricity Transmission Line | ON | WC | 6195.6561 | ON
LCP_Inputs_ON_Electric_IEA_2023_05_05 | Electricity | Dispatch-Interconnection | ON | 2020 | Winter Peak | Electricity Transmission Line | PJ | ON | 0 | ON
LCP_Inputs_ON_Electric_IEA_2023_05_05 | Electricity | Dispatch-Interconnection | ON | 2020 | Winter Peak | Electricity Transmission Line | QC | ON | 0 | ON
LCP_Inputs_ON_Electric_IEA_2023_05_05 | Electricity | Dispatch-Interconnection | ON | 2020 | Winter Peak | Electricity Transmission Line | WC | ON | 0 | ON
LCP_Inputs_ON_Electric_IEA_2023_05_05 | Electricity | Dispatch-Interconnection | ON | 2030 | Fall | Electricity Transmission Line | MI | ON | 0 | ON
LCP_Inputs_ON_Electric_IEA_2023_05_05 | Electricity | Dispatch-Interconnection | ON | 2030 | Fall | Electricity Transmission Line | NY | ON | -2192560.609 | ON
LCP_Inputs_ON_Electric_IEA_2023_05_05 | Electricity | Dispatch-Interconnection | ON | 2030 | Fall | Electricity Transmission Line | ON | MI | 1915521.2572 | ON
LCP_Inputs_ON_Electric_IEA_2023_05_05 | Electricity | Dispatch-Interconnection | ON | 2030 | Fall | Electricity Transmission Line | ON | NY | 434415.5734 | ON
LCP_Inputs_ON_Electric_IEA_2023_05_05 | Electricity | Dispatch-Interconnection | ON | 2030 | Fall | Electricity Transmission Line | ON | PJ | 949039.6813 | ON
LCP_Inputs_ON_Electric_IEA_2023_05_05 | Electricity | Dispatch-Interconnection | ON | 2030 | Fall | Electricity Transmission Line | ON | QC | 465186.9181 | ON
LCP_Inputs_ON_Electric_IEA_2023_05_05 | Electricity | Dispatch-Interconnection | ON | 2030 | Fall | Electricity Transmission Line | ON | WC | 824641.0797 | ON
LCP_Inputs_ON_Electric_IEA_2023_05_05 | Electricity | Dispatch-Interconnection | ON | 2030 | Fall | Electricity Transmission Line | PJ | ON | -837423.3129 | ON
LCP_Inputs_ON_Electric_IEA_2023_05_05 | Electricity | Dispatch-Interconnection | ON | 2030 | Fall | Electricity Transmission Line | QC | ON | -1707765.0592 | ON
LCP_Inputs_ON_Electric_IEA_2023_05_05 | Electricity | Dispatch-Interconnection | ON | 2030 | Fall | Electricity Transmission Line | WC | ON | 0 | ON
LCP_Inputs_ON_Electric_IEA_2023_05_05 | Electricity | Dispatch-Interconnection | ON | 2030 | Spring | Electricity Transmission Line | MI | ON | 0 | ON
LCP_Inputs_ON_Electric_IEA_2023_05_05 | Electricity | Dispatch-Interconnection | ON | 2030 | Spring | Electricity Transmission Line | NY | ON | -616033.1982 | ON
LCP_Inputs_ON_Electric_IEA_2023_05_05 | Electricity | Dispatch-Interconnection | ON | 2030 | Spring | Electricity Transmission Line | ON | MI | 2371093.1814 | ON
LCP_Inputs_ON_Electric_IEA_2023_05_05 | Electricity | Dispatch-Interconnection | ON | 2030 | Spring | Electricity Transmission Line | ON | NY | 696725.4425 | ON
LCP_Inputs_ON_Electric_IEA_2023_05_05 | Electricity | Dispatch-Interconnection | ON | 2030 | Spring | Electricity Transmission Line | ON | PJ | 364000 | ON
LCP_Inputs_ON_Electric_IEA_2023_05_05 | Electricity | Dispatch-Interconnection | ON | 2030 | Spring | Electricity Transmission Line | ON | QC | 113399.1609 | ON
LCP_Inputs_ON_Electric_IEA_2023_05_05 | Electricity | Dispatch-Interconnection | ON | 2030 | Spring | Electricity Transmission Line | ON | WC | 537420.9008 | ON
LCP_Inputs_ON_Electric_IEA_2023_05_05 | Electricity | Dispatch-Interconnection | ON | 2030 | Spring | Electricity Transmission Line | PJ | ON | -956792.4147 | ON
LCP_Inputs_ON_Electric_IEA_2023_05_05 | Electricity | Dispatch-Interconnection | ON | 2030 | Spring | Electricity Transmission Line | QC | ON | -1072087.427 | ON
LCP_Inputs_ON_Electric_IEA_2023_05_05 | Electricity | Dispatch-Interconnection | ON | 2030 | Spring | Electricity Transmission Line | WC | ON | 0 | ON
LCP_Inputs_ON_Electric_IEA_2023_05_05 | Electricity | Dispatch-Interconnection | ON | 2030 | Summer | Electricity Transmission Line | MI | ON | -217212.4016 | ON
LCP_Inputs_ON_Electric_IEA_2023_05_05 | Electricity | Dispatch-Interconnection | ON | 2030 | Summer | Electricity Transmission Line | NY | ON | -906654.6276 | ON
LCP_Inputs_ON_Electric_IEA_2023_05_05 | Electricity | Dispatch-Interconnection | ON | 2030 | Summer | Electricity Transmission Line | ON | MI | 66028.652 | ON
LCP_Inputs_ON_Electric_IEA_2023_05_05 | Electricity | Dispatch-Interconnection | ON | 2030 | Summer | Electricity Transmission Line | ON | NY | 1681093.9571 | ON
LCP_Inputs_ON_Electric_IEA_2023_05_05 | Electricity | Dispatch-Interconnection | ON | 2030 | Summer | Electricity Transmission Line | ON | PJ | 1911000 | ON
LCP_Inputs_ON_Electric_IEA_2023_05_05 | Electricity | Dispatch-Interconnection | ON | 2030 | Summer | Electricity Transmission Line | ON | QC | 623563.9497 | ON
LCP_Inputs_ON_Electric_IEA_2023_05_05 | Electricity | Dispatch-Interconnection | ON | 2030 | Summer | Electricity Transmission Line | ON | WC | 109107.9486 | ON
LCP_Inputs_ON_Electric_IEA_2023_05_05 | Electricity | Dispatch-Interconnection | ON | 2030 | Summer | Electricity Transmission Line | PJ | ON | 0 | ON
LCP_Inputs_ON_Electric_IEA_2023_05_05 | Electricity | Dispatch-Interconnection | ON | 2030 | Summer | Electricity Transmission Line | QC | ON | 0 | ON
LCP_Inputs_ON_Electric_IEA_2023_05_05 | Electricity | Dispatch-Interconnection | ON | 2030 | Summer | Electricity Transmission Line | WC | ON | 0 | ON
LCP_Inputs_ON_Electric_IEA_2023_05_05 | Electricity | Dispatch-Interconnection | ON | 2030 | Winter | Electricity Transmission Line | MI | ON | 0 | ON
LCP_Inputs_ON_Electric_IEA_2023_05_05 | Electricity | Dispatch-Interconnection | ON | 2030 | Winter | Electricity Transmission Line | NY | ON | 0 | ON
LCP_Inputs_ON_Electric_IEA_2023_05_05 | Electricity | Dispatch-Interconnection | ON | 2030 | Winter | Electricity Transmission Line | ON | MI | 2911244.9663 | ON
LCP_Inputs_ON_Electric_IEA_2023_05_05 | Electricity | Dispatch-Interconnection | ON | 2030 | Winter | Electricity Transmission Line | ON | NY | 2745019.8671 | ON
LCP_Inputs_ON_Electric_IEA_2023_05_05 | Electricity | Dispatch-Interconnection | ON | 2030 | Winter | Electricity Transmission Line | ON | PJ | 91887.8326 | ON
LCP_Inputs_ON_Electric_IEA_2023_05_05 | Electricity | Dispatch-Interconnection | ON | 2030 | Winter | Electricity Transmission Line | ON | QC | 2484449.9333 | ON
LCP_Inputs_ON_Electric_IEA_2023_05_05 | Electricity | Dispatch-Interconnection | ON | 2030 | Winter | Electricity Transmission Line | ON | WC | 299788.5599 | ON
LCP_Inputs_ON_Electric_IEA_2023_05_05 | Electricity | Dispatch-Interconnection | ON | 2030 | Winter | Electricity Transmission Line | PJ | ON | -358969.8151 | ON
LCP_Inputs_ON_Electric_IEA_2023_05_05 | Electricity | Dispatch-Interconnection | ON | 2030 | Winter | Electricity Transmission Line | QC | ON | 0 | ON
LCP_Inputs_ON_Electric_IEA_2023_05_05 | Electricity | Dispatch-Interconnection | ON | 2030 | Winter | Electricity Transmission Line | WC | ON | 0 | ON
LCP_Inputs_ON_Electric_IEA_2023_05_05 | Electricity | Dispatch-Interconnection | ON | 2030 | Winter Peak | Electricity Transmission Line | MI | ON | 0 | ON
LCP_Inputs_ON_Electric_IEA_2023_05_05 | Electricity | Dispatch-Interconnection | ON | 2030 | Winter Peak | Electricity Transmission Line | NY | ON | 0 | ON
LCP_Inputs_ON_Electric_IEA_2023_05_05 | Electricity | Dispatch-Interconnection | ON | 2030 | Winter Peak | Electricity Transmission Line | ON | MI | 76800 | ON
LCP_Inputs_ON_Electric_IEA_2023_05_05 | Electricity | Dispatch-Interconnection | ON | 2030 | Winter Peak | Electricity Transmission Line | ON | NY | 86400 | ON
LCP_Inputs_ON_Electric_IEA_2023_05_05 | Electricity | Dispatch-Interconnection | ON | 2030 | Winter Peak | Electricity Transmission Line | ON | PJ | 24000 | ON
LCP_Inputs_ON_Electric_IEA_2023_05_05 | Electricity | Dispatch-Interconnection | ON | 2030 | Winter Peak | Electricity Transmission Line | ON | QC | 86549.2932 | ON
LCP_Inputs_ON_Electric_IEA_2023_05_05 | Electricity | Dispatch-Interconnection | ON | 2030 | Winter Peak | Electricity Transmission Line | ON | WC | 43200 | ON
LCP_Inputs_ON_Electric_IEA_2023_05_05 | Electricity | Dispatch-Interconnection | ON | 2030 | Winter Peak | Electricity Transmission Line | PJ | ON | 0 | ON
LCP_Inputs_ON_Electric_IEA_2023_05_05 | Electricity | Dispatch-Interconnection | ON | 2030 | Winter Peak | Electricity Transmission Line | QC | ON | 0 | ON
LCP_Inputs_ON_Electric_IEA_2023_05_05 | Electricity | Dispatch-Interconnection | ON | 2030 | Winter Peak | Electricity Transmission Line | WC | ON | 0 | ON
LCP_Inputs_ON_Electric_IEA_2023_05_05 | Electricity | Dispatch-Interconnection | ON | 2040 | Fall | Electricity Transmission Line | MI | ON | -106250.8514 | ON
LCP_Inputs_ON_Electric_IEA_2023_05_05 | Electricity | Dispatch-Interconnection | ON | 2040 | Fall | Electricity Transmission Line | NY | ON | -3073796.6877 | ON
LCP_Inputs_ON_Electric_IEA_2023_05_05 | Electricity | Dispatch-Interconnection | ON | 2040 | Fall | Electricity Transmission Line | ON | MI | 2778412.9523 | ON
LCP_Inputs_ON_Electric_IEA_2023_05_05 | Electricity | Dispatch-Interconnection | ON | 2040 | Fall | Electricity Transmission Line | ON | NY | 1573242.6909 | ON
LCP_Inputs_ON_Electric_IEA_2023_05_05 | Electricity | Dispatch-Interconnection | ON | 2040 | Fall | Electricity Transmission Line | ON | PJ | 333514.0205 | ON
LCP_Inputs_ON_Electric_IEA_2023_05_05 | Electricity | Dispatch-Interconnection | ON | 2040 | Fall | Electricity Transmission Line | ON | QC | 663238.2429 | ON
LCP_Inputs_ON_Electric_IEA_2023_05_05 | Electricity | Dispatch-Interconnection | ON | 2040 | Fall | Electricity Transmission Line | ON | WC | 1163776.5924 | ON
LCP_Inputs_ON_Electric_IEA_2023_05_05 | Electricity | Dispatch-Interconnection | ON | 2040 | Fall | Electricity Transmission Line | PJ | ON | -2882955.2905 | ON
LCP_Inputs_ON_Electric_IEA_2023_05_05 | Electricity | Dispatch-Interconnection | ON | 2040 | Fall | Electricity Transmission Line | QC | ON | -3164788.7324 | ON
LCP_Inputs_ON_Electric_IEA_2023_05_05 | Electricity | Dispatch-Interconnection | ON | 2040 | Fall | Electricity Transmission Line | WC | ON | 0 | ON
LCP_Inputs_ON_Electric_IEA_2023_05_05 | Electricity | Dispatch-Interconnection | ON | 2040 | Spring | Electricity Transmission Line | MI | ON | 0 | ON
LCP_Inputs_ON_Electric_IEA_2023_05_05 | Electricity | Dispatch-Interconnection | ON | 2040 | Spring | Electricity Transmission Line | NY | ON | -207937.0384 | ON
LCP_Inputs_ON_Electric_IEA_2023_05_05 | Electricity | Dispatch-Interconnection | ON | 2040 | Spring | Electricity Transmission Line | ON | MI | 1835058.0313 | ON
LCP_Inputs_ON_Electric_IEA_2023_05_05 | Electricity | Dispatch-Interconnection | ON | 2040 | Spring | Electricity Transmission Line | ON | NY | 1602152.3054 | ON
LCP_Inputs_ON_Electric_IEA_2023_05_05 | Electricity | Dispatch-Interconnection | ON | 2040 | Spring | Electricity Transmission Line | ON | PJ | 212322.619 | ON
LCP_Inputs_ON_Electric_IEA_2023_05_05 | Electricity | Dispatch-Interconnection | ON | 2040 | Spring | Electricity Transmission Line | ON | QC | 113399.1609 | ON
LCP_Inputs_ON_Electric_IEA_2023_05_05 | Electricity | Dispatch-Interconnection | ON | 2040 | Spring | Electricity Transmission Line | ON | WC | 484720.6181 | ON
LCP_Inputs_ON_Electric_IEA_2023_05_05 | Electricity | Dispatch-Interconnection | ON | 2040 | Spring | Electricity Transmission Line | PJ | ON | -2791411.0429 | ON
LCP_Inputs_ON_Electric_IEA_2023_05_05 | Electricity | Dispatch-Interconnection | ON | 2040 | Spring | Electricity Transmission Line | QC | ON | -119967.592 | ON
LCP_Inputs_ON_Electric_IEA_2023_05_05 | Electricity | Dispatch-Interconnection | ON | 2040 | Spring | Electricity Transmission Line | WC | ON | 0 | ON
LCP_Inputs_ON_Electric_IEA_2023_05_05 | Electricity | Dispatch-Interconnection | ON | 2040 | Summer | Electricity Transmission Line | MI | ON | -5516993.2317 | ON
LCP_Inputs_ON_Electric_IEA_2023_05_05 | Electricity | Dispatch-Interconnection | ON | 2040 | Summer | Electricity Transmission Line | NY | ON | -2122950.3108 | ON
LCP_Inputs_ON_Electric_IEA_2023_05_05 | Electricity | Dispatch-Interconnection | ON | 2040 | Summer | Electricity Transmission Line | ON | MI | 0 | ON
LCP_Inputs_ON_Electric_IEA_2023_05_05 | Electricity | Dispatch-Interconnection | ON | 2040 | Summer | Electricity Transmission Line | ON | NY | 1055211.1597 | ON
LCP_Inputs_ON_Electric_IEA_2023_05_05 | Electricity | Dispatch-Interconnection | ON | 2040 | Summer | Electricity Transmission Line | ON | PJ | 5104627.9564 | ON
LCP_Inputs_ON_Electric_IEA_2023_05_05 | Electricity | Dispatch-Interconnection | ON | 2040 | Summer | Electricity Transmission Line | ON | QC | 33280.9964 | ON
LCP_Inputs_ON_Electric_IEA_2023_05_05 | Electricity | Dispatch-Interconnection | ON | 2040 | Summer | Electricity Transmission Line | ON | WC | 61222.7053 | ON
LCP_Inputs_ON_Electric_IEA_2023_05_05 | Electricity | Dispatch-Interconnection | ON | 2040 | Summer | Electricity Transmission Line | PJ | ON | 0 | ON
LCP_Inputs_ON_Electric_IEA_2023_05_05 | Electricity | Dispatch-Interconnection | ON | 2040 | Summer | Electricity Transmission Line | QC | ON | -518761.4019 | ON
LCP_Inputs_ON_Electric_IEA_2023_05_05 | Electricity | Dispatch-Interconnection | ON | 2040 | Summer | Electricity Transmission Line | WC | ON | -493995.164 | ON
LCP_Inputs_ON_Electric_IEA_2023_05_05 | Electricity | Dispatch-Interconnection | ON | 2040 | Winter | Electricity Transmission Line | MI | ON | 0 | ON
LCP_Inputs_ON_Electric_IEA_2023_05_05 | Electricity | Dispatch-Interconnection | ON | 2040 | Winter | Electricity Transmission Line | NY | ON | 0 | ON
LCP_Inputs_ON_Electric_IEA_2023_05_05 | Electricity | Dispatch-Interconnection | ON | 2040 | Winter | Electricity Transmission Line | ON | MI | 5055911.2747 | ON
LCP_Inputs_ON_Electric_IEA_2023_05_05 | Electricity | Dispatch-Interconnection | ON | 2040 | Winter | Electricity Transmission Line | ON | NY | 6687358.0037 | ON
LCP_Inputs_ON_Electric_IEA_2023_05_05 | Electricity | Dispatch-Interconnection | ON | 2040 | Winter | Electricity Transmission Line | ON | PJ | 1039461.3659 | ON
LCP_Inputs_ON_Electric_IEA_2023_05_05 | Electricity | Dispatch-Interconnection | ON | 2040 | Winter | Electricity Transmission Line | ON | QC | 2364756.0376 | ON
LCP_Inputs_ON_Electric_IEA_2023_05_05 | Electricity | Dispatch-Interconnection | ON | 2040 | Winter | Electricity Transmission Line | ON | WC | 2223754.294 | ON
LCP_Inputs_ON_Electric_IEA_2023_05_05 | Electricity | Dispatch-Interconnection | ON | 2040 | Winter | Electricity Transmission Line | PJ | ON | -2029635.4778 | ON
LCP_Inputs_ON_Electric_IEA_2023_05_05 | Electricity | Dispatch-Interconnection | ON | 2040 | Winter | Electricity Transmission Line | QC | ON | 0 | ON
LCP_Inputs_ON_Electric_IEA_2023_05_05 | Electricity | Dispatch-Interconnection | ON | 2040 | Winter | Electricity Transmission Line | WC | ON | 0 | ON
LCP_Inputs_ON_Electric_IEA_2023_05_05 | Electricity | Dispatch-Interconnection | ON | 2040 | Winter Peak | Electricity Transmission Line | MI | ON | 0 | ON
LCP_Inputs_ON_Electric_IEA_2023_05_05 | Electricity | Dispatch-Interconnection | ON | 2040 | Winter Peak | Electricity Transmission Line | NY | ON | 0 | ON
LCP_Inputs_ON_Electric_IEA_2023_05_05 | Electricity | Dispatch-Interconnection | ON | 2040 | Winter Peak | Electricity Transmission Line | ON | MI | 112800 | ON
LCP_Inputs_ON_Electric_IEA_2023_05_05 | Electricity | Dispatch-Interconnection | ON | 2040 | Winter Peak | Electricity Transmission Line | ON | NY | 122400 | ON
LCP_Inputs_ON_Electric_IEA_2023_05_05 | Electricity | Dispatch-Interconnection | ON | 2040 | Winter Peak | Electricity Transmission Line | ON | PJ | 60000 | ON
LCP_Inputs_ON_Electric_IEA_2023_05_05 | Electricity | Dispatch-Interconnection | ON | 2040 | Winter Peak | Electricity Transmission Line | ON | QC | 128400 | ON
LCP_Inputs_ON_Electric_IEA_2023_05_05 | Electricity | Dispatch-Interconnection | ON | 2040 | Winter Peak | Electricity Transmission Line | ON | WC | 79114.1446 | ON
LCP_Inputs_ON_Electric_IEA_2023_05_05 | Electricity | Dispatch-Interconnection | ON | 2040 | Winter Peak | Electricity Transmission Line | PJ | ON | 0 | ON
LCP_Inputs_ON_Electric_IEA_2023_05_05 | Electricity | Dispatch-Interconnection | ON | 2040 | Winter Peak | Electricity Transmission Line | QC | ON | 0 | ON
LCP_Inputs_ON_Electric_IEA_2023_05_05 | Electricity | Dispatch-Interconnection | ON | 2040 | Winter Peak | Electricity Transmission Line | WC | ON | 0 | ON
LCP_Inputs_ON_Electric_IEA_2023_05_05 | Electricity | Dispatch-Interconnection | ON | 2050 | Fall | Electricity Transmission Line | MI | ON | -12662.0687 | ON
LCP_Inputs_ON_Electric_IEA_2023_05_05 | Electricity | Dispatch-Interconnection | ON | 2050 | Fall | Electricity Transmission Line | NY | ON | -4222994.6904 | ON
LCP_Inputs_ON_Electric_IEA_2023_05_05 | Electricity | Dispatch-Interconnection | ON | 2050 | Fall | Electricity Transmission Line | ON | MI | 2434305.0188 | ON
LCP_Inputs_ON_Electric_IEA_2023_05_05 | Electricity | Dispatch-Interconnection | ON | 2050 | Fall | Electricity Transmission Line | ON | NY | 3244367.3182 | ON
LCP_Inputs_ON_Electric_IEA_2023_05_05 | Electricity | Dispatch-Interconnection | ON | 2050 | Fall | Electricity Transmission Line | ON | PJ | 1341179.736 | ON
LCP_Inputs_ON_Electric_IEA_2023_05_05 | Electricity | Dispatch-Interconnection | ON | 2050 | Fall | Electricity Transmission Line | ON | QC | 1215052.6694 | ON
LCP_Inputs_ON_Electric_IEA_2023_05_05 | Electricity | Dispatch-Interconnection | ON | 2050 | Fall | Electricity Transmission Line | ON | WC | 701073.0365 | ON
LCP_Inputs_ON_Electric_IEA_2023_05_05 | Electricity | Dispatch-Interconnection | ON | 2050 | Fall | Electricity Transmission Line | PJ | ON | -5598827.8711 | ON
LCP_Inputs_ON_Electric_IEA_2023_05_05 | Electricity | Dispatch-Interconnection | ON | 2050 | Fall | Electricity Transmission Line | QC | ON | -2727405.8783 | ON
LCP_Inputs_ON_Electric_IEA_2023_05_05 | Electricity | Dispatch-Interconnection | ON | 2050 | Fall | Electricity Transmission Line | WC | ON | 0 | ON
LCP_Inputs_ON_Electric_IEA_2023_05_05 | Electricity | Dispatch-Interconnection | ON | 2050 | Spring | Electricity Transmission Line | MI | ON | 0 | ON
LCP_Inputs_ON_Electric_IEA_2023_05_05 | Electricity | Dispatch-Interconnection | ON | 2050 | Spring | Electricity Transmission Line | NY | ON | -107102.9952 | ON
LCP_Inputs_ON_Electric_IEA_2023_05_05 | Electricity | Dispatch-Interconnection | ON | 2050 | Spring | Electricity Transmission Line | ON | MI | 4591871.383 | ON
LCP_Inputs_ON_Electric_IEA_2023_05_05 | Electricity | Dispatch-Interconnection | ON | 2050 | Spring | Electricity Transmission Line | ON | NY | 2366700.2506 | ON
LCP_Inputs_ON_Electric_IEA_2023_05_05 | Electricity | Dispatch-Interconnection | ON | 2050 | Spring | Electricity Transmission Line | ON | PJ | 377534.0006 | ON
LCP_Inputs_ON_Electric_IEA_2023_05_05 | Electricity | Dispatch-Interconnection | ON | 2050 | Spring | Electricity Transmission Line | ON | QC | 152164.1311 | ON
LCP_Inputs_ON_Electric_IEA_2023_05_05 | Electricity | Dispatch-Interconnection | ON | 2050 | Spring | Electricity Transmission Line | ON | WC | 316082.1757 | ON
LCP_Inputs_ON_Electric_IEA_2023_05_05 | Electricity | Dispatch-Interconnection | ON | 2050 | Spring | Electricity Transmission Line | PJ | ON | -3721881.3906 | ON
LCP_Inputs_ON_Electric_IEA_2023_05_05 | Electricity | Dispatch-Interconnection | ON | 2050 | Spring | Electricity Transmission Line | QC | ON | 0 | ON
LCP_Inputs_ON_Electric_IEA_2023_05_05 | Electricity | Dispatch-Interconnection | ON | 2050 | Spring | Electricity Transmission Line | WC | ON | 0 | ON
LCP_Inputs_ON_Electric_IEA_2023_05_05 | Electricity | Dispatch-Interconnection | ON | 2050 | Summer | Electricity Transmission Line | MI | ON | -3008652.6729 | ON
LCP_Inputs_ON_Electric_IEA_2023_05_05 | Electricity | Dispatch-Interconnection | ON | 2050 | Summer | Electricity Transmission Line | NY | ON | -1438285.2791 | ON
LCP_Inputs_ON_Electric_IEA_2023_05_05 | Electricity | Dispatch-Interconnection | ON | 2050 | Summer | Electricity Transmission Line | ON | MI | 60108.899 | ON
LCP_Inputs_ON_Electric_IEA_2023_05_05 | Electricity | Dispatch-Interconnection | ON | 2050 | Summer | Electricity Transmission Line | ON | NY | 229706.3293 | ON
LCP_Inputs_ON_Electric_IEA_2023_05_05 | Electricity | Dispatch-Interconnection | ON | 2050 | Summer | Electricity Transmission Line | ON | PJ | 8716372.5183 | ON
LCP_Inputs_ON_Electric_IEA_2023_05_05 | Electricity | Dispatch-Interconnection | ON | 2050 | Summer | Electricity Transmission Line | ON | QC | 184970.8796 | ON
LCP_Inputs_ON_Electric_IEA_2023_05_05 | Electricity | Dispatch-Interconnection | ON | 2050 | Summer | Electricity Transmission Line | ON | WC | 0 | ON
LCP_Inputs_ON_Electric_IEA_2023_05_05 | Electricity | Dispatch-Interconnection | ON | 2050 | Summer | Electricity Transmission Line | PJ | ON | 0 | ON
LCP_Inputs_ON_Electric_IEA_2023_05_05 | Electricity | Dispatch-Interconnection | ON | 2050 | Summer | Electricity Transmission Line | QC | ON | -294806.7498 | ON
LCP_Inputs_ON_Electric_IEA_2023_05_05 | Electricity | Dispatch-Interconnection | ON | 2050 | Summer | Electricity Transmission Line | WC | ON | 0 | ON
LCP_Inputs_ON_Electric_IEA_2023_05_05 | Electricity | Dispatch-Interconnection | ON | 2050 | Winter | Electricity Transmission Line | MI | ON | 0 | ON
LCP_Inputs_ON_Electric_IEA_2023_05_05 | Electricity | Dispatch-Interconnection | ON | 2050 | Winter | Electricity Transmission Line | NY | ON | 0 | ON
LCP_Inputs_ON_Electric_IEA_2023_05_05 | Electricity | Dispatch-Interconnection | ON | 2050 | Winter | Electricity Transmission Line | ON | MI | 5613284.5135 | ON
LCP_Inputs_ON_Electric_IEA_2023_05_05 | Electricity | Dispatch-Interconnection | ON | 2050 | Winter | Electricity Transmission Line | ON | NY | 7129235.6308 | ON
LCP_Inputs_ON_Electric_IEA_2023_05_05 | Electricity | Dispatch-Interconnection | ON | 2050 | Winter | Electricity Transmission Line | ON | PJ | 986208.7012 | ON
LCP_Inputs_ON_Electric_IEA_2023_05_05 | Electricity | Dispatch-Interconnection | ON | 2050 | Winter | Electricity Transmission Line | ON | QC | 1982174.2162 | ON
LCP_Inputs_ON_Electric_IEA_2023_05_05 | Electricity | Dispatch-Interconnection | ON | 2050 | Winter | Electricity Transmission Line | ON | WC | 1655742.0116 | ON
LCP_Inputs_ON_Electric_IEA_2023_05_05 | Electricity | Dispatch-Interconnection | ON | 2050 | Winter | Electricity Transmission Line | PJ | ON | 0 | ON
LCP_Inputs_ON_Electric_IEA_2023_05_05 | Electricity | Dispatch-Interconnection | ON | 2050 | Winter | Electricity Transmission Line | QC | ON | 0 | ON
LCP_Inputs_ON_Electric_IEA_2023_05_05 | Electricity | Dispatch-Interconnection | ON | 2050 | Winter | Electricity Transmission Line | WC | ON | 0 | ON
LCP_Inputs_ON_Electric_IEA_2023_05_05 | Electricity | Dispatch-Interconnection | ON | 2050 | Winter Peak | Electricity Transmission Line | MI | ON | 0 | ON
LCP_Inputs_ON_Electric_IEA_2023_05_05 | Electricity | Dispatch-Interconnection | ON | 2050 | Winter Peak | Electricity Transmission Line | NY | ON | 0 | ON
LCP_Inputs_ON_Electric_IEA_2023_05_05 | Electricity | Dispatch-Interconnection | ON | 2050 | Winter Peak | Electricity Transmission Line | ON | MI | 148800 | ON
LCP_Inputs_ON_Electric_IEA_2023_05_05 | Electricity | Dispatch-Interconnection | ON | 2050 | Winter Peak | Electricity Transmission Line | ON | NY | 158400 | ON
LCP_Inputs_ON_Electric_IEA_2023_05_05 | Electricity | Dispatch-Interconnection | ON | 2050 | Winter Peak | Electricity Transmission Line | ON | PJ | 96000 | ON
LCP_Inputs_ON_Electric_IEA_2023_05_05 | Electricity | Dispatch-Interconnection | ON | 2050 | Winter Peak | Electricity Transmission Line | ON | QC | 164373.6048 | ON
LCP_Inputs_ON_Electric_IEA_2023_05_05 | Electricity | Dispatch-Interconnection | ON | 2050 | Winter Peak | Electricity Transmission Line | ON | WC | 114613.4335 | ON
LCP_Inputs_ON_Electric_IEA_2023_05_05 | Electricity | Dispatch-Interconnection | ON | 2050 | Winter Peak | Electricity Transmission Line | PJ | ON | 0 | ON
LCP_Inputs_ON_Electric_IEA_2023_05_05 | Electricity | Dispatch-Interconnection | ON | 2050 | Winter Peak | Electricity Transmission Line | QC | ON | 0 | ON
LCP_Inputs_ON_Electric_IEA_2023_05_05 | Electricity | Dispatch-Interconnection | ON | 2050 | Winter Peak | Electricity Transmission Line | WC | ON | 0 | ON
LCP_Inputs_ON_Electric_IEA_2023_05_05 | Electricity | Dispatch-Interconnection | PJ | 2020 | Fall | Electricity Transmission Line | ON | PJ | 0 | PJ
LCP_Inputs_ON_Electric_IEA_2023_05_05 | Electricity | Dispatch-Interconnection | PJ | 2020 | Fall | Electricity Transmission Line | PJ | ON | 0 | PJ
LCP_Inputs_ON_Electric_IEA_2023_05_05 | Electricity | Dispatch-Interconnection | PJ | 2020 | Spring | Electricity Transmission Line | ON | PJ | 0 | PJ
LCP_Inputs_ON_Electric_IEA_2023_05_05 | Electricity | Dispatch-Interconnection | PJ | 2020 | Spring | Electricity Transmission Line | PJ | ON | 0 | PJ
LCP_Inputs_ON_Electric_IEA_2023_05_05 | Electricity | Dispatch-Interconnection | PJ | 2020 | Summer | Electricity Transmission Line | ON | PJ | 0 | PJ
LCP_Inputs_ON_Electric_IEA_2023_05_05 | Electricity | Dispatch-Interconnection | PJ | 2020 | Summer | Electricity Transmission Line | PJ | ON | 0 | PJ
LCP_Inputs_ON_Electric_IEA_2023_05_05 | Electricity | Dispatch-Interconnection | PJ | 2020 | Winter | Electricity Transmission Line | ON | PJ | 0 | PJ
LCP_Inputs_ON_Electric_IEA_2023_05_05 | Electricity | Dispatch-Interconnection | PJ | 2020 | Winter | Electricity Transmission Line | PJ | ON | 0 | PJ
LCP_Inputs_ON_Electric_IEA_2023_05_05 | Electricity | Dispatch-Interconnection | PJ | 2020 | Winter Peak | Electricity Transmission Line | ON | PJ | 0 | PJ
LCP_Inputs_ON_Electric_IEA_2023_05_05 | Electricity | Dispatch-Interconnection | PJ | 2020 | Winter Peak | Electricity Transmission Line | PJ | ON | 0 | PJ
LCP_Inputs_ON_Electric_IEA_2023_05_05 | Electricity | Dispatch-Interconnection | PJ | 2030 | Fall | Electricity Transmission Line | ON | PJ | -970388.2222 | PJ
LCP_Inputs_ON_Electric_IEA_2023_05_05 | Electricity | Dispatch-Interconnection | PJ | 2030 | Fall | Electricity Transmission Line | PJ | ON | 819000 | PJ
LCP_Inputs_ON_Electric_IEA_2023_05_05 | Electricity | Dispatch-Interconnection | PJ | 2030 | Spring | Electricity Transmission Line | ON | PJ | -372188.1391 | PJ
LCP_Inputs_ON_Electric_IEA_2023_05_05 | Electricity | Dispatch-Interconnection | PJ | 2030 | Spring | Electricity Transmission Line | PJ | ON | 935742.9816 | PJ
LCP_Inputs_ON_Electric_IEA_2023_05_05 | Electricity | Dispatch-Interconnection | PJ | 2030 | Summer | Electricity Transmission Line | ON | PJ | -1953987.7301 | PJ
LCP_Inputs_ON_Electric_IEA_2023_05_05 | Electricity | Dispatch-Interconnection | PJ | 2030 | Summer | Electricity Transmission Line | PJ | ON | 0 | PJ
LCP_Inputs_ON_Electric_IEA_2023_05_05 | Electricity | Dispatch-Interconnection | PJ | 2030 | Winter | Electricity Transmission Line | ON | PJ | -93954.8391 | PJ
LCP_Inputs_ON_Electric_IEA_2023_05_05 | Electricity | Dispatch-Interconnection | PJ | 2030 | Winter | Electricity Transmission Line | PJ | ON | 351072.4791 | PJ
LCP_Inputs_ON_Electric_IEA_2023_05_05 | Electricity | Dispatch-Interconnection | PJ | 2030 | Winter Peak | Electricity Transmission Line | ON | PJ | -24539.8773 | PJ
LCP_Inputs_ON_Electric_IEA_2023_05_05 | Electricity | Dispatch-Interconnection | PJ | 2030 | Winter Peak | Electricity Transmission Line | PJ | ON | 0 | PJ
LCP_Inputs_ON_Electric_IEA_2023_05_05 | Electricity | Dispatch-Interconnection | PJ | 2040 | Fall | Electricity Transmission Line | ON | PJ | -341016.3809 | PJ
LCP_Inputs_ON_Electric_IEA_2023_05_05 | Electricity | Dispatch-Interconnection | PJ | 2040 | Fall | Electricity Transmission Line | PJ | ON | 2819530.2741 | PJ
LCP_Inputs_ON_Electric_IEA_2023_05_05 | Electricity | Dispatch-Interconnection | PJ | 2040 | Spring | Electricity Transmission Line | ON | PJ | -217098.7924 | PJ
LCP_Inputs_ON_Electric_IEA_2023_05_05 | Electricity | Dispatch-Interconnection | PJ | 2040 | Spring | Electricity Transmission Line | PJ | ON | 2730000 | PJ
LCP_Inputs_ON_Electric_IEA_2023_05_05 | Electricity | Dispatch-Interconnection | PJ | 2040 | Summer | Electricity Transmission Line | ON | PJ | -5219455.9882 | PJ
LCP_Inputs_ON_Electric_IEA_2023_05_05 | Electricity | Dispatch-Interconnection | PJ | 2040 | Summer | Electricity Transmission Line | PJ | ON | 0 | PJ
LCP_Inputs_ON_Electric_IEA_2023_05_05 | Electricity | Dispatch-Interconnection | PJ | 2040 | Winter | Electricity Transmission Line | ON | PJ | -1062843.9324 | PJ
LCP_Inputs_ON_Electric_IEA_2023_05_05 | Electricity | Dispatch-Interconnection | PJ | 2040 | Winter | Electricity Transmission Line | PJ | ON | 1984983.4973 | PJ
LCP_Inputs_ON_Electric_IEA_2023_05_05 | Electricity | Dispatch-Interconnection | PJ | 2040 | Winter Peak | Electricity Transmission Line | ON | PJ | -61349.6933 | PJ
LCP_Inputs_ON_Electric_IEA_2023_05_05 | Electricity | Dispatch-Interconnection | PJ | 2040 | Winter Peak | Electricity Transmission Line | PJ | ON | 0 | PJ
LCP_Inputs_ON_Electric_IEA_2023_05_05 | Electricity | Dispatch-Interconnection | PJ | 2050 | Fall | Electricity Transmission Line | ON | PJ | -1371349.4233 | PJ
LCP_Inputs_ON_Electric_IEA_2023_05_05 | Electricity | Dispatch-Interconnection | PJ | 2050 | Fall | Electricity Transmission Line | PJ | ON | 5475653.6579 | PJ
LCP_Inputs_ON_Electric_IEA_2023_05_05 | Electricity | Dispatch-Interconnection | PJ | 2050 | Spring | Electricity Transmission Line | ON | PJ | -386026.5855 | PJ
LCP_Inputs_ON_Electric_IEA_2023_05_05 | Electricity | Dispatch-Interconnection | PJ | 2050 | Spring | Electricity Transmission Line | PJ | ON | 3640000 | PJ
LCP_Inputs_ON_Electric_IEA_2023_05_05 | Electricity | Dispatch-Interconnection | PJ | 2050 | Summer | Electricity Transmission Line | ON | PJ | -8912446.3377 | PJ
LCP_Inputs_ON_Electric_IEA_2023_05_05 | Electricity | Dispatch-Interconnection | PJ | 2050 | Summer | Electricity Transmission Line | PJ | ON | 0 | PJ
LCP_Inputs_ON_Electric_IEA_2023_05_05 | Electricity | Dispatch-Interconnection | PJ | 2050 | Winter | Electricity Transmission Line | ON | PJ | -1008393.355 | PJ
LCP_Inputs_ON_Electric_IEA_2023_05_05 | Electricity | Dispatch-Interconnection | PJ | 2050 | Winter | Electricity Transmission Line | PJ | ON | 0 | PJ
LCP_Inputs_ON_Electric_IEA_2023_05_05 | Electricity | Dispatch-Interconnection | PJ | 2050 | Winter Peak | Electricity Transmission Line | ON | PJ | -98159.5092 | PJ
LCP_Inputs_ON_Electric_IEA_2023_05_05 | Electricity | Dispatch-Interconnection | PJ | 2050 | Winter Peak | Electricity Transmission Line | PJ | ON | 0 | PJ
LCP_Inputs_ON_Electric_IEA_2023_05_05 | Electricity | Dispatch-Interconnection | QC | 2020 | Fall | Electricity Transmission Line | NY | QC | -6683908.058 | QC
LCP_Inputs_ON_Electric_IEA_2023_05_05 | Electricity | Dispatch-Interconnection | QC | 2020 | Fall | Electricity Transmission Line | ON | QC | -228447.3999 | QC
LCP_Inputs_ON_Electric_IEA_2023_05_05 | Electricity | Dispatch-Interconnection | QC | 2020 | Fall | Electricity Transmission Line | QC | NY | 34725.0257 | QC
LCP_Inputs_ON_Electric_IEA_2023_05_05 | Electricity | Dispatch-Interconnection | QC | 2020 | Fall | Electricity Transmission Line | QC | ON | 260780.0405 | QC
LCP_Inputs_ON_Electric_IEA_2023_05_05 | Electricity | Dispatch-Interconnection | QC | 2020 | Spring | Electricity Transmission Line | NY | QC | -1982611.4997 | QC
LCP_Inputs_ON_Electric_IEA_2023_05_05 | Electricity | Dispatch-Interconnection | QC | 2020 | Spring | Electricity Transmission Line | ON | QC | 0 | QC
LCP_Inputs_ON_Electric_IEA_2023_05_05 | Electricity | Dispatch-Interconnection | QC | 2020 | Spring | Electricity Transmission Line | QC | NY | 1771034.4481 | QC
LCP_Inputs_ON_Electric_IEA_2023_05_05 | Electricity | Dispatch-Interconnection | QC | 2020 | Spring | Electricity Transmission Line | QC | ON | 824351.4318 | QC
LCP_Inputs_ON_Electric_IEA_2023_05_05 | Electricity | Dispatch-Interconnection | QC | 2020 | Summer | Electricity Transmission Line | NY | QC | -5551445.059 | QC
LCP_Inputs_ON_Electric_IEA_2023_05_05 | Electricity | Dispatch-Interconnection | QC | 2020 | Summer | Electricity Transmission Line | ON | QC | -1907630.9169 | QC
LCP_Inputs_ON_Electric_IEA_2023_05_05 | Electricity | Dispatch-Interconnection | QC | 2020 | Summer | Electricity Transmission Line | QC | NY | 365009.5301 | QC
LCP_Inputs_ON_Electric_IEA_2023_05_05 | Electricity | Dispatch-Interconnection | QC | 2020 | Summer | Electricity Transmission Line | QC | ON | 0 | QC
LCP_Inputs_ON_Electric_IEA_2023_05_05 | Electricity | Dispatch-Interconnection | QC | 2020 | Winter | Electricity Transmission Line | NY | QC | -8409066.4547 | QC
LCP_Inputs_ON_Electric_IEA_2023_05_05 | Electricity | Dispatch-Interconnection | QC | 2020 | Winter | Electricity Transmission Line | ON | QC | -15299.1129 | QC
LCP_Inputs_ON_Electric_IEA_2023_05_05 | Electricity | Dispatch-Interconnection | QC | 2020 | Winter | Electricity Transmission Line | QC | NY | 0 | QC
LCP_Inputs_ON_Electric_IEA_2023_05_05 | Electricity | Dispatch-Interconnection | QC | 2020 | Winter | Electricity Transmission Line | QC | ON | 0 | QC
LCP_Inputs_ON_Electric_IEA_2023_05_05 | Electricity | Dispatch-Interconnection | QC | 2020 | Winter Peak | Electricity Transmission Line | NY | QC | 0 | QC
LCP_Inputs_ON_Electric_IEA_2023_05_05 | Electricity | Dispatch-Interconnection | QC | 2020 | Winter Peak | Electricity Transmission Line | ON | QC | -27534.0724 | QC
LCP_Inputs_ON_Electric_IEA_2023_05_05 | Electricity | Dispatch-Interconnection | QC | 2020 | Winter Peak | Electricity Transmission Line | QC | NY | 46325.7429 | QC
LCP_Inputs_ON_Electric_IEA_2023_05_05 | Electricity | Dispatch-Interconnection | QC | 2020 | Winter Peak | Electricity Transmission Line | QC | ON | 0 | QC
LCP_Inputs_ON_Electric_IEA_2023_05_05 | Electricity | Dispatch-Interconnection | QC | 2030 | Fall | Electricity Transmission Line | NY | QC | -3719541.2558 | QC
LCP_Inputs_ON_Electric_IEA_2023_05_05 | Electricity | Dispatch-Interconnection | QC | 2030 | Fall | Electricity Transmission Line | ON | QC | -503994.4941 | QC
LCP_Inputs_ON_Electric_IEA_2023_05_05 | Electricity | Dispatch-Interconnection | QC | 2030 | Fall | Electricity Transmission Line | QC | NY | 567506.0381 | QC
LCP_Inputs_ON_Electric_IEA_2023_05_05 | Electricity | Dispatch-Interconnection | QC | 2030 | Fall | Electricity Transmission Line | QC | ON | 1576267.1497 | QC
LCP_Inputs_ON_Electric_IEA_2023_05_05 | Electricity | Dispatch-Interconnection | QC | 2030 | Spring | Electricity Transmission Line | NY | QC | -300522.4778 | QC
LCP_Inputs_ON_Electric_IEA_2023_05_05 | Electricity | Dispatch-Interconnection | QC | 2030 | Spring | Electricity Transmission Line | ON | QC | -122859.3293 | QC
LCP_Inputs_ON_Electric_IEA_2023_05_05 | Electricity | Dispatch-Interconnection | QC | 2030 | Spring | Electricity Transmission Line | QC | NY | 4930994.7289 | QC
LCP_Inputs_ON_Electric_IEA_2023_05_05 | Electricity | Dispatch-Interconnection | QC | 2030 | Spring | Electricity Transmission Line | QC | ON | 989536.6951 | QC
LCP_Inputs_ON_Electric_IEA_2023_05_05 | Electricity | Dispatch-Interconnection | QC | 2030 | Summer | Electricity Transmission Line | NY | QC | -4139964.5927 | QC
LCP_Inputs_ON_Electric_IEA_2023_05_05 | Electricity | Dispatch-Interconnection | QC | 2030 | Summer | Electricity Transmission Line | ON | QC | -675583.9109 | QC
LCP_Inputs_ON_Electric_IEA_2023_05_05 | Electricity | Dispatch-Interconnection | QC | 2030 | Summer | Electricity Transmission Line | QC | NY | 1571524.2213 | QC
LCP_Inputs_ON_Electric_IEA_2023_05_05 | Electricity | Dispatch-Interconnection | QC | 2030 | Summer | Electricity Transmission Line | QC | ON | 0 | QC
LCP_Inputs_ON_Electric_IEA_2023_05_05 | Electricity | Dispatch-Interconnection | QC | 2030 | Winter | Electricity Transmission Line | NY | QC | -33545.3348 | QC
LCP_Inputs_ON_Electric_IEA_2023_05_05 | Electricity | Dispatch-Interconnection | QC | 2030 | Winter | Electricity Transmission Line | ON | QC | -2691711.737 | QC
LCP_Inputs_ON_Electric_IEA_2023_05_05 | Electricity | Dispatch-Interconnection | QC | 2030 | Winter | Electricity Transmission Line | QC | NY | 456335.8574 | QC
LCP_Inputs_ON_Electric_IEA_2023_05_05 | Electricity | Dispatch-Interconnection | QC | 2030 | Winter | Electricity Transmission Line | QC | ON | 0 | QC
LCP_Inputs_ON_Electric_IEA_2023_05_05 | Electricity | Dispatch-Interconnection | QC | 2030 | Winter Peak | Electricity Transmission Line | NY | QC | 0 | QC
LCP_Inputs_ON_Electric_IEA_2023_05_05 | Electricity | Dispatch-Interconnection | QC | 2030 | Winter Peak | Electricity Transmission Line | ON | QC | -93769.5484 | QC
LCP_Inputs_ON_Electric_IEA_2023_05_05 | Electricity | Dispatch-Interconnection | QC | 2030 | Winter Peak | Electricity Transmission Line | QC | NY | 187547.4064 | QC
LCP_Inputs_ON_Electric_IEA_2023_05_05 | Electricity | Dispatch-Interconnection | QC | 2030 | Winter Peak | Electricity Transmission Line | QC | ON | 0 | QC
LCP_Inputs_ON_Electric_IEA_2023_05_05 | Electricity | Dispatch-Interconnection | QC | 2040 | Fall | Electricity Transmission Line | NY | QC | -4647997.6112 | QC
LCP_Inputs_ON_Electric_IEA_2023_05_05 | Electricity | Dispatch-Interconnection | QC | 2040 | Fall | Electricity Transmission Line | ON | QC | -718567.9771 | QC
LCP_Inputs_ON_Electric_IEA_2023_05_05 | Electricity | Dispatch-Interconnection | QC | 2040 | Fall | Electricity Transmission Line | QC | NY | 567506.0381 | QC
LCP_Inputs_ON_Electric_IEA_2023_05_05 | Electricity | Dispatch-Interconnection | QC | 2040 | Fall | Electricity Transmission Line | QC | ON | 2921100 | QC
LCP_Inputs_ON_Electric_IEA_2023_05_05 | Electricity | Dispatch-Interconnection | QC | 2040 | Spring | Electricity Transmission Line | NY | QC | -300522.4778 | QC
LCP_Inputs_ON_Electric_IEA_2023_05_05 | Electricity | Dispatch-Interconnection | QC | 2040 | Spring | Electricity Transmission Line | ON | QC | -122859.3293 | QC
LCP_Inputs_ON_Electric_IEA_2023_05_05 | Electricity | Dispatch-Interconnection | QC | 2040 | Spring | Electricity Transmission Line | QC | NY | 5809801.3365 | QC
LCP_Inputs_ON_Electric_IEA_2023_05_05 | Electricity | Dispatch-Interconnection | QC | 2040 | Spring | Electricity Transmission Line | QC | ON | 110730.0874 | QC
LCP_Inputs_ON_Electric_IEA_2023_05_05 | Electricity | Dispatch-Interconnection | QC | 2040 | Summer | Electricity Transmission Line | NY | QC | -5235500.1732 | QC
LCP_Inputs_ON_Electric_IEA_2023_05_05 | Electricity | Dispatch-Interconnection | QC | 2040 | Summer | Electricity Transmission Line | ON | QC | -36057.4176 | QC
LCP_Inputs_ON_Electric_IEA_2023_05_05 | Electricity | Dispatch-Interconnection | QC | 2040 | Summer | Electricity Transmission Line | QC | NY | 1548716.5346 | QC
LCP_Inputs_ON_Electric_IEA_2023_05_05 | Electricity | Dispatch-Interconnection | QC | 2040 | Summer | Electricity Transmission Line | QC | ON | 478816.7739 | QC
LCP_Inputs_ON_Electric_IEA_2023_05_05 | Electricity | Dispatch-Interconnection | QC | 2040 | Winter | Electricity Transmission Line | NY | QC | 0 | QC
LCP_Inputs_ON_Electric_IEA_2023_05_05 | Electricity | Dispatch-Interconnection | QC | 2040 | Winter | Electricity Transmission Line | ON | QC | -2562032.5435 | QC
LCP_Inputs_ON_Electric_IEA_2023_05_05 | Electricity | Dispatch-Interconnection | QC | 2040 | Winter | Electricity Transmission Line | QC | NY | 456335.8574 | QC
LCP_Inputs_ON_Electric_IEA_2023_05_05 | Electricity | Dispatch-Interconnection | QC | 2040 | Winter | Electricity Transmission Line | QC | ON | 0 | QC
LCP_Inputs_ON_Electric_IEA_2023_05_05 | Electricity | Dispatch-Interconnection | QC | 2040 | Winter Peak | Electricity Transmission Line | NY | QC | 0 | QC
LCP_Inputs_ON_Electric_IEA_2023_05_05 | Electricity | Dispatch-Interconnection | QC | 2040 | Winter Peak | Electricity Transmission Line | ON | QC | -139111.5926 | QC
LCP_Inputs_ON_Electric_IEA_2023_05_05 | Electricity | Dispatch-Interconnection | QC | 2040 | Winter Peak | Electricity Transmission Line | QC | NY | 234996.6231 | QC
LCP_Inputs_ON_Electric_IEA_2023_05_05 | Electricity | Dispatch-Interconnection | QC | 2040 | Winter Peak | Electricity Transmission Line | QC | ON | 0 | QC
LCP_Inputs_ON_Electric_IEA_2023_05_05 | Electricity | Dispatch-Interconnection | QC | 2050 | Fall | Electricity Transmission Line | NY | QC | -3848247.4661 | QC
LCP_Inputs_ON_Electric_IEA_2023_05_05 | Electricity | Dispatch-Interconnection | QC | 2050 | Fall | Electricity Transmission Line | ON | QC | -1316416.7599 | QC
LCP_Inputs_ON_Electric_IEA_2023_05_05 | Electricity | Dispatch-Interconnection | QC | 2050 | Fall | Electricity Transmission Line | QC | NY | 567506.0381 | QC
LCP_Inputs_ON_Electric_IEA_2023_05_05 | Electricity | Dispatch-Interconnection | QC | 2050 | Fall | Electricity Transmission Line | QC | ON | 2517395.6257 | QC
LCP_Inputs_ON_Electric_IEA_2023_05_05 | Electricity | Dispatch-Interconnection | QC | 2050 | Spring | Electricity Transmission Line | NY | QC | -111834.9705 | QC
LCP_Inputs_ON_Electric_IEA_2023_05_05 | Electricity | Dispatch-Interconnection | QC | 2050 | Spring | Electricity Transmission Line | ON | QC | -164858.2135 | QC
LCP_Inputs_ON_Electric_IEA_2023_05_05 | Electricity | Dispatch-Interconnection | QC | 2050 | Spring | Electricity Transmission Line | QC | NY | 5920531.424 | QC
LCP_Inputs_ON_Electric_IEA_2023_05_05 | Electricity | Dispatch-Interconnection | QC | 2050 | Spring | Electricity Transmission Line | QC | ON | 0 | QC
LCP_Inputs_ON_Electric_IEA_2023_05_05 | Electricity | Dispatch-Interconnection | QC | 2050 | Summer | Electricity Transmission Line | NY | QC | -4615146.6839 | QC
LCP_Inputs_ON_Electric_IEA_2023_05_05 | Electricity | Dispatch-Interconnection | QC | 2050 | Summer | Electricity Transmission Line | ON | QC | -200401.8197 | QC
LCP_Inputs_ON_Electric_IEA_2023_05_05 | Electricity | Dispatch-Interconnection | QC | 2050 | Summer | Electricity Transmission Line | QC | NY | 1299417.5912 | QC
LCP_Inputs_ON_Electric_IEA_2023_05_05 | Electricity | Dispatch-Interconnection | QC | 2050 | Summer | Electricity Transmission Line | QC | ON | 272106.6301 | QC
LCP_Inputs_ON_Electric_IEA_2023_05_05 | Electricity | Dispatch-Interconnection | QC | 2050 | Winter | Electricity Transmission Line | NY | QC | 0 | QC
LCP_Inputs_ON_Electric_IEA_2023_05_05 | Electricity | Dispatch-Interconnection | QC | 2050 | Winter | Electricity Transmission Line | ON | QC | -2147534.362 | QC
LCP_Inputs_ON_Electric_IEA_2023_05_05 | Electricity | Dispatch-Interconnection | QC | 2050 | Winter | Electricity Transmission Line | QC | NY | 456335.8574 | QC
LCP_Inputs_ON_Electric_IEA_2023_05_05 | Electricity | Dispatch-Interconnection | QC | 2050 | Winter | Electricity Transmission Line | QC | ON | 0 | QC
LCP_Inputs_ON_Electric_IEA_2023_05_05 | Electricity | Dispatch-Interconnection | QC | 2050 | Winter Peak | Electricity Transmission Line | NY | QC | 0 | QC
LCP_Inputs_ON_Electric_IEA_2023_05_05 | Electricity | Dispatch-Interconnection | QC | 2050 | Winter Peak | Electricity Transmission Line | ON | QC | -178086.2457 | QC
LCP_Inputs_ON_Electric_IEA_2023_05_05 | Electricity | Dispatch-Interconnection | QC | 2050 | Winter Peak | Electricity Transmission Line | QC | NY | 273942.6789 | QC
LCP_Inputs_ON_Electric_IEA_2023_05_05 | Electricity | Dispatch-Interconnection | QC | 2050 | Winter Peak | Electricity Transmission Line | QC | ON | 0 | QC
LCP_Inputs_ON_Electric_IEA_2023_05_05 | Electricity | Dispatch-Interconnection | WC | 2020 | Fall | Electricity Transmission Line | MI | WC | -1141321.2003 | WC
LCP_Inputs_ON_Electric_IEA_2023_05_05 | Electricity | Dispatch-Interconnection | WC | 2020 | Fall | Electricity Transmission Line | ON | WC | 0 | WC
LCP_Inputs_ON_Electric_IEA_2023_05_05 | Electricity | Dispatch-Interconnection | WC | 2020 | Fall | Electricity Transmission Line | WC | MI | 27847.5547 | WC
LCP_Inputs_ON_Electric_IEA_2023_05_05 | Electricity | Dispatch-Interconnection | WC | 2020 | Fall | Electricity Transmission Line | WC | ON | 23957.352 | WC
LCP_Inputs_ON_Electric_IEA_2023_05_05 | Electricity | Dispatch-Interconnection | WC | 2020 | Spring | Electricity Transmission Line | MI | WC | -744565.9909 | WC
LCP_Inputs_ON_Electric_IEA_2023_05_05 | Electricity | Dispatch-Interconnection | WC | 2020 | Spring | Electricity Transmission Line | ON | WC | 0 | WC
LCP_Inputs_ON_Electric_IEA_2023_05_05 | Electricity | Dispatch-Interconnection | WC | 2020 | Spring | Electricity Transmission Line | WC | MI | 312368.459 | WC
LCP_Inputs_ON_Electric_IEA_2023_05_05 | Electricity | Dispatch-Interconnection | WC | 2020 | Spring | Electricity Transmission Line | WC | ON | 0 | WC
LCP_Inputs_ON_Electric_IEA_2023_05_05 | Electricity | Dispatch-Interconnection | WC | 2020 | Summer | Electricity Transmission Line | MI | WC | -999991.3603 | WC
LCP_Inputs_ON_Electric_IEA_2023_05_05 | Electricity | Dispatch-Interconnection | WC | 2020 | Summer | Electricity Transmission Line | ON | WC | 0 | WC
LCP_Inputs_ON_Electric_IEA_2023_05_05 | Electricity | Dispatch-Interconnection | WC | 2020 | Summer | Electricity Transmission Line | WC | MI | 192586.1966 | WC
LCP_Inputs_ON_Electric_IEA_2023_05_05 | Electricity | Dispatch-Interconnection | WC | 2020 | Summer | Electricity Transmission Line | WC | ON | 10235.9519 | WC
LCP_Inputs_ON_Electric_IEA_2023_05_05 | Electricity | Dispatch-Interconnection | WC | 2020 | Winter | Electricity Transmission Line | MI | WC | -2624265.7343 | WC
LCP_Inputs_ON_Electric_IEA_2023_05_05 | Electricity | Dispatch-Interconnection | WC | 2020 | Winter | Electricity Transmission Line | ON | WC | -165651.4168 | WC
LCP_Inputs_ON_Electric_IEA_2023_05_05 | Electricity | Dispatch-Interconnection | WC | 2020 | Winter | Electricity Transmission Line | WC | MI | 0 | WC
LCP_Inputs_ON_Electric_IEA_2023_05_05 | Electricity | Dispatch-Interconnection | WC | 2020 | Winter | Electricity Transmission Line | WC | ON | 0 | WC
LCP_Inputs_ON_Electric_IEA_2023_05_05 | Electricity | Dispatch-Interconnection | WC | 2020 | Winter Peak | Electricity Transmission Line | MI | WC | -28122.3023 | WC
LCP_Inputs_ON_Electric_IEA_2023_05_05 | Electricity | Dispatch-Interconnection | WC | 2020 | Winter Peak | Electricity Transmission Line | ON | WC | -7943.1489 | WC
LCP_Inputs_ON_Electric_IEA_2023_05_05 | Electricity | Dispatch-Interconnection | WC | 2020 | Winter Peak | Electricity Transmission Line | WC | MI | 0 | WC
LCP_Inputs_ON_Electric_IEA_2023_05_05 | Electricity | Dispatch-Interconnection | WC | 2020 | Winter Peak | Electricity Transmission Line | WC | ON | 0 | WC
LCP_Inputs_ON_Electric_IEA_2023_05_05 | Electricity | Dispatch-Interconnection | WC | 2030 | Fall | Electricity Transmission Line | MI | WC | -409609.0485 | WC
LCP_Inputs_ON_Electric_IEA_2023_05_05 | Electricity | Dispatch-Interconnection | WC | 2030 | Fall | Electricity Transmission Line | ON | WC | -1057232.1534 | WC
LCP_Inputs_ON_Electric_IEA_2023_05_05 | Electricity | Dispatch-Interconnection | WC | 2030 | Fall | Electricity Transmission Line | WC | MI | 470480.9881 | WC
LCP_Inputs_ON_Electric_IEA_2023_05_05 | Electricity | Dispatch-Interconnection | WC | 2030 | Fall | Electricity Transmission Line | WC | ON | 0 | WC
LCP_Inputs_ON_Electric_IEA_2023_05_05 | Electricity | Dispatch-Interconnection | WC | 2030 | Spring | Electricity Transmission Line | MI | WC | -23825.5401 | WC
LCP_Inputs_ON_Electric_IEA_2023_05_05 | Electricity | Dispatch-Interconnection | WC | 2030 | Spring | Electricity Transmission Line | ON | WC | -689001.1548 | WC
LCP_Inputs_ON_Electric_IEA_2023_05_05 | Electricity | Dispatch-Interconnection | WC | 2030 | Spring | Electricity Transmission Line | WC | MI | 467218.3057 | WC
LCP_Inputs_ON_Electric_IEA_2023_05_05 | Electricity | Dispatch-Interconnection | WC | 2030 | Spring | Electricity Transmission Line | WC | ON | 0 | WC
LCP_Inputs_ON_Electric_IEA_2023_05_05 | Electricity | Dispatch-Interconnection | WC | 2030 | Summer | Electricity Transmission Line | MI | WC | -702929.2537 | WC
LCP_Inputs_ON_Electric_IEA_2023_05_05 | Electricity | Dispatch-Interconnection | WC | 2030 | Summer | Electricity Transmission Line | ON | WC | -139881.9854 | WC
LCP_Inputs_ON_Electric_IEA_2023_05_05 | Electricity | Dispatch-Interconnection | WC | 2030 | Summer | Electricity Transmission Line | WC | MI | 224587.0161 | WC
LCP_Inputs_ON_Electric_IEA_2023_05_05 | Electricity | Dispatch-Interconnection | WC | 2030 | Summer | Electricity Transmission Line | WC | ON | 0 | WC
LCP_Inputs_ON_Electric_IEA_2023_05_05 | Electricity | Dispatch-Interconnection | WC | 2030 | Winter | Electricity Transmission Line | MI | WC | -2585432.2209 | WC
LCP_Inputs_ON_Electric_IEA_2023_05_05 | Electricity | Dispatch-Interconnection | WC | 2030 | Winter | Electricity Transmission Line | ON | WC | -384344.3075 | WC
LCP_Inputs_ON_Electric_IEA_2023_05_05 | Electricity | Dispatch-Interconnection | WC | 2030 | Winter | Electricity Transmission Line | WC | MI | 0 | WC
LCP_Inputs_ON_Electric_IEA_2023_05_05 | Electricity | Dispatch-Interconnection | WC | 2030 | Winter | Electricity Transmission Line | WC | ON | 0 | WC
LCP_Inputs_ON_Electric_IEA_2023_05_05 | Electricity | Dispatch-Interconnection | WC | 2030 | Winter Peak | Electricity Transmission Line | MI | WC | 0 | WC
LCP_Inputs_ON_Electric_IEA_2023_05_05 | Electricity | Dispatch-Interconnection | WC | 2030 | Winter Peak | Electricity Transmission Line | ON | WC | -55384.6154 | WC
LCP_Inputs_ON_Electric_IEA_2023_05_05 | Electricity | Dispatch-Interconnection | WC | 2030 | Winter Peak | Electricity Transmission Line | WC | MI | 15632.5614 | WC
LCP_Inputs_ON_Electric_IEA_2023_05_05 | Electricity | Dispatch-Interconnection | WC | 2030 | Winter Peak | Electricity Transmission Line | WC | ON | 0 | WC
LCP_Inputs_ON_Electric_IEA_2023_05_05 | Electricity | Dispatch-Interconnection | WC | 2040 | Fall | Electricity Transmission Line | MI | WC | -432297.9868 | WC
LCP_Inputs_ON_Electric_IEA_2023_05_05 | Electricity | Dispatch-Interconnection | WC | 2040 | Fall | Electricity Transmission Line | ON | WC | -1492021.2723 | WC
LCP_Inputs_ON_Electric_IEA_2023_05_05 | Electricity | Dispatch-Interconnection | WC | 2040 | Fall | Electricity Transmission Line | WC | MI | 847190.578 | WC
LCP_Inputs_ON_Electric_IEA_2023_05_05 | Electricity | Dispatch-Interconnection | WC | 2040 | Fall | Electricity Transmission Line | WC | ON | 0 | WC
LCP_Inputs_ON_Electric_IEA_2023_05_05 | Electricity | Dispatch-Interconnection | WC | 2040 | Spring | Electricity Transmission Line | MI | WC | 0 | WC
LCP_Inputs_ON_Electric_IEA_2023_05_05 | Electricity | Dispatch-Interconnection | WC | 2040 | Spring | Electricity Transmission Line | ON | WC | -621436.6899 | WC
LCP_Inputs_ON_Electric_IEA_2023_05_05 | Electricity | Dispatch-Interconnection | WC | 2040 | Spring | Electricity Transmission Line | WC | MI | 147139.5717 | WC
LCP_Inputs_ON_Electric_IEA_2023_05_05 | Electricity | Dispatch-Interconnection | WC | 2040 | Spring | Electricity Transmission Line | WC | ON | 0 | WC
LCP_Inputs_ON_Electric_IEA_2023_05_05 | Electricity | Dispatch-Interconnection | WC | 2040 | Summer | Electricity Transmission Line | MI | WC | -1041809.1987 | WC
LCP_Inputs_ON_Electric_IEA_2023_05_05 | Electricity | Dispatch-Interconnection | WC | 2040 | Summer | Electricity Transmission Line | ON | WC | -78490.6478 | WC
LCP_Inputs_ON_Electric_IEA_2023_05_05 | Electricity | Dispatch-Interconnection | WC | 2040 | Summer | Electricity Transmission Line | WC | MI | 189378.4086 | WC
LCP_Inputs_ON_Electric_IEA_2023_05_05 | Electricity | Dispatch-Interconnection | WC | 2040 | Summer | Electricity Transmission Line | WC | ON | 385316.2279 | WC
LCP_Inputs_ON_Electric_IEA_2023_05_05 | Electricity | Dispatch-Interconnection | WC | 2040 | Winter | Electricity Transmission Line | MI | WC | -137902.007 | WC
LCP_Inputs_ON_Electric_IEA_2023_05_05 | Electricity | Dispatch-Interconnection | WC | 2040 | Winter | Electricity Transmission Line | ON | WC | -2850967.0436 | WC
LCP_Inputs_ON_Electric_IEA_2023_05_05 | Electricity | Dispatch-Interconnection | WC | 2040 | Winter | Electricity Transmission Line | WC | MI | 0 | WC
LCP_Inputs_ON_Electric_IEA_2023_05_05 | Electricity | Dispatch-Interconnection | WC | 2040 | Winter | Electricity Transmission Line | WC | ON | 0 | WC
LCP_Inputs_ON_Electric_IEA_2023_05_05 | Electricity | Dispatch-Interconnection | WC | 2040 | Winter Peak | Electricity Transmission Line | MI | WC | 0 | WC
LCP_Inputs_ON_Electric_IEA_2023_05_05 | Electricity | Dispatch-Interconnection | WC | 2040 | Winter Peak | Electricity Transmission Line | ON | WC | -101428.3905 | WC
LCP_Inputs_ON_Electric_IEA_2023_05_05 | Electricity | Dispatch-Interconnection | WC | 2040 | Winter Peak | Electricity Transmission Line | WC | MI | 59475.953 | WC
LCP_Inputs_ON_Electric_IEA_2023_05_05 | Electricity | Dispatch-Interconnection | WC | 2040 | Winter Peak | Electricity Transmission Line | WC | ON | 0 | WC
LCP_Inputs_ON_Electric_IEA_2023_05_05 | Electricity | Dispatch-Interconnection | WC | 2050 | Fall | Electricity Transmission Line | MI | WC | -306261.6588 | WC
LCP_Inputs_ON_Electric_IEA_2023_05_05 | Electricity | Dispatch-Interconnection | WC | 2050 | Fall | Electricity Transmission Line | ON | WC | -898811.5852 | WC
LCP_Inputs_ON_Electric_IEA_2023_05_05 | Electricity | Dispatch-Interconnection | WC | 2050 | Fall | Electricity Transmission Line | WC | MI | 168876.8834 | WC
LCP_Inputs_ON_Electric_IEA_2023_05_05 | Electricity | Dispatch-Interconnection | WC | 2050 | Fall | Electricity Transmission Line | WC | ON | 0 | WC
LCP_Inputs_ON_Electric_IEA_2023_05_05 | Electricity | Dispatch-Interconnection | WC | 2050 | Spring | Electricity Transmission Line | MI | WC | 0 | WC
LCP_Inputs_ON_Electric_IEA_2023_05_05 | Electricity | Dispatch-Interconnection | WC | 2050 | Spring | Electricity Transmission Line | ON | WC | -405233.5586 | WC
LCP_Inputs_ON_Electric_IEA_2023_05_05 | Electricity | Dispatch-Interconnection | WC | 2050 | Spring | Electricity Transmission Line | WC | MI | 147572.3785 | WC
LCP_Inputs_ON_Electric_IEA_2023_05_05 | Electricity | Dispatch-Interconnection | WC | 2050 | Spring | Electricity Transmission Line | WC | ON | 0 | WC
LCP_Inputs_ON_Electric_IEA_2023_05_05 | Electricity | Dispatch-Interconnection | WC | 2050 | Summer | Electricity Transmission Line | MI | WC | -799913.5516 | WC
LCP_Inputs_ON_Electric_IEA_2023_05_05 | Electricity | Dispatch-Interconnection | WC | 2050 | Summer | Electricity Transmission Line | ON | WC | 0 | WC
LCP_Inputs_ON_Electric_IEA_2023_05_05 | Electricity | Dispatch-Interconnection | WC | 2050 | Summer | Electricity Transmission Line | WC | MI | 396428.5306 | WC
LCP_Inputs_ON_Electric_IEA_2023_05_05 | Electricity | Dispatch-Interconnection | WC | 2050 | Summer | Electricity Transmission Line | WC | ON | 0 | WC
LCP_Inputs_ON_Electric_IEA_2023_05_05 | Electricity | Dispatch-Interconnection | WC | 2050 | Winter | Electricity Transmission Line | MI | WC | 0 | WC
LCP_Inputs_ON_Electric_IEA_2023_05_05 | Electricity | Dispatch-Interconnection | WC | 2050 | Winter | Electricity Transmission Line | ON | WC | -2122746.1687 | WC
LCP_Inputs_ON_Electric_IEA_2023_05_05 | Electricity | Dispatch-Interconnection | WC | 2050 | Winter | Electricity Transmission Line | WC | MI | 0 | WC
LCP_Inputs_ON_Electric_IEA_2023_05_05 | Electricity | Dispatch-Interconnection | WC | 2050 | Winter | Electricity Transmission Line | WC | ON | 0 | WC
LCP_Inputs_ON_Electric_IEA_2023_05_05 | Electricity | Dispatch-Interconnection | WC | 2050 | Winter Peak | Electricity Transmission Line | MI | WC | 0 | WC
LCP_Inputs_ON_Electric_IEA_2023_05_05 | Electricity | Dispatch-Interconnection | WC | 2050 | Winter Peak | Electricity Transmission Line | ON | WC | -146940.2993 | WC
LCP_Inputs_ON_Electric_IEA_2023_05_05 | Electricity | Dispatch-Interconnection | WC | 2050 | Winter Peak | Electricity Transmission Line | WC | MI | 103671.7022 | WC
LCP_Inputs_ON_Electric_IEA_2023_05_05 | Electricity | Dispatch-Interconnection | WC | 2050 | Winter Peak | Electricity Transmission Line | WC | ON | 0 | WC
LCP_Inputs_ON_Electric_IEA_2023_05_05 | Electricity | Dispatch-Storage | MI | 2020 | Fall | Battery Storage |  |  | 0 | MI
LCP_Inputs_ON_Electric_IEA_2023_05_05 | Electricity | Dispatch-Storage | MI | 2020 | Fall | Hydro Pumped Storage |  |  | 0 | MI
LCP_Inputs_ON_Electric_IEA_2023_05_05 | Electricity | Dispatch-Storage | MI | 2020 | Spring | Battery Storage |  |  | 0 | MI
LCP_Inputs_ON_Electric_IEA_2023_05_05 | Electricity | Dispatch-Storage | MI | 2020 | Spring | Hydro Pumped Storage |  |  | 0 | MI
LCP_Inputs_ON_Electric_IEA_2023_05_05 | Electricity | Dispatch-Storage | MI | 2020 | Summer | Battery Storage |  |  | 0 | MI
LCP_Inputs_ON_Electric_IEA_2023_05_05 | Electricity | Dispatch-Storage | MI | 2020 | Summer | Hydro Pumped Storage |  |  | 0 | MI
LCP_Inputs_ON_Electric_IEA_2023_05_05 | Electricity | Dispatch-Storage | MI | 2020 | Winter | Battery Storage |  |  | 0 | MI
LCP_Inputs_ON_Electric_IEA_2023_05_05 | Electricity | Dispatch-Storage | MI | 2020 | Winter | Hydro Pumped Storage |  |  | 0 | MI
LCP_Inputs_ON_Electric_IEA_2023_05_05 | Electricity | Dispatch-Storage | MI | 2020 | Winter Peak | Battery Storage |  |  | 0 | MI
LCP_Inputs_ON_Electric_IEA_2023_05_05 | Electricity | Dispatch-Storage | MI | 2020 | Winter Peak | Hydro Pumped Storage |  |  | 0 | MI
LCP_Inputs_ON_Electric_IEA_2023_05_05 | Electricity | Dispatch-Storage | MI | 2030 | Fall | Battery Storage |  |  | 631100.7405 | MI
LCP_Inputs_ON_Electric_IEA_2023_05_05 | Electricity | Dispatch-Storage | MI | 2030 | Fall | Hydro Pumped Storage |  |  | 1080289.6478 | MI
LCP_Inputs_ON_Electric_IEA_2023_05_05 | Electricity | Dispatch-Storage | MI | 2030 | Spring | Battery Storage |  |  | 948787.7895 | MI
LCP_Inputs_ON_Electric_IEA_2023_05_05 | Electricity | Dispatch-Storage | MI | 2030 | Spring | Hydro Pumped Storage |  |  | 1261436.4048 | MI
LCP_Inputs_ON_Electric_IEA_2023_05_05 | Electricity | Dispatch-Storage | MI | 2030 | Summer | Battery Storage |  |  | 424558.68 | MI
LCP_Inputs_ON_Electric_IEA_2023_05_05 | Electricity | Dispatch-Storage | MI | 2030 | Summer | Hydro Pumped Storage |  |  | 496506.1381 | MI
LCP_Inputs_ON_Electric_IEA_2023_05_05 | Electricity | Dispatch-Storage | MI | 2030 | Winter | Battery Storage |  |  | 846047.5704 | MI
LCP_Inputs_ON_Electric_IEA_2023_05_05 | Electricity | Dispatch-Storage | MI | 2030 | Winter | Hydro Pumped Storage |  |  | 967467.7142 | MI
LCP_Inputs_ON_Electric_IEA_2023_05_05 | Electricity | Dispatch-Storage | MI | 2030 | Winter Peak | Battery Storage |  |  | 116.6105 | MI
LCP_Inputs_ON_Electric_IEA_2023_05_05 | Electricity | Dispatch-Storage | MI | 2030 | Winter Peak | Hydro Pumped Storage |  |  | 0 | MI
LCP_Inputs_ON_Electric_IEA_2023_05_05 | Electricity | Dispatch-Storage | MI | 2040 | Fall | Battery Storage |  |  | 1908593.7182 | MI
LCP_Inputs_ON_Electric_IEA_2023_05_05 | Electricity | Dispatch-Storage | MI | 2040 | Fall | Hydro Pumped Storage |  |  | 1130276.7871 | MI
LCP_Inputs_ON_Electric_IEA_2023_05_05 | Electricity | Dispatch-Storage | MI | 2040 | Spring | Battery Storage |  |  | 4491203.5719 | MI
LCP_Inputs_ON_Electric_IEA_2023_05_05 | Electricity | Dispatch-Storage | MI | 2040 | Spring | Hydro Pumped Storage |  |  | 1920755.2 | MI
LCP_Inputs_ON_Electric_IEA_2023_05_05 | Electricity | Dispatch-Storage | MI | 2040 | Summer | Battery Storage |  |  | 1978392.8078 | MI
LCP_Inputs_ON_Electric_IEA_2023_05_05 | Electricity | Dispatch-Storage | MI | 2040 | Summer | Hydro Pumped Storage |  |  | 1351415.0076 | MI
LCP_Inputs_ON_Electric_IEA_2023_05_05 | Electricity | Dispatch-Storage | MI | 2040 | Winter | Battery Storage |  |  | 4167306.3121 | MI
LCP_Inputs_ON_Electric_IEA_2023_05_05 | Electricity | Dispatch-Storage | MI | 2040 | Winter | Hydro Pumped Storage |  |  | 1840723.7333 | MI
LCP_Inputs_ON_Electric_IEA_2023_05_05 | Electricity | Dispatch-Storage | MI | 2040 | Winter Peak | Battery Storage |  |  | 0 | MI
LCP_Inputs_ON_Electric_IEA_2023_05_05 | Electricity | Dispatch-Storage | MI | 2040 | Winter Peak | Hydro Pumped Storage |  |  | 0 | MI
LCP_Inputs_ON_Electric_IEA_2023_05_05 | Electricity | Dispatch-Storage | MI | 2050 | Fall | Battery Storage |  |  | 5535441.6562 | MI
LCP_Inputs_ON_Electric_IEA_2023_05_05 | Electricity | Dispatch-Storage | MI | 2050 | Fall | Hydro Pumped Storage |  |  | 1248490.88 | MI
LCP_Inputs_ON_Electric_IEA_2023_05_05 | Electricity | Dispatch-Storage | MI | 2050 | Spring | Battery Storage |  |  | 11349046.2097 | MI
LCP_Inputs_ON_Electric_IEA_2023_05_05 | Electricity | Dispatch-Storage | MI | 2050 | Spring | Hydro Pumped Storage |  |  | 1840723.7333 | MI
LCP_Inputs_ON_Electric_IEA_2023_05_05 | Electricity | Dispatch-Storage | MI | 2050 | Summer | Battery Storage |  |  | 4336704.0731 | MI
LCP_Inputs_ON_Electric_IEA_2023_05_05 | Electricity | Dispatch-Storage | MI | 2050 | Summer | Hydro Pumped Storage |  |  | 1452601.7732 | MI
LCP_Inputs_ON_Electric_IEA_2023_05_05 | Electricity | Dispatch-Storage | MI | 2050 | Winter | Battery Storage |  |  | 9392799.1673 | MI
LCP_Inputs_ON_Electric_IEA_2023_05_05 | Electricity | Dispatch-Storage | MI | 2050 | Winter | Hydro Pumped Storage |  |  | 1840723.7333 | MI
LCP_Inputs_ON_Electric_IEA_2023_05_05 | Electricity | Dispatch-Storage | MI | 2050 | Winter Peak | Battery Storage |  |  | 0 | MI
LCP_Inputs_ON_Electric_IEA_2023_05_05 | Electricity | Dispatch-Storage | MI | 2050 | Winter Peak | Hydro Pumped Storage |  |  | 0 | MI
LCP_Inputs_ON_Electric_IEA_2023_05_05 | Electricity | Dispatch-Storage | NY | 2020 | Fall | Battery Storage |  |  | 0 | NY
LCP_Inputs_ON_Electric_IEA_2023_05_05 | Electricity | Dispatch-Storage | NY | 2020 | Fall | Hydro Pumped Storage |  |  | 0 | NY
LCP_Inputs_ON_Electric_IEA_2023_05_05 | Electricity | Dispatch-Storage | NY | 2020 | Spring | Battery Storage |  |  | 0 | NY
LCP_Inputs_ON_Electric_IEA_2023_05_05 | Electricity | Dispatch-Storage | NY | 2020 | Spring | Hydro Pumped Storage |  |  | 0 | NY
LCP_Inputs_ON_Electric_IEA_2023_05_05 | Electricity | Dispatch-Storage | NY | 2020 | Summer | Battery Storage |  |  | 0 | NY
LCP_Inputs_ON_Electric_IEA_2023_05_05 | Electricity | Dispatch-Storage | NY | 2020 | Summer | Hydro Pumped Storage |  |  | 0 | NY
LCP_Inputs_ON_Electric_IEA_2023_05_05 | Electricity | Dispatch-Storage | NY | 2020 | Winter | Battery Storage |  |  | 0 | NY
LCP_Inputs_ON_Electric_IEA_2023_05_05 | Electricity | Dispatch-Storage | NY | 2020 | Winter | Hydro Pumped Storage |  |  | 0 | NY
LCP_Inputs_ON_Electric_IEA_2023_05_05 | Electricity | Dispatch-Storage | NY | 2020 | Winter Peak | Battery Storage |  |  | 0 | NY
LCP_Inputs_ON_Electric_IEA_2023_05_05 | Electricity | Dispatch-Storage | NY | 2020 | Winter Peak | Hydro Pumped Storage |  |  | 0 | NY
LCP_Inputs_ON_Electric_IEA_2023_05_05 | Electricity | Dispatch-Storage | NY | 2030 | Fall | Battery Storage |  |  | 778596 | NY
LCP_Inputs_ON_Electric_IEA_2023_05_05 | Electricity | Dispatch-Storage | NY | 2030 | Fall | Hydro Pumped Storage |  |  | 360463.1876 | NY
LCP_Inputs_ON_Electric_IEA_2023_05_05 | Electricity | Dispatch-Storage | NY | 2030 | Spring | Battery Storage |  |  | 1073199.8919 | NY
LCP_Inputs_ON_Electric_IEA_2023_05_05 | Electricity | Dispatch-Storage | NY | 2030 | Spring | Hydro Pumped Storage |  |  | 909845.8985 | NY
LCP_Inputs_ON_Electric_IEA_2023_05_05 | Electricity | Dispatch-Storage | NY | 2030 | Summer | Battery Storage |  |  | 741528.4475 | NY
LCP_Inputs_ON_Electric_IEA_2023_05_05 | Electricity | Dispatch-Storage | NY | 2030 | Summer | Hydro Pumped Storage |  |  | 308577.36 | NY
LCP_Inputs_ON_Electric_IEA_2023_05_05 | Electricity | Dispatch-Storage | NY | 2030 | Winter | Battery Storage |  |  | 1357808.0947 | NY
LCP_Inputs_ON_Electric_IEA_2023_05_05 | Electricity | Dispatch-Storage | NY | 2030 | Winter | Hydro Pumped Storage |  |  | 656705.3188 | NY
LCP_Inputs_ON_Electric_IEA_2023_05_05 | Electricity | Dispatch-Storage | NY | 2030 | Winter Peak | Battery Storage |  |  | 0 | NY
LCP_Inputs_ON_Electric_IEA_2023_05_05 | Electricity | Dispatch-Storage | NY | 2030 | Winter Peak | Hydro Pumped Storage |  |  | 0 | NY
LCP_Inputs_ON_Electric_IEA_2023_05_05 | Electricity | Dispatch-Storage | NY | 2040 | Fall | Battery Storage |  |  | 2203292 | NY
LCP_Inputs_ON_Electric_IEA_2023_05_05 | Electricity | Dispatch-Storage | NY | 2040 | Fall | Hydro Pumped Storage |  |  | 575927.7772 | NY
LCP_Inputs_ON_Electric_IEA_2023_05_05 | Electricity | Dispatch-Storage | NY | 2040 | Spring | Battery Storage |  |  | 3801294.5635 | NY
LCP_Inputs_ON_Electric_IEA_2023_05_05 | Electricity | Dispatch-Storage | NY | 2040 | Spring | Hydro Pumped Storage |  |  | 1085735.1556 | NY
LCP_Inputs_ON_Electric_IEA_2023_05_05 | Electricity | Dispatch-Storage | NY | 2040 | Summer | Battery Storage |  |  | 2203292 | NY
LCP_Inputs_ON_Electric_IEA_2023_05_05 | Electricity | Dispatch-Storage | NY | 2040 | Summer | Hydro Pumped Storage |  |  | 1157165.1 | NY
LCP_Inputs_ON_Electric_IEA_2023_05_05 | Electricity | Dispatch-Storage | NY | 2040 | Winter | Battery Storage |  |  | 5820859.2703 | NY
LCP_Inputs_ON_Electric_IEA_2023_05_05 | Electricity | Dispatch-Storage | NY | 2040 | Winter | Hydro Pumped Storage |  |  | 1257167.0222 | NY
LCP_Inputs_ON_Electric_IEA_2023_05_05 | Electricity | Dispatch-Storage | NY | 2040 | Winter Peak | Battery Storage |  |  | 0 | NY
LCP_Inputs_ON_Electric_IEA_2023_05_05 | Electricity | Dispatch-Storage | NY | 2040 | Winter Peak | Hydro Pumped Storage |  |  | 0 | NY
LCP_Inputs_ON_Electric_IEA_2023_05_05 | Electricity | Dispatch-Storage | NY | 2050 | Fall | Battery Storage |  |  | 3186532.1989 | NY
LCP_Inputs_ON_Electric_IEA_2023_05_05 | Electricity | Dispatch-Storage | NY | 2050 | Fall | Hydro Pumped Storage |  |  | 788586.5867 | NY
LCP_Inputs_ON_Electric_IEA_2023_05_05 | Electricity | Dispatch-Storage | NY | 2050 | Spring | Battery Storage |  |  | 4973903.7952 | NY
LCP_Inputs_ON_Electric_IEA_2023_05_05 | Electricity | Dispatch-Storage | NY | 2050 | Spring | Hydro Pumped Storage |  |  | 914303.2889 | NY
LCP_Inputs_ON_Electric_IEA_2023_05_05 | Electricity | Dispatch-Storage | NY | 2050 | Summer | Battery Storage |  |  | 2550548 | NY
LCP_Inputs_ON_Electric_IEA_2023_05_05 | Electricity | Dispatch-Storage | NY | 2050 | Summer | Hydro Pumped Storage |  |  | 1157165.1 | NY
LCP_Inputs_ON_Electric_IEA_2023_05_05 | Electricity | Dispatch-Storage | NY | 2050 | Winter | Battery Storage |  |  | 2939339.4902 | NY
LCP_Inputs_ON_Electric_IEA_2023_05_05 | Electricity | Dispatch-Storage | NY | 2050 | Winter | Hydro Pumped Storage |  |  | 706877.6311 | NY
LCP_Inputs_ON_Electric_IEA_2023_05_05 | Electricity | Dispatch-Storage | NY | 2050 | Winter Peak | Battery Storage |  |  | 0 | NY
LCP_Inputs_ON_Electric_IEA_2023_05_05 | Electricity | Dispatch-Storage | NY | 2050 | Winter Peak | Hydro Pumped Storage |  |  | 0 | NY
LCP_Inputs_ON_Electric_IEA_2023_05_05 | Electricity | Dispatch-Storage | ON | 2020 | Fall | Battery Storage |  |  | 0 | ON
LCP_Inputs_ON_Electric_IEA_2023_05_05 | Electricity | Dispatch-Storage | ON | 2020 | Fall | Hydro Pumped Storage |  |  | 63554.4 | ON
LCP_Inputs_ON_Electric_IEA_2023_05_05 | Electricity | Dispatch-Storage | ON | 2020 | Spring | Battery Storage |  |  | 0 | ON
LCP_Inputs_ON_Electric_IEA_2023_05_05 | Electricity | Dispatch-Storage | ON | 2020 | Spring | Hydro Pumped Storage |  |  | 38132.64 | ON
LCP_Inputs_ON_Electric_IEA_2023_05_05 | Electricity | Dispatch-Storage | ON | 2020 | Summer | Battery Storage |  |  | 0 | ON
LCP_Inputs_ON_Electric_IEA_2023_05_05 | Electricity | Dispatch-Storage | ON | 2020 | Summer | Hydro Pumped Storage |  |  | 88976.16 | ON
LCP_Inputs_ON_Electric_IEA_2023_05_05 | Electricity | Dispatch-Storage | ON | 2020 | Winter | Battery Storage |  |  | 0 | ON
LCP_Inputs_ON_Electric_IEA_2023_05_05 | Electricity | Dispatch-Storage | ON | 2020 | Winter | Hydro Pumped Storage |  |  | 1391.1692 | ON
LCP_Inputs_ON_Electric_IEA_2023_05_05 | Electricity | Dispatch-Storage | ON | 2020 | Winter Peak | Battery Storage |  |  | 0 | ON
LCP_Inputs_ON_Electric_IEA_2023_05_05 | Electricity | Dispatch-Storage | ON | 2020 | Winter Peak | Hydro Pumped Storage |  |  | 0 | ON
LCP_Inputs_ON_Electric_IEA_2023_05_05 | Electricity | Dispatch-Storage | ON | 2030 | Fall | Battery Storage |  |  | 472472 | ON
LCP_Inputs_ON_Electric_IEA_2023_05_05 | Electricity | Dispatch-Storage | ON | 2030 | Fall | Hydro Pumped Storage |  |  | 86619.7772 | ON
LCP_Inputs_ON_Electric_IEA_2023_05_05 | Electricity | Dispatch-Storage | ON | 2030 | Spring | Battery Storage |  |  | 472472 | ON
LCP_Inputs_ON_Electric_IEA_2023_05_05 | Electricity | Dispatch-Storage | ON | 2030 | Spring | Hydro Pumped Storage |  |  | 79443 | ON
LCP_Inputs_ON_Electric_IEA_2023_05_05 | Electricity | Dispatch-Storage | ON | 2030 | Summer | Battery Storage |  |  | 472472 | ON
LCP_Inputs_ON_Electric_IEA_2023_05_05 | Electricity | Dispatch-Storage | ON | 2030 | Summer | Hydro Pumped Storage |  |  | 76265.28 | ON
LCP_Inputs_ON_Electric_IEA_2023_05_05 | Electricity | Dispatch-Storage | ON | 2030 | Winter | Battery Storage |  |  | 293801.5305 | ON
LCP_Inputs_ON_Electric_IEA_2023_05_05 | Electricity | Dispatch-Storage | ON | 2030 | Winter | Hydro Pumped Storage |  |  | 18962.4576 | ON
LCP_Inputs_ON_Electric_IEA_2023_05_05 | Electricity | Dispatch-Storage | ON | 2030 | Winter Peak | Battery Storage |  |  | 8813.2921 | ON
LCP_Inputs_ON_Electric_IEA_2023_05_05 | Electricity | Dispatch-Storage | ON | 2030 | Winter Peak | Hydro Pumped Storage |  |  | 174.6 | ON
LCP_Inputs_ON_Electric_IEA_2023_05_05 | Electricity | Dispatch-Storage | ON | 2040 | Fall | Battery Storage |  |  | 1346800 | ON
LCP_Inputs_ON_Electric_IEA_2023_05_05 | Electricity | Dispatch-Storage | ON | 2040 | Fall | Hydro Pumped Storage |  |  | 88976.16 | ON
LCP_Inputs_ON_Electric_IEA_2023_05_05 | Electricity | Dispatch-Storage | ON | 2040 | Spring | Battery Storage |  |  | 706983.3617 | ON
LCP_Inputs_ON_Electric_IEA_2023_05_05 | Electricity | Dispatch-Storage | ON | 2040 | Spring | Hydro Pumped Storage |  |  | 0 | ON
LCP_Inputs_ON_Electric_IEA_2023_05_05 | Electricity | Dispatch-Storage | ON | 2040 | Summer | Battery Storage |  |  | 1346800 | ON
LCP_Inputs_ON_Electric_IEA_2023_05_05 | Electricity | Dispatch-Storage | ON | 2040 | Summer | Hydro Pumped Storage |  |  | 142997.4 | ON
LCP_Inputs_ON_Electric_IEA_2023_05_05 | Electricity | Dispatch-Storage | ON | 2040 | Winter | Battery Storage |  |  | 489927.8703 | ON
LCP_Inputs_ON_Electric_IEA_2023_05_05 | Electricity | Dispatch-Storage | ON | 2040 | Winter | Hydro Pumped Storage |  |  | 0 | ON
LCP_Inputs_ON_Electric_IEA_2023_05_05 | Electricity | Dispatch-Storage | ON | 2040 | Winter Peak | Battery Storage |  |  | 15506.405 | ON
LCP_Inputs_ON_Electric_IEA_2023_05_05 | Electricity | Dispatch-Storage | ON | 2040 | Winter Peak | Hydro Pumped Storage |  |  | 46.7856 | ON
LCP_Inputs_ON_Electric_IEA_2023_05_05 | Electricity | Dispatch-Storage | ON | 2050 | Fall | Battery Storage |  |  | 2293200 | ON
LCP_Inputs_ON_Electric_IEA_2023_05_05 | Electricity | Dispatch-Storage | ON | 2050 | Fall | Hydro Pumped Storage |  |  | 76265.28 | ON
LCP_Inputs_ON_Electric_IEA_2023_05_05 | Electricity | Dispatch-Storage | ON | 2050 | Spring | Battery Storage |  |  | 171844.215 | ON
LCP_Inputs_ON_Electric_IEA_2023_05_05 | Electricity | Dispatch-Storage | ON | 2050 | Spring | Hydro Pumped Storage |  |  | 0 | ON
LCP_Inputs_ON_Electric_IEA_2023_05_05 | Electricity | Dispatch-Storage | ON | 2050 | Summer | Battery Storage |  |  | 2293200 | ON
LCP_Inputs_ON_Electric_IEA_2023_05_05 | Electricity | Dispatch-Storage | ON | 2050 | Summer | Hydro Pumped Storage |  |  | 158886 | ON
LCP_Inputs_ON_Electric_IEA_2023_05_05 | Electricity | Dispatch-Storage | ON | 2050 | Winter | Battery Storage |  |  | 0 | ON
LCP_Inputs_ON_Electric_IEA_2023_05_05 | Electricity | Dispatch-Storage | ON | 2050 | Winter | Hydro Pumped Storage |  |  | 0 | ON
LCP_Inputs_ON_Electric_IEA_2023_05_05 | Electricity | Dispatch-Storage | ON | 2050 | Winter Peak | Battery Storage |  |  | 22574.803 | ON
LCP_Inputs_ON_Electric_IEA_2023_05_05 | Electricity | Dispatch-Storage | ON | 2050 | Winter Peak | Hydro Pumped Storage |  |  | 0 | ON
LCP_Inputs_ON_Electric_IEA_2023_05_05 | Electricity | Dispatch-Storage | PJ | 2020 | Fall | Battery Storage |  |  | 0 | PJ
LCP_Inputs_ON_Electric_IEA_2023_05_05 | Electricity | Dispatch-Storage | PJ | 2020 | Fall | Hydro Pumped Storage |  |  | 0 | PJ
LCP_Inputs_ON_Electric_IEA_2023_05_05 | Electricity | Dispatch-Storage | PJ | 2020 | Spring | Battery Storage |  |  | 0 | PJ
LCP_Inputs_ON_Electric_IEA_2023_05_05 | Electricity | Dispatch-Storage | PJ | 2020 | Spring | Hydro Pumped Storage |  |  | 0 | PJ
LCP_Inputs_ON_Electric_IEA_2023_05_05 | Electricity | Dispatch-Storage | PJ | 2020 | Summer | Battery Storage |  |  | 0 | PJ
LCP_Inputs_ON_Electric_IEA_2023_05_05 | Electricity | Dispatch-Storage | PJ | 2020 | Summer | Hydro Pumped Storage |  |  | 0 | PJ
LCP_Inputs_ON_Electric_IEA_2023_05_05 | Electricity | Dispatch-Storage | PJ | 2020 | Winter | Battery Storage |  |  | 0 | PJ
LCP_Inputs_ON_Electric_IEA_2023_05_05 | Electricity | Dispatch-Storage | PJ | 2020 | Winter | Hydro Pumped Storage |  |  | 0 | PJ
LCP_Inputs_ON_Electric_IEA_2023_05_05 | Electricity | Dispatch-Storage | PJ | 2020 | Winter Peak | Battery Storage |  |  | 0 | PJ
LCP_Inputs_ON_Electric_IEA_2023_05_05 | Electricity | Dispatch-Storage | PJ | 2020 | Winter Peak | Hydro Pumped Storage |  |  | 0 | PJ
LCP_Inputs_ON_Electric_IEA_2023_05_05 | Electricity | Dispatch-Storage | PJ | 2030 | Fall | Battery Storage |  |  | 0 | PJ
LCP_Inputs_ON_Electric_IEA_2023_05_05 | Electricity | Dispatch-Storage | PJ | 2030 | Fall | Hydro Pumped Storage |  |  | 0 | PJ
LCP_Inputs_ON_Electric_IEA_2023_05_05 | Electricity | Dispatch-Storage | PJ | 2030 | Spring | Battery Storage |  |  | 911157.9135 | PJ
LCP_Inputs_ON_Electric_IEA_2023_05_05 | Electricity | Dispatch-Storage | PJ | 2030 | Spring | Hydro Pumped Storage |  |  | 3524721.8214 | PJ
LCP_Inputs_ON_Electric_IEA_2023_05_05 | Electricity | Dispatch-Storage | PJ | 2030 | Summer | Battery Storage |  |  | 0 | PJ
LCP_Inputs_ON_Electric_IEA_2023_05_05 | Electricity | Dispatch-Storage | PJ | 2030 | Summer | Hydro Pumped Storage |  |  | 0 | PJ
LCP_Inputs_ON_Electric_IEA_2023_05_05 | Electricity | Dispatch-Storage | PJ | 2030 | Winter | Battery Storage |  |  | 675804.3901 | PJ
LCP_Inputs_ON_Electric_IEA_2023_05_05 | Electricity | Dispatch-Storage | PJ | 2030 | Winter | Hydro Pumped Storage |  |  | 1283836.2261 | PJ
LCP_Inputs_ON_Electric_IEA_2023_05_05 | Electricity | Dispatch-Storage | PJ | 2030 | Winter Peak | Battery Storage |  |  | 10012.7243 | PJ
LCP_Inputs_ON_Electric_IEA_2023_05_05 | Electricity | Dispatch-Storage | PJ | 2030 | Winter Peak | Hydro Pumped Storage |  |  | 7004.4 | PJ
LCP_Inputs_ON_Electric_IEA_2023_05_05 | Electricity | Dispatch-Storage | PJ | 2040 | Fall | Battery Storage |  |  | 941542.6482 | PJ
LCP_Inputs_ON_Electric_IEA_2023_05_05 | Electricity | Dispatch-Storage | PJ | 2040 | Fall | Hydro Pumped Storage |  |  | 0 | PJ
LCP_Inputs_ON_Electric_IEA_2023_05_05 | Electricity | Dispatch-Storage | PJ | 2040 | Spring | Battery Storage |  |  | 4501251.5459 | PJ
LCP_Inputs_ON_Electric_IEA_2023_05_05 | Electricity | Dispatch-Storage | PJ | 2040 | Spring | Hydro Pumped Storage |  |  | 3652614.5896 | PJ
LCP_Inputs_ON_Electric_IEA_2023_05_05 | Electricity | Dispatch-Storage | PJ | 2040 | Summer | Battery Storage |  |  | 0 | PJ
LCP_Inputs_ON_Electric_IEA_2023_05_05 | Electricity | Dispatch-Storage | PJ | 2040 | Summer | Hydro Pumped Storage |  |  | 0 | PJ
LCP_Inputs_ON_Electric_IEA_2023_05_05 | Electricity | Dispatch-Storage | PJ | 2040 | Winter | Battery Storage |  |  | 5345236.2108 | PJ
LCP_Inputs_ON_Electric_IEA_2023_05_05 | Electricity | Dispatch-Storage | PJ | 2040 | Winter | Hydro Pumped Storage |  |  | 4886736.4 | PJ
LCP_Inputs_ON_Electric_IEA_2023_05_05 | Electricity | Dispatch-Storage | PJ | 2040 | Winter Peak | Battery Storage |  |  | 58275.1316 | PJ
LCP_Inputs_ON_Electric_IEA_2023_05_05 | Electricity | Dispatch-Storage | PJ | 2040 | Winter Peak | Hydro Pumped Storage |  |  | 53233.44 | PJ
LCP_Inputs_ON_Electric_IEA_2023_05_05 | Electricity | Dispatch-Storage | PJ | 2050 | Fall | Battery Storage |  |  | 3632455.8795 | PJ
LCP_Inputs_ON_Electric_IEA_2023_05_05 | Electricity | Dispatch-Storage | PJ | 2050 | Fall | Hydro Pumped Storage |  |  | 49341.676 | PJ
LCP_Inputs_ON_Electric_IEA_2023_05_05 | Electricity | Dispatch-Storage | PJ | 2050 | Spring | Battery Storage |  |  | 6844052.3282 | PJ
LCP_Inputs_ON_Electric_IEA_2023_05_05 | Electricity | Dispatch-Storage | PJ | 2050 | Spring | Hydro Pumped Storage |  |  | 4036869.2 | PJ
LCP_Inputs_ON_Electric_IEA_2023_05_05 | Electricity | Dispatch-Storage | PJ | 2050 | Summer | Battery Storage |  |  | 0 | PJ
LCP_Inputs_ON_Electric_IEA_2023_05_05 | Electricity | Dispatch-Storage | PJ | 2050 | Summer | Hydro Pumped Storage |  |  | 0 | PJ
LCP_Inputs_ON_Electric_IEA_2023_05_05 | Electricity | Dispatch-Storage | PJ | 2050 | Winter | Battery Storage |  |  | 11249945.9914 | PJ
LCP_Inputs_ON_Electric_IEA_2023_05_05 | Electricity | Dispatch-Storage | PJ | 2050 | Winter | Hydro Pumped Storage |  |  | 3344374.013 | PJ
LCP_Inputs_ON_Electric_IEA_2023_05_05 | Electricity | Dispatch-Storage | PJ | 2050 | Winter Peak | Battery Storage |  |  | 114886.0919 | PJ
LCP_Inputs_ON_Electric_IEA_2023_05_05 | Electricity | Dispatch-Storage | PJ | 2050 | Winter Peak | Hydro Pumped Storage |  |  | 12607.92 | PJ
LCP_Inputs_ON_Electric_IEA_2023_05_05 | Electricity | Dispatch-Storage | QC | 2020 | Fall | Battery Storage |  |  | 0 | QC
LCP_Inputs_ON_Electric_IEA_2023_05_05 | Electricity | Dispatch-Storage | QC | 2020 | Fall | Hydro Pumped Storage |  |  | 0 | QC
LCP_Inputs_ON_Electric_IEA_2023_05_05 | Electricity | Dispatch-Storage | QC | 2020 | Spring | Battery Storage |  |  | 0 | QC
LCP_Inputs_ON_Electric_IEA_2023_05_05 | Electricity | Dispatch-Storage | QC | 2020 | Spring | Hydro Pumped Storage |  |  | 0 | QC
LCP_Inputs_ON_Electric_IEA_2023_05_05 | Electricity | Dispatch-Storage | QC | 2020 | Summer | Battery Storage |  |  | 0 | QC
LCP_Inputs_ON_Electric_IEA_2023_05_05 | Electricity | Dispatch-Storage | QC | 2020 | Summer | Hydro Pumped Storage |  |  | 0 | QC
LCP_Inputs_ON_Electric_IEA_2023_05_05 | Electricity | Dispatch-Storage | QC | 2020 | Winter | Battery Storage |  |  | 0 | QC
LCP_Inputs_ON_Electric_IEA_2023_05_05 | Electricity | Dispatch-Storage | QC | 2020 | Winter | Hydro Pumped Storage |  |  | 0 | QC
LCP_Inputs_ON_Electric_IEA_2023_05_05 | Electricity | Dispatch-Storage | QC | 2020 | Winter Peak | Battery Storage |  |  | 0 | QC
LCP_Inputs_ON_Electric_IEA_2023_05_05 | Electricity | Dispatch-Storage | QC | 2020 | Winter Peak | Hydro Pumped Storage |  |  | 0 | QC
LCP_Inputs_ON_Electric_IEA_2023_05_05 | Electricity | Dispatch-Storage | QC | 2030 | Fall | Battery Storage |  |  | 0 | QC
LCP_Inputs_ON_Electric_IEA_2023_05_05 | Electricity | Dispatch-Storage | QC | 2030 | Fall | Hydro Pumped Storage |  |  | 0 | QC
LCP_Inputs_ON_Electric_IEA_2023_05_05 | Electricity | Dispatch-Storage | QC | 2030 | Spring | Battery Storage |  |  | 0 | QC
LCP_Inputs_ON_Electric_IEA_2023_05_05 | Electricity | Dispatch-Storage | QC | 2030 | Spring | Hydro Pumped Storage |  |  | 0 | QC
LCP_Inputs_ON_Electric_IEA_2023_05_05 | Electricity | Dispatch-Storage | QC | 2030 | Summer | Battery Storage |  |  | 0 | QC
LCP_Inputs_ON_Electric_IEA_2023_05_05 | Electricity | Dispatch-Storage | QC | 2030 | Summer | Hydro Pumped Storage |  |  | 0 | QC
LCP_Inputs_ON_Electric_IEA_2023_05_05 | Electricity | Dispatch-Storage | QC | 2030 | Winter | Battery Storage |  |  | 0 | QC
LCP_Inputs_ON_Electric_IEA_2023_05_05 | Electricity | Dispatch-Storage | QC | 2030 | Winter | Hydro Pumped Storage |  |  | 0 | QC
LCP_Inputs_ON_Electric_IEA_2023_05_05 | Electricity | Dispatch-Storage | QC | 2030 | Winter Peak | Battery Storage |  |  | 0 | QC
LCP_Inputs_ON_Electric_IEA_2023_05_05 | Electricity | Dispatch-Storage | QC | 2030 | Winter Peak | Hydro Pumped Storage |  |  | 0 | QC
LCP_Inputs_ON_Electric_IEA_2023_05_05 | Electricity | Dispatch-Storage | QC | 2040 | Fall | Battery Storage |  |  | 0 | QC
LCP_Inputs_ON_Electric_IEA_2023_05_05 | Electricity | Dispatch-Storage | QC | 2040 | Fall | Hydro Pumped Storage |  |  | 0 | QC
LCP_Inputs_ON_Electric_IEA_2023_05_05 | Electricity | Dispatch-Storage | QC | 2040 | Spring | Battery Storage |  |  | 0 | QC
LCP_Inputs_ON_Electric_IEA_2023_05_05 | Electricity | Dispatch-Storage | QC | 2040 | Spring | Hydro Pumped Storage |  |  | 0 | QC
LCP_Inputs_ON_Electric_IEA_2023_05_05 | Electricity | Dispatch-Storage | QC | 2040 | Summer | Battery Storage |  |  | 0 | QC
LCP_Inputs_ON_Electric_IEA_2023_05_05 | Electricity | Dispatch-Storage | QC | 2040 | Summer | Hydro Pumped Storage |  |  | 0 | QC
LCP_Inputs_ON_Electric_IEA_2023_05_05 | Electricity | Dispatch-Storage | QC | 2040 | Winter | Battery Storage |  |  | 0 | QC
LCP_Inputs_ON_Electric_IEA_2023_05_05 | Electricity | Dispatch-Storage | QC | 2040 | Winter | Hydro Pumped Storage |  |  | 0 | QC
LCP_Inputs_ON_Electric_IEA_2023_05_05 | Electricity | Dispatch-Storage | QC | 2040 | Winter Peak | Battery Storage |  |  | 0 | QC
LCP_Inputs_ON_Electric_IEA_2023_05_05 | Electricity | Dispatch-Storage | QC | 2040 | Winter Peak | Hydro Pumped Storage |  |  | 0 | QC
LCP_Inputs_ON_Electric_IEA_2023_05_05 | Electricity | Dispatch-Storage | QC | 2050 | Fall | Battery Storage |  |  | 0 | QC
LCP_Inputs_ON_Electric_IEA_2023_05_05 | Electricity | Dispatch-Storage | QC | 2050 | Fall | Hydro Pumped Storage |  |  | 0 | QC
LCP_Inputs_ON_Electric_IEA_2023_05_05 | Electricity | Dispatch-Storage | QC | 2050 | Spring | Battery Storage |  |  | 0 | QC
LCP_Inputs_ON_Electric_IEA_2023_05_05 | Electricity | Dispatch-Storage | QC | 2050 | Spring | Hydro Pumped Storage |  |  | 0 | QC
LCP_Inputs_ON_Electric_IEA_2023_05_05 | Electricity | Dispatch-Storage | QC | 2050 | Summer | Battery Storage |  |  | 0 | QC
LCP_Inputs_ON_Electric_IEA_2023_05_05 | Electricity | Dispatch-Storage | QC | 2050 | Summer | Hydro Pumped Storage |  |  | 0 | QC
LCP_Inputs_ON_Electric_IEA_2023_05_05 | Electricity | Dispatch-Storage | QC | 2050 | Winter | Battery Storage |  |  | 0 | QC
LCP_Inputs_ON_Electric_IEA_2023_05_05 | Electricity | Dispatch-Storage | QC | 2050 | Winter | Hydro Pumped Storage |  |  | 0 | QC
LCP_Inputs_ON_Electric_IEA_2023_05_05 | Electricity | Dispatch-Storage | QC | 2050 | Winter Peak | Battery Storage |  |  | 0 | QC
LCP_Inputs_ON_Electric_IEA_2023_05_05 | Electricity | Dispatch-Storage | QC | 2050 | Winter Peak | Hydro Pumped Storage |  |  | 0 | QC
LCP_Inputs_ON_Electric_IEA_2023_05_05 | Electricity | Dispatch-Storage | WC | 2020 | Fall | Battery Storage |  |  | 0 | WC
LCP_Inputs_ON_Electric_IEA_2023_05_05 | Electricity | Dispatch-Storage | WC | 2020 | Fall | Hydro Pumped Storage |  |  | 0 | WC
LCP_Inputs_ON_Electric_IEA_2023_05_05 | Electricity | Dispatch-Storage | WC | 2020 | Spring | Battery Storage |  |  | 0 | WC
LCP_Inputs_ON_Electric_IEA_2023_05_05 | Electricity | Dispatch-Storage | WC | 2020 | Spring | Hydro Pumped Storage |  |  | 0 | WC
LCP_Inputs_ON_Electric_IEA_2023_05_05 | Electricity | Dispatch-Storage | WC | 2020 | Summer | Battery Storage |  |  | 0 | WC
LCP_Inputs_ON_Electric_IEA_2023_05_05 | Electricity | Dispatch-Storage | WC | 2020 | Summer | Hydro Pumped Storage |  |  | 0 | WC
LCP_Inputs_ON_Electric_IEA_2023_05_05 | Electricity | Dispatch-Storage | WC | 2020 | Winter | Battery Storage |  |  | 0 | WC
LCP_Inputs_ON_Electric_IEA_2023_05_05 | Electricity | Dispatch-Storage | WC | 2020 | Winter | Hydro Pumped Storage |  |  | 0 | WC
LCP_Inputs_ON_Electric_IEA_2023_05_05 | Electricity | Dispatch-Storage | WC | 2020 | Winter Peak | Battery Storage |  |  | 0 | WC
LCP_Inputs_ON_Electric_IEA_2023_05_05 | Electricity | Dispatch-Storage | WC | 2020 | Winter Peak | Hydro Pumped Storage |  |  | 0 | WC
LCP_Inputs_ON_Electric_IEA_2023_05_05 | Electricity | Dispatch-Storage | WC | 2030 | Fall | Battery Storage |  |  | 0 | WC
LCP_Inputs_ON_Electric_IEA_2023_05_05 | Electricity | Dispatch-Storage | WC | 2030 | Fall | Hydro Pumped Storage |  |  | 0 | WC
LCP_Inputs_ON_Electric_IEA_2023_05_05 | Electricity | Dispatch-Storage | WC | 2030 | Spring | Battery Storage |  |  | 0 | WC
LCP_Inputs_ON_Electric_IEA_2023_05_05 | Electricity | Dispatch-Storage | WC | 2030 | Spring | Hydro Pumped Storage |  |  | 0 | WC
LCP_Inputs_ON_Electric_IEA_2023_05_05 | Electricity | Dispatch-Storage | WC | 2030 | Summer | Battery Storage |  |  | 0 | WC
LCP_Inputs_ON_Electric_IEA_2023_05_05 | Electricity | Dispatch-Storage | WC | 2030 | Summer | Hydro Pumped Storage |  |  | 0 | WC
LCP_Inputs_ON_Electric_IEA_2023_05_05 | Electricity | Dispatch-Storage | WC | 2030 | Winter | Battery Storage |  |  | 0 | WC
LCP_Inputs_ON_Electric_IEA_2023_05_05 | Electricity | Dispatch-Storage | WC | 2030 | Winter | Hydro Pumped Storage |  |  | 0 | WC
LCP_Inputs_ON_Electric_IEA_2023_05_05 | Electricity | Dispatch-Storage | WC | 2030 | Winter Peak | Battery Storage |  |  | 0 | WC
LCP_Inputs_ON_Electric_IEA_2023_05_05 | Electricity | Dispatch-Storage | WC | 2030 | Winter Peak | Hydro Pumped Storage |  |  | 0 | WC
LCP_Inputs_ON_Electric_IEA_2023_05_05 | Electricity | Dispatch-Storage | WC | 2040 | Fall | Battery Storage |  |  | 0 | WC
LCP_Inputs_ON_Electric_IEA_2023_05_05 | Electricity | Dispatch-Storage | WC | 2040 | Fall | Hydro Pumped Storage |  |  | 0 | WC
LCP_Inputs_ON_Electric_IEA_2023_05_05 | Electricity | Dispatch-Storage | WC | 2040 | Spring | Battery Storage |  |  | 0 | WC
LCP_Inputs_ON_Electric_IEA_2023_05_05 | Electricity | Dispatch-Storage | WC | 2040 | Spring | Hydro Pumped Storage |  |  | 0 | WC
LCP_Inputs_ON_Electric_IEA_2023_05_05 | Electricity | Dispatch-Storage | WC | 2040 | Summer | Battery Storage |  |  | 0 | WC
LCP_Inputs_ON_Electric_IEA_2023_05_05 | Electricity | Dispatch-Storage | WC | 2040 | Summer | Hydro Pumped Storage |  |  | 0 | WC
LCP_Inputs_ON_Electric_IEA_2023_05_05 | Electricity | Dispatch-Storage | WC | 2040 | Winter | Battery Storage |  |  | 0 | WC
LCP_Inputs_ON_Electric_IEA_2023_05_05 | Electricity | Dispatch-Storage | WC | 2040 | Winter | Hydro Pumped Storage |  |  | 0 | WC
LCP_Inputs_ON_Electric_IEA_2023_05_05 | Electricity | Dispatch-Storage | WC | 2040 | Winter Peak | Battery Storage |  |  | 0 | WC
LCP_Inputs_ON_Electric_IEA_2023_05_05 | Electricity | Dispatch-Storage | WC | 2040 | Winter Peak | Hydro Pumped Storage |  |  | 0 | WC
LCP_Inputs_ON_Electric_IEA_2023_05_05 | Electricity | Dispatch-Storage | WC | 2050 | Fall | Battery Storage |  |  | 0 | WC
LCP_Inputs_ON_Electric_IEA_2023_05_05 | Electricity | Dispatch-Storage | WC | 2050 | Fall | Hydro Pumped Storage |  |  | 0 | WC
LCP_Inputs_ON_Electric_IEA_2023_05_05 | Electricity | Dispatch-Storage | WC | 2050 | Spring | Battery Storage |  |  | 0 | WC
LCP_Inputs_ON_Electric_IEA_2023_05_05 | Electricity | Dispatch-Storage | WC | 2050 | Spring | Hydro Pumped Storage |  |  | 0 | WC
LCP_Inputs_ON_Electric_IEA_2023_05_05 | Electricity | Dispatch-Storage | WC | 2050 | Summer | Battery Storage |  |  | 0 | WC
LCP_Inputs_ON_Electric_IEA_2023_05_05 | Electricity | Dispatch-Storage | WC | 2050 | Summer | Hydro Pumped Storage |  |  | 0 | WC
LCP_Inputs_ON_Electric_IEA_2023_05_05 | Electricity | Dispatch-Storage | WC | 2050 | Winter | Battery Storage |  |  | 0 | WC
LCP_Inputs_ON_Electric_IEA_2023_05_05 | Electricity | Dispatch-Storage | WC | 2050 | Winter | Hydro Pumped Storage |  |  | 0 | WC
LCP_Inputs_ON_Electric_IEA_2023_05_05 | Electricity | Dispatch-Storage | WC | 2050 | Winter Peak | Battery Storage |  |  | 0 | WC
LCP_Inputs_ON_Electric_IEA_2023_05_05 | Electricity | Dispatch-Storage | WC | 2050 | Winter Peak | Hydro Pumped Storage |  |  | 0 | WC
LCP_Inputs_ON_Electric_IEA_2023_05_05 | Hydrogen | Charging-Storage | MI | 2020 | Fall | H2 Salt Cavern Storage - ON |  |  | 0 | MI
LCP_Inputs_ON_Electric_IEA_2023_05_05 | Hydrogen | Charging-Storage | MI | 2020 | Spring | H2 Salt Cavern Storage - ON |  |  | 0 | MI
LCP_Inputs_ON_Electric_IEA_2023_05_05 | Hydrogen | Charging-Storage | MI | 2020 | Summer | H2 Salt Cavern Storage - ON |  |  | 0 | MI
LCP_Inputs_ON_Electric_IEA_2023_05_05 | Hydrogen | Charging-Storage | MI | 2020 | Winter | H2 Salt Cavern Storage - ON |  |  | 0 | MI
LCP_Inputs_ON_Electric_IEA_2023_05_05 | Hydrogen | Charging-Storage | MI | 2020 | Winter Peak | H2 Salt Cavern Storage - ON |  |  | 0 | MI
LCP_Inputs_ON_Electric_IEA_2023_05_05 | Hydrogen | Charging-Storage | MI | 2030 | Fall | H2 Salt Cavern Storage - ON |  |  | 0 | MI
LCP_Inputs_ON_Electric_IEA_2023_05_05 | Hydrogen | Charging-Storage | MI | 2030 | Spring | H2 Salt Cavern Storage - ON |  |  | 0 | MI
LCP_Inputs_ON_Electric_IEA_2023_05_05 | Hydrogen | Charging-Storage | MI | 2030 | Summer | H2 Salt Cavern Storage - ON |  |  | 0 | MI
LCP_Inputs_ON_Electric_IEA_2023_05_05 | Hydrogen | Charging-Storage | MI | 2030 | Winter | H2 Salt Cavern Storage - ON |  |  | 0 | MI
LCP_Inputs_ON_Electric_IEA_2023_05_05 | Hydrogen | Charging-Storage | MI | 2030 | Winter Peak | H2 Salt Cavern Storage - ON |  |  | 0 | MI
LCP_Inputs_ON_Electric_IEA_2023_05_05 | Hydrogen | Charging-Storage | MI | 2040 | Fall | H2 Salt Cavern Storage - ON |  |  | 0 | MI
LCP_Inputs_ON_Electric_IEA_2023_05_05 | Hydrogen | Charging-Storage | MI | 2040 | Spring | H2 Salt Cavern Storage - ON |  |  | 0 | MI
LCP_Inputs_ON_Electric_IEA_2023_05_05 | Hydrogen | Charging-Storage | MI | 2040 | Summer | H2 Salt Cavern Storage - ON |  |  | 0 | MI
LCP_Inputs_ON_Electric_IEA_2023_05_05 | Hydrogen | Charging-Storage | MI | 2040 | Winter | H2 Salt Cavern Storage - ON |  |  | 0 | MI
LCP_Inputs_ON_Electric_IEA_2023_05_05 | Hydrogen | Charging-Storage | MI | 2040 | Winter Peak | H2 Salt Cavern Storage - ON |  |  | 0 | MI
LCP_Inputs_ON_Electric_IEA_2023_05_05 | Hydrogen | Charging-Storage | MI | 2050 | Fall | H2 Salt Cavern Storage - ON |  |  | 0 | MI
LCP_Inputs_ON_Electric_IEA_2023_05_05 | Hydrogen | Charging-Storage | MI | 2050 | Spring | H2 Salt Cavern Storage - ON |  |  | 0 | MI
LCP_Inputs_ON_Electric_IEA_2023_05_05 | Hydrogen | Charging-Storage | MI | 2050 | Summer | H2 Salt Cavern Storage - ON |  |  | 0 | MI
LCP_Inputs_ON_Electric_IEA_2023_05_05 | Hydrogen | Charging-Storage | MI | 2050 | Winter | H2 Salt Cavern Storage - ON |  |  | 0 | MI
LCP_Inputs_ON_Electric_IEA_2023_05_05 | Hydrogen | Charging-Storage | MI | 2050 | Winter Peak | H2 Salt Cavern Storage - ON |  |  | 0 | MI
LCP_Inputs_ON_Electric_IEA_2023_05_05 | Hydrogen | Charging-Storage | NY | 2020 | Fall | H2 Salt Cavern Storage - ON |  |  | 0 | NY
LCP_Inputs_ON_Electric_IEA_2023_05_05 | Hydrogen | Charging-Storage | NY | 2020 | Spring | H2 Salt Cavern Storage - ON |  |  | 0 | NY
LCP_Inputs_ON_Electric_IEA_2023_05_05 | Hydrogen | Charging-Storage | NY | 2020 | Summer | H2 Salt Cavern Storage - ON |  |  | 0 | NY
LCP_Inputs_ON_Electric_IEA_2023_05_05 | Hydrogen | Charging-Storage | NY | 2020 | Winter | H2 Salt Cavern Storage - ON |  |  | 0 | NY
LCP_Inputs_ON_Electric_IEA_2023_05_05 | Hydrogen | Charging-Storage | NY | 2020 | Winter Peak | H2 Salt Cavern Storage - ON |  |  | 0 | NY
LCP_Inputs_ON_Electric_IEA_2023_05_05 | Hydrogen | Charging-Storage | NY | 2030 | Fall | H2 Salt Cavern Storage - ON |  |  | 0 | NY
LCP_Inputs_ON_Electric_IEA_2023_05_05 | Hydrogen | Charging-Storage | NY | 2030 | Spring | H2 Salt Cavern Storage - ON |  |  | 0 | NY
LCP_Inputs_ON_Electric_IEA_2023_05_05 | Hydrogen | Charging-Storage | NY | 2030 | Summer | H2 Salt Cavern Storage - ON |  |  | 0 | NY
LCP_Inputs_ON_Electric_IEA_2023_05_05 | Hydrogen | Charging-Storage | NY | 2030 | Winter | H2 Salt Cavern Storage - ON |  |  | 0 | NY
LCP_Inputs_ON_Electric_IEA_2023_05_05 | Hydrogen | Charging-Storage | NY | 2030 | Winter Peak | H2 Salt Cavern Storage - ON |  |  | 0 | NY
LCP_Inputs_ON_Electric_IEA_2023_05_05 | Hydrogen | Charging-Storage | NY | 2040 | Fall | H2 Salt Cavern Storage - ON |  |  | 0 | NY
LCP_Inputs_ON_Electric_IEA_2023_05_05 | Hydrogen | Charging-Storage | NY | 2040 | Spring | H2 Salt Cavern Storage - ON |  |  | 0 | NY
LCP_Inputs_ON_Electric_IEA_2023_05_05 | Hydrogen | Charging-Storage | NY | 2040 | Summer | H2 Salt Cavern Storage - ON |  |  | 0 | NY
LCP_Inputs_ON_Electric_IEA_2023_05_05 | Hydrogen | Charging-Storage | NY | 2040 | Winter | H2 Salt Cavern Storage - ON |  |  | 0 | NY
LCP_Inputs_ON_Electric_IEA_2023_05_05 | Hydrogen | Charging-Storage | NY | 2040 | Winter Peak | H2 Salt Cavern Storage - ON |  |  | 0 | NY
LCP_Inputs_ON_Electric_IEA_2023_05_05 | Hydrogen | Charging-Storage | NY | 2050 | Fall | H2 Salt Cavern Storage - ON |  |  | 0 | NY
LCP_Inputs_ON_Electric_IEA_2023_05_05 | Hydrogen | Charging-Storage | NY | 2050 | Spring | H2 Salt Cavern Storage - ON |  |  | 0 | NY
LCP_Inputs_ON_Electric_IEA_2023_05_05 | Hydrogen | Charging-Storage | NY | 2050 | Summer | H2 Salt Cavern Storage - ON |  |  | 0 | NY
LCP_Inputs_ON_Electric_IEA_2023_05_05 | Hydrogen | Charging-Storage | NY | 2050 | Winter | H2 Salt Cavern Storage - ON |  |  | 0 | NY
LCP_Inputs_ON_Electric_IEA_2023_05_05 | Hydrogen | Charging-Storage | NY | 2050 | Winter Peak | H2 Salt Cavern Storage - ON |  |  | 0 | NY
LCP_Inputs_ON_Electric_IEA_2023_05_05 | Hydrogen | Charging-Storage | ON | 2020 | Fall | H2 Salt Cavern Storage - ON |  |  | 0 | ON
LCP_Inputs_ON_Electric_IEA_2023_05_05 | Hydrogen | Charging-Storage | ON | 2020 | Spring | H2 Salt Cavern Storage - ON |  |  | 0 | ON
LCP_Inputs_ON_Electric_IEA_2023_05_05 | Hydrogen | Charging-Storage | ON | 2020 | Summer | H2 Salt Cavern Storage - ON |  |  | 0 | ON
LCP_Inputs_ON_Electric_IEA_2023_05_05 | Hydrogen | Charging-Storage | ON | 2020 | Winter | H2 Salt Cavern Storage - ON |  |  | 0 | ON
LCP_Inputs_ON_Electric_IEA_2023_05_05 | Hydrogen | Charging-Storage | ON | 2020 | Winter Peak | H2 Salt Cavern Storage - ON |  |  | 0 | ON
LCP_Inputs_ON_Electric_IEA_2023_05_05 | Hydrogen | Charging-Storage | ON | 2030 | Fall | H2 Salt Cavern Storage - ON |  |  | -515803.9138 | ON
LCP_Inputs_ON_Electric_IEA_2023_05_05 | Hydrogen | Charging-Storage | ON | 2030 | Spring | H2 Salt Cavern Storage - ON |  |  | -144733.7897 | ON
LCP_Inputs_ON_Electric_IEA_2023_05_05 | Hydrogen | Charging-Storage | ON | 2030 | Summer | H2 Salt Cavern Storage - ON |  |  | -494297.0964 | ON
LCP_Inputs_ON_Electric_IEA_2023_05_05 | Hydrogen | Charging-Storage | ON | 2030 | Winter | H2 Salt Cavern Storage - ON |  |  | 0 | ON
LCP_Inputs_ON_Electric_IEA_2023_05_05 | Hydrogen | Charging-Storage | ON | 2030 | Winter Peak | H2 Salt Cavern Storage - ON |  |  | 0 | ON
LCP_Inputs_ON_Electric_IEA_2023_05_05 | Hydrogen | Charging-Storage | ON | 2040 | Fall | H2 Salt Cavern Storage - ON |  |  | -968454.3071 | ON
LCP_Inputs_ON_Electric_IEA_2023_05_05 | Hydrogen | Charging-Storage | ON | 2040 | Spring | H2 Salt Cavern Storage - ON |  |  | -1118775.1722 | ON
LCP_Inputs_ON_Electric_IEA_2023_05_05 | Hydrogen | Charging-Storage | ON | 2040 | Summer | H2 Salt Cavern Storage - ON |  |  | -1012668.3851 | ON
LCP_Inputs_ON_Electric_IEA_2023_05_05 | Hydrogen | Charging-Storage | ON | 2040 | Winter | H2 Salt Cavern Storage - ON |  |  | 0 | ON
LCP_Inputs_ON_Electric_IEA_2023_05_05 | Hydrogen | Charging-Storage | ON | 2040 | Winter Peak | H2 Salt Cavern Storage - ON |  |  | 0 | ON
LCP_Inputs_ON_Electric_IEA_2023_05_05 | Hydrogen | Charging-Storage | ON | 2050 | Fall | H2 Salt Cavern Storage - ON |  |  | -1017341.5707 | ON
LCP_Inputs_ON_Electric_IEA_2023_05_05 | Hydrogen | Charging-Storage | ON | 2050 | Spring | H2 Salt Cavern Storage - ON |  |  | -2668389.1859 | ON
LCP_Inputs_ON_Electric_IEA_2023_05_05 | Hydrogen | Charging-Storage | ON | 2050 | Summer | H2 Salt Cavern Storage - ON |  |  | -3331668.2671 | ON
LCP_Inputs_ON_Electric_IEA_2023_05_05 | Hydrogen | Charging-Storage | ON | 2050 | Winter | H2 Salt Cavern Storage - ON |  |  | 0 | ON
LCP_Inputs_ON_Electric_IEA_2023_05_05 | Hydrogen | Charging-Storage | ON | 2050 | Winter Peak | H2 Salt Cavern Storage - ON |  |  | 0 | ON
LCP_Inputs_ON_Electric_IEA_2023_05_05 | Hydrogen | Charging-Storage | PJ | 2020 | Fall | H2 Salt Cavern Storage - ON |  |  | 0 | PJ
LCP_Inputs_ON_Electric_IEA_2023_05_05 | Hydrogen | Charging-Storage | PJ | 2020 | Spring | H2 Salt Cavern Storage - ON |  |  | 0 | PJ
LCP_Inputs_ON_Electric_IEA_2023_05_05 | Hydrogen | Charging-Storage | PJ | 2020 | Summer | H2 Salt Cavern Storage - ON |  |  | 0 | PJ
LCP_Inputs_ON_Electric_IEA_2023_05_05 | Hydrogen | Charging-Storage | PJ | 2020 | Winter | H2 Salt Cavern Storage - ON |  |  | 0 | PJ
LCP_Inputs_ON_Electric_IEA_2023_05_05 | Hydrogen | Charging-Storage | PJ | 2020 | Winter Peak | H2 Salt Cavern Storage - ON |  |  | 0 | PJ
LCP_Inputs_ON_Electric_IEA_2023_05_05 | Hydrogen | Charging-Storage | PJ | 2030 | Fall | H2 Salt Cavern Storage - ON |  |  | 0 | PJ
LCP_Inputs_ON_Electric_IEA_2023_05_05 | Hydrogen | Charging-Storage | PJ | 2030 | Spring | H2 Salt Cavern Storage - ON |  |  | 0 | PJ
LCP_Inputs_ON_Electric_IEA_2023_05_05 | Hydrogen | Charging-Storage | PJ | 2030 | Summer | H2 Salt Cavern Storage - ON |  |  | 0 | PJ
LCP_Inputs_ON_Electric_IEA_2023_05_05 | Hydrogen | Charging-Storage | PJ | 2030 | Winter | H2 Salt Cavern Storage - ON |  |  | 0 | PJ
LCP_Inputs_ON_Electric_IEA_2023_05_05 | Hydrogen | Charging-Storage | PJ | 2030 | Winter Peak | H2 Salt Cavern Storage - ON |  |  | 0 | PJ
LCP_Inputs_ON_Electric_IEA_2023_05_05 | Hydrogen | Charging-Storage | PJ | 2040 | Fall | H2 Salt Cavern Storage - ON |  |  | 0 | PJ
LCP_Inputs_ON_Electric_IEA_2023_05_05 | Hydrogen | Charging-Storage | PJ | 2040 | Spring | H2 Salt Cavern Storage - ON |  |  | 0 | PJ
LCP_Inputs_ON_Electric_IEA_2023_05_05 | Hydrogen | Charging-Storage | PJ | 2040 | Summer | H2 Salt Cavern Storage - ON |  |  | 0 | PJ
LCP_Inputs_ON_Electric_IEA_2023_05_05 | Hydrogen | Charging-Storage | PJ | 2040 | Winter | H2 Salt Cavern Storage - ON |  |  | 0 | PJ
LCP_Inputs_ON_Electric_IEA_2023_05_05 | Hydrogen | Charging-Storage | PJ | 2040 | Winter Peak | H2 Salt Cavern Storage - ON |  |  | 0 | PJ
LCP_Inputs_ON_Electric_IEA_2023_05_05 | Hydrogen | Charging-Storage | PJ | 2050 | Fall | H2 Salt Cavern Storage - ON |  |  | 0 | PJ
LCP_Inputs_ON_Electric_IEA_2023_05_05 | Hydrogen | Charging-Storage | PJ | 2050 | Spring | H2 Salt Cavern Storage - ON |  |  | 0 | PJ
LCP_Inputs_ON_Electric_IEA_2023_05_05 | Hydrogen | Charging-Storage | PJ | 2050 | Summer | H2 Salt Cavern Storage - ON |  |  | 0 | PJ
LCP_Inputs_ON_Electric_IEA_2023_05_05 | Hydrogen | Charging-Storage | PJ | 2050 | Winter | H2 Salt Cavern Storage - ON |  |  | 0 | PJ
LCP_Inputs_ON_Electric_IEA_2023_05_05 | Hydrogen | Charging-Storage | PJ | 2050 | Winter Peak | H2 Salt Cavern Storage - ON |  |  | 0 | PJ
LCP_Inputs_ON_Electric_IEA_2023_05_05 | Hydrogen | Charging-Storage | QC | 2020 | Fall | H2 Salt Cavern Storage - ON |  |  | 0 | QC
LCP_Inputs_ON_Electric_IEA_2023_05_05 | Hydrogen | Charging-Storage | QC | 2020 | Spring | H2 Salt Cavern Storage - ON |  |  | 0 | QC
LCP_Inputs_ON_Electric_IEA_2023_05_05 | Hydrogen | Charging-Storage | QC | 2020 | Summer | H2 Salt Cavern Storage - ON |  |  | 0 | QC
LCP_Inputs_ON_Electric_IEA_2023_05_05 | Hydrogen | Charging-Storage | QC | 2020 | Winter | H2 Salt Cavern Storage - ON |  |  | 0 | QC
LCP_Inputs_ON_Electric_IEA_2023_05_05 | Hydrogen | Charging-Storage | QC | 2020 | Winter Peak | H2 Salt Cavern Storage - ON |  |  | 0 | QC
LCP_Inputs_ON_Electric_IEA_2023_05_05 | Hydrogen | Charging-Storage | QC | 2030 | Fall | H2 Salt Cavern Storage - ON |  |  | 0 | QC
LCP_Inputs_ON_Electric_IEA_2023_05_05 | Hydrogen | Charging-Storage | QC | 2030 | Spring | H2 Salt Cavern Storage - ON |  |  | 0 | QC
LCP_Inputs_ON_Electric_IEA_2023_05_05 | Hydrogen | Charging-Storage | QC | 2030 | Summer | H2 Salt Cavern Storage - ON |  |  | 0 | QC
LCP_Inputs_ON_Electric_IEA_2023_05_05 | Hydrogen | Charging-Storage | QC | 2030 | Winter | H2 Salt Cavern Storage - ON |  |  | 0 | QC
LCP_Inputs_ON_Electric_IEA_2023_05_05 | Hydrogen | Charging-Storage | QC | 2030 | Winter Peak | H2 Salt Cavern Storage - ON |  |  | 0 | QC
LCP_Inputs_ON_Electric_IEA_2023_05_05 | Hydrogen | Charging-Storage | QC | 2040 | Fall | H2 Salt Cavern Storage - ON |  |  | 0 | QC
LCP_Inputs_ON_Electric_IEA_2023_05_05 | Hydrogen | Charging-Storage | QC | 2040 | Spring | H2 Salt Cavern Storage - ON |  |  | 0 | QC
LCP_Inputs_ON_Electric_IEA_2023_05_05 | Hydrogen | Charging-Storage | QC | 2040 | Summer | H2 Salt Cavern Storage - ON |  |  | 0 | QC
LCP_Inputs_ON_Electric_IEA_2023_05_05 | Hydrogen | Charging-Storage | QC | 2040 | Winter | H2 Salt Cavern Storage - ON |  |  | 0 | QC
LCP_Inputs_ON_Electric_IEA_2023_05_05 | Hydrogen | Charging-Storage | QC | 2040 | Winter Peak | H2 Salt Cavern Storage - ON |  |  | 0 | QC
LCP_Inputs_ON_Electric_IEA_2023_05_05 | Hydrogen | Charging-Storage | QC | 2050 | Fall | H2 Salt Cavern Storage - ON |  |  | 0 | QC
LCP_Inputs_ON_Electric_IEA_2023_05_05 | Hydrogen | Charging-Storage | QC | 2050 | Spring | H2 Salt Cavern Storage - ON |  |  | 0 | QC
LCP_Inputs_ON_Electric_IEA_2023_05_05 | Hydrogen | Charging-Storage | QC | 2050 | Summer | H2 Salt Cavern Storage - ON |  |  | 0 | QC
LCP_Inputs_ON_Electric_IEA_2023_05_05 | Hydrogen | Charging-Storage | QC | 2050 | Winter | H2 Salt Cavern Storage - ON |  |  | 0 | QC
LCP_Inputs_ON_Electric_IEA_2023_05_05 | Hydrogen | Charging-Storage | QC | 2050 | Winter Peak | H2 Salt Cavern Storage - ON |  |  | 0 | QC
LCP_Inputs_ON_Electric_IEA_2023_05_05 | Hydrogen | Charging-Storage | WC | 2020 | Fall | H2 Salt Cavern Storage - ON |  |  | 0 | WC
LCP_Inputs_ON_Electric_IEA_2023_05_05 | Hydrogen | Charging-Storage | WC | 2020 | Spring | H2 Salt Cavern Storage - ON |  |  | 0 | WC
LCP_Inputs_ON_Electric_IEA_2023_05_05 | Hydrogen | Charging-Storage | WC | 2020 | Summer | H2 Salt Cavern Storage - ON |  |  | 0 | WC
LCP_Inputs_ON_Electric_IEA_2023_05_05 | Hydrogen | Charging-Storage | WC | 2020 | Winter | H2 Salt Cavern Storage - ON |  |  | 0 | WC
LCP_Inputs_ON_Electric_IEA_2023_05_05 | Hydrogen | Charging-Storage | WC | 2020 | Winter Peak | H2 Salt Cavern Storage - ON |  |  | 0 | WC
LCP_Inputs_ON_Electric_IEA_2023_05_05 | Hydrogen | Charging-Storage | WC | 2030 | Fall | H2 Salt Cavern Storage - ON |  |  | 0 | WC
LCP_Inputs_ON_Electric_IEA_2023_05_05 | Hydrogen | Charging-Storage | WC | 2030 | Spring | H2 Salt Cavern Storage - ON |  |  | 0 | WC
LCP_Inputs_ON_Electric_IEA_2023_05_05 | Hydrogen | Charging-Storage | WC | 2030 | Summer | H2 Salt Cavern Storage - ON |  |  | 0 | WC
LCP_Inputs_ON_Electric_IEA_2023_05_05 | Hydrogen | Charging-Storage | WC | 2030 | Winter | H2 Salt Cavern Storage - ON |  |  | 0 | WC
LCP_Inputs_ON_Electric_IEA_2023_05_05 | Hydrogen | Charging-Storage | WC | 2030 | Winter Peak | H2 Salt Cavern Storage - ON |  |  | 0 | WC
LCP_Inputs_ON_Electric_IEA_2023_05_05 | Hydrogen | Charging-Storage | WC | 2040 | Fall | H2 Salt Cavern Storage - ON |  |  | 0 | WC
LCP_Inputs_ON_Electric_IEA_2023_05_05 | Hydrogen | Charging-Storage | WC | 2040 | Spring | H2 Salt Cavern Storage - ON |  |  | 0 | WC
LCP_Inputs_ON_Electric_IEA_2023_05_05 | Hydrogen | Charging-Storage | WC | 2040 | Summer | H2 Salt Cavern Storage - ON |  |  | 0 | WC
LCP_Inputs_ON_Electric_IEA_2023_05_05 | Hydrogen | Charging-Storage | WC | 2040 | Winter | H2 Salt Cavern Storage - ON |  |  | 0 | WC
LCP_Inputs_ON_Electric_IEA_2023_05_05 | Hydrogen | Charging-Storage | WC | 2040 | Winter Peak | H2 Salt Cavern Storage - ON |  |  | 0 | WC
LCP_Inputs_ON_Electric_IEA_2023_05_05 | Hydrogen | Charging-Storage | WC | 2050 | Fall | H2 Salt Cavern Storage - ON |  |  | 0 | WC
LCP_Inputs_ON_Electric_IEA_2023_05_05 | Hydrogen | Charging-Storage | WC | 2050 | Spring | H2 Salt Cavern Storage - ON |  |  | 0 | WC
LCP_Inputs_ON_Electric_IEA_2023_05_05 | Hydrogen | Charging-Storage | WC | 2050 | Summer | H2 Salt Cavern Storage - ON |  |  | 0 | WC
LCP_Inputs_ON_Electric_IEA_2023_05_05 | Hydrogen | Charging-Storage | WC | 2050 | Winter | H2 Salt Cavern Storage - ON |  |  | 0 | WC
LCP_Inputs_ON_Electric_IEA_2023_05_05 | Hydrogen | Charging-Storage | WC | 2050 | Winter Peak | H2 Salt Cavern Storage - ON |  |  | 0 | WC
LCP_Inputs_ON_Electric_IEA_2023_05_05 | Hydrogen | Dispatch-Crossload | MI | 2020 | Fall | Electrolyser 2020/2030 |  |  | 0 | MI
LCP_Inputs_ON_Electric_IEA_2023_05_05 | Hydrogen | Dispatch-Crossload | MI | 2020 | Fall | Electrolyser 2040 |  |  | 0 | MI
LCP_Inputs_ON_Electric_IEA_2023_05_05 | Hydrogen | Dispatch-Crossload | MI | 2020 | Fall | Electrolyser 2050 |  |  | 0 | MI
LCP_Inputs_ON_Electric_IEA_2023_05_05 | Hydrogen | Dispatch-Crossload | MI | 2020 | Fall | O/CCGT - H2 New |  |  | 0 | MI
LCP_Inputs_ON_Electric_IEA_2023_05_05 | Hydrogen | Dispatch-Crossload | MI | 2020 | Spring | Electrolyser 2020/2030 |  |  | 0 | MI
LCP_Inputs_ON_Electric_IEA_2023_05_05 | Hydrogen | Dispatch-Crossload | MI | 2020 | Spring | Electrolyser 2040 |  |  | 0 | MI
LCP_Inputs_ON_Electric_IEA_2023_05_05 | Hydrogen | Dispatch-Crossload | MI | 2020 | Spring | Electrolyser 2050 |  |  | 0 | MI
LCP_Inputs_ON_Electric_IEA_2023_05_05 | Hydrogen | Dispatch-Crossload | MI | 2020 | Spring | O/CCGT - H2 New |  |  | 0 | MI
LCP_Inputs_ON_Electric_IEA_2023_05_05 | Hydrogen | Dispatch-Crossload | MI | 2020 | Summer | Electrolyser 2020/2030 |  |  | 0 | MI
LCP_Inputs_ON_Electric_IEA_2023_05_05 | Hydrogen | Dispatch-Crossload | MI | 2020 | Summer | Electrolyser 2040 |  |  | 0 | MI
LCP_Inputs_ON_Electric_IEA_2023_05_05 | Hydrogen | Dispatch-Crossload | MI | 2020 | Summer | Electrolyser 2050 |  |  | 0 | MI
LCP_Inputs_ON_Electric_IEA_2023_05_05 | Hydrogen | Dispatch-Crossload | MI | 2020 | Summer | O/CCGT - H2 New |  |  | 0 | MI
LCP_Inputs_ON_Electric_IEA_2023_05_05 | Hydrogen | Dispatch-Crossload | MI | 2020 | Winter | Electrolyser 2020/2030 |  |  | 0 | MI
LCP_Inputs_ON_Electric_IEA_2023_05_05 | Hydrogen | Dispatch-Crossload | MI | 2020 | Winter | Electrolyser 2040 |  |  | 0 | MI
LCP_Inputs_ON_Electric_IEA_2023_05_05 | Hydrogen | Dispatch-Crossload | MI | 2020 | Winter | Electrolyser 2050 |  |  | 0 | MI
LCP_Inputs_ON_Electric_IEA_2023_05_05 | Hydrogen | Dispatch-Crossload | MI | 2020 | Winter | O/CCGT - H2 New |  |  | 0 | MI
LCP_Inputs_ON_Electric_IEA_2023_05_05 | Hydrogen | Dispatch-Crossload | MI | 2020 | Winter Peak | Electrolyser 2020/2030 |  |  | 0 | MI
LCP_Inputs_ON_Electric_IEA_2023_05_05 | Hydrogen | Dispatch-Crossload | MI | 2020 | Winter Peak | Electrolyser 2040 |  |  | 0 | MI
LCP_Inputs_ON_Electric_IEA_2023_05_05 | Hydrogen | Dispatch-Crossload | MI | 2020 | Winter Peak | Electrolyser 2050 |  |  | 0 | MI
LCP_Inputs_ON_Electric_IEA_2023_05_05 | Hydrogen | Dispatch-Crossload | MI | 2020 | Winter Peak | O/CCGT - H2 New |  |  | 0 | MI
LCP_Inputs_ON_Electric_IEA_2023_05_05 | Hydrogen | Dispatch-Crossload | MI | 2030 | Fall | Electrolyser 2020/2030 |  |  | 0 | MI
LCP_Inputs_ON_Electric_IEA_2023_05_05 | Hydrogen | Dispatch-Crossload | MI | 2030 | Fall | Electrolyser 2040 |  |  | 0 | MI
LCP_Inputs_ON_Electric_IEA_2023_05_05 | Hydrogen | Dispatch-Crossload | MI | 2030 | Fall | Electrolyser 2050 |  |  | 0 | MI
LCP_Inputs_ON_Electric_IEA_2023_05_05 | Hydrogen | Dispatch-Crossload | MI | 2030 | Fall | O/CCGT - H2 New |  |  | 0 | MI
LCP_Inputs_ON_Electric_IEA_2023_05_05 | Hydrogen | Dispatch-Crossload | MI | 2030 | Spring | Electrolyser 2020/2030 |  |  | 0 | MI
LCP_Inputs_ON_Electric_IEA_2023_05_05 | Hydrogen | Dispatch-Crossload | MI | 2030 | Spring | Electrolyser 2040 |  |  | 0 | MI
LCP_Inputs_ON_Electric_IEA_2023_05_05 | Hydrogen | Dispatch-Crossload | MI | 2030 | Spring | Electrolyser 2050 |  |  | 0 | MI
LCP_Inputs_ON_Electric_IEA_2023_05_05 | Hydrogen | Dispatch-Crossload | MI | 2030 | Spring | O/CCGT - H2 New |  |  | 0 | MI
LCP_Inputs_ON_Electric_IEA_2023_05_05 | Hydrogen | Dispatch-Crossload | MI | 2030 | Summer | Electrolyser 2020/2030 |  |  | 0 | MI
LCP_Inputs_ON_Electric_IEA_2023_05_05 | Hydrogen | Dispatch-Crossload | MI | 2030 | Summer | Electrolyser 2040 |  |  | 0 | MI
LCP_Inputs_ON_Electric_IEA_2023_05_05 | Hydrogen | Dispatch-Crossload | MI | 2030 | Summer | Electrolyser 2050 |  |  | 0 | MI
LCP_Inputs_ON_Electric_IEA_2023_05_05 | Hydrogen | Dispatch-Crossload | MI | 2030 | Summer | O/CCGT - H2 New |  |  | 0 | MI
LCP_Inputs_ON_Electric_IEA_2023_05_05 | Hydrogen | Dispatch-Crossload | MI | 2030 | Winter | Electrolyser 2020/2030 |  |  | 0 | MI
LCP_Inputs_ON_Electric_IEA_2023_05_05 | Hydrogen | Dispatch-Crossload | MI | 2030 | Winter | Electrolyser 2040 |  |  | 0 | MI
LCP_Inputs_ON_Electric_IEA_2023_05_05 | Hydrogen | Dispatch-Crossload | MI | 2030 | Winter | Electrolyser 2050 |  |  | 0 | MI
LCP_Inputs_ON_Electric_IEA_2023_05_05 | Hydrogen | Dispatch-Crossload | MI | 2030 | Winter | O/CCGT - H2 New |  |  | 0 | MI
LCP_Inputs_ON_Electric_IEA_2023_05_05 | Hydrogen | Dispatch-Crossload | MI | 2030 | Winter Peak | Electrolyser 2020/2030 |  |  | 0 | MI
LCP_Inputs_ON_Electric_IEA_2023_05_05 | Hydrogen | Dispatch-Crossload | MI | 2030 | Winter Peak | Electrolyser 2040 |  |  | 0 | MI
LCP_Inputs_ON_Electric_IEA_2023_05_05 | Hydrogen | Dispatch-Crossload | MI | 2030 | Winter Peak | Electrolyser 2050 |  |  | 0 | MI
LCP_Inputs_ON_Electric_IEA_2023_05_05 | Hydrogen | Dispatch-Crossload | MI | 2030 | Winter Peak | O/CCGT - H2 New |  |  | 0 | MI
LCP_Inputs_ON_Electric_IEA_2023_05_05 | Hydrogen | Dispatch-Crossload | MI | 2040 | Fall | Electrolyser 2020/2030 |  |  | 0 | MI
LCP_Inputs_ON_Electric_IEA_2023_05_05 | Hydrogen | Dispatch-Crossload | MI | 2040 | Fall | Electrolyser 2040 |  |  | 0 | MI
LCP_Inputs_ON_Electric_IEA_2023_05_05 | Hydrogen | Dispatch-Crossload | MI | 2040 | Fall | Electrolyser 2050 |  |  | 0 | MI
LCP_Inputs_ON_Electric_IEA_2023_05_05 | Hydrogen | Dispatch-Crossload | MI | 2040 | Fall | O/CCGT - H2 New |  |  | 0 | MI
LCP_Inputs_ON_Electric_IEA_2023_05_05 | Hydrogen | Dispatch-Crossload | MI | 2040 | Spring | Electrolyser 2020/2030 |  |  | 0 | MI
LCP_Inputs_ON_Electric_IEA_2023_05_05 | Hydrogen | Dispatch-Crossload | MI | 2040 | Spring | Electrolyser 2040 |  |  | 0 | MI
LCP_Inputs_ON_Electric_IEA_2023_05_05 | Hydrogen | Dispatch-Crossload | MI | 2040 | Spring | Electrolyser 2050 |  |  | 0 | MI
LCP_Inputs_ON_Electric_IEA_2023_05_05 | Hydrogen | Dispatch-Crossload | MI | 2040 | Spring | O/CCGT - H2 New |  |  | 0 | MI
LCP_Inputs_ON_Electric_IEA_2023_05_05 | Hydrogen | Dispatch-Crossload | MI | 2040 | Summer | Electrolyser 2020/2030 |  |  | 0 | MI
LCP_Inputs_ON_Electric_IEA_2023_05_05 | Hydrogen | Dispatch-Crossload | MI | 2040 | Summer | Electrolyser 2040 |  |  | 0 | MI
LCP_Inputs_ON_Electric_IEA_2023_05_05 | Hydrogen | Dispatch-Crossload | MI | 2040 | Summer | Electrolyser 2050 |  |  | 0 | MI
LCP_Inputs_ON_Electric_IEA_2023_05_05 | Hydrogen | Dispatch-Crossload | MI | 2040 | Summer | O/CCGT - H2 New |  |  | 0 | MI
LCP_Inputs_ON_Electric_IEA_2023_05_05 | Hydrogen | Dispatch-Crossload | MI | 2040 | Winter | Electrolyser 2020/2030 |  |  | 0 | MI
LCP_Inputs_ON_Electric_IEA_2023_05_05 | Hydrogen | Dispatch-Crossload | MI | 2040 | Winter | Electrolyser 2040 |  |  | 0 | MI
LCP_Inputs_ON_Electric_IEA_2023_05_05 | Hydrogen | Dispatch-Crossload | MI | 2040 | Winter | Electrolyser 2050 |  |  | 0 | MI
LCP_Inputs_ON_Electric_IEA_2023_05_05 | Hydrogen | Dispatch-Crossload | MI | 2040 | Winter | O/CCGT - H2 New |  |  | 0 | MI
LCP_Inputs_ON_Electric_IEA_2023_05_05 | Hydrogen | Dispatch-Crossload | MI | 2040 | Winter Peak | Electrolyser 2020/2030 |  |  | 0 | MI
LCP_Inputs_ON_Electric_IEA_2023_05_05 | Hydrogen | Dispatch-Crossload | MI | 2040 | Winter Peak | Electrolyser 2040 |  |  | 0 | MI
LCP_Inputs_ON_Electric_IEA_2023_05_05 | Hydrogen | Dispatch-Crossload | MI | 2040 | Winter Peak | Electrolyser 2050 |  |  | 0 | MI
LCP_Inputs_ON_Electric_IEA_2023_05_05 | Hydrogen | Dispatch-Crossload | MI | 2040 | Winter Peak | O/CCGT - H2 New |  |  | 0 | MI
LCP_Inputs_ON_Electric_IEA_2023_05_05 | Hydrogen | Dispatch-Crossload | MI | 2050 | Fall | Electrolyser 2020/2030 |  |  | 0 | MI
LCP_Inputs_ON_Electric_IEA_2023_05_05 | Hydrogen | Dispatch-Crossload | MI | 2050 | Fall | Electrolyser 2040 |  |  | 0 | MI
LCP_Inputs_ON_Electric_IEA_2023_05_05 | Hydrogen | Dispatch-Crossload | MI | 2050 | Fall | Electrolyser 2050 |  |  | 0 | MI
LCP_Inputs_ON_Electric_IEA_2023_05_05 | Hydrogen | Dispatch-Crossload | MI | 2050 | Fall | O/CCGT - H2 New |  |  | 0 | MI
LCP_Inputs_ON_Electric_IEA_2023_05_05 | Hydrogen | Dispatch-Crossload | MI | 2050 | Spring | Electrolyser 2020/2030 |  |  | 0 | MI
LCP_Inputs_ON_Electric_IEA_2023_05_05 | Hydrogen | Dispatch-Crossload | MI | 2050 | Spring | Electrolyser 2040 |  |  | 0 | MI
LCP_Inputs_ON_Electric_IEA_2023_05_05 | Hydrogen | Dispatch-Crossload | MI | 2050 | Spring | Electrolyser 2050 |  |  | 0 | MI
LCP_Inputs_ON_Electric_IEA_2023_05_05 | Hydrogen | Dispatch-Crossload | MI | 2050 | Spring | O/CCGT - H2 New |  |  | 0 | MI
LCP_Inputs_ON_Electric_IEA_2023_05_05 | Hydrogen | Dispatch-Crossload | MI | 2050 | Summer | Electrolyser 2020/2030 |  |  | 0 | MI
LCP_Inputs_ON_Electric_IEA_2023_05_05 | Hydrogen | Dispatch-Crossload | MI | 2050 | Summer | Electrolyser 2040 |  |  | 0 | MI
LCP_Inputs_ON_Electric_IEA_2023_05_05 | Hydrogen | Dispatch-Crossload | MI | 2050 | Summer | Electrolyser 2050 |  |  | 0 | MI
LCP_Inputs_ON_Electric_IEA_2023_05_05 | Hydrogen | Dispatch-Crossload | MI | 2050 | Summer | O/CCGT - H2 New |  |  | 0 | MI
LCP_Inputs_ON_Electric_IEA_2023_05_05 | Hydrogen | Dispatch-Crossload | MI | 2050 | Winter | Electrolyser 2020/2030 |  |  | 0 | MI
LCP_Inputs_ON_Electric_IEA_2023_05_05 | Hydrogen | Dispatch-Crossload | MI | 2050 | Winter | Electrolyser 2040 |  |  | 0 | MI
LCP_Inputs_ON_Electric_IEA_2023_05_05 | Hydrogen | Dispatch-Crossload | MI | 2050 | Winter | Electrolyser 2050 |  |  | 0 | MI
LCP_Inputs_ON_Electric_IEA_2023_05_05 | Hydrogen | Dispatch-Crossload | MI | 2050 | Winter | O/CCGT - H2 New |  |  | 0 | MI
LCP_Inputs_ON_Electric_IEA_2023_05_05 | Hydrogen | Dispatch-Crossload | MI | 2050 | Winter Peak | Electrolyser 2020/2030 |  |  | 0 | MI
LCP_Inputs_ON_Electric_IEA_2023_05_05 | Hydrogen | Dispatch-Crossload | MI | 2050 | Winter Peak | Electrolyser 2040 |  |  | 0 | MI
LCP_Inputs_ON_Electric_IEA_2023_05_05 | Hydrogen | Dispatch-Crossload | MI | 2050 | Winter Peak | Electrolyser 2050 |  |  | 0 | MI
LCP_Inputs_ON_Electric_IEA_2023_05_05 | Hydrogen | Dispatch-Crossload | MI | 2050 | Winter Peak | O/CCGT - H2 New |  |  | 0 | MI
LCP_Inputs_ON_Electric_IEA_2023_05_05 | Hydrogen | Dispatch-Crossload | NY | 2020 | Fall | Electrolyser 2020/2030 |  |  | 0 | NY
LCP_Inputs_ON_Electric_IEA_2023_05_05 | Hydrogen | Dispatch-Crossload | NY | 2020 | Fall | Electrolyser 2040 |  |  | 0 | NY
LCP_Inputs_ON_Electric_IEA_2023_05_05 | Hydrogen | Dispatch-Crossload | NY | 2020 | Fall | Electrolyser 2050 |  |  | 0 | NY
LCP_Inputs_ON_Electric_IEA_2023_05_05 | Hydrogen | Dispatch-Crossload | NY | 2020 | Fall | O/CCGT - H2 New |  |  | 0 | NY
LCP_Inputs_ON_Electric_IEA_2023_05_05 | Hydrogen | Dispatch-Crossload | NY | 2020 | Spring | Electrolyser 2020/2030 |  |  | 0 | NY
LCP_Inputs_ON_Electric_IEA_2023_05_05 | Hydrogen | Dispatch-Crossload | NY | 2020 | Spring | Electrolyser 2040 |  |  | 0 | NY
LCP_Inputs_ON_Electric_IEA_2023_05_05 | Hydrogen | Dispatch-Crossload | NY | 2020 | Spring | Electrolyser 2050 |  |  | 0 | NY
LCP_Inputs_ON_Electric_IEA_2023_05_05 | Hydrogen | Dispatch-Crossload | NY | 2020 | Spring | O/CCGT - H2 New |  |  | 0 | NY
LCP_Inputs_ON_Electric_IEA_2023_05_05 | Hydrogen | Dispatch-Crossload | NY | 2020 | Summer | Electrolyser 2020/2030 |  |  | 0 | NY
LCP_Inputs_ON_Electric_IEA_2023_05_05 | Hydrogen | Dispatch-Crossload | NY | 2020 | Summer | Electrolyser 2040 |  |  | 0 | NY
LCP_Inputs_ON_Electric_IEA_2023_05_05 | Hydrogen | Dispatch-Crossload | NY | 2020 | Summer | Electrolyser 2050 |  |  | 0 | NY
LCP_Inputs_ON_Electric_IEA_2023_05_05 | Hydrogen | Dispatch-Crossload | NY | 2020 | Summer | O/CCGT - H2 New |  |  | 0 | NY
LCP_Inputs_ON_Electric_IEA_2023_05_05 | Hydrogen | Dispatch-Crossload | NY | 2020 | Winter | Electrolyser 2020/2030 |  |  | 0 | NY
LCP_Inputs_ON_Electric_IEA_2023_05_05 | Hydrogen | Dispatch-Crossload | NY | 2020 | Winter | Electrolyser 2040 |  |  | 0 | NY
LCP_Inputs_ON_Electric_IEA_2023_05_05 | Hydrogen | Dispatch-Crossload | NY | 2020 | Winter | Electrolyser 2050 |  |  | 0 | NY
LCP_Inputs_ON_Electric_IEA_2023_05_05 | Hydrogen | Dispatch-Crossload | NY | 2020 | Winter | O/CCGT - H2 New |  |  | 0 | NY
LCP_Inputs_ON_Electric_IEA_2023_05_05 | Hydrogen | Dispatch-Crossload | NY | 2020 | Winter Peak | Electrolyser 2020/2030 |  |  | 0 | NY
LCP_Inputs_ON_Electric_IEA_2023_05_05 | Hydrogen | Dispatch-Crossload | NY | 2020 | Winter Peak | Electrolyser 2040 |  |  | 0 | NY
LCP_Inputs_ON_Electric_IEA_2023_05_05 | Hydrogen | Dispatch-Crossload | NY | 2020 | Winter Peak | Electrolyser 2050 |  |  | 0 | NY
LCP_Inputs_ON_Electric_IEA_2023_05_05 | Hydrogen | Dispatch-Crossload | NY | 2020 | Winter Peak | O/CCGT - H2 New |  |  | 0 | NY
LCP_Inputs_ON_Electric_IEA_2023_05_05 | Hydrogen | Dispatch-Crossload | NY | 2030 | Fall | Electrolyser 2020/2030 |  |  | 0 | NY
LCP_Inputs_ON_Electric_IEA_2023_05_05 | Hydrogen | Dispatch-Crossload | NY | 2030 | Fall | Electrolyser 2040 |  |  | 0 | NY
LCP_Inputs_ON_Electric_IEA_2023_05_05 | Hydrogen | Dispatch-Crossload | NY | 2030 | Fall | Electrolyser 2050 |  |  | 0 | NY
LCP_Inputs_ON_Electric_IEA_2023_05_05 | Hydrogen | Dispatch-Crossload | NY | 2030 | Fall | O/CCGT - H2 New |  |  | 0 | NY
LCP_Inputs_ON_Electric_IEA_2023_05_05 | Hydrogen | Dispatch-Crossload | NY | 2030 | Spring | Electrolyser 2020/2030 |  |  | 0 | NY
LCP_Inputs_ON_Electric_IEA_2023_05_05 | Hydrogen | Dispatch-Crossload | NY | 2030 | Spring | Electrolyser 2040 |  |  | 0 | NY
LCP_Inputs_ON_Electric_IEA_2023_05_05 | Hydrogen | Dispatch-Crossload | NY | 2030 | Spring | Electrolyser 2050 |  |  | 0 | NY
LCP_Inputs_ON_Electric_IEA_2023_05_05 | Hydrogen | Dispatch-Crossload | NY | 2030 | Spring | O/CCGT - H2 New |  |  | 0 | NY
LCP_Inputs_ON_Electric_IEA_2023_05_05 | Hydrogen | Dispatch-Crossload | NY | 2030 | Summer | Electrolyser 2020/2030 |  |  | 0 | NY
LCP_Inputs_ON_Electric_IEA_2023_05_05 | Hydrogen | Dispatch-Crossload | NY | 2030 | Summer | Electrolyser 2040 |  |  | 0 | NY
LCP_Inputs_ON_Electric_IEA_2023_05_05 | Hydrogen | Dispatch-Crossload | NY | 2030 | Summer | Electrolyser 2050 |  |  | 0 | NY
LCP_Inputs_ON_Electric_IEA_2023_05_05 | Hydrogen | Dispatch-Crossload | NY | 2030 | Summer | O/CCGT - H2 New |  |  | 0 | NY
LCP_Inputs_ON_Electric_IEA_2023_05_05 | Hydrogen | Dispatch-Crossload | NY | 2030 | Winter | Electrolyser 2020/2030 |  |  | 0 | NY
LCP_Inputs_ON_Electric_IEA_2023_05_05 | Hydrogen | Dispatch-Crossload | NY | 2030 | Winter | Electrolyser 2040 |  |  | 0 | NY
LCP_Inputs_ON_Electric_IEA_2023_05_05 | Hydrogen | Dispatch-Crossload | NY | 2030 | Winter | Electrolyser 2050 |  |  | 0 | NY
LCP_Inputs_ON_Electric_IEA_2023_05_05 | Hydrogen | Dispatch-Crossload | NY | 2030 | Winter | O/CCGT - H2 New |  |  | 0 | NY
LCP_Inputs_ON_Electric_IEA_2023_05_05 | Hydrogen | Dispatch-Crossload | NY | 2030 | Winter Peak | Electrolyser 2020/2030 |  |  | 0 | NY
LCP_Inputs_ON_Electric_IEA_2023_05_05 | Hydrogen | Dispatch-Crossload | NY | 2030 | Winter Peak | Electrolyser 2040 |  |  | 0 | NY
LCP_Inputs_ON_Electric_IEA_2023_05_05 | Hydrogen | Dispatch-Crossload | NY | 2030 | Winter Peak | Electrolyser 2050 |  |  | 0 | NY
LCP_Inputs_ON_Electric_IEA_2023_05_05 | Hydrogen | Dispatch-Crossload | NY | 2030 | Winter Peak | O/CCGT - H2 New |  |  | 0 | NY
LCP_Inputs_ON_Electric_IEA_2023_05_05 | Hydrogen | Dispatch-Crossload | NY | 2040 | Fall | Electrolyser 2020/2030 |  |  | 0 | NY
LCP_Inputs_ON_Electric_IEA_2023_05_05 | Hydrogen | Dispatch-Crossload | NY | 2040 | Fall | Electrolyser 2040 |  |  | 0 | NY
LCP_Inputs_ON_Electric_IEA_2023_05_05 | Hydrogen | Dispatch-Crossload | NY | 2040 | Fall | Electrolyser 2050 |  |  | 0 | NY
LCP_Inputs_ON_Electric_IEA_2023_05_05 | Hydrogen | Dispatch-Crossload | NY | 2040 | Fall | O/CCGT - H2 New |  |  | 0 | NY
LCP_Inputs_ON_Electric_IEA_2023_05_05 | Hydrogen | Dispatch-Crossload | NY | 2040 | Spring | Electrolyser 2020/2030 |  |  | 0 | NY
LCP_Inputs_ON_Electric_IEA_2023_05_05 | Hydrogen | Dispatch-Crossload | NY | 2040 | Spring | Electrolyser 2040 |  |  | 0 | NY
LCP_Inputs_ON_Electric_IEA_2023_05_05 | Hydrogen | Dispatch-Crossload | NY | 2040 | Spring | Electrolyser 2050 |  |  | 0 | NY
LCP_Inputs_ON_Electric_IEA_2023_05_05 | Hydrogen | Dispatch-Crossload | NY | 2040 | Spring | O/CCGT - H2 New |  |  | 0 | NY
LCP_Inputs_ON_Electric_IEA_2023_05_05 | Hydrogen | Dispatch-Crossload | NY | 2040 | Summer | Electrolyser 2020/2030 |  |  | 0 | NY
LCP_Inputs_ON_Electric_IEA_2023_05_05 | Hydrogen | Dispatch-Crossload | NY | 2040 | Summer | Electrolyser 2040 |  |  | 0 | NY
LCP_Inputs_ON_Electric_IEA_2023_05_05 | Hydrogen | Dispatch-Crossload | NY | 2040 | Summer | Electrolyser 2050 |  |  | 0 | NY
LCP_Inputs_ON_Electric_IEA_2023_05_05 | Hydrogen | Dispatch-Crossload | NY | 2040 | Summer | O/CCGT - H2 New |  |  | 0 | NY
LCP_Inputs_ON_Electric_IEA_2023_05_05 | Hydrogen | Dispatch-Crossload | NY | 2040 | Winter | Electrolyser 2020/2030 |  |  | 0 | NY
LCP_Inputs_ON_Electric_IEA_2023_05_05 | Hydrogen | Dispatch-Crossload | NY | 2040 | Winter | Electrolyser 2040 |  |  | 0 | NY
LCP_Inputs_ON_Electric_IEA_2023_05_05 | Hydrogen | Dispatch-Crossload | NY | 2040 | Winter | Electrolyser 2050 |  |  | 0 | NY
LCP_Inputs_ON_Electric_IEA_2023_05_05 | Hydrogen | Dispatch-Crossload | NY | 2040 | Winter | O/CCGT - H2 New |  |  | 0 | NY
LCP_Inputs_ON_Electric_IEA_2023_05_05 | Hydrogen | Dispatch-Crossload | NY | 2040 | Winter Peak | Electrolyser 2020/2030 |  |  | 0 | NY
LCP_Inputs_ON_Electric_IEA_2023_05_05 | Hydrogen | Dispatch-Crossload | NY | 2040 | Winter Peak | Electrolyser 2040 |  |  | 0 | NY
LCP_Inputs_ON_Electric_IEA_2023_05_05 | Hydrogen | Dispatch-Crossload | NY | 2040 | Winter Peak | Electrolyser 2050 |  |  | 0 | NY
LCP_Inputs_ON_Electric_IEA_2023_05_05 | Hydrogen | Dispatch-Crossload | NY | 2040 | Winter Peak | O/CCGT - H2 New |  |  | 0 | NY
LCP_Inputs_ON_Electric_IEA_2023_05_05 | Hydrogen | Dispatch-Crossload | NY | 2050 | Fall | Electrolyser 2020/2030 |  |  | 0 | NY
LCP_Inputs_ON_Electric_IEA_2023_05_05 | Hydrogen | Dispatch-Crossload | NY | 2050 | Fall | Electrolyser 2040 |  |  | 0 | NY
LCP_Inputs_ON_Electric_IEA_2023_05_05 | Hydrogen | Dispatch-Crossload | NY | 2050 | Fall | Electrolyser 2050 |  |  | 0 | NY
LCP_Inputs_ON_Electric_IEA_2023_05_05 | Hydrogen | Dispatch-Crossload | NY | 2050 | Fall | O/CCGT - H2 New |  |  | 0 | NY
LCP_Inputs_ON_Electric_IEA_2023_05_05 | Hydrogen | Dispatch-Crossload | NY | 2050 | Spring | Electrolyser 2020/2030 |  |  | 0 | NY
LCP_Inputs_ON_Electric_IEA_2023_05_05 | Hydrogen | Dispatch-Crossload | NY | 2050 | Spring | Electrolyser 2040 |  |  | 0 | NY
LCP_Inputs_ON_Electric_IEA_2023_05_05 | Hydrogen | Dispatch-Crossload | NY | 2050 | Spring | Electrolyser 2050 |  |  | 0 | NY
LCP_Inputs_ON_Electric_IEA_2023_05_05 | Hydrogen | Dispatch-Crossload | NY | 2050 | Spring | O/CCGT - H2 New |  |  | 0 | NY
LCP_Inputs_ON_Electric_IEA_2023_05_05 | Hydrogen | Dispatch-Crossload | NY | 2050 | Summer | Electrolyser 2020/2030 |  |  | 0 | NY
LCP_Inputs_ON_Electric_IEA_2023_05_05 | Hydrogen | Dispatch-Crossload | NY | 2050 | Summer | Electrolyser 2040 |  |  | 0 | NY
LCP_Inputs_ON_Electric_IEA_2023_05_05 | Hydrogen | Dispatch-Crossload | NY | 2050 | Summer | Electrolyser 2050 |  |  | 0 | NY
LCP_Inputs_ON_Electric_IEA_2023_05_05 | Hydrogen | Dispatch-Crossload | NY | 2050 | Summer | O/CCGT - H2 New |  |  | 0 | NY
LCP_Inputs_ON_Electric_IEA_2023_05_05 | Hydrogen | Dispatch-Crossload | NY | 2050 | Winter | Electrolyser 2020/2030 |  |  | 0 | NY
LCP_Inputs_ON_Electric_IEA_2023_05_05 | Hydrogen | Dispatch-Crossload | NY | 2050 | Winter | Electrolyser 2040 |  |  | 0 | NY
LCP_Inputs_ON_Electric_IEA_2023_05_05 | Hydrogen | Dispatch-Crossload | NY | 2050 | Winter | Electrolyser 2050 |  |  | 0 | NY
LCP_Inputs_ON_Electric_IEA_2023_05_05 | Hydrogen | Dispatch-Crossload | NY | 2050 | Winter | O/CCGT - H2 New |  |  | 0 | NY
LCP_Inputs_ON_Electric_IEA_2023_05_05 | Hydrogen | Dispatch-Crossload | NY | 2050 | Winter Peak | Electrolyser 2020/2030 |  |  | 0 | NY
LCP_Inputs_ON_Electric_IEA_2023_05_05 | Hydrogen | Dispatch-Crossload | NY | 2050 | Winter Peak | Electrolyser 2040 |  |  | 0 | NY
LCP_Inputs_ON_Electric_IEA_2023_05_05 | Hydrogen | Dispatch-Crossload | NY | 2050 | Winter Peak | Electrolyser 2050 |  |  | 0 | NY
LCP_Inputs_ON_Electric_IEA_2023_05_05 | Hydrogen | Dispatch-Crossload | NY | 2050 | Winter Peak | O/CCGT - H2 New |  |  | 0 | NY
LCP_Inputs_ON_Electric_IEA_2023_05_05 | Hydrogen | Dispatch-Crossload | ON | 2020 | Fall | Electrolyser 2020/2030 |  |  | 0 | ON
LCP_Inputs_ON_Electric_IEA_2023_05_05 | Hydrogen | Dispatch-Crossload | ON | 2020 | Fall | Electrolyser 2040 |  |  | 0 | ON
LCP_Inputs_ON_Electric_IEA_2023_05_05 | Hydrogen | Dispatch-Crossload | ON | 2020 | Fall | Electrolyser 2050 |  |  | 0 | ON
LCP_Inputs_ON_Electric_IEA_2023_05_05 | Hydrogen | Dispatch-Crossload | ON | 2020 | Fall | O/CCGT - H2 New |  |  | 0 | ON
LCP_Inputs_ON_Electric_IEA_2023_05_05 | Hydrogen | Dispatch-Crossload | ON | 2020 | Spring | Electrolyser 2020/2030 |  |  | 0 | ON
LCP_Inputs_ON_Electric_IEA_2023_05_05 | Hydrogen | Dispatch-Crossload | ON | 2020 | Spring | Electrolyser 2040 |  |  | 0 | ON
LCP_Inputs_ON_Electric_IEA_2023_05_05 | Hydrogen | Dispatch-Crossload | ON | 2020 | Spring | Electrolyser 2050 |  |  | 0 | ON
LCP_Inputs_ON_Electric_IEA_2023_05_05 | Hydrogen | Dispatch-Crossload | ON | 2020 | Spring | O/CCGT - H2 New |  |  | 0 | ON
LCP_Inputs_ON_Electric_IEA_2023_05_05 | Hydrogen | Dispatch-Crossload | ON | 2020 | Summer | Electrolyser 2020/2030 |  |  | 0 | ON
LCP_Inputs_ON_Electric_IEA_2023_05_05 | Hydrogen | Dispatch-Crossload | ON | 2020 | Summer | Electrolyser 2040 |  |  | 0 | ON
LCP_Inputs_ON_Electric_IEA_2023_05_05 | Hydrogen | Dispatch-Crossload | ON | 2020 | Summer | Electrolyser 2050 |  |  | 0 | ON
LCP_Inputs_ON_Electric_IEA_2023_05_05 | Hydrogen | Dispatch-Crossload | ON | 2020 | Summer | O/CCGT - H2 New |  |  | 0 | ON
LCP_Inputs_ON_Electric_IEA_2023_05_05 | Hydrogen | Dispatch-Crossload | ON | 2020 | Winter | Electrolyser 2020/2030 |  |  | 0 | ON
LCP_Inputs_ON_Electric_IEA_2023_05_05 | Hydrogen | Dispatch-Crossload | ON | 2020 | Winter | Electrolyser 2040 |  |  | 0 | ON
LCP_Inputs_ON_Electric_IEA_2023_05_05 | Hydrogen | Dispatch-Crossload | ON | 2020 | Winter | Electrolyser 2050 |  |  | 0 | ON
LCP_Inputs_ON_Electric_IEA_2023_05_05 | Hydrogen | Dispatch-Crossload | ON | 2020 | Winter | O/CCGT - H2 New |  |  | 0 | ON
LCP_Inputs_ON_Electric_IEA_2023_05_05 | Hydrogen | Dispatch-Crossload | ON | 2020 | Winter Peak | Electrolyser 2020/2030 |  |  | 0 | ON
LCP_Inputs_ON_Electric_IEA_2023_05_05 | Hydrogen | Dispatch-Crossload | ON | 2020 | Winter Peak | Electrolyser 2040 |  |  | 0 | ON
LCP_Inputs_ON_Electric_IEA_2023_05_05 | Hydrogen | Dispatch-Crossload | ON | 2020 | Winter Peak | Electrolyser 2050 |  |  | 0 | ON
LCP_Inputs_ON_Electric_IEA_2023_05_05 | Hydrogen | Dispatch-Crossload | ON | 2020 | Winter Peak | O/CCGT - H2 New |  |  | 0 | ON
LCP_Inputs_ON_Electric_IEA_2023_05_05 | Hydrogen | Dispatch-Crossload | ON | 2030 | Fall | Electrolyser 2020/2030 |  |  | 0 | ON
LCP_Inputs_ON_Electric_IEA_2023_05_05 | Hydrogen | Dispatch-Crossload | ON | 2030 | Fall | Electrolyser 2040 |  |  | 0 | ON
LCP_Inputs_ON_Electric_IEA_2023_05_05 | Hydrogen | Dispatch-Crossload | ON | 2030 | Fall | Electrolyser 2050 |  |  | 0 | ON
LCP_Inputs_ON_Electric_IEA_2023_05_05 | Hydrogen | Dispatch-Crossload | ON | 2030 | Fall | O/CCGT - H2 New |  |  | -296179.9952 | ON
LCP_Inputs_ON_Electric_IEA_2023_05_05 | Hydrogen | Dispatch-Crossload | ON | 2030 | Spring | Electrolyser 2020/2030 |  |  | 0 | ON
LCP_Inputs_ON_Electric_IEA_2023_05_05 | Hydrogen | Dispatch-Crossload | ON | 2030 | Spring | Electrolyser 2040 |  |  | 0 | ON
LCP_Inputs_ON_Electric_IEA_2023_05_05 | Hydrogen | Dispatch-Crossload | ON | 2030 | Spring | Electrolyser 2050 |  |  | 0 | ON
LCP_Inputs_ON_Electric_IEA_2023_05_05 | Hydrogen | Dispatch-Crossload | ON | 2030 | Spring | O/CCGT - H2 New |  |  | 0 | ON
LCP_Inputs_ON_Electric_IEA_2023_05_05 | Hydrogen | Dispatch-Crossload | ON | 2030 | Summer | Electrolyser 2020/2030 |  |  | 0 | ON
LCP_Inputs_ON_Electric_IEA_2023_05_05 | Hydrogen | Dispatch-Crossload | ON | 2030 | Summer | Electrolyser 2040 |  |  | 0 | ON
LCP_Inputs_ON_Electric_IEA_2023_05_05 | Hydrogen | Dispatch-Crossload | ON | 2030 | Summer | Electrolyser 2050 |  |  | 0 | ON
LCP_Inputs_ON_Electric_IEA_2023_05_05 | Hydrogen | Dispatch-Crossload | ON | 2030 | Summer | O/CCGT - H2 New |  |  | -317686.8126 | ON
LCP_Inputs_ON_Electric_IEA_2023_05_05 | Hydrogen | Dispatch-Crossload | ON | 2030 | Winter | Electrolyser 2020/2030 |  |  | 0 | ON
LCP_Inputs_ON_Electric_IEA_2023_05_05 | Hydrogen | Dispatch-Crossload | ON | 2030 | Winter | Electrolyser 2040 |  |  | 0 | ON
LCP_Inputs_ON_Electric_IEA_2023_05_05 | Hydrogen | Dispatch-Crossload | ON | 2030 | Winter | Electrolyser 2050 |  |  | 0 | ON
LCP_Inputs_ON_Electric_IEA_2023_05_05 | Hydrogen | Dispatch-Crossload | ON | 2030 | Winter | O/CCGT - H2 New |  |  | 0 | ON
LCP_Inputs_ON_Electric_IEA_2023_05_05 | Hydrogen | Dispatch-Crossload | ON | 2030 | Winter Peak | Electrolyser 2020/2030 |  |  | 0 | ON
LCP_Inputs_ON_Electric_IEA_2023_05_05 | Hydrogen | Dispatch-Crossload | ON | 2030 | Winter Peak | Electrolyser 2040 |  |  | 0 | ON
LCP_Inputs_ON_Electric_IEA_2023_05_05 | Hydrogen | Dispatch-Crossload | ON | 2030 | Winter Peak | Electrolyser 2050 |  |  | 0 | ON
LCP_Inputs_ON_Electric_IEA_2023_05_05 | Hydrogen | Dispatch-Crossload | ON | 2030 | Winter Peak | O/CCGT - H2 New |  |  | -10493.2095 | ON
LCP_Inputs_ON_Electric_IEA_2023_05_05 | Hydrogen | Dispatch-Crossload | ON | 2040 | Fall | Electrolyser 2020/2030 |  |  | 0 | ON
LCP_Inputs_ON_Electric_IEA_2023_05_05 | Hydrogen | Dispatch-Crossload | ON | 2040 | Fall | Electrolyser 2040 |  |  | 5321884.5458 | ON
LCP_Inputs_ON_Electric_IEA_2023_05_05 | Hydrogen | Dispatch-Crossload | ON | 2040 | Fall | Electrolyser 2050 |  |  | 0 | ON
LCP_Inputs_ON_Electric_IEA_2023_05_05 | Hydrogen | Dispatch-Crossload | ON | 2040 | Fall | O/CCGT - H2 New |  |  | 0 | ON
LCP_Inputs_ON_Electric_IEA_2023_05_05 | Hydrogen | Dispatch-Crossload | ON | 2040 | Spring | Electrolyser 2020/2030 |  |  | 0 | ON
LCP_Inputs_ON_Electric_IEA_2023_05_05 | Hydrogen | Dispatch-Crossload | ON | 2040 | Spring | Electrolyser 2040 |  |  | 8330680.3444 | ON
LCP_Inputs_ON_Electric_IEA_2023_05_05 | Hydrogen | Dispatch-Crossload | ON | 2040 | Spring | Electrolyser 2050 |  |  | 0 | ON
LCP_Inputs_ON_Electric_IEA_2023_05_05 | Hydrogen | Dispatch-Crossload | ON | 2040 | Spring | O/CCGT - H2 New |  |  | 0 | ON
LCP_Inputs_ON_Electric_IEA_2023_05_05 | Hydrogen | Dispatch-Crossload | ON | 2040 | Summer | Electrolyser 2020/2030 |  |  | 0 | ON
LCP_Inputs_ON_Electric_IEA_2023_05_05 | Hydrogen | Dispatch-Crossload | ON | 2040 | Summer | Electrolyser 2040 |  |  | 4686007.6937 | ON
LCP_Inputs_ON_Electric_IEA_2023_05_05 | Hydrogen | Dispatch-Crossload | ON | 2040 | Summer | Electrolyser 2050 |  |  | 0 | ON
LCP_Inputs_ON_Electric_IEA_2023_05_05 | Hydrogen | Dispatch-Crossload | ON | 2040 | Summer | O/CCGT - H2 New |  |  | 0 | ON
LCP_Inputs_ON_Electric_IEA_2023_05_05 | Hydrogen | Dispatch-Crossload | ON | 2040 | Winter | Electrolyser 2020/2030 |  |  | 0 | ON
LCP_Inputs_ON_Electric_IEA_2023_05_05 | Hydrogen | Dispatch-Crossload | ON | 2040 | Winter | Electrolyser 2040 |  |  | 8315715.353 | ON
LCP_Inputs_ON_Electric_IEA_2023_05_05 | Hydrogen | Dispatch-Crossload | ON | 2040 | Winter | Electrolyser 2050 |  |  | 0 | ON
LCP_Inputs_ON_Electric_IEA_2023_05_05 | Hydrogen | Dispatch-Crossload | ON | 2040 | Winter | O/CCGT - H2 New |  |  | 0 | ON
LCP_Inputs_ON_Electric_IEA_2023_05_05 | Hydrogen | Dispatch-Crossload | ON | 2040 | Winter Peak | Electrolyser 2020/2030 |  |  | 0 | ON
LCP_Inputs_ON_Electric_IEA_2023_05_05 | Hydrogen | Dispatch-Crossload | ON | 2040 | Winter Peak | Electrolyser 2040 |  |  | 45772.9689 | ON
LCP_Inputs_ON_Electric_IEA_2023_05_05 | Hydrogen | Dispatch-Crossload | ON | 2040 | Winter Peak | Electrolyser 2050 |  |  | 0 | ON
LCP_Inputs_ON_Electric_IEA_2023_05_05 | Hydrogen | Dispatch-Crossload | ON | 2040 | Winter Peak | O/CCGT - H2 New |  |  | -1016733.6004 | ON
LCP_Inputs_ON_Electric_IEA_2023_05_05 | Hydrogen | Dispatch-Crossload | ON | 2050 | Fall | Electrolyser 2020/2030 |  |  | 0 | ON
LCP_Inputs_ON_Electric_IEA_2023_05_05 | Hydrogen | Dispatch-Crossload | ON | 2050 | Fall | Electrolyser 2040 |  |  | 4856723.0727 | ON
LCP_Inputs_ON_Electric_IEA_2023_05_05 | Hydrogen | Dispatch-Crossload | ON | 2050 | Fall | Electrolyser 2050 |  |  | 8565370.1866 | ON
LCP_Inputs_ON_Electric_IEA_2023_05_05 | Hydrogen | Dispatch-Crossload | ON | 2050 | Fall | O/CCGT - H2 New |  |  | 0 | ON
LCP_Inputs_ON_Electric_IEA_2023_05_05 | Hydrogen | Dispatch-Crossload | ON | 2050 | Spring | Electrolyser 2020/2030 |  |  | 0 | ON
LCP_Inputs_ON_Electric_IEA_2023_05_05 | Hydrogen | Dispatch-Crossload | ON | 2050 | Spring | Electrolyser 2040 |  |  | 8330680.3444 | ON
LCP_Inputs_ON_Electric_IEA_2023_05_05 | Hydrogen | Dispatch-Crossload | ON | 2050 | Spring | Electrolyser 2050 |  |  | 13158018.856 | ON
LCP_Inputs_ON_Electric_IEA_2023_05_05 | Hydrogen | Dispatch-Crossload | ON | 2050 | Spring | O/CCGT - H2 New |  |  | 0 | ON
LCP_Inputs_ON_Electric_IEA_2023_05_05 | Hydrogen | Dispatch-Crossload | ON | 2050 | Summer | Electrolyser 2020/2030 |  |  | 0 | ON
LCP_Inputs_ON_Electric_IEA_2023_05_05 | Hydrogen | Dispatch-Crossload | ON | 2050 | Summer | Electrolyser 2040 |  |  | 5049170.2342 | ON
LCP_Inputs_ON_Electric_IEA_2023_05_05 | Hydrogen | Dispatch-Crossload | ON | 2050 | Summer | Electrolyser 2050 |  |  | 9777995.532 | ON
LCP_Inputs_ON_Electric_IEA_2023_05_05 | Hydrogen | Dispatch-Crossload | ON | 2050 | Summer | O/CCGT - H2 New |  |  | 0 | ON
LCP_Inputs_ON_Electric_IEA_2023_05_05 | Hydrogen | Dispatch-Crossload | ON | 2050 | Winter | Electrolyser 2020/2030 |  |  | 0 | ON
LCP_Inputs_ON_Electric_IEA_2023_05_05 | Hydrogen | Dispatch-Crossload | ON | 2050 | Winter | Electrolyser 2040 |  |  | 8330680.3444 | ON
LCP_Inputs_ON_Electric_IEA_2023_05_05 | Hydrogen | Dispatch-Crossload | ON | 2050 | Winter | Electrolyser 2050 |  |  | 13158018.856 | ON
LCP_Inputs_ON_Electric_IEA_2023_05_05 | Hydrogen | Dispatch-Crossload | ON | 2050 | Winter | O/CCGT - H2 New |  |  | 0 | ON
LCP_Inputs_ON_Electric_IEA_2023_05_05 | Hydrogen | Dispatch-Crossload | ON | 2050 | Winter Peak | Electrolyser 2020/2030 |  |  | 0 | ON
LCP_Inputs_ON_Electric_IEA_2023_05_05 | Hydrogen | Dispatch-Crossload | ON | 2050 | Winter Peak | Electrolyser 2040 |  |  | 45772.9689 | ON
LCP_Inputs_ON_Electric_IEA_2023_05_05 | Hydrogen | Dispatch-Crossload | ON | 2050 | Winter Peak | Electrolyser 2050 |  |  | 72296.8069 | ON
LCP_Inputs_ON_Electric_IEA_2023_05_05 | Hydrogen | Dispatch-Crossload | ON | 2050 | Winter Peak | O/CCGT - H2 New |  |  | -1820209.783 | ON
LCP_Inputs_ON_Electric_IEA_2023_05_05 | Hydrogen | Dispatch-Crossload | PJ | 2020 | Fall | Electrolyser 2020/2030 |  |  | 0 | PJ
LCP_Inputs_ON_Electric_IEA_2023_05_05 | Hydrogen | Dispatch-Crossload | PJ | 2020 | Fall | Electrolyser 2040 |  |  | 0 | PJ
LCP_Inputs_ON_Electric_IEA_2023_05_05 | Hydrogen | Dispatch-Crossload | PJ | 2020 | Fall | Electrolyser 2050 |  |  | 0 | PJ
LCP_Inputs_ON_Electric_IEA_2023_05_05 | Hydrogen | Dispatch-Crossload | PJ | 2020 | Fall | O/CCGT - H2 New |  |  | 0 | PJ
LCP_Inputs_ON_Electric_IEA_2023_05_05 | Hydrogen | Dispatch-Crossload | PJ | 2020 | Spring | Electrolyser 2020/2030 |  |  | 0 | PJ
LCP_Inputs_ON_Electric_IEA_2023_05_05 | Hydrogen | Dispatch-Crossload | PJ | 2020 | Spring | Electrolyser 2040 |  |  | 0 | PJ
LCP_Inputs_ON_Electric_IEA_2023_05_05 | Hydrogen | Dispatch-Crossload | PJ | 2020 | Spring | Electrolyser 2050 |  |  | 0 | PJ
LCP_Inputs_ON_Electric_IEA_2023_05_05 | Hydrogen | Dispatch-Crossload | PJ | 2020 | Spring | O/CCGT - H2 New |  |  | 0 | PJ
LCP_Inputs_ON_Electric_IEA_2023_05_05 | Hydrogen | Dispatch-Crossload | PJ | 2020 | Summer | Electrolyser 2020/2030 |  |  | 0 | PJ
LCP_Inputs_ON_Electric_IEA_2023_05_05 | Hydrogen | Dispatch-Crossload | PJ | 2020 | Summer | Electrolyser 2040 |  |  | 0 | PJ
LCP_Inputs_ON_Electric_IEA_2023_05_05 | Hydrogen | Dispatch-Crossload | PJ | 2020 | Summer | Electrolyser 2050 |  |  | 0 | PJ
LCP_Inputs_ON_Electric_IEA_2023_05_05 | Hydrogen | Dispatch-Crossload | PJ | 2020 | Summer | O/CCGT - H2 New |  |  | 0 | PJ
LCP_Inputs_ON_Electric_IEA_2023_05_05 | Hydrogen | Dispatch-Crossload | PJ | 2020 | Winter | Electrolyser 2020/2030 |  |  | 0 | PJ
LCP_Inputs_ON_Electric_IEA_2023_05_05 | Hydrogen | Dispatch-Crossload | PJ | 2020 | Winter | Electrolyser 2040 |  |  | 0 | PJ
LCP_Inputs_ON_Electric_IEA_2023_05_05 | Hydrogen | Dispatch-Crossload | PJ | 2020 | Winter | Electrolyser 2050 |  |  | 0 | PJ
LCP_Inputs_ON_Electric_IEA_2023_05_05 | Hydrogen | Dispatch-Crossload | PJ | 2020 | Winter | O/CCGT - H2 New |  |  | 0 | PJ
LCP_Inputs_ON_Electric_IEA_2023_05_05 | Hydrogen | Dispatch-Crossload | PJ | 2020 | Winter Peak | Electrolyser 2020/2030 |  |  | 0 | PJ
LCP_Inputs_ON_Electric_IEA_2023_05_05 | Hydrogen | Dispatch-Crossload | PJ | 2020 | Winter Peak | Electrolyser 2040 |  |  | 0 | PJ
LCP_Inputs_ON_Electric_IEA_2023_05_05 | Hydrogen | Dispatch-Crossload | PJ | 2020 | Winter Peak | Electrolyser 2050 |  |  | 0 | PJ
LCP_Inputs_ON_Electric_IEA_2023_05_05 | Hydrogen | Dispatch-Crossload | PJ | 2020 | Winter Peak | O/CCGT - H2 New |  |  | 0 | PJ
LCP_Inputs_ON_Electric_IEA_2023_05_05 | Hydrogen | Dispatch-Crossload | PJ | 2030 | Fall | Electrolyser 2020/2030 |  |  | 0 | PJ
LCP_Inputs_ON_Electric_IEA_2023_05_05 | Hydrogen | Dispatch-Crossload | PJ | 2030 | Fall | Electrolyser 2040 |  |  | 0 | PJ
LCP_Inputs_ON_Electric_IEA_2023_05_05 | Hydrogen | Dispatch-Crossload | PJ | 2030 | Fall | Electrolyser 2050 |  |  | 0 | PJ
LCP_Inputs_ON_Electric_IEA_2023_05_05 | Hydrogen | Dispatch-Crossload | PJ | 2030 | Fall | O/CCGT - H2 New |  |  | 0 | PJ
LCP_Inputs_ON_Electric_IEA_2023_05_05 | Hydrogen | Dispatch-Crossload | PJ | 2030 | Spring | Electrolyser 2020/2030 |  |  | 0 | PJ
LCP_Inputs_ON_Electric_IEA_2023_05_05 | Hydrogen | Dispatch-Crossload | PJ | 2030 | Spring | Electrolyser 2040 |  |  | 0 | PJ
LCP_Inputs_ON_Electric_IEA_2023_05_05 | Hydrogen | Dispatch-Crossload | PJ | 2030 | Spring | Electrolyser 2050 |  |  | 0 | PJ
LCP_Inputs_ON_Electric_IEA_2023_05_05 | Hydrogen | Dispatch-Crossload | PJ | 2030 | Spring | O/CCGT - H2 New |  |  | 0 | PJ
LCP_Inputs_ON_Electric_IEA_2023_05_05 | Hydrogen | Dispatch-Crossload | PJ | 2030 | Summer | Electrolyser 2020/2030 |  |  | 0 | PJ
LCP_Inputs_ON_Electric_IEA_2023_05_05 | Hydrogen | Dispatch-Crossload | PJ | 2030 | Summer | Electrolyser 2040 |  |  | 0 | PJ
LCP_Inputs_ON_Electric_IEA_2023_05_05 | Hydrogen | Dispatch-Crossload | PJ | 2030 | Summer | Electrolyser 2050 |  |  | 0 | PJ
LCP_Inputs_ON_Electric_IEA_2023_05_05 | Hydrogen | Dispatch-Crossload | PJ | 2030 | Summer | O/CCGT - H2 New |  |  | 0 | PJ
LCP_Inputs_ON_Electric_IEA_2023_05_05 | Hydrogen | Dispatch-Crossload | PJ | 2030 | Winter | Electrolyser 2020/2030 |  |  | 0 | PJ
LCP_Inputs_ON_Electric_IEA_2023_05_05 | Hydrogen | Dispatch-Crossload | PJ | 2030 | Winter | Electrolyser 2040 |  |  | 0 | PJ
LCP_Inputs_ON_Electric_IEA_2023_05_05 | Hydrogen | Dispatch-Crossload | PJ | 2030 | Winter | Electrolyser 2050 |  |  | 0 | PJ
LCP_Inputs_ON_Electric_IEA_2023_05_05 | Hydrogen | Dispatch-Crossload | PJ | 2030 | Winter | O/CCGT - H2 New |  |  | 0 | PJ
LCP_Inputs_ON_Electric_IEA_2023_05_05 | Hydrogen | Dispatch-Crossload | PJ | 2030 | Winter Peak | Electrolyser 2020/2030 |  |  | 0 | PJ
LCP_Inputs_ON_Electric_IEA_2023_05_05 | Hydrogen | Dispatch-Crossload | PJ | 2030 | Winter Peak | Electrolyser 2040 |  |  | 0 | PJ
LCP_Inputs_ON_Electric_IEA_2023_05_05 | Hydrogen | Dispatch-Crossload | PJ | 2030 | Winter Peak | Electrolyser 2050 |  |  | 0 | PJ
LCP_Inputs_ON_Electric_IEA_2023_05_05 | Hydrogen | Dispatch-Crossload | PJ | 2030 | Winter Peak | O/CCGT - H2 New |  |  | 0 | PJ
LCP_Inputs_ON_Electric_IEA_2023_05_05 | Hydrogen | Dispatch-Crossload | PJ | 2040 | Fall | Electrolyser 2020/2030 |  |  | 0 | PJ
LCP_Inputs_ON_Electric_IEA_2023_05_05 | Hydrogen | Dispatch-Crossload | PJ | 2040 | Fall | Electrolyser 2040 |  |  | 0 | PJ
LCP_Inputs_ON_Electric_IEA_2023_05_05 | Hydrogen | Dispatch-Crossload | PJ | 2040 | Fall | Electrolyser 2050 |  |  | 0 | PJ
LCP_Inputs_ON_Electric_IEA_2023_05_05 | Hydrogen | Dispatch-Crossload | PJ | 2040 | Fall | O/CCGT - H2 New |  |  | 0 | PJ
LCP_Inputs_ON_Electric_IEA_2023_05_05 | Hydrogen | Dispatch-Crossload | PJ | 2040 | Spring | Electrolyser 2020/2030 |  |  | 0 | PJ
LCP_Inputs_ON_Electric_IEA_2023_05_05 | Hydrogen | Dispatch-Crossload | PJ | 2040 | Spring | Electrolyser 2040 |  |  | 0 | PJ
LCP_Inputs_ON_Electric_IEA_2023_05_05 | Hydrogen | Dispatch-Crossload | PJ | 2040 | Spring | Electrolyser 2050 |  |  | 0 | PJ
LCP_Inputs_ON_Electric_IEA_2023_05_05 | Hydrogen | Dispatch-Crossload | PJ | 2040 | Spring | O/CCGT - H2 New |  |  | 0 | PJ
LCP_Inputs_ON_Electric_IEA_2023_05_05 | Hydrogen | Dispatch-Crossload | PJ | 2040 | Summer | Electrolyser 2020/2030 |  |  | 0 | PJ
LCP_Inputs_ON_Electric_IEA_2023_05_05 | Hydrogen | Dispatch-Crossload | PJ | 2040 | Summer | Electrolyser 2040 |  |  | 0 | PJ
LCP_Inputs_ON_Electric_IEA_2023_05_05 | Hydrogen | Dispatch-Crossload | PJ | 2040 | Summer | Electrolyser 2050 |  |  | 0 | PJ
LCP_Inputs_ON_Electric_IEA_2023_05_05 | Hydrogen | Dispatch-Crossload | PJ | 2040 | Summer | O/CCGT - H2 New |  |  | 0 | PJ
LCP_Inputs_ON_Electric_IEA_2023_05_05 | Hydrogen | Dispatch-Crossload | PJ | 2040 | Winter | Electrolyser 2020/2030 |  |  | 0 | PJ
LCP_Inputs_ON_Electric_IEA_2023_05_05 | Hydrogen | Dispatch-Crossload | PJ | 2040 | Winter | Electrolyser 2040 |  |  | 0 | PJ
LCP_Inputs_ON_Electric_IEA_2023_05_05 | Hydrogen | Dispatch-Crossload | PJ | 2040 | Winter | Electrolyser 2050 |  |  | 0 | PJ
LCP_Inputs_ON_Electric_IEA_2023_05_05 | Hydrogen | Dispatch-Crossload | PJ | 2040 | Winter | O/CCGT - H2 New |  |  | 0 | PJ
LCP_Inputs_ON_Electric_IEA_2023_05_05 | Hydrogen | Dispatch-Crossload | PJ | 2040 | Winter Peak | Electrolyser 2020/2030 |  |  | 0 | PJ
LCP_Inputs_ON_Electric_IEA_2023_05_05 | Hydrogen | Dispatch-Crossload | PJ | 2040 | Winter Peak | Electrolyser 2040 |  |  | 0 | PJ
LCP_Inputs_ON_Electric_IEA_2023_05_05 | Hydrogen | Dispatch-Crossload | PJ | 2040 | Winter Peak | Electrolyser 2050 |  |  | 0 | PJ
LCP_Inputs_ON_Electric_IEA_2023_05_05 | Hydrogen | Dispatch-Crossload | PJ | 2040 | Winter Peak | O/CCGT - H2 New |  |  | 0 | PJ
LCP_Inputs_ON_Electric_IEA_2023_05_05 | Hydrogen | Dispatch-Crossload | PJ | 2050 | Fall | Electrolyser 2020/2030 |  |  | 0 | PJ
LCP_Inputs_ON_Electric_IEA_2023_05_05 | Hydrogen | Dispatch-Crossload | PJ | 2050 | Fall | Electrolyser 2040 |  |  | 0 | PJ
LCP_Inputs_ON_Electric_IEA_2023_05_05 | Hydrogen | Dispatch-Crossload | PJ | 2050 | Fall | Electrolyser 2050 |  |  | 0 | PJ
LCP_Inputs_ON_Electric_IEA_2023_05_05 | Hydrogen | Dispatch-Crossload | PJ | 2050 | Fall | O/CCGT - H2 New |  |  | 0 | PJ
LCP_Inputs_ON_Electric_IEA_2023_05_05 | Hydrogen | Dispatch-Crossload | PJ | 2050 | Spring | Electrolyser 2020/2030 |  |  | 0 | PJ
LCP_Inputs_ON_Electric_IEA_2023_05_05 | Hydrogen | Dispatch-Crossload | PJ | 2050 | Spring | Electrolyser 2040 |  |  | 0 | PJ
LCP_Inputs_ON_Electric_IEA_2023_05_05 | Hydrogen | Dispatch-Crossload | PJ | 2050 | Spring | Electrolyser 2050 |  |  | 0 | PJ
LCP_Inputs_ON_Electric_IEA_2023_05_05 | Hydrogen | Dispatch-Crossload | PJ | 2050 | Spring | O/CCGT - H2 New |  |  | 0 | PJ
LCP_Inputs_ON_Electric_IEA_2023_05_05 | Hydrogen | Dispatch-Crossload | PJ | 2050 | Summer | Electrolyser 2020/2030 |  |  | 0 | PJ
LCP_Inputs_ON_Electric_IEA_2023_05_05 | Hydrogen | Dispatch-Crossload | PJ | 2050 | Summer | Electrolyser 2040 |  |  | 0 | PJ
LCP_Inputs_ON_Electric_IEA_2023_05_05 | Hydrogen | Dispatch-Crossload | PJ | 2050 | Summer | Electrolyser 2050 |  |  | 0 | PJ
LCP_Inputs_ON_Electric_IEA_2023_05_05 | Hydrogen | Dispatch-Crossload | PJ | 2050 | Summer | O/CCGT - H2 New |  |  | 0 | PJ
LCP_Inputs_ON_Electric_IEA_2023_05_05 | Hydrogen | Dispatch-Crossload | PJ | 2050 | Winter | Electrolyser 2020/2030 |  |  | 0 | PJ
LCP_Inputs_ON_Electric_IEA_2023_05_05 | Hydrogen | Dispatch-Crossload | PJ | 2050 | Winter | Electrolyser 2040 |  |  | 0 | PJ
LCP_Inputs_ON_Electric_IEA_2023_05_05 | Hydrogen | Dispatch-Crossload | PJ | 2050 | Winter | Electrolyser 2050 |  |  | 0 | PJ
LCP_Inputs_ON_Electric_IEA_2023_05_05 | Hydrogen | Dispatch-Crossload | PJ | 2050 | Winter | O/CCGT - H2 New |  |  | 0 | PJ
LCP_Inputs_ON_Electric_IEA_2023_05_05 | Hydrogen | Dispatch-Crossload | PJ | 2050 | Winter Peak | Electrolyser 2020/2030 |  |  | 0 | PJ
LCP_Inputs_ON_Electric_IEA_2023_05_05 | Hydrogen | Dispatch-Crossload | PJ | 2050 | Winter Peak | Electrolyser 2040 |  |  | 0 | PJ
LCP_Inputs_ON_Electric_IEA_2023_05_05 | Hydrogen | Dispatch-Crossload | PJ | 2050 | Winter Peak | Electrolyser 2050 |  |  | 0 | PJ
LCP_Inputs_ON_Electric_IEA_2023_05_05 | Hydrogen | Dispatch-Crossload | PJ | 2050 | Winter Peak | O/CCGT - H2 New |  |  | 0 | PJ
LCP_Inputs_ON_Electric_IEA_2023_05_05 | Hydrogen | Dispatch-Crossload | QC | 2020 | Fall | Electrolyser 2020/2030 |  |  | 0 | QC
LCP_Inputs_ON_Electric_IEA_2023_05_05 | Hydrogen | Dispatch-Crossload | QC | 2020 | Fall | Electrolyser 2040 |  |  | 0 | QC
LCP_Inputs_ON_Electric_IEA_2023_05_05 | Hydrogen | Dispatch-Crossload | QC | 2020 | Fall | Electrolyser 2050 |  |  | 0 | QC
LCP_Inputs_ON_Electric_IEA_2023_05_05 | Hydrogen | Dispatch-Crossload | QC | 2020 | Fall | O/CCGT - H2 New |  |  | 0 | QC
LCP_Inputs_ON_Electric_IEA_2023_05_05 | Hydrogen | Dispatch-Crossload | QC | 2020 | Spring | Electrolyser 2020/2030 |  |  | 0 | QC
LCP_Inputs_ON_Electric_IEA_2023_05_05 | Hydrogen | Dispatch-Crossload | QC | 2020 | Spring | Electrolyser 2040 |  |  | 0 | QC
LCP_Inputs_ON_Electric_IEA_2023_05_05 | Hydrogen | Dispatch-Crossload | QC | 2020 | Spring | Electrolyser 2050 |  |  | 0 | QC
LCP_Inputs_ON_Electric_IEA_2023_05_05 | Hydrogen | Dispatch-Crossload | QC | 2020 | Spring | O/CCGT - H2 New |  |  | 0 | QC
LCP_Inputs_ON_Electric_IEA_2023_05_05 | Hydrogen | Dispatch-Crossload | QC | 2020 | Summer | Electrolyser 2020/2030 |  |  | 0 | QC
LCP_Inputs_ON_Electric_IEA_2023_05_05 | Hydrogen | Dispatch-Crossload | QC | 2020 | Summer | Electrolyser 2040 |  |  | 0 | QC
LCP_Inputs_ON_Electric_IEA_2023_05_05 | Hydrogen | Dispatch-Crossload | QC | 2020 | Summer | Electrolyser 2050 |  |  | 0 | QC
LCP_Inputs_ON_Electric_IEA_2023_05_05 | Hydrogen | Dispatch-Crossload | QC | 2020 | Summer | O/CCGT - H2 New |  |  | 0 | QC
LCP_Inputs_ON_Electric_IEA_2023_05_05 | Hydrogen | Dispatch-Crossload | QC | 2020 | Winter | Electrolyser 2020/2030 |  |  | 0 | QC
LCP_Inputs_ON_Electric_IEA_2023_05_05 | Hydrogen | Dispatch-Crossload | QC | 2020 | Winter | Electrolyser 2040 |  |  | 0 | QC
LCP_Inputs_ON_Electric_IEA_2023_05_05 | Hydrogen | Dispatch-Crossload | QC | 2020 | Winter | Electrolyser 2050 |  |  | 0 | QC
LCP_Inputs_ON_Electric_IEA_2023_05_05 | Hydrogen | Dispatch-Crossload | QC | 2020 | Winter | O/CCGT - H2 New |  |  | 0 | QC
LCP_Inputs_ON_Electric_IEA_2023_05_05 | Hydrogen | Dispatch-Crossload | QC | 2020 | Winter Peak | Electrolyser 2020/2030 |  |  | 0 | QC
LCP_Inputs_ON_Electric_IEA_2023_05_05 | Hydrogen | Dispatch-Crossload | QC | 2020 | Winter Peak | Electrolyser 2040 |  |  | 0 | QC
LCP_Inputs_ON_Electric_IEA_2023_05_05 | Hydrogen | Dispatch-Crossload | QC | 2020 | Winter Peak | Electrolyser 2050 |  |  | 0 | QC
LCP_Inputs_ON_Electric_IEA_2023_05_05 | Hydrogen | Dispatch-Crossload | QC | 2020 | Winter Peak | O/CCGT - H2 New |  |  | 0 | QC
LCP_Inputs_ON_Electric_IEA_2023_05_05 | Hydrogen | Dispatch-Crossload | QC | 2030 | Fall | Electrolyser 2020/2030 |  |  | 0 | QC
LCP_Inputs_ON_Electric_IEA_2023_05_05 | Hydrogen | Dispatch-Crossload | QC | 2030 | Fall | Electrolyser 2040 |  |  | 0 | QC
LCP_Inputs_ON_Electric_IEA_2023_05_05 | Hydrogen | Dispatch-Crossload | QC | 2030 | Fall | Electrolyser 2050 |  |  | 0 | QC
LCP_Inputs_ON_Electric_IEA_2023_05_05 | Hydrogen | Dispatch-Crossload | QC | 2030 | Fall | O/CCGT - H2 New |  |  | 0 | QC
LCP_Inputs_ON_Electric_IEA_2023_05_05 | Hydrogen | Dispatch-Crossload | QC | 2030 | Spring | Electrolyser 2020/2030 |  |  | 0 | QC
LCP_Inputs_ON_Electric_IEA_2023_05_05 | Hydrogen | Dispatch-Crossload | QC | 2030 | Spring | Electrolyser 2040 |  |  | 0 | QC
LCP_Inputs_ON_Electric_IEA_2023_05_05 | Hydrogen | Dispatch-Crossload | QC | 2030 | Spring | Electrolyser 2050 |  |  | 0 | QC
LCP_Inputs_ON_Electric_IEA_2023_05_05 | Hydrogen | Dispatch-Crossload | QC | 2030 | Spring | O/CCGT - H2 New |  |  | 0 | QC
LCP_Inputs_ON_Electric_IEA_2023_05_05 | Hydrogen | Dispatch-Crossload | QC | 2030 | Summer | Electrolyser 2020/2030 |  |  | 0 | QC
LCP_Inputs_ON_Electric_IEA_2023_05_05 | Hydrogen | Dispatch-Crossload | QC | 2030 | Summer | Electrolyser 2040 |  |  | 0 | QC
LCP_Inputs_ON_Electric_IEA_2023_05_05 | Hydrogen | Dispatch-Crossload | QC | 2030 | Summer | Electrolyser 2050 |  |  | 0 | QC
LCP_Inputs_ON_Electric_IEA_2023_05_05 | Hydrogen | Dispatch-Crossload | QC | 2030 | Summer | O/CCGT - H2 New |  |  | 0 | QC
LCP_Inputs_ON_Electric_IEA_2023_05_05 | Hydrogen | Dispatch-Crossload | QC | 2030 | Winter | Electrolyser 2020/2030 |  |  | 0 | QC
LCP_Inputs_ON_Electric_IEA_2023_05_05 | Hydrogen | Dispatch-Crossload | QC | 2030 | Winter | Electrolyser 2040 |  |  | 0 | QC
LCP_Inputs_ON_Electric_IEA_2023_05_05 | Hydrogen | Dispatch-Crossload | QC | 2030 | Winter | Electrolyser 2050 |  |  | 0 | QC
LCP_Inputs_ON_Electric_IEA_2023_05_05 | Hydrogen | Dispatch-Crossload | QC | 2030 | Winter | O/CCGT - H2 New |  |  | 0 | QC
LCP_Inputs_ON_Electric_IEA_2023_05_05 | Hydrogen | Dispatch-Crossload | QC | 2030 | Winter Peak | Electrolyser 2020/2030 |  |  | 0 | QC
LCP_Inputs_ON_Electric_IEA_2023_05_05 | Hydrogen | Dispatch-Crossload | QC | 2030 | Winter Peak | Electrolyser 2040 |  |  | 0 | QC
LCP_Inputs_ON_Electric_IEA_2023_05_05 | Hydrogen | Dispatch-Crossload | QC | 2030 | Winter Peak | Electrolyser 2050 |  |  | 0 | QC
LCP_Inputs_ON_Electric_IEA_2023_05_05 | Hydrogen | Dispatch-Crossload | QC | 2030 | Winter Peak | O/CCGT - H2 New |  |  | 0 | QC
LCP_Inputs_ON_Electric_IEA_2023_05_05 | Hydrogen | Dispatch-Crossload | QC | 2040 | Fall | Electrolyser 2020/2030 |  |  | 0 | QC
LCP_Inputs_ON_Electric_IEA_2023_05_05 | Hydrogen | Dispatch-Crossload | QC | 2040 | Fall | Electrolyser 2040 |  |  | 0 | QC
LCP_Inputs_ON_Electric_IEA_2023_05_05 | Hydrogen | Dispatch-Crossload | QC | 2040 | Fall | Electrolyser 2050 |  |  | 0 | QC
LCP_Inputs_ON_Electric_IEA_2023_05_05 | Hydrogen | Dispatch-Crossload | QC | 2040 | Fall | O/CCGT - H2 New |  |  | 0 | QC
LCP_Inputs_ON_Electric_IEA_2023_05_05 | Hydrogen | Dispatch-Crossload | QC | 2040 | Spring | Electrolyser 2020/2030 |  |  | 0 | QC
LCP_Inputs_ON_Electric_IEA_2023_05_05 | Hydrogen | Dispatch-Crossload | QC | 2040 | Spring | Electrolyser 2040 |  |  | 0 | QC
LCP_Inputs_ON_Electric_IEA_2023_05_05 | Hydrogen | Dispatch-Crossload | QC | 2040 | Spring | Electrolyser 2050 |  |  | 0 | QC
LCP_Inputs_ON_Electric_IEA_2023_05_05 | Hydrogen | Dispatch-Crossload | QC | 2040 | Spring | O/CCGT - H2 New |  |  | 0 | QC
LCP_Inputs_ON_Electric_IEA_2023_05_05 | Hydrogen | Dispatch-Crossload | QC | 2040 | Summer | Electrolyser 2020/2030 |  |  | 0 | QC
LCP_Inputs_ON_Electric_IEA_2023_05_05 | Hydrogen | Dispatch-Crossload | QC | 2040 | Summer | Electrolyser 2040 |  |  | 0 | QC
LCP_Inputs_ON_Electric_IEA_2023_05_05 | Hydrogen | Dispatch-Crossload | QC | 2040 | Summer | Electrolyser 2050 |  |  | 0 | QC
LCP_Inputs_ON_Electric_IEA_2023_05_05 | Hydrogen | Dispatch-Crossload | QC | 2040 | Summer | O/CCGT - H2 New |  |  | 0 | QC
LCP_Inputs_ON_Electric_IEA_2023_05_05 | Hydrogen | Dispatch-Crossload | QC | 2040 | Winter | Electrolyser 2020/2030 |  |  | 0 | QC
LCP_Inputs_ON_Electric_IEA_2023_05_05 | Hydrogen | Dispatch-Crossload | QC | 2040 | Winter | Electrolyser 2040 |  |  | 0 | QC
LCP_Inputs_ON_Electric_IEA_2023_05_05 | Hydrogen | Dispatch-Crossload | QC | 2040 | Winter | Electrolyser 2050 |  |  | 0 | QC
LCP_Inputs_ON_Electric_IEA_2023_05_05 | Hydrogen | Dispatch-Crossload | QC | 2040 | Winter | O/CCGT - H2 New |  |  | 0 | QC
LCP_Inputs_ON_Electric_IEA_2023_05_05 | Hydrogen | Dispatch-Crossload | QC | 2040 | Winter Peak | Electrolyser 2020/2030 |  |  | 0 | QC
LCP_Inputs_ON_Electric_IEA_2023_05_05 | Hydrogen | Dispatch-Crossload | QC | 2040 | Winter Peak | Electrolyser 2040 |  |  | 0 | QC
LCP_Inputs_ON_Electric_IEA_2023_05_05 | Hydrogen | Dispatch-Crossload | QC | 2040 | Winter Peak | Electrolyser 2050 |  |  | 0 | QC
LCP_Inputs_ON_Electric_IEA_2023_05_05 | Hydrogen | Dispatch-Crossload | QC | 2040 | Winter Peak | O/CCGT - H2 New |  |  | 0 | QC
LCP_Inputs_ON_Electric_IEA_2023_05_05 | Hydrogen | Dispatch-Crossload | QC | 2050 | Fall | Electrolyser 2020/2030 |  |  | 0 | QC
LCP_Inputs_ON_Electric_IEA_2023_05_05 | Hydrogen | Dispatch-Crossload | QC | 2050 | Fall | Electrolyser 2040 |  |  | 0 | QC
LCP_Inputs_ON_Electric_IEA_2023_05_05 | Hydrogen | Dispatch-Crossload | QC | 2050 | Fall | Electrolyser 2050 |  |  | 0 | QC
LCP_Inputs_ON_Electric_IEA_2023_05_05 | Hydrogen | Dispatch-Crossload | QC | 2050 | Fall | O/CCGT - H2 New |  |  | 0 | QC
LCP_Inputs_ON_Electric_IEA_2023_05_05 | Hydrogen | Dispatch-Crossload | QC | 2050 | Spring | Electrolyser 2020/2030 |  |  | 0 | QC
LCP_Inputs_ON_Electric_IEA_2023_05_05 | Hydrogen | Dispatch-Crossload | QC | 2050 | Spring | Electrolyser 2040 |  |  | 0 | QC
LCP_Inputs_ON_Electric_IEA_2023_05_05 | Hydrogen | Dispatch-Crossload | QC | 2050 | Spring | Electrolyser 2050 |  |  | 0 | QC
LCP_Inputs_ON_Electric_IEA_2023_05_05 | Hydrogen | Dispatch-Crossload | QC | 2050 | Spring | O/CCGT - H2 New |  |  | 0 | QC
LCP_Inputs_ON_Electric_IEA_2023_05_05 | Hydrogen | Dispatch-Crossload | QC | 2050 | Summer | Electrolyser 2020/2030 |  |  | 0 | QC
LCP_Inputs_ON_Electric_IEA_2023_05_05 | Hydrogen | Dispatch-Crossload | QC | 2050 | Summer | Electrolyser 2040 |  |  | 0 | QC
LCP_Inputs_ON_Electric_IEA_2023_05_05 | Hydrogen | Dispatch-Crossload | QC | 2050 | Summer | Electrolyser 2050 |  |  | 0 | QC
LCP_Inputs_ON_Electric_IEA_2023_05_05 | Hydrogen | Dispatch-Crossload | QC | 2050 | Summer | O/CCGT - H2 New |  |  | 0 | QC
LCP_Inputs_ON_Electric_IEA_2023_05_05 | Hydrogen | Dispatch-Crossload | QC | 2050 | Winter | Electrolyser 2020/2030 |  |  | 0 | QC
LCP_Inputs_ON_Electric_IEA_2023_05_05 | Hydrogen | Dispatch-Crossload | QC | 2050 | Winter | Electrolyser 2040 |  |  | 0 | QC
LCP_Inputs_ON_Electric_IEA_2023_05_05 | Hydrogen | Dispatch-Crossload | QC | 2050 | Winter | Electrolyser 2050 |  |  | 0 | QC
LCP_Inputs_ON_Electric_IEA_2023_05_05 | Hydrogen | Dispatch-Crossload | QC | 2050 | Winter | O/CCGT - H2 New |  |  | 0 | QC
LCP_Inputs_ON_Electric_IEA_2023_05_05 | Hydrogen | Dispatch-Crossload | QC | 2050 | Winter Peak | Electrolyser 2020/2030 |  |  | 0 | QC
LCP_Inputs_ON_Electric_IEA_2023_05_05 | Hydrogen | Dispatch-Crossload | QC | 2050 | Winter Peak | Electrolyser 2040 |  |  | 0 | QC
LCP_Inputs_ON_Electric_IEA_2023_05_05 | Hydrogen | Dispatch-Crossload | QC | 2050 | Winter Peak | Electrolyser 2050 |  |  | 0 | QC
LCP_Inputs_ON_Electric_IEA_2023_05_05 | Hydrogen | Dispatch-Crossload | QC | 2050 | Winter Peak | O/CCGT - H2 New |  |  | 0 | QC
LCP_Inputs_ON_Electric_IEA_2023_05_05 | Hydrogen | Dispatch-Crossload | WC | 2020 | Fall | Electrolyser 2020/2030 |  |  | 0 | WC
LCP_Inputs_ON_Electric_IEA_2023_05_05 | Hydrogen | Dispatch-Crossload | WC | 2020 | Fall | Electrolyser 2040 |  |  | 0 | WC
LCP_Inputs_ON_Electric_IEA_2023_05_05 | Hydrogen | Dispatch-Crossload | WC | 2020 | Fall | Electrolyser 2050 |  |  | 0 | WC
LCP_Inputs_ON_Electric_IEA_2023_05_05 | Hydrogen | Dispatch-Crossload | WC | 2020 | Fall | O/CCGT - H2 New |  |  | 0 | WC
LCP_Inputs_ON_Electric_IEA_2023_05_05 | Hydrogen | Dispatch-Crossload | WC | 2020 | Spring | Electrolyser 2020/2030 |  |  | 0 | WC
LCP_Inputs_ON_Electric_IEA_2023_05_05 | Hydrogen | Dispatch-Crossload | WC | 2020 | Spring | Electrolyser 2040 |  |  | 0 | WC
LCP_Inputs_ON_Electric_IEA_2023_05_05 | Hydrogen | Dispatch-Crossload | WC | 2020 | Spring | Electrolyser 2050 |  |  | 0 | WC
LCP_Inputs_ON_Electric_IEA_2023_05_05 | Hydrogen | Dispatch-Crossload | WC | 2020 | Spring | O/CCGT - H2 New |  |  | 0 | WC
LCP_Inputs_ON_Electric_IEA_2023_05_05 | Hydrogen | Dispatch-Crossload | WC | 2020 | Summer | Electrolyser 2020/2030 |  |  | 0 | WC
LCP_Inputs_ON_Electric_IEA_2023_05_05 | Hydrogen | Dispatch-Crossload | WC | 2020 | Summer | Electrolyser 2040 |  |  | 0 | WC
LCP_Inputs_ON_Electric_IEA_2023_05_05 | Hydrogen | Dispatch-Crossload | WC | 2020 | Summer | Electrolyser 2050 |  |  | 0 | WC
LCP_Inputs_ON_Electric_IEA_2023_05_05 | Hydrogen | Dispatch-Crossload | WC | 2020 | Summer | O/CCGT - H2 New |  |  | 0 | WC
LCP_Inputs_ON_Electric_IEA_2023_05_05 | Hydrogen | Dispatch-Crossload | WC | 2020 | Winter | Electrolyser 2020/2030 |  |  | 0 | WC
LCP_Inputs_ON_Electric_IEA_2023_05_05 | Hydrogen | Dispatch-Crossload | WC | 2020 | Winter | Electrolyser 2040 |  |  | 0 | WC
LCP_Inputs_ON_Electric_IEA_2023_05_05 | Hydrogen | Dispatch-Crossload | WC | 2020 | Winter | Electrolyser 2050 |  |  | 0 | WC
LCP_Inputs_ON_Electric_IEA_2023_05_05 | Hydrogen | Dispatch-Crossload | WC | 2020 | Winter | O/CCGT - H2 New |  |  | 0 | WC
LCP_Inputs_ON_Electric_IEA_2023_05_05 | Hydrogen | Dispatch-Crossload | WC | 2020 | Winter Peak | Electrolyser 2020/2030 |  |  | 0 | WC
LCP_Inputs_ON_Electric_IEA_2023_05_05 | Hydrogen | Dispatch-Crossload | WC | 2020 | Winter Peak | Electrolyser 2040 |  |  | 0 | WC
LCP_Inputs_ON_Electric_IEA_2023_05_05 | Hydrogen | Dispatch-Crossload | WC | 2020 | Winter Peak | Electrolyser 2050 |  |  | 0 | WC
LCP_Inputs_ON_Electric_IEA_2023_05_05 | Hydrogen | Dispatch-Crossload | WC | 2020 | Winter Peak | O/CCGT - H2 New |  |  | 0 | WC
LCP_Inputs_ON_Electric_IEA_2023_05_05 | Hydrogen | Dispatch-Crossload | WC | 2030 | Fall | Electrolyser 2020/2030 |  |  | 0 | WC
LCP_Inputs_ON_Electric_IEA_2023_05_05 | Hydrogen | Dispatch-Crossload | WC | 2030 | Fall | Electrolyser 2040 |  |  | 0 | WC
LCP_Inputs_ON_Electric_IEA_2023_05_05 | Hydrogen | Dispatch-Crossload | WC | 2030 | Fall | Electrolyser 2050 |  |  | 0 | WC
LCP_Inputs_ON_Electric_IEA_2023_05_05 | Hydrogen | Dispatch-Crossload | WC | 2030 | Fall | O/CCGT - H2 New |  |  | 0 | WC
LCP_Inputs_ON_Electric_IEA_2023_05_05 | Hydrogen | Dispatch-Crossload | WC | 2030 | Spring | Electrolyser 2020/2030 |  |  | 0 | WC
LCP_Inputs_ON_Electric_IEA_2023_05_05 | Hydrogen | Dispatch-Crossload | WC | 2030 | Spring | Electrolyser 2040 |  |  | 0 | WC
LCP_Inputs_ON_Electric_IEA_2023_05_05 | Hydrogen | Dispatch-Crossload | WC | 2030 | Spring | Electrolyser 2050 |  |  | 0 | WC
LCP_Inputs_ON_Electric_IEA_2023_05_05 | Hydrogen | Dispatch-Crossload | WC | 2030 | Spring | O/CCGT - H2 New |  |  | 0 | WC
LCP_Inputs_ON_Electric_IEA_2023_05_05 | Hydrogen | Dispatch-Crossload | WC | 2030 | Summer | Electrolyser 2020/2030 |  |  | 0 | WC
LCP_Inputs_ON_Electric_IEA_2023_05_05 | Hydrogen | Dispatch-Crossload | WC | 2030 | Summer | Electrolyser 2040 |  |  | 0 | WC
LCP_Inputs_ON_Electric_IEA_2023_05_05 | Hydrogen | Dispatch-Crossload | WC | 2030 | Summer | Electrolyser 2050 |  |  | 0 | WC
LCP_Inputs_ON_Electric_IEA_2023_05_05 | Hydrogen | Dispatch-Crossload | WC | 2030 | Summer | O/CCGT - H2 New |  |  | 0 | WC
LCP_Inputs_ON_Electric_IEA_2023_05_05 | Hydrogen | Dispatch-Crossload | WC | 2030 | Winter | Electrolyser 2020/2030 |  |  | 0 | WC
LCP_Inputs_ON_Electric_IEA_2023_05_05 | Hydrogen | Dispatch-Crossload | WC | 2030 | Winter | Electrolyser 2040 |  |  | 0 | WC
LCP_Inputs_ON_Electric_IEA_2023_05_05 | Hydrogen | Dispatch-Crossload | WC | 2030 | Winter | Electrolyser 2050 |  |  | 0 | WC
LCP_Inputs_ON_Electric_IEA_2023_05_05 | Hydrogen | Dispatch-Crossload | WC | 2030 | Winter | O/CCGT - H2 New |  |  | 0 | WC
LCP_Inputs_ON_Electric_IEA_2023_05_05 | Hydrogen | Dispatch-Crossload | WC | 2030 | Winter Peak | Electrolyser 2020/2030 |  |  | 0 | WC
LCP_Inputs_ON_Electric_IEA_2023_05_05 | Hydrogen | Dispatch-Crossload | WC | 2030 | Winter Peak | Electrolyser 2040 |  |  | 0 | WC
LCP_Inputs_ON_Electric_IEA_2023_05_05 | Hydrogen | Dispatch-Crossload | WC | 2030 | Winter Peak | Electrolyser 2050 |  |  | 0 | WC
LCP_Inputs_ON_Electric_IEA_2023_05_05 | Hydrogen | Dispatch-Crossload | WC | 2030 | Winter Peak | O/CCGT - H2 New |  |  | 0 | WC
LCP_Inputs_ON_Electric_IEA_2023_05_05 | Hydrogen | Dispatch-Crossload | WC | 2040 | Fall | Electrolyser 2020/2030 |  |  | 0 | WC
LCP_Inputs_ON_Electric_IEA_2023_05_05 | Hydrogen | Dispatch-Crossload | WC | 2040 | Fall | Electrolyser 2040 |  |  | 0 | WC
LCP_Inputs_ON_Electric_IEA_2023_05_05 | Hydrogen | Dispatch-Crossload | WC | 2040 | Fall | Electrolyser 2050 |  |  | 0 | WC
LCP_Inputs_ON_Electric_IEA_2023_05_05 | Hydrogen | Dispatch-Crossload | WC | 2040 | Fall | O/CCGT - H2 New |  |  | 0 | WC
LCP_Inputs_ON_Electric_IEA_2023_05_05 | Hydrogen | Dispatch-Crossload | WC | 2040 | Spring | Electrolyser 2020/2030 |  |  | 0 | WC
LCP_Inputs_ON_Electric_IEA_2023_05_05 | Hydrogen | Dispatch-Crossload | WC | 2040 | Spring | Electrolyser 2040 |  |  | 0 | WC
LCP_Inputs_ON_Electric_IEA_2023_05_05 | Hydrogen | Dispatch-Crossload | WC | 2040 | Spring | Electrolyser 2050 |  |  | 0 | WC
LCP_Inputs_ON_Electric_IEA_2023_05_05 | Hydrogen | Dispatch-Crossload | WC | 2040 | Spring | O/CCGT - H2 New |  |  | 0 | WC
LCP_Inputs_ON_Electric_IEA_2023_05_05 | Hydrogen | Dispatch-Crossload | WC | 2040 | Summer | Electrolyser 2020/2030 |  |  | 0 | WC
LCP_Inputs_ON_Electric_IEA_2023_05_05 | Hydrogen | Dispatch-Crossload | WC | 2040 | Summer | Electrolyser 2040 |  |  | 0 | WC
LCP_Inputs_ON_Electric_IEA_2023_05_05 | Hydrogen | Dispatch-Crossload | WC | 2040 | Summer | Electrolyser 2050 |  |  | 0 | WC
LCP_Inputs_ON_Electric_IEA_2023_05_05 | Hydrogen | Dispatch-Crossload | WC | 2040 | Summer | O/CCGT - H2 New |  |  | 0 | WC
LCP_Inputs_ON_Electric_IEA_2023_05_05 | Hydrogen | Dispatch-Crossload | WC | 2040 | Winter | Electrolyser 2020/2030 |  |  | 0 | WC
LCP_Inputs_ON_Electric_IEA_2023_05_05 | Hydrogen | Dispatch-Crossload | WC | 2040 | Winter | Electrolyser 2040 |  |  | 0 | WC
LCP_Inputs_ON_Electric_IEA_2023_05_05 | Hydrogen | Dispatch-Crossload | WC | 2040 | Winter | Electrolyser 2050 |  |  | 0 | WC
LCP_Inputs_ON_Electric_IEA_2023_05_05 | Hydrogen | Dispatch-Crossload | WC | 2040 | Winter | O/CCGT - H2 New |  |  | 0 | WC
LCP_Inputs_ON_Electric_IEA_2023_05_05 | Hydrogen | Dispatch-Crossload | WC | 2040 | Winter Peak | Electrolyser 2020/2030 |  |  | 0 | WC
LCP_Inputs_ON_Electric_IEA_2023_05_05 | Hydrogen | Dispatch-Crossload | WC | 2040 | Winter Peak | Electrolyser 2040 |  |  | 0 | WC
LCP_Inputs_ON_Electric_IEA_2023_05_05 | Hydrogen | Dispatch-Crossload | WC | 2040 | Winter Peak | Electrolyser 2050 |  |  | 0 | WC
LCP_Inputs_ON_Electric_IEA_2023_05_05 | Hydrogen | Dispatch-Crossload | WC | 2040 | Winter Peak | O/CCGT - H2 New |  |  | 0 | WC
LCP_Inputs_ON_Electric_IEA_2023_05_05 | Hydrogen | Dispatch-Crossload | WC | 2050 | Fall | Electrolyser 2020/2030 |  |  | 0 | WC
LCP_Inputs_ON_Electric_IEA_2023_05_05 | Hydrogen | Dispatch-Crossload | WC | 2050 | Fall | Electrolyser 2040 |  |  | 0 | WC
LCP_Inputs_ON_Electric_IEA_2023_05_05 | Hydrogen | Dispatch-Crossload | WC | 2050 | Fall | Electrolyser 2050 |  |  | 0 | WC
LCP_Inputs_ON_Electric_IEA_2023_05_05 | Hydrogen | Dispatch-Crossload | WC | 2050 | Fall | O/CCGT - H2 New |  |  | 0 | WC
LCP_Inputs_ON_Electric_IEA_2023_05_05 | Hydrogen | Dispatch-Crossload | WC | 2050 | Spring | Electrolyser 2020/2030 |  |  | 0 | WC
LCP_Inputs_ON_Electric_IEA_2023_05_05 | Hydrogen | Dispatch-Crossload | WC | 2050 | Spring | Electrolyser 2040 |  |  | 0 | WC
LCP_Inputs_ON_Electric_IEA_2023_05_05 | Hydrogen | Dispatch-Crossload | WC | 2050 | Spring | Electrolyser 2050 |  |  | 0 | WC
LCP_Inputs_ON_Electric_IEA_2023_05_05 | Hydrogen | Dispatch-Crossload | WC | 2050 | Spring | O/CCGT - H2 New |  |  | 0 | WC
LCP_Inputs_ON_Electric_IEA_2023_05_05 | Hydrogen | Dispatch-Crossload | WC | 2050 | Summer | Electrolyser 2020/2030 |  |  | 0 | WC
LCP_Inputs_ON_Electric_IEA_2023_05_05 | Hydrogen | Dispatch-Crossload | WC | 2050 | Summer | Electrolyser 2040 |  |  | 0 | WC
LCP_Inputs_ON_Electric_IEA_2023_05_05 | Hydrogen | Dispatch-Crossload | WC | 2050 | Summer | Electrolyser 2050 |  |  | 0 | WC
LCP_Inputs_ON_Electric_IEA_2023_05_05 | Hydrogen | Dispatch-Crossload | WC | 2050 | Summer | O/CCGT - H2 New |  |  | 0 | WC
LCP_Inputs_ON_Electric_IEA_2023_05_05 | Hydrogen | Dispatch-Crossload | WC | 2050 | Winter | Electrolyser 2020/2030 |  |  | 0 | WC
LCP_Inputs_ON_Electric_IEA_2023_05_05 | Hydrogen | Dispatch-Crossload | WC | 2050 | Winter | Electrolyser 2040 |  |  | 0 | WC
LCP_Inputs_ON_Electric_IEA_2023_05_05 | Hydrogen | Dispatch-Crossload | WC | 2050 | Winter | Electrolyser 2050 |  |  | 0 | WC
LCP_Inputs_ON_Electric_IEA_2023_05_05 | Hydrogen | Dispatch-Crossload | WC | 2050 | Winter | O/CCGT - H2 New |  |  | 0 | WC
LCP_Inputs_ON_Electric_IEA_2023_05_05 | Hydrogen | Dispatch-Crossload | WC | 2050 | Winter Peak | Electrolyser 2020/2030 |  |  | 0 | WC
LCP_Inputs_ON_Electric_IEA_2023_05_05 | Hydrogen | Dispatch-Crossload | WC | 2050 | Winter Peak | Electrolyser 2040 |  |  | 0 | WC
LCP_Inputs_ON_Electric_IEA_2023_05_05 | Hydrogen | Dispatch-Crossload | WC | 2050 | Winter Peak | Electrolyser 2050 |  |  | 0 | WC
LCP_Inputs_ON_Electric_IEA_2023_05_05 | Hydrogen | Dispatch-Crossload | WC | 2050 | Winter Peak | O/CCGT - H2 New |  |  | 0 | WC
LCP_Inputs_ON_Electric_IEA_2023_05_05 | Hydrogen | Dispatch-Generation | MI | 2020 | Fall | SMR CCS |  |  | 0 | MI
LCP_Inputs_ON_Electric_IEA_2023_05_05 | Hydrogen | Dispatch-Generation | MI | 2020 | Spring | SMR CCS |  |  | 0 | MI
LCP_Inputs_ON_Electric_IEA_2023_05_05 | Hydrogen | Dispatch-Generation | MI | 2020 | Summer | SMR CCS |  |  | 0 | MI
LCP_Inputs_ON_Electric_IEA_2023_05_05 | Hydrogen | Dispatch-Generation | MI | 2020 | Winter | SMR CCS |  |  | 0 | MI
LCP_Inputs_ON_Electric_IEA_2023_05_05 | Hydrogen | Dispatch-Generation | MI | 2020 | Winter Peak | SMR CCS |  |  | 0 | MI
LCP_Inputs_ON_Electric_IEA_2023_05_05 | Hydrogen | Dispatch-Generation | MI | 2030 | Fall | SMR CCS |  |  | 0 | MI
LCP_Inputs_ON_Electric_IEA_2023_05_05 | Hydrogen | Dispatch-Generation | MI | 2030 | Spring | SMR CCS |  |  | 0 | MI
LCP_Inputs_ON_Electric_IEA_2023_05_05 | Hydrogen | Dispatch-Generation | MI | 2030 | Summer | SMR CCS |  |  | 0 | MI
LCP_Inputs_ON_Electric_IEA_2023_05_05 | Hydrogen | Dispatch-Generation | MI | 2030 | Winter | SMR CCS |  |  | 0 | MI
LCP_Inputs_ON_Electric_IEA_2023_05_05 | Hydrogen | Dispatch-Generation | MI | 2030 | Winter Peak | SMR CCS |  |  | 0 | MI
LCP_Inputs_ON_Electric_IEA_2023_05_05 | Hydrogen | Dispatch-Generation | MI | 2040 | Fall | SMR CCS |  |  | 0 | MI
LCP_Inputs_ON_Electric_IEA_2023_05_05 | Hydrogen | Dispatch-Generation | MI | 2040 | Spring | SMR CCS |  |  | 0 | MI
LCP_Inputs_ON_Electric_IEA_2023_05_05 | Hydrogen | Dispatch-Generation | MI | 2040 | Summer | SMR CCS |  |  | 0 | MI
LCP_Inputs_ON_Electric_IEA_2023_05_05 | Hydrogen | Dispatch-Generation | MI | 2040 | Winter | SMR CCS |  |  | 0 | MI
LCP_Inputs_ON_Electric_IEA_2023_05_05 | Hydrogen | Dispatch-Generation | MI | 2040 | Winter Peak | SMR CCS |  |  | 0 | MI
LCP_Inputs_ON_Electric_IEA_2023_05_05 | Hydrogen | Dispatch-Generation | MI | 2050 | Fall | SMR CCS |  |  | 0 | MI
LCP_Inputs_ON_Electric_IEA_2023_05_05 | Hydrogen | Dispatch-Generation | MI | 2050 | Spring | SMR CCS |  |  | 0 | MI
LCP_Inputs_ON_Electric_IEA_2023_05_05 | Hydrogen | Dispatch-Generation | MI | 2050 | Summer | SMR CCS |  |  | 0 | MI
LCP_Inputs_ON_Electric_IEA_2023_05_05 | Hydrogen | Dispatch-Generation | MI | 2050 | Winter | SMR CCS |  |  | 0 | MI
LCP_Inputs_ON_Electric_IEA_2023_05_05 | Hydrogen | Dispatch-Generation | MI | 2050 | Winter Peak | SMR CCS |  |  | 0 | MI
LCP_Inputs_ON_Electric_IEA_2023_05_05 | Hydrogen | Dispatch-Generation | NY | 2020 | Fall | SMR CCS |  |  | 0 | NY
LCP_Inputs_ON_Electric_IEA_2023_05_05 | Hydrogen | Dispatch-Generation | NY | 2020 | Spring | SMR CCS |  |  | 0 | NY
LCP_Inputs_ON_Electric_IEA_2023_05_05 | Hydrogen | Dispatch-Generation | NY | 2020 | Summer | SMR CCS |  |  | 0 | NY
LCP_Inputs_ON_Electric_IEA_2023_05_05 | Hydrogen | Dispatch-Generation | NY | 2020 | Winter | SMR CCS |  |  | 0 | NY
LCP_Inputs_ON_Electric_IEA_2023_05_05 | Hydrogen | Dispatch-Generation | NY | 2020 | Winter Peak | SMR CCS |  |  | 0 | NY
LCP_Inputs_ON_Electric_IEA_2023_05_05 | Hydrogen | Dispatch-Generation | NY | 2030 | Fall | SMR CCS |  |  | 0 | NY
LCP_Inputs_ON_Electric_IEA_2023_05_05 | Hydrogen | Dispatch-Generation | NY | 2030 | Spring | SMR CCS |  |  | 0 | NY
LCP_Inputs_ON_Electric_IEA_2023_05_05 | Hydrogen | Dispatch-Generation | NY | 2030 | Summer | SMR CCS |  |  | 0 | NY
LCP_Inputs_ON_Electric_IEA_2023_05_05 | Hydrogen | Dispatch-Generation | NY | 2030 | Winter | SMR CCS |  |  | 0 | NY
LCP_Inputs_ON_Electric_IEA_2023_05_05 | Hydrogen | Dispatch-Generation | NY | 2030 | Winter Peak | SMR CCS |  |  | 0 | NY
LCP_Inputs_ON_Electric_IEA_2023_05_05 | Hydrogen | Dispatch-Generation | NY | 2040 | Fall | SMR CCS |  |  | 0 | NY
LCP_Inputs_ON_Electric_IEA_2023_05_05 | Hydrogen | Dispatch-Generation | NY | 2040 | Spring | SMR CCS |  |  | 0 | NY
LCP_Inputs_ON_Electric_IEA_2023_05_05 | Hydrogen | Dispatch-Generation | NY | 2040 | Summer | SMR CCS |  |  | 0 | NY
LCP_Inputs_ON_Electric_IEA_2023_05_05 | Hydrogen | Dispatch-Generation | NY | 2040 | Winter | SMR CCS |  |  | 0 | NY
LCP_Inputs_ON_Electric_IEA_2023_05_05 | Hydrogen | Dispatch-Generation | NY | 2040 | Winter Peak | SMR CCS |  |  | 0 | NY
LCP_Inputs_ON_Electric_IEA_2023_05_05 | Hydrogen | Dispatch-Generation | NY | 2050 | Fall | SMR CCS |  |  | 0 | NY
LCP_Inputs_ON_Electric_IEA_2023_05_05 | Hydrogen | Dispatch-Generation | NY | 2050 | Spring | SMR CCS |  |  | 0 | NY
LCP_Inputs_ON_Electric_IEA_2023_05_05 | Hydrogen | Dispatch-Generation | NY | 2050 | Summer | SMR CCS |  |  | 0 | NY
LCP_Inputs_ON_Electric_IEA_2023_05_05 | Hydrogen | Dispatch-Generation | NY | 2050 | Winter | SMR CCS |  |  | 0 | NY
LCP_Inputs_ON_Electric_IEA_2023_05_05 | Hydrogen | Dispatch-Generation | NY | 2050 | Winter Peak | SMR CCS |  |  | 0 | NY
LCP_Inputs_ON_Electric_IEA_2023_05_05 | Hydrogen | Dispatch-Generation | ON | 2020 | Fall | SMR CCS |  |  | 0 | ON
LCP_Inputs_ON_Electric_IEA_2023_05_05 | Hydrogen | Dispatch-Generation | ON | 2020 | Spring | SMR CCS |  |  | 0 | ON
LCP_Inputs_ON_Electric_IEA_2023_05_05 | Hydrogen | Dispatch-Generation | ON | 2020 | Summer | SMR CCS |  |  | 0 | ON
LCP_Inputs_ON_Electric_IEA_2023_05_05 | Hydrogen | Dispatch-Generation | ON | 2020 | Winter | SMR CCS |  |  | 0 | ON
LCP_Inputs_ON_Electric_IEA_2023_05_05 | Hydrogen | Dispatch-Generation | ON | 2020 | Winter Peak | SMR CCS |  |  | 0 | ON
LCP_Inputs_ON_Electric_IEA_2023_05_05 | Hydrogen | Dispatch-Generation | ON | 2030 | Fall | SMR CCS |  |  | 3974976.5669 | ON
LCP_Inputs_ON_Electric_IEA_2023_05_05 | Hydrogen | Dispatch-Generation | ON | 2030 | Spring | SMR CCS |  |  | 3974976.5669 | ON
LCP_Inputs_ON_Electric_IEA_2023_05_05 | Hydrogen | Dispatch-Generation | ON | 2030 | Summer | SMR CCS |  |  | 3974976.5669 | ON
LCP_Inputs_ON_Electric_IEA_2023_05_05 | Hydrogen | Dispatch-Generation | ON | 2030 | Winter | SMR CCS |  |  | 3974976.5669 | ON
LCP_Inputs_ON_Electric_IEA_2023_05_05 | Hydrogen | Dispatch-Generation | ON | 2030 | Winter Peak | SMR CCS |  |  | 43681.0612 | ON
LCP_Inputs_ON_Electric_IEA_2023_05_05 | Hydrogen | Dispatch-Generation | ON | 2040 | Fall | SMR CCS |  |  | 3974976.5669 | ON
LCP_Inputs_ON_Electric_IEA_2023_05_05 | Hydrogen | Dispatch-Generation | ON | 2040 | Spring | SMR CCS |  |  | 3974976.5669 | ON
LCP_Inputs_ON_Electric_IEA_2023_05_05 | Hydrogen | Dispatch-Generation | ON | 2040 | Summer | SMR CCS |  |  | 3974976.5669 | ON
LCP_Inputs_ON_Electric_IEA_2023_05_05 | Hydrogen | Dispatch-Generation | ON | 2040 | Winter | SMR CCS |  |  | 3974976.5669 | ON
LCP_Inputs_ON_Electric_IEA_2023_05_05 | Hydrogen | Dispatch-Generation | ON | 2040 | Winter Peak | SMR CCS |  |  | 43681.0612 | ON
LCP_Inputs_ON_Electric_IEA_2023_05_05 | Hydrogen | Dispatch-Generation | ON | 2050 | Fall | SMR CCS |  |  | 0 | ON
LCP_Inputs_ON_Electric_IEA_2023_05_05 | Hydrogen | Dispatch-Generation | ON | 2050 | Spring | SMR CCS |  |  | 0 | ON
LCP_Inputs_ON_Electric_IEA_2023_05_05 | Hydrogen | Dispatch-Generation | ON | 2050 | Summer | SMR CCS |  |  | 0 | ON
LCP_Inputs_ON_Electric_IEA_2023_05_05 | Hydrogen | Dispatch-Generation | ON | 2050 | Winter | SMR CCS |  |  | 0 | ON
LCP_Inputs_ON_Electric_IEA_2023_05_05 | Hydrogen | Dispatch-Generation | ON | 2050 | Winter Peak | SMR CCS |  |  | 43681.0612 | ON
LCP_Inputs_ON_Electric_IEA_2023_05_05 | Hydrogen | Dispatch-Generation | PJ | 2020 | Fall | SMR CCS |  |  | 0 | PJ
LCP_Inputs_ON_Electric_IEA_2023_05_05 | Hydrogen | Dispatch-Generation | PJ | 2020 | Spring | SMR CCS |  |  | 0 | PJ
LCP_Inputs_ON_Electric_IEA_2023_05_05 | Hydrogen | Dispatch-Generation | PJ | 2020 | Summer | SMR CCS |  |  | 0 | PJ
LCP_Inputs_ON_Electric_IEA_2023_05_05 | Hydrogen | Dispatch-Generation | PJ | 2020 | Winter | SMR CCS |  |  | 0 | PJ
LCP_Inputs_ON_Electric_IEA_2023_05_05 | Hydrogen | Dispatch-Generation | PJ | 2020 | Winter Peak | SMR CCS |  |  | 0 | PJ
LCP_Inputs_ON_Electric_IEA_2023_05_05 | Hydrogen | Dispatch-Generation | PJ | 2030 | Fall | SMR CCS |  |  | 0 | PJ
LCP_Inputs_ON_Electric_IEA_2023_05_05 | Hydrogen | Dispatch-Generation | PJ | 2030 | Spring | SMR CCS |  |  | 0 | PJ
LCP_Inputs_ON_Electric_IEA_2023_05_05 | Hydrogen | Dispatch-Generation | PJ | 2030 | Summer | SMR CCS |  |  | 0 | PJ
LCP_Inputs_ON_Electric_IEA_2023_05_05 | Hydrogen | Dispatch-Generation | PJ | 2030 | Winter | SMR CCS |  |  | 0 | PJ
LCP_Inputs_ON_Electric_IEA_2023_05_05 | Hydrogen | Dispatch-Generation | PJ | 2030 | Winter Peak | SMR CCS |  |  | 0 | PJ
LCP_Inputs_ON_Electric_IEA_2023_05_05 | Hydrogen | Dispatch-Generation | PJ | 2040 | Fall | SMR CCS |  |  | 0 | PJ
LCP_Inputs_ON_Electric_IEA_2023_05_05 | Hydrogen | Dispatch-Generation | PJ | 2040 | Spring | SMR CCS |  |  | 0 | PJ
LCP_Inputs_ON_Electric_IEA_2023_05_05 | Hydrogen | Dispatch-Generation | PJ | 2040 | Summer | SMR CCS |  |  | 0 | PJ
LCP_Inputs_ON_Electric_IEA_2023_05_05 | Hydrogen | Dispatch-Generation | PJ | 2040 | Winter | SMR CCS |  |  | 0 | PJ
LCP_Inputs_ON_Electric_IEA_2023_05_05 | Hydrogen | Dispatch-Generation | PJ | 2040 | Winter Peak | SMR CCS |  |  | 0 | PJ
LCP_Inputs_ON_Electric_IEA_2023_05_05 | Hydrogen | Dispatch-Generation | PJ | 2050 | Fall | SMR CCS |  |  | 0 | PJ
LCP_Inputs_ON_Electric_IEA_2023_05_05 | Hydrogen | Dispatch-Generation | PJ | 2050 | Spring | SMR CCS |  |  | 0 | PJ
LCP_Inputs_ON_Electric_IEA_2023_05_05 | Hydrogen | Dispatch-Generation | PJ | 2050 | Summer | SMR CCS |  |  | 0 | PJ
LCP_Inputs_ON_Electric_IEA_2023_05_05 | Hydrogen | Dispatch-Generation | PJ | 2050 | Winter | SMR CCS |  |  | 0 | PJ
LCP_Inputs_ON_Electric_IEA_2023_05_05 | Hydrogen | Dispatch-Generation | PJ | 2050 | Winter Peak | SMR CCS |  |  | 0 | PJ
LCP_Inputs_ON_Electric_IEA_2023_05_05 | Hydrogen | Dispatch-Generation | QC | 2020 | Fall | SMR CCS |  |  | 0 | QC
LCP_Inputs_ON_Electric_IEA_2023_05_05 | Hydrogen | Dispatch-Generation | QC | 2020 | Spring | SMR CCS |  |  | 0 | QC
LCP_Inputs_ON_Electric_IEA_2023_05_05 | Hydrogen | Dispatch-Generation | QC | 2020 | Summer | SMR CCS |  |  | 0 | QC
LCP_Inputs_ON_Electric_IEA_2023_05_05 | Hydrogen | Dispatch-Generation | QC | 2020 | Winter | SMR CCS |  |  | 0 | QC
LCP_Inputs_ON_Electric_IEA_2023_05_05 | Hydrogen | Dispatch-Generation | QC | 2020 | Winter Peak | SMR CCS |  |  | 0 | QC
LCP_Inputs_ON_Electric_IEA_2023_05_05 | Hydrogen | Dispatch-Generation | QC | 2030 | Fall | SMR CCS |  |  | 0 | QC
LCP_Inputs_ON_Electric_IEA_2023_05_05 | Hydrogen | Dispatch-Generation | QC | 2030 | Spring | SMR CCS |  |  | 0 | QC
LCP_Inputs_ON_Electric_IEA_2023_05_05 | Hydrogen | Dispatch-Generation | QC | 2030 | Summer | SMR CCS |  |  | 0 | QC
LCP_Inputs_ON_Electric_IEA_2023_05_05 | Hydrogen | Dispatch-Generation | QC | 2030 | Winter | SMR CCS |  |  | 0 | QC
LCP_Inputs_ON_Electric_IEA_2023_05_05 | Hydrogen | Dispatch-Generation | QC | 2030 | Winter Peak | SMR CCS |  |  | 0 | QC
LCP_Inputs_ON_Electric_IEA_2023_05_05 | Hydrogen | Dispatch-Generation | QC | 2040 | Fall | SMR CCS |  |  | 0 | QC
LCP_Inputs_ON_Electric_IEA_2023_05_05 | Hydrogen | Dispatch-Generation | QC | 2040 | Spring | SMR CCS |  |  | 0 | QC
LCP_Inputs_ON_Electric_IEA_2023_05_05 | Hydrogen | Dispatch-Generation | QC | 2040 | Summer | SMR CCS |  |  | 0 | QC
LCP_Inputs_ON_Electric_IEA_2023_05_05 | Hydrogen | Dispatch-Generation | QC | 2040 | Winter | SMR CCS |  |  | 0 | QC
LCP_Inputs_ON_Electric_IEA_2023_05_05 | Hydrogen | Dispatch-Generation | QC | 2040 | Winter Peak | SMR CCS |  |  | 0 | QC
LCP_Inputs_ON_Electric_IEA_2023_05_05 | Hydrogen | Dispatch-Generation | QC | 2050 | Fall | SMR CCS |  |  | 0 | QC
LCP_Inputs_ON_Electric_IEA_2023_05_05 | Hydrogen | Dispatch-Generation | QC | 2050 | Spring | SMR CCS |  |  | 0 | QC
LCP_Inputs_ON_Electric_IEA_2023_05_05 | Hydrogen | Dispatch-Generation | QC | 2050 | Summer | SMR CCS |  |  | 0 | QC
LCP_Inputs_ON_Electric_IEA_2023_05_05 | Hydrogen | Dispatch-Generation | QC | 2050 | Winter | SMR CCS |  |  | 0 | QC
LCP_Inputs_ON_Electric_IEA_2023_05_05 | Hydrogen | Dispatch-Generation | QC | 2050 | Winter Peak | SMR CCS |  |  | 0 | QC
LCP_Inputs_ON_Electric_IEA_2023_05_05 | Hydrogen | Dispatch-Generation | WC | 2020 | Fall | SMR CCS |  |  | 0 | WC
LCP_Inputs_ON_Electric_IEA_2023_05_05 | Hydrogen | Dispatch-Generation | WC | 2020 | Spring | SMR CCS |  |  | 0 | WC
LCP_Inputs_ON_Electric_IEA_2023_05_05 | Hydrogen | Dispatch-Generation | WC | 2020 | Summer | SMR CCS |  |  | 0 | WC
LCP_Inputs_ON_Electric_IEA_2023_05_05 | Hydrogen | Dispatch-Generation | WC | 2020 | Winter | SMR CCS |  |  | 0 | WC
LCP_Inputs_ON_Electric_IEA_2023_05_05 | Hydrogen | Dispatch-Generation | WC | 2020 | Winter Peak | SMR CCS |  |  | 0 | WC
LCP_Inputs_ON_Electric_IEA_2023_05_05 | Hydrogen | Dispatch-Generation | WC | 2030 | Fall | SMR CCS |  |  | 0 | WC
LCP_Inputs_ON_Electric_IEA_2023_05_05 | Hydrogen | Dispatch-Generation | WC | 2030 | Spring | SMR CCS |  |  | 0 | WC
LCP_Inputs_ON_Electric_IEA_2023_05_05 | Hydrogen | Dispatch-Generation | WC | 2030 | Summer | SMR CCS |  |  | 0 | WC
LCP_Inputs_ON_Electric_IEA_2023_05_05 | Hydrogen | Dispatch-Generation | WC | 2030 | Winter | SMR CCS |  |  | 0 | WC
LCP_Inputs_ON_Electric_IEA_2023_05_05 | Hydrogen | Dispatch-Generation | WC | 2030 | Winter Peak | SMR CCS |  |  | 0 | WC
LCP_Inputs_ON_Electric_IEA_2023_05_05 | Hydrogen | Dispatch-Generation | WC | 2040 | Fall | SMR CCS |  |  | 0 | WC
LCP_Inputs_ON_Electric_IEA_2023_05_05 | Hydrogen | Dispatch-Generation | WC | 2040 | Spring | SMR CCS |  |  | 0 | WC
LCP_Inputs_ON_Electric_IEA_2023_05_05 | Hydrogen | Dispatch-Generation | WC | 2040 | Summer | SMR CCS |  |  | 0 | WC
LCP_Inputs_ON_Electric_IEA_2023_05_05 | Hydrogen | Dispatch-Generation | WC | 2040 | Winter | SMR CCS |  |  | 0 | WC
LCP_Inputs_ON_Electric_IEA_2023_05_05 | Hydrogen | Dispatch-Generation | WC | 2040 | Winter Peak | SMR CCS |  |  | 0 | WC
LCP_Inputs_ON_Electric_IEA_2023_05_05 | Hydrogen | Dispatch-Generation | WC | 2050 | Fall | SMR CCS |  |  | 0 | WC
LCP_Inputs_ON_Electric_IEA_2023_05_05 | Hydrogen | Dispatch-Generation | WC | 2050 | Spring | SMR CCS |  |  | 0 | WC
LCP_Inputs_ON_Electric_IEA_2023_05_05 | Hydrogen | Dispatch-Generation | WC | 2050 | Summer | SMR CCS |  |  | 0 | WC
LCP_Inputs_ON_Electric_IEA_2023_05_05 | Hydrogen | Dispatch-Generation | WC | 2050 | Winter | SMR CCS |  |  | 0 | WC
LCP_Inputs_ON_Electric_IEA_2023_05_05 | Hydrogen | Dispatch-Generation | WC | 2050 | Winter Peak | SMR CCS |  |  | 0 | WC
LCP_Inputs_ON_Electric_IEA_2023_05_05 | Hydrogen | Dispatch-Import | MI | 2020 | Fall | H2 Import - QC |  |  | 0 | MI
LCP_Inputs_ON_Electric_IEA_2023_05_05 | Hydrogen | Dispatch-Import | MI | 2020 | Fall | H2 Import - WC |  |  | 0 | MI
LCP_Inputs_ON_Electric_IEA_2023_05_05 | Hydrogen | Dispatch-Import | MI | 2020 | Spring | H2 Import - QC |  |  | 0 | MI
LCP_Inputs_ON_Electric_IEA_2023_05_05 | Hydrogen | Dispatch-Import | MI | 2020 | Spring | H2 Import - WC |  |  | 0 | MI
LCP_Inputs_ON_Electric_IEA_2023_05_05 | Hydrogen | Dispatch-Import | MI | 2020 | Summer | H2 Import - QC |  |  | 0 | MI
LCP_Inputs_ON_Electric_IEA_2023_05_05 | Hydrogen | Dispatch-Import | MI | 2020 | Summer | H2 Import - WC |  |  | 0 | MI
LCP_Inputs_ON_Electric_IEA_2023_05_05 | Hydrogen | Dispatch-Import | MI | 2020 | Winter | H2 Import - QC |  |  | 0 | MI
LCP_Inputs_ON_Electric_IEA_2023_05_05 | Hydrogen | Dispatch-Import | MI | 2020 | Winter | H2 Import - WC |  |  | 0 | MI
LCP_Inputs_ON_Electric_IEA_2023_05_05 | Hydrogen | Dispatch-Import | MI | 2020 | Winter Peak | H2 Import - QC |  |  | 0 | MI
LCP_Inputs_ON_Electric_IEA_2023_05_05 | Hydrogen | Dispatch-Import | MI | 2020 | Winter Peak | H2 Import - WC |  |  | 0 | MI
LCP_Inputs_ON_Electric_IEA_2023_05_05 | Hydrogen | Dispatch-Import | MI | 2030 | Fall | H2 Import - QC |  |  | 0 | MI
LCP_Inputs_ON_Electric_IEA_2023_05_05 | Hydrogen | Dispatch-Import | MI | 2030 | Fall | H2 Import - WC |  |  | 0 | MI
LCP_Inputs_ON_Electric_IEA_2023_05_05 | Hydrogen | Dispatch-Import | MI | 2030 | Spring | H2 Import - QC |  |  | 0 | MI
LCP_Inputs_ON_Electric_IEA_2023_05_05 | Hydrogen | Dispatch-Import | MI | 2030 | Spring | H2 Import - WC |  |  | 0 | MI
LCP_Inputs_ON_Electric_IEA_2023_05_05 | Hydrogen | Dispatch-Import | MI | 2030 | Summer | H2 Import - QC |  |  | 0 | MI
LCP_Inputs_ON_Electric_IEA_2023_05_05 | Hydrogen | Dispatch-Import | MI | 2030 | Summer | H2 Import - WC |  |  | 0 | MI
LCP_Inputs_ON_Electric_IEA_2023_05_05 | Hydrogen | Dispatch-Import | MI | 2030 | Winter | H2 Import - QC |  |  | 0 | MI
LCP_Inputs_ON_Electric_IEA_2023_05_05 | Hydrogen | Dispatch-Import | MI | 2030 | Winter | H2 Import - WC |  |  | 0 | MI
LCP_Inputs_ON_Electric_IEA_2023_05_05 | Hydrogen | Dispatch-Import | MI | 2030 | Winter Peak | H2 Import - QC |  |  | 0 | MI
LCP_Inputs_ON_Electric_IEA_2023_05_05 | Hydrogen | Dispatch-Import | MI | 2030 | Winter Peak | H2 Import - WC |  |  | 0 | MI
LCP_Inputs_ON_Electric_IEA_2023_05_05 | Hydrogen | Dispatch-Import | MI | 2040 | Fall | H2 Import - QC |  |  | 0 | MI
LCP_Inputs_ON_Electric_IEA_2023_05_05 | Hydrogen | Dispatch-Import | MI | 2040 | Fall | H2 Import - WC |  |  | 0 | MI
LCP_Inputs_ON_Electric_IEA_2023_05_05 | Hydrogen | Dispatch-Import | MI | 2040 | Spring | H2 Import - QC |  |  | 0 | MI
LCP_Inputs_ON_Electric_IEA_2023_05_05 | Hydrogen | Dispatch-Import | MI | 2040 | Spring | H2 Import - WC |  |  | 0 | MI
LCP_Inputs_ON_Electric_IEA_2023_05_05 | Hydrogen | Dispatch-Import | MI | 2040 | Summer | H2 Import - QC |  |  | 0 | MI
LCP_Inputs_ON_Electric_IEA_2023_05_05 | Hydrogen | Dispatch-Import | MI | 2040 | Summer | H2 Import - WC |  |  | 0 | MI
LCP_Inputs_ON_Electric_IEA_2023_05_05 | Hydrogen | Dispatch-Import | MI | 2040 | Winter | H2 Import - QC |  |  | 0 | MI
LCP_Inputs_ON_Electric_IEA_2023_05_05 | Hydrogen | Dispatch-Import | MI | 2040 | Winter | H2 Import - WC |  |  | 0 | MI
LCP_Inputs_ON_Electric_IEA_2023_05_05 | Hydrogen | Dispatch-Import | MI | 2040 | Winter Peak | H2 Import - QC |  |  | 0 | MI
LCP_Inputs_ON_Electric_IEA_2023_05_05 | Hydrogen | Dispatch-Import | MI | 2040 | Winter Peak | H2 Import - WC |  |  | 0 | MI
LCP_Inputs_ON_Electric_IEA_2023_05_05 | Hydrogen | Dispatch-Import | MI | 2050 | Fall | H2 Import - QC |  |  | 0 | MI
LCP_Inputs_ON_Electric_IEA_2023_05_05 | Hydrogen | Dispatch-Import | MI | 2050 | Fall | H2 Import - WC |  |  | 0 | MI
LCP_Inputs_ON_Electric_IEA_2023_05_05 | Hydrogen | Dispatch-Import | MI | 2050 | Spring | H2 Import - QC |  |  | 0 | MI
LCP_Inputs_ON_Electric_IEA_2023_05_05 | Hydrogen | Dispatch-Import | MI | 2050 | Spring | H2 Import - WC |  |  | 0 | MI
LCP_Inputs_ON_Electric_IEA_2023_05_05 | Hydrogen | Dispatch-Import | MI | 2050 | Summer | H2 Import - QC |  |  | 0 | MI
LCP_Inputs_ON_Electric_IEA_2023_05_05 | Hydrogen | Dispatch-Import | MI | 2050 | Summer | H2 Import - WC |  |  | 0 | MI
LCP_Inputs_ON_Electric_IEA_2023_05_05 | Hydrogen | Dispatch-Import | MI | 2050 | Winter | H2 Import - QC |  |  | 0 | MI
LCP_Inputs_ON_Electric_IEA_2023_05_05 | Hydrogen | Dispatch-Import | MI | 2050 | Winter | H2 Import - WC |  |  | 0 | MI
LCP_Inputs_ON_Electric_IEA_2023_05_05 | Hydrogen | Dispatch-Import | MI | 2050 | Winter Peak | H2 Import - QC |  |  | 0 | MI
LCP_Inputs_ON_Electric_IEA_2023_05_05 | Hydrogen | Dispatch-Import | MI | 2050 | Winter Peak | H2 Import - WC |  |  | 0 | MI
LCP_Inputs_ON_Electric_IEA_2023_05_05 | Hydrogen | Dispatch-Import | NY | 2020 | Fall | H2 Import - QC |  |  | 0 | NY
LCP_Inputs_ON_Electric_IEA_2023_05_05 | Hydrogen | Dispatch-Import | NY | 2020 | Fall | H2 Import - WC |  |  | 0 | NY
LCP_Inputs_ON_Electric_IEA_2023_05_05 | Hydrogen | Dispatch-Import | NY | 2020 | Spring | H2 Import - QC |  |  | 0 | NY
LCP_Inputs_ON_Electric_IEA_2023_05_05 | Hydrogen | Dispatch-Import | NY | 2020 | Spring | H2 Import - WC |  |  | 0 | NY
LCP_Inputs_ON_Electric_IEA_2023_05_05 | Hydrogen | Dispatch-Import | NY | 2020 | Summer | H2 Import - QC |  |  | 0 | NY
LCP_Inputs_ON_Electric_IEA_2023_05_05 | Hydrogen | Dispatch-Import | NY | 2020 | Summer | H2 Import - WC |  |  | 0 | NY
LCP_Inputs_ON_Electric_IEA_2023_05_05 | Hydrogen | Dispatch-Import | NY | 2020 | Winter | H2 Import - QC |  |  | 0 | NY
LCP_Inputs_ON_Electric_IEA_2023_05_05 | Hydrogen | Dispatch-Import | NY | 2020 | Winter | H2 Import - WC |  |  | 0 | NY
LCP_Inputs_ON_Electric_IEA_2023_05_05 | Hydrogen | Dispatch-Import | NY | 2020 | Winter Peak | H2 Import - QC |  |  | 0 | NY
LCP_Inputs_ON_Electric_IEA_2023_05_05 | Hydrogen | Dispatch-Import | NY | 2020 | Winter Peak | H2 Import - WC |  |  | 0 | NY
LCP_Inputs_ON_Electric_IEA_2023_05_05 | Hydrogen | Dispatch-Import | NY | 2030 | Fall | H2 Import - QC |  |  | 0 | NY
LCP_Inputs_ON_Electric_IEA_2023_05_05 | Hydrogen | Dispatch-Import | NY | 2030 | Fall | H2 Import - WC |  |  | 0 | NY
LCP_Inputs_ON_Electric_IEA_2023_05_05 | Hydrogen | Dispatch-Import | NY | 2030 | Spring | H2 Import - QC |  |  | 0 | NY
LCP_Inputs_ON_Electric_IEA_2023_05_05 | Hydrogen | Dispatch-Import | NY | 2030 | Spring | H2 Import - WC |  |  | 0 | NY
LCP_Inputs_ON_Electric_IEA_2023_05_05 | Hydrogen | Dispatch-Import | NY | 2030 | Summer | H2 Import - QC |  |  | 0 | NY
LCP_Inputs_ON_Electric_IEA_2023_05_05 | Hydrogen | Dispatch-Import | NY | 2030 | Summer | H2 Import - WC |  |  | 0 | NY
LCP_Inputs_ON_Electric_IEA_2023_05_05 | Hydrogen | Dispatch-Import | NY | 2030 | Winter | H2 Import - QC |  |  | 0 | NY
LCP_Inputs_ON_Electric_IEA_2023_05_05 | Hydrogen | Dispatch-Import | NY | 2030 | Winter | H2 Import - WC |  |  | 0 | NY
LCP_Inputs_ON_Electric_IEA_2023_05_05 | Hydrogen | Dispatch-Import | NY | 2030 | Winter Peak | H2 Import - QC |  |  | 0 | NY
LCP_Inputs_ON_Electric_IEA_2023_05_05 | Hydrogen | Dispatch-Import | NY | 2030 | Winter Peak | H2 Import - WC |  |  | 0 | NY
LCP_Inputs_ON_Electric_IEA_2023_05_05 | Hydrogen | Dispatch-Import | NY | 2040 | Fall | H2 Import - QC |  |  | 0 | NY
LCP_Inputs_ON_Electric_IEA_2023_05_05 | Hydrogen | Dispatch-Import | NY | 2040 | Fall | H2 Import - WC |  |  | 0 | NY
LCP_Inputs_ON_Electric_IEA_2023_05_05 | Hydrogen | Dispatch-Import | NY | 2040 | Spring | H2 Import - QC |  |  | 0 | NY
LCP_Inputs_ON_Electric_IEA_2023_05_05 | Hydrogen | Dispatch-Import | NY | 2040 | Spring | H2 Import - WC |  |  | 0 | NY
LCP_Inputs_ON_Electric_IEA_2023_05_05 | Hydrogen | Dispatch-Import | NY | 2040 | Summer | H2 Import - QC |  |  | 0 | NY
LCP_Inputs_ON_Electric_IEA_2023_05_05 | Hydrogen | Dispatch-Import | NY | 2040 | Summer | H2 Import - WC |  |  | 0 | NY
LCP_Inputs_ON_Electric_IEA_2023_05_05 | Hydrogen | Dispatch-Import | NY | 2040 | Winter | H2 Import - QC |  |  | 0 | NY
LCP_Inputs_ON_Electric_IEA_2023_05_05 | Hydrogen | Dispatch-Import | NY | 2040 | Winter | H2 Import - WC |  |  | 0 | NY
LCP_Inputs_ON_Electric_IEA_2023_05_05 | Hydrogen | Dispatch-Import | NY | 2040 | Winter Peak | H2 Import - QC |  |  | 0 | NY
LCP_Inputs_ON_Electric_IEA_2023_05_05 | Hydrogen | Dispatch-Import | NY | 2040 | Winter Peak | H2 Import - WC |  |  | 0 | NY
LCP_Inputs_ON_Electric_IEA_2023_05_05 | Hydrogen | Dispatch-Import | NY | 2050 | Fall | H2 Import - QC |  |  | 0 | NY
LCP_Inputs_ON_Electric_IEA_2023_05_05 | Hydrogen | Dispatch-Import | NY | 2050 | Fall | H2 Import - WC |  |  | 0 | NY
LCP_Inputs_ON_Electric_IEA_2023_05_05 | Hydrogen | Dispatch-Import | NY | 2050 | Spring | H2 Import - QC |  |  | 0 | NY
LCP_Inputs_ON_Electric_IEA_2023_05_05 | Hydrogen | Dispatch-Import | NY | 2050 | Spring | H2 Import - WC |  |  | 0 | NY
LCP_Inputs_ON_Electric_IEA_2023_05_05 | Hydrogen | Dispatch-Import | NY | 2050 | Summer | H2 Import - QC |  |  | 0 | NY
LCP_Inputs_ON_Electric_IEA_2023_05_05 | Hydrogen | Dispatch-Import | NY | 2050 | Summer | H2 Import - WC |  |  | 0 | NY
LCP_Inputs_ON_Electric_IEA_2023_05_05 | Hydrogen | Dispatch-Import | NY | 2050 | Winter | H2 Import - QC |  |  | 0 | NY
LCP_Inputs_ON_Electric_IEA_2023_05_05 | Hydrogen | Dispatch-Import | NY | 2050 | Winter | H2 Import - WC |  |  | 0 | NY
LCP_Inputs_ON_Electric_IEA_2023_05_05 | Hydrogen | Dispatch-Import | NY | 2050 | Winter Peak | H2 Import - QC |  |  | 0 | NY
LCP_Inputs_ON_Electric_IEA_2023_05_05 | Hydrogen | Dispatch-Import | NY | 2050 | Winter Peak | H2 Import - WC |  |  | 0 | NY
LCP_Inputs_ON_Electric_IEA_2023_05_05 | Hydrogen | Dispatch-Import | ON | 2020 | Fall | H2 Import - QC |  |  | 0 | ON
LCP_Inputs_ON_Electric_IEA_2023_05_05 | Hydrogen | Dispatch-Import | ON | 2020 | Fall | H2 Import - WC |  |  | 0 | ON
LCP_Inputs_ON_Electric_IEA_2023_05_05 | Hydrogen | Dispatch-Import | ON | 2020 | Spring | H2 Import - QC |  |  | 0 | ON
LCP_Inputs_ON_Electric_IEA_2023_05_05 | Hydrogen | Dispatch-Import | ON | 2020 | Spring | H2 Import - WC |  |  | 0 | ON
LCP_Inputs_ON_Electric_IEA_2023_05_05 | Hydrogen | Dispatch-Import | ON | 2020 | Summer | H2 Import - QC |  |  | 0 | ON
LCP_Inputs_ON_Electric_IEA_2023_05_05 | Hydrogen | Dispatch-Import | ON | 2020 | Summer | H2 Import - WC |  |  | 0 | ON
LCP_Inputs_ON_Electric_IEA_2023_05_05 | Hydrogen | Dispatch-Import | ON | 2020 | Winter | H2 Import - QC |  |  | 0 | ON
LCP_Inputs_ON_Electric_IEA_2023_05_05 | Hydrogen | Dispatch-Import | ON | 2020 | Winter | H2 Import - WC |  |  | 0 | ON
LCP_Inputs_ON_Electric_IEA_2023_05_05 | Hydrogen | Dispatch-Import | ON | 2020 | Winter Peak | H2 Import - QC |  |  | 0 | ON
LCP_Inputs_ON_Electric_IEA_2023_05_05 | Hydrogen | Dispatch-Import | ON | 2020 | Winter Peak | H2 Import - WC |  |  | 0 | ON
LCP_Inputs_ON_Electric_IEA_2023_05_05 | Hydrogen | Dispatch-Import | ON | 2030 | Fall | H2 Import - QC |  |  | 0 | ON
LCP_Inputs_ON_Electric_IEA_2023_05_05 | Hydrogen | Dispatch-Import | ON | 2030 | Fall | H2 Import - WC |  |  | 0 | ON
LCP_Inputs_ON_Electric_IEA_2023_05_05 | Hydrogen | Dispatch-Import | ON | 2030 | Spring | H2 Import - QC |  |  | 0 | ON
LCP_Inputs_ON_Electric_IEA_2023_05_05 | Hydrogen | Dispatch-Import | ON | 2030 | Spring | H2 Import - WC |  |  | 0 | ON
LCP_Inputs_ON_Electric_IEA_2023_05_05 | Hydrogen | Dispatch-Import | ON | 2030 | Summer | H2 Import - QC |  |  | 0 | ON
LCP_Inputs_ON_Electric_IEA_2023_05_05 | Hydrogen | Dispatch-Import | ON | 2030 | Summer | H2 Import - WC |  |  | 0 | ON
LCP_Inputs_ON_Electric_IEA_2023_05_05 | Hydrogen | Dispatch-Import | ON | 2030 | Winter | H2 Import - QC |  |  | 0 | ON
LCP_Inputs_ON_Electric_IEA_2023_05_05 | Hydrogen | Dispatch-Import | ON | 2030 | Winter | H2 Import - WC |  |  | 0 | ON
LCP_Inputs_ON_Electric_IEA_2023_05_05 | Hydrogen | Dispatch-Import | ON | 2030 | Winter Peak | H2 Import - QC |  |  | 0 | ON
LCP_Inputs_ON_Electric_IEA_2023_05_05 | Hydrogen | Dispatch-Import | ON | 2030 | Winter Peak | H2 Import - WC |  |  | 0 | ON
LCP_Inputs_ON_Electric_IEA_2023_05_05 | Hydrogen | Dispatch-Import | ON | 2040 | Fall | H2 Import - QC |  |  | 0 | ON
LCP_Inputs_ON_Electric_IEA_2023_05_05 | Hydrogen | Dispatch-Import | ON | 2040 | Fall | H2 Import - WC |  |  | 0 | ON
LCP_Inputs_ON_Electric_IEA_2023_05_05 | Hydrogen | Dispatch-Import | ON | 2040 | Spring | H2 Import - QC |  |  | 0 | ON
LCP_Inputs_ON_Electric_IEA_2023_05_05 | Hydrogen | Dispatch-Import | ON | 2040 | Spring | H2 Import - WC |  |  | 0 | ON
LCP_Inputs_ON_Electric_IEA_2023_05_05 | Hydrogen | Dispatch-Import | ON | 2040 | Summer | H2 Import - QC |  |  | 0 | ON
LCP_Inputs_ON_Electric_IEA_2023_05_05 | Hydrogen | Dispatch-Import | ON | 2040 | Summer | H2 Import - WC |  |  | 0 | ON
LCP_Inputs_ON_Electric_IEA_2023_05_05 | Hydrogen | Dispatch-Import | ON | 2040 | Winter | H2 Import - QC |  |  | 0 | ON
LCP_Inputs_ON_Electric_IEA_2023_05_05 | Hydrogen | Dispatch-Import | ON | 2040 | Winter | H2 Import - WC |  |  | 0 | ON
LCP_Inputs_ON_Electric_IEA_2023_05_05 | Hydrogen | Dispatch-Import | ON | 2040 | Winter Peak | H2 Import - QC |  |  | 0 | ON
LCP_Inputs_ON_Electric_IEA_2023_05_05 | Hydrogen | Dispatch-Import | ON | 2040 | Winter Peak | H2 Import - WC |  |  | 0 | ON
LCP_Inputs_ON_Electric_IEA_2023_05_05 | Hydrogen | Dispatch-Import | ON | 2050 | Fall | H2 Import - QC |  |  | 0 | ON
LCP_Inputs_ON_Electric_IEA_2023_05_05 | Hydrogen | Dispatch-Import | ON | 2050 | Fall | H2 Import - WC |  |  | 0 | ON
LCP_Inputs_ON_Electric_IEA_2023_05_05 | Hydrogen | Dispatch-Import | ON | 2050 | Spring | H2 Import - QC |  |  | 0 | ON
LCP_Inputs_ON_Electric_IEA_2023_05_05 | Hydrogen | Dispatch-Import | ON | 2050 | Spring | H2 Import - WC |  |  | 0 | ON
LCP_Inputs_ON_Electric_IEA_2023_05_05 | Hydrogen | Dispatch-Import | ON | 2050 | Summer | H2 Import - QC |  |  | 0 | ON
LCP_Inputs_ON_Electric_IEA_2023_05_05 | Hydrogen | Dispatch-Import | ON | 2050 | Summer | H2 Import - WC |  |  | 0 | ON
LCP_Inputs_ON_Electric_IEA_2023_05_05 | Hydrogen | Dispatch-Import | ON | 2050 | Winter | H2 Import - QC |  |  | 0 | ON
LCP_Inputs_ON_Electric_IEA_2023_05_05 | Hydrogen | Dispatch-Import | ON | 2050 | Winter | H2 Import - WC |  |  | 0 | ON
LCP_Inputs_ON_Electric_IEA_2023_05_05 | Hydrogen | Dispatch-Import | ON | 2050 | Winter Peak | H2 Import - QC |  |  | 0 | ON
LCP_Inputs_ON_Electric_IEA_2023_05_05 | Hydrogen | Dispatch-Import | ON | 2050 | Winter Peak | H2 Import - WC |  |  | 0 | ON
LCP_Inputs_ON_Electric_IEA_2023_05_05 | Hydrogen | Dispatch-Import | PJ | 2020 | Fall | H2 Import - QC |  |  | 0 | PJ
LCP_Inputs_ON_Electric_IEA_2023_05_05 | Hydrogen | Dispatch-Import | PJ | 2020 | Fall | H2 Import - WC |  |  | 0 | PJ
LCP_Inputs_ON_Electric_IEA_2023_05_05 | Hydrogen | Dispatch-Import | PJ | 2020 | Spring | H2 Import - QC |  |  | 0 | PJ
LCP_Inputs_ON_Electric_IEA_2023_05_05 | Hydrogen | Dispatch-Import | PJ | 2020 | Spring | H2 Import - WC |  |  | 0 | PJ
LCP_Inputs_ON_Electric_IEA_2023_05_05 | Hydrogen | Dispatch-Import | PJ | 2020 | Summer | H2 Import - QC |  |  | 0 | PJ
LCP_Inputs_ON_Electric_IEA_2023_05_05 | Hydrogen | Dispatch-Import | PJ | 2020 | Summer | H2 Import - WC |  |  | 0 | PJ
LCP_Inputs_ON_Electric_IEA_2023_05_05 | Hydrogen | Dispatch-Import | PJ | 2020 | Winter | H2 Import - QC |  |  | 0 | PJ
LCP_Inputs_ON_Electric_IEA_2023_05_05 | Hydrogen | Dispatch-Import | PJ | 2020 | Winter | H2 Import - WC |  |  | 0 | PJ
LCP_Inputs_ON_Electric_IEA_2023_05_05 | Hydrogen | Dispatch-Import | PJ | 2020 | Winter Peak | H2 Import - QC |  |  | 0 | PJ
LCP_Inputs_ON_Electric_IEA_2023_05_05 | Hydrogen | Dispatch-Import | PJ | 2020 | Winter Peak | H2 Import - WC |  |  | 0 | PJ
LCP_Inputs_ON_Electric_IEA_2023_05_05 | Hydrogen | Dispatch-Import | PJ | 2030 | Fall | H2 Import - QC |  |  | 0 | PJ
LCP_Inputs_ON_Electric_IEA_2023_05_05 | Hydrogen | Dispatch-Import | PJ | 2030 | Fall | H2 Import - WC |  |  | 0 | PJ
LCP_Inputs_ON_Electric_IEA_2023_05_05 | Hydrogen | Dispatch-Import | PJ | 2030 | Spring | H2 Import - QC |  |  | 0 | PJ
LCP_Inputs_ON_Electric_IEA_2023_05_05 | Hydrogen | Dispatch-Import | PJ | 2030 | Spring | H2 Import - WC |  |  | 0 | PJ
LCP_Inputs_ON_Electric_IEA_2023_05_05 | Hydrogen | Dispatch-Import | PJ | 2030 | Summer | H2 Import - QC |  |  | 0 | PJ
LCP_Inputs_ON_Electric_IEA_2023_05_05 | Hydrogen | Dispatch-Import | PJ | 2030 | Summer | H2 Import - WC |  |  | 0 | PJ
LCP_Inputs_ON_Electric_IEA_2023_05_05 | Hydrogen | Dispatch-Import | PJ | 2030 | Winter | H2 Import - QC |  |  | 0 | PJ
LCP_Inputs_ON_Electric_IEA_2023_05_05 | Hydrogen | Dispatch-Import | PJ | 2030 | Winter | H2 Import - WC |  |  | 0 | PJ
LCP_Inputs_ON_Electric_IEA_2023_05_05 | Hydrogen | Dispatch-Import | PJ | 2030 | Winter Peak | H2 Import - QC |  |  | 0 | PJ
LCP_Inputs_ON_Electric_IEA_2023_05_05 | Hydrogen | Dispatch-Import | PJ | 2030 | Winter Peak | H2 Import - WC |  |  | 0 | PJ
LCP_Inputs_ON_Electric_IEA_2023_05_05 | Hydrogen | Dispatch-Import | PJ | 2040 | Fall | H2 Import - QC |  |  | 0 | PJ
LCP_Inputs_ON_Electric_IEA_2023_05_05 | Hydrogen | Dispatch-Import | PJ | 2040 | Fall | H2 Import - WC |  |  | 0 | PJ
LCP_Inputs_ON_Electric_IEA_2023_05_05 | Hydrogen | Dispatch-Import | PJ | 2040 | Spring | H2 Import - QC |  |  | 0 | PJ
LCP_Inputs_ON_Electric_IEA_2023_05_05 | Hydrogen | Dispatch-Import | PJ | 2040 | Spring | H2 Import - WC |  |  | 0 | PJ
LCP_Inputs_ON_Electric_IEA_2023_05_05 | Hydrogen | Dispatch-Import | PJ | 2040 | Summer | H2 Import - QC |  |  | 0 | PJ
LCP_Inputs_ON_Electric_IEA_2023_05_05 | Hydrogen | Dispatch-Import | PJ | 2040 | Summer | H2 Import - WC |  |  | 0 | PJ
LCP_Inputs_ON_Electric_IEA_2023_05_05 | Hydrogen | Dispatch-Import | PJ | 2040 | Winter | H2 Import - QC |  |  | 0 | PJ
LCP_Inputs_ON_Electric_IEA_2023_05_05 | Hydrogen | Dispatch-Import | PJ | 2040 | Winter | H2 Import - WC |  |  | 0 | PJ
LCP_Inputs_ON_Electric_IEA_2023_05_05 | Hydrogen | Dispatch-Import | PJ | 2040 | Winter Peak | H2 Import - QC |  |  | 0 | PJ
LCP_Inputs_ON_Electric_IEA_2023_05_05 | Hydrogen | Dispatch-Import | PJ | 2040 | Winter Peak | H2 Import - WC |  |  | 0 | PJ
LCP_Inputs_ON_Electric_IEA_2023_05_05 | Hydrogen | Dispatch-Import | PJ | 2050 | Fall | H2 Import - QC |  |  | 0 | PJ
LCP_Inputs_ON_Electric_IEA_2023_05_05 | Hydrogen | Dispatch-Import | PJ | 2050 | Fall | H2 Import - WC |  |  | 0 | PJ
LCP_Inputs_ON_Electric_IEA_2023_05_05 | Hydrogen | Dispatch-Import | PJ | 2050 | Spring | H2 Import - QC |  |  | 0 | PJ
LCP_Inputs_ON_Electric_IEA_2023_05_05 | Hydrogen | Dispatch-Import | PJ | 2050 | Spring | H2 Import - WC |  |  | 0 | PJ
LCP_Inputs_ON_Electric_IEA_2023_05_05 | Hydrogen | Dispatch-Import | PJ | 2050 | Summer | H2 Import - QC |  |  | 0 | PJ
LCP_Inputs_ON_Electric_IEA_2023_05_05 | Hydrogen | Dispatch-Import | PJ | 2050 | Summer | H2 Import - WC |  |  | 0 | PJ
LCP_Inputs_ON_Electric_IEA_2023_05_05 | Hydrogen | Dispatch-Import | PJ | 2050 | Winter | H2 Import - QC |  |  | 0 | PJ
LCP_Inputs_ON_Electric_IEA_2023_05_05 | Hydrogen | Dispatch-Import | PJ | 2050 | Winter | H2 Import - WC |  |  | 0 | PJ
LCP_Inputs_ON_Electric_IEA_2023_05_05 | Hydrogen | Dispatch-Import | PJ | 2050 | Winter Peak | H2 Import - QC |  |  | 0 | PJ
LCP_Inputs_ON_Electric_IEA_2023_05_05 | Hydrogen | Dispatch-Import | PJ | 2050 | Winter Peak | H2 Import - WC |  |  | 0 | PJ
LCP_Inputs_ON_Electric_IEA_2023_05_05 | Hydrogen | Dispatch-Import | QC | 2020 | Fall | H2 Import - QC |  |  | 0 | QC
LCP_Inputs_ON_Electric_IEA_2023_05_05 | Hydrogen | Dispatch-Import | QC | 2020 | Fall | H2 Import - WC |  |  | 0 | QC
LCP_Inputs_ON_Electric_IEA_2023_05_05 | Hydrogen | Dispatch-Import | QC | 2020 | Spring | H2 Import - QC |  |  | 0 | QC
LCP_Inputs_ON_Electric_IEA_2023_05_05 | Hydrogen | Dispatch-Import | QC | 2020 | Spring | H2 Import - WC |  |  | 0 | QC
LCP_Inputs_ON_Electric_IEA_2023_05_05 | Hydrogen | Dispatch-Import | QC | 2020 | Summer | H2 Import - QC |  |  | 0 | QC
LCP_Inputs_ON_Electric_IEA_2023_05_05 | Hydrogen | Dispatch-Import | QC | 2020 | Summer | H2 Import - WC |  |  | 0 | QC
LCP_Inputs_ON_Electric_IEA_2023_05_05 | Hydrogen | Dispatch-Import | QC | 2020 | Winter | H2 Import - QC |  |  | 0 | QC
LCP_Inputs_ON_Electric_IEA_2023_05_05 | Hydrogen | Dispatch-Import | QC | 2020 | Winter | H2 Import - WC |  |  | 0 | QC
LCP_Inputs_ON_Electric_IEA_2023_05_05 | Hydrogen | Dispatch-Import | QC | 2020 | Winter Peak | H2 Import - QC |  |  | 0 | QC
LCP_Inputs_ON_Electric_IEA_2023_05_05 | Hydrogen | Dispatch-Import | QC | 2020 | Winter Peak | H2 Import - WC |  |  | 0 | QC
LCP_Inputs_ON_Electric_IEA_2023_05_05 | Hydrogen | Dispatch-Import | QC | 2030 | Fall | H2 Import - QC |  |  | 0 | QC
LCP_Inputs_ON_Electric_IEA_2023_05_05 | Hydrogen | Dispatch-Import | QC | 2030 | Fall | H2 Import - WC |  |  | 0 | QC
LCP_Inputs_ON_Electric_IEA_2023_05_05 | Hydrogen | Dispatch-Import | QC | 2030 | Spring | H2 Import - QC |  |  | 0 | QC
LCP_Inputs_ON_Electric_IEA_2023_05_05 | Hydrogen | Dispatch-Import | QC | 2030 | Spring | H2 Import - WC |  |  | 0 | QC
LCP_Inputs_ON_Electric_IEA_2023_05_05 | Hydrogen | Dispatch-Import | QC | 2030 | Summer | H2 Import - QC |  |  | 0 | QC
LCP_Inputs_ON_Electric_IEA_2023_05_05 | Hydrogen | Dispatch-Import | QC | 2030 | Summer | H2 Import - WC |  |  | 0 | QC
LCP_Inputs_ON_Electric_IEA_2023_05_05 | Hydrogen | Dispatch-Import | QC | 2030 | Winter | H2 Import - QC |  |  | 0 | QC
LCP_Inputs_ON_Electric_IEA_2023_05_05 | Hydrogen | Dispatch-Import | QC | 2030 | Winter | H2 Import - WC |  |  | 0 | QC
LCP_Inputs_ON_Electric_IEA_2023_05_05 | Hydrogen | Dispatch-Import | QC | 2030 | Winter Peak | H2 Import - QC |  |  | 0 | QC
LCP_Inputs_ON_Electric_IEA_2023_05_05 | Hydrogen | Dispatch-Import | QC | 2030 | Winter Peak | H2 Import - WC |  |  | 0 | QC
LCP_Inputs_ON_Electric_IEA_2023_05_05 | Hydrogen | Dispatch-Import | QC | 2040 | Fall | H2 Import - QC |  |  | 0 | QC
LCP_Inputs_ON_Electric_IEA_2023_05_05 | Hydrogen | Dispatch-Import | QC | 2040 | Fall | H2 Import - WC |  |  | 0 | QC
LCP_Inputs_ON_Electric_IEA_2023_05_05 | Hydrogen | Dispatch-Import | QC | 2040 | Spring | H2 Import - QC |  |  | 0 | QC
LCP_Inputs_ON_Electric_IEA_2023_05_05 | Hydrogen | Dispatch-Import | QC | 2040 | Spring | H2 Import - WC |  |  | 0 | QC
LCP_Inputs_ON_Electric_IEA_2023_05_05 | Hydrogen | Dispatch-Import | QC | 2040 | Summer | H2 Import - QC |  |  | 0 | QC
LCP_Inputs_ON_Electric_IEA_2023_05_05 | Hydrogen | Dispatch-Import | QC | 2040 | Summer | H2 Import - WC |  |  | 0 | QC
LCP_Inputs_ON_Electric_IEA_2023_05_05 | Hydrogen | Dispatch-Import | QC | 2040 | Winter | H2 Import - QC |  |  | 0 | QC
LCP_Inputs_ON_Electric_IEA_2023_05_05 | Hydrogen | Dispatch-Import | QC | 2040 | Winter | H2 Import - WC |  |  | 0 | QC
LCP_Inputs_ON_Electric_IEA_2023_05_05 | Hydrogen | Dispatch-Import | QC | 2040 | Winter Peak | H2 Import - QC |  |  | 0 | QC
LCP_Inputs_ON_Electric_IEA_2023_05_05 | Hydrogen | Dispatch-Import | QC | 2040 | Winter Peak | H2 Import - WC |  |  | 0 | QC
LCP_Inputs_ON_Electric_IEA_2023_05_05 | Hydrogen | Dispatch-Import | QC | 2050 | Fall | H2 Import - QC |  |  | 0 | QC
LCP_Inputs_ON_Electric_IEA_2023_05_05 | Hydrogen | Dispatch-Import | QC | 2050 | Fall | H2 Import - WC |  |  | 0 | QC
LCP_Inputs_ON_Electric_IEA_2023_05_05 | Hydrogen | Dispatch-Import | QC | 2050 | Spring | H2 Import - QC |  |  | 0 | QC
LCP_Inputs_ON_Electric_IEA_2023_05_05 | Hydrogen | Dispatch-Import | QC | 2050 | Spring | H2 Import - WC |  |  | 0 | QC
LCP_Inputs_ON_Electric_IEA_2023_05_05 | Hydrogen | Dispatch-Import | QC | 2050 | Summer | H2 Import - QC |  |  | 0 | QC
LCP_Inputs_ON_Electric_IEA_2023_05_05 | Hydrogen | Dispatch-Import | QC | 2050 | Summer | H2 Import - WC |  |  | 0 | QC
LCP_Inputs_ON_Electric_IEA_2023_05_05 | Hydrogen | Dispatch-Import | QC | 2050 | Winter | H2 Import - QC |  |  | 0 | QC
LCP_Inputs_ON_Electric_IEA_2023_05_05 | Hydrogen | Dispatch-Import | QC | 2050 | Winter | H2 Import - WC |  |  | 0 | QC
LCP_Inputs_ON_Electric_IEA_2023_05_05 | Hydrogen | Dispatch-Import | QC | 2050 | Winter Peak | H2 Import - QC |  |  | 240000 | QC
LCP_Inputs_ON_Electric_IEA_2023_05_05 | Hydrogen | Dispatch-Import | QC | 2050 | Winter Peak | H2 Import - WC |  |  | 0 | QC
LCP_Inputs_ON_Electric_IEA_2023_05_05 | Hydrogen | Dispatch-Import | WC | 2020 | Fall | H2 Import - QC |  |  | 0 | WC
LCP_Inputs_ON_Electric_IEA_2023_05_05 | Hydrogen | Dispatch-Import | WC | 2020 | Fall | H2 Import - WC |  |  | 0 | WC
LCP_Inputs_ON_Electric_IEA_2023_05_05 | Hydrogen | Dispatch-Import | WC | 2020 | Spring | H2 Import - QC |  |  | 0 | WC
LCP_Inputs_ON_Electric_IEA_2023_05_05 | Hydrogen | Dispatch-Import | WC | 2020 | Spring | H2 Import - WC |  |  | 0 | WC
LCP_Inputs_ON_Electric_IEA_2023_05_05 | Hydrogen | Dispatch-Import | WC | 2020 | Summer | H2 Import - QC |  |  | 0 | WC
LCP_Inputs_ON_Electric_IEA_2023_05_05 | Hydrogen | Dispatch-Import | WC | 2020 | Summer | H2 Import - WC |  |  | 0 | WC
LCP_Inputs_ON_Electric_IEA_2023_05_05 | Hydrogen | Dispatch-Import | WC | 2020 | Winter | H2 Import - QC |  |  | 0 | WC
LCP_Inputs_ON_Electric_IEA_2023_05_05 | Hydrogen | Dispatch-Import | WC | 2020 | Winter | H2 Import - WC |  |  | 0 | WC
LCP_Inputs_ON_Electric_IEA_2023_05_05 | Hydrogen | Dispatch-Import | WC | 2020 | Winter Peak | H2 Import - QC |  |  | 0 | WC
LCP_Inputs_ON_Electric_IEA_2023_05_05 | Hydrogen | Dispatch-Import | WC | 2020 | Winter Peak | H2 Import - WC |  |  | 0 | WC
LCP_Inputs_ON_Electric_IEA_2023_05_05 | Hydrogen | Dispatch-Import | WC | 2030 | Fall | H2 Import - QC |  |  | 0 | WC
LCP_Inputs_ON_Electric_IEA_2023_05_05 | Hydrogen | Dispatch-Import | WC | 2030 | Fall | H2 Import - WC |  |  | 0 | WC
LCP_Inputs_ON_Electric_IEA_2023_05_05 | Hydrogen | Dispatch-Import | WC | 2030 | Spring | H2 Import - QC |  |  | 0 | WC
LCP_Inputs_ON_Electric_IEA_2023_05_05 | Hydrogen | Dispatch-Import | WC | 2030 | Spring | H2 Import - WC |  |  | 0 | WC
LCP_Inputs_ON_Electric_IEA_2023_05_05 | Hydrogen | Dispatch-Import | WC | 2030 | Summer | H2 Import - QC |  |  | 0 | WC
LCP_Inputs_ON_Electric_IEA_2023_05_05 | Hydrogen | Dispatch-Import | WC | 2030 | Summer | H2 Import - WC |  |  | 0 | WC
LCP_Inputs_ON_Electric_IEA_2023_05_05 | Hydrogen | Dispatch-Import | WC | 2030 | Winter | H2 Import - QC |  |  | 0 | WC
LCP_Inputs_ON_Electric_IEA_2023_05_05 | Hydrogen | Dispatch-Import | WC | 2030 | Winter | H2 Import - WC |  |  | 0 | WC
LCP_Inputs_ON_Electric_IEA_2023_05_05 | Hydrogen | Dispatch-Import | WC | 2030 | Winter Peak | H2 Import - QC |  |  | 0 | WC
LCP_Inputs_ON_Electric_IEA_2023_05_05 | Hydrogen | Dispatch-Import | WC | 2030 | Winter Peak | H2 Import - WC |  |  | 0 | WC
LCP_Inputs_ON_Electric_IEA_2023_05_05 | Hydrogen | Dispatch-Import | WC | 2040 | Fall | H2 Import - QC |  |  | 0 | WC
LCP_Inputs_ON_Electric_IEA_2023_05_05 | Hydrogen | Dispatch-Import | WC | 2040 | Fall | H2 Import - WC |  |  | 0 | WC
LCP_Inputs_ON_Electric_IEA_2023_05_05 | Hydrogen | Dispatch-Import | WC | 2040 | Spring | H2 Import - QC |  |  | 0 | WC
LCP_Inputs_ON_Electric_IEA_2023_05_05 | Hydrogen | Dispatch-Import | WC | 2040 | Spring | H2 Import - WC |  |  | 0 | WC
LCP_Inputs_ON_Electric_IEA_2023_05_05 | Hydrogen | Dispatch-Import | WC | 2040 | Summer | H2 Import - QC |  |  | 0 | WC
LCP_Inputs_ON_Electric_IEA_2023_05_05 | Hydrogen | Dispatch-Import | WC | 2040 | Summer | H2 Import - WC |  |  | 0 | WC
LCP_Inputs_ON_Electric_IEA_2023_05_05 | Hydrogen | Dispatch-Import | WC | 2040 | Winter | H2 Import - QC |  |  | 0 | WC
LCP_Inputs_ON_Electric_IEA_2023_05_05 | Hydrogen | Dispatch-Import | WC | 2040 | Winter | H2 Import - WC |  |  | 0 | WC
LCP_Inputs_ON_Electric_IEA_2023_05_05 | Hydrogen | Dispatch-Import | WC | 2040 | Winter Peak | H2 Import - QC |  |  | 0 | WC
LCP_Inputs_ON_Electric_IEA_2023_05_05 | Hydrogen | Dispatch-Import | WC | 2040 | Winter Peak | H2 Import - WC |  |  | 588447.5111 | WC
LCP_Inputs_ON_Electric_IEA_2023_05_05 | Hydrogen | Dispatch-Import | WC | 2050 | Fall | H2 Import - QC |  |  | 0 | WC
LCP_Inputs_ON_Electric_IEA_2023_05_05 | Hydrogen | Dispatch-Import | WC | 2050 | Fall | H2 Import - WC |  |  | 0 | WC
LCP_Inputs_ON_Electric_IEA_2023_05_05 | Hydrogen | Dispatch-Import | WC | 2050 | Spring | H2 Import - QC |  |  | 0 | WC
LCP_Inputs_ON_Electric_IEA_2023_05_05 | Hydrogen | Dispatch-Import | WC | 2050 | Spring | H2 Import - WC |  |  | 0 | WC
LCP_Inputs_ON_Electric_IEA_2023_05_05 | Hydrogen | Dispatch-Import | WC | 2050 | Summer | H2 Import - QC |  |  | 0 | WC
LCP_Inputs_ON_Electric_IEA_2023_05_05 | Hydrogen | Dispatch-Import | WC | 2050 | Summer | H2 Import - WC |  |  | 0 | WC
LCP_Inputs_ON_Electric_IEA_2023_05_05 | Hydrogen | Dispatch-Import | WC | 2050 | Winter | H2 Import - QC |  |  | 0 | WC
LCP_Inputs_ON_Electric_IEA_2023_05_05 | Hydrogen | Dispatch-Import | WC | 2050 | Winter | H2 Import - WC |  |  | 0 | WC
LCP_Inputs_ON_Electric_IEA_2023_05_05 | Hydrogen | Dispatch-Import | WC | 2050 | Winter Peak | H2 Import - QC |  |  | 0 | WC
LCP_Inputs_ON_Electric_IEA_2023_05_05 | Hydrogen | Dispatch-Import | WC | 2050 | Winter Peak | H2 Import - WC |  |  | 1000117.8219 | WC
LCP_Inputs_ON_Electric_IEA_2023_05_05 | Hydrogen | Dispatch-Interconnection | MI | 2020 | Fall | H2 Pipeline - New | MI | ON | 0 | MI
LCP_Inputs_ON_Electric_IEA_2023_05_05 | Hydrogen | Dispatch-Interconnection | MI | 2020 | Fall | H2 Pipeline - New | ON | MI | 0 | MI
LCP_Inputs_ON_Electric_IEA_2023_05_05 | Hydrogen | Dispatch-Interconnection | MI | 2020 | Fall | H2 Pipeline - Repurposed | MI | ON | 0 | MI
LCP_Inputs_ON_Electric_IEA_2023_05_05 | Hydrogen | Dispatch-Interconnection | MI | 2020 | Fall | H2 Pipeline - Repurposed | ON | MI | 0 | MI
LCP_Inputs_ON_Electric_IEA_2023_05_05 | Hydrogen | Dispatch-Interconnection | MI | 2020 | Spring | H2 Pipeline - New | MI | ON | 0 | MI
LCP_Inputs_ON_Electric_IEA_2023_05_05 | Hydrogen | Dispatch-Interconnection | MI | 2020 | Spring | H2 Pipeline - New | ON | MI | 0 | MI
LCP_Inputs_ON_Electric_IEA_2023_05_05 | Hydrogen | Dispatch-Interconnection | MI | 2020 | Spring | H2 Pipeline - Repurposed | MI | ON | 0 | MI
LCP_Inputs_ON_Electric_IEA_2023_05_05 | Hydrogen | Dispatch-Interconnection | MI | 2020 | Spring | H2 Pipeline - Repurposed | ON | MI | 0 | MI
LCP_Inputs_ON_Electric_IEA_2023_05_05 | Hydrogen | Dispatch-Interconnection | MI | 2020 | Summer | H2 Pipeline - New | MI | ON | 0 | MI
LCP_Inputs_ON_Electric_IEA_2023_05_05 | Hydrogen | Dispatch-Interconnection | MI | 2020 | Summer | H2 Pipeline - New | ON | MI | 0 | MI
LCP_Inputs_ON_Electric_IEA_2023_05_05 | Hydrogen | Dispatch-Interconnection | MI | 2020 | Summer | H2 Pipeline - Repurposed | MI | ON | 0 | MI
LCP_Inputs_ON_Electric_IEA_2023_05_05 | Hydrogen | Dispatch-Interconnection | MI | 2020 | Summer | H2 Pipeline - Repurposed | ON | MI | 0 | MI
LCP_Inputs_ON_Electric_IEA_2023_05_05 | Hydrogen | Dispatch-Interconnection | MI | 2020 | Winter | H2 Pipeline - New | MI | ON | 0 | MI
LCP_Inputs_ON_Electric_IEA_2023_05_05 | Hydrogen | Dispatch-Interconnection | MI | 2020 | Winter | H2 Pipeline - New | ON | MI | 0 | MI
LCP_Inputs_ON_Electric_IEA_2023_05_05 | Hydrogen | Dispatch-Interconnection | MI | 2020 | Winter | H2 Pipeline - Repurposed | MI | ON | 0 | MI
LCP_Inputs_ON_Electric_IEA_2023_05_05 | Hydrogen | Dispatch-Interconnection | MI | 2020 | Winter | H2 Pipeline - Repurposed | ON | MI | 0 | MI
LCP_Inputs_ON_Electric_IEA_2023_05_05 | Hydrogen | Dispatch-Interconnection | MI | 2020 | Winter Peak | H2 Pipeline - New | MI | ON | 0 | MI
LCP_Inputs_ON_Electric_IEA_2023_05_05 | Hydrogen | Dispatch-Interconnection | MI | 2020 | Winter Peak | H2 Pipeline - New | ON | MI | 0 | MI
LCP_Inputs_ON_Electric_IEA_2023_05_05 | Hydrogen | Dispatch-Interconnection | MI | 2020 | Winter Peak | H2 Pipeline - Repurposed | MI | ON | 0 | MI
LCP_Inputs_ON_Electric_IEA_2023_05_05 | Hydrogen | Dispatch-Interconnection | MI | 2020 | Winter Peak | H2 Pipeline - Repurposed | ON | MI | 0 | MI
LCP_Inputs_ON_Electric_IEA_2023_05_05 | Hydrogen | Dispatch-Interconnection | MI | 2030 | Fall | H2 Pipeline - New | MI | ON | 0 | MI
LCP_Inputs_ON_Electric_IEA_2023_05_05 | Hydrogen | Dispatch-Interconnection | MI | 2030 | Fall | H2 Pipeline - New | ON | MI | 0 | MI
LCP_Inputs_ON_Electric_IEA_2023_05_05 | Hydrogen | Dispatch-Interconnection | MI | 2030 | Fall | H2 Pipeline - Repurposed | MI | ON | 0 | MI
LCP_Inputs_ON_Electric_IEA_2023_05_05 | Hydrogen | Dispatch-Interconnection | MI | 2030 | Fall | H2 Pipeline - Repurposed | ON | MI | 0 | MI
LCP_Inputs_ON_Electric_IEA_2023_05_05 | Hydrogen | Dispatch-Interconnection | MI | 2030 | Spring | H2 Pipeline - New | MI | ON | 0 | MI
LCP_Inputs_ON_Electric_IEA_2023_05_05 | Hydrogen | Dispatch-Interconnection | MI | 2030 | Spring | H2 Pipeline - New | ON | MI | 0 | MI
LCP_Inputs_ON_Electric_IEA_2023_05_05 | Hydrogen | Dispatch-Interconnection | MI | 2030 | Spring | H2 Pipeline - Repurposed | MI | ON | 0 | MI
LCP_Inputs_ON_Electric_IEA_2023_05_05 | Hydrogen | Dispatch-Interconnection | MI | 2030 | Spring | H2 Pipeline - Repurposed | ON | MI | 0 | MI
LCP_Inputs_ON_Electric_IEA_2023_05_05 | Hydrogen | Dispatch-Interconnection | MI | 2030 | Summer | H2 Pipeline - New | MI | ON | 0 | MI
LCP_Inputs_ON_Electric_IEA_2023_05_05 | Hydrogen | Dispatch-Interconnection | MI | 2030 | Summer | H2 Pipeline - New | ON | MI | 0 | MI
LCP_Inputs_ON_Electric_IEA_2023_05_05 | Hydrogen | Dispatch-Interconnection | MI | 2030 | Summer | H2 Pipeline - Repurposed | MI | ON | 0 | MI
LCP_Inputs_ON_Electric_IEA_2023_05_05 | Hydrogen | Dispatch-Interconnection | MI | 2030 | Summer | H2 Pipeline - Repurposed | ON | MI | 0 | MI
LCP_Inputs_ON_Electric_IEA_2023_05_05 | Hydrogen | Dispatch-Interconnection | MI | 2030 | Winter | H2 Pipeline - New | MI | ON | 0 | MI
LCP_Inputs_ON_Electric_IEA_2023_05_05 | Hydrogen | Dispatch-Interconnection | MI | 2030 | Winter | H2 Pipeline - New | ON | MI | 0 | MI
LCP_Inputs_ON_Electric_IEA_2023_05_05 | Hydrogen | Dispatch-Interconnection | MI | 2030 | Winter | H2 Pipeline - Repurposed | MI | ON | 0 | MI
LCP_Inputs_ON_Electric_IEA_2023_05_05 | Hydrogen | Dispatch-Interconnection | MI | 2030 | Winter | H2 Pipeline - Repurposed | ON | MI | 0 | MI
LCP_Inputs_ON_Electric_IEA_2023_05_05 | Hydrogen | Dispatch-Interconnection | MI | 2030 | Winter Peak | H2 Pipeline - New | MI | ON | 0 | MI
LCP_Inputs_ON_Electric_IEA_2023_05_05 | Hydrogen | Dispatch-Interconnection | MI | 2030 | Winter Peak | H2 Pipeline - New | ON | MI | 0 | MI
LCP_Inputs_ON_Electric_IEA_2023_05_05 | Hydrogen | Dispatch-Interconnection | MI | 2030 | Winter Peak | H2 Pipeline - Repurposed | MI | ON | 0 | MI
LCP_Inputs_ON_Electric_IEA_2023_05_05 | Hydrogen | Dispatch-Interconnection | MI | 2030 | Winter Peak | H2 Pipeline - Repurposed | ON | MI | 0 | MI
LCP_Inputs_ON_Electric_IEA_2023_05_05 | Hydrogen | Dispatch-Interconnection | MI | 2040 | Fall | H2 Pipeline - New | MI | ON | 0 | MI
LCP_Inputs_ON_Electric_IEA_2023_05_05 | Hydrogen | Dispatch-Interconnection | MI | 2040 | Fall | H2 Pipeline - New | ON | MI | 0 | MI
LCP_Inputs_ON_Electric_IEA_2023_05_05 | Hydrogen | Dispatch-Interconnection | MI | 2040 | Fall | H2 Pipeline - Repurposed | MI | ON | 0 | MI
LCP_Inputs_ON_Electric_IEA_2023_05_05 | Hydrogen | Dispatch-Interconnection | MI | 2040 | Fall | H2 Pipeline - Repurposed | ON | MI | 0 | MI
LCP_Inputs_ON_Electric_IEA_2023_05_05 | Hydrogen | Dispatch-Interconnection | MI | 2040 | Spring | H2 Pipeline - New | MI | ON | 0 | MI
LCP_Inputs_ON_Electric_IEA_2023_05_05 | Hydrogen | Dispatch-Interconnection | MI | 2040 | Spring | H2 Pipeline - New | ON | MI | 0 | MI
LCP_Inputs_ON_Electric_IEA_2023_05_05 | Hydrogen | Dispatch-Interconnection | MI | 2040 | Spring | H2 Pipeline - Repurposed | MI | ON | 0 | MI
LCP_Inputs_ON_Electric_IEA_2023_05_05 | Hydrogen | Dispatch-Interconnection | MI | 2040 | Spring | H2 Pipeline - Repurposed | ON | MI | 0 | MI
LCP_Inputs_ON_Electric_IEA_2023_05_05 | Hydrogen | Dispatch-Interconnection | MI | 2040 | Summer | H2 Pipeline - New | MI | ON | 0 | MI
LCP_Inputs_ON_Electric_IEA_2023_05_05 | Hydrogen | Dispatch-Interconnection | MI | 2040 | Summer | H2 Pipeline - New | ON | MI | 0 | MI
LCP_Inputs_ON_Electric_IEA_2023_05_05 | Hydrogen | Dispatch-Interconnection | MI | 2040 | Summer | H2 Pipeline - Repurposed | MI | ON | 0 | MI
LCP_Inputs_ON_Electric_IEA_2023_05_05 | Hydrogen | Dispatch-Interconnection | MI | 2040 | Summer | H2 Pipeline - Repurposed | ON | MI | 0 | MI
LCP_Inputs_ON_Electric_IEA_2023_05_05 | Hydrogen | Dispatch-Interconnection | MI | 2040 | Winter | H2 Pipeline - New | MI | ON | 0 | MI
LCP_Inputs_ON_Electric_IEA_2023_05_05 | Hydrogen | Dispatch-Interconnection | MI | 2040 | Winter | H2 Pipeline - New | ON | MI | 0 | MI
LCP_Inputs_ON_Electric_IEA_2023_05_05 | Hydrogen | Dispatch-Interconnection | MI | 2040 | Winter | H2 Pipeline - Repurposed | MI | ON | 0 | MI
LCP_Inputs_ON_Electric_IEA_2023_05_05 | Hydrogen | Dispatch-Interconnection | MI | 2040 | Winter | H2 Pipeline - Repurposed | ON | MI | 0 | MI
LCP_Inputs_ON_Electric_IEA_2023_05_05 | Hydrogen | Dispatch-Interconnection | MI | 2040 | Winter Peak | H2 Pipeline - New | MI | ON | 0 | MI
LCP_Inputs_ON_Electric_IEA_2023_05_05 | Hydrogen | Dispatch-Interconnection | MI | 2040 | Winter Peak | H2 Pipeline - New | ON | MI | 0 | MI
LCP_Inputs_ON_Electric_IEA_2023_05_05 | Hydrogen | Dispatch-Interconnection | MI | 2040 | Winter Peak | H2 Pipeline - Repurposed | MI | ON | 0 | MI
LCP_Inputs_ON_Electric_IEA_2023_05_05 | Hydrogen | Dispatch-Interconnection | MI | 2040 | Winter Peak | H2 Pipeline - Repurposed | ON | MI | 0 | MI
LCP_Inputs_ON_Electric_IEA_2023_05_05 | Hydrogen | Dispatch-Interconnection | MI | 2050 | Fall | H2 Pipeline - New | MI | ON | 0 | MI
LCP_Inputs_ON_Electric_IEA_2023_05_05 | Hydrogen | Dispatch-Interconnection | MI | 2050 | Fall | H2 Pipeline - New | ON | MI | 0 | MI
LCP_Inputs_ON_Electric_IEA_2023_05_05 | Hydrogen | Dispatch-Interconnection | MI | 2050 | Fall | H2 Pipeline - Repurposed | MI | ON | 0 | MI
LCP_Inputs_ON_Electric_IEA_2023_05_05 | Hydrogen | Dispatch-Interconnection | MI | 2050 | Fall | H2 Pipeline - Repurposed | ON | MI | 0 | MI
LCP_Inputs_ON_Electric_IEA_2023_05_05 | Hydrogen | Dispatch-Interconnection | MI | 2050 | Spring | H2 Pipeline - New | MI | ON | 0 | MI
LCP_Inputs_ON_Electric_IEA_2023_05_05 | Hydrogen | Dispatch-Interconnection | MI | 2050 | Spring | H2 Pipeline - New | ON | MI | 0 | MI
LCP_Inputs_ON_Electric_IEA_2023_05_05 | Hydrogen | Dispatch-Interconnection | MI | 2050 | Spring | H2 Pipeline - Repurposed | MI | ON | 0 | MI
LCP_Inputs_ON_Electric_IEA_2023_05_05 | Hydrogen | Dispatch-Interconnection | MI | 2050 | Spring | H2 Pipeline - Repurposed | ON | MI | 0 | MI
LCP_Inputs_ON_Electric_IEA_2023_05_05 | Hydrogen | Dispatch-Interconnection | MI | 2050 | Summer | H2 Pipeline - New | MI | ON | 0 | MI
LCP_Inputs_ON_Electric_IEA_2023_05_05 | Hydrogen | Dispatch-Interconnection | MI | 2050 | Summer | H2 Pipeline - New | ON | MI | 0 | MI
LCP_Inputs_ON_Electric_IEA_2023_05_05 | Hydrogen | Dispatch-Interconnection | MI | 2050 | Summer | H2 Pipeline - Repurposed | MI | ON | 0 | MI
LCP_Inputs_ON_Electric_IEA_2023_05_05 | Hydrogen | Dispatch-Interconnection | MI | 2050 | Summer | H2 Pipeline - Repurposed | ON | MI | 0 | MI
LCP_Inputs_ON_Electric_IEA_2023_05_05 | Hydrogen | Dispatch-Interconnection | MI | 2050 | Winter | H2 Pipeline - New | MI | ON | 0 | MI
LCP_Inputs_ON_Electric_IEA_2023_05_05 | Hydrogen | Dispatch-Interconnection | MI | 2050 | Winter | H2 Pipeline - New | ON | MI | 0 | MI
LCP_Inputs_ON_Electric_IEA_2023_05_05 | Hydrogen | Dispatch-Interconnection | MI | 2050 | Winter | H2 Pipeline - Repurposed | MI | ON | 0 | MI
LCP_Inputs_ON_Electric_IEA_2023_05_05 | Hydrogen | Dispatch-Interconnection | MI | 2050 | Winter | H2 Pipeline - Repurposed | ON | MI | 0 | MI
LCP_Inputs_ON_Electric_IEA_2023_05_05 | Hydrogen | Dispatch-Interconnection | MI | 2050 | Winter Peak | H2 Pipeline - New | MI | ON | 0 | MI
LCP_Inputs_ON_Electric_IEA_2023_05_05 | Hydrogen | Dispatch-Interconnection | MI | 2050 | Winter Peak | H2 Pipeline - New | ON | MI | 0 | MI
LCP_Inputs_ON_Electric_IEA_2023_05_05 | Hydrogen | Dispatch-Interconnection | MI | 2050 | Winter Peak | H2 Pipeline - Repurposed | MI | ON | 0 | MI
LCP_Inputs_ON_Electric_IEA_2023_05_05 | Hydrogen | Dispatch-Interconnection | MI | 2050 | Winter Peak | H2 Pipeline - Repurposed | ON | MI | 0 | MI
LCP_Inputs_ON_Electric_IEA_2023_05_05 | Hydrogen | Dispatch-Interconnection | NY | 2020 | Fall | H2 Pipeline - New | NY | ON | 0 | NY
LCP_Inputs_ON_Electric_IEA_2023_05_05 | Hydrogen | Dispatch-Interconnection | NY | 2020 | Fall | H2 Pipeline - New | ON | NY | 0 | NY
LCP_Inputs_ON_Electric_IEA_2023_05_05 | Hydrogen | Dispatch-Interconnection | NY | 2020 | Fall | H2 Pipeline - Repurposed | NY | ON | 0 | NY
LCP_Inputs_ON_Electric_IEA_2023_05_05 | Hydrogen | Dispatch-Interconnection | NY | 2020 | Fall | H2 Pipeline - Repurposed | ON | NY | 0 | NY
LCP_Inputs_ON_Electric_IEA_2023_05_05 | Hydrogen | Dispatch-Interconnection | NY | 2020 | Spring | H2 Pipeline - New | NY | ON | 0 | NY
LCP_Inputs_ON_Electric_IEA_2023_05_05 | Hydrogen | Dispatch-Interconnection | NY | 2020 | Spring | H2 Pipeline - New | ON | NY | 0 | NY
LCP_Inputs_ON_Electric_IEA_2023_05_05 | Hydrogen | Dispatch-Interconnection | NY | 2020 | Spring | H2 Pipeline - Repurposed | NY | ON | 0 | NY
LCP_Inputs_ON_Electric_IEA_2023_05_05 | Hydrogen | Dispatch-Interconnection | NY | 2020 | Spring | H2 Pipeline - Repurposed | ON | NY | 0 | NY
LCP_Inputs_ON_Electric_IEA_2023_05_05 | Hydrogen | Dispatch-Interconnection | NY | 2020 | Summer | H2 Pipeline - New | NY | ON | 0 | NY
LCP_Inputs_ON_Electric_IEA_2023_05_05 | Hydrogen | Dispatch-Interconnection | NY | 2020 | Summer | H2 Pipeline - New | ON | NY | 0 | NY
LCP_Inputs_ON_Electric_IEA_2023_05_05 | Hydrogen | Dispatch-Interconnection | NY | 2020 | Summer | H2 Pipeline - Repurposed | NY | ON | 0 | NY
LCP_Inputs_ON_Electric_IEA_2023_05_05 | Hydrogen | Dispatch-Interconnection | NY | 2020 | Summer | H2 Pipeline - Repurposed | ON | NY | 0 | NY
LCP_Inputs_ON_Electric_IEA_2023_05_05 | Hydrogen | Dispatch-Interconnection | NY | 2020 | Winter | H2 Pipeline - New | NY | ON | 0 | NY
LCP_Inputs_ON_Electric_IEA_2023_05_05 | Hydrogen | Dispatch-Interconnection | NY | 2020 | Winter | H2 Pipeline - New | ON | NY | 0 | NY
LCP_Inputs_ON_Electric_IEA_2023_05_05 | Hydrogen | Dispatch-Interconnection | NY | 2020 | Winter | H2 Pipeline - Repurposed | NY | ON | 0 | NY
LCP_Inputs_ON_Electric_IEA_2023_05_05 | Hydrogen | Dispatch-Interconnection | NY | 2020 | Winter | H2 Pipeline - Repurposed | ON | NY | 0 | NY
LCP_Inputs_ON_Electric_IEA_2023_05_05 | Hydrogen | Dispatch-Interconnection | NY | 2020 | Winter Peak | H2 Pipeline - New | NY | ON | 0 | NY
LCP_Inputs_ON_Electric_IEA_2023_05_05 | Hydrogen | Dispatch-Interconnection | NY | 2020 | Winter Peak | H2 Pipeline - New | ON | NY | 0 | NY
LCP_Inputs_ON_Electric_IEA_2023_05_05 | Hydrogen | Dispatch-Interconnection | NY | 2020 | Winter Peak | H2 Pipeline - Repurposed | NY | ON | 0 | NY
LCP_Inputs_ON_Electric_IEA_2023_05_05 | Hydrogen | Dispatch-Interconnection | NY | 2020 | Winter Peak | H2 Pipeline - Repurposed | ON | NY | 0 | NY
LCP_Inputs_ON_Electric_IEA_2023_05_05 | Hydrogen | Dispatch-Interconnection | NY | 2030 | Fall | H2 Pipeline - New | NY | ON | 0 | NY
LCP_Inputs_ON_Electric_IEA_2023_05_05 | Hydrogen | Dispatch-Interconnection | NY | 2030 | Fall | H2 Pipeline - New | ON | NY | 0 | NY
LCP_Inputs_ON_Electric_IEA_2023_05_05 | Hydrogen | Dispatch-Interconnection | NY | 2030 | Fall | H2 Pipeline - Repurposed | NY | ON | 0 | NY
LCP_Inputs_ON_Electric_IEA_2023_05_05 | Hydrogen | Dispatch-Interconnection | NY | 2030 | Fall | H2 Pipeline - Repurposed | ON | NY | 0 | NY
LCP_Inputs_ON_Electric_IEA_2023_05_05 | Hydrogen | Dispatch-Interconnection | NY | 2030 | Spring | H2 Pipeline - New | NY | ON | 0 | NY
LCP_Inputs_ON_Electric_IEA_2023_05_05 | Hydrogen | Dispatch-Interconnection | NY | 2030 | Spring | H2 Pipeline - New | ON | NY | 0 | NY
LCP_Inputs_ON_Electric_IEA_2023_05_05 | Hydrogen | Dispatch-Interconnection | NY | 2030 | Spring | H2 Pipeline - Repurposed | NY | ON | 0 | NY
LCP_Inputs_ON_Electric_IEA_2023_05_05 | Hydrogen | Dispatch-Interconnection | NY | 2030 | Spring | H2 Pipeline - Repurposed | ON | NY | 0 | NY
LCP_Inputs_ON_Electric_IEA_2023_05_05 | Hydrogen | Dispatch-Interconnection | NY | 2030 | Summer | H2 Pipeline - New | NY | ON | 0 | NY
LCP_Inputs_ON_Electric_IEA_2023_05_05 | Hydrogen | Dispatch-Interconnection | NY | 2030 | Summer | H2 Pipeline - New | ON | NY | 0 | NY
LCP_Inputs_ON_Electric_IEA_2023_05_05 | Hydrogen | Dispatch-Interconnection | NY | 2030 | Summer | H2 Pipeline - Repurposed | NY | ON | 0 | NY
LCP_Inputs_ON_Electric_IEA_2023_05_05 | Hydrogen | Dispatch-Interconnection | NY | 2030 | Summer | H2 Pipeline - Repurposed | ON | NY | 0 | NY
LCP_Inputs_ON_Electric_IEA_2023_05_05 | Hydrogen | Dispatch-Interconnection | NY | 2030 | Winter | H2 Pipeline - New | NY | ON | 0 | NY
LCP_Inputs_ON_Electric_IEA_2023_05_05 | Hydrogen | Dispatch-Interconnection | NY | 2030 | Winter | H2 Pipeline - New | ON | NY | 0 | NY
LCP_Inputs_ON_Electric_IEA_2023_05_05 | Hydrogen | Dispatch-Interconnection | NY | 2030 | Winter | H2 Pipeline - Repurposed | NY | ON | 0 | NY
LCP_Inputs_ON_Electric_IEA_2023_05_05 | Hydrogen | Dispatch-Interconnection | NY | 2030 | Winter | H2 Pipeline - Repurposed | ON | NY | 0 | NY
LCP_Inputs_ON_Electric_IEA_2023_05_05 | Hydrogen | Dispatch-Interconnection | NY | 2030 | Winter Peak | H2 Pipeline - New | NY | ON | 0 | NY
LCP_Inputs_ON_Electric_IEA_2023_05_05 | Hydrogen | Dispatch-Interconnection | NY | 2030 | Winter Peak | H2 Pipeline - New | ON | NY | 0 | NY
LCP_Inputs_ON_Electric_IEA_2023_05_05 | Hydrogen | Dispatch-Interconnection | NY | 2030 | Winter Peak | H2 Pipeline - Repurposed | NY | ON | 0 | NY
LCP_Inputs_ON_Electric_IEA_2023_05_05 | Hydrogen | Dispatch-Interconnection | NY | 2030 | Winter Peak | H2 Pipeline - Repurposed | ON | NY | 0 | NY
LCP_Inputs_ON_Electric_IEA_2023_05_05 | Hydrogen | Dispatch-Interconnection | NY | 2040 | Fall | H2 Pipeline - New | NY | ON | 0 | NY
LCP_Inputs_ON_Electric_IEA_2023_05_05 | Hydrogen | Dispatch-Interconnection | NY | 2040 | Fall | H2 Pipeline - New | ON | NY | 0 | NY
LCP_Inputs_ON_Electric_IEA_2023_05_05 | Hydrogen | Dispatch-Interconnection | NY | 2040 | Fall | H2 Pipeline - Repurposed | NY | ON | 0 | NY
LCP_Inputs_ON_Electric_IEA_2023_05_05 | Hydrogen | Dispatch-Interconnection | NY | 2040 | Fall | H2 Pipeline - Repurposed | ON | NY | 0 | NY
LCP_Inputs_ON_Electric_IEA_2023_05_05 | Hydrogen | Dispatch-Interconnection | NY | 2040 | Spring | H2 Pipeline - New | NY | ON | 0 | NY
LCP_Inputs_ON_Electric_IEA_2023_05_05 | Hydrogen | Dispatch-Interconnection | NY | 2040 | Spring | H2 Pipeline - New | ON | NY | 0 | NY
LCP_Inputs_ON_Electric_IEA_2023_05_05 | Hydrogen | Dispatch-Interconnection | NY | 2040 | Spring | H2 Pipeline - Repurposed | NY | ON | 0 | NY
LCP_Inputs_ON_Electric_IEA_2023_05_05 | Hydrogen | Dispatch-Interconnection | NY | 2040 | Spring | H2 Pipeline - Repurposed | ON | NY | 0 | NY
LCP_Inputs_ON_Electric_IEA_2023_05_05 | Hydrogen | Dispatch-Interconnection | NY | 2040 | Summer | H2 Pipeline - New | NY | ON | 0 | NY
LCP_Inputs_ON_Electric_IEA_2023_05_05 | Hydrogen | Dispatch-Interconnection | NY | 2040 | Summer | H2 Pipeline - New | ON | NY | 0 | NY
LCP_Inputs_ON_Electric_IEA_2023_05_05 | Hydrogen | Dispatch-Interconnection | NY | 2040 | Summer | H2 Pipeline - Repurposed | NY | ON | 0 | NY
LCP_Inputs_ON_Electric_IEA_2023_05_05 | Hydrogen | Dispatch-Interconnection | NY | 2040 | Summer | H2 Pipeline - Repurposed | ON | NY | 0 | NY
LCP_Inputs_ON_Electric_IEA_2023_05_05 | Hydrogen | Dispatch-Interconnection | NY | 2040 | Winter | H2 Pipeline - New | NY | ON | 0 | NY
LCP_Inputs_ON_Electric_IEA_2023_05_05 | Hydrogen | Dispatch-Interconnection | NY | 2040 | Winter | H2 Pipeline - New | ON | NY | 0 | NY
LCP_Inputs_ON_Electric_IEA_2023_05_05 | Hydrogen | Dispatch-Interconnection | NY | 2040 | Winter | H2 Pipeline - Repurposed | NY | ON | 0 | NY
LCP_Inputs_ON_Electric_IEA_2023_05_05 | Hydrogen | Dispatch-Interconnection | NY | 2040 | Winter | H2 Pipeline - Repurposed | ON | NY | 0 | NY
LCP_Inputs_ON_Electric_IEA_2023_05_05 | Hydrogen | Dispatch-Interconnection | NY | 2040 | Winter Peak | H2 Pipeline - New | NY | ON | 0 | NY
LCP_Inputs_ON_Electric_IEA_2023_05_05 | Hydrogen | Dispatch-Interconnection | NY | 2040 | Winter Peak | H2 Pipeline - New | ON | NY | 0 | NY
LCP_Inputs_ON_Electric_IEA_2023_05_05 | Hydrogen | Dispatch-Interconnection | NY | 2040 | Winter Peak | H2 Pipeline - Repurposed | NY | ON | 0 | NY
LCP_Inputs_ON_Electric_IEA_2023_05_05 | Hydrogen | Dispatch-Interconnection | NY | 2040 | Winter Peak | H2 Pipeline - Repurposed | ON | NY | 0 | NY
LCP_Inputs_ON_Electric_IEA_2023_05_05 | Hydrogen | Dispatch-Interconnection | NY | 2050 | Fall | H2 Pipeline - New | NY | ON | 0 | NY
LCP_Inputs_ON_Electric_IEA_2023_05_05 | Hydrogen | Dispatch-Interconnection | NY | 2050 | Fall | H2 Pipeline - New | ON | NY | 0 | NY
LCP_Inputs_ON_Electric_IEA_2023_05_05 | Hydrogen | Dispatch-Interconnection | NY | 2050 | Fall | H2 Pipeline - Repurposed | NY | ON | 0 | NY
LCP_Inputs_ON_Electric_IEA_2023_05_05 | Hydrogen | Dispatch-Interconnection | NY | 2050 | Fall | H2 Pipeline - Repurposed | ON | NY | 0 | NY
LCP_Inputs_ON_Electric_IEA_2023_05_05 | Hydrogen | Dispatch-Interconnection | NY | 2050 | Spring | H2 Pipeline - New | NY | ON | 0 | NY
LCP_Inputs_ON_Electric_IEA_2023_05_05 | Hydrogen | Dispatch-Interconnection | NY | 2050 | Spring | H2 Pipeline - New | ON | NY | 0 | NY
LCP_Inputs_ON_Electric_IEA_2023_05_05 | Hydrogen | Dispatch-Interconnection | NY | 2050 | Spring | H2 Pipeline - Repurposed | NY | ON | 0 | NY
LCP_Inputs_ON_Electric_IEA_2023_05_05 | Hydrogen | Dispatch-Interconnection | NY | 2050 | Spring | H2 Pipeline - Repurposed | ON | NY | 0 | NY
LCP_Inputs_ON_Electric_IEA_2023_05_05 | Hydrogen | Dispatch-Interconnection | NY | 2050 | Summer | H2 Pipeline - New | NY | ON | 0 | NY
LCP_Inputs_ON_Electric_IEA_2023_05_05 | Hydrogen | Dispatch-Interconnection | NY | 2050 | Summer | H2 Pipeline - New | ON | NY | 0 | NY
LCP_Inputs_ON_Electric_IEA_2023_05_05 | Hydrogen | Dispatch-Interconnection | NY | 2050 | Summer | H2 Pipeline - Repurposed | NY | ON | 0 | NY
LCP_Inputs_ON_Electric_IEA_2023_05_05 | Hydrogen | Dispatch-Interconnection | NY | 2050 | Summer | H2 Pipeline - Repurposed | ON | NY | 0 | NY
LCP_Inputs_ON_Electric_IEA_2023_05_05 | Hydrogen | Dispatch-Interconnection | NY | 2050 | Winter | H2 Pipeline - New | NY | ON | 0 | NY
LCP_Inputs_ON_Electric_IEA_2023_05_05 | Hydrogen | Dispatch-Interconnection | NY | 2050 | Winter | H2 Pipeline - New | ON | NY | 0 | NY
LCP_Inputs_ON_Electric_IEA_2023_05_05 | Hydrogen | Dispatch-Interconnection | NY | 2050 | Winter | H2 Pipeline - Repurposed | NY | ON | 0 | NY
LCP_Inputs_ON_Electric_IEA_2023_05_05 | Hydrogen | Dispatch-Interconnection | NY | 2050 | Winter | H2 Pipeline - Repurposed | ON | NY | 0 | NY
LCP_Inputs_ON_Electric_IEA_2023_05_05 | Hydrogen | Dispatch-Interconnection | NY | 2050 | Winter Peak | H2 Pipeline - New | NY | ON | 0 | NY
LCP_Inputs_ON_Electric_IEA_2023_05_05 | Hydrogen | Dispatch-Interconnection | NY | 2050 | Winter Peak | H2 Pipeline - New | ON | NY | 0 | NY
LCP_Inputs_ON_Electric_IEA_2023_05_05 | Hydrogen | Dispatch-Interconnection | NY | 2050 | Winter Peak | H2 Pipeline - Repurposed | NY | ON | 0 | NY
LCP_Inputs_ON_Electric_IEA_2023_05_05 | Hydrogen | Dispatch-Interconnection | NY | 2050 | Winter Peak | H2 Pipeline - Repurposed | ON | NY | 0 | NY
LCP_Inputs_ON_Electric_IEA_2023_05_05 | Hydrogen | Dispatch-Interconnection | ON | 2020 | Fall | H2 Pipeline - New | MI | ON | 0 | ON
LCP_Inputs_ON_Electric_IEA_2023_05_05 | Hydrogen | Dispatch-Interconnection | ON | 2020 | Fall | H2 Pipeline - New | NY | ON | 0 | ON
LCP_Inputs_ON_Electric_IEA_2023_05_05 | Hydrogen | Dispatch-Interconnection | ON | 2020 | Fall | H2 Pipeline - New | ON | MI | 0 | ON
LCP_Inputs_ON_Electric_IEA_2023_05_05 | Hydrogen | Dispatch-Interconnection | ON | 2020 | Fall | H2 Pipeline - New | ON | NY | 0 | ON
LCP_Inputs_ON_Electric_IEA_2023_05_05 | Hydrogen | Dispatch-Interconnection | ON | 2020 | Fall | H2 Pipeline - New | ON | PJ | 0 | ON
LCP_Inputs_ON_Electric_IEA_2023_05_05 | Hydrogen | Dispatch-Interconnection | ON | 2020 | Fall | H2 Pipeline - New | ON | QC | 0 | ON
LCP_Inputs_ON_Electric_IEA_2023_05_05 | Hydrogen | Dispatch-Interconnection | ON | 2020 | Fall | H2 Pipeline - New | ON | WC | 0 | ON
LCP_Inputs_ON_Electric_IEA_2023_05_05 | Hydrogen | Dispatch-Interconnection | ON | 2020 | Fall | H2 Pipeline - New | PJ | ON | 0 | ON
LCP_Inputs_ON_Electric_IEA_2023_05_05 | Hydrogen | Dispatch-Interconnection | ON | 2020 | Fall | H2 Pipeline - New | QC | ON | 0 | ON
LCP_Inputs_ON_Electric_IEA_2023_05_05 | Hydrogen | Dispatch-Interconnection | ON | 2020 | Fall | H2 Pipeline - New | WC | ON | 0 | ON
LCP_Inputs_ON_Electric_IEA_2023_05_05 | Hydrogen | Dispatch-Interconnection | ON | 2020 | Fall | H2 Pipeline - Repurposed | MI | ON | 0 | ON
LCP_Inputs_ON_Electric_IEA_2023_05_05 | Hydrogen | Dispatch-Interconnection | ON | 2020 | Fall | H2 Pipeline - Repurposed | NY | ON | 0 | ON
LCP_Inputs_ON_Electric_IEA_2023_05_05 | Hydrogen | Dispatch-Interconnection | ON | 2020 | Fall | H2 Pipeline - Repurposed | ON | MI | 0 | ON
LCP_Inputs_ON_Electric_IEA_2023_05_05 | Hydrogen | Dispatch-Interconnection | ON | 2020 | Fall | H2 Pipeline - Repurposed | ON | NY | 0 | ON
LCP_Inputs_ON_Electric_IEA_2023_05_05 | Hydrogen | Dispatch-Interconnection | ON | 2020 | Fall | H2 Pipeline - Repurposed | ON | PJ | 0 | ON
LCP_Inputs_ON_Electric_IEA_2023_05_05 | Hydrogen | Dispatch-Interconnection | ON | 2020 | Fall | H2 Pipeline - Repurposed | ON | QC | 0 | ON
LCP_Inputs_ON_Electric_IEA_2023_05_05 | Hydrogen | Dispatch-Interconnection | ON | 2020 | Fall | H2 Pipeline - Repurposed | ON | WC | 0 | ON
LCP_Inputs_ON_Electric_IEA_2023_05_05 | Hydrogen | Dispatch-Interconnection | ON | 2020 | Fall | H2 Pipeline - Repurposed | PJ | ON | 0 | ON
LCP_Inputs_ON_Electric_IEA_2023_05_05 | Hydrogen | Dispatch-Interconnection | ON | 2020 | Fall | H2 Pipeline - Repurposed | QC | ON | 0 | ON
LCP_Inputs_ON_Electric_IEA_2023_05_05 | Hydrogen | Dispatch-Interconnection | ON | 2020 | Fall | H2 Pipeline - Repurposed | WC | ON | 0 | ON
LCP_Inputs_ON_Electric_IEA_2023_05_05 | Hydrogen | Dispatch-Interconnection | ON | 2020 | Spring | H2 Pipeline - New | MI | ON | 0 | ON
LCP_Inputs_ON_Electric_IEA_2023_05_05 | Hydrogen | Dispatch-Interconnection | ON | 2020 | Spring | H2 Pipeline - New | NY | ON | 0 | ON
LCP_Inputs_ON_Electric_IEA_2023_05_05 | Hydrogen | Dispatch-Interconnection | ON | 2020 | Spring | H2 Pipeline - New | ON | MI | 0 | ON
LCP_Inputs_ON_Electric_IEA_2023_05_05 | Hydrogen | Dispatch-Interconnection | ON | 2020 | Spring | H2 Pipeline - New | ON | NY | 0 | ON
LCP_Inputs_ON_Electric_IEA_2023_05_05 | Hydrogen | Dispatch-Interconnection | ON | 2020 | Spring | H2 Pipeline - New | ON | PJ | 0 | ON
LCP_Inputs_ON_Electric_IEA_2023_05_05 | Hydrogen | Dispatch-Interconnection | ON | 2020 | Spring | H2 Pipeline - New | ON | QC | 0 | ON
LCP_Inputs_ON_Electric_IEA_2023_05_05 | Hydrogen | Dispatch-Interconnection | ON | 2020 | Spring | H2 Pipeline - New | ON | WC | 0 | ON
LCP_Inputs_ON_Electric_IEA_2023_05_05 | Hydrogen | Dispatch-Interconnection | ON | 2020 | Spring | H2 Pipeline - New | PJ | ON | 0 | ON
LCP_Inputs_ON_Electric_IEA_2023_05_05 | Hydrogen | Dispatch-Interconnection | ON | 2020 | Spring | H2 Pipeline - New | QC | ON | 0 | ON
LCP_Inputs_ON_Electric_IEA_2023_05_05 | Hydrogen | Dispatch-Interconnection | ON | 2020 | Spring | H2 Pipeline - New | WC | ON | 0 | ON
LCP_Inputs_ON_Electric_IEA_2023_05_05 | Hydrogen | Dispatch-Interconnection | ON | 2020 | Spring | H2 Pipeline - Repurposed | MI | ON | 0 | ON
LCP_Inputs_ON_Electric_IEA_2023_05_05 | Hydrogen | Dispatch-Interconnection | ON | 2020 | Spring | H2 Pipeline - Repurposed | NY | ON | 0 | ON
LCP_Inputs_ON_Electric_IEA_2023_05_05 | Hydrogen | Dispatch-Interconnection | ON | 2020 | Spring | H2 Pipeline - Repurposed | ON | MI | 0 | ON
LCP_Inputs_ON_Electric_IEA_2023_05_05 | Hydrogen | Dispatch-Interconnection | ON | 2020 | Spring | H2 Pipeline - Repurposed | ON | NY | 0 | ON
LCP_Inputs_ON_Electric_IEA_2023_05_05 | Hydrogen | Dispatch-Interconnection | ON | 2020 | Spring | H2 Pipeline - Repurposed | ON | PJ | 0 | ON
LCP_Inputs_ON_Electric_IEA_2023_05_05 | Hydrogen | Dispatch-Interconnection | ON | 2020 | Spring | H2 Pipeline - Repurposed | ON | QC | 0 | ON
LCP_Inputs_ON_Electric_IEA_2023_05_05 | Hydrogen | Dispatch-Interconnection | ON | 2020 | Spring | H2 Pipeline - Repurposed | ON | WC | 0 | ON
LCP_Inputs_ON_Electric_IEA_2023_05_05 | Hydrogen | Dispatch-Interconnection | ON | 2020 | Spring | H2 Pipeline - Repurposed | PJ | ON | 0 | ON
LCP_Inputs_ON_Electric_IEA_2023_05_05 | Hydrogen | Dispatch-Interconnection | ON | 2020 | Spring | H2 Pipeline - Repurposed | QC | ON | 0 | ON
LCP_Inputs_ON_Electric_IEA_2023_05_05 | Hydrogen | Dispatch-Interconnection | ON | 2020 | Spring | H2 Pipeline - Repurposed | WC | ON | 0 | ON
LCP_Inputs_ON_Electric_IEA_2023_05_05 | Hydrogen | Dispatch-Interconnection | ON | 2020 | Summer | H2 Pipeline - New | MI | ON | 0 | ON
LCP_Inputs_ON_Electric_IEA_2023_05_05 | Hydrogen | Dispatch-Interconnection | ON | 2020 | Summer | H2 Pipeline - New | NY | ON | 0 | ON
LCP_Inputs_ON_Electric_IEA_2023_05_05 | Hydrogen | Dispatch-Interconnection | ON | 2020 | Summer | H2 Pipeline - New | ON | MI | 0 | ON
LCP_Inputs_ON_Electric_IEA_2023_05_05 | Hydrogen | Dispatch-Interconnection | ON | 2020 | Summer | H2 Pipeline - New | ON | NY | 0 | ON
LCP_Inputs_ON_Electric_IEA_2023_05_05 | Hydrogen | Dispatch-Interconnection | ON | 2020 | Summer | H2 Pipeline - New | ON | PJ | 0 | ON
LCP_Inputs_ON_Electric_IEA_2023_05_05 | Hydrogen | Dispatch-Interconnection | ON | 2020 | Summer | H2 Pipeline - New | ON | QC | 0 | ON
LCP_Inputs_ON_Electric_IEA_2023_05_05 | Hydrogen | Dispatch-Interconnection | ON | 2020 | Summer | H2 Pipeline - New | ON | WC | 0 | ON
LCP_Inputs_ON_Electric_IEA_2023_05_05 | Hydrogen | Dispatch-Interconnection | ON | 2020 | Summer | H2 Pipeline - New | PJ | ON | 0 | ON
LCP_Inputs_ON_Electric_IEA_2023_05_05 | Hydrogen | Dispatch-Interconnection | ON | 2020 | Summer | H2 Pipeline - New | QC | ON | 0 | ON
LCP_Inputs_ON_Electric_IEA_2023_05_05 | Hydrogen | Dispatch-Interconnection | ON | 2020 | Summer | H2 Pipeline - New | WC | ON | 0 | ON
LCP_Inputs_ON_Electric_IEA_2023_05_05 | Hydrogen | Dispatch-Interconnection | ON | 2020 | Summer | H2 Pipeline - Repurposed | MI | ON | 0 | ON
LCP_Inputs_ON_Electric_IEA_2023_05_05 | Hydrogen | Dispatch-Interconnection | ON | 2020 | Summer | H2 Pipeline - Repurposed | NY | ON | 0 | ON
LCP_Inputs_ON_Electric_IEA_2023_05_05 | Hydrogen | Dispatch-Interconnection | ON | 2020 | Summer | H2 Pipeline - Repurposed | ON | MI | 0 | ON
LCP_Inputs_ON_Electric_IEA_2023_05_05 | Hydrogen | Dispatch-Interconnection | ON | 2020 | Summer | H2 Pipeline - Repurposed | ON | NY | 0 | ON
LCP_Inputs_ON_Electric_IEA_2023_05_05 | Hydrogen | Dispatch-Interconnection | ON | 2020 | Summer | H2 Pipeline - Repurposed | ON | PJ | 0 | ON
LCP_Inputs_ON_Electric_IEA_2023_05_05 | Hydrogen | Dispatch-Interconnection | ON | 2020 | Summer | H2 Pipeline - Repurposed | ON | QC | 0 | ON
LCP_Inputs_ON_Electric_IEA_2023_05_05 | Hydrogen | Dispatch-Interconnection | ON | 2020 | Summer | H2 Pipeline - Repurposed | ON | WC | 0 | ON
LCP_Inputs_ON_Electric_IEA_2023_05_05 | Hydrogen | Dispatch-Interconnection | ON | 2020 | Summer | H2 Pipeline - Repurposed | PJ | ON | 0 | ON
LCP_Inputs_ON_Electric_IEA_2023_05_05 | Hydrogen | Dispatch-Interconnection | ON | 2020 | Summer | H2 Pipeline - Repurposed | QC | ON | 0 | ON
LCP_Inputs_ON_Electric_IEA_2023_05_05 | Hydrogen | Dispatch-Interconnection | ON | 2020 | Summer | H2 Pipeline - Repurposed | WC | ON | 0 | ON
LCP_Inputs_ON_Electric_IEA_2023_05_05 | Hydrogen | Dispatch-Interconnection | ON | 2020 | Winter | H2 Pipeline - New | MI | ON | 0 | ON
LCP_Inputs_ON_Electric_IEA_2023_05_05 | Hydrogen | Dispatch-Interconnection | ON | 2020 | Winter | H2 Pipeline - New | NY | ON | 0 | ON
LCP_Inputs_ON_Electric_IEA_2023_05_05 | Hydrogen | Dispatch-Interconnection | ON | 2020 | Winter | H2 Pipeline - New | ON | MI | 0 | ON
LCP_Inputs_ON_Electric_IEA_2023_05_05 | Hydrogen | Dispatch-Interconnection | ON | 2020 | Winter | H2 Pipeline - New | ON | NY | 0 | ON
LCP_Inputs_ON_Electric_IEA_2023_05_05 | Hydrogen | Dispatch-Interconnection | ON | 2020 | Winter | H2 Pipeline - New | ON | PJ | 0 | ON
LCP_Inputs_ON_Electric_IEA_2023_05_05 | Hydrogen | Dispatch-Interconnection | ON | 2020 | Winter | H2 Pipeline - New | ON | QC | 0 | ON
LCP_Inputs_ON_Electric_IEA_2023_05_05 | Hydrogen | Dispatch-Interconnection | ON | 2020 | Winter | H2 Pipeline - New | ON | WC | 0 | ON
LCP_Inputs_ON_Electric_IEA_2023_05_05 | Hydrogen | Dispatch-Interconnection | ON | 2020 | Winter | H2 Pipeline - New | PJ | ON | 0 | ON
LCP_Inputs_ON_Electric_IEA_2023_05_05 | Hydrogen | Dispatch-Interconnection | ON | 2020 | Winter | H2 Pipeline - New | QC | ON | 0 | ON
LCP_Inputs_ON_Electric_IEA_2023_05_05 | Hydrogen | Dispatch-Interconnection | ON | 2020 | Winter | H2 Pipeline - New | WC | ON | 0 | ON
LCP_Inputs_ON_Electric_IEA_2023_05_05 | Hydrogen | Dispatch-Interconnection | ON | 2020 | Winter | H2 Pipeline - Repurposed | MI | ON | 0 | ON
LCP_Inputs_ON_Electric_IEA_2023_05_05 | Hydrogen | Dispatch-Interconnection | ON | 2020 | Winter | H2 Pipeline - Repurposed | NY | ON | 0 | ON
LCP_Inputs_ON_Electric_IEA_2023_05_05 | Hydrogen | Dispatch-Interconnection | ON | 2020 | Winter | H2 Pipeline - Repurposed | ON | MI | 0 | ON
LCP_Inputs_ON_Electric_IEA_2023_05_05 | Hydrogen | Dispatch-Interconnection | ON | 2020 | Winter | H2 Pipeline - Repurposed | ON | NY | 0 | ON
LCP_Inputs_ON_Electric_IEA_2023_05_05 | Hydrogen | Dispatch-Interconnection | ON | 2020 | Winter | H2 Pipeline - Repurposed | ON | PJ | 0 | ON
LCP_Inputs_ON_Electric_IEA_2023_05_05 | Hydrogen | Dispatch-Interconnection | ON | 2020 | Winter | H2 Pipeline - Repurposed | ON | QC | 0 | ON
LCP_Inputs_ON_Electric_IEA_2023_05_05 | Hydrogen | Dispatch-Interconnection | ON | 2020 | Winter | H2 Pipeline - Repurposed | ON | WC | 0 | ON
LCP_Inputs_ON_Electric_IEA_2023_05_05 | Hydrogen | Dispatch-Interconnection | ON | 2020 | Winter | H2 Pipeline - Repurposed | PJ | ON | 0 | ON
LCP_Inputs_ON_Electric_IEA_2023_05_05 | Hydrogen | Dispatch-Interconnection | ON | 2020 | Winter | H2 Pipeline - Repurposed | QC | ON | 0 | ON
LCP_Inputs_ON_Electric_IEA_2023_05_05 | Hydrogen | Dispatch-Interconnection | ON | 2020 | Winter | H2 Pipeline - Repurposed | WC | ON | 0 | ON
LCP_Inputs_ON_Electric_IEA_2023_05_05 | Hydrogen | Dispatch-Interconnection | ON | 2020 | Winter Peak | H2 Pipeline - New | MI | ON | 0 | ON
LCP_Inputs_ON_Electric_IEA_2023_05_05 | Hydrogen | Dispatch-Interconnection | ON | 2020 | Winter Peak | H2 Pipeline - New | NY | ON | 0 | ON
LCP_Inputs_ON_Electric_IEA_2023_05_05 | Hydrogen | Dispatch-Interconnection | ON | 2020 | Winter Peak | H2 Pipeline - New | ON | MI | 0 | ON
LCP_Inputs_ON_Electric_IEA_2023_05_05 | Hydrogen | Dispatch-Interconnection | ON | 2020 | Winter Peak | H2 Pipeline - New | ON | NY | 0 | ON
LCP_Inputs_ON_Electric_IEA_2023_05_05 | Hydrogen | Dispatch-Interconnection | ON | 2020 | Winter Peak | H2 Pipeline - New | ON | PJ | 0 | ON
LCP_Inputs_ON_Electric_IEA_2023_05_05 | Hydrogen | Dispatch-Interconnection | ON | 2020 | Winter Peak | H2 Pipeline - New | ON | QC | 0 | ON
LCP_Inputs_ON_Electric_IEA_2023_05_05 | Hydrogen | Dispatch-Interconnection | ON | 2020 | Winter Peak | H2 Pipeline - New | ON | WC | 0 | ON
LCP_Inputs_ON_Electric_IEA_2023_05_05 | Hydrogen | Dispatch-Interconnection | ON | 2020 | Winter Peak | H2 Pipeline - New | PJ | ON | 0 | ON
LCP_Inputs_ON_Electric_IEA_2023_05_05 | Hydrogen | Dispatch-Interconnection | ON | 2020 | Winter Peak | H2 Pipeline - New | QC | ON | 0 | ON
LCP_Inputs_ON_Electric_IEA_2023_05_05 | Hydrogen | Dispatch-Interconnection | ON | 2020 | Winter Peak | H2 Pipeline - New | WC | ON | 0 | ON
LCP_Inputs_ON_Electric_IEA_2023_05_05 | Hydrogen | Dispatch-Interconnection | ON | 2020 | Winter Peak | H2 Pipeline - Repurposed | MI | ON | 0 | ON
LCP_Inputs_ON_Electric_IEA_2023_05_05 | Hydrogen | Dispatch-Interconnection | ON | 2020 | Winter Peak | H2 Pipeline - Repurposed | NY | ON | 0 | ON
LCP_Inputs_ON_Electric_IEA_2023_05_05 | Hydrogen | Dispatch-Interconnection | ON | 2020 | Winter Peak | H2 Pipeline - Repurposed | ON | MI | 0 | ON
LCP_Inputs_ON_Electric_IEA_2023_05_05 | Hydrogen | Dispatch-Interconnection | ON | 2020 | Winter Peak | H2 Pipeline - Repurposed | ON | NY | 0 | ON
LCP_Inputs_ON_Electric_IEA_2023_05_05 | Hydrogen | Dispatch-Interconnection | ON | 2020 | Winter Peak | H2 Pipeline - Repurposed | ON | PJ | 0 | ON
LCP_Inputs_ON_Electric_IEA_2023_05_05 | Hydrogen | Dispatch-Interconnection | ON | 2020 | Winter Peak | H2 Pipeline - Repurposed | ON | QC | 0 | ON
LCP_Inputs_ON_Electric_IEA_2023_05_05 | Hydrogen | Dispatch-Interconnection | ON | 2020 | Winter Peak | H2 Pipeline - Repurposed | ON | WC | 0 | ON
LCP_Inputs_ON_Electric_IEA_2023_05_05 | Hydrogen | Dispatch-Interconnection | ON | 2020 | Winter Peak | H2 Pipeline - Repurposed | PJ | ON | 0 | ON
LCP_Inputs_ON_Electric_IEA_2023_05_05 | Hydrogen | Dispatch-Interconnection | ON | 2020 | Winter Peak | H2 Pipeline - Repurposed | QC | ON | 0 | ON
LCP_Inputs_ON_Electric_IEA_2023_05_05 | Hydrogen | Dispatch-Interconnection | ON | 2020 | Winter Peak | H2 Pipeline - Repurposed | WC | ON | 0 | ON
LCP_Inputs_ON_Electric_IEA_2023_05_05 | Hydrogen | Dispatch-Interconnection | ON | 2030 | Fall | H2 Pipeline - New | MI | ON | 0 | ON
LCP_Inputs_ON_Electric_IEA_2023_05_05 | Hydrogen | Dispatch-Interconnection | ON | 2030 | Fall | H2 Pipeline - New | NY | ON | 0 | ON
LCP_Inputs_ON_Electric_IEA_2023_05_05 | Hydrogen | Dispatch-Interconnection | ON | 2030 | Fall | H2 Pipeline - New | ON | MI | 0 | ON
LCP_Inputs_ON_Electric_IEA_2023_05_05 | Hydrogen | Dispatch-Interconnection | ON | 2030 | Fall | H2 Pipeline - New | ON | NY | 0 | ON
LCP_Inputs_ON_Electric_IEA_2023_05_05 | Hydrogen | Dispatch-Interconnection | ON | 2030 | Fall | H2 Pipeline - New | ON | PJ | 0 | ON
LCP_Inputs_ON_Electric_IEA_2023_05_05 | Hydrogen | Dispatch-Interconnection | ON | 2030 | Fall | H2 Pipeline - New | ON | QC | 0 | ON
LCP_Inputs_ON_Electric_IEA_2023_05_05 | Hydrogen | Dispatch-Interconnection | ON | 2030 | Fall | H2 Pipeline - New | ON | WC | 0 | ON
LCP_Inputs_ON_Electric_IEA_2023_05_05 | Hydrogen | Dispatch-Interconnection | ON | 2030 | Fall | H2 Pipeline - New | PJ | ON | 0 | ON
LCP_Inputs_ON_Electric_IEA_2023_05_05 | Hydrogen | Dispatch-Interconnection | ON | 2030 | Fall | H2 Pipeline - New | QC | ON | 0 | ON
LCP_Inputs_ON_Electric_IEA_2023_05_05 | Hydrogen | Dispatch-Interconnection | ON | 2030 | Fall | H2 Pipeline - New | WC | ON | 0 | ON
LCP_Inputs_ON_Electric_IEA_2023_05_05 | Hydrogen | Dispatch-Interconnection | ON | 2030 | Fall | H2 Pipeline - Repurposed | MI | ON | 0 | ON
LCP_Inputs_ON_Electric_IEA_2023_05_05 | Hydrogen | Dispatch-Interconnection | ON | 2030 | Fall | H2 Pipeline - Repurposed | NY | ON | 0 | ON
LCP_Inputs_ON_Electric_IEA_2023_05_05 | Hydrogen | Dispatch-Interconnection | ON | 2030 | Fall | H2 Pipeline - Repurposed | ON | MI | 0 | ON
LCP_Inputs_ON_Electric_IEA_2023_05_05 | Hydrogen | Dispatch-Interconnection | ON | 2030 | Fall | H2 Pipeline - Repurposed | ON | NY | 0 | ON
LCP_Inputs_ON_Electric_IEA_2023_05_05 | Hydrogen | Dispatch-Interconnection | ON | 2030 | Fall | H2 Pipeline - Repurposed | ON | PJ | 0 | ON
LCP_Inputs_ON_Electric_IEA_2023_05_05 | Hydrogen | Dispatch-Interconnection | ON | 2030 | Fall | H2 Pipeline - Repurposed | ON | QC | 0 | ON
LCP_Inputs_ON_Electric_IEA_2023_05_05 | Hydrogen | Dispatch-Interconnection | ON | 2030 | Fall | H2 Pipeline - Repurposed | ON | WC | 0 | ON
LCP_Inputs_ON_Electric_IEA_2023_05_05 | Hydrogen | Dispatch-Interconnection | ON | 2030 | Fall | H2 Pipeline - Repurposed | PJ | ON | 0 | ON
LCP_Inputs_ON_Electric_IEA_2023_05_05 | Hydrogen | Dispatch-Interconnection | ON | 2030 | Fall | H2 Pipeline - Repurposed | QC | ON | 0 | ON
LCP_Inputs_ON_Electric_IEA_2023_05_05 | Hydrogen | Dispatch-Interconnection | ON | 2030 | Fall | H2 Pipeline - Repurposed | WC | ON | 0 | ON
LCP_Inputs_ON_Electric_IEA_2023_05_05 | Hydrogen | Dispatch-Interconnection | ON | 2030 | Spring | H2 Pipeline - New | MI | ON | 0 | ON
LCP_Inputs_ON_Electric_IEA_2023_05_05 | Hydrogen | Dispatch-Interconnection | ON | 2030 | Spring | H2 Pipeline - New | NY | ON | 0 | ON
LCP_Inputs_ON_Electric_IEA_2023_05_05 | Hydrogen | Dispatch-Interconnection | ON | 2030 | Spring | H2 Pipeline - New | ON | MI | 0 | ON
LCP_Inputs_ON_Electric_IEA_2023_05_05 | Hydrogen | Dispatch-Interconnection | ON | 2030 | Spring | H2 Pipeline - New | ON | NY | 0 | ON
LCP_Inputs_ON_Electric_IEA_2023_05_05 | Hydrogen | Dispatch-Interconnection | ON | 2030 | Spring | H2 Pipeline - New | ON | PJ | 0 | ON
LCP_Inputs_ON_Electric_IEA_2023_05_05 | Hydrogen | Dispatch-Interconnection | ON | 2030 | Spring | H2 Pipeline - New | ON | QC | 0 | ON
LCP_Inputs_ON_Electric_IEA_2023_05_05 | Hydrogen | Dispatch-Interconnection | ON | 2030 | Spring | H2 Pipeline - New | ON | WC | 0 | ON
LCP_Inputs_ON_Electric_IEA_2023_05_05 | Hydrogen | Dispatch-Interconnection | ON | 2030 | Spring | H2 Pipeline - New | PJ | ON | 0 | ON
LCP_Inputs_ON_Electric_IEA_2023_05_05 | Hydrogen | Dispatch-Interconnection | ON | 2030 | Spring | H2 Pipeline - New | QC | ON | 0 | ON
LCP_Inputs_ON_Electric_IEA_2023_05_05 | Hydrogen | Dispatch-Interconnection | ON | 2030 | Spring | H2 Pipeline - New | WC | ON | 0 | ON
LCP_Inputs_ON_Electric_IEA_2023_05_05 | Hydrogen | Dispatch-Interconnection | ON | 2030 | Spring | H2 Pipeline - Repurposed | MI | ON | 0 | ON
LCP_Inputs_ON_Electric_IEA_2023_05_05 | Hydrogen | Dispatch-Interconnection | ON | 2030 | Spring | H2 Pipeline - Repurposed | NY | ON | 0 | ON
LCP_Inputs_ON_Electric_IEA_2023_05_05 | Hydrogen | Dispatch-Interconnection | ON | 2030 | Spring | H2 Pipeline - Repurposed | ON | MI | 0 | ON
LCP_Inputs_ON_Electric_IEA_2023_05_05 | Hydrogen | Dispatch-Interconnection | ON | 2030 | Spring | H2 Pipeline - Repurposed | ON | NY | 0 | ON
LCP_Inputs_ON_Electric_IEA_2023_05_05 | Hydrogen | Dispatch-Interconnection | ON | 2030 | Spring | H2 Pipeline - Repurposed | ON | PJ | 0 | ON
LCP_Inputs_ON_Electric_IEA_2023_05_05 | Hydrogen | Dispatch-Interconnection | ON | 2030 | Spring | H2 Pipeline - Repurposed | ON | QC | 0 | ON
LCP_Inputs_ON_Electric_IEA_2023_05_05 | Hydrogen | Dispatch-Interconnection | ON | 2030 | Spring | H2 Pipeline - Repurposed | ON | WC | 0 | ON
LCP_Inputs_ON_Electric_IEA_2023_05_05 | Hydrogen | Dispatch-Interconnection | ON | 2030 | Spring | H2 Pipeline - Repurposed | PJ | ON | 0 | ON
LCP_Inputs_ON_Electric_IEA_2023_05_05 | Hydrogen | Dispatch-Interconnection | ON | 2030 | Spring | H2 Pipeline - Repurposed | QC | ON | 0 | ON
LCP_Inputs_ON_Electric_IEA_2023_05_05 | Hydrogen | Dispatch-Interconnection | ON | 2030 | Spring | H2 Pipeline - Repurposed | WC | ON | 0 | ON
LCP_Inputs_ON_Electric_IEA_2023_05_05 | Hydrogen | Dispatch-Interconnection | ON | 2030 | Summer | H2 Pipeline - New | MI | ON | 0 | ON
LCP_Inputs_ON_Electric_IEA_2023_05_05 | Hydrogen | Dispatch-Interconnection | ON | 2030 | Summer | H2 Pipeline - New | NY | ON | 0 | ON
LCP_Inputs_ON_Electric_IEA_2023_05_05 | Hydrogen | Dispatch-Interconnection | ON | 2030 | Summer | H2 Pipeline - New | ON | MI | 0 | ON
LCP_Inputs_ON_Electric_IEA_2023_05_05 | Hydrogen | Dispatch-Interconnection | ON | 2030 | Summer | H2 Pipeline - New | ON | NY | 0 | ON
LCP_Inputs_ON_Electric_IEA_2023_05_05 | Hydrogen | Dispatch-Interconnection | ON | 2030 | Summer | H2 Pipeline - New | ON | PJ | 0 | ON
LCP_Inputs_ON_Electric_IEA_2023_05_05 | Hydrogen | Dispatch-Interconnection | ON | 2030 | Summer | H2 Pipeline - New | ON | QC | 0 | ON
LCP_Inputs_ON_Electric_IEA_2023_05_05 | Hydrogen | Dispatch-Interconnection | ON | 2030 | Summer | H2 Pipeline - New | ON | WC | 0 | ON
LCP_Inputs_ON_Electric_IEA_2023_05_05 | Hydrogen | Dispatch-Interconnection | ON | 2030 | Summer | H2 Pipeline - New | PJ | ON | 0 | ON
LCP_Inputs_ON_Electric_IEA_2023_05_05 | Hydrogen | Dispatch-Interconnection | ON | 2030 | Summer | H2 Pipeline - New | QC | ON | 0 | ON
LCP_Inputs_ON_Electric_IEA_2023_05_05 | Hydrogen | Dispatch-Interconnection | ON | 2030 | Summer | H2 Pipeline - New | WC | ON | 0 | ON
LCP_Inputs_ON_Electric_IEA_2023_05_05 | Hydrogen | Dispatch-Interconnection | ON | 2030 | Summer | H2 Pipeline - Repurposed | MI | ON | 0 | ON
LCP_Inputs_ON_Electric_IEA_2023_05_05 | Hydrogen | Dispatch-Interconnection | ON | 2030 | Summer | H2 Pipeline - Repurposed | NY | ON | 0 | ON
LCP_Inputs_ON_Electric_IEA_2023_05_05 | Hydrogen | Dispatch-Interconnection | ON | 2030 | Summer | H2 Pipeline - Repurposed | ON | MI | 0 | ON
LCP_Inputs_ON_Electric_IEA_2023_05_05 | Hydrogen | Dispatch-Interconnection | ON | 2030 | Summer | H2 Pipeline - Repurposed | ON | NY | 0 | ON
LCP_Inputs_ON_Electric_IEA_2023_05_05 | Hydrogen | Dispatch-Interconnection | ON | 2030 | Summer | H2 Pipeline - Repurposed | ON | PJ | 0 | ON
LCP_Inputs_ON_Electric_IEA_2023_05_05 | Hydrogen | Dispatch-Interconnection | ON | 2030 | Summer | H2 Pipeline - Repurposed | ON | QC | 0 | ON
LCP_Inputs_ON_Electric_IEA_2023_05_05 | Hydrogen | Dispatch-Interconnection | ON | 2030 | Summer | H2 Pipeline - Repurposed | ON | WC | 0 | ON
LCP_Inputs_ON_Electric_IEA_2023_05_05 | Hydrogen | Dispatch-Interconnection | ON | 2030 | Summer | H2 Pipeline - Repurposed | PJ | ON | 0 | ON
LCP_Inputs_ON_Electric_IEA_2023_05_05 | Hydrogen | Dispatch-Interconnection | ON | 2030 | Summer | H2 Pipeline - Repurposed | QC | ON | 0 | ON
LCP_Inputs_ON_Electric_IEA_2023_05_05 | Hydrogen | Dispatch-Interconnection | ON | 2030 | Summer | H2 Pipeline - Repurposed | WC | ON | 0 | ON
LCP_Inputs_ON_Electric_IEA_2023_05_05 | Hydrogen | Dispatch-Interconnection | ON | 2030 | Winter | H2 Pipeline - New | MI | ON | 0 | ON
LCP_Inputs_ON_Electric_IEA_2023_05_05 | Hydrogen | Dispatch-Interconnection | ON | 2030 | Winter | H2 Pipeline - New | NY | ON | 0 | ON
LCP_Inputs_ON_Electric_IEA_2023_05_05 | Hydrogen | Dispatch-Interconnection | ON | 2030 | Winter | H2 Pipeline - New | ON | MI | 0 | ON
LCP_Inputs_ON_Electric_IEA_2023_05_05 | Hydrogen | Dispatch-Interconnection | ON | 2030 | Winter | H2 Pipeline - New | ON | NY | 0 | ON
LCP_Inputs_ON_Electric_IEA_2023_05_05 | Hydrogen | Dispatch-Interconnection | ON | 2030 | Winter | H2 Pipeline - New | ON | PJ | 0 | ON
LCP_Inputs_ON_Electric_IEA_2023_05_05 | Hydrogen | Dispatch-Interconnection | ON | 2030 | Winter | H2 Pipeline - New | ON | QC | 0 | ON
LCP_Inputs_ON_Electric_IEA_2023_05_05 | Hydrogen | Dispatch-Interconnection | ON | 2030 | Winter | H2 Pipeline - New | ON | WC | 0 | ON
LCP_Inputs_ON_Electric_IEA_2023_05_05 | Hydrogen | Dispatch-Interconnection | ON | 2030 | Winter | H2 Pipeline - New | PJ | ON | 0 | ON
LCP_Inputs_ON_Electric_IEA_2023_05_05 | Hydrogen | Dispatch-Interconnection | ON | 2030 | Winter | H2 Pipeline - New | QC | ON | 0 | ON
LCP_Inputs_ON_Electric_IEA_2023_05_05 | Hydrogen | Dispatch-Interconnection | ON | 2030 | Winter | H2 Pipeline - New | WC | ON | 0 | ON
LCP_Inputs_ON_Electric_IEA_2023_05_05 | Hydrogen | Dispatch-Interconnection | ON | 2030 | Winter | H2 Pipeline - Repurposed | MI | ON | 0 | ON
LCP_Inputs_ON_Electric_IEA_2023_05_05 | Hydrogen | Dispatch-Interconnection | ON | 2030 | Winter | H2 Pipeline - Repurposed | NY | ON | 0 | ON
LCP_Inputs_ON_Electric_IEA_2023_05_05 | Hydrogen | Dispatch-Interconnection | ON | 2030 | Winter | H2 Pipeline - Repurposed | ON | MI | 0 | ON
LCP_Inputs_ON_Electric_IEA_2023_05_05 | Hydrogen | Dispatch-Interconnection | ON | 2030 | Winter | H2 Pipeline - Repurposed | ON | NY | 0 | ON
LCP_Inputs_ON_Electric_IEA_2023_05_05 | Hydrogen | Dispatch-Interconnection | ON | 2030 | Winter | H2 Pipeline - Repurposed | ON | PJ | 0 | ON
LCP_Inputs_ON_Electric_IEA_2023_05_05 | Hydrogen | Dispatch-Interconnection | ON | 2030 | Winter | H2 Pipeline - Repurposed | ON | QC | 0 | ON
LCP_Inputs_ON_Electric_IEA_2023_05_05 | Hydrogen | Dispatch-Interconnection | ON | 2030 | Winter | H2 Pipeline - Repurposed | ON | WC | 0 | ON
LCP_Inputs_ON_Electric_IEA_2023_05_05 | Hydrogen | Dispatch-Interconnection | ON | 2030 | Winter | H2 Pipeline - Repurposed | PJ | ON | 0 | ON
LCP_Inputs_ON_Electric_IEA_2023_05_05 | Hydrogen | Dispatch-Interconnection | ON | 2030 | Winter | H2 Pipeline - Repurposed | QC | ON | 0 | ON
LCP_Inputs_ON_Electric_IEA_2023_05_05 | Hydrogen | Dispatch-Interconnection | ON | 2030 | Winter | H2 Pipeline - Repurposed | WC | ON | 0 | ON
LCP_Inputs_ON_Electric_IEA_2023_05_05 | Hydrogen | Dispatch-Interconnection | ON | 2030 | Winter Peak | H2 Pipeline - New | MI | ON | 0 | ON
LCP_Inputs_ON_Electric_IEA_2023_05_05 | Hydrogen | Dispatch-Interconnection | ON | 2030 | Winter Peak | H2 Pipeline - New | NY | ON | 0 | ON
LCP_Inputs_ON_Electric_IEA_2023_05_05 | Hydrogen | Dispatch-Interconnection | ON | 2030 | Winter Peak | H2 Pipeline - New | ON | MI | 0 | ON
LCP_Inputs_ON_Electric_IEA_2023_05_05 | Hydrogen | Dispatch-Interconnection | ON | 2030 | Winter Peak | H2 Pipeline - New | ON | NY | 0 | ON
LCP_Inputs_ON_Electric_IEA_2023_05_05 | Hydrogen | Dispatch-Interconnection | ON | 2030 | Winter Peak | H2 Pipeline - New | ON | PJ | 0 | ON
LCP_Inputs_ON_Electric_IEA_2023_05_05 | Hydrogen | Dispatch-Interconnection | ON | 2030 | Winter Peak | H2 Pipeline - New | ON | QC | 0 | ON
LCP_Inputs_ON_Electric_IEA_2023_05_05 | Hydrogen | Dispatch-Interconnection | ON | 2030 | Winter Peak | H2 Pipeline - New | ON | WC | 0 | ON
LCP_Inputs_ON_Electric_IEA_2023_05_05 | Hydrogen | Dispatch-Interconnection | ON | 2030 | Winter Peak | H2 Pipeline - New | PJ | ON | 0 | ON
LCP_Inputs_ON_Electric_IEA_2023_05_05 | Hydrogen | Dispatch-Interconnection | ON | 2030 | Winter Peak | H2 Pipeline - New | QC | ON | 0 | ON
LCP_Inputs_ON_Electric_IEA_2023_05_05 | Hydrogen | Dispatch-Interconnection | ON | 2030 | Winter Peak | H2 Pipeline - New | WC | ON | 0 | ON
LCP_Inputs_ON_Electric_IEA_2023_05_05 | Hydrogen | Dispatch-Interconnection | ON | 2030 | Winter Peak | H2 Pipeline - Repurposed | MI | ON | 0 | ON
LCP_Inputs_ON_Electric_IEA_2023_05_05 | Hydrogen | Dispatch-Interconnection | ON | 2030 | Winter Peak | H2 Pipeline - Repurposed | NY | ON | 0 | ON
LCP_Inputs_ON_Electric_IEA_2023_05_05 | Hydrogen | Dispatch-Interconnection | ON | 2030 | Winter Peak | H2 Pipeline - Repurposed | ON | MI | 0 | ON
LCP_Inputs_ON_Electric_IEA_2023_05_05 | Hydrogen | Dispatch-Interconnection | ON | 2030 | Winter Peak | H2 Pipeline - Repurposed | ON | NY | 0 | ON
LCP_Inputs_ON_Electric_IEA_2023_05_05 | Hydrogen | Dispatch-Interconnection | ON | 2030 | Winter Peak | H2 Pipeline - Repurposed | ON | PJ | 0 | ON
LCP_Inputs_ON_Electric_IEA_2023_05_05 | Hydrogen | Dispatch-Interconnection | ON | 2030 | Winter Peak | H2 Pipeline - Repurposed | ON | QC | 0 | ON
LCP_Inputs_ON_Electric_IEA_2023_05_05 | Hydrogen | Dispatch-Interconnection | ON | 2030 | Winter Peak | H2 Pipeline - Repurposed | ON | WC | 0 | ON
LCP_Inputs_ON_Electric_IEA_2023_05_05 | Hydrogen | Dispatch-Interconnection | ON | 2030 | Winter Peak | H2 Pipeline - Repurposed | PJ | ON | 0 | ON
LCP_Inputs_ON_Electric_IEA_2023_05_05 | Hydrogen | Dispatch-Interconnection | ON | 2030 | Winter Peak | H2 Pipeline - Repurposed | QC | ON | 0 | ON
LCP_Inputs_ON_Electric_IEA_2023_05_05 | Hydrogen | Dispatch-Interconnection | ON | 2030 | Winter Peak | H2 Pipeline - Repurposed | WC | ON | 0 | ON
LCP_Inputs_ON_Electric_IEA_2023_05_05 | Hydrogen | Dispatch-Interconnection | ON | 2040 | Fall | H2 Pipeline - New | MI | ON | 0 | ON
LCP_Inputs_ON_Electric_IEA_2023_05_05 | Hydrogen | Dispatch-Interconnection | ON | 2040 | Fall | H2 Pipeline - New | NY | ON | 0 | ON
LCP_Inputs_ON_Electric_IEA_2023_05_05 | Hydrogen | Dispatch-Interconnection | ON | 2040 | Fall | H2 Pipeline - New | ON | MI | 0 | ON
LCP_Inputs_ON_Electric_IEA_2023_05_05 | Hydrogen | Dispatch-Interconnection | ON | 2040 | Fall | H2 Pipeline - New | ON | NY | 0 | ON
LCP_Inputs_ON_Electric_IEA_2023_05_05 | Hydrogen | Dispatch-Interconnection | ON | 2040 | Fall | H2 Pipeline - New | ON | PJ | 0 | ON
LCP_Inputs_ON_Electric_IEA_2023_05_05 | Hydrogen | Dispatch-Interconnection | ON | 2040 | Fall | H2 Pipeline - New | ON | QC | 0 | ON
LCP_Inputs_ON_Electric_IEA_2023_05_05 | Hydrogen | Dispatch-Interconnection | ON | 2040 | Fall | H2 Pipeline - New | ON | WC | 0 | ON
LCP_Inputs_ON_Electric_IEA_2023_05_05 | Hydrogen | Dispatch-Interconnection | ON | 2040 | Fall | H2 Pipeline - New | PJ | ON | 0 | ON
LCP_Inputs_ON_Electric_IEA_2023_05_05 | Hydrogen | Dispatch-Interconnection | ON | 2040 | Fall | H2 Pipeline - New | QC | ON | 0 | ON
LCP_Inputs_ON_Electric_IEA_2023_05_05 | Hydrogen | Dispatch-Interconnection | ON | 2040 | Fall | H2 Pipeline - New | WC | ON | 0 | ON
LCP_Inputs_ON_Electric_IEA_2023_05_05 | Hydrogen | Dispatch-Interconnection | ON | 2040 | Fall | H2 Pipeline - Repurposed | MI | ON | 0 | ON
LCP_Inputs_ON_Electric_IEA_2023_05_05 | Hydrogen | Dispatch-Interconnection | ON | 2040 | Fall | H2 Pipeline - Repurposed | NY | ON | 0 | ON
LCP_Inputs_ON_Electric_IEA_2023_05_05 | Hydrogen | Dispatch-Interconnection | ON | 2040 | Fall | H2 Pipeline - Repurposed | ON | MI | 0 | ON
LCP_Inputs_ON_Electric_IEA_2023_05_05 | Hydrogen | Dispatch-Interconnection | ON | 2040 | Fall | H2 Pipeline - Repurposed | ON | NY | 0 | ON
LCP_Inputs_ON_Electric_IEA_2023_05_05 | Hydrogen | Dispatch-Interconnection | ON | 2040 | Fall | H2 Pipeline - Repurposed | ON | PJ | 0 | ON
LCP_Inputs_ON_Electric_IEA_2023_05_05 | Hydrogen | Dispatch-Interconnection | ON | 2040 | Fall | H2 Pipeline - Repurposed | ON | QC | 0 | ON
LCP_Inputs_ON_Electric_IEA_2023_05_05 | Hydrogen | Dispatch-Interconnection | ON | 2040 | Fall | H2 Pipeline - Repurposed | ON | WC | 0 | ON
LCP_Inputs_ON_Electric_IEA_2023_05_05 | Hydrogen | Dispatch-Interconnection | ON | 2040 | Fall | H2 Pipeline - Repurposed | PJ | ON | 0 | ON
LCP_Inputs_ON_Electric_IEA_2023_05_05 | Hydrogen | Dispatch-Interconnection | ON | 2040 | Fall | H2 Pipeline - Repurposed | QC | ON | 0 | ON
LCP_Inputs_ON_Electric_IEA_2023_05_05 | Hydrogen | Dispatch-Interconnection | ON | 2040 | Fall | H2 Pipeline - Repurposed | WC | ON | 0 | ON
LCP_Inputs_ON_Electric_IEA_2023_05_05 | Hydrogen | Dispatch-Interconnection | ON | 2040 | Spring | H2 Pipeline - New | MI | ON | 0 | ON
LCP_Inputs_ON_Electric_IEA_2023_05_05 | Hydrogen | Dispatch-Interconnection | ON | 2040 | Spring | H2 Pipeline - New | NY | ON | 0 | ON
LCP_Inputs_ON_Electric_IEA_2023_05_05 | Hydrogen | Dispatch-Interconnection | ON | 2040 | Spring | H2 Pipeline - New | ON | MI | 0 | ON
LCP_Inputs_ON_Electric_IEA_2023_05_05 | Hydrogen | Dispatch-Interconnection | ON | 2040 | Spring | H2 Pipeline - New | ON | NY | 0 | ON
LCP_Inputs_ON_Electric_IEA_2023_05_05 | Hydrogen | Dispatch-Interconnection | ON | 2040 | Spring | H2 Pipeline - New | ON | PJ | 0 | ON
LCP_Inputs_ON_Electric_IEA_2023_05_05 | Hydrogen | Dispatch-Interconnection | ON | 2040 | Spring | H2 Pipeline - New | ON | QC | 0 | ON
LCP_Inputs_ON_Electric_IEA_2023_05_05 | Hydrogen | Dispatch-Interconnection | ON | 2040 | Spring | H2 Pipeline - New | ON | WC | 0 | ON
LCP_Inputs_ON_Electric_IEA_2023_05_05 | Hydrogen | Dispatch-Interconnection | ON | 2040 | Spring | H2 Pipeline - New | PJ | ON | 0 | ON
LCP_Inputs_ON_Electric_IEA_2023_05_05 | Hydrogen | Dispatch-Interconnection | ON | 2040 | Spring | H2 Pipeline - New | QC | ON | 0 | ON
LCP_Inputs_ON_Electric_IEA_2023_05_05 | Hydrogen | Dispatch-Interconnection | ON | 2040 | Spring | H2 Pipeline - New | WC | ON | 0 | ON
LCP_Inputs_ON_Electric_IEA_2023_05_05 | Hydrogen | Dispatch-Interconnection | ON | 2040 | Spring | H2 Pipeline - Repurposed | MI | ON | 0 | ON
LCP_Inputs_ON_Electric_IEA_2023_05_05 | Hydrogen | Dispatch-Interconnection | ON | 2040 | Spring | H2 Pipeline - Repurposed | NY | ON | 0 | ON
LCP_Inputs_ON_Electric_IEA_2023_05_05 | Hydrogen | Dispatch-Interconnection | ON | 2040 | Spring | H2 Pipeline - Repurposed | ON | MI | 0 | ON
LCP_Inputs_ON_Electric_IEA_2023_05_05 | Hydrogen | Dispatch-Interconnection | ON | 2040 | Spring | H2 Pipeline - Repurposed | ON | NY | 0 | ON
LCP_Inputs_ON_Electric_IEA_2023_05_05 | Hydrogen | Dispatch-Interconnection | ON | 2040 | Spring | H2 Pipeline - Repurposed | ON | PJ | 0 | ON
LCP_Inputs_ON_Electric_IEA_2023_05_05 | Hydrogen | Dispatch-Interconnection | ON | 2040 | Spring | H2 Pipeline - Repurposed | ON | QC | 0 | ON
LCP_Inputs_ON_Electric_IEA_2023_05_05 | Hydrogen | Dispatch-Interconnection | ON | 2040 | Spring | H2 Pipeline - Repurposed | ON | WC | 0 | ON
LCP_Inputs_ON_Electric_IEA_2023_05_05 | Hydrogen | Dispatch-Interconnection | ON | 2040 | Spring | H2 Pipeline - Repurposed | PJ | ON | 0 | ON
LCP_Inputs_ON_Electric_IEA_2023_05_05 | Hydrogen | Dispatch-Interconnection | ON | 2040 | Spring | H2 Pipeline - Repurposed | QC | ON | 0 | ON
LCP_Inputs_ON_Electric_IEA_2023_05_05 | Hydrogen | Dispatch-Interconnection | ON | 2040 | Spring | H2 Pipeline - Repurposed | WC | ON | 0 | ON
LCP_Inputs_ON_Electric_IEA_2023_05_05 | Hydrogen | Dispatch-Interconnection | ON | 2040 | Summer | H2 Pipeline - New | MI | ON | 0 | ON
LCP_Inputs_ON_Electric_IEA_2023_05_05 | Hydrogen | Dispatch-Interconnection | ON | 2040 | Summer | H2 Pipeline - New | NY | ON | 0 | ON
LCP_Inputs_ON_Electric_IEA_2023_05_05 | Hydrogen | Dispatch-Interconnection | ON | 2040 | Summer | H2 Pipeline - New | ON | MI | 0 | ON
LCP_Inputs_ON_Electric_IEA_2023_05_05 | Hydrogen | Dispatch-Interconnection | ON | 2040 | Summer | H2 Pipeline - New | ON | NY | 0 | ON
LCP_Inputs_ON_Electric_IEA_2023_05_05 | Hydrogen | Dispatch-Interconnection | ON | 2040 | Summer | H2 Pipeline - New | ON | PJ | 0 | ON
LCP_Inputs_ON_Electric_IEA_2023_05_05 | Hydrogen | Dispatch-Interconnection | ON | 2040 | Summer | H2 Pipeline - New | ON | QC | 0 | ON
LCP_Inputs_ON_Electric_IEA_2023_05_05 | Hydrogen | Dispatch-Interconnection | ON | 2040 | Summer | H2 Pipeline - New | ON | WC | 0 | ON
LCP_Inputs_ON_Electric_IEA_2023_05_05 | Hydrogen | Dispatch-Interconnection | ON | 2040 | Summer | H2 Pipeline - New | PJ | ON | 0 | ON
LCP_Inputs_ON_Electric_IEA_2023_05_05 | Hydrogen | Dispatch-Interconnection | ON | 2040 | Summer | H2 Pipeline - New | QC | ON | 0 | ON
LCP_Inputs_ON_Electric_IEA_2023_05_05 | Hydrogen | Dispatch-Interconnection | ON | 2040 | Summer | H2 Pipeline - New | WC | ON | 0 | ON
LCP_Inputs_ON_Electric_IEA_2023_05_05 | Hydrogen | Dispatch-Interconnection | ON | 2040 | Summer | H2 Pipeline - Repurposed | MI | ON | 0 | ON
LCP_Inputs_ON_Electric_IEA_2023_05_05 | Hydrogen | Dispatch-Interconnection | ON | 2040 | Summer | H2 Pipeline - Repurposed | NY | ON | 0 | ON
LCP_Inputs_ON_Electric_IEA_2023_05_05 | Hydrogen | Dispatch-Interconnection | ON | 2040 | Summer | H2 Pipeline - Repurposed | ON | MI | 0 | ON
LCP_Inputs_ON_Electric_IEA_2023_05_05 | Hydrogen | Dispatch-Interconnection | ON | 2040 | Summer | H2 Pipeline - Repurposed | ON | NY | 0 | ON
LCP_Inputs_ON_Electric_IEA_2023_05_05 | Hydrogen | Dispatch-Interconnection | ON | 2040 | Summer | H2 Pipeline - Repurposed | ON | PJ | 0 | ON
LCP_Inputs_ON_Electric_IEA_2023_05_05 | Hydrogen | Dispatch-Interconnection | ON | 2040 | Summer | H2 Pipeline - Repurposed | ON | QC | 0 | ON
LCP_Inputs_ON_Electric_IEA_2023_05_05 | Hydrogen | Dispatch-Interconnection | ON | 2040 | Summer | H2 Pipeline - Repurposed | ON | WC | 0 | ON
LCP_Inputs_ON_Electric_IEA_2023_05_05 | Hydrogen | Dispatch-Interconnection | ON | 2040 | Summer | H2 Pipeline - Repurposed | PJ | ON | 0 | ON
LCP_Inputs_ON_Electric_IEA_2023_05_05 | Hydrogen | Dispatch-Interconnection | ON | 2040 | Summer | H2 Pipeline - Repurposed | QC | ON | 0 | ON
LCP_Inputs_ON_Electric_IEA_2023_05_05 | Hydrogen | Dispatch-Interconnection | ON | 2040 | Summer | H2 Pipeline - Repurposed | WC | ON | 0 | ON
LCP_Inputs_ON_Electric_IEA_2023_05_05 | Hydrogen | Dispatch-Interconnection | ON | 2040 | Winter | H2 Pipeline - New | MI | ON | 0 | ON
LCP_Inputs_ON_Electric_IEA_2023_05_05 | Hydrogen | Dispatch-Interconnection | ON | 2040 | Winter | H2 Pipeline - New | NY | ON | 0 | ON
LCP_Inputs_ON_Electric_IEA_2023_05_05 | Hydrogen | Dispatch-Interconnection | ON | 2040 | Winter | H2 Pipeline - New | ON | MI | 0 | ON
LCP_Inputs_ON_Electric_IEA_2023_05_05 | Hydrogen | Dispatch-Interconnection | ON | 2040 | Winter | H2 Pipeline - New | ON | NY | 0 | ON
LCP_Inputs_ON_Electric_IEA_2023_05_05 | Hydrogen | Dispatch-Interconnection | ON | 2040 | Winter | H2 Pipeline - New | ON | PJ | 0 | ON
LCP_Inputs_ON_Electric_IEA_2023_05_05 | Hydrogen | Dispatch-Interconnection | ON | 2040 | Winter | H2 Pipeline - New | ON | QC | 0 | ON
LCP_Inputs_ON_Electric_IEA_2023_05_05 | Hydrogen | Dispatch-Interconnection | ON | 2040 | Winter | H2 Pipeline - New | ON | WC | 0 | ON
LCP_Inputs_ON_Electric_IEA_2023_05_05 | Hydrogen | Dispatch-Interconnection | ON | 2040 | Winter | H2 Pipeline - New | PJ | ON | 0 | ON
LCP_Inputs_ON_Electric_IEA_2023_05_05 | Hydrogen | Dispatch-Interconnection | ON | 2040 | Winter | H2 Pipeline - New | QC | ON | 0 | ON
LCP_Inputs_ON_Electric_IEA_2023_05_05 | Hydrogen | Dispatch-Interconnection | ON | 2040 | Winter | H2 Pipeline - New | WC | ON | 0 | ON
LCP_Inputs_ON_Electric_IEA_2023_05_05 | Hydrogen | Dispatch-Interconnection | ON | 2040 | Winter | H2 Pipeline - Repurposed | MI | ON | 0 | ON
LCP_Inputs_ON_Electric_IEA_2023_05_05 | Hydrogen | Dispatch-Interconnection | ON | 2040 | Winter | H2 Pipeline - Repurposed | NY | ON | 0 | ON
LCP_Inputs_ON_Electric_IEA_2023_05_05 | Hydrogen | Dispatch-Interconnection | ON | 2040 | Winter | H2 Pipeline - Repurposed | ON | MI | 0 | ON
LCP_Inputs_ON_Electric_IEA_2023_05_05 | Hydrogen | Dispatch-Interconnection | ON | 2040 | Winter | H2 Pipeline - Repurposed | ON | NY | 0 | ON
LCP_Inputs_ON_Electric_IEA_2023_05_05 | Hydrogen | Dispatch-Interconnection | ON | 2040 | Winter | H2 Pipeline - Repurposed | ON | PJ | 0 | ON
LCP_Inputs_ON_Electric_IEA_2023_05_05 | Hydrogen | Dispatch-Interconnection | ON | 2040 | Winter | H2 Pipeline - Repurposed | ON | QC | 0 | ON
LCP_Inputs_ON_Electric_IEA_2023_05_05 | Hydrogen | Dispatch-Interconnection | ON | 2040 | Winter | H2 Pipeline - Repurposed | ON | WC | 0 | ON
LCP_Inputs_ON_Electric_IEA_2023_05_05 | Hydrogen | Dispatch-Interconnection | ON | 2040 | Winter | H2 Pipeline - Repurposed | PJ | ON | 0 | ON
LCP_Inputs_ON_Electric_IEA_2023_05_05 | Hydrogen | Dispatch-Interconnection | ON | 2040 | Winter | H2 Pipeline - Repurposed | QC | ON | 0 | ON
LCP_Inputs_ON_Electric_IEA_2023_05_05 | Hydrogen | Dispatch-Interconnection | ON | 2040 | Winter | H2 Pipeline - Repurposed | WC | ON | 0 | ON
LCP_Inputs_ON_Electric_IEA_2023_05_05 | Hydrogen | Dispatch-Interconnection | ON | 2040 | Winter Peak | H2 Pipeline - New | MI | ON | 0 | ON
LCP_Inputs_ON_Electric_IEA_2023_05_05 | Hydrogen | Dispatch-Interconnection | ON | 2040 | Winter Peak | H2 Pipeline - New | NY | ON | 0 | ON
LCP_Inputs_ON_Electric_IEA_2023_05_05 | Hydrogen | Dispatch-Interconnection | ON | 2040 | Winter Peak | H2 Pipeline - New | ON | MI | 0 | ON
LCP_Inputs_ON_Electric_IEA_2023_05_05 | Hydrogen | Dispatch-Interconnection | ON | 2040 | Winter Peak | H2 Pipeline - New | ON | NY | 0 | ON
LCP_Inputs_ON_Electric_IEA_2023_05_05 | Hydrogen | Dispatch-Interconnection | ON | 2040 | Winter Peak | H2 Pipeline - New | ON | PJ | 0 | ON
LCP_Inputs_ON_Electric_IEA_2023_05_05 | Hydrogen | Dispatch-Interconnection | ON | 2040 | Winter Peak | H2 Pipeline - New | ON | QC | 0 | ON
LCP_Inputs_ON_Electric_IEA_2023_05_05 | Hydrogen | Dispatch-Interconnection | ON | 2040 | Winter Peak | H2 Pipeline - New | ON | WC | 0 | ON
LCP_Inputs_ON_Electric_IEA_2023_05_05 | Hydrogen | Dispatch-Interconnection | ON | 2040 | Winter Peak | H2 Pipeline - New | PJ | ON | 0 | ON
LCP_Inputs_ON_Electric_IEA_2023_05_05 | Hydrogen | Dispatch-Interconnection | ON | 2040 | Winter Peak | H2 Pipeline - New | QC | ON | 0 | ON
LCP_Inputs_ON_Electric_IEA_2023_05_05 | Hydrogen | Dispatch-Interconnection | ON | 2040 | Winter Peak | H2 Pipeline - New | WC | ON | 0 | ON
LCP_Inputs_ON_Electric_IEA_2023_05_05 | Hydrogen | Dispatch-Interconnection | ON | 2040 | Winter Peak | H2 Pipeline - Repurposed | MI | ON | 0 | ON
LCP_Inputs_ON_Electric_IEA_2023_05_05 | Hydrogen | Dispatch-Interconnection | ON | 2040 | Winter Peak | H2 Pipeline - Repurposed | NY | ON | 0 | ON
LCP_Inputs_ON_Electric_IEA_2023_05_05 | Hydrogen | Dispatch-Interconnection | ON | 2040 | Winter Peak | H2 Pipeline - Repurposed | ON | MI | 0 | ON
LCP_Inputs_ON_Electric_IEA_2023_05_05 | Hydrogen | Dispatch-Interconnection | ON | 2040 | Winter Peak | H2 Pipeline - Repurposed | ON | NY | 0 | ON
LCP_Inputs_ON_Electric_IEA_2023_05_05 | Hydrogen | Dispatch-Interconnection | ON | 2040 | Winter Peak | H2 Pipeline - Repurposed | ON | PJ | 0 | ON
LCP_Inputs_ON_Electric_IEA_2023_05_05 | Hydrogen | Dispatch-Interconnection | ON | 2040 | Winter Peak | H2 Pipeline - Repurposed | ON | QC | 0 | ON
LCP_Inputs_ON_Electric_IEA_2023_05_05 | Hydrogen | Dispatch-Interconnection | ON | 2040 | Winter Peak | H2 Pipeline - Repurposed | ON | WC | 547256.1853 | ON
LCP_Inputs_ON_Electric_IEA_2023_05_05 | Hydrogen | Dispatch-Interconnection | ON | 2040 | Winter Peak | H2 Pipeline - Repurposed | PJ | ON | 0 | ON
LCP_Inputs_ON_Electric_IEA_2023_05_05 | Hydrogen | Dispatch-Interconnection | ON | 2040 | Winter Peak | H2 Pipeline - Repurposed | QC | ON | 0 | ON
LCP_Inputs_ON_Electric_IEA_2023_05_05 | Hydrogen | Dispatch-Interconnection | ON | 2040 | Winter Peak | H2 Pipeline - Repurposed | WC | ON | 0 | ON
LCP_Inputs_ON_Electric_IEA_2023_05_05 | Hydrogen | Dispatch-Interconnection | ON | 2050 | Fall | H2 Pipeline - New | MI | ON | 0 | ON
LCP_Inputs_ON_Electric_IEA_2023_05_05 | Hydrogen | Dispatch-Interconnection | ON | 2050 | Fall | H2 Pipeline - New | NY | ON | 0 | ON
LCP_Inputs_ON_Electric_IEA_2023_05_05 | Hydrogen | Dispatch-Interconnection | ON | 2050 | Fall | H2 Pipeline - New | ON | MI | 0 | ON
LCP_Inputs_ON_Electric_IEA_2023_05_05 | Hydrogen | Dispatch-Interconnection | ON | 2050 | Fall | H2 Pipeline - New | ON | NY | 0 | ON
LCP_Inputs_ON_Electric_IEA_2023_05_05 | Hydrogen | Dispatch-Interconnection | ON | 2050 | Fall | H2 Pipeline - New | ON | PJ | 0 | ON
LCP_Inputs_ON_Electric_IEA_2023_05_05 | Hydrogen | Dispatch-Interconnection | ON | 2050 | Fall | H2 Pipeline - New | ON | QC | 0 | ON
LCP_Inputs_ON_Electric_IEA_2023_05_05 | Hydrogen | Dispatch-Interconnection | ON | 2050 | Fall | H2 Pipeline - New | ON | WC | 0 | ON
LCP_Inputs_ON_Electric_IEA_2023_05_05 | Hydrogen | Dispatch-Interconnection | ON | 2050 | Fall | H2 Pipeline - New | PJ | ON | 0 | ON
LCP_Inputs_ON_Electric_IEA_2023_05_05 | Hydrogen | Dispatch-Interconnection | ON | 2050 | Fall | H2 Pipeline - New | QC | ON | 0 | ON
LCP_Inputs_ON_Electric_IEA_2023_05_05 | Hydrogen | Dispatch-Interconnection | ON | 2050 | Fall | H2 Pipeline - New | WC | ON | 0 | ON
LCP_Inputs_ON_Electric_IEA_2023_05_05 | Hydrogen | Dispatch-Interconnection | ON | 2050 | Fall | H2 Pipeline - Repurposed | MI | ON | 0 | ON
LCP_Inputs_ON_Electric_IEA_2023_05_05 | Hydrogen | Dispatch-Interconnection | ON | 2050 | Fall | H2 Pipeline - Repurposed | NY | ON | 0 | ON
LCP_Inputs_ON_Electric_IEA_2023_05_05 | Hydrogen | Dispatch-Interconnection | ON | 2050 | Fall | H2 Pipeline - Repurposed | ON | MI | 0 | ON
LCP_Inputs_ON_Electric_IEA_2023_05_05 | Hydrogen | Dispatch-Interconnection | ON | 2050 | Fall | H2 Pipeline - Repurposed | ON | NY | 0 | ON
LCP_Inputs_ON_Electric_IEA_2023_05_05 | Hydrogen | Dispatch-Interconnection | ON | 2050 | Fall | H2 Pipeline - Repurposed | ON | PJ | 0 | ON
LCP_Inputs_ON_Electric_IEA_2023_05_05 | Hydrogen | Dispatch-Interconnection | ON | 2050 | Fall | H2 Pipeline - Repurposed | ON | QC | 0 | ON
LCP_Inputs_ON_Electric_IEA_2023_05_05 | Hydrogen | Dispatch-Interconnection | ON | 2050 | Fall | H2 Pipeline - Repurposed | ON | WC | 0 | ON
LCP_Inputs_ON_Electric_IEA_2023_05_05 | Hydrogen | Dispatch-Interconnection | ON | 2050 | Fall | H2 Pipeline - Repurposed | PJ | ON | 0 | ON
LCP_Inputs_ON_Electric_IEA_2023_05_05 | Hydrogen | Dispatch-Interconnection | ON | 2050 | Fall | H2 Pipeline - Repurposed | QC | ON | 0 | ON
LCP_Inputs_ON_Electric_IEA_2023_05_05 | Hydrogen | Dispatch-Interconnection | ON | 2050 | Fall | H2 Pipeline - Repurposed | WC | ON | 0 | ON
LCP_Inputs_ON_Electric_IEA_2023_05_05 | Hydrogen | Dispatch-Interconnection | ON | 2050 | Spring | H2 Pipeline - New | MI | ON | 0 | ON
LCP_Inputs_ON_Electric_IEA_2023_05_05 | Hydrogen | Dispatch-Interconnection | ON | 2050 | Spring | H2 Pipeline - New | NY | ON | 0 | ON
LCP_Inputs_ON_Electric_IEA_2023_05_05 | Hydrogen | Dispatch-Interconnection | ON | 2050 | Spring | H2 Pipeline - New | ON | MI | 0 | ON
LCP_Inputs_ON_Electric_IEA_2023_05_05 | Hydrogen | Dispatch-Interconnection | ON | 2050 | Spring | H2 Pipeline - New | ON | NY | 0 | ON
LCP_Inputs_ON_Electric_IEA_2023_05_05 | Hydrogen | Dispatch-Interconnection | ON | 2050 | Spring | H2 Pipeline - New | ON | PJ | 0 | ON
LCP_Inputs_ON_Electric_IEA_2023_05_05 | Hydrogen | Dispatch-Interconnection | ON | 2050 | Spring | H2 Pipeline - New | ON | QC | 0 | ON
LCP_Inputs_ON_Electric_IEA_2023_05_05 | Hydrogen | Dispatch-Interconnection | ON | 2050 | Spring | H2 Pipeline - New | ON | WC | 0 | ON
LCP_Inputs_ON_Electric_IEA_2023_05_05 | Hydrogen | Dispatch-Interconnection | ON | 2050 | Spring | H2 Pipeline - New | PJ | ON | 0 | ON
LCP_Inputs_ON_Electric_IEA_2023_05_05 | Hydrogen | Dispatch-Interconnection | ON | 2050 | Spring | H2 Pipeline - New | QC | ON | 0 | ON
LCP_Inputs_ON_Electric_IEA_2023_05_05 | Hydrogen | Dispatch-Interconnection | ON | 2050 | Spring | H2 Pipeline - New | WC | ON | 0 | ON
LCP_Inputs_ON_Electric_IEA_2023_05_05 | Hydrogen | Dispatch-Interconnection | ON | 2050 | Spring | H2 Pipeline - Repurposed | MI | ON | 0 | ON
LCP_Inputs_ON_Electric_IEA_2023_05_05 | Hydrogen | Dispatch-Interconnection | ON | 2050 | Spring | H2 Pipeline - Repurposed | NY | ON | 0 | ON
LCP_Inputs_ON_Electric_IEA_2023_05_05 | Hydrogen | Dispatch-Interconnection | ON | 2050 | Spring | H2 Pipeline - Repurposed | ON | MI | 0 | ON
LCP_Inputs_ON_Electric_IEA_2023_05_05 | Hydrogen | Dispatch-Interconnection | ON | 2050 | Spring | H2 Pipeline - Repurposed | ON | NY | 0 | ON
LCP_Inputs_ON_Electric_IEA_2023_05_05 | Hydrogen | Dispatch-Interconnection | ON | 2050 | Spring | H2 Pipeline - Repurposed | ON | PJ | 0 | ON
LCP_Inputs_ON_Electric_IEA_2023_05_05 | Hydrogen | Dispatch-Interconnection | ON | 2050 | Spring | H2 Pipeline - Repurposed | ON | QC | 0 | ON
LCP_Inputs_ON_Electric_IEA_2023_05_05 | Hydrogen | Dispatch-Interconnection | ON | 2050 | Spring | H2 Pipeline - Repurposed | ON | WC | 0 | ON
LCP_Inputs_ON_Electric_IEA_2023_05_05 | Hydrogen | Dispatch-Interconnection | ON | 2050 | Spring | H2 Pipeline - Repurposed | PJ | ON | 0 | ON
LCP_Inputs_ON_Electric_IEA_2023_05_05 | Hydrogen | Dispatch-Interconnection | ON | 2050 | Spring | H2 Pipeline - Repurposed | QC | ON | 0 | ON
LCP_Inputs_ON_Electric_IEA_2023_05_05 | Hydrogen | Dispatch-Interconnection | ON | 2050 | Spring | H2 Pipeline - Repurposed | WC | ON | 0 | ON
LCP_Inputs_ON_Electric_IEA_2023_05_05 | Hydrogen | Dispatch-Interconnection | ON | 2050 | Summer | H2 Pipeline - New | MI | ON | 0 | ON
LCP_Inputs_ON_Electric_IEA_2023_05_05 | Hydrogen | Dispatch-Interconnection | ON | 2050 | Summer | H2 Pipeline - New | NY | ON | 0 | ON
LCP_Inputs_ON_Electric_IEA_2023_05_05 | Hydrogen | Dispatch-Interconnection | ON | 2050 | Summer | H2 Pipeline - New | ON | MI | 0 | ON
LCP_Inputs_ON_Electric_IEA_2023_05_05 | Hydrogen | Dispatch-Interconnection | ON | 2050 | Summer | H2 Pipeline - New | ON | NY | 0 | ON
LCP_Inputs_ON_Electric_IEA_2023_05_05 | Hydrogen | Dispatch-Interconnection | ON | 2050 | Summer | H2 Pipeline - New | ON | PJ | 0 | ON
LCP_Inputs_ON_Electric_IEA_2023_05_05 | Hydrogen | Dispatch-Interconnection | ON | 2050 | Summer | H2 Pipeline - New | ON | QC | 0 | ON
LCP_Inputs_ON_Electric_IEA_2023_05_05 | Hydrogen | Dispatch-Interconnection | ON | 2050 | Summer | H2 Pipeline - New | ON | WC | 0 | ON
LCP_Inputs_ON_Electric_IEA_2023_05_05 | Hydrogen | Dispatch-Interconnection | ON | 2050 | Summer | H2 Pipeline - New | PJ | ON | 0 | ON
LCP_Inputs_ON_Electric_IEA_2023_05_05 | Hydrogen | Dispatch-Interconnection | ON | 2050 | Summer | H2 Pipeline - New | QC | ON | 0 | ON
LCP_Inputs_ON_Electric_IEA_2023_05_05 | Hydrogen | Dispatch-Interconnection | ON | 2050 | Summer | H2 Pipeline - New | WC | ON | 0 | ON
LCP_Inputs_ON_Electric_IEA_2023_05_05 | Hydrogen | Dispatch-Interconnection | ON | 2050 | Summer | H2 Pipeline - Repurposed | MI | ON | 0 | ON
LCP_Inputs_ON_Electric_IEA_2023_05_05 | Hydrogen | Dispatch-Interconnection | ON | 2050 | Summer | H2 Pipeline - Repurposed | NY | ON | 0 | ON
LCP_Inputs_ON_Electric_IEA_2023_05_05 | Hydrogen | Dispatch-Interconnection | ON | 2050 | Summer | H2 Pipeline - Repurposed | ON | MI | 0 | ON
LCP_Inputs_ON_Electric_IEA_2023_05_05 | Hydrogen | Dispatch-Interconnection | ON | 2050 | Summer | H2 Pipeline - Repurposed | ON | NY | 0 | ON
LCP_Inputs_ON_Electric_IEA_2023_05_05 | Hydrogen | Dispatch-Interconnection | ON | 2050 | Summer | H2 Pipeline - Repurposed | ON | PJ | 0 | ON
LCP_Inputs_ON_Electric_IEA_2023_05_05 | Hydrogen | Dispatch-Interconnection | ON | 2050 | Summer | H2 Pipeline - Repurposed | ON | QC | 0 | ON
LCP_Inputs_ON_Electric_IEA_2023_05_05 | Hydrogen | Dispatch-Interconnection | ON | 2050 | Summer | H2 Pipeline - Repurposed | ON | WC | 0 | ON
LCP_Inputs_ON_Electric_IEA_2023_05_05 | Hydrogen | Dispatch-Interconnection | ON | 2050 | Summer | H2 Pipeline - Repurposed | PJ | ON | 0 | ON
LCP_Inputs_ON_Electric_IEA_2023_05_05 | Hydrogen | Dispatch-Interconnection | ON | 2050 | Summer | H2 Pipeline - Repurposed | QC | ON | 0 | ON
LCP_Inputs_ON_Electric_IEA_2023_05_05 | Hydrogen | Dispatch-Interconnection | ON | 2050 | Summer | H2 Pipeline - Repurposed | WC | ON | 0 | ON
LCP_Inputs_ON_Electric_IEA_2023_05_05 | Hydrogen | Dispatch-Interconnection | ON | 2050 | Winter | H2 Pipeline - New | MI | ON | 0 | ON
LCP_Inputs_ON_Electric_IEA_2023_05_05 | Hydrogen | Dispatch-Interconnection | ON | 2050 | Winter | H2 Pipeline - New | NY | ON | 0 | ON
LCP_Inputs_ON_Electric_IEA_2023_05_05 | Hydrogen | Dispatch-Interconnection | ON | 2050 | Winter | H2 Pipeline - New | ON | MI | 0 | ON
LCP_Inputs_ON_Electric_IEA_2023_05_05 | Hydrogen | Dispatch-Interconnection | ON | 2050 | Winter | H2 Pipeline - New | ON | NY | 0 | ON
LCP_Inputs_ON_Electric_IEA_2023_05_05 | Hydrogen | Dispatch-Interconnection | ON | 2050 | Winter | H2 Pipeline - New | ON | PJ | 0 | ON
LCP_Inputs_ON_Electric_IEA_2023_05_05 | Hydrogen | Dispatch-Interconnection | ON | 2050 | Winter | H2 Pipeline - New | ON | QC | 0 | ON
LCP_Inputs_ON_Electric_IEA_2023_05_05 | Hydrogen | Dispatch-Interconnection | ON | 2050 | Winter | H2 Pipeline - New | ON | WC | 0 | ON
LCP_Inputs_ON_Electric_IEA_2023_05_05 | Hydrogen | Dispatch-Interconnection | ON | 2050 | Winter | H2 Pipeline - New | PJ | ON | 0 | ON
LCP_Inputs_ON_Electric_IEA_2023_05_05 | Hydrogen | Dispatch-Interconnection | ON | 2050 | Winter | H2 Pipeline - New | QC | ON | 0 | ON
LCP_Inputs_ON_Electric_IEA_2023_05_05 | Hydrogen | Dispatch-Interconnection | ON | 2050 | Winter | H2 Pipeline - New | WC | ON | 0 | ON
LCP_Inputs_ON_Electric_IEA_2023_05_05 | Hydrogen | Dispatch-Interconnection | ON | 2050 | Winter | H2 Pipeline - Repurposed | MI | ON | 0 | ON
LCP_Inputs_ON_Electric_IEA_2023_05_05 | Hydrogen | Dispatch-Interconnection | ON | 2050 | Winter | H2 Pipeline - Repurposed | NY | ON | 0 | ON
LCP_Inputs_ON_Electric_IEA_2023_05_05 | Hydrogen | Dispatch-Interconnection | ON | 2050 | Winter | H2 Pipeline - Repurposed | ON | MI | 0 | ON
LCP_Inputs_ON_Electric_IEA_2023_05_05 | Hydrogen | Dispatch-Interconnection | ON | 2050 | Winter | H2 Pipeline - Repurposed | ON | NY | 0 | ON
LCP_Inputs_ON_Electric_IEA_2023_05_05 | Hydrogen | Dispatch-Interconnection | ON | 2050 | Winter | H2 Pipeline - Repurposed | ON | PJ | 0 | ON
LCP_Inputs_ON_Electric_IEA_2023_05_05 | Hydrogen | Dispatch-Interconnection | ON | 2050 | Winter | H2 Pipeline - Repurposed | ON | QC | 0 | ON
LCP_Inputs_ON_Electric_IEA_2023_05_05 | Hydrogen | Dispatch-Interconnection | ON | 2050 | Winter | H2 Pipeline - Repurposed | ON | WC | 0 | ON
LCP_Inputs_ON_Electric_IEA_2023_05_05 | Hydrogen | Dispatch-Interconnection | ON | 2050 | Winter | H2 Pipeline - Repurposed | PJ | ON | 0 | ON
LCP_Inputs_ON_Electric_IEA_2023_05_05 | Hydrogen | Dispatch-Interconnection | ON | 2050 | Winter | H2 Pipeline - Repurposed | QC | ON | 0 | ON
LCP_Inputs_ON_Electric_IEA_2023_05_05 | Hydrogen | Dispatch-Interconnection | ON | 2050 | Winter | H2 Pipeline - Repurposed | WC | ON | 0 | ON
LCP_Inputs_ON_Electric_IEA_2023_05_05 | Hydrogen | Dispatch-Interconnection | ON | 2050 | Winter Peak | H2 Pipeline - New | MI | ON | 0 | ON
LCP_Inputs_ON_Electric_IEA_2023_05_05 | Hydrogen | Dispatch-Interconnection | ON | 2050 | Winter Peak | H2 Pipeline - New | NY | ON | 0 | ON
LCP_Inputs_ON_Electric_IEA_2023_05_05 | Hydrogen | Dispatch-Interconnection | ON | 2050 | Winter Peak | H2 Pipeline - New | ON | MI | 0 | ON
LCP_Inputs_ON_Electric_IEA_2023_05_05 | Hydrogen | Dispatch-Interconnection | ON | 2050 | Winter Peak | H2 Pipeline - New | ON | NY | 0 | ON
LCP_Inputs_ON_Electric_IEA_2023_05_05 | Hydrogen | Dispatch-Interconnection | ON | 2050 | Winter Peak | H2 Pipeline - New | ON | PJ | 0 | ON
LCP_Inputs_ON_Electric_IEA_2023_05_05 | Hydrogen | Dispatch-Interconnection | ON | 2050 | Winter Peak | H2 Pipeline - New | ON | QC | 0 | ON
LCP_Inputs_ON_Electric_IEA_2023_05_05 | Hydrogen | Dispatch-Interconnection | ON | 2050 | Winter Peak | H2 Pipeline - New | ON | WC | 0 | ON
LCP_Inputs_ON_Electric_IEA_2023_05_05 | Hydrogen | Dispatch-Interconnection | ON | 2050 | Winter Peak | H2 Pipeline - New | PJ | ON | 0 | ON
LCP_Inputs_ON_Electric_IEA_2023_05_05 | Hydrogen | Dispatch-Interconnection | ON | 2050 | Winter Peak | H2 Pipeline - New | QC | ON | 0 | ON
LCP_Inputs_ON_Electric_IEA_2023_05_05 | Hydrogen | Dispatch-Interconnection | ON | 2050 | Winter Peak | H2 Pipeline - New | WC | ON | 0 | ON
LCP_Inputs_ON_Electric_IEA_2023_05_05 | Hydrogen | Dispatch-Interconnection | ON | 2050 | Winter Peak | H2 Pipeline - Repurposed | MI | ON | 0 | ON
LCP_Inputs_ON_Electric_IEA_2023_05_05 | Hydrogen | Dispatch-Interconnection | ON | 2050 | Winter Peak | H2 Pipeline - Repurposed | NY | ON | 0 | ON
LCP_Inputs_ON_Electric_IEA_2023_05_05 | Hydrogen | Dispatch-Interconnection | ON | 2050 | Winter Peak | H2 Pipeline - Repurposed | ON | MI | 0 | ON
LCP_Inputs_ON_Electric_IEA_2023_05_05 | Hydrogen | Dispatch-Interconnection | ON | 2050 | Winter Peak | H2 Pipeline - Repurposed | ON | NY | 0 | ON
LCP_Inputs_ON_Electric_IEA_2023_05_05 | Hydrogen | Dispatch-Interconnection | ON | 2050 | Winter Peak | H2 Pipeline - Repurposed | ON | PJ | 0 | ON
LCP_Inputs_ON_Electric_IEA_2023_05_05 | Hydrogen | Dispatch-Interconnection | ON | 2050 | Winter Peak | H2 Pipeline - Repurposed | ON | QC | 238800 | ON
LCP_Inputs_ON_Electric_IEA_2023_05_05 | Hydrogen | Dispatch-Interconnection | ON | 2050 | Winter Peak | H2 Pipeline - Repurposed | ON | WC | 930109.5744 | ON
LCP_Inputs_ON_Electric_IEA_2023_05_05 | Hydrogen | Dispatch-Interconnection | ON | 2050 | Winter Peak | H2 Pipeline - Repurposed | PJ | ON | 0 | ON
LCP_Inputs_ON_Electric_IEA_2023_05_05 | Hydrogen | Dispatch-Interconnection | ON | 2050 | Winter Peak | H2 Pipeline - Repurposed | QC | ON | 0 | ON
LCP_Inputs_ON_Electric_IEA_2023_05_05 | Hydrogen | Dispatch-Interconnection | ON | 2050 | Winter Peak | H2 Pipeline - Repurposed | WC | ON | 0 | ON
LCP_Inputs_ON_Electric_IEA_2023_05_05 | Hydrogen | Dispatch-Interconnection | PJ | 2020 | Fall | H2 Pipeline - New | ON | PJ | 0 | PJ
LCP_Inputs_ON_Electric_IEA_2023_05_05 | Hydrogen | Dispatch-Interconnection | PJ | 2020 | Fall | H2 Pipeline - New | PJ | ON | 0 | PJ
LCP_Inputs_ON_Electric_IEA_2023_05_05 | Hydrogen | Dispatch-Interconnection | PJ | 2020 | Fall | H2 Pipeline - Repurposed | ON | PJ | 0 | PJ
LCP_Inputs_ON_Electric_IEA_2023_05_05 | Hydrogen | Dispatch-Interconnection | PJ | 2020 | Fall | H2 Pipeline - Repurposed | PJ | ON | 0 | PJ
LCP_Inputs_ON_Electric_IEA_2023_05_05 | Hydrogen | Dispatch-Interconnection | PJ | 2020 | Spring | H2 Pipeline - New | ON | PJ | 0 | PJ
LCP_Inputs_ON_Electric_IEA_2023_05_05 | Hydrogen | Dispatch-Interconnection | PJ | 2020 | Spring | H2 Pipeline - New | PJ | ON | 0 | PJ
LCP_Inputs_ON_Electric_IEA_2023_05_05 | Hydrogen | Dispatch-Interconnection | PJ | 2020 | Spring | H2 Pipeline - Repurposed | ON | PJ | 0 | PJ
LCP_Inputs_ON_Electric_IEA_2023_05_05 | Hydrogen | Dispatch-Interconnection | PJ | 2020 | Spring | H2 Pipeline - Repurposed | PJ | ON | 0 | PJ
LCP_Inputs_ON_Electric_IEA_2023_05_05 | Hydrogen | Dispatch-Interconnection | PJ | 2020 | Summer | H2 Pipeline - New | ON | PJ | 0 | PJ
LCP_Inputs_ON_Electric_IEA_2023_05_05 | Hydrogen | Dispatch-Interconnection | PJ | 2020 | Summer | H2 Pipeline - New | PJ | ON | 0 | PJ
LCP_Inputs_ON_Electric_IEA_2023_05_05 | Hydrogen | Dispatch-Interconnection | PJ | 2020 | Summer | H2 Pipeline - Repurposed | ON | PJ | 0 | PJ
LCP_Inputs_ON_Electric_IEA_2023_05_05 | Hydrogen | Dispatch-Interconnection | PJ | 2020 | Summer | H2 Pipeline - Repurposed | PJ | ON | 0 | PJ
LCP_Inputs_ON_Electric_IEA_2023_05_05 | Hydrogen | Dispatch-Interconnection | PJ | 2020 | Winter | H2 Pipeline - New | ON | PJ | 0 | PJ
LCP_Inputs_ON_Electric_IEA_2023_05_05 | Hydrogen | Dispatch-Interconnection | PJ | 2020 | Winter | H2 Pipeline - New | PJ | ON | 0 | PJ
LCP_Inputs_ON_Electric_IEA_2023_05_05 | Hydrogen | Dispatch-Interconnection | PJ | 2020 | Winter | H2 Pipeline - Repurposed | ON | PJ | 0 | PJ
LCP_Inputs_ON_Electric_IEA_2023_05_05 | Hydrogen | Dispatch-Interconnection | PJ | 2020 | Winter | H2 Pipeline - Repurposed | PJ | ON | 0 | PJ
LCP_Inputs_ON_Electric_IEA_2023_05_05 | Hydrogen | Dispatch-Interconnection | PJ | 2020 | Winter Peak | H2 Pipeline - New | ON | PJ | 0 | PJ
LCP_Inputs_ON_Electric_IEA_2023_05_05 | Hydrogen | Dispatch-Interconnection | PJ | 2020 | Winter Peak | H2 Pipeline - New | PJ | ON | 0 | PJ
LCP_Inputs_ON_Electric_IEA_2023_05_05 | Hydrogen | Dispatch-Interconnection | PJ | 2020 | Winter Peak | H2 Pipeline - Repurposed | ON | PJ | 0 | PJ
LCP_Inputs_ON_Electric_IEA_2023_05_05 | Hydrogen | Dispatch-Interconnection | PJ | 2020 | Winter Peak | H2 Pipeline - Repurposed | PJ | ON | 0 | PJ
LCP_Inputs_ON_Electric_IEA_2023_05_05 | Hydrogen | Dispatch-Interconnection | PJ | 2030 | Fall | H2 Pipeline - New | ON | PJ | 0 | PJ
LCP_Inputs_ON_Electric_IEA_2023_05_05 | Hydrogen | Dispatch-Interconnection | PJ | 2030 | Fall | H2 Pipeline - New | PJ | ON | 0 | PJ
LCP_Inputs_ON_Electric_IEA_2023_05_05 | Hydrogen | Dispatch-Interconnection | PJ | 2030 | Fall | H2 Pipeline - Repurposed | ON | PJ | 0 | PJ
LCP_Inputs_ON_Electric_IEA_2023_05_05 | Hydrogen | Dispatch-Interconnection | PJ | 2030 | Fall | H2 Pipeline - Repurposed | PJ | ON | 0 | PJ
LCP_Inputs_ON_Electric_IEA_2023_05_05 | Hydrogen | Dispatch-Interconnection | PJ | 2030 | Spring | H2 Pipeline - New | ON | PJ | 0 | PJ
LCP_Inputs_ON_Electric_IEA_2023_05_05 | Hydrogen | Dispatch-Interconnection | PJ | 2030 | Spring | H2 Pipeline - New | PJ | ON | 0 | PJ
LCP_Inputs_ON_Electric_IEA_2023_05_05 | Hydrogen | Dispatch-Interconnection | PJ | 2030 | Spring | H2 Pipeline - Repurposed | ON | PJ | 0 | PJ
LCP_Inputs_ON_Electric_IEA_2023_05_05 | Hydrogen | Dispatch-Interconnection | PJ | 2030 | Spring | H2 Pipeline - Repurposed | PJ | ON | 0 | PJ
LCP_Inputs_ON_Electric_IEA_2023_05_05 | Hydrogen | Dispatch-Interconnection | PJ | 2030 | Summer | H2 Pipeline - New | ON | PJ | 0 | PJ
LCP_Inputs_ON_Electric_IEA_2023_05_05 | Hydrogen | Dispatch-Interconnection | PJ | 2030 | Summer | H2 Pipeline - New | PJ | ON | 0 | PJ
LCP_Inputs_ON_Electric_IEA_2023_05_05 | Hydrogen | Dispatch-Interconnection | PJ | 2030 | Summer | H2 Pipeline - Repurposed | ON | PJ | 0 | PJ
LCP_Inputs_ON_Electric_IEA_2023_05_05 | Hydrogen | Dispatch-Interconnection | PJ | 2030 | Summer | H2 Pipeline - Repurposed | PJ | ON | 0 | PJ
LCP_Inputs_ON_Electric_IEA_2023_05_05 | Hydrogen | Dispatch-Interconnection | PJ | 2030 | Winter | H2 Pipeline - New | ON | PJ | 0 | PJ
LCP_Inputs_ON_Electric_IEA_2023_05_05 | Hydrogen | Dispatch-Interconnection | PJ | 2030 | Winter | H2 Pipeline - New | PJ | ON | 0 | PJ
LCP_Inputs_ON_Electric_IEA_2023_05_05 | Hydrogen | Dispatch-Interconnection | PJ | 2030 | Winter | H2 Pipeline - Repurposed | ON | PJ | 0 | PJ
LCP_Inputs_ON_Electric_IEA_2023_05_05 | Hydrogen | Dispatch-Interconnection | PJ | 2030 | Winter | H2 Pipeline - Repurposed | PJ | ON | 0 | PJ
LCP_Inputs_ON_Electric_IEA_2023_05_05 | Hydrogen | Dispatch-Interconnection | PJ | 2030 | Winter Peak | H2 Pipeline - New | ON | PJ | 0 | PJ
LCP_Inputs_ON_Electric_IEA_2023_05_05 | Hydrogen | Dispatch-Interconnection | PJ | 2030 | Winter Peak | H2 Pipeline - New | PJ | ON | 0 | PJ
LCP_Inputs_ON_Electric_IEA_2023_05_05 | Hydrogen | Dispatch-Interconnection | PJ | 2030 | Winter Peak | H2 Pipeline - Repurposed | ON | PJ | 0 | PJ
LCP_Inputs_ON_Electric_IEA_2023_05_05 | Hydrogen | Dispatch-Interconnection | PJ | 2030 | Winter Peak | H2 Pipeline - Repurposed | PJ | ON | 0 | PJ
LCP_Inputs_ON_Electric_IEA_2023_05_05 | Hydrogen | Dispatch-Interconnection | PJ | 2040 | Fall | H2 Pipeline - New | ON | PJ | 0 | PJ
LCP_Inputs_ON_Electric_IEA_2023_05_05 | Hydrogen | Dispatch-Interconnection | PJ | 2040 | Fall | H2 Pipeline - New | PJ | ON | 0 | PJ
LCP_Inputs_ON_Electric_IEA_2023_05_05 | Hydrogen | Dispatch-Interconnection | PJ | 2040 | Fall | H2 Pipeline - Repurposed | ON | PJ | 0 | PJ
LCP_Inputs_ON_Electric_IEA_2023_05_05 | Hydrogen | Dispatch-Interconnection | PJ | 2040 | Fall | H2 Pipeline - Repurposed | PJ | ON | 0 | PJ
LCP_Inputs_ON_Electric_IEA_2023_05_05 | Hydrogen | Dispatch-Interconnection | PJ | 2040 | Spring | H2 Pipeline - New | ON | PJ | 0 | PJ
LCP_Inputs_ON_Electric_IEA_2023_05_05 | Hydrogen | Dispatch-Interconnection | PJ | 2040 | Spring | H2 Pipeline - New | PJ | ON | 0 | PJ
LCP_Inputs_ON_Electric_IEA_2023_05_05 | Hydrogen | Dispatch-Interconnection | PJ | 2040 | Spring | H2 Pipeline - Repurposed | ON | PJ | 0 | PJ
LCP_Inputs_ON_Electric_IEA_2023_05_05 | Hydrogen | Dispatch-Interconnection | PJ | 2040 | Spring | H2 Pipeline - Repurposed | PJ | ON | 0 | PJ
LCP_Inputs_ON_Electric_IEA_2023_05_05 | Hydrogen | Dispatch-Interconnection | PJ | 2040 | Summer | H2 Pipeline - New | ON | PJ | 0 | PJ
LCP_Inputs_ON_Electric_IEA_2023_05_05 | Hydrogen | Dispatch-Interconnection | PJ | 2040 | Summer | H2 Pipeline - New | PJ | ON | 0 | PJ
LCP_Inputs_ON_Electric_IEA_2023_05_05 | Hydrogen | Dispatch-Interconnection | PJ | 2040 | Summer | H2 Pipeline - Repurposed | ON | PJ | 0 | PJ
LCP_Inputs_ON_Electric_IEA_2023_05_05 | Hydrogen | Dispatch-Interconnection | PJ | 2040 | Summer | H2 Pipeline - Repurposed | PJ | ON | 0 | PJ
LCP_Inputs_ON_Electric_IEA_2023_05_05 | Hydrogen | Dispatch-Interconnection | PJ | 2040 | Winter | H2 Pipeline - New | ON | PJ | 0 | PJ
LCP_Inputs_ON_Electric_IEA_2023_05_05 | Hydrogen | Dispatch-Interconnection | PJ | 2040 | Winter | H2 Pipeline - New | PJ | ON | 0 | PJ
LCP_Inputs_ON_Electric_IEA_2023_05_05 | Hydrogen | Dispatch-Interconnection | PJ | 2040 | Winter | H2 Pipeline - Repurposed | ON | PJ | 0 | PJ
LCP_Inputs_ON_Electric_IEA_2023_05_05 | Hydrogen | Dispatch-Interconnection | PJ | 2040 | Winter | H2 Pipeline - Repurposed | PJ | ON | 0 | PJ
LCP_Inputs_ON_Electric_IEA_2023_05_05 | Hydrogen | Dispatch-Interconnection | PJ | 2040 | Winter Peak | H2 Pipeline - New | ON | PJ | 0 | PJ
LCP_Inputs_ON_Electric_IEA_2023_05_05 | Hydrogen | Dispatch-Interconnection | PJ | 2040 | Winter Peak | H2 Pipeline - New | PJ | ON | 0 | PJ
LCP_Inputs_ON_Electric_IEA_2023_05_05 | Hydrogen | Dispatch-Interconnection | PJ | 2040 | Winter Peak | H2 Pipeline - Repurposed | ON | PJ | 0 | PJ
LCP_Inputs_ON_Electric_IEA_2023_05_05 | Hydrogen | Dispatch-Interconnection | PJ | 2040 | Winter Peak | H2 Pipeline - Repurposed | PJ | ON | 0 | PJ
LCP_Inputs_ON_Electric_IEA_2023_05_05 | Hydrogen | Dispatch-Interconnection | PJ | 2050 | Fall | H2 Pipeline - New | ON | PJ | 0 | PJ
LCP_Inputs_ON_Electric_IEA_2023_05_05 | Hydrogen | Dispatch-Interconnection | PJ | 2050 | Fall | H2 Pipeline - New | PJ | ON | 0 | PJ
LCP_Inputs_ON_Electric_IEA_2023_05_05 | Hydrogen | Dispatch-Interconnection | PJ | 2050 | Fall | H2 Pipeline - Repurposed | ON | PJ | 0 | PJ
LCP_Inputs_ON_Electric_IEA_2023_05_05 | Hydrogen | Dispatch-Interconnection | PJ | 2050 | Fall | H2 Pipeline - Repurposed | PJ | ON | 0 | PJ
LCP_Inputs_ON_Electric_IEA_2023_05_05 | Hydrogen | Dispatch-Interconnection | PJ | 2050 | Spring | H2 Pipeline - New | ON | PJ | 0 | PJ
LCP_Inputs_ON_Electric_IEA_2023_05_05 | Hydrogen | Dispatch-Interconnection | PJ | 2050 | Spring | H2 Pipeline - New | PJ | ON | 0 | PJ
LCP_Inputs_ON_Electric_IEA_2023_05_05 | Hydrogen | Dispatch-Interconnection | PJ | 2050 | Spring | H2 Pipeline - Repurposed | ON | PJ | 0 | PJ
LCP_Inputs_ON_Electric_IEA_2023_05_05 | Hydrogen | Dispatch-Interconnection | PJ | 2050 | Spring | H2 Pipeline - Repurposed | PJ | ON | 0 | PJ
LCP_Inputs_ON_Electric_IEA_2023_05_05 | Hydrogen | Dispatch-Interconnection | PJ | 2050 | Summer | H2 Pipeline - New | ON | PJ | 0 | PJ
LCP_Inputs_ON_Electric_IEA_2023_05_05 | Hydrogen | Dispatch-Interconnection | PJ | 2050 | Summer | H2 Pipeline - New | PJ | ON | 0 | PJ
LCP_Inputs_ON_Electric_IEA_2023_05_05 | Hydrogen | Dispatch-Interconnection | PJ | 2050 | Summer | H2 Pipeline - Repurposed | ON | PJ | 0 | PJ
LCP_Inputs_ON_Electric_IEA_2023_05_05 | Hydrogen | Dispatch-Interconnection | PJ | 2050 | Summer | H2 Pipeline - Repurposed | PJ | ON | 0 | PJ
LCP_Inputs_ON_Electric_IEA_2023_05_05 | Hydrogen | Dispatch-Interconnection | PJ | 2050 | Winter | H2 Pipeline - New | ON | PJ | 0 | PJ
LCP_Inputs_ON_Electric_IEA_2023_05_05 | Hydrogen | Dispatch-Interconnection | PJ | 2050 | Winter | H2 Pipeline - New | PJ | ON | 0 | PJ
LCP_Inputs_ON_Electric_IEA_2023_05_05 | Hydrogen | Dispatch-Interconnection | PJ | 2050 | Winter | H2 Pipeline - Repurposed | ON | PJ | 0 | PJ
LCP_Inputs_ON_Electric_IEA_2023_05_05 | Hydrogen | Dispatch-Interconnection | PJ | 2050 | Winter | H2 Pipeline - Repurposed | PJ | ON | 0 | PJ
LCP_Inputs_ON_Electric_IEA_2023_05_05 | Hydrogen | Dispatch-Interconnection | PJ | 2050 | Winter Peak | H2 Pipeline - New | ON | PJ | 0 | PJ
LCP_Inputs_ON_Electric_IEA_2023_05_05 | Hydrogen | Dispatch-Interconnection | PJ | 2050 | Winter Peak | H2 Pipeline - New | PJ | ON | 0 | PJ
LCP_Inputs_ON_Electric_IEA_2023_05_05 | Hydrogen | Dispatch-Interconnection | PJ | 2050 | Winter Peak | H2 Pipeline - Repurposed | ON | PJ | 0 | PJ
LCP_Inputs_ON_Electric_IEA_2023_05_05 | Hydrogen | Dispatch-Interconnection | PJ | 2050 | Winter Peak | H2 Pipeline - Repurposed | PJ | ON | 0 | PJ
LCP_Inputs_ON_Electric_IEA_2023_05_05 | Hydrogen | Dispatch-Interconnection | QC | 2020 | Fall | H2 Pipeline - New | ON | QC | 0 | QC
LCP_Inputs_ON_Electric_IEA_2023_05_05 | Hydrogen | Dispatch-Interconnection | QC | 2020 | Fall | H2 Pipeline - New | QC | ON | 0 | QC
LCP_Inputs_ON_Electric_IEA_2023_05_05 | Hydrogen | Dispatch-Interconnection | QC | 2020 | Fall | H2 Pipeline - Repurposed | ON | QC | 0 | QC
LCP_Inputs_ON_Electric_IEA_2023_05_05 | Hydrogen | Dispatch-Interconnection | QC | 2020 | Fall | H2 Pipeline - Repurposed | QC | ON | 0 | QC
LCP_Inputs_ON_Electric_IEA_2023_05_05 | Hydrogen | Dispatch-Interconnection | QC | 2020 | Spring | H2 Pipeline - New | ON | QC | 0 | QC
LCP_Inputs_ON_Electric_IEA_2023_05_05 | Hydrogen | Dispatch-Interconnection | QC | 2020 | Spring | H2 Pipeline - New | QC | ON | 0 | QC
LCP_Inputs_ON_Electric_IEA_2023_05_05 | Hydrogen | Dispatch-Interconnection | QC | 2020 | Spring | H2 Pipeline - Repurposed | ON | QC | 0 | QC
LCP_Inputs_ON_Electric_IEA_2023_05_05 | Hydrogen | Dispatch-Interconnection | QC | 2020 | Spring | H2 Pipeline - Repurposed | QC | ON | 0 | QC
LCP_Inputs_ON_Electric_IEA_2023_05_05 | Hydrogen | Dispatch-Interconnection | QC | 2020 | Summer | H2 Pipeline - New | ON | QC | 0 | QC
LCP_Inputs_ON_Electric_IEA_2023_05_05 | Hydrogen | Dispatch-Interconnection | QC | 2020 | Summer | H2 Pipeline - New | QC | ON | 0 | QC
LCP_Inputs_ON_Electric_IEA_2023_05_05 | Hydrogen | Dispatch-Interconnection | QC | 2020 | Summer | H2 Pipeline - Repurposed | ON | QC | 0 | QC
LCP_Inputs_ON_Electric_IEA_2023_05_05 | Hydrogen | Dispatch-Interconnection | QC | 2020 | Summer | H2 Pipeline - Repurposed | QC | ON | 0 | QC
LCP_Inputs_ON_Electric_IEA_2023_05_05 | Hydrogen | Dispatch-Interconnection | QC | 2020 | Winter | H2 Pipeline - New | ON | QC | 0 | QC
LCP_Inputs_ON_Electric_IEA_2023_05_05 | Hydrogen | Dispatch-Interconnection | QC | 2020 | Winter | H2 Pipeline - New | QC | ON | 0 | QC
LCP_Inputs_ON_Electric_IEA_2023_05_05 | Hydrogen | Dispatch-Interconnection | QC | 2020 | Winter | H2 Pipeline - Repurposed | ON | QC | 0 | QC
LCP_Inputs_ON_Electric_IEA_2023_05_05 | Hydrogen | Dispatch-Interconnection | QC | 2020 | Winter | H2 Pipeline - Repurposed | QC | ON | 0 | QC
LCP_Inputs_ON_Electric_IEA_2023_05_05 | Hydrogen | Dispatch-Interconnection | QC | 2020 | Winter Peak | H2 Pipeline - New | ON | QC | 0 | QC
LCP_Inputs_ON_Electric_IEA_2023_05_05 | Hydrogen | Dispatch-Interconnection | QC | 2020 | Winter Peak | H2 Pipeline - New | QC | ON | 0 | QC
LCP_Inputs_ON_Electric_IEA_2023_05_05 | Hydrogen | Dispatch-Interconnection | QC | 2020 | Winter Peak | H2 Pipeline - Repurposed | ON | QC | 0 | QC
LCP_Inputs_ON_Electric_IEA_2023_05_05 | Hydrogen | Dispatch-Interconnection | QC | 2020 | Winter Peak | H2 Pipeline - Repurposed | QC | ON | 0 | QC
LCP_Inputs_ON_Electric_IEA_2023_05_05 | Hydrogen | Dispatch-Interconnection | QC | 2030 | Fall | H2 Pipeline - New | ON | QC | 0 | QC
LCP_Inputs_ON_Electric_IEA_2023_05_05 | Hydrogen | Dispatch-Interconnection | QC | 2030 | Fall | H2 Pipeline - New | QC | ON | 0 | QC
LCP_Inputs_ON_Electric_IEA_2023_05_05 | Hydrogen | Dispatch-Interconnection | QC | 2030 | Fall | H2 Pipeline - Repurposed | ON | QC | 0 | QC
LCP_Inputs_ON_Electric_IEA_2023_05_05 | Hydrogen | Dispatch-Interconnection | QC | 2030 | Fall | H2 Pipeline - Repurposed | QC | ON | 0 | QC
LCP_Inputs_ON_Electric_IEA_2023_05_05 | Hydrogen | Dispatch-Interconnection | QC | 2030 | Spring | H2 Pipeline - New | ON | QC | 0 | QC
LCP_Inputs_ON_Electric_IEA_2023_05_05 | Hydrogen | Dispatch-Interconnection | QC | 2030 | Spring | H2 Pipeline - New | QC | ON | 0 | QC
LCP_Inputs_ON_Electric_IEA_2023_05_05 | Hydrogen | Dispatch-Interconnection | QC | 2030 | Spring | H2 Pipeline - Repurposed | ON | QC | 0 | QC
LCP_Inputs_ON_Electric_IEA_2023_05_05 | Hydrogen | Dispatch-Interconnection | QC | 2030 | Spring | H2 Pipeline - Repurposed | QC | ON | 0 | QC
LCP_Inputs_ON_Electric_IEA_2023_05_05 | Hydrogen | Dispatch-Interconnection | QC | 2030 | Summer | H2 Pipeline - New | ON | QC | 0 | QC
LCP_Inputs_ON_Electric_IEA_2023_05_05 | Hydrogen | Dispatch-Interconnection | QC | 2030 | Summer | H2 Pipeline - New | QC | ON | 0 | QC
LCP_Inputs_ON_Electric_IEA_2023_05_05 | Hydrogen | Dispatch-Interconnection | QC | 2030 | Summer | H2 Pipeline - Repurposed | ON | QC | 0 | QC
LCP_Inputs_ON_Electric_IEA_2023_05_05 | Hydrogen | Dispatch-Interconnection | QC | 2030 | Summer | H2 Pipeline - Repurposed | QC | ON | 0 | QC
LCP_Inputs_ON_Electric_IEA_2023_05_05 | Hydrogen | Dispatch-Interconnection | QC | 2030 | Winter | H2 Pipeline - New | ON | QC | 0 | QC
LCP_Inputs_ON_Electric_IEA_2023_05_05 | Hydrogen | Dispatch-Interconnection | QC | 2030 | Winter | H2 Pipeline - New | QC | ON | 0 | QC
LCP_Inputs_ON_Electric_IEA_2023_05_05 | Hydrogen | Dispatch-Interconnection | QC | 2030 | Winter | H2 Pipeline - Repurposed | ON | QC | 0 | QC
LCP_Inputs_ON_Electric_IEA_2023_05_05 | Hydrogen | Dispatch-Interconnection | QC | 2030 | Winter | H2 Pipeline - Repurposed | QC | ON | 0 | QC
LCP_Inputs_ON_Electric_IEA_2023_05_05 | Hydrogen | Dispatch-Interconnection | QC | 2030 | Winter Peak | H2 Pipeline - New | ON | QC | 0 | QC
LCP_Inputs_ON_Electric_IEA_2023_05_05 | Hydrogen | Dispatch-Interconnection | QC | 2030 | Winter Peak | H2 Pipeline - New | QC | ON | 0 | QC
LCP_Inputs_ON_Electric_IEA_2023_05_05 | Hydrogen | Dispatch-Interconnection | QC | 2030 | Winter Peak | H2 Pipeline - Repurposed | ON | QC | 0 | QC
LCP_Inputs_ON_Electric_IEA_2023_05_05 | Hydrogen | Dispatch-Interconnection | QC | 2030 | Winter Peak | H2 Pipeline - Repurposed | QC | ON | 0 | QC
LCP_Inputs_ON_Electric_IEA_2023_05_05 | Hydrogen | Dispatch-Interconnection | QC | 2040 | Fall | H2 Pipeline - New | ON | QC | 0 | QC
LCP_Inputs_ON_Electric_IEA_2023_05_05 | Hydrogen | Dispatch-Interconnection | QC | 2040 | Fall | H2 Pipeline - New | QC | ON | 0 | QC
LCP_Inputs_ON_Electric_IEA_2023_05_05 | Hydrogen | Dispatch-Interconnection | QC | 2040 | Fall | H2 Pipeline - Repurposed | ON | QC | 0 | QC
LCP_Inputs_ON_Electric_IEA_2023_05_05 | Hydrogen | Dispatch-Interconnection | QC | 2040 | Fall | H2 Pipeline - Repurposed | QC | ON | 0 | QC
LCP_Inputs_ON_Electric_IEA_2023_05_05 | Hydrogen | Dispatch-Interconnection | QC | 2040 | Spring | H2 Pipeline - New | ON | QC | 0 | QC
LCP_Inputs_ON_Electric_IEA_2023_05_05 | Hydrogen | Dispatch-Interconnection | QC | 2040 | Spring | H2 Pipeline - New | QC | ON | 0 | QC
LCP_Inputs_ON_Electric_IEA_2023_05_05 | Hydrogen | Dispatch-Interconnection | QC | 2040 | Spring | H2 Pipeline - Repurposed | ON | QC | 0 | QC
LCP_Inputs_ON_Electric_IEA_2023_05_05 | Hydrogen | Dispatch-Interconnection | QC | 2040 | Spring | H2 Pipeline - Repurposed | QC | ON | 0 | QC
LCP_Inputs_ON_Electric_IEA_2023_05_05 | Hydrogen | Dispatch-Interconnection | QC | 2040 | Summer | H2 Pipeline - New | ON | QC | 0 | QC
LCP_Inputs_ON_Electric_IEA_2023_05_05 | Hydrogen | Dispatch-Interconnection | QC | 2040 | Summer | H2 Pipeline - New | QC | ON | 0 | QC
LCP_Inputs_ON_Electric_IEA_2023_05_05 | Hydrogen | Dispatch-Interconnection | QC | 2040 | Summer | H2 Pipeline - Repurposed | ON | QC | 0 | QC
LCP_Inputs_ON_Electric_IEA_2023_05_05 | Hydrogen | Dispatch-Interconnection | QC | 2040 | Summer | H2 Pipeline - Repurposed | QC | ON | 0 | QC
LCP_Inputs_ON_Electric_IEA_2023_05_05 | Hydrogen | Dispatch-Interconnection | QC | 2040 | Winter | H2 Pipeline - New | ON | QC | 0 | QC
LCP_Inputs_ON_Electric_IEA_2023_05_05 | Hydrogen | Dispatch-Interconnection | QC | 2040 | Winter | H2 Pipeline - New | QC | ON | 0 | QC
LCP_Inputs_ON_Electric_IEA_2023_05_05 | Hydrogen | Dispatch-Interconnection | QC | 2040 | Winter | H2 Pipeline - Repurposed | ON | QC | 0 | QC
LCP_Inputs_ON_Electric_IEA_2023_05_05 | Hydrogen | Dispatch-Interconnection | QC | 2040 | Winter | H2 Pipeline - Repurposed | QC | ON | 0 | QC
LCP_Inputs_ON_Electric_IEA_2023_05_05 | Hydrogen | Dispatch-Interconnection | QC | 2040 | Winter Peak | H2 Pipeline - New | ON | QC | 0 | QC
LCP_Inputs_ON_Electric_IEA_2023_05_05 | Hydrogen | Dispatch-Interconnection | QC | 2040 | Winter Peak | H2 Pipeline - New | QC | ON | 0 | QC
LCP_Inputs_ON_Electric_IEA_2023_05_05 | Hydrogen | Dispatch-Interconnection | QC | 2040 | Winter Peak | H2 Pipeline - Repurposed | ON | QC | 0 | QC
LCP_Inputs_ON_Electric_IEA_2023_05_05 | Hydrogen | Dispatch-Interconnection | QC | 2040 | Winter Peak | H2 Pipeline - Repurposed | QC | ON | 0 | QC
LCP_Inputs_ON_Electric_IEA_2023_05_05 | Hydrogen | Dispatch-Interconnection | QC | 2050 | Fall | H2 Pipeline - New | ON | QC | 0 | QC
LCP_Inputs_ON_Electric_IEA_2023_05_05 | Hydrogen | Dispatch-Interconnection | QC | 2050 | Fall | H2 Pipeline - New | QC | ON | 0 | QC
LCP_Inputs_ON_Electric_IEA_2023_05_05 | Hydrogen | Dispatch-Interconnection | QC | 2050 | Fall | H2 Pipeline - Repurposed | ON | QC | 0 | QC
LCP_Inputs_ON_Electric_IEA_2023_05_05 | Hydrogen | Dispatch-Interconnection | QC | 2050 | Fall | H2 Pipeline - Repurposed | QC | ON | 0 | QC
LCP_Inputs_ON_Electric_IEA_2023_05_05 | Hydrogen | Dispatch-Interconnection | QC | 2050 | Spring | H2 Pipeline - New | ON | QC | 0 | QC
LCP_Inputs_ON_Electric_IEA_2023_05_05 | Hydrogen | Dispatch-Interconnection | QC | 2050 | Spring | H2 Pipeline - New | QC | ON | 0 | QC
LCP_Inputs_ON_Electric_IEA_2023_05_05 | Hydrogen | Dispatch-Interconnection | QC | 2050 | Spring | H2 Pipeline - Repurposed | ON | QC | 0 | QC
LCP_Inputs_ON_Electric_IEA_2023_05_05 | Hydrogen | Dispatch-Interconnection | QC | 2050 | Spring | H2 Pipeline - Repurposed | QC | ON | 0 | QC
LCP_Inputs_ON_Electric_IEA_2023_05_05 | Hydrogen | Dispatch-Interconnection | QC | 2050 | Summer | H2 Pipeline - New | ON | QC | 0 | QC
LCP_Inputs_ON_Electric_IEA_2023_05_05 | Hydrogen | Dispatch-Interconnection | QC | 2050 | Summer | H2 Pipeline - New | QC | ON | 0 | QC
LCP_Inputs_ON_Electric_IEA_2023_05_05 | Hydrogen | Dispatch-Interconnection | QC | 2050 | Summer | H2 Pipeline - Repurposed | ON | QC | 0 | QC
LCP_Inputs_ON_Electric_IEA_2023_05_05 | Hydrogen | Dispatch-Interconnection | QC | 2050 | Summer | H2 Pipeline - Repurposed | QC | ON | 0 | QC
LCP_Inputs_ON_Electric_IEA_2023_05_05 | Hydrogen | Dispatch-Interconnection | QC | 2050 | Winter | H2 Pipeline - New | ON | QC | 0 | QC
LCP_Inputs_ON_Electric_IEA_2023_05_05 | Hydrogen | Dispatch-Interconnection | QC | 2050 | Winter | H2 Pipeline - New | QC | ON | 0 | QC
LCP_Inputs_ON_Electric_IEA_2023_05_05 | Hydrogen | Dispatch-Interconnection | QC | 2050 | Winter | H2 Pipeline - Repurposed | ON | QC | 0 | QC
LCP_Inputs_ON_Electric_IEA_2023_05_05 | Hydrogen | Dispatch-Interconnection | QC | 2050 | Winter | H2 Pipeline - Repurposed | QC | ON | 0 | QC
LCP_Inputs_ON_Electric_IEA_2023_05_05 | Hydrogen | Dispatch-Interconnection | QC | 2050 | Winter Peak | H2 Pipeline - New | ON | QC | 0 | QC
LCP_Inputs_ON_Electric_IEA_2023_05_05 | Hydrogen | Dispatch-Interconnection | QC | 2050 | Winter Peak | H2 Pipeline - New | QC | ON | 0 | QC
LCP_Inputs_ON_Electric_IEA_2023_05_05 | Hydrogen | Dispatch-Interconnection | QC | 2050 | Winter Peak | H2 Pipeline - Repurposed | ON | QC | -240000 | QC
LCP_Inputs_ON_Electric_IEA_2023_05_05 | Hydrogen | Dispatch-Interconnection | QC | 2050 | Winter Peak | H2 Pipeline - Repurposed | QC | ON | 0 | QC
LCP_Inputs_ON_Electric_IEA_2023_05_05 | Hydrogen | Dispatch-Interconnection | WC | 2020 | Fall | H2 Pipeline - New | ON | WC | 0 | WC
LCP_Inputs_ON_Electric_IEA_2023_05_05 | Hydrogen | Dispatch-Interconnection | WC | 2020 | Fall | H2 Pipeline - New | WC | ON | 0 | WC
LCP_Inputs_ON_Electric_IEA_2023_05_05 | Hydrogen | Dispatch-Interconnection | WC | 2020 | Fall | H2 Pipeline - Repurposed | ON | WC | 0 | WC
LCP_Inputs_ON_Electric_IEA_2023_05_05 | Hydrogen | Dispatch-Interconnection | WC | 2020 | Fall | H2 Pipeline - Repurposed | WC | ON | 0 | WC
LCP_Inputs_ON_Electric_IEA_2023_05_05 | Hydrogen | Dispatch-Interconnection | WC | 2020 | Spring | H2 Pipeline - New | ON | WC | 0 | WC
LCP_Inputs_ON_Electric_IEA_2023_05_05 | Hydrogen | Dispatch-Interconnection | WC | 2020 | Spring | H2 Pipeline - New | WC | ON | 0 | WC
LCP_Inputs_ON_Electric_IEA_2023_05_05 | Hydrogen | Dispatch-Interconnection | WC | 2020 | Spring | H2 Pipeline - Repurposed | ON | WC | 0 | WC
LCP_Inputs_ON_Electric_IEA_2023_05_05 | Hydrogen | Dispatch-Interconnection | WC | 2020 | Spring | H2 Pipeline - Repurposed | WC | ON | 0 | WC
LCP_Inputs_ON_Electric_IEA_2023_05_05 | Hydrogen | Dispatch-Interconnection | WC | 2020 | Summer | H2 Pipeline - New | ON | WC | 0 | WC
LCP_Inputs_ON_Electric_IEA_2023_05_05 | Hydrogen | Dispatch-Interconnection | WC | 2020 | Summer | H2 Pipeline - New | WC | ON | 0 | WC
LCP_Inputs_ON_Electric_IEA_2023_05_05 | Hydrogen | Dispatch-Interconnection | WC | 2020 | Summer | H2 Pipeline - Repurposed | ON | WC | 0 | WC
LCP_Inputs_ON_Electric_IEA_2023_05_05 | Hydrogen | Dispatch-Interconnection | WC | 2020 | Summer | H2 Pipeline - Repurposed | WC | ON | 0 | WC
LCP_Inputs_ON_Electric_IEA_2023_05_05 | Hydrogen | Dispatch-Interconnection | WC | 2020 | Winter | H2 Pipeline - New | ON | WC | 0 | WC
LCP_Inputs_ON_Electric_IEA_2023_05_05 | Hydrogen | Dispatch-Interconnection | WC | 2020 | Winter | H2 Pipeline - New | WC | ON | 0 | WC
LCP_Inputs_ON_Electric_IEA_2023_05_05 | Hydrogen | Dispatch-Interconnection | WC | 2020 | Winter | H2 Pipeline - Repurposed | ON | WC | 0 | WC
LCP_Inputs_ON_Electric_IEA_2023_05_05 | Hydrogen | Dispatch-Interconnection | WC | 2020 | Winter | H2 Pipeline - Repurposed | WC | ON | 0 | WC
LCP_Inputs_ON_Electric_IEA_2023_05_05 | Hydrogen | Dispatch-Interconnection | WC | 2020 | Winter Peak | H2 Pipeline - New | ON | WC | 0 | WC
LCP_Inputs_ON_Electric_IEA_2023_05_05 | Hydrogen | Dispatch-Interconnection | WC | 2020 | Winter Peak | H2 Pipeline - New | WC | ON | 0 | WC
LCP_Inputs_ON_Electric_IEA_2023_05_05 | Hydrogen | Dispatch-Interconnection | WC | 2020 | Winter Peak | H2 Pipeline - Repurposed | ON | WC | 0 | WC
LCP_Inputs_ON_Electric_IEA_2023_05_05 | Hydrogen | Dispatch-Interconnection | WC | 2020 | Winter Peak | H2 Pipeline - Repurposed | WC | ON | 0 | WC
LCP_Inputs_ON_Electric_IEA_2023_05_05 | Hydrogen | Dispatch-Interconnection | WC | 2030 | Fall | H2 Pipeline - New | ON | WC | 0 | WC
LCP_Inputs_ON_Electric_IEA_2023_05_05 | Hydrogen | Dispatch-Interconnection | WC | 2030 | Fall | H2 Pipeline - New | WC | ON | 0 | WC
LCP_Inputs_ON_Electric_IEA_2023_05_05 | Hydrogen | Dispatch-Interconnection | WC | 2030 | Fall | H2 Pipeline - Repurposed | ON | WC | 0 | WC
LCP_Inputs_ON_Electric_IEA_2023_05_05 | Hydrogen | Dispatch-Interconnection | WC | 2030 | Fall | H2 Pipeline - Repurposed | WC | ON | 0 | WC
LCP_Inputs_ON_Electric_IEA_2023_05_05 | Hydrogen | Dispatch-Interconnection | WC | 2030 | Spring | H2 Pipeline - New | ON | WC | 0 | WC
LCP_Inputs_ON_Electric_IEA_2023_05_05 | Hydrogen | Dispatch-Interconnection | WC | 2030 | Spring | H2 Pipeline - New | WC | ON | 0 | WC
LCP_Inputs_ON_Electric_IEA_2023_05_05 | Hydrogen | Dispatch-Interconnection | WC | 2030 | Spring | H2 Pipeline - Repurposed | ON | WC | 0 | WC
LCP_Inputs_ON_Electric_IEA_2023_05_05 | Hydrogen | Dispatch-Interconnection | WC | 2030 | Spring | H2 Pipeline - Repurposed | WC | ON | 0 | WC
LCP_Inputs_ON_Electric_IEA_2023_05_05 | Hydrogen | Dispatch-Interconnection | WC | 2030 | Summer | H2 Pipeline - New | ON | WC | 0 | WC
LCP_Inputs_ON_Electric_IEA_2023_05_05 | Hydrogen | Dispatch-Interconnection | WC | 2030 | Summer | H2 Pipeline - New | WC | ON | 0 | WC
LCP_Inputs_ON_Electric_IEA_2023_05_05 | Hydrogen | Dispatch-Interconnection | WC | 2030 | Summer | H2 Pipeline - Repurposed | ON | WC | 0 | WC
LCP_Inputs_ON_Electric_IEA_2023_05_05 | Hydrogen | Dispatch-Interconnection | WC | 2030 | Summer | H2 Pipeline - Repurposed | WC | ON | 0 | WC
LCP_Inputs_ON_Electric_IEA_2023_05_05 | Hydrogen | Dispatch-Interconnection | WC | 2030 | Winter | H2 Pipeline - New | ON | WC | 0 | WC
LCP_Inputs_ON_Electric_IEA_2023_05_05 | Hydrogen | Dispatch-Interconnection | WC | 2030 | Winter | H2 Pipeline - New | WC | ON | 0 | WC
LCP_Inputs_ON_Electric_IEA_2023_05_05 | Hydrogen | Dispatch-Interconnection | WC | 2030 | Winter | H2 Pipeline - Repurposed | ON | WC | 0 | WC
LCP_Inputs_ON_Electric_IEA_2023_05_05 | Hydrogen | Dispatch-Interconnection | WC | 2030 | Winter | H2 Pipeline - Repurposed | WC | ON | 0 | WC
LCP_Inputs_ON_Electric_IEA_2023_05_05 | Hydrogen | Dispatch-Interconnection | WC | 2030 | Winter Peak | H2 Pipeline - New | ON | WC | 0 | WC
LCP_Inputs_ON_Electric_IEA_2023_05_05 | Hydrogen | Dispatch-Interconnection | WC | 2030 | Winter Peak | H2 Pipeline - New | WC | ON | 0 | WC
LCP_Inputs_ON_Electric_IEA_2023_05_05 | Hydrogen | Dispatch-Interconnection | WC | 2030 | Winter Peak | H2 Pipeline - Repurposed | ON | WC | 0 | WC
LCP_Inputs_ON_Electric_IEA_2023_05_05 | Hydrogen | Dispatch-Interconnection | WC | 2030 | Winter Peak | H2 Pipeline - Repurposed | WC | ON | 0 | WC
LCP_Inputs_ON_Electric_IEA_2023_05_05 | Hydrogen | Dispatch-Interconnection | WC | 2040 | Fall | H2 Pipeline - New | ON | WC | 0 | WC
LCP_Inputs_ON_Electric_IEA_2023_05_05 | Hydrogen | Dispatch-Interconnection | WC | 2040 | Fall | H2 Pipeline - New | WC | ON | 0 | WC
LCP_Inputs_ON_Electric_IEA_2023_05_05 | Hydrogen | Dispatch-Interconnection | WC | 2040 | Fall | H2 Pipeline - Repurposed | ON | WC | 0 | WC
LCP_Inputs_ON_Electric_IEA_2023_05_05 | Hydrogen | Dispatch-Interconnection | WC | 2040 | Fall | H2 Pipeline - Repurposed | WC | ON | 0 | WC
LCP_Inputs_ON_Electric_IEA_2023_05_05 | Hydrogen | Dispatch-Interconnection | WC | 2040 | Spring | H2 Pipeline - New | ON | WC | 0 | WC
LCP_Inputs_ON_Electric_IEA_2023_05_05 | Hydrogen | Dispatch-Interconnection | WC | 2040 | Spring | H2 Pipeline - New | WC | ON | 0 | WC
LCP_Inputs_ON_Electric_IEA_2023_05_05 | Hydrogen | Dispatch-Interconnection | WC | 2040 | Spring | H2 Pipeline - Repurposed | ON | WC | 0 | WC
LCP_Inputs_ON_Electric_IEA_2023_05_05 | Hydrogen | Dispatch-Interconnection | WC | 2040 | Spring | H2 Pipeline - Repurposed | WC | ON | 0 | WC
LCP_Inputs_ON_Electric_IEA_2023_05_05 | Hydrogen | Dispatch-Interconnection | WC | 2040 | Summer | H2 Pipeline - New | ON | WC | 0 | WC
LCP_Inputs_ON_Electric_IEA_2023_05_05 | Hydrogen | Dispatch-Interconnection | WC | 2040 | Summer | H2 Pipeline - New | WC | ON | 0 | WC
LCP_Inputs_ON_Electric_IEA_2023_05_05 | Hydrogen | Dispatch-Interconnection | WC | 2040 | Summer | H2 Pipeline - Repurposed | ON | WC | 0 | WC
LCP_Inputs_ON_Electric_IEA_2023_05_05 | Hydrogen | Dispatch-Interconnection | WC | 2040 | Summer | H2 Pipeline - Repurposed | WC | ON | 0 | WC
LCP_Inputs_ON_Electric_IEA_2023_05_05 | Hydrogen | Dispatch-Interconnection | WC | 2040 | Winter | H2 Pipeline - New | ON | WC | 0 | WC
LCP_Inputs_ON_Electric_IEA_2023_05_05 | Hydrogen | Dispatch-Interconnection | WC | 2040 | Winter | H2 Pipeline - New | WC | ON | 0 | WC
LCP_Inputs_ON_Electric_IEA_2023_05_05 | Hydrogen | Dispatch-Interconnection | WC | 2040 | Winter | H2 Pipeline - Repurposed | ON | WC | 0 | WC
LCP_Inputs_ON_Electric_IEA_2023_05_05 | Hydrogen | Dispatch-Interconnection | WC | 2040 | Winter | H2 Pipeline - Repurposed | WC | ON | 0 | WC
LCP_Inputs_ON_Electric_IEA_2023_05_05 | Hydrogen | Dispatch-Interconnection | WC | 2040 | Winter Peak | H2 Pipeline - New | ON | WC | 0 | WC
LCP_Inputs_ON_Electric_IEA_2023_05_05 | Hydrogen | Dispatch-Interconnection | WC | 2040 | Winter Peak | H2 Pipeline - New | WC | ON | 0 | WC
LCP_Inputs_ON_Electric_IEA_2023_05_05 | Hydrogen | Dispatch-Interconnection | WC | 2040 | Winter Peak | H2 Pipeline - Repurposed | ON | WC | -588447.5111 | WC
LCP_Inputs_ON_Electric_IEA_2023_05_05 | Hydrogen | Dispatch-Interconnection | WC | 2040 | Winter Peak | H2 Pipeline - Repurposed | WC | ON | 0 | WC
LCP_Inputs_ON_Electric_IEA_2023_05_05 | Hydrogen | Dispatch-Interconnection | WC | 2050 | Fall | H2 Pipeline - New | ON | WC | 0 | WC
LCP_Inputs_ON_Electric_IEA_2023_05_05 | Hydrogen | Dispatch-Interconnection | WC | 2050 | Fall | H2 Pipeline - New | WC | ON | 0 | WC
LCP_Inputs_ON_Electric_IEA_2023_05_05 | Hydrogen | Dispatch-Interconnection | WC | 2050 | Fall | H2 Pipeline - Repurposed | ON | WC | 0 | WC
LCP_Inputs_ON_Electric_IEA_2023_05_05 | Hydrogen | Dispatch-Interconnection | WC | 2050 | Fall | H2 Pipeline - Repurposed | WC | ON | 0 | WC
LCP_Inputs_ON_Electric_IEA_2023_05_05 | Hydrogen | Dispatch-Interconnection | WC | 2050 | Spring | H2 Pipeline - New | ON | WC | 0 | WC
LCP_Inputs_ON_Electric_IEA_2023_05_05 | Hydrogen | Dispatch-Interconnection | WC | 2050 | Spring | H2 Pipeline - New | WC | ON | 0 | WC
LCP_Inputs_ON_Electric_IEA_2023_05_05 | Hydrogen | Dispatch-Interconnection | WC | 2050 | Spring | H2 Pipeline - Repurposed | ON | WC | 0 | WC
LCP_Inputs_ON_Electric_IEA_2023_05_05 | Hydrogen | Dispatch-Interconnection | WC | 2050 | Spring | H2 Pipeline - Repurposed | WC | ON | 0 | WC
LCP_Inputs_ON_Electric_IEA_2023_05_05 | Hydrogen | Dispatch-Interconnection | WC | 2050 | Summer | H2 Pipeline - New | ON | WC | 0 | WC
LCP_Inputs_ON_Electric_IEA_2023_05_05 | Hydrogen | Dispatch-Interconnection | WC | 2050 | Summer | H2 Pipeline - New | WC | ON | 0 | WC
LCP_Inputs_ON_Electric_IEA_2023_05_05 | Hydrogen | Dispatch-Interconnection | WC | 2050 | Summer | H2 Pipeline - Repurposed | ON | WC | 0 | WC
LCP_Inputs_ON_Electric_IEA_2023_05_05 | Hydrogen | Dispatch-Interconnection | WC | 2050 | Summer | H2 Pipeline - Repurposed | WC | ON | 0 | WC
LCP_Inputs_ON_Electric_IEA_2023_05_05 | Hydrogen | Dispatch-Interconnection | WC | 2050 | Winter | H2 Pipeline - New | ON | WC | 0 | WC
LCP_Inputs_ON_Electric_IEA_2023_05_05 | Hydrogen | Dispatch-Interconnection | WC | 2050 | Winter | H2 Pipeline - New | WC | ON | 0 | WC
LCP_Inputs_ON_Electric_IEA_2023_05_05 | Hydrogen | Dispatch-Interconnection | WC | 2050 | Winter | H2 Pipeline - Repurposed | ON | WC | 0 | WC
LCP_Inputs_ON_Electric_IEA_2023_05_05 | Hydrogen | Dispatch-Interconnection | WC | 2050 | Winter | H2 Pipeline - Repurposed | WC | ON | 0 | WC
LCP_Inputs_ON_Electric_IEA_2023_05_05 | Hydrogen | Dispatch-Interconnection | WC | 2050 | Winter Peak | H2 Pipeline - New | ON | WC | 0 | WC
LCP_Inputs_ON_Electric_IEA_2023_05_05 | Hydrogen | Dispatch-Interconnection | WC | 2050 | Winter Peak | H2 Pipeline - New | WC | ON | 0 | WC
LCP_Inputs_ON_Electric_IEA_2023_05_05 | Hydrogen | Dispatch-Interconnection | WC | 2050 | Winter Peak | H2 Pipeline - Repurposed | ON | WC | -1000117.8219 | WC
LCP_Inputs_ON_Electric_IEA_2023_05_05 | Hydrogen | Dispatch-Interconnection | WC | 2050 | Winter Peak | H2 Pipeline - Repurposed | WC | ON | 0 | WC
LCP_Inputs_ON_Electric_IEA_2023_05_05 | Hydrogen | Dispatch-Storage | MI | 2020 | Fall | H2 Salt Cavern Storage - ON |  |  | 0 | MI
LCP_Inputs_ON_Electric_IEA_2023_05_05 | Hydrogen | Dispatch-Storage | MI | 2020 | Spring | H2 Salt Cavern Storage - ON |  |  | 0 | MI
LCP_Inputs_ON_Electric_IEA_2023_05_05 | Hydrogen | Dispatch-Storage | MI | 2020 | Summer | H2 Salt Cavern Storage - ON |  |  | 0 | MI
LCP_Inputs_ON_Electric_IEA_2023_05_05 | Hydrogen | Dispatch-Storage | MI | 2020 | Winter | H2 Salt Cavern Storage - ON |  |  | 0 | MI
LCP_Inputs_ON_Electric_IEA_2023_05_05 | Hydrogen | Dispatch-Storage | MI | 2020 | Winter Peak | H2 Salt Cavern Storage - ON |  |  | 0 | MI
LCP_Inputs_ON_Electric_IEA_2023_05_05 | Hydrogen | Dispatch-Storage | MI | 2030 | Fall | H2 Salt Cavern Storage - ON |  |  | 0 | MI
LCP_Inputs_ON_Electric_IEA_2023_05_05 | Hydrogen | Dispatch-Storage | MI | 2030 | Spring | H2 Salt Cavern Storage - ON |  |  | 0 | MI
LCP_Inputs_ON_Electric_IEA_2023_05_05 | Hydrogen | Dispatch-Storage | MI | 2030 | Summer | H2 Salt Cavern Storage - ON |  |  | 0 | MI
LCP_Inputs_ON_Electric_IEA_2023_05_05 | Hydrogen | Dispatch-Storage | MI | 2030 | Winter | H2 Salt Cavern Storage - ON |  |  | 0 | MI
LCP_Inputs_ON_Electric_IEA_2023_05_05 | Hydrogen | Dispatch-Storage | MI | 2030 | Winter Peak | H2 Salt Cavern Storage - ON |  |  | 0 | MI
LCP_Inputs_ON_Electric_IEA_2023_05_05 | Hydrogen | Dispatch-Storage | MI | 2040 | Fall | H2 Salt Cavern Storage - ON |  |  | 0 | MI
LCP_Inputs_ON_Electric_IEA_2023_05_05 | Hydrogen | Dispatch-Storage | MI | 2040 | Spring | H2 Salt Cavern Storage - ON |  |  | 0 | MI
LCP_Inputs_ON_Electric_IEA_2023_05_05 | Hydrogen | Dispatch-Storage | MI | 2040 | Summer | H2 Salt Cavern Storage - ON |  |  | 0 | MI
LCP_Inputs_ON_Electric_IEA_2023_05_05 | Hydrogen | Dispatch-Storage | MI | 2040 | Winter | H2 Salt Cavern Storage - ON |  |  | 0 | MI
LCP_Inputs_ON_Electric_IEA_2023_05_05 | Hydrogen | Dispatch-Storage | MI | 2040 | Winter Peak | H2 Salt Cavern Storage - ON |  |  | 0 | MI
LCP_Inputs_ON_Electric_IEA_2023_05_05 | Hydrogen | Dispatch-Storage | MI | 2050 | Fall | H2 Salt Cavern Storage - ON |  |  | 0 | MI
LCP_Inputs_ON_Electric_IEA_2023_05_05 | Hydrogen | Dispatch-Storage | MI | 2050 | Spring | H2 Salt Cavern Storage - ON |  |  | 0 | MI
LCP_Inputs_ON_Electric_IEA_2023_05_05 | Hydrogen | Dispatch-Storage | MI | 2050 | Summer | H2 Salt Cavern Storage - ON |  |  | 0 | MI
LCP_Inputs_ON_Electric_IEA_2023_05_05 | Hydrogen | Dispatch-Storage | MI | 2050 | Winter | H2 Salt Cavern Storage - ON |  |  | 0 | MI
LCP_Inputs_ON_Electric_IEA_2023_05_05 | Hydrogen | Dispatch-Storage | MI | 2050 | Winter Peak | H2 Salt Cavern Storage - ON |  |  | 0 | MI
LCP_Inputs_ON_Electric_IEA_2023_05_05 | Hydrogen | Dispatch-Storage | NY | 2020 | Fall | H2 Salt Cavern Storage - ON |  |  | 0 | NY
LCP_Inputs_ON_Electric_IEA_2023_05_05 | Hydrogen | Dispatch-Storage | NY | 2020 | Spring | H2 Salt Cavern Storage - ON |  |  | 0 | NY
LCP_Inputs_ON_Electric_IEA_2023_05_05 | Hydrogen | Dispatch-Storage | NY | 2020 | Summer | H2 Salt Cavern Storage - ON |  |  | 0 | NY
LCP_Inputs_ON_Electric_IEA_2023_05_05 | Hydrogen | Dispatch-Storage | NY | 2020 | Winter | H2 Salt Cavern Storage - ON |  |  | 0 | NY
LCP_Inputs_ON_Electric_IEA_2023_05_05 | Hydrogen | Dispatch-Storage | NY | 2020 | Winter Peak | H2 Salt Cavern Storage - ON |  |  | 0 | NY
LCP_Inputs_ON_Electric_IEA_2023_05_05 | Hydrogen | Dispatch-Storage | NY | 2030 | Fall | H2 Salt Cavern Storage - ON |  |  | 0 | NY
LCP_Inputs_ON_Electric_IEA_2023_05_05 | Hydrogen | Dispatch-Storage | NY | 2030 | Spring | H2 Salt Cavern Storage - ON |  |  | 0 | NY
LCP_Inputs_ON_Electric_IEA_2023_05_05 | Hydrogen | Dispatch-Storage | NY | 2030 | Summer | H2 Salt Cavern Storage - ON |  |  | 0 | NY
LCP_Inputs_ON_Electric_IEA_2023_05_05 | Hydrogen | Dispatch-Storage | NY | 2030 | Winter | H2 Salt Cavern Storage - ON |  |  | 0 | NY
LCP_Inputs_ON_Electric_IEA_2023_05_05 | Hydrogen | Dispatch-Storage | NY | 2030 | Winter Peak | H2 Salt Cavern Storage - ON |  |  | 0 | NY
LCP_Inputs_ON_Electric_IEA_2023_05_05 | Hydrogen | Dispatch-Storage | NY | 2040 | Fall | H2 Salt Cavern Storage - ON |  |  | 0 | NY
LCP_Inputs_ON_Electric_IEA_2023_05_05 | Hydrogen | Dispatch-Storage | NY | 2040 | Spring | H2 Salt Cavern Storage - ON |  |  | 0 | NY
LCP_Inputs_ON_Electric_IEA_2023_05_05 | Hydrogen | Dispatch-Storage | NY | 2040 | Summer | H2 Salt Cavern Storage - ON |  |  | 0 | NY
LCP_Inputs_ON_Electric_IEA_2023_05_05 | Hydrogen | Dispatch-Storage | NY | 2040 | Winter | H2 Salt Cavern Storage - ON |  |  | 0 | NY
LCP_Inputs_ON_Electric_IEA_2023_05_05 | Hydrogen | Dispatch-Storage | NY | 2040 | Winter Peak | H2 Salt Cavern Storage - ON |  |  | 0 | NY
LCP_Inputs_ON_Electric_IEA_2023_05_05 | Hydrogen | Dispatch-Storage | NY | 2050 | Fall | H2 Salt Cavern Storage - ON |  |  | 0 | NY
LCP_Inputs_ON_Electric_IEA_2023_05_05 | Hydrogen | Dispatch-Storage | NY | 2050 | Spring | H2 Salt Cavern Storage - ON |  |  | 0 | NY
LCP_Inputs_ON_Electric_IEA_2023_05_05 | Hydrogen | Dispatch-Storage | NY | 2050 | Summer | H2 Salt Cavern Storage - ON |  |  | 0 | NY
LCP_Inputs_ON_Electric_IEA_2023_05_05 | Hydrogen | Dispatch-Storage | NY | 2050 | Winter | H2 Salt Cavern Storage - ON |  |  | 0 | NY
LCP_Inputs_ON_Electric_IEA_2023_05_05 | Hydrogen | Dispatch-Storage | NY | 2050 | Winter Peak | H2 Salt Cavern Storage - ON |  |  | 0 | NY
LCP_Inputs_ON_Electric_IEA_2023_05_05 | Hydrogen | Dispatch-Storage | ON | 2020 | Fall | H2 Salt Cavern Storage - ON |  |  | 0 | ON
LCP_Inputs_ON_Electric_IEA_2023_05_05 | Hydrogen | Dispatch-Storage | ON | 2020 | Spring | H2 Salt Cavern Storage - ON |  |  | 0 | ON
LCP_Inputs_ON_Electric_IEA_2023_05_05 | Hydrogen | Dispatch-Storage | ON | 2020 | Summer | H2 Salt Cavern Storage - ON |  |  | 0 | ON
LCP_Inputs_ON_Electric_IEA_2023_05_05 | Hydrogen | Dispatch-Storage | ON | 2020 | Winter | H2 Salt Cavern Storage - ON |  |  | 0 | ON
LCP_Inputs_ON_Electric_IEA_2023_05_05 | Hydrogen | Dispatch-Storage | ON | 2020 | Winter Peak | H2 Salt Cavern Storage - ON |  |  | 0 | ON
LCP_Inputs_ON_Electric_IEA_2023_05_05 | Hydrogen | Dispatch-Storage | ON | 2030 | Fall | H2 Salt Cavern Storage - ON |  |  | 0 | ON
LCP_Inputs_ON_Electric_IEA_2023_05_05 | Hydrogen | Dispatch-Storage | ON | 2030 | Spring | H2 Salt Cavern Storage - ON |  |  | 193336.6714 | ON
LCP_Inputs_ON_Electric_IEA_2023_05_05 | Hydrogen | Dispatch-Storage | ON | 2030 | Summer | H2 Salt Cavern Storage - ON |  |  | 0 | ON
LCP_Inputs_ON_Electric_IEA_2023_05_05 | Hydrogen | Dispatch-Storage | ON | 2030 | Winter | H2 Salt Cavern Storage - ON |  |  | 909189.6725 | ON
LCP_Inputs_ON_Electric_IEA_2023_05_05 | Hydrogen | Dispatch-Storage | ON | 2030 | Winter Peak | H2 Salt Cavern Storage - ON |  |  | 40760.1079 | ON
LCP_Inputs_ON_Electric_IEA_2023_05_05 | Hydrogen | Dispatch-Storage | ON | 2040 | Fall | H2 Salt Cavern Storage - ON |  |  | 254691.3894 | ON
LCP_Inputs_ON_Electric_IEA_2023_05_05 | Hydrogen | Dispatch-Storage | ON | 2040 | Spring | H2 Salt Cavern Storage - ON |  |  | 9181.9837 | ON
LCP_Inputs_ON_Electric_IEA_2023_05_05 | Hydrogen | Dispatch-Storage | ON | 2040 | Summer | H2 Salt Cavern Storage - ON |  |  | 106385.7501 | ON
LCP_Inputs_ON_Electric_IEA_2023_05_05 | Hydrogen | Dispatch-Storage | ON | 2040 | Winter | H2 Salt Cavern Storage - ON |  |  | 2098639.7626 | ON
LCP_Inputs_ON_Electric_IEA_2023_05_05 | Hydrogen | Dispatch-Storage | ON | 2040 | Winter Peak | H2 Salt Cavern Storage - ON |  |  | 600000 | ON
LCP_Inputs_ON_Electric_IEA_2023_05_05 | Hydrogen | Dispatch-Storage | ON | 2050 | Fall | H2 Salt Cavern Storage - ON |  |  | 2042093.1159 | ON
LCP_Inputs_ON_Electric_IEA_2023_05_05 | Hydrogen | Dispatch-Storage | ON | 2050 | Spring | H2 Salt Cavern Storage - ON |  |  | 0 | ON
LCP_Inputs_ON_Electric_IEA_2023_05_05 | Hydrogen | Dispatch-Storage | ON | 2050 | Summer | H2 Salt Cavern Storage - ON |  |  | 896863.8756 | ON
LCP_Inputs_ON_Electric_IEA_2023_05_05 | Hydrogen | Dispatch-Storage | ON | 2050 | Winter | H2 Salt Cavern Storage - ON |  |  | 3144268.042 | ON
LCP_Inputs_ON_Electric_IEA_2023_05_05 | Hydrogen | Dispatch-Storage | ON | 2050 | Winter Peak | H2 Salt Cavern Storage - ON |  |  | 864000 | ON
LCP_Inputs_ON_Electric_IEA_2023_05_05 | Hydrogen | Dispatch-Storage | PJ | 2020 | Fall | H2 Salt Cavern Storage - ON |  |  | 0 | PJ
LCP_Inputs_ON_Electric_IEA_2023_05_05 | Hydrogen | Dispatch-Storage | PJ | 2020 | Spring | H2 Salt Cavern Storage - ON |  |  | 0 | PJ
LCP_Inputs_ON_Electric_IEA_2023_05_05 | Hydrogen | Dispatch-Storage | PJ | 2020 | Summer | H2 Salt Cavern Storage - ON |  |  | 0 | PJ
LCP_Inputs_ON_Electric_IEA_2023_05_05 | Hydrogen | Dispatch-Storage | PJ | 2020 | Winter | H2 Salt Cavern Storage - ON |  |  | 0 | PJ
LCP_Inputs_ON_Electric_IEA_2023_05_05 | Hydrogen | Dispatch-Storage | PJ | 2020 | Winter Peak | H2 Salt Cavern Storage - ON |  |  | 0 | PJ
LCP_Inputs_ON_Electric_IEA_2023_05_05 | Hydrogen | Dispatch-Storage | PJ | 2030 | Fall | H2 Salt Cavern Storage - ON |  |  | 0 | PJ
LCP_Inputs_ON_Electric_IEA_2023_05_05 | Hydrogen | Dispatch-Storage | PJ | 2030 | Spring | H2 Salt Cavern Storage - ON |  |  | 0 | PJ
LCP_Inputs_ON_Electric_IEA_2023_05_05 | Hydrogen | Dispatch-Storage | PJ | 2030 | Summer | H2 Salt Cavern Storage - ON |  |  | 0 | PJ
LCP_Inputs_ON_Electric_IEA_2023_05_05 | Hydrogen | Dispatch-Storage | PJ | 2030 | Winter | H2 Salt Cavern Storage - ON |  |  | 0 | PJ
LCP_Inputs_ON_Electric_IEA_2023_05_05 | Hydrogen | Dispatch-Storage | PJ | 2030 | Winter Peak | H2 Salt Cavern Storage - ON |  |  | 0 | PJ
LCP_Inputs_ON_Electric_IEA_2023_05_05 | Hydrogen | Dispatch-Storage | PJ | 2040 | Fall | H2 Salt Cavern Storage - ON |  |  | 0 | PJ
LCP_Inputs_ON_Electric_IEA_2023_05_05 | Hydrogen | Dispatch-Storage | PJ | 2040 | Spring | H2 Salt Cavern Storage - ON |  |  | 0 | PJ
LCP_Inputs_ON_Electric_IEA_2023_05_05 | Hydrogen | Dispatch-Storage | PJ | 2040 | Summer | H2 Salt Cavern Storage - ON |  |  | 0 | PJ
LCP_Inputs_ON_Electric_IEA_2023_05_05 | Hydrogen | Dispatch-Storage | PJ | 2040 | Winter | H2 Salt Cavern Storage - ON |  |  | 0 | PJ
LCP_Inputs_ON_Electric_IEA_2023_05_05 | Hydrogen | Dispatch-Storage | PJ | 2040 | Winter Peak | H2 Salt Cavern Storage - ON |  |  | 0 | PJ
LCP_Inputs_ON_Electric_IEA_2023_05_05 | Hydrogen | Dispatch-Storage | PJ | 2050 | Fall | H2 Salt Cavern Storage - ON |  |  | 0 | PJ
LCP_Inputs_ON_Electric_IEA_2023_05_05 | Hydrogen | Dispatch-Storage | PJ | 2050 | Spring | H2 Salt Cavern Storage - ON |  |  | 0 | PJ
LCP_Inputs_ON_Electric_IEA_2023_05_05 | Hydrogen | Dispatch-Storage | PJ | 2050 | Summer | H2 Salt Cavern Storage - ON |  |  | 0 | PJ
LCP_Inputs_ON_Electric_IEA_2023_05_05 | Hydrogen | Dispatch-Storage | PJ | 2050 | Winter | H2 Salt Cavern Storage - ON |  |  | 0 | PJ
LCP_Inputs_ON_Electric_IEA_2023_05_05 | Hydrogen | Dispatch-Storage | PJ | 2050 | Winter Peak | H2 Salt Cavern Storage - ON |  |  | 0 | PJ
LCP_Inputs_ON_Electric_IEA_2023_05_05 | Hydrogen | Dispatch-Storage | QC | 2020 | Fall | H2 Salt Cavern Storage - ON |  |  | 0 | QC
LCP_Inputs_ON_Electric_IEA_2023_05_05 | Hydrogen | Dispatch-Storage | QC | 2020 | Spring | H2 Salt Cavern Storage - ON |  |  | 0 | QC
LCP_Inputs_ON_Electric_IEA_2023_05_05 | Hydrogen | Dispatch-Storage | QC | 2020 | Summer | H2 Salt Cavern Storage - ON |  |  | 0 | QC
LCP_Inputs_ON_Electric_IEA_2023_05_05 | Hydrogen | Dispatch-Storage | QC | 2020 | Winter | H2 Salt Cavern Storage - ON |  |  | 0 | QC
LCP_Inputs_ON_Electric_IEA_2023_05_05 | Hydrogen | Dispatch-Storage | QC | 2020 | Winter Peak | H2 Salt Cavern Storage - ON |  |  | 0 | QC
LCP_Inputs_ON_Electric_IEA_2023_05_05 | Hydrogen | Dispatch-Storage | QC | 2030 | Fall | H2 Salt Cavern Storage - ON |  |  | 0 | QC
LCP_Inputs_ON_Electric_IEA_2023_05_05 | Hydrogen | Dispatch-Storage | QC | 2030 | Spring | H2 Salt Cavern Storage - ON |  |  | 0 | QC
LCP_Inputs_ON_Electric_IEA_2023_05_05 | Hydrogen | Dispatch-Storage | QC | 2030 | Summer | H2 Salt Cavern Storage - ON |  |  | 0 | QC
LCP_Inputs_ON_Electric_IEA_2023_05_05 | Hydrogen | Dispatch-Storage | QC | 2030 | Winter | H2 Salt Cavern Storage - ON |  |  | 0 | QC
LCP_Inputs_ON_Electric_IEA_2023_05_05 | Hydrogen | Dispatch-Storage | QC | 2030 | Winter Peak | H2 Salt Cavern Storage - ON |  |  | 0 | QC
LCP_Inputs_ON_Electric_IEA_2023_05_05 | Hydrogen | Dispatch-Storage | QC | 2040 | Fall | H2 Salt Cavern Storage - ON |  |  | 0 | QC
LCP_Inputs_ON_Electric_IEA_2023_05_05 | Hydrogen | Dispatch-Storage | QC | 2040 | Spring | H2 Salt Cavern Storage - ON |  |  | 0 | QC
LCP_Inputs_ON_Electric_IEA_2023_05_05 | Hydrogen | Dispatch-Storage | QC | 2040 | Summer | H2 Salt Cavern Storage - ON |  |  | 0 | QC
LCP_Inputs_ON_Electric_IEA_2023_05_05 | Hydrogen | Dispatch-Storage | QC | 2040 | Winter | H2 Salt Cavern Storage - ON |  |  | 0 | QC
LCP_Inputs_ON_Electric_IEA_2023_05_05 | Hydrogen | Dispatch-Storage | QC | 2040 | Winter Peak | H2 Salt Cavern Storage - ON |  |  | 0 | QC
LCP_Inputs_ON_Electric_IEA_2023_05_05 | Hydrogen | Dispatch-Storage | QC | 2050 | Fall | H2 Salt Cavern Storage - ON |  |  | 0 | QC
LCP_Inputs_ON_Electric_IEA_2023_05_05 | Hydrogen | Dispatch-Storage | QC | 2050 | Spring | H2 Salt Cavern Storage - ON |  |  | 0 | QC
LCP_Inputs_ON_Electric_IEA_2023_05_05 | Hydrogen | Dispatch-Storage | QC | 2050 | Summer | H2 Salt Cavern Storage - ON |  |  | 0 | QC
LCP_Inputs_ON_Electric_IEA_2023_05_05 | Hydrogen | Dispatch-Storage | QC | 2050 | Winter | H2 Salt Cavern Storage - ON |  |  | 0 | QC
LCP_Inputs_ON_Electric_IEA_2023_05_05 | Hydrogen | Dispatch-Storage | QC | 2050 | Winter Peak | H2 Salt Cavern Storage - ON |  |  | 0 | QC
LCP_Inputs_ON_Electric_IEA_2023_05_05 | Hydrogen | Dispatch-Storage | WC | 2020 | Fall | H2 Salt Cavern Storage - ON |  |  | 0 | WC
LCP_Inputs_ON_Electric_IEA_2023_05_05 | Hydrogen | Dispatch-Storage | WC | 2020 | Spring | H2 Salt Cavern Storage - ON |  |  | 0 | WC
LCP_Inputs_ON_Electric_IEA_2023_05_05 | Hydrogen | Dispatch-Storage | WC | 2020 | Summer | H2 Salt Cavern Storage - ON |  |  | 0 | WC
LCP_Inputs_ON_Electric_IEA_2023_05_05 | Hydrogen | Dispatch-Storage | WC | 2020 | Winter | H2 Salt Cavern Storage - ON |  |  | 0 | WC
LCP_Inputs_ON_Electric_IEA_2023_05_05 | Hydrogen | Dispatch-Storage | WC | 2020 | Winter Peak | H2 Salt Cavern Storage - ON |  |  | 0 | WC
LCP_Inputs_ON_Electric_IEA_2023_05_05 | Hydrogen | Dispatch-Storage | WC | 2030 | Fall | H2 Salt Cavern Storage - ON |  |  | 0 | WC
LCP_Inputs_ON_Electric_IEA_2023_05_05 | Hydrogen | Dispatch-Storage | WC | 2030 | Spring | H2 Salt Cavern Storage - ON |  |  | 0 | WC
LCP_Inputs_ON_Electric_IEA_2023_05_05 | Hydrogen | Dispatch-Storage | WC | 2030 | Summer | H2 Salt Cavern Storage - ON |  |  | 0 | WC
LCP_Inputs_ON_Electric_IEA_2023_05_05 | Hydrogen | Dispatch-Storage | WC | 2030 | Winter | H2 Salt Cavern Storage - ON |  |  | 0 | WC
LCP_Inputs_ON_Electric_IEA_2023_05_05 | Hydrogen | Dispatch-Storage | WC | 2030 | Winter Peak | H2 Salt Cavern Storage - ON |  |  | 0 | WC
LCP_Inputs_ON_Electric_IEA_2023_05_05 | Hydrogen | Dispatch-Storage | WC | 2040 | Fall | H2 Salt Cavern Storage - ON |  |  | 0 | WC
LCP_Inputs_ON_Electric_IEA_2023_05_05 | Hydrogen | Dispatch-Storage | WC | 2040 | Spring | H2 Salt Cavern Storage - ON |  |  | 0 | WC
LCP_Inputs_ON_Electric_IEA_2023_05_05 | Hydrogen | Dispatch-Storage | WC | 2040 | Summer | H2 Salt Cavern Storage - ON |  |  | 0 | WC
LCP_Inputs_ON_Electric_IEA_2023_05_05 | Hydrogen | Dispatch-Storage | WC | 2040 | Winter | H2 Salt Cavern Storage - ON |  |  | 0 | WC
LCP_Inputs_ON_Electric_IEA_2023_05_05 | Hydrogen | Dispatch-Storage | WC | 2040 | Winter Peak | H2 Salt Cavern Storage - ON |  |  | 0 | WC
LCP_Inputs_ON_Electric_IEA_2023_05_05 | Hydrogen | Dispatch-Storage | WC | 2050 | Fall | H2 Salt Cavern Storage - ON |  |  | 0 | WC
LCP_Inputs_ON_Electric_IEA_2023_05_05 | Hydrogen | Dispatch-Storage | WC | 2050 | Spring | H2 Salt Cavern Storage - ON |  |  | 0 | WC
LCP_Inputs_ON_Electric_IEA_2023_05_05 | Hydrogen | Dispatch-Storage | WC | 2050 | Summer | H2 Salt Cavern Storage - ON |  |  | 0 | WC
LCP_Inputs_ON_Electric_IEA_2023_05_05 | Hydrogen | Dispatch-Storage | WC | 2050 | Winter | H2 Salt Cavern Storage - ON |  |  | 0 | WC
LCP_Inputs_ON_Electric_IEA_2023_05_05 | Hydrogen | Dispatch-Storage | WC | 2050 | Winter Peak | H2 Salt Cavern Storage - ON |  |  | 0 | WC
LCP_Inputs_ON_Electric_IEA_2023_05_05 | Methane | Charging-Storage | MI | 2020 | Fall | CH4 Salt Cavern Storage - ON |  |  | 0 | MI
LCP_Inputs_ON_Electric_IEA_2023_05_05 | Methane | Charging-Storage | MI | 2020 | Spring | CH4 Salt Cavern Storage - ON |  |  | 0 | MI
LCP_Inputs_ON_Electric_IEA_2023_05_05 | Methane | Charging-Storage | MI | 2020 | Summer | CH4 Salt Cavern Storage - ON |  |  | 0 | MI
LCP_Inputs_ON_Electric_IEA_2023_05_05 | Methane | Charging-Storage | MI | 2020 | Winter | CH4 Salt Cavern Storage - ON |  |  | 0 | MI
LCP_Inputs_ON_Electric_IEA_2023_05_05 | Methane | Charging-Storage | MI | 2020 | Winter Peak | CH4 Salt Cavern Storage - ON |  |  | 0 | MI
LCP_Inputs_ON_Electric_IEA_2023_05_05 | Methane | Charging-Storage | MI | 2030 | Fall | CH4 Salt Cavern Storage - ON |  |  | 0 | MI
LCP_Inputs_ON_Electric_IEA_2023_05_05 | Methane | Charging-Storage | MI | 2030 | Spring | CH4 Salt Cavern Storage - ON |  |  | 0 | MI
LCP_Inputs_ON_Electric_IEA_2023_05_05 | Methane | Charging-Storage | MI | 2030 | Summer | CH4 Salt Cavern Storage - ON |  |  | 0 | MI
LCP_Inputs_ON_Electric_IEA_2023_05_05 | Methane | Charging-Storage | MI | 2030 | Winter | CH4 Salt Cavern Storage - ON |  |  | 0 | MI
LCP_Inputs_ON_Electric_IEA_2023_05_05 | Methane | Charging-Storage | MI | 2030 | Winter Peak | CH4 Salt Cavern Storage - ON |  |  | 0 | MI
LCP_Inputs_ON_Electric_IEA_2023_05_05 | Methane | Charging-Storage | MI | 2040 | Fall | CH4 Salt Cavern Storage - ON |  |  | 0 | MI
LCP_Inputs_ON_Electric_IEA_2023_05_05 | Methane | Charging-Storage | MI | 2040 | Spring | CH4 Salt Cavern Storage - ON |  |  | 0 | MI
LCP_Inputs_ON_Electric_IEA_2023_05_05 | Methane | Charging-Storage | MI | 2040 | Summer | CH4 Salt Cavern Storage - ON |  |  | 0 | MI
LCP_Inputs_ON_Electric_IEA_2023_05_05 | Methane | Charging-Storage | MI | 2040 | Winter | CH4 Salt Cavern Storage - ON |  |  | 0 | MI
LCP_Inputs_ON_Electric_IEA_2023_05_05 | Methane | Charging-Storage | MI | 2040 | Winter Peak | CH4 Salt Cavern Storage - ON |  |  | 0 | MI
LCP_Inputs_ON_Electric_IEA_2023_05_05 | Methane | Charging-Storage | MI | 2050 | Fall | CH4 Salt Cavern Storage - ON |  |  | 0 | MI
LCP_Inputs_ON_Electric_IEA_2023_05_05 | Methane | Charging-Storage | MI | 2050 | Spring | CH4 Salt Cavern Storage - ON |  |  | 0 | MI
LCP_Inputs_ON_Electric_IEA_2023_05_05 | Methane | Charging-Storage | MI | 2050 | Summer | CH4 Salt Cavern Storage - ON |  |  | 0 | MI
LCP_Inputs_ON_Electric_IEA_2023_05_05 | Methane | Charging-Storage | MI | 2050 | Winter | CH4 Salt Cavern Storage - ON |  |  | 0 | MI
LCP_Inputs_ON_Electric_IEA_2023_05_05 | Methane | Charging-Storage | MI | 2050 | Winter Peak | CH4 Salt Cavern Storage - ON |  |  | 0 | MI
LCP_Inputs_ON_Electric_IEA_2023_05_05 | Methane | Charging-Storage | NY | 2020 | Fall | CH4 Salt Cavern Storage - ON |  |  | 0 | NY
LCP_Inputs_ON_Electric_IEA_2023_05_05 | Methane | Charging-Storage | NY | 2020 | Spring | CH4 Salt Cavern Storage - ON |  |  | 0 | NY
LCP_Inputs_ON_Electric_IEA_2023_05_05 | Methane | Charging-Storage | NY | 2020 | Summer | CH4 Salt Cavern Storage - ON |  |  | 0 | NY
LCP_Inputs_ON_Electric_IEA_2023_05_05 | Methane | Charging-Storage | NY | 2020 | Winter | CH4 Salt Cavern Storage - ON |  |  | 0 | NY
LCP_Inputs_ON_Electric_IEA_2023_05_05 | Methane | Charging-Storage | NY | 2020 | Winter Peak | CH4 Salt Cavern Storage - ON |  |  | 0 | NY
LCP_Inputs_ON_Electric_IEA_2023_05_05 | Methane | Charging-Storage | NY | 2030 | Fall | CH4 Salt Cavern Storage - ON |  |  | 0 | NY
LCP_Inputs_ON_Electric_IEA_2023_05_05 | Methane | Charging-Storage | NY | 2030 | Spring | CH4 Salt Cavern Storage - ON |  |  | 0 | NY
LCP_Inputs_ON_Electric_IEA_2023_05_05 | Methane | Charging-Storage | NY | 2030 | Summer | CH4 Salt Cavern Storage - ON |  |  | 0 | NY
LCP_Inputs_ON_Electric_IEA_2023_05_05 | Methane | Charging-Storage | NY | 2030 | Winter | CH4 Salt Cavern Storage - ON |  |  | 0 | NY
LCP_Inputs_ON_Electric_IEA_2023_05_05 | Methane | Charging-Storage | NY | 2030 | Winter Peak | CH4 Salt Cavern Storage - ON |  |  | 0 | NY
LCP_Inputs_ON_Electric_IEA_2023_05_05 | Methane | Charging-Storage | NY | 2040 | Fall | CH4 Salt Cavern Storage - ON |  |  | 0 | NY
LCP_Inputs_ON_Electric_IEA_2023_05_05 | Methane | Charging-Storage | NY | 2040 | Spring | CH4 Salt Cavern Storage - ON |  |  | 0 | NY
LCP_Inputs_ON_Electric_IEA_2023_05_05 | Methane | Charging-Storage | NY | 2040 | Summer | CH4 Salt Cavern Storage - ON |  |  | 0 | NY
LCP_Inputs_ON_Electric_IEA_2023_05_05 | Methane | Charging-Storage | NY | 2040 | Winter | CH4 Salt Cavern Storage - ON |  |  | 0 | NY
LCP_Inputs_ON_Electric_IEA_2023_05_05 | Methane | Charging-Storage | NY | 2040 | Winter Peak | CH4 Salt Cavern Storage - ON |  |  | 0 | NY
LCP_Inputs_ON_Electric_IEA_2023_05_05 | Methane | Charging-Storage | NY | 2050 | Fall | CH4 Salt Cavern Storage - ON |  |  | 0 | NY
LCP_Inputs_ON_Electric_IEA_2023_05_05 | Methane | Charging-Storage | NY | 2050 | Spring | CH4 Salt Cavern Storage - ON |  |  | 0 | NY
LCP_Inputs_ON_Electric_IEA_2023_05_05 | Methane | Charging-Storage | NY | 2050 | Summer | CH4 Salt Cavern Storage - ON |  |  | 0 | NY
LCP_Inputs_ON_Electric_IEA_2023_05_05 | Methane | Charging-Storage | NY | 2050 | Winter | CH4 Salt Cavern Storage - ON |  |  | 0 | NY
LCP_Inputs_ON_Electric_IEA_2023_05_05 | Methane | Charging-Storage | NY | 2050 | Winter Peak | CH4 Salt Cavern Storage - ON |  |  | 0 | NY
LCP_Inputs_ON_Electric_IEA_2023_05_05 | Methane | Charging-Storage | ON | 2020 | Fall | CH4 Salt Cavern Storage - ON |  |  | -66514.4447 | ON
LCP_Inputs_ON_Electric_IEA_2023_05_05 | Methane | Charging-Storage | ON | 2020 | Spring | CH4 Salt Cavern Storage - ON |  |  | 0 | ON
LCP_Inputs_ON_Electric_IEA_2023_05_05 | Methane | Charging-Storage | ON | 2020 | Summer | CH4 Salt Cavern Storage - ON |  |  | 0 | ON
LCP_Inputs_ON_Electric_IEA_2023_05_05 | Methane | Charging-Storage | ON | 2020 | Winter | CH4 Salt Cavern Storage - ON |  |  | 0 | ON
LCP_Inputs_ON_Electric_IEA_2023_05_05 | Methane | Charging-Storage | ON | 2020 | Winter Peak | CH4 Salt Cavern Storage - ON |  |  | 0 | ON
LCP_Inputs_ON_Electric_IEA_2023_05_05 | Methane | Charging-Storage | ON | 2030 | Fall | CH4 Salt Cavern Storage - ON |  |  | 2.0413e-10 | ON
LCP_Inputs_ON_Electric_IEA_2023_05_05 | Methane | Charging-Storage | ON | 2030 | Spring | CH4 Salt Cavern Storage - ON |  |  | -205105.0308 | ON
LCP_Inputs_ON_Electric_IEA_2023_05_05 | Methane | Charging-Storage | ON | 2030 | Summer | CH4 Salt Cavern Storage - ON |  |  | 0 | ON
LCP_Inputs_ON_Electric_IEA_2023_05_05 | Methane | Charging-Storage | ON | 2030 | Winter | CH4 Salt Cavern Storage - ON |  |  | -2.0413e-10 | ON
LCP_Inputs_ON_Electric_IEA_2023_05_05 | Methane | Charging-Storage | ON | 2030 | Winter Peak | CH4 Salt Cavern Storage - ON |  |  | 0 | ON
LCP_Inputs_ON_Electric_IEA_2023_05_05 | Methane | Charging-Storage | ON | 2040 | Fall | CH4 Salt Cavern Storage - ON |  |  | 0 | ON
LCP_Inputs_ON_Electric_IEA_2023_05_05 | Methane | Charging-Storage | ON | 2040 | Spring | CH4 Salt Cavern Storage - ON |  |  | 2.0413e-10 | ON
LCP_Inputs_ON_Electric_IEA_2023_05_05 | Methane | Charging-Storage | ON | 2040 | Summer | CH4 Salt Cavern Storage - ON |  |  | 0 | ON
LCP_Inputs_ON_Electric_IEA_2023_05_05 | Methane | Charging-Storage | ON | 2040 | Winter | CH4 Salt Cavern Storage - ON |  |  | 0 | ON
LCP_Inputs_ON_Electric_IEA_2023_05_05 | Methane | Charging-Storage | ON | 2040 | Winter Peak | CH4 Salt Cavern Storage - ON |  |  | 1.2898e-10 | ON
LCP_Inputs_ON_Electric_IEA_2023_05_05 | Methane | Charging-Storage | ON | 2050 | Fall | CH4 Salt Cavern Storage - ON |  |  | 0 | ON
LCP_Inputs_ON_Electric_IEA_2023_05_05 | Methane | Charging-Storage | ON | 2050 | Spring | CH4 Salt Cavern Storage - ON |  |  | 0 | ON
LCP_Inputs_ON_Electric_IEA_2023_05_05 | Methane | Charging-Storage | ON | 2050 | Summer | CH4 Salt Cavern Storage - ON |  |  | 2.0413e-10 | ON
LCP_Inputs_ON_Electric_IEA_2023_05_05 | Methane | Charging-Storage | ON | 2050 | Winter | CH4 Salt Cavern Storage - ON |  |  | 0 | ON
LCP_Inputs_ON_Electric_IEA_2023_05_05 | Methane | Charging-Storage | ON | 2050 | Winter Peak | CH4 Salt Cavern Storage - ON |  |  | 1.2898e-10 | ON
LCP_Inputs_ON_Electric_IEA_2023_05_05 | Methane | Charging-Storage | PJ | 2020 | Fall | CH4 Salt Cavern Storage - ON |  |  | 0 | PJ
LCP_Inputs_ON_Electric_IEA_2023_05_05 | Methane | Charging-Storage | PJ | 2020 | Spring | CH4 Salt Cavern Storage - ON |  |  | 0 | PJ
LCP_Inputs_ON_Electric_IEA_2023_05_05 | Methane | Charging-Storage | PJ | 2020 | Summer | CH4 Salt Cavern Storage - ON |  |  | 0 | PJ
LCP_Inputs_ON_Electric_IEA_2023_05_05 | Methane | Charging-Storage | PJ | 2020 | Winter | CH4 Salt Cavern Storage - ON |  |  | 0 | PJ
LCP_Inputs_ON_Electric_IEA_2023_05_05 | Methane | Charging-Storage | PJ | 2020 | Winter Peak | CH4 Salt Cavern Storage - ON |  |  | 0 | PJ
LCP_Inputs_ON_Electric_IEA_2023_05_05 | Methane | Charging-Storage | PJ | 2030 | Fall | CH4 Salt Cavern Storage - ON |  |  | 0 | PJ
LCP_Inputs_ON_Electric_IEA_2023_05_05 | Methane | Charging-Storage | PJ | 2030 | Spring | CH4 Salt Cavern Storage - ON |  |  | 0 | PJ
LCP_Inputs_ON_Electric_IEA_2023_05_05 | Methane | Charging-Storage | PJ | 2030 | Summer | CH4 Salt Cavern Storage - ON |  |  | 0 | PJ
LCP_Inputs_ON_Electric_IEA_2023_05_05 | Methane | Charging-Storage | PJ | 2030 | Winter | CH4 Salt Cavern Storage - ON |  |  | 0 | PJ
LCP_Inputs_ON_Electric_IEA_2023_05_05 | Methane | Charging-Storage | PJ | 2030 | Winter Peak | CH4 Salt Cavern Storage - ON |  |  | 0 | PJ
LCP_Inputs_ON_Electric_IEA_2023_05_05 | Methane | Charging-Storage | PJ | 2040 | Fall | CH4 Salt Cavern Storage - ON |  |  | 0 | PJ
LCP_Inputs_ON_Electric_IEA_2023_05_05 | Methane | Charging-Storage | PJ | 2040 | Spring | CH4 Salt Cavern Storage - ON |  |  | 0 | PJ
LCP_Inputs_ON_Electric_IEA_2023_05_05 | Methane | Charging-Storage | PJ | 2040 | Summer | CH4 Salt Cavern Storage - ON |  |  | 0 | PJ
LCP_Inputs_ON_Electric_IEA_2023_05_05 | Methane | Charging-Storage | PJ | 2040 | Winter | CH4 Salt Cavern Storage - ON |  |  | 0 | PJ
LCP_Inputs_ON_Electric_IEA_2023_05_05 | Methane | Charging-Storage | PJ | 2040 | Winter Peak | CH4 Salt Cavern Storage - ON |  |  | 0 | PJ
LCP_Inputs_ON_Electric_IEA_2023_05_05 | Methane | Charging-Storage | PJ | 2050 | Fall | CH4 Salt Cavern Storage - ON |  |  | 0 | PJ
LCP_Inputs_ON_Electric_IEA_2023_05_05 | Methane | Charging-Storage | PJ | 2050 | Spring | CH4 Salt Cavern Storage - ON |  |  | 0 | PJ
LCP_Inputs_ON_Electric_IEA_2023_05_05 | Methane | Charging-Storage | PJ | 2050 | Summer | CH4 Salt Cavern Storage - ON |  |  | 0 | PJ
LCP_Inputs_ON_Electric_IEA_2023_05_05 | Methane | Charging-Storage | PJ | 2050 | Winter | CH4 Salt Cavern Storage - ON |  |  | 0 | PJ
LCP_Inputs_ON_Electric_IEA_2023_05_05 | Methane | Charging-Storage | PJ | 2050 | Winter Peak | CH4 Salt Cavern Storage - ON |  |  | 0 | PJ
LCP_Inputs_ON_Electric_IEA_2023_05_05 | Methane | Charging-Storage | QC | 2020 | Fall | CH4 Salt Cavern Storage - ON |  |  | 0 | QC
LCP_Inputs_ON_Electric_IEA_2023_05_05 | Methane | Charging-Storage | QC | 2020 | Spring | CH4 Salt Cavern Storage - ON |  |  | 0 | QC
LCP_Inputs_ON_Electric_IEA_2023_05_05 | Methane | Charging-Storage | QC | 2020 | Summer | CH4 Salt Cavern Storage - ON |  |  | 0 | QC
LCP_Inputs_ON_Electric_IEA_2023_05_05 | Methane | Charging-Storage | QC | 2020 | Winter | CH4 Salt Cavern Storage - ON |  |  | 0 | QC
LCP_Inputs_ON_Electric_IEA_2023_05_05 | Methane | Charging-Storage | QC | 2020 | Winter Peak | CH4 Salt Cavern Storage - ON |  |  | 0 | QC
LCP_Inputs_ON_Electric_IEA_2023_05_05 | Methane | Charging-Storage | QC | 2030 | Fall | CH4 Salt Cavern Storage - ON |  |  | 0 | QC
LCP_Inputs_ON_Electric_IEA_2023_05_05 | Methane | Charging-Storage | QC | 2030 | Spring | CH4 Salt Cavern Storage - ON |  |  | 0 | QC
LCP_Inputs_ON_Electric_IEA_2023_05_05 | Methane | Charging-Storage | QC | 2030 | Summer | CH4 Salt Cavern Storage - ON |  |  | 0 | QC
LCP_Inputs_ON_Electric_IEA_2023_05_05 | Methane | Charging-Storage | QC | 2030 | Winter | CH4 Salt Cavern Storage - ON |  |  | 0 | QC
LCP_Inputs_ON_Electric_IEA_2023_05_05 | Methane | Charging-Storage | QC | 2030 | Winter Peak | CH4 Salt Cavern Storage - ON |  |  | 0 | QC
LCP_Inputs_ON_Electric_IEA_2023_05_05 | Methane | Charging-Storage | QC | 2040 | Fall | CH4 Salt Cavern Storage - ON |  |  | 0 | QC
LCP_Inputs_ON_Electric_IEA_2023_05_05 | Methane | Charging-Storage | QC | 2040 | Spring | CH4 Salt Cavern Storage - ON |  |  | 0 | QC
LCP_Inputs_ON_Electric_IEA_2023_05_05 | Methane | Charging-Storage | QC | 2040 | Summer | CH4 Salt Cavern Storage - ON |  |  | 0 | QC
LCP_Inputs_ON_Electric_IEA_2023_05_05 | Methane | Charging-Storage | QC | 2040 | Winter | CH4 Salt Cavern Storage - ON |  |  | 0 | QC
LCP_Inputs_ON_Electric_IEA_2023_05_05 | Methane | Charging-Storage | QC | 2040 | Winter Peak | CH4 Salt Cavern Storage - ON |  |  | 0 | QC
LCP_Inputs_ON_Electric_IEA_2023_05_05 | Methane | Charging-Storage | QC | 2050 | Fall | CH4 Salt Cavern Storage - ON |  |  | 0 | QC
LCP_Inputs_ON_Electric_IEA_2023_05_05 | Methane | Charging-Storage | QC | 2050 | Spring | CH4 Salt Cavern Storage - ON |  |  | 0 | QC
LCP_Inputs_ON_Electric_IEA_2023_05_05 | Methane | Charging-Storage | QC | 2050 | Summer | CH4 Salt Cavern Storage - ON |  |  | 0 | QC
LCP_Inputs_ON_Electric_IEA_2023_05_05 | Methane | Charging-Storage | QC | 2050 | Winter | CH4 Salt Cavern Storage - ON |  |  | 0 | QC
LCP_Inputs_ON_Electric_IEA_2023_05_05 | Methane | Charging-Storage | QC | 2050 | Winter Peak | CH4 Salt Cavern Storage - ON |  |  | 0 | QC
LCP_Inputs_ON_Electric_IEA_2023_05_05 | Methane | Charging-Storage | WC | 2020 | Fall | CH4 Salt Cavern Storage - ON |  |  | 0 | WC
LCP_Inputs_ON_Electric_IEA_2023_05_05 | Methane | Charging-Storage | WC | 2020 | Spring | CH4 Salt Cavern Storage - ON |  |  | 0 | WC
LCP_Inputs_ON_Electric_IEA_2023_05_05 | Methane | Charging-Storage | WC | 2020 | Summer | CH4 Salt Cavern Storage - ON |  |  | 0 | WC
LCP_Inputs_ON_Electric_IEA_2023_05_05 | Methane | Charging-Storage | WC | 2020 | Winter | CH4 Salt Cavern Storage - ON |  |  | 0 | WC
LCP_Inputs_ON_Electric_IEA_2023_05_05 | Methane | Charging-Storage | WC | 2020 | Winter Peak | CH4 Salt Cavern Storage - ON |  |  | 0 | WC
LCP_Inputs_ON_Electric_IEA_2023_05_05 | Methane | Charging-Storage | WC | 2030 | Fall | CH4 Salt Cavern Storage - ON |  |  | 0 | WC
LCP_Inputs_ON_Electric_IEA_2023_05_05 | Methane | Charging-Storage | WC | 2030 | Spring | CH4 Salt Cavern Storage - ON |  |  | 0 | WC
LCP_Inputs_ON_Electric_IEA_2023_05_05 | Methane | Charging-Storage | WC | 2030 | Summer | CH4 Salt Cavern Storage - ON |  |  | 0 | WC
LCP_Inputs_ON_Electric_IEA_2023_05_05 | Methane | Charging-Storage | WC | 2030 | Winter | CH4 Salt Cavern Storage - ON |  |  | 0 | WC
LCP_Inputs_ON_Electric_IEA_2023_05_05 | Methane | Charging-Storage | WC | 2030 | Winter Peak | CH4 Salt Cavern Storage - ON |  |  | 0 | WC
LCP_Inputs_ON_Electric_IEA_2023_05_05 | Methane | Charging-Storage | WC | 2040 | Fall | CH4 Salt Cavern Storage - ON |  |  | 0 | WC
LCP_Inputs_ON_Electric_IEA_2023_05_05 | Methane | Charging-Storage | WC | 2040 | Spring | CH4 Salt Cavern Storage - ON |  |  | 0 | WC
LCP_Inputs_ON_Electric_IEA_2023_05_05 | Methane | Charging-Storage | WC | 2040 | Summer | CH4 Salt Cavern Storage - ON |  |  | 0 | WC
LCP_Inputs_ON_Electric_IEA_2023_05_05 | Methane | Charging-Storage | WC | 2040 | Winter | CH4 Salt Cavern Storage - ON |  |  | 0 | WC
LCP_Inputs_ON_Electric_IEA_2023_05_05 | Methane | Charging-Storage | WC | 2040 | Winter Peak | CH4 Salt Cavern Storage - ON |  |  | 0 | WC
LCP_Inputs_ON_Electric_IEA_2023_05_05 | Methane | Charging-Storage | WC | 2050 | Fall | CH4 Salt Cavern Storage - ON |  |  | 0 | WC
LCP_Inputs_ON_Electric_IEA_2023_05_05 | Methane | Charging-Storage | WC | 2050 | Spring | CH4 Salt Cavern Storage - ON |  |  | 0 | WC
LCP_Inputs_ON_Electric_IEA_2023_05_05 | Methane | Charging-Storage | WC | 2050 | Summer | CH4 Salt Cavern Storage - ON |  |  | 0 | WC
LCP_Inputs_ON_Electric_IEA_2023_05_05 | Methane | Charging-Storage | WC | 2050 | Winter | CH4 Salt Cavern Storage - ON |  |  | 0 | WC
LCP_Inputs_ON_Electric_IEA_2023_05_05 | Methane | Charging-Storage | WC | 2050 | Winter Peak | CH4 Salt Cavern Storage - ON |  |  | 0 | WC
LCP_Inputs_ON_Electric_IEA_2023_05_05 | Methane | Dispatch-Crossload | MI | 2020 | Fall | O/CCGT - CH4 Existing |  |  | 0 | MI
LCP_Inputs_ON_Electric_IEA_2023_05_05 | Methane | Dispatch-Crossload | MI | 2020 | Fall | O/CCGT - CH4 New |  |  | 0 | MI
LCP_Inputs_ON_Electric_IEA_2023_05_05 | Methane | Dispatch-Crossload | MI | 2020 | Spring | O/CCGT - CH4 Existing |  |  | 0 | MI
LCP_Inputs_ON_Electric_IEA_2023_05_05 | Methane | Dispatch-Crossload | MI | 2020 | Spring | O/CCGT - CH4 New |  |  | 0 | MI
LCP_Inputs_ON_Electric_IEA_2023_05_05 | Methane | Dispatch-Crossload | MI | 2020 | Summer | O/CCGT - CH4 Existing |  |  | 0 | MI
LCP_Inputs_ON_Electric_IEA_2023_05_05 | Methane | Dispatch-Crossload | MI | 2020 | Summer | O/CCGT - CH4 New |  |  | 0 | MI
LCP_Inputs_ON_Electric_IEA_2023_05_05 | Methane | Dispatch-Crossload | MI | 2020 | Winter | O/CCGT - CH4 Existing |  |  | 0 | MI
LCP_Inputs_ON_Electric_IEA_2023_05_05 | Methane | Dispatch-Crossload | MI | 2020 | Winter | O/CCGT - CH4 New |  |  | 0 | MI
LCP_Inputs_ON_Electric_IEA_2023_05_05 | Methane | Dispatch-Crossload | MI | 2020 | Winter Peak | O/CCGT - CH4 Existing |  |  | 0 | MI
LCP_Inputs_ON_Electric_IEA_2023_05_05 | Methane | Dispatch-Crossload | MI | 2020 | Winter Peak | O/CCGT - CH4 New |  |  | 0 | MI
LCP_Inputs_ON_Electric_IEA_2023_05_05 | Methane | Dispatch-Crossload | MI | 2030 | Fall | O/CCGT - CH4 Existing |  |  | 0 | MI
LCP_Inputs_ON_Electric_IEA_2023_05_05 | Methane | Dispatch-Crossload | MI | 2030 | Fall | O/CCGT - CH4 New |  |  | 0 | MI
LCP_Inputs_ON_Electric_IEA_2023_05_05 | Methane | Dispatch-Crossload | MI | 2030 | Spring | O/CCGT - CH4 Existing |  |  | 0 | MI
LCP_Inputs_ON_Electric_IEA_2023_05_05 | Methane | Dispatch-Crossload | MI | 2030 | Spring | O/CCGT - CH4 New |  |  | 0 | MI
LCP_Inputs_ON_Electric_IEA_2023_05_05 | Methane | Dispatch-Crossload | MI | 2030 | Summer | O/CCGT - CH4 Existing |  |  | 0 | MI
LCP_Inputs_ON_Electric_IEA_2023_05_05 | Methane | Dispatch-Crossload | MI | 2030 | Summer | O/CCGT - CH4 New |  |  | 0 | MI
LCP_Inputs_ON_Electric_IEA_2023_05_05 | Methane | Dispatch-Crossload | MI | 2030 | Winter | O/CCGT - CH4 Existing |  |  | 0 | MI
LCP_Inputs_ON_Electric_IEA_2023_05_05 | Methane | Dispatch-Crossload | MI | 2030 | Winter | O/CCGT - CH4 New |  |  | 0 | MI
LCP_Inputs_ON_Electric_IEA_2023_05_05 | Methane | Dispatch-Crossload | MI | 2030 | Winter Peak | O/CCGT - CH4 Existing |  |  | 0 | MI
LCP_Inputs_ON_Electric_IEA_2023_05_05 | Methane | Dispatch-Crossload | MI | 2030 | Winter Peak | O/CCGT - CH4 New |  |  | 0 | MI
LCP_Inputs_ON_Electric_IEA_2023_05_05 | Methane | Dispatch-Crossload | MI | 2040 | Fall | O/CCGT - CH4 Existing |  |  | 0 | MI
LCP_Inputs_ON_Electric_IEA_2023_05_05 | Methane | Dispatch-Crossload | MI | 2040 | Fall | O/CCGT - CH4 New |  |  | 0 | MI
LCP_Inputs_ON_Electric_IEA_2023_05_05 | Methane | Dispatch-Crossload | MI | 2040 | Spring | O/CCGT - CH4 Existing |  |  | 0 | MI
LCP_Inputs_ON_Electric_IEA_2023_05_05 | Methane | Dispatch-Crossload | MI | 2040 | Spring | O/CCGT - CH4 New |  |  | 0 | MI
LCP_Inputs_ON_Electric_IEA_2023_05_05 | Methane | Dispatch-Crossload | MI | 2040 | Summer | O/CCGT - CH4 Existing |  |  | 0 | MI
LCP_Inputs_ON_Electric_IEA_2023_05_05 | Methane | Dispatch-Crossload | MI | 2040 | Summer | O/CCGT - CH4 New |  |  | 0 | MI
LCP_Inputs_ON_Electric_IEA_2023_05_05 | Methane | Dispatch-Crossload | MI | 2040 | Winter | O/CCGT - CH4 Existing |  |  | 0 | MI
LCP_Inputs_ON_Electric_IEA_2023_05_05 | Methane | Dispatch-Crossload | MI | 2040 | Winter | O/CCGT - CH4 New |  |  | 0 | MI
LCP_Inputs_ON_Electric_IEA_2023_05_05 | Methane | Dispatch-Crossload | MI | 2040 | Winter Peak | O/CCGT - CH4 Existing |  |  | 0 | MI
LCP_Inputs_ON_Electric_IEA_2023_05_05 | Methane | Dispatch-Crossload | MI | 2040 | Winter Peak | O/CCGT - CH4 New |  |  | 0 | MI
LCP_Inputs_ON_Electric_IEA_2023_05_05 | Methane | Dispatch-Crossload | MI | 2050 | Fall | O/CCGT - CH4 Existing |  |  | 0 | MI
LCP_Inputs_ON_Electric_IEA_2023_05_05 | Methane | Dispatch-Crossload | MI | 2050 | Fall | O/CCGT - CH4 New |  |  | 0 | MI
LCP_Inputs_ON_Electric_IEA_2023_05_05 | Methane | Dispatch-Crossload | MI | 2050 | Spring | O/CCGT - CH4 Existing |  |  | 0 | MI
LCP_Inputs_ON_Electric_IEA_2023_05_05 | Methane | Dispatch-Crossload | MI | 2050 | Spring | O/CCGT - CH4 New |  |  | 0 | MI
LCP_Inputs_ON_Electric_IEA_2023_05_05 | Methane | Dispatch-Crossload | MI | 2050 | Summer | O/CCGT - CH4 Existing |  |  | 0 | MI
LCP_Inputs_ON_Electric_IEA_2023_05_05 | Methane | Dispatch-Crossload | MI | 2050 | Summer | O/CCGT - CH4 New |  |  | 0 | MI
LCP_Inputs_ON_Electric_IEA_2023_05_05 | Methane | Dispatch-Crossload | MI | 2050 | Winter | O/CCGT - CH4 Existing |  |  | 0 | MI
LCP_Inputs_ON_Electric_IEA_2023_05_05 | Methane | Dispatch-Crossload | MI | 2050 | Winter | O/CCGT - CH4 New |  |  | 0 | MI
LCP_Inputs_ON_Electric_IEA_2023_05_05 | Methane | Dispatch-Crossload | MI | 2050 | Winter Peak | O/CCGT - CH4 Existing |  |  | 0 | MI
LCP_Inputs_ON_Electric_IEA_2023_05_05 | Methane | Dispatch-Crossload | MI | 2050 | Winter Peak | O/CCGT - CH4 New |  |  | 0 | MI
LCP_Inputs_ON_Electric_IEA_2023_05_05 | Methane | Dispatch-Crossload | NY | 2020 | Fall | O/CCGT - CH4 Existing |  |  | 0 | NY
LCP_Inputs_ON_Electric_IEA_2023_05_05 | Methane | Dispatch-Crossload | NY | 2020 | Fall | O/CCGT - CH4 New |  |  | 0 | NY
LCP_Inputs_ON_Electric_IEA_2023_05_05 | Methane | Dispatch-Crossload | NY | 2020 | Spring | O/CCGT - CH4 Existing |  |  | 0 | NY
LCP_Inputs_ON_Electric_IEA_2023_05_05 | Methane | Dispatch-Crossload | NY | 2020 | Spring | O/CCGT - CH4 New |  |  | 0 | NY
LCP_Inputs_ON_Electric_IEA_2023_05_05 | Methane | Dispatch-Crossload | NY | 2020 | Summer | O/CCGT - CH4 Existing |  |  | 0 | NY
LCP_Inputs_ON_Electric_IEA_2023_05_05 | Methane | Dispatch-Crossload | NY | 2020 | Summer | O/CCGT - CH4 New |  |  | 0 | NY
LCP_Inputs_ON_Electric_IEA_2023_05_05 | Methane | Dispatch-Crossload | NY | 2020 | Winter | O/CCGT - CH4 Existing |  |  | 0 | NY
LCP_Inputs_ON_Electric_IEA_2023_05_05 | Methane | Dispatch-Crossload | NY | 2020 | Winter | O/CCGT - CH4 New |  |  | 0 | NY
LCP_Inputs_ON_Electric_IEA_2023_05_05 | Methane | Dispatch-Crossload | NY | 2020 | Winter Peak | O/CCGT - CH4 Existing |  |  | 0 | NY
LCP_Inputs_ON_Electric_IEA_2023_05_05 | Methane | Dispatch-Crossload | NY | 2020 | Winter Peak | O/CCGT - CH4 New |  |  | 0 | NY
LCP_Inputs_ON_Electric_IEA_2023_05_05 | Methane | Dispatch-Crossload | NY | 2030 | Fall | O/CCGT - CH4 Existing |  |  | 0 | NY
LCP_Inputs_ON_Electric_IEA_2023_05_05 | Methane | Dispatch-Crossload | NY | 2030 | Fall | O/CCGT - CH4 New |  |  | 0 | NY
LCP_Inputs_ON_Electric_IEA_2023_05_05 | Methane | Dispatch-Crossload | NY | 2030 | Spring | O/CCGT - CH4 Existing |  |  | 0 | NY
LCP_Inputs_ON_Electric_IEA_2023_05_05 | Methane | Dispatch-Crossload | NY | 2030 | Spring | O/CCGT - CH4 New |  |  | 0 | NY
LCP_Inputs_ON_Electric_IEA_2023_05_05 | Methane | Dispatch-Crossload | NY | 2030 | Summer | O/CCGT - CH4 Existing |  |  | 0 | NY
LCP_Inputs_ON_Electric_IEA_2023_05_05 | Methane | Dispatch-Crossload | NY | 2030 | Summer | O/CCGT - CH4 New |  |  | 0 | NY
LCP_Inputs_ON_Electric_IEA_2023_05_05 | Methane | Dispatch-Crossload | NY | 2030 | Winter | O/CCGT - CH4 Existing |  |  | 0 | NY
LCP_Inputs_ON_Electric_IEA_2023_05_05 | Methane | Dispatch-Crossload | NY | 2030 | Winter | O/CCGT - CH4 New |  |  | 0 | NY
LCP_Inputs_ON_Electric_IEA_2023_05_05 | Methane | Dispatch-Crossload | NY | 2030 | Winter Peak | O/CCGT - CH4 Existing |  |  | 0 | NY
LCP_Inputs_ON_Electric_IEA_2023_05_05 | Methane | Dispatch-Crossload | NY | 2030 | Winter Peak | O/CCGT - CH4 New |  |  | 0 | NY
LCP_Inputs_ON_Electric_IEA_2023_05_05 | Methane | Dispatch-Crossload | NY | 2040 | Fall | O/CCGT - CH4 Existing |  |  | 0 | NY
LCP_Inputs_ON_Electric_IEA_2023_05_05 | Methane | Dispatch-Crossload | NY | 2040 | Fall | O/CCGT - CH4 New |  |  | 0 | NY
LCP_Inputs_ON_Electric_IEA_2023_05_05 | Methane | Dispatch-Crossload | NY | 2040 | Spring | O/CCGT - CH4 Existing |  |  | 0 | NY
LCP_Inputs_ON_Electric_IEA_2023_05_05 | Methane | Dispatch-Crossload | NY | 2040 | Spring | O/CCGT - CH4 New |  |  | 0 | NY
LCP_Inputs_ON_Electric_IEA_2023_05_05 | Methane | Dispatch-Crossload | NY | 2040 | Summer | O/CCGT - CH4 Existing |  |  | 0 | NY
LCP_Inputs_ON_Electric_IEA_2023_05_05 | Methane | Dispatch-Crossload | NY | 2040 | Summer | O/CCGT - CH4 New |  |  | 0 | NY
LCP_Inputs_ON_Electric_IEA_2023_05_05 | Methane | Dispatch-Crossload | NY | 2040 | Winter | O/CCGT - CH4 Existing |  |  | 0 | NY
LCP_Inputs_ON_Electric_IEA_2023_05_05 | Methane | Dispatch-Crossload | NY | 2040 | Winter | O/CCGT - CH4 New |  |  | 0 | NY
LCP_Inputs_ON_Electric_IEA_2023_05_05 | Methane | Dispatch-Crossload | NY | 2040 | Winter Peak | O/CCGT - CH4 Existing |  |  | 0 | NY
LCP_Inputs_ON_Electric_IEA_2023_05_05 | Methane | Dispatch-Crossload | NY | 2040 | Winter Peak | O/CCGT - CH4 New |  |  | 0 | NY
LCP_Inputs_ON_Electric_IEA_2023_05_05 | Methane | Dispatch-Crossload | NY | 2050 | Fall | O/CCGT - CH4 Existing |  |  | 0 | NY
LCP_Inputs_ON_Electric_IEA_2023_05_05 | Methane | Dispatch-Crossload | NY | 2050 | Fall | O/CCGT - CH4 New |  |  | 0 | NY
LCP_Inputs_ON_Electric_IEA_2023_05_05 | Methane | Dispatch-Crossload | NY | 2050 | Spring | O/CCGT - CH4 Existing |  |  | 0 | NY
LCP_Inputs_ON_Electric_IEA_2023_05_05 | Methane | Dispatch-Crossload | NY | 2050 | Spring | O/CCGT - CH4 New |  |  | 0 | NY
LCP_Inputs_ON_Electric_IEA_2023_05_05 | Methane | Dispatch-Crossload | NY | 2050 | Summer | O/CCGT - CH4 Existing |  |  | 0 | NY
LCP_Inputs_ON_Electric_IEA_2023_05_05 | Methane | Dispatch-Crossload | NY | 2050 | Summer | O/CCGT - CH4 New |  |  | 0 | NY
LCP_Inputs_ON_Electric_IEA_2023_05_05 | Methane | Dispatch-Crossload | NY | 2050 | Winter | O/CCGT - CH4 Existing |  |  | 0 | NY
LCP_Inputs_ON_Electric_IEA_2023_05_05 | Methane | Dispatch-Crossload | NY | 2050 | Winter | O/CCGT - CH4 New |  |  | 0 | NY
LCP_Inputs_ON_Electric_IEA_2023_05_05 | Methane | Dispatch-Crossload | NY | 2050 | Winter Peak | O/CCGT - CH4 Existing |  |  | 0 | NY
LCP_Inputs_ON_Electric_IEA_2023_05_05 | Methane | Dispatch-Crossload | NY | 2050 | Winter Peak | O/CCGT - CH4 New |  |  | 0 | NY
LCP_Inputs_ON_Electric_IEA_2023_05_05 | Methane | Dispatch-Crossload | ON | 2020 | Fall | O/CCGT - CH4 Existing |  |  | 0 | ON
LCP_Inputs_ON_Electric_IEA_2023_05_05 | Methane | Dispatch-Crossload | ON | 2020 | Fall | O/CCGT - CH4 New |  |  | 0 | ON
LCP_Inputs_ON_Electric_IEA_2023_05_05 | Methane | Dispatch-Crossload | ON | 2020 | Spring | O/CCGT - CH4 Existing |  |  | 0 | ON
LCP_Inputs_ON_Electric_IEA_2023_05_05 | Methane | Dispatch-Crossload | ON | 2020 | Spring | O/CCGT - CH4 New |  |  | 0 | ON
LCP_Inputs_ON_Electric_IEA_2023_05_05 | Methane | Dispatch-Crossload | ON | 2020 | Summer | O/CCGT - CH4 Existing |  |  | 0 | ON
LCP_Inputs_ON_Electric_IEA_2023_05_05 | Methane | Dispatch-Crossload | ON | 2020 | Summer | O/CCGT - CH4 New |  |  | 0 | ON
LCP_Inputs_ON_Electric_IEA_2023_05_05 | Methane | Dispatch-Crossload | ON | 2020 | Winter | O/CCGT - CH4 Existing |  |  | 0 | ON
LCP_Inputs_ON_Electric_IEA_2023_05_05 | Methane | Dispatch-Crossload | ON | 2020 | Winter | O/CCGT - CH4 New |  |  | 0 | ON
LCP_Inputs_ON_Electric_IEA_2023_05_05 | Methane | Dispatch-Crossload | ON | 2020 | Winter Peak | O/CCGT - CH4 Existing |  |  | 0 | ON
LCP_Inputs_ON_Electric_IEA_2023_05_05 | Methane | Dispatch-Crossload | ON | 2020 | Winter Peak | O/CCGT - CH4 New |  |  | 0 | ON
LCP_Inputs_ON_Electric_IEA_2023_05_05 | Methane | Dispatch-Crossload | ON | 2030 | Fall | O/CCGT - CH4 Existing |  |  | 0 | ON
LCP_Inputs_ON_Electric_IEA_2023_05_05 | Methane | Dispatch-Crossload | ON | 2030 | Fall | O/CCGT - CH4 New |  |  | 0 | ON
LCP_Inputs_ON_Electric_IEA_2023_05_05 | Methane | Dispatch-Crossload | ON | 2030 | Spring | O/CCGT - CH4 Existing |  |  | 0 | ON
LCP_Inputs_ON_Electric_IEA_2023_05_05 | Methane | Dispatch-Crossload | ON | 2030 | Spring | O/CCGT - CH4 New |  |  | 0 | ON
LCP_Inputs_ON_Electric_IEA_2023_05_05 | Methane | Dispatch-Crossload | ON | 2030 | Summer | O/CCGT - CH4 Existing |  |  | 0 | ON
LCP_Inputs_ON_Electric_IEA_2023_05_05 | Methane | Dispatch-Crossload | ON | 2030 | Summer | O/CCGT - CH4 New |  |  | 0 | ON
LCP_Inputs_ON_Electric_IEA_2023_05_05 | Methane | Dispatch-Crossload | ON | 2030 | Winter | O/CCGT - CH4 Existing |  |  | 0 | ON
LCP_Inputs_ON_Electric_IEA_2023_05_05 | Methane | Dispatch-Crossload | ON | 2030 | Winter | O/CCGT - CH4 New |  |  | 0 | ON
LCP_Inputs_ON_Electric_IEA_2023_05_05 | Methane | Dispatch-Crossload | ON | 2030 | Winter Peak | O/CCGT - CH4 Existing |  |  | -398285.6368 | ON
LCP_Inputs_ON_Electric_IEA_2023_05_05 | Methane | Dispatch-Crossload | ON | 2030 | Winter Peak | O/CCGT - CH4 New |  |  | -31234.7055 | ON
LCP_Inputs_ON_Electric_IEA_2023_05_05 | Methane | Dispatch-Crossload | ON | 2040 | Fall | O/CCGT - CH4 Existing |  |  | 0 | ON
LCP_Inputs_ON_Electric_IEA_2023_05_05 | Methane | Dispatch-Crossload | ON | 2040 | Fall | O/CCGT - CH4 New |  |  | 0 | ON
LCP_Inputs_ON_Electric_IEA_2023_05_05 | Methane | Dispatch-Crossload | ON | 2040 | Spring | O/CCGT - CH4 Existing |  |  | 0 | ON
LCP_Inputs_ON_Electric_IEA_2023_05_05 | Methane | Dispatch-Crossload | ON | 2040 | Spring | O/CCGT - CH4 New |  |  | 0 | ON
LCP_Inputs_ON_Electric_IEA_2023_05_05 | Methane | Dispatch-Crossload | ON | 2040 | Summer | O/CCGT - CH4 Existing |  |  | 0 | ON
LCP_Inputs_ON_Electric_IEA_2023_05_05 | Methane | Dispatch-Crossload | ON | 2040 | Summer | O/CCGT - CH4 New |  |  | 0 | ON
LCP_Inputs_ON_Electric_IEA_2023_05_05 | Methane | Dispatch-Crossload | ON | 2040 | Winter | O/CCGT - CH4 Existing |  |  | 0 | ON
LCP_Inputs_ON_Electric_IEA_2023_05_05 | Methane | Dispatch-Crossload | ON | 2040 | Winter | O/CCGT - CH4 New |  |  | 0 | ON
LCP_Inputs_ON_Electric_IEA_2023_05_05 | Methane | Dispatch-Crossload | ON | 2040 | Winter Peak | O/CCGT - CH4 Existing |  |  | -149412.1403 | ON
LCP_Inputs_ON_Electric_IEA_2023_05_05 | Methane | Dispatch-Crossload | ON | 2040 | Winter Peak | O/CCGT - CH4 New |  |  | -54386.8788 | ON
LCP_Inputs_ON_Electric_IEA_2023_05_05 | Methane | Dispatch-Crossload | ON | 2050 | Fall | O/CCGT - CH4 Existing |  |  | 0 | ON
LCP_Inputs_ON_Electric_IEA_2023_05_05 | Methane | Dispatch-Crossload | ON | 2050 | Fall | O/CCGT - CH4 New |  |  | 0 | ON
LCP_Inputs_ON_Electric_IEA_2023_05_05 | Methane | Dispatch-Crossload | ON | 2050 | Spring | O/CCGT - CH4 Existing |  |  | 0 | ON
LCP_Inputs_ON_Electric_IEA_2023_05_05 | Methane | Dispatch-Crossload | ON | 2050 | Spring | O/CCGT - CH4 New |  |  | 0 | ON
LCP_Inputs_ON_Electric_IEA_2023_05_05 | Methane | Dispatch-Crossload | ON | 2050 | Summer | O/CCGT - CH4 Existing |  |  | 0 | ON
LCP_Inputs_ON_Electric_IEA_2023_05_05 | Methane | Dispatch-Crossload | ON | 2050 | Summer | O/CCGT - CH4 New |  |  | 0 | ON
LCP_Inputs_ON_Electric_IEA_2023_05_05 | Methane | Dispatch-Crossload | ON | 2050 | Winter | O/CCGT - CH4 Existing |  |  | 0 | ON
LCP_Inputs_ON_Electric_IEA_2023_05_05 | Methane | Dispatch-Crossload | ON | 2050 | Winter | O/CCGT - CH4 New |  |  | 0 | ON
LCP_Inputs_ON_Electric_IEA_2023_05_05 | Methane | Dispatch-Crossload | ON | 2050 | Winter Peak | O/CCGT - CH4 Existing |  |  | 0 | ON
LCP_Inputs_ON_Electric_IEA_2023_05_05 | Methane | Dispatch-Crossload | ON | 2050 | Winter Peak | O/CCGT - CH4 New |  |  | 0 | ON
LCP_Inputs_ON_Electric_IEA_2023_05_05 | Methane | Dispatch-Crossload | PJ | 2020 | Fall | O/CCGT - CH4 Existing |  |  | 0 | PJ
LCP_Inputs_ON_Electric_IEA_2023_05_05 | Methane | Dispatch-Crossload | PJ | 2020 | Fall | O/CCGT - CH4 New |  |  | 0 | PJ
LCP_Inputs_ON_Electric_IEA_2023_05_05 | Methane | Dispatch-Crossload | PJ | 2020 | Spring | O/CCGT - CH4 Existing |  |  | 0 | PJ
LCP_Inputs_ON_Electric_IEA_2023_05_05 | Methane | Dispatch-Crossload | PJ | 2020 | Spring | O/CCGT - CH4 New |  |  | 0 | PJ
LCP_Inputs_ON_Electric_IEA_2023_05_05 | Methane | Dispatch-Crossload | PJ | 2020 | Summer | O/CCGT - CH4 Existing |  |  | 0 | PJ
LCP_Inputs_ON_Electric_IEA_2023_05_05 | Methane | Dispatch-Crossload | PJ | 2020 | Summer | O/CCGT - CH4 New |  |  | 0 | PJ
LCP_Inputs_ON_Electric_IEA_2023_05_05 | Methane | Dispatch-Crossload | PJ | 2020 | Winter | O/CCGT - CH4 Existing |  |  | 0 | PJ
LCP_Inputs_ON_Electric_IEA_2023_05_05 | Methane | Dispatch-Crossload | PJ | 2020 | Winter | O/CCGT - CH4 New |  |  | 0 | PJ
LCP_Inputs_ON_Electric_IEA_2023_05_05 | Methane | Dispatch-Crossload | PJ | 2020 | Winter Peak | O/CCGT - CH4 Existing |  |  | 0 | PJ
LCP_Inputs_ON_Electric_IEA_2023_05_05 | Methane | Dispatch-Crossload | PJ | 2020 | Winter Peak | O/CCGT - CH4 New |  |  | 0 | PJ
LCP_Inputs_ON_Electric_IEA_2023_05_05 | Methane | Dispatch-Crossload | PJ | 2030 | Fall | O/CCGT - CH4 Existing |  |  | 0 | PJ
LCP_Inputs_ON_Electric_IEA_2023_05_05 | Methane | Dispatch-Crossload | PJ | 2030 | Fall | O/CCGT - CH4 New |  |  | 0 | PJ
LCP_Inputs_ON_Electric_IEA_2023_05_05 | Methane | Dispatch-Crossload | PJ | 2030 | Spring | O/CCGT - CH4 Existing |  |  | 0 | PJ
LCP_Inputs_ON_Electric_IEA_2023_05_05 | Methane | Dispatch-Crossload | PJ | 2030 | Spring | O/CCGT - CH4 New |  |  | 0 | PJ
LCP_Inputs_ON_Electric_IEA_2023_05_05 | Methane | Dispatch-Crossload | PJ | 2030 | Summer | O/CCGT - CH4 Existing |  |  | 0 | PJ
LCP_Inputs_ON_Electric_IEA_2023_05_05 | Methane | Dispatch-Crossload | PJ | 2030 | Summer | O/CCGT - CH4 New |  |  | 0 | PJ
LCP_Inputs_ON_Electric_IEA_2023_05_05 | Methane | Dispatch-Crossload | PJ | 2030 | Winter | O/CCGT - CH4 Existing |  |  | 0 | PJ
LCP_Inputs_ON_Electric_IEA_2023_05_05 | Methane | Dispatch-Crossload | PJ | 2030 | Winter | O/CCGT - CH4 New |  |  | 0 | PJ
LCP_Inputs_ON_Electric_IEA_2023_05_05 | Methane | Dispatch-Crossload | PJ | 2030 | Winter Peak | O/CCGT - CH4 Existing |  |  | 0 | PJ
LCP_Inputs_ON_Electric_IEA_2023_05_05 | Methane | Dispatch-Crossload | PJ | 2030 | Winter Peak | O/CCGT - CH4 New |  |  | 0 | PJ
LCP_Inputs_ON_Electric_IEA_2023_05_05 | Methane | Dispatch-Crossload | PJ | 2040 | Fall | O/CCGT - CH4 Existing |  |  | 0 | PJ
LCP_Inputs_ON_Electric_IEA_2023_05_05 | Methane | Dispatch-Crossload | PJ | 2040 | Fall | O/CCGT - CH4 New |  |  | 0 | PJ
LCP_Inputs_ON_Electric_IEA_2023_05_05 | Methane | Dispatch-Crossload | PJ | 2040 | Spring | O/CCGT - CH4 Existing |  |  | 0 | PJ
LCP_Inputs_ON_Electric_IEA_2023_05_05 | Methane | Dispatch-Crossload | PJ | 2040 | Spring | O/CCGT - CH4 New |  |  | 0 | PJ
LCP_Inputs_ON_Electric_IEA_2023_05_05 | Methane | Dispatch-Crossload | PJ | 2040 | Summer | O/CCGT - CH4 Existing |  |  | 0 | PJ
LCP_Inputs_ON_Electric_IEA_2023_05_05 | Methane | Dispatch-Crossload | PJ | 2040 | Summer | O/CCGT - CH4 New |  |  | 0 | PJ
LCP_Inputs_ON_Electric_IEA_2023_05_05 | Methane | Dispatch-Crossload | PJ | 2040 | Winter | O/CCGT - CH4 Existing |  |  | 0 | PJ
LCP_Inputs_ON_Electric_IEA_2023_05_05 | Methane | Dispatch-Crossload | PJ | 2040 | Winter | O/CCGT - CH4 New |  |  | 0 | PJ
LCP_Inputs_ON_Electric_IEA_2023_05_05 | Methane | Dispatch-Crossload | PJ | 2040 | Winter Peak | O/CCGT - CH4 Existing |  |  | 0 | PJ
LCP_Inputs_ON_Electric_IEA_2023_05_05 | Methane | Dispatch-Crossload | PJ | 2040 | Winter Peak | O/CCGT - CH4 New |  |  | 0 | PJ
LCP_Inputs_ON_Electric_IEA_2023_05_05 | Methane | Dispatch-Crossload | PJ | 2050 | Fall | O/CCGT - CH4 Existing |  |  | 0 | PJ
LCP_Inputs_ON_Electric_IEA_2023_05_05 | Methane | Dispatch-Crossload | PJ | 2050 | Fall | O/CCGT - CH4 New |  |  | 0 | PJ
LCP_Inputs_ON_Electric_IEA_2023_05_05 | Methane | Dispatch-Crossload | PJ | 2050 | Spring | O/CCGT - CH4 Existing |  |  | 0 | PJ
LCP_Inputs_ON_Electric_IEA_2023_05_05 | Methane | Dispatch-Crossload | PJ | 2050 | Spring | O/CCGT - CH4 New |  |  | 0 | PJ
LCP_Inputs_ON_Electric_IEA_2023_05_05 | Methane | Dispatch-Crossload | PJ | 2050 | Summer | O/CCGT - CH4 Existing |  |  | 0 | PJ
LCP_Inputs_ON_Electric_IEA_2023_05_05 | Methane | Dispatch-Crossload | PJ | 2050 | Summer | O/CCGT - CH4 New |  |  | 0 | PJ
LCP_Inputs_ON_Electric_IEA_2023_05_05 | Methane | Dispatch-Crossload | PJ | 2050 | Winter | O/CCGT - CH4 Existing |  |  | 0 | PJ
LCP_Inputs_ON_Electric_IEA_2023_05_05 | Methane | Dispatch-Crossload | PJ | 2050 | Winter | O/CCGT - CH4 New |  |  | 0 | PJ
LCP_Inputs_ON_Electric_IEA_2023_05_05 | Methane | Dispatch-Crossload | PJ | 2050 | Winter Peak | O/CCGT - CH4 Existing |  |  | 0 | PJ
LCP_Inputs_ON_Electric_IEA_2023_05_05 | Methane | Dispatch-Crossload | PJ | 2050 | Winter Peak | O/CCGT - CH4 New |  |  | 0 | PJ
LCP_Inputs_ON_Electric_IEA_2023_05_05 | Methane | Dispatch-Crossload | QC | 2020 | Fall | O/CCGT - CH4 Existing |  |  | 0 | QC
LCP_Inputs_ON_Electric_IEA_2023_05_05 | Methane | Dispatch-Crossload | QC | 2020 | Fall | O/CCGT - CH4 New |  |  | 0 | QC
LCP_Inputs_ON_Electric_IEA_2023_05_05 | Methane | Dispatch-Crossload | QC | 2020 | Spring | O/CCGT - CH4 Existing |  |  | 0 | QC
LCP_Inputs_ON_Electric_IEA_2023_05_05 | Methane | Dispatch-Crossload | QC | 2020 | Spring | O/CCGT - CH4 New |  |  | 0 | QC
LCP_Inputs_ON_Electric_IEA_2023_05_05 | Methane | Dispatch-Crossload | QC | 2020 | Summer | O/CCGT - CH4 Existing |  |  | 0 | QC
LCP_Inputs_ON_Electric_IEA_2023_05_05 | Methane | Dispatch-Crossload | QC | 2020 | Summer | O/CCGT - CH4 New |  |  | 0 | QC
LCP_Inputs_ON_Electric_IEA_2023_05_05 | Methane | Dispatch-Crossload | QC | 2020 | Winter | O/CCGT - CH4 Existing |  |  | 0 | QC
LCP_Inputs_ON_Electric_IEA_2023_05_05 | Methane | Dispatch-Crossload | QC | 2020 | Winter | O/CCGT - CH4 New |  |  | 0 | QC
LCP_Inputs_ON_Electric_IEA_2023_05_05 | Methane | Dispatch-Crossload | QC | 2020 | Winter Peak | O/CCGT - CH4 Existing |  |  | 0 | QC
LCP_Inputs_ON_Electric_IEA_2023_05_05 | Methane | Dispatch-Crossload | QC | 2020 | Winter Peak | O/CCGT - CH4 New |  |  | 0 | QC
LCP_Inputs_ON_Electric_IEA_2023_05_05 | Methane | Dispatch-Crossload | QC | 2030 | Fall | O/CCGT - CH4 Existing |  |  | 0 | QC
LCP_Inputs_ON_Electric_IEA_2023_05_05 | Methane | Dispatch-Crossload | QC | 2030 | Fall | O/CCGT - CH4 New |  |  | 0 | QC
LCP_Inputs_ON_Electric_IEA_2023_05_05 | Methane | Dispatch-Crossload | QC | 2030 | Spring | O/CCGT - CH4 Existing |  |  | 0 | QC
LCP_Inputs_ON_Electric_IEA_2023_05_05 | Methane | Dispatch-Crossload | QC | 2030 | Spring | O/CCGT - CH4 New |  |  | 0 | QC
LCP_Inputs_ON_Electric_IEA_2023_05_05 | Methane | Dispatch-Crossload | QC | 2030 | Summer | O/CCGT - CH4 Existing |  |  | 0 | QC
LCP_Inputs_ON_Electric_IEA_2023_05_05 | Methane | Dispatch-Crossload | QC | 2030 | Summer | O/CCGT - CH4 New |  |  | 0 | QC
LCP_Inputs_ON_Electric_IEA_2023_05_05 | Methane | Dispatch-Crossload | QC | 2030 | Winter | O/CCGT - CH4 Existing |  |  | 0 | QC
LCP_Inputs_ON_Electric_IEA_2023_05_05 | Methane | Dispatch-Crossload | QC | 2030 | Winter | O/CCGT - CH4 New |  |  | 0 | QC
LCP_Inputs_ON_Electric_IEA_2023_05_05 | Methane | Dispatch-Crossload | QC | 2030 | Winter Peak | O/CCGT - CH4 Existing |  |  | 0 | QC
LCP_Inputs_ON_Electric_IEA_2023_05_05 | Methane | Dispatch-Crossload | QC | 2030 | Winter Peak | O/CCGT - CH4 New |  |  | 0 | QC
LCP_Inputs_ON_Electric_IEA_2023_05_05 | Methane | Dispatch-Crossload | QC | 2040 | Fall | O/CCGT - CH4 Existing |  |  | 0 | QC
LCP_Inputs_ON_Electric_IEA_2023_05_05 | Methane | Dispatch-Crossload | QC | 2040 | Fall | O/CCGT - CH4 New |  |  | 0 | QC
LCP_Inputs_ON_Electric_IEA_2023_05_05 | Methane | Dispatch-Crossload | QC | 2040 | Spring | O/CCGT - CH4 Existing |  |  | 0 | QC
LCP_Inputs_ON_Electric_IEA_2023_05_05 | Methane | Dispatch-Crossload | QC | 2040 | Spring | O/CCGT - CH4 New |  |  | 0 | QC
LCP_Inputs_ON_Electric_IEA_2023_05_05 | Methane | Dispatch-Crossload | QC | 2040 | Summer | O/CCGT - CH4 Existing |  |  | 0 | QC
LCP_Inputs_ON_Electric_IEA_2023_05_05 | Methane | Dispatch-Crossload | QC | 2040 | Summer | O/CCGT - CH4 New |  |  | 0 | QC
LCP_Inputs_ON_Electric_IEA_2023_05_05 | Methane | Dispatch-Crossload | QC | 2040 | Winter | O/CCGT - CH4 Existing |  |  | 0 | QC
LCP_Inputs_ON_Electric_IEA_2023_05_05 | Methane | Dispatch-Crossload | QC | 2040 | Winter | O/CCGT - CH4 New |  |  | 0 | QC
LCP_Inputs_ON_Electric_IEA_2023_05_05 | Methane | Dispatch-Crossload | QC | 2040 | Winter Peak | O/CCGT - CH4 Existing |  |  | 0 | QC
LCP_Inputs_ON_Electric_IEA_2023_05_05 | Methane | Dispatch-Crossload | QC | 2040 | Winter Peak | O/CCGT - CH4 New |  |  | 0 | QC
LCP_Inputs_ON_Electric_IEA_2023_05_05 | Methane | Dispatch-Crossload | QC | 2050 | Fall | O/CCGT - CH4 Existing |  |  | 0 | QC
LCP_Inputs_ON_Electric_IEA_2023_05_05 | Methane | Dispatch-Crossload | QC | 2050 | Fall | O/CCGT - CH4 New |  |  | 0 | QC
LCP_Inputs_ON_Electric_IEA_2023_05_05 | Methane | Dispatch-Crossload | QC | 2050 | Spring | O/CCGT - CH4 Existing |  |  | 0 | QC
LCP_Inputs_ON_Electric_IEA_2023_05_05 | Methane | Dispatch-Crossload | QC | 2050 | Spring | O/CCGT - CH4 New |  |  | 0 | QC
LCP_Inputs_ON_Electric_IEA_2023_05_05 | Methane | Dispatch-Crossload | QC | 2050 | Summer | O/CCGT - CH4 Existing |  |  | 0 | QC
LCP_Inputs_ON_Electric_IEA_2023_05_05 | Methane | Dispatch-Crossload | QC | 2050 | Summer | O/CCGT - CH4 New |  |  | 0 | QC
LCP_Inputs_ON_Electric_IEA_2023_05_05 | Methane | Dispatch-Crossload | QC | 2050 | Winter | O/CCGT - CH4 Existing |  |  | 0 | QC
LCP_Inputs_ON_Electric_IEA_2023_05_05 | Methane | Dispatch-Crossload | QC | 2050 | Winter | O/CCGT - CH4 New |  |  | 0 | QC
LCP_Inputs_ON_Electric_IEA_2023_05_05 | Methane | Dispatch-Crossload | QC | 2050 | Winter Peak | O/CCGT - CH4 Existing |  |  | 0 | QC
LCP_Inputs_ON_Electric_IEA_2023_05_05 | Methane | Dispatch-Crossload | QC | 2050 | Winter Peak | O/CCGT - CH4 New |  |  | 0 | QC
LCP_Inputs_ON_Electric_IEA_2023_05_05 | Methane | Dispatch-Crossload | WC | 2020 | Fall | O/CCGT - CH4 Existing |  |  | 0 | WC
LCP_Inputs_ON_Electric_IEA_2023_05_05 | Methane | Dispatch-Crossload | WC | 2020 | Fall | O/CCGT - CH4 New |  |  | 0 | WC
LCP_Inputs_ON_Electric_IEA_2023_05_05 | Methane | Dispatch-Crossload | WC | 2020 | Spring | O/CCGT - CH4 Existing |  |  | 0 | WC
LCP_Inputs_ON_Electric_IEA_2023_05_05 | Methane | Dispatch-Crossload | WC | 2020 | Spring | O/CCGT - CH4 New |  |  | 0 | WC
LCP_Inputs_ON_Electric_IEA_2023_05_05 | Methane | Dispatch-Crossload | WC | 2020 | Summer | O/CCGT - CH4 Existing |  |  | 0 | WC
LCP_Inputs_ON_Electric_IEA_2023_05_05 | Methane | Dispatch-Crossload | WC | 2020 | Summer | O/CCGT - CH4 New |  |  | 0 | WC
LCP_Inputs_ON_Electric_IEA_2023_05_05 | Methane | Dispatch-Crossload | WC | 2020 | Winter | O/CCGT - CH4 Existing |  |  | 0 | WC
LCP_Inputs_ON_Electric_IEA_2023_05_05 | Methane | Dispatch-Crossload | WC | 2020 | Winter | O/CCGT - CH4 New |  |  | 0 | WC
LCP_Inputs_ON_Electric_IEA_2023_05_05 | Methane | Dispatch-Crossload | WC | 2020 | Winter Peak | O/CCGT - CH4 Existing |  |  | 0 | WC
LCP_Inputs_ON_Electric_IEA_2023_05_05 | Methane | Dispatch-Crossload | WC | 2020 | Winter Peak | O/CCGT - CH4 New |  |  | 0 | WC
LCP_Inputs_ON_Electric_IEA_2023_05_05 | Methane | Dispatch-Crossload | WC | 2030 | Fall | O/CCGT - CH4 Existing |  |  | 0 | WC
LCP_Inputs_ON_Electric_IEA_2023_05_05 | Methane | Dispatch-Crossload | WC | 2030 | Fall | O/CCGT - CH4 New |  |  | 0 | WC
LCP_Inputs_ON_Electric_IEA_2023_05_05 | Methane | Dispatch-Crossload | WC | 2030 | Spring | O/CCGT - CH4 Existing |  |  | 0 | WC
LCP_Inputs_ON_Electric_IEA_2023_05_05 | Methane | Dispatch-Crossload | WC | 2030 | Spring | O/CCGT - CH4 New |  |  | 0 | WC
LCP_Inputs_ON_Electric_IEA_2023_05_05 | Methane | Dispatch-Crossload | WC | 2030 | Summer | O/CCGT - CH4 Existing |  |  | 0 | WC
LCP_Inputs_ON_Electric_IEA_2023_05_05 | Methane | Dispatch-Crossload | WC | 2030 | Summer | O/CCGT - CH4 New |  |  | 0 | WC
LCP_Inputs_ON_Electric_IEA_2023_05_05 | Methane | Dispatch-Crossload | WC | 2030 | Winter | O/CCGT - CH4 Existing |  |  | 0 | WC
LCP_Inputs_ON_Electric_IEA_2023_05_05 | Methane | Dispatch-Crossload | WC | 2030 | Winter | O/CCGT - CH4 New |  |  | 0 | WC
LCP_Inputs_ON_Electric_IEA_2023_05_05 | Methane | Dispatch-Crossload | WC | 2030 | Winter Peak | O/CCGT - CH4 Existing |  |  | 0 | WC
LCP_Inputs_ON_Electric_IEA_2023_05_05 | Methane | Dispatch-Crossload | WC | 2030 | Winter Peak | O/CCGT - CH4 New |  |  | 0 | WC
LCP_Inputs_ON_Electric_IEA_2023_05_05 | Methane | Dispatch-Crossload | WC | 2040 | Fall | O/CCGT - CH4 Existing |  |  | 0 | WC
LCP_Inputs_ON_Electric_IEA_2023_05_05 | Methane | Dispatch-Crossload | WC | 2040 | Fall | O/CCGT - CH4 New |  |  | 0 | WC
LCP_Inputs_ON_Electric_IEA_2023_05_05 | Methane | Dispatch-Crossload | WC | 2040 | Spring | O/CCGT - CH4 Existing |  |  | 0 | WC
LCP_Inputs_ON_Electric_IEA_2023_05_05 | Methane | Dispatch-Crossload | WC | 2040 | Spring | O/CCGT - CH4 New |  |  | 0 | WC
LCP_Inputs_ON_Electric_IEA_2023_05_05 | Methane | Dispatch-Crossload | WC | 2040 | Summer | O/CCGT - CH4 Existing |  |  | 0 | WC
LCP_Inputs_ON_Electric_IEA_2023_05_05 | Methane | Dispatch-Crossload | WC | 2040 | Summer | O/CCGT - CH4 New |  |  | 0 | WC
LCP_Inputs_ON_Electric_IEA_2023_05_05 | Methane | Dispatch-Crossload | WC | 2040 | Winter | O/CCGT - CH4 Existing |  |  | 0 | WC
LCP_Inputs_ON_Electric_IEA_2023_05_05 | Methane | Dispatch-Crossload | WC | 2040 | Winter | O/CCGT - CH4 New |  |  | 0 | WC
LCP_Inputs_ON_Electric_IEA_2023_05_05 | Methane | Dispatch-Crossload | WC | 2040 | Winter Peak | O/CCGT - CH4 Existing |  |  | 0 | WC
LCP_Inputs_ON_Electric_IEA_2023_05_05 | Methane | Dispatch-Crossload | WC | 2040 | Winter Peak | O/CCGT - CH4 New |  |  | 0 | WC
LCP_Inputs_ON_Electric_IEA_2023_05_05 | Methane | Dispatch-Crossload | WC | 2050 | Fall | O/CCGT - CH4 Existing |  |  | 0 | WC
LCP_Inputs_ON_Electric_IEA_2023_05_05 | Methane | Dispatch-Crossload | WC | 2050 | Fall | O/CCGT - CH4 New |  |  | 0 | WC
LCP_Inputs_ON_Electric_IEA_2023_05_05 | Methane | Dispatch-Crossload | WC | 2050 | Spring | O/CCGT - CH4 Existing |  |  | 0 | WC
LCP_Inputs_ON_Electric_IEA_2023_05_05 | Methane | Dispatch-Crossload | WC | 2050 | Spring | O/CCGT - CH4 New |  |  | 0 | WC
LCP_Inputs_ON_Electric_IEA_2023_05_05 | Methane | Dispatch-Crossload | WC | 2050 | Summer | O/CCGT - CH4 Existing |  |  | 0 | WC
LCP_Inputs_ON_Electric_IEA_2023_05_05 | Methane | Dispatch-Crossload | WC | 2050 | Summer | O/CCGT - CH4 New |  |  | 0 | WC
LCP_Inputs_ON_Electric_IEA_2023_05_05 | Methane | Dispatch-Crossload | WC | 2050 | Winter | O/CCGT - CH4 Existing |  |  | 0 | WC
LCP_Inputs_ON_Electric_IEA_2023_05_05 | Methane | Dispatch-Crossload | WC | 2050 | Winter | O/CCGT - CH4 New |  |  | 0 | WC
LCP_Inputs_ON_Electric_IEA_2023_05_05 | Methane | Dispatch-Crossload | WC | 2050 | Winter Peak | O/CCGT - CH4 Existing |  |  | 0 | WC
LCP_Inputs_ON_Electric_IEA_2023_05_05 | Methane | Dispatch-Crossload | WC | 2050 | Winter Peak | O/CCGT - CH4 New |  |  | 0 | WC
LCP_Inputs_ON_Electric_IEA_2023_05_05 | Methane | Dispatch-Generation | MI | 2020 | Fall | Anaerobic Digestion |  |  | 0 | MI
LCP_Inputs_ON_Electric_IEA_2023_05_05 | Methane | Dispatch-Generation | MI | 2020 | Fall | CH4 + CCS |  |  | 0 | MI
LCP_Inputs_ON_Electric_IEA_2023_05_05 | Methane | Dispatch-Generation | MI | 2020 | Spring | Anaerobic Digestion |  |  | 0 | MI
LCP_Inputs_ON_Electric_IEA_2023_05_05 | Methane | Dispatch-Generation | MI | 2020 | Spring | CH4 + CCS |  |  | 0 | MI
LCP_Inputs_ON_Electric_IEA_2023_05_05 | Methane | Dispatch-Generation | MI | 2020 | Summer | Anaerobic Digestion |  |  | 0 | MI
LCP_Inputs_ON_Electric_IEA_2023_05_05 | Methane | Dispatch-Generation | MI | 2020 | Summer | CH4 + CCS |  |  | 0 | MI
LCP_Inputs_ON_Electric_IEA_2023_05_05 | Methane | Dispatch-Generation | MI | 2020 | Winter | Anaerobic Digestion |  |  | 0 | MI
LCP_Inputs_ON_Electric_IEA_2023_05_05 | Methane | Dispatch-Generation | MI | 2020 | Winter | CH4 + CCS |  |  | 0 | MI
LCP_Inputs_ON_Electric_IEA_2023_05_05 | Methane | Dispatch-Generation | MI | 2020 | Winter Peak | Anaerobic Digestion |  |  | 0 | MI
LCP_Inputs_ON_Electric_IEA_2023_05_05 | Methane | Dispatch-Generation | MI | 2020 | Winter Peak | CH4 + CCS |  |  | 0 | MI
LCP_Inputs_ON_Electric_IEA_2023_05_05 | Methane | Dispatch-Generation | MI | 2030 | Fall | Anaerobic Digestion |  |  | 0 | MI
LCP_Inputs_ON_Electric_IEA_2023_05_05 | Methane | Dispatch-Generation | MI | 2030 | Fall | CH4 + CCS |  |  | 0 | MI
LCP_Inputs_ON_Electric_IEA_2023_05_05 | Methane | Dispatch-Generation | MI | 2030 | Spring | Anaerobic Digestion |  |  | 0 | MI
LCP_Inputs_ON_Electric_IEA_2023_05_05 | Methane | Dispatch-Generation | MI | 2030 | Spring | CH4 + CCS |  |  | 0 | MI
LCP_Inputs_ON_Electric_IEA_2023_05_05 | Methane | Dispatch-Generation | MI | 2030 | Summer | Anaerobic Digestion |  |  | 0 | MI
LCP_Inputs_ON_Electric_IEA_2023_05_05 | Methane | Dispatch-Generation | MI | 2030 | Summer | CH4 + CCS |  |  | 0 | MI
LCP_Inputs_ON_Electric_IEA_2023_05_05 | Methane | Dispatch-Generation | MI | 2030 | Winter | Anaerobic Digestion |  |  | 0 | MI
LCP_Inputs_ON_Electric_IEA_2023_05_05 | Methane | Dispatch-Generation | MI | 2030 | Winter | CH4 + CCS |  |  | 0 | MI
LCP_Inputs_ON_Electric_IEA_2023_05_05 | Methane | Dispatch-Generation | MI | 2030 | Winter Peak | Anaerobic Digestion |  |  | 0 | MI
LCP_Inputs_ON_Electric_IEA_2023_05_05 | Methane | Dispatch-Generation | MI | 2030 | Winter Peak | CH4 + CCS |  |  | 0 | MI
LCP_Inputs_ON_Electric_IEA_2023_05_05 | Methane | Dispatch-Generation | MI | 2040 | Fall | Anaerobic Digestion |  |  | 0 | MI
LCP_Inputs_ON_Electric_IEA_2023_05_05 | Methane | Dispatch-Generation | MI | 2040 | Fall | CH4 + CCS |  |  | 0 | MI
LCP_Inputs_ON_Electric_IEA_2023_05_05 | Methane | Dispatch-Generation | MI | 2040 | Spring | Anaerobic Digestion |  |  | 0 | MI
LCP_Inputs_ON_Electric_IEA_2023_05_05 | Methane | Dispatch-Generation | MI | 2040 | Spring | CH4 + CCS |  |  | 0 | MI
LCP_Inputs_ON_Electric_IEA_2023_05_05 | Methane | Dispatch-Generation | MI | 2040 | Summer | Anaerobic Digestion |  |  | 0 | MI
LCP_Inputs_ON_Electric_IEA_2023_05_05 | Methane | Dispatch-Generation | MI | 2040 | Summer | CH4 + CCS |  |  | 0 | MI
LCP_Inputs_ON_Electric_IEA_2023_05_05 | Methane | Dispatch-Generation | MI | 2040 | Winter | Anaerobic Digestion |  |  | 0 | MI
LCP_Inputs_ON_Electric_IEA_2023_05_05 | Methane | Dispatch-Generation | MI | 2040 | Winter | CH4 + CCS |  |  | 0 | MI
LCP_Inputs_ON_Electric_IEA_2023_05_05 | Methane | Dispatch-Generation | MI | 2040 | Winter Peak | Anaerobic Digestion |  |  | 0 | MI
LCP_Inputs_ON_Electric_IEA_2023_05_05 | Methane | Dispatch-Generation | MI | 2040 | Winter Peak | CH4 + CCS |  |  | 0 | MI
LCP_Inputs_ON_Electric_IEA_2023_05_05 | Methane | Dispatch-Generation | MI | 2050 | Fall | Anaerobic Digestion |  |  | 0 | MI
LCP_Inputs_ON_Electric_IEA_2023_05_05 | Methane | Dispatch-Generation | MI | 2050 | Fall | CH4 + CCS |  |  | 0 | MI
LCP_Inputs_ON_Electric_IEA_2023_05_05 | Methane | Dispatch-Generation | MI | 2050 | Spring | Anaerobic Digestion |  |  | 0 | MI
LCP_Inputs_ON_Electric_IEA_2023_05_05 | Methane | Dispatch-Generation | MI | 2050 | Spring | CH4 + CCS |  |  | 0 | MI
LCP_Inputs_ON_Electric_IEA_2023_05_05 | Methane | Dispatch-Generation | MI | 2050 | Summer | Anaerobic Digestion |  |  | 0 | MI
LCP_Inputs_ON_Electric_IEA_2023_05_05 | Methane | Dispatch-Generation | MI | 2050 | Summer | CH4 + CCS |  |  | 0 | MI
LCP_Inputs_ON_Electric_IEA_2023_05_05 | Methane | Dispatch-Generation | MI | 2050 | Winter | Anaerobic Digestion |  |  | 0 | MI
LCP_Inputs_ON_Electric_IEA_2023_05_05 | Methane | Dispatch-Generation | MI | 2050 | Winter | CH4 + CCS |  |  | 0 | MI
LCP_Inputs_ON_Electric_IEA_2023_05_05 | Methane | Dispatch-Generation | MI | 2050 | Winter Peak | Anaerobic Digestion |  |  | 0 | MI
LCP_Inputs_ON_Electric_IEA_2023_05_05 | Methane | Dispatch-Generation | MI | 2050 | Winter Peak | CH4 + CCS |  |  | 0 | MI
LCP_Inputs_ON_Electric_IEA_2023_05_05 | Methane | Dispatch-Generation | NY | 2020 | Fall | Anaerobic Digestion |  |  | 0 | NY
LCP_Inputs_ON_Electric_IEA_2023_05_05 | Methane | Dispatch-Generation | NY | 2020 | Fall | CH4 + CCS |  |  | 0 | NY
LCP_Inputs_ON_Electric_IEA_2023_05_05 | Methane | Dispatch-Generation | NY | 2020 | Spring | Anaerobic Digestion |  |  | 0 | NY
LCP_Inputs_ON_Electric_IEA_2023_05_05 | Methane | Dispatch-Generation | NY | 2020 | Spring | CH4 + CCS |  |  | 0 | NY
LCP_Inputs_ON_Electric_IEA_2023_05_05 | Methane | Dispatch-Generation | NY | 2020 | Summer | Anaerobic Digestion |  |  | 0 | NY
LCP_Inputs_ON_Electric_IEA_2023_05_05 | Methane | Dispatch-Generation | NY | 2020 | Summer | CH4 + CCS |  |  | 0 | NY
LCP_Inputs_ON_Electric_IEA_2023_05_05 | Methane | Dispatch-Generation | NY | 2020 | Winter | Anaerobic Digestion |  |  | 0 | NY
LCP_Inputs_ON_Electric_IEA_2023_05_05 | Methane | Dispatch-Generation | NY | 2020 | Winter | CH4 + CCS |  |  | 0 | NY
LCP_Inputs_ON_Electric_IEA_2023_05_05 | Methane | Dispatch-Generation | NY | 2020 | Winter Peak | Anaerobic Digestion |  |  | 0 | NY
LCP_Inputs_ON_Electric_IEA_2023_05_05 | Methane | Dispatch-Generation | NY | 2020 | Winter Peak | CH4 + CCS |  |  | 0 | NY
LCP_Inputs_ON_Electric_IEA_2023_05_05 | Methane | Dispatch-Generation | NY | 2030 | Fall | Anaerobic Digestion |  |  | 0 | NY
LCP_Inputs_ON_Electric_IEA_2023_05_05 | Methane | Dispatch-Generation | NY | 2030 | Fall | CH4 + CCS |  |  | 0 | NY
LCP_Inputs_ON_Electric_IEA_2023_05_05 | Methane | Dispatch-Generation | NY | 2030 | Spring | Anaerobic Digestion |  |  | 0 | NY
LCP_Inputs_ON_Electric_IEA_2023_05_05 | Methane | Dispatch-Generation | NY | 2030 | Spring | CH4 + CCS |  |  | 0 | NY
LCP_Inputs_ON_Electric_IEA_2023_05_05 | Methane | Dispatch-Generation | NY | 2030 | Summer | Anaerobic Digestion |  |  | 0 | NY
LCP_Inputs_ON_Electric_IEA_2023_05_05 | Methane | Dispatch-Generation | NY | 2030 | Summer | CH4 + CCS |  |  | 0 | NY
LCP_Inputs_ON_Electric_IEA_2023_05_05 | Methane | Dispatch-Generation | NY | 2030 | Winter | Anaerobic Digestion |  |  | 0 | NY
LCP_Inputs_ON_Electric_IEA_2023_05_05 | Methane | Dispatch-Generation | NY | 2030 | Winter | CH4 + CCS |  |  | 0 | NY
LCP_Inputs_ON_Electric_IEA_2023_05_05 | Methane | Dispatch-Generation | NY | 2030 | Winter Peak | Anaerobic Digestion |  |  | 0 | NY
LCP_Inputs_ON_Electric_IEA_2023_05_05 | Methane | Dispatch-Generation | NY | 2030 | Winter Peak | CH4 + CCS |  |  | 0 | NY
LCP_Inputs_ON_Electric_IEA_2023_05_05 | Methane | Dispatch-Generation | NY | 2040 | Fall | Anaerobic Digestion |  |  | 0 | NY
LCP_Inputs_ON_Electric_IEA_2023_05_05 | Methane | Dispatch-Generation | NY | 2040 | Fall | CH4 + CCS |  |  | 0 | NY
LCP_Inputs_ON_Electric_IEA_2023_05_05 | Methane | Dispatch-Generation | NY | 2040 | Spring | Anaerobic Digestion |  |  | 0 | NY
LCP_Inputs_ON_Electric_IEA_2023_05_05 | Methane | Dispatch-Generation | NY | 2040 | Spring | CH4 + CCS |  |  | 0 | NY
LCP_Inputs_ON_Electric_IEA_2023_05_05 | Methane | Dispatch-Generation | NY | 2040 | Summer | Anaerobic Digestion |  |  | 0 | NY
LCP_Inputs_ON_Electric_IEA_2023_05_05 | Methane | Dispatch-Generation | NY | 2040 | Summer | CH4 + CCS |  |  | 0 | NY
LCP_Inputs_ON_Electric_IEA_2023_05_05 | Methane | Dispatch-Generation | NY | 2040 | Winter | Anaerobic Digestion |  |  | 0 | NY
LCP_Inputs_ON_Electric_IEA_2023_05_05 | Methane | Dispatch-Generation | NY | 2040 | Winter | CH4 + CCS |  |  | 0 | NY
LCP_Inputs_ON_Electric_IEA_2023_05_05 | Methane | Dispatch-Generation | NY | 2040 | Winter Peak | Anaerobic Digestion |  |  | 0 | NY
LCP_Inputs_ON_Electric_IEA_2023_05_05 | Methane | Dispatch-Generation | NY | 2040 | Winter Peak | CH4 + CCS |  |  | 0 | NY
LCP_Inputs_ON_Electric_IEA_2023_05_05 | Methane | Dispatch-Generation | NY | 2050 | Fall | Anaerobic Digestion |  |  | 0 | NY
LCP_Inputs_ON_Electric_IEA_2023_05_05 | Methane | Dispatch-Generation | NY | 2050 | Fall | CH4 + CCS |  |  | 0 | NY
LCP_Inputs_ON_Electric_IEA_2023_05_05 | Methane | Dispatch-Generation | NY | 2050 | Spring | Anaerobic Digestion |  |  | 0 | NY
LCP_Inputs_ON_Electric_IEA_2023_05_05 | Methane | Dispatch-Generation | NY | 2050 | Spring | CH4 + CCS |  |  | 0 | NY
LCP_Inputs_ON_Electric_IEA_2023_05_05 | Methane | Dispatch-Generation | NY | 2050 | Summer | Anaerobic Digestion |  |  | 0 | NY
LCP_Inputs_ON_Electric_IEA_2023_05_05 | Methane | Dispatch-Generation | NY | 2050 | Summer | CH4 + CCS |  |  | 0 | NY
LCP_Inputs_ON_Electric_IEA_2023_05_05 | Methane | Dispatch-Generation | NY | 2050 | Winter | Anaerobic Digestion |  |  | 0 | NY
LCP_Inputs_ON_Electric_IEA_2023_05_05 | Methane | Dispatch-Generation | NY | 2050 | Winter | CH4 + CCS |  |  | 0 | NY
LCP_Inputs_ON_Electric_IEA_2023_05_05 | Methane | Dispatch-Generation | NY | 2050 | Winter Peak | Anaerobic Digestion |  |  | 0 | NY
LCP_Inputs_ON_Electric_IEA_2023_05_05 | Methane | Dispatch-Generation | NY | 2050 | Winter Peak | CH4 + CCS |  |  | 0 | NY
LCP_Inputs_ON_Electric_IEA_2023_05_05 | Methane | Dispatch-Generation | ON | 2020 | Fall | Anaerobic Digestion |  |  | 0 | ON
LCP_Inputs_ON_Electric_IEA_2023_05_05 | Methane | Dispatch-Generation | ON | 2020 | Fall | CH4 + CCS |  |  | 0 | ON
LCP_Inputs_ON_Electric_IEA_2023_05_05 | Methane | Dispatch-Generation | ON | 2020 | Spring | Anaerobic Digestion |  |  | 0 | ON
LCP_Inputs_ON_Electric_IEA_2023_05_05 | Methane | Dispatch-Generation | ON | 2020 | Spring | CH4 + CCS |  |  | 0 | ON
LCP_Inputs_ON_Electric_IEA_2023_05_05 | Methane | Dispatch-Generation | ON | 2020 | Summer | Anaerobic Digestion |  |  | 0 | ON
LCP_Inputs_ON_Electric_IEA_2023_05_05 | Methane | Dispatch-Generation | ON | 2020 | Summer | CH4 + CCS |  |  | 0 | ON
LCP_Inputs_ON_Electric_IEA_2023_05_05 | Methane | Dispatch-Generation | ON | 2020 | Winter | Anaerobic Digestion |  |  | 0 | ON
LCP_Inputs_ON_Electric_IEA_2023_05_05 | Methane | Dispatch-Generation | ON | 2020 | Winter | CH4 + CCS |  |  | 0 | ON
LCP_Inputs_ON_Electric_IEA_2023_05_05 | Methane | Dispatch-Generation | ON | 2020 | Winter Peak | Anaerobic Digestion |  |  | 0 | ON
LCP_Inputs_ON_Electric_IEA_2023_05_05 | Methane | Dispatch-Generation | ON | 2020 | Winter Peak | CH4 + CCS |  |  | 0 | ON
LCP_Inputs_ON_Electric_IEA_2023_05_05 | Methane | Dispatch-Generation | ON | 2030 | Fall | Anaerobic Digestion |  |  | 0 | ON
LCP_Inputs_ON_Electric_IEA_2023_05_05 | Methane | Dispatch-Generation | ON | 2030 | Fall | CH4 + CCS |  |  | 0 | ON
LCP_Inputs_ON_Electric_IEA_2023_05_05 | Methane | Dispatch-Generation | ON | 2030 | Spring | Anaerobic Digestion |  |  | 0 | ON
LCP_Inputs_ON_Electric_IEA_2023_05_05 | Methane | Dispatch-Generation | ON | 2030 | Spring | CH4 + CCS |  |  | 0 | ON
LCP_Inputs_ON_Electric_IEA_2023_05_05 | Methane | Dispatch-Generation | ON | 2030 | Summer | Anaerobic Digestion |  |  | 0 | ON
LCP_Inputs_ON_Electric_IEA_2023_05_05 | Methane | Dispatch-Generation | ON | 2030 | Summer | CH4 + CCS |  |  | 0 | ON
LCP_Inputs_ON_Electric_IEA_2023_05_05 | Methane | Dispatch-Generation | ON | 2030 | Winter | Anaerobic Digestion |  |  | 0 | ON
LCP_Inputs_ON_Electric_IEA_2023_05_05 | Methane | Dispatch-Generation | ON | 2030 | Winter | CH4 + CCS |  |  | 0 | ON
LCP_Inputs_ON_Electric_IEA_2023_05_05 | Methane | Dispatch-Generation | ON | 2030 | Winter Peak | Anaerobic Digestion |  |  | 0 | ON
LCP_Inputs_ON_Electric_IEA_2023_05_05 | Methane | Dispatch-Generation | ON | 2030 | Winter Peak | CH4 + CCS |  |  | 0 | ON
LCP_Inputs_ON_Electric_IEA_2023_05_05 | Methane | Dispatch-Generation | ON | 2040 | Fall | Anaerobic Digestion |  |  | 4088767.1233 | ON
LCP_Inputs_ON_Electric_IEA_2023_05_05 | Methane | Dispatch-Generation | ON | 2040 | Fall | CH4 + CCS |  |  | 4462739.726 | ON
LCP_Inputs_ON_Electric_IEA_2023_05_05 | Methane | Dispatch-Generation | ON | 2040 | Spring | Anaerobic Digestion |  |  | 4088767.1233 | ON
LCP_Inputs_ON_Electric_IEA_2023_05_05 | Methane | Dispatch-Generation | ON | 2040 | Spring | CH4 + CCS |  |  | 4462739.726 | ON
LCP_Inputs_ON_Electric_IEA_2023_05_05 | Methane | Dispatch-Generation | ON | 2040 | Summer | Anaerobic Digestion |  |  | 4088767.1233 | ON
LCP_Inputs_ON_Electric_IEA_2023_05_05 | Methane | Dispatch-Generation | ON | 2040 | Summer | CH4 + CCS |  |  | 4462739.726 | ON
LCP_Inputs_ON_Electric_IEA_2023_05_05 | Methane | Dispatch-Generation | ON | 2040 | Winter | Anaerobic Digestion |  |  | 4088767.1233 | ON
LCP_Inputs_ON_Electric_IEA_2023_05_05 | Methane | Dispatch-Generation | ON | 2040 | Winter | CH4 + CCS |  |  | 4462739.726 | ON
LCP_Inputs_ON_Electric_IEA_2023_05_05 | Methane | Dispatch-Generation | ON | 2040 | Winter Peak | Anaerobic Digestion |  |  | 44931.5068 | ON
LCP_Inputs_ON_Electric_IEA_2023_05_05 | Methane | Dispatch-Generation | ON | 2040 | Winter Peak | CH4 + CCS |  |  | 49041.0959 | ON
LCP_Inputs_ON_Electric_IEA_2023_05_05 | Methane | Dispatch-Generation | ON | 2050 | Fall | Anaerobic Digestion |  |  | 5011232.8767 | ON
LCP_Inputs_ON_Electric_IEA_2023_05_05 | Methane | Dispatch-Generation | ON | 2050 | Fall | CH4 + CCS |  |  | 3924875.316 | ON
LCP_Inputs_ON_Electric_IEA_2023_05_05 | Methane | Dispatch-Generation | ON | 2050 | Spring | Anaerobic Digestion |  |  | 5011232.8767 | ON
LCP_Inputs_ON_Electric_IEA_2023_05_05 | Methane | Dispatch-Generation | ON | 2050 | Spring | CH4 + CCS |  |  | 8328008.1917 | ON
LCP_Inputs_ON_Electric_IEA_2023_05_05 | Methane | Dispatch-Generation | ON | 2050 | Summer | Anaerobic Digestion |  |  | 5011232.8767 | ON
LCP_Inputs_ON_Electric_IEA_2023_05_05 | Methane | Dispatch-Generation | ON | 2050 | Summer | CH4 + CCS |  |  | 2537292.2665 | ON
LCP_Inputs_ON_Electric_IEA_2023_05_05 | Methane | Dispatch-Generation | ON | 2050 | Winter | Anaerobic Digestion |  |  | 5011232.8767 | ON
LCP_Inputs_ON_Electric_IEA_2023_05_05 | Methane | Dispatch-Generation | ON | 2050 | Winter | CH4 + CCS |  |  | 13703160.8072 | ON
LCP_Inputs_ON_Electric_IEA_2023_05_05 | Methane | Dispatch-Generation | ON | 2050 | Winter Peak | Anaerobic Digestion |  |  | 55068.4932 | ON
LCP_Inputs_ON_Electric_IEA_2023_05_05 | Methane | Dispatch-Generation | ON | 2050 | Winter Peak | CH4 + CCS |  |  | 254808.8072 | ON
LCP_Inputs_ON_Electric_IEA_2023_05_05 | Methane | Dispatch-Generation | PJ | 2020 | Fall | Anaerobic Digestion |  |  | 0 | PJ
LCP_Inputs_ON_Electric_IEA_2023_05_05 | Methane | Dispatch-Generation | PJ | 2020 | Fall | CH4 + CCS |  |  | 0 | PJ
LCP_Inputs_ON_Electric_IEA_2023_05_05 | Methane | Dispatch-Generation | PJ | 2020 | Spring | Anaerobic Digestion |  |  | 0 | PJ
LCP_Inputs_ON_Electric_IEA_2023_05_05 | Methane | Dispatch-Generation | PJ | 2020 | Spring | CH4 + CCS |  |  | 0 | PJ
LCP_Inputs_ON_Electric_IEA_2023_05_05 | Methane | Dispatch-Generation | PJ | 2020 | Summer | Anaerobic Digestion |  |  | 0 | PJ
LCP_Inputs_ON_Electric_IEA_2023_05_05 | Methane | Dispatch-Generation | PJ | 2020 | Summer | CH4 + CCS |  |  | 0 | PJ
LCP_Inputs_ON_Electric_IEA_2023_05_05 | Methane | Dispatch-Generation | PJ | 2020 | Winter | Anaerobic Digestion |  |  | 0 | PJ
LCP_Inputs_ON_Electric_IEA_2023_05_05 | Methane | Dispatch-Generation | PJ | 2020 | Winter | CH4 + CCS |  |  | 0 | PJ
LCP_Inputs_ON_Electric_IEA_2023_05_05 | Methane | Dispatch-Generation | PJ | 2020 | Winter Peak | Anaerobic Digestion |  |  | 0 | PJ
LCP_Inputs_ON_Electric_IEA_2023_05_05 | Methane | Dispatch-Generation | PJ | 2020 | Winter Peak | CH4 + CCS |  |  | 0 | PJ
LCP_Inputs_ON_Electric_IEA_2023_05_05 | Methane | Dispatch-Generation | PJ | 2030 | Fall | Anaerobic Digestion |  |  | 0 | PJ
LCP_Inputs_ON_Electric_IEA_2023_05_05 | Methane | Dispatch-Generation | PJ | 2030 | Fall | CH4 + CCS |  |  | 0 | PJ
LCP_Inputs_ON_Electric_IEA_2023_05_05 | Methane | Dispatch-Generation | PJ | 2030 | Spring | Anaerobic Digestion |  |  | 0 | PJ
LCP_Inputs_ON_Electric_IEA_2023_05_05 | Methane | Dispatch-Generation | PJ | 2030 | Spring | CH4 + CCS |  |  | 0 | PJ
LCP_Inputs_ON_Electric_IEA_2023_05_05 | Methane | Dispatch-Generation | PJ | 2030 | Summer | Anaerobic Digestion |  |  | 0 | PJ
LCP_Inputs_ON_Electric_IEA_2023_05_05 | Methane | Dispatch-Generation | PJ | 2030 | Summer | CH4 + CCS |  |  | 0 | PJ
LCP_Inputs_ON_Electric_IEA_2023_05_05 | Methane | Dispatch-Generation | PJ | 2030 | Winter | Anaerobic Digestion |  |  | 0 | PJ
LCP_Inputs_ON_Electric_IEA_2023_05_05 | Methane | Dispatch-Generation | PJ | 2030 | Winter | CH4 + CCS |  |  | 0 | PJ
LCP_Inputs_ON_Electric_IEA_2023_05_05 | Methane | Dispatch-Generation | PJ | 2030 | Winter Peak | Anaerobic Digestion |  |  | 0 | PJ
LCP_Inputs_ON_Electric_IEA_2023_05_05 | Methane | Dispatch-Generation | PJ | 2030 | Winter Peak | CH4 + CCS |  |  | 0 | PJ
LCP_Inputs_ON_Electric_IEA_2023_05_05 | Methane | Dispatch-Generation | PJ | 2040 | Fall | Anaerobic Digestion |  |  | 0 | PJ
LCP_Inputs_ON_Electric_IEA_2023_05_05 | Methane | Dispatch-Generation | PJ | 2040 | Fall | CH4 + CCS |  |  | 0 | PJ
LCP_Inputs_ON_Electric_IEA_2023_05_05 | Methane | Dispatch-Generation | PJ | 2040 | Spring | Anaerobic Digestion |  |  | 0 | PJ
LCP_Inputs_ON_Electric_IEA_2023_05_05 | Methane | Dispatch-Generation | PJ | 2040 | Spring | CH4 + CCS |  |  | 0 | PJ
LCP_Inputs_ON_Electric_IEA_2023_05_05 | Methane | Dispatch-Generation | PJ | 2040 | Summer | Anaerobic Digestion |  |  | 0 | PJ
LCP_Inputs_ON_Electric_IEA_2023_05_05 | Methane | Dispatch-Generation | PJ | 2040 | Summer | CH4 + CCS |  |  | 0 | PJ
LCP_Inputs_ON_Electric_IEA_2023_05_05 | Methane | Dispatch-Generation | PJ | 2040 | Winter | Anaerobic Digestion |  |  | 0 | PJ
LCP_Inputs_ON_Electric_IEA_2023_05_05 | Methane | Dispatch-Generation | PJ | 2040 | Winter | CH4 + CCS |  |  | 0 | PJ
LCP_Inputs_ON_Electric_IEA_2023_05_05 | Methane | Dispatch-Generation | PJ | 2040 | Winter Peak | Anaerobic Digestion |  |  | 0 | PJ
LCP_Inputs_ON_Electric_IEA_2023_05_05 | Methane | Dispatch-Generation | PJ | 2040 | Winter Peak | CH4 + CCS |  |  | 0 | PJ
LCP_Inputs_ON_Electric_IEA_2023_05_05 | Methane | Dispatch-Generation | PJ | 2050 | Fall | Anaerobic Digestion |  |  | 0 | PJ
LCP_Inputs_ON_Electric_IEA_2023_05_05 | Methane | Dispatch-Generation | PJ | 2050 | Fall | CH4 + CCS |  |  | 0 | PJ
LCP_Inputs_ON_Electric_IEA_2023_05_05 | Methane | Dispatch-Generation | PJ | 2050 | Spring | Anaerobic Digestion |  |  | 0 | PJ
LCP_Inputs_ON_Electric_IEA_2023_05_05 | Methane | Dispatch-Generation | PJ | 2050 | Spring | CH4 + CCS |  |  | 0 | PJ
LCP_Inputs_ON_Electric_IEA_2023_05_05 | Methane | Dispatch-Generation | PJ | 2050 | Summer | Anaerobic Digestion |  |  | 0 | PJ
LCP_Inputs_ON_Electric_IEA_2023_05_05 | Methane | Dispatch-Generation | PJ | 2050 | Summer | CH4 + CCS |  |  | 0 | PJ
LCP_Inputs_ON_Electric_IEA_2023_05_05 | Methane | Dispatch-Generation | PJ | 2050 | Winter | Anaerobic Digestion |  |  | 0 | PJ
LCP_Inputs_ON_Electric_IEA_2023_05_05 | Methane | Dispatch-Generation | PJ | 2050 | Winter | CH4 + CCS |  |  | 0 | PJ
LCP_Inputs_ON_Electric_IEA_2023_05_05 | Methane | Dispatch-Generation | PJ | 2050 | Winter Peak | Anaerobic Digestion |  |  | 0 | PJ
LCP_Inputs_ON_Electric_IEA_2023_05_05 | Methane | Dispatch-Generation | PJ | 2050 | Winter Peak | CH4 + CCS |  |  | 0 | PJ
LCP_Inputs_ON_Electric_IEA_2023_05_05 | Methane | Dispatch-Generation | QC | 2020 | Fall | Anaerobic Digestion |  |  | 0 | QC
LCP_Inputs_ON_Electric_IEA_2023_05_05 | Methane | Dispatch-Generation | QC | 2020 | Fall | CH4 + CCS |  |  | 0 | QC
LCP_Inputs_ON_Electric_IEA_2023_05_05 | Methane | Dispatch-Generation | QC | 2020 | Spring | Anaerobic Digestion |  |  | 0 | QC
LCP_Inputs_ON_Electric_IEA_2023_05_05 | Methane | Dispatch-Generation | QC | 2020 | Spring | CH4 + CCS |  |  | 0 | QC
LCP_Inputs_ON_Electric_IEA_2023_05_05 | Methane | Dispatch-Generation | QC | 2020 | Summer | Anaerobic Digestion |  |  | 0 | QC
LCP_Inputs_ON_Electric_IEA_2023_05_05 | Methane | Dispatch-Generation | QC | 2020 | Summer | CH4 + CCS |  |  | 0 | QC
LCP_Inputs_ON_Electric_IEA_2023_05_05 | Methane | Dispatch-Generation | QC | 2020 | Winter | Anaerobic Digestion |  |  | 0 | QC
LCP_Inputs_ON_Electric_IEA_2023_05_05 | Methane | Dispatch-Generation | QC | 2020 | Winter | CH4 + CCS |  |  | 0 | QC
LCP_Inputs_ON_Electric_IEA_2023_05_05 | Methane | Dispatch-Generation | QC | 2020 | Winter Peak | Anaerobic Digestion |  |  | 0 | QC
LCP_Inputs_ON_Electric_IEA_2023_05_05 | Methane | Dispatch-Generation | QC | 2020 | Winter Peak | CH4 + CCS |  |  | 0 | QC
LCP_Inputs_ON_Electric_IEA_2023_05_05 | Methane | Dispatch-Generation | QC | 2030 | Fall | Anaerobic Digestion |  |  | 0 | QC
LCP_Inputs_ON_Electric_IEA_2023_05_05 | Methane | Dispatch-Generation | QC | 2030 | Fall | CH4 + CCS |  |  | 0 | QC
LCP_Inputs_ON_Electric_IEA_2023_05_05 | Methane | Dispatch-Generation | QC | 2030 | Spring | Anaerobic Digestion |  |  | 0 | QC
LCP_Inputs_ON_Electric_IEA_2023_05_05 | Methane | Dispatch-Generation | QC | 2030 | Spring | CH4 + CCS |  |  | 0 | QC
LCP_Inputs_ON_Electric_IEA_2023_05_05 | Methane | Dispatch-Generation | QC | 2030 | Summer | Anaerobic Digestion |  |  | 0 | QC
LCP_Inputs_ON_Electric_IEA_2023_05_05 | Methane | Dispatch-Generation | QC | 2030 | Summer | CH4 + CCS |  |  | 0 | QC
LCP_Inputs_ON_Electric_IEA_2023_05_05 | Methane | Dispatch-Generation | QC | 2030 | Winter | Anaerobic Digestion |  |  | 0 | QC
LCP_Inputs_ON_Electric_IEA_2023_05_05 | Methane | Dispatch-Generation | QC | 2030 | Winter | CH4 + CCS |  |  | 0 | QC
LCP_Inputs_ON_Electric_IEA_2023_05_05 | Methane | Dispatch-Generation | QC | 2030 | Winter Peak | Anaerobic Digestion |  |  | 0 | QC
LCP_Inputs_ON_Electric_IEA_2023_05_05 | Methane | Dispatch-Generation | QC | 2030 | Winter Peak | CH4 + CCS |  |  | 0 | QC
LCP_Inputs_ON_Electric_IEA_2023_05_05 | Methane | Dispatch-Generation | QC | 2040 | Fall | Anaerobic Digestion |  |  | 0 | QC
LCP_Inputs_ON_Electric_IEA_2023_05_05 | Methane | Dispatch-Generation | QC | 2040 | Fall | CH4 + CCS |  |  | 0 | QC
LCP_Inputs_ON_Electric_IEA_2023_05_05 | Methane | Dispatch-Generation | QC | 2040 | Spring | Anaerobic Digestion |  |  | 0 | QC
LCP_Inputs_ON_Electric_IEA_2023_05_05 | Methane | Dispatch-Generation | QC | 2040 | Spring | CH4 + CCS |  |  | 0 | QC
LCP_Inputs_ON_Electric_IEA_2023_05_05 | Methane | Dispatch-Generation | QC | 2040 | Summer | Anaerobic Digestion |  |  | 0 | QC
LCP_Inputs_ON_Electric_IEA_2023_05_05 | Methane | Dispatch-Generation | QC | 2040 | Summer | CH4 + CCS |  |  | 0 | QC
LCP_Inputs_ON_Electric_IEA_2023_05_05 | Methane | Dispatch-Generation | QC | 2040 | Winter | Anaerobic Digestion |  |  | 0 | QC
LCP_Inputs_ON_Electric_IEA_2023_05_05 | Methane | Dispatch-Generation | QC | 2040 | Winter | CH4 + CCS |  |  | 0 | QC
LCP_Inputs_ON_Electric_IEA_2023_05_05 | Methane | Dispatch-Generation | QC | 2040 | Winter Peak | Anaerobic Digestion |  |  | 0 | QC
LCP_Inputs_ON_Electric_IEA_2023_05_05 | Methane | Dispatch-Generation | QC | 2040 | Winter Peak | CH4 + CCS |  |  | 0 | QC
LCP_Inputs_ON_Electric_IEA_2023_05_05 | Methane | Dispatch-Generation | QC | 2050 | Fall | Anaerobic Digestion |  |  | 0 | QC
LCP_Inputs_ON_Electric_IEA_2023_05_05 | Methane | Dispatch-Generation | QC | 2050 | Fall | CH4 + CCS |  |  | 0 | QC
LCP_Inputs_ON_Electric_IEA_2023_05_05 | Methane | Dispatch-Generation | QC | 2050 | Spring | Anaerobic Digestion |  |  | 0 | QC
LCP_Inputs_ON_Electric_IEA_2023_05_05 | Methane | Dispatch-Generation | QC | 2050 | Spring | CH4 + CCS |  |  | 0 | QC
LCP_Inputs_ON_Electric_IEA_2023_05_05 | Methane | Dispatch-Generation | QC | 2050 | Summer | Anaerobic Digestion |  |  | 0 | QC
LCP_Inputs_ON_Electric_IEA_2023_05_05 | Methane | Dispatch-Generation | QC | 2050 | Summer | CH4 + CCS |  |  | 0 | QC
LCP_Inputs_ON_Electric_IEA_2023_05_05 | Methane | Dispatch-Generation | QC | 2050 | Winter | Anaerobic Digestion |  |  | 0 | QC
LCP_Inputs_ON_Electric_IEA_2023_05_05 | Methane | Dispatch-Generation | QC | 2050 | Winter | CH4 + CCS |  |  | 0 | QC
LCP_Inputs_ON_Electric_IEA_2023_05_05 | Methane | Dispatch-Generation | QC | 2050 | Winter Peak | Anaerobic Digestion |  |  | 0 | QC
LCP_Inputs_ON_Electric_IEA_2023_05_05 | Methane | Dispatch-Generation | QC | 2050 | Winter Peak | CH4 + CCS |  |  | 0 | QC
LCP_Inputs_ON_Electric_IEA_2023_05_05 | Methane | Dispatch-Generation | WC | 2020 | Fall | Anaerobic Digestion |  |  | 0 | WC
LCP_Inputs_ON_Electric_IEA_2023_05_05 | Methane | Dispatch-Generation | WC | 2020 | Fall | CH4 + CCS |  |  | 0 | WC
LCP_Inputs_ON_Electric_IEA_2023_05_05 | Methane | Dispatch-Generation | WC | 2020 | Spring | Anaerobic Digestion |  |  | 0 | WC
LCP_Inputs_ON_Electric_IEA_2023_05_05 | Methane | Dispatch-Generation | WC | 2020 | Spring | CH4 + CCS |  |  | 0 | WC
LCP_Inputs_ON_Electric_IEA_2023_05_05 | Methane | Dispatch-Generation | WC | 2020 | Summer | Anaerobic Digestion |  |  | 0 | WC
LCP_Inputs_ON_Electric_IEA_2023_05_05 | Methane | Dispatch-Generation | WC | 2020 | Summer | CH4 + CCS |  |  | 0 | WC
LCP_Inputs_ON_Electric_IEA_2023_05_05 | Methane | Dispatch-Generation | WC | 2020 | Winter | Anaerobic Digestion |  |  | 0 | WC
LCP_Inputs_ON_Electric_IEA_2023_05_05 | Methane | Dispatch-Generation | WC | 2020 | Winter | CH4 + CCS |  |  | 0 | WC
LCP_Inputs_ON_Electric_IEA_2023_05_05 | Methane | Dispatch-Generation | WC | 2020 | Winter Peak | Anaerobic Digestion |  |  | 0 | WC
LCP_Inputs_ON_Electric_IEA_2023_05_05 | Methane | Dispatch-Generation | WC | 2020 | Winter Peak | CH4 + CCS |  |  | 0 | WC
LCP_Inputs_ON_Electric_IEA_2023_05_05 | Methane | Dispatch-Generation | WC | 2030 | Fall | Anaerobic Digestion |  |  | 0 | WC
LCP_Inputs_ON_Electric_IEA_2023_05_05 | Methane | Dispatch-Generation | WC | 2030 | Fall | CH4 + CCS |  |  | 0 | WC
LCP_Inputs_ON_Electric_IEA_2023_05_05 | Methane | Dispatch-Generation | WC | 2030 | Spring | Anaerobic Digestion |  |  | 0 | WC
LCP_Inputs_ON_Electric_IEA_2023_05_05 | Methane | Dispatch-Generation | WC | 2030 | Spring | CH4 + CCS |  |  | 0 | WC
LCP_Inputs_ON_Electric_IEA_2023_05_05 | Methane | Dispatch-Generation | WC | 2030 | Summer | Anaerobic Digestion |  |  | 0 | WC
LCP_Inputs_ON_Electric_IEA_2023_05_05 | Methane | Dispatch-Generation | WC | 2030 | Summer | CH4 + CCS |  |  | 0 | WC
LCP_Inputs_ON_Electric_IEA_2023_05_05 | Methane | Dispatch-Generation | WC | 2030 | Winter | Anaerobic Digestion |  |  | 0 | WC
LCP_Inputs_ON_Electric_IEA_2023_05_05 | Methane | Dispatch-Generation | WC | 2030 | Winter | CH4 + CCS |  |  | 0 | WC
LCP_Inputs_ON_Electric_IEA_2023_05_05 | Methane | Dispatch-Generation | WC | 2030 | Winter Peak | Anaerobic Digestion |  |  | 0 | WC
LCP_Inputs_ON_Electric_IEA_2023_05_05 | Methane | Dispatch-Generation | WC | 2030 | Winter Peak | CH4 + CCS |  |  | 0 | WC
LCP_Inputs_ON_Electric_IEA_2023_05_05 | Methane | Dispatch-Generation | WC | 2040 | Fall | Anaerobic Digestion |  |  | 0 | WC
LCP_Inputs_ON_Electric_IEA_2023_05_05 | Methane | Dispatch-Generation | WC | 2040 | Fall | CH4 + CCS |  |  | 0 | WC
LCP_Inputs_ON_Electric_IEA_2023_05_05 | Methane | Dispatch-Generation | WC | 2040 | Spring | Anaerobic Digestion |  |  | 0 | WC
LCP_Inputs_ON_Electric_IEA_2023_05_05 | Methane | Dispatch-Generation | WC | 2040 | Spring | CH4 + CCS |  |  | 0 | WC
LCP_Inputs_ON_Electric_IEA_2023_05_05 | Methane | Dispatch-Generation | WC | 2040 | Summer | Anaerobic Digestion |  |  | 0 | WC
LCP_Inputs_ON_Electric_IEA_2023_05_05 | Methane | Dispatch-Generation | WC | 2040 | Summer | CH4 + CCS |  |  | 0 | WC
LCP_Inputs_ON_Electric_IEA_2023_05_05 | Methane | Dispatch-Generation | WC | 2040 | Winter | Anaerobic Digestion |  |  | 0 | WC
LCP_Inputs_ON_Electric_IEA_2023_05_05 | Methane | Dispatch-Generation | WC | 2040 | Winter | CH4 + CCS |  |  | 0 | WC
LCP_Inputs_ON_Electric_IEA_2023_05_05 | Methane | Dispatch-Generation | WC | 2040 | Winter Peak | Anaerobic Digestion |  |  | 0 | WC
LCP_Inputs_ON_Electric_IEA_2023_05_05 | Methane | Dispatch-Generation | WC | 2040 | Winter Peak | CH4 + CCS |  |  | 0 | WC
LCP_Inputs_ON_Electric_IEA_2023_05_05 | Methane | Dispatch-Generation | WC | 2050 | Fall | Anaerobic Digestion |  |  | 0 | WC
LCP_Inputs_ON_Electric_IEA_2023_05_05 | Methane | Dispatch-Generation | WC | 2050 | Fall | CH4 + CCS |  |  | 0 | WC
LCP_Inputs_ON_Electric_IEA_2023_05_05 | Methane | Dispatch-Generation | WC | 2050 | Spring | Anaerobic Digestion |  |  | 0 | WC
LCP_Inputs_ON_Electric_IEA_2023_05_05 | Methane | Dispatch-Generation | WC | 2050 | Spring | CH4 + CCS |  |  | 0 | WC
LCP_Inputs_ON_Electric_IEA_2023_05_05 | Methane | Dispatch-Generation | WC | 2050 | Summer | Anaerobic Digestion |  |  | 0 | WC
LCP_Inputs_ON_Electric_IEA_2023_05_05 | Methane | Dispatch-Generation | WC | 2050 | Summer | CH4 + CCS |  |  | 0 | WC
LCP_Inputs_ON_Electric_IEA_2023_05_05 | Methane | Dispatch-Generation | WC | 2050 | Winter | Anaerobic Digestion |  |  | 0 | WC
LCP_Inputs_ON_Electric_IEA_2023_05_05 | Methane | Dispatch-Generation | WC | 2050 | Winter | CH4 + CCS |  |  | 0 | WC
LCP_Inputs_ON_Electric_IEA_2023_05_05 | Methane | Dispatch-Generation | WC | 2050 | Winter Peak | Anaerobic Digestion |  |  | 0 | WC
LCP_Inputs_ON_Electric_IEA_2023_05_05 | Methane | Dispatch-Generation | WC | 2050 | Winter Peak | CH4 + CCS |  |  | 0 | WC
LCP_Inputs_ON_Electric_IEA_2023_05_05 | Methane | Dispatch-Import | MI | 2020 | Fall | CH4 Import - NY 2020 |  |  | 0 | MI
LCP_Inputs_ON_Electric_IEA_2023_05_05 | Methane | Dispatch-Import | MI | 2020 | Fall | CH4 Import - NY 2030 |  |  | 0 | MI
LCP_Inputs_ON_Electric_IEA_2023_05_05 | Methane | Dispatch-Import | MI | 2020 | Fall | CH4 Import - NY 2040 |  |  | 0 | MI
LCP_Inputs_ON_Electric_IEA_2023_05_05 | Methane | Dispatch-Import | MI | 2020 | Fall | CH4 Import - NY 2050 |  |  | 0 | MI
LCP_Inputs_ON_Electric_IEA_2023_05_05 | Methane | Dispatch-Import | MI | 2020 | Fall | CH4 Import - WC 2020 |  |  | 0 | MI
LCP_Inputs_ON_Electric_IEA_2023_05_05 | Methane | Dispatch-Import | MI | 2020 | Fall | CH4 Import - WC 2030 |  |  | 0 | MI
LCP_Inputs_ON_Electric_IEA_2023_05_05 | Methane | Dispatch-Import | MI | 2020 | Fall | CH4 Import - WC 2040 |  |  | 0 | MI
LCP_Inputs_ON_Electric_IEA_2023_05_05 | Methane | Dispatch-Import | MI | 2020 | Fall | CH4 Import - WC 2050 |  |  | 0 | MI
LCP_Inputs_ON_Electric_IEA_2023_05_05 | Methane | Dispatch-Import | MI | 2020 | Spring | CH4 Import - NY 2020 |  |  | 0 | MI
LCP_Inputs_ON_Electric_IEA_2023_05_05 | Methane | Dispatch-Import | MI | 2020 | Spring | CH4 Import - NY 2030 |  |  | 0 | MI
LCP_Inputs_ON_Electric_IEA_2023_05_05 | Methane | Dispatch-Import | MI | 2020 | Spring | CH4 Import - NY 2040 |  |  | 0 | MI
LCP_Inputs_ON_Electric_IEA_2023_05_05 | Methane | Dispatch-Import | MI | 2020 | Spring | CH4 Import - NY 2050 |  |  | 0 | MI
LCP_Inputs_ON_Electric_IEA_2023_05_05 | Methane | Dispatch-Import | MI | 2020 | Spring | CH4 Import - WC 2020 |  |  | 0 | MI
LCP_Inputs_ON_Electric_IEA_2023_05_05 | Methane | Dispatch-Import | MI | 2020 | Spring | CH4 Import - WC 2030 |  |  | 0 | MI
LCP_Inputs_ON_Electric_IEA_2023_05_05 | Methane | Dispatch-Import | MI | 2020 | Spring | CH4 Import - WC 2040 |  |  | 0 | MI
LCP_Inputs_ON_Electric_IEA_2023_05_05 | Methane | Dispatch-Import | MI | 2020 | Spring | CH4 Import - WC 2050 |  |  | 0 | MI
LCP_Inputs_ON_Electric_IEA_2023_05_05 | Methane | Dispatch-Import | MI | 2020 | Summer | CH4 Import - NY 2020 |  |  | 0 | MI
LCP_Inputs_ON_Electric_IEA_2023_05_05 | Methane | Dispatch-Import | MI | 2020 | Summer | CH4 Import - NY 2030 |  |  | 0 | MI
LCP_Inputs_ON_Electric_IEA_2023_05_05 | Methane | Dispatch-Import | MI | 2020 | Summer | CH4 Import - NY 2040 |  |  | 0 | MI
LCP_Inputs_ON_Electric_IEA_2023_05_05 | Methane | Dispatch-Import | MI | 2020 | Summer | CH4 Import - NY 2050 |  |  | 0 | MI
LCP_Inputs_ON_Electric_IEA_2023_05_05 | Methane | Dispatch-Import | MI | 2020 | Summer | CH4 Import - WC 2020 |  |  | 0 | MI
LCP_Inputs_ON_Electric_IEA_2023_05_05 | Methane | Dispatch-Import | MI | 2020 | Summer | CH4 Import - WC 2030 |  |  | 0 | MI
LCP_Inputs_ON_Electric_IEA_2023_05_05 | Methane | Dispatch-Import | MI | 2020 | Summer | CH4 Import - WC 2040 |  |  | 0 | MI
LCP_Inputs_ON_Electric_IEA_2023_05_05 | Methane | Dispatch-Import | MI | 2020 | Summer | CH4 Import - WC 2050 |  |  | 0 | MI
LCP_Inputs_ON_Electric_IEA_2023_05_05 | Methane | Dispatch-Import | MI | 2020 | Winter | CH4 Import - NY 2020 |  |  | 0 | MI
LCP_Inputs_ON_Electric_IEA_2023_05_05 | Methane | Dispatch-Import | MI | 2020 | Winter | CH4 Import - NY 2030 |  |  | 0 | MI
LCP_Inputs_ON_Electric_IEA_2023_05_05 | Methane | Dispatch-Import | MI | 2020 | Winter | CH4 Import - NY 2040 |  |  | 0 | MI
LCP_Inputs_ON_Electric_IEA_2023_05_05 | Methane | Dispatch-Import | MI | 2020 | Winter | CH4 Import - NY 2050 |  |  | 0 | MI
LCP_Inputs_ON_Electric_IEA_2023_05_05 | Methane | Dispatch-Import | MI | 2020 | Winter | CH4 Import - WC 2020 |  |  | 0 | MI
LCP_Inputs_ON_Electric_IEA_2023_05_05 | Methane | Dispatch-Import | MI | 2020 | Winter | CH4 Import - WC 2030 |  |  | 0 | MI
LCP_Inputs_ON_Electric_IEA_2023_05_05 | Methane | Dispatch-Import | MI | 2020 | Winter | CH4 Import - WC 2040 |  |  | 0 | MI
LCP_Inputs_ON_Electric_IEA_2023_05_05 | Methane | Dispatch-Import | MI | 2020 | Winter | CH4 Import - WC 2050 |  |  | 0 | MI
LCP_Inputs_ON_Electric_IEA_2023_05_05 | Methane | Dispatch-Import | MI | 2020 | Winter Peak | CH4 Import - NY 2020 |  |  | 0 | MI
LCP_Inputs_ON_Electric_IEA_2023_05_05 | Methane | Dispatch-Import | MI | 2020 | Winter Peak | CH4 Import - NY 2030 |  |  | 0 | MI
LCP_Inputs_ON_Electric_IEA_2023_05_05 | Methane | Dispatch-Import | MI | 2020 | Winter Peak | CH4 Import - NY 2040 |  |  | 0 | MI
LCP_Inputs_ON_Electric_IEA_2023_05_05 | Methane | Dispatch-Import | MI | 2020 | Winter Peak | CH4 Import - NY 2050 |  |  | 0 | MI
LCP_Inputs_ON_Electric_IEA_2023_05_05 | Methane | Dispatch-Import | MI | 2020 | Winter Peak | CH4 Import - WC 2020 |  |  | 0 | MI
LCP_Inputs_ON_Electric_IEA_2023_05_05 | Methane | Dispatch-Import | MI | 2020 | Winter Peak | CH4 Import - WC 2030 |  |  | 0 | MI
LCP_Inputs_ON_Electric_IEA_2023_05_05 | Methane | Dispatch-Import | MI | 2020 | Winter Peak | CH4 Import - WC 2040 |  |  | 0 | MI
LCP_Inputs_ON_Electric_IEA_2023_05_05 | Methane | Dispatch-Import | MI | 2020 | Winter Peak | CH4 Import - WC 2050 |  |  | 0 | MI
LCP_Inputs_ON_Electric_IEA_2023_05_05 | Methane | Dispatch-Import | MI | 2030 | Fall | CH4 Import - NY 2020 |  |  | 0 | MI
LCP_Inputs_ON_Electric_IEA_2023_05_05 | Methane | Dispatch-Import | MI | 2030 | Fall | CH4 Import - NY 2030 |  |  | 0 | MI
LCP_Inputs_ON_Electric_IEA_2023_05_05 | Methane | Dispatch-Import | MI | 2030 | Fall | CH4 Import - NY 2040 |  |  | 0 | MI
LCP_Inputs_ON_Electric_IEA_2023_05_05 | Methane | Dispatch-Import | MI | 2030 | Fall | CH4 Import - NY 2050 |  |  | 0 | MI
LCP_Inputs_ON_Electric_IEA_2023_05_05 | Methane | Dispatch-Import | MI | 2030 | Fall | CH4 Import - WC 2020 |  |  | 0 | MI
LCP_Inputs_ON_Electric_IEA_2023_05_05 | Methane | Dispatch-Import | MI | 2030 | Fall | CH4 Import - WC 2030 |  |  | 0 | MI
LCP_Inputs_ON_Electric_IEA_2023_05_05 | Methane | Dispatch-Import | MI | 2030 | Fall | CH4 Import - WC 2040 |  |  | 0 | MI
LCP_Inputs_ON_Electric_IEA_2023_05_05 | Methane | Dispatch-Import | MI | 2030 | Fall | CH4 Import - WC 2050 |  |  | 0 | MI
LCP_Inputs_ON_Electric_IEA_2023_05_05 | Methane | Dispatch-Import | MI | 2030 | Spring | CH4 Import - NY 2020 |  |  | 0 | MI
LCP_Inputs_ON_Electric_IEA_2023_05_05 | Methane | Dispatch-Import | MI | 2030 | Spring | CH4 Import - NY 2030 |  |  | 0 | MI
LCP_Inputs_ON_Electric_IEA_2023_05_05 | Methane | Dispatch-Import | MI | 2030 | Spring | CH4 Import - NY 2040 |  |  | 0 | MI
LCP_Inputs_ON_Electric_IEA_2023_05_05 | Methane | Dispatch-Import | MI | 2030 | Spring | CH4 Import - NY 2050 |  |  | 0 | MI
LCP_Inputs_ON_Electric_IEA_2023_05_05 | Methane | Dispatch-Import | MI | 2030 | Spring | CH4 Import - WC 2020 |  |  | 0 | MI
LCP_Inputs_ON_Electric_IEA_2023_05_05 | Methane | Dispatch-Import | MI | 2030 | Spring | CH4 Import - WC 2030 |  |  | 0 | MI
LCP_Inputs_ON_Electric_IEA_2023_05_05 | Methane | Dispatch-Import | MI | 2030 | Spring | CH4 Import - WC 2040 |  |  | 0 | MI
LCP_Inputs_ON_Electric_IEA_2023_05_05 | Methane | Dispatch-Import | MI | 2030 | Spring | CH4 Import - WC 2050 |  |  | 0 | MI
LCP_Inputs_ON_Electric_IEA_2023_05_05 | Methane | Dispatch-Import | MI | 2030 | Summer | CH4 Import - NY 2020 |  |  | 0 | MI
LCP_Inputs_ON_Electric_IEA_2023_05_05 | Methane | Dispatch-Import | MI | 2030 | Summer | CH4 Import - NY 2030 |  |  | 0 | MI
LCP_Inputs_ON_Electric_IEA_2023_05_05 | Methane | Dispatch-Import | MI | 2030 | Summer | CH4 Import - NY 2040 |  |  | 0 | MI
LCP_Inputs_ON_Electric_IEA_2023_05_05 | Methane | Dispatch-Import | MI | 2030 | Summer | CH4 Import - NY 2050 |  |  | 0 | MI
LCP_Inputs_ON_Electric_IEA_2023_05_05 | Methane | Dispatch-Import | MI | 2030 | Summer | CH4 Import - WC 2020 |  |  | 0 | MI
LCP_Inputs_ON_Electric_IEA_2023_05_05 | Methane | Dispatch-Import | MI | 2030 | Summer | CH4 Import - WC 2030 |  |  | 0 | MI
LCP_Inputs_ON_Electric_IEA_2023_05_05 | Methane | Dispatch-Import | MI | 2030 | Summer | CH4 Import - WC 2040 |  |  | 0 | MI
LCP_Inputs_ON_Electric_IEA_2023_05_05 | Methane | Dispatch-Import | MI | 2030 | Summer | CH4 Import - WC 2050 |  |  | 0 | MI
LCP_Inputs_ON_Electric_IEA_2023_05_05 | Methane | Dispatch-Import | MI | 2030 | Winter | CH4 Import - NY 2020 |  |  | 0 | MI
LCP_Inputs_ON_Electric_IEA_2023_05_05 | Methane | Dispatch-Import | MI | 2030 | Winter | CH4 Import - NY 2030 |  |  | 0 | MI
LCP_Inputs_ON_Electric_IEA_2023_05_05 | Methane | Dispatch-Import | MI | 2030 | Winter | CH4 Import - NY 2040 |  |  | 0 | MI
LCP_Inputs_ON_Electric_IEA_2023_05_05 | Methane | Dispatch-Import | MI | 2030 | Winter | CH4 Import - NY 2050 |  |  | 0 | MI
LCP_Inputs_ON_Electric_IEA_2023_05_05 | Methane | Dispatch-Import | MI | 2030 | Winter | CH4 Import - WC 2020 |  |  | 0 | MI
LCP_Inputs_ON_Electric_IEA_2023_05_05 | Methane | Dispatch-Import | MI | 2030 | Winter | CH4 Import - WC 2030 |  |  | 0 | MI
LCP_Inputs_ON_Electric_IEA_2023_05_05 | Methane | Dispatch-Import | MI | 2030 | Winter | CH4 Import - WC 2040 |  |  | 0 | MI
LCP_Inputs_ON_Electric_IEA_2023_05_05 | Methane | Dispatch-Import | MI | 2030 | Winter | CH4 Import - WC 2050 |  |  | 0 | MI
LCP_Inputs_ON_Electric_IEA_2023_05_05 | Methane | Dispatch-Import | MI | 2030 | Winter Peak | CH4 Import - NY 2020 |  |  | 0 | MI
LCP_Inputs_ON_Electric_IEA_2023_05_05 | Methane | Dispatch-Import | MI | 2030 | Winter Peak | CH4 Import - NY 2030 |  |  | 0 | MI
LCP_Inputs_ON_Electric_IEA_2023_05_05 | Methane | Dispatch-Import | MI | 2030 | Winter Peak | CH4 Import - NY 2040 |  |  | 0 | MI
LCP_Inputs_ON_Electric_IEA_2023_05_05 | Methane | Dispatch-Import | MI | 2030 | Winter Peak | CH4 Import - NY 2050 |  |  | 0 | MI
LCP_Inputs_ON_Electric_IEA_2023_05_05 | Methane | Dispatch-Import | MI | 2030 | Winter Peak | CH4 Import - WC 2020 |  |  | 0 | MI
LCP_Inputs_ON_Electric_IEA_2023_05_05 | Methane | Dispatch-Import | MI | 2030 | Winter Peak | CH4 Import - WC 2030 |  |  | 0 | MI
LCP_Inputs_ON_Electric_IEA_2023_05_05 | Methane | Dispatch-Import | MI | 2030 | Winter Peak | CH4 Import - WC 2040 |  |  | 0 | MI
LCP_Inputs_ON_Electric_IEA_2023_05_05 | Methane | Dispatch-Import | MI | 2030 | Winter Peak | CH4 Import - WC 2050 |  |  | 0 | MI
LCP_Inputs_ON_Electric_IEA_2023_05_05 | Methane | Dispatch-Import | MI | 2040 | Fall | CH4 Import - NY 2020 |  |  | 0 | MI
LCP_Inputs_ON_Electric_IEA_2023_05_05 | Methane | Dispatch-Import | MI | 2040 | Fall | CH4 Import - NY 2030 |  |  | 0 | MI
LCP_Inputs_ON_Electric_IEA_2023_05_05 | Methane | Dispatch-Import | MI | 2040 | Fall | CH4 Import - NY 2040 |  |  | 0 | MI
LCP_Inputs_ON_Electric_IEA_2023_05_05 | Methane | Dispatch-Import | MI | 2040 | Fall | CH4 Import - NY 2050 |  |  | 0 | MI
LCP_Inputs_ON_Electric_IEA_2023_05_05 | Methane | Dispatch-Import | MI | 2040 | Fall | CH4 Import - WC 2020 |  |  | 0 | MI
LCP_Inputs_ON_Electric_IEA_2023_05_05 | Methane | Dispatch-Import | MI | 2040 | Fall | CH4 Import - WC 2030 |  |  | 0 | MI
LCP_Inputs_ON_Electric_IEA_2023_05_05 | Methane | Dispatch-Import | MI | 2040 | Fall | CH4 Import - WC 2040 |  |  | 0 | MI
LCP_Inputs_ON_Electric_IEA_2023_05_05 | Methane | Dispatch-Import | MI | 2040 | Fall | CH4 Import - WC 2050 |  |  | 0 | MI
LCP_Inputs_ON_Electric_IEA_2023_05_05 | Methane | Dispatch-Import | MI | 2040 | Spring | CH4 Import - NY 2020 |  |  | 0 | MI
LCP_Inputs_ON_Electric_IEA_2023_05_05 | Methane | Dispatch-Import | MI | 2040 | Spring | CH4 Import - NY 2030 |  |  | 0 | MI
LCP_Inputs_ON_Electric_IEA_2023_05_05 | Methane | Dispatch-Import | MI | 2040 | Spring | CH4 Import - NY 2040 |  |  | 0 | MI
LCP_Inputs_ON_Electric_IEA_2023_05_05 | Methane | Dispatch-Import | MI | 2040 | Spring | CH4 Import - NY 2050 |  |  | 0 | MI
LCP_Inputs_ON_Electric_IEA_2023_05_05 | Methane | Dispatch-Import | MI | 2040 | Spring | CH4 Import - WC 2020 |  |  | 0 | MI
LCP_Inputs_ON_Electric_IEA_2023_05_05 | Methane | Dispatch-Import | MI | 2040 | Spring | CH4 Import - WC 2030 |  |  | 0 | MI
LCP_Inputs_ON_Electric_IEA_2023_05_05 | Methane | Dispatch-Import | MI | 2040 | Spring | CH4 Import - WC 2040 |  |  | 0 | MI
LCP_Inputs_ON_Electric_IEA_2023_05_05 | Methane | Dispatch-Import | MI | 2040 | Spring | CH4 Import - WC 2050 |  |  | 0 | MI
LCP_Inputs_ON_Electric_IEA_2023_05_05 | Methane | Dispatch-Import | MI | 2040 | Summer | CH4 Import - NY 2020 |  |  | 0 | MI
LCP_Inputs_ON_Electric_IEA_2023_05_05 | Methane | Dispatch-Import | MI | 2040 | Summer | CH4 Import - NY 2030 |  |  | 0 | MI
LCP_Inputs_ON_Electric_IEA_2023_05_05 | Methane | Dispatch-Import | MI | 2040 | Summer | CH4 Import - NY 2040 |  |  | 0 | MI
LCP_Inputs_ON_Electric_IEA_2023_05_05 | Methane | Dispatch-Import | MI | 2040 | Summer | CH4 Import - NY 2050 |  |  | 0 | MI
LCP_Inputs_ON_Electric_IEA_2023_05_05 | Methane | Dispatch-Import | MI | 2040 | Summer | CH4 Import - WC 2020 |  |  | 0 | MI
LCP_Inputs_ON_Electric_IEA_2023_05_05 | Methane | Dispatch-Import | MI | 2040 | Summer | CH4 Import - WC 2030 |  |  | 0 | MI
LCP_Inputs_ON_Electric_IEA_2023_05_05 | Methane | Dispatch-Import | MI | 2040 | Summer | CH4 Import - WC 2040 |  |  | 0 | MI
LCP_Inputs_ON_Electric_IEA_2023_05_05 | Methane | Dispatch-Import | MI | 2040 | Summer | CH4 Import - WC 2050 |  |  | 0 | MI
LCP_Inputs_ON_Electric_IEA_2023_05_05 | Methane | Dispatch-Import | MI | 2040 | Winter | CH4 Import - NY 2020 |  |  | 0 | MI
LCP_Inputs_ON_Electric_IEA_2023_05_05 | Methane | Dispatch-Import | MI | 2040 | Winter | CH4 Import - NY 2030 |  |  | 0 | MI
LCP_Inputs_ON_Electric_IEA_2023_05_05 | Methane | Dispatch-Import | MI | 2040 | Winter | CH4 Import - NY 2040 |  |  | 0 | MI
LCP_Inputs_ON_Electric_IEA_2023_05_05 | Methane | Dispatch-Import | MI | 2040 | Winter | CH4 Import - NY 2050 |  |  | 0 | MI
LCP_Inputs_ON_Electric_IEA_2023_05_05 | Methane | Dispatch-Import | MI | 2040 | Winter | CH4 Import - WC 2020 |  |  | 0 | MI
LCP_Inputs_ON_Electric_IEA_2023_05_05 | Methane | Dispatch-Import | MI | 2040 | Winter | CH4 Import - WC 2030 |  |  | 0 | MI
LCP_Inputs_ON_Electric_IEA_2023_05_05 | Methane | Dispatch-Import | MI | 2040 | Winter | CH4 Import - WC 2040 |  |  | 0 | MI
LCP_Inputs_ON_Electric_IEA_2023_05_05 | Methane | Dispatch-Import | MI | 2040 | Winter | CH4 Import - WC 2050 |  |  | 0 | MI
LCP_Inputs_ON_Electric_IEA_2023_05_05 | Methane | Dispatch-Import | MI | 2040 | Winter Peak | CH4 Import - NY 2020 |  |  | 0 | MI
LCP_Inputs_ON_Electric_IEA_2023_05_05 | Methane | Dispatch-Import | MI | 2040 | Winter Peak | CH4 Import - NY 2030 |  |  | 0 | MI
LCP_Inputs_ON_Electric_IEA_2023_05_05 | Methane | Dispatch-Import | MI | 2040 | Winter Peak | CH4 Import - NY 2040 |  |  | 0 | MI
LCP_Inputs_ON_Electric_IEA_2023_05_05 | Methane | Dispatch-Import | MI | 2040 | Winter Peak | CH4 Import - NY 2050 |  |  | 0 | MI
LCP_Inputs_ON_Electric_IEA_2023_05_05 | Methane | Dispatch-Import | MI | 2040 | Winter Peak | CH4 Import - WC 2020 |  |  | 0 | MI
LCP_Inputs_ON_Electric_IEA_2023_05_05 | Methane | Dispatch-Import | MI | 2040 | Winter Peak | CH4 Import - WC 2030 |  |  | 0 | MI
LCP_Inputs_ON_Electric_IEA_2023_05_05 | Methane | Dispatch-Import | MI | 2040 | Winter Peak | CH4 Import - WC 2040 |  |  | 0 | MI
LCP_Inputs_ON_Electric_IEA_2023_05_05 | Methane | Dispatch-Import | MI | 2040 | Winter Peak | CH4 Import - WC 2050 |  |  | 0 | MI
LCP_Inputs_ON_Electric_IEA_2023_05_05 | Methane | Dispatch-Import | MI | 2050 | Fall | CH4 Import - NY 2020 |  |  | 0 | MI
LCP_Inputs_ON_Electric_IEA_2023_05_05 | Methane | Dispatch-Import | MI | 2050 | Fall | CH4 Import - NY 2030 |  |  | 0 | MI
LCP_Inputs_ON_Electric_IEA_2023_05_05 | Methane | Dispatch-Import | MI | 2050 | Fall | CH4 Import - NY 2040 |  |  | 0 | MI
LCP_Inputs_ON_Electric_IEA_2023_05_05 | Methane | Dispatch-Import | MI | 2050 | Fall | CH4 Import - NY 2050 |  |  | 0 | MI
LCP_Inputs_ON_Electric_IEA_2023_05_05 | Methane | Dispatch-Import | MI | 2050 | Fall | CH4 Import - WC 2020 |  |  | 0 | MI
LCP_Inputs_ON_Electric_IEA_2023_05_05 | Methane | Dispatch-Import | MI | 2050 | Fall | CH4 Import - WC 2030 |  |  | 0 | MI
LCP_Inputs_ON_Electric_IEA_2023_05_05 | Methane | Dispatch-Import | MI | 2050 | Fall | CH4 Import - WC 2040 |  |  | 0 | MI
LCP_Inputs_ON_Electric_IEA_2023_05_05 | Methane | Dispatch-Import | MI | 2050 | Fall | CH4 Import - WC 2050 |  |  | 0 | MI
LCP_Inputs_ON_Electric_IEA_2023_05_05 | Methane | Dispatch-Import | MI | 2050 | Spring | CH4 Import - NY 2020 |  |  | 0 | MI
LCP_Inputs_ON_Electric_IEA_2023_05_05 | Methane | Dispatch-Import | MI | 2050 | Spring | CH4 Import - NY 2030 |  |  | 0 | MI
LCP_Inputs_ON_Electric_IEA_2023_05_05 | Methane | Dispatch-Import | MI | 2050 | Spring | CH4 Import - NY 2040 |  |  | 0 | MI
LCP_Inputs_ON_Electric_IEA_2023_05_05 | Methane | Dispatch-Import | MI | 2050 | Spring | CH4 Import - NY 2050 |  |  | 0 | MI
LCP_Inputs_ON_Electric_IEA_2023_05_05 | Methane | Dispatch-Import | MI | 2050 | Spring | CH4 Import - WC 2020 |  |  | 0 | MI
LCP_Inputs_ON_Electric_IEA_2023_05_05 | Methane | Dispatch-Import | MI | 2050 | Spring | CH4 Import - WC 2030 |  |  | 0 | MI
LCP_Inputs_ON_Electric_IEA_2023_05_05 | Methane | Dispatch-Import | MI | 2050 | Spring | CH4 Import - WC 2040 |  |  | 0 | MI
LCP_Inputs_ON_Electric_IEA_2023_05_05 | Methane | Dispatch-Import | MI | 2050 | Spring | CH4 Import - WC 2050 |  |  | 0 | MI
LCP_Inputs_ON_Electric_IEA_2023_05_05 | Methane | Dispatch-Import | MI | 2050 | Summer | CH4 Import - NY 2020 |  |  | 0 | MI
LCP_Inputs_ON_Electric_IEA_2023_05_05 | Methane | Dispatch-Import | MI | 2050 | Summer | CH4 Import - NY 2030 |  |  | 0 | MI
LCP_Inputs_ON_Electric_IEA_2023_05_05 | Methane | Dispatch-Import | MI | 2050 | Summer | CH4 Import - NY 2040 |  |  | 0 | MI
LCP_Inputs_ON_Electric_IEA_2023_05_05 | Methane | Dispatch-Import | MI | 2050 | Summer | CH4 Import - NY 2050 |  |  | 0 | MI
LCP_Inputs_ON_Electric_IEA_2023_05_05 | Methane | Dispatch-Import | MI | 2050 | Summer | CH4 Import - WC 2020 |  |  | 0 | MI
LCP_Inputs_ON_Electric_IEA_2023_05_05 | Methane | Dispatch-Import | MI | 2050 | Summer | CH4 Import - WC 2030 |  |  | 0 | MI
LCP_Inputs_ON_Electric_IEA_2023_05_05 | Methane | Dispatch-Import | MI | 2050 | Summer | CH4 Import - WC 2040 |  |  | 0 | MI
LCP_Inputs_ON_Electric_IEA_2023_05_05 | Methane | Dispatch-Import | MI | 2050 | Summer | CH4 Import - WC 2050 |  |  | 0 | MI
LCP_Inputs_ON_Electric_IEA_2023_05_05 | Methane | Dispatch-Import | MI | 2050 | Winter | CH4 Import - NY 2020 |  |  | 0 | MI
LCP_Inputs_ON_Electric_IEA_2023_05_05 | Methane | Dispatch-Import | MI | 2050 | Winter | CH4 Import - NY 2030 |  |  | 0 | MI
LCP_Inputs_ON_Electric_IEA_2023_05_05 | Methane | Dispatch-Import | MI | 2050 | Winter | CH4 Import - NY 2040 |  |  | 0 | MI
LCP_Inputs_ON_Electric_IEA_2023_05_05 | Methane | Dispatch-Import | MI | 2050 | Winter | CH4 Import - NY 2050 |  |  | 0 | MI
LCP_Inputs_ON_Electric_IEA_2023_05_05 | Methane | Dispatch-Import | MI | 2050 | Winter | CH4 Import - WC 2020 |  |  | 0 | MI
LCP_Inputs_ON_Electric_IEA_2023_05_05 | Methane | Dispatch-Import | MI | 2050 | Winter | CH4 Import - WC 2030 |  |  | 0 | MI
LCP_Inputs_ON_Electric_IEA_2023_05_05 | Methane | Dispatch-Import | MI | 2050 | Winter | CH4 Import - WC 2040 |  |  | 0 | MI
LCP_Inputs_ON_Electric_IEA_2023_05_05 | Methane | Dispatch-Import | MI | 2050 | Winter | CH4 Import - WC 2050 |  |  | 0 | MI
LCP_Inputs_ON_Electric_IEA_2023_05_05 | Methane | Dispatch-Import | MI | 2050 | Winter Peak | CH4 Import - NY 2020 |  |  | 0 | MI
LCP_Inputs_ON_Electric_IEA_2023_05_05 | Methane | Dispatch-Import | MI | 2050 | Winter Peak | CH4 Import - NY 2030 |  |  | 0 | MI
LCP_Inputs_ON_Electric_IEA_2023_05_05 | Methane | Dispatch-Import | MI | 2050 | Winter Peak | CH4 Import - NY 2040 |  |  | 0 | MI
LCP_Inputs_ON_Electric_IEA_2023_05_05 | Methane | Dispatch-Import | MI | 2050 | Winter Peak | CH4 Import - NY 2050 |  |  | 0 | MI
LCP_Inputs_ON_Electric_IEA_2023_05_05 | Methane | Dispatch-Import | MI | 2050 | Winter Peak | CH4 Import - WC 2020 |  |  | 0 | MI
LCP_Inputs_ON_Electric_IEA_2023_05_05 | Methane | Dispatch-Import | MI | 2050 | Winter Peak | CH4 Import - WC 2030 |  |  | 0 | MI
LCP_Inputs_ON_Electric_IEA_2023_05_05 | Methane | Dispatch-Import | MI | 2050 | Winter Peak | CH4 Import - WC 2040 |  |  | 0 | MI
LCP_Inputs_ON_Electric_IEA_2023_05_05 | Methane | Dispatch-Import | MI | 2050 | Winter Peak | CH4 Import - WC 2050 |  |  | 0 | MI
LCP_Inputs_ON_Electric_IEA_2023_05_05 | Methane | Dispatch-Import | NY | 2020 | Fall | CH4 Import - NY 2020 |  |  | 23520000 | NY
LCP_Inputs_ON_Electric_IEA_2023_05_05 | Methane | Dispatch-Import | NY | 2020 | Fall | CH4 Import - NY 2030 |  |  | 0 | NY
LCP_Inputs_ON_Electric_IEA_2023_05_05 | Methane | Dispatch-Import | NY | 2020 | Fall | CH4 Import - NY 2040 |  |  | 0 | NY
LCP_Inputs_ON_Electric_IEA_2023_05_05 | Methane | Dispatch-Import | NY | 2020 | Fall | CH4 Import - NY 2050 |  |  | 0 | NY
LCP_Inputs_ON_Electric_IEA_2023_05_05 | Methane | Dispatch-Import | NY | 2020 | Fall | CH4 Import - WC 2020 |  |  | 0 | NY
LCP_Inputs_ON_Electric_IEA_2023_05_05 | Methane | Dispatch-Import | NY | 2020 | Fall | CH4 Import - WC 2030 |  |  | 0 | NY
LCP_Inputs_ON_Electric_IEA_2023_05_05 | Methane | Dispatch-Import | NY | 2020 | Fall | CH4 Import - WC 2040 |  |  | 0 | NY
LCP_Inputs_ON_Electric_IEA_2023_05_05 | Methane | Dispatch-Import | NY | 2020 | Fall | CH4 Import - WC 2050 |  |  | 0 | NY
LCP_Inputs_ON_Electric_IEA_2023_05_05 | Methane | Dispatch-Import | NY | 2020 | Spring | CH4 Import - NY 2020 |  |  | 1120000 | NY
LCP_Inputs_ON_Electric_IEA_2023_05_05 | Methane | Dispatch-Import | NY | 2020 | Spring | CH4 Import - NY 2030 |  |  | 0 | NY
LCP_Inputs_ON_Electric_IEA_2023_05_05 | Methane | Dispatch-Import | NY | 2020 | Spring | CH4 Import - NY 2040 |  |  | 0 | NY
LCP_Inputs_ON_Electric_IEA_2023_05_05 | Methane | Dispatch-Import | NY | 2020 | Spring | CH4 Import - NY 2050 |  |  | 0 | NY
LCP_Inputs_ON_Electric_IEA_2023_05_05 | Methane | Dispatch-Import | NY | 2020 | Spring | CH4 Import - WC 2020 |  |  | 0 | NY
LCP_Inputs_ON_Electric_IEA_2023_05_05 | Methane | Dispatch-Import | NY | 2020 | Spring | CH4 Import - WC 2030 |  |  | 0 | NY
LCP_Inputs_ON_Electric_IEA_2023_05_05 | Methane | Dispatch-Import | NY | 2020 | Spring | CH4 Import - WC 2040 |  |  | 0 | NY
LCP_Inputs_ON_Electric_IEA_2023_05_05 | Methane | Dispatch-Import | NY | 2020 | Spring | CH4 Import - WC 2050 |  |  | 0 | NY
LCP_Inputs_ON_Electric_IEA_2023_05_05 | Methane | Dispatch-Import | NY | 2020 | Summer | CH4 Import - NY 2020 |  |  | 433923.324 | NY
LCP_Inputs_ON_Electric_IEA_2023_05_05 | Methane | Dispatch-Import | NY | 2020 | Summer | CH4 Import - NY 2030 |  |  | 0 | NY
LCP_Inputs_ON_Electric_IEA_2023_05_05 | Methane | Dispatch-Import | NY | 2020 | Summer | CH4 Import - NY 2040 |  |  | 0 | NY
LCP_Inputs_ON_Electric_IEA_2023_05_05 | Methane | Dispatch-Import | NY | 2020 | Summer | CH4 Import - NY 2050 |  |  | 0 | NY
LCP_Inputs_ON_Electric_IEA_2023_05_05 | Methane | Dispatch-Import | NY | 2020 | Summer | CH4 Import - WC 2020 |  |  | 0 | NY
LCP_Inputs_ON_Electric_IEA_2023_05_05 | Methane | Dispatch-Import | NY | 2020 | Summer | CH4 Import - WC 2030 |  |  | 0 | NY
LCP_Inputs_ON_Electric_IEA_2023_05_05 | Methane | Dispatch-Import | NY | 2020 | Summer | CH4 Import - WC 2040 |  |  | 0 | NY
LCP_Inputs_ON_Electric_IEA_2023_05_05 | Methane | Dispatch-Import | NY | 2020 | Summer | CH4 Import - WC 2050 |  |  | 0 | NY
LCP_Inputs_ON_Electric_IEA_2023_05_05 | Methane | Dispatch-Import | NY | 2020 | Winter | CH4 Import - NY 2020 |  |  | 24640000 | NY
LCP_Inputs_ON_Electric_IEA_2023_05_05 | Methane | Dispatch-Import | NY | 2020 | Winter | CH4 Import - NY 2030 |  |  | 0 | NY
LCP_Inputs_ON_Electric_IEA_2023_05_05 | Methane | Dispatch-Import | NY | 2020 | Winter | CH4 Import - NY 2040 |  |  | 0 | NY
LCP_Inputs_ON_Electric_IEA_2023_05_05 | Methane | Dispatch-Import | NY | 2020 | Winter | CH4 Import - NY 2050 |  |  | 0 | NY
LCP_Inputs_ON_Electric_IEA_2023_05_05 | Methane | Dispatch-Import | NY | 2020 | Winter | CH4 Import - WC 2020 |  |  | 0 | NY
LCP_Inputs_ON_Electric_IEA_2023_05_05 | Methane | Dispatch-Import | NY | 2020 | Winter | CH4 Import - WC 2030 |  |  | 0 | NY
LCP_Inputs_ON_Electric_IEA_2023_05_05 | Methane | Dispatch-Import | NY | 2020 | Winter | CH4 Import - WC 2040 |  |  | 0 | NY
LCP_Inputs_ON_Electric_IEA_2023_05_05 | Methane | Dispatch-Import | NY | 2020 | Winter | CH4 Import - WC 2050 |  |  | 0 | NY
LCP_Inputs_ON_Electric_IEA_2023_05_05 | Methane | Dispatch-Import | NY | 2020 | Winter Peak | CH4 Import - NY 2020 |  |  | 286076.676 | NY
LCP_Inputs_ON_Electric_IEA_2023_05_05 | Methane | Dispatch-Import | NY | 2020 | Winter Peak | CH4 Import - NY 2030 |  |  | 0 | NY
LCP_Inputs_ON_Electric_IEA_2023_05_05 | Methane | Dispatch-Import | NY | 2020 | Winter Peak | CH4 Import - NY 2040 |  |  | 0 | NY
LCP_Inputs_ON_Electric_IEA_2023_05_05 | Methane | Dispatch-Import | NY | 2020 | Winter Peak | CH4 Import - NY 2050 |  |  | 0 | NY
LCP_Inputs_ON_Electric_IEA_2023_05_05 | Methane | Dispatch-Import | NY | 2020 | Winter Peak | CH4 Import - WC 2020 |  |  | 0 | NY
LCP_Inputs_ON_Electric_IEA_2023_05_05 | Methane | Dispatch-Import | NY | 2020 | Winter Peak | CH4 Import - WC 2030 |  |  | 0 | NY
LCP_Inputs_ON_Electric_IEA_2023_05_05 | Methane | Dispatch-Import | NY | 2020 | Winter Peak | CH4 Import - WC 2040 |  |  | 0 | NY
LCP_Inputs_ON_Electric_IEA_2023_05_05 | Methane | Dispatch-Import | NY | 2020 | Winter Peak | CH4 Import - WC 2050 |  |  | 0 | NY
LCP_Inputs_ON_Electric_IEA_2023_05_05 | Methane | Dispatch-Import | NY | 2030 | Fall | CH4 Import - NY 2020 |  |  | 0 | NY
LCP_Inputs_ON_Electric_IEA_2023_05_05 | Methane | Dispatch-Import | NY | 2030 | Fall | CH4 Import - NY 2030 |  |  | 21280000 | NY
LCP_Inputs_ON_Electric_IEA_2023_05_05 | Methane | Dispatch-Import | NY | 2030 | Fall | CH4 Import - NY 2040 |  |  | 0 | NY
LCP_Inputs_ON_Electric_IEA_2023_05_05 | Methane | Dispatch-Import | NY | 2030 | Fall | CH4 Import - NY 2050 |  |  | 0 | NY
LCP_Inputs_ON_Electric_IEA_2023_05_05 | Methane | Dispatch-Import | NY | 2030 | Fall | CH4 Import - WC 2020 |  |  | 0 | NY
LCP_Inputs_ON_Electric_IEA_2023_05_05 | Methane | Dispatch-Import | NY | 2030 | Fall | CH4 Import - WC 2030 |  |  | 0 | NY
LCP_Inputs_ON_Electric_IEA_2023_05_05 | Methane | Dispatch-Import | NY | 2030 | Fall | CH4 Import - WC 2040 |  |  | 0 | NY
LCP_Inputs_ON_Electric_IEA_2023_05_05 | Methane | Dispatch-Import | NY | 2030 | Fall | CH4 Import - WC 2050 |  |  | 0 | NY
LCP_Inputs_ON_Electric_IEA_2023_05_05 | Methane | Dispatch-Import | NY | 2030 | Spring | CH4 Import - NY 2020 |  |  | 0 | NY
LCP_Inputs_ON_Electric_IEA_2023_05_05 | Methane | Dispatch-Import | NY | 2030 | Spring | CH4 Import - NY 2030 |  |  | 8960000 | NY
LCP_Inputs_ON_Electric_IEA_2023_05_05 | Methane | Dispatch-Import | NY | 2030 | Spring | CH4 Import - NY 2040 |  |  | 0 | NY
LCP_Inputs_ON_Electric_IEA_2023_05_05 | Methane | Dispatch-Import | NY | 2030 | Spring | CH4 Import - NY 2050 |  |  | 0 | NY
LCP_Inputs_ON_Electric_IEA_2023_05_05 | Methane | Dispatch-Import | NY | 2030 | Spring | CH4 Import - WC 2020 |  |  | 0 | NY
LCP_Inputs_ON_Electric_IEA_2023_05_05 | Methane | Dispatch-Import | NY | 2030 | Spring | CH4 Import - WC 2030 |  |  | 0 | NY
LCP_Inputs_ON_Electric_IEA_2023_05_05 | Methane | Dispatch-Import | NY | 2030 | Spring | CH4 Import - WC 2040 |  |  | 0 | NY
LCP_Inputs_ON_Electric_IEA_2023_05_05 | Methane | Dispatch-Import | NY | 2030 | Spring | CH4 Import - WC 2050 |  |  | 0 | NY
LCP_Inputs_ON_Electric_IEA_2023_05_05 | Methane | Dispatch-Import | NY | 2030 | Summer | CH4 Import - NY 2020 |  |  | 0 | NY
LCP_Inputs_ON_Electric_IEA_2023_05_05 | Methane | Dispatch-Import | NY | 2030 | Summer | CH4 Import - NY 2030 |  |  | 18694250.7399 | NY
LCP_Inputs_ON_Electric_IEA_2023_05_05 | Methane | Dispatch-Import | NY | 2030 | Summer | CH4 Import - NY 2040 |  |  | 0 | NY
LCP_Inputs_ON_Electric_IEA_2023_05_05 | Methane | Dispatch-Import | NY | 2030 | Summer | CH4 Import - NY 2050 |  |  | 0 | NY
LCP_Inputs_ON_Electric_IEA_2023_05_05 | Methane | Dispatch-Import | NY | 2030 | Summer | CH4 Import - WC 2020 |  |  | 0 | NY
LCP_Inputs_ON_Electric_IEA_2023_05_05 | Methane | Dispatch-Import | NY | 2030 | Summer | CH4 Import - WC 2030 |  |  | 0 | NY
LCP_Inputs_ON_Electric_IEA_2023_05_05 | Methane | Dispatch-Import | NY | 2030 | Summer | CH4 Import - WC 2040 |  |  | 0 | NY
LCP_Inputs_ON_Electric_IEA_2023_05_05 | Methane | Dispatch-Import | NY | 2030 | Summer | CH4 Import - WC 2050 |  |  | 0 | NY
LCP_Inputs_ON_Electric_IEA_2023_05_05 | Methane | Dispatch-Import | NY | 2030 | Winter | CH4 Import - NY 2020 |  |  | 0 | NY
LCP_Inputs_ON_Electric_IEA_2023_05_05 | Methane | Dispatch-Import | NY | 2030 | Winter | CH4 Import - NY 2030 |  |  | 770364.6448 | NY
LCP_Inputs_ON_Electric_IEA_2023_05_05 | Methane | Dispatch-Import | NY | 2030 | Winter | CH4 Import - NY 2040 |  |  | 0 | NY
LCP_Inputs_ON_Electric_IEA_2023_05_05 | Methane | Dispatch-Import | NY | 2030 | Winter | CH4 Import - NY 2050 |  |  | 0 | NY
LCP_Inputs_ON_Electric_IEA_2023_05_05 | Methane | Dispatch-Import | NY | 2030 | Winter | CH4 Import - WC 2020 |  |  | 0 | NY
LCP_Inputs_ON_Electric_IEA_2023_05_05 | Methane | Dispatch-Import | NY | 2030 | Winter | CH4 Import - WC 2030 |  |  | 0 | NY
LCP_Inputs_ON_Electric_IEA_2023_05_05 | Methane | Dispatch-Import | NY | 2030 | Winter | CH4 Import - WC 2040 |  |  | 0 | NY
LCP_Inputs_ON_Electric_IEA_2023_05_05 | Methane | Dispatch-Import | NY | 2030 | Winter | CH4 Import - WC 2050 |  |  | 0 | NY
LCP_Inputs_ON_Electric_IEA_2023_05_05 | Methane | Dispatch-Import | NY | 2030 | Winter Peak | CH4 Import - NY 2020 |  |  | 0 | NY
LCP_Inputs_ON_Electric_IEA_2023_05_05 | Methane | Dispatch-Import | NY | 2030 | Winter Peak | CH4 Import - NY 2030 |  |  | 295384.6154 | NY
LCP_Inputs_ON_Electric_IEA_2023_05_05 | Methane | Dispatch-Import | NY | 2030 | Winter Peak | CH4 Import - NY 2040 |  |  | 0 | NY
LCP_Inputs_ON_Electric_IEA_2023_05_05 | Methane | Dispatch-Import | NY | 2030 | Winter Peak | CH4 Import - NY 2050 |  |  | 0 | NY
LCP_Inputs_ON_Electric_IEA_2023_05_05 | Methane | Dispatch-Import | NY | 2030 | Winter Peak | CH4 Import - WC 2020 |  |  | 0 | NY
LCP_Inputs_ON_Electric_IEA_2023_05_05 | Methane | Dispatch-Import | NY | 2030 | Winter Peak | CH4 Import - WC 2030 |  |  | 0 | NY
LCP_Inputs_ON_Electric_IEA_2023_05_05 | Methane | Dispatch-Import | NY | 2030 | Winter Peak | CH4 Import - WC 2040 |  |  | 0 | NY
LCP_Inputs_ON_Electric_IEA_2023_05_05 | Methane | Dispatch-Import | NY | 2030 | Winter Peak | CH4 Import - WC 2050 |  |  | 0 | NY
LCP_Inputs_ON_Electric_IEA_2023_05_05 | Methane | Dispatch-Import | NY | 2040 | Fall | CH4 Import - NY 2020 |  |  | 0 | NY
LCP_Inputs_ON_Electric_IEA_2023_05_05 | Methane | Dispatch-Import | NY | 2040 | Fall | CH4 Import - NY 2030 |  |  | 0 | NY
LCP_Inputs_ON_Electric_IEA_2023_05_05 | Methane | Dispatch-Import | NY | 2040 | Fall | CH4 Import - NY 2040 |  |  | 13849337.196 | NY
LCP_Inputs_ON_Electric_IEA_2023_05_05 | Methane | Dispatch-Import | NY | 2040 | Fall | CH4 Import - NY 2050 |  |  | 0 | NY
LCP_Inputs_ON_Electric_IEA_2023_05_05 | Methane | Dispatch-Import | NY | 2040 | Fall | CH4 Import - WC 2020 |  |  | 0 | NY
LCP_Inputs_ON_Electric_IEA_2023_05_05 | Methane | Dispatch-Import | NY | 2040 | Fall | CH4 Import - WC 2030 |  |  | 0 | NY
LCP_Inputs_ON_Electric_IEA_2023_05_05 | Methane | Dispatch-Import | NY | 2040 | Fall | CH4 Import - WC 2040 |  |  | 0 | NY
LCP_Inputs_ON_Electric_IEA_2023_05_05 | Methane | Dispatch-Import | NY | 2040 | Fall | CH4 Import - WC 2050 |  |  | 0 | NY
LCP_Inputs_ON_Electric_IEA_2023_05_05 | Methane | Dispatch-Import | NY | 2040 | Spring | CH4 Import - NY 2020 |  |  | 0 | NY
LCP_Inputs_ON_Electric_IEA_2023_05_05 | Methane | Dispatch-Import | NY | 2040 | Spring | CH4 Import - NY 2030 |  |  | 0 | NY
LCP_Inputs_ON_Electric_IEA_2023_05_05 | Methane | Dispatch-Import | NY | 2040 | Spring | CH4 Import - NY 2040 |  |  | 13678042.2781 | NY
LCP_Inputs_ON_Electric_IEA_2023_05_05 | Methane | Dispatch-Import | NY | 2040 | Spring | CH4 Import - NY 2050 |  |  | 0 | NY
LCP_Inputs_ON_Electric_IEA_2023_05_05 | Methane | Dispatch-Import | NY | 2040 | Spring | CH4 Import - WC 2020 |  |  | 0 | NY
LCP_Inputs_ON_Electric_IEA_2023_05_05 | Methane | Dispatch-Import | NY | 2040 | Spring | CH4 Import - WC 2030 |  |  | 0 | NY
LCP_Inputs_ON_Electric_IEA_2023_05_05 | Methane | Dispatch-Import | NY | 2040 | Spring | CH4 Import - WC 2040 |  |  | 0 | NY
LCP_Inputs_ON_Electric_IEA_2023_05_05 | Methane | Dispatch-Import | NY | 2040 | Spring | CH4 Import - WC 2050 |  |  | 0 | NY
LCP_Inputs_ON_Electric_IEA_2023_05_05 | Methane | Dispatch-Import | NY | 2040 | Summer | CH4 Import - NY 2020 |  |  | 0 | NY
LCP_Inputs_ON_Electric_IEA_2023_05_05 | Methane | Dispatch-Import | NY | 2040 | Summer | CH4 Import - NY 2030 |  |  | 0 | NY
LCP_Inputs_ON_Electric_IEA_2023_05_05 | Methane | Dispatch-Import | NY | 2040 | Summer | CH4 Import - NY 2040 |  |  | 4552620.5258 | NY
LCP_Inputs_ON_Electric_IEA_2023_05_05 | Methane | Dispatch-Import | NY | 2040 | Summer | CH4 Import - NY 2050 |  |  | 0 | NY
LCP_Inputs_ON_Electric_IEA_2023_05_05 | Methane | Dispatch-Import | NY | 2040 | Summer | CH4 Import - WC 2020 |  |  | 0 | NY
LCP_Inputs_ON_Electric_IEA_2023_05_05 | Methane | Dispatch-Import | NY | 2040 | Summer | CH4 Import - WC 2030 |  |  | 0 | NY
LCP_Inputs_ON_Electric_IEA_2023_05_05 | Methane | Dispatch-Import | NY | 2040 | Summer | CH4 Import - WC 2040 |  |  | 0 | NY
LCP_Inputs_ON_Electric_IEA_2023_05_05 | Methane | Dispatch-Import | NY | 2040 | Summer | CH4 Import - WC 2050 |  |  | 0 | NY
LCP_Inputs_ON_Electric_IEA_2023_05_05 | Methane | Dispatch-Import | NY | 2040 | Winter | CH4 Import - NY 2020 |  |  | 0 | NY
LCP_Inputs_ON_Electric_IEA_2023_05_05 | Methane | Dispatch-Import | NY | 2040 | Winter | CH4 Import - NY 2030 |  |  | 0 | NY
LCP_Inputs_ON_Electric_IEA_2023_05_05 | Methane | Dispatch-Import | NY | 2040 | Winter | CH4 Import - NY 2040 |  |  | 17920000 | NY
LCP_Inputs_ON_Electric_IEA_2023_05_05 | Methane | Dispatch-Import | NY | 2040 | Winter | CH4 Import - NY 2050 |  |  | 0 | NY
LCP_Inputs_ON_Electric_IEA_2023_05_05 | Methane | Dispatch-Import | NY | 2040 | Winter | CH4 Import - WC 2020 |  |  | 0 | NY
LCP_Inputs_ON_Electric_IEA_2023_05_05 | Methane | Dispatch-Import | NY | 2040 | Winter | CH4 Import - WC 2030 |  |  | 0 | NY
LCP_Inputs_ON_Electric_IEA_2023_05_05 | Methane | Dispatch-Import | NY | 2040 | Winter | CH4 Import - WC 2040 |  |  | 0 | NY
LCP_Inputs_ON_Electric_IEA_2023_05_05 | Methane | Dispatch-Import | NY | 2040 | Winter | CH4 Import - WC 2050 |  |  | 0 | NY
LCP_Inputs_ON_Electric_IEA_2023_05_05 | Methane | Dispatch-Import | NY | 2040 | Winter Peak | CH4 Import - NY 2020 |  |  | 0 | NY
LCP_Inputs_ON_Electric_IEA_2023_05_05 | Methane | Dispatch-Import | NY | 2040 | Winter Peak | CH4 Import - NY 2030 |  |  | 0 | NY
LCP_Inputs_ON_Electric_IEA_2023_05_05 | Methane | Dispatch-Import | NY | 2040 | Winter Peak | CH4 Import - NY 2040 |  |  | 0 | NY
LCP_Inputs_ON_Electric_IEA_2023_05_05 | Methane | Dispatch-Import | NY | 2040 | Winter Peak | CH4 Import - NY 2050 |  |  | 0 | NY
LCP_Inputs_ON_Electric_IEA_2023_05_05 | Methane | Dispatch-Import | NY | 2040 | Winter Peak | CH4 Import - WC 2020 |  |  | 0 | NY
LCP_Inputs_ON_Electric_IEA_2023_05_05 | Methane | Dispatch-Import | NY | 2040 | Winter Peak | CH4 Import - WC 2030 |  |  | 0 | NY
LCP_Inputs_ON_Electric_IEA_2023_05_05 | Methane | Dispatch-Import | NY | 2040 | Winter Peak | CH4 Import - WC 2040 |  |  | 0 | NY
LCP_Inputs_ON_Electric_IEA_2023_05_05 | Methane | Dispatch-Import | NY | 2040 | Winter Peak | CH4 Import - WC 2050 |  |  | 0 | NY
LCP_Inputs_ON_Electric_IEA_2023_05_05 | Methane | Dispatch-Import | NY | 2050 | Fall | CH4 Import - NY 2020 |  |  | 0 | NY
LCP_Inputs_ON_Electric_IEA_2023_05_05 | Methane | Dispatch-Import | NY | 2050 | Fall | CH4 Import - NY 2030 |  |  | 0 | NY
LCP_Inputs_ON_Electric_IEA_2023_05_05 | Methane | Dispatch-Import | NY | 2050 | Fall | CH4 Import - NY 2040 |  |  | 0 | NY
LCP_Inputs_ON_Electric_IEA_2023_05_05 | Methane | Dispatch-Import | NY | 2050 | Fall | CH4 Import - NY 2050 |  |  | 0 | NY
LCP_Inputs_ON_Electric_IEA_2023_05_05 | Methane | Dispatch-Import | NY | 2050 | Fall | CH4 Import - WC 2020 |  |  | 0 | NY
LCP_Inputs_ON_Electric_IEA_2023_05_05 | Methane | Dispatch-Import | NY | 2050 | Fall | CH4 Import - WC 2030 |  |  | 0 | NY
LCP_Inputs_ON_Electric_IEA_2023_05_05 | Methane | Dispatch-Import | NY | 2050 | Fall | CH4 Import - WC 2040 |  |  | 0 | NY
LCP_Inputs_ON_Electric_IEA_2023_05_05 | Methane | Dispatch-Import | NY | 2050 | Fall | CH4 Import - WC 2050 |  |  | 0 | NY
LCP_Inputs_ON_Electric_IEA_2023_05_05 | Methane | Dispatch-Import | NY | 2050 | Spring | CH4 Import - NY 2020 |  |  | 0 | NY
LCP_Inputs_ON_Electric_IEA_2023_05_05 | Methane | Dispatch-Import | NY | 2050 | Spring | CH4 Import - NY 2030 |  |  | 0 | NY
LCP_Inputs_ON_Electric_IEA_2023_05_05 | Methane | Dispatch-Import | NY | 2050 | Spring | CH4 Import - NY 2040 |  |  | 0 | NY
LCP_Inputs_ON_Electric_IEA_2023_05_05 | Methane | Dispatch-Import | NY | 2050 | Spring | CH4 Import - NY 2050 |  |  | 0 | NY
LCP_Inputs_ON_Electric_IEA_2023_05_05 | Methane | Dispatch-Import | NY | 2050 | Spring | CH4 Import - WC 2020 |  |  | 0 | NY
LCP_Inputs_ON_Electric_IEA_2023_05_05 | Methane | Dispatch-Import | NY | 2050 | Spring | CH4 Import - WC 2030 |  |  | 0 | NY
LCP_Inputs_ON_Electric_IEA_2023_05_05 | Methane | Dispatch-Import | NY | 2050 | Spring | CH4 Import - WC 2040 |  |  | 0 | NY
LCP_Inputs_ON_Electric_IEA_2023_05_05 | Methane | Dispatch-Import | NY | 2050 | Spring | CH4 Import - WC 2050 |  |  | 0 | NY
LCP_Inputs_ON_Electric_IEA_2023_05_05 | Methane | Dispatch-Import | NY | 2050 | Summer | CH4 Import - NY 2020 |  |  | 0 | NY
LCP_Inputs_ON_Electric_IEA_2023_05_05 | Methane | Dispatch-Import | NY | 2050 | Summer | CH4 Import - NY 2030 |  |  | 0 | NY
LCP_Inputs_ON_Electric_IEA_2023_05_05 | Methane | Dispatch-Import | NY | 2050 | Summer | CH4 Import - NY 2040 |  |  | 0 | NY
LCP_Inputs_ON_Electric_IEA_2023_05_05 | Methane | Dispatch-Import | NY | 2050 | Summer | CH4 Import - NY 2050 |  |  | 0 | NY
LCP_Inputs_ON_Electric_IEA_2023_05_05 | Methane | Dispatch-Import | NY | 2050 | Summer | CH4 Import - WC 2020 |  |  | 0 | NY
LCP_Inputs_ON_Electric_IEA_2023_05_05 | Methane | Dispatch-Import | NY | 2050 | Summer | CH4 Import - WC 2030 |  |  | 0 | NY
LCP_Inputs_ON_Electric_IEA_2023_05_05 | Methane | Dispatch-Import | NY | 2050 | Summer | CH4 Import - WC 2040 |  |  | 0 | NY
LCP_Inputs_ON_Electric_IEA_2023_05_05 | Methane | Dispatch-Import | NY | 2050 | Summer | CH4 Import - WC 2050 |  |  | 0 | NY
LCP_Inputs_ON_Electric_IEA_2023_05_05 | Methane | Dispatch-Import | NY | 2050 | Winter | CH4 Import - NY 2020 |  |  | 0 | NY
LCP_Inputs_ON_Electric_IEA_2023_05_05 | Methane | Dispatch-Import | NY | 2050 | Winter | CH4 Import - NY 2030 |  |  | 0 | NY
LCP_Inputs_ON_Electric_IEA_2023_05_05 | Methane | Dispatch-Import | NY | 2050 | Winter | CH4 Import - NY 2040 |  |  | 0 | NY
LCP_Inputs_ON_Electric_IEA_2023_05_05 | Methane | Dispatch-Import | NY | 2050 | Winter | CH4 Import - NY 2050 |  |  | 0 | NY
LCP_Inputs_ON_Electric_IEA_2023_05_05 | Methane | Dispatch-Import | NY | 2050 | Winter | CH4 Import - WC 2020 |  |  | 0 | NY
LCP_Inputs_ON_Electric_IEA_2023_05_05 | Methane | Dispatch-Import | NY | 2050 | Winter | CH4 Import - WC 2030 |  |  | 0 | NY
LCP_Inputs_ON_Electric_IEA_2023_05_05 | Methane | Dispatch-Import | NY | 2050 | Winter | CH4 Import - WC 2040 |  |  | 0 | NY
LCP_Inputs_ON_Electric_IEA_2023_05_05 | Methane | Dispatch-Import | NY | 2050 | Winter | CH4 Import - WC 2050 |  |  | 0 | NY
LCP_Inputs_ON_Electric_IEA_2023_05_05 | Methane | Dispatch-Import | NY | 2050 | Winter Peak | CH4 Import - NY 2020 |  |  | 0 | NY
LCP_Inputs_ON_Electric_IEA_2023_05_05 | Methane | Dispatch-Import | NY | 2050 | Winter Peak | CH4 Import - NY 2030 |  |  | 0 | NY
LCP_Inputs_ON_Electric_IEA_2023_05_05 | Methane | Dispatch-Import | NY | 2050 | Winter Peak | CH4 Import - NY 2040 |  |  | 0 | NY
LCP_Inputs_ON_Electric_IEA_2023_05_05 | Methane | Dispatch-Import | NY | 2050 | Winter Peak | CH4 Import - NY 2050 |  |  | 0 | NY
LCP_Inputs_ON_Electric_IEA_2023_05_05 | Methane | Dispatch-Import | NY | 2050 | Winter Peak | CH4 Import - WC 2020 |  |  | 0 | NY
LCP_Inputs_ON_Electric_IEA_2023_05_05 | Methane | Dispatch-Import | NY | 2050 | Winter Peak | CH4 Import - WC 2030 |  |  | 0 | NY
LCP_Inputs_ON_Electric_IEA_2023_05_05 | Methane | Dispatch-Import | NY | 2050 | Winter Peak | CH4 Import - WC 2040 |  |  | 0 | NY
LCP_Inputs_ON_Electric_IEA_2023_05_05 | Methane | Dispatch-Import | NY | 2050 | Winter Peak | CH4 Import - WC 2050 |  |  | 0 | NY
LCP_Inputs_ON_Electric_IEA_2023_05_05 | Methane | Dispatch-Import | ON | 2020 | Fall | CH4 Import - NY 2020 |  |  | 0 | ON
LCP_Inputs_ON_Electric_IEA_2023_05_05 | Methane | Dispatch-Import | ON | 2020 | Fall | CH4 Import - NY 2030 |  |  | 0 | ON
LCP_Inputs_ON_Electric_IEA_2023_05_05 | Methane | Dispatch-Import | ON | 2020 | Fall | CH4 Import - NY 2040 |  |  | 0 | ON
LCP_Inputs_ON_Electric_IEA_2023_05_05 | Methane | Dispatch-Import | ON | 2020 | Fall | CH4 Import - NY 2050 |  |  | 0 | ON
LCP_Inputs_ON_Electric_IEA_2023_05_05 | Methane | Dispatch-Import | ON | 2020 | Fall | CH4 Import - WC 2020 |  |  | 0 | ON
LCP_Inputs_ON_Electric_IEA_2023_05_05 | Methane | Dispatch-Import | ON | 2020 | Fall | CH4 Import - WC 2030 |  |  | 0 | ON
LCP_Inputs_ON_Electric_IEA_2023_05_05 | Methane | Dispatch-Import | ON | 2020 | Fall | CH4 Import - WC 2040 |  |  | 0 | ON
LCP_Inputs_ON_Electric_IEA_2023_05_05 | Methane | Dispatch-Import | ON | 2020 | Fall | CH4 Import - WC 2050 |  |  | 0 | ON
LCP_Inputs_ON_Electric_IEA_2023_05_05 | Methane | Dispatch-Import | ON | 2020 | Spring | CH4 Import - NY 2020 |  |  | 0 | ON
LCP_Inputs_ON_Electric_IEA_2023_05_05 | Methane | Dispatch-Import | ON | 2020 | Spring | CH4 Import - NY 2030 |  |  | 0 | ON
LCP_Inputs_ON_Electric_IEA_2023_05_05 | Methane | Dispatch-Import | ON | 2020 | Spring | CH4 Import - NY 2040 |  |  | 0 | ON
LCP_Inputs_ON_Electric_IEA_2023_05_05 | Methane | Dispatch-Import | ON | 2020 | Spring | CH4 Import - NY 2050 |  |  | 0 | ON
LCP_Inputs_ON_Electric_IEA_2023_05_05 | Methane | Dispatch-Import | ON | 2020 | Spring | CH4 Import - WC 2020 |  |  | 0 | ON
LCP_Inputs_ON_Electric_IEA_2023_05_05 | Methane | Dispatch-Import | ON | 2020 | Spring | CH4 Import - WC 2030 |  |  | 0 | ON
LCP_Inputs_ON_Electric_IEA_2023_05_05 | Methane | Dispatch-Import | ON | 2020 | Spring | CH4 Import - WC 2040 |  |  | 0 | ON
LCP_Inputs_ON_Electric_IEA_2023_05_05 | Methane | Dispatch-Import | ON | 2020 | Spring | CH4 Import - WC 2050 |  |  | 0 | ON
LCP_Inputs_ON_Electric_IEA_2023_05_05 | Methane | Dispatch-Import | ON | 2020 | Summer | CH4 Import - NY 2020 |  |  | 0 | ON
LCP_Inputs_ON_Electric_IEA_2023_05_05 | Methane | Dispatch-Import | ON | 2020 | Summer | CH4 Import - NY 2030 |  |  | 0 | ON
LCP_Inputs_ON_Electric_IEA_2023_05_05 | Methane | Dispatch-Import | ON | 2020 | Summer | CH4 Import - NY 2040 |  |  | 0 | ON
LCP_Inputs_ON_Electric_IEA_2023_05_05 | Methane | Dispatch-Import | ON | 2020 | Summer | CH4 Import - NY 2050 |  |  | 0 | ON
LCP_Inputs_ON_Electric_IEA_2023_05_05 | Methane | Dispatch-Import | ON | 2020 | Summer | CH4 Import - WC 2020 |  |  | 0 | ON
LCP_Inputs_ON_Electric_IEA_2023_05_05 | Methane | Dispatch-Import | ON | 2020 | Summer | CH4 Import - WC 2030 |  |  | 0 | ON
LCP_Inputs_ON_Electric_IEA_2023_05_05 | Methane | Dispatch-Import | ON | 2020 | Summer | CH4 Import - WC 2040 |  |  | 0 | ON
LCP_Inputs_ON_Electric_IEA_2023_05_05 | Methane | Dispatch-Import | ON | 2020 | Summer | CH4 Import - WC 2050 |  |  | 0 | ON
LCP_Inputs_ON_Electric_IEA_2023_05_05 | Methane | Dispatch-Import | ON | 2020 | Winter | CH4 Import - NY 2020 |  |  | 0 | ON
LCP_Inputs_ON_Electric_IEA_2023_05_05 | Methane | Dispatch-Import | ON | 2020 | Winter | CH4 Import - NY 2030 |  |  | 0 | ON
LCP_Inputs_ON_Electric_IEA_2023_05_05 | Methane | Dispatch-Import | ON | 2020 | Winter | CH4 Import - NY 2040 |  |  | 0 | ON
LCP_Inputs_ON_Electric_IEA_2023_05_05 | Methane | Dispatch-Import | ON | 2020 | Winter | CH4 Import - NY 2050 |  |  | 0 | ON
LCP_Inputs_ON_Electric_IEA_2023_05_05 | Methane | Dispatch-Import | ON | 2020 | Winter | CH4 Import - WC 2020 |  |  | 0 | ON
LCP_Inputs_ON_Electric_IEA_2023_05_05 | Methane | Dispatch-Import | ON | 2020 | Winter | CH4 Import - WC 2030 |  |  | 0 | ON
LCP_Inputs_ON_Electric_IEA_2023_05_05 | Methane | Dispatch-Import | ON | 2020 | Winter | CH4 Import - WC 2040 |  |  | 0 | ON
LCP_Inputs_ON_Electric_IEA_2023_05_05 | Methane | Dispatch-Import | ON | 2020 | Winter | CH4 Import - WC 2050 |  |  | 0 | ON
LCP_Inputs_ON_Electric_IEA_2023_05_05 | Methane | Dispatch-Import | ON | 2020 | Winter Peak | CH4 Import - NY 2020 |  |  | 0 | ON
LCP_Inputs_ON_Electric_IEA_2023_05_05 | Methane | Dispatch-Import | ON | 2020 | Winter Peak | CH4 Import - NY 2030 |  |  | 0 | ON
LCP_Inputs_ON_Electric_IEA_2023_05_05 | Methane | Dispatch-Import | ON | 2020 | Winter Peak | CH4 Import - NY 2040 |  |  | 0 | ON
LCP_Inputs_ON_Electric_IEA_2023_05_05 | Methane | Dispatch-Import | ON | 2020 | Winter Peak | CH4 Import - NY 2050 |  |  | 0 | ON
LCP_Inputs_ON_Electric_IEA_2023_05_05 | Methane | Dispatch-Import | ON | 2020 | Winter Peak | CH4 Import - WC 2020 |  |  | 0 | ON
LCP_Inputs_ON_Electric_IEA_2023_05_05 | Methane | Dispatch-Import | ON | 2020 | Winter Peak | CH4 Import - WC 2030 |  |  | 0 | ON
LCP_Inputs_ON_Electric_IEA_2023_05_05 | Methane | Dispatch-Import | ON | 2020 | Winter Peak | CH4 Import - WC 2040 |  |  | 0 | ON
LCP_Inputs_ON_Electric_IEA_2023_05_05 | Methane | Dispatch-Import | ON | 2020 | Winter Peak | CH4 Import - WC 2050 |  |  | 0 | ON
LCP_Inputs_ON_Electric_IEA_2023_05_05 | Methane | Dispatch-Import | ON | 2030 | Fall | CH4 Import - NY 2020 |  |  | 0 | ON
LCP_Inputs_ON_Electric_IEA_2023_05_05 | Methane | Dispatch-Import | ON | 2030 | Fall | CH4 Import - NY 2030 |  |  | 0 | ON
LCP_Inputs_ON_Electric_IEA_2023_05_05 | Methane | Dispatch-Import | ON | 2030 | Fall | CH4 Import - NY 2040 |  |  | 0 | ON
LCP_Inputs_ON_Electric_IEA_2023_05_05 | Methane | Dispatch-Import | ON | 2030 | Fall | CH4 Import - NY 2050 |  |  | 0 | ON
LCP_Inputs_ON_Electric_IEA_2023_05_05 | Methane | Dispatch-Import | ON | 2030 | Fall | CH4 Import - WC 2020 |  |  | 0 | ON
LCP_Inputs_ON_Electric_IEA_2023_05_05 | Methane | Dispatch-Import | ON | 2030 | Fall | CH4 Import - WC 2030 |  |  | 0 | ON
LCP_Inputs_ON_Electric_IEA_2023_05_05 | Methane | Dispatch-Import | ON | 2030 | Fall | CH4 Import - WC 2040 |  |  | 0 | ON
LCP_Inputs_ON_Electric_IEA_2023_05_05 | Methane | Dispatch-Import | ON | 2030 | Fall | CH4 Import - WC 2050 |  |  | 0 | ON
LCP_Inputs_ON_Electric_IEA_2023_05_05 | Methane | Dispatch-Import | ON | 2030 | Spring | CH4 Import - NY 2020 |  |  | 0 | ON
LCP_Inputs_ON_Electric_IEA_2023_05_05 | Methane | Dispatch-Import | ON | 2030 | Spring | CH4 Import - NY 2030 |  |  | 0 | ON
LCP_Inputs_ON_Electric_IEA_2023_05_05 | Methane | Dispatch-Import | ON | 2030 | Spring | CH4 Import - NY 2040 |  |  | 0 | ON
LCP_Inputs_ON_Electric_IEA_2023_05_05 | Methane | Dispatch-Import | ON | 2030 | Spring | CH4 Import - NY 2050 |  |  | 0 | ON
LCP_Inputs_ON_Electric_IEA_2023_05_05 | Methane | Dispatch-Import | ON | 2030 | Spring | CH4 Import - WC 2020 |  |  | 0 | ON
LCP_Inputs_ON_Electric_IEA_2023_05_05 | Methane | Dispatch-Import | ON | 2030 | Spring | CH4 Import - WC 2030 |  |  | 0 | ON
LCP_Inputs_ON_Electric_IEA_2023_05_05 | Methane | Dispatch-Import | ON | 2030 | Spring | CH4 Import - WC 2040 |  |  | 0 | ON
LCP_Inputs_ON_Electric_IEA_2023_05_05 | Methane | Dispatch-Import | ON | 2030 | Spring | CH4 Import - WC 2050 |  |  | 0 | ON
LCP_Inputs_ON_Electric_IEA_2023_05_05 | Methane | Dispatch-Import | ON | 2030 | Summer | CH4 Import - NY 2020 |  |  | 0 | ON
LCP_Inputs_ON_Electric_IEA_2023_05_05 | Methane | Dispatch-Import | ON | 2030 | Summer | CH4 Import - NY 2030 |  |  | 0 | ON
LCP_Inputs_ON_Electric_IEA_2023_05_05 | Methane | Dispatch-Import | ON | 2030 | Summer | CH4 Import - NY 2040 |  |  | 0 | ON
LCP_Inputs_ON_Electric_IEA_2023_05_05 | Methane | Dispatch-Import | ON | 2030 | Summer | CH4 Import - NY 2050 |  |  | 0 | ON
LCP_Inputs_ON_Electric_IEA_2023_05_05 | Methane | Dispatch-Import | ON | 2030 | Summer | CH4 Import - WC 2020 |  |  | 0 | ON
LCP_Inputs_ON_Electric_IEA_2023_05_05 | Methane | Dispatch-Import | ON | 2030 | Summer | CH4 Import - WC 2030 |  |  | 0 | ON
LCP_Inputs_ON_Electric_IEA_2023_05_05 | Methane | Dispatch-Import | ON | 2030 | Summer | CH4 Import - WC 2040 |  |  | 0 | ON
LCP_Inputs_ON_Electric_IEA_2023_05_05 | Methane | Dispatch-Import | ON | 2030 | Summer | CH4 Import - WC 2050 |  |  | 0 | ON
LCP_Inputs_ON_Electric_IEA_2023_05_05 | Methane | Dispatch-Import | ON | 2030 | Winter | CH4 Import - NY 2020 |  |  | 0 | ON
LCP_Inputs_ON_Electric_IEA_2023_05_05 | Methane | Dispatch-Import | ON | 2030 | Winter | CH4 Import - NY 2030 |  |  | 0 | ON
LCP_Inputs_ON_Electric_IEA_2023_05_05 | Methane | Dispatch-Import | ON | 2030 | Winter | CH4 Import - NY 2040 |  |  | 0 | ON
LCP_Inputs_ON_Electric_IEA_2023_05_05 | Methane | Dispatch-Import | ON | 2030 | Winter | CH4 Import - NY 2050 |  |  | 0 | ON
LCP_Inputs_ON_Electric_IEA_2023_05_05 | Methane | Dispatch-Import | ON | 2030 | Winter | CH4 Import - WC 2020 |  |  | 0 | ON
LCP_Inputs_ON_Electric_IEA_2023_05_05 | Methane | Dispatch-Import | ON | 2030 | Winter | CH4 Import - WC 2030 |  |  | 0 | ON
LCP_Inputs_ON_Electric_IEA_2023_05_05 | Methane | Dispatch-Import | ON | 2030 | Winter | CH4 Import - WC 2040 |  |  | 0 | ON
LCP_Inputs_ON_Electric_IEA_2023_05_05 | Methane | Dispatch-Import | ON | 2030 | Winter | CH4 Import - WC 2050 |  |  | 0 | ON
LCP_Inputs_ON_Electric_IEA_2023_05_05 | Methane | Dispatch-Import | ON | 2030 | Winter Peak | CH4 Import - NY 2020 |  |  | 0 | ON
LCP_Inputs_ON_Electric_IEA_2023_05_05 | Methane | Dispatch-Import | ON | 2030 | Winter Peak | CH4 Import - NY 2030 |  |  | 0 | ON
LCP_Inputs_ON_Electric_IEA_2023_05_05 | Methane | Dispatch-Import | ON | 2030 | Winter Peak | CH4 Import - NY 2040 |  |  | 0 | ON
LCP_Inputs_ON_Electric_IEA_2023_05_05 | Methane | Dispatch-Import | ON | 2030 | Winter Peak | CH4 Import - NY 2050 |  |  | 0 | ON
LCP_Inputs_ON_Electric_IEA_2023_05_05 | Methane | Dispatch-Import | ON | 2030 | Winter Peak | CH4 Import - WC 2020 |  |  | 0 | ON
LCP_Inputs_ON_Electric_IEA_2023_05_05 | Methane | Dispatch-Import | ON | 2030 | Winter Peak | CH4 Import - WC 2030 |  |  | 0 | ON
LCP_Inputs_ON_Electric_IEA_2023_05_05 | Methane | Dispatch-Import | ON | 2030 | Winter Peak | CH4 Import - WC 2040 |  |  | 0 | ON
LCP_Inputs_ON_Electric_IEA_2023_05_05 | Methane | Dispatch-Import | ON | 2030 | Winter Peak | CH4 Import - WC 2050 |  |  | 0 | ON
LCP_Inputs_ON_Electric_IEA_2023_05_05 | Methane | Dispatch-Import | ON | 2040 | Fall | CH4 Import - NY 2020 |  |  | 0 | ON
LCP_Inputs_ON_Electric_IEA_2023_05_05 | Methane | Dispatch-Import | ON | 2040 | Fall | CH4 Import - NY 2030 |  |  | 0 | ON
LCP_Inputs_ON_Electric_IEA_2023_05_05 | Methane | Dispatch-Import | ON | 2040 | Fall | CH4 Import - NY 2040 |  |  | 0 | ON
LCP_Inputs_ON_Electric_IEA_2023_05_05 | Methane | Dispatch-Import | ON | 2040 | Fall | CH4 Import - NY 2050 |  |  | 0 | ON
LCP_Inputs_ON_Electric_IEA_2023_05_05 | Methane | Dispatch-Import | ON | 2040 | Fall | CH4 Import - WC 2020 |  |  | 0 | ON
LCP_Inputs_ON_Electric_IEA_2023_05_05 | Methane | Dispatch-Import | ON | 2040 | Fall | CH4 Import - WC 2030 |  |  | 0 | ON
LCP_Inputs_ON_Electric_IEA_2023_05_05 | Methane | Dispatch-Import | ON | 2040 | Fall | CH4 Import - WC 2040 |  |  | 0 | ON
LCP_Inputs_ON_Electric_IEA_2023_05_05 | Methane | Dispatch-Import | ON | 2040 | Fall | CH4 Import - WC 2050 |  |  | 0 | ON
LCP_Inputs_ON_Electric_IEA_2023_05_05 | Methane | Dispatch-Import | ON | 2040 | Spring | CH4 Import - NY 2020 |  |  | 0 | ON
LCP_Inputs_ON_Electric_IEA_2023_05_05 | Methane | Dispatch-Import | ON | 2040 | Spring | CH4 Import - NY 2030 |  |  | 0 | ON
LCP_Inputs_ON_Electric_IEA_2023_05_05 | Methane | Dispatch-Import | ON | 2040 | Spring | CH4 Import - NY 2040 |  |  | 0 | ON
LCP_Inputs_ON_Electric_IEA_2023_05_05 | Methane | Dispatch-Import | ON | 2040 | Spring | CH4 Import - NY 2050 |  |  | 0 | ON
LCP_Inputs_ON_Electric_IEA_2023_05_05 | Methane | Dispatch-Import | ON | 2040 | Spring | CH4 Import - WC 2020 |  |  | 0 | ON
LCP_Inputs_ON_Electric_IEA_2023_05_05 | Methane | Dispatch-Import | ON | 2040 | Spring | CH4 Import - WC 2030 |  |  | 0 | ON
LCP_Inputs_ON_Electric_IEA_2023_05_05 | Methane | Dispatch-Import | ON | 2040 | Spring | CH4 Import - WC 2040 |  |  | 0 | ON
LCP_Inputs_ON_Electric_IEA_2023_05_05 | Methane | Dispatch-Import | ON | 2040 | Spring | CH4 Import - WC 2050 |  |  | 0 | ON
LCP_Inputs_ON_Electric_IEA_2023_05_05 | Methane | Dispatch-Import | ON | 2040 | Summer | CH4 Import - NY 2020 |  |  | 0 | ON
LCP_Inputs_ON_Electric_IEA_2023_05_05 | Methane | Dispatch-Import | ON | 2040 | Summer | CH4 Import - NY 2030 |  |  | 0 | ON
LCP_Inputs_ON_Electric_IEA_2023_05_05 | Methane | Dispatch-Import | ON | 2040 | Summer | CH4 Import - NY 2040 |  |  | 0 | ON
LCP_Inputs_ON_Electric_IEA_2023_05_05 | Methane | Dispatch-Import | ON | 2040 | Summer | CH4 Import - NY 2050 |  |  | 0 | ON
LCP_Inputs_ON_Electric_IEA_2023_05_05 | Methane | Dispatch-Import | ON | 2040 | Summer | CH4 Import - WC 2020 |  |  | 0 | ON
LCP_Inputs_ON_Electric_IEA_2023_05_05 | Methane | Dispatch-Import | ON | 2040 | Summer | CH4 Import - WC 2030 |  |  | 0 | ON
LCP_Inputs_ON_Electric_IEA_2023_05_05 | Methane | Dispatch-Import | ON | 2040 | Summer | CH4 Import - WC 2040 |  |  | 0 | ON
LCP_Inputs_ON_Electric_IEA_2023_05_05 | Methane | Dispatch-Import | ON | 2040 | Summer | CH4 Import - WC 2050 |  |  | 0 | ON
LCP_Inputs_ON_Electric_IEA_2023_05_05 | Methane | Dispatch-Import | ON | 2040 | Winter | CH4 Import - NY 2020 |  |  | 0 | ON
LCP_Inputs_ON_Electric_IEA_2023_05_05 | Methane | Dispatch-Import | ON | 2040 | Winter | CH4 Import - NY 2030 |  |  | 0 | ON
LCP_Inputs_ON_Electric_IEA_2023_05_05 | Methane | Dispatch-Import | ON | 2040 | Winter | CH4 Import - NY 2040 |  |  | 0 | ON
LCP_Inputs_ON_Electric_IEA_2023_05_05 | Methane | Dispatch-Import | ON | 2040 | Winter | CH4 Import - NY 2050 |  |  | 0 | ON
LCP_Inputs_ON_Electric_IEA_2023_05_05 | Methane | Dispatch-Import | ON | 2040 | Winter | CH4 Import - WC 2020 |  |  | 0 | ON
LCP_Inputs_ON_Electric_IEA_2023_05_05 | Methane | Dispatch-Import | ON | 2040 | Winter | CH4 Import - WC 2030 |  |  | 0 | ON
LCP_Inputs_ON_Electric_IEA_2023_05_05 | Methane | Dispatch-Import | ON | 2040 | Winter | CH4 Import - WC 2040 |  |  | 0 | ON
LCP_Inputs_ON_Electric_IEA_2023_05_05 | Methane | Dispatch-Import | ON | 2040 | Winter | CH4 Import - WC 2050 |  |  | 0 | ON
LCP_Inputs_ON_Electric_IEA_2023_05_05 | Methane | Dispatch-Import | ON | 2040 | Winter Peak | CH4 Import - NY 2020 |  |  | 0 | ON
LCP_Inputs_ON_Electric_IEA_2023_05_05 | Methane | Dispatch-Import | ON | 2040 | Winter Peak | CH4 Import - NY 2030 |  |  | 0 | ON
LCP_Inputs_ON_Electric_IEA_2023_05_05 | Methane | Dispatch-Import | ON | 2040 | Winter Peak | CH4 Import - NY 2040 |  |  | 0 | ON
LCP_Inputs_ON_Electric_IEA_2023_05_05 | Methane | Dispatch-Import | ON | 2040 | Winter Peak | CH4 Import - NY 2050 |  |  | 0 | ON
LCP_Inputs_ON_Electric_IEA_2023_05_05 | Methane | Dispatch-Import | ON | 2040 | Winter Peak | CH4 Import - WC 2020 |  |  | 0 | ON
LCP_Inputs_ON_Electric_IEA_2023_05_05 | Methane | Dispatch-Import | ON | 2040 | Winter Peak | CH4 Import - WC 2030 |  |  | 0 | ON
LCP_Inputs_ON_Electric_IEA_2023_05_05 | Methane | Dispatch-Import | ON | 2040 | Winter Peak | CH4 Import - WC 2040 |  |  | 0 | ON
LCP_Inputs_ON_Electric_IEA_2023_05_05 | Methane | Dispatch-Import | ON | 2040 | Winter Peak | CH4 Import - WC 2050 |  |  | 0 | ON
LCP_Inputs_ON_Electric_IEA_2023_05_05 | Methane | Dispatch-Import | ON | 2050 | Fall | CH4 Import - NY 2020 |  |  | 0 | ON
LCP_Inputs_ON_Electric_IEA_2023_05_05 | Methane | Dispatch-Import | ON | 2050 | Fall | CH4 Import - NY 2030 |  |  | 0 | ON
LCP_Inputs_ON_Electric_IEA_2023_05_05 | Methane | Dispatch-Import | ON | 2050 | Fall | CH4 Import - NY 2040 |  |  | 0 | ON
LCP_Inputs_ON_Electric_IEA_2023_05_05 | Methane | Dispatch-Import | ON | 2050 | Fall | CH4 Import - NY 2050 |  |  | 0 | ON
LCP_Inputs_ON_Electric_IEA_2023_05_05 | Methane | Dispatch-Import | ON | 2050 | Fall | CH4 Import - WC 2020 |  |  | 0 | ON
LCP_Inputs_ON_Electric_IEA_2023_05_05 | Methane | Dispatch-Import | ON | 2050 | Fall | CH4 Import - WC 2030 |  |  | 0 | ON
LCP_Inputs_ON_Electric_IEA_2023_05_05 | Methane | Dispatch-Import | ON | 2050 | Fall | CH4 Import - WC 2040 |  |  | 0 | ON
LCP_Inputs_ON_Electric_IEA_2023_05_05 | Methane | Dispatch-Import | ON | 2050 | Fall | CH4 Import - WC 2050 |  |  | 0 | ON
LCP_Inputs_ON_Electric_IEA_2023_05_05 | Methane | Dispatch-Import | ON | 2050 | Spring | CH4 Import - NY 2020 |  |  | 0 | ON
LCP_Inputs_ON_Electric_IEA_2023_05_05 | Methane | Dispatch-Import | ON | 2050 | Spring | CH4 Import - NY 2030 |  |  | 0 | ON
LCP_Inputs_ON_Electric_IEA_2023_05_05 | Methane | Dispatch-Import | ON | 2050 | Spring | CH4 Import - NY 2040 |  |  | 0 | ON
LCP_Inputs_ON_Electric_IEA_2023_05_05 | Methane | Dispatch-Import | ON | 2050 | Spring | CH4 Import - NY 2050 |  |  | 0 | ON
LCP_Inputs_ON_Electric_IEA_2023_05_05 | Methane | Dispatch-Import | ON | 2050 | Spring | CH4 Import - WC 2020 |  |  | 0 | ON
LCP_Inputs_ON_Electric_IEA_2023_05_05 | Methane | Dispatch-Import | ON | 2050 | Spring | CH4 Import - WC 2030 |  |  | 0 | ON
LCP_Inputs_ON_Electric_IEA_2023_05_05 | Methane | Dispatch-Import | ON | 2050 | Spring | CH4 Import - WC 2040 |  |  | 0 | ON
LCP_Inputs_ON_Electric_IEA_2023_05_05 | Methane | Dispatch-Import | ON | 2050 | Spring | CH4 Import - WC 2050 |  |  | 0 | ON
LCP_Inputs_ON_Electric_IEA_2023_05_05 | Methane | Dispatch-Import | ON | 2050 | Summer | CH4 Import - NY 2020 |  |  | 0 | ON
LCP_Inputs_ON_Electric_IEA_2023_05_05 | Methane | Dispatch-Import | ON | 2050 | Summer | CH4 Import - NY 2030 |  |  | 0 | ON
LCP_Inputs_ON_Electric_IEA_2023_05_05 | Methane | Dispatch-Import | ON | 2050 | Summer | CH4 Import - NY 2040 |  |  | 0 | ON
LCP_Inputs_ON_Electric_IEA_2023_05_05 | Methane | Dispatch-Import | ON | 2050 | Summer | CH4 Import - NY 2050 |  |  | 0 | ON
LCP_Inputs_ON_Electric_IEA_2023_05_05 | Methane | Dispatch-Import | ON | 2050 | Summer | CH4 Import - WC 2020 |  |  | 0 | ON
LCP_Inputs_ON_Electric_IEA_2023_05_05 | Methane | Dispatch-Import | ON | 2050 | Summer | CH4 Import - WC 2030 |  |  | 0 | ON
LCP_Inputs_ON_Electric_IEA_2023_05_05 | Methane | Dispatch-Import | ON | 2050 | Summer | CH4 Import - WC 2040 |  |  | 0 | ON
LCP_Inputs_ON_Electric_IEA_2023_05_05 | Methane | Dispatch-Import | ON | 2050 | Summer | CH4 Import - WC 2050 |  |  | 0 | ON
LCP_Inputs_ON_Electric_IEA_2023_05_05 | Methane | Dispatch-Import | ON | 2050 | Winter | CH4 Import - NY 2020 |  |  | 0 | ON
LCP_Inputs_ON_Electric_IEA_2023_05_05 | Methane | Dispatch-Import | ON | 2050 | Winter | CH4 Import - NY 2030 |  |  | 0 | ON
LCP_Inputs_ON_Electric_IEA_2023_05_05 | Methane | Dispatch-Import | ON | 2050 | Winter | CH4 Import - NY 2040 |  |  | 0 | ON
LCP_Inputs_ON_Electric_IEA_2023_05_05 | Methane | Dispatch-Import | ON | 2050 | Winter | CH4 Import - NY 2050 |  |  | 0 | ON
LCP_Inputs_ON_Electric_IEA_2023_05_05 | Methane | Dispatch-Import | ON | 2050 | Winter | CH4 Import - WC 2020 |  |  | 0 | ON
LCP_Inputs_ON_Electric_IEA_2023_05_05 | Methane | Dispatch-Import | ON | 2050 | Winter | CH4 Import - WC 2030 |  |  | 0 | ON
LCP_Inputs_ON_Electric_IEA_2023_05_05 | Methane | Dispatch-Import | ON | 2050 | Winter | CH4 Import - WC 2040 |  |  | 0 | ON
LCP_Inputs_ON_Electric_IEA_2023_05_05 | Methane | Dispatch-Import | ON | 2050 | Winter | CH4 Import - WC 2050 |  |  | 0 | ON
LCP_Inputs_ON_Electric_IEA_2023_05_05 | Methane | Dispatch-Import | ON | 2050 | Winter Peak | CH4 Import - NY 2020 |  |  | 0 | ON
LCP_Inputs_ON_Electric_IEA_2023_05_05 | Methane | Dispatch-Import | ON | 2050 | Winter Peak | CH4 Import - NY 2030 |  |  | 0 | ON
LCP_Inputs_ON_Electric_IEA_2023_05_05 | Methane | Dispatch-Import | ON | 2050 | Winter Peak | CH4 Import - NY 2040 |  |  | 0 | ON
LCP_Inputs_ON_Electric_IEA_2023_05_05 | Methane | Dispatch-Import | ON | 2050 | Winter Peak | CH4 Import - NY 2050 |  |  | 0 | ON
LCP_Inputs_ON_Electric_IEA_2023_05_05 | Methane | Dispatch-Import | ON | 2050 | Winter Peak | CH4 Import - WC 2020 |  |  | 0 | ON
LCP_Inputs_ON_Electric_IEA_2023_05_05 | Methane | Dispatch-Import | ON | 2050 | Winter Peak | CH4 Import - WC 2030 |  |  | 0 | ON
LCP_Inputs_ON_Electric_IEA_2023_05_05 | Methane | Dispatch-Import | ON | 2050 | Winter Peak | CH4 Import - WC 2040 |  |  | 0 | ON
LCP_Inputs_ON_Electric_IEA_2023_05_05 | Methane | Dispatch-Import | ON | 2050 | Winter Peak | CH4 Import - WC 2050 |  |  | 0 | ON
LCP_Inputs_ON_Electric_IEA_2023_05_05 | Methane | Dispatch-Import | PJ | 2020 | Fall | CH4 Import - NY 2020 |  |  | 0 | PJ
LCP_Inputs_ON_Electric_IEA_2023_05_05 | Methane | Dispatch-Import | PJ | 2020 | Fall | CH4 Import - NY 2030 |  |  | 0 | PJ
LCP_Inputs_ON_Electric_IEA_2023_05_05 | Methane | Dispatch-Import | PJ | 2020 | Fall | CH4 Import - NY 2040 |  |  | 0 | PJ
LCP_Inputs_ON_Electric_IEA_2023_05_05 | Methane | Dispatch-Import | PJ | 2020 | Fall | CH4 Import - NY 2050 |  |  | 0 | PJ
LCP_Inputs_ON_Electric_IEA_2023_05_05 | Methane | Dispatch-Import | PJ | 2020 | Fall | CH4 Import - WC 2020 |  |  | 0 | PJ
LCP_Inputs_ON_Electric_IEA_2023_05_05 | Methane | Dispatch-Import | PJ | 2020 | Fall | CH4 Import - WC 2030 |  |  | 0 | PJ
LCP_Inputs_ON_Electric_IEA_2023_05_05 | Methane | Dispatch-Import | PJ | 2020 | Fall | CH4 Import - WC 2040 |  |  | 0 | PJ
LCP_Inputs_ON_Electric_IEA_2023_05_05 | Methane | Dispatch-Import | PJ | 2020 | Fall | CH4 Import - WC 2050 |  |  | 0 | PJ
LCP_Inputs_ON_Electric_IEA_2023_05_05 | Methane | Dispatch-Import | PJ | 2020 | Spring | CH4 Import - NY 2020 |  |  | 0 | PJ
LCP_Inputs_ON_Electric_IEA_2023_05_05 | Methane | Dispatch-Import | PJ | 2020 | Spring | CH4 Import - NY 2030 |  |  | 0 | PJ
LCP_Inputs_ON_Electric_IEA_2023_05_05 | Methane | Dispatch-Import | PJ | 2020 | Spring | CH4 Import - NY 2040 |  |  | 0 | PJ
LCP_Inputs_ON_Electric_IEA_2023_05_05 | Methane | Dispatch-Import | PJ | 2020 | Spring | CH4 Import - NY 2050 |  |  | 0 | PJ
LCP_Inputs_ON_Electric_IEA_2023_05_05 | Methane | Dispatch-Import | PJ | 2020 | Spring | CH4 Import - WC 2020 |  |  | 0 | PJ
LCP_Inputs_ON_Electric_IEA_2023_05_05 | Methane | Dispatch-Import | PJ | 2020 | Spring | CH4 Import - WC 2030 |  |  | 0 | PJ
LCP_Inputs_ON_Electric_IEA_2023_05_05 | Methane | Dispatch-Import | PJ | 2020 | Spring | CH4 Import - WC 2040 |  |  | 0 | PJ
LCP_Inputs_ON_Electric_IEA_2023_05_05 | Methane | Dispatch-Import | PJ | 2020 | Spring | CH4 Import - WC 2050 |  |  | 0 | PJ
LCP_Inputs_ON_Electric_IEA_2023_05_05 | Methane | Dispatch-Import | PJ | 2020 | Summer | CH4 Import - NY 2020 |  |  | 0 | PJ
LCP_Inputs_ON_Electric_IEA_2023_05_05 | Methane | Dispatch-Import | PJ | 2020 | Summer | CH4 Import - NY 2030 |  |  | 0 | PJ
LCP_Inputs_ON_Electric_IEA_2023_05_05 | Methane | Dispatch-Import | PJ | 2020 | Summer | CH4 Import - NY 2040 |  |  | 0 | PJ
LCP_Inputs_ON_Electric_IEA_2023_05_05 | Methane | Dispatch-Import | PJ | 2020 | Summer | CH4 Import - NY 2050 |  |  | 0 | PJ
LCP_Inputs_ON_Electric_IEA_2023_05_05 | Methane | Dispatch-Import | PJ | 2020 | Summer | CH4 Import - WC 2020 |  |  | 0 | PJ
LCP_Inputs_ON_Electric_IEA_2023_05_05 | Methane | Dispatch-Import | PJ | 2020 | Summer | CH4 Import - WC 2030 |  |  | 0 | PJ
LCP_Inputs_ON_Electric_IEA_2023_05_05 | Methane | Dispatch-Import | PJ | 2020 | Summer | CH4 Import - WC 2040 |  |  | 0 | PJ
LCP_Inputs_ON_Electric_IEA_2023_05_05 | Methane | Dispatch-Import | PJ | 2020 | Summer | CH4 Import - WC 2050 |  |  | 0 | PJ
LCP_Inputs_ON_Electric_IEA_2023_05_05 | Methane | Dispatch-Import | PJ | 2020 | Winter | CH4 Import - NY 2020 |  |  | 0 | PJ
LCP_Inputs_ON_Electric_IEA_2023_05_05 | Methane | Dispatch-Import | PJ | 2020 | Winter | CH4 Import - NY 2030 |  |  | 0 | PJ
LCP_Inputs_ON_Electric_IEA_2023_05_05 | Methane | Dispatch-Import | PJ | 2020 | Winter | CH4 Import - NY 2040 |  |  | 0 | PJ
LCP_Inputs_ON_Electric_IEA_2023_05_05 | Methane | Dispatch-Import | PJ | 2020 | Winter | CH4 Import - NY 2050 |  |  | 0 | PJ
LCP_Inputs_ON_Electric_IEA_2023_05_05 | Methane | Dispatch-Import | PJ | 2020 | Winter | CH4 Import - WC 2020 |  |  | 0 | PJ
LCP_Inputs_ON_Electric_IEA_2023_05_05 | Methane | Dispatch-Import | PJ | 2020 | Winter | CH4 Import - WC 2030 |  |  | 0 | PJ
LCP_Inputs_ON_Electric_IEA_2023_05_05 | Methane | Dispatch-Import | PJ | 2020 | Winter | CH4 Import - WC 2040 |  |  | 0 | PJ
LCP_Inputs_ON_Electric_IEA_2023_05_05 | Methane | Dispatch-Import | PJ | 2020 | Winter | CH4 Import - WC 2050 |  |  | 0 | PJ
LCP_Inputs_ON_Electric_IEA_2023_05_05 | Methane | Dispatch-Import | PJ | 2020 | Winter Peak | CH4 Import - NY 2020 |  |  | 0 | PJ
LCP_Inputs_ON_Electric_IEA_2023_05_05 | Methane | Dispatch-Import | PJ | 2020 | Winter Peak | CH4 Import - NY 2030 |  |  | 0 | PJ
LCP_Inputs_ON_Electric_IEA_2023_05_05 | Methane | Dispatch-Import | PJ | 2020 | Winter Peak | CH4 Import - NY 2040 |  |  | 0 | PJ
LCP_Inputs_ON_Electric_IEA_2023_05_05 | Methane | Dispatch-Import | PJ | 2020 | Winter Peak | CH4 Import - NY 2050 |  |  | 0 | PJ
LCP_Inputs_ON_Electric_IEA_2023_05_05 | Methane | Dispatch-Import | PJ | 2020 | Winter Peak | CH4 Import - WC 2020 |  |  | 0 | PJ
LCP_Inputs_ON_Electric_IEA_2023_05_05 | Methane | Dispatch-Import | PJ | 2020 | Winter Peak | CH4 Import - WC 2030 |  |  | 0 | PJ
LCP_Inputs_ON_Electric_IEA_2023_05_05 | Methane | Dispatch-Import | PJ | 2020 | Winter Peak | CH4 Import - WC 2040 |  |  | 0 | PJ
LCP_Inputs_ON_Electric_IEA_2023_05_05 | Methane | Dispatch-Import | PJ | 2020 | Winter Peak | CH4 Import - WC 2050 |  |  | 0 | PJ
LCP_Inputs_ON_Electric_IEA_2023_05_05 | Methane | Dispatch-Import | PJ | 2030 | Fall | CH4 Import - NY 2020 |  |  | 0 | PJ
LCP_Inputs_ON_Electric_IEA_2023_05_05 | Methane | Dispatch-Import | PJ | 2030 | Fall | CH4 Import - NY 2030 |  |  | 0 | PJ
LCP_Inputs_ON_Electric_IEA_2023_05_05 | Methane | Dispatch-Import | PJ | 2030 | Fall | CH4 Import - NY 2040 |  |  | 0 | PJ
LCP_Inputs_ON_Electric_IEA_2023_05_05 | Methane | Dispatch-Import | PJ | 2030 | Fall | CH4 Import - NY 2050 |  |  | 0 | PJ
LCP_Inputs_ON_Electric_IEA_2023_05_05 | Methane | Dispatch-Import | PJ | 2030 | Fall | CH4 Import - WC 2020 |  |  | 0 | PJ
LCP_Inputs_ON_Electric_IEA_2023_05_05 | Methane | Dispatch-Import | PJ | 2030 | Fall | CH4 Import - WC 2030 |  |  | 0 | PJ
LCP_Inputs_ON_Electric_IEA_2023_05_05 | Methane | Dispatch-Import | PJ | 2030 | Fall | CH4 Import - WC 2040 |  |  | 0 | PJ
LCP_Inputs_ON_Electric_IEA_2023_05_05 | Methane | Dispatch-Import | PJ | 2030 | Fall | CH4 Import - WC 2050 |  |  | 0 | PJ
LCP_Inputs_ON_Electric_IEA_2023_05_05 | Methane | Dispatch-Import | PJ | 2030 | Spring | CH4 Import - NY 2020 |  |  | 0 | PJ
LCP_Inputs_ON_Electric_IEA_2023_05_05 | Methane | Dispatch-Import | PJ | 2030 | Spring | CH4 Import - NY 2030 |  |  | 0 | PJ
LCP_Inputs_ON_Electric_IEA_2023_05_05 | Methane | Dispatch-Import | PJ | 2030 | Spring | CH4 Import - NY 2040 |  |  | 0 | PJ
LCP_Inputs_ON_Electric_IEA_2023_05_05 | Methane | Dispatch-Import | PJ | 2030 | Spring | CH4 Import - NY 2050 |  |  | 0 | PJ
LCP_Inputs_ON_Electric_IEA_2023_05_05 | Methane | Dispatch-Import | PJ | 2030 | Spring | CH4 Import - WC 2020 |  |  | 0 | PJ
LCP_Inputs_ON_Electric_IEA_2023_05_05 | Methane | Dispatch-Import | PJ | 2030 | Spring | CH4 Import - WC 2030 |  |  | 0 | PJ
LCP_Inputs_ON_Electric_IEA_2023_05_05 | Methane | Dispatch-Import | PJ | 2030 | Spring | CH4 Import - WC 2040 |  |  | 0 | PJ
LCP_Inputs_ON_Electric_IEA_2023_05_05 | Methane | Dispatch-Import | PJ | 2030 | Spring | CH4 Import - WC 2050 |  |  | 0 | PJ
LCP_Inputs_ON_Electric_IEA_2023_05_05 | Methane | Dispatch-Import | PJ | 2030 | Summer | CH4 Import - NY 2020 |  |  | 0 | PJ
LCP_Inputs_ON_Electric_IEA_2023_05_05 | Methane | Dispatch-Import | PJ | 2030 | Summer | CH4 Import - NY 2030 |  |  | 0 | PJ
LCP_Inputs_ON_Electric_IEA_2023_05_05 | Methane | Dispatch-Import | PJ | 2030 | Summer | CH4 Import - NY 2040 |  |  | 0 | PJ
LCP_Inputs_ON_Electric_IEA_2023_05_05 | Methane | Dispatch-Import | PJ | 2030 | Summer | CH4 Import - NY 2050 |  |  | 0 | PJ
LCP_Inputs_ON_Electric_IEA_2023_05_05 | Methane | Dispatch-Import | PJ | 2030 | Summer | CH4 Import - WC 2020 |  |  | 0 | PJ
LCP_Inputs_ON_Electric_IEA_2023_05_05 | Methane | Dispatch-Import | PJ | 2030 | Summer | CH4 Import - WC 2030 |  |  | 0 | PJ
LCP_Inputs_ON_Electric_IEA_2023_05_05 | Methane | Dispatch-Import | PJ | 2030 | Summer | CH4 Import - WC 2040 |  |  | 0 | PJ
LCP_Inputs_ON_Electric_IEA_2023_05_05 | Methane | Dispatch-Import | PJ | 2030 | Summer | CH4 Import - WC 2050 |  |  | 0 | PJ
LCP_Inputs_ON_Electric_IEA_2023_05_05 | Methane | Dispatch-Import | PJ | 2030 | Winter | CH4 Import - NY 2020 |  |  | 0 | PJ
LCP_Inputs_ON_Electric_IEA_2023_05_05 | Methane | Dispatch-Import | PJ | 2030 | Winter | CH4 Import - NY 2030 |  |  | 0 | PJ
LCP_Inputs_ON_Electric_IEA_2023_05_05 | Methane | Dispatch-Import | PJ | 2030 | Winter | CH4 Import - NY 2040 |  |  | 0 | PJ
LCP_Inputs_ON_Electric_IEA_2023_05_05 | Methane | Dispatch-Import | PJ | 2030 | Winter | CH4 Import - NY 2050 |  |  | 0 | PJ
LCP_Inputs_ON_Electric_IEA_2023_05_05 | Methane | Dispatch-Import | PJ | 2030 | Winter | CH4 Import - WC 2020 |  |  | 0 | PJ
LCP_Inputs_ON_Electric_IEA_2023_05_05 | Methane | Dispatch-Import | PJ | 2030 | Winter | CH4 Import - WC 2030 |  |  | 0 | PJ
LCP_Inputs_ON_Electric_IEA_2023_05_05 | Methane | Dispatch-Import | PJ | 2030 | Winter | CH4 Import - WC 2040 |  |  | 0 | PJ
LCP_Inputs_ON_Electric_IEA_2023_05_05 | Methane | Dispatch-Import | PJ | 2030 | Winter | CH4 Import - WC 2050 |  |  | 0 | PJ
LCP_Inputs_ON_Electric_IEA_2023_05_05 | Methane | Dispatch-Import | PJ | 2030 | Winter Peak | CH4 Import - NY 2020 |  |  | 0 | PJ
LCP_Inputs_ON_Electric_IEA_2023_05_05 | Methane | Dispatch-Import | PJ | 2030 | Winter Peak | CH4 Import - NY 2030 |  |  | 0 | PJ
LCP_Inputs_ON_Electric_IEA_2023_05_05 | Methane | Dispatch-Import | PJ | 2030 | Winter Peak | CH4 Import - NY 2040 |  |  | 0 | PJ
LCP_Inputs_ON_Electric_IEA_2023_05_05 | Methane | Dispatch-Import | PJ | 2030 | Winter Peak | CH4 Import - NY 2050 |  |  | 0 | PJ
LCP_Inputs_ON_Electric_IEA_2023_05_05 | Methane | Dispatch-Import | PJ | 2030 | Winter Peak | CH4 Import - WC 2020 |  |  | 0 | PJ
LCP_Inputs_ON_Electric_IEA_2023_05_05 | Methane | Dispatch-Import | PJ | 2030 | Winter Peak | CH4 Import - WC 2030 |  |  | 0 | PJ
LCP_Inputs_ON_Electric_IEA_2023_05_05 | Methane | Dispatch-Import | PJ | 2030 | Winter Peak | CH4 Import - WC 2040 |  |  | 0 | PJ
LCP_Inputs_ON_Electric_IEA_2023_05_05 | Methane | Dispatch-Import | PJ | 2030 | Winter Peak | CH4 Import - WC 2050 |  |  | 0 | PJ
LCP_Inputs_ON_Electric_IEA_2023_05_05 | Methane | Dispatch-Import | PJ | 2040 | Fall | CH4 Import - NY 2020 |  |  | 0 | PJ
LCP_Inputs_ON_Electric_IEA_2023_05_05 | Methane | Dispatch-Import | PJ | 2040 | Fall | CH4 Import - NY 2030 |  |  | 0 | PJ
LCP_Inputs_ON_Electric_IEA_2023_05_05 | Methane | Dispatch-Import | PJ | 2040 | Fall | CH4 Import - NY 2040 |  |  | 0 | PJ
LCP_Inputs_ON_Electric_IEA_2023_05_05 | Methane | Dispatch-Import | PJ | 2040 | Fall | CH4 Import - NY 2050 |  |  | 0 | PJ
LCP_Inputs_ON_Electric_IEA_2023_05_05 | Methane | Dispatch-Import | PJ | 2040 | Fall | CH4 Import - WC 2020 |  |  | 0 | PJ
LCP_Inputs_ON_Electric_IEA_2023_05_05 | Methane | Dispatch-Import | PJ | 2040 | Fall | CH4 Import - WC 2030 |  |  | 0 | PJ
LCP_Inputs_ON_Electric_IEA_2023_05_05 | Methane | Dispatch-Import | PJ | 2040 | Fall | CH4 Import - WC 2040 |  |  | 0 | PJ
LCP_Inputs_ON_Electric_IEA_2023_05_05 | Methane | Dispatch-Import | PJ | 2040 | Fall | CH4 Import - WC 2050 |  |  | 0 | PJ
LCP_Inputs_ON_Electric_IEA_2023_05_05 | Methane | Dispatch-Import | PJ | 2040 | Spring | CH4 Import - NY 2020 |  |  | 0 | PJ
LCP_Inputs_ON_Electric_IEA_2023_05_05 | Methane | Dispatch-Import | PJ | 2040 | Spring | CH4 Import - NY 2030 |  |  | 0 | PJ
LCP_Inputs_ON_Electric_IEA_2023_05_05 | Methane | Dispatch-Import | PJ | 2040 | Spring | CH4 Import - NY 2040 |  |  | 0 | PJ
LCP_Inputs_ON_Electric_IEA_2023_05_05 | Methane | Dispatch-Import | PJ | 2040 | Spring | CH4 Import - NY 2050 |  |  | 0 | PJ
LCP_Inputs_ON_Electric_IEA_2023_05_05 | Methane | Dispatch-Import | PJ | 2040 | Spring | CH4 Import - WC 2020 |  |  | 0 | PJ
LCP_Inputs_ON_Electric_IEA_2023_05_05 | Methane | Dispatch-Import | PJ | 2040 | Spring | CH4 Import - WC 2030 |  |  | 0 | PJ
LCP_Inputs_ON_Electric_IEA_2023_05_05 | Methane | Dispatch-Import | PJ | 2040 | Spring | CH4 Import - WC 2040 |  |  | 0 | PJ
LCP_Inputs_ON_Electric_IEA_2023_05_05 | Methane | Dispatch-Import | PJ | 2040 | Spring | CH4 Import - WC 2050 |  |  | 0 | PJ
LCP_Inputs_ON_Electric_IEA_2023_05_05 | Methane | Dispatch-Import | PJ | 2040 | Summer | CH4 Import - NY 2020 |  |  | 0 | PJ
LCP_Inputs_ON_Electric_IEA_2023_05_05 | Methane | Dispatch-Import | PJ | 2040 | Summer | CH4 Import - NY 2030 |  |  | 0 | PJ
LCP_Inputs_ON_Electric_IEA_2023_05_05 | Methane | Dispatch-Import | PJ | 2040 | Summer | CH4 Import - NY 2040 |  |  | 0 | PJ
LCP_Inputs_ON_Electric_IEA_2023_05_05 | Methane | Dispatch-Import | PJ | 2040 | Summer | CH4 Import - NY 2050 |  |  | 0 | PJ
LCP_Inputs_ON_Electric_IEA_2023_05_05 | Methane | Dispatch-Import | PJ | 2040 | Summer | CH4 Import - WC 2020 |  |  | 0 | PJ
LCP_Inputs_ON_Electric_IEA_2023_05_05 | Methane | Dispatch-Import | PJ | 2040 | Summer | CH4 Import - WC 2030 |  |  | 0 | PJ
LCP_Inputs_ON_Electric_IEA_2023_05_05 | Methane | Dispatch-Import | PJ | 2040 | Summer | CH4 Import - WC 2040 |  |  | 0 | PJ
LCP_Inputs_ON_Electric_IEA_2023_05_05 | Methane | Dispatch-Import | PJ | 2040 | Summer | CH4 Import - WC 2050 |  |  | 0 | PJ
LCP_Inputs_ON_Electric_IEA_2023_05_05 | Methane | Dispatch-Import | PJ | 2040 | Winter | CH4 Import - NY 2020 |  |  | 0 | PJ
LCP_Inputs_ON_Electric_IEA_2023_05_05 | Methane | Dispatch-Import | PJ | 2040 | Winter | CH4 Import - NY 2030 |  |  | 0 | PJ
LCP_Inputs_ON_Electric_IEA_2023_05_05 | Methane | Dispatch-Import | PJ | 2040 | Winter | CH4 Import - NY 2040 |  |  | 0 | PJ
LCP_Inputs_ON_Electric_IEA_2023_05_05 | Methane | Dispatch-Import | PJ | 2040 | Winter | CH4 Import - NY 2050 |  |  | 0 | PJ
LCP_Inputs_ON_Electric_IEA_2023_05_05 | Methane | Dispatch-Import | PJ | 2040 | Winter | CH4 Import - WC 2020 |  |  | 0 | PJ
LCP_Inputs_ON_Electric_IEA_2023_05_05 | Methane | Dispatch-Import | PJ | 2040 | Winter | CH4 Import - WC 2030 |  |  | 0 | PJ
LCP_Inputs_ON_Electric_IEA_2023_05_05 | Methane | Dispatch-Import | PJ | 2040 | Winter | CH4 Import - WC 2040 |  |  | 0 | PJ
LCP_Inputs_ON_Electric_IEA_2023_05_05 | Methane | Dispatch-Import | PJ | 2040 | Winter | CH4 Import - WC 2050 |  |  | 0 | PJ
LCP_Inputs_ON_Electric_IEA_2023_05_05 | Methane | Dispatch-Import | PJ | 2040 | Winter Peak | CH4 Import - NY 2020 |  |  | 0 | PJ
LCP_Inputs_ON_Electric_IEA_2023_05_05 | Methane | Dispatch-Import | PJ | 2040 | Winter Peak | CH4 Import - NY 2030 |  |  | 0 | PJ
LCP_Inputs_ON_Electric_IEA_2023_05_05 | Methane | Dispatch-Import | PJ | 2040 | Winter Peak | CH4 Import - NY 2040 |  |  | 0 | PJ
LCP_Inputs_ON_Electric_IEA_2023_05_05 | Methane | Dispatch-Import | PJ | 2040 | Winter Peak | CH4 Import - NY 2050 |  |  | 0 | PJ
LCP_Inputs_ON_Electric_IEA_2023_05_05 | Methane | Dispatch-Import | PJ | 2040 | Winter Peak | CH4 Import - WC 2020 |  |  | 0 | PJ
LCP_Inputs_ON_Electric_IEA_2023_05_05 | Methane | Dispatch-Import | PJ | 2040 | Winter Peak | CH4 Import - WC 2030 |  |  | 0 | PJ
LCP_Inputs_ON_Electric_IEA_2023_05_05 | Methane | Dispatch-Import | PJ | 2040 | Winter Peak | CH4 Import - WC 2040 |  |  | 0 | PJ
LCP_Inputs_ON_Electric_IEA_2023_05_05 | Methane | Dispatch-Import | PJ | 2040 | Winter Peak | CH4 Import - WC 2050 |  |  | 0 | PJ
LCP_Inputs_ON_Electric_IEA_2023_05_05 | Methane | Dispatch-Import | PJ | 2050 | Fall | CH4 Import - NY 2020 |  |  | 0 | PJ
LCP_Inputs_ON_Electric_IEA_2023_05_05 | Methane | Dispatch-Import | PJ | 2050 | Fall | CH4 Import - NY 2030 |  |  | 0 | PJ
LCP_Inputs_ON_Electric_IEA_2023_05_05 | Methane | Dispatch-Import | PJ | 2050 | Fall | CH4 Import - NY 2040 |  |  | 0 | PJ
LCP_Inputs_ON_Electric_IEA_2023_05_05 | Methane | Dispatch-Import | PJ | 2050 | Fall | CH4 Import - NY 2050 |  |  | 0 | PJ
LCP_Inputs_ON_Electric_IEA_2023_05_05 | Methane | Dispatch-Import | PJ | 2050 | Fall | CH4 Import - WC 2020 |  |  | 0 | PJ
LCP_Inputs_ON_Electric_IEA_2023_05_05 | Methane | Dispatch-Import | PJ | 2050 | Fall | CH4 Import - WC 2030 |  |  | 0 | PJ
LCP_Inputs_ON_Electric_IEA_2023_05_05 | Methane | Dispatch-Import | PJ | 2050 | Fall | CH4 Import - WC 2040 |  |  | 0 | PJ
LCP_Inputs_ON_Electric_IEA_2023_05_05 | Methane | Dispatch-Import | PJ | 2050 | Fall | CH4 Import - WC 2050 |  |  | 0 | PJ
LCP_Inputs_ON_Electric_IEA_2023_05_05 | Methane | Dispatch-Import | PJ | 2050 | Spring | CH4 Import - NY 2020 |  |  | 0 | PJ
LCP_Inputs_ON_Electric_IEA_2023_05_05 | Methane | Dispatch-Import | PJ | 2050 | Spring | CH4 Import - NY 2030 |  |  | 0 | PJ
LCP_Inputs_ON_Electric_IEA_2023_05_05 | Methane | Dispatch-Import | PJ | 2050 | Spring | CH4 Import - NY 2040 |  |  | 0 | PJ
LCP_Inputs_ON_Electric_IEA_2023_05_05 | Methane | Dispatch-Import | PJ | 2050 | Spring | CH4 Import - NY 2050 |  |  | 0 | PJ
LCP_Inputs_ON_Electric_IEA_2023_05_05 | Methane | Dispatch-Import | PJ | 2050 | Spring | CH4 Import - WC 2020 |  |  | 0 | PJ
LCP_Inputs_ON_Electric_IEA_2023_05_05 | Methane | Dispatch-Import | PJ | 2050 | Spring | CH4 Import - WC 2030 |  |  | 0 | PJ
LCP_Inputs_ON_Electric_IEA_2023_05_05 | Methane | Dispatch-Import | PJ | 2050 | Spring | CH4 Import - WC 2040 |  |  | 0 | PJ
LCP_Inputs_ON_Electric_IEA_2023_05_05 | Methane | Dispatch-Import | PJ | 2050 | Spring | CH4 Import - WC 2050 |  |  | 0 | PJ
LCP_Inputs_ON_Electric_IEA_2023_05_05 | Methane | Dispatch-Import | PJ | 2050 | Summer | CH4 Import - NY 2020 |  |  | 0 | PJ
LCP_Inputs_ON_Electric_IEA_2023_05_05 | Methane | Dispatch-Import | PJ | 2050 | Summer | CH4 Import - NY 2030 |  |  | 0 | PJ
LCP_Inputs_ON_Electric_IEA_2023_05_05 | Methane | Dispatch-Import | PJ | 2050 | Summer | CH4 Import - NY 2040 |  |  | 0 | PJ
LCP_Inputs_ON_Electric_IEA_2023_05_05 | Methane | Dispatch-Import | PJ | 2050 | Summer | CH4 Import - NY 2050 |  |  | 0 | PJ
LCP_Inputs_ON_Electric_IEA_2023_05_05 | Methane | Dispatch-Import | PJ | 2050 | Summer | CH4 Import - WC 2020 |  |  | 0 | PJ
LCP_Inputs_ON_Electric_IEA_2023_05_05 | Methane | Dispatch-Import | PJ | 2050 | Summer | CH4 Import - WC 2030 |  |  | 0 | PJ
LCP_Inputs_ON_Electric_IEA_2023_05_05 | Methane | Dispatch-Import | PJ | 2050 | Summer | CH4 Import - WC 2040 |  |  | 0 | PJ
LCP_Inputs_ON_Electric_IEA_2023_05_05 | Methane | Dispatch-Import | PJ | 2050 | Summer | CH4 Import - WC 2050 |  |  | 0 | PJ
LCP_Inputs_ON_Electric_IEA_2023_05_05 | Methane | Dispatch-Import | PJ | 2050 | Winter | CH4 Import - NY 2020 |  |  | 0 | PJ
LCP_Inputs_ON_Electric_IEA_2023_05_05 | Methane | Dispatch-Import | PJ | 2050 | Winter | CH4 Import - NY 2030 |  |  | 0 | PJ
LCP_Inputs_ON_Electric_IEA_2023_05_05 | Methane | Dispatch-Import | PJ | 2050 | Winter | CH4 Import - NY 2040 |  |  | 0 | PJ
LCP_Inputs_ON_Electric_IEA_2023_05_05 | Methane | Dispatch-Import | PJ | 2050 | Winter | CH4 Import - NY 2050 |  |  | 0 | PJ
LCP_Inputs_ON_Electric_IEA_2023_05_05 | Methane | Dispatch-Import | PJ | 2050 | Winter | CH4 Import - WC 2020 |  |  | 0 | PJ
LCP_Inputs_ON_Electric_IEA_2023_05_05 | Methane | Dispatch-Import | PJ | 2050 | Winter | CH4 Import - WC 2030 |  |  | 0 | PJ
LCP_Inputs_ON_Electric_IEA_2023_05_05 | Methane | Dispatch-Import | PJ | 2050 | Winter | CH4 Import - WC 2040 |  |  | 0 | PJ
LCP_Inputs_ON_Electric_IEA_2023_05_05 | Methane | Dispatch-Import | PJ | 2050 | Winter | CH4 Import - WC 2050 |  |  | 0 | PJ
LCP_Inputs_ON_Electric_IEA_2023_05_05 | Methane | Dispatch-Import | PJ | 2050 | Winter Peak | CH4 Import - NY 2020 |  |  | 0 | PJ
LCP_Inputs_ON_Electric_IEA_2023_05_05 | Methane | Dispatch-Import | PJ | 2050 | Winter Peak | CH4 Import - NY 2030 |  |  | 0 | PJ
LCP_Inputs_ON_Electric_IEA_2023_05_05 | Methane | Dispatch-Import | PJ | 2050 | Winter Peak | CH4 Import - NY 2040 |  |  | 0 | PJ
LCP_Inputs_ON_Electric_IEA_2023_05_05 | Methane | Dispatch-Import | PJ | 2050 | Winter Peak | CH4 Import - NY 2050 |  |  | 0 | PJ
LCP_Inputs_ON_Electric_IEA_2023_05_05 | Methane | Dispatch-Import | PJ | 2050 | Winter Peak | CH4 Import - WC 2020 |  |  | 0 | PJ
LCP_Inputs_ON_Electric_IEA_2023_05_05 | Methane | Dispatch-Import | PJ | 2050 | Winter Peak | CH4 Import - WC 2030 |  |  | 0 | PJ
LCP_Inputs_ON_Electric_IEA_2023_05_05 | Methane | Dispatch-Import | PJ | 2050 | Winter Peak | CH4 Import - WC 2040 |  |  | 0 | PJ
LCP_Inputs_ON_Electric_IEA_2023_05_05 | Methane | Dispatch-Import | PJ | 2050 | Winter Peak | CH4 Import - WC 2050 |  |  | 0 | PJ
LCP_Inputs_ON_Electric_IEA_2023_05_05 | Methane | Dispatch-Import | QC | 2020 | Fall | CH4 Import - NY 2020 |  |  | 0 | QC
LCP_Inputs_ON_Electric_IEA_2023_05_05 | Methane | Dispatch-Import | QC | 2020 | Fall | CH4 Import - NY 2030 |  |  | 0 | QC
LCP_Inputs_ON_Electric_IEA_2023_05_05 | Methane | Dispatch-Import | QC | 2020 | Fall | CH4 Import - NY 2040 |  |  | 0 | QC
LCP_Inputs_ON_Electric_IEA_2023_05_05 | Methane | Dispatch-Import | QC | 2020 | Fall | CH4 Import - NY 2050 |  |  | 0 | QC
LCP_Inputs_ON_Electric_IEA_2023_05_05 | Methane | Dispatch-Import | QC | 2020 | Fall | CH4 Import - WC 2020 |  |  | 0 | QC
LCP_Inputs_ON_Electric_IEA_2023_05_05 | Methane | Dispatch-Import | QC | 2020 | Fall | CH4 Import - WC 2030 |  |  | 0 | QC
LCP_Inputs_ON_Electric_IEA_2023_05_05 | Methane | Dispatch-Import | QC | 2020 | Fall | CH4 Import - WC 2040 |  |  | 0 | QC
LCP_Inputs_ON_Electric_IEA_2023_05_05 | Methane | Dispatch-Import | QC | 2020 | Fall | CH4 Import - WC 2050 |  |  | 0 | QC
LCP_Inputs_ON_Electric_IEA_2023_05_05 | Methane | Dispatch-Import | QC | 2020 | Spring | CH4 Import - NY 2020 |  |  | 0 | QC
LCP_Inputs_ON_Electric_IEA_2023_05_05 | Methane | Dispatch-Import | QC | 2020 | Spring | CH4 Import - NY 2030 |  |  | 0 | QC
LCP_Inputs_ON_Electric_IEA_2023_05_05 | Methane | Dispatch-Import | QC | 2020 | Spring | CH4 Import - NY 2040 |  |  | 0 | QC
LCP_Inputs_ON_Electric_IEA_2023_05_05 | Methane | Dispatch-Import | QC | 2020 | Spring | CH4 Import - NY 2050 |  |  | 0 | QC
LCP_Inputs_ON_Electric_IEA_2023_05_05 | Methane | Dispatch-Import | QC | 2020 | Spring | CH4 Import - WC 2020 |  |  | 0 | QC
LCP_Inputs_ON_Electric_IEA_2023_05_05 | Methane | Dispatch-Import | QC | 2020 | Spring | CH4 Import - WC 2030 |  |  | 0 | QC
LCP_Inputs_ON_Electric_IEA_2023_05_05 | Methane | Dispatch-Import | QC | 2020 | Spring | CH4 Import - WC 2040 |  |  | 0 | QC
LCP_Inputs_ON_Electric_IEA_2023_05_05 | Methane | Dispatch-Import | QC | 2020 | Spring | CH4 Import - WC 2050 |  |  | 0 | QC
LCP_Inputs_ON_Electric_IEA_2023_05_05 | Methane | Dispatch-Import | QC | 2020 | Summer | CH4 Import - NY 2020 |  |  | 0 | QC
LCP_Inputs_ON_Electric_IEA_2023_05_05 | Methane | Dispatch-Import | QC | 2020 | Summer | CH4 Import - NY 2030 |  |  | 0 | QC
LCP_Inputs_ON_Electric_IEA_2023_05_05 | Methane | Dispatch-Import | QC | 2020 | Summer | CH4 Import - NY 2040 |  |  | 0 | QC
LCP_Inputs_ON_Electric_IEA_2023_05_05 | Methane | Dispatch-Import | QC | 2020 | Summer | CH4 Import - NY 2050 |  |  | 0 | QC
LCP_Inputs_ON_Electric_IEA_2023_05_05 | Methane | Dispatch-Import | QC | 2020 | Summer | CH4 Import - WC 2020 |  |  | 0 | QC
LCP_Inputs_ON_Electric_IEA_2023_05_05 | Methane | Dispatch-Import | QC | 2020 | Summer | CH4 Import - WC 2030 |  |  | 0 | QC
LCP_Inputs_ON_Electric_IEA_2023_05_05 | Methane | Dispatch-Import | QC | 2020 | Summer | CH4 Import - WC 2040 |  |  | 0 | QC
LCP_Inputs_ON_Electric_IEA_2023_05_05 | Methane | Dispatch-Import | QC | 2020 | Summer | CH4 Import - WC 2050 |  |  | 0 | QC
LCP_Inputs_ON_Electric_IEA_2023_05_05 | Methane | Dispatch-Import | QC | 2020 | Winter | CH4 Import - NY 2020 |  |  | 0 | QC
LCP_Inputs_ON_Electric_IEA_2023_05_05 | Methane | Dispatch-Import | QC | 2020 | Winter | CH4 Import - NY 2030 |  |  | 0 | QC
LCP_Inputs_ON_Electric_IEA_2023_05_05 | Methane | Dispatch-Import | QC | 2020 | Winter | CH4 Import - NY 2040 |  |  | 0 | QC
LCP_Inputs_ON_Electric_IEA_2023_05_05 | Methane | Dispatch-Import | QC | 2020 | Winter | CH4 Import - NY 2050 |  |  | 0 | QC
LCP_Inputs_ON_Electric_IEA_2023_05_05 | Methane | Dispatch-Import | QC | 2020 | Winter | CH4 Import - WC 2020 |  |  | 0 | QC
LCP_Inputs_ON_Electric_IEA_2023_05_05 | Methane | Dispatch-Import | QC | 2020 | Winter | CH4 Import - WC 2030 |  |  | 0 | QC
LCP_Inputs_ON_Electric_IEA_2023_05_05 | Methane | Dispatch-Import | QC | 2020 | Winter | CH4 Import - WC 2040 |  |  | 0 | QC
LCP_Inputs_ON_Electric_IEA_2023_05_05 | Methane | Dispatch-Import | QC | 2020 | Winter | CH4 Import - WC 2050 |  |  | 0 | QC
LCP_Inputs_ON_Electric_IEA_2023_05_05 | Methane | Dispatch-Import | QC | 2020 | Winter Peak | CH4 Import - NY 2020 |  |  | 0 | QC
LCP_Inputs_ON_Electric_IEA_2023_05_05 | Methane | Dispatch-Import | QC | 2020 | Winter Peak | CH4 Import - NY 2030 |  |  | 0 | QC
LCP_Inputs_ON_Electric_IEA_2023_05_05 | Methane | Dispatch-Import | QC | 2020 | Winter Peak | CH4 Import - NY 2040 |  |  | 0 | QC
LCP_Inputs_ON_Electric_IEA_2023_05_05 | Methane | Dispatch-Import | QC | 2020 | Winter Peak | CH4 Import - NY 2050 |  |  | 0 | QC
LCP_Inputs_ON_Electric_IEA_2023_05_05 | Methane | Dispatch-Import | QC | 2020 | Winter Peak | CH4 Import - WC 2020 |  |  | 0 | QC
LCP_Inputs_ON_Electric_IEA_2023_05_05 | Methane | Dispatch-Import | QC | 2020 | Winter Peak | CH4 Import - WC 2030 |  |  | 0 | QC
LCP_Inputs_ON_Electric_IEA_2023_05_05 | Methane | Dispatch-Import | QC | 2020 | Winter Peak | CH4 Import - WC 2040 |  |  | 0 | QC
LCP_Inputs_ON_Electric_IEA_2023_05_05 | Methane | Dispatch-Import | QC | 2020 | Winter Peak | CH4 Import - WC 2050 |  |  | 0 | QC
LCP_Inputs_ON_Electric_IEA_2023_05_05 | Methane | Dispatch-Import | QC | 2030 | Fall | CH4 Import - NY 2020 |  |  | 0 | QC
LCP_Inputs_ON_Electric_IEA_2023_05_05 | Methane | Dispatch-Import | QC | 2030 | Fall | CH4 Import - NY 2030 |  |  | 0 | QC
LCP_Inputs_ON_Electric_IEA_2023_05_05 | Methane | Dispatch-Import | QC | 2030 | Fall | CH4 Import - NY 2040 |  |  | 0 | QC
LCP_Inputs_ON_Electric_IEA_2023_05_05 | Methane | Dispatch-Import | QC | 2030 | Fall | CH4 Import - NY 2050 |  |  | 0 | QC
LCP_Inputs_ON_Electric_IEA_2023_05_05 | Methane | Dispatch-Import | QC | 2030 | Fall | CH4 Import - WC 2020 |  |  | 0 | QC
LCP_Inputs_ON_Electric_IEA_2023_05_05 | Methane | Dispatch-Import | QC | 2030 | Fall | CH4 Import - WC 2030 |  |  | 0 | QC
LCP_Inputs_ON_Electric_IEA_2023_05_05 | Methane | Dispatch-Import | QC | 2030 | Fall | CH4 Import - WC 2040 |  |  | 0 | QC
LCP_Inputs_ON_Electric_IEA_2023_05_05 | Methane | Dispatch-Import | QC | 2030 | Fall | CH4 Import - WC 2050 |  |  | 0 | QC
LCP_Inputs_ON_Electric_IEA_2023_05_05 | Methane | Dispatch-Import | QC | 2030 | Spring | CH4 Import - NY 2020 |  |  | 0 | QC
LCP_Inputs_ON_Electric_IEA_2023_05_05 | Methane | Dispatch-Import | QC | 2030 | Spring | CH4 Import - NY 2030 |  |  | 0 | QC
LCP_Inputs_ON_Electric_IEA_2023_05_05 | Methane | Dispatch-Import | QC | 2030 | Spring | CH4 Import - NY 2040 |  |  | 0 | QC
LCP_Inputs_ON_Electric_IEA_2023_05_05 | Methane | Dispatch-Import | QC | 2030 | Spring | CH4 Import - NY 2050 |  |  | 0 | QC
LCP_Inputs_ON_Electric_IEA_2023_05_05 | Methane | Dispatch-Import | QC | 2030 | Spring | CH4 Import - WC 2020 |  |  | 0 | QC
LCP_Inputs_ON_Electric_IEA_2023_05_05 | Methane | Dispatch-Import | QC | 2030 | Spring | CH4 Import - WC 2030 |  |  | 0 | QC
LCP_Inputs_ON_Electric_IEA_2023_05_05 | Methane | Dispatch-Import | QC | 2030 | Spring | CH4 Import - WC 2040 |  |  | 0 | QC
LCP_Inputs_ON_Electric_IEA_2023_05_05 | Methane | Dispatch-Import | QC | 2030 | Spring | CH4 Import - WC 2050 |  |  | 0 | QC
LCP_Inputs_ON_Electric_IEA_2023_05_05 | Methane | Dispatch-Import | QC | 2030 | Summer | CH4 Import - NY 2020 |  |  | 0 | QC
LCP_Inputs_ON_Electric_IEA_2023_05_05 | Methane | Dispatch-Import | QC | 2030 | Summer | CH4 Import - NY 2030 |  |  | 0 | QC
LCP_Inputs_ON_Electric_IEA_2023_05_05 | Methane | Dispatch-Import | QC | 2030 | Summer | CH4 Import - NY 2040 |  |  | 0 | QC
LCP_Inputs_ON_Electric_IEA_2023_05_05 | Methane | Dispatch-Import | QC | 2030 | Summer | CH4 Import - NY 2050 |  |  | 0 | QC
LCP_Inputs_ON_Electric_IEA_2023_05_05 | Methane | Dispatch-Import | QC | 2030 | Summer | CH4 Import - WC 2020 |  |  | 0 | QC
LCP_Inputs_ON_Electric_IEA_2023_05_05 | Methane | Dispatch-Import | QC | 2030 | Summer | CH4 Import - WC 2030 |  |  | 0 | QC
LCP_Inputs_ON_Electric_IEA_2023_05_05 | Methane | Dispatch-Import | QC | 2030 | Summer | CH4 Import - WC 2040 |  |  | 0 | QC
LCP_Inputs_ON_Electric_IEA_2023_05_05 | Methane | Dispatch-Import | QC | 2030 | Summer | CH4 Import - WC 2050 |  |  | 0 | QC
LCP_Inputs_ON_Electric_IEA_2023_05_05 | Methane | Dispatch-Import | QC | 2030 | Winter | CH4 Import - NY 2020 |  |  | 0 | QC
LCP_Inputs_ON_Electric_IEA_2023_05_05 | Methane | Dispatch-Import | QC | 2030 | Winter | CH4 Import - NY 2030 |  |  | 0 | QC
LCP_Inputs_ON_Electric_IEA_2023_05_05 | Methane | Dispatch-Import | QC | 2030 | Winter | CH4 Import - NY 2040 |  |  | 0 | QC
LCP_Inputs_ON_Electric_IEA_2023_05_05 | Methane | Dispatch-Import | QC | 2030 | Winter | CH4 Import - NY 2050 |  |  | 0 | QC
LCP_Inputs_ON_Electric_IEA_2023_05_05 | Methane | Dispatch-Import | QC | 2030 | Winter | CH4 Import - WC 2020 |  |  | 0 | QC
LCP_Inputs_ON_Electric_IEA_2023_05_05 | Methane | Dispatch-Import | QC | 2030 | Winter | CH4 Import - WC 2030 |  |  | 0 | QC
LCP_Inputs_ON_Electric_IEA_2023_05_05 | Methane | Dispatch-Import | QC | 2030 | Winter | CH4 Import - WC 2040 |  |  | 0 | QC
LCP_Inputs_ON_Electric_IEA_2023_05_05 | Methane | Dispatch-Import | QC | 2030 | Winter | CH4 Import - WC 2050 |  |  | 0 | QC
LCP_Inputs_ON_Electric_IEA_2023_05_05 | Methane | Dispatch-Import | QC | 2030 | Winter Peak | CH4 Import - NY 2020 |  |  | 0 | QC
LCP_Inputs_ON_Electric_IEA_2023_05_05 | Methane | Dispatch-Import | QC | 2030 | Winter Peak | CH4 Import - NY 2030 |  |  | 0 | QC
LCP_Inputs_ON_Electric_IEA_2023_05_05 | Methane | Dispatch-Import | QC | 2030 | Winter Peak | CH4 Import - NY 2040 |  |  | 0 | QC
LCP_Inputs_ON_Electric_IEA_2023_05_05 | Methane | Dispatch-Import | QC | 2030 | Winter Peak | CH4 Import - NY 2050 |  |  | 0 | QC
LCP_Inputs_ON_Electric_IEA_2023_05_05 | Methane | Dispatch-Import | QC | 2030 | Winter Peak | CH4 Import - WC 2020 |  |  | 0 | QC
LCP_Inputs_ON_Electric_IEA_2023_05_05 | Methane | Dispatch-Import | QC | 2030 | Winter Peak | CH4 Import - WC 2030 |  |  | 0 | QC
LCP_Inputs_ON_Electric_IEA_2023_05_05 | Methane | Dispatch-Import | QC | 2030 | Winter Peak | CH4 Import - WC 2040 |  |  | 0 | QC
LCP_Inputs_ON_Electric_IEA_2023_05_05 | Methane | Dispatch-Import | QC | 2030 | Winter Peak | CH4 Import - WC 2050 |  |  | 0 | QC
LCP_Inputs_ON_Electric_IEA_2023_05_05 | Methane | Dispatch-Import | QC | 2040 | Fall | CH4 Import - NY 2020 |  |  | 0 | QC
LCP_Inputs_ON_Electric_IEA_2023_05_05 | Methane | Dispatch-Import | QC | 2040 | Fall | CH4 Import - NY 2030 |  |  | 0 | QC
LCP_Inputs_ON_Electric_IEA_2023_05_05 | Methane | Dispatch-Import | QC | 2040 | Fall | CH4 Import - NY 2040 |  |  | 0 | QC
LCP_Inputs_ON_Electric_IEA_2023_05_05 | Methane | Dispatch-Import | QC | 2040 | Fall | CH4 Import - NY 2050 |  |  | 0 | QC
LCP_Inputs_ON_Electric_IEA_2023_05_05 | Methane | Dispatch-Import | QC | 2040 | Fall | CH4 Import - WC 2020 |  |  | 0 | QC
LCP_Inputs_ON_Electric_IEA_2023_05_05 | Methane | Dispatch-Import | QC | 2040 | Fall | CH4 Import - WC 2030 |  |  | 0 | QC
LCP_Inputs_ON_Electric_IEA_2023_05_05 | Methane | Dispatch-Import | QC | 2040 | Fall | CH4 Import - WC 2040 |  |  | 0 | QC
LCP_Inputs_ON_Electric_IEA_2023_05_05 | Methane | Dispatch-Import | QC | 2040 | Fall | CH4 Import - WC 2050 |  |  | 0 | QC
LCP_Inputs_ON_Electric_IEA_2023_05_05 | Methane | Dispatch-Import | QC | 2040 | Spring | CH4 Import - NY 2020 |  |  | 0 | QC
LCP_Inputs_ON_Electric_IEA_2023_05_05 | Methane | Dispatch-Import | QC | 2040 | Spring | CH4 Import - NY 2030 |  |  | 0 | QC
LCP_Inputs_ON_Electric_IEA_2023_05_05 | Methane | Dispatch-Import | QC | 2040 | Spring | CH4 Import - NY 2040 |  |  | 0 | QC
LCP_Inputs_ON_Electric_IEA_2023_05_05 | Methane | Dispatch-Import | QC | 2040 | Spring | CH4 Import - NY 2050 |  |  | 0 | QC
LCP_Inputs_ON_Electric_IEA_2023_05_05 | Methane | Dispatch-Import | QC | 2040 | Spring | CH4 Import - WC 2020 |  |  | 0 | QC
LCP_Inputs_ON_Electric_IEA_2023_05_05 | Methane | Dispatch-Import | QC | 2040 | Spring | CH4 Import - WC 2030 |  |  | 0 | QC
LCP_Inputs_ON_Electric_IEA_2023_05_05 | Methane | Dispatch-Import | QC | 2040 | Spring | CH4 Import - WC 2040 |  |  | 0 | QC
LCP_Inputs_ON_Electric_IEA_2023_05_05 | Methane | Dispatch-Import | QC | 2040 | Spring | CH4 Import - WC 2050 |  |  | 0 | QC
LCP_Inputs_ON_Electric_IEA_2023_05_05 | Methane | Dispatch-Import | QC | 2040 | Summer | CH4 Import - NY 2020 |  |  | 0 | QC
LCP_Inputs_ON_Electric_IEA_2023_05_05 | Methane | Dispatch-Import | QC | 2040 | Summer | CH4 Import - NY 2030 |  |  | 0 | QC
LCP_Inputs_ON_Electric_IEA_2023_05_05 | Methane | Dispatch-Import | QC | 2040 | Summer | CH4 Import - NY 2040 |  |  | 0 | QC
LCP_Inputs_ON_Electric_IEA_2023_05_05 | Methane | Dispatch-Import | QC | 2040 | Summer | CH4 Import - NY 2050 |  |  | 0 | QC
LCP_Inputs_ON_Electric_IEA_2023_05_05 | Methane | Dispatch-Import | QC | 2040 | Summer | CH4 Import - WC 2020 |  |  | 0 | QC
LCP_Inputs_ON_Electric_IEA_2023_05_05 | Methane | Dispatch-Import | QC | 2040 | Summer | CH4 Import - WC 2030 |  |  | 0 | QC
LCP_Inputs_ON_Electric_IEA_2023_05_05 | Methane | Dispatch-Import | QC | 2040 | Summer | CH4 Import - WC 2040 |  |  | 0 | QC
LCP_Inputs_ON_Electric_IEA_2023_05_05 | Methane | Dispatch-Import | QC | 2040 | Summer | CH4 Import - WC 2050 |  |  | 0 | QC
LCP_Inputs_ON_Electric_IEA_2023_05_05 | Methane | Dispatch-Import | QC | 2040 | Winter | CH4 Import - NY 2020 |  |  | 0 | QC
LCP_Inputs_ON_Electric_IEA_2023_05_05 | Methane | Dispatch-Import | QC | 2040 | Winter | CH4 Import - NY 2030 |  |  | 0 | QC
LCP_Inputs_ON_Electric_IEA_2023_05_05 | Methane | Dispatch-Import | QC | 2040 | Winter | CH4 Import - NY 2040 |  |  | 0 | QC
LCP_Inputs_ON_Electric_IEA_2023_05_05 | Methane | Dispatch-Import | QC | 2040 | Winter | CH4 Import - NY 2050 |  |  | 0 | QC
LCP_Inputs_ON_Electric_IEA_2023_05_05 | Methane | Dispatch-Import | QC | 2040 | Winter | CH4 Import - WC 2020 |  |  | 0 | QC
LCP_Inputs_ON_Electric_IEA_2023_05_05 | Methane | Dispatch-Import | QC | 2040 | Winter | CH4 Import - WC 2030 |  |  | 0 | QC
LCP_Inputs_ON_Electric_IEA_2023_05_05 | Methane | Dispatch-Import | QC | 2040 | Winter | CH4 Import - WC 2040 |  |  | 0 | QC
LCP_Inputs_ON_Electric_IEA_2023_05_05 | Methane | Dispatch-Import | QC | 2040 | Winter | CH4 Import - WC 2050 |  |  | 0 | QC
LCP_Inputs_ON_Electric_IEA_2023_05_05 | Methane | Dispatch-Import | QC | 2040 | Winter Peak | CH4 Import - NY 2020 |  |  | 0 | QC
LCP_Inputs_ON_Electric_IEA_2023_05_05 | Methane | Dispatch-Import | QC | 2040 | Winter Peak | CH4 Import - NY 2030 |  |  | 0 | QC
LCP_Inputs_ON_Electric_IEA_2023_05_05 | Methane | Dispatch-Import | QC | 2040 | Winter Peak | CH4 Import - NY 2040 |  |  | 0 | QC
LCP_Inputs_ON_Electric_IEA_2023_05_05 | Methane | Dispatch-Import | QC | 2040 | Winter Peak | CH4 Import - NY 2050 |  |  | 0 | QC
LCP_Inputs_ON_Electric_IEA_2023_05_05 | Methane | Dispatch-Import | QC | 2040 | Winter Peak | CH4 Import - WC 2020 |  |  | 0 | QC
LCP_Inputs_ON_Electric_IEA_2023_05_05 | Methane | Dispatch-Import | QC | 2040 | Winter Peak | CH4 Import - WC 2030 |  |  | 0 | QC
LCP_Inputs_ON_Electric_IEA_2023_05_05 | Methane | Dispatch-Import | QC | 2040 | Winter Peak | CH4 Import - WC 2040 |  |  | 0 | QC
LCP_Inputs_ON_Electric_IEA_2023_05_05 | Methane | Dispatch-Import | QC | 2040 | Winter Peak | CH4 Import - WC 2050 |  |  | 0 | QC
LCP_Inputs_ON_Electric_IEA_2023_05_05 | Methane | Dispatch-Import | QC | 2050 | Fall | CH4 Import - NY 2020 |  |  | 0 | QC
LCP_Inputs_ON_Electric_IEA_2023_05_05 | Methane | Dispatch-Import | QC | 2050 | Fall | CH4 Import - NY 2030 |  |  | 0 | QC
LCP_Inputs_ON_Electric_IEA_2023_05_05 | Methane | Dispatch-Import | QC | 2050 | Fall | CH4 Import - NY 2040 |  |  | 0 | QC
LCP_Inputs_ON_Electric_IEA_2023_05_05 | Methane | Dispatch-Import | QC | 2050 | Fall | CH4 Import - NY 2050 |  |  | 0 | QC
LCP_Inputs_ON_Electric_IEA_2023_05_05 | Methane | Dispatch-Import | QC | 2050 | Fall | CH4 Import - WC 2020 |  |  | 0 | QC
LCP_Inputs_ON_Electric_IEA_2023_05_05 | Methane | Dispatch-Import | QC | 2050 | Fall | CH4 Import - WC 2030 |  |  | 0 | QC
LCP_Inputs_ON_Electric_IEA_2023_05_05 | Methane | Dispatch-Import | QC | 2050 | Fall | CH4 Import - WC 2040 |  |  | 0 | QC
LCP_Inputs_ON_Electric_IEA_2023_05_05 | Methane | Dispatch-Import | QC | 2050 | Fall | CH4 Import - WC 2050 |  |  | 0 | QC
LCP_Inputs_ON_Electric_IEA_2023_05_05 | Methane | Dispatch-Import | QC | 2050 | Spring | CH4 Import - NY 2020 |  |  | 0 | QC
LCP_Inputs_ON_Electric_IEA_2023_05_05 | Methane | Dispatch-Import | QC | 2050 | Spring | CH4 Import - NY 2030 |  |  | 0 | QC
LCP_Inputs_ON_Electric_IEA_2023_05_05 | Methane | Dispatch-Import | QC | 2050 | Spring | CH4 Import - NY 2040 |  |  | 0 | QC
LCP_Inputs_ON_Electric_IEA_2023_05_05 | Methane | Dispatch-Import | QC | 2050 | Spring | CH4 Import - NY 2050 |  |  | 0 | QC
LCP_Inputs_ON_Electric_IEA_2023_05_05 | Methane | Dispatch-Import | QC | 2050 | Spring | CH4 Import - WC 2020 |  |  | 0 | QC
LCP_Inputs_ON_Electric_IEA_2023_05_05 | Methane | Dispatch-Import | QC | 2050 | Spring | CH4 Import - WC 2030 |  |  | 0 | QC
LCP_Inputs_ON_Electric_IEA_2023_05_05 | Methane | Dispatch-Import | QC | 2050 | Spring | CH4 Import - WC 2040 |  |  | 0 | QC
LCP_Inputs_ON_Electric_IEA_2023_05_05 | Methane | Dispatch-Import | QC | 2050 | Spring | CH4 Import - WC 2050 |  |  | 0 | QC
LCP_Inputs_ON_Electric_IEA_2023_05_05 | Methane | Dispatch-Import | QC | 2050 | Summer | CH4 Import - NY 2020 |  |  | 0 | QC
LCP_Inputs_ON_Electric_IEA_2023_05_05 | Methane | Dispatch-Import | QC | 2050 | Summer | CH4 Import - NY 2030 |  |  | 0 | QC
LCP_Inputs_ON_Electric_IEA_2023_05_05 | Methane | Dispatch-Import | QC | 2050 | Summer | CH4 Import - NY 2040 |  |  | 0 | QC
LCP_Inputs_ON_Electric_IEA_2023_05_05 | Methane | Dispatch-Import | QC | 2050 | Summer | CH4 Import - NY 2050 |  |  | 0 | QC
LCP_Inputs_ON_Electric_IEA_2023_05_05 | Methane | Dispatch-Import | QC | 2050 | Summer | CH4 Import - WC 2020 |  |  | 0 | QC
LCP_Inputs_ON_Electric_IEA_2023_05_05 | Methane | Dispatch-Import | QC | 2050 | Summer | CH4 Import - WC 2030 |  |  | 0 | QC
LCP_Inputs_ON_Electric_IEA_2023_05_05 | Methane | Dispatch-Import | QC | 2050 | Summer | CH4 Import - WC 2040 |  |  | 0 | QC
LCP_Inputs_ON_Electric_IEA_2023_05_05 | Methane | Dispatch-Import | QC | 2050 | Summer | CH4 Import - WC 2050 |  |  | 0 | QC
LCP_Inputs_ON_Electric_IEA_2023_05_05 | Methane | Dispatch-Import | QC | 2050 | Winter | CH4 Import - NY 2020 |  |  | 0 | QC
LCP_Inputs_ON_Electric_IEA_2023_05_05 | Methane | Dispatch-Import | QC | 2050 | Winter | CH4 Import - NY 2030 |  |  | 0 | QC
LCP_Inputs_ON_Electric_IEA_2023_05_05 | Methane | Dispatch-Import | QC | 2050 | Winter | CH4 Import - NY 2040 |  |  | 0 | QC
LCP_Inputs_ON_Electric_IEA_2023_05_05 | Methane | Dispatch-Import | QC | 2050 | Winter | CH4 Import - NY 2050 |  |  | 0 | QC
LCP_Inputs_ON_Electric_IEA_2023_05_05 | Methane | Dispatch-Import | QC | 2050 | Winter | CH4 Import - WC 2020 |  |  | 0 | QC
LCP_Inputs_ON_Electric_IEA_2023_05_05 | Methane | Dispatch-Import | QC | 2050 | Winter | CH4 Import - WC 2030 |  |  | 0 | QC
LCP_Inputs_ON_Electric_IEA_2023_05_05 | Methane | Dispatch-Import | QC | 2050 | Winter | CH4 Import - WC 2040 |  |  | 0 | QC
LCP_Inputs_ON_Electric_IEA_2023_05_05 | Methane | Dispatch-Import | QC | 2050 | Winter | CH4 Import - WC 2050 |  |  | 0 | QC
LCP_Inputs_ON_Electric_IEA_2023_05_05 | Methane | Dispatch-Import | QC | 2050 | Winter Peak | CH4 Import - NY 2020 |  |  | 0 | QC
LCP_Inputs_ON_Electric_IEA_2023_05_05 | Methane | Dispatch-Import | QC | 2050 | Winter Peak | CH4 Import - NY 2030 |  |  | 0 | QC
LCP_Inputs_ON_Electric_IEA_2023_05_05 | Methane | Dispatch-Import | QC | 2050 | Winter Peak | CH4 Import - NY 2040 |  |  | 0 | QC
LCP_Inputs_ON_Electric_IEA_2023_05_05 | Methane | Dispatch-Import | QC | 2050 | Winter Peak | CH4 Import - NY 2050 |  |  | 0 | QC
LCP_Inputs_ON_Electric_IEA_2023_05_05 | Methane | Dispatch-Import | QC | 2050 | Winter Peak | CH4 Import - WC 2020 |  |  | 0 | QC
LCP_Inputs_ON_Electric_IEA_2023_05_05 | Methane | Dispatch-Import | QC | 2050 | Winter Peak | CH4 Import - WC 2030 |  |  | 0 | QC
LCP_Inputs_ON_Electric_IEA_2023_05_05 | Methane | Dispatch-Import | QC | 2050 | Winter Peak | CH4 Import - WC 2040 |  |  | 0 | QC
LCP_Inputs_ON_Electric_IEA_2023_05_05 | Methane | Dispatch-Import | QC | 2050 | Winter Peak | CH4 Import - WC 2050 |  |  | 0 | QC
LCP_Inputs_ON_Electric_IEA_2023_05_05 | Methane | Dispatch-Import | WC | 2020 | Fall | CH4 Import - NY 2020 |  |  | 0 | WC
LCP_Inputs_ON_Electric_IEA_2023_05_05 | Methane | Dispatch-Import | WC | 2020 | Fall | CH4 Import - NY 2030 |  |  | 0 | WC
LCP_Inputs_ON_Electric_IEA_2023_05_05 | Methane | Dispatch-Import | WC | 2020 | Fall | CH4 Import - NY 2040 |  |  | 0 | WC
LCP_Inputs_ON_Electric_IEA_2023_05_05 | Methane | Dispatch-Import | WC | 2020 | Fall | CH4 Import - NY 2050 |  |  | 0 | WC
LCP_Inputs_ON_Electric_IEA_2023_05_05 | Methane | Dispatch-Import | WC | 2020 | Fall | CH4 Import - WC 2020 |  |  | 28885158.2421 | WC
LCP_Inputs_ON_Electric_IEA_2023_05_05 | Methane | Dispatch-Import | WC | 2020 | Fall | CH4 Import - WC 2030 |  |  | 0 | WC
LCP_Inputs_ON_Electric_IEA_2023_05_05 | Methane | Dispatch-Import | WC | 2020 | Fall | CH4 Import - WC 2040 |  |  | 0 | WC
LCP_Inputs_ON_Electric_IEA_2023_05_05 | Methane | Dispatch-Import | WC | 2020 | Fall | CH4 Import - WC 2050 |  |  | 0 | WC
LCP_Inputs_ON_Electric_IEA_2023_05_05 | Methane | Dispatch-Import | WC | 2020 | Spring | CH4 Import - NY 2020 |  |  | 0 | WC
LCP_Inputs_ON_Electric_IEA_2023_05_05 | Methane | Dispatch-Import | WC | 2020 | Spring | CH4 Import - NY 2030 |  |  | 0 | WC
LCP_Inputs_ON_Electric_IEA_2023_05_05 | Methane | Dispatch-Import | WC | 2020 | Spring | CH4 Import - NY 2040 |  |  | 0 | WC
LCP_Inputs_ON_Electric_IEA_2023_05_05 | Methane | Dispatch-Import | WC | 2020 | Spring | CH4 Import - NY 2050 |  |  | 0 | WC
LCP_Inputs_ON_Electric_IEA_2023_05_05 | Methane | Dispatch-Import | WC | 2020 | Spring | CH4 Import - WC 2020 |  |  | 78515204.2352 | WC
LCP_Inputs_ON_Electric_IEA_2023_05_05 | Methane | Dispatch-Import | WC | 2020 | Spring | CH4 Import - WC 2030 |  |  | 0 | WC
LCP_Inputs_ON_Electric_IEA_2023_05_05 | Methane | Dispatch-Import | WC | 2020 | Spring | CH4 Import - WC 2040 |  |  | 0 | WC
LCP_Inputs_ON_Electric_IEA_2023_05_05 | Methane | Dispatch-Import | WC | 2020 | Spring | CH4 Import - WC 2050 |  |  | 0 | WC
LCP_Inputs_ON_Electric_IEA_2023_05_05 | Methane | Dispatch-Import | WC | 2020 | Summer | CH4 Import - NY 2020 |  |  | 0 | WC
LCP_Inputs_ON_Electric_IEA_2023_05_05 | Methane | Dispatch-Import | WC | 2020 | Summer | CH4 Import - NY 2030 |  |  | 0 | WC
LCP_Inputs_ON_Electric_IEA_2023_05_05 | Methane | Dispatch-Import | WC | 2020 | Summer | CH4 Import - NY 2040 |  |  | 0 | WC
LCP_Inputs_ON_Electric_IEA_2023_05_05 | Methane | Dispatch-Import | WC | 2020 | Summer | CH4 Import - NY 2050 |  |  | 0 | WC
LCP_Inputs_ON_Electric_IEA_2023_05_05 | Methane | Dispatch-Import | WC | 2020 | Summer | CH4 Import - WC 2020 |  |  | 20814091.7395 | WC
LCP_Inputs_ON_Electric_IEA_2023_05_05 | Methane | Dispatch-Import | WC | 2020 | Summer | CH4 Import - WC 2030 |  |  | 0 | WC
LCP_Inputs_ON_Electric_IEA_2023_05_05 | Methane | Dispatch-Import | WC | 2020 | Summer | CH4 Import - WC 2040 |  |  | 0 | WC
LCP_Inputs_ON_Electric_IEA_2023_05_05 | Methane | Dispatch-Import | WC | 2020 | Summer | CH4 Import - WC 2050 |  |  | 0 | WC
LCP_Inputs_ON_Electric_IEA_2023_05_05 | Methane | Dispatch-Import | WC | 2020 | Winter | CH4 Import - NY 2020 |  |  | 0 | WC
LCP_Inputs_ON_Electric_IEA_2023_05_05 | Methane | Dispatch-Import | WC | 2020 | Winter | CH4 Import - NY 2030 |  |  | 0 | WC
LCP_Inputs_ON_Electric_IEA_2023_05_05 | Methane | Dispatch-Import | WC | 2020 | Winter | CH4 Import - NY 2040 |  |  | 0 | WC
LCP_Inputs_ON_Electric_IEA_2023_05_05 | Methane | Dispatch-Import | WC | 2020 | Winter | CH4 Import - NY 2050 |  |  | 0 | WC
LCP_Inputs_ON_Electric_IEA_2023_05_05 | Methane | Dispatch-Import | WC | 2020 | Winter | CH4 Import - WC 2020 |  |  | 101594370.3549 | WC
LCP_Inputs_ON_Electric_IEA_2023_05_05 | Methane | Dispatch-Import | WC | 2020 | Winter | CH4 Import - WC 2030 |  |  | 0 | WC
LCP_Inputs_ON_Electric_IEA_2023_05_05 | Methane | Dispatch-Import | WC | 2020 | Winter | CH4 Import - WC 2040 |  |  | 0 | WC
LCP_Inputs_ON_Electric_IEA_2023_05_05 | Methane | Dispatch-Import | WC | 2020 | Winter | CH4 Import - WC 2050 |  |  | 0 | WC
LCP_Inputs_ON_Electric_IEA_2023_05_05 | Methane | Dispatch-Import | WC | 2020 | Winter Peak | CH4 Import - NY 2020 |  |  | 0 | WC
LCP_Inputs_ON_Electric_IEA_2023_05_05 | Methane | Dispatch-Import | WC | 2020 | Winter Peak | CH4 Import - NY 2030 |  |  | 0 | WC
LCP_Inputs_ON_Electric_IEA_2023_05_05 | Methane | Dispatch-Import | WC | 2020 | Winter Peak | CH4 Import - NY 2040 |  |  | 0 | WC
LCP_Inputs_ON_Electric_IEA_2023_05_05 | Methane | Dispatch-Import | WC | 2020 | Winter Peak | CH4 Import - NY 2050 |  |  | 0 | WC
LCP_Inputs_ON_Electric_IEA_2023_05_05 | Methane | Dispatch-Import | WC | 2020 | Winter Peak | CH4 Import - WC 2020 |  |  | 1637520.2777 | WC
LCP_Inputs_ON_Electric_IEA_2023_05_05 | Methane | Dispatch-Import | WC | 2020 | Winter Peak | CH4 Import - WC 2030 |  |  | 0 | WC
LCP_Inputs_ON_Electric_IEA_2023_05_05 | Methane | Dispatch-Import | WC | 2020 | Winter Peak | CH4 Import - WC 2040 |  |  | 0 | WC
LCP_Inputs_ON_Electric_IEA_2023_05_05 | Methane | Dispatch-Import | WC | 2020 | Winter Peak | CH4 Import - WC 2050 |  |  | 0 | WC
LCP_Inputs_ON_Electric_IEA_2023_05_05 | Methane | Dispatch-Import | WC | 2030 | Fall | CH4 Import - NY 2020 |  |  | 0 | WC
LCP_Inputs_ON_Electric_IEA_2023_05_05 | Methane | Dispatch-Import | WC | 2030 | Fall | CH4 Import - NY 2030 |  |  | 0 | WC
LCP_Inputs_ON_Electric_IEA_2023_05_05 | Methane | Dispatch-Import | WC | 2030 | Fall | CH4 Import - NY 2040 |  |  | 0 | WC
LCP_Inputs_ON_Electric_IEA_2023_05_05 | Methane | Dispatch-Import | WC | 2030 | Fall | CH4 Import - NY 2050 |  |  | 0 | WC
LCP_Inputs_ON_Electric_IEA_2023_05_05 | Methane | Dispatch-Import | WC | 2030 | Fall | CH4 Import - WC 2020 |  |  | 0 | WC
LCP_Inputs_ON_Electric_IEA_2023_05_05 | Methane | Dispatch-Import | WC | 2030 | Fall | CH4 Import - WC 2030 |  |  | 23025996.2934 | WC
LCP_Inputs_ON_Electric_IEA_2023_05_05 | Methane | Dispatch-Import | WC | 2030 | Fall | CH4 Import - WC 2040 |  |  | 0 | WC
LCP_Inputs_ON_Electric_IEA_2023_05_05 | Methane | Dispatch-Import | WC | 2030 | Fall | CH4 Import - WC 2050 |  |  | 0 | WC
LCP_Inputs_ON_Electric_IEA_2023_05_05 | Methane | Dispatch-Import | WC | 2030 | Spring | CH4 Import - NY 2020 |  |  | 0 | WC
LCP_Inputs_ON_Electric_IEA_2023_05_05 | Methane | Dispatch-Import | WC | 2030 | Spring | CH4 Import - NY 2030 |  |  | 0 | WC
LCP_Inputs_ON_Electric_IEA_2023_05_05 | Methane | Dispatch-Import | WC | 2030 | Spring | CH4 Import - NY 2040 |  |  | 0 | WC
LCP_Inputs_ON_Electric_IEA_2023_05_05 | Methane | Dispatch-Import | WC | 2030 | Spring | CH4 Import - NY 2050 |  |  | 0 | WC
LCP_Inputs_ON_Electric_IEA_2023_05_05 | Methane | Dispatch-Import | WC | 2030 | Spring | CH4 Import - WC 2020 |  |  | 0 | WC
LCP_Inputs_ON_Electric_IEA_2023_05_05 | Methane | Dispatch-Import | WC | 2030 | Spring | CH4 Import - WC 2030 |  |  | 58431836.9587 | WC
LCP_Inputs_ON_Electric_IEA_2023_05_05 | Methane | Dispatch-Import | WC | 2030 | Spring | CH4 Import - WC 2040 |  |  | 0 | WC
LCP_Inputs_ON_Electric_IEA_2023_05_05 | Methane | Dispatch-Import | WC | 2030 | Spring | CH4 Import - WC 2050 |  |  | 0 | WC
LCP_Inputs_ON_Electric_IEA_2023_05_05 | Methane | Dispatch-Import | WC | 2030 | Summer | CH4 Import - NY 2020 |  |  | 0 | WC
LCP_Inputs_ON_Electric_IEA_2023_05_05 | Methane | Dispatch-Import | WC | 2030 | Summer | CH4 Import - NY 2030 |  |  | 0 | WC
LCP_Inputs_ON_Electric_IEA_2023_05_05 | Methane | Dispatch-Import | WC | 2030 | Summer | CH4 Import - NY 2040 |  |  | 0 | WC
LCP_Inputs_ON_Electric_IEA_2023_05_05 | Methane | Dispatch-Import | WC | 2030 | Summer | CH4 Import - NY 2050 |  |  | 0 | WC
LCP_Inputs_ON_Electric_IEA_2023_05_05 | Methane | Dispatch-Import | WC | 2030 | Summer | CH4 Import - WC 2020 |  |  | 0 | WC
LCP_Inputs_ON_Electric_IEA_2023_05_05 | Methane | Dispatch-Import | WC | 2030 | Summer | CH4 Import - WC 2030 |  |  | 0 | WC
LCP_Inputs_ON_Electric_IEA_2023_05_05 | Methane | Dispatch-Import | WC | 2030 | Summer | CH4 Import - WC 2040 |  |  | 0 | WC
LCP_Inputs_ON_Electric_IEA_2023_05_05 | Methane | Dispatch-Import | WC | 2030 | Summer | CH4 Import - WC 2050 |  |  | 0 | WC
LCP_Inputs_ON_Electric_IEA_2023_05_05 | Methane | Dispatch-Import | WC | 2030 | Winter | CH4 Import - NY 2020 |  |  | 0 | WC
LCP_Inputs_ON_Electric_IEA_2023_05_05 | Methane | Dispatch-Import | WC | 2030 | Winter | CH4 Import - NY 2030 |  |  | 0 | WC
LCP_Inputs_ON_Electric_IEA_2023_05_05 | Methane | Dispatch-Import | WC | 2030 | Winter | CH4 Import - NY 2040 |  |  | 0 | WC
LCP_Inputs_ON_Electric_IEA_2023_05_05 | Methane | Dispatch-Import | WC | 2030 | Winter | CH4 Import - NY 2050 |  |  | 0 | WC
LCP_Inputs_ON_Electric_IEA_2023_05_05 | Methane | Dispatch-Import | WC | 2030 | Winter | CH4 Import - WC 2020 |  |  | 0 | WC
LCP_Inputs_ON_Electric_IEA_2023_05_05 | Methane | Dispatch-Import | WC | 2030 | Winter | CH4 Import - WC 2030 |  |  | 106999629.4088 | WC
LCP_Inputs_ON_Electric_IEA_2023_05_05 | Methane | Dispatch-Import | WC | 2030 | Winter | CH4 Import - WC 2040 |  |  | 0 | WC
LCP_Inputs_ON_Electric_IEA_2023_05_05 | Methane | Dispatch-Import | WC | 2030 | Winter | CH4 Import - WC 2050 |  |  | 0 | WC
LCP_Inputs_ON_Electric_IEA_2023_05_05 | Methane | Dispatch-Import | WC | 2030 | Winter Peak | CH4 Import - NY 2020 |  |  | 0 | WC
LCP_Inputs_ON_Electric_IEA_2023_05_05 | Methane | Dispatch-Import | WC | 2030 | Winter Peak | CH4 Import - NY 2030 |  |  | 0 | WC
LCP_Inputs_ON_Electric_IEA_2023_05_05 | Methane | Dispatch-Import | WC | 2030 | Winter Peak | CH4 Import - NY 2040 |  |  | 0 | WC
LCP_Inputs_ON_Electric_IEA_2023_05_05 | Methane | Dispatch-Import | WC | 2030 | Winter Peak | CH4 Import - NY 2050 |  |  | 0 | WC
LCP_Inputs_ON_Electric_IEA_2023_05_05 | Methane | Dispatch-Import | WC | 2030 | Winter Peak | CH4 Import - WC 2020 |  |  | 0 | WC
LCP_Inputs_ON_Electric_IEA_2023_05_05 | Methane | Dispatch-Import | WC | 2030 | Winter Peak | CH4 Import - WC 2030 |  |  | 1640000 | WC
LCP_Inputs_ON_Electric_IEA_2023_05_05 | Methane | Dispatch-Import | WC | 2030 | Winter Peak | CH4 Import - WC 2040 |  |  | 0 | WC
LCP_Inputs_ON_Electric_IEA_2023_05_05 | Methane | Dispatch-Import | WC | 2030 | Winter Peak | CH4 Import - WC 2050 |  |  | 0 | WC
LCP_Inputs_ON_Electric_IEA_2023_05_05 | Methane | Dispatch-Import | WC | 2040 | Fall | CH4 Import - NY 2020 |  |  | 0 | WC
LCP_Inputs_ON_Electric_IEA_2023_05_05 | Methane | Dispatch-Import | WC | 2040 | Fall | CH4 Import - NY 2030 |  |  | 0 | WC
LCP_Inputs_ON_Electric_IEA_2023_05_05 | Methane | Dispatch-Import | WC | 2040 | Fall | CH4 Import - NY 2040 |  |  | 0 | WC
LCP_Inputs_ON_Electric_IEA_2023_05_05 | Methane | Dispatch-Import | WC | 2040 | Fall | CH4 Import - NY 2050 |  |  | 0 | WC
LCP_Inputs_ON_Electric_IEA_2023_05_05 | Methane | Dispatch-Import | WC | 2040 | Fall | CH4 Import - WC 2020 |  |  | 0 | WC
LCP_Inputs_ON_Electric_IEA_2023_05_05 | Methane | Dispatch-Import | WC | 2040 | Fall | CH4 Import - WC 2030 |  |  | 0 | WC
LCP_Inputs_ON_Electric_IEA_2023_05_05 | Methane | Dispatch-Import | WC | 2040 | Fall | CH4 Import - WC 2040 |  |  | 823660.7017 | WC
LCP_Inputs_ON_Electric_IEA_2023_05_05 | Methane | Dispatch-Import | WC | 2040 | Fall | CH4 Import - WC 2050 |  |  | 0 | WC
LCP_Inputs_ON_Electric_IEA_2023_05_05 | Methane | Dispatch-Import | WC | 2040 | Spring | CH4 Import - NY 2020 |  |  | 0 | WC
LCP_Inputs_ON_Electric_IEA_2023_05_05 | Methane | Dispatch-Import | WC | 2040 | Spring | CH4 Import - NY 2030 |  |  | 0 | WC
LCP_Inputs_ON_Electric_IEA_2023_05_05 | Methane | Dispatch-Import | WC | 2040 | Spring | CH4 Import - NY 2040 |  |  | 0 | WC
LCP_Inputs_ON_Electric_IEA_2023_05_05 | Methane | Dispatch-Import | WC | 2040 | Spring | CH4 Import - NY 2050 |  |  | 0 | WC
LCP_Inputs_ON_Electric_IEA_2023_05_05 | Methane | Dispatch-Import | WC | 2040 | Spring | CH4 Import - WC 2020 |  |  | 0 | WC
LCP_Inputs_ON_Electric_IEA_2023_05_05 | Methane | Dispatch-Import | WC | 2040 | Spring | CH4 Import - WC 2030 |  |  | 0 | WC
LCP_Inputs_ON_Electric_IEA_2023_05_05 | Methane | Dispatch-Import | WC | 2040 | Spring | CH4 Import - WC 2040 |  |  | 13170177.982 | WC
LCP_Inputs_ON_Electric_IEA_2023_05_05 | Methane | Dispatch-Import | WC | 2040 | Spring | CH4 Import - WC 2050 |  |  | 0 | WC
LCP_Inputs_ON_Electric_IEA_2023_05_05 | Methane | Dispatch-Import | WC | 2040 | Summer | CH4 Import - NY 2020 |  |  | 0 | WC
LCP_Inputs_ON_Electric_IEA_2023_05_05 | Methane | Dispatch-Import | WC | 2040 | Summer | CH4 Import - NY 2030 |  |  | 0 | WC
LCP_Inputs_ON_Electric_IEA_2023_05_05 | Methane | Dispatch-Import | WC | 2040 | Summer | CH4 Import - NY 2040 |  |  | 0 | WC
LCP_Inputs_ON_Electric_IEA_2023_05_05 | Methane | Dispatch-Import | WC | 2040 | Summer | CH4 Import - NY 2050 |  |  | 0 | WC
LCP_Inputs_ON_Electric_IEA_2023_05_05 | Methane | Dispatch-Import | WC | 2040 | Summer | CH4 Import - WC 2020 |  |  | 0 | WC
LCP_Inputs_ON_Electric_IEA_2023_05_05 | Methane | Dispatch-Import | WC | 2040 | Summer | CH4 Import - WC 2030 |  |  | 0 | WC
LCP_Inputs_ON_Electric_IEA_2023_05_05 | Methane | Dispatch-Import | WC | 2040 | Summer | CH4 Import - WC 2040 |  |  | 134825.7048 | WC
LCP_Inputs_ON_Electric_IEA_2023_05_05 | Methane | Dispatch-Import | WC | 2040 | Summer | CH4 Import - WC 2050 |  |  | 0 | WC
LCP_Inputs_ON_Electric_IEA_2023_05_05 | Methane | Dispatch-Import | WC | 2040 | Winter | CH4 Import - NY 2020 |  |  | 0 | WC
LCP_Inputs_ON_Electric_IEA_2023_05_05 | Methane | Dispatch-Import | WC | 2040 | Winter | CH4 Import - NY 2030 |  |  | 0 | WC
LCP_Inputs_ON_Electric_IEA_2023_05_05 | Methane | Dispatch-Import | WC | 2040 | Winter | CH4 Import - NY 2040 |  |  | 0 | WC
LCP_Inputs_ON_Electric_IEA_2023_05_05 | Methane | Dispatch-Import | WC | 2040 | Winter | CH4 Import - NY 2050 |  |  | 0 | WC
LCP_Inputs_ON_Electric_IEA_2023_05_05 | Methane | Dispatch-Import | WC | 2040 | Winter | CH4 Import - WC 2020 |  |  | 0 | WC
LCP_Inputs_ON_Electric_IEA_2023_05_05 | Methane | Dispatch-Import | WC | 2040 | Winter | CH4 Import - WC 2030 |  |  | 0 | WC
LCP_Inputs_ON_Electric_IEA_2023_05_05 | Methane | Dispatch-Import | WC | 2040 | Winter | CH4 Import - WC 2040 |  |  | 28273384.487 | WC
LCP_Inputs_ON_Electric_IEA_2023_05_05 | Methane | Dispatch-Import | WC | 2040 | Winter | CH4 Import - WC 2050 |  |  | 0 | WC
LCP_Inputs_ON_Electric_IEA_2023_05_05 | Methane | Dispatch-Import | WC | 2040 | Winter Peak | CH4 Import - NY 2020 |  |  | 0 | WC
LCP_Inputs_ON_Electric_IEA_2023_05_05 | Methane | Dispatch-Import | WC | 2040 | Winter Peak | CH4 Import - NY 2030 |  |  | 0 | WC
LCP_Inputs_ON_Electric_IEA_2023_05_05 | Methane | Dispatch-Import | WC | 2040 | Winter Peak | CH4 Import - NY 2040 |  |  | 0 | WC
LCP_Inputs_ON_Electric_IEA_2023_05_05 | Methane | Dispatch-Import | WC | 2040 | Winter Peak | CH4 Import - NY 2050 |  |  | 0 | WC
LCP_Inputs_ON_Electric_IEA_2023_05_05 | Methane | Dispatch-Import | WC | 2040 | Winter Peak | CH4 Import - WC 2020 |  |  | 0 | WC
LCP_Inputs_ON_Electric_IEA_2023_05_05 | Methane | Dispatch-Import | WC | 2040 | Winter Peak | CH4 Import - WC 2030 |  |  | 0 | WC
LCP_Inputs_ON_Electric_IEA_2023_05_05 | Methane | Dispatch-Import | WC | 2040 | Winter Peak | CH4 Import - WC 2040 |  |  | 1040750.5639 | WC
LCP_Inputs_ON_Electric_IEA_2023_05_05 | Methane | Dispatch-Import | WC | 2040 | Winter Peak | CH4 Import - WC 2050 |  |  | 0 | WC
LCP_Inputs_ON_Electric_IEA_2023_05_05 | Methane | Dispatch-Import | WC | 2050 | Fall | CH4 Import - NY 2020 |  |  | 0 | WC
LCP_Inputs_ON_Electric_IEA_2023_05_05 | Methane | Dispatch-Import | WC | 2050 | Fall | CH4 Import - NY 2030 |  |  | 0 | WC
LCP_Inputs_ON_Electric_IEA_2023_05_05 | Methane | Dispatch-Import | WC | 2050 | Fall | CH4 Import - NY 2040 |  |  | 0 | WC
LCP_Inputs_ON_Electric_IEA_2023_05_05 | Methane | Dispatch-Import | WC | 2050 | Fall | CH4 Import - NY 2050 |  |  | 0 | WC
LCP_Inputs_ON_Electric_IEA_2023_05_05 | Methane | Dispatch-Import | WC | 2050 | Fall | CH4 Import - WC 2020 |  |  | 0 | WC
LCP_Inputs_ON_Electric_IEA_2023_05_05 | Methane | Dispatch-Import | WC | 2050 | Fall | CH4 Import - WC 2030 |  |  | 0 | WC
LCP_Inputs_ON_Electric_IEA_2023_05_05 | Methane | Dispatch-Import | WC | 2050 | Fall | CH4 Import - WC 2040 |  |  | 0 | WC
LCP_Inputs_ON_Electric_IEA_2023_05_05 | Methane | Dispatch-Import | WC | 2050 | Fall | CH4 Import - WC 2050 |  |  | 0 | WC
LCP_Inputs_ON_Electric_IEA_2023_05_05 | Methane | Dispatch-Import | WC | 2050 | Spring | CH4 Import - NY 2020 |  |  | 0 | WC
LCP_Inputs_ON_Electric_IEA_2023_05_05 | Methane | Dispatch-Import | WC | 2050 | Spring | CH4 Import - NY 2030 |  |  | 0 | WC
LCP_Inputs_ON_Electric_IEA_2023_05_05 | Methane | Dispatch-Import | WC | 2050 | Spring | CH4 Import - NY 2040 |  |  | 0 | WC
LCP_Inputs_ON_Electric_IEA_2023_05_05 | Methane | Dispatch-Import | WC | 2050 | Spring | CH4 Import - NY 2050 |  |  | 0 | WC
LCP_Inputs_ON_Electric_IEA_2023_05_05 | Methane | Dispatch-Import | WC | 2050 | Spring | CH4 Import - WC 2020 |  |  | 0 | WC
LCP_Inputs_ON_Electric_IEA_2023_05_05 | Methane | Dispatch-Import | WC | 2050 | Spring | CH4 Import - WC 2030 |  |  | 0 | WC
LCP_Inputs_ON_Electric_IEA_2023_05_05 | Methane | Dispatch-Import | WC | 2050 | Spring | CH4 Import - WC 2040 |  |  | 0 | WC
LCP_Inputs_ON_Electric_IEA_2023_05_05 | Methane | Dispatch-Import | WC | 2050 | Spring | CH4 Import - WC 2050 |  |  | 0 | WC
LCP_Inputs_ON_Electric_IEA_2023_05_05 | Methane | Dispatch-Import | WC | 2050 | Summer | CH4 Import - NY 2020 |  |  | 0 | WC
LCP_Inputs_ON_Electric_IEA_2023_05_05 | Methane | Dispatch-Import | WC | 2050 | Summer | CH4 Import - NY 2030 |  |  | 0 | WC
LCP_Inputs_ON_Electric_IEA_2023_05_05 | Methane | Dispatch-Import | WC | 2050 | Summer | CH4 Import - NY 2040 |  |  | 0 | WC
LCP_Inputs_ON_Electric_IEA_2023_05_05 | Methane | Dispatch-Import | WC | 2050 | Summer | CH4 Import - NY 2050 |  |  | 0 | WC
LCP_Inputs_ON_Electric_IEA_2023_05_05 | Methane | Dispatch-Import | WC | 2050 | Summer | CH4 Import - WC 2020 |  |  | 0 | WC
LCP_Inputs_ON_Electric_IEA_2023_05_05 | Methane | Dispatch-Import | WC | 2050 | Summer | CH4 Import - WC 2030 |  |  | 0 | WC
LCP_Inputs_ON_Electric_IEA_2023_05_05 | Methane | Dispatch-Import | WC | 2050 | Summer | CH4 Import - WC 2040 |  |  | 0 | WC
LCP_Inputs_ON_Electric_IEA_2023_05_05 | Methane | Dispatch-Import | WC | 2050 | Summer | CH4 Import - WC 2050 |  |  | 0 | WC
LCP_Inputs_ON_Electric_IEA_2023_05_05 | Methane | Dispatch-Import | WC | 2050 | Winter | CH4 Import - NY 2020 |  |  | 0 | WC
LCP_Inputs_ON_Electric_IEA_2023_05_05 | Methane | Dispatch-Import | WC | 2050 | Winter | CH4 Import - NY 2030 |  |  | 0 | WC
LCP_Inputs_ON_Electric_IEA_2023_05_05 | Methane | Dispatch-Import | WC | 2050 | Winter | CH4 Import - NY 2040 |  |  | 0 | WC
LCP_Inputs_ON_Electric_IEA_2023_05_05 | Methane | Dispatch-Import | WC | 2050 | Winter | CH4 Import - NY 2050 |  |  | 0 | WC
LCP_Inputs_ON_Electric_IEA_2023_05_05 | Methane | Dispatch-Import | WC | 2050 | Winter | CH4 Import - WC 2020 |  |  | 0 | WC
LCP_Inputs_ON_Electric_IEA_2023_05_05 | Methane | Dispatch-Import | WC | 2050 | Winter | CH4 Import - WC 2030 |  |  | 0 | WC
LCP_Inputs_ON_Electric_IEA_2023_05_05 | Methane | Dispatch-Import | WC | 2050 | Winter | CH4 Import - WC 2040 |  |  | 0 | WC
LCP_Inputs_ON_Electric_IEA_2023_05_05 | Methane | Dispatch-Import | WC | 2050 | Winter | CH4 Import - WC 2050 |  |  | 0 | WC
LCP_Inputs_ON_Electric_IEA_2023_05_05 | Methane | Dispatch-Import | WC | 2050 | Winter Peak | CH4 Import - NY 2020 |  |  | 0 | WC
LCP_Inputs_ON_Electric_IEA_2023_05_05 | Methane | Dispatch-Import | WC | 2050 | Winter Peak | CH4 Import - NY 2030 |  |  | 0 | WC
LCP_Inputs_ON_Electric_IEA_2023_05_05 | Methane | Dispatch-Import | WC | 2050 | Winter Peak | CH4 Import - NY 2040 |  |  | 0 | WC
LCP_Inputs_ON_Electric_IEA_2023_05_05 | Methane | Dispatch-Import | WC | 2050 | Winter Peak | CH4 Import - NY 2050 |  |  | 0 | WC
LCP_Inputs_ON_Electric_IEA_2023_05_05 | Methane | Dispatch-Import | WC | 2050 | Winter Peak | CH4 Import - WC 2020 |  |  | 0 | WC
LCP_Inputs_ON_Electric_IEA_2023_05_05 | Methane | Dispatch-Import | WC | 2050 | Winter Peak | CH4 Import - WC 2030 |  |  | 0 | WC
LCP_Inputs_ON_Electric_IEA_2023_05_05 | Methane | Dispatch-Import | WC | 2050 | Winter Peak | CH4 Import - WC 2040 |  |  | 0 | WC
LCP_Inputs_ON_Electric_IEA_2023_05_05 | Methane | Dispatch-Import | WC | 2050 | Winter Peak | CH4 Import - WC 2050 |  |  | 0 | WC
LCP_Inputs_ON_Electric_IEA_2023_05_05 | Methane | Dispatch-Interconnection | MI | 2020 | Fall | CH4 Pipeline | MI | ON | 0 | MI
LCP_Inputs_ON_Electric_IEA_2023_05_05 | Methane | Dispatch-Interconnection | MI | 2020 | Fall | CH4 Pipeline | ON | MI | 0 | MI
LCP_Inputs_ON_Electric_IEA_2023_05_05 | Methane | Dispatch-Interconnection | MI | 2020 | Spring | CH4 Pipeline | MI | ON | 0 | MI
LCP_Inputs_ON_Electric_IEA_2023_05_05 | Methane | Dispatch-Interconnection | MI | 2020 | Spring | CH4 Pipeline | ON | MI | 0 | MI
LCP_Inputs_ON_Electric_IEA_2023_05_05 | Methane | Dispatch-Interconnection | MI | 2020 | Summer | CH4 Pipeline | MI | ON | 0 | MI
LCP_Inputs_ON_Electric_IEA_2023_05_05 | Methane | Dispatch-Interconnection | MI | 2020 | Summer | CH4 Pipeline | ON | MI | 0 | MI
LCP_Inputs_ON_Electric_IEA_2023_05_05 | Methane | Dispatch-Interconnection | MI | 2020 | Winter | CH4 Pipeline | MI | ON | 0 | MI
LCP_Inputs_ON_Electric_IEA_2023_05_05 | Methane | Dispatch-Interconnection | MI | 2020 | Winter | CH4 Pipeline | ON | MI | 0 | MI
LCP_Inputs_ON_Electric_IEA_2023_05_05 | Methane | Dispatch-Interconnection | MI | 2020 | Winter Peak | CH4 Pipeline | MI | ON | 0 | MI
LCP_Inputs_ON_Electric_IEA_2023_05_05 | Methane | Dispatch-Interconnection | MI | 2020 | Winter Peak | CH4 Pipeline | ON | MI | 0 | MI
LCP_Inputs_ON_Electric_IEA_2023_05_05 | Methane | Dispatch-Interconnection | MI | 2030 | Fall | CH4 Pipeline | MI | ON | 0 | MI
LCP_Inputs_ON_Electric_IEA_2023_05_05 | Methane | Dispatch-Interconnection | MI | 2030 | Fall | CH4 Pipeline | ON | MI | 0 | MI
LCP_Inputs_ON_Electric_IEA_2023_05_05 | Methane | Dispatch-Interconnection | MI | 2030 | Spring | CH4 Pipeline | MI | ON | 0 | MI
LCP_Inputs_ON_Electric_IEA_2023_05_05 | Methane | Dispatch-Interconnection | MI | 2030 | Spring | CH4 Pipeline | ON | MI | 0 | MI
LCP_Inputs_ON_Electric_IEA_2023_05_05 | Methane | Dispatch-Interconnection | MI | 2030 | Summer | CH4 Pipeline | MI | ON | 0 | MI
LCP_Inputs_ON_Electric_IEA_2023_05_05 | Methane | Dispatch-Interconnection | MI | 2030 | Summer | CH4 Pipeline | ON | MI | 0 | MI
LCP_Inputs_ON_Electric_IEA_2023_05_05 | Methane | Dispatch-Interconnection | MI | 2030 | Winter | CH4 Pipeline | MI | ON | 0 | MI
LCP_Inputs_ON_Electric_IEA_2023_05_05 | Methane | Dispatch-Interconnection | MI | 2030 | Winter | CH4 Pipeline | ON | MI | 0 | MI
LCP_Inputs_ON_Electric_IEA_2023_05_05 | Methane | Dispatch-Interconnection | MI | 2030 | Winter Peak | CH4 Pipeline | MI | ON | 0 | MI
LCP_Inputs_ON_Electric_IEA_2023_05_05 | Methane | Dispatch-Interconnection | MI | 2030 | Winter Peak | CH4 Pipeline | ON | MI | 0 | MI
LCP_Inputs_ON_Electric_IEA_2023_05_05 | Methane | Dispatch-Interconnection | MI | 2040 | Fall | CH4 Pipeline | MI | ON | 0 | MI
LCP_Inputs_ON_Electric_IEA_2023_05_05 | Methane | Dispatch-Interconnection | MI | 2040 | Fall | CH4 Pipeline | ON | MI | 0 | MI
LCP_Inputs_ON_Electric_IEA_2023_05_05 | Methane | Dispatch-Interconnection | MI | 2040 | Spring | CH4 Pipeline | MI | ON | 0 | MI
LCP_Inputs_ON_Electric_IEA_2023_05_05 | Methane | Dispatch-Interconnection | MI | 2040 | Spring | CH4 Pipeline | ON | MI | 0 | MI
LCP_Inputs_ON_Electric_IEA_2023_05_05 | Methane | Dispatch-Interconnection | MI | 2040 | Summer | CH4 Pipeline | MI | ON | 0 | MI
LCP_Inputs_ON_Electric_IEA_2023_05_05 | Methane | Dispatch-Interconnection | MI | 2040 | Summer | CH4 Pipeline | ON | MI | 0 | MI
LCP_Inputs_ON_Electric_IEA_2023_05_05 | Methane | Dispatch-Interconnection | MI | 2040 | Winter | CH4 Pipeline | MI | ON | 0 | MI
LCP_Inputs_ON_Electric_IEA_2023_05_05 | Methane | Dispatch-Interconnection | MI | 2040 | Winter | CH4 Pipeline | ON | MI | 0 | MI
LCP_Inputs_ON_Electric_IEA_2023_05_05 | Methane | Dispatch-Interconnection | MI | 2040 | Winter Peak | CH4 Pipeline | MI | ON | 0 | MI
LCP_Inputs_ON_Electric_IEA_2023_05_05 | Methane | Dispatch-Interconnection | MI | 2040 | Winter Peak | CH4 Pipeline | ON | MI | 0 | MI
LCP_Inputs_ON_Electric_IEA_2023_05_05 | Methane | Dispatch-Interconnection | MI | 2050 | Fall | CH4 Pipeline | MI | ON | 0 | MI
LCP_Inputs_ON_Electric_IEA_2023_05_05 | Methane | Dispatch-Interconnection | MI | 2050 | Fall | CH4 Pipeline | ON | MI | 0 | MI
LCP_Inputs_ON_Electric_IEA_2023_05_05 | Methane | Dispatch-Interconnection | MI | 2050 | Spring | CH4 Pipeline | MI | ON | 0 | MI
LCP_Inputs_ON_Electric_IEA_2023_05_05 | Methane | Dispatch-Interconnection | MI | 2050 | Spring | CH4 Pipeline | ON | MI | 0 | MI
LCP_Inputs_ON_Electric_IEA_2023_05_05 | Methane | Dispatch-Interconnection | MI | 2050 | Summer | CH4 Pipeline | MI | ON | 0 | MI
LCP_Inputs_ON_Electric_IEA_2023_05_05 | Methane | Dispatch-Interconnection | MI | 2050 | Summer | CH4 Pipeline | ON | MI | 0 | MI
LCP_Inputs_ON_Electric_IEA_2023_05_05 | Methane | Dispatch-Interconnection | MI | 2050 | Winter | CH4 Pipeline | MI | ON | 0 | MI
LCP_Inputs_ON_Electric_IEA_2023_05_05 | Methane | Dispatch-Interconnection | MI | 2050 | Winter | CH4 Pipeline | ON | MI | 0 | MI
LCP_Inputs_ON_Electric_IEA_2023_05_05 | Methane | Dispatch-Interconnection | MI | 2050 | Winter Peak | CH4 Pipeline | MI | ON | 0 | MI
LCP_Inputs_ON_Electric_IEA_2023_05_05 | Methane | Dispatch-Interconnection | MI | 2050 | Winter Peak | CH4 Pipeline | ON | MI | 0 | MI
LCP_Inputs_ON_Electric_IEA_2023_05_05 | Methane | Dispatch-Interconnection | NY | 2020 | Fall | CH4 Pipeline | NY | ON | 0 | NY
LCP_Inputs_ON_Electric_IEA_2023_05_05 | Methane | Dispatch-Interconnection | NY | 2020 | Fall | CH4 Pipeline | ON | NY | -23520000 | NY
LCP_Inputs_ON_Electric_IEA_2023_05_05 | Methane | Dispatch-Interconnection | NY | 2020 | Spring | CH4 Pipeline | NY | ON | 0 | NY
LCP_Inputs_ON_Electric_IEA_2023_05_05 | Methane | Dispatch-Interconnection | NY | 2020 | Spring | CH4 Pipeline | ON | NY | -1120000 | NY
LCP_Inputs_ON_Electric_IEA_2023_05_05 | Methane | Dispatch-Interconnection | NY | 2020 | Summer | CH4 Pipeline | NY | ON | 0 | NY
LCP_Inputs_ON_Electric_IEA_2023_05_05 | Methane | Dispatch-Interconnection | NY | 2020 | Summer | CH4 Pipeline | ON | NY | -433923.324 | NY
LCP_Inputs_ON_Electric_IEA_2023_05_05 | Methane | Dispatch-Interconnection | NY | 2020 | Winter | CH4 Pipeline | NY | ON | 0 | NY
LCP_Inputs_ON_Electric_IEA_2023_05_05 | Methane | Dispatch-Interconnection | NY | 2020 | Winter | CH4 Pipeline | ON | NY | -24640000 | NY
LCP_Inputs_ON_Electric_IEA_2023_05_05 | Methane | Dispatch-Interconnection | NY | 2020 | Winter Peak | CH4 Pipeline | NY | ON | 0 | NY
LCP_Inputs_ON_Electric_IEA_2023_05_05 | Methane | Dispatch-Interconnection | NY | 2020 | Winter Peak | CH4 Pipeline | ON | NY | -286076.676 | NY
LCP_Inputs_ON_Electric_IEA_2023_05_05 | Methane | Dispatch-Interconnection | NY | 2030 | Fall | CH4 Pipeline | NY | ON | 0 | NY
LCP_Inputs_ON_Electric_IEA_2023_05_05 | Methane | Dispatch-Interconnection | NY | 2030 | Fall | CH4 Pipeline | ON | NY | -21280000 | NY
LCP_Inputs_ON_Electric_IEA_2023_05_05 | Methane | Dispatch-Interconnection | NY | 2030 | Spring | CH4 Pipeline | NY | ON | 0 | NY
LCP_Inputs_ON_Electric_IEA_2023_05_05 | Methane | Dispatch-Interconnection | NY | 2030 | Spring | CH4 Pipeline | ON | NY | -8960000 | NY
LCP_Inputs_ON_Electric_IEA_2023_05_05 | Methane | Dispatch-Interconnection | NY | 2030 | Summer | CH4 Pipeline | NY | ON | 0 | NY
LCP_Inputs_ON_Electric_IEA_2023_05_05 | Methane | Dispatch-Interconnection | NY | 2030 | Summer | CH4 Pipeline | ON | NY | -18694250.7399 | NY
LCP_Inputs_ON_Electric_IEA_2023_05_05 | Methane | Dispatch-Interconnection | NY | 2030 | Winter | CH4 Pipeline | NY | ON | 0 | NY
LCP_Inputs_ON_Electric_IEA_2023_05_05 | Methane | Dispatch-Interconnection | NY | 2030 | Winter | CH4 Pipeline | ON | NY | -770364.6448 | NY
LCP_Inputs_ON_Electric_IEA_2023_05_05 | Methane | Dispatch-Interconnection | NY | 2030 | Winter Peak | CH4 Pipeline | NY | ON | 0 | NY
LCP_Inputs_ON_Electric_IEA_2023_05_05 | Methane | Dispatch-Interconnection | NY | 2030 | Winter Peak | CH4 Pipeline | ON | NY | -295384.6154 | NY
LCP_Inputs_ON_Electric_IEA_2023_05_05 | Methane | Dispatch-Interconnection | NY | 2040 | Fall | CH4 Pipeline | NY | ON | 0 | NY
LCP_Inputs_ON_Electric_IEA_2023_05_05 | Methane | Dispatch-Interconnection | NY | 2040 | Fall | CH4 Pipeline | ON | NY | -13849337.196 | NY
LCP_Inputs_ON_Electric_IEA_2023_05_05 | Methane | Dispatch-Interconnection | NY | 2040 | Spring | CH4 Pipeline | NY | ON | 0 | NY
LCP_Inputs_ON_Electric_IEA_2023_05_05 | Methane | Dispatch-Interconnection | NY | 2040 | Spring | CH4 Pipeline | ON | NY | -13678042.2781 | NY
LCP_Inputs_ON_Electric_IEA_2023_05_05 | Methane | Dispatch-Interconnection | NY | 2040 | Summer | CH4 Pipeline | NY | ON | 0 | NY
LCP_Inputs_ON_Electric_IEA_2023_05_05 | Methane | Dispatch-Interconnection | NY | 2040 | Summer | CH4 Pipeline | ON | NY | -4552620.5258 | NY
LCP_Inputs_ON_Electric_IEA_2023_05_05 | Methane | Dispatch-Interconnection | NY | 2040 | Winter | CH4 Pipeline | NY | ON | 0 | NY
LCP_Inputs_ON_Electric_IEA_2023_05_05 | Methane | Dispatch-Interconnection | NY | 2040 | Winter | CH4 Pipeline | ON | NY | -17920000 | NY
LCP_Inputs_ON_Electric_IEA_2023_05_05 | Methane | Dispatch-Interconnection | NY | 2040 | Winter Peak | CH4 Pipeline | NY | ON | 0 | NY
LCP_Inputs_ON_Electric_IEA_2023_05_05 | Methane | Dispatch-Interconnection | NY | 2040 | Winter Peak | CH4 Pipeline | ON | NY | 0 | NY
LCP_Inputs_ON_Electric_IEA_2023_05_05 | Methane | Dispatch-Interconnection | NY | 2050 | Fall | CH4 Pipeline | NY | ON | 0 | NY
LCP_Inputs_ON_Electric_IEA_2023_05_05 | Methane | Dispatch-Interconnection | NY | 2050 | Fall | CH4 Pipeline | ON | NY | 0 | NY
LCP_Inputs_ON_Electric_IEA_2023_05_05 | Methane | Dispatch-Interconnection | NY | 2050 | Spring | CH4 Pipeline | NY | ON | 0 | NY
LCP_Inputs_ON_Electric_IEA_2023_05_05 | Methane | Dispatch-Interconnection | NY | 2050 | Spring | CH4 Pipeline | ON | NY | 0 | NY
LCP_Inputs_ON_Electric_IEA_2023_05_05 | Methane | Dispatch-Interconnection | NY | 2050 | Summer | CH4 Pipeline | NY | ON | 0 | NY
LCP_Inputs_ON_Electric_IEA_2023_05_05 | Methane | Dispatch-Interconnection | NY | 2050 | Summer | CH4 Pipeline | ON | NY | 0 | NY
LCP_Inputs_ON_Electric_IEA_2023_05_05 | Methane | Dispatch-Interconnection | NY | 2050 | Winter | CH4 Pipeline | NY | ON | 0 | NY
LCP_Inputs_ON_Electric_IEA_2023_05_05 | Methane | Dispatch-Interconnection | NY | 2050 | Winter | CH4 Pipeline | ON | NY | 0 | NY
LCP_Inputs_ON_Electric_IEA_2023_05_05 | Methane | Dispatch-Interconnection | NY | 2050 | Winter Peak | CH4 Pipeline | NY | ON | 0 | NY
LCP_Inputs_ON_Electric_IEA_2023_05_05 | Methane | Dispatch-Interconnection | NY | 2050 | Winter Peak | CH4 Pipeline | ON | NY | 0 | NY
LCP_Inputs_ON_Electric_IEA_2023_05_05 | Methane | Dispatch-Interconnection | ON | 2020 | Fall | CH4 Pipeline | MI | ON | 0 | ON
LCP_Inputs_ON_Electric_IEA_2023_05_05 | Methane | Dispatch-Interconnection | ON | 2020 | Fall | CH4 Pipeline | NY | ON | 0 | ON
LCP_Inputs_ON_Electric_IEA_2023_05_05 | Methane | Dispatch-Interconnection | ON | 2020 | Fall | CH4 Pipeline | ON | MI | 0 | ON
LCP_Inputs_ON_Electric_IEA_2023_05_05 | Methane | Dispatch-Interconnection | ON | 2020 | Fall | CH4 Pipeline | ON | NY | 22932000 | ON
LCP_Inputs_ON_Electric_IEA_2023_05_05 | Methane | Dispatch-Interconnection | ON | 2020 | Fall | CH4 Pipeline | ON | PJ | 0 | ON
LCP_Inputs_ON_Electric_IEA_2023_05_05 | Methane | Dispatch-Interconnection | ON | 2020 | Fall | CH4 Pipeline | ON | QC | 0 | ON
LCP_Inputs_ON_Electric_IEA_2023_05_05 | Methane | Dispatch-Interconnection | ON | 2020 | Fall | CH4 Pipeline | ON | WC | 25996642.4179 | ON
LCP_Inputs_ON_Electric_IEA_2023_05_05 | Methane | Dispatch-Interconnection | ON | 2020 | Fall | CH4 Pipeline | PJ | ON | 0 | ON
LCP_Inputs_ON_Electric_IEA_2023_05_05 | Methane | Dispatch-Interconnection | ON | 2020 | Fall | CH4 Pipeline | QC | ON | 0 | ON
LCP_Inputs_ON_Electric_IEA_2023_05_05 | Methane | Dispatch-Interconnection | ON | 2020 | Fall | CH4 Pipeline | WC | ON | 0 | ON
LCP_Inputs_ON_Electric_IEA_2023_05_05 | Methane | Dispatch-Interconnection | ON | 2020 | Spring | CH4 Pipeline | MI | ON | 0 | ON
LCP_Inputs_ON_Electric_IEA_2023_05_05 | Methane | Dispatch-Interconnection | ON | 2020 | Spring | CH4 Pipeline | NY | ON | 0 | ON
LCP_Inputs_ON_Electric_IEA_2023_05_05 | Methane | Dispatch-Interconnection | ON | 2020 | Spring | CH4 Pipeline | ON | MI | 0 | ON
LCP_Inputs_ON_Electric_IEA_2023_05_05 | Methane | Dispatch-Interconnection | ON | 2020 | Spring | CH4 Pipeline | ON | NY | 1092000 | ON
LCP_Inputs_ON_Electric_IEA_2023_05_05 | Methane | Dispatch-Interconnection | ON | 2020 | Spring | CH4 Pipeline | ON | PJ | 0 | ON
LCP_Inputs_ON_Electric_IEA_2023_05_05 | Methane | Dispatch-Interconnection | ON | 2020 | Spring | CH4 Pipeline | ON | QC | 0 | ON
LCP_Inputs_ON_Electric_IEA_2023_05_05 | Methane | Dispatch-Interconnection | ON | 2020 | Spring | CH4 Pipeline | ON | WC | 70663683.8116 | ON
LCP_Inputs_ON_Electric_IEA_2023_05_05 | Methane | Dispatch-Interconnection | ON | 2020 | Spring | CH4 Pipeline | PJ | ON | 0 | ON
LCP_Inputs_ON_Electric_IEA_2023_05_05 | Methane | Dispatch-Interconnection | ON | 2020 | Spring | CH4 Pipeline | QC | ON | 0 | ON
LCP_Inputs_ON_Electric_IEA_2023_05_05 | Methane | Dispatch-Interconnection | ON | 2020 | Spring | CH4 Pipeline | WC | ON | 0 | ON
LCP_Inputs_ON_Electric_IEA_2023_05_05 | Methane | Dispatch-Interconnection | ON | 2020 | Summer | CH4 Pipeline | MI | ON | 0 | ON
LCP_Inputs_ON_Electric_IEA_2023_05_05 | Methane | Dispatch-Interconnection | ON | 2020 | Summer | CH4 Pipeline | NY | ON | 0 | ON
LCP_Inputs_ON_Electric_IEA_2023_05_05 | Methane | Dispatch-Interconnection | ON | 2020 | Summer | CH4 Pipeline | ON | MI | 0 | ON
LCP_Inputs_ON_Electric_IEA_2023_05_05 | Methane | Dispatch-Interconnection | ON | 2020 | Summer | CH4 Pipeline | ON | NY | 423075.2409 | ON
LCP_Inputs_ON_Electric_IEA_2023_05_05 | Methane | Dispatch-Interconnection | ON | 2020 | Summer | CH4 Pipeline | ON | PJ | 0 | ON
LCP_Inputs_ON_Electric_IEA_2023_05_05 | Methane | Dispatch-Interconnection | ON | 2020 | Summer | CH4 Pipeline | ON | QC | 0 | ON
LCP_Inputs_ON_Electric_IEA_2023_05_05 | Methane | Dispatch-Interconnection | ON | 2020 | Summer | CH4 Pipeline | ON | WC | 18732682.5655 | ON
LCP_Inputs_ON_Electric_IEA_2023_05_05 | Methane | Dispatch-Interconnection | ON | 2020 | Summer | CH4 Pipeline | PJ | ON | 0 | ON
LCP_Inputs_ON_Electric_IEA_2023_05_05 | Methane | Dispatch-Interconnection | ON | 2020 | Summer | CH4 Pipeline | QC | ON | 0 | ON
LCP_Inputs_ON_Electric_IEA_2023_05_05 | Methane | Dispatch-Interconnection | ON | 2020 | Summer | CH4 Pipeline | WC | ON | 0 | ON
LCP_Inputs_ON_Electric_IEA_2023_05_05 | Methane | Dispatch-Interconnection | ON | 2020 | Winter | CH4 Pipeline | MI | ON | 0 | ON
LCP_Inputs_ON_Electric_IEA_2023_05_05 | Methane | Dispatch-Interconnection | ON | 2020 | Winter | CH4 Pipeline | NY | ON | 0 | ON
LCP_Inputs_ON_Electric_IEA_2023_05_05 | Methane | Dispatch-Interconnection | ON | 2020 | Winter | CH4 Pipeline | ON | MI | 0 | ON
LCP_Inputs_ON_Electric_IEA_2023_05_05 | Methane | Dispatch-Interconnection | ON | 2020 | Winter | CH4 Pipeline | ON | NY | 24024000 | ON
LCP_Inputs_ON_Electric_IEA_2023_05_05 | Methane | Dispatch-Interconnection | ON | 2020 | Winter | CH4 Pipeline | ON | PJ | 0 | ON
LCP_Inputs_ON_Electric_IEA_2023_05_05 | Methane | Dispatch-Interconnection | ON | 2020 | Winter | CH4 Pipeline | ON | QC | 0 | ON
LCP_Inputs_ON_Electric_IEA_2023_05_05 | Methane | Dispatch-Interconnection | ON | 2020 | Winter | CH4 Pipeline | ON | WC | 91434933.3194 | ON
LCP_Inputs_ON_Electric_IEA_2023_05_05 | Methane | Dispatch-Interconnection | ON | 2020 | Winter | CH4 Pipeline | PJ | ON | 0 | ON
LCP_Inputs_ON_Electric_IEA_2023_05_05 | Methane | Dispatch-Interconnection | ON | 2020 | Winter | CH4 Pipeline | QC | ON | 0 | ON
LCP_Inputs_ON_Electric_IEA_2023_05_05 | Methane | Dispatch-Interconnection | ON | 2020 | Winter | CH4 Pipeline | WC | ON | 0 | ON
LCP_Inputs_ON_Electric_IEA_2023_05_05 | Methane | Dispatch-Interconnection | ON | 2020 | Winter Peak | CH4 Pipeline | MI | ON | 0 | ON
LCP_Inputs_ON_Electric_IEA_2023_05_05 | Methane | Dispatch-Interconnection | ON | 2020 | Winter Peak | CH4 Pipeline | NY | ON | 0 | ON
LCP_Inputs_ON_Electric_IEA_2023_05_05 | Methane | Dispatch-Interconnection | ON | 2020 | Winter Peak | CH4 Pipeline | ON | MI | 0 | ON
LCP_Inputs_ON_Electric_IEA_2023_05_05 | Methane | Dispatch-Interconnection | ON | 2020 | Winter Peak | CH4 Pipeline | ON | NY | 278924.7591 | ON
LCP_Inputs_ON_Electric_IEA_2023_05_05 | Methane | Dispatch-Interconnection | ON | 2020 | Winter Peak | CH4 Pipeline | ON | PJ | 0 | ON
LCP_Inputs_ON_Electric_IEA_2023_05_05 | Methane | Dispatch-Interconnection | ON | 2020 | Winter Peak | CH4 Pipeline | ON | QC | 0 | ON
LCP_Inputs_ON_Electric_IEA_2023_05_05 | Methane | Dispatch-Interconnection | ON | 2020 | Winter Peak | CH4 Pipeline | ON | WC | 1473768.2499 | ON
LCP_Inputs_ON_Electric_IEA_2023_05_05 | Methane | Dispatch-Interconnection | ON | 2020 | Winter Peak | CH4 Pipeline | PJ | ON | 0 | ON
LCP_Inputs_ON_Electric_IEA_2023_05_05 | Methane | Dispatch-Interconnection | ON | 2020 | Winter Peak | CH4 Pipeline | QC | ON | 0 | ON
LCP_Inputs_ON_Electric_IEA_2023_05_05 | Methane | Dispatch-Interconnection | ON | 2020 | Winter Peak | CH4 Pipeline | WC | ON | 0 | ON
LCP_Inputs_ON_Electric_IEA_2023_05_05 | Methane | Dispatch-Interconnection | ON | 2030 | Fall | CH4 Pipeline | MI | ON | 0 | ON
LCP_Inputs_ON_Electric_IEA_2023_05_05 | Methane | Dispatch-Interconnection | ON | 2030 | Fall | CH4 Pipeline | NY | ON | 0 | ON
LCP_Inputs_ON_Electric_IEA_2023_05_05 | Methane | Dispatch-Interconnection | ON | 2030 | Fall | CH4 Pipeline | ON | MI | 0 | ON
LCP_Inputs_ON_Electric_IEA_2023_05_05 | Methane | Dispatch-Interconnection | ON | 2030 | Fall | CH4 Pipeline | ON | NY | 20748000 | ON
LCP_Inputs_ON_Electric_IEA_2023_05_05 | Methane | Dispatch-Interconnection | ON | 2030 | Fall | CH4 Pipeline | ON | PJ | 0 | ON
LCP_Inputs_ON_Electric_IEA_2023_05_05 | Methane | Dispatch-Interconnection | ON | 2030 | Fall | CH4 Pipeline | ON | QC | 0 | ON
LCP_Inputs_ON_Electric_IEA_2023_05_05 | Methane | Dispatch-Interconnection | ON | 2030 | Fall | CH4 Pipeline | ON | WC | 20723396.664 | ON
LCP_Inputs_ON_Electric_IEA_2023_05_05 | Methane | Dispatch-Interconnection | ON | 2030 | Fall | CH4 Pipeline | PJ | ON | 0 | ON
LCP_Inputs_ON_Electric_IEA_2023_05_05 | Methane | Dispatch-Interconnection | ON | 2030 | Fall | CH4 Pipeline | QC | ON | 0 | ON
LCP_Inputs_ON_Electric_IEA_2023_05_05 | Methane | Dispatch-Interconnection | ON | 2030 | Fall | CH4 Pipeline | WC | ON | 0 | ON
LCP_Inputs_ON_Electric_IEA_2023_05_05 | Methane | Dispatch-Interconnection | ON | 2030 | Spring | CH4 Pipeline | MI | ON | 0 | ON
LCP_Inputs_ON_Electric_IEA_2023_05_05 | Methane | Dispatch-Interconnection | ON | 2030 | Spring | CH4 Pipeline | NY | ON | 0 | ON
LCP_Inputs_ON_Electric_IEA_2023_05_05 | Methane | Dispatch-Interconnection | ON | 2030 | Spring | CH4 Pipeline | ON | MI | 0 | ON
LCP_Inputs_ON_Electric_IEA_2023_05_05 | Methane | Dispatch-Interconnection | ON | 2030 | Spring | CH4 Pipeline | ON | NY | 8736000 | ON
LCP_Inputs_ON_Electric_IEA_2023_05_05 | Methane | Dispatch-Interconnection | ON | 2030 | Spring | CH4 Pipeline | ON | PJ | 0 | ON
LCP_Inputs_ON_Electric_IEA_2023_05_05 | Methane | Dispatch-Interconnection | ON | 2030 | Spring | CH4 Pipeline | ON | QC | 0 | ON
LCP_Inputs_ON_Electric_IEA_2023_05_05 | Methane | Dispatch-Interconnection | ON | 2030 | Spring | CH4 Pipeline | ON | WC | 52588653.2628 | ON
LCP_Inputs_ON_Electric_IEA_2023_05_05 | Methane | Dispatch-Interconnection | ON | 2030 | Spring | CH4 Pipeline | PJ | ON | 0 | ON
LCP_Inputs_ON_Electric_IEA_2023_05_05 | Methane | Dispatch-Interconnection | ON | 2030 | Spring | CH4 Pipeline | QC | ON | 0 | ON
LCP_Inputs_ON_Electric_IEA_2023_05_05 | Methane | Dispatch-Interconnection | ON | 2030 | Spring | CH4 Pipeline | WC | ON | 0 | ON
LCP_Inputs_ON_Electric_IEA_2023_05_05 | Methane | Dispatch-Interconnection | ON | 2030 | Summer | CH4 Pipeline | MI | ON | 0 | ON
LCP_Inputs_ON_Electric_IEA_2023_05_05 | Methane | Dispatch-Interconnection | ON | 2030 | Summer | CH4 Pipeline | NY | ON | 0 | ON
LCP_Inputs_ON_Electric_IEA_2023_05_05 | Methane | Dispatch-Interconnection | ON | 2030 | Summer | CH4 Pipeline | ON | MI | 0 | ON
LCP_Inputs_ON_Electric_IEA_2023_05_05 | Methane | Dispatch-Interconnection | ON | 2030 | Summer | CH4 Pipeline | ON | NY | 18226894.4714 | ON
LCP_Inputs_ON_Electric_IEA_2023_05_05 | Methane | Dispatch-Interconnection | ON | 2030 | Summer | CH4 Pipeline | ON | PJ | 0 | ON
LCP_Inputs_ON_Electric_IEA_2023_05_05 | Methane | Dispatch-Interconnection | ON | 2030 | Summer | CH4 Pipeline | ON | QC | 0 | ON
LCP_Inputs_ON_Electric_IEA_2023_05_05 | Methane | Dispatch-Interconnection | ON | 2030 | Summer | CH4 Pipeline | ON | WC | 0 | ON
LCP_Inputs_ON_Electric_IEA_2023_05_05 | Methane | Dispatch-Interconnection | ON | 2030 | Summer | CH4 Pipeline | PJ | ON | 0 | ON
LCP_Inputs_ON_Electric_IEA_2023_05_05 | Methane | Dispatch-Interconnection | ON | 2030 | Summer | CH4 Pipeline | QC | ON | 0 | ON
LCP_Inputs_ON_Electric_IEA_2023_05_05 | Methane | Dispatch-Interconnection | ON | 2030 | Summer | CH4 Pipeline | WC | ON | 0 | ON
LCP_Inputs_ON_Electric_IEA_2023_05_05 | Methane | Dispatch-Interconnection | ON | 2030 | Winter | CH4 Pipeline | MI | ON | 0 | ON
LCP_Inputs_ON_Electric_IEA_2023_05_05 | Methane | Dispatch-Interconnection | ON | 2030 | Winter | CH4 Pipeline | NY | ON | 0 | ON
LCP_Inputs_ON_Electric_IEA_2023_05_05 | Methane | Dispatch-Interconnection | ON | 2030 | Winter | CH4 Pipeline | ON | MI | 0 | ON
LCP_Inputs_ON_Electric_IEA_2023_05_05 | Methane | Dispatch-Interconnection | ON | 2030 | Winter | CH4 Pipeline | ON | NY | 751105.5286 | ON
LCP_Inputs_ON_Electric_IEA_2023_05_05 | Methane | Dispatch-Interconnection | ON | 2030 | Winter | CH4 Pipeline | ON | PJ | 0 | ON
LCP_Inputs_ON_Electric_IEA_2023_05_05 | Methane | Dispatch-Interconnection | ON | 2030 | Winter | CH4 Pipeline | ON | QC | 0 | ON
LCP_Inputs_ON_Electric_IEA_2023_05_05 | Methane | Dispatch-Interconnection | ON | 2030 | Winter | CH4 Pipeline | ON | WC | 96299666.4679 | ON
LCP_Inputs_ON_Electric_IEA_2023_05_05 | Methane | Dispatch-Interconnection | ON | 2030 | Winter | CH4 Pipeline | PJ | ON | 0 | ON
LCP_Inputs_ON_Electric_IEA_2023_05_05 | Methane | Dispatch-Interconnection | ON | 2030 | Winter | CH4 Pipeline | QC | ON | 0 | ON
LCP_Inputs_ON_Electric_IEA_2023_05_05 | Methane | Dispatch-Interconnection | ON | 2030 | Winter | CH4 Pipeline | WC | ON | 0 | ON
LCP_Inputs_ON_Electric_IEA_2023_05_05 | Methane | Dispatch-Interconnection | ON | 2030 | Winter Peak | CH4 Pipeline | MI | ON | 0 | ON
LCP_Inputs_ON_Electric_IEA_2023_05_05 | Methane | Dispatch-Interconnection | ON | 2030 | Winter Peak | CH4 Pipeline | NY | ON | 0 | ON
LCP_Inputs_ON_Electric_IEA_2023_05_05 | Methane | Dispatch-Interconnection | ON | 2030 | Winter Peak | CH4 Pipeline | ON | MI | 0 | ON
LCP_Inputs_ON_Electric_IEA_2023_05_05 | Methane | Dispatch-Interconnection | ON | 2030 | Winter Peak | CH4 Pipeline | ON | NY | 288000 | ON
LCP_Inputs_ON_Electric_IEA_2023_05_05 | Methane | Dispatch-Interconnection | ON | 2030 | Winter Peak | CH4 Pipeline | ON | PJ | 0 | ON
LCP_Inputs_ON_Electric_IEA_2023_05_05 | Methane | Dispatch-Interconnection | ON | 2030 | Winter Peak | CH4 Pipeline | ON | QC | 0 | ON
LCP_Inputs_ON_Electric_IEA_2023_05_05 | Methane | Dispatch-Interconnection | ON | 2030 | Winter Peak | CH4 Pipeline | ON | WC | 1476000 | ON
LCP_Inputs_ON_Electric_IEA_2023_05_05 | Methane | Dispatch-Interconnection | ON | 2030 | Winter Peak | CH4 Pipeline | PJ | ON | 0 | ON
LCP_Inputs_ON_Electric_IEA_2023_05_05 | Methane | Dispatch-Interconnection | ON | 2030 | Winter Peak | CH4 Pipeline | QC | ON | 0 | ON
LCP_Inputs_ON_Electric_IEA_2023_05_05 | Methane | Dispatch-Interconnection | ON | 2030 | Winter Peak | CH4 Pipeline | WC | ON | 0 | ON
LCP_Inputs_ON_Electric_IEA_2023_05_05 | Methane | Dispatch-Interconnection | ON | 2040 | Fall | CH4 Pipeline | MI | ON | 0 | ON
LCP_Inputs_ON_Electric_IEA_2023_05_05 | Methane | Dispatch-Interconnection | ON | 2040 | Fall | CH4 Pipeline | NY | ON | 0 | ON
LCP_Inputs_ON_Electric_IEA_2023_05_05 | Methane | Dispatch-Interconnection | ON | 2040 | Fall | CH4 Pipeline | ON | MI | 0 | ON
LCP_Inputs_ON_Electric_IEA_2023_05_05 | Methane | Dispatch-Interconnection | ON | 2040 | Fall | CH4 Pipeline | ON | NY | 13503103.7661 | ON
LCP_Inputs_ON_Electric_IEA_2023_05_05 | Methane | Dispatch-Interconnection | ON | 2040 | Fall | CH4 Pipeline | ON | PJ | 0 | ON
LCP_Inputs_ON_Electric_IEA_2023_05_05 | Methane | Dispatch-Interconnection | ON | 2040 | Fall | CH4 Pipeline | ON | QC | 0 | ON
LCP_Inputs_ON_Electric_IEA_2023_05_05 | Methane | Dispatch-Interconnection | ON | 2040 | Fall | CH4 Pipeline | ON | WC | 741294.6315 | ON
LCP_Inputs_ON_Electric_IEA_2023_05_05 | Methane | Dispatch-Interconnection | ON | 2040 | Fall | CH4 Pipeline | PJ | ON | 0 | ON
LCP_Inputs_ON_Electric_IEA_2023_05_05 | Methane | Dispatch-Interconnection | ON | 2040 | Fall | CH4 Pipeline | QC | ON | 0 | ON
LCP_Inputs_ON_Electric_IEA_2023_05_05 | Methane | Dispatch-Interconnection | ON | 2040 | Fall | CH4 Pipeline | WC | ON | 0 | ON
LCP_Inputs_ON_Electric_IEA_2023_05_05 | Methane | Dispatch-Interconnection | ON | 2040 | Spring | CH4 Pipeline | MI | ON | 0 | ON
LCP_Inputs_ON_Electric_IEA_2023_05_05 | Methane | Dispatch-Interconnection | ON | 2040 | Spring | CH4 Pipeline | NY | ON | 0 | ON
LCP_Inputs_ON_Electric_IEA_2023_05_05 | Methane | Dispatch-Interconnection | ON | 2040 | Spring | CH4 Pipeline | ON | MI | 0 | ON
LCP_Inputs_ON_Electric_IEA_2023_05_05 | Methane | Dispatch-Interconnection | ON | 2040 | Spring | CH4 Pipeline | ON | NY | 13336091.2212 | ON
LCP_Inputs_ON_Electric_IEA_2023_05_05 | Methane | Dispatch-Interconnection | ON | 2040 | Spring | CH4 Pipeline | ON | PJ | 0 | ON
LCP_Inputs_ON_Electric_IEA_2023_05_05 | Methane | Dispatch-Interconnection | ON | 2040 | Spring | CH4 Pipeline | ON | QC | 0 | ON
LCP_Inputs_ON_Electric_IEA_2023_05_05 | Methane | Dispatch-Interconnection | ON | 2040 | Spring | CH4 Pipeline | ON | WC | 11853160.1838 | ON
LCP_Inputs_ON_Electric_IEA_2023_05_05 | Methane | Dispatch-Interconnection | ON | 2040 | Spring | CH4 Pipeline | PJ | ON | 0 | ON
LCP_Inputs_ON_Electric_IEA_2023_05_05 | Methane | Dispatch-Interconnection | ON | 2040 | Spring | CH4 Pipeline | QC | ON | 0 | ON
LCP_Inputs_ON_Electric_IEA_2023_05_05 | Methane | Dispatch-Interconnection | ON | 2040 | Spring | CH4 Pipeline | WC | ON | 0 | ON
LCP_Inputs_ON_Electric_IEA_2023_05_05 | Methane | Dispatch-Interconnection | ON | 2040 | Summer | CH4 Pipeline | MI | ON | 0 | ON
LCP_Inputs_ON_Electric_IEA_2023_05_05 | Methane | Dispatch-Interconnection | ON | 2040 | Summer | CH4 Pipeline | NY | ON | 0 | ON
LCP_Inputs_ON_Electric_IEA_2023_05_05 | Methane | Dispatch-Interconnection | ON | 2040 | Summer | CH4 Pipeline | ON | MI | 0 | ON
LCP_Inputs_ON_Electric_IEA_2023_05_05 | Methane | Dispatch-Interconnection | ON | 2040 | Summer | CH4 Pipeline | ON | NY | 4438805.0127 | ON
LCP_Inputs_ON_Electric_IEA_2023_05_05 | Methane | Dispatch-Interconnection | ON | 2040 | Summer | CH4 Pipeline | ON | PJ | 0 | ON
LCP_Inputs_ON_Electric_IEA_2023_05_05 | Methane | Dispatch-Interconnection | ON | 2040 | Summer | CH4 Pipeline | ON | QC | 0 | ON
LCP_Inputs_ON_Electric_IEA_2023_05_05 | Methane | Dispatch-Interconnection | ON | 2040 | Summer | CH4 Pipeline | ON | WC | 121343.1343 | ON
LCP_Inputs_ON_Electric_IEA_2023_05_05 | Methane | Dispatch-Interconnection | ON | 2040 | Summer | CH4 Pipeline | PJ | ON | 0 | ON
LCP_Inputs_ON_Electric_IEA_2023_05_05 | Methane | Dispatch-Interconnection | ON | 2040 | Summer | CH4 Pipeline | QC | ON | 0 | ON
LCP_Inputs_ON_Electric_IEA_2023_05_05 | Methane | Dispatch-Interconnection | ON | 2040 | Summer | CH4 Pipeline | WC | ON | 0 | ON
LCP_Inputs_ON_Electric_IEA_2023_05_05 | Methane | Dispatch-Interconnection | ON | 2040 | Winter | CH4 Pipeline | MI | ON | 0 | ON
LCP_Inputs_ON_Electric_IEA_2023_05_05 | Methane | Dispatch-Interconnection | ON | 2040 | Winter | CH4 Pipeline | NY | ON | 0 | ON
LCP_Inputs_ON_Electric_IEA_2023_05_05 | Methane | Dispatch-Interconnection | ON | 2040 | Winter | CH4 Pipeline | ON | MI | 0 | ON
LCP_Inputs_ON_Electric_IEA_2023_05_05 | Methane | Dispatch-Interconnection | ON | 2040 | Winter | CH4 Pipeline | ON | NY | 17472000 | ON
LCP_Inputs_ON_Electric_IEA_2023_05_05 | Methane | Dispatch-Interconnection | ON | 2040 | Winter | CH4 Pipeline | ON | PJ | 0 | ON
LCP_Inputs_ON_Electric_IEA_2023_05_05 | Methane | Dispatch-Interconnection | ON | 2040 | Winter | CH4 Pipeline | ON | QC | 0 | ON
LCP_Inputs_ON_Electric_IEA_2023_05_05 | Methane | Dispatch-Interconnection | ON | 2040 | Winter | CH4 Pipeline | ON | WC | 25446046.0383 | ON
LCP_Inputs_ON_Electric_IEA_2023_05_05 | Methane | Dispatch-Interconnection | ON | 2040 | Winter | CH4 Pipeline | PJ | ON | 0 | ON
LCP_Inputs_ON_Electric_IEA_2023_05_05 | Methane | Dispatch-Interconnection | ON | 2040 | Winter | CH4 Pipeline | QC | ON | 0 | ON
LCP_Inputs_ON_Electric_IEA_2023_05_05 | Methane | Dispatch-Interconnection | ON | 2040 | Winter | CH4 Pipeline | WC | ON | 0 | ON
LCP_Inputs_ON_Electric_IEA_2023_05_05 | Methane | Dispatch-Interconnection | ON | 2040 | Winter Peak | CH4 Pipeline | MI | ON | 0 | ON
LCP_Inputs_ON_Electric_IEA_2023_05_05 | Methane | Dispatch-Interconnection | ON | 2040 | Winter Peak | CH4 Pipeline | NY | ON | 0 | ON
LCP_Inputs_ON_Electric_IEA_2023_05_05 | Methane | Dispatch-Interconnection | ON | 2040 | Winter Peak | CH4 Pipeline | ON | MI | 0 | ON
LCP_Inputs_ON_Electric_IEA_2023_05_05 | Methane | Dispatch-Interconnection | ON | 2040 | Winter Peak | CH4 Pipeline | ON | NY | 0 | ON
LCP_Inputs_ON_Electric_IEA_2023_05_05 | Methane | Dispatch-Interconnection | ON | 2040 | Winter Peak | CH4 Pipeline | ON | PJ | 0 | ON
LCP_Inputs_ON_Electric_IEA_2023_05_05 | Methane | Dispatch-Interconnection | ON | 2040 | Winter Peak | CH4 Pipeline | ON | QC | 0 | ON
LCP_Inputs_ON_Electric_IEA_2023_05_05 | Methane | Dispatch-Interconnection | ON | 2040 | Winter Peak | CH4 Pipeline | ON | WC | 936675.5075 | ON
LCP_Inputs_ON_Electric_IEA_2023_05_05 | Methane | Dispatch-Interconnection | ON | 2040 | Winter Peak | CH4 Pipeline | PJ | ON | 0 | ON
LCP_Inputs_ON_Electric_IEA_2023_05_05 | Methane | Dispatch-Interconnection | ON | 2040 | Winter Peak | CH4 Pipeline | QC | ON | 0 | ON
LCP_Inputs_ON_Electric_IEA_2023_05_05 | Methane | Dispatch-Interconnection | ON | 2040 | Winter Peak | CH4 Pipeline | WC | ON | 0 | ON
LCP_Inputs_ON_Electric_IEA_2023_05_05 | Methane | Dispatch-Interconnection | ON | 2050 | Fall | CH4 Pipeline | MI | ON | 0 | ON
LCP_Inputs_ON_Electric_IEA_2023_05_05 | Methane | Dispatch-Interconnection | ON | 2050 | Fall | CH4 Pipeline | NY | ON | 0 | ON
LCP_Inputs_ON_Electric_IEA_2023_05_05 | Methane | Dispatch-Interconnection | ON | 2050 | Fall | CH4 Pipeline | ON | MI | 0 | ON
LCP_Inputs_ON_Electric_IEA_2023_05_05 | Methane | Dispatch-Interconnection | ON | 2050 | Fall | CH4 Pipeline | ON | NY | 0 | ON
LCP_Inputs_ON_Electric_IEA_2023_05_05 | Methane | Dispatch-Interconnection | ON | 2050 | Fall | CH4 Pipeline | ON | PJ | 0 | ON
LCP_Inputs_ON_Electric_IEA_2023_05_05 | Methane | Dispatch-Interconnection | ON | 2050 | Fall | CH4 Pipeline | ON | QC | 0 | ON
LCP_Inputs_ON_Electric_IEA_2023_05_05 | Methane | Dispatch-Interconnection | ON | 2050 | Fall | CH4 Pipeline | ON | WC | 0 | ON
LCP_Inputs_ON_Electric_IEA_2023_05_05 | Methane | Dispatch-Interconnection | ON | 2050 | Fall | CH4 Pipeline | PJ | ON | 0 | ON
LCP_Inputs_ON_Electric_IEA_2023_05_05 | Methane | Dispatch-Interconnection | ON | 2050 | Fall | CH4 Pipeline | QC | ON | 0 | ON
LCP_Inputs_ON_Electric_IEA_2023_05_05 | Methane | Dispatch-Interconnection | ON | 2050 | Fall | CH4 Pipeline | WC | ON | 0 | ON
LCP_Inputs_ON_Electric_IEA_2023_05_05 | Methane | Dispatch-Interconnection | ON | 2050 | Spring | CH4 Pipeline | MI | ON | 0 | ON
LCP_Inputs_ON_Electric_IEA_2023_05_05 | Methane | Dispatch-Interconnection | ON | 2050 | Spring | CH4 Pipeline | NY | ON | 0 | ON
LCP_Inputs_ON_Electric_IEA_2023_05_05 | Methane | Dispatch-Interconnection | ON | 2050 | Spring | CH4 Pipeline | ON | MI | 0 | ON
LCP_Inputs_ON_Electric_IEA_2023_05_05 | Methane | Dispatch-Interconnection | ON | 2050 | Spring | CH4 Pipeline | ON | NY | 0 | ON
LCP_Inputs_ON_Electric_IEA_2023_05_05 | Methane | Dispatch-Interconnection | ON | 2050 | Spring | CH4 Pipeline | ON | PJ | 0 | ON
LCP_Inputs_ON_Electric_IEA_2023_05_05 | Methane | Dispatch-Interconnection | ON | 2050 | Spring | CH4 Pipeline | ON | QC | 0 | ON
LCP_Inputs_ON_Electric_IEA_2023_05_05 | Methane | Dispatch-Interconnection | ON | 2050 | Spring | CH4 Pipeline | ON | WC | 0 | ON
LCP_Inputs_ON_Electric_IEA_2023_05_05 | Methane | Dispatch-Interconnection | ON | 2050 | Spring | CH4 Pipeline | PJ | ON | 0 | ON
LCP_Inputs_ON_Electric_IEA_2023_05_05 | Methane | Dispatch-Interconnection | ON | 2050 | Spring | CH4 Pipeline | QC | ON | 0 | ON
LCP_Inputs_ON_Electric_IEA_2023_05_05 | Methane | Dispatch-Interconnection | ON | 2050 | Spring | CH4 Pipeline | WC | ON | 0 | ON
LCP_Inputs_ON_Electric_IEA_2023_05_05 | Methane | Dispatch-Interconnection | ON | 2050 | Summer | CH4 Pipeline | MI | ON | 0 | ON
LCP_Inputs_ON_Electric_IEA_2023_05_05 | Methane | Dispatch-Interconnection | ON | 2050 | Summer | CH4 Pipeline | NY | ON | 0 | ON
LCP_Inputs_ON_Electric_IEA_2023_05_05 | Methane | Dispatch-Interconnection | ON | 2050 | Summer | CH4 Pipeline | ON | MI | 0 | ON
LCP_Inputs_ON_Electric_IEA_2023_05_05 | Methane | Dispatch-Interconnection | ON | 2050 | Summer | CH4 Pipeline | ON | NY | 0 | ON
LCP_Inputs_ON_Electric_IEA_2023_05_05 | Methane | Dispatch-Interconnection | ON | 2050 | Summer | CH4 Pipeline | ON | PJ | 0 | ON
LCP_Inputs_ON_Electric_IEA_2023_05_05 | Methane | Dispatch-Interconnection | ON | 2050 | Summer | CH4 Pipeline | ON | QC | 0 | ON
LCP_Inputs_ON_Electric_IEA_2023_05_05 | Methane | Dispatch-Interconnection | ON | 2050 | Summer | CH4 Pipeline | ON | WC | 0 | ON
LCP_Inputs_ON_Electric_IEA_2023_05_05 | Methane | Dispatch-Interconnection | ON | 2050 | Summer | CH4 Pipeline | PJ | ON | 0 | ON
LCP_Inputs_ON_Electric_IEA_2023_05_05 | Methane | Dispatch-Interconnection | ON | 2050 | Summer | CH4 Pipeline | QC | ON | 0 | ON
LCP_Inputs_ON_Electric_IEA_2023_05_05 | Methane | Dispatch-Interconnection | ON | 2050 | Summer | CH4 Pipeline | WC | ON | 0 | ON
LCP_Inputs_ON_Electric_IEA_2023_05_05 | Methane | Dispatch-Interconnection | ON | 2050 | Winter | CH4 Pipeline | MI | ON | 0 | ON
LCP_Inputs_ON_Electric_IEA_2023_05_05 | Methane | Dispatch-Interconnection | ON | 2050 | Winter | CH4 Pipeline | NY | ON | 0 | ON
LCP_Inputs_ON_Electric_IEA_2023_05_05 | Methane | Dispatch-Interconnection | ON | 2050 | Winter | CH4 Pipeline | ON | MI | 0 | ON
LCP_Inputs_ON_Electric_IEA_2023_05_05 | Methane | Dispatch-Interconnection | ON | 2050 | Winter | CH4 Pipeline | ON | NY | 0 | ON
LCP_Inputs_ON_Electric_IEA_2023_05_05 | Methane | Dispatch-Interconnection | ON | 2050 | Winter | CH4 Pipeline | ON | PJ | 0 | ON
LCP_Inputs_ON_Electric_IEA_2023_05_05 | Methane | Dispatch-Interconnection | ON | 2050 | Winter | CH4 Pipeline | ON | QC | 0 | ON
LCP_Inputs_ON_Electric_IEA_2023_05_05 | Methane | Dispatch-Interconnection | ON | 2050 | Winter | CH4 Pipeline | ON | WC | 0 | ON
LCP_Inputs_ON_Electric_IEA_2023_05_05 | Methane | Dispatch-Interconnection | ON | 2050 | Winter | CH4 Pipeline | PJ | ON | 0 | ON
LCP_Inputs_ON_Electric_IEA_2023_05_05 | Methane | Dispatch-Interconnection | ON | 2050 | Winter | CH4 Pipeline | QC | ON | 0 | ON
LCP_Inputs_ON_Electric_IEA_2023_05_05 | Methane | Dispatch-Interconnection | ON | 2050 | Winter | CH4 Pipeline | WC | ON | 0 | ON
LCP_Inputs_ON_Electric_IEA_2023_05_05 | Methane | Dispatch-Interconnection | ON | 2050 | Winter Peak | CH4 Pipeline | MI | ON | 0 | ON
LCP_Inputs_ON_Electric_IEA_2023_05_05 | Methane | Dispatch-Interconnection | ON | 2050 | Winter Peak | CH4 Pipeline | NY | ON | 0 | ON
LCP_Inputs_ON_Electric_IEA_2023_05_05 | Methane | Dispatch-Interconnection | ON | 2050 | Winter Peak | CH4 Pipeline | ON | MI | 0 | ON
LCP_Inputs_ON_Electric_IEA_2023_05_05 | Methane | Dispatch-Interconnection | ON | 2050 | Winter Peak | CH4 Pipeline | ON | NY | 0 | ON
LCP_Inputs_ON_Electric_IEA_2023_05_05 | Methane | Dispatch-Interconnection | ON | 2050 | Winter Peak | CH4 Pipeline | ON | PJ | 0 | ON
LCP_Inputs_ON_Electric_IEA_2023_05_05 | Methane | Dispatch-Interconnection | ON | 2050 | Winter Peak | CH4 Pipeline | ON | QC | 0 | ON
LCP_Inputs_ON_Electric_IEA_2023_05_05 | Methane | Dispatch-Interconnection | ON | 2050 | Winter Peak | CH4 Pipeline | ON | WC | 0 | ON
LCP_Inputs_ON_Electric_IEA_2023_05_05 | Methane | Dispatch-Interconnection | ON | 2050 | Winter Peak | CH4 Pipeline | PJ | ON | 0 | ON
LCP_Inputs_ON_Electric_IEA_2023_05_05 | Methane | Dispatch-Interconnection | ON | 2050 | Winter Peak | CH4 Pipeline | QC | ON | 0 | ON
LCP_Inputs_ON_Electric_IEA_2023_05_05 | Methane | Dispatch-Interconnection | ON | 2050 | Winter Peak | CH4 Pipeline | WC | ON | 0 | ON
LCP_Inputs_ON_Electric_IEA_2023_05_05 | Methane | Dispatch-Interconnection | PJ | 2020 | Fall | CH4 Pipeline | ON | PJ | 0 | PJ
LCP_Inputs_ON_Electric_IEA_2023_05_05 | Methane | Dispatch-Interconnection | PJ | 2020 | Fall | CH4 Pipeline | PJ | ON | 0 | PJ
LCP_Inputs_ON_Electric_IEA_2023_05_05 | Methane | Dispatch-Interconnection | PJ | 2020 | Spring | CH4 Pipeline | ON | PJ | 0 | PJ
LCP_Inputs_ON_Electric_IEA_2023_05_05 | Methane | Dispatch-Interconnection | PJ | 2020 | Spring | CH4 Pipeline | PJ | ON | 0 | PJ
LCP_Inputs_ON_Electric_IEA_2023_05_05 | Methane | Dispatch-Interconnection | PJ | 2020 | Summer | CH4 Pipeline | ON | PJ | 0 | PJ
LCP_Inputs_ON_Electric_IEA_2023_05_05 | Methane | Dispatch-Interconnection | PJ | 2020 | Summer | CH4 Pipeline | PJ | ON | 0 | PJ
LCP_Inputs_ON_Electric_IEA_2023_05_05 | Methane | Dispatch-Interconnection | PJ | 2020 | Winter | CH4 Pipeline | ON | PJ | 0 | PJ
LCP_Inputs_ON_Electric_IEA_2023_05_05 | Methane | Dispatch-Interconnection | PJ | 2020 | Winter | CH4 Pipeline | PJ | ON | 0 | PJ
LCP_Inputs_ON_Electric_IEA_2023_05_05 | Methane | Dispatch-Interconnection | PJ | 2020 | Winter Peak | CH4 Pipeline | ON | PJ | 0 | PJ
LCP_Inputs_ON_Electric_IEA_2023_05_05 | Methane | Dispatch-Interconnection | PJ | 2020 | Winter Peak | CH4 Pipeline | PJ | ON | 0 | PJ
LCP_Inputs_ON_Electric_IEA_2023_05_05 | Methane | Dispatch-Interconnection | PJ | 2030 | Fall | CH4 Pipeline | ON | PJ | 0 | PJ
LCP_Inputs_ON_Electric_IEA_2023_05_05 | Methane | Dispatch-Interconnection | PJ | 2030 | Fall | CH4 Pipeline | PJ | ON | 0 | PJ
LCP_Inputs_ON_Electric_IEA_2023_05_05 | Methane | Dispatch-Interconnection | PJ | 2030 | Spring | CH4 Pipeline | ON | PJ | 0 | PJ
LCP_Inputs_ON_Electric_IEA_2023_05_05 | Methane | Dispatch-Interconnection | PJ | 2030 | Spring | CH4 Pipeline | PJ | ON | 0 | PJ
LCP_Inputs_ON_Electric_IEA_2023_05_05 | Methane | Dispatch-Interconnection | PJ | 2030 | Summer | CH4 Pipeline | ON | PJ | 0 | PJ
LCP_Inputs_ON_Electric_IEA_2023_05_05 | Methane | Dispatch-Interconnection | PJ | 2030 | Summer | CH4 Pipeline | PJ | ON | 0 | PJ
LCP_Inputs_ON_Electric_IEA_2023_05_05 | Methane | Dispatch-Interconnection | PJ | 2030 | Winter | CH4 Pipeline | ON | PJ | 0 | PJ
LCP_Inputs_ON_Electric_IEA_2023_05_05 | Methane | Dispatch-Interconnection | PJ | 2030 | Winter | CH4 Pipeline | PJ | ON | 0 | PJ
LCP_Inputs_ON_Electric_IEA_2023_05_05 | Methane | Dispatch-Interconnection | PJ | 2030 | Winter Peak | CH4 Pipeline | ON | PJ | 0 | PJ
LCP_Inputs_ON_Electric_IEA_2023_05_05 | Methane | Dispatch-Interconnection | PJ | 2030 | Winter Peak | CH4 Pipeline | PJ | ON | 0 | PJ
LCP_Inputs_ON_Electric_IEA_2023_05_05 | Methane | Dispatch-Interconnection | PJ | 2040 | Fall | CH4 Pipeline | ON | PJ | 0 | PJ
LCP_Inputs_ON_Electric_IEA_2023_05_05 | Methane | Dispatch-Interconnection | PJ | 2040 | Fall | CH4 Pipeline | PJ | ON | 0 | PJ
LCP_Inputs_ON_Electric_IEA_2023_05_05 | Methane | Dispatch-Interconnection | PJ | 2040 | Spring | CH4 Pipeline | ON | PJ | 0 | PJ
LCP_Inputs_ON_Electric_IEA_2023_05_05 | Methane | Dispatch-Interconnection | PJ | 2040 | Spring | CH4 Pipeline | PJ | ON | 0 | PJ
LCP_Inputs_ON_Electric_IEA_2023_05_05 | Methane | Dispatch-Interconnection | PJ | 2040 | Summer | CH4 Pipeline | ON | PJ | 0 | PJ
LCP_Inputs_ON_Electric_IEA_2023_05_05 | Methane | Dispatch-Interconnection | PJ | 2040 | Summer | CH4 Pipeline | PJ | ON | 0 | PJ
LCP_Inputs_ON_Electric_IEA_2023_05_05 | Methane | Dispatch-Interconnection | PJ | 2040 | Winter | CH4 Pipeline | ON | PJ | 0 | PJ
LCP_Inputs_ON_Electric_IEA_2023_05_05 | Methane | Dispatch-Interconnection | PJ | 2040 | Winter | CH4 Pipeline | PJ | ON | 0 | PJ
LCP_Inputs_ON_Electric_IEA_2023_05_05 | Methane | Dispatch-Interconnection | PJ | 2040 | Winter Peak | CH4 Pipeline | ON | PJ | 0 | PJ
LCP_Inputs_ON_Electric_IEA_2023_05_05 | Methane | Dispatch-Interconnection | PJ | 2040 | Winter Peak | CH4 Pipeline | PJ | ON | 0 | PJ
LCP_Inputs_ON_Electric_IEA_2023_05_05 | Methane | Dispatch-Interconnection | PJ | 2050 | Fall | CH4 Pipeline | ON | PJ | 0 | PJ
LCP_Inputs_ON_Electric_IEA_2023_05_05 | Methane | Dispatch-Interconnection | PJ | 2050 | Fall | CH4 Pipeline | PJ | ON | 0 | PJ
LCP_Inputs_ON_Electric_IEA_2023_05_05 | Methane | Dispatch-Interconnection | PJ | 2050 | Spring | CH4 Pipeline | ON | PJ | 0 | PJ
LCP_Inputs_ON_Electric_IEA_2023_05_05 | Methane | Dispatch-Interconnection | PJ | 2050 | Spring | CH4 Pipeline | PJ | ON | 0 | PJ
LCP_Inputs_ON_Electric_IEA_2023_05_05 | Methane | Dispatch-Interconnection | PJ | 2050 | Summer | CH4 Pipeline | ON | PJ | 0 | PJ
LCP_Inputs_ON_Electric_IEA_2023_05_05 | Methane | Dispatch-Interconnection | PJ | 2050 | Summer | CH4 Pipeline | PJ | ON | 0 | PJ
LCP_Inputs_ON_Electric_IEA_2023_05_05 | Methane | Dispatch-Interconnection | PJ | 2050 | Winter | CH4 Pipeline | ON | PJ | 0 | PJ
LCP_Inputs_ON_Electric_IEA_2023_05_05 | Methane | Dispatch-Interconnection | PJ | 2050 | Winter | CH4 Pipeline | PJ | ON | 0 | PJ
LCP_Inputs_ON_Electric_IEA_2023_05_05 | Methane | Dispatch-Interconnection | PJ | 2050 | Winter Peak | CH4 Pipeline | ON | PJ | 0 | PJ
LCP_Inputs_ON_Electric_IEA_2023_05_05 | Methane | Dispatch-Interconnection | PJ | 2050 | Winter Peak | CH4 Pipeline | PJ | ON | 0 | PJ
LCP_Inputs_ON_Electric_IEA_2023_05_05 | Methane | Dispatch-Interconnection | QC | 2020 | Fall | CH4 Pipeline | ON | QC | 0 | QC
LCP_Inputs_ON_Electric_IEA_2023_05_05 | Methane | Dispatch-Interconnection | QC | 2020 | Fall | CH4 Pipeline | QC | ON | 0 | QC
LCP_Inputs_ON_Electric_IEA_2023_05_05 | Methane | Dispatch-Interconnection | QC | 2020 | Spring | CH4 Pipeline | ON | QC | 0 | QC
LCP_Inputs_ON_Electric_IEA_2023_05_05 | Methane | Dispatch-Interconnection | QC | 2020 | Spring | CH4 Pipeline | QC | ON | 0 | QC
LCP_Inputs_ON_Electric_IEA_2023_05_05 | Methane | Dispatch-Interconnection | QC | 2020 | Summer | CH4 Pipeline | ON | QC | 0 | QC
LCP_Inputs_ON_Electric_IEA_2023_05_05 | Methane | Dispatch-Interconnection | QC | 2020 | Summer | CH4 Pipeline | QC | ON | 0 | QC
LCP_Inputs_ON_Electric_IEA_2023_05_05 | Methane | Dispatch-Interconnection | QC | 2020 | Winter | CH4 Pipeline | ON | QC | 0 | QC
LCP_Inputs_ON_Electric_IEA_2023_05_05 | Methane | Dispatch-Interconnection | QC | 2020 | Winter | CH4 Pipeline | QC | ON | 0 | QC
LCP_Inputs_ON_Electric_IEA_2023_05_05 | Methane | Dispatch-Interconnection | QC | 2020 | Winter Peak | CH4 Pipeline | ON | QC | 0 | QC
LCP_Inputs_ON_Electric_IEA_2023_05_05 | Methane | Dispatch-Interconnection | QC | 2020 | Winter Peak | CH4 Pipeline | QC | ON | 0 | QC
LCP_Inputs_ON_Electric_IEA_2023_05_05 | Methane | Dispatch-Interconnection | QC | 2030 | Fall | CH4 Pipeline | ON | QC | 0 | QC
LCP_Inputs_ON_Electric_IEA_2023_05_05 | Methane | Dispatch-Interconnection | QC | 2030 | Fall | CH4 Pipeline | QC | ON | 0 | QC
LCP_Inputs_ON_Electric_IEA_2023_05_05 | Methane | Dispatch-Interconnection | QC | 2030 | Spring | CH4 Pipeline | ON | QC | 0 | QC
LCP_Inputs_ON_Electric_IEA_2023_05_05 | Methane | Dispatch-Interconnection | QC | 2030 | Spring | CH4 Pipeline | QC | ON | 0 | QC
LCP_Inputs_ON_Electric_IEA_2023_05_05 | Methane | Dispatch-Interconnection | QC | 2030 | Summer | CH4 Pipeline | ON | QC | 0 | QC
LCP_Inputs_ON_Electric_IEA_2023_05_05 | Methane | Dispatch-Interconnection | QC | 2030 | Summer | CH4 Pipeline | QC | ON | 0 | QC
LCP_Inputs_ON_Electric_IEA_2023_05_05 | Methane | Dispatch-Interconnection | QC | 2030 | Winter | CH4 Pipeline | ON | QC | 0 | QC
LCP_Inputs_ON_Electric_IEA_2023_05_05 | Methane | Dispatch-Interconnection | QC | 2030 | Winter | CH4 Pipeline | QC | ON | 0 | QC
LCP_Inputs_ON_Electric_IEA_2023_05_05 | Methane | Dispatch-Interconnection | QC | 2030 | Winter Peak | CH4 Pipeline | ON | QC | 0 | QC
LCP_Inputs_ON_Electric_IEA_2023_05_05 | Methane | Dispatch-Interconnection | QC | 2030 | Winter Peak | CH4 Pipeline | QC | ON | 0 | QC
LCP_Inputs_ON_Electric_IEA_2023_05_05 | Methane | Dispatch-Interconnection | QC | 2040 | Fall | CH4 Pipeline | ON | QC | 0 | QC
LCP_Inputs_ON_Electric_IEA_2023_05_05 | Methane | Dispatch-Interconnection | QC | 2040 | Fall | CH4 Pipeline | QC | ON | 0 | QC
LCP_Inputs_ON_Electric_IEA_2023_05_05 | Methane | Dispatch-Interconnection | QC | 2040 | Spring | CH4 Pipeline | ON | QC | 0 | QC
LCP_Inputs_ON_Electric_IEA_2023_05_05 | Methane | Dispatch-Interconnection | QC | 2040 | Spring | CH4 Pipeline | QC | ON | 0 | QC
LCP_Inputs_ON_Electric_IEA_2023_05_05 | Methane | Dispatch-Interconnection | QC | 2040 | Summer | CH4 Pipeline | ON | QC | 0 | QC
LCP_Inputs_ON_Electric_IEA_2023_05_05 | Methane | Dispatch-Interconnection | QC | 2040 | Summer | CH4 Pipeline | QC | ON | 0 | QC
LCP_Inputs_ON_Electric_IEA_2023_05_05 | Methane | Dispatch-Interconnection | QC | 2040 | Winter | CH4 Pipeline | ON | QC | 0 | QC
LCP_Inputs_ON_Electric_IEA_2023_05_05 | Methane | Dispatch-Interconnection | QC | 2040 | Winter | CH4 Pipeline | QC | ON | 0 | QC
LCP_Inputs_ON_Electric_IEA_2023_05_05 | Methane | Dispatch-Interconnection | QC | 2040 | Winter Peak | CH4 Pipeline | ON | QC | 0 | QC
LCP_Inputs_ON_Electric_IEA_2023_05_05 | Methane | Dispatch-Interconnection | QC | 2040 | Winter Peak | CH4 Pipeline | QC | ON | 0 | QC
LCP_Inputs_ON_Electric_IEA_2023_05_05 | Methane | Dispatch-Interconnection | QC | 2050 | Fall | CH4 Pipeline | ON | QC | 0 | QC
LCP_Inputs_ON_Electric_IEA_2023_05_05 | Methane | Dispatch-Interconnection | QC | 2050 | Fall | CH4 Pipeline | QC | ON | 0 | QC
LCP_Inputs_ON_Electric_IEA_2023_05_05 | Methane | Dispatch-Interconnection | QC | 2050 | Spring | CH4 Pipeline | ON | QC | 0 | QC
LCP_Inputs_ON_Electric_IEA_2023_05_05 | Methane | Dispatch-Interconnection | QC | 2050 | Spring | CH4 Pipeline | QC | ON | 0 | QC
LCP_Inputs_ON_Electric_IEA_2023_05_05 | Methane | Dispatch-Interconnection | QC | 2050 | Summer | CH4 Pipeline | ON | QC | 0 | QC
LCP_Inputs_ON_Electric_IEA_2023_05_05 | Methane | Dispatch-Interconnection | QC | 2050 | Summer | CH4 Pipeline | QC | ON | 0 | QC
LCP_Inputs_ON_Electric_IEA_2023_05_05 | Methane | Dispatch-Interconnection | QC | 2050 | Winter | CH4 Pipeline | ON | QC | 0 | QC
LCP_Inputs_ON_Electric_IEA_2023_05_05 | Methane | Dispatch-Interconnection | QC | 2050 | Winter | CH4 Pipeline | QC | ON | 0 | QC
LCP_Inputs_ON_Electric_IEA_2023_05_05 | Methane | Dispatch-Interconnection | QC | 2050 | Winter Peak | CH4 Pipeline | ON | QC | 0 | QC
LCP_Inputs_ON_Electric_IEA_2023_05_05 | Methane | Dispatch-Interconnection | QC | 2050 | Winter Peak | CH4 Pipeline | QC | ON | 0 | QC
LCP_Inputs_ON_Electric_IEA_2023_05_05 | Methane | Dispatch-Interconnection | WC | 2020 | Fall | CH4 Pipeline | ON | WC | -28885158.2421 | WC
LCP_Inputs_ON_Electric_IEA_2023_05_05 | Methane | Dispatch-Interconnection | WC | 2020 | Fall | CH4 Pipeline | WC | ON | 0 | WC
LCP_Inputs_ON_Electric_IEA_2023_05_05 | Methane | Dispatch-Interconnection | WC | 2020 | Spring | CH4 Pipeline | ON | WC | -78515204.2352 | WC
LCP_Inputs_ON_Electric_IEA_2023_05_05 | Methane | Dispatch-Interconnection | WC | 2020 | Spring | CH4 Pipeline | WC | ON | 0 | WC
LCP_Inputs_ON_Electric_IEA_2023_05_05 | Methane | Dispatch-Interconnection | WC | 2020 | Summer | CH4 Pipeline | ON | WC | -20814091.7395 | WC
LCP_Inputs_ON_Electric_IEA_2023_05_05 | Methane | Dispatch-Interconnection | WC | 2020 | Summer | CH4 Pipeline | WC | ON | 0 | WC
LCP_Inputs_ON_Electric_IEA_2023_05_05 | Methane | Dispatch-Interconnection | WC | 2020 | Winter | CH4 Pipeline | ON | WC | -101594370.3549 | WC
LCP_Inputs_ON_Electric_IEA_2023_05_05 | Methane | Dispatch-Interconnection | WC | 2020 | Winter | CH4 Pipeline | WC | ON | 0 | WC
LCP_Inputs_ON_Electric_IEA_2023_05_05 | Methane | Dispatch-Interconnection | WC | 2020 | Winter Peak | CH4 Pipeline | ON | WC | -1637520.2777 | WC
LCP_Inputs_ON_Electric_IEA_2023_05_05 | Methane | Dispatch-Interconnection | WC | 2020 | Winter Peak | CH4 Pipeline | WC | ON | 0 | WC
LCP_Inputs_ON_Electric_IEA_2023_05_05 | Methane | Dispatch-Interconnection | WC | 2030 | Fall | CH4 Pipeline | ON | WC | -23025996.2934 | WC
LCP_Inputs_ON_Electric_IEA_2023_05_05 | Methane | Dispatch-Interconnection | WC | 2030 | Fall | CH4 Pipeline | WC | ON | 0 | WC
LCP_Inputs_ON_Electric_IEA_2023_05_05 | Methane | Dispatch-Interconnection | WC | 2030 | Spring | CH4 Pipeline | ON | WC | -58431836.9587 | WC
LCP_Inputs_ON_Electric_IEA_2023_05_05 | Methane | Dispatch-Interconnection | WC | 2030 | Spring | CH4 Pipeline | WC | ON | 0 | WC
LCP_Inputs_ON_Electric_IEA_2023_05_05 | Methane | Dispatch-Interconnection | WC | 2030 | Summer | CH4 Pipeline | ON | WC | 0 | WC
LCP_Inputs_ON_Electric_IEA_2023_05_05 | Methane | Dispatch-Interconnection | WC | 2030 | Summer | CH4 Pipeline | WC | ON | 0 | WC
LCP_Inputs_ON_Electric_IEA_2023_05_05 | Methane | Dispatch-Interconnection | WC | 2030 | Winter | CH4 Pipeline | ON | WC | -106999629.4088 | WC
LCP_Inputs_ON_Electric_IEA_2023_05_05 | Methane | Dispatch-Interconnection | WC | 2030 | Winter | CH4 Pipeline | WC | ON | 0 | WC
LCP_Inputs_ON_Electric_IEA_2023_05_05 | Methane | Dispatch-Interconnection | WC | 2030 | Winter Peak | CH4 Pipeline | ON | WC | -1640000 | WC
LCP_Inputs_ON_Electric_IEA_2023_05_05 | Methane | Dispatch-Interconnection | WC | 2030 | Winter Peak | CH4 Pipeline | WC | ON | 0 | WC
LCP_Inputs_ON_Electric_IEA_2023_05_05 | Methane | Dispatch-Interconnection | WC | 2040 | Fall | CH4 Pipeline | ON | WC | -823660.7017 | WC
LCP_Inputs_ON_Electric_IEA_2023_05_05 | Methane | Dispatch-Interconnection | WC | 2040 | Fall | CH4 Pipeline | WC | ON | 0 | WC
LCP_Inputs_ON_Electric_IEA_2023_05_05 | Methane | Dispatch-Interconnection | WC | 2040 | Spring | CH4 Pipeline | ON | WC | -13170177.982 | WC
LCP_Inputs_ON_Electric_IEA_2023_05_05 | Methane | Dispatch-Interconnection | WC | 2040 | Spring | CH4 Pipeline | WC | ON | 0 | WC
LCP_Inputs_ON_Electric_IEA_2023_05_05 | Methane | Dispatch-Interconnection | WC | 2040 | Summer | CH4 Pipeline | ON | WC | -134825.7048 | WC
LCP_Inputs_ON_Electric_IEA_2023_05_05 | Methane | Dispatch-Interconnection | WC | 2040 | Summer | CH4 Pipeline | WC | ON | 0 | WC
LCP_Inputs_ON_Electric_IEA_2023_05_05 | Methane | Dispatch-Interconnection | WC | 2040 | Winter | CH4 Pipeline | ON | WC | -28273384.487 | WC
LCP_Inputs_ON_Electric_IEA_2023_05_05 | Methane | Dispatch-Interconnection | WC | 2040 | Winter | CH4 Pipeline | WC | ON | 0 | WC
LCP_Inputs_ON_Electric_IEA_2023_05_05 | Methane | Dispatch-Interconnection | WC | 2040 | Winter Peak | CH4 Pipeline | ON | WC | -1040750.5639 | WC
LCP_Inputs_ON_Electric_IEA_2023_05_05 | Methane | Dispatch-Interconnection | WC | 2040 | Winter Peak | CH4 Pipeline | WC | ON | 0 | WC
LCP_Inputs_ON_Electric_IEA_2023_05_05 | Methane | Dispatch-Interconnection | WC | 2050 | Fall | CH4 Pipeline | ON | WC | 0 | WC
LCP_Inputs_ON_Electric_IEA_2023_05_05 | Methane | Dispatch-Interconnection | WC | 2050 | Fall | CH4 Pipeline | WC | ON | 0 | WC
LCP_Inputs_ON_Electric_IEA_2023_05_05 | Methane | Dispatch-Interconnection | WC | 2050 | Spring | CH4 Pipeline | ON | WC | 0 | WC
LCP_Inputs_ON_Electric_IEA_2023_05_05 | Methane | Dispatch-Interconnection | WC | 2050 | Spring | CH4 Pipeline | WC | ON | 0 | WC
LCP_Inputs_ON_Electric_IEA_2023_05_05 | Methane | Dispatch-Interconnection | WC | 2050 | Summer | CH4 Pipeline | ON | WC | 0 | WC
LCP_Inputs_ON_Electric_IEA_2023_05_05 | Methane | Dispatch-Interconnection | WC | 2050 | Summer | CH4 Pipeline | WC | ON | 0 | WC
LCP_Inputs_ON_Electric_IEA_2023_05_05 | Methane | Dispatch-Interconnection | WC | 2050 | Winter | CH4 Pipeline | ON | WC | 0 | WC
LCP_Inputs_ON_Electric_IEA_2023_05_05 | Methane | Dispatch-Interconnection | WC | 2050 | Winter | CH4 Pipeline | WC | ON | 0 | WC
LCP_Inputs_ON_Electric_IEA_2023_05_05 | Methane | Dispatch-Interconnection | WC | 2050 | Winter Peak | CH4 Pipeline | ON | WC | 0 | WC
LCP_Inputs_ON_Electric_IEA_2023_05_05 | Methane | Dispatch-Interconnection | WC | 2050 | Winter Peak | CH4 Pipeline | WC | ON | 0 | WC
LCP_Inputs_ON_Electric_IEA_2023_05_05 | Methane | Dispatch-Storage | MI | 2020 | Fall | CH4 Salt Cavern Storage - ON |  |  | 0 | MI
LCP_Inputs_ON_Electric_IEA_2023_05_05 | Methane | Dispatch-Storage | MI | 2020 | Spring | CH4 Salt Cavern Storage - ON |  |  | 0 | MI
LCP_Inputs_ON_Electric_IEA_2023_05_05 | Methane | Dispatch-Storage | MI | 2020 | Summer | CH4 Salt Cavern Storage - ON |  |  | 0 | MI
LCP_Inputs_ON_Electric_IEA_2023_05_05 | Methane | Dispatch-Storage | MI | 2020 | Winter | CH4 Salt Cavern Storage - ON |  |  | 0 | MI
LCP_Inputs_ON_Electric_IEA_2023_05_05 | Methane | Dispatch-Storage | MI | 2020 | Winter Peak | CH4 Salt Cavern Storage - ON |  |  | 0 | MI
LCP_Inputs_ON_Electric_IEA_2023_05_05 | Methane | Dispatch-Storage | MI | 2030 | Fall | CH4 Salt Cavern Storage - ON |  |  | 0 | MI
LCP_Inputs_ON_Electric_IEA_2023_05_05 | Methane | Dispatch-Storage | MI | 2030 | Spring | CH4 Salt Cavern Storage - ON |  |  | 0 | MI
LCP_Inputs_ON_Electric_IEA_2023_05_05 | Methane | Dispatch-Storage | MI | 2030 | Summer | CH4 Salt Cavern Storage - ON |  |  | 0 | MI
LCP_Inputs_ON_Electric_IEA_2023_05_05 | Methane | Dispatch-Storage | MI | 2030 | Winter | CH4 Salt Cavern Storage - ON |  |  | 0 | MI
LCP_Inputs_ON_Electric_IEA_2023_05_05 | Methane | Dispatch-Storage | MI | 2030 | Winter Peak | CH4 Salt Cavern Storage - ON |  |  | 0 | MI
LCP_Inputs_ON_Electric_IEA_2023_05_05 | Methane | Dispatch-Storage | MI | 2040 | Fall | CH4 Salt Cavern Storage - ON |  |  | 0 | MI
LCP_Inputs_ON_Electric_IEA_2023_05_05 | Methane | Dispatch-Storage | MI | 2040 | Spring | CH4 Salt Cavern Storage - ON |  |  | 0 | MI
LCP_Inputs_ON_Electric_IEA_2023_05_05 | Methane | Dispatch-Storage | MI | 2040 | Summer | CH4 Salt Cavern Storage - ON |  |  | 0 | MI
LCP_Inputs_ON_Electric_IEA_2023_05_05 | Methane | Dispatch-Storage | MI | 2040 | Winter | CH4 Salt Cavern Storage - ON |  |  | 0 | MI
LCP_Inputs_ON_Electric_IEA_2023_05_05 | Methane | Dispatch-Storage | MI | 2040 | Winter Peak | CH4 Salt Cavern Storage - ON |  |  | 0 | MI
LCP_Inputs_ON_Electric_IEA_2023_05_05 | Methane | Dispatch-Storage | MI | 2050 | Fall | CH4 Salt Cavern Storage - ON |  |  | 0 | MI
LCP_Inputs_ON_Electric_IEA_2023_05_05 | Methane | Dispatch-Storage | MI | 2050 | Spring | CH4 Salt Cavern Storage - ON |  |  | 0 | MI
LCP_Inputs_ON_Electric_IEA_2023_05_05 | Methane | Dispatch-Storage | MI | 2050 | Summer | CH4 Salt Cavern Storage - ON |  |  | 0 | MI
LCP_Inputs_ON_Electric_IEA_2023_05_05 | Methane | Dispatch-Storage | MI | 2050 | Winter | CH4 Salt Cavern Storage - ON |  |  | 0 | MI
LCP_Inputs_ON_Electric_IEA_2023_05_05 | Methane | Dispatch-Storage | MI | 2050 | Winter Peak | CH4 Salt Cavern Storage - ON |  |  | 0 | MI
LCP_Inputs_ON_Electric_IEA_2023_05_05 | Methane | Dispatch-Storage | NY | 2020 | Fall | CH4 Salt Cavern Storage - ON |  |  | 0 | NY
LCP_Inputs_ON_Electric_IEA_2023_05_05 | Methane | Dispatch-Storage | NY | 2020 | Spring | CH4 Salt Cavern Storage - ON |  |  | 0 | NY
LCP_Inputs_ON_Electric_IEA_2023_05_05 | Methane | Dispatch-Storage | NY | 2020 | Summer | CH4 Salt Cavern Storage - ON |  |  | 0 | NY
LCP_Inputs_ON_Electric_IEA_2023_05_05 | Methane | Dispatch-Storage | NY | 2020 | Winter | CH4 Salt Cavern Storage - ON |  |  | 0 | NY
LCP_Inputs_ON_Electric_IEA_2023_05_05 | Methane | Dispatch-Storage | NY | 2020 | Winter Peak | CH4 Salt Cavern Storage - ON |  |  | 0 | NY
LCP_Inputs_ON_Electric_IEA_2023_05_05 | Methane | Dispatch-Storage | NY | 2030 | Fall | CH4 Salt Cavern Storage - ON |  |  | 0 | NY
LCP_Inputs_ON_Electric_IEA_2023_05_05 | Methane | Dispatch-Storage | NY | 2030 | Spring | CH4 Salt Cavern Storage - ON |  |  | 0 | NY
LCP_Inputs_ON_Electric_IEA_2023_05_05 | Methane | Dispatch-Storage | NY | 2030 | Summer | CH4 Salt Cavern Storage - ON |  |  | 0 | NY
LCP_Inputs_ON_Electric_IEA_2023_05_05 | Methane | Dispatch-Storage | NY | 2030 | Winter | CH4 Salt Cavern Storage - ON |  |  | 0 | NY
LCP_Inputs_ON_Electric_IEA_2023_05_05 | Methane | Dispatch-Storage | NY | 2030 | Winter Peak | CH4 Salt Cavern Storage - ON |  |  | 0 | NY
LCP_Inputs_ON_Electric_IEA_2023_05_05 | Methane | Dispatch-Storage | NY | 2040 | Fall | CH4 Salt Cavern Storage - ON |  |  | 0 | NY
LCP_Inputs_ON_Electric_IEA_2023_05_05 | Methane | Dispatch-Storage | NY | 2040 | Spring | CH4 Salt Cavern Storage - ON |  |  | 0 | NY
LCP_Inputs_ON_Electric_IEA_2023_05_05 | Methane | Dispatch-Storage | NY | 2040 | Summer | CH4 Salt Cavern Storage - ON |  |  | 0 | NY
LCP_Inputs_ON_Electric_IEA_2023_05_05 | Methane | Dispatch-Storage | NY | 2040 | Winter | CH4 Salt Cavern Storage - ON |  |  | 0 | NY
LCP_Inputs_ON_Electric_IEA_2023_05_05 | Methane | Dispatch-Storage | NY | 2040 | Winter Peak | CH4 Salt Cavern Storage - ON |  |  | 0 | NY
LCP_Inputs_ON_Electric_IEA_2023_05_05 | Methane | Dispatch-Storage | NY | 2050 | Fall | CH4 Salt Cavern Storage - ON |  |  | 0 | NY
LCP_Inputs_ON_Electric_IEA_2023_05_05 | Methane | Dispatch-Storage | NY | 2050 | Spring | CH4 Salt Cavern Storage - ON |  |  | 0 | NY
LCP_Inputs_ON_Electric_IEA_2023_05_05 | Methane | Dispatch-Storage | NY | 2050 | Summer | CH4 Salt Cavern Storage - ON |  |  | 0 | NY
LCP_Inputs_ON_Electric_IEA_2023_05_05 | Methane | Dispatch-Storage | NY | 2050 | Winter | CH4 Salt Cavern Storage - ON |  |  | 0 | NY
LCP_Inputs_ON_Electric_IEA_2023_05_05 | Methane | Dispatch-Storage | NY | 2050 | Winter Peak | CH4 Salt Cavern Storage - ON |  |  | 0 | NY
LCP_Inputs_ON_Electric_IEA_2023_05_05 | Methane | Dispatch-Storage | ON | 2020 | Fall | CH4 Salt Cavern Storage - ON |  |  | 0 | ON
LCP_Inputs_ON_Electric_IEA_2023_05_05 | Methane | Dispatch-Storage | ON | 2020 | Spring | CH4 Salt Cavern Storage - ON |  |  | 0 | ON
LCP_Inputs_ON_Electric_IEA_2023_05_05 | Methane | Dispatch-Storage | ON | 2020 | Summer | CH4 Salt Cavern Storage - ON |  |  | 0 | ON
LCP_Inputs_ON_Electric_IEA_2023_05_05 | Methane | Dispatch-Storage | ON | 2020 | Winter | CH4 Salt Cavern Storage - ON |  |  | 0 | ON
LCP_Inputs_ON_Electric_IEA_2023_05_05 | Methane | Dispatch-Storage | ON | 2020 | Winter Peak | CH4 Salt Cavern Storage - ON |  |  | 65849.3003 | ON
LCP_Inputs_ON_Electric_IEA_2023_05_05 | Methane | Dispatch-Storage | ON | 2030 | Fall | CH4 Salt Cavern Storage - ON |  |  | 0 | ON
LCP_Inputs_ON_Electric_IEA_2023_05_05 | Methane | Dispatch-Storage | ON | 2030 | Spring | CH4 Salt Cavern Storage - ON |  |  | 0 | ON
LCP_Inputs_ON_Electric_IEA_2023_05_05 | Methane | Dispatch-Storage | ON | 2030 | Summer | CH4 Salt Cavern Storage - ON |  |  | 0 | ON
LCP_Inputs_ON_Electric_IEA_2023_05_05 | Methane | Dispatch-Storage | ON | 2030 | Winter | CH4 Salt Cavern Storage - ON |  |  | 0 | ON
LCP_Inputs_ON_Electric_IEA_2023_05_05 | Methane | Dispatch-Storage | ON | 2030 | Winter Peak | CH4 Salt Cavern Storage - ON |  |  | 203053.9805 | ON
LCP_Inputs_ON_Electric_IEA_2023_05_05 | Methane | Dispatch-Storage | ON | 2040 | Fall | CH4 Salt Cavern Storage - ON |  |  | 0 | ON
LCP_Inputs_ON_Electric_IEA_2023_05_05 | Methane | Dispatch-Storage | ON | 2040 | Spring | CH4 Salt Cavern Storage - ON |  |  | 0 | ON
LCP_Inputs_ON_Electric_IEA_2023_05_05 | Methane | Dispatch-Storage | ON | 2040 | Summer | CH4 Salt Cavern Storage - ON |  |  | 0 | ON
LCP_Inputs_ON_Electric_IEA_2023_05_05 | Methane | Dispatch-Storage | ON | 2040 | Winter | CH4 Salt Cavern Storage - ON |  |  | 0 | ON
LCP_Inputs_ON_Electric_IEA_2023_05_05 | Methane | Dispatch-Storage | ON | 2040 | Winter Peak | CH4 Salt Cavern Storage - ON |  |  | 0 | ON
LCP_Inputs_ON_Electric_IEA_2023_05_05 | Methane | Dispatch-Storage | ON | 2050 | Fall | CH4 Salt Cavern Storage - ON |  |  | 0 | ON
LCP_Inputs_ON_Electric_IEA_2023_05_05 | Methane | Dispatch-Storage | ON | 2050 | Spring | CH4 Salt Cavern Storage - ON |  |  | 0 | ON
LCP_Inputs_ON_Electric_IEA_2023_05_05 | Methane | Dispatch-Storage | ON | 2050 | Summer | CH4 Salt Cavern Storage - ON |  |  | 0 | ON
LCP_Inputs_ON_Electric_IEA_2023_05_05 | Methane | Dispatch-Storage | ON | 2050 | Winter | CH4 Salt Cavern Storage - ON |  |  | 0 | ON
LCP_Inputs_ON_Electric_IEA_2023_05_05 | Methane | Dispatch-Storage | ON | 2050 | Winter Peak | CH4 Salt Cavern Storage - ON |  |  | 0 | ON
LCP_Inputs_ON_Electric_IEA_2023_05_05 | Methane | Dispatch-Storage | PJ | 2020 | Fall | CH4 Salt Cavern Storage - ON |  |  | 0 | PJ
LCP_Inputs_ON_Electric_IEA_2023_05_05 | Methane | Dispatch-Storage | PJ | 2020 | Spring | CH4 Salt Cavern Storage - ON |  |  | 0 | PJ
LCP_Inputs_ON_Electric_IEA_2023_05_05 | Methane | Dispatch-Storage | PJ | 2020 | Summer | CH4 Salt Cavern Storage - ON |  |  | 0 | PJ
LCP_Inputs_ON_Electric_IEA_2023_05_05 | Methane | Dispatch-Storage | PJ | 2020 | Winter | CH4 Salt Cavern Storage - ON |  |  | 0 | PJ
LCP_Inputs_ON_Electric_IEA_2023_05_05 | Methane | Dispatch-Storage | PJ | 2020 | Winter Peak | CH4 Salt Cavern Storage - ON |  |  | 0 | PJ
LCP_Inputs_ON_Electric_IEA_2023_05_05 | Methane | Dispatch-Storage | PJ | 2030 | Fall | CH4 Salt Cavern Storage - ON |  |  | 0 | PJ
LCP_Inputs_ON_Electric_IEA_2023_05_05 | Methane | Dispatch-Storage | PJ | 2030 | Spring | CH4 Salt Cavern Storage - ON |  |  | 0 | PJ
LCP_Inputs_ON_Electric_IEA_2023_05_05 | Methane | Dispatch-Storage | PJ | 2030 | Summer | CH4 Salt Cavern Storage - ON |  |  | 0 | PJ
LCP_Inputs_ON_Electric_IEA_2023_05_05 | Methane | Dispatch-Storage | PJ | 2030 | Winter | CH4 Salt Cavern Storage - ON |  |  | 0 | PJ
LCP_Inputs_ON_Electric_IEA_2023_05_05 | Methane | Dispatch-Storage | PJ | 2030 | Winter Peak | CH4 Salt Cavern Storage - ON |  |  | 0 | PJ
LCP_Inputs_ON_Electric_IEA_2023_05_05 | Methane | Dispatch-Storage | PJ | 2040 | Fall | CH4 Salt Cavern Storage - ON |  |  | 0 | PJ
LCP_Inputs_ON_Electric_IEA_2023_05_05 | Methane | Dispatch-Storage | PJ | 2040 | Spring | CH4 Salt Cavern Storage - ON |  |  | 0 | PJ
LCP_Inputs_ON_Electric_IEA_2023_05_05 | Methane | Dispatch-Storage | PJ | 2040 | Summer | CH4 Salt Cavern Storage - ON |  |  | 0 | PJ
LCP_Inputs_ON_Electric_IEA_2023_05_05 | Methane | Dispatch-Storage | PJ | 2040 | Winter | CH4 Salt Cavern Storage - ON |  |  | 0 | PJ
LCP_Inputs_ON_Electric_IEA_2023_05_05 | Methane | Dispatch-Storage | PJ | 2040 | Winter Peak | CH4 Salt Cavern Storage - ON |  |  | 0 | PJ
LCP_Inputs_ON_Electric_IEA_2023_05_05 | Methane | Dispatch-Storage | PJ | 2050 | Fall | CH4 Salt Cavern Storage - ON |  |  | 0 | PJ
LCP_Inputs_ON_Electric_IEA_2023_05_05 | Methane | Dispatch-Storage | PJ | 2050 | Spring | CH4 Salt Cavern Storage - ON |  |  | 0 | PJ
LCP_Inputs_ON_Electric_IEA_2023_05_05 | Methane | Dispatch-Storage | PJ | 2050 | Summer | CH4 Salt Cavern Storage - ON |  |  | 0 | PJ
LCP_Inputs_ON_Electric_IEA_2023_05_05 | Methane | Dispatch-Storage | PJ | 2050 | Winter | CH4 Salt Cavern Storage - ON |  |  | 0 | PJ
LCP_Inputs_ON_Electric_IEA_2023_05_05 | Methane | Dispatch-Storage | PJ | 2050 | Winter Peak | CH4 Salt Cavern Storage - ON |  |  | 0 | PJ
LCP_Inputs_ON_Electric_IEA_2023_05_05 | Methane | Dispatch-Storage | QC | 2020 | Fall | CH4 Salt Cavern Storage - ON |  |  | 0 | QC
LCP_Inputs_ON_Electric_IEA_2023_05_05 | Methane | Dispatch-Storage | QC | 2020 | Spring | CH4 Salt Cavern Storage - ON |  |  | 0 | QC
LCP_Inputs_ON_Electric_IEA_2023_05_05 | Methane | Dispatch-Storage | QC | 2020 | Summer | CH4 Salt Cavern Storage - ON |  |  | 0 | QC
LCP_Inputs_ON_Electric_IEA_2023_05_05 | Methane | Dispatch-Storage | QC | 2020 | Winter | CH4 Salt Cavern Storage - ON |  |  | 0 | QC
LCP_Inputs_ON_Electric_IEA_2023_05_05 | Methane | Dispatch-Storage | QC | 2020 | Winter Peak | CH4 Salt Cavern Storage - ON |  |  | 0 | QC
LCP_Inputs_ON_Electric_IEA_2023_05_05 | Methane | Dispatch-Storage | QC | 2030 | Fall | CH4 Salt Cavern Storage - ON |  |  | 0 | QC
LCP_Inputs_ON_Electric_IEA_2023_05_05 | Methane | Dispatch-Storage | QC | 2030 | Spring | CH4 Salt Cavern Storage - ON |  |  | 0 | QC
LCP_Inputs_ON_Electric_IEA_2023_05_05 | Methane | Dispatch-Storage | QC | 2030 | Summer | CH4 Salt Cavern Storage - ON |  |  | 0 | QC
LCP_Inputs_ON_Electric_IEA_2023_05_05 | Methane | Dispatch-Storage | QC | 2030 | Winter | CH4 Salt Cavern Storage - ON |  |  | 0 | QC
LCP_Inputs_ON_Electric_IEA_2023_05_05 | Methane | Dispatch-Storage | QC | 2030 | Winter Peak | CH4 Salt Cavern Storage - ON |  |  | 0 | QC
LCP_Inputs_ON_Electric_IEA_2023_05_05 | Methane | Dispatch-Storage | QC | 2040 | Fall | CH4 Salt Cavern Storage - ON |  |  | 0 | QC
LCP_Inputs_ON_Electric_IEA_2023_05_05 | Methane | Dispatch-Storage | QC | 2040 | Spring | CH4 Salt Cavern Storage - ON |  |  | 0 | QC
LCP_Inputs_ON_Electric_IEA_2023_05_05 | Methane | Dispatch-Storage | QC | 2040 | Summer | CH4 Salt Cavern Storage - ON |  |  | 0 | QC
LCP_Inputs_ON_Electric_IEA_2023_05_05 | Methane | Dispatch-Storage | QC | 2040 | Winter | CH4 Salt Cavern Storage - ON |  |  | 0 | QC
LCP_Inputs_ON_Electric_IEA_2023_05_05 | Methane | Dispatch-Storage | QC | 2040 | Winter Peak | CH4 Salt Cavern Storage - ON |  |  | 0 | QC
LCP_Inputs_ON_Electric_IEA_2023_05_05 | Methane | Dispatch-Storage | QC | 2050 | Fall | CH4 Salt Cavern Storage - ON |  |  | 0 | QC
LCP_Inputs_ON_Electric_IEA_2023_05_05 | Methane | Dispatch-Storage | QC | 2050 | Spring | CH4 Salt Cavern Storage - ON |  |  | 0 | QC
LCP_Inputs_ON_Electric_IEA_2023_05_05 | Methane | Dispatch-Storage | QC | 2050 | Summer | CH4 Salt Cavern Storage - ON |  |  | 0 | QC
LCP_Inputs_ON_Electric_IEA_2023_05_05 | Methane | Dispatch-Storage | QC | 2050 | Winter | CH4 Salt Cavern Storage - ON |  |  | 0 | QC
LCP_Inputs_ON_Electric_IEA_2023_05_05 | Methane | Dispatch-Storage | QC | 2050 | Winter Peak | CH4 Salt Cavern Storage - ON |  |  | 0 | QC
LCP_Inputs_ON_Electric_IEA_2023_05_05 | Methane | Dispatch-Storage | WC | 2020 | Fall | CH4 Salt Cavern Storage - ON |  |  | 0 | WC
LCP_Inputs_ON_Electric_IEA_2023_05_05 | Methane | Dispatch-Storage | WC | 2020 | Spring | CH4 Salt Cavern Storage - ON |  |  | 0 | WC
LCP_Inputs_ON_Electric_IEA_2023_05_05 | Methane | Dispatch-Storage | WC | 2020 | Summer | CH4 Salt Cavern Storage - ON |  |  | 0 | WC
LCP_Inputs_ON_Electric_IEA_2023_05_05 | Methane | Dispatch-Storage | WC | 2020 | Winter | CH4 Salt Cavern Storage - ON |  |  | 0 | WC
LCP_Inputs_ON_Electric_IEA_2023_05_05 | Methane | Dispatch-Storage | WC | 2020 | Winter Peak | CH4 Salt Cavern Storage - ON |  |  | 0 | WC
LCP_Inputs_ON_Electric_IEA_2023_05_05 | Methane | Dispatch-Storage | WC | 2030 | Fall | CH4 Salt Cavern Storage - ON |  |  | 0 | WC
LCP_Inputs_ON_Electric_IEA_2023_05_05 | Methane | Dispatch-Storage | WC | 2030 | Spring | CH4 Salt Cavern Storage - ON |  |  | 0 | WC
LCP_Inputs_ON_Electric_IEA_2023_05_05 | Methane | Dispatch-Storage | WC | 2030 | Summer | CH4 Salt Cavern Storage - ON |  |  | 0 | WC
LCP_Inputs_ON_Electric_IEA_2023_05_05 | Methane | Dispatch-Storage | WC | 2030 | Winter | CH4 Salt Cavern Storage - ON |  |  | 0 | WC
LCP_Inputs_ON_Electric_IEA_2023_05_05 | Methane | Dispatch-Storage | WC | 2030 | Winter Peak | CH4 Salt Cavern Storage - ON |  |  | 0 | WC
LCP_Inputs_ON_Electric_IEA_2023_05_05 | Methane | Dispatch-Storage | WC | 2040 | Fall | CH4 Salt Cavern Storage - ON |  |  | 0 | WC
LCP_Inputs_ON_Electric_IEA_2023_05_05 | Methane | Dispatch-Storage | WC | 2040 | Spring | CH4 Salt Cavern Storage - ON |  |  | 0 | WC
LCP_Inputs_ON_Electric_IEA_2023_05_05 | Methane | Dispatch-Storage | WC | 2040 | Summer | CH4 Salt Cavern Storage - ON |  |  | 0 | WC
LCP_Inputs_ON_Electric_IEA_2023_05_05 | Methane | Dispatch-Storage | WC | 2040 | Winter | CH4 Salt Cavern Storage - ON |  |  | 0 | WC
LCP_Inputs_ON_Electric_IEA_2023_05_05 | Methane | Dispatch-Storage | WC | 2040 | Winter Peak | CH4 Salt Cavern Storage - ON |  |  | 0 | WC
LCP_Inputs_ON_Electric_IEA_2023_05_05 | Methane | Dispatch-Storage | WC | 2050 | Fall | CH4 Salt Cavern Storage - ON |  |  | 0 | WC
LCP_Inputs_ON_Electric_IEA_2023_05_05 | Methane | Dispatch-Storage | WC | 2050 | Spring | CH4 Salt Cavern Storage - ON |  |  | 0 | WC
LCP_Inputs_ON_Electric_IEA_2023_05_05 | Methane | Dispatch-Storage | WC | 2050 | Summer | CH4 Salt Cavern Storage - ON |  |  | 0 | WC
LCP_Inputs_ON_Electric_IEA_2023_05_05 | Methane | Dispatch-Storage | WC | 2050 | Winter | CH4 Salt Cavern Storage - ON |  |  | 0 | WC
LCP_Inputs_ON_Electric_IEA_2023_05_05 | Methane | Dispatch-Storage | WC | 2050 | Winter Peak | CH4 Salt Cavern Storage - ON |  |  | 0 | WC

## cumul_supply_cap_granular
ScenarioName | all_vars | SubRegion | SupplyTechnology | SimYr | OutputFuel1 | Capacity | known_modeled | SubRegion
LCP_Inputs_ON_Electric_IEA_2023_05_05 | Anaerobic Digestion_2030_ON_New | ON | Anaerobic Digestion | 2020 | Methane | 0 | modeled | ON
LCP_Inputs_ON_Electric_IEA_2023_05_05 | Anaerobic Digestion_2030_ON_New | ON | Anaerobic Digestion | 2030 | Methane | 0 | modeled | ON
LCP_Inputs_ON_Electric_IEA_2023_05_05 | Anaerobic Digestion_2030_ON_New | ON | Anaerobic Digestion | 2040 | Methane | 0 | modeled | ON
LCP_Inputs_ON_Electric_IEA_2023_05_05 | Anaerobic Digestion_2030_ON_New | ON | Anaerobic Digestion | 2050 | Methane | 0 | modeled | ON
LCP_Inputs_ON_Electric_IEA_2023_05_05 | Anaerobic Digestion_2040_ON_New | ON | Anaerobic Digestion | 2020 | Methane | 0 | modeled | ON
LCP_Inputs_ON_Electric_IEA_2023_05_05 | Anaerobic Digestion_2040_ON_New | ON | Anaerobic Digestion | 2030 | Methane | 0 | modeled | ON
LCP_Inputs_ON_Electric_IEA_2023_05_05 | Anaerobic Digestion_2040_ON_New | ON | Anaerobic Digestion | 2040 | Methane | 1872.1461 | modeled | ON
LCP_Inputs_ON_Electric_IEA_2023_05_05 | Anaerobic Digestion_2040_ON_New | ON | Anaerobic Digestion | 2050 | Methane | 1872.1461 | modeled | ON
LCP_Inputs_ON_Electric_IEA_2023_05_05 | Anaerobic Digestion_2050_ON_New | ON | Anaerobic Digestion | 2020 | Methane | 0 | modeled | ON
LCP_Inputs_ON_Electric_IEA_2023_05_05 | Anaerobic Digestion_2050_ON_New | ON | Anaerobic Digestion | 2030 | Methane | 0 | modeled | ON
LCP_Inputs_ON_Electric_IEA_2023_05_05 | Anaerobic Digestion_2050_ON_New | ON | Anaerobic Digestion | 2040 | Methane | 0 | modeled | ON
LCP_Inputs_ON_Electric_IEA_2023_05_05 | Anaerobic Digestion_2050_ON_New | ON | Anaerobic Digestion | 2050 | Methane | 422.3744 | modeled | ON
LCP_Inputs_ON_Electric_IEA_2023_05_05 | Battery Storage_2030_ON_New | ON | Battery Storage | 2020 | Electricity | 0 | modeled | ON
LCP_Inputs_ON_Electric_IEA_2023_05_05 | Battery Storage_2030_ON_New | ON | Battery Storage | 2030 | Electricity | 0 | modeled | ON
LCP_Inputs_ON_Electric_IEA_2023_05_05 | Battery Storage_2030_ON_New | ON | Battery Storage | 2040 | Electricity | 0 | modeled | ON
LCP_Inputs_ON_Electric_IEA_2023_05_05 | Battery Storage_2030_ON_New | ON | Battery Storage | 2050 | Electricity | 0 | modeled | ON
LCP_Inputs_ON_Electric_IEA_2023_05_05 | Battery Storage_2040_ON_New | ON | Battery Storage | 2020 | Electricity | 0 | modeled | ON
LCP_Inputs_ON_Electric_IEA_2023_05_05 | Battery Storage_2040_ON_New | ON | Battery Storage | 2030 | Electricity | 0 | modeled | ON
LCP_Inputs_ON_Electric_IEA_2023_05_05 | Battery Storage_2040_ON_New | ON | Battery Storage | 2040 | Electricity | 0 | modeled | ON
LCP_Inputs_ON_Electric_IEA_2023_05_05 | Battery Storage_2040_ON_New | ON | Battery Storage | 2050 | Electricity | 0 | modeled | ON
LCP_Inputs_ON_Electric_IEA_2023_05_05 | Battery Storage_2050_ON_New | ON | Battery Storage | 2020 | Electricity | 0 | modeled | ON
LCP_Inputs_ON_Electric_IEA_2023_05_05 | Battery Storage_2050_ON_New | ON | Battery Storage | 2030 | Electricity | 0 | modeled | ON
LCP_Inputs_ON_Electric_IEA_2023_05_05 | Battery Storage_2050_ON_New | ON | Battery Storage | 2040 | Electricity | 0 | modeled | ON
LCP_Inputs_ON_Electric_IEA_2023_05_05 | Battery Storage_2050_ON_New | ON | Battery Storage | 2050 | Electricity | 0 | modeled | ON
LCP_Inputs_ON_Electric_IEA_2023_05_05 | Biomass + CCS_2040_ON_New | ON | Biomass + CCS | 2020 | Electricity | 0 | modeled | ON
LCP_Inputs_ON_Electric_IEA_2023_05_05 | Biomass + CCS_2040_ON_New | ON | Biomass + CCS | 2030 | Electricity | 0 | modeled | ON
LCP_Inputs_ON_Electric_IEA_2023_05_05 | Biomass + CCS_2040_ON_New | ON | Biomass + CCS | 2040 | Electricity | 280.725 | modeled | ON
LCP_Inputs_ON_Electric_IEA_2023_05_05 | Biomass + CCS_2040_ON_New | ON | Biomass + CCS | 2050 | Electricity | 280.725 | modeled | ON
LCP_Inputs_ON_Electric_IEA_2023_05_05 | Biomass + CCS_2050_ON_New | ON | Biomass + CCS | 2020 | Electricity | 0 | modeled | ON
LCP_Inputs_ON_Electric_IEA_2023_05_05 | Biomass + CCS_2050_ON_New | ON | Biomass + CCS | 2030 | Electricity | 0 | modeled | ON
LCP_Inputs_ON_Electric_IEA_2023_05_05 | Biomass + CCS_2050_ON_New | ON | Biomass + CCS | 2040 | Electricity | 0 | modeled | ON
LCP_Inputs_ON_Electric_IEA_2023_05_05 | Biomass + CCS_2050_ON_New | ON | Biomass + CCS | 2050 | Electricity | 280.725 | modeled | ON
LCP_Inputs_ON_Electric_IEA_2023_05_05 | CH4 + CCS_2030_ON_New | ON | CH4 + CCS | 2020 | Methane | 0 | modeled | ON
LCP_Inputs_ON_Electric_IEA_2023_05_05 | CH4 + CCS_2030_ON_New | ON | CH4 + CCS | 2030 | Methane | 0 | modeled | ON
LCP_Inputs_ON_Electric_IEA_2023_05_05 | CH4 + CCS_2030_ON_New | ON | CH4 + CCS | 2040 | Methane | 0 | modeled | ON
LCP_Inputs_ON_Electric_IEA_2023_05_05 | CH4 + CCS_2030_ON_New | ON | CH4 + CCS | 2050 | Methane | 0 | modeled | ON
LCP_Inputs_ON_Electric_IEA_2023_05_05 | CH4 + CCS_2040_ON_New | ON | CH4 + CCS | 2020 | Methane | 0 | modeled | ON
LCP_Inputs_ON_Electric_IEA_2023_05_05 | CH4 + CCS_2040_ON_New | ON | CH4 + CCS | 2030 | Methane | 0 | modeled | ON
LCP_Inputs_ON_Electric_IEA_2023_05_05 | CH4 + CCS_2040_ON_New | ON | CH4 + CCS | 2040 | Methane | 2043.379 | modeled | ON
LCP_Inputs_ON_Electric_IEA_2023_05_05 | CH4 + CCS_2040_ON_New | ON | CH4 + CCS | 2050 | Methane | 2043.379 | modeled | ON
LCP_Inputs_ON_Electric_IEA_2023_05_05 | CH4 + CCS_2050_ON_New | ON | CH4 + CCS | 2020 | Methane | 0 | modeled | ON
LCP_Inputs_ON_Electric_IEA_2023_05_05 | CH4 + CCS_2050_ON_New | ON | CH4 + CCS | 2030 | Methane | 0 | modeled | ON
LCP_Inputs_ON_Electric_IEA_2023_05_05 | CH4 + CCS_2050_ON_New | ON | CH4 + CCS | 2040 | Methane | 0 | modeled | ON
LCP_Inputs_ON_Electric_IEA_2023_05_05 | CH4 + CCS_2050_ON_New | ON | CH4 + CCS | 2050 | Methane | 10403.1329 | modeled | ON
LCP_Inputs_ON_Electric_IEA_2023_05_05 | Electrolyser 2020/2030_2030_ON_New | ON | Electrolyser 2020/2030 | 2020 | Hydrogen | 0 | modeled | ON
LCP_Inputs_ON_Electric_IEA_2023_05_05 | Electrolyser 2020/2030_2030_ON_New | ON | Electrolyser 2020/2030 | 2030 | Hydrogen | 0 | modeled | ON
LCP_Inputs_ON_Electric_IEA_2023_05_05 | Electrolyser 2020/2030_2030_ON_New | ON | Electrolyser 2020/2030 | 2040 | Hydrogen | 0 | modeled | ON
LCP_Inputs_ON_Electric_IEA_2023_05_05 | Electrolyser 2020/2030_2030_ON_New | ON | Electrolyser 2020/2030 | 2050 | Hydrogen | 0 | modeled | ON
LCP_Inputs_ON_Electric_IEA_2023_05_05 | Electrolyser 2040_2040_ON_New | ON | Electrolyser 2040 | 2020 | Hydrogen | 0 | modeled | ON
LCP_Inputs_ON_Electric_IEA_2023_05_05 | Electrolyser 2040_2040_ON_New | ON | Electrolyser 2040 | 2030 | Hydrogen | 0 | modeled | ON
LCP_Inputs_ON_Electric_IEA_2023_05_05 | Electrolyser 2040_2040_ON_New | ON | Electrolyser 2040 | 2040 | Hydrogen | 3814.4141 | modeled | ON
LCP_Inputs_ON_Electric_IEA_2023_05_05 | Electrolyser 2040_2040_ON_New | ON | Electrolyser 2040 | 2050 | Hydrogen | 3814.4141 | modeled | ON
LCP_Inputs_ON_Electric_IEA_2023_05_05 | Electrolyser 2050_2050_ON_New | ON | Electrolyser 2050 | 2020 | Hydrogen | 0 | modeled | ON
LCP_Inputs_ON_Electric_IEA_2023_05_05 | Electrolyser 2050_2050_ON_New | ON | Electrolyser 2050 | 2030 | Hydrogen | 0 | modeled | ON
LCP_Inputs_ON_Electric_IEA_2023_05_05 | Electrolyser 2050_2050_ON_New | ON | Electrolyser 2050 | 2040 | Hydrogen | 0 | modeled | ON
LCP_Inputs_ON_Electric_IEA_2023_05_05 | Electrolyser 2050_2050_ON_New | ON | Electrolyser 2050 | 2050 | Hydrogen | 6024.7339 | modeled | ON
LCP_Inputs_ON_Electric_IEA_2023_05_05 | Generic - Generator_2030_MI_New | MI | Generic - Generator | 2020 | Electricity | 0 | modeled | MI
LCP_Inputs_ON_Electric_IEA_2023_05_05 | Generic - Generator_2030_MI_New | MI | Generic - Generator | 2030 | Electricity | 0 | modeled | MI
LCP_Inputs_ON_Electric_IEA_2023_05_05 | Generic - Generator_2030_MI_New | MI | Generic - Generator | 2040 | Electricity | 0 | modeled | MI
LCP_Inputs_ON_Electric_IEA_2023_05_05 | Generic - Generator_2030_MI_New | MI | Generic - Generator | 2050 | Electricity | 0 | modeled | MI
LCP_Inputs_ON_Electric_IEA_2023_05_05 | Generic - Generator_2030_NY_New | NY | Generic - Generator | 2020 | Electricity | 0 | modeled | NY
LCP_Inputs_ON_Electric_IEA_2023_05_05 | Generic - Generator_2030_NY_New | NY | Generic - Generator | 2030 | Electricity | 0 | modeled | NY
LCP_Inputs_ON_Electric_IEA_2023_05_05 | Generic - Generator_2030_NY_New | NY | Generic - Generator | 2040 | Electricity | 0 | modeled | NY
LCP_Inputs_ON_Electric_IEA_2023_05_05 | Generic - Generator_2030_NY_New | NY | Generic - Generator | 2050 | Electricity | 0 | modeled | NY
LCP_Inputs_ON_Electric_IEA_2023_05_05 | Generic - Generator_2030_PJ_New | PJ | Generic - Generator | 2020 | Electricity | 0 | modeled | PJ
LCP_Inputs_ON_Electric_IEA_2023_05_05 | Generic - Generator_2030_PJ_New | PJ | Generic - Generator | 2030 | Electricity | 0 | modeled | PJ
LCP_Inputs_ON_Electric_IEA_2023_05_05 | Generic - Generator_2030_PJ_New | PJ | Generic - Generator | 2040 | Electricity | 0 | modeled | PJ
LCP_Inputs_ON_Electric_IEA_2023_05_05 | Generic - Generator_2030_PJ_New | PJ | Generic - Generator | 2050 | Electricity | 0 | modeled | PJ
LCP_Inputs_ON_Electric_IEA_2023_05_05 | Generic - Generator_2030_QC_New | QC | Generic - Generator | 2020 | Electricity | 0 | modeled | QC
LCP_Inputs_ON_Electric_IEA_2023_05_05 | Generic - Generator_2030_QC_New | QC | Generic - Generator | 2030 | Electricity | 0 | modeled | QC
LCP_Inputs_ON_Electric_IEA_2023_05_05 | Generic - Generator_2030_QC_New | QC | Generic - Generator | 2040 | Electricity | 0 | modeled | QC
LCP_Inputs_ON_Electric_IEA_2023_05_05 | Generic - Generator_2030_QC_New | QC | Generic - Generator | 2050 | Electricity | 0 | modeled | QC
LCP_Inputs_ON_Electric_IEA_2023_05_05 | Generic - Generator_2030_WC_New | WC | Generic - Generator | 2020 | Electricity | 0 | modeled | WC
LCP_Inputs_ON_Electric_IEA_2023_05_05 | Generic - Generator_2030_WC_New | WC | Generic - Generator | 2030 | Electricity | 0 | modeled | WC
LCP_Inputs_ON_Electric_IEA_2023_05_05 | Generic - Generator_2030_WC_New | WC | Generic - Generator | 2040 | Electricity | 0 | modeled | WC
LCP_Inputs_ON_Electric_IEA_2023_05_05 | Generic - Generator_2030_WC_New | WC | Generic - Generator | 2050 | Electricity | 0 | modeled | WC
LCP_Inputs_ON_Electric_IEA_2023_05_05 | Generic - Generator_2040_MI_New | MI | Generic - Generator | 2020 | Electricity | 0 | modeled | MI
LCP_Inputs_ON_Electric_IEA_2023_05_05 | Generic - Generator_2040_MI_New | MI | Generic - Generator | 2030 | Electricity | 0 | modeled | MI
LCP_Inputs_ON_Electric_IEA_2023_05_05 | Generic - Generator_2040_MI_New | MI | Generic - Generator | 2040 | Electricity | 0 | modeled | MI
LCP_Inputs_ON_Electric_IEA_2023_05_05 | Generic - Generator_2040_MI_New | MI | Generic - Generator | 2050 | Electricity | 0 | modeled | MI
LCP_Inputs_ON_Electric_IEA_2023_05_05 | Generic - Generator_2040_NY_New | NY | Generic - Generator | 2020 | Electricity | 0 | modeled | NY
LCP_Inputs_ON_Electric_IEA_2023_05_05 | Generic - Generator_2040_NY_New | NY | Generic - Generator | 2030 | Electricity | 0 | modeled | NY
LCP_Inputs_ON_Electric_IEA_2023_05_05 | Generic - Generator_2040_NY_New | NY | Generic - Generator | 2040 | Electricity | 0 | modeled | NY
LCP_Inputs_ON_Electric_IEA_2023_05_05 | Generic - Generator_2040_NY_New | NY | Generic - Generator | 2050 | Electricity | 0 | modeled | NY
LCP_Inputs_ON_Electric_IEA_2023_05_05 | Generic - Generator_2040_PJ_New | PJ | Generic - Generator | 2020 | Electricity | 0 | modeled | PJ
LCP_Inputs_ON_Electric_IEA_2023_05_05 | Generic - Generator_2040_PJ_New | PJ | Generic - Generator | 2030 | Electricity | 0 | modeled | PJ
LCP_Inputs_ON_Electric_IEA_2023_05_05 | Generic - Generator_2040_PJ_New | PJ | Generic - Generator | 2040 | Electricity | 0 | modeled | PJ
LCP_Inputs_ON_Electric_IEA_2023_05_05 | Generic - Generator_2040_PJ_New | PJ | Generic - Generator | 2050 | Electricity | 0 | modeled | PJ
LCP_Inputs_ON_Electric_IEA_2023_05_05 | Generic - Generator_2040_QC_New | QC | Generic - Generator | 2020 | Electricity | 0 | modeled | QC
LCP_Inputs_ON_Electric_IEA_2023_05_05 | Generic - Generator_2040_QC_New | QC | Generic - Generator | 2030 | Electricity | 0 | modeled | QC
LCP_Inputs_ON_Electric_IEA_2023_05_05 | Generic - Generator_2040_QC_New | QC | Generic - Generator | 2040 | Electricity | 0 | modeled | QC
LCP_Inputs_ON_Electric_IEA_2023_05_05 | Generic - Generator_2040_QC_New | QC | Generic - Generator | 2050 | Electricity | 0 | modeled | QC
LCP_Inputs_ON_Electric_IEA_2023_05_05 | Generic - Generator_2040_WC_New | WC | Generic - Generator | 2020 | Electricity | 0 | modeled | WC
LCP_Inputs_ON_Electric_IEA_2023_05_05 | Generic - Generator_2040_WC_New | WC | Generic - Generator | 2030 | Electricity | 0 | modeled | WC
LCP_Inputs_ON_Electric_IEA_2023_05_05 | Generic - Generator_2040_WC_New | WC | Generic - Generator | 2040 | Electricity | 0 | modeled | WC
LCP_Inputs_ON_Electric_IEA_2023_05_05 | Generic - Generator_2040_WC_New | WC | Generic - Generator | 2050 | Electricity | 0 | modeled | WC
LCP_Inputs_ON_Electric_IEA_2023_05_05 | Generic - Generator_2050_MI_New | MI | Generic - Generator | 2020 | Electricity | 0 | modeled | MI
LCP_Inputs_ON_Electric_IEA_2023_05_05 | Generic - Generator_2050_MI_New | MI | Generic - Generator | 2030 | Electricity | 0 | modeled | MI
LCP_Inputs_ON_Electric_IEA_2023_05_05 | Generic - Generator_2050_MI_New | MI | Generic - Generator | 2040 | Electricity | 0 | modeled | MI
LCP_Inputs_ON_Electric_IEA_2023_05_05 | Generic - Generator_2050_MI_New | MI | Generic - Generator | 2050 | Electricity | 0 | modeled | MI
LCP_Inputs_ON_Electric_IEA_2023_05_05 | Generic - Generator_2050_NY_New | NY | Generic - Generator | 2020 | Electricity | 0 | modeled | NY
LCP_Inputs_ON_Electric_IEA_2023_05_05 | Generic - Generator_2050_NY_New | NY | Generic - Generator | 2030 | Electricity | 0 | modeled | NY
LCP_Inputs_ON_Electric_IEA_2023_05_05 | Generic - Generator_2050_NY_New | NY | Generic - Generator | 2040 | Electricity | 0 | modeled | NY
LCP_Inputs_ON_Electric_IEA_2023_05_05 | Generic - Generator_2050_NY_New | NY | Generic - Generator | 2050 | Electricity | 0 | modeled | NY
LCP_Inputs_ON_Electric_IEA_2023_05_05 | Generic - Generator_2050_PJ_New | PJ | Generic - Generator | 2020 | Electricity | 0 | modeled | PJ
LCP_Inputs_ON_Electric_IEA_2023_05_05 | Generic - Generator_2050_PJ_New | PJ | Generic - Generator | 2030 | Electricity | 0 | modeled | PJ
LCP_Inputs_ON_Electric_IEA_2023_05_05 | Generic - Generator_2050_PJ_New | PJ | Generic - Generator | 2040 | Electricity | 0 | modeled | PJ
LCP_Inputs_ON_Electric_IEA_2023_05_05 | Generic - Generator_2050_PJ_New | PJ | Generic - Generator | 2050 | Electricity | 0 | modeled | PJ
LCP_Inputs_ON_Electric_IEA_2023_05_05 | Generic - Generator_2050_QC_New | QC | Generic - Generator | 2020 | Electricity | 0 | modeled | QC
LCP_Inputs_ON_Electric_IEA_2023_05_05 | Generic - Generator_2050_QC_New | QC | Generic - Generator | 2030 | Electricity | 0 | modeled | QC
LCP_Inputs_ON_Electric_IEA_2023_05_05 | Generic - Generator_2050_QC_New | QC | Generic - Generator | 2040 | Electricity | 0 | modeled | QC
LCP_Inputs_ON_Electric_IEA_2023_05_05 | Generic - Generator_2050_QC_New | QC | Generic - Generator | 2050 | Electricity | 0 | modeled | QC
LCP_Inputs_ON_Electric_IEA_2023_05_05 | Generic - Generator_2050_WC_New | WC | Generic - Generator | 2020 | Electricity | 0 | modeled | WC
LCP_Inputs_ON_Electric_IEA_2023_05_05 | Generic - Generator_2050_WC_New | WC | Generic - Generator | 2030 | Electricity | 0 | modeled | WC
LCP_Inputs_ON_Electric_IEA_2023_05_05 | Generic - Generator_2050_WC_New | WC | Generic - Generator | 2040 | Electricity | 0 | modeled | WC
LCP_Inputs_ON_Electric_IEA_2023_05_05 | Generic - Generator_2050_WC_New | WC | Generic - Generator | 2050 | Electricity | 0 | modeled | WC
LCP_Inputs_ON_Electric_IEA_2023_05_05 | H2 Import - QC_2050_QC_New | QC | H2 Import - QC | 2020 | Hydrogen | 0 | modeled | QC
LCP_Inputs_ON_Electric_IEA_2023_05_05 | H2 Import - QC_2050_QC_New | QC | H2 Import - QC | 2030 | Hydrogen | 0 | modeled | QC
LCP_Inputs_ON_Electric_IEA_2023_05_05 | H2 Import - QC_2050_QC_New | QC | H2 Import - QC | 2040 | Hydrogen | 0 | modeled | QC
LCP_Inputs_ON_Electric_IEA_2023_05_05 | H2 Import - QC_2050_QC_New | QC | H2 Import - QC | 2050 | Hydrogen | 10000 | modeled | QC
LCP_Inputs_ON_Electric_IEA_2023_05_05 | H2 Import - WC_2040_WC_New | WC | H2 Import - WC | 2020 | Hydrogen | 0 | modeled | WC
LCP_Inputs_ON_Electric_IEA_2023_05_05 | H2 Import - WC_2040_WC_New | WC | H2 Import - WC | 2030 | Hydrogen | 0 | modeled | WC
LCP_Inputs_ON_Electric_IEA_2023_05_05 | H2 Import - WC_2040_WC_New | WC | H2 Import - WC | 2040 | Hydrogen | 24810.4088 | modeled | WC
LCP_Inputs_ON_Electric_IEA_2023_05_05 | H2 Import - WC_2040_WC_New | WC | H2 Import - WC | 2050 | Hydrogen | 24810.4088 | modeled | WC
LCP_Inputs_ON_Electric_IEA_2023_05_05 | H2 Import - WC_2050_WC_New | WC | H2 Import - WC | 2020 | Hydrogen | 0 | modeled | WC
LCP_Inputs_ON_Electric_IEA_2023_05_05 | H2 Import - WC_2050_WC_New | WC | H2 Import - WC | 2030 | Hydrogen | 0 | modeled | WC
LCP_Inputs_ON_Electric_IEA_2023_05_05 | H2 Import - WC_2050_WC_New | WC | H2 Import - WC | 2040 | Hydrogen | 0 | modeled | WC
LCP_Inputs_ON_Electric_IEA_2023_05_05 | H2 Import - WC_2050_WC_New | WC | H2 Import - WC | 2050 | Hydrogen | 19359.9499 | modeled | WC
LCP_Inputs_ON_Electric_IEA_2023_05_05 | H2 Salt Cavern Storage - ON_2030_ON_New | ON | H2 Salt Cavern Storage - ON | 2020 | Hydrogen | 0 | modeled | ON
LCP_Inputs_ON_Electric_IEA_2023_05_05 | H2 Salt Cavern Storage - ON_2030_ON_New | ON | H2 Salt Cavern Storage - ON | 2030 | Hydrogen | 5000 | modeled | ON
LCP_Inputs_ON_Electric_IEA_2023_05_05 | H2 Salt Cavern Storage - ON_2030_ON_New | ON | H2 Salt Cavern Storage - ON | 2040 | Hydrogen | 5000 | modeled | ON
LCP_Inputs_ON_Electric_IEA_2023_05_05 | H2 Salt Cavern Storage - ON_2030_ON_New | ON | H2 Salt Cavern Storage - ON | 2050 | Hydrogen | 5000 | modeled | ON
LCP_Inputs_ON_Electric_IEA_2023_05_05 | H2 Salt Cavern Storage - ON_2040_ON_New | ON | H2 Salt Cavern Storage - ON | 2020 | Hydrogen | 0 | modeled | ON
LCP_Inputs_ON_Electric_IEA_2023_05_05 | H2 Salt Cavern Storage - ON_2040_ON_New | ON | H2 Salt Cavern Storage - ON | 2030 | Hydrogen | 0 | modeled | ON
LCP_Inputs_ON_Electric_IEA_2023_05_05 | H2 Salt Cavern Storage - ON_2040_ON_New | ON | H2 Salt Cavern Storage - ON | 2040 | Hydrogen | 20000 | modeled | ON
LCP_Inputs_ON_Electric_IEA_2023_05_05 | H2 Salt Cavern Storage - ON_2040_ON_New | ON | H2 Salt Cavern Storage - ON | 2050 | Hydrogen | 20000 | modeled | ON
LCP_Inputs_ON_Electric_IEA_2023_05_05 | H2 Salt Cavern Storage - ON_2050_ON_New | ON | H2 Salt Cavern Storage - ON | 2020 | Hydrogen | 0 | modeled | ON
LCP_Inputs_ON_Electric_IEA_2023_05_05 | H2 Salt Cavern Storage - ON_2050_ON_New | ON | H2 Salt Cavern Storage - ON | 2030 | Hydrogen | 0 | modeled | ON
LCP_Inputs_ON_Electric_IEA_2023_05_05 | H2 Salt Cavern Storage - ON_2050_ON_New | ON | H2 Salt Cavern Storage - ON | 2040 | Hydrogen | 0 | modeled | ON
LCP_Inputs_ON_Electric_IEA_2023_05_05 | H2 Salt Cavern Storage - ON_2050_ON_New | ON | H2 Salt Cavern Storage - ON | 2050 | Hydrogen | 11000 | modeled | ON
LCP_Inputs_ON_Electric_IEA_2023_05_05 | Hydro_2040_ON_New | ON | Hydro | 2020 | Electricity | 0 | modeled | ON
LCP_Inputs_ON_Electric_IEA_2023_05_05 | Hydro_2040_ON_New | ON | Hydro | 2030 | Electricity | 0 | modeled | ON
LCP_Inputs_ON_Electric_IEA_2023_05_05 | Hydro_2040_ON_New | ON | Hydro | 2040 | Electricity | 8462.5178 | modeled | ON
LCP_Inputs_ON_Electric_IEA_2023_05_05 | Hydro_2040_ON_New | ON | Hydro | 2050 | Electricity | 8462.5178 | modeled | ON
LCP_Inputs_ON_Electric_IEA_2023_05_05 | Hydro_2050_ON_New | ON | Hydro | 2020 | Electricity | 0 | modeled | ON
LCP_Inputs_ON_Electric_IEA_2023_05_05 | Hydro_2050_ON_New | ON | Hydro | 2030 | Electricity | 0 | modeled | ON
LCP_Inputs_ON_Electric_IEA_2023_05_05 | Hydro_2050_ON_New | ON | Hydro | 2040 | Electricity | 0 | modeled | ON
LCP_Inputs_ON_Electric_IEA_2023_05_05 | Hydro_2050_ON_New | ON | Hydro | 2050 | Electricity | 0 | modeled | ON
LCP_Inputs_ON_Electric_IEA_2023_05_05 | Nuclear SMR_2040_ON_New | ON | Nuclear SMR | 2020 | Electricity | 0 | modeled | ON
LCP_Inputs_ON_Electric_IEA_2023_05_05 | Nuclear SMR_2040_ON_New | ON | Nuclear SMR | 2030 | Electricity | 0 | modeled | ON
LCP_Inputs_ON_Electric_IEA_2023_05_05 | Nuclear SMR_2040_ON_New | ON | Nuclear SMR | 2040 | Electricity | 3000 | modeled | ON
LCP_Inputs_ON_Electric_IEA_2023_05_05 | Nuclear SMR_2040_ON_New | ON | Nuclear SMR | 2050 | Electricity | 3000 | modeled | ON
LCP_Inputs_ON_Electric_IEA_2023_05_05 | Nuclear SMR_2050_ON_New | ON | Nuclear SMR | 2020 | Electricity | 0 | modeled | ON
LCP_Inputs_ON_Electric_IEA_2023_05_05 | Nuclear SMR_2050_ON_New | ON | Nuclear SMR | 2030 | Electricity | 0 | modeled | ON
LCP_Inputs_ON_Electric_IEA_2023_05_05 | Nuclear SMR_2050_ON_New | ON | Nuclear SMR | 2040 | Electricity | 0 | modeled | ON
LCP_Inputs_ON_Electric_IEA_2023_05_05 | Nuclear SMR_2050_ON_New | ON | Nuclear SMR | 2050 | Electricity | 646.7838 | modeled | ON
LCP_Inputs_ON_Electric_IEA_2023_05_05 | Nuclear_2040_ON_New | ON | Nuclear | 2020 | Electricity | 0 | modeled | ON
LCP_Inputs_ON_Electric_IEA_2023_05_05 | Nuclear_2040_ON_New | ON | Nuclear | 2030 | Electricity | 0 | modeled | ON
LCP_Inputs_ON_Electric_IEA_2023_05_05 | Nuclear_2040_ON_New | ON | Nuclear | 2040 | Electricity | 0 | modeled | ON
LCP_Inputs_ON_Electric_IEA_2023_05_05 | Nuclear_2040_ON_New | ON | Nuclear | 2050 | Electricity | 0 | modeled | ON
LCP_Inputs_ON_Electric_IEA_2023_05_05 | Nuclear_2050_ON_New | ON | Nuclear | 2020 | Electricity | 0 | modeled | ON
LCP_Inputs_ON_Electric_IEA_2023_05_05 | Nuclear_2050_ON_New | ON | Nuclear | 2030 | Electricity | 0 | modeled | ON
LCP_Inputs_ON_Electric_IEA_2023_05_05 | Nuclear_2050_ON_New | ON | Nuclear | 2040 | Electricity | 0 | modeled | ON
LCP_Inputs_ON_Electric_IEA_2023_05_05 | Nuclear_2050_ON_New | ON | Nuclear | 2050 | Electricity | 0 | modeled | ON
LCP_Inputs_ON_Electric_IEA_2023_05_05 | O/CCGT - H2 New_2030_ON_New | ON | O/CCGT - H2 New | 2020 | Electricity | 0 | modeled | ON
LCP_Inputs_ON_Electric_IEA_2023_05_05 | O/CCGT - H2 New_2030_ON_New | ON | O/CCGT - H2 New | 2030 | Electricity | 2976.4779 | modeled | ON
LCP_Inputs_ON_Electric_IEA_2023_05_05 | O/CCGT - H2 New_2030_ON_New | ON | O/CCGT - H2 New | 2040 | Electricity | 2976.4779 | modeled | ON
LCP_Inputs_ON_Electric_IEA_2023_05_05 | O/CCGT - H2 New_2030_ON_New | ON | O/CCGT - H2 New | 2050 | Electricity | 2976.4779 | modeled | ON
LCP_Inputs_ON_Electric_IEA_2023_05_05 | O/CCGT - H2 New_2040_ON_New | ON | O/CCGT - H2 New | 2020 | Electricity | 0 | modeled | ON
LCP_Inputs_ON_Electric_IEA_2023_05_05 | O/CCGT - H2 New_2040_ON_New | ON | O/CCGT - H2 New | 2030 | Electricity | 0 | modeled | ON
LCP_Inputs_ON_Electric_IEA_2023_05_05 | O/CCGT - H2 New_2040_ON_New | ON | O/CCGT - H2 New | 2040 | Electricity | 15000 | modeled | ON
LCP_Inputs_ON_Electric_IEA_2023_05_05 | O/CCGT - H2 New_2040_ON_New | ON | O/CCGT - H2 New | 2050 | Electricity | 15000 | modeled | ON
LCP_Inputs_ON_Electric_IEA_2023_05_05 | O/CCGT - H2 New_2050_ON_New | ON | O/CCGT - H2 New | 2020 | Electricity | 0 | modeled | ON
LCP_Inputs_ON_Electric_IEA_2023_05_05 | O/CCGT - H2 New_2050_ON_New | ON | O/CCGT - H2 New | 2030 | Electricity | 0 | modeled | ON
LCP_Inputs_ON_Electric_IEA_2023_05_05 | O/CCGT - H2 New_2050_ON_New | ON | O/CCGT - H2 New | 2040 | Electricity | 0 | modeled | ON
LCP_Inputs_ON_Electric_IEA_2023_05_05 | O/CCGT - H2 New_2050_ON_New | ON | O/CCGT - H2 New | 2050 | Electricity | 15000 | modeled | ON
LCP_Inputs_ON_Electric_IEA_2023_05_05 | SMR CCS_2030_ON_New | ON | SMR CCS | 2020 | Hydrogen | 0 | modeled | ON
LCP_Inputs_ON_Electric_IEA_2023_05_05 | SMR CCS_2030_ON_New | ON | SMR CCS | 2030 | Hydrogen | 1820.0442 | modeled | ON
LCP_Inputs_ON_Electric_IEA_2023_05_05 | SMR CCS_2030_ON_New | ON | SMR CCS | 2040 | Hydrogen | 1820.0442 | modeled | ON
LCP_Inputs_ON_Electric_IEA_2023_05_05 | SMR CCS_2030_ON_New | ON | SMR CCS | 2050 | Hydrogen | 1820.0442 | modeled | ON
LCP_Inputs_ON_Electric_IEA_2023_05_05 | SMR CCS_2030_WC_New | WC | SMR CCS | 2020 | Hydrogen | 0 | modeled | WC
LCP_Inputs_ON_Electric_IEA_2023_05_05 | SMR CCS_2030_WC_New | WC | SMR CCS | 2030 | Hydrogen | 0 | modeled | WC
LCP_Inputs_ON_Electric_IEA_2023_05_05 | SMR CCS_2030_WC_New | WC | SMR CCS | 2040 | Hydrogen | 0 | modeled | WC
LCP_Inputs_ON_Electric_IEA_2023_05_05 | SMR CCS_2030_WC_New | WC | SMR CCS | 2050 | Hydrogen | 0 | modeled | WC
LCP_Inputs_ON_Electric_IEA_2023_05_05 | SMR CCS_2040_ON_New | ON | SMR CCS | 2020 | Hydrogen | 0 | modeled | ON
LCP_Inputs_ON_Electric_IEA_2023_05_05 | SMR CCS_2040_ON_New | ON | SMR CCS | 2030 | Hydrogen | 0 | modeled | ON
LCP_Inputs_ON_Electric_IEA_2023_05_05 | SMR CCS_2040_ON_New | ON | SMR CCS | 2040 | Hydrogen | 0 | modeled | ON
LCP_Inputs_ON_Electric_IEA_2023_05_05 | SMR CCS_2040_ON_New | ON | SMR CCS | 2050 | Hydrogen | 0 | modeled | ON
LCP_Inputs_ON_Electric_IEA_2023_05_05 | SMR CCS_2040_WC_New | WC | SMR CCS | 2020 | Hydrogen | 0 | modeled | WC
LCP_Inputs_ON_Electric_IEA_2023_05_05 | SMR CCS_2040_WC_New | WC | SMR CCS | 2030 | Hydrogen | 0 | modeled | WC
LCP_Inputs_ON_Electric_IEA_2023_05_05 | SMR CCS_2040_WC_New | WC | SMR CCS | 2040 | Hydrogen | 0 | modeled | WC
LCP_Inputs_ON_Electric_IEA_2023_05_05 | SMR CCS_2040_WC_New | WC | SMR CCS | 2050 | Hydrogen | 0 | modeled | WC
LCP_Inputs_ON_Electric_IEA_2023_05_05 | SMR CCS_2050_ON_New | ON | SMR CCS | 2020 | Hydrogen | 0 | modeled | ON
LCP_Inputs_ON_Electric_IEA_2023_05_05 | SMR CCS_2050_ON_New | ON | SMR CCS | 2030 | Hydrogen | 0 | modeled | ON
LCP_Inputs_ON_Electric_IEA_2023_05_05 | SMR CCS_2050_ON_New | ON | SMR CCS | 2040 | Hydrogen | 0 | modeled | ON
LCP_Inputs_ON_Electric_IEA_2023_05_05 | SMR CCS_2050_ON_New | ON | SMR CCS | 2050 | Hydrogen | 0 | modeled | ON
LCP_Inputs_ON_Electric_IEA_2023_05_05 | SMR CCS_2050_WC_New | WC | SMR CCS | 2020 | Hydrogen | 0 | modeled | WC
LCP_Inputs_ON_Electric_IEA_2023_05_05 | SMR CCS_2050_WC_New | WC | SMR CCS | 2030 | Hydrogen | 0 | modeled | WC
LCP_Inputs_ON_Electric_IEA_2023_05_05 | SMR CCS_2050_WC_New | WC | SMR CCS | 2040 | Hydrogen | 0 | modeled | WC
LCP_Inputs_ON_Electric_IEA_2023_05_05 | SMR CCS_2050_WC_New | WC | SMR CCS | 2050 | Hydrogen | 0 | modeled | WC
LCP_Inputs_ON_Electric_IEA_2023_05_05 | Solar PV_2030_ON_New | ON | Solar PV | 2020 | Electricity | 0 | modeled | ON
LCP_Inputs_ON_Electric_IEA_2023_05_05 | Solar PV_2030_ON_New | ON | Solar PV | 2030 | Electricity | 3195.8345 | modeled | ON
LCP_Inputs_ON_Electric_IEA_2023_05_05 | Solar PV_2030_ON_New | ON | Solar PV | 2040 | Electricity | 3195.8345 | modeled | ON
LCP_Inputs_ON_Electric_IEA_2023_05_05 | Solar PV_2030_ON_New | ON | Solar PV | 2050 | Electricity | 3195.8345 | modeled | ON
LCP_Inputs_ON_Electric_IEA_2023_05_05 | Solar PV_2030_WC_New | WC | Solar PV | 2020 | Electricity | 0 | modeled | WC
LCP_Inputs_ON_Electric_IEA_2023_05_05 | Solar PV_2030_WC_New | WC | Solar PV | 2030 | Electricity | 0 | modeled | WC
LCP_Inputs_ON_Electric_IEA_2023_05_05 | Solar PV_2030_WC_New | WC | Solar PV | 2040 | Electricity | 0 | modeled | WC
LCP_Inputs_ON_Electric_IEA_2023_05_05 | Solar PV_2030_WC_New | WC | Solar PV | 2050 | Electricity | 0 | modeled | WC
LCP_Inputs_ON_Electric_IEA_2023_05_05 | Solar PV_2040_ON_New | ON | Solar PV | 2020 | Electricity | 0 | modeled | ON
LCP_Inputs_ON_Electric_IEA_2023_05_05 | Solar PV_2040_ON_New | ON | Solar PV | 2030 | Electricity | 0 | modeled | ON
LCP_Inputs_ON_Electric_IEA_2023_05_05 | Solar PV_2040_ON_New | ON | Solar PV | 2040 | Electricity | 1595.3426 | modeled | ON
LCP_Inputs_ON_Electric_IEA_2023_05_05 | Solar PV_2040_ON_New | ON | Solar PV | 2050 | Electricity | 1595.3426 | modeled | ON
LCP_Inputs_ON_Electric_IEA_2023_05_05 | Solar PV_2040_WC_New | WC | Solar PV | 2020 | Electricity | 0 | modeled | WC
LCP_Inputs_ON_Electric_IEA_2023_05_05 | Solar PV_2040_WC_New | WC | Solar PV | 2030 | Electricity | 0 | modeled | WC
LCP_Inputs_ON_Electric_IEA_2023_05_05 | Solar PV_2040_WC_New | WC | Solar PV | 2040 | Electricity | 379.211 | modeled | WC
LCP_Inputs_ON_Electric_IEA_2023_05_05 | Solar PV_2040_WC_New | WC | Solar PV | 2050 | Electricity | 379.211 | modeled | WC
LCP_Inputs_ON_Electric_IEA_2023_05_05 | Solar PV_2050_ON_New | ON | Solar PV | 2020 | Electricity | 0 | modeled | ON
LCP_Inputs_ON_Electric_IEA_2023_05_05 | Solar PV_2050_ON_New | ON | Solar PV | 2030 | Electricity | 0 | modeled | ON
LCP_Inputs_ON_Electric_IEA_2023_05_05 | Solar PV_2050_ON_New | ON | Solar PV | 2040 | Electricity | 0 | modeled | ON
LCP_Inputs_ON_Electric_IEA_2023_05_05 | Solar PV_2050_ON_New | ON | Solar PV | 2050 | Electricity | 0 | modeled | ON
LCP_Inputs_ON_Electric_IEA_2023_05_05 | Solar PV_2050_WC_New | WC | Solar PV | 2020 | Electricity | 0 | modeled | WC
LCP_Inputs_ON_Electric_IEA_2023_05_05 | Solar PV_2050_WC_New | WC | Solar PV | 2030 | Electricity | 0 | modeled | WC
LCP_Inputs_ON_Electric_IEA_2023_05_05 | Solar PV_2050_WC_New | WC | Solar PV | 2040 | Electricity | 0 | modeled | WC
LCP_Inputs_ON_Electric_IEA_2023_05_05 | Solar PV_2050_WC_New | WC | Solar PV | 2050 | Electricity | 0 | modeled | WC
LCP_Inputs_ON_Electric_IEA_2023_05_05 | Wind Offshore_2040_ON_New | ON | Wind Offshore | 2020 | Electricity | 0 | modeled | ON
LCP_Inputs_ON_Electric_IEA_2023_05_05 | Wind Offshore_2040_ON_New | ON | Wind Offshore | 2030 | Electricity | 0 | modeled | ON
LCP_Inputs_ON_Electric_IEA_2023_05_05 | Wind Offshore_2040_ON_New | ON | Wind Offshore | 2040 | Electricity | 0 | modeled | ON
LCP_Inputs_ON_Electric_IEA_2023_05_05 | Wind Offshore_2040_ON_New | ON | Wind Offshore | 2050 | Electricity | 0 | modeled | ON
LCP_Inputs_ON_Electric_IEA_2023_05_05 | Wind Offshore_2050_ON_New | ON | Wind Offshore | 2020 | Electricity | 0 | modeled | ON
LCP_Inputs_ON_Electric_IEA_2023_05_05 | Wind Offshore_2050_ON_New | ON | Wind Offshore | 2030 | Electricity | 0 | modeled | ON
LCP_Inputs_ON_Electric_IEA_2023_05_05 | Wind Offshore_2050_ON_New | ON | Wind Offshore | 2040 | Electricity | 0 | modeled | ON
LCP_Inputs_ON_Electric_IEA_2023_05_05 | Wind Offshore_2050_ON_New | ON | Wind Offshore | 2050 | Electricity | 0 | modeled | ON
LCP_Inputs_ON_Electric_IEA_2023_05_05 | Wind Onshore_2030_MI_New | MI | Wind Onshore | 2020 | Electricity | 0 | modeled | MI
LCP_Inputs_ON_Electric_IEA_2023_05_05 | Wind Onshore_2030_MI_New | MI | Wind Onshore | 2030 | Electricity | 33276.6335 | modeled | MI
LCP_Inputs_ON_Electric_IEA_2023_05_05 | Wind Onshore_2030_MI_New | MI | Wind Onshore | 2040 | Electricity | 33276.6335 | modeled | MI
LCP_Inputs_ON_Electric_IEA_2023_05_05 | Wind Onshore_2030_MI_New | MI | Wind Onshore | 2050 | Electricity | 33276.6335 | modeled | MI
LCP_Inputs_ON_Electric_IEA_2023_05_05 | Wind Onshore_2030_NY_New | NY | Wind Onshore | 2020 | Electricity | 0 | modeled | NY
LCP_Inputs_ON_Electric_IEA_2023_05_05 | Wind Onshore_2030_NY_New | NY | Wind Onshore | 2030 | Electricity | 10351.4015 | modeled | NY
LCP_Inputs_ON_Electric_IEA_2023_05_05 | Wind Onshore_2030_NY_New | NY | Wind Onshore | 2040 | Electricity | 10351.4015 | modeled | NY
LCP_Inputs_ON_Electric_IEA_2023_05_05 | Wind Onshore_2030_NY_New | NY | Wind Onshore | 2050 | Electricity | 10351.4015 | modeled | NY
LCP_Inputs_ON_Electric_IEA_2023_05_05 | Wind Onshore_2030_ON_New | ON | Wind Onshore | 2020 | Electricity | 0 | modeled | ON
LCP_Inputs_ON_Electric_IEA_2023_05_05 | Wind Onshore_2030_ON_New | ON | Wind Onshore | 2030 | Electricity | 15000 | modeled | ON
LCP_Inputs_ON_Electric_IEA_2023_05_05 | Wind Onshore_2030_ON_New | ON | Wind Onshore | 2040 | Electricity | 15000 | modeled | ON
LCP_Inputs_ON_Electric_IEA_2023_05_05 | Wind Onshore_2030_ON_New | ON | Wind Onshore | 2050 | Electricity | 15000 | modeled | ON
LCP_Inputs_ON_Electric_IEA_2023_05_05 | Wind Onshore_2030_PJ_New | PJ | Wind Onshore | 2020 | Electricity | 0 | modeled | PJ
LCP_Inputs_ON_Electric_IEA_2023_05_05 | Wind Onshore_2030_PJ_New | PJ | Wind Onshore | 2030 | Electricity | 172551.5317 | modeled | PJ
LCP_Inputs_ON_Electric_IEA_2023_05_05 | Wind Onshore_2030_PJ_New | PJ | Wind Onshore | 2040 | Electricity | 172551.5317 | modeled | PJ
LCP_Inputs_ON_Electric_IEA_2023_05_05 | Wind Onshore_2030_PJ_New | PJ | Wind Onshore | 2050 | Electricity | 172551.5317 | modeled | PJ
LCP_Inputs_ON_Electric_IEA_2023_05_05 | Wind Onshore_2030_WC_New | WC | Wind Onshore | 2020 | Electricity | 0 | modeled | WC
LCP_Inputs_ON_Electric_IEA_2023_05_05 | Wind Onshore_2030_WC_New | WC | Wind Onshore | 2030 | Electricity | 0 | modeled | WC
LCP_Inputs_ON_Electric_IEA_2023_05_05 | Wind Onshore_2030_WC_New | WC | Wind Onshore | 2040 | Electricity | 0 | modeled | WC
LCP_Inputs_ON_Electric_IEA_2023_05_05 | Wind Onshore_2030_WC_New | WC | Wind Onshore | 2050 | Electricity | 0 | modeled | WC
LCP_Inputs_ON_Electric_IEA_2023_05_05 | Wind Onshore_2040_MI_New | MI | Wind Onshore | 2020 | Electricity | 0 | modeled | MI
LCP_Inputs_ON_Electric_IEA_2023_05_05 | Wind Onshore_2040_MI_New | MI | Wind Onshore | 2030 | Electricity | 0 | modeled | MI
LCP_Inputs_ON_Electric_IEA_2023_05_05 | Wind Onshore_2040_MI_New | MI | Wind Onshore | 2040 | Electricity | 0 | modeled | MI
LCP_Inputs_ON_Electric_IEA_2023_05_05 | Wind Onshore_2040_MI_New | MI | Wind Onshore | 2050 | Electricity | 0 | modeled | MI
LCP_Inputs_ON_Electric_IEA_2023_05_05 | Wind Onshore_2040_NY_New | NY | Wind Onshore | 2020 | Electricity | 0 | modeled | NY
LCP_Inputs_ON_Electric_IEA_2023_05_05 | Wind Onshore_2040_NY_New | NY | Wind Onshore | 2030 | Electricity | 0 | modeled | NY
LCP_Inputs_ON_Electric_IEA_2023_05_05 | Wind Onshore_2040_NY_New | NY | Wind Onshore | 2040 | Electricity | 0 | modeled | NY
LCP_Inputs_ON_Electric_IEA_2023_05_05 | Wind Onshore_2040_NY_New | NY | Wind Onshore | 2050 | Electricity | 0 | modeled | NY
LCP_Inputs_ON_Electric_IEA_2023_05_05 | Wind Onshore_2040_ON_New | ON | Wind Onshore | 2020 | Electricity | 0 | modeled | ON
LCP_Inputs_ON_Electric_IEA_2023_05_05 | Wind Onshore_2040_ON_New | ON | Wind Onshore | 2030 | Electricity | 0 | modeled | ON
LCP_Inputs_ON_Electric_IEA_2023_05_05 | Wind Onshore_2040_ON_New | ON | Wind Onshore | 2040 | Electricity | 20000 | modeled | ON
LCP_Inputs_ON_Electric_IEA_2023_05_05 | Wind Onshore_2040_ON_New | ON | Wind Onshore | 2050 | Electricity | 20000 | modeled | ON
LCP_Inputs_ON_Electric_IEA_2023_05_05 | Wind Onshore_2040_PJ_New | PJ | Wind Onshore | 2020 | Electricity | 0 | modeled | PJ
LCP_Inputs_ON_Electric_IEA_2023_05_05 | Wind Onshore_2040_PJ_New | PJ | Wind Onshore | 2030 | Electricity | 0 | modeled | PJ
LCP_Inputs_ON_Electric_IEA_2023_05_05 | Wind Onshore_2040_PJ_New | PJ | Wind Onshore | 2040 | Electricity | 0 | modeled | PJ
LCP_Inputs_ON_Electric_IEA_2023_05_05 | Wind Onshore_2040_PJ_New | PJ | Wind Onshore | 2050 | Electricity | 0 | modeled | PJ
LCP_Inputs_ON_Electric_IEA_2023_05_05 | Wind Onshore_2040_WC_New | WC | Wind Onshore | 2020 | Electricity | 0 | modeled | WC
LCP_Inputs_ON_Electric_IEA_2023_05_05 | Wind Onshore_2040_WC_New | WC | Wind Onshore | 2030 | Electricity | 0 | modeled | WC
LCP_Inputs_ON_Electric_IEA_2023_05_05 | Wind Onshore_2040_WC_New | WC | Wind Onshore | 2040 | Electricity | 0 | modeled | WC
LCP_Inputs_ON_Electric_IEA_2023_05_05 | Wind Onshore_2040_WC_New | WC | Wind Onshore | 2050 | Electricity | 0 | modeled | WC
LCP_Inputs_ON_Electric_IEA_2023_05_05 | Wind Onshore_2050_MI_New | MI | Wind Onshore | 2020 | Electricity | 0 | modeled | MI
LCP_Inputs_ON_Electric_IEA_2023_05_05 | Wind Onshore_2050_MI_New | MI | Wind Onshore | 2030 | Electricity | 0 | modeled | MI
LCP_Inputs_ON_Electric_IEA_2023_05_05 | Wind Onshore_2050_MI_New | MI | Wind Onshore | 2040 | Electricity | 0 | modeled | MI
LCP_Inputs_ON_Electric_IEA_2023_05_05 | Wind Onshore_2050_MI_New | MI | Wind Onshore | 2050 | Electricity | 0 | modeled | MI
LCP_Inputs_ON_Electric_IEA_2023_05_05 | Wind Onshore_2050_NY_New | NY | Wind Onshore | 2020 | Electricity | 0 | modeled | NY
LCP_Inputs_ON_Electric_IEA_2023_05_05 | Wind Onshore_2050_NY_New | NY | Wind Onshore | 2030 | Electricity | 0 | modeled | NY
LCP_Inputs_ON_Electric_IEA_2023_05_05 | Wind Onshore_2050_NY_New | NY | Wind Onshore | 2040 | Electricity | 0 | modeled | NY
LCP_Inputs_ON_Electric_IEA_2023_05_05 | Wind Onshore_2050_NY_New | NY | Wind Onshore | 2050 | Electricity | 0 | modeled | NY
LCP_Inputs_ON_Electric_IEA_2023_05_05 | Wind Onshore_2050_ON_New | ON | Wind Onshore | 2020 | Electricity | 0 | modeled | ON
LCP_Inputs_ON_Electric_IEA_2023_05_05 | Wind Onshore_2050_ON_New | ON | Wind Onshore | 2030 | Electricity | 0 | modeled | ON
LCP_Inputs_ON_Electric_IEA_2023_05_05 | Wind Onshore_2050_ON_New | ON | Wind Onshore | 2040 | Electricity | 0 | modeled | ON
LCP_Inputs_ON_Electric_IEA_2023_05_05 | Wind Onshore_2050_ON_New | ON | Wind Onshore | 2050 | Electricity | 28824.349 | modeled | ON
LCP_Inputs_ON_Electric_IEA_2023_05_05 | Wind Onshore_2050_PJ_New | PJ | Wind Onshore | 2020 | Electricity | 0 | modeled | PJ
LCP_Inputs_ON_Electric_IEA_2023_05_05 | Wind Onshore_2050_PJ_New | PJ | Wind Onshore | 2030 | Electricity | 0 | modeled | PJ
LCP_Inputs_ON_Electric_IEA_2023_05_05 | Wind Onshore_2050_PJ_New | PJ | Wind Onshore | 2040 | Electricity | 0 | modeled | PJ
LCP_Inputs_ON_Electric_IEA_2023_05_05 | Wind Onshore_2050_PJ_New | PJ | Wind Onshore | 2050 | Electricity | 0 | modeled | PJ
LCP_Inputs_ON_Electric_IEA_2023_05_05 | Wind Onshore_2050_WC_New | WC | Wind Onshore | 2020 | Electricity | 0 | modeled | WC
LCP_Inputs_ON_Electric_IEA_2023_05_05 | Wind Onshore_2050_WC_New | WC | Wind Onshore | 2030 | Electricity | 0 | modeled | WC
LCP_Inputs_ON_Electric_IEA_2023_05_05 | Wind Onshore_2050_WC_New | WC | Wind Onshore | 2040 | Electricity | 0 | modeled | WC
LCP_Inputs_ON_Electric_IEA_2023_05_05 | Wind Onshore_2050_WC_New | WC | Wind Onshore | 2050 | Electricity | 0 | modeled | WC
LCP_Inputs_ON_Electric_IEA_2023_05_05 | Wind Onshore_ON_2020_KnownCap | ON | Wind Onshore | 2020 | Electricity | 5533.94 | known | ON
LCP_Inputs_ON_Electric_IEA_2023_05_05 | Wind Onshore_ON_2030_KnownCap | ON | Wind Onshore | 2030 | Electricity | 5683.94 | known | ON
LCP_Inputs_ON_Electric_IEA_2023_05_05 | Wind Onshore_ON_2040_KnownCap | ON | Wind Onshore | 2040 | Electricity | 7933.94 | known | ON
LCP_Inputs_ON_Electric_IEA_2023_05_05 | Wind Onshore_ON_2050_KnownCap | ON | Wind Onshore | 2050 | Electricity | 10333.94 | known | ON
LCP_Inputs_ON_Electric_IEA_2023_05_05 | Wind Offshore_ON_2020_KnownCap | ON | Wind Offshore | 2020 | Electricity | 0 | known | ON
LCP_Inputs_ON_Electric_IEA_2023_05_05 | Wind Offshore_ON_2030_KnownCap | ON | Wind Offshore | 2030 | Electricity | 0 | known | ON
LCP_Inputs_ON_Electric_IEA_2023_05_05 | Wind Offshore_ON_2040_KnownCap | ON | Wind Offshore | 2040 | Electricity | 0 | known | ON
LCP_Inputs_ON_Electric_IEA_2023_05_05 | Wind Offshore_ON_2050_KnownCap | ON | Wind Offshore | 2050 | Electricity | 0 | known | ON
LCP_Inputs_ON_Electric_IEA_2023_05_05 | Solar PV_ON_2020_KnownCap | ON | Solar PV | 2020 | Electricity | 478 | known | ON
LCP_Inputs_ON_Electric_IEA_2023_05_05 | Solar PV_ON_2030_KnownCap | ON | Solar PV | 2030 | Electricity | 689 | known | ON
LCP_Inputs_ON_Electric_IEA_2023_05_05 | Solar PV_ON_2040_KnownCap | ON | Solar PV | 2040 | Electricity | 2807 | known | ON
LCP_Inputs_ON_Electric_IEA_2023_05_05 | Solar PV_ON_2050_KnownCap | ON | Solar PV | 2050 | Electricity | 5349 | known | ON
LCP_Inputs_ON_Electric_IEA_2023_05_05 | Hydro_ON_2020_KnownCap | ON | Hydro | 2020 | Electricity | 9254.9 | known | ON
LCP_Inputs_ON_Electric_IEA_2023_05_05 | Hydro_ON_2030_KnownCap | ON | Hydro | 2030 | Electricity | 9271.9 | known | ON
LCP_Inputs_ON_Electric_IEA_2023_05_05 | Hydro_ON_2040_KnownCap | ON | Hydro | 2040 | Electricity | 9271.9 | known | ON
LCP_Inputs_ON_Electric_IEA_2023_05_05 | Hydro_ON_2050_KnownCap | ON | Hydro | 2050 | Electricity | 9271.9 | known | ON
LCP_Inputs_ON_Electric_IEA_2023_05_05 | Hydro Pumped Storage_ON_2020_KnownCap | ON | Hydro Pumped Storage | 2020 | Electricity | 174.6 | known | ON
LCP_Inputs_ON_Electric_IEA_2023_05_05 | Hydro Pumped Storage_ON_2030_KnownCap | ON | Hydro Pumped Storage | 2030 | Electricity | 174.6 | known | ON
LCP_Inputs_ON_Electric_IEA_2023_05_05 | Hydro Pumped Storage_ON_2040_KnownCap | ON | Hydro Pumped Storage | 2040 | Electricity | 174.6 | known | ON
LCP_Inputs_ON_Electric_IEA_2023_05_05 | Hydro Pumped Storage_ON_2050_KnownCap | ON | Hydro Pumped Storage | 2050 | Electricity | 174.6 | known | ON
LCP_Inputs_ON_Electric_IEA_2023_05_05 | Nuclear_ON_2020_KnownCap | ON | Nuclear | 2020 | Electricity | 13089 | known | ON
LCP_Inputs_ON_Electric_IEA_2023_05_05 | Nuclear_ON_2030_KnownCap | ON | Nuclear | 2030 | Electricity | 10007 | known | ON
LCP_Inputs_ON_Electric_IEA_2023_05_05 | Nuclear_ON_2040_KnownCap | ON | Nuclear | 2040 | Electricity | 11641 | known | ON
LCP_Inputs_ON_Electric_IEA_2023_05_05 | Nuclear_ON_2050_KnownCap | ON | Nuclear | 2050 | Electricity | 11641 | known | ON
LCP_Inputs_ON_Electric_IEA_2023_05_05 | Fossil Fuel Thermal (Coal, Peat, Oil)_ON_2020_KnownCap | ON | Fossil Fuel Thermal (Coal, Peat, Oil) | 2020 | Electricity | 45.5 | known | ON
LCP_Inputs_ON_Electric_IEA_2023_05_05 | Fossil Fuel Thermal (Coal, Peat, Oil)_ON_2030_KnownCap | ON | Fossil Fuel Thermal (Coal, Peat, Oil) | 2030 | Electricity | 0 | known | ON
LCP_Inputs_ON_Electric_IEA_2023_05_05 | Fossil Fuel Thermal (Coal, Peat, Oil)_ON_2040_KnownCap | ON | Fossil Fuel Thermal (Coal, Peat, Oil) | 2040 | Electricity | 0 | known | ON
LCP_Inputs_ON_Electric_IEA_2023_05_05 | Fossil Fuel Thermal (Coal, Peat, Oil)_ON_2050_KnownCap | ON | Fossil Fuel Thermal (Coal, Peat, Oil) | 2050 | Electricity | 0 | known | ON
LCP_Inputs_ON_Electric_IEA_2023_05_05 | O/CCGT - CH4 Existing_ON_2020_KnownCap | ON | O/CCGT - CH4 Existing | 2020 | Electricity | 10769.59 | known | ON
LCP_Inputs_ON_Electric_IEA_2023_05_05 | O/CCGT - CH4 Existing_ON_2030_KnownCap | ON | O/CCGT - CH4 Existing | 2030 | Electricity | 7179.7267 | known | ON
LCP_Inputs_ON_Electric_IEA_2023_05_05 | O/CCGT - CH4 Existing_ON_2040_KnownCap | ON | O/CCGT - CH4 Existing | 2040 | Electricity | 3589.8633 | known | ON
LCP_Inputs_ON_Electric_IEA_2023_05_05 | O/CCGT - CH4 Existing_ON_2050_KnownCap | ON | O/CCGT - CH4 Existing | 2050 | Electricity | 0 | known | ON
LCP_Inputs_ON_Electric_IEA_2023_05_05 | O/CCGT - CH4 New_ON_2020_KnownCap | ON | O/CCGT - CH4 New | 2020 | Electricity | 0 | known | ON
LCP_Inputs_ON_Electric_IEA_2023_05_05 | O/CCGT - CH4 New_ON_2030_KnownCap | ON | O/CCGT - CH4 New | 2030 | Electricity | 1000 | known | ON
LCP_Inputs_ON_Electric_IEA_2023_05_05 | O/CCGT - CH4 New_ON_2040_KnownCap | ON | O/CCGT - CH4 New | 2040 | Electricity | 1600 | known | ON
LCP_Inputs_ON_Electric_IEA_2023_05_05 | O/CCGT - CH4 New_ON_2050_KnownCap | ON | O/CCGT - CH4 New | 2050 | Electricity | 0 | known | ON
LCP_Inputs_ON_Electric_IEA_2023_05_05 | O/CCGT - H2 New_ON_2020_KnownCap | ON | O/CCGT - H2 New | 2020 | Electricity | 0 | known | ON
LCP_Inputs_ON_Electric_IEA_2023_05_05 | O/CCGT - H2 New_ON_2030_KnownCap | ON | O/CCGT - H2 New | 2030 | Electricity | 0 | known | ON
LCP_Inputs_ON_Electric_IEA_2023_05_05 | O/CCGT - H2 New_ON_2040_KnownCap | ON | O/CCGT - H2 New | 2040 | Electricity | 0 | known | ON
LCP_Inputs_ON_Electric_IEA_2023_05_05 | O/CCGT - H2 New_ON_2050_KnownCap | ON | O/CCGT - H2 New | 2050 | Electricity | 0 | known | ON
LCP_Inputs_ON_Electric_IEA_2023_05_05 | Biomass_ON_2020_KnownCap | ON | Biomass | 2020 | Electricity | 561.45 | known | ON
LCP_Inputs_ON_Electric_IEA_2023_05_05 | Biomass_ON_2030_KnownCap | ON | Biomass | 2030 | Electricity | 561.45 | known | ON
LCP_Inputs_ON_Electric_IEA_2023_05_05 | Biomass_ON_2040_KnownCap | ON | Biomass | 2040 | Electricity | 550.25 | known | ON
LCP_Inputs_ON_Electric_IEA_2023_05_05 | Biomass_ON_2050_KnownCap | ON | Biomass | 2050 | Electricity | 550.25 | known | ON
LCP_Inputs_ON_Electric_IEA_2023_05_05 | Battery Storage_ON_2020_KnownCap | ON | Battery Storage | 2020 | Electricity | 0 | known | ON
LCP_Inputs_ON_Electric_IEA_2023_05_05 | Battery Storage_ON_2030_KnownCap | ON | Battery Storage | 2030 | Electricity | 1298 | known | ON
LCP_Inputs_ON_Electric_IEA_2023_05_05 | Battery Storage_ON_2040_KnownCap | ON | Battery Storage | 2040 | Electricity | 3700 | known | ON
LCP_Inputs_ON_Electric_IEA_2023_05_05 | Battery Storage_ON_2050_KnownCap | ON | Battery Storage | 2050 | Electricity | 6300 | known | ON
LCP_Inputs_ON_Electric_IEA_2023_05_05 | Generic - Generator_ON_2020_KnownCap | ON | Generic - Generator | 2020 | Electricity | 0 | known | ON
LCP_Inputs_ON_Electric_IEA_2023_05_05 | Generic - Generator_ON_2030_KnownCap | ON | Generic - Generator | 2030 | Electricity | 0 | known | ON
LCP_Inputs_ON_Electric_IEA_2023_05_05 | Generic - Generator_ON_2040_KnownCap | ON | Generic - Generator | 2040 | Electricity | 0 | known | ON
LCP_Inputs_ON_Electric_IEA_2023_05_05 | Generic - Generator_ON_2050_KnownCap | ON | Generic - Generator | 2050 | Electricity | 0 | known | ON
LCP_Inputs_ON_Electric_IEA_2023_05_05 | CH4 Salt Cavern Storage - ON_ON_2020_KnownCap | ON | CH4 Salt Cavern Storage - ON | 2020 | Methane | 36000 | known | ON
LCP_Inputs_ON_Electric_IEA_2023_05_05 | CH4 Salt Cavern Storage - ON_ON_2030_KnownCap | ON | CH4 Salt Cavern Storage - ON | 2030 | Methane | 36000 | known | ON
LCP_Inputs_ON_Electric_IEA_2023_05_05 | CH4 Salt Cavern Storage - ON_ON_2040_KnownCap | ON | CH4 Salt Cavern Storage - ON | 2040 | Methane | 36000 | known | ON
LCP_Inputs_ON_Electric_IEA_2023_05_05 | CH4 Salt Cavern Storage - ON_ON_2050_KnownCap | ON | CH4 Salt Cavern Storage - ON | 2050 | Methane | 36000 | known | ON
LCP_Inputs_ON_Electric_IEA_2023_05_05 | H2 Salt Cavern Storage - ON_ON_2020_KnownCap | ON | H2 Salt Cavern Storage - ON | 2020 | Hydrogen | 0 | known | ON
LCP_Inputs_ON_Electric_IEA_2023_05_05 | H2 Salt Cavern Storage - ON_ON_2030_KnownCap | ON | H2 Salt Cavern Storage - ON | 2030 | Hydrogen | 0 | known | ON
LCP_Inputs_ON_Electric_IEA_2023_05_05 | H2 Salt Cavern Storage - ON_ON_2040_KnownCap | ON | H2 Salt Cavern Storage - ON | 2040 | Hydrogen | 0 | known | ON
LCP_Inputs_ON_Electric_IEA_2023_05_05 | H2 Salt Cavern Storage - ON_ON_2050_KnownCap | ON | H2 Salt Cavern Storage - ON | 2050 | Hydrogen | 0 | known | ON
LCP_Inputs_ON_Electric_IEA_2023_05_05 | H2 Import - QC_ON_2020_KnownCap | ON | H2 Import - QC | 2020 | Hydrogen | 0 | known | ON
LCP_Inputs_ON_Electric_IEA_2023_05_05 | H2 Import - QC_ON_2030_KnownCap | ON | H2 Import - QC | 2030 | Hydrogen | 0 | known | ON
LCP_Inputs_ON_Electric_IEA_2023_05_05 | H2 Import - QC_ON_2040_KnownCap | ON | H2 Import - QC | 2040 | Hydrogen | 0 | known | ON
LCP_Inputs_ON_Electric_IEA_2023_05_05 | H2 Import - QC_ON_2050_KnownCap | ON | H2 Import - QC | 2050 | Hydrogen | 0 | known | ON
LCP_Inputs_ON_Electric_IEA_2023_05_05 | H2 Import - WC_ON_2020_KnownCap | ON | H2 Import - WC | 2020 | Hydrogen | 0 | known | ON
LCP_Inputs_ON_Electric_IEA_2023_05_05 | H2 Import - WC_ON_2030_KnownCap | ON | H2 Import - WC | 2030 | Hydrogen | 0 | known | ON
LCP_Inputs_ON_Electric_IEA_2023_05_05 | H2 Import - WC_ON_2040_KnownCap | ON | H2 Import - WC | 2040 | Hydrogen | 0 | known | ON
LCP_Inputs_ON_Electric_IEA_2023_05_05 | H2 Import - WC_ON_2050_KnownCap | ON | H2 Import - WC | 2050 | Hydrogen | 0 | known | ON
LCP_Inputs_ON_Electric_IEA_2023_05_05 | CH4 Import - WC 2020_ON_2020_KnownCap | ON | CH4 Import - WC 2020 | 2020 | Methane | 0 | known | ON
LCP_Inputs_ON_Electric_IEA_2023_05_05 | CH4 Import - WC 2020_ON_2030_KnownCap | ON | CH4 Import - WC 2020 | 2030 | Methane | 0 | known | ON
LCP_Inputs_ON_Electric_IEA_2023_05_05 | CH4 Import - WC 2020_ON_2040_KnownCap | ON | CH4 Import - WC 2020 | 2040 | Methane | 0 | known | ON
LCP_Inputs_ON_Electric_IEA_2023_05_05 | CH4 Import - WC 2020_ON_2050_KnownCap | ON | CH4 Import - WC 2020 | 2050 | Methane | 0 | known | ON
LCP_Inputs_ON_Electric_IEA_2023_05_05 | CH4 Import - WC 2030_ON_2020_KnownCap | ON | CH4 Import - WC 2030 | 2020 | Methane | 0 | known | ON
LCP_Inputs_ON_Electric_IEA_2023_05_05 | CH4 Import - WC 2030_ON_2030_KnownCap | ON | CH4 Import - WC 2030 | 2030 | Methane | 0 | known | ON
LCP_Inputs_ON_Electric_IEA_2023_05_05 | CH4 Import - WC 2030_ON_2040_KnownCap | ON | CH4 Import - WC 2030 | 2040 | Methane | 0 | known | ON
LCP_Inputs_ON_Electric_IEA_2023_05_05 | CH4 Import - WC 2030_ON_2050_KnownCap | ON | CH4 Import - WC 2030 | 2050 | Methane | 0 | known | ON
LCP_Inputs_ON_Electric_IEA_2023_05_05 | CH4 Import - WC 2040_ON_2020_KnownCap | ON | CH4 Import - WC 2040 | 2020 | Methane | 0 | known | ON
LCP_Inputs_ON_Electric_IEA_2023_05_05 | CH4 Import - WC 2040_ON_2030_KnownCap | ON | CH4 Import - WC 2040 | 2030 | Methane | 0 | known | ON
LCP_Inputs_ON_Electric_IEA_2023_05_05 | CH4 Import - WC 2040_ON_2040_KnownCap | ON | CH4 Import - WC 2040 | 2040 | Methane | 0 | known | ON
LCP_Inputs_ON_Electric_IEA_2023_05_05 | CH4 Import - WC 2040_ON_2050_KnownCap | ON | CH4 Import - WC 2040 | 2050 | Methane | 0 | known | ON
LCP_Inputs_ON_Electric_IEA_2023_05_05 | CH4 Import - WC 2050_ON_2020_KnownCap | ON | CH4 Import - WC 2050 | 2020 | Methane | 0 | known | ON
LCP_Inputs_ON_Electric_IEA_2023_05_05 | CH4 Import - WC 2050_ON_2030_KnownCap | ON | CH4 Import - WC 2050 | 2030 | Methane | 0 | known | ON
LCP_Inputs_ON_Electric_IEA_2023_05_05 | CH4 Import - WC 2050_ON_2040_KnownCap | ON | CH4 Import - WC 2050 | 2040 | Methane | 0 | known | ON
LCP_Inputs_ON_Electric_IEA_2023_05_05 | CH4 Import - WC 2050_ON_2050_KnownCap | ON | CH4 Import - WC 2050 | 2050 | Methane | 0 | known | ON
LCP_Inputs_ON_Electric_IEA_2023_05_05 | CH4 Import - NY 2020_ON_2020_KnownCap | ON | CH4 Import - NY 2020 | 2020 | Methane | 0 | known | ON
LCP_Inputs_ON_Electric_IEA_2023_05_05 | CH4 Import - NY 2020_ON_2030_KnownCap | ON | CH4 Import - NY 2020 | 2030 | Methane | 0 | known | ON
LCP_Inputs_ON_Electric_IEA_2023_05_05 | CH4 Import - NY 2020_ON_2040_KnownCap | ON | CH4 Import - NY 2020 | 2040 | Methane | 0 | known | ON
LCP_Inputs_ON_Electric_IEA_2023_05_05 | CH4 Import - NY 2020_ON_2050_KnownCap | ON | CH4 Import - NY 2020 | 2050 | Methane | 0 | known | ON
LCP_Inputs_ON_Electric_IEA_2023_05_05 | CH4 Import - NY 2030_ON_2020_KnownCap | ON | CH4 Import - NY 2030 | 2020 | Methane | 0 | known | ON
LCP_Inputs_ON_Electric_IEA_2023_05_05 | CH4 Import - NY 2030_ON_2030_KnownCap | ON | CH4 Import - NY 2030 | 2030 | Methane | 0 | known | ON
LCP_Inputs_ON_Electric_IEA_2023_05_05 | CH4 Import - NY 2030_ON_2040_KnownCap | ON | CH4 Import - NY 2030 | 2040 | Methane | 0 | known | ON
LCP_Inputs_ON_Electric_IEA_2023_05_05 | CH4 Import - NY 2030_ON_2050_KnownCap | ON | CH4 Import - NY 2030 | 2050 | Methane | 0 | known | ON
LCP_Inputs_ON_Electric_IEA_2023_05_05 | CH4 Import - NY 2040_ON_2020_KnownCap | ON | CH4 Import - NY 2040 | 2020 | Methane | 0 | known | ON
LCP_Inputs_ON_Electric_IEA_2023_05_05 | CH4 Import - NY 2040_ON_2030_KnownCap | ON | CH4 Import - NY 2040 | 2030 | Methane | 0 | known | ON
LCP_Inputs_ON_Electric_IEA_2023_05_05 | CH4 Import - NY 2040_ON_2040_KnownCap | ON | CH4 Import - NY 2040 | 2040 | Methane | 0 | known | ON
LCP_Inputs_ON_Electric_IEA_2023_05_05 | CH4 Import - NY 2040_ON_2050_KnownCap | ON | CH4 Import - NY 2040 | 2050 | Methane | 0 | known | ON
LCP_Inputs_ON_Electric_IEA_2023_05_05 | CH4 Import - NY 2050_ON_2020_KnownCap | ON | CH4 Import - NY 2050 | 2020 | Methane | 0 | known | ON
LCP_Inputs_ON_Electric_IEA_2023_05_05 | CH4 Import - NY 2050_ON_2030_KnownCap | ON | CH4 Import - NY 2050 | 2030 | Methane | 0 | known | ON
LCP_Inputs_ON_Electric_IEA_2023_05_05 | CH4 Import - NY 2050_ON_2040_KnownCap | ON | CH4 Import - NY 2050 | 2040 | Methane | 0 | known | ON
LCP_Inputs_ON_Electric_IEA_2023_05_05 | CH4 Import - NY 2050_ON_2050_KnownCap | ON | CH4 Import - NY 2050 | 2050 | Methane | 0 | known | ON
LCP_Inputs_ON_Electric_IEA_2023_05_05 | Electrolyser 2020/2030_ON_2020_KnownCap | ON | Electrolyser 2020/2030 | 2020 | Hydrogen | 0 | known | ON
LCP_Inputs_ON_Electric_IEA_2023_05_05 | Electrolyser 2020/2030_ON_2030_KnownCap | ON | Electrolyser 2020/2030 | 2030 | Hydrogen | 0 | known | ON
LCP_Inputs_ON_Electric_IEA_2023_05_05 | Electrolyser 2020/2030_ON_2040_KnownCap | ON | Electrolyser 2020/2030 | 2040 | Hydrogen | 0 | known | ON
LCP_Inputs_ON_Electric_IEA_2023_05_05 | Electrolyser 2020/2030_ON_2050_KnownCap | ON | Electrolyser 2020/2030 | 2050 | Hydrogen | 0 | known | ON
LCP_Inputs_ON_Electric_IEA_2023_05_05 | Electrolyser 2040_ON_2020_KnownCap | ON | Electrolyser 2040 | 2020 | Hydrogen | 0 | known | ON
LCP_Inputs_ON_Electric_IEA_2023_05_05 | Electrolyser 2040_ON_2030_KnownCap | ON | Electrolyser 2040 | 2030 | Hydrogen | 0 | known | ON
LCP_Inputs_ON_Electric_IEA_2023_05_05 | Electrolyser 2040_ON_2040_KnownCap | ON | Electrolyser 2040 | 2040 | Hydrogen | 0 | known | ON
LCP_Inputs_ON_Electric_IEA_2023_05_05 | Electrolyser 2040_ON_2050_KnownCap | ON | Electrolyser 2040 | 2050 | Hydrogen | 0 | known | ON
LCP_Inputs_ON_Electric_IEA_2023_05_05 | Electrolyser 2050_ON_2020_KnownCap | ON | Electrolyser 2050 | 2020 | Hydrogen | 0 | known | ON
LCP_Inputs_ON_Electric_IEA_2023_05_05 | Electrolyser 2050_ON_2030_KnownCap | ON | Electrolyser 2050 | 2030 | Hydrogen | 0 | known | ON
LCP_Inputs_ON_Electric_IEA_2023_05_05 | Electrolyser 2050_ON_2040_KnownCap | ON | Electrolyser 2050 | 2040 | Hydrogen | 0 | known | ON
LCP_Inputs_ON_Electric_IEA_2023_05_05 | Electrolyser 2050_ON_2050_KnownCap | ON | Electrolyser 2050 | 2050 | Hydrogen | 0 | known | ON
LCP_Inputs_ON_Electric_IEA_2023_05_05 | Anaerobic Digestion_ON_2020_KnownCap | ON | Anaerobic Digestion | 2020 | Methane | 0 | known | ON
LCP_Inputs_ON_Electric_IEA_2023_05_05 | Anaerobic Digestion_ON_2030_KnownCap | ON | Anaerobic Digestion | 2030 | Methane | 0 | known | ON
LCP_Inputs_ON_Electric_IEA_2023_05_05 | Anaerobic Digestion_ON_2040_KnownCap | ON | Anaerobic Digestion | 2040 | Methane | 0 | known | ON
LCP_Inputs_ON_Electric_IEA_2023_05_05 | Anaerobic Digestion_ON_2050_KnownCap | ON | Anaerobic Digestion | 2050 | Methane | 0 | known | ON
LCP_Inputs_ON_Electric_IEA_2023_05_05 | CH4 + CCS_ON_2020_KnownCap | ON | CH4 + CCS | 2020 | Methane | 0 | known | ON
LCP_Inputs_ON_Electric_IEA_2023_05_05 | CH4 + CCS_ON_2030_KnownCap | ON | CH4 + CCS | 2030 | Methane | 0 | known | ON
LCP_Inputs_ON_Electric_IEA_2023_05_05 | CH4 + CCS_ON_2040_KnownCap | ON | CH4 + CCS | 2040 | Methane | 0 | known | ON
LCP_Inputs_ON_Electric_IEA_2023_05_05 | CH4 + CCS_ON_2050_KnownCap | ON | CH4 + CCS | 2050 | Methane | 0 | known | ON
LCP_Inputs_ON_Electric_IEA_2023_05_05 | SMR CCS_ON_2020_KnownCap | ON | SMR CCS | 2020 | Hydrogen | 0 | known | ON
LCP_Inputs_ON_Electric_IEA_2023_05_05 | SMR CCS_ON_2030_KnownCap | ON | SMR CCS | 2030 | Hydrogen | 0 | known | ON
LCP_Inputs_ON_Electric_IEA_2023_05_05 | SMR CCS_ON_2040_KnownCap | ON | SMR CCS | 2040 | Hydrogen | 0 | known | ON
LCP_Inputs_ON_Electric_IEA_2023_05_05 | SMR CCS_ON_2050_KnownCap | ON | SMR CCS | 2050 | Hydrogen | 0 | known | ON
LCP_Inputs_ON_Electric_IEA_2023_05_05 | Wind Onshore_QC_2020_KnownCap | QC | Wind Onshore | 2020 | Electricity | 1489 | known | QC
LCP_Inputs_ON_Electric_IEA_2023_05_05 | Wind Onshore_QC_2030_KnownCap | QC | Wind Onshore | 2030 | Electricity | 1489 | known | QC
LCP_Inputs_ON_Electric_IEA_2023_05_05 | Wind Onshore_QC_2040_KnownCap | QC | Wind Onshore | 2040 | Electricity | 1489 | known | QC
LCP_Inputs_ON_Electric_IEA_2023_05_05 | Wind Onshore_QC_2050_KnownCap | QC | Wind Onshore | 2050 | Electricity | 1489 | known | QC
LCP_Inputs_ON_Electric_IEA_2023_05_05 | Wind Offshore_QC_2020_KnownCap | QC | Wind Offshore | 2020 | Electricity | 0 | known | QC
LCP_Inputs_ON_Electric_IEA_2023_05_05 | Wind Offshore_QC_2030_KnownCap | QC | Wind Offshore | 2030 | Electricity | 0 | known | QC
LCP_Inputs_ON_Electric_IEA_2023_05_05 | Wind Offshore_QC_2040_KnownCap | QC | Wind Offshore | 2040 | Electricity | 0 | known | QC
LCP_Inputs_ON_Electric_IEA_2023_05_05 | Wind Offshore_QC_2050_KnownCap | QC | Wind Offshore | 2050 | Electricity | 0 | known | QC
LCP_Inputs_ON_Electric_IEA_2023_05_05 | Solar PV_QC_2020_KnownCap | QC | Solar PV | 2020 | Electricity | 0 | known | QC
LCP_Inputs_ON_Electric_IEA_2023_05_05 | Solar PV_QC_2030_KnownCap | QC | Solar PV | 2030 | Electricity | 0 | known | QC
LCP_Inputs_ON_Electric_IEA_2023_05_05 | Solar PV_QC_2040_KnownCap | QC | Solar PV | 2040 | Electricity | 0 | known | QC
LCP_Inputs_ON_Electric_IEA_2023_05_05 | Solar PV_QC_2050_KnownCap | QC | Solar PV | 2050 | Electricity | 0 | known | QC
LCP_Inputs_ON_Electric_IEA_2023_05_05 | Hydro_QC_2020_KnownCap | QC | Hydro | 2020 | Electricity | 38686 | known | QC
LCP_Inputs_ON_Electric_IEA_2023_05_05 | Hydro_QC_2030_KnownCap | QC | Hydro | 2030 | Electricity | 38686 | known | QC
LCP_Inputs_ON_Electric_IEA_2023_05_05 | Hydro_QC_2040_KnownCap | QC | Hydro | 2040 | Electricity | 38686 | known | QC
LCP_Inputs_ON_Electric_IEA_2023_05_05 | Hydro_QC_2050_KnownCap | QC | Hydro | 2050 | Electricity | 38686 | known | QC
LCP_Inputs_ON_Electric_IEA_2023_05_05 | Hydro Pumped Storage_QC_2020_KnownCap | QC | Hydro Pumped Storage | 2020 | Electricity | 0 | known | QC
LCP_Inputs_ON_Electric_IEA_2023_05_05 | Hydro Pumped Storage_QC_2030_KnownCap | QC | Hydro Pumped Storage | 2030 | Electricity | 0 | known | QC
LCP_Inputs_ON_Electric_IEA_2023_05_05 | Hydro Pumped Storage_QC_2040_KnownCap | QC | Hydro Pumped Storage | 2040 | Electricity | 0 | known | QC
LCP_Inputs_ON_Electric_IEA_2023_05_05 | Hydro Pumped Storage_QC_2050_KnownCap | QC | Hydro Pumped Storage | 2050 | Electricity | 0 | known | QC
LCP_Inputs_ON_Electric_IEA_2023_05_05 | Nuclear_QC_2020_KnownCap | QC | Nuclear | 2020 | Electricity | 0 | known | QC
LCP_Inputs_ON_Electric_IEA_2023_05_05 | Nuclear_QC_2030_KnownCap | QC | Nuclear | 2030 | Electricity | 0 | known | QC
LCP_Inputs_ON_Electric_IEA_2023_05_05 | Nuclear_QC_2040_KnownCap | QC | Nuclear | 2040 | Electricity | 0 | known | QC
LCP_Inputs_ON_Electric_IEA_2023_05_05 | Nuclear_QC_2050_KnownCap | QC | Nuclear | 2050 | Electricity | 0 | known | QC
LCP_Inputs_ON_Electric_IEA_2023_05_05 | Fossil Fuel Thermal (Coal, Peat, Oil)_QC_2020_KnownCap | QC | Fossil Fuel Thermal (Coal, Peat, Oil) | 2020 | Electricity | 0 | known | QC
LCP_Inputs_ON_Electric_IEA_2023_05_05 | Fossil Fuel Thermal (Coal, Peat, Oil)_QC_2030_KnownCap | QC | Fossil Fuel Thermal (Coal, Peat, Oil) | 2030 | Electricity | 0 | known | QC
LCP_Inputs_ON_Electric_IEA_2023_05_05 | Fossil Fuel Thermal (Coal, Peat, Oil)_QC_2040_KnownCap | QC | Fossil Fuel Thermal (Coal, Peat, Oil) | 2040 | Electricity | 0 | known | QC
LCP_Inputs_ON_Electric_IEA_2023_05_05 | Fossil Fuel Thermal (Coal, Peat, Oil)_QC_2050_KnownCap | QC | Fossil Fuel Thermal (Coal, Peat, Oil) | 2050 | Electricity | 0 | known | QC
LCP_Inputs_ON_Electric_IEA_2023_05_05 | O/CCGT - CH4 Existing_QC_2020_KnownCap | QC | O/CCGT - CH4 Existing | 2020 | Electricity | 0 | known | QC
LCP_Inputs_ON_Electric_IEA_2023_05_05 | O/CCGT - CH4 Existing_QC_2030_KnownCap | QC | O/CCGT - CH4 Existing | 2030 | Electricity | 0 | known | QC
LCP_Inputs_ON_Electric_IEA_2023_05_05 | O/CCGT - CH4 Existing_QC_2040_KnownCap | QC | O/CCGT - CH4 Existing | 2040 | Electricity | 0 | known | QC
LCP_Inputs_ON_Electric_IEA_2023_05_05 | O/CCGT - CH4 Existing_QC_2050_KnownCap | QC | O/CCGT - CH4 Existing | 2050 | Electricity | 0 | known | QC
LCP_Inputs_ON_Electric_IEA_2023_05_05 | O/CCGT - CH4 New_QC_2020_KnownCap | QC | O/CCGT - CH4 New | 2020 | Electricity | 0 | known | QC
LCP_Inputs_ON_Electric_IEA_2023_05_05 | O/CCGT - CH4 New_QC_2030_KnownCap | QC | O/CCGT - CH4 New | 2030 | Electricity | 0 | known | QC
LCP_Inputs_ON_Electric_IEA_2023_05_05 | O/CCGT - CH4 New_QC_2040_KnownCap | QC | O/CCGT - CH4 New | 2040 | Electricity | 0 | known | QC
LCP_Inputs_ON_Electric_IEA_2023_05_05 | O/CCGT - CH4 New_QC_2050_KnownCap | QC | O/CCGT - CH4 New | 2050 | Electricity | 0 | known | QC
LCP_Inputs_ON_Electric_IEA_2023_05_05 | O/CCGT - H2 New_QC_2020_KnownCap | QC | O/CCGT - H2 New | 2020 | Electricity | 0 | known | QC
LCP_Inputs_ON_Electric_IEA_2023_05_05 | O/CCGT - H2 New_QC_2030_KnownCap | QC | O/CCGT - H2 New | 2030 | Electricity | 0 | known | QC
LCP_Inputs_ON_Electric_IEA_2023_05_05 | O/CCGT - H2 New_QC_2040_KnownCap | QC | O/CCGT - H2 New | 2040 | Electricity | 0 | known | QC
LCP_Inputs_ON_Electric_IEA_2023_05_05 | O/CCGT - H2 New_QC_2050_KnownCap | QC | O/CCGT - H2 New | 2050 | Electricity | 0 | known | QC
LCP_Inputs_ON_Electric_IEA_2023_05_05 | Biomass_QC_2020_KnownCap | QC | Biomass | 2020 | Electricity | 346 | known | QC
LCP_Inputs_ON_Electric_IEA_2023_05_05 | Biomass_QC_2030_KnownCap | QC | Biomass | 2030 | Electricity | 346 | known | QC
LCP_Inputs_ON_Electric_IEA_2023_05_05 | Biomass_QC_2040_KnownCap | QC | Biomass | 2040 | Electricity | 346 | known | QC
LCP_Inputs_ON_Electric_IEA_2023_05_05 | Biomass_QC_2050_KnownCap | QC | Biomass | 2050 | Electricity | 346 | known | QC
LCP_Inputs_ON_Electric_IEA_2023_05_05 | Battery Storage_QC_2020_KnownCap | QC | Battery Storage | 2020 | Electricity | 0 | known | QC
LCP_Inputs_ON_Electric_IEA_2023_05_05 | Battery Storage_QC_2030_KnownCap | QC | Battery Storage | 2030 | Electricity | 0 | known | QC
LCP_Inputs_ON_Electric_IEA_2023_05_05 | Battery Storage_QC_2040_KnownCap | QC | Battery Storage | 2040 | Electricity | 0 | known | QC
LCP_Inputs_ON_Electric_IEA_2023_05_05 | Battery Storage_QC_2050_KnownCap | QC | Battery Storage | 2050 | Electricity | 0 | known | QC
LCP_Inputs_ON_Electric_IEA_2023_05_05 | Generic - Generator_QC_2020_KnownCap | QC | Generic - Generator | 2020 | Electricity | 0 | known | QC
LCP_Inputs_ON_Electric_IEA_2023_05_05 | Generic - Generator_QC_2030_KnownCap | QC | Generic - Generator | 2030 | Electricity | 0 | known | QC
LCP_Inputs_ON_Electric_IEA_2023_05_05 | Generic - Generator_QC_2040_KnownCap | QC | Generic - Generator | 2040 | Electricity | 0 | known | QC
LCP_Inputs_ON_Electric_IEA_2023_05_05 | Generic - Generator_QC_2050_KnownCap | QC | Generic - Generator | 2050 | Electricity | 0 | known | QC
LCP_Inputs_ON_Electric_IEA_2023_05_05 | CH4 Salt Cavern Storage - ON_QC_2020_KnownCap | QC | CH4 Salt Cavern Storage - ON | 2020 | Methane | 0 | known | QC
LCP_Inputs_ON_Electric_IEA_2023_05_05 | CH4 Salt Cavern Storage - ON_QC_2030_KnownCap | QC | CH4 Salt Cavern Storage - ON | 2030 | Methane | 0 | known | QC
LCP_Inputs_ON_Electric_IEA_2023_05_05 | CH4 Salt Cavern Storage - ON_QC_2040_KnownCap | QC | CH4 Salt Cavern Storage - ON | 2040 | Methane | 0 | known | QC
LCP_Inputs_ON_Electric_IEA_2023_05_05 | CH4 Salt Cavern Storage - ON_QC_2050_KnownCap | QC | CH4 Salt Cavern Storage - ON | 2050 | Methane | 0 | known | QC
LCP_Inputs_ON_Electric_IEA_2023_05_05 | H2 Salt Cavern Storage - ON_QC_2020_KnownCap | QC | H2 Salt Cavern Storage - ON | 2020 | Hydrogen | 0 | known | QC
LCP_Inputs_ON_Electric_IEA_2023_05_05 | H2 Salt Cavern Storage - ON_QC_2030_KnownCap | QC | H2 Salt Cavern Storage - ON | 2030 | Hydrogen | 0 | known | QC
LCP_Inputs_ON_Electric_IEA_2023_05_05 | H2 Salt Cavern Storage - ON_QC_2040_KnownCap | QC | H2 Salt Cavern Storage - ON | 2040 | Hydrogen | 0 | known | QC
LCP_Inputs_ON_Electric_IEA_2023_05_05 | H2 Salt Cavern Storage - ON_QC_2050_KnownCap | QC | H2 Salt Cavern Storage - ON | 2050 | Hydrogen | 0 | known | QC
LCP_Inputs_ON_Electric_IEA_2023_05_05 | H2 Import - QC_QC_2020_KnownCap | QC | H2 Import - QC | 2020 | Hydrogen | 0 | known | QC
LCP_Inputs_ON_Electric_IEA_2023_05_05 | H2 Import - QC_QC_2030_KnownCap | QC | H2 Import - QC | 2030 | Hydrogen | 0 | known | QC
LCP_Inputs_ON_Electric_IEA_2023_05_05 | H2 Import - QC_QC_2040_KnownCap | QC | H2 Import - QC | 2040 | Hydrogen | 0 | known | QC
LCP_Inputs_ON_Electric_IEA_2023_05_05 | H2 Import - QC_QC_2050_KnownCap | QC | H2 Import - QC | 2050 | Hydrogen | 0 | known | QC
LCP_Inputs_ON_Electric_IEA_2023_05_05 | H2 Import - WC_QC_2020_KnownCap | QC | H2 Import - WC | 2020 | Hydrogen | 0 | known | QC
LCP_Inputs_ON_Electric_IEA_2023_05_05 | H2 Import - WC_QC_2030_KnownCap | QC | H2 Import - WC | 2030 | Hydrogen | 0 | known | QC
LCP_Inputs_ON_Electric_IEA_2023_05_05 | H2 Import - WC_QC_2040_KnownCap | QC | H2 Import - WC | 2040 | Hydrogen | 0 | known | QC
LCP_Inputs_ON_Electric_IEA_2023_05_05 | H2 Import - WC_QC_2050_KnownCap | QC | H2 Import - WC | 2050 | Hydrogen | 0 | known | QC
LCP_Inputs_ON_Electric_IEA_2023_05_05 | CH4 Import - WC 2020_QC_2020_KnownCap | QC | CH4 Import - WC 2020 | 2020 | Methane | 0 | known | QC
LCP_Inputs_ON_Electric_IEA_2023_05_05 | CH4 Import - WC 2020_QC_2030_KnownCap | QC | CH4 Import - WC 2020 | 2030 | Methane | 0 | known | QC
LCP_Inputs_ON_Electric_IEA_2023_05_05 | CH4 Import - WC 2020_QC_2040_KnownCap | QC | CH4 Import - WC 2020 | 2040 | Methane | 0 | known | QC
LCP_Inputs_ON_Electric_IEA_2023_05_05 | CH4 Import - WC 2020_QC_2050_KnownCap | QC | CH4 Import - WC 2020 | 2050 | Methane | 0 | known | QC
LCP_Inputs_ON_Electric_IEA_2023_05_05 | CH4 Import - WC 2030_QC_2020_KnownCap | QC | CH4 Import - WC 2030 | 2020 | Methane | 0 | known | QC
LCP_Inputs_ON_Electric_IEA_2023_05_05 | CH4 Import - WC 2030_QC_2030_KnownCap | QC | CH4 Import - WC 2030 | 2030 | Methane | 0 | known | QC
LCP_Inputs_ON_Electric_IEA_2023_05_05 | CH4 Import - WC 2030_QC_2040_KnownCap | QC | CH4 Import - WC 2030 | 2040 | Methane | 0 | known | QC
LCP_Inputs_ON_Electric_IEA_2023_05_05 | CH4 Import - WC 2030_QC_2050_KnownCap | QC | CH4 Import - WC 2030 | 2050 | Methane | 0 | known | QC
LCP_Inputs_ON_Electric_IEA_2023_05_05 | CH4 Import - WC 2040_QC_2020_KnownCap | QC | CH4 Import - WC 2040 | 2020 | Methane | 0 | known | QC
LCP_Inputs_ON_Electric_IEA_2023_05_05 | CH4 Import - WC 2040_QC_2030_KnownCap | QC | CH4 Import - WC 2040 | 2030 | Methane | 0 | known | QC
LCP_Inputs_ON_Electric_IEA_2023_05_05 | CH4 Import - WC 2040_QC_2040_KnownCap | QC | CH4 Import - WC 2040 | 2040 | Methane | 0 | known | QC
LCP_Inputs_ON_Electric_IEA_2023_05_05 | CH4 Import - WC 2040_QC_2050_KnownCap | QC | CH4 Import - WC 2040 | 2050 | Methane | 0 | known | QC
LCP_Inputs_ON_Electric_IEA_2023_05_05 | CH4 Import - WC 2050_QC_2020_KnownCap | QC | CH4 Import - WC 2050 | 2020 | Methane | 0 | known | QC
LCP_Inputs_ON_Electric_IEA_2023_05_05 | CH4 Import - WC 2050_QC_2030_KnownCap | QC | CH4 Import - WC 2050 | 2030 | Methane | 0 | known | QC
LCP_Inputs_ON_Electric_IEA_2023_05_05 | CH4 Import - WC 2050_QC_2040_KnownCap | QC | CH4 Import - WC 2050 | 2040 | Methane | 0 | known | QC
LCP_Inputs_ON_Electric_IEA_2023_05_05 | CH4 Import - WC 2050_QC_2050_KnownCap | QC | CH4 Import - WC 2050 | 2050 | Methane | 0 | known | QC
LCP_Inputs_ON_Electric_IEA_2023_05_05 | CH4 Import - NY 2020_QC_2020_KnownCap | QC | CH4 Import - NY 2020 | 2020 | Methane | 0 | known | QC
LCP_Inputs_ON_Electric_IEA_2023_05_05 | CH4 Import - NY 2020_QC_2030_KnownCap | QC | CH4 Import - NY 2020 | 2030 | Methane | 0 | known | QC
LCP_Inputs_ON_Electric_IEA_2023_05_05 | CH4 Import - NY 2020_QC_2040_KnownCap | QC | CH4 Import - NY 2020 | 2040 | Methane | 0 | known | QC
LCP_Inputs_ON_Electric_IEA_2023_05_05 | CH4 Import - NY 2020_QC_2050_KnownCap | QC | CH4 Import - NY 2020 | 2050 | Methane | 0 | known | QC
LCP_Inputs_ON_Electric_IEA_2023_05_05 | CH4 Import - NY 2030_QC_2020_KnownCap | QC | CH4 Import - NY 2030 | 2020 | Methane | 0 | known | QC
LCP_Inputs_ON_Electric_IEA_2023_05_05 | CH4 Import - NY 2030_QC_2030_KnownCap | QC | CH4 Import - NY 2030 | 2030 | Methane | 0 | known | QC
LCP_Inputs_ON_Electric_IEA_2023_05_05 | CH4 Import - NY 2030_QC_2040_KnownCap | QC | CH4 Import - NY 2030 | 2040 | Methane | 0 | known | QC
LCP_Inputs_ON_Electric_IEA_2023_05_05 | CH4 Import - NY 2030_QC_2050_KnownCap | QC | CH4 Import - NY 2030 | 2050 | Methane | 0 | known | QC
LCP_Inputs_ON_Electric_IEA_2023_05_05 | CH4 Import - NY 2040_QC_2020_KnownCap | QC | CH4 Import - NY 2040 | 2020 | Methane | 0 | known | QC
LCP_Inputs_ON_Electric_IEA_2023_05_05 | CH4 Import - NY 2040_QC_2030_KnownCap | QC | CH4 Import - NY 2040 | 2030 | Methane | 0 | known | QC
LCP_Inputs_ON_Electric_IEA_2023_05_05 | CH4 Import - NY 2040_QC_2040_KnownCap | QC | CH4 Import - NY 2040 | 2040 | Methane | 0 | known | QC
LCP_Inputs_ON_Electric_IEA_2023_05_05 | CH4 Import - NY 2040_QC_2050_KnownCap | QC | CH4 Import - NY 2040 | 2050 | Methane | 0 | known | QC
LCP_Inputs_ON_Electric_IEA_2023_05_05 | CH4 Import - NY 2050_QC_2020_KnownCap | QC | CH4 Import - NY 2050 | 2020 | Methane | 0 | known | QC
LCP_Inputs_ON_Electric_IEA_2023_05_05 | CH4 Import - NY 2050_QC_2030_KnownCap | QC | CH4 Import - NY 2050 | 2030 | Methane | 0 | known | QC
LCP_Inputs_ON_Electric_IEA_2023_05_05 | CH4 Import - NY 2050_QC_2040_KnownCap | QC | CH4 Import - NY 2050 | 2040 | Methane | 0 | known | QC
LCP_Inputs_ON_Electric_IEA_2023_05_05 | CH4 Import - NY 2050_QC_2050_KnownCap | QC | CH4 Import - NY 2050 | 2050 | Methane | 0 | known | QC
LCP_Inputs_ON_Electric_IEA_2023_05_05 | Electrolyser 2020/2030_QC_2020_KnownCap | QC | Electrolyser 2020/2030 | 2020 | Hydrogen | 0 | known | QC
LCP_Inputs_ON_Electric_IEA_2023_05_05 | Electrolyser 2020/2030_QC_2030_KnownCap | QC | Electrolyser 2020/2030 | 2030 | Hydrogen | 0 | known | QC
LCP_Inputs_ON_Electric_IEA_2023_05_05 | Electrolyser 2020/2030_QC_2040_KnownCap | QC | Electrolyser 2020/2030 | 2040 | Hydrogen | 0 | known | QC
LCP_Inputs_ON_Electric_IEA_2023_05_05 | Electrolyser 2020/2030_QC_2050_KnownCap | QC | Electrolyser 2020/2030 | 2050 | Hydrogen | 0 | known | QC
LCP_Inputs_ON_Electric_IEA_2023_05_05 | Electrolyser 2040_QC_2020_KnownCap | QC | Electrolyser 2040 | 2020 | Hydrogen | 0 | known | QC
LCP_Inputs_ON_Electric_IEA_2023_05_05 | Electrolyser 2040_QC_2030_KnownCap | QC | Electrolyser 2040 | 2030 | Hydrogen | 0 | known | QC
LCP_Inputs_ON_Electric_IEA_2023_05_05 | Electrolyser 2040_QC_2040_KnownCap | QC | Electrolyser 2040 | 2040 | Hydrogen | 0 | known | QC
LCP_Inputs_ON_Electric_IEA_2023_05_05 | Electrolyser 2040_QC_2050_KnownCap | QC | Electrolyser 2040 | 2050 | Hydrogen | 0 | known | QC
LCP_Inputs_ON_Electric_IEA_2023_05_05 | Electrolyser 2050_QC_2020_KnownCap | QC | Electrolyser 2050 | 2020 | Hydrogen | 0 | known | QC
LCP_Inputs_ON_Electric_IEA_2023_05_05 | Electrolyser 2050_QC_2030_KnownCap | QC | Electrolyser 2050 | 2030 | Hydrogen | 0 | known | QC
LCP_Inputs_ON_Electric_IEA_2023_05_05 | Electrolyser 2050_QC_2040_KnownCap | QC | Electrolyser 2050 | 2040 | Hydrogen | 0 | known | QC
LCP_Inputs_ON_Electric_IEA_2023_05_05 | Electrolyser 2050_QC_2050_KnownCap | QC | Electrolyser 2050 | 2050 | Hydrogen | 0 | known | QC
LCP_Inputs_ON_Electric_IEA_2023_05_05 | Anaerobic Digestion_QC_2020_KnownCap | QC | Anaerobic Digestion | 2020 | Methane | 0 | known | QC
LCP_Inputs_ON_Electric_IEA_2023_05_05 | Anaerobic Digestion_QC_2030_KnownCap | QC | Anaerobic Digestion | 2030 | Methane | 0 | known | QC
LCP_Inputs_ON_Electric_IEA_2023_05_05 | Anaerobic Digestion_QC_2040_KnownCap | QC | Anaerobic Digestion | 2040 | Methane | 0 | known | QC
LCP_Inputs_ON_Electric_IEA_2023_05_05 | Anaerobic Digestion_QC_2050_KnownCap | QC | Anaerobic Digestion | 2050 | Methane | 0 | known | QC
LCP_Inputs_ON_Electric_IEA_2023_05_05 | CH4 + CCS_QC_2020_KnownCap | QC | CH4 + CCS | 2020 | Methane | 0 | known | QC
LCP_Inputs_ON_Electric_IEA_2023_05_05 | CH4 + CCS_QC_2030_KnownCap | QC | CH4 + CCS | 2030 | Methane | 0 | known | QC
LCP_Inputs_ON_Electric_IEA_2023_05_05 | CH4 + CCS_QC_2040_KnownCap | QC | CH4 + CCS | 2040 | Methane | 0 | known | QC
LCP_Inputs_ON_Electric_IEA_2023_05_05 | CH4 + CCS_QC_2050_KnownCap | QC | CH4 + CCS | 2050 | Methane | 0 | known | QC
LCP_Inputs_ON_Electric_IEA_2023_05_05 | SMR CCS_QC_2020_KnownCap | QC | SMR CCS | 2020 | Hydrogen | 0 | known | QC
LCP_Inputs_ON_Electric_IEA_2023_05_05 | SMR CCS_QC_2030_KnownCap | QC | SMR CCS | 2030 | Hydrogen | 0 | known | QC
LCP_Inputs_ON_Electric_IEA_2023_05_05 | SMR CCS_QC_2040_KnownCap | QC | SMR CCS | 2040 | Hydrogen | 0 | known | QC
LCP_Inputs_ON_Electric_IEA_2023_05_05 | SMR CCS_QC_2050_KnownCap | QC | SMR CCS | 2050 | Hydrogen | 0 | known | QC
LCP_Inputs_ON_Electric_IEA_2023_05_05 | Wind Onshore_WC_2020_KnownCap | WC | Wind Onshore | 2020 | Electricity | 239 | known | WC
LCP_Inputs_ON_Electric_IEA_2023_05_05 | Wind Onshore_WC_2030_KnownCap | WC | Wind Onshore | 2030 | Electricity | 239 | known | WC
LCP_Inputs_ON_Electric_IEA_2023_05_05 | Wind Onshore_WC_2040_KnownCap | WC | Wind Onshore | 2040 | Electricity | 1239 | known | WC
LCP_Inputs_ON_Electric_IEA_2023_05_05 | Wind Onshore_WC_2050_KnownCap | WC | Wind Onshore | 2050 | Electricity | 2239 | known | WC
LCP_Inputs_ON_Electric_IEA_2023_05_05 | Wind Offshore_WC_2020_KnownCap | WC | Wind Offshore | 2020 | Electricity | 0 | known | WC
LCP_Inputs_ON_Electric_IEA_2023_05_05 | Wind Offshore_WC_2030_KnownCap | WC | Wind Offshore | 2030 | Electricity | 0 | known | WC
LCP_Inputs_ON_Electric_IEA_2023_05_05 | Wind Offshore_WC_2040_KnownCap | WC | Wind Offshore | 2040 | Electricity | 0 | known | WC
LCP_Inputs_ON_Electric_IEA_2023_05_05 | Wind Offshore_WC_2050_KnownCap | WC | Wind Offshore | 2050 | Electricity | 0 | known | WC
LCP_Inputs_ON_Electric_IEA_2023_05_05 | Solar PV_WC_2020_KnownCap | WC | Solar PV | 2020 | Electricity | 0 | known | WC
LCP_Inputs_ON_Electric_IEA_2023_05_05 | Solar PV_WC_2030_KnownCap | WC | Solar PV | 2030 | Electricity | 0 | known | WC
LCP_Inputs_ON_Electric_IEA_2023_05_05 | Solar PV_WC_2040_KnownCap | WC | Solar PV | 2040 | Electricity | 0 | known | WC
LCP_Inputs_ON_Electric_IEA_2023_05_05 | Solar PV_WC_2050_KnownCap | WC | Solar PV | 2050 | Electricity | 0 | known | WC
LCP_Inputs_ON_Electric_IEA_2023_05_05 | Hydro_WC_2020_KnownCap | WC | Hydro | 2020 | Electricity | 6045.7 | known | WC
LCP_Inputs_ON_Electric_IEA_2023_05_05 | Hydro_WC_2030_KnownCap | WC | Hydro | 2030 | Electricity | 6641.7 | known | WC
LCP_Inputs_ON_Electric_IEA_2023_05_05 | Hydro_WC_2040_KnownCap | WC | Hydro | 2040 | Electricity | 6641.7 | known | WC
LCP_Inputs_ON_Electric_IEA_2023_05_05 | Hydro_WC_2050_KnownCap | WC | Hydro | 2050 | Electricity | 6641.7 | known | WC
LCP_Inputs_ON_Electric_IEA_2023_05_05 | Hydro Pumped Storage_WC_2020_KnownCap | WC | Hydro Pumped Storage | 2020 | Electricity | 0 | known | WC
LCP_Inputs_ON_Electric_IEA_2023_05_05 | Hydro Pumped Storage_WC_2030_KnownCap | WC | Hydro Pumped Storage | 2030 | Electricity | 0 | known | WC
LCP_Inputs_ON_Electric_IEA_2023_05_05 | Hydro Pumped Storage_WC_2040_KnownCap | WC | Hydro Pumped Storage | 2040 | Electricity | 0 | known | WC
LCP_Inputs_ON_Electric_IEA_2023_05_05 | Hydro Pumped Storage_WC_2050_KnownCap | WC | Hydro Pumped Storage | 2050 | Electricity | 0 | known | WC
LCP_Inputs_ON_Electric_IEA_2023_05_05 | Nuclear_WC_2020_KnownCap | WC | Nuclear | 2020 | Electricity | 0 | known | WC
LCP_Inputs_ON_Electric_IEA_2023_05_05 | Nuclear_WC_2030_KnownCap | WC | Nuclear | 2030 | Electricity | 0 | known | WC
LCP_Inputs_ON_Electric_IEA_2023_05_05 | Nuclear_WC_2040_KnownCap | WC | Nuclear | 2040 | Electricity | 0 | known | WC
LCP_Inputs_ON_Electric_IEA_2023_05_05 | Nuclear_WC_2050_KnownCap | WC | Nuclear | 2050 | Electricity | 0 | known | WC
LCP_Inputs_ON_Electric_IEA_2023_05_05 | Fossil Fuel Thermal (Coal, Peat, Oil)_WC_2020_KnownCap | WC | Fossil Fuel Thermal (Coal, Peat, Oil) | 2020 | Electricity | 0 | known | WC
LCP_Inputs_ON_Electric_IEA_2023_05_05 | Fossil Fuel Thermal (Coal, Peat, Oil)_WC_2030_KnownCap | WC | Fossil Fuel Thermal (Coal, Peat, Oil) | 2030 | Electricity | 0 | known | WC
LCP_Inputs_ON_Electric_IEA_2023_05_05 | Fossil Fuel Thermal (Coal, Peat, Oil)_WC_2040_KnownCap | WC | Fossil Fuel Thermal (Coal, Peat, Oil) | 2040 | Electricity | 0 | known | WC
LCP_Inputs_ON_Electric_IEA_2023_05_05 | Fossil Fuel Thermal (Coal, Peat, Oil)_WC_2050_KnownCap | WC | Fossil Fuel Thermal (Coal, Peat, Oil) | 2050 | Electricity | 0 | known | WC
LCP_Inputs_ON_Electric_IEA_2023_05_05 | O/CCGT - CH4 Existing_WC_2020_KnownCap | WC | O/CCGT - CH4 Existing | 2020 | Electricity | 0 | known | WC
LCP_Inputs_ON_Electric_IEA_2023_05_05 | O/CCGT - CH4 Existing_WC_2030_KnownCap | WC | O/CCGT - CH4 Existing | 2030 | Electricity | 0 | known | WC
LCP_Inputs_ON_Electric_IEA_2023_05_05 | O/CCGT - CH4 Existing_WC_2040_KnownCap | WC | O/CCGT - CH4 Existing | 2040 | Electricity | 0 | known | WC
LCP_Inputs_ON_Electric_IEA_2023_05_05 | O/CCGT - CH4 Existing_WC_2050_KnownCap | WC | O/CCGT - CH4 Existing | 2050 | Electricity | 0 | known | WC
LCP_Inputs_ON_Electric_IEA_2023_05_05 | O/CCGT - CH4 New_WC_2020_KnownCap | WC | O/CCGT - CH4 New | 2020 | Electricity | 0 | known | WC
LCP_Inputs_ON_Electric_IEA_2023_05_05 | O/CCGT - CH4 New_WC_2030_KnownCap | WC | O/CCGT - CH4 New | 2030 | Electricity | 0 | known | WC
LCP_Inputs_ON_Electric_IEA_2023_05_05 | O/CCGT - CH4 New_WC_2040_KnownCap | WC | O/CCGT - CH4 New | 2040 | Electricity | 0 | known | WC
LCP_Inputs_ON_Electric_IEA_2023_05_05 | O/CCGT - CH4 New_WC_2050_KnownCap | WC | O/CCGT - CH4 New | 2050 | Electricity | 0 | known | WC
LCP_Inputs_ON_Electric_IEA_2023_05_05 | O/CCGT - H2 New_WC_2020_KnownCap | WC | O/CCGT - H2 New | 2020 | Electricity | 0 | known | WC
LCP_Inputs_ON_Electric_IEA_2023_05_05 | O/CCGT - H2 New_WC_2030_KnownCap | WC | O/CCGT - H2 New | 2030 | Electricity | 0 | known | WC
LCP_Inputs_ON_Electric_IEA_2023_05_05 | O/CCGT - H2 New_WC_2040_KnownCap | WC | O/CCGT - H2 New | 2040 | Electricity | 0 | known | WC
LCP_Inputs_ON_Electric_IEA_2023_05_05 | O/CCGT - H2 New_WC_2050_KnownCap | WC | O/CCGT - H2 New | 2050 | Electricity | 0 | known | WC
LCP_Inputs_ON_Electric_IEA_2023_05_05 | Biomass_WC_2020_KnownCap | WC | Biomass | 2020 | Electricity | 0 | known | WC
LCP_Inputs_ON_Electric_IEA_2023_05_05 | Biomass_WC_2030_KnownCap | WC | Biomass | 2030 | Electricity | 0 | known | WC
LCP_Inputs_ON_Electric_IEA_2023_05_05 | Biomass_WC_2040_KnownCap | WC | Biomass | 2040 | Electricity | 0 | known | WC
LCP_Inputs_ON_Electric_IEA_2023_05_05 | Biomass_WC_2050_KnownCap | WC | Biomass | 2050 | Electricity | 0 | known | WC
LCP_Inputs_ON_Electric_IEA_2023_05_05 | Battery Storage_WC_2020_KnownCap | WC | Battery Storage | 2020 | Electricity | 0 | known | WC
LCP_Inputs_ON_Electric_IEA_2023_05_05 | Battery Storage_WC_2030_KnownCap | WC | Battery Storage | 2030 | Electricity | 0 | known | WC
LCP_Inputs_ON_Electric_IEA_2023_05_05 | Battery Storage_WC_2040_KnownCap | WC | Battery Storage | 2040 | Electricity | 0 | known | WC
LCP_Inputs_ON_Electric_IEA_2023_05_05 | Battery Storage_WC_2050_KnownCap | WC | Battery Storage | 2050 | Electricity | 0 | known | WC
LCP_Inputs_ON_Electric_IEA_2023_05_05 | Generic - Generator_WC_2020_KnownCap | WC | Generic - Generator | 2020 | Electricity | 22.8 | known | WC
LCP_Inputs_ON_Electric_IEA_2023_05_05 | Generic - Generator_WC_2030_KnownCap | WC | Generic - Generator | 2030 | Electricity | 22.8 | known | WC
LCP_Inputs_ON_Electric_IEA_2023_05_05 | Generic - Generator_WC_2040_KnownCap | WC | Generic - Generator | 2040 | Electricity | 0 | known | WC
LCP_Inputs_ON_Electric_IEA_2023_05_05 | Generic - Generator_WC_2050_KnownCap | WC | Generic - Generator | 2050 | Electricity | 0 | known | WC
LCP_Inputs_ON_Electric_IEA_2023_05_05 | CH4 Salt Cavern Storage - ON_WC_2020_KnownCap | WC | CH4 Salt Cavern Storage - ON | 2020 | Methane | 0 | known | WC
LCP_Inputs_ON_Electric_IEA_2023_05_05 | CH4 Salt Cavern Storage - ON_WC_2030_KnownCap | WC | CH4 Salt Cavern Storage - ON | 2030 | Methane | 0 | known | WC
LCP_Inputs_ON_Electric_IEA_2023_05_05 | CH4 Salt Cavern Storage - ON_WC_2040_KnownCap | WC | CH4 Salt Cavern Storage - ON | 2040 | Methane | 0 | known | WC
LCP_Inputs_ON_Electric_IEA_2023_05_05 | CH4 Salt Cavern Storage - ON_WC_2050_KnownCap | WC | CH4 Salt Cavern Storage - ON | 2050 | Methane | 0 | known | WC
LCP_Inputs_ON_Electric_IEA_2023_05_05 | H2 Salt Cavern Storage - ON_WC_2020_KnownCap | WC | H2 Salt Cavern Storage - ON | 2020 | Hydrogen | 0 | known | WC
LCP_Inputs_ON_Electric_IEA_2023_05_05 | H2 Salt Cavern Storage - ON_WC_2030_KnownCap | WC | H2 Salt Cavern Storage - ON | 2030 | Hydrogen | 0 | known | WC
LCP_Inputs_ON_Electric_IEA_2023_05_05 | H2 Salt Cavern Storage - ON_WC_2040_KnownCap | WC | H2 Salt Cavern Storage - ON | 2040 | Hydrogen | 0 | known | WC
LCP_Inputs_ON_Electric_IEA_2023_05_05 | H2 Salt Cavern Storage - ON_WC_2050_KnownCap | WC | H2 Salt Cavern Storage - ON | 2050 | Hydrogen | 0 | known | WC
LCP_Inputs_ON_Electric_IEA_2023_05_05 | H2 Import - QC_WC_2020_KnownCap | WC | H2 Import - QC | 2020 | Hydrogen | 0 | known | WC
LCP_Inputs_ON_Electric_IEA_2023_05_05 | H2 Import - QC_WC_2030_KnownCap | WC | H2 Import - QC | 2030 | Hydrogen | 0 | known | WC
LCP_Inputs_ON_Electric_IEA_2023_05_05 | H2 Import - QC_WC_2040_KnownCap | WC | H2 Import - QC | 2040 | Hydrogen | 0 | known | WC
LCP_Inputs_ON_Electric_IEA_2023_05_05 | H2 Import - QC_WC_2050_KnownCap | WC | H2 Import - QC | 2050 | Hydrogen | 0 | known | WC
LCP_Inputs_ON_Electric_IEA_2023_05_05 | H2 Import - WC_WC_2020_KnownCap | WC | H2 Import - WC | 2020 | Hydrogen | 0 | known | WC
LCP_Inputs_ON_Electric_IEA_2023_05_05 | H2 Import - WC_WC_2030_KnownCap | WC | H2 Import - WC | 2030 | Hydrogen | 0 | known | WC
LCP_Inputs_ON_Electric_IEA_2023_05_05 | H2 Import - WC_WC_2040_KnownCap | WC | H2 Import - WC | 2040 | Hydrogen | 0 | known | WC
LCP_Inputs_ON_Electric_IEA_2023_05_05 | H2 Import - WC_WC_2050_KnownCap | WC | H2 Import - WC | 2050 | Hydrogen | 0 | known | WC
LCP_Inputs_ON_Electric_IEA_2023_05_05 | CH4 Import - WC 2020_WC_2020_KnownCap | WC | CH4 Import - WC 2020 | 2020 | Methane | 100000000 | known | WC
LCP_Inputs_ON_Electric_IEA_2023_05_05 | CH4 Import - WC 2020_WC_2030_KnownCap | WC | CH4 Import - WC 2020 | 2030 | Methane | 0 | known | WC
LCP_Inputs_ON_Electric_IEA_2023_05_05 | CH4 Import - WC 2020_WC_2040_KnownCap | WC | CH4 Import - WC 2020 | 2040 | Methane | 0 | known | WC
LCP_Inputs_ON_Electric_IEA_2023_05_05 | CH4 Import - WC 2020_WC_2050_KnownCap | WC | CH4 Import - WC 2020 | 2050 | Methane | 0 | known | WC
LCP_Inputs_ON_Electric_IEA_2023_05_05 | CH4 Import - WC 2030_WC_2020_KnownCap | WC | CH4 Import - WC 2030 | 2020 | Methane | 0 | known | WC
LCP_Inputs_ON_Electric_IEA_2023_05_05 | CH4 Import - WC 2030_WC_2030_KnownCap | WC | CH4 Import - WC 2030 | 2030 | Methane | 100000000 | known | WC
LCP_Inputs_ON_Electric_IEA_2023_05_05 | CH4 Import - WC 2030_WC_2040_KnownCap | WC | CH4 Import - WC 2030 | 2040 | Methane | 0 | known | WC
LCP_Inputs_ON_Electric_IEA_2023_05_05 | CH4 Import - WC 2030_WC_2050_KnownCap | WC | CH4 Import - WC 2030 | 2050 | Methane | 0 | known | WC
LCP_Inputs_ON_Electric_IEA_2023_05_05 | CH4 Import - WC 2040_WC_2020_KnownCap | WC | CH4 Import - WC 2040 | 2020 | Methane | 0 | known | WC
LCP_Inputs_ON_Electric_IEA_2023_05_05 | CH4 Import - WC 2040_WC_2030_KnownCap | WC | CH4 Import - WC 2040 | 2030 | Methane | 0 | known | WC
LCP_Inputs_ON_Electric_IEA_2023_05_05 | CH4 Import - WC 2040_WC_2040_KnownCap | WC | CH4 Import - WC 2040 | 2040 | Methane | 100000000 | known | WC
LCP_Inputs_ON_Electric_IEA_2023_05_05 | CH4 Import - WC 2040_WC_2050_KnownCap | WC | CH4 Import - WC 2040 | 2050 | Methane | 0 | known | WC
LCP_Inputs_ON_Electric_IEA_2023_05_05 | CH4 Import - WC 2050_WC_2020_KnownCap | WC | CH4 Import - WC 2050 | 2020 | Methane | 0 | known | WC
LCP_Inputs_ON_Electric_IEA_2023_05_05 | CH4 Import - WC 2050_WC_2030_KnownCap | WC | CH4 Import - WC 2050 | 2030 | Methane | 0 | known | WC
LCP_Inputs_ON_Electric_IEA_2023_05_05 | CH4 Import - WC 2050_WC_2040_KnownCap | WC | CH4 Import - WC 2050 | 2040 | Methane | 0 | known | WC
LCP_Inputs_ON_Electric_IEA_2023_05_05 | CH4 Import - WC 2050_WC_2050_KnownCap | WC | CH4 Import - WC 2050 | 2050 | Methane | 100000000 | known | WC
LCP_Inputs_ON_Electric_IEA_2023_05_05 | CH4 Import - NY 2020_WC_2020_KnownCap | WC | CH4 Import - NY 2020 | 2020 | Methane | 0 | known | WC
LCP_Inputs_ON_Electric_IEA_2023_05_05 | CH4 Import - NY 2020_WC_2030_KnownCap | WC | CH4 Import - NY 2020 | 2030 | Methane | 0 | known | WC
LCP_Inputs_ON_Electric_IEA_2023_05_05 | CH4 Import - NY 2020_WC_2040_KnownCap | WC | CH4 Import - NY 2020 | 2040 | Methane | 0 | known | WC
LCP_Inputs_ON_Electric_IEA_2023_05_05 | CH4 Import - NY 2020_WC_2050_KnownCap | WC | CH4 Import - NY 2020 | 2050 | Methane | 0 | known | WC
LCP_Inputs_ON_Electric_IEA_2023_05_05 | CH4 Import - NY 2030_WC_2020_KnownCap | WC | CH4 Import - NY 2030 | 2020 | Methane | 0 | known | WC
LCP_Inputs_ON_Electric_IEA_2023_05_05 | CH4 Import - NY 2030_WC_2030_KnownCap | WC | CH4 Import - NY 2030 | 2030 | Methane | 0 | known | WC
LCP_Inputs_ON_Electric_IEA_2023_05_05 | CH4 Import - NY 2030_WC_2040_KnownCap | WC | CH4 Import - NY 2030 | 2040 | Methane | 0 | known | WC
LCP_Inputs_ON_Electric_IEA_2023_05_05 | CH4 Import - NY 2030_WC_2050_KnownCap | WC | CH4 Import - NY 2030 | 2050 | Methane | 0 | known | WC
LCP_Inputs_ON_Electric_IEA_2023_05_05 | CH4 Import - NY 2040_WC_2020_KnownCap | WC | CH4 Import - NY 2040 | 2020 | Methane | 0 | known | WC
LCP_Inputs_ON_Electric_IEA_2023_05_05 | CH4 Import - NY 2040_WC_2030_KnownCap | WC | CH4 Import - NY 2040 | 2030 | Methane | 0 | known | WC
LCP_Inputs_ON_Electric_IEA_2023_05_05 | CH4 Import - NY 2040_WC_2040_KnownCap | WC | CH4 Import - NY 2040 | 2040 | Methane | 0 | known | WC
LCP_Inputs_ON_Electric_IEA_2023_05_05 | CH4 Import - NY 2040_WC_2050_KnownCap | WC | CH4 Import - NY 2040 | 2050 | Methane | 0 | known | WC
LCP_Inputs_ON_Electric_IEA_2023_05_05 | CH4 Import - NY 2050_WC_2020_KnownCap | WC | CH4 Import - NY 2050 | 2020 | Methane | 0 | known | WC
LCP_Inputs_ON_Electric_IEA_2023_05_05 | CH4 Import - NY 2050_WC_2030_KnownCap | WC | CH4 Import - NY 2050 | 2030 | Methane | 0 | known | WC
LCP_Inputs_ON_Electric_IEA_2023_05_05 | CH4 Import - NY 2050_WC_2040_KnownCap | WC | CH4 Import - NY 2050 | 2040 | Methane | 0 | known | WC
LCP_Inputs_ON_Electric_IEA_2023_05_05 | CH4 Import - NY 2050_WC_2050_KnownCap | WC | CH4 Import - NY 2050 | 2050 | Methane | 0 | known | WC
LCP_Inputs_ON_Electric_IEA_2023_05_05 | Electrolyser 2020/2030_WC_2020_KnownCap | WC | Electrolyser 2020/2030 | 2020 | Hydrogen | 0 | known | WC
LCP_Inputs_ON_Electric_IEA_2023_05_05 | Electrolyser 2020/2030_WC_2030_KnownCap | WC | Electrolyser 2020/2030 | 2030 | Hydrogen | 0 | known | WC
LCP_Inputs_ON_Electric_IEA_2023_05_05 | Electrolyser 2020/2030_WC_2040_KnownCap | WC | Electrolyser 2020/2030 | 2040 | Hydrogen | 0 | known | WC
LCP_Inputs_ON_Electric_IEA_2023_05_05 | Electrolyser 2020/2030_WC_2050_KnownCap | WC | Electrolyser 2020/2030 | 2050 | Hydrogen | 0 | known | WC
LCP_Inputs_ON_Electric_IEA_2023_05_05 | Electrolyser 2040_WC_2020_KnownCap | WC | Electrolyser 2040 | 2020 | Hydrogen | 0 | known | WC
LCP_Inputs_ON_Electric_IEA_2023_05_05 | Electrolyser 2040_WC_2030_KnownCap | WC | Electrolyser 2040 | 2030 | Hydrogen | 0 | known | WC
LCP_Inputs_ON_Electric_IEA_2023_05_05 | Electrolyser 2040_WC_2040_KnownCap | WC | Electrolyser 2040 | 2040 | Hydrogen | 0 | known | WC
LCP_Inputs_ON_Electric_IEA_2023_05_05 | Electrolyser 2040_WC_2050_KnownCap | WC | Electrolyser 2040 | 2050 | Hydrogen | 0 | known | WC
LCP_Inputs_ON_Electric_IEA_2023_05_05 | Electrolyser 2050_WC_2020_KnownCap | WC | Electrolyser 2050 | 2020 | Hydrogen | 0 | known | WC
LCP_Inputs_ON_Electric_IEA_2023_05_05 | Electrolyser 2050_WC_2030_KnownCap | WC | Electrolyser 2050 | 2030 | Hydrogen | 0 | known | WC
LCP_Inputs_ON_Electric_IEA_2023_05_05 | Electrolyser 2050_WC_2040_KnownCap | WC | Electrolyser 2050 | 2040 | Hydrogen | 0 | known | WC
LCP_Inputs_ON_Electric_IEA_2023_05_05 | Electrolyser 2050_WC_2050_KnownCap | WC | Electrolyser 2050 | 2050 | Hydrogen | 0 | known | WC
LCP_Inputs_ON_Electric_IEA_2023_05_05 | Anaerobic Digestion_WC_2020_KnownCap | WC | Anaerobic Digestion | 2020 | Methane | 0 | known | WC
LCP_Inputs_ON_Electric_IEA_2023_05_05 | Anaerobic Digestion_WC_2030_KnownCap | WC | Anaerobic Digestion | 2030 | Methane | 0 | known | WC
LCP_Inputs_ON_Electric_IEA_2023_05_05 | Anaerobic Digestion_WC_2040_KnownCap | WC | Anaerobic Digestion | 2040 | Methane | 0 | known | WC
LCP_Inputs_ON_Electric_IEA_2023_05_05 | Anaerobic Digestion_WC_2050_KnownCap | WC | Anaerobic Digestion | 2050 | Methane | 0 | known | WC
LCP_Inputs_ON_Electric_IEA_2023_05_05 | CH4 + CCS_WC_2020_KnownCap | WC | CH4 + CCS | 2020 | Methane | 0 | known | WC
LCP_Inputs_ON_Electric_IEA_2023_05_05 | CH4 + CCS_WC_2030_KnownCap | WC | CH4 + CCS | 2030 | Methane | 0 | known | WC
LCP_Inputs_ON_Electric_IEA_2023_05_05 | CH4 + CCS_WC_2040_KnownCap | WC | CH4 + CCS | 2040 | Methane | 0 | known | WC
LCP_Inputs_ON_Electric_IEA_2023_05_05 | CH4 + CCS_WC_2050_KnownCap | WC | CH4 + CCS | 2050 | Methane | 0 | known | WC
LCP_Inputs_ON_Electric_IEA_2023_05_05 | SMR CCS_WC_2020_KnownCap | WC | SMR CCS | 2020 | Hydrogen | 0 | known | WC
LCP_Inputs_ON_Electric_IEA_2023_05_05 | SMR CCS_WC_2030_KnownCap | WC | SMR CCS | 2030 | Hydrogen | 0 | known | WC
LCP_Inputs_ON_Electric_IEA_2023_05_05 | SMR CCS_WC_2040_KnownCap | WC | SMR CCS | 2040 | Hydrogen | 0 | known | WC
LCP_Inputs_ON_Electric_IEA_2023_05_05 | SMR CCS_WC_2050_KnownCap | WC | SMR CCS | 2050 | Hydrogen | 0 | known | WC
LCP_Inputs_ON_Electric_IEA_2023_05_05 | Wind Onshore_NY_2020_KnownCap | NY | Wind Onshore | 2020 | Electricity | 2672.67 | known | NY
LCP_Inputs_ON_Electric_IEA_2023_05_05 | Wind Onshore_NY_2030_KnownCap | NY | Wind Onshore | 2030 | Electricity | 7637.67 | known | NY
LCP_Inputs_ON_Electric_IEA_2023_05_05 | Wind Onshore_NY_2040_KnownCap | NY | Wind Onshore | 2040 | Electricity | 10077.67 | known | NY
LCP_Inputs_ON_Electric_IEA_2023_05_05 | Wind Onshore_NY_2050_KnownCap | NY | Wind Onshore | 2050 | Electricity | 10395.67 | known | NY
LCP_Inputs_ON_Electric_IEA_2023_05_05 | Wind Offshore_NY_2020_KnownCap | NY | Wind Offshore | 2020 | Electricity | 0 | known | NY
LCP_Inputs_ON_Electric_IEA_2023_05_05 | Wind Offshore_NY_2030_KnownCap | NY | Wind Offshore | 2030 | Electricity | 3526 | known | NY
LCP_Inputs_ON_Electric_IEA_2023_05_05 | Wind Offshore_NY_2040_KnownCap | NY | Wind Offshore | 2040 | Electricity | 8326 | known | NY
LCP_Inputs_ON_Electric_IEA_2023_05_05 | Wind Offshore_NY_2050_KnownCap | NY | Wind Offshore | 2050 | Electricity | 14688 | known | NY
LCP_Inputs_ON_Electric_IEA_2023_05_05 | Solar PV_NY_2020_KnownCap | NY | Solar PV | 2020 | Electricity | 8330.02 | known | NY
LCP_Inputs_ON_Electric_IEA_2023_05_05 | Solar PV_NY_2030_KnownCap | NY | Solar PV | 2030 | Electricity | 16227.02 | known | NY
LCP_Inputs_ON_Electric_IEA_2023_05_05 | Solar PV_NY_2040_KnownCap | NY | Solar PV | 2040 | Electricity | 22282.02 | known | NY
LCP_Inputs_ON_Electric_IEA_2023_05_05 | Solar PV_NY_2050_KnownCap | NY | Solar PV | 2050 | Electricity | 23448.02 | known | NY
LCP_Inputs_ON_Electric_IEA_2023_05_05 | Hydro_NY_2020_KnownCap | NY | Hydro | 2020 | Electricity | 5000.197 | known | NY
LCP_Inputs_ON_Electric_IEA_2023_05_05 | Hydro_NY_2030_KnownCap | NY | Hydro | 2030 | Electricity | 5011.197 | known | NY
LCP_Inputs_ON_Electric_IEA_2023_05_05 | Hydro_NY_2040_KnownCap | NY | Hydro | 2040 | Electricity | 5011.197 | known | NY
LCP_Inputs_ON_Electric_IEA_2023_05_05 | Hydro_NY_2050_KnownCap | NY | Hydro | 2050 | Electricity | 5011.197 | known | NY
LCP_Inputs_ON_Electric_IEA_2023_05_05 | Hydro Pumped Storage_NY_2020_KnownCap | NY | Hydro Pumped Storage | 2020 | Electricity | 1412.9 | known | NY
LCP_Inputs_ON_Electric_IEA_2023_05_05 | Hydro Pumped Storage_NY_2030_KnownCap | NY | Hydro Pumped Storage | 2030 | Electricity | 1412.9 | known | NY
LCP_Inputs_ON_Electric_IEA_2023_05_05 | Hydro Pumped Storage_NY_2040_KnownCap | NY | Hydro Pumped Storage | 2040 | Electricity | 1412.9 | known | NY
LCP_Inputs_ON_Electric_IEA_2023_05_05 | Hydro Pumped Storage_NY_2050_KnownCap | NY | Hydro Pumped Storage | 2050 | Electricity | 1412.9 | known | NY
LCP_Inputs_ON_Electric_IEA_2023_05_05 | Nuclear_NY_2020_KnownCap | NY | Nuclear | 2020 | Electricity | 3344.6 | known | NY
LCP_Inputs_ON_Electric_IEA_2023_05_05 | Nuclear_NY_2030_KnownCap | NY | Nuclear | 2030 | Electricity | 3344.6 | known | NY
LCP_Inputs_ON_Electric_IEA_2023_05_05 | Nuclear_NY_2040_KnownCap | NY | Nuclear | 2040 | Electricity | 3344.6 | known | NY
LCP_Inputs_ON_Electric_IEA_2023_05_05 | Nuclear_NY_2050_KnownCap | NY | Nuclear | 2050 | Electricity | 3344.6 | known | NY
LCP_Inputs_ON_Electric_IEA_2023_05_05 | Fossil Fuel Thermal (Coal, Peat, Oil)_NY_2020_KnownCap | NY | Fossil Fuel Thermal (Coal, Peat, Oil) | 2020 | Electricity | 0 | known | NY
LCP_Inputs_ON_Electric_IEA_2023_05_05 | Fossil Fuel Thermal (Coal, Peat, Oil)_NY_2030_KnownCap | NY | Fossil Fuel Thermal (Coal, Peat, Oil) | 2030 | Electricity | 0 | known | NY
LCP_Inputs_ON_Electric_IEA_2023_05_05 | Fossil Fuel Thermal (Coal, Peat, Oil)_NY_2040_KnownCap | NY | Fossil Fuel Thermal (Coal, Peat, Oil) | 2040 | Electricity | 0 | known | NY
LCP_Inputs_ON_Electric_IEA_2023_05_05 | Fossil Fuel Thermal (Coal, Peat, Oil)_NY_2050_KnownCap | NY | Fossil Fuel Thermal (Coal, Peat, Oil) | 2050 | Electricity | 0 | known | NY
LCP_Inputs_ON_Electric_IEA_2023_05_05 | O/CCGT - CH4 Existing_NY_2020_KnownCap | NY | O/CCGT - CH4 Existing | 2020 | Electricity | 0 | known | NY
LCP_Inputs_ON_Electric_IEA_2023_05_05 | O/CCGT - CH4 Existing_NY_2030_KnownCap | NY | O/CCGT - CH4 Existing | 2030 | Electricity | 0 | known | NY
LCP_Inputs_ON_Electric_IEA_2023_05_05 | O/CCGT - CH4 Existing_NY_2040_KnownCap | NY | O/CCGT - CH4 Existing | 2040 | Electricity | 0 | known | NY
LCP_Inputs_ON_Electric_IEA_2023_05_05 | O/CCGT - CH4 Existing_NY_2050_KnownCap | NY | O/CCGT - CH4 Existing | 2050 | Electricity | 0 | known | NY
LCP_Inputs_ON_Electric_IEA_2023_05_05 | O/CCGT - CH4 New_NY_2020_KnownCap | NY | O/CCGT - CH4 New | 2020 | Electricity | 0 | known | NY
LCP_Inputs_ON_Electric_IEA_2023_05_05 | O/CCGT - CH4 New_NY_2030_KnownCap | NY | O/CCGT - CH4 New | 2030 | Electricity | 0 | known | NY
LCP_Inputs_ON_Electric_IEA_2023_05_05 | O/CCGT - CH4 New_NY_2040_KnownCap | NY | O/CCGT - CH4 New | 2040 | Electricity | 0 | known | NY
LCP_Inputs_ON_Electric_IEA_2023_05_05 | O/CCGT - CH4 New_NY_2050_KnownCap | NY | O/CCGT - CH4 New | 2050 | Electricity | 0 | known | NY
LCP_Inputs_ON_Electric_IEA_2023_05_05 | O/CCGT - H2 New_NY_2020_KnownCap | NY | O/CCGT - H2 New | 2020 | Electricity | 0 | known | NY
LCP_Inputs_ON_Electric_IEA_2023_05_05 | O/CCGT - H2 New_NY_2030_KnownCap | NY | O/CCGT - H2 New | 2030 | Electricity | 0 | known | NY
LCP_Inputs_ON_Electric_IEA_2023_05_05 | O/CCGT - H2 New_NY_2040_KnownCap | NY | O/CCGT - H2 New | 2040 | Electricity | 0 | known | NY
LCP_Inputs_ON_Electric_IEA_2023_05_05 | O/CCGT - H2 New_NY_2050_KnownCap | NY | O/CCGT - H2 New | 2050 | Electricity | 0 | known | NY
LCP_Inputs_ON_Electric_IEA_2023_05_05 | Biomass_NY_2020_KnownCap | NY | Biomass | 2020 | Electricity | 274.5 | known | NY
LCP_Inputs_ON_Electric_IEA_2023_05_05 | Biomass_NY_2030_KnownCap | NY | Biomass | 2030 | Electricity | 295.5 | known | NY
LCP_Inputs_ON_Electric_IEA_2023_05_05 | Biomass_NY_2040_KnownCap | NY | Biomass | 2040 | Electricity | 295.5 | known | NY
LCP_Inputs_ON_Electric_IEA_2023_05_05 | Biomass_NY_2050_KnownCap | NY | Biomass | 2050 | Electricity | 295.5 | known | NY
LCP_Inputs_ON_Electric_IEA_2023_05_05 | Battery Storage_NY_2020_KnownCap | NY | Battery Storage | 2020 | Electricity | 58 | known | NY
LCP_Inputs_ON_Electric_IEA_2023_05_05 | Battery Storage_NY_2030_KnownCap | NY | Battery Storage | 2030 | Electricity | 2139 | known | NY
LCP_Inputs_ON_Electric_IEA_2023_05_05 | Battery Storage_NY_2040_KnownCap | NY | Battery Storage | 2040 | Electricity | 6053 | known | NY
LCP_Inputs_ON_Electric_IEA_2023_05_05 | Battery Storage_NY_2050_KnownCap | NY | Battery Storage | 2050 | Electricity | 7007 | known | NY
LCP_Inputs_ON_Electric_IEA_2023_05_05 | Generic - Generator_NY_2020_KnownCap | NY | Generic - Generator | 2020 | Electricity | 28471.17 | known | NY
LCP_Inputs_ON_Electric_IEA_2023_05_05 | Generic - Generator_NY_2030_KnownCap | NY | Generic - Generator | 2030 | Electricity | 24785.17 | known | NY
LCP_Inputs_ON_Electric_IEA_2023_05_05 | Generic - Generator_NY_2040_KnownCap | NY | Generic - Generator | 2040 | Electricity | 23524.17 | known | NY
LCP_Inputs_ON_Electric_IEA_2023_05_05 | Generic - Generator_NY_2050_KnownCap | NY | Generic - Generator | 2050 | Electricity | 22438.17 | known | NY
LCP_Inputs_ON_Electric_IEA_2023_05_05 | CH4 Salt Cavern Storage - ON_NY_2020_KnownCap | NY | CH4 Salt Cavern Storage - ON | 2020 | Methane | 0 | known | NY
LCP_Inputs_ON_Electric_IEA_2023_05_05 | CH4 Salt Cavern Storage - ON_NY_2030_KnownCap | NY | CH4 Salt Cavern Storage - ON | 2030 | Methane | 0 | known | NY
LCP_Inputs_ON_Electric_IEA_2023_05_05 | CH4 Salt Cavern Storage - ON_NY_2040_KnownCap | NY | CH4 Salt Cavern Storage - ON | 2040 | Methane | 0 | known | NY
LCP_Inputs_ON_Electric_IEA_2023_05_05 | CH4 Salt Cavern Storage - ON_NY_2050_KnownCap | NY | CH4 Salt Cavern Storage - ON | 2050 | Methane | 0 | known | NY
LCP_Inputs_ON_Electric_IEA_2023_05_05 | H2 Salt Cavern Storage - ON_NY_2020_KnownCap | NY | H2 Salt Cavern Storage - ON | 2020 | Hydrogen | 0 | known | NY
LCP_Inputs_ON_Electric_IEA_2023_05_05 | H2 Salt Cavern Storage - ON_NY_2030_KnownCap | NY | H2 Salt Cavern Storage - ON | 2030 | Hydrogen | 0 | known | NY
LCP_Inputs_ON_Electric_IEA_2023_05_05 | H2 Salt Cavern Storage - ON_NY_2040_KnownCap | NY | H2 Salt Cavern Storage - ON | 2040 | Hydrogen | 0 | known | NY
LCP_Inputs_ON_Electric_IEA_2023_05_05 | H2 Salt Cavern Storage - ON_NY_2050_KnownCap | NY | H2 Salt Cavern Storage - ON | 2050 | Hydrogen | 0 | known | NY
LCP_Inputs_ON_Electric_IEA_2023_05_05 | H2 Import - QC_NY_2020_KnownCap | NY | H2 Import - QC | 2020 | Hydrogen | 0 | known | NY
LCP_Inputs_ON_Electric_IEA_2023_05_05 | H2 Import - QC_NY_2030_KnownCap | NY | H2 Import - QC | 2030 | Hydrogen | 0 | known | NY
LCP_Inputs_ON_Electric_IEA_2023_05_05 | H2 Import - QC_NY_2040_KnownCap | NY | H2 Import - QC | 2040 | Hydrogen | 0 | known | NY
LCP_Inputs_ON_Electric_IEA_2023_05_05 | H2 Import - QC_NY_2050_KnownCap | NY | H2 Import - QC | 2050 | Hydrogen | 0 | known | NY
LCP_Inputs_ON_Electric_IEA_2023_05_05 | H2 Import - WC_NY_2020_KnownCap | NY | H2 Import - WC | 2020 | Hydrogen | 0 | known | NY
LCP_Inputs_ON_Electric_IEA_2023_05_05 | H2 Import - WC_NY_2030_KnownCap | NY | H2 Import - WC | 2030 | Hydrogen | 0 | known | NY
LCP_Inputs_ON_Electric_IEA_2023_05_05 | H2 Import - WC_NY_2040_KnownCap | NY | H2 Import - WC | 2040 | Hydrogen | 0 | known | NY
LCP_Inputs_ON_Electric_IEA_2023_05_05 | H2 Import - WC_NY_2050_KnownCap | NY | H2 Import - WC | 2050 | Hydrogen | 0 | known | NY
LCP_Inputs_ON_Electric_IEA_2023_05_05 | CH4 Import - WC 2020_NY_2020_KnownCap | NY | CH4 Import - WC 2020 | 2020 | Methane | 0 | known | NY
LCP_Inputs_ON_Electric_IEA_2023_05_05 | CH4 Import - WC 2020_NY_2030_KnownCap | NY | CH4 Import - WC 2020 | 2030 | Methane | 0 | known | NY
LCP_Inputs_ON_Electric_IEA_2023_05_05 | CH4 Import - WC 2020_NY_2040_KnownCap | NY | CH4 Import - WC 2020 | 2040 | Methane | 0 | known | NY
LCP_Inputs_ON_Electric_IEA_2023_05_05 | CH4 Import - WC 2020_NY_2050_KnownCap | NY | CH4 Import - WC 2020 | 2050 | Methane | 0 | known | NY
LCP_Inputs_ON_Electric_IEA_2023_05_05 | CH4 Import - WC 2030_NY_2020_KnownCap | NY | CH4 Import - WC 2030 | 2020 | Methane | 0 | known | NY
LCP_Inputs_ON_Electric_IEA_2023_05_05 | CH4 Import - WC 2030_NY_2030_KnownCap | NY | CH4 Import - WC 2030 | 2030 | Methane | 0 | known | NY
LCP_Inputs_ON_Electric_IEA_2023_05_05 | CH4 Import - WC 2030_NY_2040_KnownCap | NY | CH4 Import - WC 2030 | 2040 | Methane | 0 | known | NY
LCP_Inputs_ON_Electric_IEA_2023_05_05 | CH4 Import - WC 2030_NY_2050_KnownCap | NY | CH4 Import - WC 2030 | 2050 | Methane | 0 | known | NY
LCP_Inputs_ON_Electric_IEA_2023_05_05 | CH4 Import - WC 2040_NY_2020_KnownCap | NY | CH4 Import - WC 2040 | 2020 | Methane | 0 | known | NY
LCP_Inputs_ON_Electric_IEA_2023_05_05 | CH4 Import - WC 2040_NY_2030_KnownCap | NY | CH4 Import - WC 2040 | 2030 | Methane | 0 | known | NY
LCP_Inputs_ON_Electric_IEA_2023_05_05 | CH4 Import - WC 2040_NY_2040_KnownCap | NY | CH4 Import - WC 2040 | 2040 | Methane | 0 | known | NY
LCP_Inputs_ON_Electric_IEA_2023_05_05 | CH4 Import - WC 2040_NY_2050_KnownCap | NY | CH4 Import - WC 2040 | 2050 | Methane | 0 | known | NY
LCP_Inputs_ON_Electric_IEA_2023_05_05 | CH4 Import - WC 2050_NY_2020_KnownCap | NY | CH4 Import - WC 2050 | 2020 | Methane | 0 | known | NY
LCP_Inputs_ON_Electric_IEA_2023_05_05 | CH4 Import - WC 2050_NY_2030_KnownCap | NY | CH4 Import - WC 2050 | 2030 | Methane | 0 | known | NY
LCP_Inputs_ON_Electric_IEA_2023_05_05 | CH4 Import - WC 2050_NY_2040_KnownCap | NY | CH4 Import - WC 2050 | 2040 | Methane | 0 | known | NY
LCP_Inputs_ON_Electric_IEA_2023_05_05 | CH4 Import - WC 2050_NY_2050_KnownCap | NY | CH4 Import - WC 2050 | 2050 | Methane | 0 | known | NY
LCP_Inputs_ON_Electric_IEA_2023_05_05 | CH4 Import - NY 2020_NY_2020_KnownCap | NY | CH4 Import - NY 2020 | 2020 | Methane | 100000000 | known | NY
LCP_Inputs_ON_Electric_IEA_2023_05_05 | CH4 Import - NY 2020_NY_2030_KnownCap | NY | CH4 Import - NY 2020 | 2030 | Methane | 0 | known | NY
LCP_Inputs_ON_Electric_IEA_2023_05_05 | CH4 Import - NY 2020_NY_2040_KnownCap | NY | CH4 Import - NY 2020 | 2040 | Methane | 0 | known | NY
LCP_Inputs_ON_Electric_IEA_2023_05_05 | CH4 Import - NY 2020_NY_2050_KnownCap | NY | CH4 Import - NY 2020 | 2050 | Methane | 0 | known | NY
LCP_Inputs_ON_Electric_IEA_2023_05_05 | CH4 Import - NY 2030_NY_2020_KnownCap | NY | CH4 Import - NY 2030 | 2020 | Methane | 0 | known | NY
LCP_Inputs_ON_Electric_IEA_2023_05_05 | CH4 Import - NY 2030_NY_2030_KnownCap | NY | CH4 Import - NY 2030 | 2030 | Methane | 100000000 | known | NY
LCP_Inputs_ON_Electric_IEA_2023_05_05 | CH4 Import - NY 2030_NY_2040_KnownCap | NY | CH4 Import - NY 2030 | 2040 | Methane | 0 | known | NY
LCP_Inputs_ON_Electric_IEA_2023_05_05 | CH4 Import - NY 2030_NY_2050_KnownCap | NY | CH4 Import - NY 2030 | 2050 | Methane | 0 | known | NY
LCP_Inputs_ON_Electric_IEA_2023_05_05 | CH4 Import - NY 2040_NY_2020_KnownCap | NY | CH4 Import - NY 2040 | 2020 | Methane | 0 | known | NY
LCP_Inputs_ON_Electric_IEA_2023_05_05 | CH4 Import - NY 2040_NY_2030_KnownCap | NY | CH4 Import - NY 2040 | 2030 | Methane | 0 | known | NY
LCP_Inputs_ON_Electric_IEA_2023_05_05 | CH4 Import - NY 2040_NY_2040_KnownCap | NY | CH4 Import - NY 2040 | 2040 | Methane | 100000000 | known | NY
LCP_Inputs_ON_Electric_IEA_2023_05_05 | CH4 Import - NY 2040_NY_2050_KnownCap | NY | CH4 Import - NY 2040 | 2050 | Methane | 0 | known | NY
LCP_Inputs_ON_Electric_IEA_2023_05_05 | CH4 Import - NY 2050_NY_2020_KnownCap | NY | CH4 Import - NY 2050 | 2020 | Methane | 0 | known | NY
LCP_Inputs_ON_Electric_IEA_2023_05_05 | CH4 Import - NY 2050_NY_2030_KnownCap | NY | CH4 Import - NY 2050 | 2030 | Methane | 0 | known | NY
LCP_Inputs_ON_Electric_IEA_2023_05_05 | CH4 Import - NY 2050_NY_2040_KnownCap | NY | CH4 Import - NY 2050 | 2040 | Methane | 0 | known | NY
LCP_Inputs_ON_Electric_IEA_2023_05_05 | CH4 Import - NY 2050_NY_2050_KnownCap | NY | CH4 Import - NY 2050 | 2050 | Methane | 100000000 | known | NY
LCP_Inputs_ON_Electric_IEA_2023_05_05 | Electrolyser 2020/2030_NY_2020_KnownCap | NY | Electrolyser 2020/2030 | 2020 | Hydrogen | 0 | known | NY
LCP_Inputs_ON_Electric_IEA_2023_05_05 | Electrolyser 2020/2030_NY_2030_KnownCap | NY | Electrolyser 2020/2030 | 2030 | Hydrogen | 0 | known | NY
LCP_Inputs_ON_Electric_IEA_2023_05_05 | Electrolyser 2020/2030_NY_2040_KnownCap | NY | Electrolyser 2020/2030 | 2040 | Hydrogen | 0 | known | NY
LCP_Inputs_ON_Electric_IEA_2023_05_05 | Electrolyser 2020/2030_NY_2050_KnownCap | NY | Electrolyser 2020/2030 | 2050 | Hydrogen | 0 | known | NY
LCP_Inputs_ON_Electric_IEA_2023_05_05 | Electrolyser 2040_NY_2020_KnownCap | NY | Electrolyser 2040 | 2020 | Hydrogen | 0 | known | NY
LCP_Inputs_ON_Electric_IEA_2023_05_05 | Electrolyser 2040_NY_2030_KnownCap | NY | Electrolyser 2040 | 2030 | Hydrogen | 0 | known | NY
LCP_Inputs_ON_Electric_IEA_2023_05_05 | Electrolyser 2040_NY_2040_KnownCap | NY | Electrolyser 2040 | 2040 | Hydrogen | 0 | known | NY
LCP_Inputs_ON_Electric_IEA_2023_05_05 | Electrolyser 2040_NY_2050_KnownCap | NY | Electrolyser 2040 | 2050 | Hydrogen | 0 | known | NY
LCP_Inputs_ON_Electric_IEA_2023_05_05 | Electrolyser 2050_NY_2020_KnownCap | NY | Electrolyser 2050 | 2020 | Hydrogen | 0 | known | NY
LCP_Inputs_ON_Electric_IEA_2023_05_05 | Electrolyser 2050_NY_2030_KnownCap | NY | Electrolyser 2050 | 2030 | Hydrogen | 0 | known | NY
LCP_Inputs_ON_Electric_IEA_2023_05_05 | Electrolyser 2050_NY_2040_KnownCap | NY | Electrolyser 2050 | 2040 | Hydrogen | 0 | known | NY
LCP_Inputs_ON_Electric_IEA_2023_05_05 | Electrolyser 2050_NY_2050_KnownCap | NY | Electrolyser 2050 | 2050 | Hydrogen | 0 | known | NY
LCP_Inputs_ON_Electric_IEA_2023_05_05 | Anaerobic Digestion_NY_2020_KnownCap | NY | Anaerobic Digestion | 2020 | Methane | 0 | known | NY
LCP_Inputs_ON_Electric_IEA_2023_05_05 | Anaerobic Digestion_NY_2030_KnownCap | NY | Anaerobic Digestion | 2030 | Methane | 0 | known | NY
LCP_Inputs_ON_Electric_IEA_2023_05_05 | Anaerobic Digestion_NY_2040_KnownCap | NY | Anaerobic Digestion | 2040 | Methane | 0 | known | NY
LCP_Inputs_ON_Electric_IEA_2023_05_05 | Anaerobic Digestion_NY_2050_KnownCap | NY | Anaerobic Digestion | 2050 | Methane | 0 | known | NY
LCP_Inputs_ON_Electric_IEA_2023_05_05 | CH4 + CCS_NY_2020_KnownCap | NY | CH4 + CCS | 2020 | Methane | 0 | known | NY
LCP_Inputs_ON_Electric_IEA_2023_05_05 | CH4 + CCS_NY_2030_KnownCap | NY | CH4 + CCS | 2030 | Methane | 0 | known | NY
LCP_Inputs_ON_Electric_IEA_2023_05_05 | CH4 + CCS_NY_2040_KnownCap | NY | CH4 + CCS | 2040 | Methane | 0 | known | NY
LCP_Inputs_ON_Electric_IEA_2023_05_05 | CH4 + CCS_NY_2050_KnownCap | NY | CH4 + CCS | 2050 | Methane | 0 | known | NY
LCP_Inputs_ON_Electric_IEA_2023_05_05 | SMR CCS_NY_2020_KnownCap | NY | SMR CCS | 2020 | Hydrogen | 0 | known | NY
LCP_Inputs_ON_Electric_IEA_2023_05_05 | SMR CCS_NY_2030_KnownCap | NY | SMR CCS | 2030 | Hydrogen | 0 | known | NY
LCP_Inputs_ON_Electric_IEA_2023_05_05 | SMR CCS_NY_2040_KnownCap | NY | SMR CCS | 2040 | Hydrogen | 0 | known | NY
LCP_Inputs_ON_Electric_IEA_2023_05_05 | SMR CCS_NY_2050_KnownCap | NY | SMR CCS | 2050 | Hydrogen | 0 | known | NY
LCP_Inputs_ON_Electric_IEA_2023_05_05 | Wind Onshore_MI_2020_KnownCap | MI | Wind Onshore | 2020 | Electricity | 13572.48 | known | MI
LCP_Inputs_ON_Electric_IEA_2023_05_05 | Wind Onshore_MI_2030_KnownCap | MI | Wind Onshore | 2030 | Electricity | 23373.62 | known | MI
LCP_Inputs_ON_Electric_IEA_2023_05_05 | Wind Onshore_MI_2040_KnownCap | MI | Wind Onshore | 2040 | Electricity | 30988.61 | known | MI
LCP_Inputs_ON_Electric_IEA_2023_05_05 | Wind Onshore_MI_2050_KnownCap | MI | Wind Onshore | 2050 | Electricity | 37948.21 | known | MI
LCP_Inputs_ON_Electric_IEA_2023_05_05 | Wind Offshore_MI_2020_KnownCap | MI | Wind Offshore | 2020 | Electricity | 0 | known | MI
LCP_Inputs_ON_Electric_IEA_2023_05_05 | Wind Offshore_MI_2030_KnownCap | MI | Wind Offshore | 2030 | Electricity | 0 | known | MI
LCP_Inputs_ON_Electric_IEA_2023_05_05 | Wind Offshore_MI_2040_KnownCap | MI | Wind Offshore | 2040 | Electricity | 0 | known | MI
LCP_Inputs_ON_Electric_IEA_2023_05_05 | Wind Offshore_MI_2050_KnownCap | MI | Wind Offshore | 2050 | Electricity | 0 | known | MI
LCP_Inputs_ON_Electric_IEA_2023_05_05 | Solar PV_MI_2020_KnownCap | MI | Solar PV | 2020 | Electricity | 3189.63 | known | MI
LCP_Inputs_ON_Electric_IEA_2023_05_05 | Solar PV_MI_2030_KnownCap | MI | Solar PV | 2030 | Electricity | 10138.89 | known | MI
LCP_Inputs_ON_Electric_IEA_2023_05_05 | Solar PV_MI_2040_KnownCap | MI | Solar PV | 2040 | Electricity | 17336.65 | known | MI
LCP_Inputs_ON_Electric_IEA_2023_05_05 | Solar PV_MI_2050_KnownCap | MI | Solar PV | 2050 | Electricity | 25876.21 | known | MI
LCP_Inputs_ON_Electric_IEA_2023_05_05 | Hydro_MI_2020_KnownCap | MI | Hydro | 2020 | Electricity | 901.1 | known | MI
LCP_Inputs_ON_Electric_IEA_2023_05_05 | Hydro_MI_2030_KnownCap | MI | Hydro | 2030 | Electricity | 906.49 | known | MI
LCP_Inputs_ON_Electric_IEA_2023_05_05 | Hydro_MI_2040_KnownCap | MI | Hydro | 2040 | Electricity | 906.49 | known | MI
LCP_Inputs_ON_Electric_IEA_2023_05_05 | Hydro_MI_2050_KnownCap | MI | Hydro | 2050 | Electricity | 906.49 | known | MI
LCP_Inputs_ON_Electric_IEA_2023_05_05 | Hydro Pumped Storage_MI_2020_KnownCap | MI | Hydro Pumped Storage | 2020 | Electricity | 1978.8 | known | MI
LCP_Inputs_ON_Electric_IEA_2023_05_05 | Hydro Pumped Storage_MI_2030_KnownCap | MI | Hydro Pumped Storage | 2030 | Electricity | 1978.8 | known | MI
LCP_Inputs_ON_Electric_IEA_2023_05_05 | Hydro Pumped Storage_MI_2040_KnownCap | MI | Hydro Pumped Storage | 2040 | Electricity | 1978.8 | known | MI
LCP_Inputs_ON_Electric_IEA_2023_05_05 | Hydro Pumped Storage_MI_2050_KnownCap | MI | Hydro Pumped Storage | 2050 | Electricity | 1978.8 | known | MI
LCP_Inputs_ON_Electric_IEA_2023_05_05 | Nuclear_MI_2020_KnownCap | MI | Nuclear | 2020 | Electricity | 4915.8 | known | MI
LCP_Inputs_ON_Electric_IEA_2023_05_05 | Nuclear_MI_2030_KnownCap | MI | Nuclear | 2030 | Electricity | 4114 | known | MI
LCP_Inputs_ON_Electric_IEA_2023_05_05 | Nuclear_MI_2040_KnownCap | MI | Nuclear | 2040 | Electricity | 4114 | known | MI
LCP_Inputs_ON_Electric_IEA_2023_05_05 | Nuclear_MI_2050_KnownCap | MI | Nuclear | 2050 | Electricity | 4114 | known | MI
LCP_Inputs_ON_Electric_IEA_2023_05_05 | Fossil Fuel Thermal (Coal, Peat, Oil)_MI_2020_KnownCap | MI | Fossil Fuel Thermal (Coal, Peat, Oil) | 2020 | Electricity | 0 | known | MI
LCP_Inputs_ON_Electric_IEA_2023_05_05 | Fossil Fuel Thermal (Coal, Peat, Oil)_MI_2030_KnownCap | MI | Fossil Fuel Thermal (Coal, Peat, Oil) | 2030 | Electricity | 0 | known | MI
LCP_Inputs_ON_Electric_IEA_2023_05_05 | Fossil Fuel Thermal (Coal, Peat, Oil)_MI_2040_KnownCap | MI | Fossil Fuel Thermal (Coal, Peat, Oil) | 2040 | Electricity | 0 | known | MI
LCP_Inputs_ON_Electric_IEA_2023_05_05 | Fossil Fuel Thermal (Coal, Peat, Oil)_MI_2050_KnownCap | MI | Fossil Fuel Thermal (Coal, Peat, Oil) | 2050 | Electricity | 0 | known | MI
LCP_Inputs_ON_Electric_IEA_2023_05_05 | O/CCGT - CH4 Existing_MI_2020_KnownCap | MI | O/CCGT - CH4 Existing | 2020 | Electricity | 0 | known | MI
LCP_Inputs_ON_Electric_IEA_2023_05_05 | O/CCGT - CH4 Existing_MI_2030_KnownCap | MI | O/CCGT - CH4 Existing | 2030 | Electricity | 0 | known | MI
LCP_Inputs_ON_Electric_IEA_2023_05_05 | O/CCGT - CH4 Existing_MI_2040_KnownCap | MI | O/CCGT - CH4 Existing | 2040 | Electricity | 0 | known | MI
LCP_Inputs_ON_Electric_IEA_2023_05_05 | O/CCGT - CH4 Existing_MI_2050_KnownCap | MI | O/CCGT - CH4 Existing | 2050 | Electricity | 0 | known | MI
LCP_Inputs_ON_Electric_IEA_2023_05_05 | O/CCGT - CH4 New_MI_2020_KnownCap | MI | O/CCGT - CH4 New | 2020 | Electricity | 0 | known | MI
LCP_Inputs_ON_Electric_IEA_2023_05_05 | O/CCGT - CH4 New_MI_2030_KnownCap | MI | O/CCGT - CH4 New | 2030 | Electricity | 0 | known | MI
LCP_Inputs_ON_Electric_IEA_2023_05_05 | O/CCGT - CH4 New_MI_2040_KnownCap | MI | O/CCGT - CH4 New | 2040 | Electricity | 0 | known | MI
LCP_Inputs_ON_Electric_IEA_2023_05_05 | O/CCGT - CH4 New_MI_2050_KnownCap | MI | O/CCGT - CH4 New | 2050 | Electricity | 0 | known | MI
LCP_Inputs_ON_Electric_IEA_2023_05_05 | O/CCGT - H2 New_MI_2020_KnownCap | MI | O/CCGT - H2 New | 2020 | Electricity | 0 | known | MI
LCP_Inputs_ON_Electric_IEA_2023_05_05 | O/CCGT - H2 New_MI_2030_KnownCap | MI | O/CCGT - H2 New | 2030 | Electricity | 0 | known | MI
LCP_Inputs_ON_Electric_IEA_2023_05_05 | O/CCGT - H2 New_MI_2040_KnownCap | MI | O/CCGT - H2 New | 2040 | Electricity | 0 | known | MI
LCP_Inputs_ON_Electric_IEA_2023_05_05 | O/CCGT - H2 New_MI_2050_KnownCap | MI | O/CCGT - H2 New | 2050 | Electricity | 0 | known | MI
LCP_Inputs_ON_Electric_IEA_2023_05_05 | Biomass_MI_2020_KnownCap | MI | Biomass | 2020 | Electricity | 821.21 | known | MI
LCP_Inputs_ON_Electric_IEA_2023_05_05 | Biomass_MI_2030_KnownCap | MI | Biomass | 2030 | Electricity | 799.56 | known | MI
LCP_Inputs_ON_Electric_IEA_2023_05_05 | Biomass_MI_2040_KnownCap | MI | Biomass | 2040 | Electricity | 799.56 | known | MI
LCP_Inputs_ON_Electric_IEA_2023_05_05 | Biomass_MI_2050_KnownCap | MI | Biomass | 2050 | Electricity | 799.56 | known | MI
LCP_Inputs_ON_Electric_IEA_2023_05_05 | Battery Storage_MI_2020_KnownCap | MI | Battery Storage | 2020 | Electricity | 0 | known | MI
LCP_Inputs_ON_Electric_IEA_2023_05_05 | Battery Storage_MI_2030_KnownCap | MI | Battery Storage | 2030 | Electricity | 1372.2 | known | MI
LCP_Inputs_ON_Electric_IEA_2023_05_05 | Battery Storage_MI_2040_KnownCap | MI | Battery Storage | 2040 | Electricity | 4475.72 | known | MI
LCP_Inputs_ON_Electric_IEA_2023_05_05 | Battery Storage_MI_2050_KnownCap | MI | Battery Storage | 2050 | Electricity | 11309.92 | known | MI
LCP_Inputs_ON_Electric_IEA_2023_05_05 | Generic - Generator_MI_2020_KnownCap | MI | Generic - Generator | 2020 | Electricity | 45337.58 | known | MI
LCP_Inputs_ON_Electric_IEA_2023_05_05 | Generic - Generator_MI_2030_KnownCap | MI | Generic - Generator | 2030 | Electricity | 39764.39 | known | MI
LCP_Inputs_ON_Electric_IEA_2023_05_05 | Generic - Generator_MI_2040_KnownCap | MI | Generic - Generator | 2040 | Electricity | 42069.59 | known | MI
LCP_Inputs_ON_Electric_IEA_2023_05_05 | Generic - Generator_MI_2050_KnownCap | MI | Generic - Generator | 2050 | Electricity | 46759.34 | known | MI
LCP_Inputs_ON_Electric_IEA_2023_05_05 | CH4 Salt Cavern Storage - ON_MI_2020_KnownCap | MI | CH4 Salt Cavern Storage - ON | 2020 | Methane | 0 | known | MI
LCP_Inputs_ON_Electric_IEA_2023_05_05 | CH4 Salt Cavern Storage - ON_MI_2030_KnownCap | MI | CH4 Salt Cavern Storage - ON | 2030 | Methane | 0 | known | MI
LCP_Inputs_ON_Electric_IEA_2023_05_05 | CH4 Salt Cavern Storage - ON_MI_2040_KnownCap | MI | CH4 Salt Cavern Storage - ON | 2040 | Methane | 0 | known | MI
LCP_Inputs_ON_Electric_IEA_2023_05_05 | CH4 Salt Cavern Storage - ON_MI_2050_KnownCap | MI | CH4 Salt Cavern Storage - ON | 2050 | Methane | 0 | known | MI
LCP_Inputs_ON_Electric_IEA_2023_05_05 | H2 Salt Cavern Storage - ON_MI_2020_KnownCap | MI | H2 Salt Cavern Storage - ON | 2020 | Hydrogen | 0 | known | MI
LCP_Inputs_ON_Electric_IEA_2023_05_05 | H2 Salt Cavern Storage - ON_MI_2030_KnownCap | MI | H2 Salt Cavern Storage - ON | 2030 | Hydrogen | 0 | known | MI
LCP_Inputs_ON_Electric_IEA_2023_05_05 | H2 Salt Cavern Storage - ON_MI_2040_KnownCap | MI | H2 Salt Cavern Storage - ON | 2040 | Hydrogen | 0 | known | MI
LCP_Inputs_ON_Electric_IEA_2023_05_05 | H2 Salt Cavern Storage - ON_MI_2050_KnownCap | MI | H2 Salt Cavern Storage - ON | 2050 | Hydrogen | 0 | known | MI
LCP_Inputs_ON_Electric_IEA_2023_05_05 | H2 Import - QC_MI_2020_KnownCap | MI | H2 Import - QC | 2020 | Hydrogen | 0 | known | MI
LCP_Inputs_ON_Electric_IEA_2023_05_05 | H2 Import - QC_MI_2030_KnownCap | MI | H2 Import - QC | 2030 | Hydrogen | 0 | known | MI
LCP_Inputs_ON_Electric_IEA_2023_05_05 | H2 Import - QC_MI_2040_KnownCap | MI | H2 Import - QC | 2040 | Hydrogen | 0 | known | MI
LCP_Inputs_ON_Electric_IEA_2023_05_05 | H2 Import - QC_MI_2050_KnownCap | MI | H2 Import - QC | 2050 | Hydrogen | 0 | known | MI
LCP_Inputs_ON_Electric_IEA_2023_05_05 | H2 Import - WC_MI_2020_KnownCap | MI | H2 Import - WC | 2020 | Hydrogen | 0 | known | MI
LCP_Inputs_ON_Electric_IEA_2023_05_05 | H2 Import - WC_MI_2030_KnownCap | MI | H2 Import - WC | 2030 | Hydrogen | 0 | known | MI
LCP_Inputs_ON_Electric_IEA_2023_05_05 | H2 Import - WC_MI_2040_KnownCap | MI | H2 Import - WC | 2040 | Hydrogen | 0 | known | MI
LCP_Inputs_ON_Electric_IEA_2023_05_05 | H2 Import - WC_MI_2050_KnownCap | MI | H2 Import - WC | 2050 | Hydrogen | 0 | known | MI
LCP_Inputs_ON_Electric_IEA_2023_05_05 | CH4 Import - WC 2020_MI_2020_KnownCap | MI | CH4 Import - WC 2020 | 2020 | Methane | 0 | known | MI
LCP_Inputs_ON_Electric_IEA_2023_05_05 | CH4 Import - WC 2020_MI_2030_KnownCap | MI | CH4 Import - WC 2020 | 2030 | Methane | 0 | known | MI
LCP_Inputs_ON_Electric_IEA_2023_05_05 | CH4 Import - WC 2020_MI_2040_KnownCap | MI | CH4 Import - WC 2020 | 2040 | Methane | 0 | known | MI
LCP_Inputs_ON_Electric_IEA_2023_05_05 | CH4 Import - WC 2020_MI_2050_KnownCap | MI | CH4 Import - WC 2020 | 2050 | Methane | 0 | known | MI
LCP_Inputs_ON_Electric_IEA_2023_05_05 | CH4 Import - WC 2030_MI_2020_KnownCap | MI | CH4 Import - WC 2030 | 2020 | Methane | 0 | known | MI
LCP_Inputs_ON_Electric_IEA_2023_05_05 | CH4 Import - WC 2030_MI_2030_KnownCap | MI | CH4 Import - WC 2030 | 2030 | Methane | 0 | known | MI
LCP_Inputs_ON_Electric_IEA_2023_05_05 | CH4 Import - WC 2030_MI_2040_KnownCap | MI | CH4 Import - WC 2030 | 2040 | Methane | 0 | known | MI
LCP_Inputs_ON_Electric_IEA_2023_05_05 | CH4 Import - WC 2030_MI_2050_KnownCap | MI | CH4 Import - WC 2030 | 2050 | Methane | 0 | known | MI
LCP_Inputs_ON_Electric_IEA_2023_05_05 | CH4 Import - WC 2040_MI_2020_KnownCap | MI | CH4 Import - WC 2040 | 2020 | Methane | 0 | known | MI
LCP_Inputs_ON_Electric_IEA_2023_05_05 | CH4 Import - WC 2040_MI_2030_KnownCap | MI | CH4 Import - WC 2040 | 2030 | Methane | 0 | known | MI
LCP_Inputs_ON_Electric_IEA_2023_05_05 | CH4 Import - WC 2040_MI_2040_KnownCap | MI | CH4 Import - WC 2040 | 2040 | Methane | 0 | known | MI
LCP_Inputs_ON_Electric_IEA_2023_05_05 | CH4 Import - WC 2040_MI_2050_KnownCap | MI | CH4 Import - WC 2040 | 2050 | Methane | 0 | known | MI
LCP_Inputs_ON_Electric_IEA_2023_05_05 | CH4 Import - WC 2050_MI_2020_KnownCap | MI | CH4 Import - WC 2050 | 2020 | Methane | 0 | known | MI
LCP_Inputs_ON_Electric_IEA_2023_05_05 | CH4 Import - WC 2050_MI_2030_KnownCap | MI | CH4 Import - WC 2050 | 2030 | Methane | 0 | known | MI
LCP_Inputs_ON_Electric_IEA_2023_05_05 | CH4 Import - WC 2050_MI_2040_KnownCap | MI | CH4 Import - WC 2050 | 2040 | Methane | 0 | known | MI
LCP_Inputs_ON_Electric_IEA_2023_05_05 | CH4 Import - WC 2050_MI_2050_KnownCap | MI | CH4 Import - WC 2050 | 2050 | Methane | 0 | known | MI
LCP_Inputs_ON_Electric_IEA_2023_05_05 | CH4 Import - NY 2020_MI_2020_KnownCap | MI | CH4 Import - NY 2020 | 2020 | Methane | 0 | known | MI
LCP_Inputs_ON_Electric_IEA_2023_05_05 | CH4 Import - NY 2020_MI_2030_KnownCap | MI | CH4 Import - NY 2020 | 2030 | Methane | 0 | known | MI
LCP_Inputs_ON_Electric_IEA_2023_05_05 | CH4 Import - NY 2020_MI_2040_KnownCap | MI | CH4 Import - NY 2020 | 2040 | Methane | 0 | known | MI
LCP_Inputs_ON_Electric_IEA_2023_05_05 | CH4 Import - NY 2020_MI_2050_KnownCap | MI | CH4 Import - NY 2020 | 2050 | Methane | 0 | known | MI
LCP_Inputs_ON_Electric_IEA_2023_05_05 | CH4 Import - NY 2030_MI_2020_KnownCap | MI | CH4 Import - NY 2030 | 2020 | Methane | 0 | known | MI
LCP_Inputs_ON_Electric_IEA_2023_05_05 | CH4 Import - NY 2030_MI_2030_KnownCap | MI | CH4 Import - NY 2030 | 2030 | Methane | 0 | known | MI
LCP_Inputs_ON_Electric_IEA_2023_05_05 | CH4 Import - NY 2030_MI_2040_KnownCap | MI | CH4 Import - NY 2030 | 2040 | Methane | 0 | known | MI
LCP_Inputs_ON_Electric_IEA_2023_05_05 | CH4 Import - NY 2030_MI_2050_KnownCap | MI | CH4 Import - NY 2030 | 2050 | Methane | 0 | known | MI
LCP_Inputs_ON_Electric_IEA_2023_05_05 | CH4 Import - NY 2040_MI_2020_KnownCap | MI | CH4 Import - NY 2040 | 2020 | Methane | 0 | known | MI
LCP_Inputs_ON_Electric_IEA_2023_05_05 | CH4 Import - NY 2040_MI_2030_KnownCap | MI | CH4 Import - NY 2040 | 2030 | Methane | 0 | known | MI
LCP_Inputs_ON_Electric_IEA_2023_05_05 | CH4 Import - NY 2040_MI_2040_KnownCap | MI | CH4 Import - NY 2040 | 2040 | Methane | 0 | known | MI
LCP_Inputs_ON_Electric_IEA_2023_05_05 | CH4 Import - NY 2040_MI_2050_KnownCap | MI | CH4 Import - NY 2040 | 2050 | Methane | 0 | known | MI
LCP_Inputs_ON_Electric_IEA_2023_05_05 | CH4 Import - NY 2050_MI_2020_KnownCap | MI | CH4 Import - NY 2050 | 2020 | Methane | 0 | known | MI
LCP_Inputs_ON_Electric_IEA_2023_05_05 | CH4 Import - NY 2050_MI_2030_KnownCap | MI | CH4 Import - NY 2050 | 2030 | Methane | 0 | known | MI
LCP_Inputs_ON_Electric_IEA_2023_05_05 | CH4 Import - NY 2050_MI_2040_KnownCap | MI | CH4 Import - NY 2050 | 2040 | Methane | 0 | known | MI
LCP_Inputs_ON_Electric_IEA_2023_05_05 | CH4 Import - NY 2050_MI_2050_KnownCap | MI | CH4 Import - NY 2050 | 2050 | Methane | 0 | known | MI
LCP_Inputs_ON_Electric_IEA_2023_05_05 | Electrolyser 2020/2030_MI_2020_KnownCap | MI | Electrolyser 2020/2030 | 2020 | Hydrogen | 0 | known | MI
LCP_Inputs_ON_Electric_IEA_2023_05_05 | Electrolyser 2020/2030_MI_2030_KnownCap | MI | Electrolyser 2020/2030 | 2030 | Hydrogen | 0 | known | MI
LCP_Inputs_ON_Electric_IEA_2023_05_05 | Electrolyser 2020/2030_MI_2040_KnownCap | MI | Electrolyser 2020/2030 | 2040 | Hydrogen | 0 | known | MI
LCP_Inputs_ON_Electric_IEA_2023_05_05 | Electrolyser 2020/2030_MI_2050_KnownCap | MI | Electrolyser 2020/2030 | 2050 | Hydrogen | 0 | known | MI
LCP_Inputs_ON_Electric_IEA_2023_05_05 | Electrolyser 2040_MI_2020_KnownCap | MI | Electrolyser 2040 | 2020 | Hydrogen | 0 | known | MI
LCP_Inputs_ON_Electric_IEA_2023_05_05 | Electrolyser 2040_MI_2030_KnownCap | MI | Electrolyser 2040 | 2030 | Hydrogen | 0 | known | MI
LCP_Inputs_ON_Electric_IEA_2023_05_05 | Electrolyser 2040_MI_2040_KnownCap | MI | Electrolyser 2040 | 2040 | Hydrogen | 0 | known | MI
LCP_Inputs_ON_Electric_IEA_2023_05_05 | Electrolyser 2040_MI_2050_KnownCap | MI | Electrolyser 2040 | 2050 | Hydrogen | 0 | known | MI
LCP_Inputs_ON_Electric_IEA_2023_05_05 | Electrolyser 2050_MI_2020_KnownCap | MI | Electrolyser 2050 | 2020 | Hydrogen | 0 | known | MI
LCP_Inputs_ON_Electric_IEA_2023_05_05 | Electrolyser 2050_MI_2030_KnownCap | MI | Electrolyser 2050 | 2030 | Hydrogen | 0 | known | MI
LCP_Inputs_ON_Electric_IEA_2023_05_05 | Electrolyser 2050_MI_2040_KnownCap | MI | Electrolyser 2050 | 2040 | Hydrogen | 0 | known | MI
LCP_Inputs_ON_Electric_IEA_2023_05_05 | Electrolyser 2050_MI_2050_KnownCap | MI | Electrolyser 2050 | 2050 | Hydrogen | 0 | known | MI
LCP_Inputs_ON_Electric_IEA_2023_05_05 | Anaerobic Digestion_MI_2020_KnownCap | MI | Anaerobic Digestion | 2020 | Methane | 0 | known | MI
LCP_Inputs_ON_Electric_IEA_2023_05_05 | Anaerobic Digestion_MI_2030_KnownCap | MI | Anaerobic Digestion | 2030 | Methane | 0 | known | MI
LCP_Inputs_ON_Electric_IEA_2023_05_05 | Anaerobic Digestion_MI_2040_KnownCap | MI | Anaerobic Digestion | 2040 | Methane | 0 | known | MI
LCP_Inputs_ON_Electric_IEA_2023_05_05 | Anaerobic Digestion_MI_2050_KnownCap | MI | Anaerobic Digestion | 2050 | Methane | 0 | known | MI
LCP_Inputs_ON_Electric_IEA_2023_05_05 | CH4 + CCS_MI_2020_KnownCap | MI | CH4 + CCS | 2020 | Methane | 0 | known | MI
LCP_Inputs_ON_Electric_IEA_2023_05_05 | CH4 + CCS_MI_2030_KnownCap | MI | CH4 + CCS | 2030 | Methane | 0 | known | MI
LCP_Inputs_ON_Electric_IEA_2023_05_05 | CH4 + CCS_MI_2040_KnownCap | MI | CH4 + CCS | 2040 | Methane | 0 | known | MI
LCP_Inputs_ON_Electric_IEA_2023_05_05 | CH4 + CCS_MI_2050_KnownCap | MI | CH4 + CCS | 2050 | Methane | 0 | known | MI
LCP_Inputs_ON_Electric_IEA_2023_05_05 | SMR CCS_MI_2020_KnownCap | MI | SMR CCS | 2020 | Hydrogen | 0 | known | MI
LCP_Inputs_ON_Electric_IEA_2023_05_05 | SMR CCS_MI_2030_KnownCap | MI | SMR CCS | 2030 | Hydrogen | 0 | known | MI
LCP_Inputs_ON_Electric_IEA_2023_05_05 | SMR CCS_MI_2040_KnownCap | MI | SMR CCS | 2040 | Hydrogen | 0 | known | MI
LCP_Inputs_ON_Electric_IEA_2023_05_05 | SMR CCS_MI_2050_KnownCap | MI | SMR CCS | 2050 | Hydrogen | 0 | known | MI
LCP_Inputs_ON_Electric_IEA_2023_05_05 | Wind Onshore_PJ_2020_KnownCap | PJ | Wind Onshore | 2020 | Electricity | 11093.76 | known | PJ
LCP_Inputs_ON_Electric_IEA_2023_05_05 | Wind Onshore_PJ_2030_KnownCap | PJ | Wind Onshore | 2030 | Electricity | 19615.76 | known | PJ
LCP_Inputs_ON_Electric_IEA_2023_05_05 | Wind Onshore_PJ_2040_KnownCap | PJ | Wind Onshore | 2040 | Electricity | 30406.76 | known | PJ
LCP_Inputs_ON_Electric_IEA_2023_05_05 | Wind Onshore_PJ_2050_KnownCap | PJ | Wind Onshore | 2050 | Electricity | 40544.76 | known | PJ
LCP_Inputs_ON_Electric_IEA_2023_05_05 | Wind Offshore_PJ_2020_KnownCap | PJ | Wind Offshore | 2020 | Electricity | 12 | known | PJ
LCP_Inputs_ON_Electric_IEA_2023_05_05 | Wind Offshore_PJ_2030_KnownCap | PJ | Wind Offshore | 2030 | Electricity | 7740 | known | PJ
LCP_Inputs_ON_Electric_IEA_2023_05_05 | Wind Offshore_PJ_2040_KnownCap | PJ | Wind Offshore | 2040 | Electricity | 17739 | known | PJ
LCP_Inputs_ON_Electric_IEA_2023_05_05 | Wind Offshore_PJ_2050_KnownCap | PJ | Wind Offshore | 2050 | Electricity | 28941 | known | PJ
LCP_Inputs_ON_Electric_IEA_2023_05_05 | Solar PV_PJ_2020_KnownCap | PJ | Solar PV | 2020 | Electricity | 28067.33 | known | PJ
LCP_Inputs_ON_Electric_IEA_2023_05_05 | Solar PV_PJ_2030_KnownCap | PJ | Solar PV | 2030 | Electricity | 42143.33 | known | PJ
LCP_Inputs_ON_Electric_IEA_2023_05_05 | Solar PV_PJ_2040_KnownCap | PJ | Solar PV | 2040 | Electricity | 57229.33 | known | PJ
LCP_Inputs_ON_Electric_IEA_2023_05_05 | Solar PV_PJ_2050_KnownCap | PJ | Solar PV | 2050 | Electricity | 70623.33 | known | PJ
LCP_Inputs_ON_Electric_IEA_2023_05_05 | Hydro_PJ_2020_KnownCap | PJ | Hydro | 2020 | Electricity | 3283.1 | known | PJ
LCP_Inputs_ON_Electric_IEA_2023_05_05 | Hydro_PJ_2030_KnownCap | PJ | Hydro | 2030 | Electricity | 3283.1 | known | PJ
LCP_Inputs_ON_Electric_IEA_2023_05_05 | Hydro_PJ_2040_KnownCap | PJ | Hydro | 2040 | Electricity | 3283.1 | known | PJ
LCP_Inputs_ON_Electric_IEA_2023_05_05 | Hydro_PJ_2050_KnownCap | PJ | Hydro | 2050 | Electricity | 3283.1 | known | PJ
LCP_Inputs_ON_Electric_IEA_2023_05_05 | Hydro Pumped Storage_PJ_2020_KnownCap | PJ | Hydro Pumped Storage | 2020 | Electricity | 5253.3 | known | PJ
LCP_Inputs_ON_Electric_IEA_2023_05_05 | Hydro Pumped Storage_PJ_2030_KnownCap | PJ | Hydro Pumped Storage | 2030 | Electricity | 5253.3 | known | PJ
LCP_Inputs_ON_Electric_IEA_2023_05_05 | Hydro Pumped Storage_PJ_2040_KnownCap | PJ | Hydro Pumped Storage | 2040 | Electricity | 5253.3 | known | PJ
LCP_Inputs_ON_Electric_IEA_2023_05_05 | Hydro Pumped Storage_PJ_2050_KnownCap | PJ | Hydro Pumped Storage | 2050 | Electricity | 5253.3 | known | PJ
LCP_Inputs_ON_Electric_IEA_2023_05_05 | Nuclear_PJ_2020_KnownCap | PJ | Nuclear | 2020 | Electricity | 13565.82 | known | PJ
LCP_Inputs_ON_Electric_IEA_2023_05_05 | Nuclear_PJ_2030_KnownCap | PJ | Nuclear | 2030 | Electricity | 9531.82 | known | PJ
LCP_Inputs_ON_Electric_IEA_2023_05_05 | Nuclear_PJ_2040_KnownCap | PJ | Nuclear | 2040 | Electricity | 9531.82 | known | PJ
LCP_Inputs_ON_Electric_IEA_2023_05_05 | Nuclear_PJ_2050_KnownCap | PJ | Nuclear | 2050 | Electricity | 9531.82 | known | PJ
LCP_Inputs_ON_Electric_IEA_2023_05_05 | Fossil Fuel Thermal (Coal, Peat, Oil)_PJ_2020_KnownCap | PJ | Fossil Fuel Thermal (Coal, Peat, Oil) | 2020 | Electricity | 0 | known | PJ
LCP_Inputs_ON_Electric_IEA_2023_05_05 | Fossil Fuel Thermal (Coal, Peat, Oil)_PJ_2030_KnownCap | PJ | Fossil Fuel Thermal (Coal, Peat, Oil) | 2030 | Electricity | 0 | known | PJ
LCP_Inputs_ON_Electric_IEA_2023_05_05 | Fossil Fuel Thermal (Coal, Peat, Oil)_PJ_2040_KnownCap | PJ | Fossil Fuel Thermal (Coal, Peat, Oil) | 2040 | Electricity | 0 | known | PJ
LCP_Inputs_ON_Electric_IEA_2023_05_05 | Fossil Fuel Thermal (Coal, Peat, Oil)_PJ_2050_KnownCap | PJ | Fossil Fuel Thermal (Coal, Peat, Oil) | 2050 | Electricity | 0 | known | PJ
LCP_Inputs_ON_Electric_IEA_2023_05_05 | O/CCGT - CH4 Existing_PJ_2020_KnownCap | PJ | O/CCGT - CH4 Existing | 2020 | Electricity | 0 | known | PJ
LCP_Inputs_ON_Electric_IEA_2023_05_05 | O/CCGT - CH4 Existing_PJ_2030_KnownCap | PJ | O/CCGT - CH4 Existing | 2030 | Electricity | 0 | known | PJ
LCP_Inputs_ON_Electric_IEA_2023_05_05 | O/CCGT - CH4 Existing_PJ_2040_KnownCap | PJ | O/CCGT - CH4 Existing | 2040 | Electricity | 0 | known | PJ
LCP_Inputs_ON_Electric_IEA_2023_05_05 | O/CCGT - CH4 Existing_PJ_2050_KnownCap | PJ | O/CCGT - CH4 Existing | 2050 | Electricity | 0 | known | PJ
LCP_Inputs_ON_Electric_IEA_2023_05_05 | O/CCGT - CH4 New_PJ_2020_KnownCap | PJ | O/CCGT - CH4 New | 2020 | Electricity | 0 | known | PJ
LCP_Inputs_ON_Electric_IEA_2023_05_05 | O/CCGT - CH4 New_PJ_2030_KnownCap | PJ | O/CCGT - CH4 New | 2030 | Electricity | 0 | known | PJ
LCP_Inputs_ON_Electric_IEA_2023_05_05 | O/CCGT - CH4 New_PJ_2040_KnownCap | PJ | O/CCGT - CH4 New | 2040 | Electricity | 0 | known | PJ
LCP_Inputs_ON_Electric_IEA_2023_05_05 | O/CCGT - CH4 New_PJ_2050_KnownCap | PJ | O/CCGT - CH4 New | 2050 | Electricity | 0 | known | PJ
LCP_Inputs_ON_Electric_IEA_2023_05_05 | O/CCGT - H2 New_PJ_2020_KnownCap | PJ | O/CCGT - H2 New | 2020 | Electricity | 0 | known | PJ
LCP_Inputs_ON_Electric_IEA_2023_05_05 | O/CCGT - H2 New_PJ_2030_KnownCap | PJ | O/CCGT - H2 New | 2030 | Electricity | 0 | known | PJ
LCP_Inputs_ON_Electric_IEA_2023_05_05 | O/CCGT - H2 New_PJ_2040_KnownCap | PJ | O/CCGT - H2 New | 2040 | Electricity | 0 | known | PJ
LCP_Inputs_ON_Electric_IEA_2023_05_05 | O/CCGT - H2 New_PJ_2050_KnownCap | PJ | O/CCGT - H2 New | 2050 | Electricity | 0 | known | PJ
LCP_Inputs_ON_Electric_IEA_2023_05_05 | Biomass_PJ_2020_KnownCap | PJ | Biomass | 2020 | Electricity | 689.24 | known | PJ
LCP_Inputs_ON_Electric_IEA_2023_05_05 | Biomass_PJ_2030_KnownCap | PJ | Biomass | 2030 | Electricity | 32.24 | known | PJ
LCP_Inputs_ON_Electric_IEA_2023_05_05 | Biomass_PJ_2040_KnownCap | PJ | Biomass | 2040 | Electricity | 32.24 | known | PJ
LCP_Inputs_ON_Electric_IEA_2023_05_05 | Biomass_PJ_2050_KnownCap | PJ | Biomass | 2050 | Electricity | 32.24 | known | PJ
LCP_Inputs_ON_Electric_IEA_2023_05_05 | Battery Storage_PJ_2020_KnownCap | PJ | Battery Storage | 2020 | Electricity | 326.6 | known | PJ
LCP_Inputs_ON_Electric_IEA_2023_05_05 | Battery Storage_PJ_2030_KnownCap | PJ | Battery Storage | 2030 | Electricity | 1556.6 | known | PJ
LCP_Inputs_ON_Electric_IEA_2023_05_05 | Battery Storage_PJ_2040_KnownCap | PJ | Battery Storage | 2040 | Electricity | 6728.6 | known | PJ
LCP_Inputs_ON_Electric_IEA_2023_05_05 | Battery Storage_PJ_2050_KnownCap | PJ | Battery Storage | 2050 | Electricity | 14708.6 | known | PJ
LCP_Inputs_ON_Electric_IEA_2023_05_05 | Generic - Generator_PJ_2020_KnownCap | PJ | Generic - Generator | 2020 | Electricity | 145699.75 | known | PJ
LCP_Inputs_ON_Electric_IEA_2023_05_05 | Generic - Generator_PJ_2030_KnownCap | PJ | Generic - Generator | 2030 | Electricity | 130164.75 | known | PJ
LCP_Inputs_ON_Electric_IEA_2023_05_05 | Generic - Generator_PJ_2040_KnownCap | PJ | Generic - Generator | 2040 | Electricity | 122355.75 | known | PJ
LCP_Inputs_ON_Electric_IEA_2023_05_05 | Generic - Generator_PJ_2050_KnownCap | PJ | Generic - Generator | 2050 | Electricity | 117531.75 | known | PJ
LCP_Inputs_ON_Electric_IEA_2023_05_05 | CH4 Salt Cavern Storage - ON_PJ_2020_KnownCap | PJ | CH4 Salt Cavern Storage - ON | 2020 | Methane | 0 | known | PJ
LCP_Inputs_ON_Electric_IEA_2023_05_05 | CH4 Salt Cavern Storage - ON_PJ_2030_KnownCap | PJ | CH4 Salt Cavern Storage - ON | 2030 | Methane | 0 | known | PJ
LCP_Inputs_ON_Electric_IEA_2023_05_05 | CH4 Salt Cavern Storage - ON_PJ_2040_KnownCap | PJ | CH4 Salt Cavern Storage - ON | 2040 | Methane | 0 | known | PJ
LCP_Inputs_ON_Electric_IEA_2023_05_05 | CH4 Salt Cavern Storage - ON_PJ_2050_KnownCap | PJ | CH4 Salt Cavern Storage - ON | 2050 | Methane | 0 | known | PJ
LCP_Inputs_ON_Electric_IEA_2023_05_05 | H2 Salt Cavern Storage - ON_PJ_2020_KnownCap | PJ | H2 Salt Cavern Storage - ON | 2020 | Hydrogen | 0 | known | PJ
LCP_Inputs_ON_Electric_IEA_2023_05_05 | H2 Salt Cavern Storage - ON_PJ_2030_KnownCap | PJ | H2 Salt Cavern Storage - ON | 2030 | Hydrogen | 0 | known | PJ
LCP_Inputs_ON_Electric_IEA_2023_05_05 | H2 Salt Cavern Storage - ON_PJ_2040_KnownCap | PJ | H2 Salt Cavern Storage - ON | 2040 | Hydrogen | 0 | known | PJ
LCP_Inputs_ON_Electric_IEA_2023_05_05 | H2 Salt Cavern Storage - ON_PJ_2050_KnownCap | PJ | H2 Salt Cavern Storage - ON | 2050 | Hydrogen | 0 | known | PJ
LCP_Inputs_ON_Electric_IEA_2023_05_05 | H2 Import - QC_PJ_2020_KnownCap | PJ | H2 Import - QC | 2020 | Hydrogen | 0 | known | PJ
LCP_Inputs_ON_Electric_IEA_2023_05_05 | H2 Import - QC_PJ_2030_KnownCap | PJ | H2 Import - QC | 2030 | Hydrogen | 0 | known | PJ
LCP_Inputs_ON_Electric_IEA_2023_05_05 | H2 Import - QC_PJ_2040_KnownCap | PJ | H2 Import - QC | 2040 | Hydrogen | 0 | known | PJ
LCP_Inputs_ON_Electric_IEA_2023_05_05 | H2 Import - QC_PJ_2050_KnownCap | PJ | H2 Import - QC | 2050 | Hydrogen | 0 | known | PJ
LCP_Inputs_ON_Electric_IEA_2023_05_05 | H2 Import - WC_PJ_2020_KnownCap | PJ | H2 Import - WC | 2020 | Hydrogen | 0 | known | PJ
LCP_Inputs_ON_Electric_IEA_2023_05_05 | H2 Import - WC_PJ_2030_KnownCap | PJ | H2 Import - WC | 2030 | Hydrogen | 0 | known | PJ
LCP_Inputs_ON_Electric_IEA_2023_05_05 | H2 Import - WC_PJ_2040_KnownCap | PJ | H2 Import - WC | 2040 | Hydrogen | 0 | known | PJ
LCP_Inputs_ON_Electric_IEA_2023_05_05 | H2 Import - WC_PJ_2050_KnownCap | PJ | H2 Import - WC | 2050 | Hydrogen | 0 | known | PJ
LCP_Inputs_ON_Electric_IEA_2023_05_05 | CH4 Import - WC 2020_PJ_2020_KnownCap | PJ | CH4 Import - WC 2020 | 2020 | Methane | 0 | known | PJ
LCP_Inputs_ON_Electric_IEA_2023_05_05 | CH4 Import - WC 2020_PJ_2030_KnownCap | PJ | CH4 Import - WC 2020 | 2030 | Methane | 0 | known | PJ
LCP_Inputs_ON_Electric_IEA_2023_05_05 | CH4 Import - WC 2020_PJ_2040_KnownCap | PJ | CH4 Import - WC 2020 | 2040 | Methane | 0 | known | PJ
LCP_Inputs_ON_Electric_IEA_2023_05_05 | CH4 Import - WC 2020_PJ_2050_KnownCap | PJ | CH4 Import - WC 2020 | 2050 | Methane | 0 | known | PJ
LCP_Inputs_ON_Electric_IEA_2023_05_05 | CH4 Import - WC 2030_PJ_2020_KnownCap | PJ | CH4 Import - WC 2030 | 2020 | Methane | 0 | known | PJ
LCP_Inputs_ON_Electric_IEA_2023_05_05 | CH4 Import - WC 2030_PJ_2030_KnownCap | PJ | CH4 Import - WC 2030 | 2030 | Methane | 0 | known | PJ
LCP_Inputs_ON_Electric_IEA_2023_05_05 | CH4 Import - WC 2030_PJ_2040_KnownCap | PJ | CH4 Import - WC 2030 | 2040 | Methane | 0 | known | PJ
LCP_Inputs_ON_Electric_IEA_2023_05_05 | CH4 Import - WC 2030_PJ_2050_KnownCap | PJ | CH4 Import - WC 2030 | 2050 | Methane | 0 | known | PJ
LCP_Inputs_ON_Electric_IEA_2023_05_05 | CH4 Import - WC 2040_PJ_2020_KnownCap | PJ | CH4 Import - WC 2040 | 2020 | Methane | 0 | known | PJ
LCP_Inputs_ON_Electric_IEA_2023_05_05 | CH4 Import - WC 2040_PJ_2030_KnownCap | PJ | CH4 Import - WC 2040 | 2030 | Methane | 0 | known | PJ
LCP_Inputs_ON_Electric_IEA_2023_05_05 | CH4 Import - WC 2040_PJ_2040_KnownCap | PJ | CH4 Import - WC 2040 | 2040 | Methane | 0 | known | PJ
LCP_Inputs_ON_Electric_IEA_2023_05_05 | CH4 Import - WC 2040_PJ_2050_KnownCap | PJ | CH4 Import - WC 2040 | 2050 | Methane | 0 | known | PJ
LCP_Inputs_ON_Electric_IEA_2023_05_05 | CH4 Import - WC 2050_PJ_2020_KnownCap | PJ | CH4 Import - WC 2050 | 2020 | Methane | 0 | known | PJ
LCP_Inputs_ON_Electric_IEA_2023_05_05 | CH4 Import - WC 2050_PJ_2030_KnownCap | PJ | CH4 Import - WC 2050 | 2030 | Methane | 0 | known | PJ
LCP_Inputs_ON_Electric_IEA_2023_05_05 | CH4 Import - WC 2050_PJ_2040_KnownCap | PJ | CH4 Import - WC 2050 | 2040 | Methane | 0 | known | PJ
LCP_Inputs_ON_Electric_IEA_2023_05_05 | CH4 Import - WC 2050_PJ_2050_KnownCap | PJ | CH4 Import - WC 2050 | 2050 | Methane | 0 | known | PJ
LCP_Inputs_ON_Electric_IEA_2023_05_05 | CH4 Import - NY 2020_PJ_2020_KnownCap | PJ | CH4 Import - NY 2020 | 2020 | Methane | 0 | known | PJ
LCP_Inputs_ON_Electric_IEA_2023_05_05 | CH4 Import - NY 2020_PJ_2030_KnownCap | PJ | CH4 Import - NY 2020 | 2030 | Methane | 0 | known | PJ
LCP_Inputs_ON_Electric_IEA_2023_05_05 | CH4 Import - NY 2020_PJ_2040_KnownCap | PJ | CH4 Import - NY 2020 | 2040 | Methane | 0 | known | PJ
LCP_Inputs_ON_Electric_IEA_2023_05_05 | CH4 Import - NY 2020_PJ_2050_KnownCap | PJ | CH4 Import - NY 2020 | 2050 | Methane | 0 | known | PJ
LCP_Inputs_ON_Electric_IEA_2023_05_05 | CH4 Import - NY 2030_PJ_2020_KnownCap | PJ | CH4 Import - NY 2030 | 2020 | Methane | 0 | known | PJ
LCP_Inputs_ON_Electric_IEA_2023_05_05 | CH4 Import - NY 2030_PJ_2030_KnownCap | PJ | CH4 Import - NY 2030 | 2030 | Methane | 0 | known | PJ
LCP_Inputs_ON_Electric_IEA_2023_05_05 | CH4 Import - NY 2030_PJ_2040_KnownCap | PJ | CH4 Import - NY 2030 | 2040 | Methane | 0 | known | PJ
LCP_Inputs_ON_Electric_IEA_2023_05_05 | CH4 Import - NY 2030_PJ_2050_KnownCap | PJ | CH4 Import - NY 2030 | 2050 | Methane | 0 | known | PJ
LCP_Inputs_ON_Electric_IEA_2023_05_05 | CH4 Import - NY 2040_PJ_2020_KnownCap | PJ | CH4 Import - NY 2040 | 2020 | Methane | 0 | known | PJ
LCP_Inputs_ON_Electric_IEA_2023_05_05 | CH4 Import - NY 2040_PJ_2030_KnownCap | PJ | CH4 Import - NY 2040 | 2030 | Methane | 0 | known | PJ
LCP_Inputs_ON_Electric_IEA_2023_05_05 | CH4 Import - NY 2040_PJ_2040_KnownCap | PJ | CH4 Import - NY 2040 | 2040 | Methane | 0 | known | PJ
LCP_Inputs_ON_Electric_IEA_2023_05_05 | CH4 Import - NY 2040_PJ_2050_KnownCap | PJ | CH4 Import - NY 2040 | 2050 | Methane | 0 | known | PJ
LCP_Inputs_ON_Electric_IEA_2023_05_05 | CH4 Import - NY 2050_PJ_2020_KnownCap | PJ | CH4 Import - NY 2050 | 2020 | Methane | 0 | known | PJ
LCP_Inputs_ON_Electric_IEA_2023_05_05 | CH4 Import - NY 2050_PJ_2030_KnownCap | PJ | CH4 Import - NY 2050 | 2030 | Methane | 0 | known | PJ
LCP_Inputs_ON_Electric_IEA_2023_05_05 | CH4 Import - NY 2050_PJ_2040_KnownCap | PJ | CH4 Import - NY 2050 | 2040 | Methane | 0 | known | PJ
LCP_Inputs_ON_Electric_IEA_2023_05_05 | CH4 Import - NY 2050_PJ_2050_KnownCap | PJ | CH4 Import - NY 2050 | 2050 | Methane | 0 | known | PJ
LCP_Inputs_ON_Electric_IEA_2023_05_05 | Electrolyser 2020/2030_PJ_2020_KnownCap | PJ | Electrolyser 2020/2030 | 2020 | Hydrogen | 0 | known | PJ
LCP_Inputs_ON_Electric_IEA_2023_05_05 | Electrolyser 2020/2030_PJ_2030_KnownCap | PJ | Electrolyser 2020/2030 | 2030 | Hydrogen | 0 | known | PJ
LCP_Inputs_ON_Electric_IEA_2023_05_05 | Electrolyser 2020/2030_PJ_2040_KnownCap | PJ | Electrolyser 2020/2030 | 2040 | Hydrogen | 0 | known | PJ
LCP_Inputs_ON_Electric_IEA_2023_05_05 | Electrolyser 2020/2030_PJ_2050_KnownCap | PJ | Electrolyser 2020/2030 | 2050 | Hydrogen | 0 | known | PJ
LCP_Inputs_ON_Electric_IEA_2023_05_05 | Electrolyser 2040_PJ_2020_KnownCap | PJ | Electrolyser 2040 | 2020 | Hydrogen | 0 | known | PJ
LCP_Inputs_ON_Electric_IEA_2023_05_05 | Electrolyser 2040_PJ_2030_KnownCap | PJ | Electrolyser 2040 | 2030 | Hydrogen | 0 | known | PJ
LCP_Inputs_ON_Electric_IEA_2023_05_05 | Electrolyser 2040_PJ_2040_KnownCap | PJ | Electrolyser 2040 | 2040 | Hydrogen | 0 | known | PJ
LCP_Inputs_ON_Electric_IEA_2023_05_05 | Electrolyser 2040_PJ_2050_KnownCap | PJ | Electrolyser 2040 | 2050 | Hydrogen | 0 | known | PJ
LCP_Inputs_ON_Electric_IEA_2023_05_05 | Electrolyser 2050_PJ_2020_KnownCap | PJ | Electrolyser 2050 | 2020 | Hydrogen | 0 | known | PJ
LCP_Inputs_ON_Electric_IEA_2023_05_05 | Electrolyser 2050_PJ_2030_KnownCap | PJ | Electrolyser 2050 | 2030 | Hydrogen | 0 | known | PJ
LCP_Inputs_ON_Electric_IEA_2023_05_05 | Electrolyser 2050_PJ_2040_KnownCap | PJ | Electrolyser 2050 | 2040 | Hydrogen | 0 | known | PJ
LCP_Inputs_ON_Electric_IEA_2023_05_05 | Electrolyser 2050_PJ_2050_KnownCap | PJ | Electrolyser 2050 | 2050 | Hydrogen | 0 | known | PJ
LCP_Inputs_ON_Electric_IEA_2023_05_05 | Anaerobic Digestion_PJ_2020_KnownCap | PJ | Anaerobic Digestion | 2020 | Methane | 0 | known | PJ
LCP_Inputs_ON_Electric_IEA_2023_05_05 | Anaerobic Digestion_PJ_2030_KnownCap | PJ | Anaerobic Digestion | 2030 | Methane | 0 | known | PJ
LCP_Inputs_ON_Electric_IEA_2023_05_05 | Anaerobic Digestion_PJ_2040_KnownCap | PJ | Anaerobic Digestion | 2040 | Methane | 0 | known | PJ
LCP_Inputs_ON_Electric_IEA_2023_05_05 | Anaerobic Digestion_PJ_2050_KnownCap | PJ | Anaerobic Digestion | 2050 | Methane | 0 | known | PJ
LCP_Inputs_ON_Electric_IEA_2023_05_05 | CH4 + CCS_PJ_2020_KnownCap | PJ | CH4 + CCS | 2020 | Methane | 0 | known | PJ
LCP_Inputs_ON_Electric_IEA_2023_05_05 | CH4 + CCS_PJ_2030_KnownCap | PJ | CH4 + CCS | 2030 | Methane | 0 | known | PJ
LCP_Inputs_ON_Electric_IEA_2023_05_05 | CH4 + CCS_PJ_2040_KnownCap | PJ | CH4 + CCS | 2040 | Methane | 0 | known | PJ
LCP_Inputs_ON_Electric_IEA_2023_05_05 | CH4 + CCS_PJ_2050_KnownCap | PJ | CH4 + CCS | 2050 | Methane | 0 | known | PJ
LCP_Inputs_ON_Electric_IEA_2023_05_05 | SMR CCS_PJ_2020_KnownCap | PJ | SMR CCS | 2020 | Hydrogen | 0 | known | PJ
LCP_Inputs_ON_Electric_IEA_2023_05_05 | SMR CCS_PJ_2030_KnownCap | PJ | SMR CCS | 2030 | Hydrogen | 0 | known | PJ
LCP_Inputs_ON_Electric_IEA_2023_05_05 | SMR CCS_PJ_2040_KnownCap | PJ | SMR CCS | 2040 | Hydrogen | 0 | known | PJ
LCP_Inputs_ON_Electric_IEA_2023_05_05 | SMR CCS_PJ_2050_KnownCap | PJ | SMR CCS | 2050 | Hydrogen | 0 | known | PJ
LCP_Inputs_ON_Electric_IEA_2023_05_05 | Biomass + CCS_ON_2020_KnownCap | ON | Biomass + CCS | 2020 | Electricity | 0 | known | ON
LCP_Inputs_ON_Electric_IEA_2023_05_05 | Biomass + CCS_ON_2030_KnownCap | ON | Biomass + CCS | 2030 | Electricity | 0 | known | ON
LCP_Inputs_ON_Electric_IEA_2023_05_05 | Biomass + CCS_ON_2040_KnownCap | ON | Biomass + CCS | 2040 | Electricity | 0 | known | ON
LCP_Inputs_ON_Electric_IEA_2023_05_05 | Biomass + CCS_ON_2050_KnownCap | ON | Biomass + CCS | 2050 | Electricity | 0 | known | ON
LCP_Inputs_ON_Electric_IEA_2023_05_05 | Biomass + CCS_QC_2020_KnownCap | QC | Biomass + CCS | 2020 | Electricity | 0 | known | QC
LCP_Inputs_ON_Electric_IEA_2023_05_05 | Biomass + CCS_QC_2030_KnownCap | QC | Biomass + CCS | 2030 | Electricity | 0 | known | QC
LCP_Inputs_ON_Electric_IEA_2023_05_05 | Biomass + CCS_QC_2040_KnownCap | QC | Biomass + CCS | 2040 | Electricity | 0 | known | QC
LCP_Inputs_ON_Electric_IEA_2023_05_05 | Biomass + CCS_QC_2050_KnownCap | QC | Biomass + CCS | 2050 | Electricity | 0 | known | QC
LCP_Inputs_ON_Electric_IEA_2023_05_05 | Biomass + CCS_WC_2020_KnownCap | WC | Biomass + CCS | 2020 | Electricity | 0 | known | WC
LCP_Inputs_ON_Electric_IEA_2023_05_05 | Biomass + CCS_WC_2030_KnownCap | WC | Biomass + CCS | 2030 | Electricity | 0 | known | WC
LCP_Inputs_ON_Electric_IEA_2023_05_05 | Biomass + CCS_WC_2040_KnownCap | WC | Biomass + CCS | 2040 | Electricity | 0 | known | WC
LCP_Inputs_ON_Electric_IEA_2023_05_05 | Biomass + CCS_WC_2050_KnownCap | WC | Biomass + CCS | 2050 | Electricity | 0 | known | WC
LCP_Inputs_ON_Electric_IEA_2023_05_05 | Biomass + CCS_NY_2020_KnownCap | NY | Biomass + CCS | 2020 | Electricity | 0 | known | NY
LCP_Inputs_ON_Electric_IEA_2023_05_05 | Biomass + CCS_NY_2030_KnownCap | NY | Biomass + CCS | 2030 | Electricity | 0 | known | NY
LCP_Inputs_ON_Electric_IEA_2023_05_05 | Biomass + CCS_NY_2040_KnownCap | NY | Biomass + CCS | 2040 | Electricity | 0 | known | NY
LCP_Inputs_ON_Electric_IEA_2023_05_05 | Biomass + CCS_NY_2050_KnownCap | NY | Biomass + CCS | 2050 | Electricity | 0 | known | NY
LCP_Inputs_ON_Electric_IEA_2023_05_05 | Biomass + CCS_MI_2020_KnownCap | MI | Biomass + CCS | 2020 | Electricity | 0 | known | MI
LCP_Inputs_ON_Electric_IEA_2023_05_05 | Biomass + CCS_MI_2030_KnownCap | MI | Biomass + CCS | 2030 | Electricity | 0 | known | MI
LCP_Inputs_ON_Electric_IEA_2023_05_05 | Biomass + CCS_MI_2040_KnownCap | MI | Biomass + CCS | 2040 | Electricity | 0 | known | MI
LCP_Inputs_ON_Electric_IEA_2023_05_05 | Biomass + CCS_MI_2050_KnownCap | MI | Biomass + CCS | 2050 | Electricity | 0 | known | MI
LCP_Inputs_ON_Electric_IEA_2023_05_05 | Biomass + CCS_PJ_2020_KnownCap | PJ | Biomass + CCS | 2020 | Electricity | 0 | known | PJ
LCP_Inputs_ON_Electric_IEA_2023_05_05 | Biomass + CCS_PJ_2030_KnownCap | PJ | Biomass + CCS | 2030 | Electricity | 0 | known | PJ
LCP_Inputs_ON_Electric_IEA_2023_05_05 | Biomass + CCS_PJ_2040_KnownCap | PJ | Biomass + CCS | 2040 | Electricity | 0 | known | PJ
LCP_Inputs_ON_Electric_IEA_2023_05_05 | Biomass + CCS_PJ_2050_KnownCap | PJ | Biomass + CCS | 2050 | Electricity | 0 | known | PJ
LCP_Inputs_ON_Electric_IEA_2023_05_05 | Nuclear SMR_ON_2020_KnownCap | ON | Nuclear SMR | 2020 | Electricity | 0 | known | ON
LCP_Inputs_ON_Electric_IEA_2023_05_05 | Nuclear SMR_ON_2030_KnownCap | ON | Nuclear SMR | 2030 | Electricity | 300 | known | ON
LCP_Inputs_ON_Electric_IEA_2023_05_05 | Nuclear SMR_ON_2040_KnownCap | ON | Nuclear SMR | 2040 | Electricity | 300 | known | ON
LCP_Inputs_ON_Electric_IEA_2023_05_05 | Nuclear SMR_ON_2050_KnownCap | ON | Nuclear SMR | 2050 | Electricity | 300 | known | ON
LCP_Inputs_ON_Electric_IEA_2023_05_05 | Nuclear SMR_QC_2020_KnownCap | QC | Nuclear SMR | 2020 | Electricity | 0 | known | QC
LCP_Inputs_ON_Electric_IEA_2023_05_05 | Nuclear SMR_QC_2030_KnownCap | QC | Nuclear SMR | 2030 | Electricity | 0 | known | QC
LCP_Inputs_ON_Electric_IEA_2023_05_05 | Nuclear SMR_QC_2040_KnownCap | QC | Nuclear SMR | 2040 | Electricity | 0 | known | QC
LCP_Inputs_ON_Electric_IEA_2023_05_05 | Nuclear SMR_QC_2050_KnownCap | QC | Nuclear SMR | 2050 | Electricity | 0 | known | QC
LCP_Inputs_ON_Electric_IEA_2023_05_05 | Nuclear SMR_WC_2020_KnownCap | WC | Nuclear SMR | 2020 | Electricity | 0 | known | WC
LCP_Inputs_ON_Electric_IEA_2023_05_05 | Nuclear SMR_WC_2030_KnownCap | WC | Nuclear SMR | 2030 | Electricity | 0 | known | WC
LCP_Inputs_ON_Electric_IEA_2023_05_05 | Nuclear SMR_WC_2040_KnownCap | WC | Nuclear SMR | 2040 | Electricity | 0 | known | WC
LCP_Inputs_ON_Electric_IEA_2023_05_05 | Nuclear SMR_WC_2050_KnownCap | WC | Nuclear SMR | 2050 | Electricity | 0 | known | WC
LCP_Inputs_ON_Electric_IEA_2023_05_05 | Nuclear SMR_NY_2020_KnownCap | NY | Nuclear SMR | 2020 | Electricity | 0 | known | NY
LCP_Inputs_ON_Electric_IEA_2023_05_05 | Nuclear SMR_NY_2030_KnownCap | NY | Nuclear SMR | 2030 | Electricity | 0 | known | NY
LCP_Inputs_ON_Electric_IEA_2023_05_05 | Nuclear SMR_NY_2040_KnownCap | NY | Nuclear SMR | 2040 | Electricity | 0 | known | NY
LCP_Inputs_ON_Electric_IEA_2023_05_05 | Nuclear SMR_NY_2050_KnownCap | NY | Nuclear SMR | 2050 | Electricity | 0 | known | NY
LCP_Inputs_ON_Electric_IEA_2023_05_05 | Nuclear SMR_MI_2020_KnownCap | MI | Nuclear SMR | 2020 | Electricity | 0 | known | MI
LCP_Inputs_ON_Electric_IEA_2023_05_05 | Nuclear SMR_MI_2030_KnownCap | MI | Nuclear SMR | 2030 | Electricity | 0 | known | MI
LCP_Inputs_ON_Electric_IEA_2023_05_05 | Nuclear SMR_MI_2040_KnownCap | MI | Nuclear SMR | 2040 | Electricity | 0 | known | MI
LCP_Inputs_ON_Electric_IEA_2023_05_05 | Nuclear SMR_MI_2050_KnownCap | MI | Nuclear SMR | 2050 | Electricity | 0 | known | MI
LCP_Inputs_ON_Electric_IEA_2023_05_05 | Nuclear SMR_PJ_2020_KnownCap | PJ | Nuclear SMR | 2020 | Electricity | 0 | known | PJ
LCP_Inputs_ON_Electric_IEA_2023_05_05 | Nuclear SMR_PJ_2030_KnownCap | PJ | Nuclear SMR | 2030 | Electricity | 0 | known | PJ
LCP_Inputs_ON_Electric_IEA_2023_05_05 | Nuclear SMR_PJ_2040_KnownCap | PJ | Nuclear SMR | 2040 | Electricity | 0 | known | PJ
LCP_Inputs_ON_Electric_IEA_2023_05_05 | Nuclear SMR_PJ_2050_KnownCap | PJ | Nuclear SMR | 2050 | Electricity | 0 | known | PJ

## infra_cap_granular_total
ScenarioName | known_modeled | var_type | InfraTechnology | SubRegion1 | SubRegion2 | GENtoDISFuel | SimYr | InfraCapacity
LCP_Inputs_ON_Electric_IEA_2023_05_05 | modeled | Capacity-Interconnection | CH4 Pipeline | ON | MI | Methane | 2020 | 0
LCP_Inputs_ON_Electric_IEA_2023_05_05 | modeled | Capacity-Interconnection | CH4 Pipeline | ON | MI | Methane | 2030 | 0
LCP_Inputs_ON_Electric_IEA_2023_05_05 | modeled | Capacity-Interconnection | CH4 Pipeline | ON | MI | Methane | 2040 | 0
LCP_Inputs_ON_Electric_IEA_2023_05_05 | modeled | Capacity-Interconnection | CH4 Pipeline | ON | MI | Methane | 2050 | 0
LCP_Inputs_ON_Electric_IEA_2023_05_05 | modeled | Capacity-Interconnection | CH4 Pipeline | ON | NY | Methane | 2020 | 0
LCP_Inputs_ON_Electric_IEA_2023_05_05 | modeled | Capacity-Interconnection | CH4 Pipeline | ON | NY | Methane | 2030 | 0
LCP_Inputs_ON_Electric_IEA_2023_05_05 | modeled | Capacity-Interconnection | CH4 Pipeline | ON | NY | Methane | 2040 | 0
LCP_Inputs_ON_Electric_IEA_2023_05_05 | modeled | Capacity-Interconnection | CH4 Pipeline | ON | NY | Methane | 2050 | 0
LCP_Inputs_ON_Electric_IEA_2023_05_05 | modeled | Capacity-Interconnection | CH4 Pipeline | ON | PJ | Methane | 2020 | 0
LCP_Inputs_ON_Electric_IEA_2023_05_05 | modeled | Capacity-Interconnection | CH4 Pipeline | ON | PJ | Methane | 2030 | 0
LCP_Inputs_ON_Electric_IEA_2023_05_05 | modeled | Capacity-Interconnection | CH4 Pipeline | ON | PJ | Methane | 2040 | 0
LCP_Inputs_ON_Electric_IEA_2023_05_05 | modeled | Capacity-Interconnection | CH4 Pipeline | ON | PJ | Methane | 2050 | 0
LCP_Inputs_ON_Electric_IEA_2023_05_05 | modeled | Capacity-Interconnection | CH4 Pipeline | ON | QC | Methane | 2020 | 0
LCP_Inputs_ON_Electric_IEA_2023_05_05 | modeled | Capacity-Interconnection | CH4 Pipeline | ON | QC | Methane | 2030 | 0
LCP_Inputs_ON_Electric_IEA_2023_05_05 | modeled | Capacity-Interconnection | CH4 Pipeline | ON | QC | Methane | 2040 | 0
LCP_Inputs_ON_Electric_IEA_2023_05_05 | modeled | Capacity-Interconnection | CH4 Pipeline | ON | QC | Methane | 2050 | 0
LCP_Inputs_ON_Electric_IEA_2023_05_05 | modeled | Capacity-Interconnection | CH4 Pipeline | ON | WC | Methane | 2020 | 0
LCP_Inputs_ON_Electric_IEA_2023_05_05 | modeled | Capacity-Interconnection | CH4 Pipeline | ON | WC | Methane | 2030 | 0
LCP_Inputs_ON_Electric_IEA_2023_05_05 | modeled | Capacity-Interconnection | CH4 Pipeline | ON | WC | Methane | 2040 | 0
LCP_Inputs_ON_Electric_IEA_2023_05_05 | modeled | Capacity-Interconnection | CH4 Pipeline | ON | WC | Methane | 2050 | 0
LCP_Inputs_ON_Electric_IEA_2023_05_05 | modeled | Capacity-Interconnection | Electricity Transmission Line | ON | MI | Electricity | 2020 | 0
LCP_Inputs_ON_Electric_IEA_2023_05_05 | modeled | Capacity-Interconnection | Electricity Transmission Line | ON | MI | Electricity | 2030 | 1500
LCP_Inputs_ON_Electric_IEA_2023_05_05 | modeled | Capacity-Interconnection | Electricity Transmission Line | ON | MI | Electricity | 2040 | 3000
LCP_Inputs_ON_Electric_IEA_2023_05_05 | modeled | Capacity-Interconnection | Electricity Transmission Line | ON | MI | Electricity | 2050 | 4500
LCP_Inputs_ON_Electric_IEA_2023_05_05 | modeled | Capacity-Interconnection | Electricity Transmission Line | ON | NY | Electricity | 2020 | 0
LCP_Inputs_ON_Electric_IEA_2023_05_05 | modeled | Capacity-Interconnection | Electricity Transmission Line | ON | NY | Electricity | 2030 | 1500
LCP_Inputs_ON_Electric_IEA_2023_05_05 | modeled | Capacity-Interconnection | Electricity Transmission Line | ON | NY | Electricity | 2040 | 3000
LCP_Inputs_ON_Electric_IEA_2023_05_05 | modeled | Capacity-Interconnection | Electricity Transmission Line | ON | NY | Electricity | 2050 | 4500
LCP_Inputs_ON_Electric_IEA_2023_05_05 | modeled | Capacity-Interconnection | Electricity Transmission Line | ON | PJ | Electricity | 2020 | 0
LCP_Inputs_ON_Electric_IEA_2023_05_05 | modeled | Capacity-Interconnection | Electricity Transmission Line | ON | PJ | Electricity | 2030 | 0
LCP_Inputs_ON_Electric_IEA_2023_05_05 | modeled | Capacity-Interconnection | Electricity Transmission Line | ON | PJ | Electricity | 2040 | 1500
LCP_Inputs_ON_Electric_IEA_2023_05_05 | modeled | Capacity-Interconnection | Electricity Transmission Line | ON | PJ | Electricity | 2050 | 3000
LCP_Inputs_ON_Electric_IEA_2023_05_05 | modeled | Capacity-Interconnection | Electricity Transmission Line | ON | QC | Electricity | 2020 | 0
LCP_Inputs_ON_Electric_IEA_2023_05_05 | modeled | Capacity-Interconnection | Electricity Transmission Line | ON | QC | Electricity | 2030 | 1500
LCP_Inputs_ON_Electric_IEA_2023_05_05 | modeled | Capacity-Interconnection | Electricity Transmission Line | ON | QC | Electricity | 2040 | 3000
LCP_Inputs_ON_Electric_IEA_2023_05_05 | modeled | Capacity-Interconnection | Electricity Transmission Line | ON | QC | Electricity | 2050 | 4500
LCP_Inputs_ON_Electric_IEA_2023_05_05 | modeled | Capacity-Interconnection | Electricity Transmission Line | ON | WC | Electricity | 2020 | 0
LCP_Inputs_ON_Electric_IEA_2023_05_05 | modeled | Capacity-Interconnection | Electricity Transmission Line | ON | WC | Electricity | 2030 | 1500
LCP_Inputs_ON_Electric_IEA_2023_05_05 | modeled | Capacity-Interconnection | Electricity Transmission Line | ON | WC | Electricity | 2040 | 3000
LCP_Inputs_ON_Electric_IEA_2023_05_05 | modeled | Capacity-Interconnection | Electricity Transmission Line | ON | WC | Electricity | 2050 | 4500
LCP_Inputs_ON_Electric_IEA_2023_05_05 | modeled | Capacity-Interconnection | Electricity Transmission Line | QC | NY | Electricity | 2020 | 3114.8041
LCP_Inputs_ON_Electric_IEA_2023_05_05 | modeled | Capacity-Interconnection | Electricity Transmission Line | QC | NY | Electricity | 2030 | 6241.1939
LCP_Inputs_ON_Electric_IEA_2023_05_05 | modeled | Capacity-Interconnection | Electricity Transmission Line | QC | NY | Electricity | 2040 | 9660.4489
LCP_Inputs_ON_Electric_IEA_2023_05_05 | modeled | Capacity-Interconnection | Electricity Transmission Line | QC | NY | Electricity | 2050 | 11256.9871
LCP_Inputs_ON_Electric_IEA_2023_05_05 | modeled | Capacity-Interconnection | Electricity Transmission Line | WC | MI | Electricity | 2020 | 363.0643
LCP_Inputs_ON_Electric_IEA_2023_05_05 | modeled | Capacity-Interconnection | Electricity Transmission Line | WC | MI | Electricity | 2030 | 363.0643
LCP_Inputs_ON_Electric_IEA_2023_05_05 | modeled | Capacity-Interconnection | Electricity Transmission Line | WC | MI | Electricity | 2040 | 1844.3558
LCP_Inputs_ON_Electric_IEA_2023_05_05 | modeled | Capacity-Interconnection | Electricity Transmission Line | WC | MI | Electricity | 2050 | 3582.7057
LCP_Inputs_ON_Electric_IEA_2023_05_05 | modeled | Capacity-Interconnection | H2 Pipeline - New | ON | MI | Hydrogen | 2020 | 0
LCP_Inputs_ON_Electric_IEA_2023_05_05 | modeled | Capacity-Interconnection | H2 Pipeline - New | ON | MI | Hydrogen | 2030 | 0
LCP_Inputs_ON_Electric_IEA_2023_05_05 | modeled | Capacity-Interconnection | H2 Pipeline - New | ON | MI | Hydrogen | 2040 | 0
LCP_Inputs_ON_Electric_IEA_2023_05_05 | modeled | Capacity-Interconnection | H2 Pipeline - New | ON | MI | Hydrogen | 2050 | 0
LCP_Inputs_ON_Electric_IEA_2023_05_05 | modeled | Capacity-Interconnection | H2 Pipeline - New | ON | NY | Hydrogen | 2020 | 0
LCP_Inputs_ON_Electric_IEA_2023_05_05 | modeled | Capacity-Interconnection | H2 Pipeline - New | ON | NY | Hydrogen | 2030 | 0
LCP_Inputs_ON_Electric_IEA_2023_05_05 | modeled | Capacity-Interconnection | H2 Pipeline - New | ON | NY | Hydrogen | 2040 | 0
LCP_Inputs_ON_Electric_IEA_2023_05_05 | modeled | Capacity-Interconnection | H2 Pipeline - New | ON | NY | Hydrogen | 2050 | 0
LCP_Inputs_ON_Electric_IEA_2023_05_05 | modeled | Capacity-Interconnection | H2 Pipeline - New | ON | PJ | Hydrogen | 2020 | 0
LCP_Inputs_ON_Electric_IEA_2023_05_05 | modeled | Capacity-Interconnection | H2 Pipeline - New | ON | PJ | Hydrogen | 2030 | 0
LCP_Inputs_ON_Electric_IEA_2023_05_05 | modeled | Capacity-Interconnection | H2 Pipeline - New | ON | PJ | Hydrogen | 2040 | 0
LCP_Inputs_ON_Electric_IEA_2023_05_05 | modeled | Capacity-Interconnection | H2 Pipeline - New | ON | PJ | Hydrogen | 2050 | 0
LCP_Inputs_ON_Electric_IEA_2023_05_05 | modeled | Capacity-Interconnection | H2 Pipeline - New | ON | QC | Hydrogen | 2020 | 0
LCP_Inputs_ON_Electric_IEA_2023_05_05 | modeled | Capacity-Interconnection | H2 Pipeline - New | ON | QC | Hydrogen | 2030 | 0
LCP_Inputs_ON_Electric_IEA_2023_05_05 | modeled | Capacity-Interconnection | H2 Pipeline - New | ON | QC | Hydrogen | 2040 | 0
LCP_Inputs_ON_Electric_IEA_2023_05_05 | modeled | Capacity-Interconnection | H2 Pipeline - New | ON | QC | Hydrogen | 2050 | 0
LCP_Inputs_ON_Electric_IEA_2023_05_05 | modeled | Capacity-Interconnection | H2 Pipeline - New | ON | WC | Hydrogen | 2020 | 0
LCP_Inputs_ON_Electric_IEA_2023_05_05 | modeled | Capacity-Interconnection | H2 Pipeline - New | ON | WC | Hydrogen | 2030 | 0
LCP_Inputs_ON_Electric_IEA_2023_05_05 | modeled | Capacity-Interconnection | H2 Pipeline - New | ON | WC | Hydrogen | 2040 | 0
LCP_Inputs_ON_Electric_IEA_2023_05_05 | modeled | Capacity-Interconnection | H2 Pipeline - New | ON | WC | Hydrogen | 2050 | 0
LCP_Inputs_ON_Electric_IEA_2023_05_05 | modeled | Capacity-Interconnection | H2 Pipeline - Repurposed | ON | MI | Hydrogen | 2020 | 0
LCP_Inputs_ON_Electric_IEA_2023_05_05 | modeled | Capacity-Interconnection | H2 Pipeline - Repurposed | ON | MI | Hydrogen | 2030 | 0
LCP_Inputs_ON_Electric_IEA_2023_05_05 | modeled | Capacity-Interconnection | H2 Pipeline - Repurposed | ON | MI | Hydrogen | 2040 | 0
LCP_Inputs_ON_Electric_IEA_2023_05_05 | modeled | Capacity-Interconnection | H2 Pipeline - Repurposed | ON | MI | Hydrogen | 2050 | 0
LCP_Inputs_ON_Electric_IEA_2023_05_05 | modeled | Capacity-Interconnection | H2 Pipeline - Repurposed | ON | NY | Hydrogen | 2020 | 0
LCP_Inputs_ON_Electric_IEA_2023_05_05 | modeled | Capacity-Interconnection | H2 Pipeline - Repurposed | ON | NY | Hydrogen | 2030 | 0
LCP_Inputs_ON_Electric_IEA_2023_05_05 | modeled | Capacity-Interconnection | H2 Pipeline - Repurposed | ON | NY | Hydrogen | 2040 | 0
LCP_Inputs_ON_Electric_IEA_2023_05_05 | modeled | Capacity-Interconnection | H2 Pipeline - Repurposed | ON | NY | Hydrogen | 2050 | 0
LCP_Inputs_ON_Electric_IEA_2023_05_05 | modeled | Capacity-Interconnection | H2 Pipeline - Repurposed | ON | PJ | Hydrogen | 2020 | 0
LCP_Inputs_ON_Electric_IEA_2023_05_05 | modeled | Capacity-Interconnection | H2 Pipeline - Repurposed | ON | PJ | Hydrogen | 2030 | 0
LCP_Inputs_ON_Electric_IEA_2023_05_05 | modeled | Capacity-Interconnection | H2 Pipeline - Repurposed | ON | PJ | Hydrogen | 2040 | 0
LCP_Inputs_ON_Electric_IEA_2023_05_05 | modeled | Capacity-Interconnection | H2 Pipeline - Repurposed | ON | PJ | Hydrogen | 2050 | 0
LCP_Inputs_ON_Electric_IEA_2023_05_05 | modeled | Capacity-Interconnection | H2 Pipeline - Repurposed | ON | QC | Hydrogen | 2020 | 0
LCP_Inputs_ON_Electric_IEA_2023_05_05 | modeled | Capacity-Interconnection | H2 Pipeline - Repurposed | ON | QC | Hydrogen | 2030 | 0
LCP_Inputs_ON_Electric_IEA_2023_05_05 | modeled | Capacity-Interconnection | H2 Pipeline - Repurposed | ON | QC | Hydrogen | 2040 | 0
LCP_Inputs_ON_Electric_IEA_2023_05_05 | modeled | Capacity-Interconnection | H2 Pipeline - Repurposed | ON | QC | Hydrogen | 2050 | 9950
LCP_Inputs_ON_Electric_IEA_2023_05_05 | modeled | Capacity-Interconnection | H2 Pipeline - Repurposed | ON | WC | Hydrogen | 2020 | 0
LCP_Inputs_ON_Electric_IEA_2023_05_05 | modeled | Capacity-Interconnection | H2 Pipeline - Repurposed | ON | WC | Hydrogen | 2030 | 0
LCP_Inputs_ON_Electric_IEA_2023_05_05 | modeled | Capacity-Interconnection | H2 Pipeline - Repurposed | ON | WC | Hydrogen | 2040 | 23073.6802
LCP_Inputs_ON_Electric_IEA_2023_05_05 | modeled | Capacity-Interconnection | H2 Pipeline - Repurposed | ON | WC | Hydrogen | 2050 | 41078.4336
LCP_Inputs_ON_Electric_IEA_2023_05_05 | modeled | Capacity-Intraconnection | CH4 Pipeline | MI | MI | Methane | 2020 | 0
LCP_Inputs_ON_Electric_IEA_2023_05_05 | modeled | Capacity-Intraconnection | CH4 Pipeline | MI | MI | Methane | 2030 | 0
LCP_Inputs_ON_Electric_IEA_2023_05_05 | modeled | Capacity-Intraconnection | CH4 Pipeline | MI | MI | Methane | 2040 | 0
LCP_Inputs_ON_Electric_IEA_2023_05_05 | modeled | Capacity-Intraconnection | CH4 Pipeline | MI | MI | Methane | 2050 | 0
LCP_Inputs_ON_Electric_IEA_2023_05_05 | modeled | Capacity-Intraconnection | CH4 Pipeline | NY | NY | Methane | 2020 | 0
LCP_Inputs_ON_Electric_IEA_2023_05_05 | modeled | Capacity-Intraconnection | CH4 Pipeline | NY | NY | Methane | 2030 | 0
LCP_Inputs_ON_Electric_IEA_2023_05_05 | modeled | Capacity-Intraconnection | CH4 Pipeline | NY | NY | Methane | 2040 | 0
LCP_Inputs_ON_Electric_IEA_2023_05_05 | modeled | Capacity-Intraconnection | CH4 Pipeline | NY | NY | Methane | 2050 | 0
LCP_Inputs_ON_Electric_IEA_2023_05_05 | modeled | Capacity-Intraconnection | CH4 Pipeline | ON | ON | Methane | 2020 | 0
LCP_Inputs_ON_Electric_IEA_2023_05_05 | modeled | Capacity-Intraconnection | CH4 Pipeline | ON | ON | Methane | 2030 | 0
LCP_Inputs_ON_Electric_IEA_2023_05_05 | modeled | Capacity-Intraconnection | CH4 Pipeline | ON | ON | Methane | 2040 | 0
LCP_Inputs_ON_Electric_IEA_2023_05_05 | modeled | Capacity-Intraconnection | CH4 Pipeline | ON | ON | Methane | 2050 | 0
LCP_Inputs_ON_Electric_IEA_2023_05_05 | modeled | Capacity-Intraconnection | CH4 Pipeline | PJ | PJ | Methane | 2020 | 0
LCP_Inputs_ON_Electric_IEA_2023_05_05 | modeled | Capacity-Intraconnection | CH4 Pipeline | PJ | PJ | Methane | 2030 | 0
LCP_Inputs_ON_Electric_IEA_2023_05_05 | modeled | Capacity-Intraconnection | CH4 Pipeline | PJ | PJ | Methane | 2040 | 0
LCP_Inputs_ON_Electric_IEA_2023_05_05 | modeled | Capacity-Intraconnection | CH4 Pipeline | PJ | PJ | Methane | 2050 | 0
LCP_Inputs_ON_Electric_IEA_2023_05_05 | modeled | Capacity-Intraconnection | CH4 Pipeline | QC | QC | Methane | 2020 | 0
LCP_Inputs_ON_Electric_IEA_2023_05_05 | modeled | Capacity-Intraconnection | CH4 Pipeline | QC | QC | Methane | 2030 | 0
LCP_Inputs_ON_Electric_IEA_2023_05_05 | modeled | Capacity-Intraconnection | CH4 Pipeline | QC | QC | Methane | 2040 | 0
LCP_Inputs_ON_Electric_IEA_2023_05_05 | modeled | Capacity-Intraconnection | CH4 Pipeline | QC | QC | Methane | 2050 | 0
LCP_Inputs_ON_Electric_IEA_2023_05_05 | modeled | Capacity-Intraconnection | CH4 Pipeline | WC | WC | Methane | 2020 | 0
LCP_Inputs_ON_Electric_IEA_2023_05_05 | modeled | Capacity-Intraconnection | CH4 Pipeline | WC | WC | Methane | 2030 | 0
LCP_Inputs_ON_Electric_IEA_2023_05_05 | modeled | Capacity-Intraconnection | CH4 Pipeline | WC | WC | Methane | 2040 | 0
LCP_Inputs_ON_Electric_IEA_2023_05_05 | modeled | Capacity-Intraconnection | CH4 Pipeline | WC | WC | Methane | 2050 | 0
LCP_Inputs_ON_Electric_IEA_2023_05_05 | modeled | Capacity-Intraconnection | Electricity Transmission Line | MI | MI | Electricity | 2020 | 100000000
LCP_Inputs_ON_Electric_IEA_2023_05_05 | modeled | Capacity-Intraconnection | Electricity Transmission Line | MI | MI | Electricity | 2030 | 200000000
LCP_Inputs_ON_Electric_IEA_2023_05_05 | modeled | Capacity-Intraconnection | Electricity Transmission Line | MI | MI | Electricity | 2040 | 300000000
LCP_Inputs_ON_Electric_IEA_2023_05_05 | modeled | Capacity-Intraconnection | Electricity Transmission Line | MI | MI | Electricity | 2050 | 400000000
LCP_Inputs_ON_Electric_IEA_2023_05_05 | modeled | Capacity-Intraconnection | Electricity Transmission Line | NY | NY | Electricity | 2020 | 100000000
LCP_Inputs_ON_Electric_IEA_2023_05_05 | modeled | Capacity-Intraconnection | Electricity Transmission Line | NY | NY | Electricity | 2030 | 200000000
LCP_Inputs_ON_Electric_IEA_2023_05_05 | modeled | Capacity-Intraconnection | Electricity Transmission Line | NY | NY | Electricity | 2040 | 300000000
LCP_Inputs_ON_Electric_IEA_2023_05_05 | modeled | Capacity-Intraconnection | Electricity Transmission Line | NY | NY | Electricity | 2050 | 400000000
LCP_Inputs_ON_Electric_IEA_2023_05_05 | modeled | Capacity-Intraconnection | Electricity Transmission Line | ON | ON | Electricity | 2020 | 0
LCP_Inputs_ON_Electric_IEA_2023_05_05 | modeled | Capacity-Intraconnection | Electricity Transmission Line | ON | ON | Electricity | 2030 | 17388.4952
LCP_Inputs_ON_Electric_IEA_2023_05_05 | modeled | Capacity-Intraconnection | Electricity Transmission Line | ON | ON | Electricity | 2040 | 49641.4431
LCP_Inputs_ON_Electric_IEA_2023_05_05 | modeled | Capacity-Intraconnection | Electricity Transmission Line | ON | ON | Electricity | 2050 | 64386.1175
LCP_Inputs_ON_Electric_IEA_2023_05_05 | modeled | Capacity-Intraconnection | Electricity Transmission Line | PJ | PJ | Electricity | 2020 | 100000000
LCP_Inputs_ON_Electric_IEA_2023_05_05 | modeled | Capacity-Intraconnection | Electricity Transmission Line | PJ | PJ | Electricity | 2030 | 200000000
LCP_Inputs_ON_Electric_IEA_2023_05_05 | modeled | Capacity-Intraconnection | Electricity Transmission Line | PJ | PJ | Electricity | 2040 | 300000000
LCP_Inputs_ON_Electric_IEA_2023_05_05 | modeled | Capacity-Intraconnection | Electricity Transmission Line | PJ | PJ | Electricity | 2050 | 400000000
LCP_Inputs_ON_Electric_IEA_2023_05_05 | modeled | Capacity-Intraconnection | Electricity Transmission Line | QC | QC | Electricity | 2020 | 100000000
LCP_Inputs_ON_Electric_IEA_2023_05_05 | modeled | Capacity-Intraconnection | Electricity Transmission Line | QC | QC | Electricity | 2030 | 200000000
LCP_Inputs_ON_Electric_IEA_2023_05_05 | modeled | Capacity-Intraconnection | Electricity Transmission Line | QC | QC | Electricity | 2040 | 300000000
LCP_Inputs_ON_Electric_IEA_2023_05_05 | modeled | Capacity-Intraconnection | Electricity Transmission Line | QC | QC | Electricity | 2050 | 400000000
LCP_Inputs_ON_Electric_IEA_2023_05_05 | modeled | Capacity-Intraconnection | Electricity Transmission Line | WC | WC | Electricity | 2020 | 100000000
LCP_Inputs_ON_Electric_IEA_2023_05_05 | modeled | Capacity-Intraconnection | Electricity Transmission Line | WC | WC | Electricity | 2030 | 200000000
LCP_Inputs_ON_Electric_IEA_2023_05_05 | modeled | Capacity-Intraconnection | Electricity Transmission Line | WC | WC | Electricity | 2040 | 300000000
LCP_Inputs_ON_Electric_IEA_2023_05_05 | modeled | Capacity-Intraconnection | Electricity Transmission Line | WC | WC | Electricity | 2050 | 400000000
LCP_Inputs_ON_Electric_IEA_2023_05_05 | modeled | Capacity-Intraconnection | H2 Pipeline - New | MI | MI | Hydrogen | 2020 | 0
LCP_Inputs_ON_Electric_IEA_2023_05_05 | modeled | Capacity-Intraconnection | H2 Pipeline - New | MI | MI | Hydrogen | 2030 | 0
LCP_Inputs_ON_Electric_IEA_2023_05_05 | modeled | Capacity-Intraconnection | H2 Pipeline - New | MI | MI | Hydrogen | 2040 | 0
LCP_Inputs_ON_Electric_IEA_2023_05_05 | modeled | Capacity-Intraconnection | H2 Pipeline - New | MI | MI | Hydrogen | 2050 | 0
LCP_Inputs_ON_Electric_IEA_2023_05_05 | modeled | Capacity-Intraconnection | H2 Pipeline - New | NY | NY | Hydrogen | 2020 | 0
LCP_Inputs_ON_Electric_IEA_2023_05_05 | modeled | Capacity-Intraconnection | H2 Pipeline - New | NY | NY | Hydrogen | 2030 | 0
LCP_Inputs_ON_Electric_IEA_2023_05_05 | modeled | Capacity-Intraconnection | H2 Pipeline - New | NY | NY | Hydrogen | 2040 | 0
LCP_Inputs_ON_Electric_IEA_2023_05_05 | modeled | Capacity-Intraconnection | H2 Pipeline - New | NY | NY | Hydrogen | 2050 | 0
LCP_Inputs_ON_Electric_IEA_2023_05_05 | modeled | Capacity-Intraconnection | H2 Pipeline - New | ON | ON | Hydrogen | 2020 | 0
LCP_Inputs_ON_Electric_IEA_2023_05_05 | modeled | Capacity-Intraconnection | H2 Pipeline - New | ON | ON | Hydrogen | 2030 | 0
LCP_Inputs_ON_Electric_IEA_2023_05_05 | modeled | Capacity-Intraconnection | H2 Pipeline - New | ON | ON | Hydrogen | 2040 | 0
LCP_Inputs_ON_Electric_IEA_2023_05_05 | modeled | Capacity-Intraconnection | H2 Pipeline - New | ON | ON | Hydrogen | 2050 | 0
LCP_Inputs_ON_Electric_IEA_2023_05_05 | modeled | Capacity-Intraconnection | H2 Pipeline - New | PJ | PJ | Hydrogen | 2020 | 0
LCP_Inputs_ON_Electric_IEA_2023_05_05 | modeled | Capacity-Intraconnection | H2 Pipeline - New | PJ | PJ | Hydrogen | 2030 | 0
LCP_Inputs_ON_Electric_IEA_2023_05_05 | modeled | Capacity-Intraconnection | H2 Pipeline - New | PJ | PJ | Hydrogen | 2040 | 0
LCP_Inputs_ON_Electric_IEA_2023_05_05 | modeled | Capacity-Intraconnection | H2 Pipeline - New | PJ | PJ | Hydrogen | 2050 | 0
LCP_Inputs_ON_Electric_IEA_2023_05_05 | modeled | Capacity-Intraconnection | H2 Pipeline - New | QC | QC | Hydrogen | 2020 | 0
LCP_Inputs_ON_Electric_IEA_2023_05_05 | modeled | Capacity-Intraconnection | H2 Pipeline - New | QC | QC | Hydrogen | 2030 | 0
LCP_Inputs_ON_Electric_IEA_2023_05_05 | modeled | Capacity-Intraconnection | H2 Pipeline - New | QC | QC | Hydrogen | 2040 | 0
LCP_Inputs_ON_Electric_IEA_2023_05_05 | modeled | Capacity-Intraconnection | H2 Pipeline - New | QC | QC | Hydrogen | 2050 | 0
LCP_Inputs_ON_Electric_IEA_2023_05_05 | modeled | Capacity-Intraconnection | H2 Pipeline - New | WC | WC | Hydrogen | 2020 | 0
LCP_Inputs_ON_Electric_IEA_2023_05_05 | modeled | Capacity-Intraconnection | H2 Pipeline - New | WC | WC | Hydrogen | 2030 | 0
LCP_Inputs_ON_Electric_IEA_2023_05_05 | modeled | Capacity-Intraconnection | H2 Pipeline - New | WC | WC | Hydrogen | 2040 | 0
LCP_Inputs_ON_Electric_IEA_2023_05_05 | modeled | Capacity-Intraconnection | H2 Pipeline - New | WC | WC | Hydrogen | 2050 | 0
LCP_Inputs_ON_Electric_IEA_2023_05_05 | modeled | Capacity-Intraconnection | H2 Pipeline - Repurposed | MI | MI | Hydrogen | 2020 | 0
LCP_Inputs_ON_Electric_IEA_2023_05_05 | modeled | Capacity-Intraconnection | H2 Pipeline - Repurposed | MI | MI | Hydrogen | 2030 | 0
LCP_Inputs_ON_Electric_IEA_2023_05_05 | modeled | Capacity-Intraconnection | H2 Pipeline - Repurposed | MI | MI | Hydrogen | 2040 | 0
LCP_Inputs_ON_Electric_IEA_2023_05_05 | modeled | Capacity-Intraconnection | H2 Pipeline - Repurposed | MI | MI | Hydrogen | 2050 | 0
LCP_Inputs_ON_Electric_IEA_2023_05_05 | modeled | Capacity-Intraconnection | H2 Pipeline - Repurposed | NY | NY | Hydrogen | 2020 | 0
LCP_Inputs_ON_Electric_IEA_2023_05_05 | modeled | Capacity-Intraconnection | H2 Pipeline - Repurposed | NY | NY | Hydrogen | 2030 | 0
LCP_Inputs_ON_Electric_IEA_2023_05_05 | modeled | Capacity-Intraconnection | H2 Pipeline - Repurposed | NY | NY | Hydrogen | 2040 | 0
LCP_Inputs_ON_Electric_IEA_2023_05_05 | modeled | Capacity-Intraconnection | H2 Pipeline - Repurposed | NY | NY | Hydrogen | 2050 | 0
LCP_Inputs_ON_Electric_IEA_2023_05_05 | modeled | Capacity-Intraconnection | H2 Pipeline - Repurposed | ON | ON | Hydrogen | 2020 | 0
LCP_Inputs_ON_Electric_IEA_2023_05_05 | modeled | Capacity-Intraconnection | H2 Pipeline - Repurposed | ON | ON | Hydrogen | 2030 | 3517.7372
LCP_Inputs_ON_Electric_IEA_2023_05_05 | modeled | Capacity-Intraconnection | H2 Pipeline - Repurposed | ON | ON | Hydrogen | 2040 | 10250.5661
LCP_Inputs_ON_Electric_IEA_2023_05_05 | modeled | Capacity-Intraconnection | H2 Pipeline - Repurposed | ON | ON | Hydrogen | 2050 | 17310.2327
LCP_Inputs_ON_Electric_IEA_2023_05_05 | modeled | Capacity-Intraconnection | H2 Pipeline - Repurposed | PJ | PJ | Hydrogen | 2020 | 0
LCP_Inputs_ON_Electric_IEA_2023_05_05 | modeled | Capacity-Intraconnection | H2 Pipeline - Repurposed | PJ | PJ | Hydrogen | 2030 | 0
LCP_Inputs_ON_Electric_IEA_2023_05_05 | modeled | Capacity-Intraconnection | H2 Pipeline - Repurposed | PJ | PJ | Hydrogen | 2040 | 0
LCP_Inputs_ON_Electric_IEA_2023_05_05 | modeled | Capacity-Intraconnection | H2 Pipeline - Repurposed | PJ | PJ | Hydrogen | 2050 | 0
LCP_Inputs_ON_Electric_IEA_2023_05_05 | modeled | Capacity-Intraconnection | H2 Pipeline - Repurposed | QC | QC | Hydrogen | 2020 | 0
LCP_Inputs_ON_Electric_IEA_2023_05_05 | modeled | Capacity-Intraconnection | H2 Pipeline - Repurposed | QC | QC | Hydrogen | 2030 | 0
LCP_Inputs_ON_Electric_IEA_2023_05_05 | modeled | Capacity-Intraconnection | H2 Pipeline - Repurposed | QC | QC | Hydrogen | 2040 | 0
LCP_Inputs_ON_Electric_IEA_2023_05_05 | modeled | Capacity-Intraconnection | H2 Pipeline - Repurposed | QC | QC | Hydrogen | 2050 | 0
LCP_Inputs_ON_Electric_IEA_2023_05_05 | modeled | Capacity-Intraconnection | H2 Pipeline - Repurposed | WC | WC | Hydrogen | 2020 | 0
LCP_Inputs_ON_Electric_IEA_2023_05_05 | modeled | Capacity-Intraconnection | H2 Pipeline - Repurposed | WC | WC | Hydrogen | 2030 | 0
LCP_Inputs_ON_Electric_IEA_2023_05_05 | modeled | Capacity-Intraconnection | H2 Pipeline - Repurposed | WC | WC | Hydrogen | 2040 | 0
LCP_Inputs_ON_Electric_IEA_2023_05_05 | modeled | Capacity-Intraconnection | H2 Pipeline - Repurposed | WC | WC | Hydrogen | 2050 | 0
LCP_Inputs_ON_Electric_IEA_2023_05_05 | known | Capacity-Intraconnection | Electricity Transmission Line | ON | ON | Electricity | 2020 | 23000
LCP_Inputs_ON_Electric_IEA_2023_05_05 | known | Capacity-Intraconnection | Electricity Transmission Line | ON | ON | Electricity | 2030 | 23000
LCP_Inputs_ON_Electric_IEA_2023_05_05 | known | Capacity-Intraconnection | Electricity Transmission Line | ON | ON | Electricity | 2040 | 23000
LCP_Inputs_ON_Electric_IEA_2023_05_05 | known | Capacity-Intraconnection | Electricity Transmission Line | ON | ON | Electricity | 2050 | 23000
LCP_Inputs_ON_Electric_IEA_2023_05_05 | known | Capacity-Intraconnection | Electricity Transmission Line | QC | QC | Electricity | 2020 | 0
LCP_Inputs_ON_Electric_IEA_2023_05_05 | known | Capacity-Intraconnection | Electricity Transmission Line | QC | QC | Electricity | 2030 | 0
LCP_Inputs_ON_Electric_IEA_2023_05_05 | known | Capacity-Intraconnection | Electricity Transmission Line | QC | QC | Electricity | 2040 | 0
LCP_Inputs_ON_Electric_IEA_2023_05_05 | known | Capacity-Intraconnection | Electricity Transmission Line | QC | QC | Electricity | 2050 | 0
LCP_Inputs_ON_Electric_IEA_2023_05_05 | known | Capacity-Intraconnection | Electricity Transmission Line | WC | WC | Electricity | 2020 | 0
LCP_Inputs_ON_Electric_IEA_2023_05_05 | known | Capacity-Intraconnection | Electricity Transmission Line | WC | WC | Electricity | 2030 | 0
LCP_Inputs_ON_Electric_IEA_2023_05_05 | known | Capacity-Intraconnection | Electricity Transmission Line | WC | WC | Electricity | 2040 | 0
LCP_Inputs_ON_Electric_IEA_2023_05_05 | known | Capacity-Intraconnection | Electricity Transmission Line | WC | WC | Electricity | 2050 | 0
LCP_Inputs_ON_Electric_IEA_2023_05_05 | known | Capacity-Intraconnection | Electricity Transmission Line | NY | NY | Electricity | 2020 | 0
LCP_Inputs_ON_Electric_IEA_2023_05_05 | known | Capacity-Intraconnection | Electricity Transmission Line | NY | NY | Electricity | 2030 | 0
LCP_Inputs_ON_Electric_IEA_2023_05_05 | known | Capacity-Intraconnection | Electricity Transmission Line | NY | NY | Electricity | 2040 | 0
LCP_Inputs_ON_Electric_IEA_2023_05_05 | known | Capacity-Intraconnection | Electricity Transmission Line | NY | NY | Electricity | 2050 | 0
LCP_Inputs_ON_Electric_IEA_2023_05_05 | known | Capacity-Intraconnection | Electricity Transmission Line | MI | MI | Electricity | 2020 | 0
LCP_Inputs_ON_Electric_IEA_2023_05_05 | known | Capacity-Intraconnection | Electricity Transmission Line | MI | MI | Electricity | 2030 | 0
LCP_Inputs_ON_Electric_IEA_2023_05_05 | known | Capacity-Intraconnection | Electricity Transmission Line | MI | MI | Electricity | 2040 | 0
LCP_Inputs_ON_Electric_IEA_2023_05_05 | known | Capacity-Intraconnection | Electricity Transmission Line | MI | MI | Electricity | 2050 | 0
LCP_Inputs_ON_Electric_IEA_2023_05_05 | known | Capacity-Intraconnection | Electricity Transmission Line | PJ | PJ | Electricity | 2020 | 0
LCP_Inputs_ON_Electric_IEA_2023_05_05 | known | Capacity-Intraconnection | Electricity Transmission Line | PJ | PJ | Electricity | 2030 | 0
LCP_Inputs_ON_Electric_IEA_2023_05_05 | known | Capacity-Intraconnection | Electricity Transmission Line | PJ | PJ | Electricity | 2040 | 0
LCP_Inputs_ON_Electric_IEA_2023_05_05 | known | Capacity-Intraconnection | Electricity Transmission Line | PJ | PJ | Electricity | 2050 | 0
LCP_Inputs_ON_Electric_IEA_2023_05_05 | known | Capacity-Interconnection | Electricity Transmission Line | ON | QC | Electricity | 2020 | 2350
LCP_Inputs_ON_Electric_IEA_2023_05_05 | known | Capacity-Interconnection | Electricity Transmission Line | ON | QC | Electricity | 2030 | 2350
LCP_Inputs_ON_Electric_IEA_2023_05_05 | known | Capacity-Interconnection | Electricity Transmission Line | ON | QC | Electricity | 2040 | 2350
LCP_Inputs_ON_Electric_IEA_2023_05_05 | known | Capacity-Interconnection | Electricity Transmission Line | ON | QC | Electricity | 2050 | 2350
LCP_Inputs_ON_Electric_IEA_2023_05_05 | known | Capacity-Interconnection | Electricity Transmission Line | ON | WC | Electricity | 2020 | 300
LCP_Inputs_ON_Electric_IEA_2023_05_05 | known | Capacity-Interconnection | Electricity Transmission Line | ON | WC | Electricity | 2030 | 300
LCP_Inputs_ON_Electric_IEA_2023_05_05 | known | Capacity-Interconnection | Electricity Transmission Line | ON | WC | Electricity | 2040 | 300
LCP_Inputs_ON_Electric_IEA_2023_05_05 | known | Capacity-Interconnection | Electricity Transmission Line | ON | WC | Electricity | 2050 | 300
LCP_Inputs_ON_Electric_IEA_2023_05_05 | known | Capacity-Interconnection | Electricity Transmission Line | ON | NY | Electricity | 2020 | 2100
LCP_Inputs_ON_Electric_IEA_2023_05_05 | known | Capacity-Interconnection | Electricity Transmission Line | ON | NY | Electricity | 2030 | 2100
LCP_Inputs_ON_Electric_IEA_2023_05_05 | known | Capacity-Interconnection | Electricity Transmission Line | ON | NY | Electricity | 2040 | 2100
LCP_Inputs_ON_Electric_IEA_2023_05_05 | known | Capacity-Interconnection | Electricity Transmission Line | ON | NY | Electricity | 2050 | 2100
LCP_Inputs_ON_Electric_IEA_2023_05_05 | known | Capacity-Interconnection | Electricity Transmission Line | ON | MI | Electricity | 2020 | 1700
LCP_Inputs_ON_Electric_IEA_2023_05_05 | known | Capacity-Interconnection | Electricity Transmission Line | ON | MI | Electricity | 2030 | 1700
LCP_Inputs_ON_Electric_IEA_2023_05_05 | known | Capacity-Interconnection | Electricity Transmission Line | ON | MI | Electricity | 2040 | 1700
LCP_Inputs_ON_Electric_IEA_2023_05_05 | known | Capacity-Interconnection | Electricity Transmission Line | ON | MI | Electricity | 2050 | 1700
LCP_Inputs_ON_Electric_IEA_2023_05_05 | known | Capacity-Interconnection | Electricity Transmission Line | ON | PJ | Electricity | 2020 | 0
LCP_Inputs_ON_Electric_IEA_2023_05_05 | known | Capacity-Interconnection | Electricity Transmission Line | ON | PJ | Electricity | 2030 | 1000
LCP_Inputs_ON_Electric_IEA_2023_05_05 | known | Capacity-Interconnection | Electricity Transmission Line | ON | PJ | Electricity | 2040 | 1000
LCP_Inputs_ON_Electric_IEA_2023_05_05 | known | Capacity-Interconnection | Electricity Transmission Line | ON | PJ | Electricity | 2050 | 1000
LCP_Inputs_ON_Electric_IEA_2023_05_05 | known | Capacity-Interconnection | Electricity Transmission Line | QC | NY | Electricity | 2020 | 2500
LCP_Inputs_ON_Electric_IEA_2023_05_05 | known | Capacity-Interconnection | Electricity Transmission Line | QC | NY | Electricity | 2030 | 2500
LCP_Inputs_ON_Electric_IEA_2023_05_05 | known | Capacity-Interconnection | Electricity Transmission Line | QC | NY | Electricity | 2040 | 2500
LCP_Inputs_ON_Electric_IEA_2023_05_05 | known | Capacity-Interconnection | Electricity Transmission Line | QC | NY | Electricity | 2050 | 2500
LCP_Inputs_ON_Electric_IEA_2023_05_05 | known | Capacity-Interconnection | Electricity Transmission Line | WC | MI | Electricity | 2020 | 1000
LCP_Inputs_ON_Electric_IEA_2023_05_05 | known | Capacity-Interconnection | Electricity Transmission Line | WC | MI | Electricity | 2030 | 1000
LCP_Inputs_ON_Electric_IEA_2023_05_05 | known | Capacity-Interconnection | Electricity Transmission Line | WC | MI | Electricity | 2040 | 1000
LCP_Inputs_ON_Electric_IEA_2023_05_05 | known | Capacity-Interconnection | Electricity Transmission Line | WC | MI | Electricity | 2050 | 1000
LCP_Inputs_ON_Electric_IEA_2023_05_05 | known | Capacity-Intraconnection | H2 Pipeline - New | ON | ON | Hydrogen | 2020 | 0
LCP_Inputs_ON_Electric_IEA_2023_05_05 | known | Capacity-Intraconnection | H2 Pipeline - New | ON | ON | Hydrogen | 2030 | 0
LCP_Inputs_ON_Electric_IEA_2023_05_05 | known | Capacity-Intraconnection | H2 Pipeline - New | ON | ON | Hydrogen | 2040 | 0
LCP_Inputs_ON_Electric_IEA_2023_05_05 | known | Capacity-Intraconnection | H2 Pipeline - New | ON | ON | Hydrogen | 2050 | 0
LCP_Inputs_ON_Electric_IEA_2023_05_05 | known | Capacity-Intraconnection | H2 Pipeline - New | QC | QC | Hydrogen | 2020 | 0
LCP_Inputs_ON_Electric_IEA_2023_05_05 | known | Capacity-Intraconnection | H2 Pipeline - New | QC | QC | Hydrogen | 2030 | 0
LCP_Inputs_ON_Electric_IEA_2023_05_05 | known | Capacity-Intraconnection | H2 Pipeline - New | QC | QC | Hydrogen | 2040 | 0
LCP_Inputs_ON_Electric_IEA_2023_05_05 | known | Capacity-Intraconnection | H2 Pipeline - New | QC | QC | Hydrogen | 2050 | 0
LCP_Inputs_ON_Electric_IEA_2023_05_05 | known | Capacity-Intraconnection | H2 Pipeline - New | WC | WC | Hydrogen | 2020 | 0
LCP_Inputs_ON_Electric_IEA_2023_05_05 | known | Capacity-Intraconnection | H2 Pipeline - New | WC | WC | Hydrogen | 2030 | 0
LCP_Inputs_ON_Electric_IEA_2023_05_05 | known | Capacity-Intraconnection | H2 Pipeline - New | WC | WC | Hydrogen | 2040 | 0
LCP_Inputs_ON_Electric_IEA_2023_05_05 | known | Capacity-Intraconnection | H2 Pipeline - New | WC | WC | Hydrogen | 2050 | 0
LCP_Inputs_ON_Electric_IEA_2023_05_05 | known | Capacity-Intraconnection | H2 Pipeline - New | NY | NY | Hydrogen | 2020 | 0
LCP_Inputs_ON_Electric_IEA_2023_05_05 | known | Capacity-Intraconnection | H2 Pipeline - New | NY | NY | Hydrogen | 2030 | 0
LCP_Inputs_ON_Electric_IEA_2023_05_05 | known | Capacity-Intraconnection | H2 Pipeline - New | NY | NY | Hydrogen | 2040 | 0
LCP_Inputs_ON_Electric_IEA_2023_05_05 | known | Capacity-Intraconnection | H2 Pipeline - New | NY | NY | Hydrogen | 2050 | 0
LCP_Inputs_ON_Electric_IEA_2023_05_05 | known | Capacity-Intraconnection | H2 Pipeline - New | MI | MI | Hydrogen | 2020 | 0
LCP_Inputs_ON_Electric_IEA_2023_05_05 | known | Capacity-Intraconnection | H2 Pipeline - New | MI | MI | Hydrogen | 2030 | 0
LCP_Inputs_ON_Electric_IEA_2023_05_05 | known | Capacity-Intraconnection | H2 Pipeline - New | MI | MI | Hydrogen | 2040 | 0
LCP_Inputs_ON_Electric_IEA_2023_05_05 | known | Capacity-Intraconnection | H2 Pipeline - New | MI | MI | Hydrogen | 2050 | 0
LCP_Inputs_ON_Electric_IEA_2023_05_05 | known | Capacity-Intraconnection | H2 Pipeline - New | PJ | PJ | Hydrogen | 2020 | 0
LCP_Inputs_ON_Electric_IEA_2023_05_05 | known | Capacity-Intraconnection | H2 Pipeline - New | PJ | PJ | Hydrogen | 2030 | 0
LCP_Inputs_ON_Electric_IEA_2023_05_05 | known | Capacity-Intraconnection | H2 Pipeline - New | PJ | PJ | Hydrogen | 2040 | 0
LCP_Inputs_ON_Electric_IEA_2023_05_05 | known | Capacity-Intraconnection | H2 Pipeline - New | PJ | PJ | Hydrogen | 2050 | 0
LCP_Inputs_ON_Electric_IEA_2023_05_05 | known | Capacity-Interconnection | H2 Pipeline - New | ON | QC | Hydrogen | 2020 | 0
LCP_Inputs_ON_Electric_IEA_2023_05_05 | known | Capacity-Interconnection | H2 Pipeline - New | ON | QC | Hydrogen | 2030 | 0
LCP_Inputs_ON_Electric_IEA_2023_05_05 | known | Capacity-Interconnection | H2 Pipeline - New | ON | QC | Hydrogen | 2040 | 0
LCP_Inputs_ON_Electric_IEA_2023_05_05 | known | Capacity-Interconnection | H2 Pipeline - New | ON | QC | Hydrogen | 2050 | 0
LCP_Inputs_ON_Electric_IEA_2023_05_05 | known | Capacity-Interconnection | H2 Pipeline - New | ON | WC | Hydrogen | 2020 | 0
LCP_Inputs_ON_Electric_IEA_2023_05_05 | known | Capacity-Interconnection | H2 Pipeline - New | ON | WC | Hydrogen | 2030 | 0
LCP_Inputs_ON_Electric_IEA_2023_05_05 | known | Capacity-Interconnection | H2 Pipeline - New | ON | WC | Hydrogen | 2040 | 0
LCP_Inputs_ON_Electric_IEA_2023_05_05 | known | Capacity-Interconnection | H2 Pipeline - New | ON | WC | Hydrogen | 2050 | 0
LCP_Inputs_ON_Electric_IEA_2023_05_05 | known | Capacity-Interconnection | H2 Pipeline - New | ON | NY | Hydrogen | 2020 | 0
LCP_Inputs_ON_Electric_IEA_2023_05_05 | known | Capacity-Interconnection | H2 Pipeline - New | ON | NY | Hydrogen | 2030 | 0
LCP_Inputs_ON_Electric_IEA_2023_05_05 | known | Capacity-Interconnection | H2 Pipeline - New | ON | NY | Hydrogen | 2040 | 0
LCP_Inputs_ON_Electric_IEA_2023_05_05 | known | Capacity-Interconnection | H2 Pipeline - New | ON | NY | Hydrogen | 2050 | 0
LCP_Inputs_ON_Electric_IEA_2023_05_05 | known | Capacity-Interconnection | H2 Pipeline - New | ON | MI | Hydrogen | 2020 | 0
LCP_Inputs_ON_Electric_IEA_2023_05_05 | known | Capacity-Interconnection | H2 Pipeline - New | ON | MI | Hydrogen | 2030 | 0
LCP_Inputs_ON_Electric_IEA_2023_05_05 | known | Capacity-Interconnection | H2 Pipeline - New | ON | MI | Hydrogen | 2040 | 0
LCP_Inputs_ON_Electric_IEA_2023_05_05 | known | Capacity-Interconnection | H2 Pipeline - New | ON | MI | Hydrogen | 2050 | 0
LCP_Inputs_ON_Electric_IEA_2023_05_05 | known | Capacity-Interconnection | H2 Pipeline - New | ON | PJ | Hydrogen | 2020 | 0
LCP_Inputs_ON_Electric_IEA_2023_05_05 | known | Capacity-Interconnection | H2 Pipeline - New | ON | PJ | Hydrogen | 2030 | 0
LCP_Inputs_ON_Electric_IEA_2023_05_05 | known | Capacity-Interconnection | H2 Pipeline - New | ON | PJ | Hydrogen | 2040 | 0
LCP_Inputs_ON_Electric_IEA_2023_05_05 | known | Capacity-Interconnection | H2 Pipeline - New | ON | PJ | Hydrogen | 2050 | 0
LCP_Inputs_ON_Electric_IEA_2023_05_05 | known | Capacity-Intraconnection | H2 Pipeline - Repurposed | ON | ON | Hydrogen | 2020 | 0
LCP_Inputs_ON_Electric_IEA_2023_05_05 | known | Capacity-Intraconnection | H2 Pipeline - Repurposed | ON | ON | Hydrogen | 2030 | 0
LCP_Inputs_ON_Electric_IEA_2023_05_05 | known | Capacity-Intraconnection | H2 Pipeline - Repurposed | ON | ON | Hydrogen | 2040 | 0
LCP_Inputs_ON_Electric_IEA_2023_05_05 | known | Capacity-Intraconnection | H2 Pipeline - Repurposed | ON | ON | Hydrogen | 2050 | 0
LCP_Inputs_ON_Electric_IEA_2023_05_05 | known | Capacity-Intraconnection | H2 Pipeline - Repurposed | QC | QC | Hydrogen | 2020 | 0
LCP_Inputs_ON_Electric_IEA_2023_05_05 | known | Capacity-Intraconnection | H2 Pipeline - Repurposed | QC | QC | Hydrogen | 2030 | 0
LCP_Inputs_ON_Electric_IEA_2023_05_05 | known | Capacity-Intraconnection | H2 Pipeline - Repurposed | QC | QC | Hydrogen | 2040 | 0
LCP_Inputs_ON_Electric_IEA_2023_05_05 | known | Capacity-Intraconnection | H2 Pipeline - Repurposed | QC | QC | Hydrogen | 2050 | 0
LCP_Inputs_ON_Electric_IEA_2023_05_05 | known | Capacity-Intraconnection | H2 Pipeline - Repurposed | WC | WC | Hydrogen | 2020 | 0
LCP_Inputs_ON_Electric_IEA_2023_05_05 | known | Capacity-Intraconnection | H2 Pipeline - Repurposed | WC | WC | Hydrogen | 2030 | 0
LCP_Inputs_ON_Electric_IEA_2023_05_05 | known | Capacity-Intraconnection | H2 Pipeline - Repurposed | WC | WC | Hydrogen | 2040 | 0
LCP_Inputs_ON_Electric_IEA_2023_05_05 | known | Capacity-Intraconnection | H2 Pipeline - Repurposed | WC | WC | Hydrogen | 2050 | 0
LCP_Inputs_ON_Electric_IEA_2023_05_05 | known | Capacity-Intraconnection | H2 Pipeline - Repurposed | NY | NY | Hydrogen | 2020 | 0
LCP_Inputs_ON_Electric_IEA_2023_05_05 | known | Capacity-Intraconnection | H2 Pipeline - Repurposed | NY | NY | Hydrogen | 2030 | 0
LCP_Inputs_ON_Electric_IEA_2023_05_05 | known | Capacity-Intraconnection | H2 Pipeline - Repurposed | NY | NY | Hydrogen | 2040 | 0
LCP_Inputs_ON_Electric_IEA_2023_05_05 | known | Capacity-Intraconnection | H2 Pipeline - Repurposed | NY | NY | Hydrogen | 2050 | 0
LCP_Inputs_ON_Electric_IEA_2023_05_05 | known | Capacity-Intraconnection | H2 Pipeline - Repurposed | MI | MI | Hydrogen | 2020 | 0
LCP_Inputs_ON_Electric_IEA_2023_05_05 | known | Capacity-Intraconnection | H2 Pipeline - Repurposed | MI | MI | Hydrogen | 2030 | 0
LCP_Inputs_ON_Electric_IEA_2023_05_05 | known | Capacity-Intraconnection | H2 Pipeline - Repurposed | MI | MI | Hydrogen | 2040 | 0
LCP_Inputs_ON_Electric_IEA_2023_05_05 | known | Capacity-Intraconnection | H2 Pipeline - Repurposed | MI | MI | Hydrogen | 2050 | 0
LCP_Inputs_ON_Electric_IEA_2023_05_05 | known | Capacity-Intraconnection | H2 Pipeline - Repurposed | PJ | PJ | Hydrogen | 2020 | 0
LCP_Inputs_ON_Electric_IEA_2023_05_05 | known | Capacity-Intraconnection | H2 Pipeline - Repurposed | PJ | PJ | Hydrogen | 2030 | 0
LCP_Inputs_ON_Electric_IEA_2023_05_05 | known | Capacity-Intraconnection | H2 Pipeline - Repurposed | PJ | PJ | Hydrogen | 2040 | 0
LCP_Inputs_ON_Electric_IEA_2023_05_05 | known | Capacity-Intraconnection | H2 Pipeline - Repurposed | PJ | PJ | Hydrogen | 2050 | 0
LCP_Inputs_ON_Electric_IEA_2023_05_05 | known | Capacity-Interconnection | H2 Pipeline - Repurposed | ON | QC | Hydrogen | 2020 | 0
LCP_Inputs_ON_Electric_IEA_2023_05_05 | known | Capacity-Interconnection | H2 Pipeline - Repurposed | ON | QC | Hydrogen | 2030 | 0
LCP_Inputs_ON_Electric_IEA_2023_05_05 | known | Capacity-Interconnection | H2 Pipeline - Repurposed | ON | QC | Hydrogen | 2040 | 0
LCP_Inputs_ON_Electric_IEA_2023_05_05 | known | Capacity-Interconnection | H2 Pipeline - Repurposed | ON | QC | Hydrogen | 2050 | 0
LCP_Inputs_ON_Electric_IEA_2023_05_05 | known | Capacity-Interconnection | H2 Pipeline - Repurposed | ON | WC | Hydrogen | 2020 | 0
LCP_Inputs_ON_Electric_IEA_2023_05_05 | known | Capacity-Interconnection | H2 Pipeline - Repurposed | ON | WC | Hydrogen | 2030 | 0
LCP_Inputs_ON_Electric_IEA_2023_05_05 | known | Capacity-Interconnection | H2 Pipeline - Repurposed | ON | WC | Hydrogen | 2040 | 0
LCP_Inputs_ON_Electric_IEA_2023_05_05 | known | Capacity-Interconnection | H2 Pipeline - Repurposed | ON | WC | Hydrogen | 2050 | 0
LCP_Inputs_ON_Electric_IEA_2023_05_05 | known | Capacity-Interconnection | H2 Pipeline - Repurposed | ON | NY | Hydrogen | 2020 | 0
LCP_Inputs_ON_Electric_IEA_2023_05_05 | known | Capacity-Interconnection | H2 Pipeline - Repurposed | ON | NY | Hydrogen | 2030 | 0
LCP_Inputs_ON_Electric_IEA_2023_05_05 | known | Capacity-Interconnection | H2 Pipeline - Repurposed | ON | NY | Hydrogen | 2040 | 0
LCP_Inputs_ON_Electric_IEA_2023_05_05 | known | Capacity-Interconnection | H2 Pipeline - Repurposed | ON | NY | Hydrogen | 2050 | 0
LCP_Inputs_ON_Electric_IEA_2023_05_05 | known | Capacity-Interconnection | H2 Pipeline - Repurposed | ON | MI | Hydrogen | 2020 | 0
LCP_Inputs_ON_Electric_IEA_2023_05_05 | known | Capacity-Interconnection | H2 Pipeline - Repurposed | ON | MI | Hydrogen | 2030 | 0
LCP_Inputs_ON_Electric_IEA_2023_05_05 | known | Capacity-Interconnection | H2 Pipeline - Repurposed | ON | MI | Hydrogen | 2040 | 0
LCP_Inputs_ON_Electric_IEA_2023_05_05 | known | Capacity-Interconnection | H2 Pipeline - Repurposed | ON | MI | Hydrogen | 2050 | 0
LCP_Inputs_ON_Electric_IEA_2023_05_05 | known | Capacity-Interconnection | H2 Pipeline - Repurposed | ON | PJ | Hydrogen | 2020 | 0
LCP_Inputs_ON_Electric_IEA_2023_05_05 | known | Capacity-Interconnection | H2 Pipeline - Repurposed | ON | PJ | Hydrogen | 2030 | 0
LCP_Inputs_ON_Electric_IEA_2023_05_05 | known | Capacity-Interconnection | H2 Pipeline - Repurposed | ON | PJ | Hydrogen | 2040 | 0
LCP_Inputs_ON_Electric_IEA_2023_05_05 | known | Capacity-Interconnection | H2 Pipeline - Repurposed | ON | PJ | Hydrogen | 2050 | 0
LCP_Inputs_ON_Electric_IEA_2023_05_05 | known | Capacity-Intraconnection | CH4 Pipeline | ON | ON | Methane | 2020 | 120000
LCP_Inputs_ON_Electric_IEA_2023_05_05 | known | Capacity-Intraconnection | CH4 Pipeline | ON | ON | Methane | 2030 | 120000
LCP_Inputs_ON_Electric_IEA_2023_05_05 | known | Capacity-Intraconnection | CH4 Pipeline | ON | ON | Methane | 2040 | 120000
LCP_Inputs_ON_Electric_IEA_2023_05_05 | known | Capacity-Intraconnection | CH4 Pipeline | ON | ON | Methane | 2050 | 120000
LCP_Inputs_ON_Electric_IEA_2023_05_05 | known | Capacity-Intraconnection | CH4 Pipeline | QC | QC | Methane | 2020 | 0
LCP_Inputs_ON_Electric_IEA_2023_05_05 | known | Capacity-Intraconnection | CH4 Pipeline | QC | QC | Methane | 2030 | 0
LCP_Inputs_ON_Electric_IEA_2023_05_05 | known | Capacity-Intraconnection | CH4 Pipeline | QC | QC | Methane | 2040 | 0
LCP_Inputs_ON_Electric_IEA_2023_05_05 | known | Capacity-Intraconnection | CH4 Pipeline | QC | QC | Methane | 2050 | 0
LCP_Inputs_ON_Electric_IEA_2023_05_05 | known | Capacity-Intraconnection | CH4 Pipeline | WC | WC | Methane | 2020 | 0
LCP_Inputs_ON_Electric_IEA_2023_05_05 | known | Capacity-Intraconnection | CH4 Pipeline | WC | WC | Methane | 2030 | 0
LCP_Inputs_ON_Electric_IEA_2023_05_05 | known | Capacity-Intraconnection | CH4 Pipeline | WC | WC | Methane | 2040 | 0
LCP_Inputs_ON_Electric_IEA_2023_05_05 | known | Capacity-Intraconnection | CH4 Pipeline | WC | WC | Methane | 2050 | 0
LCP_Inputs_ON_Electric_IEA_2023_05_05 | known | Capacity-Intraconnection | CH4 Pipeline | NY | NY | Methane | 2020 | 0
LCP_Inputs_ON_Electric_IEA_2023_05_05 | known | Capacity-Intraconnection | CH4 Pipeline | NY | NY | Methane | 2030 | 0
LCP_Inputs_ON_Electric_IEA_2023_05_05 | known | Capacity-Intraconnection | CH4 Pipeline | NY | NY | Methane | 2040 | 0
LCP_Inputs_ON_Electric_IEA_2023_05_05 | known | Capacity-Intraconnection | CH4 Pipeline | NY | NY | Methane | 2050 | 0
LCP_Inputs_ON_Electric_IEA_2023_05_05 | known | Capacity-Intraconnection | CH4 Pipeline | MI | MI | Methane | 2020 | 0
LCP_Inputs_ON_Electric_IEA_2023_05_05 | known | Capacity-Intraconnection | CH4 Pipeline | MI | MI | Methane | 2030 | 0
LCP_Inputs_ON_Electric_IEA_2023_05_05 | known | Capacity-Intraconnection | CH4 Pipeline | MI | MI | Methane | 2040 | 0
LCP_Inputs_ON_Electric_IEA_2023_05_05 | known | Capacity-Intraconnection | CH4 Pipeline | MI | MI | Methane | 2050 | 0
LCP_Inputs_ON_Electric_IEA_2023_05_05 | known | Capacity-Intraconnection | CH4 Pipeline | PJ | PJ | Methane | 2020 | 0
LCP_Inputs_ON_Electric_IEA_2023_05_05 | known | Capacity-Intraconnection | CH4 Pipeline | PJ | PJ | Methane | 2030 | 0
LCP_Inputs_ON_Electric_IEA_2023_05_05 | known | Capacity-Intraconnection | CH4 Pipeline | PJ | PJ | Methane | 2040 | 0
LCP_Inputs_ON_Electric_IEA_2023_05_05 | known | Capacity-Intraconnection | CH4 Pipeline | PJ | PJ | Methane | 2050 | 0
LCP_Inputs_ON_Electric_IEA_2023_05_05 | known | Capacity-Interconnection | CH4 Pipeline | ON | QC | Methane | 2020 | 14000
LCP_Inputs_ON_Electric_IEA_2023_05_05 | known | Capacity-Interconnection | CH4 Pipeline | ON | QC | Methane | 2030 | 14000
LCP_Inputs_ON_Electric_IEA_2023_05_05 | known | Capacity-Interconnection | CH4 Pipeline | ON | QC | Methane | 2040 | 14000
LCP_Inputs_ON_Electric_IEA_2023_05_05 | known | Capacity-Interconnection | CH4 Pipeline | ON | QC | Methane | 2050 | 0
LCP_Inputs_ON_Electric_IEA_2023_05_05 | known | Capacity-Interconnection | CH4 Pipeline | ON | WC | Methane | 2020 | 61500
LCP_Inputs_ON_Electric_IEA_2023_05_05 | known | Capacity-Interconnection | CH4 Pipeline | ON | WC | Methane | 2030 | 61500
LCP_Inputs_ON_Electric_IEA_2023_05_05 | known | Capacity-Interconnection | CH4 Pipeline | ON | WC | Methane | 2040 | 61500
LCP_Inputs_ON_Electric_IEA_2023_05_05 | known | Capacity-Interconnection | CH4 Pipeline | ON | WC | Methane | 2050 | 0
LCP_Inputs_ON_Electric_IEA_2023_05_05 | known | Capacity-Interconnection | CH4 Pipeline | ON | NY | Methane | 2020 | 12000
LCP_Inputs_ON_Electric_IEA_2023_05_05 | known | Capacity-Interconnection | CH4 Pipeline | ON | NY | Methane | 2030 | 12000
LCP_Inputs_ON_Electric_IEA_2023_05_05 | known | Capacity-Interconnection | CH4 Pipeline | ON | NY | Methane | 2040 | 12000
LCP_Inputs_ON_Electric_IEA_2023_05_05 | known | Capacity-Interconnection | CH4 Pipeline | ON | NY | Methane | 2050 | 0
LCP_Inputs_ON_Electric_IEA_2023_05_05 | known | Capacity-Interconnection | CH4 Pipeline | ON | MI | Methane | 2020 | 0
LCP_Inputs_ON_Electric_IEA_2023_05_05 | known | Capacity-Interconnection | CH4 Pipeline | ON | MI | Methane | 2030 | 0
LCP_Inputs_ON_Electric_IEA_2023_05_05 | known | Capacity-Interconnection | CH4 Pipeline | ON | MI | Methane | 2040 | 0
LCP_Inputs_ON_Electric_IEA_2023_05_05 | known | Capacity-Interconnection | CH4 Pipeline | ON | MI | Methane | 2050 | 0
LCP_Inputs_ON_Electric_IEA_2023_05_05 | known | Capacity-Interconnection | CH4 Pipeline | ON | PJ | Methane | 2020 | 0
LCP_Inputs_ON_Electric_IEA_2023_05_05 | known | Capacity-Interconnection | CH4 Pipeline | ON | PJ | Methane | 2030 | 0
LCP_Inputs_ON_Electric_IEA_2023_05_05 | known | Capacity-Interconnection | CH4 Pipeline | ON | PJ | Methane | 2040 | 0
LCP_Inputs_ON_Electric_IEA_2023_05_05 | known | Capacity-Interconnection | CH4 Pipeline | ON | PJ | Methane | 2050 | 0