## Supply Capacity
Supply Capacity (GW)
Summary: Percent of Local Ontario Capacity by Fuel
|  | GW |  | 2020 | 2030 | 2040 | 2050
|  | ON | Hydrogen | 0% | 3.011% | 5.293% | 6.252%
|  | ON | Electricity | 100% | 96.99% | 93.23% | 92.45%
|  | ON | Methane | 0% | 0% | 1.478% | 1.302%
|  | Total |  | 39.8615 | 61.6495 | 126.6253 | 176.2234
Hydrogen Supply Capacity
|  | MW |  | 2020 | 2030 | 2040 | 2050 | Mapping
| Hydrogen | ON | Electrolyser 2020/2030 | 0 | 568.8282 | 568.8282 | 568.8282 | Electrolyser
| Hydrogen | ON | Electrolyser 2040 | 0 | 0 | 4845.5885 | 4845.5885 | Electrolyser
| Hydrogen | ON | Electrolyser 2050 | 0 | 0 | 0 | 4315.3941 | Electrolyser
| Hydrogen | ON | SMR CCS | 0 | 1287.6346 | 1287.6346 | 1287.6346 | SMR + CCS
|  | GW |  | 2020 | 2025 | 2030 | 2035
|  | ON | Electrolyser | 0 | 0.56883 | 5.4144 | 9.7298
|  | ON | SMR + CCS | 0 | 1.2876 | 1.2876 | 1.2876
|  | Total |  | 0 | 1.8565 | 6.7021 | 11.0174
Hydrogen Supply Capacity
|  | GW |  | 2020 | 2030 | 2040 | 2050 |  | Hydrogen Supply Capacity
|  |  | Electrolyser | 0 | 0.56883 | 5.4144 | 9.7298 |  | TJ/hour
|  |  | SMR + CCS | 0 | 1.2876 | 1.2876 | 1.2876
|  | Total |  | 0 | 1.8565 | 6.7021 | 11.0174
|  | TJ/hour |  | 2020 | 2030 | 2040 | 2050
|  |  | Electrolyser | 0 | 2.0478 | 19.4919 | 35.0273
|  |  | SMR + CCS | 0 | 4.6355 | 4.6355 | 4.6355
|  | Total |  | 0 | 6.6833 | 24.1274 | 39.6628
Electricity Supply Capacity
|  | GW |  | 2020 | 2030 | 2040 | 2050 | Mapping
| Electricity | ON | Battery Storage | 0 | 1.298 | 3.7 | 6.3 | Storage
| Electricity | ON | Hydro Pumped Storage | 0.1746 | 0.1746 | 0.1746 | 0.1746 | Storage
| Electricity | ON | O/CCGT - CH4 Existing | 10.7696 | 7.1797 | 3.5899 | 0 | CH4 GT
| Electricity | ON | O/CCGT - CH4 New | 0 | 1 | 1.6 | 0 | CH4 GT
| Electricity | ON | O/CCGT - H2 New | 0 | 3.6274 | 18.6274 | 33.2546 | H2 GT
| Electricity | ON | Biomass | 0.56145 | 0.56145 | 0.55025 | 0.55025 | Biomass
| Electricity | ON | Fossil Fuel Thermal (Coal, Peat, Oil) | 0.0455 | 0 | 0 | 0 | Not included in totals
| Electricity | ON | Generic - Generator | 0 | 0 | 0 | 0 | Not included in totals
| Electricity | ON | Hydro | 9.2549 | 9.2719 | 18.2549 | 18.2549 | Hydro
| Electricity | ON | Nuclear | 13.089 | 10.007 | 11.641 | 11.641 | Nuclear
| Electricity | ON | Solar PV | 0.478 | 5.689 | 11.8491 | 14.3911 | Solar
| Electricity | ON | Wind Offshore | 0 | 0 | 1.5494 | 1.5494 | Wind
| Electricity | ON | Wind Onshore | 5.5339 | 20.6839 | 42.9339 | 72.9343 | Wind
| Electricity | ON | Electricity Transmission Line | 0 | 0 | 0 | 0 | Not included in totals
| Electricity | ON | Biomass + CCS | 0 | 0 | 0.28073 | 0.56145 | Biomass
| Electricity | ON | Nuclear SMR | 0 | 0.3 | 3.3 | 3.3 | Nuclear
|  |  |  | 2020 | 2030 | 2040 | 2050 |  |  | Electricity Supply Capacity
|  | 1 | Nuclear | 13.089 | 10.307 | 14.941 | 14.941
|  | 2 | CH4 GT | 10.7696 | 8.1797 | 5.1899 | 0
|  | 3 | Hydro | 9.2549 | 9.2719 | 18.2549 | 18.2549
|  | 4 | Wind | 5.5339 | 20.6839 | 44.4833 | 74.4836
|  | 5 | Solar | 0.478 | 5.689 | 11.8491 | 14.3911
|  | 6 | Biomass | 0.56145 | 0.56145 | 0.83098 | 1.1117
|  | 7 | Storage | 0.1746 | 1.4726 | 3.8746 | 6.4746
|  | 7 | H2 GT | 0 | 3.6274 | 18.6274 | 33.2546
|  | Total |  | 39.8615 | 59.793 | 118.0511 | 162.9115
|  |  | Increase 2020-2050 | 4.0869
Methane Supply Capacity
|  | GW |  | 2020 | 2030 | 2040 | 2050 | Mapping
| Methane | ON | Anaerobic Digestion | 0 | 0 | 1.8721 | 2.2945 | Anaerobic Digestion |  | Methane Supply Capacity (TJ/hour) | Gas Supply Capacity (PJ/hour)
|  | TJ/hour |  | 2020 | 2030 | 2040 | 2050
|  | ON | Anaerobic Digestion | 0 | 0 | 6.7397 | 8.2603
|  | TJ/hour |  | 2020 | 2030 | 2040 | 2050
|  | ON | Anaerobic Digestion | 0 | 0 | 6.7397 | 8.2603
|  | Total | Total | 0 | 0 | 6.7397 | 8.2603
|  | Total including Hydrogen |  | 0 | 6.6833 | 30.8671 | 47.9231
All charts include electricity generation capacity and annual electricity supply needed for H2 production

## Supply Energy
Energy Supply (TWh) | [14 empty] | Conversion
Summary: Percent of Ontario Energy Supply including Net Imports/Exports by Fuel | [14 empty] | PJ/TWh | 3.6
|  | TWh |  | 2020 | 2030 | 2040 | 2050 |  |  |  |  | Total Gas Supply (PJ)
|  | ON | Hydrogen | 0% | 3.218% | 7.632% | 11.13% |  |  |  |  | 437.7192
|  | ON | Electricity | 35.89% | 47.2% | 70.8% | 81.4%
|  | ON | Methane | 64.11% | 49.58% | 21.57% | 7.475%
|  | Total |  | 1443.3433 | 1714.8677 | 2039.1997 | 2353.385
Hydrogen Supply
|  | PJ |  | 2020 | 2030 | 2040 | 2050 |  |  | Mapping
| Hydrogen | ON | Electrolyser 2020/2030 | 0 | 14.5854 | 14.5597 | 14.2743 |  |  | Electrolyser |  |  | Hydrogen Energy Supply (PJ)
| Hydrogen | ON | Electrolyser 2040 | 0 | 0 | 127.1288 | 125.2935 |  |  | Electrolyser
| Hydrogen | ON | Electrolyser 2050 | 0 | 0 | 0 | 117.8857 |  |  | Electrolyser
| Hydrogen | ON | SMR CCS | 0 | 40.6068 | 0.074895 | 0.036261 |  |  | SMR
|  | Total |  | 0 | 55.1922 | 141.7634 | 257.4899
|  | PJ |  | 2020 | 2030 | 2040 | 2050
| Hydrogen |  | Electrolyser | 0 | 14.5854 | 141.6886 | 257.4536
| Hydrogen |  | SMR | 0 | 40.6068 | 0.074895 | 0.036261
| Hydrogen | Total |  | 0 | 55.1922 | 141.7634 | 257.4899
|  |  | % of green H2 of total gas supply |  |  |  | 58.82%
Total Hydrogen Supply
|  | (Domestic+Imports) |  | 0 | 55.1922 | 155.6292 | 261.8659
Imports / Exports
|  | PJ |  | 2020 | 2030 | 2040 | 2050 |  |  | From | To
| Hydrogen | ON | Imports (ON-WC) | 0 | 0 | 0 | 0 |  | H2 Pipeline - Repurposed | ON | WC | ON-WC
| Hydrogen | ON | Imports (ON-QC) | 0 | 0 | 0 | 0 |  | H2 Pipeline - Repurposed | ON | QC | ON-QC
| Hydrogen | ON | Exports (WC-ON) | 0 | 0 | 13.8658 | 3.5163 |  | H2 Pipeline - Repurposed | WC | ON | WC-ON
| Hydrogen | ON | Exports (QC-ON) | 0 | 0 | 0 | 0.85968 |  | H2 Pipeline - Repurposed | QC | ON | QC-ON
| Hydrogen | ON | Imports (ON-WC) | 0 | 0 | 0 | 0 |  | H2 Pipeline - New | ON | WC | ON-WC
| Hydrogen | ON | Imports (ON-QC) | 0 | 0 | 0 | 0 |  | H2 Pipeline - New | ON | QC | ON-QC
| Hydrogen | ON | Exports (WC-ON) | 0 | 0 | 0 | 0 |  | H2 Pipeline - New | WC | ON | WC-ON
| Hydrogen | ON | Exports (QC-ON) | 0 | 0 | 0 | 0 |  | H2 Pipeline - New | QC | ON | QC-ON
|  |  | Exports (flow both ways) | 0 | 0 | 0 | 0
|  |  | Imports (flow both ways) | 0 | 0 | 13.8658 | 4.376
|  |  | Exports | 0 | 0 | 0 | 0 | Green H2 Imports as % of H2 Imports
|  |  | Imports | 0 | 0 | 13.8658 | 4.376 | 52.36%
|  |  | Net Flow | 0 | 0 | 13.8658 | 4.376
H2 Storage
|  | TWh |  | 2020 | 2030 | 2040 | 2050
Winter | Hydrogen | ON | H2 Salt Cavern Storage - ON | 0 | 0.95193 | 0.48852 | 3.3831
Winter Peak | Hydrogen | ON | H2 Salt Cavern Storage - ON | 0 | 0.048057 | 0.59997 | 0.864
Spring | Hydrogen | ON | H2 Salt Cavern Storage - ON | 0 | -0.030935 | -0.62902 | -2.4296
Summer | Hydrogen | ON | H2 Salt Cavern Storage - ON | 0 | -0.45153 | -0.049452 | -3.2024
Fall | Hydrogen | ON | H2 Salt Cavern Storage - ON | 0 | -0.52918 | -0.43887 | 1.3089
| Hydrogen | Charging | H2 Salt Cavern Storage - ON | 0 | -1.1657 | -2.8848 | -7.6088
| Hydrogen | Discharging | H2 Salt Cavern Storage - ON | 0 | 1.154 | 2.856 | 7.5327
|  | Implied Storage Volume |  | 0 | 2.3313 | 5.7696 | 15.2176
|  | Implied Storage Volume (Rounded) [TWh] |  | 0 | 2.35 | 5.8 | 15.25
|  | Implied Storage Volume (Rounded) [PJs] |  | 0 | 8.46 | 20.88 | 54.9
|  |  | Assumed Cushion Gas | 50%
Electricity Supply
|  | TWh |  | 2020 | 2030 | 2040 | 2050 |  |  | Mapping
| Electricity | ON | Battery Storage | 0 | -0.3622 | -0.71588 | -1.0415 |  |  | Storage
| Electricity | ON | Hydro Pumped Storage | -0.048014 | -0.073131 | -0.080263 | -0.054816 |  |  | Storage
| Electricity | ON | O/CCGT - CH4 Existing | 0 | 0.1705 | 0.06132 | 0 |  |  | CH4 GT
| Electricity | ON | O/CCGT - CH4 New | 0 | 0.015629 | 0.021121 | 0 |  |  | CH4 GT
| Electricity | ON | O/CCGT - H2 New | 0 | 0.004972 | 0.44449 | 0.83895 |  |  | H2 GT
| Electricity | ON | Biomass | 0 | 0.013475 | 0.013206 | 0.0058028 |  |  | Biomass
| Electricity | ON | Fossil Fuel Thermal (Coal, Peat, Oil) | 0 | 0 | 0 | 0 |  |  | Not included in totals
| Electricity | ON | Generic - Generator | 0 | 0 | 0 | 0 |  |  | Not included in totals
| Electricity | ON | Hydro | 38.4122 | 38.4828 | 75.7665 | 75.7665 |  |  | Hydro
| Electricity | ON | Nuclear | 91.7277 | 75.5588 | 81.7919 | 81.636 |  |  | Nuclear
| Electricity | ON | Solar PV | 0.66129 | 7.8705 | 16.3927 | 19.9095 |  |  | Solar
| Electricity | ON | Wind Offshore | 0 | 0 | 6.3303 | 6.3303 |  |  | Wind
| Electricity | ON | Wind Onshore | 22.578 | 84.3489 | 175.3831 | 297.9905 |  |  | Wind
| Electricity | ON | Electricity Transmission Line | -9.4543 | 16.1694 | 14.3835 | 20.0304 |  |  | Not included in totals
| Electricity | ON | Nuclear SMR | 0 | 2.6225 | 28.7917 | 25.7849 |  |  | Nuclear
| Electricity | ON | Biomass + CCS | 0 | 0 | 2.4592 | 4.9183 |  |  | Biomass
|  | TWh |  | 2020 | 2030 | 2040 | 2050 |  |  |  |  | Electricity Energy Supply (TWh)
|  | 1 | Nuclear | 91.7277 | 78.1813 | 110.5836 | 107.4209
|  | 2 | CH4 GT | 0 | 0.18613 | 0.082441 | 0
|  | 3 | Hydro | 38.4122 | 38.4828 | 75.7665 | 75.7665
|  | 4 | Wind | 22.578 | 84.3489 | 181.7134 | 304.3208
|  | 5 | Solar | 0.66129 | 7.8705 | 16.3927 | 19.9095
|  | 6 | Biomass | 0 | 0.013475 | 2.4724 | 4.9241
|  | 7 | Storage | -0.048014 | -0.43533 | -0.79614 | -1.0963
|  | 8 | H2 GT | 0 | 0.004972 | 0.44449 | 0.83895
|  | Total |  | 153.3312 | 208.6528 | 386.6593 | 512.0844
Exports
|  | TWh |  | 2020 | 2030 | 2040 | 2050 |  | SubRegion_To
| Electricity | ON | Electricity Transmission Line | -0.037463 | 0 | -0.21297 | -0.052147 |  | WC
| Electricity | ON | Electricity Transmission Line | -1.1757 | -0.68167 | -1.8464 | -2.6335 |  | QC
| Electricity | ON | Electricity Transmission Line | -6.4957 | -3.1946 | -4.5907 | -5.4561 |  | NY
| Electricity | ON | Electricity Transmission Line | -6.0213 | -0.07822 | -6.2522 | -3.5074 |  | MI
| Electricity | ON | Electricity Transmission Line | 0 | -1.7877 | -7.6023 | -10.072 |  | PJ
|  | Total |  | -13.7301 | -5.7422 | -20.5046 | -21.7211
Imports
|  | TWh |  | 2020 | 2030 | 2040 | 2050 |  | SubRegion_From
| Electricity | ON | Electricity Transmission Line | 0.15101 | 1.5045 | 3.8545 | 2.6059 |  | WC
| Electricity | ON | Electricity Transmission Line | 2.0079 | 3.895 | 4.63 | 4.3225 |  | QC
| Electricity | ON | Electricity Transmission Line | 1.8933 | 6.8882 | 10.9195 | 12.1043 |  | NY
| Electricity | ON | Electricity Transmission Line | 0.22354 | 6.3522 | 10.0001 | 11.9497 |  | MI
| Electricity | ON | Electricity Transmission Line | 0 | 3.2718 | 5.4839 | 10.7691 |  | PJ
|  |  |  | 4.2758 | 21.9116 | 34.8881 | 41.7515
|  |  | Exports | -13.7301 | -5.7422 | -20.5046 | -21.7211
|  |  | Imports | 4.2758 | 21.9116 | 34.8881 | 41.7515
|  |  | Exports | -9.4543 | 16.1694 | 14.3835 | 20.0304
|  |  | Exports | -9.4543 | 0 | 0 | 0
|  |  | Imports | 0 | 16.1694 | 14.3835 | 20.0304
|  |  | Net | -9.4543 | 16.1694 | 14.3835 | 20.0304
Supply Mix for Direct vs. indirect Demand
|  | TWh |  | 2020 | 2030 | 2040 | 2050 |  | Indirect Demand in 2050 as percent of direct demand today
|  |  | Direct Demand | 143.877 | 219.1158 | 348.8814 | 439.8032 |  | 64.16%
|  |  | Indirect Demand | 0 | 5.7063 | 52.1615 | 92.3116
|  | Total |  | 143.877 | 224.8221 | 401.0429 | 532.1148
Methane Supply
|  | PJ |  | 2020 | 2030 | 2040 | 2050 |  |  | Mapping |  |  |  | Methane Supply Mix (PJ) |  |  | Methane Supply Mix (PJ)
| Methane | ON | Anaerobic Digestion | 0 | 0 | 59.04 | 72.36 |  |  | Anaerobic Digestion
|  |  | RNG % of total direct methane supply |  |  |  | 41.15%
| Methane | ON | CH4 Pipeline | 925.3862 | 791.4654 | 316.2276 | 0 |  |  | CH4 Imports
| Hydrogen | ON | SMR CCS | 0 | 58.8505 | 0.10854 | 0.052552 |  |  | CH4 Imports
| Hydrogen | ON | O/CCGT - CH4 | 0 | 1.5954 | 0.70664 | 0
| Methane | ON | CH4 + CCS | 0 | 0 | 64.44 | 103.4933
|  | PJ |  | 2020 | 2030 | 2040 | 2050
|  | ON | Anaerobic Digestion | 0 | 0 | 59.04 | 72.36
|  | Total |  | 0 | 0 | 59.04 | 72.36
|  | Total including H2 |  | 0 | 55.1922 | 200.8034 | 329.8499
Imports / Exports
|  | PJ |  | 2020 | 2030 | 2040 | 2050 |  | SubRegion_From
| Methane | ON | CH4 Pipeline | 749.8862 | 615.9654 | 140.7276 | 0 |  | WC
| Methane | ON | CH4 Pipeline | 175.5 | 175.5 | 175.5 | 0 |  | NY
Imports
|  |  | NG | 925.3862 | 791.4654 | 316.2276 | 0
|  |  | NG Feedstock for SMR | 0 | 58.8505 | 0.10854 | 0.052552
|  |  | NG+CCS | 0 | 0 | 64.44 | 103.4933
|  |  | Total | 925.3862 | 850.3159 | 380.7762 | 103.5459
|  |  | Natural Gas (less SMR+CCS) | 925.3862 | 791.4654 | 316.2276 | 0
|  |  | Imports (Unabated) | 925.3862 | 791.4654 | 316.2276 | 0
|  |  | Imports (Abated) | 0 | 58.8505 | 64.5485 | 103.5459
|  |  | Total | 925.3862 | 850.3159 | 380.7762 | 103.5459
|  |  | Total including H2 | 925.3862 | 851.9112 | 395.3486 | 107.9219
|  |  | % of NG that is abated | 0% | 6.921% | 16.95% | 100%
Supply Mix for Direct vs. indirect Demand
|  | PJ |  | 2020 | 2030 | 2040 | 2050
|  |  | Direct Demand | 925.3862 | 791.4654 | 380.6676 | 103.4933
|  |  | Indirect Demand | 0 | 60.4459 | 0.81518 | 0.052552
|  | Total |  | 925.3862 | 851.9112 | 381.4828 | 103.5459
Imports/Exports
ON Supply
(excl. imports/exports)
ON Supply
(excl. imports)
Imports
ON Supply
(excl. imports/exports)
Imports
ON Supply
(excl. imports)
Imports
Supply Mix for
Direct & Indirect Gas Demand
Imports

## Energy Demand
Annual Energy Demand
[6 empty] | Direct Demand (TWh) | Direct + Indirect Demand (TWh)
| Electricity Demand (TWh) | [6 empty] | Electricity Demand (TWh) |  |  |  |  | Electricity Demand (TWh)
|  | 2020 | 2030 | 2040 | 2050 |  |  |  | 2020 | 2030 | 2040 | 2050 |  | 2020 | 2030 | 2040 | 2050
Electricity | ON | 135.2444 | 205.9688 | 327.9485 | 413.415 |  |  | Final | 135.2444 | 205.9688 | 327.9485 | 413.415 | End-User | 135.2444 | 205.9688 | 327.9485 | 413.415
[8 empty] | Hydrogen | 0 | 5.7063 | 52.1615 | 92.3116
[8 empty] | Total | 135.2444 | 211.6752 | 380.11 | 505.7266 | Total | 135.2444 | 205.9688 | 327.9485 | 413.415
| Total | 135.2444 | 205.9688 | 327.9485 | 413.415
| Hydrogen Demand (TWh) | [6 empty] | Hydrogen Demand (TWh) |  |  |  |  | Hydrogen Demand (TWh)
|  | 2020 | 2030 | 2040 | 2050 |  |  |  | 2020 | 2030 | 2040 | 2050 |  | 2020 | 2030 | 2040 | 2050
Hydrogen | ON | 0 | 15.2477 | 41.978 | 70.3899 |  |  | Final | 0 | 15.2477 | 41.978 | 70.3899 | End-User | 0 | 15.2477 | 41.978 | 70.3899
[8 empty] | Power | 0 | 0.011838 | 1.0583 | 1.9975
[8 empty] | Total | 0 | 15.2595 | 43.0363 | 72.3874 | Total | 0 | 15.2477 | 41.978 | 70.3899
| Total | 0 | 15.2477 | 41.978 | 70.3899
| Total (PJ) |  | 54.8916 | 151.1207 | 253.4037
| Methane Demand (TWh) | [6 empty] | Methane Demand (TWh) |  |  |  |  | Methane Demand (TWh)
|  | 2020 | 2030 | 2040 | 2050 |  |  |  | 2020 | 2030 | 2040 | 2050 |  | 2020 | 2030 | 2040 | 2050
Methane | ON | 256.0434 | 218.5461 | 121.4667 | 48.6567 |  |  | Final | 256.0434 | 218.5461 | 121.4667 | 48.6567 | End-User | 256.0434 | 218.5461 | 121.4667 | 48.6567
Methane | [7 empty] | Power | 0 | 0.44316 | 0.19629 | 0
Methane | [7 empty] | Hydrogen | 0 | 16.3474 | 0.030151 | 0.014598
Methane | [7 empty] | Total | 256.0434 | 235.3366 | 121.6931 | 48.6713 | Total | 256.0434 | 218.5461 | 121.4667 | 48.6567
| Total | 256.0434 | 218.5461 | 121.4667 | 48.6567
| Total (PJ) | 921.7563 | 786.7659 | 437.2801 | 175.164

## Indirect Dmd
Annual Indirect Energy Demand
Electricity Demand (TWh)
|  | 2020 | 2030 | 2040 | 2050
Electricity | ON | 0 | 5.7063 | 52.1615 | 92.3116
| Total | 0 | 5.7063 | 52.1615 | 92.3116
Hydrogen Demand (TWh)
|  | 2020 | 2030 | 2040 | 2050
Hydrogen | ON | 0 | 0.011838 | 1.0583 | 1.9975
| Total | 0 | 0.011838 | 1.0583 | 1.9975
Methane Demand (TWh)
|  | 2020 | 2030 | 2040 | 2050
Methane | ON | 0 | 0.44316 | 0.19629 | 0 | Power
Methane | ON | 0 | 16.3474 | 0.030151 | 0.014598 | Hydrogen
| Total | 0 | 0.44316 | 0.19629 | 0
Indirect Energy Demand (by Supply Tech)
Electricity
|  |  |  | 2020 | 2030 | 2040 | 2050
Electricity | ON | Dispatch-Crossload | Electrolyser 2020/2030 | 0 | 5.7063 | 5.6963 | 5.5846
Electricity | ON | Dispatch-Crossload | Electrolyser 2040 | 0 | 0 | 46.4652 | 45.7944
Electricity | ON | Dispatch-Crossload | Electrolyser 2050 | 0 | 0 | 0 | 40.9325
| Total |  |  | 0 | 5.7063 | 52.1615 | 92.3116
|  |  |  | 2020 | 2030 | 2040 | 2050
| ON |  |  | 0 | 5.7063 | 52.1615 | 92.3116
| Total |  |  | 0 | 5.7063 | 52.1615 | 92.3116
Hydrogen
|  |  |  | 2020 | 2030 | 2040 | 2050
Hydrogen | ON | Dispatch-Crossload | O/CCGT - H2 New | 0 | 0.011838 | 1.0583 | 1.9975
Hydrogen
| Total |  |  | 0 | 0.011838 | 1.0583 | 1.9975
|  |  |  | 2020 | 2030 | 2040 | 2050
| ON |  |  | 0 | 0.011838 | 1.0583 | 1.9975
| Total |  |  | 0 | 0.011838 | 1.0583 | 1.9975
Methane
|  |  |  | 2020 | 2030 | 2040 | 2050
Methane | ON | Dispatch-Crossload | O/CCGT - CH4 Existing | 0 | 0.40594 | 0.146 | 0
Methane | ON | Dispatch-Crossload | O/CCGT - CH4 New | 0 | 0.037212 | 0.050288 | 0
Efficiency
Hydrogen | ON | Dispatch-Generation | SMR CCS | 0 | 16.3474 | 0.030151 | 0.014598 | SMR CCS | 0.69
| Total |  |  | 0 | 16.7905 | 0.22644 | 0.014598

## Direct Dmd
Annual Energy Demand
Electricity Demand (TWh)
|  | 2020 | 2030 | 2040 | 2050
Electricity | ON | 135.2444 | 205.9688 | 327.9485 | 413.415
| Total | 135.2444 | 205.9688 | 327.9485 | 413.415
Hydrogen Demand (TWh)
|  | 2020 | 2025 | 2030 | 2035
Hydrogen | ON | 0 | 15.2477 | 41.978 | 70.3899
| Total | 0 | 15.2477 | 41.978 | 70.3899
Methane Demand (TWh)
|  | 2020 | 2025 | 2030 | 2035
Methane | ON | 256.0434 | 218.5461 | 121.4667 | 48.6567
| Total | 256.0434 | 218.5461 | 121.4667 | 48.6567

## Infra_Cumulative
Cumulative Infrastructure
Electricity
| From | To | 2020 | 2030 | 2040 | 2050
Electricity | ON | WC | 0.3 | 1.8 | 3.3 | 4.8
Electricity | ON | QC | 2.35 | 3.85 | 5.35 | 6.85
Electricity | ON | NY | 2.1 | 3.6 | 5.1 | 6.6
Electricity | ON | MI | 1.7 | 3.2 | 4.7 | 6.2
Electricity | ON | PJ | 0 | 1 | 2.5 | 4
Hydrogen
| From | To | 2020 | 2030 | 2040 | 2050
Hydrogen | ON | WC | 0 | 0 | 24.6895 | 41.8585
Hydrogen | ON | QC | 0 | 0 | 0 | 9.95
Hydrogen | ON | NY | 0 | 0 | 0 | 0
Hydrogen | ON | MI | 0 | 0 | 0 | 0
Hydrogen | ON | PJ | 0 | 0 | 0 | 0
Methane
| From | To | 2020 | 2030 | 2040 | 2050
Methane | ON | WC | 61.5 | 61.5 | 61.5 | 0
Methane | ON | QC | 14 | 14 | 14 | 0
Methane | ON | NY | 12 | 12 | 12 | 0
Methane | ON | MI | 0 | 0 | 0 | 0
Methane | ON | PJ | 0 | 0 | 0 | 0

## Infra_Annual
Annual New Infrastructure
Electricity
| From | To | 2020 | 2030 | 2040 | 2050
Electricity | ON | WC |  | 1.5 | 1.5 | 1.5
Electricity | ON | QC |  | 1.5 | 1.5 | 1.5
Electricity | ON | NY |  | 1.5 | 1.5 | 1.5
Electricity | ON | MI |  | 1.5 | 1.5 | 1.5
Electricity | ON | PJ |  | 1 | 1.5 | 1.5
Hydrogen
| From | To | 2020 | 2030 | 2040 | 2050
Hydrogen | ON | WC |  | 0 | 24.6895 | 17.169
Hydrogen | ON | QC |  | 0 | 0 | 9.95
Hydrogen | ON | NY |  | 0 | 0 | 0
Hydrogen | ON | MI |  | 0 | 0 | 0
Hydrogen | ON | PJ |  | 0 | 0 | 0
Methane
| From | To | 2020 | 2030 | 2040 | 2050
Methane | ON | WC |  | 0 | 0 | -61.5
Methane | ON | QC |  | 0 | 0 | -14
Methane | ON | NY |  | 0 | 0 | -12
Methane | ON | MI |  | 0 | 0 | 0
Methane | ON | PJ |  | 0 | 0 | 0

## comp_demand_granular_annual
ScenarioName | EnergyCarrier | SubRegion | SimYr | Season | DemandSector | DemandSubSector | SupplyTechnology | EnergyDemand
LCP_Inputs_ON_Electric_Howarth_2023_05_05 | Electricity | MI | 2020 | Fall | Total | Total | Forecasted Demand | 64388643.3848
LCP_Inputs_ON_Electric_Howarth_2023_05_05 | Electricity | MI | 2020 | Spring | Total | Total | Forecasted Demand | 65547600.0734
LCP_Inputs_ON_Electric_Howarth_2023_05_05 | Electricity | MI | 2020 | Summer | Total | Total | Forecasted Demand | 60004368.5649
LCP_Inputs_ON_Electric_Howarth_2023_05_05 | Electricity | MI | 2020 | Winter | Total | Total | Forecasted Demand | 73524657.4113
LCP_Inputs_ON_Electric_Howarth_2023_05_05 | Electricity | MI | 2020 | Winter Peak | Total | Total | Forecasted Demand | 748965.1391
LCP_Inputs_ON_Electric_Howarth_2023_05_05 | Electricity | MI | 2030 | Fall | Total | Total | Forecasted Demand | 69369909.5686
LCP_Inputs_ON_Electric_Howarth_2023_05_05 | Electricity | MI | 2030 | Spring | Total | Total | Forecasted Demand | 70531519.0739
LCP_Inputs_ON_Electric_Howarth_2023_05_05 | Electricity | MI | 2030 | Summer | Total | Total | Forecasted Demand | 64615401.7324
LCP_Inputs_ON_Electric_Howarth_2023_05_05 | Electricity | MI | 2030 | Winter | Total | Total | Forecasted Demand | 79109185.3699
LCP_Inputs_ON_Electric_Howarth_2023_05_05 | Electricity | MI | 2030 | Winter Peak | Total | Total | Forecasted Demand | 806516.6719
LCP_Inputs_ON_Electric_Howarth_2023_05_05 | Electricity | MI | 2040 | Fall | Total | Total | Forecasted Demand | 74229685.4108
LCP_Inputs_ON_Electric_Howarth_2023_05_05 | Electricity | MI | 2040 | Spring | Total | Total | Forecasted Demand | 75440955.7092
LCP_Inputs_ON_Electric_Howarth_2023_05_05 | Electricity | MI | 2040 | Summer | Total | Total | Forecasted Demand | 69869852.5851
LCP_Inputs_ON_Electric_Howarth_2023_05_05 | Electricity | MI | 2040 | Winter | Total | Total | Forecasted Demand | 84317362.7016
LCP_Inputs_ON_Electric_Howarth_2023_05_05 | Electricity | MI | 2040 | Winter Peak | Total | Total | Forecasted Demand | 856450.3747
LCP_Inputs_ON_Electric_Howarth_2023_05_05 | Electricity | MI | 2050 | Fall | Total | Total | Forecasted Demand | 78907897.8528
LCP_Inputs_ON_Electric_Howarth_2023_05_05 | Electricity | MI | 2050 | Spring | Total | Total | Forecasted Demand | 80195506.61
LCP_Inputs_ON_Electric_Howarth_2023_05_05 | Electricity | MI | 2050 | Summer | Total | Total | Forecasted Demand | 74273293.2285
LCP_Inputs_ON_Electric_Howarth_2023_05_05 | Electricity | MI | 2050 | Winter | Total | Total | Forecasted Demand | 89631335.583
LCP_Inputs_ON_Electric_Howarth_2023_05_05 | Electricity | MI | 2050 | Winter Peak | Total | Total | Forecasted Demand | 910426.8502
LCP_Inputs_ON_Electric_Howarth_2023_05_05 | Electricity | NY | 2020 | Fall | Total | Total | Forecasted Demand | 37709522.2605
LCP_Inputs_ON_Electric_Howarth_2023_05_05 | Electricity | NY | 2020 | Spring | Total | Total | Forecasted Demand | 38388270.8838
LCP_Inputs_ON_Electric_Howarth_2023_05_05 | Electricity | NY | 2020 | Summer | Total | Total | Forecasted Demand | 35141850.382
LCP_Inputs_ON_Electric_Howarth_2023_05_05 | Electricity | NY | 2020 | Winter | Total | Total | Forecasted Demand | 43060073.3235
LCP_Inputs_ON_Electric_Howarth_2023_05_05 | Electricity | NY | 2020 | Winter Peak | Total | Total | Forecasted Demand | 438635.0775
LCP_Inputs_ON_Electric_Howarth_2023_05_05 | Electricity | NY | 2030 | Fall | Total | Total | Forecasted Demand | 37457881.3121
LCP_Inputs_ON_Electric_Howarth_2023_05_05 | Electricity | NY | 2030 | Spring | Total | Total | Forecasted Demand | 38085119.134
LCP_Inputs_ON_Electric_Howarth_2023_05_05 | Electricity | NY | 2030 | Summer | Total | Total | Forecasted Demand | 34890575.2376
LCP_Inputs_ON_Electric_Howarth_2023_05_05 | Electricity | NY | 2030 | Winter | Total | Total | Forecasted Demand | 42716827.7242
LCP_Inputs_ON_Electric_Howarth_2023_05_05 | Electricity | NY | 2030 | Winter Peak | Total | Total | Forecasted Demand | 435497.2633
LCP_Inputs_ON_Electric_Howarth_2023_05_05 | Electricity | NY | 2040 | Fall | Total | Total | Forecasted Demand | 40268515.7269
LCP_Inputs_ON_Electric_Howarth_2023_05_05 | Electricity | NY | 2040 | Spring | Total | Total | Forecasted Demand | 40925612.1
LCP_Inputs_ON_Electric_Howarth_2023_05_05 | Electricity | NY | 2040 | Summer | Total | Total | Forecasted Demand | 37903370.3577
LCP_Inputs_ON_Electric_Howarth_2023_05_05 | Electricity | NY | 2040 | Winter | Total | Total | Forecasted Demand | 45740932.7173
LCP_Inputs_ON_Electric_Howarth_2023_05_05 | Electricity | NY | 2040 | Winter Peak | Total | Total | Forecasted Demand | 464611.7681
LCP_Inputs_ON_Electric_Howarth_2023_05_05 | Electricity | NY | 2050 | Fall | Total | Total | Forecasted Demand | 43312474.573
LCP_Inputs_ON_Electric_Howarth_2023_05_05 | Electricity | NY | 2050 | Spring | Total | Total | Forecasted Demand | 44019241.8685
LCP_Inputs_ON_Electric_Howarth_2023_05_05 | Electricity | NY | 2050 | Summer | Total | Total | Forecasted Demand | 40768544.2389
LCP_Inputs_ON_Electric_Howarth_2023_05_05 | Electricity | NY | 2050 | Winter | Total | Total | Forecasted Demand | 49198559.9543
LCP_Inputs_ON_Electric_Howarth_2023_05_05 | Electricity | NY | 2050 | Winter Peak | Total | Total | Forecasted Demand | 499732.484
LCP_Inputs_ON_Electric_Howarth_2023_05_05 | Electricity | ON | 2020 | Fall | Total | Total | Forecasted Demand | 31924908
LCP_Inputs_ON_Electric_Howarth_2023_05_05 | Electricity | ON | 2020 | Spring | Total | Total | Forecasted Demand | 31793365.3587
LCP_Inputs_ON_Electric_Howarth_2023_05_05 | Electricity | ON | 2020 | Summer | Total | Total | Forecasted Demand | 34603182.25
LCP_Inputs_ON_Electric_Howarth_2023_05_05 | Electricity | ON | 2020 | Winter | Total | Total | Forecasted Demand | 36458902.1613
LCP_Inputs_ON_Electric_Howarth_2023_05_05 | Electricity | ON | 2020 | Winter Peak | Total | Total | Forecasted Demand | 464000
LCP_Inputs_ON_Electric_Howarth_2023_05_05 | Electricity | ON | 2030 | Fall | Total | Total | Forecasted Demand | 47548278.6831
LCP_Inputs_ON_Electric_Howarth_2023_05_05 | Electricity | ON | 2030 | Spring | Total | Total | Forecasted Demand | 49918649.796
LCP_Inputs_ON_Electric_Howarth_2023_05_05 | Electricity | ON | 2030 | Summer | Total | Total | Forecasted Demand | 45457657.5916
LCP_Inputs_ON_Electric_Howarth_2023_05_05 | Electricity | ON | 2030 | Winter | Total | Total | Forecasted Demand | 62198211.8273
LCP_Inputs_ON_Electric_Howarth_2023_05_05 | Electricity | ON | 2030 | Winter Peak | Total | Total | Forecasted Demand | 846036.7598
LCP_Inputs_ON_Electric_Howarth_2023_05_05 | Electricity | ON | 2040 | Fall | Total | Total | Forecasted Demand | 74534772.0188
LCP_Inputs_ON_Electric_Howarth_2023_05_05 | Electricity | ON | 2040 | Spring | Total | Total | Forecasted Demand | 81193108.5132
LCP_Inputs_ON_Electric_Howarth_2023_05_05 | Electricity | ON | 2040 | Summer | Total | Total | Forecasted Demand | 64243154.5458
LCP_Inputs_ON_Electric_Howarth_2023_05_05 | Electricity | ON | 2040 | Winter | Total | Total | Forecasted Demand | 106476245.2608
LCP_Inputs_ON_Electric_Howarth_2023_05_05 | Electricity | ON | 2040 | Winter Peak | Total | Total | Forecasted Demand | 1501190.2794
LCP_Inputs_ON_Electric_Howarth_2023_05_05 | Electricity | ON | 2050 | Fall | Total | Total | Forecasted Demand | 94755050.4842
LCP_Inputs_ON_Electric_Howarth_2023_05_05 | Electricity | ON | 2050 | Spring | Total | Total | Forecasted Demand | 102770353.4054
LCP_Inputs_ON_Electric_Howarth_2023_05_05 | Electricity | ON | 2050 | Summer | Total | Total | Forecasted Demand | 81874018.274
LCP_Inputs_ON_Electric_Howarth_2023_05_05 | Electricity | ON | 2050 | Winter | Total | Total | Forecasted Demand | 132178311.2351
LCP_Inputs_ON_Electric_Howarth_2023_05_05 | Electricity | ON | 2050 | Winter Peak | Total | Total | Forecasted Demand | 1837278.9009
LCP_Inputs_ON_Electric_Howarth_2023_05_05 | Electricity | PJ | 2020 | Fall | Total | Total | Forecasted Demand | 190271614.5584
LCP_Inputs_ON_Electric_Howarth_2023_05_05 | Electricity | PJ | 2020 | Spring | Total | Total | Forecasted Demand | 193696388.6918
LCP_Inputs_ON_Electric_Howarth_2023_05_05 | Electricity | PJ | 2020 | Summer | Total | Total | Forecasted Demand | 177315866.3892
LCP_Inputs_ON_Electric_Howarth_2023_05_05 | Electricity | PJ | 2020 | Winter | Total | Total | Forecasted Demand | 217268986.2696
LCP_Inputs_ON_Electric_Howarth_2023_05_05 | Electricity | PJ | 2020 | Winter Peak | Total | Total | Forecasted Demand | 2213228.8982
LCP_Inputs_ON_Electric_Howarth_2023_05_05 | Electricity | PJ | 2030 | Fall | Total | Total | Forecasted Demand | 196387739.8979
LCP_Inputs_ON_Electric_Howarth_2023_05_05 | Electricity | PJ | 2030 | Spring | Total | Total | Forecasted Demand | 199676281.9589
LCP_Inputs_ON_Electric_Howarth_2023_05_05 | Electricity | PJ | 2030 | Summer | Total | Total | Forecasted Demand | 182927623.6301
LCP_Inputs_ON_Electric_Howarth_2023_05_05 | Electricity | PJ | 2030 | Winter | Total | Total | Forecasted Demand | 223959843.9232
LCP_Inputs_ON_Electric_Howarth_2023_05_05 | Electricity | PJ | 2030 | Winter Peak | Total | Total | Forecasted Demand | 2283266.4389
LCP_Inputs_ON_Electric_Howarth_2023_05_05 | Electricity | PJ | 2040 | Fall | Total | Total | Forecasted Demand | 201542746.0526
LCP_Inputs_ON_Electric_Howarth_2023_05_05 | Electricity | PJ | 2040 | Spring | Total | Total | Forecasted Demand | 204831494.2239
LCP_Inputs_ON_Electric_Howarth_2023_05_05 | Electricity | PJ | 2040 | Summer | Total | Total | Forecasted Demand | 189705262.5019
LCP_Inputs_ON_Electric_Howarth_2023_05_05 | Electricity | PJ | 2040 | Winter | Total | Total | Forecasted Demand | 228932033.3873
LCP_Inputs_ON_Electric_Howarth_2023_05_05 | Electricity | PJ | 2040 | Winter Peak | Total | Total | Forecasted Demand | 2325368.3404
LCP_Inputs_ON_Electric_Howarth_2023_05_05 | Electricity | PJ | 2050 | Fall | Total | Total | Forecasted Demand | 206703213.2481
LCP_Inputs_ON_Electric_Howarth_2023_05_05 | Electricity | PJ | 2050 | Spring | Total | Total | Forecasted Demand | 210076169.2482
LCP_Inputs_ON_Electric_Howarth_2023_05_05 | Electricity | PJ | 2050 | Summer | Total | Total | Forecasted Demand | 194562632.976
LCP_Inputs_ON_Electric_Howarth_2023_05_05 | Electricity | PJ | 2050 | Winter | Total | Total | Forecasted Demand | 234793798.5534
LCP_Inputs_ON_Electric_Howarth_2023_05_05 | Electricity | PJ | 2050 | Winter Peak | Total | Total | Forecasted Demand | 2384908.995
LCP_Inputs_ON_Electric_Howarth_2023_05_05 | Electricity | QC | 2020 | Fall | Total | Total | Forecasted Demand | 41432497
LCP_Inputs_ON_Electric_Howarth_2023_05_05 | Electricity | QC | 2020 | Spring | Total | Total | Forecasted Demand | 44603911.1304
LCP_Inputs_ON_Electric_Howarth_2023_05_05 | Electricity | QC | 2020 | Summer | Total | Total | Forecasted Demand | 36902986.6739
LCP_Inputs_ON_Electric_Howarth_2023_05_05 | Electricity | QC | 2020 | Winter | Total | Total | Forecasted Demand | 56211261.3371
LCP_Inputs_ON_Electric_Howarth_2023_05_05 | Electricity | QC | 2020 | Winter Peak | Total | Total | Forecasted Demand | 710048
LCP_Inputs_ON_Electric_Howarth_2023_05_05 | Electricity | QC | 2030 | Fall | Total | Total | Forecasted Demand | 45697359.5598
LCP_Inputs_ON_Electric_Howarth_2023_05_05 | Electricity | QC | 2030 | Spring | Total | Total | Forecasted Demand | 49195223.8529
LCP_Inputs_ON_Electric_Howarth_2023_05_05 | Electricity | QC | 2030 | Summer | Total | Total | Forecasted Demand | 40701603.1611
LCP_Inputs_ON_Electric_Howarth_2023_05_05 | Electricity | QC | 2030 | Winter | Total | Total | Forecasted Demand | 61997379.029
LCP_Inputs_ON_Electric_Howarth_2023_05_05 | Electricity | QC | 2030 | Winter Peak | Total | Total | Forecasted Demand | 783136.9362
LCP_Inputs_ON_Electric_Howarth_2023_05_05 | Electricity | QC | 2040 | Fall | Total | Total | Forecasted Demand | 45697359.5598
LCP_Inputs_ON_Electric_Howarth_2023_05_05 | Electricity | QC | 2040 | Spring | Total | Total | Forecasted Demand | 49195223.8529
LCP_Inputs_ON_Electric_Howarth_2023_05_05 | Electricity | QC | 2040 | Summer | Total | Total | Forecasted Demand | 40701603.1611
LCP_Inputs_ON_Electric_Howarth_2023_05_05 | Electricity | QC | 2040 | Winter | Total | Total | Forecasted Demand | 61997379.029
LCP_Inputs_ON_Electric_Howarth_2023_05_05 | Electricity | QC | 2040 | Winter Peak | Total | Total | Forecasted Demand | 783136.9362
LCP_Inputs_ON_Electric_Howarth_2023_05_05 | Electricity | QC | 2050 | Fall | Total | Total | Forecasted Demand | 45697359.5598
LCP_Inputs_ON_Electric_Howarth_2023_05_05 | Electricity | QC | 2050 | Spring | Total | Total | Forecasted Demand | 49195223.8529
LCP_Inputs_ON_Electric_Howarth_2023_05_05 | Electricity | QC | 2050 | Summer | Total | Total | Forecasted Demand | 40701603.1611
LCP_Inputs_ON_Electric_Howarth_2023_05_05 | Electricity | QC | 2050 | Winter | Total | Total | Forecasted Demand | 61997379.029
LCP_Inputs_ON_Electric_Howarth_2023_05_05 | Electricity | QC | 2050 | Winter Peak | Total | Total | Forecasted Demand | 783136.9362
LCP_Inputs_ON_Electric_Howarth_2023_05_05 | Electricity | WC | 2020 | Fall | Total | Total | Forecasted Demand | 6526967.0516
LCP_Inputs_ON_Electric_Howarth_2023_05_05 | Electricity | WC | 2020 | Spring | Total | Total | Forecasted Demand | 6644448.516
LCP_Inputs_ON_Electric_Howarth_2023_05_05 | Electricity | WC | 2020 | Summer | Total | Total | Forecasted Demand | 6082540.5845
LCP_Inputs_ON_Electric_Howarth_2023_05_05 | Electricity | WC | 2020 | Winter | Total | Total | Forecasted Demand | 7453069.2242
LCP_Inputs_ON_Electric_Howarth_2023_05_05 | Electricity | WC | 2020 | Winter Peak | Total | Total | Forecasted Demand | 75921.3198
LCP_Inputs_ON_Electric_Howarth_2023_05_05 | Electricity | WC | 2030 | Fall | Total | Total | Forecasted Demand | 7232872.3112
LCP_Inputs_ON_Electric_Howarth_2023_05_05 | Electricity | WC | 2030 | Spring | Total | Total | Forecasted Demand | 7353987.8392
LCP_Inputs_ON_Electric_Howarth_2023_05_05 | Electricity | WC | 2030 | Summer | Total | Total | Forecasted Demand | 6737142.2707
LCP_Inputs_ON_Electric_Howarth_2023_05_05 | Electricity | WC | 2030 | Winter | Total | Total | Forecasted Demand | 8248340.5266
LCP_Inputs_ON_Electric_Howarth_2023_05_05 | Electricity | WC | 2030 | Winter Peak | Total | Total | Forecasted Demand | 84091.6781
LCP_Inputs_ON_Electric_Howarth_2023_05_05 | Electricity | WC | 2040 | Fall | Total | Total | Forecasted Demand | 8153713.7116
LCP_Inputs_ON_Electric_Howarth_2023_05_05 | Electricity | WC | 2040 | Spring | Total | Total | Forecasted Demand | 8286764.9455
LCP_Inputs_ON_Electric_Howarth_2023_05_05 | Electricity | WC | 2040 | Summer | Total | Total | Forecasted Demand | 7674810.5814
LCP_Inputs_ON_Electric_Howarth_2023_05_05 | Electricity | WC | 2040 | Winter | Total | Total | Forecasted Demand | 9261788.3611
LCP_Inputs_ON_Electric_Howarth_2023_05_05 | Electricity | WC | 2040 | Winter Peak | Total | Total | Forecasted Demand | 94076.2597
LCP_Inputs_ON_Electric_Howarth_2023_05_05 | Electricity | WC | 2050 | Fall | Total | Total | Forecasted Demand | 9096280.3835
LCP_Inputs_ON_Electric_Howarth_2023_05_05 | Electricity | WC | 2050 | Spring | Total | Total | Forecasted Demand | 9244712.2971
LCP_Inputs_ON_Electric_Howarth_2023_05_05 | Electricity | WC | 2050 | Summer | Total | Total | Forecasted Demand | 8562016.2062
LCP_Inputs_ON_Electric_Howarth_2023_05_05 | Electricity | WC | 2050 | Winter | Total | Total | Forecasted Demand | 10332448.1046
LCP_Inputs_ON_Electric_Howarth_2023_05_05 | Electricity | WC | 2050 | Winter Peak | Total | Total | Forecasted Demand | 104951.445
LCP_Inputs_ON_Electric_Howarth_2023_05_05 | Hydrogen | ON | 2020 | Fall | Total | Total | Forecasted Demand | 0
LCP_Inputs_ON_Electric_Howarth_2023_05_05 | Hydrogen | ON | 2020 | Spring | Total | Total | Forecasted Demand | 0
LCP_Inputs_ON_Electric_Howarth_2023_05_05 | Hydrogen | ON | 2020 | Summer | Total | Total | Forecasted Demand | 0
LCP_Inputs_ON_Electric_Howarth_2023_05_05 | Hydrogen | ON | 2020 | Winter | Total | Total | Forecasted Demand | 0
LCP_Inputs_ON_Electric_Howarth_2023_05_05 | Hydrogen | ON | 2020 | Winter Peak | Total | Total | Forecasted Demand | 0
LCP_Inputs_ON_Electric_Howarth_2023_05_05 | Hydrogen | ON | 2030 | Fall | Total | Total | Forecasted Demand | 3150593.7267
LCP_Inputs_ON_Electric_Howarth_2023_05_05 | Hydrogen | ON | 2030 | Spring | Total | Total | Forecasted Demand | 4007807.0172
LCP_Inputs_ON_Electric_Howarth_2023_05_05 | Hydrogen | ON | 2030 | Summer | Total | Total | Forecasted Demand | 3150593.7267
LCP_Inputs_ON_Electric_Howarth_2023_05_05 | Hydrogen | ON | 2030 | Winter | Total | Total | Forecasted Demand | 4865020.3077
LCP_Inputs_ON_Electric_Howarth_2023_05_05 | Hydrogen | ON | 2030 | Winter Peak | Total | Total | Forecasted Demand | 73658.0835
LCP_Inputs_ON_Electric_Howarth_2023_05_05 | Hydrogen | ON | 2040 | Fall | Total | Total | Forecasted Demand | 8549452.4501
LCP_Inputs_ON_Electric_Howarth_2023_05_05 | Hydrogen | ON | 2040 | Spring | Total | Total | Forecasted Demand | 11152175.1531
LCP_Inputs_ON_Electric_Howarth_2023_05_05 | Hydrogen | ON | 2040 | Summer | Total | Total | Forecasted Demand | 7724303.1952
LCP_Inputs_ON_Electric_Howarth_2023_05_05 | Hydrogen | ON | 2040 | Winter | Total | Total | Forecasted Demand | 14332925.5023
LCP_Inputs_ON_Electric_Howarth_2023_05_05 | Hydrogen | ON | 2040 | Winter Peak | Total | Total | Forecasted Demand | 219114.3067
LCP_Inputs_ON_Electric_Howarth_2023_05_05 | Hydrogen | ON | 2050 | Fall | Total | Total | Forecasted Demand | 14390213.1729
LCP_Inputs_ON_Electric_Howarth_2023_05_05 | Hydrogen | ON | 2050 | Spring | Total | Total | Forecasted Demand | 18746534.3992
LCP_Inputs_ON_Electric_Howarth_2023_05_05 | Hydrogen | ON | 2050 | Summer | Total | Total | Forecasted Demand | 12343783.318
LCP_Inputs_ON_Electric_Howarth_2023_05_05 | Hydrogen | ON | 2050 | Winter | Total | Total | Forecasted Demand | 24536406.0107
LCP_Inputs_ON_Electric_Howarth_2023_05_05 | Hydrogen | ON | 2050 | Winter Peak | Total | Total | Forecasted Demand | 372982.782
LCP_Inputs_ON_Electric_Howarth_2023_05_05 | Methane | ON | 2020 | Fall | Total | Total | Forecasted Demand | 48670588.4315
LCP_Inputs_ON_Electric_Howarth_2023_05_05 | Methane | ON | 2020 | Spring | Total | Total | Forecasted Demand | 71474401.5311
LCP_Inputs_ON_Electric_Howarth_2023_05_05 | Methane | ON | 2020 | Summer | Total | Total | Forecasted Demand | 19080667.2358
LCP_Inputs_ON_Electric_Howarth_2023_05_05 | Methane | ON | 2020 | Winter | Total | Total | Forecasted Demand | 115006334.3008
LCP_Inputs_ON_Electric_Howarth_2023_05_05 | Methane | ON | 2020 | Winter Peak | Total | Total | Forecasted Demand | 1811413.6235
LCP_Inputs_ON_Electric_Howarth_2023_05_05 | Methane | ON | 2030 | Fall | Total | Total | Forecasted Demand | 41308828.7891
LCP_Inputs_ON_Electric_Howarth_2023_05_05 | Methane | ON | 2030 | Spring | Total | Total | Forecasted Demand | 60879959.6029
LCP_Inputs_ON_Electric_Howarth_2023_05_05 | Methane | ON | 2030 | Summer | Total | Total | Forecasted Demand | 18155445.045
LCP_Inputs_ON_Electric_Howarth_2023_05_05 | Methane | ON | 2030 | Winter | Total | Total | Forecasted Demand | 96670332.9704
LCP_Inputs_ON_Electric_Howarth_2023_05_05 | Methane | ON | 2030 | Winter Peak | Total | Total | Forecasted Demand | 1531506.5064
LCP_Inputs_ON_Electric_Howarth_2023_05_05 | Methane | ON | 2040 | Fall | Total | Total | Forecasted Demand | 22706545.2984
LCP_Inputs_ON_Electric_Howarth_2023_05_05 | Methane | ON | 2040 | Spring | Total | Total | Forecasted Demand | 33608494.4819
LCP_Inputs_ON_Electric_Howarth_2023_05_05 | Methane | ON | 2040 | Summer | Total | Total | Forecasted Demand | 13060257.3087
LCP_Inputs_ON_Electric_Howarth_2023_05_05 | Methane | ON | 2040 | Winter | Total | Total | Forecasted Demand | 51267792.2403
LCP_Inputs_ON_Electric_Howarth_2023_05_05 | Methane | ON | 2040 | Winter Peak | Total | Total | Forecasted Demand | 823607.8427
LCP_Inputs_ON_Electric_Howarth_2023_05_05 | Methane | ON | 2050 | Fall | Total | Total | Forecasted Demand | 8901078.6486
LCP_Inputs_ON_Electric_Howarth_2023_05_05 | Methane | ON | 2050 | Spring | Total | Total | Forecasted Demand | 13286951.2434
LCP_Inputs_ON_Electric_Howarth_2023_05_05 | Methane | ON | 2050 | Summer | Total | Total | Forecasted Demand | 7518934.9246
LCP_Inputs_ON_Electric_Howarth_2023_05_05 | Methane | ON | 2050 | Winter | Total | Total | Forecasted Demand | 18641033.2607
LCP_Inputs_ON_Electric_Howarth_2023_05_05 | Methane | ON | 2050 | Winter Peak | Total | Total | Forecasted Demand | 308662.5814

## supply_disp_annual
ScenarioName | GENtoDISFuel | var_type | SubRegion | SimYr | Season | SupplyTechnology | SubRegion_To | SubRegion_From | SupplyDispatch | SubRegion
LCP_Inputs_ON_Electric_Howarth_2023_05_05 | Electricity | Charging-Storage | MI | 2020 | Fall | Battery Storage |  |  | 0 | MI
LCP_Inputs_ON_Electric_Howarth_2023_05_05 | Electricity | Charging-Storage | MI | 2020 | Fall | Hydro Pumped Storage |  |  | 0 | MI
LCP_Inputs_ON_Electric_Howarth_2023_05_05 | Electricity | Charging-Storage | MI | 2020 | Spring | Battery Storage |  |  | 0 | MI
LCP_Inputs_ON_Electric_Howarth_2023_05_05 | Electricity | Charging-Storage | MI | 2020 | Spring | Hydro Pumped Storage |  |  | 0 | MI
LCP_Inputs_ON_Electric_Howarth_2023_05_05 | Electricity | Charging-Storage | MI | 2020 | Summer | Battery Storage |  |  | 0 | MI
LCP_Inputs_ON_Electric_Howarth_2023_05_05 | Electricity | Charging-Storage | MI | 2020 | Summer | Hydro Pumped Storage |  |  | 0 | MI
LCP_Inputs_ON_Electric_Howarth_2023_05_05 | Electricity | Charging-Storage | MI | 2020 | Winter | Battery Storage |  |  | 0 | MI
LCP_Inputs_ON_Electric_Howarth_2023_05_05 | Electricity | Charging-Storage | MI | 2020 | Winter | Hydro Pumped Storage |  |  | 0 | MI
LCP_Inputs_ON_Electric_Howarth_2023_05_05 | Electricity | Charging-Storage | MI | 2020 | Winter Peak | Battery Storage |  |  | 0 | MI
LCP_Inputs_ON_Electric_Howarth_2023_05_05 | Electricity | Charging-Storage | MI | 2020 | Winter Peak | Hydro Pumped Storage |  |  | 0 | MI
LCP_Inputs_ON_Electric_Howarth_2023_05_05 | Electricity | Charging-Storage | MI | 2030 | Fall | Battery Storage |  |  | -742471.4595 | MI
LCP_Inputs_ON_Electric_Howarth_2023_05_05 | Electricity | Charging-Storage | MI | 2030 | Fall | Hydro Pumped Storage |  |  | -1280503.4667 | MI
LCP_Inputs_ON_Electric_Howarth_2023_05_05 | Electricity | Charging-Storage | MI | 2030 | Spring | Battery Storage |  |  | -984076.183 | MI
LCP_Inputs_ON_Electric_Howarth_2023_05_05 | Electricity | Charging-Storage | MI | 2030 | Spring | Hydro Pumped Storage |  |  | -1480375.6998 | MI
LCP_Inputs_ON_Electric_Howarth_2023_05_05 | Electricity | Charging-Storage | MI | 2030 | Summer | Battery Storage |  |  | -499480.8 | MI
LCP_Inputs_ON_Electric_Howarth_2023_05_05 | Electricity | Charging-Storage | MI | 2030 | Summer | Hydro Pumped Storage |  |  | -593985.2559 | MI
LCP_Inputs_ON_Electric_Howarth_2023_05_05 | Electricity | Charging-Storage | MI | 2030 | Winter | Battery Storage |  |  | -952369.0945 | MI
LCP_Inputs_ON_Electric_Howarth_2023_05_05 | Electricity | Charging-Storage | MI | 2030 | Winter | Hydro Pumped Storage |  |  | -1220473.092 | MI
LCP_Inputs_ON_Electric_Howarth_2023_05_05 | Electricity | Charging-Storage | MI | 2030 | Winter Peak | Battery Storage |  |  | 0 | MI
LCP_Inputs_ON_Electric_Howarth_2023_05_05 | Electricity | Charging-Storage | MI | 2030 | Winter Peak | Hydro Pumped Storage |  |  | 0 | MI
LCP_Inputs_ON_Electric_Howarth_2023_05_05 | Electricity | Charging-Storage | MI | 2040 | Fall | Battery Storage |  |  | -2577132.3841 | MI
LCP_Inputs_ON_Electric_Howarth_2023_05_05 | Electricity | Charging-Storage | MI | 2040 | Fall | Hydro Pumped Storage |  |  | -1560613.6 | MI
LCP_Inputs_ON_Electric_Howarth_2023_05_05 | Electricity | Charging-Storage | MI | 2040 | Spring | Battery Storage |  |  | -5283768.9081 | MI
LCP_Inputs_ON_Electric_Howarth_2023_05_05 | Electricity | Charging-Storage | MI | 2040 | Spring | Hydro Pumped Storage |  |  | -2400944 | MI
LCP_Inputs_ON_Electric_Howarth_2023_05_05 | Electricity | Charging-Storage | MI | 2040 | Summer | Battery Storage |  |  | -2323322.1377 | MI
LCP_Inputs_ON_Electric_Howarth_2023_05_05 | Electricity | Charging-Storage | MI | 2040 | Summer | Hydro Pumped Storage |  |  | -1587224.4626 | MI
LCP_Inputs_ON_Electric_Howarth_2023_05_05 | Electricity | Charging-Storage | MI | 2040 | Winter | Battery Storage |  |  | -4623297.7946 | MI
LCP_Inputs_ON_Electric_Howarth_2023_05_05 | Electricity | Charging-Storage | MI | 2040 | Winter | Hydro Pumped Storage |  |  | -2300904.6667 | MI
LCP_Inputs_ON_Electric_Howarth_2023_05_05 | Electricity | Charging-Storage | MI | 2040 | Winter Peak | Battery Storage |  |  | 0 | MI
LCP_Inputs_ON_Electric_Howarth_2023_05_05 | Electricity | Charging-Storage | MI | 2040 | Winter Peak | Hydro Pumped Storage |  |  | 0 | MI
LCP_Inputs_ON_Electric_Howarth_2023_05_05 | Electricity | Charging-Storage | MI | 2050 | Fall | Battery Storage |  |  | -6512284.3014 | MI
LCP_Inputs_ON_Electric_Howarth_2023_05_05 | Electricity | Charging-Storage | MI | 2050 | Fall | Hydro Pumped Storage |  |  | -1560613.6 | MI
LCP_Inputs_ON_Electric_Howarth_2023_05_05 | Electricity | Charging-Storage | MI | 2050 | Spring | Battery Storage |  |  | -13351819.0703 | MI
LCP_Inputs_ON_Electric_Howarth_2023_05_05 | Electricity | Charging-Storage | MI | 2050 | Spring | Hydro Pumped Storage |  |  | -2380936.1333 | MI
LCP_Inputs_ON_Electric_Howarth_2023_05_05 | Electricity | Charging-Storage | MI | 2050 | Summer | Battery Storage |  |  | -4918447.665 | MI
LCP_Inputs_ON_Electric_Howarth_2023_05_05 | Electricity | Charging-Storage | MI | 2050 | Summer | Hydro Pumped Storage |  |  | -1800708 | MI
LCP_Inputs_ON_Electric_Howarth_2023_05_05 | Electricity | Charging-Storage | MI | 2050 | Winter | Battery Storage |  |  | -13351819.0703 | MI
LCP_Inputs_ON_Electric_Howarth_2023_05_05 | Electricity | Charging-Storage | MI | 2050 | Winter | Hydro Pumped Storage |  |  | -2400944 | MI
LCP_Inputs_ON_Electric_Howarth_2023_05_05 | Electricity | Charging-Storage | MI | 2050 | Winter Peak | Battery Storage |  |  | 0 | MI
LCP_Inputs_ON_Electric_Howarth_2023_05_05 | Electricity | Charging-Storage | MI | 2050 | Winter Peak | Hydro Pumped Storage |  |  | 0 | MI
LCP_Inputs_ON_Electric_Howarth_2023_05_05 | Electricity | Charging-Storage | NY | 2020 | Fall | Battery Storage |  |  | 0 | NY
LCP_Inputs_ON_Electric_Howarth_2023_05_05 | Electricity | Charging-Storage | NY | 2020 | Fall | Hydro Pumped Storage |  |  | 0 | NY
LCP_Inputs_ON_Electric_Howarth_2023_05_05 | Electricity | Charging-Storage | NY | 2020 | Spring | Battery Storage |  |  | 0 | NY
LCP_Inputs_ON_Electric_Howarth_2023_05_05 | Electricity | Charging-Storage | NY | 2020 | Spring | Hydro Pumped Storage |  |  | 0 | NY
LCP_Inputs_ON_Electric_Howarth_2023_05_05 | Electricity | Charging-Storage | NY | 2020 | Summer | Battery Storage |  |  | 0 | NY
LCP_Inputs_ON_Electric_Howarth_2023_05_05 | Electricity | Charging-Storage | NY | 2020 | Summer | Hydro Pumped Storage |  |  | 0 | NY
LCP_Inputs_ON_Electric_Howarth_2023_05_05 | Electricity | Charging-Storage | NY | 2020 | Winter | Battery Storage |  |  | 0 | NY
LCP_Inputs_ON_Electric_Howarth_2023_05_05 | Electricity | Charging-Storage | NY | 2020 | Winter | Hydro Pumped Storage |  |  | 0 | NY
LCP_Inputs_ON_Electric_Howarth_2023_05_05 | Electricity | Charging-Storage | NY | 2020 | Winter Peak | Battery Storage |  |  | 0 | NY
LCP_Inputs_ON_Electric_Howarth_2023_05_05 | Electricity | Charging-Storage | NY | 2020 | Winter Peak | Hydro Pumped Storage |  |  | 0 | NY
LCP_Inputs_ON_Electric_Howarth_2023_05_05 | Electricity | Charging-Storage | NY | 2030 | Fall | Battery Storage |  |  | -179249.7966 | NY
LCP_Inputs_ON_Electric_Howarth_2023_05_05 | Electricity | Charging-Storage | NY | 2030 | Fall | Hydro Pumped Storage |  |  | 0 | NY
LCP_Inputs_ON_Electric_Howarth_2023_05_05 | Electricity | Charging-Storage | NY | 2030 | Spring | Battery Storage |  |  | -1314298.2214 | NY
LCP_Inputs_ON_Electric_Howarth_2023_05_05 | Electricity | Charging-Storage | NY | 2030 | Spring | Hydro Pumped Storage |  |  | -1157165.1 | NY
LCP_Inputs_ON_Electric_Howarth_2023_05_05 | Electricity | Charging-Storage | NY | 2030 | Summer | Battery Storage |  |  | -1052909.0063 | NY
LCP_Inputs_ON_Electric_Howarth_2023_05_05 | Electricity | Charging-Storage | NY | 2030 | Summer | Hydro Pumped Storage |  |  | -438485.4574 | NY
LCP_Inputs_ON_Electric_Howarth_2023_05_05 | Electricity | Charging-Storage | NY | 2030 | Winter | Battery Storage |  |  | -1591064.0493 | NY
LCP_Inputs_ON_Electric_Howarth_2023_05_05 | Electricity | Charging-Storage | NY | 2030 | Winter | Hydro Pumped Storage |  |  | -951025.4571 | NY
LCP_Inputs_ON_Electric_Howarth_2023_05_05 | Electricity | Charging-Storage | NY | 2030 | Winter Peak | Battery Storage |  |  | 0 | NY
LCP_Inputs_ON_Electric_Howarth_2023_05_05 | Electricity | Charging-Storage | NY | 2030 | Winter Peak | Hydro Pumped Storage |  |  | 0 | NY
LCP_Inputs_ON_Electric_Howarth_2023_05_05 | Electricity | Charging-Storage | NY | 2040 | Fall | Battery Storage |  |  | -2587003.5407 | NY
LCP_Inputs_ON_Electric_Howarth_2023_05_05 | Electricity | Charging-Storage | NY | 2040 | Fall | Hydro Pumped Storage |  |  | -142859.8889 | NY
LCP_Inputs_ON_Electric_Howarth_2023_05_05 | Electricity | Charging-Storage | NY | 2040 | Spring | Battery Storage |  |  | -5348503.5528 | NY
LCP_Inputs_ON_Electric_Howarth_2023_05_05 | Electricity | Charging-Storage | NY | 2040 | Spring | Hydro Pumped Storage |  |  | -1428598.8889 | NY
LCP_Inputs_ON_Electric_Howarth_2023_05_05 | Electricity | Charging-Storage | NY | 2040 | Summer | Battery Storage |  |  | -2592108.2353 | NY
LCP_Inputs_ON_Electric_Howarth_2023_05_05 | Electricity | Charging-Storage | NY | 2040 | Summer | Hydro Pumped Storage |  |  | -1446456.375 | NY
LCP_Inputs_ON_Electric_Howarth_2023_05_05 | Electricity | Charging-Storage | NY | 2040 | Winter | Battery Storage |  |  | -6848069.7297 | NY
LCP_Inputs_ON_Electric_Howarth_2023_05_05 | Electricity | Charging-Storage | NY | 2040 | Winter | Hydro Pumped Storage |  |  | -1584207.4287 | NY
LCP_Inputs_ON_Electric_Howarth_2023_05_05 | Electricity | Charging-Storage | NY | 2040 | Winter Peak | Battery Storage |  |  | 0 | NY
LCP_Inputs_ON_Electric_Howarth_2023_05_05 | Electricity | Charging-Storage | NY | 2040 | Winter Peak | Hydro Pumped Storage |  |  | 0 | NY
LCP_Inputs_ON_Electric_Howarth_2023_05_05 | Electricity | Charging-Storage | NY | 2050 | Fall | Battery Storage |  |  | -4034650.6518 | NY
LCP_Inputs_ON_Electric_Howarth_2023_05_05 | Electricity | Charging-Storage | NY | 2050 | Fall | Hydro Pumped Storage |  |  | -985733.2333 | NY
LCP_Inputs_ON_Electric_Howarth_2023_05_05 | Electricity | Charging-Storage | NY | 2050 | Spring | Battery Storage |  |  | -5701538.338 | NY
LCP_Inputs_ON_Electric_Howarth_2023_05_05 | Electricity | Charging-Storage | NY | 2050 | Spring | Hydro Pumped Storage |  |  | -1428598.8889 | NY
LCP_Inputs_ON_Electric_Howarth_2023_05_05 | Electricity | Charging-Storage | NY | 2050 | Summer | Battery Storage |  |  | -3000644.7059 | NY
LCP_Inputs_ON_Electric_Howarth_2023_05_05 | Electricity | Charging-Storage | NY | 2050 | Summer | Hydro Pumped Storage |  |  | -1446456.375 | NY
LCP_Inputs_ON_Electric_Howarth_2023_05_05 | Electricity | Charging-Storage | NY | 2050 | Winter | Battery Storage |  |  | -8272047.5676 | NY
LCP_Inputs_ON_Electric_Howarth_2023_05_05 | Electricity | Charging-Storage | NY | 2050 | Winter | Hydro Pumped Storage |  |  | -1714318.6667 | NY
LCP_Inputs_ON_Electric_Howarth_2023_05_05 | Electricity | Charging-Storage | NY | 2050 | Winter Peak | Battery Storage |  |  | 0 | NY
LCP_Inputs_ON_Electric_Howarth_2023_05_05 | Electricity | Charging-Storage | NY | 2050 | Winter Peak | Hydro Pumped Storage |  |  | 0 | NY
LCP_Inputs_ON_Electric_Howarth_2023_05_05 | Electricity | Charging-Storage | ON | 2020 | Fall | Battery Storage |  |  | 0 | ON
LCP_Inputs_ON_Electric_Howarth_2023_05_05 | Electricity | Charging-Storage | ON | 2020 | Fall | Hydro Pumped Storage |  |  | -79443 | ON
LCP_Inputs_ON_Electric_Howarth_2023_05_05 | Electricity | Charging-Storage | ON | 2020 | Spring | Battery Storage |  |  | 0 | ON
LCP_Inputs_ON_Electric_Howarth_2023_05_05 | Electricity | Charging-Storage | ON | 2020 | Spring | Hydro Pumped Storage |  |  | -47665.8 | ON
LCP_Inputs_ON_Electric_Howarth_2023_05_05 | Electricity | Charging-Storage | ON | 2020 | Summer | Battery Storage |  |  | 0 | ON
LCP_Inputs_ON_Electric_Howarth_2023_05_05 | Electricity | Charging-Storage | ON | 2020 | Summer | Hydro Pumped Storage |  |  | -111220.2 | ON
LCP_Inputs_ON_Electric_Howarth_2023_05_05 | Electricity | Charging-Storage | ON | 2020 | Winter | Battery Storage |  |  | 0 | ON
LCP_Inputs_ON_Electric_Howarth_2023_05_05 | Electricity | Charging-Storage | ON | 2020 | Winter | Hydro Pumped Storage |  |  | -1738.9615 | ON
LCP_Inputs_ON_Electric_Howarth_2023_05_05 | Electricity | Charging-Storage | ON | 2020 | Winter Peak | Battery Storage |  |  | 0 | ON
LCP_Inputs_ON_Electric_Howarth_2023_05_05 | Electricity | Charging-Storage | ON | 2020 | Winter Peak | Hydro Pumped Storage |  |  | 0 | ON
LCP_Inputs_ON_Electric_Howarth_2023_05_05 | Electricity | Charging-Storage | ON | 2030 | Fall | Battery Storage |  |  | -555849.4118 | ON
LCP_Inputs_ON_Electric_Howarth_2023_05_05 | Electricity | Charging-Storage | ON | 2030 | Fall | Hydro Pumped Storage |  |  | -111220.2 | ON
LCP_Inputs_ON_Electric_Howarth_2023_05_05 | Electricity | Charging-Storage | ON | 2030 | Spring | Battery Storage |  |  | -910203.4118 | ON
LCP_Inputs_ON_Electric_Howarth_2023_05_05 | Electricity | Charging-Storage | ON | 2030 | Spring | Hydro Pumped Storage |  |  | -99303.75 | ON
LCP_Inputs_ON_Electric_Howarth_2023_05_05 | Electricity | Charging-Storage | ON | 2030 | Summer | Battery Storage |  |  | -555983.6009 | ON
LCP_Inputs_ON_Electric_Howarth_2023_05_05 | Electricity | Charging-Storage | ON | 2030 | Summer | Hydro Pumped Storage |  |  | -139025.25 | ON
LCP_Inputs_ON_Electric_Howarth_2023_05_05 | Electricity | Charging-Storage | ON | 2030 | Winter | Battery Storage |  |  | -380524.9906 | ON
LCP_Inputs_ON_Electric_Howarth_2023_05_05 | Electricity | Charging-Storage | ON | 2030 | Winter | Hydro Pumped Storage |  |  | -15888.6 | ON
LCP_Inputs_ON_Electric_Howarth_2023_05_05 | Electricity | Charging-Storage | ON | 2030 | Winter Peak | Battery Storage |  |  | -12100.2778 | ON
LCP_Inputs_ON_Electric_Howarth_2023_05_05 | Electricity | Charging-Storage | ON | 2030 | Winter Peak | Hydro Pumped Storage |  |  | -218.25 | ON
LCP_Inputs_ON_Electric_Howarth_2023_05_05 | Electricity | Charging-Storage | ON | 2040 | Fall | Battery Storage |  |  | -1584470.5882 | ON
LCP_Inputs_ON_Electric_Howarth_2023_05_05 | Electricity | Charging-Storage | ON | 2040 | Fall | Hydro Pumped Storage |  |  | -111220.2 | ON
LCP_Inputs_ON_Electric_Howarth_2023_05_05 | Electricity | Charging-Storage | ON | 2040 | Spring | Battery Storage |  |  | -1584470.5882 | ON
LCP_Inputs_ON_Electric_Howarth_2023_05_05 | Electricity | Charging-Storage | ON | 2040 | Spring | Hydro Pumped Storage |  |  | -111220.2 | ON
LCP_Inputs_ON_Electric_Howarth_2023_05_05 | Electricity | Charging-Storage | ON | 2040 | Summer | Battery Storage |  |  | -1584470.5882 | ON
LCP_Inputs_ON_Electric_Howarth_2023_05_05 | Electricity | Charging-Storage | ON | 2040 | Summer | Hydro Pumped Storage |  |  | -178746.75 | ON
LCP_Inputs_ON_Electric_Howarth_2023_05_05 | Electricity | Charging-Storage | ON | 2040 | Winter | Battery Storage |  |  | 0 | ON
LCP_Inputs_ON_Electric_Howarth_2023_05_05 | Electricity | Charging-Storage | ON | 2040 | Winter | Hydro Pumped Storage |  |  | 0 | ON
LCP_Inputs_ON_Electric_Howarth_2023_05_05 | Electricity | Charging-Storage | ON | 2040 | Winter Peak | Battery Storage |  |  | -19122.3853 | ON
LCP_Inputs_ON_Electric_Howarth_2023_05_05 | Electricity | Charging-Storage | ON | 2040 | Winter Peak | Hydro Pumped Storage |  |  | -127.7029 | ON
LCP_Inputs_ON_Electric_Howarth_2023_05_05 | Electricity | Charging-Storage | ON | 2050 | Fall | Battery Storage |  |  | -2697882.3529 | ON
LCP_Inputs_ON_Electric_Howarth_2023_05_05 | Electricity | Charging-Storage | ON | 2050 | Fall | Hydro Pumped Storage |  |  | -95331.6 | ON
LCP_Inputs_ON_Electric_Howarth_2023_05_05 | Electricity | Charging-Storage | ON | 2050 | Spring | Battery Storage |  |  | -1516007.3166 | ON
LCP_Inputs_ON_Electric_Howarth_2023_05_05 | Electricity | Charging-Storage | ON | 2050 | Spring | Hydro Pumped Storage |  |  | 0 | ON
LCP_Inputs_ON_Electric_Howarth_2023_05_05 | Electricity | Charging-Storage | ON | 2050 | Summer | Battery Storage |  |  | -2697882.3529 | ON
LCP_Inputs_ON_Electric_Howarth_2023_05_05 | Electricity | Charging-Storage | ON | 2050 | Summer | Hydro Pumped Storage |  |  | -178746.75 | ON
LCP_Inputs_ON_Electric_Howarth_2023_05_05 | Electricity | Charging-Storage | ON | 2050 | Winter | Battery Storage |  |  | 0 | ON
LCP_Inputs_ON_Electric_Howarth_2023_05_05 | Electricity | Charging-Storage | ON | 2050 | Winter | Hydro Pumped Storage |  |  | 0 | ON
LCP_Inputs_ON_Electric_Howarth_2023_05_05 | Electricity | Charging-Storage | ON | 2050 | Winter Peak | Battery Storage |  |  | -31347.0673 | ON
LCP_Inputs_ON_Electric_Howarth_2023_05_05 | Electricity | Charging-Storage | ON | 2050 | Winter Peak | Hydro Pumped Storage |  |  | 0 | ON
LCP_Inputs_ON_Electric_Howarth_2023_05_05 | Electricity | Charging-Storage | PJ | 2020 | Fall | Battery Storage |  |  | 0 | PJ
LCP_Inputs_ON_Electric_Howarth_2023_05_05 | Electricity | Charging-Storage | PJ | 2020 | Fall | Hydro Pumped Storage |  |  | 0 | PJ
LCP_Inputs_ON_Electric_Howarth_2023_05_05 | Electricity | Charging-Storage | PJ | 2020 | Spring | Battery Storage |  |  | 0 | PJ
LCP_Inputs_ON_Electric_Howarth_2023_05_05 | Electricity | Charging-Storage | PJ | 2020 | Spring | Hydro Pumped Storage |  |  | 0 | PJ
LCP_Inputs_ON_Electric_Howarth_2023_05_05 | Electricity | Charging-Storage | PJ | 2020 | Summer | Battery Storage |  |  | 0 | PJ
LCP_Inputs_ON_Electric_Howarth_2023_05_05 | Electricity | Charging-Storage | PJ | 2020 | Summer | Hydro Pumped Storage |  |  | 0 | PJ
LCP_Inputs_ON_Electric_Howarth_2023_05_05 | Electricity | Charging-Storage | PJ | 2020 | Winter | Battery Storage |  |  | 0 | PJ
LCP_Inputs_ON_Electric_Howarth_2023_05_05 | Electricity | Charging-Storage | PJ | 2020 | Winter | Hydro Pumped Storage |  |  | 0 | PJ
LCP_Inputs_ON_Electric_Howarth_2023_05_05 | Electricity | Charging-Storage | PJ | 2020 | Winter Peak | Battery Storage |  |  | 0 | PJ
LCP_Inputs_ON_Electric_Howarth_2023_05_05 | Electricity | Charging-Storage | PJ | 2020 | Winter Peak | Hydro Pumped Storage |  |  | 0 | PJ
LCP_Inputs_ON_Electric_Howarth_2023_05_05 | Electricity | Charging-Storage | PJ | 2030 | Fall | Battery Storage |  |  | 0 | PJ
LCP_Inputs_ON_Electric_Howarth_2023_05_05 | Electricity | Charging-Storage | PJ | 2030 | Fall | Hydro Pumped Storage |  |  | 0 | PJ
LCP_Inputs_ON_Electric_Howarth_2023_05_05 | Electricity | Charging-Storage | PJ | 2030 | Spring | Battery Storage |  |  | -1091092.4595 | PJ
LCP_Inputs_ON_Electric_Howarth_2023_05_05 | Electricity | Charging-Storage | PJ | 2030 | Spring | Hydro Pumped Storage |  |  | -4514919.5 | PJ
LCP_Inputs_ON_Electric_Howarth_2023_05_05 | Electricity | Charging-Storage | PJ | 2030 | Summer | Battery Storage |  |  | 0 | PJ
LCP_Inputs_ON_Electric_Howarth_2023_05_05 | Electricity | Charging-Storage | PJ | 2030 | Summer | Hydro Pumped Storage |  |  | 0 | PJ
LCP_Inputs_ON_Electric_Howarth_2023_05_05 | Electricity | Charging-Storage | PJ | 2030 | Winter | Battery Storage |  |  | -795063.9883 | PJ
LCP_Inputs_ON_Electric_Howarth_2023_05_05 | Electricity | Charging-Storage | PJ | 2030 | Winter | Hydro Pumped Storage |  |  | -1595493.767 | PJ
LCP_Inputs_ON_Electric_Howarth_2023_05_05 | Electricity | Charging-Storage | PJ | 2030 | Winter Peak | Battery Storage |  |  | -13387.5697 | PJ
LCP_Inputs_ON_Electric_Howarth_2023_05_05 | Electricity | Charging-Storage | PJ | 2030 | Winter Peak | Hydro Pumped Storage |  |  | -60255.7591 | PJ
LCP_Inputs_ON_Electric_Howarth_2023_05_05 | Electricity | Charging-Storage | PJ | 2040 | Fall | Battery Storage |  |  | -1427271.4487 | PJ
LCP_Inputs_ON_Electric_Howarth_2023_05_05 | Electricity | Charging-Storage | PJ | 2040 | Fall | Hydro Pumped Storage |  |  | -21442.1654 | PJ
LCP_Inputs_ON_Electric_Howarth_2023_05_05 | Electricity | Charging-Storage | PJ | 2040 | Spring | Battery Storage |  |  | -5105060.7383 | PJ
LCP_Inputs_ON_Electric_Howarth_2023_05_05 | Electricity | Charging-Storage | PJ | 2040 | Spring | Hydro Pumped Storage |  |  | -4780503 | PJ
LCP_Inputs_ON_Electric_Howarth_2023_05_05 | Electricity | Charging-Storage | PJ | 2040 | Summer | Battery Storage |  |  | 0 | PJ
LCP_Inputs_ON_Electric_Howarth_2023_05_05 | Electricity | Charging-Storage | PJ | 2040 | Summer | Hydro Pumped Storage |  |  | 0 | PJ
LCP_Inputs_ON_Electric_Howarth_2023_05_05 | Electricity | Charging-Storage | PJ | 2040 | Winter | Battery Storage |  |  | -5626564.4324 | PJ
LCP_Inputs_ON_Electric_Howarth_2023_05_05 | Electricity | Charging-Storage | PJ | 2040 | Winter | Hydro Pumped Storage |  |  | -5882069.7794 | PJ
LCP_Inputs_ON_Electric_Howarth_2023_05_05 | Electricity | Charging-Storage | PJ | 2040 | Winter Peak | Battery Storage |  |  | -43644.973 | PJ
LCP_Inputs_ON_Electric_Howarth_2023_05_05 | Electricity | Charging-Storage | PJ | 2040 | Winter Peak | Hydro Pumped Storage |  |  | -49614.5 | PJ
LCP_Inputs_ON_Electric_Howarth_2023_05_05 | Electricity | Charging-Storage | PJ | 2050 | Fall | Battery Storage |  |  | -4527828.9255 | PJ
LCP_Inputs_ON_Electric_Howarth_2023_05_05 | Electricity | Charging-Storage | PJ | 2050 | Fall | Hydro Pumped Storage |  |  | -61677.0951 | PJ
LCP_Inputs_ON_Electric_Howarth_2023_05_05 | Electricity | Charging-Storage | PJ | 2050 | Spring | Battery Storage |  |  | -11669346.809 | PJ
LCP_Inputs_ON_Electric_Howarth_2023_05_05 | Electricity | Charging-Storage | PJ | 2050 | Spring | Hydro Pumped Storage |  |  | -5046086.5 | PJ
LCP_Inputs_ON_Electric_Howarth_2023_05_05 | Electricity | Charging-Storage | PJ | 2050 | Summer | Battery Storage |  |  | -1101739.4838 | PJ
LCP_Inputs_ON_Electric_Howarth_2023_05_05 | Electricity | Charging-Storage | PJ | 2050 | Summer | Hydro Pumped Storage |  |  | 0 | PJ
LCP_Inputs_ON_Electric_Howarth_2023_05_05 | Electricity | Charging-Storage | PJ | 2050 | Winter | Battery Storage |  |  | -10129057.5135 | PJ
LCP_Inputs_ON_Electric_Howarth_2023_05_05 | Electricity | Charging-Storage | PJ | 2050 | Winter | Hydro Pumped Storage |  |  | -4613902.3031 | PJ
LCP_Inputs_ON_Electric_Howarth_2023_05_05 | Electricity | Charging-Storage | PJ | 2050 | Winter Peak | Battery Storage |  |  | -145528.5212 | PJ
LCP_Inputs_ON_Electric_Howarth_2023_05_05 | Electricity | Charging-Storage | PJ | 2050 | Winter Peak | Hydro Pumped Storage |  |  | -21013.2 | PJ
LCP_Inputs_ON_Electric_Howarth_2023_05_05 | Electricity | Charging-Storage | QC | 2020 | Fall | Battery Storage |  |  | 0 | QC
LCP_Inputs_ON_Electric_Howarth_2023_05_05 | Electricity | Charging-Storage | QC | 2020 | Fall | Hydro Pumped Storage |  |  | 0 | QC
LCP_Inputs_ON_Electric_Howarth_2023_05_05 | Electricity | Charging-Storage | QC | 2020 | Spring | Battery Storage |  |  | 0 | QC
LCP_Inputs_ON_Electric_Howarth_2023_05_05 | Electricity | Charging-Storage | QC | 2020 | Spring | Hydro Pumped Storage |  |  | 0 | QC
LCP_Inputs_ON_Electric_Howarth_2023_05_05 | Electricity | Charging-Storage | QC | 2020 | Summer | Battery Storage |  |  | 0 | QC
LCP_Inputs_ON_Electric_Howarth_2023_05_05 | Electricity | Charging-Storage | QC | 2020 | Summer | Hydro Pumped Storage |  |  | 0 | QC
LCP_Inputs_ON_Electric_Howarth_2023_05_05 | Electricity | Charging-Storage | QC | 2020 | Winter | Battery Storage |  |  | 0 | QC
LCP_Inputs_ON_Electric_Howarth_2023_05_05 | Electricity | Charging-Storage | QC | 2020 | Winter | Hydro Pumped Storage |  |  | 0 | QC
LCP_Inputs_ON_Electric_Howarth_2023_05_05 | Electricity | Charging-Storage | QC | 2020 | Winter Peak | Battery Storage |  |  | 0 | QC
LCP_Inputs_ON_Electric_Howarth_2023_05_05 | Electricity | Charging-Storage | QC | 2020 | Winter Peak | Hydro Pumped Storage |  |  | 0 | QC
LCP_Inputs_ON_Electric_Howarth_2023_05_05 | Electricity | Charging-Storage | QC | 2030 | Fall | Battery Storage |  |  | 0 | QC
LCP_Inputs_ON_Electric_Howarth_2023_05_05 | Electricity | Charging-Storage | QC | 2030 | Fall | Hydro Pumped Storage |  |  | 0 | QC
LCP_Inputs_ON_Electric_Howarth_2023_05_05 | Electricity | Charging-Storage | QC | 2030 | Spring | Battery Storage |  |  | 0 | QC
LCP_Inputs_ON_Electric_Howarth_2023_05_05 | Electricity | Charging-Storage | QC | 2030 | Spring | Hydro Pumped Storage |  |  | 0 | QC
LCP_Inputs_ON_Electric_Howarth_2023_05_05 | Electricity | Charging-Storage | QC | 2030 | Summer | Battery Storage |  |  | 0 | QC
LCP_Inputs_ON_Electric_Howarth_2023_05_05 | Electricity | Charging-Storage | QC | 2030 | Summer | Hydro Pumped Storage |  |  | 0 | QC
LCP_Inputs_ON_Electric_Howarth_2023_05_05 | Electricity | Charging-Storage | QC | 2030 | Winter | Battery Storage |  |  | 0 | QC
LCP_Inputs_ON_Electric_Howarth_2023_05_05 | Electricity | Charging-Storage | QC | 2030 | Winter | Hydro Pumped Storage |  |  | 0 | QC
LCP_Inputs_ON_Electric_Howarth_2023_05_05 | Electricity | Charging-Storage | QC | 2030 | Winter Peak | Battery Storage |  |  | 0 | QC
LCP_Inputs_ON_Electric_Howarth_2023_05_05 | Electricity | Charging-Storage | QC | 2030 | Winter Peak | Hydro Pumped Storage |  |  | 0 | QC
LCP_Inputs_ON_Electric_Howarth_2023_05_05 | Electricity | Charging-Storage | QC | 2040 | Fall | Battery Storage |  |  | 0 | QC
LCP_Inputs_ON_Electric_Howarth_2023_05_05 | Electricity | Charging-Storage | QC | 2040 | Fall | Hydro Pumped Storage |  |  | 0 | QC
LCP_Inputs_ON_Electric_Howarth_2023_05_05 | Electricity | Charging-Storage | QC | 2040 | Spring | Battery Storage |  |  | 0 | QC
LCP_Inputs_ON_Electric_Howarth_2023_05_05 | Electricity | Charging-Storage | QC | 2040 | Spring | Hydro Pumped Storage |  |  | 0 | QC
LCP_Inputs_ON_Electric_Howarth_2023_05_05 | Electricity | Charging-Storage | QC | 2040 | Summer | Battery Storage |  |  | 0 | QC
LCP_Inputs_ON_Electric_Howarth_2023_05_05 | Electricity | Charging-Storage | QC | 2040 | Summer | Hydro Pumped Storage |  |  | 0 | QC
LCP_Inputs_ON_Electric_Howarth_2023_05_05 | Electricity | Charging-Storage | QC | 2040 | Winter | Battery Storage |  |  | 0 | QC
LCP_Inputs_ON_Electric_Howarth_2023_05_05 | Electricity | Charging-Storage | QC | 2040 | Winter | Hydro Pumped Storage |  |  | 0 | QC
LCP_Inputs_ON_Electric_Howarth_2023_05_05 | Electricity | Charging-Storage | QC | 2040 | Winter Peak | Battery Storage |  |  | 0 | QC
LCP_Inputs_ON_Electric_Howarth_2023_05_05 | Electricity | Charging-Storage | QC | 2040 | Winter Peak | Hydro Pumped Storage |  |  | 0 | QC
LCP_Inputs_ON_Electric_Howarth_2023_05_05 | Electricity | Charging-Storage | QC | 2050 | Fall | Battery Storage |  |  | 0 | QC
LCP_Inputs_ON_Electric_Howarth_2023_05_05 | Electricity | Charging-Storage | QC | 2050 | Fall | Hydro Pumped Storage |  |  | 0 | QC
LCP_Inputs_ON_Electric_Howarth_2023_05_05 | Electricity | Charging-Storage | QC | 2050 | Spring | Battery Storage |  |  | 0 | QC
LCP_Inputs_ON_Electric_Howarth_2023_05_05 | Electricity | Charging-Storage | QC | 2050 | Spring | Hydro Pumped Storage |  |  | 0 | QC
LCP_Inputs_ON_Electric_Howarth_2023_05_05 | Electricity | Charging-Storage | QC | 2050 | Summer | Battery Storage |  |  | 0 | QC
LCP_Inputs_ON_Electric_Howarth_2023_05_05 | Electricity | Charging-Storage | QC | 2050 | Summer | Hydro Pumped Storage |  |  | 0 | QC
LCP_Inputs_ON_Electric_Howarth_2023_05_05 | Electricity | Charging-Storage | QC | 2050 | Winter | Battery Storage |  |  | 0 | QC
LCP_Inputs_ON_Electric_Howarth_2023_05_05 | Electricity | Charging-Storage | QC | 2050 | Winter | Hydro Pumped Storage |  |  | 0 | QC
LCP_Inputs_ON_Electric_Howarth_2023_05_05 | Electricity | Charging-Storage | QC | 2050 | Winter Peak | Battery Storage |  |  | 0 | QC
LCP_Inputs_ON_Electric_Howarth_2023_05_05 | Electricity | Charging-Storage | QC | 2050 | Winter Peak | Hydro Pumped Storage |  |  | 0 | QC
LCP_Inputs_ON_Electric_Howarth_2023_05_05 | Electricity | Charging-Storage | WC | 2020 | Fall | Battery Storage |  |  | 0 | WC
LCP_Inputs_ON_Electric_Howarth_2023_05_05 | Electricity | Charging-Storage | WC | 2020 | Fall | Hydro Pumped Storage |  |  | 0 | WC
LCP_Inputs_ON_Electric_Howarth_2023_05_05 | Electricity | Charging-Storage | WC | 2020 | Spring | Battery Storage |  |  | 0 | WC
LCP_Inputs_ON_Electric_Howarth_2023_05_05 | Electricity | Charging-Storage | WC | 2020 | Spring | Hydro Pumped Storage |  |  | 0 | WC
LCP_Inputs_ON_Electric_Howarth_2023_05_05 | Electricity | Charging-Storage | WC | 2020 | Summer | Battery Storage |  |  | 0 | WC
LCP_Inputs_ON_Electric_Howarth_2023_05_05 | Electricity | Charging-Storage | WC | 2020 | Summer | Hydro Pumped Storage |  |  | 0 | WC
LCP_Inputs_ON_Electric_Howarth_2023_05_05 | Electricity | Charging-Storage | WC | 2020 | Winter | Battery Storage |  |  | 0 | WC
LCP_Inputs_ON_Electric_Howarth_2023_05_05 | Electricity | Charging-Storage | WC | 2020 | Winter | Hydro Pumped Storage |  |  | 0 | WC
LCP_Inputs_ON_Electric_Howarth_2023_05_05 | Electricity | Charging-Storage | WC | 2020 | Winter Peak | Battery Storage |  |  | 0 | WC
LCP_Inputs_ON_Electric_Howarth_2023_05_05 | Electricity | Charging-Storage | WC | 2020 | Winter Peak | Hydro Pumped Storage |  |  | 0 | WC
LCP_Inputs_ON_Electric_Howarth_2023_05_05 | Electricity | Charging-Storage | WC | 2030 | Fall | Battery Storage |  |  | 0 | WC
LCP_Inputs_ON_Electric_Howarth_2023_05_05 | Electricity | Charging-Storage | WC | 2030 | Fall | Hydro Pumped Storage |  |  | 0 | WC
LCP_Inputs_ON_Electric_Howarth_2023_05_05 | Electricity | Charging-Storage | WC | 2030 | Spring | Battery Storage |  |  | 0 | WC
LCP_Inputs_ON_Electric_Howarth_2023_05_05 | Electricity | Charging-Storage | WC | 2030 | Spring | Hydro Pumped Storage |  |  | 0 | WC
LCP_Inputs_ON_Electric_Howarth_2023_05_05 | Electricity | Charging-Storage | WC | 2030 | Summer | Battery Storage |  |  | 0 | WC
LCP_Inputs_ON_Electric_Howarth_2023_05_05 | Electricity | Charging-Storage | WC | 2030 | Summer | Hydro Pumped Storage |  |  | 0 | WC
LCP_Inputs_ON_Electric_Howarth_2023_05_05 | Electricity | Charging-Storage | WC | 2030 | Winter | Battery Storage |  |  | 0 | WC
LCP_Inputs_ON_Electric_Howarth_2023_05_05 | Electricity | Charging-Storage | WC | 2030 | Winter | Hydro Pumped Storage |  |  | 0 | WC
LCP_Inputs_ON_Electric_Howarth_2023_05_05 | Electricity | Charging-Storage | WC | 2030 | Winter Peak | Battery Storage |  |  | 0 | WC
LCP_Inputs_ON_Electric_Howarth_2023_05_05 | Electricity | Charging-Storage | WC | 2030 | Winter Peak | Hydro Pumped Storage |  |  | 0 | WC
LCP_Inputs_ON_Electric_Howarth_2023_05_05 | Electricity | Charging-Storage | WC | 2040 | Fall | Battery Storage |  |  | 0 | WC
LCP_Inputs_ON_Electric_Howarth_2023_05_05 | Electricity | Charging-Storage | WC | 2040 | Fall | Hydro Pumped Storage |  |  | 0 | WC
LCP_Inputs_ON_Electric_Howarth_2023_05_05 | Electricity | Charging-Storage | WC | 2040 | Spring | Battery Storage |  |  | 0 | WC
LCP_Inputs_ON_Electric_Howarth_2023_05_05 | Electricity | Charging-Storage | WC | 2040 | Spring | Hydro Pumped Storage |  |  | 0 | WC
LCP_Inputs_ON_Electric_Howarth_2023_05_05 | Electricity | Charging-Storage | WC | 2040 | Summer | Battery Storage |  |  | 0 | WC
LCP_Inputs_ON_Electric_Howarth_2023_05_05 | Electricity | Charging-Storage | WC | 2040 | Summer | Hydro Pumped Storage |  |  | 0 | WC
LCP_Inputs_ON_Electric_Howarth_2023_05_05 | Electricity | Charging-Storage | WC | 2040 | Winter | Battery Storage |  |  | 0 | WC
LCP_Inputs_ON_Electric_Howarth_2023_05_05 | Electricity | Charging-Storage | WC | 2040 | Winter | Hydro Pumped Storage |  |  | 0 | WC
LCP_Inputs_ON_Electric_Howarth_2023_05_05 | Electricity | Charging-Storage | WC | 2040 | Winter Peak | Battery Storage |  |  | 0 | WC
LCP_Inputs_ON_Electric_Howarth_2023_05_05 | Electricity | Charging-Storage | WC | 2040 | Winter Peak | Hydro Pumped Storage |  |  | 0 | WC
LCP_Inputs_ON_Electric_Howarth_2023_05_05 | Electricity | Charging-Storage | WC | 2050 | Fall | Battery Storage |  |  | 0 | WC
LCP_Inputs_ON_Electric_Howarth_2023_05_05 | Electricity | Charging-Storage | WC | 2050 | Fall | Hydro Pumped Storage |  |  | 0 | WC
LCP_Inputs_ON_Electric_Howarth_2023_05_05 | Electricity | Charging-Storage | WC | 2050 | Spring | Battery Storage |  |  | 0 | WC
LCP_Inputs_ON_Electric_Howarth_2023_05_05 | Electricity | Charging-Storage | WC | 2050 | Spring | Hydro Pumped Storage |  |  | 0 | WC
LCP_Inputs_ON_Electric_Howarth_2023_05_05 | Electricity | Charging-Storage | WC | 2050 | Summer | Battery Storage |  |  | 0 | WC
LCP_Inputs_ON_Electric_Howarth_2023_05_05 | Electricity | Charging-Storage | WC | 2050 | Summer | Hydro Pumped Storage |  |  | 0 | WC
LCP_Inputs_ON_Electric_Howarth_2023_05_05 | Electricity | Charging-Storage | WC | 2050 | Winter | Battery Storage |  |  | 0 | WC
LCP_Inputs_ON_Electric_Howarth_2023_05_05 | Electricity | Charging-Storage | WC | 2050 | Winter | Hydro Pumped Storage |  |  | 0 | WC
LCP_Inputs_ON_Electric_Howarth_2023_05_05 | Electricity | Charging-Storage | WC | 2050 | Winter Peak | Battery Storage |  |  | 0 | WC
LCP_Inputs_ON_Electric_Howarth_2023_05_05 | Electricity | Charging-Storage | WC | 2050 | Winter Peak | Hydro Pumped Storage |  |  | 0 | WC
LCP_Inputs_ON_Electric_Howarth_2023_05_05 | Electricity | Dispatch-Crossload | MI | 2020 | Fall | Electrolyser 2020/2030 |  |  | 0 | MI
LCP_Inputs_ON_Electric_Howarth_2023_05_05 | Electricity | Dispatch-Crossload | MI | 2020 | Fall | Electrolyser 2040 |  |  | 0 | MI
LCP_Inputs_ON_Electric_Howarth_2023_05_05 | Electricity | Dispatch-Crossload | MI | 2020 | Fall | Electrolyser 2050 |  |  | 0 | MI
LCP_Inputs_ON_Electric_Howarth_2023_05_05 | Electricity | Dispatch-Crossload | MI | 2020 | Fall | O/CCGT - CH4 Existing |  |  | 0 | MI
LCP_Inputs_ON_Electric_Howarth_2023_05_05 | Electricity | Dispatch-Crossload | MI | 2020 | Fall | O/CCGT - CH4 New |  |  | 0 | MI
LCP_Inputs_ON_Electric_Howarth_2023_05_05 | Electricity | Dispatch-Crossload | MI | 2020 | Fall | O/CCGT - H2 New |  |  | 0 | MI
LCP_Inputs_ON_Electric_Howarth_2023_05_05 | Electricity | Dispatch-Crossload | MI | 2020 | Spring | Electrolyser 2020/2030 |  |  | 0 | MI
LCP_Inputs_ON_Electric_Howarth_2023_05_05 | Electricity | Dispatch-Crossload | MI | 2020 | Spring | Electrolyser 2040 |  |  | 0 | MI
LCP_Inputs_ON_Electric_Howarth_2023_05_05 | Electricity | Dispatch-Crossload | MI | 2020 | Spring | Electrolyser 2050 |  |  | 0 | MI
LCP_Inputs_ON_Electric_Howarth_2023_05_05 | Electricity | Dispatch-Crossload | MI | 2020 | Spring | O/CCGT - CH4 Existing |  |  | 0 | MI
LCP_Inputs_ON_Electric_Howarth_2023_05_05 | Electricity | Dispatch-Crossload | MI | 2020 | Spring | O/CCGT - CH4 New |  |  | 0 | MI
LCP_Inputs_ON_Electric_Howarth_2023_05_05 | Electricity | Dispatch-Crossload | MI | 2020 | Spring | O/CCGT - H2 New |  |  | 0 | MI
LCP_Inputs_ON_Electric_Howarth_2023_05_05 | Electricity | Dispatch-Crossload | MI | 2020 | Summer | Electrolyser 2020/2030 |  |  | 0 | MI
LCP_Inputs_ON_Electric_Howarth_2023_05_05 | Electricity | Dispatch-Crossload | MI | 2020 | Summer | Electrolyser 2040 |  |  | 0 | MI
LCP_Inputs_ON_Electric_Howarth_2023_05_05 | Electricity | Dispatch-Crossload | MI | 2020 | Summer | Electrolyser 2050 |  |  | 0 | MI
LCP_Inputs_ON_Electric_Howarth_2023_05_05 | Electricity | Dispatch-Crossload | MI | 2020 | Summer | O/CCGT - CH4 Existing |  |  | 0 | MI
LCP_Inputs_ON_Electric_Howarth_2023_05_05 | Electricity | Dispatch-Crossload | MI | 2020 | Summer | O/CCGT - CH4 New |  |  | 0 | MI
LCP_Inputs_ON_Electric_Howarth_2023_05_05 | Electricity | Dispatch-Crossload | MI | 2020 | Summer | O/CCGT - H2 New |  |  | 0 | MI
LCP_Inputs_ON_Electric_Howarth_2023_05_05 | Electricity | Dispatch-Crossload | MI | 2020 | Winter | Electrolyser 2020/2030 |  |  | 0 | MI
LCP_Inputs_ON_Electric_Howarth_2023_05_05 | Electricity | Dispatch-Crossload | MI | 2020 | Winter | Electrolyser 2040 |  |  | 0 | MI
LCP_Inputs_ON_Electric_Howarth_2023_05_05 | Electricity | Dispatch-Crossload | MI | 2020 | Winter | Electrolyser 2050 |  |  | 0 | MI
LCP_Inputs_ON_Electric_Howarth_2023_05_05 | Electricity | Dispatch-Crossload | MI | 2020 | Winter | O/CCGT - CH4 Existing |  |  | 0 | MI
LCP_Inputs_ON_Electric_Howarth_2023_05_05 | Electricity | Dispatch-Crossload | MI | 2020 | Winter | O/CCGT - CH4 New |  |  | 0 | MI
LCP_Inputs_ON_Electric_Howarth_2023_05_05 | Electricity | Dispatch-Crossload | MI | 2020 | Winter | O/CCGT - H2 New |  |  | 0 | MI
LCP_Inputs_ON_Electric_Howarth_2023_05_05 | Electricity | Dispatch-Crossload | MI | 2020 | Winter Peak | Electrolyser 2020/2030 |  |  | 0 | MI
LCP_Inputs_ON_Electric_Howarth_2023_05_05 | Electricity | Dispatch-Crossload | MI | 2020 | Winter Peak | Electrolyser 2040 |  |  | 0 | MI
LCP_Inputs_ON_Electric_Howarth_2023_05_05 | Electricity | Dispatch-Crossload | MI | 2020 | Winter Peak | Electrolyser 2050 |  |  | 0 | MI
LCP_Inputs_ON_Electric_Howarth_2023_05_05 | Electricity | Dispatch-Crossload | MI | 2020 | Winter Peak | O/CCGT - CH4 Existing |  |  | 0 | MI
LCP_Inputs_ON_Electric_Howarth_2023_05_05 | Electricity | Dispatch-Crossload | MI | 2020 | Winter Peak | O/CCGT - CH4 New |  |  | 0 | MI
LCP_Inputs_ON_Electric_Howarth_2023_05_05 | Electricity | Dispatch-Crossload | MI | 2020 | Winter Peak | O/CCGT - H2 New |  |  | 0 | MI
LCP_Inputs_ON_Electric_Howarth_2023_05_05 | Electricity | Dispatch-Crossload | MI | 2030 | Fall | Electrolyser 2020/2030 |  |  | 0 | MI
LCP_Inputs_ON_Electric_Howarth_2023_05_05 | Electricity | Dispatch-Crossload | MI | 2030 | Fall | Electrolyser 2040 |  |  | 0 | MI
LCP_Inputs_ON_Electric_Howarth_2023_05_05 | Electricity | Dispatch-Crossload | MI | 2030 | Fall | Electrolyser 2050 |  |  | 0 | MI
LCP_Inputs_ON_Electric_Howarth_2023_05_05 | Electricity | Dispatch-Crossload | MI | 2030 | Fall | O/CCGT - CH4 Existing |  |  | 0 | MI
LCP_Inputs_ON_Electric_Howarth_2023_05_05 | Electricity | Dispatch-Crossload | MI | 2030 | Fall | O/CCGT - CH4 New |  |  | 0 | MI
LCP_Inputs_ON_Electric_Howarth_2023_05_05 | Electricity | Dispatch-Crossload | MI | 2030 | Fall | O/CCGT - H2 New |  |  | 0 | MI
LCP_Inputs_ON_Electric_Howarth_2023_05_05 | Electricity | Dispatch-Crossload | MI | 2030 | Spring | Electrolyser 2020/2030 |  |  | 0 | MI
LCP_Inputs_ON_Electric_Howarth_2023_05_05 | Electricity | Dispatch-Crossload | MI | 2030 | Spring | Electrolyser 2040 |  |  | 0 | MI
LCP_Inputs_ON_Electric_Howarth_2023_05_05 | Electricity | Dispatch-Crossload | MI | 2030 | Spring | Electrolyser 2050 |  |  | 0 | MI
LCP_Inputs_ON_Electric_Howarth_2023_05_05 | Electricity | Dispatch-Crossload | MI | 2030 | Spring | O/CCGT - CH4 Existing |  |  | 0 | MI
LCP_Inputs_ON_Electric_Howarth_2023_05_05 | Electricity | Dispatch-Crossload | MI | 2030 | Spring | O/CCGT - CH4 New |  |  | 0 | MI
LCP_Inputs_ON_Electric_Howarth_2023_05_05 | Electricity | Dispatch-Crossload | MI | 2030 | Spring | O/CCGT - H2 New |  |  | 0 | MI
LCP_Inputs_ON_Electric_Howarth_2023_05_05 | Electricity | Dispatch-Crossload | MI | 2030 | Summer | Electrolyser 2020/2030 |  |  | 0 | MI
LCP_Inputs_ON_Electric_Howarth_2023_05_05 | Electricity | Dispatch-Crossload | MI | 2030 | Summer | Electrolyser 2040 |  |  | 0 | MI
LCP_Inputs_ON_Electric_Howarth_2023_05_05 | Electricity | Dispatch-Crossload | MI | 2030 | Summer | Electrolyser 2050 |  |  | 0 | MI
LCP_Inputs_ON_Electric_Howarth_2023_05_05 | Electricity | Dispatch-Crossload | MI | 2030 | Summer | O/CCGT - CH4 Existing |  |  | 0 | MI
LCP_Inputs_ON_Electric_Howarth_2023_05_05 | Electricity | Dispatch-Crossload | MI | 2030 | Summer | O/CCGT - CH4 New |  |  | 0 | MI
LCP_Inputs_ON_Electric_Howarth_2023_05_05 | Electricity | Dispatch-Crossload | MI | 2030 | Summer | O/CCGT - H2 New |  |  | 0 | MI
LCP_Inputs_ON_Electric_Howarth_2023_05_05 | Electricity | Dispatch-Crossload | MI | 2030 | Winter | Electrolyser 2020/2030 |  |  | 0 | MI
LCP_Inputs_ON_Electric_Howarth_2023_05_05 | Electricity | Dispatch-Crossload | MI | 2030 | Winter | Electrolyser 2040 |  |  | 0 | MI
LCP_Inputs_ON_Electric_Howarth_2023_05_05 | Electricity | Dispatch-Crossload | MI | 2030 | Winter | Electrolyser 2050 |  |  | 0 | MI
LCP_Inputs_ON_Electric_Howarth_2023_05_05 | Electricity | Dispatch-Crossload | MI | 2030 | Winter | O/CCGT - CH4 Existing |  |  | 0 | MI
LCP_Inputs_ON_Electric_Howarth_2023_05_05 | Electricity | Dispatch-Crossload | MI | 2030 | Winter | O/CCGT - CH4 New |  |  | 0 | MI
LCP_Inputs_ON_Electric_Howarth_2023_05_05 | Electricity | Dispatch-Crossload | MI | 2030 | Winter | O/CCGT - H2 New |  |  | 0 | MI
LCP_Inputs_ON_Electric_Howarth_2023_05_05 | Electricity | Dispatch-Crossload | MI | 2030 | Winter Peak | Electrolyser 2020/2030 |  |  | 0 | MI
LCP_Inputs_ON_Electric_Howarth_2023_05_05 | Electricity | Dispatch-Crossload | MI | 2030 | Winter Peak | Electrolyser 2040 |  |  | 0 | MI
LCP_Inputs_ON_Electric_Howarth_2023_05_05 | Electricity | Dispatch-Crossload | MI | 2030 | Winter Peak | Electrolyser 2050 |  |  | 0 | MI
LCP_Inputs_ON_Electric_Howarth_2023_05_05 | Electricity | Dispatch-Crossload | MI | 2030 | Winter Peak | O/CCGT - CH4 Existing |  |  | 0 | MI
LCP_Inputs_ON_Electric_Howarth_2023_05_05 | Electricity | Dispatch-Crossload | MI | 2030 | Winter Peak | O/CCGT - CH4 New |  |  | 0 | MI
LCP_Inputs_ON_Electric_Howarth_2023_05_05 | Electricity | Dispatch-Crossload | MI | 2030 | Winter Peak | O/CCGT - H2 New |  |  | 0 | MI
LCP_Inputs_ON_Electric_Howarth_2023_05_05 | Electricity | Dispatch-Crossload | MI | 2040 | Fall | Electrolyser 2020/2030 |  |  | 0 | MI
LCP_Inputs_ON_Electric_Howarth_2023_05_05 | Electricity | Dispatch-Crossload | MI | 2040 | Fall | Electrolyser 2040 |  |  | 0 | MI
LCP_Inputs_ON_Electric_Howarth_2023_05_05 | Electricity | Dispatch-Crossload | MI | 2040 | Fall | Electrolyser 2050 |  |  | 0 | MI
LCP_Inputs_ON_Electric_Howarth_2023_05_05 | Electricity | Dispatch-Crossload | MI | 2040 | Fall | O/CCGT - CH4 Existing |  |  | 0 | MI
LCP_Inputs_ON_Electric_Howarth_2023_05_05 | Electricity | Dispatch-Crossload | MI | 2040 | Fall | O/CCGT - CH4 New |  |  | 0 | MI
LCP_Inputs_ON_Electric_Howarth_2023_05_05 | Electricity | Dispatch-Crossload | MI | 2040 | Fall | O/CCGT - H2 New |  |  | 0 | MI
LCP_Inputs_ON_Electric_Howarth_2023_05_05 | Electricity | Dispatch-Crossload | MI | 2040 | Spring | Electrolyser 2020/2030 |  |  | 0 | MI
LCP_Inputs_ON_Electric_Howarth_2023_05_05 | Electricity | Dispatch-Crossload | MI | 2040 | Spring | Electrolyser 2040 |  |  | 0 | MI
LCP_Inputs_ON_Electric_Howarth_2023_05_05 | Electricity | Dispatch-Crossload | MI | 2040 | Spring | Electrolyser 2050 |  |  | 0 | MI
LCP_Inputs_ON_Electric_Howarth_2023_05_05 | Electricity | Dispatch-Crossload | MI | 2040 | Spring | O/CCGT - CH4 Existing |  |  | 0 | MI
LCP_Inputs_ON_Electric_Howarth_2023_05_05 | Electricity | Dispatch-Crossload | MI | 2040 | Spring | O/CCGT - CH4 New |  |  | 0 | MI
LCP_Inputs_ON_Electric_Howarth_2023_05_05 | Electricity | Dispatch-Crossload | MI | 2040 | Spring | O/CCGT - H2 New |  |  | 0 | MI
LCP_Inputs_ON_Electric_Howarth_2023_05_05 | Electricity | Dispatch-Crossload | MI | 2040 | Summer | Electrolyser 2020/2030 |  |  | 0 | MI
LCP_Inputs_ON_Electric_Howarth_2023_05_05 | Electricity | Dispatch-Crossload | MI | 2040 | Summer | Electrolyser 2040 |  |  | 0 | MI
LCP_Inputs_ON_Electric_Howarth_2023_05_05 | Electricity | Dispatch-Crossload | MI | 2040 | Summer | Electrolyser 2050 |  |  | 0 | MI
LCP_Inputs_ON_Electric_Howarth_2023_05_05 | Electricity | Dispatch-Crossload | MI | 2040 | Summer | O/CCGT - CH4 Existing |  |  | 0 | MI
LCP_Inputs_ON_Electric_Howarth_2023_05_05 | Electricity | Dispatch-Crossload | MI | 2040 | Summer | O/CCGT - CH4 New |  |  | 0 | MI
LCP_Inputs_ON_Electric_Howarth_2023_05_05 | Electricity | Dispatch-Crossload | MI | 2040 | Summer | O/CCGT - H2 New |  |  | 0 | MI
LCP_Inputs_ON_Electric_Howarth_2023_05_05 | Electricity | Dispatch-Crossload | MI | 2040 | Winter | Electrolyser 2020/2030 |  |  | 0 | MI
LCP_Inputs_ON_Electric_Howarth_2023_05_05 | Electricity | Dispatch-Crossload | MI | 2040 | Winter | Electrolyser 2040 |  |  | 0 | MI
LCP_Inputs_ON_Electric_Howarth_2023_05_05 | Electricity | Dispatch-Crossload | MI | 2040 | Winter | Electrolyser 2050 |  |  | 0 | MI
LCP_Inputs_ON_Electric_Howarth_2023_05_05 | Electricity | Dispatch-Crossload | MI | 2040 | Winter | O/CCGT - CH4 Existing |  |  | 0 | MI
LCP_Inputs_ON_Electric_Howarth_2023_05_05 | Electricity | Dispatch-Crossload | MI | 2040 | Winter | O/CCGT - CH4 New |  |  | 0 | MI
LCP_Inputs_ON_Electric_Howarth_2023_05_05 | Electricity | Dispatch-Crossload | MI | 2040 | Winter | O/CCGT - H2 New |  |  | 0 | MI
LCP_Inputs_ON_Electric_Howarth_2023_05_05 | Electricity | Dispatch-Crossload | MI | 2040 | Winter Peak | Electrolyser 2020/2030 |  |  | 0 | MI
LCP_Inputs_ON_Electric_Howarth_2023_05_05 | Electricity | Dispatch-Crossload | MI | 2040 | Winter Peak | Electrolyser 2040 |  |  | 0 | MI
LCP_Inputs_ON_Electric_Howarth_2023_05_05 | Electricity | Dispatch-Crossload | MI | 2040 | Winter Peak | Electrolyser 2050 |  |  | 0 | MI
LCP_Inputs_ON_Electric_Howarth_2023_05_05 | Electricity | Dispatch-Crossload | MI | 2040 | Winter Peak | O/CCGT - CH4 Existing |  |  | 0 | MI
LCP_Inputs_ON_Electric_Howarth_2023_05_05 | Electricity | Dispatch-Crossload | MI | 2040 | Winter Peak | O/CCGT - CH4 New |  |  | 0 | MI
LCP_Inputs_ON_Electric_Howarth_2023_05_05 | Electricity | Dispatch-Crossload | MI | 2040 | Winter Peak | O/CCGT - H2 New |  |  | 0 | MI
LCP_Inputs_ON_Electric_Howarth_2023_05_05 | Electricity | Dispatch-Crossload | MI | 2050 | Fall | Electrolyser 2020/2030 |  |  | 0 | MI
LCP_Inputs_ON_Electric_Howarth_2023_05_05 | Electricity | Dispatch-Crossload | MI | 2050 | Fall | Electrolyser 2040 |  |  | 0 | MI
LCP_Inputs_ON_Electric_Howarth_2023_05_05 | Electricity | Dispatch-Crossload | MI | 2050 | Fall | Electrolyser 2050 |  |  | 0 | MI
LCP_Inputs_ON_Electric_Howarth_2023_05_05 | Electricity | Dispatch-Crossload | MI | 2050 | Fall | O/CCGT - CH4 Existing |  |  | 0 | MI
LCP_Inputs_ON_Electric_Howarth_2023_05_05 | Electricity | Dispatch-Crossload | MI | 2050 | Fall | O/CCGT - CH4 New |  |  | 0 | MI
LCP_Inputs_ON_Electric_Howarth_2023_05_05 | Electricity | Dispatch-Crossload | MI | 2050 | Fall | O/CCGT - H2 New |  |  | 0 | MI
LCP_Inputs_ON_Electric_Howarth_2023_05_05 | Electricity | Dispatch-Crossload | MI | 2050 | Spring | Electrolyser 2020/2030 |  |  | 0 | MI
LCP_Inputs_ON_Electric_Howarth_2023_05_05 | Electricity | Dispatch-Crossload | MI | 2050 | Spring | Electrolyser 2040 |  |  | 0 | MI
LCP_Inputs_ON_Electric_Howarth_2023_05_05 | Electricity | Dispatch-Crossload | MI | 2050 | Spring | Electrolyser 2050 |  |  | 0 | MI
LCP_Inputs_ON_Electric_Howarth_2023_05_05 | Electricity | Dispatch-Crossload | MI | 2050 | Spring | O/CCGT - CH4 Existing |  |  | 0 | MI
LCP_Inputs_ON_Electric_Howarth_2023_05_05 | Electricity | Dispatch-Crossload | MI | 2050 | Spring | O/CCGT - CH4 New |  |  | 0 | MI
LCP_Inputs_ON_Electric_Howarth_2023_05_05 | Electricity | Dispatch-Crossload | MI | 2050 | Spring | O/CCGT - H2 New |  |  | 0 | MI
LCP_Inputs_ON_Electric_Howarth_2023_05_05 | Electricity | Dispatch-Crossload | MI | 2050 | Summer | Electrolyser 2020/2030 |  |  | 0 | MI
LCP_Inputs_ON_Electric_Howarth_2023_05_05 | Electricity | Dispatch-Crossload | MI | 2050 | Summer | Electrolyser 2040 |  |  | 0 | MI
LCP_Inputs_ON_Electric_Howarth_2023_05_05 | Electricity | Dispatch-Crossload | MI | 2050 | Summer | Electrolyser 2050 |  |  | 0 | MI
LCP_Inputs_ON_Electric_Howarth_2023_05_05 | Electricity | Dispatch-Crossload | MI | 2050 | Summer | O/CCGT - CH4 Existing |  |  | 0 | MI
LCP_Inputs_ON_Electric_Howarth_2023_05_05 | Electricity | Dispatch-Crossload | MI | 2050 | Summer | O/CCGT - CH4 New |  |  | 0 | MI
LCP_Inputs_ON_Electric_Howarth_2023_05_05 | Electricity | Dispatch-Crossload | MI | 2050 | Summer | O/CCGT - H2 New |  |  | 0 | MI
LCP_Inputs_ON_Electric_Howarth_2023_05_05 | Electricity | Dispatch-Crossload | MI | 2050 | Winter | Electrolyser 2020/2030 |  |  | 0 | MI
LCP_Inputs_ON_Electric_Howarth_2023_05_05 | Electricity | Dispatch-Crossload | MI | 2050 | Winter | Electrolyser 2040 |  |  | 0 | MI
LCP_Inputs_ON_Electric_Howarth_2023_05_05 | Electricity | Dispatch-Crossload | MI | 2050 | Winter | Electrolyser 2050 |  |  | 0 | MI
LCP_Inputs_ON_Electric_Howarth_2023_05_05 | Electricity | Dispatch-Crossload | MI | 2050 | Winter | O/CCGT - CH4 Existing |  |  | 0 | MI
LCP_Inputs_ON_Electric_Howarth_2023_05_05 | Electricity | Dispatch-Crossload | MI | 2050 | Winter | O/CCGT - CH4 New |  |  | 0 | MI
LCP_Inputs_ON_Electric_Howarth_2023_05_05 | Electricity | Dispatch-Crossload | MI | 2050 | Winter | O/CCGT - H2 New |  |  | 0 | MI
LCP_Inputs_ON_Electric_Howarth_2023_05_05 | Electricity | Dispatch-Crossload | MI | 2050 | Winter Peak | Electrolyser 2020/2030 |  |  | 0 | MI
LCP_Inputs_ON_Electric_Howarth_2023_05_05 | Electricity | Dispatch-Crossload | MI | 2050 | Winter Peak | Electrolyser 2040 |  |  | 0 | MI
LCP_Inputs_ON_Electric_Howarth_2023_05_05 | Electricity | Dispatch-Crossload | MI | 2050 | Winter Peak | Electrolyser 2050 |  |  | 0 | MI
LCP_Inputs_ON_Electric_Howarth_2023_05_05 | Electricity | Dispatch-Crossload | MI | 2050 | Winter Peak | O/CCGT - CH4 Existing |  |  | 0 | MI
LCP_Inputs_ON_Electric_Howarth_2023_05_05 | Electricity | Dispatch-Crossload | MI | 2050 | Winter Peak | O/CCGT - CH4 New |  |  | 0 | MI
LCP_Inputs_ON_Electric_Howarth_2023_05_05 | Electricity | Dispatch-Crossload | MI | 2050 | Winter Peak | O/CCGT - H2 New |  |  | 0 | MI
LCP_Inputs_ON_Electric_Howarth_2023_05_05 | Electricity | Dispatch-Crossload | NY | 2020 | Fall | Electrolyser 2020/2030 |  |  | 0 | NY
LCP_Inputs_ON_Electric_Howarth_2023_05_05 | Electricity | Dispatch-Crossload | NY | 2020 | Fall | Electrolyser 2040 |  |  | 0 | NY
LCP_Inputs_ON_Electric_Howarth_2023_05_05 | Electricity | Dispatch-Crossload | NY | 2020 | Fall | Electrolyser 2050 |  |  | 0 | NY
LCP_Inputs_ON_Electric_Howarth_2023_05_05 | Electricity | Dispatch-Crossload | NY | 2020 | Fall | O/CCGT - CH4 Existing |  |  | 0 | NY
LCP_Inputs_ON_Electric_Howarth_2023_05_05 | Electricity | Dispatch-Crossload | NY | 2020 | Fall | O/CCGT - CH4 New |  |  | 0 | NY
LCP_Inputs_ON_Electric_Howarth_2023_05_05 | Electricity | Dispatch-Crossload | NY | 2020 | Fall | O/CCGT - H2 New |  |  | 0 | NY
LCP_Inputs_ON_Electric_Howarth_2023_05_05 | Electricity | Dispatch-Crossload | NY | 2020 | Spring | Electrolyser 2020/2030 |  |  | 0 | NY
LCP_Inputs_ON_Electric_Howarth_2023_05_05 | Electricity | Dispatch-Crossload | NY | 2020 | Spring | Electrolyser 2040 |  |  | 0 | NY
LCP_Inputs_ON_Electric_Howarth_2023_05_05 | Electricity | Dispatch-Crossload | NY | 2020 | Spring | Electrolyser 2050 |  |  | 0 | NY
LCP_Inputs_ON_Electric_Howarth_2023_05_05 | Electricity | Dispatch-Crossload | NY | 2020 | Spring | O/CCGT - CH4 Existing |  |  | 0 | NY
LCP_Inputs_ON_Electric_Howarth_2023_05_05 | Electricity | Dispatch-Crossload | NY | 2020 | Spring | O/CCGT - CH4 New |  |  | 0 | NY
LCP_Inputs_ON_Electric_Howarth_2023_05_05 | Electricity | Dispatch-Crossload | NY | 2020 | Spring | O/CCGT - H2 New |  |  | 0 | NY
LCP_Inputs_ON_Electric_Howarth_2023_05_05 | Electricity | Dispatch-Crossload | NY | 2020 | Summer | Electrolyser 2020/2030 |  |  | 0 | NY
LCP_Inputs_ON_Electric_Howarth_2023_05_05 | Electricity | Dispatch-Crossload | NY | 2020 | Summer | Electrolyser 2040 |  |  | 0 | NY
LCP_Inputs_ON_Electric_Howarth_2023_05_05 | Electricity | Dispatch-Crossload | NY | 2020 | Summer | Electrolyser 2050 |  |  | 0 | NY
LCP_Inputs_ON_Electric_Howarth_2023_05_05 | Electricity | Dispatch-Crossload | NY | 2020 | Summer | O/CCGT - CH4 Existing |  |  | 0 | NY
LCP_Inputs_ON_Electric_Howarth_2023_05_05 | Electricity | Dispatch-Crossload | NY | 2020 | Summer | O/CCGT - CH4 New |  |  | 0 | NY
LCP_Inputs_ON_Electric_Howarth_2023_05_05 | Electricity | Dispatch-Crossload | NY | 2020 | Summer | O/CCGT - H2 New |  |  | 0 | NY
LCP_Inputs_ON_Electric_Howarth_2023_05_05 | Electricity | Dispatch-Crossload | NY | 2020 | Winter | Electrolyser 2020/2030 |  |  | 0 | NY
LCP_Inputs_ON_Electric_Howarth_2023_05_05 | Electricity | Dispatch-Crossload | NY | 2020 | Winter | Electrolyser 2040 |  |  | 0 | NY
LCP_Inputs_ON_Electric_Howarth_2023_05_05 | Electricity | Dispatch-Crossload | NY | 2020 | Winter | Electrolyser 2050 |  |  | 0 | NY
LCP_Inputs_ON_Electric_Howarth_2023_05_05 | Electricity | Dispatch-Crossload | NY | 2020 | Winter | O/CCGT - CH4 Existing |  |  | 0 | NY
LCP_Inputs_ON_Electric_Howarth_2023_05_05 | Electricity | Dispatch-Crossload | NY | 2020 | Winter | O/CCGT - CH4 New |  |  | 0 | NY
LCP_Inputs_ON_Electric_Howarth_2023_05_05 | Electricity | Dispatch-Crossload | NY | 2020 | Winter | O/CCGT - H2 New |  |  | 0 | NY
LCP_Inputs_ON_Electric_Howarth_2023_05_05 | Electricity | Dispatch-Crossload | NY | 2020 | Winter Peak | Electrolyser 2020/2030 |  |  | 0 | NY
LCP_Inputs_ON_Electric_Howarth_2023_05_05 | Electricity | Dispatch-Crossload | NY | 2020 | Winter Peak | Electrolyser 2040 |  |  | 0 | NY
LCP_Inputs_ON_Electric_Howarth_2023_05_05 | Electricity | Dispatch-Crossload | NY | 2020 | Winter Peak | Electrolyser 2050 |  |  | 0 | NY
LCP_Inputs_ON_Electric_Howarth_2023_05_05 | Electricity | Dispatch-Crossload | NY | 2020 | Winter Peak | O/CCGT - CH4 Existing |  |  | 0 | NY
LCP_Inputs_ON_Electric_Howarth_2023_05_05 | Electricity | Dispatch-Crossload | NY | 2020 | Winter Peak | O/CCGT - CH4 New |  |  | 0 | NY
LCP_Inputs_ON_Electric_Howarth_2023_05_05 | Electricity | Dispatch-Crossload | NY | 2020 | Winter Peak | O/CCGT - H2 New |  |  | 0 | NY
LCP_Inputs_ON_Electric_Howarth_2023_05_05 | Electricity | Dispatch-Crossload | NY | 2030 | Fall | Electrolyser 2020/2030 |  |  | 0 | NY
LCP_Inputs_ON_Electric_Howarth_2023_05_05 | Electricity | Dispatch-Crossload | NY | 2030 | Fall | Electrolyser 2040 |  |  | 0 | NY
LCP_Inputs_ON_Electric_Howarth_2023_05_05 | Electricity | Dispatch-Crossload | NY | 2030 | Fall | Electrolyser 2050 |  |  | 0 | NY
LCP_Inputs_ON_Electric_Howarth_2023_05_05 | Electricity | Dispatch-Crossload | NY | 2030 | Fall | O/CCGT - CH4 Existing |  |  | 0 | NY
LCP_Inputs_ON_Electric_Howarth_2023_05_05 | Electricity | Dispatch-Crossload | NY | 2030 | Fall | O/CCGT - CH4 New |  |  | 0 | NY
LCP_Inputs_ON_Electric_Howarth_2023_05_05 | Electricity | Dispatch-Crossload | NY | 2030 | Fall | O/CCGT - H2 New |  |  | 0 | NY
LCP_Inputs_ON_Electric_Howarth_2023_05_05 | Electricity | Dispatch-Crossload | NY | 2030 | Spring | Electrolyser 2020/2030 |  |  | 0 | NY
LCP_Inputs_ON_Electric_Howarth_2023_05_05 | Electricity | Dispatch-Crossload | NY | 2030 | Spring | Electrolyser 2040 |  |  | 0 | NY
LCP_Inputs_ON_Electric_Howarth_2023_05_05 | Electricity | Dispatch-Crossload | NY | 2030 | Spring | Electrolyser 2050 |  |  | 0 | NY
LCP_Inputs_ON_Electric_Howarth_2023_05_05 | Electricity | Dispatch-Crossload | NY | 2030 | Spring | O/CCGT - CH4 Existing |  |  | 0 | NY
LCP_Inputs_ON_Electric_Howarth_2023_05_05 | Electricity | Dispatch-Crossload | NY | 2030 | Spring | O/CCGT - CH4 New |  |  | 0 | NY
LCP_Inputs_ON_Electric_Howarth_2023_05_05 | Electricity | Dispatch-Crossload | NY | 2030 | Spring | O/CCGT - H2 New |  |  | 0 | NY
LCP_Inputs_ON_Electric_Howarth_2023_05_05 | Electricity | Dispatch-Crossload | NY | 2030 | Summer | Electrolyser 2020/2030 |  |  | 0 | NY
LCP_Inputs_ON_Electric_Howarth_2023_05_05 | Electricity | Dispatch-Crossload | NY | 2030 | Summer | Electrolyser 2040 |  |  | 0 | NY
LCP_Inputs_ON_Electric_Howarth_2023_05_05 | Electricity | Dispatch-Crossload | NY | 2030 | Summer | Electrolyser 2050 |  |  | 0 | NY
LCP_Inputs_ON_Electric_Howarth_2023_05_05 | Electricity | Dispatch-Crossload | NY | 2030 | Summer | O/CCGT - CH4 Existing |  |  | 0 | NY
LCP_Inputs_ON_Electric_Howarth_2023_05_05 | Electricity | Dispatch-Crossload | NY | 2030 | Summer | O/CCGT - CH4 New |  |  | 0 | NY
LCP_Inputs_ON_Electric_Howarth_2023_05_05 | Electricity | Dispatch-Crossload | NY | 2030 | Summer | O/CCGT - H2 New |  |  | 0 | NY
LCP_Inputs_ON_Electric_Howarth_2023_05_05 | Electricity | Dispatch-Crossload | NY | 2030 | Winter | Electrolyser 2020/2030 |  |  | 0 | NY
LCP_Inputs_ON_Electric_Howarth_2023_05_05 | Electricity | Dispatch-Crossload | NY | 2030 | Winter | Electrolyser 2040 |  |  | 0 | NY
LCP_Inputs_ON_Electric_Howarth_2023_05_05 | Electricity | Dispatch-Crossload | NY | 2030 | Winter | Electrolyser 2050 |  |  | 0 | NY
LCP_Inputs_ON_Electric_Howarth_2023_05_05 | Electricity | Dispatch-Crossload | NY | 2030 | Winter | O/CCGT - CH4 Existing |  |  | 0 | NY
LCP_Inputs_ON_Electric_Howarth_2023_05_05 | Electricity | Dispatch-Crossload | NY | 2030 | Winter | O/CCGT - CH4 New |  |  | 0 | NY
LCP_Inputs_ON_Electric_Howarth_2023_05_05 | Electricity | Dispatch-Crossload | NY | 2030 | Winter | O/CCGT - H2 New |  |  | 0 | NY
LCP_Inputs_ON_Electric_Howarth_2023_05_05 | Electricity | Dispatch-Crossload | NY | 2030 | Winter Peak | Electrolyser 2020/2030 |  |  | 0 | NY
LCP_Inputs_ON_Electric_Howarth_2023_05_05 | Electricity | Dispatch-Crossload | NY | 2030 | Winter Peak | Electrolyser 2040 |  |  | 0 | NY
LCP_Inputs_ON_Electric_Howarth_2023_05_05 | Electricity | Dispatch-Crossload | NY | 2030 | Winter Peak | Electrolyser 2050 |  |  | 0 | NY
LCP_Inputs_ON_Electric_Howarth_2023_05_05 | Electricity | Dispatch-Crossload | NY | 2030 | Winter Peak | O/CCGT - CH4 Existing |  |  | 0 | NY
LCP_Inputs_ON_Electric_Howarth_2023_05_05 | Electricity | Dispatch-Crossload | NY | 2030 | Winter Peak | O/CCGT - CH4 New |  |  | 0 | NY
LCP_Inputs_ON_Electric_Howarth_2023_05_05 | Electricity | Dispatch-Crossload | NY | 2030 | Winter Peak | O/CCGT - H2 New |  |  | 0 | NY
LCP_Inputs_ON_Electric_Howarth_2023_05_05 | Electricity | Dispatch-Crossload | NY | 2040 | Fall | Electrolyser 2020/2030 |  |  | 0 | NY
LCP_Inputs_ON_Electric_Howarth_2023_05_05 | Electricity | Dispatch-Crossload | NY | 2040 | Fall | Electrolyser 2040 |  |  | 0 | NY
LCP_Inputs_ON_Electric_Howarth_2023_05_05 | Electricity | Dispatch-Crossload | NY | 2040 | Fall | Electrolyser 2050 |  |  | 0 | NY
LCP_Inputs_ON_Electric_Howarth_2023_05_05 | Electricity | Dispatch-Crossload | NY | 2040 | Fall | O/CCGT - CH4 Existing |  |  | 0 | NY
LCP_Inputs_ON_Electric_Howarth_2023_05_05 | Electricity | Dispatch-Crossload | NY | 2040 | Fall | O/CCGT - CH4 New |  |  | 0 | NY
LCP_Inputs_ON_Electric_Howarth_2023_05_05 | Electricity | Dispatch-Crossload | NY | 2040 | Fall | O/CCGT - H2 New |  |  | 0 | NY
LCP_Inputs_ON_Electric_Howarth_2023_05_05 | Electricity | Dispatch-Crossload | NY | 2040 | Spring | Electrolyser 2020/2030 |  |  | 0 | NY
LCP_Inputs_ON_Electric_Howarth_2023_05_05 | Electricity | Dispatch-Crossload | NY | 2040 | Spring | Electrolyser 2040 |  |  | 0 | NY
LCP_Inputs_ON_Electric_Howarth_2023_05_05 | Electricity | Dispatch-Crossload | NY | 2040 | Spring | Electrolyser 2050 |  |  | 0 | NY
LCP_Inputs_ON_Electric_Howarth_2023_05_05 | Electricity | Dispatch-Crossload | NY | 2040 | Spring | O/CCGT - CH4 Existing |  |  | 0 | NY
LCP_Inputs_ON_Electric_Howarth_2023_05_05 | Electricity | Dispatch-Crossload | NY | 2040 | Spring | O/CCGT - CH4 New |  |  | 0 | NY
LCP_Inputs_ON_Electric_Howarth_2023_05_05 | Electricity | Dispatch-Crossload | NY | 2040 | Spring | O/CCGT - H2 New |  |  | 0 | NY
LCP_Inputs_ON_Electric_Howarth_2023_05_05 | Electricity | Dispatch-Crossload | NY | 2040 | Summer | Electrolyser 2020/2030 |  |  | 0 | NY
LCP_Inputs_ON_Electric_Howarth_2023_05_05 | Electricity | Dispatch-Crossload | NY | 2040 | Summer | Electrolyser 2040 |  |  | 0 | NY
LCP_Inputs_ON_Electric_Howarth_2023_05_05 | Electricity | Dispatch-Crossload | NY | 2040 | Summer | Electrolyser 2050 |  |  | 0 | NY
LCP_Inputs_ON_Electric_Howarth_2023_05_05 | Electricity | Dispatch-Crossload | NY | 2040 | Summer | O/CCGT - CH4 Existing |  |  | 0 | NY
LCP_Inputs_ON_Electric_Howarth_2023_05_05 | Electricity | Dispatch-Crossload | NY | 2040 | Summer | O/CCGT - CH4 New |  |  | 0 | NY
LCP_Inputs_ON_Electric_Howarth_2023_05_05 | Electricity | Dispatch-Crossload | NY | 2040 | Summer | O/CCGT - H2 New |  |  | 0 | NY
LCP_Inputs_ON_Electric_Howarth_2023_05_05 | Electricity | Dispatch-Crossload | NY | 2040 | Winter | Electrolyser 2020/2030 |  |  | 0 | NY
LCP_Inputs_ON_Electric_Howarth_2023_05_05 | Electricity | Dispatch-Crossload | NY | 2040 | Winter | Electrolyser 2040 |  |  | 0 | NY
LCP_Inputs_ON_Electric_Howarth_2023_05_05 | Electricity | Dispatch-Crossload | NY | 2040 | Winter | Electrolyser 2050 |  |  | 0 | NY
LCP_Inputs_ON_Electric_Howarth_2023_05_05 | Electricity | Dispatch-Crossload | NY | 2040 | Winter | O/CCGT - CH4 Existing |  |  | 0 | NY
LCP_Inputs_ON_Electric_Howarth_2023_05_05 | Electricity | Dispatch-Crossload | NY | 2040 | Winter | O/CCGT - CH4 New |  |  | 0 | NY
LCP_Inputs_ON_Electric_Howarth_2023_05_05 | Electricity | Dispatch-Crossload | NY | 2040 | Winter | O/CCGT - H2 New |  |  | 0 | NY
LCP_Inputs_ON_Electric_Howarth_2023_05_05 | Electricity | Dispatch-Crossload | NY | 2040 | Winter Peak | Electrolyser 2020/2030 |  |  | 0 | NY
LCP_Inputs_ON_Electric_Howarth_2023_05_05 | Electricity | Dispatch-Crossload | NY | 2040 | Winter Peak | Electrolyser 2040 |  |  | 0 | NY
LCP_Inputs_ON_Electric_Howarth_2023_05_05 | Electricity | Dispatch-Crossload | NY | 2040 | Winter Peak | Electrolyser 2050 |  |  | 0 | NY
LCP_Inputs_ON_Electric_Howarth_2023_05_05 | Electricity | Dispatch-Crossload | NY | 2040 | Winter Peak | O/CCGT - CH4 Existing |  |  | 0 | NY
LCP_Inputs_ON_Electric_Howarth_2023_05_05 | Electricity | Dispatch-Crossload | NY | 2040 | Winter Peak | O/CCGT - CH4 New |  |  | 0 | NY
LCP_Inputs_ON_Electric_Howarth_2023_05_05 | Electricity | Dispatch-Crossload | NY | 2040 | Winter Peak | O/CCGT - H2 New |  |  | 0 | NY
LCP_Inputs_ON_Electric_Howarth_2023_05_05 | Electricity | Dispatch-Crossload | NY | 2050 | Fall | Electrolyser 2020/2030 |  |  | 0 | NY
LCP_Inputs_ON_Electric_Howarth_2023_05_05 | Electricity | Dispatch-Crossload | NY | 2050 | Fall | Electrolyser 2040 |  |  | 0 | NY
LCP_Inputs_ON_Electric_Howarth_2023_05_05 | Electricity | Dispatch-Crossload | NY | 2050 | Fall | Electrolyser 2050 |  |  | 0 | NY
LCP_Inputs_ON_Electric_Howarth_2023_05_05 | Electricity | Dispatch-Crossload | NY | 2050 | Fall | O/CCGT - CH4 Existing |  |  | 0 | NY
LCP_Inputs_ON_Electric_Howarth_2023_05_05 | Electricity | Dispatch-Crossload | NY | 2050 | Fall | O/CCGT - CH4 New |  |  | 0 | NY
LCP_Inputs_ON_Electric_Howarth_2023_05_05 | Electricity | Dispatch-Crossload | NY | 2050 | Fall | O/CCGT - H2 New |  |  | 0 | NY
LCP_Inputs_ON_Electric_Howarth_2023_05_05 | Electricity | Dispatch-Crossload | NY | 2050 | Spring | Electrolyser 2020/2030 |  |  | 0 | NY
LCP_Inputs_ON_Electric_Howarth_2023_05_05 | Electricity | Dispatch-Crossload | NY | 2050 | Spring | Electrolyser 2040 |  |  | 0 | NY
LCP_Inputs_ON_Electric_Howarth_2023_05_05 | Electricity | Dispatch-Crossload | NY | 2050 | Spring | Electrolyser 2050 |  |  | 0 | NY
LCP_Inputs_ON_Electric_Howarth_2023_05_05 | Electricity | Dispatch-Crossload | NY | 2050 | Spring | O/CCGT - CH4 Existing |  |  | 0 | NY
LCP_Inputs_ON_Electric_Howarth_2023_05_05 | Electricity | Dispatch-Crossload | NY | 2050 | Spring | O/CCGT - CH4 New |  |  | 0 | NY
LCP_Inputs_ON_Electric_Howarth_2023_05_05 | Electricity | Dispatch-Crossload | NY | 2050 | Spring | O/CCGT - H2 New |  |  | 0 | NY
LCP_Inputs_ON_Electric_Howarth_2023_05_05 | Electricity | Dispatch-Crossload | NY | 2050 | Summer | Electrolyser 2020/2030 |  |  | 0 | NY
LCP_Inputs_ON_Electric_Howarth_2023_05_05 | Electricity | Dispatch-Crossload | NY | 2050 | Summer | Electrolyser 2040 |  |  | 0 | NY
LCP_Inputs_ON_Electric_Howarth_2023_05_05 | Electricity | Dispatch-Crossload | NY | 2050 | Summer | Electrolyser 2050 |  |  | 0 | NY
LCP_Inputs_ON_Electric_Howarth_2023_05_05 | Electricity | Dispatch-Crossload | NY | 2050 | Summer | O/CCGT - CH4 Existing |  |  | 0 | NY
LCP_Inputs_ON_Electric_Howarth_2023_05_05 | Electricity | Dispatch-Crossload | NY | 2050 | Summer | O/CCGT - CH4 New |  |  | 0 | NY
LCP_Inputs_ON_Electric_Howarth_2023_05_05 | Electricity | Dispatch-Crossload | NY | 2050 | Summer | O/CCGT - H2 New |  |  | 0 | NY
LCP_Inputs_ON_Electric_Howarth_2023_05_05 | Electricity | Dispatch-Crossload | NY | 2050 | Winter | Electrolyser 2020/2030 |  |  | 0 | NY
LCP_Inputs_ON_Electric_Howarth_2023_05_05 | Electricity | Dispatch-Crossload | NY | 2050 | Winter | Electrolyser 2040 |  |  | 0 | NY
LCP_Inputs_ON_Electric_Howarth_2023_05_05 | Electricity | Dispatch-Crossload | NY | 2050 | Winter | Electrolyser 2050 |  |  | 0 | NY
LCP_Inputs_ON_Electric_Howarth_2023_05_05 | Electricity | Dispatch-Crossload | NY | 2050 | Winter | O/CCGT - CH4 Existing |  |  | 0 | NY
LCP_Inputs_ON_Electric_Howarth_2023_05_05 | Electricity | Dispatch-Crossload | NY | 2050 | Winter | O/CCGT - CH4 New |  |  | 0 | NY
LCP_Inputs_ON_Electric_Howarth_2023_05_05 | Electricity | Dispatch-Crossload | NY | 2050 | Winter | O/CCGT - H2 New |  |  | 0 | NY
LCP_Inputs_ON_Electric_Howarth_2023_05_05 | Electricity | Dispatch-Crossload | NY | 2050 | Winter Peak | Electrolyser 2020/2030 |  |  | 0 | NY
LCP_Inputs_ON_Electric_Howarth_2023_05_05 | Electricity | Dispatch-Crossload | NY | 2050 | Winter Peak | Electrolyser 2040 |  |  | 0 | NY
LCP_Inputs_ON_Electric_Howarth_2023_05_05 | Electricity | Dispatch-Crossload | NY | 2050 | Winter Peak | Electrolyser 2050 |  |  | 0 | NY
LCP_Inputs_ON_Electric_Howarth_2023_05_05 | Electricity | Dispatch-Crossload | NY | 2050 | Winter Peak | O/CCGT - CH4 Existing |  |  | 0 | NY
LCP_Inputs_ON_Electric_Howarth_2023_05_05 | Electricity | Dispatch-Crossload | NY | 2050 | Winter Peak | O/CCGT - CH4 New |  |  | 0 | NY
LCP_Inputs_ON_Electric_Howarth_2023_05_05 | Electricity | Dispatch-Crossload | NY | 2050 | Winter Peak | O/CCGT - H2 New |  |  | 0 | NY
LCP_Inputs_ON_Electric_Howarth_2023_05_05 | Electricity | Dispatch-Crossload | ON | 2020 | Fall | Electrolyser 2020/2030 |  |  | 0 | ON
LCP_Inputs_ON_Electric_Howarth_2023_05_05 | Electricity | Dispatch-Crossload | ON | 2020 | Fall | Electrolyser 2040 |  |  | 0 | ON
LCP_Inputs_ON_Electric_Howarth_2023_05_05 | Electricity | Dispatch-Crossload | ON | 2020 | Fall | Electrolyser 2050 |  |  | 0 | ON
LCP_Inputs_ON_Electric_Howarth_2023_05_05 | Electricity | Dispatch-Crossload | ON | 2020 | Fall | O/CCGT - CH4 Existing |  |  | 0 | ON
LCP_Inputs_ON_Electric_Howarth_2023_05_05 | Electricity | Dispatch-Crossload | ON | 2020 | Fall | O/CCGT - CH4 New |  |  | 0 | ON
LCP_Inputs_ON_Electric_Howarth_2023_05_05 | Electricity | Dispatch-Crossload | ON | 2020 | Fall | O/CCGT - H2 New |  |  | 0 | ON
LCP_Inputs_ON_Electric_Howarth_2023_05_05 | Electricity | Dispatch-Crossload | ON | 2020 | Spring | Electrolyser 2020/2030 |  |  | 0 | ON
LCP_Inputs_ON_Electric_Howarth_2023_05_05 | Electricity | Dispatch-Crossload | ON | 2020 | Spring | Electrolyser 2040 |  |  | 0 | ON
LCP_Inputs_ON_Electric_Howarth_2023_05_05 | Electricity | Dispatch-Crossload | ON | 2020 | Spring | Electrolyser 2050 |  |  | 0 | ON
LCP_Inputs_ON_Electric_Howarth_2023_05_05 | Electricity | Dispatch-Crossload | ON | 2020 | Spring | O/CCGT - CH4 Existing |  |  | 0 | ON
LCP_Inputs_ON_Electric_Howarth_2023_05_05 | Electricity | Dispatch-Crossload | ON | 2020 | Spring | O/CCGT - CH4 New |  |  | 0 | ON
LCP_Inputs_ON_Electric_Howarth_2023_05_05 | Electricity | Dispatch-Crossload | ON | 2020 | Spring | O/CCGT - H2 New |  |  | 0 | ON
LCP_Inputs_ON_Electric_Howarth_2023_05_05 | Electricity | Dispatch-Crossload | ON | 2020 | Summer | Electrolyser 2020/2030 |  |  | 0 | ON
LCP_Inputs_ON_Electric_Howarth_2023_05_05 | Electricity | Dispatch-Crossload | ON | 2020 | Summer | Electrolyser 2040 |  |  | 0 | ON
LCP_Inputs_ON_Electric_Howarth_2023_05_05 | Electricity | Dispatch-Crossload | ON | 2020 | Summer | Electrolyser 2050 |  |  | 0 | ON
LCP_Inputs_ON_Electric_Howarth_2023_05_05 | Electricity | Dispatch-Crossload | ON | 2020 | Summer | O/CCGT - CH4 Existing |  |  | 0 | ON
LCP_Inputs_ON_Electric_Howarth_2023_05_05 | Electricity | Dispatch-Crossload | ON | 2020 | Summer | O/CCGT - CH4 New |  |  | 0 | ON
LCP_Inputs_ON_Electric_Howarth_2023_05_05 | Electricity | Dispatch-Crossload | ON | 2020 | Summer | O/CCGT - H2 New |  |  | 0 | ON
LCP_Inputs_ON_Electric_Howarth_2023_05_05 | Electricity | Dispatch-Crossload | ON | 2020 | Winter | Electrolyser 2020/2030 |  |  | 0 | ON
LCP_Inputs_ON_Electric_Howarth_2023_05_05 | Electricity | Dispatch-Crossload | ON | 2020 | Winter | Electrolyser 2040 |  |  | 0 | ON
LCP_Inputs_ON_Electric_Howarth_2023_05_05 | Electricity | Dispatch-Crossload | ON | 2020 | Winter | Electrolyser 2050 |  |  | 0 | ON
LCP_Inputs_ON_Electric_Howarth_2023_05_05 | Electricity | Dispatch-Crossload | ON | 2020 | Winter | O/CCGT - CH4 Existing |  |  | 0 | ON
LCP_Inputs_ON_Electric_Howarth_2023_05_05 | Electricity | Dispatch-Crossload | ON | 2020 | Winter | O/CCGT - CH4 New |  |  | 0 | ON
LCP_Inputs_ON_Electric_Howarth_2023_05_05 | Electricity | Dispatch-Crossload | ON | 2020 | Winter | O/CCGT - H2 New |  |  | 0 | ON
LCP_Inputs_ON_Electric_Howarth_2023_05_05 | Electricity | Dispatch-Crossload | ON | 2020 | Winter Peak | Electrolyser 2020/2030 |  |  | 0 | ON
LCP_Inputs_ON_Electric_Howarth_2023_05_05 | Electricity | Dispatch-Crossload | ON | 2020 | Winter Peak | Electrolyser 2040 |  |  | 0 | ON
LCP_Inputs_ON_Electric_Howarth_2023_05_05 | Electricity | Dispatch-Crossload | ON | 2020 | Winter Peak | Electrolyser 2050 |  |  | 0 | ON
LCP_Inputs_ON_Electric_Howarth_2023_05_05 | Electricity | Dispatch-Crossload | ON | 2020 | Winter Peak | O/CCGT - CH4 Existing |  |  | 0 | ON
LCP_Inputs_ON_Electric_Howarth_2023_05_05 | Electricity | Dispatch-Crossload | ON | 2020 | Winter Peak | O/CCGT - CH4 New |  |  | 0 | ON
LCP_Inputs_ON_Electric_Howarth_2023_05_05 | Electricity | Dispatch-Crossload | ON | 2020 | Winter Peak | O/CCGT - H2 New |  |  | 0 | ON
LCP_Inputs_ON_Electric_Howarth_2023_05_05 | Electricity | Dispatch-Crossload | ON | 2030 | Fall | Electrolyser 2020/2030 |  |  | -1239404.4591 | ON
LCP_Inputs_ON_Electric_Howarth_2023_05_05 | Electricity | Dispatch-Crossload | ON | 2030 | Fall | Electrolyser 2040 |  |  | 0 | ON
LCP_Inputs_ON_Electric_Howarth_2023_05_05 | Electricity | Dispatch-Crossload | ON | 2030 | Fall | Electrolyser 2050 |  |  | 0 | ON
LCP_Inputs_ON_Electric_Howarth_2023_05_05 | Electricity | Dispatch-Crossload | ON | 2030 | Fall | O/CCGT - CH4 Existing |  |  | 0 | ON
LCP_Inputs_ON_Electric_Howarth_2023_05_05 | Electricity | Dispatch-Crossload | ON | 2030 | Fall | O/CCGT - CH4 New |  |  | 0 | ON
LCP_Inputs_ON_Electric_Howarth_2023_05_05 | Electricity | Dispatch-Crossload | ON | 2030 | Fall | O/CCGT - H2 New |  |  | 0 | ON
LCP_Inputs_ON_Electric_Howarth_2023_05_05 | Electricity | Dispatch-Crossload | ON | 2030 | Spring | Electrolyser 2020/2030 |  |  | -1749747.4716 | ON
LCP_Inputs_ON_Electric_Howarth_2023_05_05 | Electricity | Dispatch-Crossload | ON | 2030 | Spring | Electrolyser 2040 |  |  | 0 | ON
LCP_Inputs_ON_Electric_Howarth_2023_05_05 | Electricity | Dispatch-Crossload | ON | 2030 | Spring | Electrolyser 2050 |  |  | 0 | ON
LCP_Inputs_ON_Electric_Howarth_2023_05_05 | Electricity | Dispatch-Crossload | ON | 2030 | Spring | O/CCGT - CH4 Existing |  |  | 0 | ON
LCP_Inputs_ON_Electric_Howarth_2023_05_05 | Electricity | Dispatch-Crossload | ON | 2030 | Spring | O/CCGT - CH4 New |  |  | 0 | ON
LCP_Inputs_ON_Electric_Howarth_2023_05_05 | Electricity | Dispatch-Crossload | ON | 2030 | Spring | O/CCGT - H2 New |  |  | 0 | ON
LCP_Inputs_ON_Electric_Howarth_2023_05_05 | Electricity | Dispatch-Crossload | ON | 2030 | Summer | Electrolyser 2020/2030 |  |  | -1130045.2421 | ON
LCP_Inputs_ON_Electric_Howarth_2023_05_05 | Electricity | Dispatch-Crossload | ON | 2030 | Summer | Electrolyser 2040 |  |  | 0 | ON
LCP_Inputs_ON_Electric_Howarth_2023_05_05 | Electricity | Dispatch-Crossload | ON | 2030 | Summer | Electrolyser 2050 |  |  | 0 | ON
LCP_Inputs_ON_Electric_Howarth_2023_05_05 | Electricity | Dispatch-Crossload | ON | 2030 | Summer | O/CCGT - CH4 Existing |  |  | 0 | ON
LCP_Inputs_ON_Electric_Howarth_2023_05_05 | Electricity | Dispatch-Crossload | ON | 2030 | Summer | O/CCGT - CH4 New |  |  | 0 | ON
LCP_Inputs_ON_Electric_Howarth_2023_05_05 | Electricity | Dispatch-Crossload | ON | 2030 | Summer | O/CCGT - H2 New |  |  | 0 | ON
LCP_Inputs_ON_Electric_Howarth_2023_05_05 | Electricity | Dispatch-Crossload | ON | 2030 | Winter | Electrolyser 2020/2030 |  |  | -1577519.2669 | ON
LCP_Inputs_ON_Electric_Howarth_2023_05_05 | Electricity | Dispatch-Crossload | ON | 2030 | Winter | Electrolyser 2040 |  |  | 0 | ON
LCP_Inputs_ON_Electric_Howarth_2023_05_05 | Electricity | Dispatch-Crossload | ON | 2030 | Winter | Electrolyser 2050 |  |  | 0 | ON
LCP_Inputs_ON_Electric_Howarth_2023_05_05 | Electricity | Dispatch-Crossload | ON | 2030 | Winter | O/CCGT - CH4 Existing |  |  | 0 | ON
LCP_Inputs_ON_Electric_Howarth_2023_05_05 | Electricity | Dispatch-Crossload | ON | 2030 | Winter | O/CCGT - CH4 New |  |  | 0 | ON
LCP_Inputs_ON_Electric_Howarth_2023_05_05 | Electricity | Dispatch-Crossload | ON | 2030 | Winter | O/CCGT - H2 New |  |  | 0 | ON
LCP_Inputs_ON_Electric_Howarth_2023_05_05 | Electricity | Dispatch-Crossload | ON | 2030 | Winter Peak | Electrolyser 2020/2030 |  |  | -9613.9971 | ON
LCP_Inputs_ON_Electric_Howarth_2023_05_05 | Electricity | Dispatch-Crossload | ON | 2030 | Winter Peak | Electrolyser 2040 |  |  | 0 | ON
LCP_Inputs_ON_Electric_Howarth_2023_05_05 | Electricity | Dispatch-Crossload | ON | 2030 | Winter Peak | Electrolyser 2050 |  |  | 0 | ON
LCP_Inputs_ON_Electric_Howarth_2023_05_05 | Electricity | Dispatch-Crossload | ON | 2030 | Winter Peak | O/CCGT - CH4 Existing |  |  | 170496.2751 | ON
LCP_Inputs_ON_Electric_Howarth_2023_05_05 | Electricity | Dispatch-Crossload | ON | 2030 | Winter Peak | O/CCGT - CH4 New |  |  | 15628.893 | ON
LCP_Inputs_ON_Electric_Howarth_2023_05_05 | Electricity | Dispatch-Crossload | ON | 2030 | Winter Peak | O/CCGT - H2 New |  |  | 4971.9846 | ON
LCP_Inputs_ON_Electric_Howarth_2023_05_05 | Electricity | Dispatch-Crossload | ON | 2040 | Fall | Electrolyser 2020/2030 |  |  | -1202951.3868 | ON
LCP_Inputs_ON_Electric_Howarth_2023_05_05 | Electricity | Dispatch-Crossload | ON | 2040 | Fall | Electrolyser 2040 |  |  | -9806546.7049 | ON
LCP_Inputs_ON_Electric_Howarth_2023_05_05 | Electricity | Dispatch-Crossload | ON | 2040 | Fall | Electrolyser 2050 |  |  | 0 | ON
LCP_Inputs_ON_Electric_Howarth_2023_05_05 | Electricity | Dispatch-Crossload | ON | 2040 | Fall | O/CCGT - CH4 Existing |  |  | 0 | ON
LCP_Inputs_ON_Electric_Howarth_2023_05_05 | Electricity | Dispatch-Crossload | ON | 2040 | Fall | O/CCGT - CH4 New |  |  | 0 | ON
LCP_Inputs_ON_Electric_Howarth_2023_05_05 | Electricity | Dispatch-Crossload | ON | 2040 | Fall | O/CCGT - H2 New |  |  | 0 | ON
LCP_Inputs_ON_Electric_Howarth_2023_05_05 | Electricity | Dispatch-Crossload | ON | 2040 | Spring | Electrolyser 2020/2030 |  |  | -1749747.4716 | ON
LCP_Inputs_ON_Electric_Howarth_2023_05_05 | Electricity | Dispatch-Crossload | ON | 2040 | Spring | Electrolyser 2040 |  |  | -13924691.1864 | ON
LCP_Inputs_ON_Electric_Howarth_2023_05_05 | Electricity | Dispatch-Crossload | ON | 2040 | Spring | Electrolyser 2050 |  |  | 0 | ON
LCP_Inputs_ON_Electric_Howarth_2023_05_05 | Electricity | Dispatch-Crossload | ON | 2040 | Spring | O/CCGT - CH4 Existing |  |  | 0 | ON
LCP_Inputs_ON_Electric_Howarth_2023_05_05 | Electricity | Dispatch-Crossload | ON | 2040 | Spring | O/CCGT - CH4 New |  |  | 0 | ON
LCP_Inputs_ON_Electric_Howarth_2023_05_05 | Electricity | Dispatch-Crossload | ON | 2040 | Spring | O/CCGT - H2 New |  |  | 0 | ON
LCP_Inputs_ON_Electric_Howarth_2023_05_05 | Electricity | Dispatch-Crossload | ON | 2040 | Summer | Electrolyser 2020/2030 |  |  | -1020686.0251 | ON
LCP_Inputs_ON_Electric_Howarth_2023_05_05 | Electricity | Dispatch-Crossload | ON | 2040 | Summer | Electrolyser 2040 |  |  | -8761963.697 | ON
LCP_Inputs_ON_Electric_Howarth_2023_05_05 | Electricity | Dispatch-Crossload | ON | 2040 | Summer | Electrolyser 2050 |  |  | 0 | ON
LCP_Inputs_ON_Electric_Howarth_2023_05_05 | Electricity | Dispatch-Crossload | ON | 2040 | Summer | O/CCGT - CH4 Existing |  |  | 0 | ON
LCP_Inputs_ON_Electric_Howarth_2023_05_05 | Electricity | Dispatch-Crossload | ON | 2040 | Summer | O/CCGT - CH4 New |  |  | 0 | ON
LCP_Inputs_ON_Electric_Howarth_2023_05_05 | Electricity | Dispatch-Crossload | ON | 2040 | Summer | O/CCGT - H2 New |  |  | 0 | ON
LCP_Inputs_ON_Electric_Howarth_2023_05_05 | Electricity | Dispatch-Crossload | ON | 2040 | Winter | Electrolyser 2020/2030 |  |  | -1713294.3993 | ON
LCP_Inputs_ON_Electric_Howarth_2023_05_05 | Electricity | Dispatch-Crossload | ON | 2040 | Winter | Electrolyser 2040 |  |  | -13895502.7814 | ON
LCP_Inputs_ON_Electric_Howarth_2023_05_05 | Electricity | Dispatch-Crossload | ON | 2040 | Winter | Electrolyser 2050 |  |  | 0 | ON
LCP_Inputs_ON_Electric_Howarth_2023_05_05 | Electricity | Dispatch-Crossload | ON | 2040 | Winter | O/CCGT - CH4 Existing |  |  | 0 | ON
LCP_Inputs_ON_Electric_Howarth_2023_05_05 | Electricity | Dispatch-Crossload | ON | 2040 | Winter | O/CCGT - CH4 New |  |  | 0 | ON
LCP_Inputs_ON_Electric_Howarth_2023_05_05 | Electricity | Dispatch-Crossload | ON | 2040 | Winter | O/CCGT - H2 New |  |  | 0 | ON
LCP_Inputs_ON_Electric_Howarth_2023_05_05 | Electricity | Dispatch-Crossload | ON | 2040 | Winter Peak | Electrolyser 2020/2030 |  |  | -9613.9971 | ON
LCP_Inputs_ON_Electric_Howarth_2023_05_05 | Electricity | Dispatch-Crossload | ON | 2040 | Winter Peak | Electrolyser 2040 |  |  | -76509.2922 | ON
LCP_Inputs_ON_Electric_Howarth_2023_05_05 | Electricity | Dispatch-Crossload | ON | 2040 | Winter Peak | Electrolyser 2050 |  |  | 0 | ON
LCP_Inputs_ON_Electric_Howarth_2023_05_05 | Electricity | Dispatch-Crossload | ON | 2040 | Winter Peak | O/CCGT - CH4 Existing |  |  | 61320.1981 | ON
LCP_Inputs_ON_Electric_Howarth_2023_05_05 | Electricity | Dispatch-Crossload | ON | 2040 | Winter Peak | O/CCGT - CH4 New |  |  | 21120.912 | ON
LCP_Inputs_ON_Electric_Howarth_2023_05_05 | Electricity | Dispatch-Crossload | ON | 2040 | Winter Peak | O/CCGT - H2 New |  |  | 444493.1739 | ON
LCP_Inputs_ON_Electric_Howarth_2023_05_05 | Electricity | Dispatch-Crossload | ON | 2050 | Fall | Electrolyser 2020/2030 |  |  | -1018391.7086 | ON
LCP_Inputs_ON_Electric_Howarth_2023_05_05 | Electricity | Dispatch-Crossload | ON | 2050 | Fall | Electrolyser 2040 |  |  | -8122736.5254 | ON
LCP_Inputs_ON_Electric_Howarth_2023_05_05 | Electricity | Dispatch-Crossload | ON | 2050 | Fall | Electrolyser 2050 |  |  | -7802031.1245 | ON
LCP_Inputs_ON_Electric_Howarth_2023_05_05 | Electricity | Dispatch-Crossload | ON | 2050 | Fall | O/CCGT - CH4 Existing |  |  | 0 | ON
LCP_Inputs_ON_Electric_Howarth_2023_05_05 | Electricity | Dispatch-Crossload | ON | 2050 | Fall | O/CCGT - CH4 New |  |  | 0 | ON
LCP_Inputs_ON_Electric_Howarth_2023_05_05 | Electricity | Dispatch-Crossload | ON | 2050 | Fall | O/CCGT - H2 New |  |  | 0 | ON
LCP_Inputs_ON_Electric_Howarth_2023_05_05 | Electricity | Dispatch-Crossload | ON | 2050 | Spring | Electrolyser 2020/2030 |  |  | -1749747.4716 | ON
LCP_Inputs_ON_Electric_Howarth_2023_05_05 | Electricity | Dispatch-Crossload | ON | 2050 | Spring | Electrolyser 2040 |  |  | -13924691.1864 | ON
LCP_Inputs_ON_Electric_Howarth_2023_05_05 | Electricity | Dispatch-Crossload | ON | 2050 | Spring | Electrolyser 2050 |  |  | -11781025.957 | ON
LCP_Inputs_ON_Electric_Howarth_2023_05_05 | Electricity | Dispatch-Crossload | ON | 2050 | Spring | O/CCGT - CH4 Existing |  |  | 0 | ON
LCP_Inputs_ON_Electric_Howarth_2023_05_05 | Electricity | Dispatch-Crossload | ON | 2050 | Spring | O/CCGT - CH4 New |  |  | 0 | ON
LCP_Inputs_ON_Electric_Howarth_2023_05_05 | Electricity | Dispatch-Crossload | ON | 2050 | Spring | O/CCGT - H2 New |  |  | 0 | ON
LCP_Inputs_ON_Electric_Howarth_2023_05_05 | Electricity | Dispatch-Crossload | ON | 2050 | Summer | Electrolyser 2020/2030 |  |  | -1057139.0975 | ON
LCP_Inputs_ON_Electric_Howarth_2023_05_05 | Electricity | Dispatch-Crossload | ON | 2050 | Summer | Electrolyser 2040 |  |  | -9745792.1458 | ON
LCP_Inputs_ON_Electric_Howarth_2023_05_05 | Electricity | Dispatch-Crossload | ON | 2050 | Summer | Electrolyser 2050 |  |  | -9503727.1498 | ON
LCP_Inputs_ON_Electric_Howarth_2023_05_05 | Electricity | Dispatch-Crossload | ON | 2050 | Summer | O/CCGT - CH4 Existing |  |  | 0 | ON
LCP_Inputs_ON_Electric_Howarth_2023_05_05 | Electricity | Dispatch-Crossload | ON | 2050 | Summer | O/CCGT - CH4 New |  |  | 0 | ON
LCP_Inputs_ON_Electric_Howarth_2023_05_05 | Electricity | Dispatch-Crossload | ON | 2050 | Summer | O/CCGT - H2 New |  |  | 69534.1865 | ON
LCP_Inputs_ON_Electric_Howarth_2023_05_05 | Electricity | Dispatch-Crossload | ON | 2050 | Winter | Electrolyser 2020/2030 |  |  | -1749747.4716 | ON
LCP_Inputs_ON_Electric_Howarth_2023_05_05 | Electricity | Dispatch-Crossload | ON | 2050 | Winter | Electrolyser 2040 |  |  | -13924691.1864 | ON
LCP_Inputs_ON_Electric_Howarth_2023_05_05 | Electricity | Dispatch-Crossload | ON | 2050 | Winter | Electrolyser 2050 |  |  | -11781025.957 | ON
LCP_Inputs_ON_Electric_Howarth_2023_05_05 | Electricity | Dispatch-Crossload | ON | 2050 | Winter | O/CCGT - CH4 Existing |  |  | 0 | ON
LCP_Inputs_ON_Electric_Howarth_2023_05_05 | Electricity | Dispatch-Crossload | ON | 2050 | Winter | O/CCGT - CH4 New |  |  | 0 | ON
LCP_Inputs_ON_Electric_Howarth_2023_05_05 | Electricity | Dispatch-Crossload | ON | 2050 | Winter | O/CCGT - H2 New |  |  | 0 | ON
LCP_Inputs_ON_Electric_Howarth_2023_05_05 | Electricity | Dispatch-Crossload | ON | 2050 | Winter Peak | Electrolyser 2020/2030 |  |  | -9613.9971 | ON
LCP_Inputs_ON_Electric_Howarth_2023_05_05 | Electricity | Dispatch-Crossload | ON | 2050 | Winter Peak | Electrolyser 2040 |  |  | -76509.2922 | ON
LCP_Inputs_ON_Electric_Howarth_2023_05_05 | Electricity | Dispatch-Crossload | ON | 2050 | Winter Peak | Electrolyser 2050 |  |  | -64730.9119 | ON
LCP_Inputs_ON_Electric_Howarth_2023_05_05 | Electricity | Dispatch-Crossload | ON | 2050 | Winter Peak | O/CCGT - CH4 Existing |  |  | 0 | ON
LCP_Inputs_ON_Electric_Howarth_2023_05_05 | Electricity | Dispatch-Crossload | ON | 2050 | Winter Peak | O/CCGT - CH4 New |  |  | 0 | ON
LCP_Inputs_ON_Electric_Howarth_2023_05_05 | Electricity | Dispatch-Crossload | ON | 2050 | Winter Peak | O/CCGT - H2 New |  |  | 769413.6357 | ON
LCP_Inputs_ON_Electric_Howarth_2023_05_05 | Electricity | Dispatch-Crossload | PJ | 2020 | Fall | Electrolyser 2020/2030 |  |  | 0 | PJ
LCP_Inputs_ON_Electric_Howarth_2023_05_05 | Electricity | Dispatch-Crossload | PJ | 2020 | Fall | Electrolyser 2040 |  |  | 0 | PJ
LCP_Inputs_ON_Electric_Howarth_2023_05_05 | Electricity | Dispatch-Crossload | PJ | 2020 | Fall | Electrolyser 2050 |  |  | 0 | PJ
LCP_Inputs_ON_Electric_Howarth_2023_05_05 | Electricity | Dispatch-Crossload | PJ | 2020 | Fall | O/CCGT - CH4 Existing |  |  | 0 | PJ
LCP_Inputs_ON_Electric_Howarth_2023_05_05 | Electricity | Dispatch-Crossload | PJ | 2020 | Fall | O/CCGT - CH4 New |  |  | 0 | PJ
LCP_Inputs_ON_Electric_Howarth_2023_05_05 | Electricity | Dispatch-Crossload | PJ | 2020 | Fall | O/CCGT - H2 New |  |  | 0 | PJ
LCP_Inputs_ON_Electric_Howarth_2023_05_05 | Electricity | Dispatch-Crossload | PJ | 2020 | Spring | Electrolyser 2020/2030 |  |  | 0 | PJ
LCP_Inputs_ON_Electric_Howarth_2023_05_05 | Electricity | Dispatch-Crossload | PJ | 2020 | Spring | Electrolyser 2040 |  |  | 0 | PJ
LCP_Inputs_ON_Electric_Howarth_2023_05_05 | Electricity | Dispatch-Crossload | PJ | 2020 | Spring | Electrolyser 2050 |  |  | 0 | PJ
LCP_Inputs_ON_Electric_Howarth_2023_05_05 | Electricity | Dispatch-Crossload | PJ | 2020 | Spring | O/CCGT - CH4 Existing |  |  | 0 | PJ
LCP_Inputs_ON_Electric_Howarth_2023_05_05 | Electricity | Dispatch-Crossload | PJ | 2020 | Spring | O/CCGT - CH4 New |  |  | 0 | PJ
LCP_Inputs_ON_Electric_Howarth_2023_05_05 | Electricity | Dispatch-Crossload | PJ | 2020 | Spring | O/CCGT - H2 New |  |  | 0 | PJ
LCP_Inputs_ON_Electric_Howarth_2023_05_05 | Electricity | Dispatch-Crossload | PJ | 2020 | Summer | Electrolyser 2020/2030 |  |  | 0 | PJ
LCP_Inputs_ON_Electric_Howarth_2023_05_05 | Electricity | Dispatch-Crossload | PJ | 2020 | Summer | Electrolyser 2040 |  |  | 0 | PJ
LCP_Inputs_ON_Electric_Howarth_2023_05_05 | Electricity | Dispatch-Crossload | PJ | 2020 | Summer | Electrolyser 2050 |  |  | 0 | PJ
LCP_Inputs_ON_Electric_Howarth_2023_05_05 | Electricity | Dispatch-Crossload | PJ | 2020 | Summer | O/CCGT - CH4 Existing |  |  | 0 | PJ
LCP_Inputs_ON_Electric_Howarth_2023_05_05 | Electricity | Dispatch-Crossload | PJ | 2020 | Summer | O/CCGT - CH4 New |  |  | 0 | PJ
LCP_Inputs_ON_Electric_Howarth_2023_05_05 | Electricity | Dispatch-Crossload | PJ | 2020 | Summer | O/CCGT - H2 New |  |  | 0 | PJ
LCP_Inputs_ON_Electric_Howarth_2023_05_05 | Electricity | Dispatch-Crossload | PJ | 2020 | Winter | Electrolyser 2020/2030 |  |  | 0 | PJ
LCP_Inputs_ON_Electric_Howarth_2023_05_05 | Electricity | Dispatch-Crossload | PJ | 2020 | Winter | Electrolyser 2040 |  |  | 0 | PJ
LCP_Inputs_ON_Electric_Howarth_2023_05_05 | Electricity | Dispatch-Crossload | PJ | 2020 | Winter | Electrolyser 2050 |  |  | 0 | PJ
LCP_Inputs_ON_Electric_Howarth_2023_05_05 | Electricity | Dispatch-Crossload | PJ | 2020 | Winter | O/CCGT - CH4 Existing |  |  | 0 | PJ
LCP_Inputs_ON_Electric_Howarth_2023_05_05 | Electricity | Dispatch-Crossload | PJ | 2020 | Winter | O/CCGT - CH4 New |  |  | 0 | PJ
LCP_Inputs_ON_Electric_Howarth_2023_05_05 | Electricity | Dispatch-Crossload | PJ | 2020 | Winter | O/CCGT - H2 New |  |  | 0 | PJ
LCP_Inputs_ON_Electric_Howarth_2023_05_05 | Electricity | Dispatch-Crossload | PJ | 2020 | Winter Peak | Electrolyser 2020/2030 |  |  | 0 | PJ
LCP_Inputs_ON_Electric_Howarth_2023_05_05 | Electricity | Dispatch-Crossload | PJ | 2020 | Winter Peak | Electrolyser 2040 |  |  | 0 | PJ
LCP_Inputs_ON_Electric_Howarth_2023_05_05 | Electricity | Dispatch-Crossload | PJ | 2020 | Winter Peak | Electrolyser 2050 |  |  | 0 | PJ
LCP_Inputs_ON_Electric_Howarth_2023_05_05 | Electricity | Dispatch-Crossload | PJ | 2020 | Winter Peak | O/CCGT - CH4 Existing |  |  | 0 | PJ
LCP_Inputs_ON_Electric_Howarth_2023_05_05 | Electricity | Dispatch-Crossload | PJ | 2020 | Winter Peak | O/CCGT - CH4 New |  |  | 0 | PJ
LCP_Inputs_ON_Electric_Howarth_2023_05_05 | Electricity | Dispatch-Crossload | PJ | 2020 | Winter Peak | O/CCGT - H2 New |  |  | 0 | PJ
LCP_Inputs_ON_Electric_Howarth_2023_05_05 | Electricity | Dispatch-Crossload | PJ | 2030 | Fall | Electrolyser 2020/2030 |  |  | 0 | PJ
LCP_Inputs_ON_Electric_Howarth_2023_05_05 | Electricity | Dispatch-Crossload | PJ | 2030 | Fall | Electrolyser 2040 |  |  | 0 | PJ
LCP_Inputs_ON_Electric_Howarth_2023_05_05 | Electricity | Dispatch-Crossload | PJ | 2030 | Fall | Electrolyser 2050 |  |  | 0 | PJ
LCP_Inputs_ON_Electric_Howarth_2023_05_05 | Electricity | Dispatch-Crossload | PJ | 2030 | Fall | O/CCGT - CH4 Existing |  |  | 0 | PJ
LCP_Inputs_ON_Electric_Howarth_2023_05_05 | Electricity | Dispatch-Crossload | PJ | 2030 | Fall | O/CCGT - CH4 New |  |  | 0 | PJ
LCP_Inputs_ON_Electric_Howarth_2023_05_05 | Electricity | Dispatch-Crossload | PJ | 2030 | Fall | O/CCGT - H2 New |  |  | 0 | PJ
LCP_Inputs_ON_Electric_Howarth_2023_05_05 | Electricity | Dispatch-Crossload | PJ | 2030 | Spring | Electrolyser 2020/2030 |  |  | 0 | PJ
LCP_Inputs_ON_Electric_Howarth_2023_05_05 | Electricity | Dispatch-Crossload | PJ | 2030 | Spring | Electrolyser 2040 |  |  | 0 | PJ
LCP_Inputs_ON_Electric_Howarth_2023_05_05 | Electricity | Dispatch-Crossload | PJ | 2030 | Spring | Electrolyser 2050 |  |  | 0 | PJ
LCP_Inputs_ON_Electric_Howarth_2023_05_05 | Electricity | Dispatch-Crossload | PJ | 2030 | Spring | O/CCGT - CH4 Existing |  |  | 0 | PJ
LCP_Inputs_ON_Electric_Howarth_2023_05_05 | Electricity | Dispatch-Crossload | PJ | 2030 | Spring | O/CCGT - CH4 New |  |  | 0 | PJ
LCP_Inputs_ON_Electric_Howarth_2023_05_05 | Electricity | Dispatch-Crossload | PJ | 2030 | Spring | O/CCGT - H2 New |  |  | 0 | PJ
LCP_Inputs_ON_Electric_Howarth_2023_05_05 | Electricity | Dispatch-Crossload | PJ | 2030 | Summer | Electrolyser 2020/2030 |  |  | 0 | PJ
LCP_Inputs_ON_Electric_Howarth_2023_05_05 | Electricity | Dispatch-Crossload | PJ | 2030 | Summer | Electrolyser 2040 |  |  | 0 | PJ
LCP_Inputs_ON_Electric_Howarth_2023_05_05 | Electricity | Dispatch-Crossload | PJ | 2030 | Summer | Electrolyser 2050 |  |  | 0 | PJ
LCP_Inputs_ON_Electric_Howarth_2023_05_05 | Electricity | Dispatch-Crossload | PJ | 2030 | Summer | O/CCGT - CH4 Existing |  |  | 0 | PJ
LCP_Inputs_ON_Electric_Howarth_2023_05_05 | Electricity | Dispatch-Crossload | PJ | 2030 | Summer | O/CCGT - CH4 New |  |  | 0 | PJ
LCP_Inputs_ON_Electric_Howarth_2023_05_05 | Electricity | Dispatch-Crossload | PJ | 2030 | Summer | O/CCGT - H2 New |  |  | 0 | PJ
LCP_Inputs_ON_Electric_Howarth_2023_05_05 | Electricity | Dispatch-Crossload | PJ | 2030 | Winter | Electrolyser 2020/2030 |  |  | 0 | PJ
LCP_Inputs_ON_Electric_Howarth_2023_05_05 | Electricity | Dispatch-Crossload | PJ | 2030 | Winter | Electrolyser 2040 |  |  | 0 | PJ
LCP_Inputs_ON_Electric_Howarth_2023_05_05 | Electricity | Dispatch-Crossload | PJ | 2030 | Winter | Electrolyser 2050 |  |  | 0 | PJ
LCP_Inputs_ON_Electric_Howarth_2023_05_05 | Electricity | Dispatch-Crossload | PJ | 2030 | Winter | O/CCGT - CH4 Existing |  |  | 0 | PJ
LCP_Inputs_ON_Electric_Howarth_2023_05_05 | Electricity | Dispatch-Crossload | PJ | 2030 | Winter | O/CCGT - CH4 New |  |  | 0 | PJ
LCP_Inputs_ON_Electric_Howarth_2023_05_05 | Electricity | Dispatch-Crossload | PJ | 2030 | Winter | O/CCGT - H2 New |  |  | 0 | PJ
LCP_Inputs_ON_Electric_Howarth_2023_05_05 | Electricity | Dispatch-Crossload | PJ | 2030 | Winter Peak | Electrolyser 2020/2030 |  |  | 0 | PJ
LCP_Inputs_ON_Electric_Howarth_2023_05_05 | Electricity | Dispatch-Crossload | PJ | 2030 | Winter Peak | Electrolyser 2040 |  |  | 0 | PJ
LCP_Inputs_ON_Electric_Howarth_2023_05_05 | Electricity | Dispatch-Crossload | PJ | 2030 | Winter Peak | Electrolyser 2050 |  |  | 0 | PJ
LCP_Inputs_ON_Electric_Howarth_2023_05_05 | Electricity | Dispatch-Crossload | PJ | 2030 | Winter Peak | O/CCGT - CH4 Existing |  |  | 0 | PJ
LCP_Inputs_ON_Electric_Howarth_2023_05_05 | Electricity | Dispatch-Crossload | PJ | 2030 | Winter Peak | O/CCGT - CH4 New |  |  | 0 | PJ
LCP_Inputs_ON_Electric_Howarth_2023_05_05 | Electricity | Dispatch-Crossload | PJ | 2030 | Winter Peak | O/CCGT - H2 New |  |  | 0 | PJ
LCP_Inputs_ON_Electric_Howarth_2023_05_05 | Electricity | Dispatch-Crossload | PJ | 2040 | Fall | Electrolyser 2020/2030 |  |  | 0 | PJ
LCP_Inputs_ON_Electric_Howarth_2023_05_05 | Electricity | Dispatch-Crossload | PJ | 2040 | Fall | Electrolyser 2040 |  |  | 0 | PJ
LCP_Inputs_ON_Electric_Howarth_2023_05_05 | Electricity | Dispatch-Crossload | PJ | 2040 | Fall | Electrolyser 2050 |  |  | 0 | PJ
LCP_Inputs_ON_Electric_Howarth_2023_05_05 | Electricity | Dispatch-Crossload | PJ | 2040 | Fall | O/CCGT - CH4 Existing |  |  | 0 | PJ
LCP_Inputs_ON_Electric_Howarth_2023_05_05 | Electricity | Dispatch-Crossload | PJ | 2040 | Fall | O/CCGT - CH4 New |  |  | 0 | PJ
LCP_Inputs_ON_Electric_Howarth_2023_05_05 | Electricity | Dispatch-Crossload | PJ | 2040 | Fall | O/CCGT - H2 New |  |  | 0 | PJ
LCP_Inputs_ON_Electric_Howarth_2023_05_05 | Electricity | Dispatch-Crossload | PJ | 2040 | Spring | Electrolyser 2020/2030 |  |  | 0 | PJ
LCP_Inputs_ON_Electric_Howarth_2023_05_05 | Electricity | Dispatch-Crossload | PJ | 2040 | Spring | Electrolyser 2040 |  |  | 0 | PJ
LCP_Inputs_ON_Electric_Howarth_2023_05_05 | Electricity | Dispatch-Crossload | PJ | 2040 | Spring | Electrolyser 2050 |  |  | 0 | PJ
LCP_Inputs_ON_Electric_Howarth_2023_05_05 | Electricity | Dispatch-Crossload | PJ | 2040 | Spring | O/CCGT - CH4 Existing |  |  | 0 | PJ
LCP_Inputs_ON_Electric_Howarth_2023_05_05 | Electricity | Dispatch-Crossload | PJ | 2040 | Spring | O/CCGT - CH4 New |  |  | 0 | PJ
LCP_Inputs_ON_Electric_Howarth_2023_05_05 | Electricity | Dispatch-Crossload | PJ | 2040 | Spring | O/CCGT - H2 New |  |  | 0 | PJ
LCP_Inputs_ON_Electric_Howarth_2023_05_05 | Electricity | Dispatch-Crossload | PJ | 2040 | Summer | Electrolyser 2020/2030 |  |  | 0 | PJ
LCP_Inputs_ON_Electric_Howarth_2023_05_05 | Electricity | Dispatch-Crossload | PJ | 2040 | Summer | Electrolyser 2040 |  |  | 0 | PJ
LCP_Inputs_ON_Electric_Howarth_2023_05_05 | Electricity | Dispatch-Crossload | PJ | 2040 | Summer | Electrolyser 2050 |  |  | 0 | PJ
LCP_Inputs_ON_Electric_Howarth_2023_05_05 | Electricity | Dispatch-Crossload | PJ | 2040 | Summer | O/CCGT - CH4 Existing |  |  | 0 | PJ
LCP_Inputs_ON_Electric_Howarth_2023_05_05 | Electricity | Dispatch-Crossload | PJ | 2040 | Summer | O/CCGT - CH4 New |  |  | 0 | PJ
LCP_Inputs_ON_Electric_Howarth_2023_05_05 | Electricity | Dispatch-Crossload | PJ | 2040 | Summer | O/CCGT - H2 New |  |  | 0 | PJ
LCP_Inputs_ON_Electric_Howarth_2023_05_05 | Electricity | Dispatch-Crossload | PJ | 2040 | Winter | Electrolyser 2020/2030 |  |  | 0 | PJ
LCP_Inputs_ON_Electric_Howarth_2023_05_05 | Electricity | Dispatch-Crossload | PJ | 2040 | Winter | Electrolyser 2040 |  |  | 0 | PJ
LCP_Inputs_ON_Electric_Howarth_2023_05_05 | Electricity | Dispatch-Crossload | PJ | 2040 | Winter | Electrolyser 2050 |  |  | 0 | PJ
LCP_Inputs_ON_Electric_Howarth_2023_05_05 | Electricity | Dispatch-Crossload | PJ | 2040 | Winter | O/CCGT - CH4 Existing |  |  | 0 | PJ
LCP_Inputs_ON_Electric_Howarth_2023_05_05 | Electricity | Dispatch-Crossload | PJ | 2040 | Winter | O/CCGT - CH4 New |  |  | 0 | PJ
LCP_Inputs_ON_Electric_Howarth_2023_05_05 | Electricity | Dispatch-Crossload | PJ | 2040 | Winter | O/CCGT - H2 New |  |  | 0 | PJ
LCP_Inputs_ON_Electric_Howarth_2023_05_05 | Electricity | Dispatch-Crossload | PJ | 2040 | Winter Peak | Electrolyser 2020/2030 |  |  | 0 | PJ
LCP_Inputs_ON_Electric_Howarth_2023_05_05 | Electricity | Dispatch-Crossload | PJ | 2040 | Winter Peak | Electrolyser 2040 |  |  | 0 | PJ
LCP_Inputs_ON_Electric_Howarth_2023_05_05 | Electricity | Dispatch-Crossload | PJ | 2040 | Winter Peak | Electrolyser 2050 |  |  | 0 | PJ
LCP_Inputs_ON_Electric_Howarth_2023_05_05 | Electricity | Dispatch-Crossload | PJ | 2040 | Winter Peak | O/CCGT - CH4 Existing |  |  | 0 | PJ
LCP_Inputs_ON_Electric_Howarth_2023_05_05 | Electricity | Dispatch-Crossload | PJ | 2040 | Winter Peak | O/CCGT - CH4 New |  |  | 0 | PJ
LCP_Inputs_ON_Electric_Howarth_2023_05_05 | Electricity | Dispatch-Crossload | PJ | 2040 | Winter Peak | O/CCGT - H2 New |  |  | 0 | PJ
LCP_Inputs_ON_Electric_Howarth_2023_05_05 | Electricity | Dispatch-Crossload | PJ | 2050 | Fall | Electrolyser 2020/2030 |  |  | 0 | PJ
LCP_Inputs_ON_Electric_Howarth_2023_05_05 | Electricity | Dispatch-Crossload | PJ | 2050 | Fall | Electrolyser 2040 |  |  | 0 | PJ
LCP_Inputs_ON_Electric_Howarth_2023_05_05 | Electricity | Dispatch-Crossload | PJ | 2050 | Fall | Electrolyser 2050 |  |  | 0 | PJ
LCP_Inputs_ON_Electric_Howarth_2023_05_05 | Electricity | Dispatch-Crossload | PJ | 2050 | Fall | O/CCGT - CH4 Existing |  |  | 0 | PJ
LCP_Inputs_ON_Electric_Howarth_2023_05_05 | Electricity | Dispatch-Crossload | PJ | 2050 | Fall | O/CCGT - CH4 New |  |  | 0 | PJ
LCP_Inputs_ON_Electric_Howarth_2023_05_05 | Electricity | Dispatch-Crossload | PJ | 2050 | Fall | O/CCGT - H2 New |  |  | 0 | PJ
LCP_Inputs_ON_Electric_Howarth_2023_05_05 | Electricity | Dispatch-Crossload | PJ | 2050 | Spring | Electrolyser 2020/2030 |  |  | 0 | PJ
LCP_Inputs_ON_Electric_Howarth_2023_05_05 | Electricity | Dispatch-Crossload | PJ | 2050 | Spring | Electrolyser 2040 |  |  | 0 | PJ
LCP_Inputs_ON_Electric_Howarth_2023_05_05 | Electricity | Dispatch-Crossload | PJ | 2050 | Spring | Electrolyser 2050 |  |  | 0 | PJ
LCP_Inputs_ON_Electric_Howarth_2023_05_05 | Electricity | Dispatch-Crossload | PJ | 2050 | Spring | O/CCGT - CH4 Existing |  |  | 0 | PJ
LCP_Inputs_ON_Electric_Howarth_2023_05_05 | Electricity | Dispatch-Crossload | PJ | 2050 | Spring | O/CCGT - CH4 New |  |  | 0 | PJ
LCP_Inputs_ON_Electric_Howarth_2023_05_05 | Electricity | Dispatch-Crossload | PJ | 2050 | Spring | O/CCGT - H2 New |  |  | 0 | PJ
LCP_Inputs_ON_Electric_Howarth_2023_05_05 | Electricity | Dispatch-Crossload | PJ | 2050 | Summer | Electrolyser 2020/2030 |  |  | 0 | PJ
LCP_Inputs_ON_Electric_Howarth_2023_05_05 | Electricity | Dispatch-Crossload | PJ | 2050 | Summer | Electrolyser 2040 |  |  | 0 | PJ
LCP_Inputs_ON_Electric_Howarth_2023_05_05 | Electricity | Dispatch-Crossload | PJ | 2050 | Summer | Electrolyser 2050 |  |  | 0 | PJ
LCP_Inputs_ON_Electric_Howarth_2023_05_05 | Electricity | Dispatch-Crossload | PJ | 2050 | Summer | O/CCGT - CH4 Existing |  |  | 0 | PJ
LCP_Inputs_ON_Electric_Howarth_2023_05_05 | Electricity | Dispatch-Crossload | PJ | 2050 | Summer | O/CCGT - CH4 New |  |  | 0 | PJ
LCP_Inputs_ON_Electric_Howarth_2023_05_05 | Electricity | Dispatch-Crossload | PJ | 2050 | Summer | O/CCGT - H2 New |  |  | 0 | PJ
LCP_Inputs_ON_Electric_Howarth_2023_05_05 | Electricity | Dispatch-Crossload | PJ | 2050 | Winter | Electrolyser 2020/2030 |  |  | 0 | PJ
LCP_Inputs_ON_Electric_Howarth_2023_05_05 | Electricity | Dispatch-Crossload | PJ | 2050 | Winter | Electrolyser 2040 |  |  | 0 | PJ
LCP_Inputs_ON_Electric_Howarth_2023_05_05 | Electricity | Dispatch-Crossload | PJ | 2050 | Winter | Electrolyser 2050 |  |  | 0 | PJ
LCP_Inputs_ON_Electric_Howarth_2023_05_05 | Electricity | Dispatch-Crossload | PJ | 2050 | Winter | O/CCGT - CH4 Existing |  |  | 0 | PJ
LCP_Inputs_ON_Electric_Howarth_2023_05_05 | Electricity | Dispatch-Crossload | PJ | 2050 | Winter | O/CCGT - CH4 New |  |  | 0 | PJ
LCP_Inputs_ON_Electric_Howarth_2023_05_05 | Electricity | Dispatch-Crossload | PJ | 2050 | Winter | O/CCGT - H2 New |  |  | 0 | PJ
LCP_Inputs_ON_Electric_Howarth_2023_05_05 | Electricity | Dispatch-Crossload | PJ | 2050 | Winter Peak | Electrolyser 2020/2030 |  |  | 0 | PJ
LCP_Inputs_ON_Electric_Howarth_2023_05_05 | Electricity | Dispatch-Crossload | PJ | 2050 | Winter Peak | Electrolyser 2040 |  |  | 0 | PJ
LCP_Inputs_ON_Electric_Howarth_2023_05_05 | Electricity | Dispatch-Crossload | PJ | 2050 | Winter Peak | Electrolyser 2050 |  |  | 0 | PJ
LCP_Inputs_ON_Electric_Howarth_2023_05_05 | Electricity | Dispatch-Crossload | PJ | 2050 | Winter Peak | O/CCGT - CH4 Existing |  |  | 0 | PJ
LCP_Inputs_ON_Electric_Howarth_2023_05_05 | Electricity | Dispatch-Crossload | PJ | 2050 | Winter Peak | O/CCGT - CH4 New |  |  | 0 | PJ
LCP_Inputs_ON_Electric_Howarth_2023_05_05 | Electricity | Dispatch-Crossload | PJ | 2050 | Winter Peak | O/CCGT - H2 New |  |  | 0 | PJ
LCP_Inputs_ON_Electric_Howarth_2023_05_05 | Electricity | Dispatch-Crossload | QC | 2020 | Fall | Electrolyser 2020/2030 |  |  | 0 | QC
LCP_Inputs_ON_Electric_Howarth_2023_05_05 | Electricity | Dispatch-Crossload | QC | 2020 | Fall | Electrolyser 2040 |  |  | 0 | QC
LCP_Inputs_ON_Electric_Howarth_2023_05_05 | Electricity | Dispatch-Crossload | QC | 2020 | Fall | Electrolyser 2050 |  |  | 0 | QC
LCP_Inputs_ON_Electric_Howarth_2023_05_05 | Electricity | Dispatch-Crossload | QC | 2020 | Fall | O/CCGT - CH4 Existing |  |  | 0 | QC
LCP_Inputs_ON_Electric_Howarth_2023_05_05 | Electricity | Dispatch-Crossload | QC | 2020 | Fall | O/CCGT - CH4 New |  |  | 0 | QC
LCP_Inputs_ON_Electric_Howarth_2023_05_05 | Electricity | Dispatch-Crossload | QC | 2020 | Fall | O/CCGT - H2 New |  |  | 0 | QC
LCP_Inputs_ON_Electric_Howarth_2023_05_05 | Electricity | Dispatch-Crossload | QC | 2020 | Spring | Electrolyser 2020/2030 |  |  | 0 | QC
LCP_Inputs_ON_Electric_Howarth_2023_05_05 | Electricity | Dispatch-Crossload | QC | 2020 | Spring | Electrolyser 2040 |  |  | 0 | QC
LCP_Inputs_ON_Electric_Howarth_2023_05_05 | Electricity | Dispatch-Crossload | QC | 2020 | Spring | Electrolyser 2050 |  |  | 0 | QC
LCP_Inputs_ON_Electric_Howarth_2023_05_05 | Electricity | Dispatch-Crossload | QC | 2020 | Spring | O/CCGT - CH4 Existing |  |  | 0 | QC
LCP_Inputs_ON_Electric_Howarth_2023_05_05 | Electricity | Dispatch-Crossload | QC | 2020 | Spring | O/CCGT - CH4 New |  |  | 0 | QC
LCP_Inputs_ON_Electric_Howarth_2023_05_05 | Electricity | Dispatch-Crossload | QC | 2020 | Spring | O/CCGT - H2 New |  |  | 0 | QC
LCP_Inputs_ON_Electric_Howarth_2023_05_05 | Electricity | Dispatch-Crossload | QC | 2020 | Summer | Electrolyser 2020/2030 |  |  | 0 | QC
LCP_Inputs_ON_Electric_Howarth_2023_05_05 | Electricity | Dispatch-Crossload | QC | 2020 | Summer | Electrolyser 2040 |  |  | 0 | QC
LCP_Inputs_ON_Electric_Howarth_2023_05_05 | Electricity | Dispatch-Crossload | QC | 2020 | Summer | Electrolyser 2050 |  |  | 0 | QC
LCP_Inputs_ON_Electric_Howarth_2023_05_05 | Electricity | Dispatch-Crossload | QC | 2020 | Summer | O/CCGT - CH4 Existing |  |  | 0 | QC
LCP_Inputs_ON_Electric_Howarth_2023_05_05 | Electricity | Dispatch-Crossload | QC | 2020 | Summer | O/CCGT - CH4 New |  |  | 0 | QC
LCP_Inputs_ON_Electric_Howarth_2023_05_05 | Electricity | Dispatch-Crossload | QC | 2020 | Summer | O/CCGT - H2 New |  |  | 0 | QC
LCP_Inputs_ON_Electric_Howarth_2023_05_05 | Electricity | Dispatch-Crossload | QC | 2020 | Winter | Electrolyser 2020/2030 |  |  | 0 | QC
LCP_Inputs_ON_Electric_Howarth_2023_05_05 | Electricity | Dispatch-Crossload | QC | 2020 | Winter | Electrolyser 2040 |  |  | 0 | QC
LCP_Inputs_ON_Electric_Howarth_2023_05_05 | Electricity | Dispatch-Crossload | QC | 2020 | Winter | Electrolyser 2050 |  |  | 0 | QC
LCP_Inputs_ON_Electric_Howarth_2023_05_05 | Electricity | Dispatch-Crossload | QC | 2020 | Winter | O/CCGT - CH4 Existing |  |  | 0 | QC
LCP_Inputs_ON_Electric_Howarth_2023_05_05 | Electricity | Dispatch-Crossload | QC | 2020 | Winter | O/CCGT - CH4 New |  |  | 0 | QC
LCP_Inputs_ON_Electric_Howarth_2023_05_05 | Electricity | Dispatch-Crossload | QC | 2020 | Winter | O/CCGT - H2 New |  |  | 0 | QC
LCP_Inputs_ON_Electric_Howarth_2023_05_05 | Electricity | Dispatch-Crossload | QC | 2020 | Winter Peak | Electrolyser 2020/2030 |  |  | 0 | QC
LCP_Inputs_ON_Electric_Howarth_2023_05_05 | Electricity | Dispatch-Crossload | QC | 2020 | Winter Peak | Electrolyser 2040 |  |  | 0 | QC
LCP_Inputs_ON_Electric_Howarth_2023_05_05 | Electricity | Dispatch-Crossload | QC | 2020 | Winter Peak | Electrolyser 2050 |  |  | 0 | QC
LCP_Inputs_ON_Electric_Howarth_2023_05_05 | Electricity | Dispatch-Crossload | QC | 2020 | Winter Peak | O/CCGT - CH4 Existing |  |  | 0 | QC
LCP_Inputs_ON_Electric_Howarth_2023_05_05 | Electricity | Dispatch-Crossload | QC | 2020 | Winter Peak | O/CCGT - CH4 New |  |  | 0 | QC
LCP_Inputs_ON_Electric_Howarth_2023_05_05 | Electricity | Dispatch-Crossload | QC | 2020 | Winter Peak | O/CCGT - H2 New |  |  | 0 | QC
LCP_Inputs_ON_Electric_Howarth_2023_05_05 | Electricity | Dispatch-Crossload | QC | 2030 | Fall | Electrolyser 2020/2030 |  |  | 0 | QC
LCP_Inputs_ON_Electric_Howarth_2023_05_05 | Electricity | Dispatch-Crossload | QC | 2030 | Fall | Electrolyser 2040 |  |  | 0 | QC
LCP_Inputs_ON_Electric_Howarth_2023_05_05 | Electricity | Dispatch-Crossload | QC | 2030 | Fall | Electrolyser 2050 |  |  | 0 | QC
LCP_Inputs_ON_Electric_Howarth_2023_05_05 | Electricity | Dispatch-Crossload | QC | 2030 | Fall | O/CCGT - CH4 Existing |  |  | 0 | QC
LCP_Inputs_ON_Electric_Howarth_2023_05_05 | Electricity | Dispatch-Crossload | QC | 2030 | Fall | O/CCGT - CH4 New |  |  | 0 | QC
LCP_Inputs_ON_Electric_Howarth_2023_05_05 | Electricity | Dispatch-Crossload | QC | 2030 | Fall | O/CCGT - H2 New |  |  | 0 | QC
LCP_Inputs_ON_Electric_Howarth_2023_05_05 | Electricity | Dispatch-Crossload | QC | 2030 | Spring | Electrolyser 2020/2030 |  |  | 0 | QC
LCP_Inputs_ON_Electric_Howarth_2023_05_05 | Electricity | Dispatch-Crossload | QC | 2030 | Spring | Electrolyser 2040 |  |  | 0 | QC
LCP_Inputs_ON_Electric_Howarth_2023_05_05 | Electricity | Dispatch-Crossload | QC | 2030 | Spring | Electrolyser 2050 |  |  | 0 | QC
LCP_Inputs_ON_Electric_Howarth_2023_05_05 | Electricity | Dispatch-Crossload | QC | 2030 | Spring | O/CCGT - CH4 Existing |  |  | 0 | QC
LCP_Inputs_ON_Electric_Howarth_2023_05_05 | Electricity | Dispatch-Crossload | QC | 2030 | Spring | O/CCGT - CH4 New |  |  | 0 | QC
LCP_Inputs_ON_Electric_Howarth_2023_05_05 | Electricity | Dispatch-Crossload | QC | 2030 | Spring | O/CCGT - H2 New |  |  | 0 | QC
LCP_Inputs_ON_Electric_Howarth_2023_05_05 | Electricity | Dispatch-Crossload | QC | 2030 | Summer | Electrolyser 2020/2030 |  |  | 0 | QC
LCP_Inputs_ON_Electric_Howarth_2023_05_05 | Electricity | Dispatch-Crossload | QC | 2030 | Summer | Electrolyser 2040 |  |  | 0 | QC
LCP_Inputs_ON_Electric_Howarth_2023_05_05 | Electricity | Dispatch-Crossload | QC | 2030 | Summer | Electrolyser 2050 |  |  | 0 | QC
LCP_Inputs_ON_Electric_Howarth_2023_05_05 | Electricity | Dispatch-Crossload | QC | 2030 | Summer | O/CCGT - CH4 Existing |  |  | 0 | QC
LCP_Inputs_ON_Electric_Howarth_2023_05_05 | Electricity | Dispatch-Crossload | QC | 2030 | Summer | O/CCGT - CH4 New |  |  | 0 | QC
LCP_Inputs_ON_Electric_Howarth_2023_05_05 | Electricity | Dispatch-Crossload | QC | 2030 | Summer | O/CCGT - H2 New |  |  | 0 | QC
LCP_Inputs_ON_Electric_Howarth_2023_05_05 | Electricity | Dispatch-Crossload | QC | 2030 | Winter | Electrolyser 2020/2030 |  |  | 0 | QC
LCP_Inputs_ON_Electric_Howarth_2023_05_05 | Electricity | Dispatch-Crossload | QC | 2030 | Winter | Electrolyser 2040 |  |  | 0 | QC
LCP_Inputs_ON_Electric_Howarth_2023_05_05 | Electricity | Dispatch-Crossload | QC | 2030 | Winter | Electrolyser 2050 |  |  | 0 | QC
LCP_Inputs_ON_Electric_Howarth_2023_05_05 | Electricity | Dispatch-Crossload | QC | 2030 | Winter | O/CCGT - CH4 Existing |  |  | 0 | QC
LCP_Inputs_ON_Electric_Howarth_2023_05_05 | Electricity | Dispatch-Crossload | QC | 2030 | Winter | O/CCGT - CH4 New |  |  | 0 | QC
LCP_Inputs_ON_Electric_Howarth_2023_05_05 | Electricity | Dispatch-Crossload | QC | 2030 | Winter | O/CCGT - H2 New |  |  | 0 | QC
LCP_Inputs_ON_Electric_Howarth_2023_05_05 | Electricity | Dispatch-Crossload | QC | 2030 | Winter Peak | Electrolyser 2020/2030 |  |  | 0 | QC
LCP_Inputs_ON_Electric_Howarth_2023_05_05 | Electricity | Dispatch-Crossload | QC | 2030 | Winter Peak | Electrolyser 2040 |  |  | 0 | QC
LCP_Inputs_ON_Electric_Howarth_2023_05_05 | Electricity | Dispatch-Crossload | QC | 2030 | Winter Peak | Electrolyser 2050 |  |  | 0 | QC
LCP_Inputs_ON_Electric_Howarth_2023_05_05 | Electricity | Dispatch-Crossload | QC | 2030 | Winter Peak | O/CCGT - CH4 Existing |  |  | 0 | QC
LCP_Inputs_ON_Electric_Howarth_2023_05_05 | Electricity | Dispatch-Crossload | QC | 2030 | Winter Peak | O/CCGT - CH4 New |  |  | 0 | QC
LCP_Inputs_ON_Electric_Howarth_2023_05_05 | Electricity | Dispatch-Crossload | QC | 2030 | Winter Peak | O/CCGT - H2 New |  |  | 0 | QC
LCP_Inputs_ON_Electric_Howarth_2023_05_05 | Electricity | Dispatch-Crossload | QC | 2040 | Fall | Electrolyser 2020/2030 |  |  | 0 | QC
LCP_Inputs_ON_Electric_Howarth_2023_05_05 | Electricity | Dispatch-Crossload | QC | 2040 | Fall | Electrolyser 2040 |  |  | 0 | QC
LCP_Inputs_ON_Electric_Howarth_2023_05_05 | Electricity | Dispatch-Crossload | QC | 2040 | Fall | Electrolyser 2050 |  |  | 0 | QC
LCP_Inputs_ON_Electric_Howarth_2023_05_05 | Electricity | Dispatch-Crossload | QC | 2040 | Fall | O/CCGT - CH4 Existing |  |  | 0 | QC
LCP_Inputs_ON_Electric_Howarth_2023_05_05 | Electricity | Dispatch-Crossload | QC | 2040 | Fall | O/CCGT - CH4 New |  |  | 0 | QC
LCP_Inputs_ON_Electric_Howarth_2023_05_05 | Electricity | Dispatch-Crossload | QC | 2040 | Fall | O/CCGT - H2 New |  |  | 0 | QC
LCP_Inputs_ON_Electric_Howarth_2023_05_05 | Electricity | Dispatch-Crossload | QC | 2040 | Spring | Electrolyser 2020/2030 |  |  | 0 | QC
LCP_Inputs_ON_Electric_Howarth_2023_05_05 | Electricity | Dispatch-Crossload | QC | 2040 | Spring | Electrolyser 2040 |  |  | 0 | QC
LCP_Inputs_ON_Electric_Howarth_2023_05_05 | Electricity | Dispatch-Crossload | QC | 2040 | Spring | Electrolyser 2050 |  |  | 0 | QC
LCP_Inputs_ON_Electric_Howarth_2023_05_05 | Electricity | Dispatch-Crossload | QC | 2040 | Spring | O/CCGT - CH4 Existing |  |  | 0 | QC
LCP_Inputs_ON_Electric_Howarth_2023_05_05 | Electricity | Dispatch-Crossload | QC | 2040 | Spring | O/CCGT - CH4 New |  |  | 0 | QC
LCP_Inputs_ON_Electric_Howarth_2023_05_05 | Electricity | Dispatch-Crossload | QC | 2040 | Spring | O/CCGT - H2 New |  |  | 0 | QC
LCP_Inputs_ON_Electric_Howarth_2023_05_05 | Electricity | Dispatch-Crossload | QC | 2040 | Summer | Electrolyser 2020/2030 |  |  | 0 | QC
LCP_Inputs_ON_Electric_Howarth_2023_05_05 | Electricity | Dispatch-Crossload | QC | 2040 | Summer | Electrolyser 2040 |  |  | 0 | QC
LCP_Inputs_ON_Electric_Howarth_2023_05_05 | Electricity | Dispatch-Crossload | QC | 2040 | Summer | Electrolyser 2050 |  |  | 0 | QC
LCP_Inputs_ON_Electric_Howarth_2023_05_05 | Electricity | Dispatch-Crossload | QC | 2040 | Summer | O/CCGT - CH4 Existing |  |  | 0 | QC
LCP_Inputs_ON_Electric_Howarth_2023_05_05 | Electricity | Dispatch-Crossload | QC | 2040 | Summer | O/CCGT - CH4 New |  |  | 0 | QC
LCP_Inputs_ON_Electric_Howarth_2023_05_05 | Electricity | Dispatch-Crossload | QC | 2040 | Summer | O/CCGT - H2 New |  |  | 0 | QC
LCP_Inputs_ON_Electric_Howarth_2023_05_05 | Electricity | Dispatch-Crossload | QC | 2040 | Winter | Electrolyser 2020/2030 |  |  | 0 | QC
LCP_Inputs_ON_Electric_Howarth_2023_05_05 | Electricity | Dispatch-Crossload | QC | 2040 | Winter | Electrolyser 2040 |  |  | 0 | QC
LCP_Inputs_ON_Electric_Howarth_2023_05_05 | Electricity | Dispatch-Crossload | QC | 2040 | Winter | Electrolyser 2050 |  |  | 0 | QC
LCP_Inputs_ON_Electric_Howarth_2023_05_05 | Electricity | Dispatch-Crossload | QC | 2040 | Winter | O/CCGT - CH4 Existing |  |  | 0 | QC
LCP_Inputs_ON_Electric_Howarth_2023_05_05 | Electricity | Dispatch-Crossload | QC | 2040 | Winter | O/CCGT - CH4 New |  |  | 0 | QC
LCP_Inputs_ON_Electric_Howarth_2023_05_05 | Electricity | Dispatch-Crossload | QC | 2040 | Winter | O/CCGT - H2 New |  |  | 0 | QC
LCP_Inputs_ON_Electric_Howarth_2023_05_05 | Electricity | Dispatch-Crossload | QC | 2040 | Winter Peak | Electrolyser 2020/2030 |  |  | 0 | QC
LCP_Inputs_ON_Electric_Howarth_2023_05_05 | Electricity | Dispatch-Crossload | QC | 2040 | Winter Peak | Electrolyser 2040 |  |  | 0 | QC
LCP_Inputs_ON_Electric_Howarth_2023_05_05 | Electricity | Dispatch-Crossload | QC | 2040 | Winter Peak | Electrolyser 2050 |  |  | 0 | QC
LCP_Inputs_ON_Electric_Howarth_2023_05_05 | Electricity | Dispatch-Crossload | QC | 2040 | Winter Peak | O/CCGT - CH4 Existing |  |  | 0 | QC
LCP_Inputs_ON_Electric_Howarth_2023_05_05 | Electricity | Dispatch-Crossload | QC | 2040 | Winter Peak | O/CCGT - CH4 New |  |  | 0 | QC
LCP_Inputs_ON_Electric_Howarth_2023_05_05 | Electricity | Dispatch-Crossload | QC | 2040 | Winter Peak | O/CCGT - H2 New |  |  | 0 | QC
LCP_Inputs_ON_Electric_Howarth_2023_05_05 | Electricity | Dispatch-Crossload | QC | 2050 | Fall | Electrolyser 2020/2030 |  |  | 0 | QC
LCP_Inputs_ON_Electric_Howarth_2023_05_05 | Electricity | Dispatch-Crossload | QC | 2050 | Fall | Electrolyser 2040 |  |  | 0 | QC
LCP_Inputs_ON_Electric_Howarth_2023_05_05 | Electricity | Dispatch-Crossload | QC | 2050 | Fall | Electrolyser 2050 |  |  | 0 | QC
LCP_Inputs_ON_Electric_Howarth_2023_05_05 | Electricity | Dispatch-Crossload | QC | 2050 | Fall | O/CCGT - CH4 Existing |  |  | 0 | QC
LCP_Inputs_ON_Electric_Howarth_2023_05_05 | Electricity | Dispatch-Crossload | QC | 2050 | Fall | O/CCGT - CH4 New |  |  | 0 | QC
LCP_Inputs_ON_Electric_Howarth_2023_05_05 | Electricity | Dispatch-Crossload | QC | 2050 | Fall | O/CCGT - H2 New |  |  | 0 | QC
LCP_Inputs_ON_Electric_Howarth_2023_05_05 | Electricity | Dispatch-Crossload | QC | 2050 | Spring | Electrolyser 2020/2030 |  |  | 0 | QC
LCP_Inputs_ON_Electric_Howarth_2023_05_05 | Electricity | Dispatch-Crossload | QC | 2050 | Spring | Electrolyser 2040 |  |  | 0 | QC
LCP_Inputs_ON_Electric_Howarth_2023_05_05 | Electricity | Dispatch-Crossload | QC | 2050 | Spring | Electrolyser 2050 |  |  | 0 | QC
LCP_Inputs_ON_Electric_Howarth_2023_05_05 | Electricity | Dispatch-Crossload | QC | 2050 | Spring | O/CCGT - CH4 Existing |  |  | 0 | QC
LCP_Inputs_ON_Electric_Howarth_2023_05_05 | Electricity | Dispatch-Crossload | QC | 2050 | Spring | O/CCGT - CH4 New |  |  | 0 | QC
LCP_Inputs_ON_Electric_Howarth_2023_05_05 | Electricity | Dispatch-Crossload | QC | 2050 | Spring | O/CCGT - H2 New |  |  | 0 | QC
LCP_Inputs_ON_Electric_Howarth_2023_05_05 | Electricity | Dispatch-Crossload | QC | 2050 | Summer | Electrolyser 2020/2030 |  |  | 0 | QC
LCP_Inputs_ON_Electric_Howarth_2023_05_05 | Electricity | Dispatch-Crossload | QC | 2050 | Summer | Electrolyser 2040 |  |  | 0 | QC
LCP_Inputs_ON_Electric_Howarth_2023_05_05 | Electricity | Dispatch-Crossload | QC | 2050 | Summer | Electrolyser 2050 |  |  | 0 | QC
LCP_Inputs_ON_Electric_Howarth_2023_05_05 | Electricity | Dispatch-Crossload | QC | 2050 | Summer | O/CCGT - CH4 Existing |  |  | 0 | QC
LCP_Inputs_ON_Electric_Howarth_2023_05_05 | Electricity | Dispatch-Crossload | QC | 2050 | Summer | O/CCGT - CH4 New |  |  | 0 | QC
LCP_Inputs_ON_Electric_Howarth_2023_05_05 | Electricity | Dispatch-Crossload | QC | 2050 | Summer | O/CCGT - H2 New |  |  | 0 | QC
LCP_Inputs_ON_Electric_Howarth_2023_05_05 | Electricity | Dispatch-Crossload | QC | 2050 | Winter | Electrolyser 2020/2030 |  |  | 0 | QC
LCP_Inputs_ON_Electric_Howarth_2023_05_05 | Electricity | Dispatch-Crossload | QC | 2050 | Winter | Electrolyser 2040 |  |  | 0 | QC
LCP_Inputs_ON_Electric_Howarth_2023_05_05 | Electricity | Dispatch-Crossload | QC | 2050 | Winter | Electrolyser 2050 |  |  | 0 | QC
LCP_Inputs_ON_Electric_Howarth_2023_05_05 | Electricity | Dispatch-Crossload | QC | 2050 | Winter | O/CCGT - CH4 Existing |  |  | 0 | QC
LCP_Inputs_ON_Electric_Howarth_2023_05_05 | Electricity | Dispatch-Crossload | QC | 2050 | Winter | O/CCGT - CH4 New |  |  | 0 | QC
LCP_Inputs_ON_Electric_Howarth_2023_05_05 | Electricity | Dispatch-Crossload | QC | 2050 | Winter | O/CCGT - H2 New |  |  | 0 | QC
LCP_Inputs_ON_Electric_Howarth_2023_05_05 | Electricity | Dispatch-Crossload | QC | 2050 | Winter Peak | Electrolyser 2020/2030 |  |  | 0 | QC
LCP_Inputs_ON_Electric_Howarth_2023_05_05 | Electricity | Dispatch-Crossload | QC | 2050 | Winter Peak | Electrolyser 2040 |  |  | 0 | QC
LCP_Inputs_ON_Electric_Howarth_2023_05_05 | Electricity | Dispatch-Crossload | QC | 2050 | Winter Peak | Electrolyser 2050 |  |  | 0 | QC
LCP_Inputs_ON_Electric_Howarth_2023_05_05 | Electricity | Dispatch-Crossload | QC | 2050 | Winter Peak | O/CCGT - CH4 Existing |  |  | 0 | QC
LCP_Inputs_ON_Electric_Howarth_2023_05_05 | Electricity | Dispatch-Crossload | QC | 2050 | Winter Peak | O/CCGT - CH4 New |  |  | 0 | QC
LCP_Inputs_ON_Electric_Howarth_2023_05_05 | Electricity | Dispatch-Crossload | QC | 2050 | Winter Peak | O/CCGT - H2 New |  |  | 0 | QC
LCP_Inputs_ON_Electric_Howarth_2023_05_05 | Electricity | Dispatch-Crossload | WC | 2020 | Fall | Electrolyser 2020/2030 |  |  | 0 | WC
LCP_Inputs_ON_Electric_Howarth_2023_05_05 | Electricity | Dispatch-Crossload | WC | 2020 | Fall | Electrolyser 2040 |  |  | 0 | WC
LCP_Inputs_ON_Electric_Howarth_2023_05_05 | Electricity | Dispatch-Crossload | WC | 2020 | Fall | Electrolyser 2050 |  |  | 0 | WC
LCP_Inputs_ON_Electric_Howarth_2023_05_05 | Electricity | Dispatch-Crossload | WC | 2020 | Fall | O/CCGT - CH4 Existing |  |  | 0 | WC
LCP_Inputs_ON_Electric_Howarth_2023_05_05 | Electricity | Dispatch-Crossload | WC | 2020 | Fall | O/CCGT - CH4 New |  |  | 0 | WC
LCP_Inputs_ON_Electric_Howarth_2023_05_05 | Electricity | Dispatch-Crossload | WC | 2020 | Fall | O/CCGT - H2 New |  |  | 0 | WC
LCP_Inputs_ON_Electric_Howarth_2023_05_05 | Electricity | Dispatch-Crossload | WC | 2020 | Spring | Electrolyser 2020/2030 |  |  | 0 | WC
LCP_Inputs_ON_Electric_Howarth_2023_05_05 | Electricity | Dispatch-Crossload | WC | 2020 | Spring | Electrolyser 2040 |  |  | 0 | WC
LCP_Inputs_ON_Electric_Howarth_2023_05_05 | Electricity | Dispatch-Crossload | WC | 2020 | Spring | Electrolyser 2050 |  |  | 0 | WC
LCP_Inputs_ON_Electric_Howarth_2023_05_05 | Electricity | Dispatch-Crossload | WC | 2020 | Spring | O/CCGT - CH4 Existing |  |  | 0 | WC
LCP_Inputs_ON_Electric_Howarth_2023_05_05 | Electricity | Dispatch-Crossload | WC | 2020 | Spring | O/CCGT - CH4 New |  |  | 0 | WC
LCP_Inputs_ON_Electric_Howarth_2023_05_05 | Electricity | Dispatch-Crossload | WC | 2020 | Spring | O/CCGT - H2 New |  |  | 0 | WC
LCP_Inputs_ON_Electric_Howarth_2023_05_05 | Electricity | Dispatch-Crossload | WC | 2020 | Summer | Electrolyser 2020/2030 |  |  | 0 | WC
LCP_Inputs_ON_Electric_Howarth_2023_05_05 | Electricity | Dispatch-Crossload | WC | 2020 | Summer | Electrolyser 2040 |  |  | 0 | WC
LCP_Inputs_ON_Electric_Howarth_2023_05_05 | Electricity | Dispatch-Crossload | WC | 2020 | Summer | Electrolyser 2050 |  |  | 0 | WC
LCP_Inputs_ON_Electric_Howarth_2023_05_05 | Electricity | Dispatch-Crossload | WC | 2020 | Summer | O/CCGT - CH4 Existing |  |  | 0 | WC
LCP_Inputs_ON_Electric_Howarth_2023_05_05 | Electricity | Dispatch-Crossload | WC | 2020 | Summer | O/CCGT - CH4 New |  |  | 0 | WC
LCP_Inputs_ON_Electric_Howarth_2023_05_05 | Electricity | Dispatch-Crossload | WC | 2020 | Summer | O/CCGT - H2 New |  |  | 0 | WC
LCP_Inputs_ON_Electric_Howarth_2023_05_05 | Electricity | Dispatch-Crossload | WC | 2020 | Winter | Electrolyser 2020/2030 |  |  | 0 | WC
LCP_Inputs_ON_Electric_Howarth_2023_05_05 | Electricity | Dispatch-Crossload | WC | 2020 | Winter | Electrolyser 2040 |  |  | 0 | WC
LCP_Inputs_ON_Electric_Howarth_2023_05_05 | Electricity | Dispatch-Crossload | WC | 2020 | Winter | Electrolyser 2050 |  |  | 0 | WC
LCP_Inputs_ON_Electric_Howarth_2023_05_05 | Electricity | Dispatch-Crossload | WC | 2020 | Winter | O/CCGT - CH4 Existing |  |  | 0 | WC
LCP_Inputs_ON_Electric_Howarth_2023_05_05 | Electricity | Dispatch-Crossload | WC | 2020 | Winter | O/CCGT - CH4 New |  |  | 0 | WC
LCP_Inputs_ON_Electric_Howarth_2023_05_05 | Electricity | Dispatch-Crossload | WC | 2020 | Winter | O/CCGT - H2 New |  |  | 0 | WC
LCP_Inputs_ON_Electric_Howarth_2023_05_05 | Electricity | Dispatch-Crossload | WC | 2020 | Winter Peak | Electrolyser 2020/2030 |  |  | 0 | WC
LCP_Inputs_ON_Electric_Howarth_2023_05_05 | Electricity | Dispatch-Crossload | WC | 2020 | Winter Peak | Electrolyser 2040 |  |  | 0 | WC
LCP_Inputs_ON_Electric_Howarth_2023_05_05 | Electricity | Dispatch-Crossload | WC | 2020 | Winter Peak | Electrolyser 2050 |  |  | 0 | WC
LCP_Inputs_ON_Electric_Howarth_2023_05_05 | Electricity | Dispatch-Crossload | WC | 2020 | Winter Peak | O/CCGT - CH4 Existing |  |  | 0 | WC
LCP_Inputs_ON_Electric_Howarth_2023_05_05 | Electricity | Dispatch-Crossload | WC | 2020 | Winter Peak | O/CCGT - CH4 New |  |  | 0 | WC
LCP_Inputs_ON_Electric_Howarth_2023_05_05 | Electricity | Dispatch-Crossload | WC | 2020 | Winter Peak | O/CCGT - H2 New |  |  | 0 | WC
LCP_Inputs_ON_Electric_Howarth_2023_05_05 | Electricity | Dispatch-Crossload | WC | 2030 | Fall | Electrolyser 2020/2030 |  |  | 0 | WC
LCP_Inputs_ON_Electric_Howarth_2023_05_05 | Electricity | Dispatch-Crossload | WC | 2030 | Fall | Electrolyser 2040 |  |  | 0 | WC
LCP_Inputs_ON_Electric_Howarth_2023_05_05 | Electricity | Dispatch-Crossload | WC | 2030 | Fall | Electrolyser 2050 |  |  | 0 | WC
LCP_Inputs_ON_Electric_Howarth_2023_05_05 | Electricity | Dispatch-Crossload | WC | 2030 | Fall | O/CCGT - CH4 Existing |  |  | 0 | WC
LCP_Inputs_ON_Electric_Howarth_2023_05_05 | Electricity | Dispatch-Crossload | WC | 2030 | Fall | O/CCGT - CH4 New |  |  | 0 | WC
LCP_Inputs_ON_Electric_Howarth_2023_05_05 | Electricity | Dispatch-Crossload | WC | 2030 | Fall | O/CCGT - H2 New |  |  | 0 | WC
LCP_Inputs_ON_Electric_Howarth_2023_05_05 | Electricity | Dispatch-Crossload | WC | 2030 | Spring | Electrolyser 2020/2030 |  |  | 0 | WC
LCP_Inputs_ON_Electric_Howarth_2023_05_05 | Electricity | Dispatch-Crossload | WC | 2030 | Spring | Electrolyser 2040 |  |  | 0 | WC
LCP_Inputs_ON_Electric_Howarth_2023_05_05 | Electricity | Dispatch-Crossload | WC | 2030 | Spring | Electrolyser 2050 |  |  | 0 | WC
LCP_Inputs_ON_Electric_Howarth_2023_05_05 | Electricity | Dispatch-Crossload | WC | 2030 | Spring | O/CCGT - CH4 Existing |  |  | 0 | WC
LCP_Inputs_ON_Electric_Howarth_2023_05_05 | Electricity | Dispatch-Crossload | WC | 2030 | Spring | O/CCGT - CH4 New |  |  | 0 | WC
LCP_Inputs_ON_Electric_Howarth_2023_05_05 | Electricity | Dispatch-Crossload | WC | 2030 | Spring | O/CCGT - H2 New |  |  | 0 | WC
LCP_Inputs_ON_Electric_Howarth_2023_05_05 | Electricity | Dispatch-Crossload | WC | 2030 | Summer | Electrolyser 2020/2030 |  |  | 0 | WC
LCP_Inputs_ON_Electric_Howarth_2023_05_05 | Electricity | Dispatch-Crossload | WC | 2030 | Summer | Electrolyser 2040 |  |  | 0 | WC
LCP_Inputs_ON_Electric_Howarth_2023_05_05 | Electricity | Dispatch-Crossload | WC | 2030 | Summer | Electrolyser 2050 |  |  | 0 | WC
LCP_Inputs_ON_Electric_Howarth_2023_05_05 | Electricity | Dispatch-Crossload | WC | 2030 | Summer | O/CCGT - CH4 Existing |  |  | 0 | WC
LCP_Inputs_ON_Electric_Howarth_2023_05_05 | Electricity | Dispatch-Crossload | WC | 2030 | Summer | O/CCGT - CH4 New |  |  | 0 | WC
LCP_Inputs_ON_Electric_Howarth_2023_05_05 | Electricity | Dispatch-Crossload | WC | 2030 | Summer | O/CCGT - H2 New |  |  | 0 | WC
LCP_Inputs_ON_Electric_Howarth_2023_05_05 | Electricity | Dispatch-Crossload | WC | 2030 | Winter | Electrolyser 2020/2030 |  |  | 0 | WC
LCP_Inputs_ON_Electric_Howarth_2023_05_05 | Electricity | Dispatch-Crossload | WC | 2030 | Winter | Electrolyser 2040 |  |  | 0 | WC
LCP_Inputs_ON_Electric_Howarth_2023_05_05 | Electricity | Dispatch-Crossload | WC | 2030 | Winter | Electrolyser 2050 |  |  | 0 | WC
LCP_Inputs_ON_Electric_Howarth_2023_05_05 | Electricity | Dispatch-Crossload | WC | 2030 | Winter | O/CCGT - CH4 Existing |  |  | 0 | WC
LCP_Inputs_ON_Electric_Howarth_2023_05_05 | Electricity | Dispatch-Crossload | WC | 2030 | Winter | O/CCGT - CH4 New |  |  | 0 | WC
LCP_Inputs_ON_Electric_Howarth_2023_05_05 | Electricity | Dispatch-Crossload | WC | 2030 | Winter | O/CCGT - H2 New |  |  | 0 | WC
LCP_Inputs_ON_Electric_Howarth_2023_05_05 | Electricity | Dispatch-Crossload | WC | 2030 | Winter Peak | Electrolyser 2020/2030 |  |  | 0 | WC
LCP_Inputs_ON_Electric_Howarth_2023_05_05 | Electricity | Dispatch-Crossload | WC | 2030 | Winter Peak | Electrolyser 2040 |  |  | 0 | WC
LCP_Inputs_ON_Electric_Howarth_2023_05_05 | Electricity | Dispatch-Crossload | WC | 2030 | Winter Peak | Electrolyser 2050 |  |  | 0 | WC
LCP_Inputs_ON_Electric_Howarth_2023_05_05 | Electricity | Dispatch-Crossload | WC | 2030 | Winter Peak | O/CCGT - CH4 Existing |  |  | 0 | WC
LCP_Inputs_ON_Electric_Howarth_2023_05_05 | Electricity | Dispatch-Crossload | WC | 2030 | Winter Peak | O/CCGT - CH4 New |  |  | 0 | WC
LCP_Inputs_ON_Electric_Howarth_2023_05_05 | Electricity | Dispatch-Crossload | WC | 2030 | Winter Peak | O/CCGT - H2 New |  |  | 0 | WC
LCP_Inputs_ON_Electric_Howarth_2023_05_05 | Electricity | Dispatch-Crossload | WC | 2040 | Fall | Electrolyser 2020/2030 |  |  | 0 | WC
LCP_Inputs_ON_Electric_Howarth_2023_05_05 | Electricity | Dispatch-Crossload | WC | 2040 | Fall | Electrolyser 2040 |  |  | 0 | WC
LCP_Inputs_ON_Electric_Howarth_2023_05_05 | Electricity | Dispatch-Crossload | WC | 2040 | Fall | Electrolyser 2050 |  |  | 0 | WC
LCP_Inputs_ON_Electric_Howarth_2023_05_05 | Electricity | Dispatch-Crossload | WC | 2040 | Fall | O/CCGT - CH4 Existing |  |  | 0 | WC
LCP_Inputs_ON_Electric_Howarth_2023_05_05 | Electricity | Dispatch-Crossload | WC | 2040 | Fall | O/CCGT - CH4 New |  |  | 0 | WC
LCP_Inputs_ON_Electric_Howarth_2023_05_05 | Electricity | Dispatch-Crossload | WC | 2040 | Fall | O/CCGT - H2 New |  |  | 0 | WC
LCP_Inputs_ON_Electric_Howarth_2023_05_05 | Electricity | Dispatch-Crossload | WC | 2040 | Spring | Electrolyser 2020/2030 |  |  | 0 | WC
LCP_Inputs_ON_Electric_Howarth_2023_05_05 | Electricity | Dispatch-Crossload | WC | 2040 | Spring | Electrolyser 2040 |  |  | 0 | WC
LCP_Inputs_ON_Electric_Howarth_2023_05_05 | Electricity | Dispatch-Crossload | WC | 2040 | Spring | Electrolyser 2050 |  |  | 0 | WC
LCP_Inputs_ON_Electric_Howarth_2023_05_05 | Electricity | Dispatch-Crossload | WC | 2040 | Spring | O/CCGT - CH4 Existing |  |  | 0 | WC
LCP_Inputs_ON_Electric_Howarth_2023_05_05 | Electricity | Dispatch-Crossload | WC | 2040 | Spring | O/CCGT - CH4 New |  |  | 0 | WC
LCP_Inputs_ON_Electric_Howarth_2023_05_05 | Electricity | Dispatch-Crossload | WC | 2040 | Spring | O/CCGT - H2 New |  |  | 0 | WC
LCP_Inputs_ON_Electric_Howarth_2023_05_05 | Electricity | Dispatch-Crossload | WC | 2040 | Summer | Electrolyser 2020/2030 |  |  | 0 | WC
LCP_Inputs_ON_Electric_Howarth_2023_05_05 | Electricity | Dispatch-Crossload | WC | 2040 | Summer | Electrolyser 2040 |  |  | 0 | WC
LCP_Inputs_ON_Electric_Howarth_2023_05_05 | Electricity | Dispatch-Crossload | WC | 2040 | Summer | Electrolyser 2050 |  |  | 0 | WC
LCP_Inputs_ON_Electric_Howarth_2023_05_05 | Electricity | Dispatch-Crossload | WC | 2040 | Summer | O/CCGT - CH4 Existing |  |  | 0 | WC
LCP_Inputs_ON_Electric_Howarth_2023_05_05 | Electricity | Dispatch-Crossload | WC | 2040 | Summer | O/CCGT - CH4 New |  |  | 0 | WC
LCP_Inputs_ON_Electric_Howarth_2023_05_05 | Electricity | Dispatch-Crossload | WC | 2040 | Summer | O/CCGT - H2 New |  |  | 0 | WC
LCP_Inputs_ON_Electric_Howarth_2023_05_05 | Electricity | Dispatch-Crossload | WC | 2040 | Winter | Electrolyser 2020/2030 |  |  | 0 | WC
LCP_Inputs_ON_Electric_Howarth_2023_05_05 | Electricity | Dispatch-Crossload | WC | 2040 | Winter | Electrolyser 2040 |  |  | 0 | WC
LCP_Inputs_ON_Electric_Howarth_2023_05_05 | Electricity | Dispatch-Crossload | WC | 2040 | Winter | Electrolyser 2050 |  |  | 0 | WC
LCP_Inputs_ON_Electric_Howarth_2023_05_05 | Electricity | Dispatch-Crossload | WC | 2040 | Winter | O/CCGT - CH4 Existing |  |  | 0 | WC
LCP_Inputs_ON_Electric_Howarth_2023_05_05 | Electricity | Dispatch-Crossload | WC | 2040 | Winter | O/CCGT - CH4 New |  |  | 0 | WC
LCP_Inputs_ON_Electric_Howarth_2023_05_05 | Electricity | Dispatch-Crossload | WC | 2040 | Winter | O/CCGT - H2 New |  |  | 0 | WC
LCP_Inputs_ON_Electric_Howarth_2023_05_05 | Electricity | Dispatch-Crossload | WC | 2040 | Winter Peak | Electrolyser 2020/2030 |  |  | 0 | WC
LCP_Inputs_ON_Electric_Howarth_2023_05_05 | Electricity | Dispatch-Crossload | WC | 2040 | Winter Peak | Electrolyser 2040 |  |  | 0 | WC
LCP_Inputs_ON_Electric_Howarth_2023_05_05 | Electricity | Dispatch-Crossload | WC | 2040 | Winter Peak | Electrolyser 2050 |  |  | 0 | WC
LCP_Inputs_ON_Electric_Howarth_2023_05_05 | Electricity | Dispatch-Crossload | WC | 2040 | Winter Peak | O/CCGT - CH4 Existing |  |  | 0 | WC
LCP_Inputs_ON_Electric_Howarth_2023_05_05 | Electricity | Dispatch-Crossload | WC | 2040 | Winter Peak | O/CCGT - CH4 New |  |  | 0 | WC
LCP_Inputs_ON_Electric_Howarth_2023_05_05 | Electricity | Dispatch-Crossload | WC | 2040 | Winter Peak | O/CCGT - H2 New |  |  | 0 | WC
LCP_Inputs_ON_Electric_Howarth_2023_05_05 | Electricity | Dispatch-Crossload | WC | 2050 | Fall | Electrolyser 2020/2030 |  |  | 0 | WC
LCP_Inputs_ON_Electric_Howarth_2023_05_05 | Electricity | Dispatch-Crossload | WC | 2050 | Fall | Electrolyser 2040 |  |  | 0 | WC
LCP_Inputs_ON_Electric_Howarth_2023_05_05 | Electricity | Dispatch-Crossload | WC | 2050 | Fall | Electrolyser 2050 |  |  | 0 | WC
LCP_Inputs_ON_Electric_Howarth_2023_05_05 | Electricity | Dispatch-Crossload | WC | 2050 | Fall | O/CCGT - CH4 Existing |  |  | 0 | WC
LCP_Inputs_ON_Electric_Howarth_2023_05_05 | Electricity | Dispatch-Crossload | WC | 2050 | Fall | O/CCGT - CH4 New |  |  | 0 | WC
LCP_Inputs_ON_Electric_Howarth_2023_05_05 | Electricity | Dispatch-Crossload | WC | 2050 | Fall | O/CCGT - H2 New |  |  | 0 | WC
LCP_Inputs_ON_Electric_Howarth_2023_05_05 | Electricity | Dispatch-Crossload | WC | 2050 | Spring | Electrolyser 2020/2030 |  |  | 0 | WC
LCP_Inputs_ON_Electric_Howarth_2023_05_05 | Electricity | Dispatch-Crossload | WC | 2050 | Spring | Electrolyser 2040 |  |  | 0 | WC
LCP_Inputs_ON_Electric_Howarth_2023_05_05 | Electricity | Dispatch-Crossload | WC | 2050 | Spring | Electrolyser 2050 |  |  | 0 | WC
LCP_Inputs_ON_Electric_Howarth_2023_05_05 | Electricity | Dispatch-Crossload | WC | 2050 | Spring | O/CCGT - CH4 Existing |  |  | 0 | WC
LCP_Inputs_ON_Electric_Howarth_2023_05_05 | Electricity | Dispatch-Crossload | WC | 2050 | Spring | O/CCGT - CH4 New |  |  | 0 | WC
LCP_Inputs_ON_Electric_Howarth_2023_05_05 | Electricity | Dispatch-Crossload | WC | 2050 | Spring | O/CCGT - H2 New |  |  | 0 | WC
LCP_Inputs_ON_Electric_Howarth_2023_05_05 | Electricity | Dispatch-Crossload | WC | 2050 | Summer | Electrolyser 2020/2030 |  |  | 0 | WC
LCP_Inputs_ON_Electric_Howarth_2023_05_05 | Electricity | Dispatch-Crossload | WC | 2050 | Summer | Electrolyser 2040 |  |  | 0 | WC
LCP_Inputs_ON_Electric_Howarth_2023_05_05 | Electricity | Dispatch-Crossload | WC | 2050 | Summer | Electrolyser 2050 |  |  | 0 | WC
LCP_Inputs_ON_Electric_Howarth_2023_05_05 | Electricity | Dispatch-Crossload | WC | 2050 | Summer | O/CCGT - CH4 Existing |  |  | 0 | WC
LCP_Inputs_ON_Electric_Howarth_2023_05_05 | Electricity | Dispatch-Crossload | WC | 2050 | Summer | O/CCGT - CH4 New |  |  | 0 | WC
LCP_Inputs_ON_Electric_Howarth_2023_05_05 | Electricity | Dispatch-Crossload | WC | 2050 | Summer | O/CCGT - H2 New |  |  | 0 | WC
LCP_Inputs_ON_Electric_Howarth_2023_05_05 | Electricity | Dispatch-Crossload | WC | 2050 | Winter | Electrolyser 2020/2030 |  |  | 0 | WC
LCP_Inputs_ON_Electric_Howarth_2023_05_05 | Electricity | Dispatch-Crossload | WC | 2050 | Winter | Electrolyser 2040 |  |  | 0 | WC
LCP_Inputs_ON_Electric_Howarth_2023_05_05 | Electricity | Dispatch-Crossload | WC | 2050 | Winter | Electrolyser 2050 |  |  | 0 | WC
LCP_Inputs_ON_Electric_Howarth_2023_05_05 | Electricity | Dispatch-Crossload | WC | 2050 | Winter | O/CCGT - CH4 Existing |  |  | 0 | WC
LCP_Inputs_ON_Electric_Howarth_2023_05_05 | Electricity | Dispatch-Crossload | WC | 2050 | Winter | O/CCGT - CH4 New |  |  | 0 | WC
LCP_Inputs_ON_Electric_Howarth_2023_05_05 | Electricity | Dispatch-Crossload | WC | 2050 | Winter | O/CCGT - H2 New |  |  | 0 | WC
LCP_Inputs_ON_Electric_Howarth_2023_05_05 | Electricity | Dispatch-Crossload | WC | 2050 | Winter Peak | Electrolyser 2020/2030 |  |  | 0 | WC
LCP_Inputs_ON_Electric_Howarth_2023_05_05 | Electricity | Dispatch-Crossload | WC | 2050 | Winter Peak | Electrolyser 2040 |  |  | 0 | WC
LCP_Inputs_ON_Electric_Howarth_2023_05_05 | Electricity | Dispatch-Crossload | WC | 2050 | Winter Peak | Electrolyser 2050 |  |  | 0 | WC
LCP_Inputs_ON_Electric_Howarth_2023_05_05 | Electricity | Dispatch-Crossload | WC | 2050 | Winter Peak | O/CCGT - CH4 Existing |  |  | 0 | WC
LCP_Inputs_ON_Electric_Howarth_2023_05_05 | Electricity | Dispatch-Crossload | WC | 2050 | Winter Peak | O/CCGT - CH4 New |  |  | 0 | WC
LCP_Inputs_ON_Electric_Howarth_2023_05_05 | Electricity | Dispatch-Crossload | WC | 2050 | Winter Peak | O/CCGT - H2 New |  |  | 0 | WC
LCP_Inputs_ON_Electric_Howarth_2023_05_05 | Electricity | Dispatch-Generation | MI | 2020 | Fall | Biomass |  |  | 0 | MI
LCP_Inputs_ON_Electric_Howarth_2023_05_05 | Electricity | Dispatch-Generation | MI | 2020 | Fall | Biomass + CCS |  |  | 0 | MI
LCP_Inputs_ON_Electric_Howarth_2023_05_05 | Electricity | Dispatch-Generation | MI | 2020 | Fall | Fossil Fuel Thermal (Coal, Peat, Oil) |  |  | 0 | MI
LCP_Inputs_ON_Electric_Howarth_2023_05_05 | Electricity | Dispatch-Generation | MI | 2020 | Fall | Generic - Generator |  |  | 41945177.3294 | MI
LCP_Inputs_ON_Electric_Howarth_2023_05_05 | Electricity | Dispatch-Generation | MI | 2020 | Fall | Hydro |  |  | 894062.7608 | MI
LCP_Inputs_ON_Electric_Howarth_2023_05_05 | Electricity | Dispatch-Generation | MI | 2020 | Fall | Nuclear |  |  | 8588885.76 | MI
LCP_Inputs_ON_Electric_Howarth_2023_05_05 | Electricity | Dispatch-Generation | MI | 2020 | Fall | Nuclear SMR |  |  | 0 | MI
LCP_Inputs_ON_Electric_Howarth_2023_05_05 | Electricity | Dispatch-Generation | MI | 2020 | Fall | Solar PV |  |  | 1221304.8704 | MI
LCP_Inputs_ON_Electric_Howarth_2023_05_05 | Electricity | Dispatch-Generation | MI | 2020 | Fall | Wind Offshore |  |  | 0 | MI
LCP_Inputs_ON_Electric_Howarth_2023_05_05 | Electricity | Dispatch-Generation | MI | 2020 | Fall | Wind Onshore |  |  | 13256030.2381 | MI
LCP_Inputs_ON_Electric_Howarth_2023_05_05 | Electricity | Dispatch-Generation | MI | 2020 | Spring | Biomass |  |  | 0 | MI
LCP_Inputs_ON_Electric_Howarth_2023_05_05 | Electricity | Dispatch-Generation | MI | 2020 | Spring | Biomass + CCS |  |  | 0 | MI
LCP_Inputs_ON_Electric_Howarth_2023_05_05 | Electricity | Dispatch-Generation | MI | 2020 | Spring | Fossil Fuel Thermal (Coal, Peat, Oil) |  |  | 0 | MI
LCP_Inputs_ON_Electric_Howarth_2023_05_05 | Electricity | Dispatch-Generation | MI | 2020 | Spring | Generic - Generator |  |  | 40755519.0161 | MI
LCP_Inputs_ON_Electric_Howarth_2023_05_05 | Electricity | Dispatch-Generation | MI | 2020 | Spring | Hydro |  |  | 827077.2575 | MI
LCP_Inputs_ON_Electric_Howarth_2023_05_05 | Electricity | Dispatch-Generation | MI | 2020 | Spring | Nuclear |  |  | 8588885.76 | MI
LCP_Inputs_ON_Electric_Howarth_2023_05_05 | Electricity | Dispatch-Generation | MI | 2020 | Spring | Nuclear SMR |  |  | 0 | MI
LCP_Inputs_ON_Electric_Howarth_2023_05_05 | Electricity | Dispatch-Generation | MI | 2020 | Spring | Solar PV |  |  | 2443605.5575 | MI
LCP_Inputs_ON_Electric_Howarth_2023_05_05 | Electricity | Dispatch-Generation | MI | 2020 | Spring | Wind Offshore |  |  | 0 | MI
LCP_Inputs_ON_Electric_Howarth_2023_05_05 | Electricity | Dispatch-Generation | MI | 2020 | Spring | Wind Onshore |  |  | 15275734.7277 | MI
LCP_Inputs_ON_Electric_Howarth_2023_05_05 | Electricity | Dispatch-Generation | MI | 2020 | Summer | Biomass |  |  | 0 | MI
LCP_Inputs_ON_Electric_Howarth_2023_05_05 | Electricity | Dispatch-Generation | MI | 2020 | Summer | Biomass + CCS |  |  | 0 | MI
LCP_Inputs_ON_Electric_Howarth_2023_05_05 | Electricity | Dispatch-Generation | MI | 2020 | Summer | Fossil Fuel Thermal (Coal, Peat, Oil) |  |  | 0 | MI
LCP_Inputs_ON_Electric_Howarth_2023_05_05 | Electricity | Dispatch-Generation | MI | 2020 | Summer | Generic - Generator |  |  | 40989868.7059 | MI
LCP_Inputs_ON_Electric_Howarth_2023_05_05 | Electricity | Dispatch-Generation | MI | 2020 | Summer | Hydro |  |  | 812619.4875 | MI
LCP_Inputs_ON_Electric_Howarth_2023_05_05 | Electricity | Dispatch-Generation | MI | 2020 | Summer | Nuclear |  |  | 8588885.76 | MI
LCP_Inputs_ON_Electric_Howarth_2023_05_05 | Electricity | Dispatch-Generation | MI | 2020 | Summer | Nuclear SMR |  |  | 0 | MI
LCP_Inputs_ON_Electric_Howarth_2023_05_05 | Electricity | Dispatch-Generation | MI | 2020 | Summer | Solar PV |  |  | 2317702.2444 | MI
LCP_Inputs_ON_Electric_Howarth_2023_05_05 | Electricity | Dispatch-Generation | MI | 2020 | Summer | Wind Offshore |  |  | 0 | MI
LCP_Inputs_ON_Electric_Howarth_2023_05_05 | Electricity | Dispatch-Generation | MI | 2020 | Summer | Wind Onshore |  |  | 9394093.8503 | MI
LCP_Inputs_ON_Electric_Howarth_2023_05_05 | Electricity | Dispatch-Generation | MI | 2020 | Winter | Biomass |  |  | 0 | MI
LCP_Inputs_ON_Electric_Howarth_2023_05_05 | Electricity | Dispatch-Generation | MI | 2020 | Winter | Biomass + CCS |  |  | 0 | MI
LCP_Inputs_ON_Electric_Howarth_2023_05_05 | Electricity | Dispatch-Generation | MI | 2020 | Winter | Fossil Fuel Thermal (Coal, Peat, Oil) |  |  | 0 | MI
LCP_Inputs_ON_Electric_Howarth_2023_05_05 | Electricity | Dispatch-Generation | MI | 2020 | Winter | Generic - Generator |  |  | 45987164.2658 | MI
LCP_Inputs_ON_Electric_Howarth_2023_05_05 | Electricity | Dispatch-Generation | MI | 2020 | Winter | Hydro |  |  | 1193123.2471 | MI
LCP_Inputs_ON_Electric_Howarth_2023_05_05 | Electricity | Dispatch-Generation | MI | 2020 | Winter | Nuclear |  |  | 8588885.76 | MI
LCP_Inputs_ON_Electric_Howarth_2023_05_05 | Electricity | Dispatch-Generation | MI | 2020 | Winter | Nuclear SMR |  |  | 0 | MI
LCP_Inputs_ON_Electric_Howarth_2023_05_05 | Electricity | Dispatch-Generation | MI | 2020 | Winter | Solar PV |  |  | 453720.8847 | MI
LCP_Inputs_ON_Electric_Howarth_2023_05_05 | Electricity | Dispatch-Generation | MI | 2020 | Winter | Wind Offshore |  |  | 0 | MI
LCP_Inputs_ON_Electric_Howarth_2023_05_05 | Electricity | Dispatch-Generation | MI | 2020 | Winter | Wind Onshore |  |  | 18058320.0883 | MI
LCP_Inputs_ON_Electric_Howarth_2023_05_05 | Electricity | Dispatch-Generation | MI | 2020 | Winter Peak | Biomass |  |  | 0 | MI
LCP_Inputs_ON_Electric_Howarth_2023_05_05 | Electricity | Dispatch-Generation | MI | 2020 | Winter Peak | Biomass + CCS |  |  | 0 | MI
LCP_Inputs_ON_Electric_Howarth_2023_05_05 | Electricity | Dispatch-Generation | MI | 2020 | Winter Peak | Fossil Fuel Thermal (Coal, Peat, Oil) |  |  | 0 | MI
LCP_Inputs_ON_Electric_Howarth_2023_05_05 | Electricity | Dispatch-Generation | MI | 2020 | Winter Peak | Generic - Generator |  |  | 513588.7833 | MI
LCP_Inputs_ON_Electric_Howarth_2023_05_05 | Electricity | Dispatch-Generation | MI | 2020 | Winter Peak | Hydro |  |  | 13111.2445 | MI
LCP_Inputs_ON_Electric_Howarth_2023_05_05 | Electricity | Dispatch-Generation | MI | 2020 | Winter Peak | Nuclear |  |  | 94383.36 | MI
LCP_Inputs_ON_Electric_Howarth_2023_05_05 | Electricity | Dispatch-Generation | MI | 2020 | Winter Peak | Nuclear SMR |  |  | 0 | MI
LCP_Inputs_ON_Electric_Howarth_2023_05_05 | Electricity | Dispatch-Generation | MI | 2020 | Winter Peak | Solar PV |  |  | 4985.9438 | MI
LCP_Inputs_ON_Electric_Howarth_2023_05_05 | Electricity | Dispatch-Generation | MI | 2020 | Winter Peak | Wind Offshore |  |  | 0 | MI
LCP_Inputs_ON_Electric_Howarth_2023_05_05 | Electricity | Dispatch-Generation | MI | 2020 | Winter Peak | Wind Onshore |  |  | 174888.2676 | MI
LCP_Inputs_ON_Electric_Howarth_2023_05_05 | Electricity | Dispatch-Generation | MI | 2030 | Fall | Biomass |  |  | 0 | MI
LCP_Inputs_ON_Electric_Howarth_2023_05_05 | Electricity | Dispatch-Generation | MI | 2030 | Fall | Biomass + CCS |  |  | 0 | MI
LCP_Inputs_ON_Electric_Howarth_2023_05_05 | Electricity | Dispatch-Generation | MI | 2030 | Fall | Fossil Fuel Thermal (Coal, Peat, Oil) |  |  | 0 | MI
LCP_Inputs_ON_Electric_Howarth_2023_05_05 | Electricity | Dispatch-Generation | MI | 2030 | Fall | Generic - Generator |  |  | 11992872.1853 | MI
LCP_Inputs_ON_Electric_Howarth_2023_05_05 | Electricity | Dispatch-Generation | MI | 2030 | Fall | Hydro |  |  | 899410.667 | MI
LCP_Inputs_ON_Electric_Howarth_2023_05_05 | Electricity | Dispatch-Generation | MI | 2030 | Fall | Nuclear |  |  | 7187980.8 | MI
LCP_Inputs_ON_Electric_Howarth_2023_05_05 | Electricity | Dispatch-Generation | MI | 2030 | Fall | Nuclear SMR |  |  | 0 | MI
LCP_Inputs_ON_Electric_Howarth_2023_05_05 | Electricity | Dispatch-Generation | MI | 2030 | Fall | Solar PV |  |  | 3882166.8149 | MI
LCP_Inputs_ON_Electric_Howarth_2023_05_05 | Electricity | Dispatch-Generation | MI | 2030 | Fall | Wind Offshore |  |  | 0 | MI
LCP_Inputs_ON_Electric_Howarth_2023_05_05 | Electricity | Dispatch-Generation | MI | 2030 | Fall | Wind Onshore |  |  | 51014276.1828 | MI
LCP_Inputs_ON_Electric_Howarth_2023_05_05 | Electricity | Dispatch-Generation | MI | 2030 | Spring | Biomass |  |  | 0 | MI
LCP_Inputs_ON_Electric_Howarth_2023_05_05 | Electricity | Dispatch-Generation | MI | 2030 | Spring | Biomass + CCS |  |  | 0 | MI
LCP_Inputs_ON_Electric_Howarth_2023_05_05 | Electricity | Dispatch-Generation | MI | 2030 | Spring | Fossil Fuel Thermal (Coal, Peat, Oil) |  |  | 0 | MI
LCP_Inputs_ON_Electric_Howarth_2023_05_05 | Electricity | Dispatch-Generation | MI | 2030 | Spring | Generic - Generator |  |  | 0 | MI
LCP_Inputs_ON_Electric_Howarth_2023_05_05 | Electricity | Dispatch-Generation | MI | 2030 | Spring | Hydro |  |  | 792922.8417 | MI
LCP_Inputs_ON_Electric_Howarth_2023_05_05 | Electricity | Dispatch-Generation | MI | 2030 | Spring | Nuclear |  |  | 7187980.8 | MI
LCP_Inputs_ON_Electric_Howarth_2023_05_05 | Electricity | Dispatch-Generation | MI | 2030 | Spring | Nuclear SMR |  |  | 0 | MI
LCP_Inputs_ON_Electric_Howarth_2023_05_05 | Electricity | Dispatch-Generation | MI | 2030 | Spring | Solar PV |  |  | 7767499.0361 | MI
LCP_Inputs_ON_Electric_Howarth_2023_05_05 | Electricity | Dispatch-Generation | MI | 2030 | Spring | Wind Offshore |  |  | 0 | MI
LCP_Inputs_ON_Electric_Howarth_2023_05_05 | Electricity | Dispatch-Generation | MI | 2030 | Spring | Wind Onshore |  |  | 62456525.3577 | MI
LCP_Inputs_ON_Electric_Howarth_2023_05_05 | Electricity | Dispatch-Generation | MI | 2030 | Summer | Biomass |  |  | 0 | MI
LCP_Inputs_ON_Electric_Howarth_2023_05_05 | Electricity | Dispatch-Generation | MI | 2030 | Summer | Biomass + CCS |  |  | 0 | MI
LCP_Inputs_ON_Electric_Howarth_2023_05_05 | Electricity | Dispatch-Generation | MI | 2030 | Summer | Fossil Fuel Thermal (Coal, Peat, Oil) |  |  | 0 | MI
LCP_Inputs_ON_Electric_Howarth_2023_05_05 | Electricity | Dispatch-Generation | MI | 2030 | Summer | Generic - Generator |  |  | 15975959.4623 | MI
LCP_Inputs_ON_Electric_Howarth_2023_05_05 | Electricity | Dispatch-Generation | MI | 2030 | Summer | Hydro |  |  | 817480.2344 | MI
LCP_Inputs_ON_Electric_Howarth_2023_05_05 | Electricity | Dispatch-Generation | MI | 2030 | Summer | Nuclear |  |  | 7187980.8 | MI
LCP_Inputs_ON_Electric_Howarth_2023_05_05 | Electricity | Dispatch-Generation | MI | 2030 | Summer | Nuclear SMR |  |  | 0 | MI
LCP_Inputs_ON_Electric_Howarth_2023_05_05 | Electricity | Dispatch-Generation | MI | 2030 | Summer | Solar PV |  |  | 7367289.657 | MI
LCP_Inputs_ON_Electric_Howarth_2023_05_05 | Electricity | Dispatch-Generation | MI | 2030 | Summer | Wind Offshore |  |  | 0 | MI
LCP_Inputs_ON_Electric_Howarth_2023_05_05 | Electricity | Dispatch-Generation | MI | 2030 | Summer | Wind Onshore |  |  | 38077380.231 | MI
LCP_Inputs_ON_Electric_Howarth_2023_05_05 | Electricity | Dispatch-Generation | MI | 2030 | Winter | Biomass |  |  | 0 | MI
LCP_Inputs_ON_Electric_Howarth_2023_05_05 | Electricity | Dispatch-Generation | MI | 2030 | Winter | Biomass + CCS |  |  | 0 | MI
LCP_Inputs_ON_Electric_Howarth_2023_05_05 | Electricity | Dispatch-Generation | MI | 2030 | Winter | Fossil Fuel Thermal (Coal, Peat, Oil) |  |  | 0 | MI
LCP_Inputs_ON_Electric_Howarth_2023_05_05 | Electricity | Dispatch-Generation | MI | 2030 | Winter | Generic - Generator |  |  | 0 | MI
LCP_Inputs_ON_Electric_Howarth_2023_05_05 | Electricity | Dispatch-Generation | MI | 2030 | Winter | Hydro |  |  | 1200260.007 | MI
LCP_Inputs_ON_Electric_Howarth_2023_05_05 | Electricity | Dispatch-Generation | MI | 2030 | Winter | Nuclear |  |  | 7187980.8 | MI
LCP_Inputs_ON_Electric_Howarth_2023_05_05 | Electricity | Dispatch-Generation | MI | 2030 | Winter | Nuclear SMR |  |  | 0 | MI
LCP_Inputs_ON_Electric_Howarth_2023_05_05 | Electricity | Dispatch-Generation | MI | 2030 | Winter | Solar PV |  |  | 1442244.4424 | MI
LCP_Inputs_ON_Electric_Howarth_2023_05_05 | Electricity | Dispatch-Generation | MI | 2030 | Winter | Wind Offshore |  |  | 0 | MI
LCP_Inputs_ON_Electric_Howarth_2023_05_05 | Electricity | Dispatch-Generation | MI | 2030 | Winter | Wind Onshore |  |  | 74417816.9927 | MI
LCP_Inputs_ON_Electric_Howarth_2023_05_05 | Electricity | Dispatch-Generation | MI | 2030 | Winter Peak | Biomass |  |  | 0 | MI
LCP_Inputs_ON_Electric_Howarth_2023_05_05 | Electricity | Dispatch-Generation | MI | 2030 | Winter Peak | Biomass + CCS |  |  | 0 | MI
LCP_Inputs_ON_Electric_Howarth_2023_05_05 | Electricity | Dispatch-Generation | MI | 2030 | Winter Peak | Fossil Fuel Thermal (Coal, Peat, Oil) |  |  | 0 | MI
LCP_Inputs_ON_Electric_Howarth_2023_05_05 | Electricity | Dispatch-Generation | MI | 2030 | Winter Peak | Generic - Generator |  |  | 127023.6155 | MI
LCP_Inputs_ON_Electric_Howarth_2023_05_05 | Electricity | Dispatch-Generation | MI | 2030 | Winter Peak | Hydro |  |  | 13189.6704 | MI
LCP_Inputs_ON_Electric_Howarth_2023_05_05 | Electricity | Dispatch-Generation | MI | 2030 | Winter Peak | Nuclear |  |  | 78988.8 | MI
LCP_Inputs_ON_Electric_Howarth_2023_05_05 | Electricity | Dispatch-Generation | MI | 2030 | Winter Peak | Nuclear SMR |  |  | 0 | MI
LCP_Inputs_ON_Electric_Howarth_2023_05_05 | Electricity | Dispatch-Generation | MI | 2030 | Winter Peak | Solar PV |  |  | 15848.84 | MI
LCP_Inputs_ON_Electric_Howarth_2023_05_05 | Electricity | Dispatch-Generation | MI | 2030 | Winter Peak | Wind Offshore |  |  | 0 | MI
LCP_Inputs_ON_Electric_Howarth_2023_05_05 | Electricity | Dispatch-Generation | MI | 2030 | Winter Peak | Wind Onshore |  |  | 720709.514 | MI
LCP_Inputs_ON_Electric_Howarth_2023_05_05 | Electricity | Dispatch-Generation | MI | 2040 | Fall | Biomass |  |  | 0 | MI
LCP_Inputs_ON_Electric_Howarth_2023_05_05 | Electricity | Dispatch-Generation | MI | 2040 | Fall | Biomass + CCS |  |  | 0 | MI
LCP_Inputs_ON_Electric_Howarth_2023_05_05 | Electricity | Dispatch-Generation | MI | 2040 | Fall | Fossil Fuel Thermal (Coal, Peat, Oil) |  |  | 0 | MI
LCP_Inputs_ON_Electric_Howarth_2023_05_05 | Electricity | Dispatch-Generation | MI | 2040 | Fall | Generic - Generator |  |  | 7004975.4616 | MI
LCP_Inputs_ON_Electric_Howarth_2023_05_05 | Electricity | Dispatch-Generation | MI | 2040 | Fall | Hydro |  |  | 899410.667 | MI
LCP_Inputs_ON_Electric_Howarth_2023_05_05 | Electricity | Dispatch-Generation | MI | 2040 | Fall | Nuclear |  |  | 7187980.8 | MI
LCP_Inputs_ON_Electric_Howarth_2023_05_05 | Electricity | Dispatch-Generation | MI | 2040 | Fall | Nuclear SMR |  |  | 0 | MI
LCP_Inputs_ON_Electric_Howarth_2023_05_05 | Electricity | Dispatch-Generation | MI | 2040 | Fall | Solar PV |  |  | 6638179.0621 | MI
LCP_Inputs_ON_Electric_Howarth_2023_05_05 | Electricity | Dispatch-Generation | MI | 2040 | Fall | Wind Offshore |  |  | 0 | MI
LCP_Inputs_ON_Electric_Howarth_2023_05_05 | Electricity | Dispatch-Generation | MI | 2040 | Fall | Wind Onshore |  |  | 61197631.4788 | MI
LCP_Inputs_ON_Electric_Howarth_2023_05_05 | Electricity | Dispatch-Generation | MI | 2040 | Spring | Biomass |  |  | 0 | MI
LCP_Inputs_ON_Electric_Howarth_2023_05_05 | Electricity | Dispatch-Generation | MI | 2040 | Spring | Biomass + CCS |  |  | 0 | MI
LCP_Inputs_ON_Electric_Howarth_2023_05_05 | Electricity | Dispatch-Generation | MI | 2040 | Spring | Fossil Fuel Thermal (Coal, Peat, Oil) |  |  | 0 | MI
LCP_Inputs_ON_Electric_Howarth_2023_05_05 | Electricity | Dispatch-Generation | MI | 2040 | Spring | Generic - Generator |  |  | 0 | MI
LCP_Inputs_ON_Electric_Howarth_2023_05_05 | Electricity | Dispatch-Generation | MI | 2040 | Spring | Hydro |  |  | 832024.4847 | MI
LCP_Inputs_ON_Electric_Howarth_2023_05_05 | Electricity | Dispatch-Generation | MI | 2040 | Spring | Nuclear |  |  | 7187980.8 | MI
LCP_Inputs_ON_Electric_Howarth_2023_05_05 | Electricity | Dispatch-Generation | MI | 2040 | Spring | Nuclear SMR |  |  | 0 | MI
LCP_Inputs_ON_Electric_Howarth_2023_05_05 | Electricity | Dispatch-Generation | MI | 2040 | Spring | Solar PV |  |  | 13281770.7031 | MI
LCP_Inputs_ON_Electric_Howarth_2023_05_05 | Electricity | Dispatch-Generation | MI | 2040 | Spring | Wind Offshore |  |  | 0 | MI
LCP_Inputs_ON_Electric_Howarth_2023_05_05 | Electricity | Dispatch-Generation | MI | 2040 | Spring | Wind Onshore |  |  | 63711838.5346 | MI
LCP_Inputs_ON_Electric_Howarth_2023_05_05 | Electricity | Dispatch-Generation | MI | 2040 | Summer | Biomass |  |  | 0 | MI
LCP_Inputs_ON_Electric_Howarth_2023_05_05 | Electricity | Dispatch-Generation | MI | 2040 | Summer | Biomass + CCS |  |  | 0 | MI
LCP_Inputs_ON_Electric_Howarth_2023_05_05 | Electricity | Dispatch-Generation | MI | 2040 | Summer | Fossil Fuel Thermal (Coal, Peat, Oil) |  |  | 0 | MI
LCP_Inputs_ON_Electric_Howarth_2023_05_05 | Electricity | Dispatch-Generation | MI | 2040 | Summer | Generic - Generator |  |  | 4148099.5654 | MI
LCP_Inputs_ON_Electric_Howarth_2023_05_05 | Electricity | Dispatch-Generation | MI | 2040 | Summer | Hydro |  |  | 817480.2344 | MI
LCP_Inputs_ON_Electric_Howarth_2023_05_05 | Electricity | Dispatch-Generation | MI | 2040 | Summer | Nuclear |  |  | 7187980.8 | MI
LCP_Inputs_ON_Electric_Howarth_2023_05_05 | Electricity | Dispatch-Generation | MI | 2040 | Summer | Nuclear SMR |  |  | 0 | MI
LCP_Inputs_ON_Electric_Howarth_2023_05_05 | Electricity | Dispatch-Generation | MI | 2040 | Summer | Solar PV |  |  | 12597446.2916 | MI
LCP_Inputs_ON_Electric_Howarth_2023_05_05 | Electricity | Dispatch-Generation | MI | 2040 | Summer | Wind Offshore |  |  | 0 | MI
LCP_Inputs_ON_Electric_Howarth_2023_05_05 | Electricity | Dispatch-Generation | MI | 2040 | Summer | Wind Onshore |  |  | 43947232.4153 | MI
LCP_Inputs_ON_Electric_Howarth_2023_05_05 | Electricity | Dispatch-Generation | MI | 2040 | Winter | Biomass |  |  | 0 | MI
LCP_Inputs_ON_Electric_Howarth_2023_05_05 | Electricity | Dispatch-Generation | MI | 2040 | Winter | Biomass + CCS |  |  | 0 | MI
LCP_Inputs_ON_Electric_Howarth_2023_05_05 | Electricity | Dispatch-Generation | MI | 2040 | Winter | Fossil Fuel Thermal (Coal, Peat, Oil) |  |  | 0 | MI
LCP_Inputs_ON_Electric_Howarth_2023_05_05 | Electricity | Dispatch-Generation | MI | 2040 | Winter | Generic - Generator |  |  | 0 | MI
LCP_Inputs_ON_Electric_Howarth_2023_05_05 | Electricity | Dispatch-Generation | MI | 2040 | Winter | Hydro |  |  | 1200260.007 | MI
LCP_Inputs_ON_Electric_Howarth_2023_05_05 | Electricity | Dispatch-Generation | MI | 2040 | Winter | Nuclear |  |  | 7187980.8 | MI
LCP_Inputs_ON_Electric_Howarth_2023_05_05 | Electricity | Dispatch-Generation | MI | 2040 | Winter | Nuclear SMR |  |  | 0 | MI
LCP_Inputs_ON_Electric_Howarth_2023_05_05 | Electricity | Dispatch-Generation | MI | 2040 | Winter | Solar PV |  |  | 2466116.8148 | MI
LCP_Inputs_ON_Electric_Howarth_2023_05_05 | Electricity | Dispatch-Generation | MI | 2040 | Winter | Wind Offshore |  |  | 0 | MI
LCP_Inputs_ON_Electric_Howarth_2023_05_05 | Electricity | Dispatch-Generation | MI | 2040 | Winter | Wind Onshore |  |  | 83978382.6346 | MI
LCP_Inputs_ON_Electric_Howarth_2023_05_05 | Electricity | Dispatch-Generation | MI | 2040 | Winter Peak | Biomass |  |  | 0 | MI
LCP_Inputs_ON_Electric_Howarth_2023_05_05 | Electricity | Dispatch-Generation | MI | 2040 | Winter Peak | Biomass + CCS |  |  | 0 | MI
LCP_Inputs_ON_Electric_Howarth_2023_05_05 | Electricity | Dispatch-Generation | MI | 2040 | Winter Peak | Fossil Fuel Thermal (Coal, Peat, Oil) |  |  | 0 | MI
LCP_Inputs_ON_Electric_Howarth_2023_05_05 | Electricity | Dispatch-Generation | MI | 2040 | Winter Peak | Generic - Generator |  |  | 154969.4941 | MI
LCP_Inputs_ON_Electric_Howarth_2023_05_05 | Electricity | Dispatch-Generation | MI | 2040 | Winter Peak | Hydro |  |  | 13189.6704 | MI
LCP_Inputs_ON_Electric_Howarth_2023_05_05 | Electricity | Dispatch-Generation | MI | 2040 | Winter Peak | Nuclear |  |  | 78988.8 | MI
LCP_Inputs_ON_Electric_Howarth_2023_05_05 | Electricity | Dispatch-Generation | MI | 2040 | Winter Peak | Nuclear SMR |  |  | 0 | MI
LCP_Inputs_ON_Electric_Howarth_2023_05_05 | Electricity | Dispatch-Generation | MI | 2040 | Winter Peak | Solar PV |  |  | 27100.1848 | MI
LCP_Inputs_ON_Electric_Howarth_2023_05_05 | Electricity | Dispatch-Generation | MI | 2040 | Winter Peak | Wind Offshore |  |  | 0 | MI
LCP_Inputs_ON_Electric_Howarth_2023_05_05 | Electricity | Dispatch-Generation | MI | 2040 | Winter Peak | Wind Onshore |  |  | 818832.5106 | MI
LCP_Inputs_ON_Electric_Howarth_2023_05_05 | Electricity | Dispatch-Generation | MI | 2050 | Fall | Biomass |  |  | 0 | MI
LCP_Inputs_ON_Electric_Howarth_2023_05_05 | Electricity | Dispatch-Generation | MI | 2050 | Fall | Biomass + CCS |  |  | 0 | MI
LCP_Inputs_ON_Electric_Howarth_2023_05_05 | Electricity | Dispatch-Generation | MI | 2050 | Fall | Fossil Fuel Thermal (Coal, Peat, Oil) |  |  | 0 | MI
LCP_Inputs_ON_Electric_Howarth_2023_05_05 | Electricity | Dispatch-Generation | MI | 2050 | Fall | Generic - Generator |  |  | 1602663.3123 | MI
LCP_Inputs_ON_Electric_Howarth_2023_05_05 | Electricity | Dispatch-Generation | MI | 2050 | Fall | Hydro |  |  | 899410.667 | MI
LCP_Inputs_ON_Electric_Howarth_2023_05_05 | Electricity | Dispatch-Generation | MI | 2050 | Fall | Nuclear |  |  | 7187980.8 | MI
LCP_Inputs_ON_Electric_Howarth_2023_05_05 | Electricity | Dispatch-Generation | MI | 2050 | Fall | Nuclear SMR |  |  | 0 | MI
LCP_Inputs_ON_Electric_Howarth_2023_05_05 | Electricity | Dispatch-Generation | MI | 2050 | Fall | Solar PV |  |  | 9907964.6546 | MI
LCP_Inputs_ON_Electric_Howarth_2023_05_05 | Electricity | Dispatch-Generation | MI | 2050 | Fall | Wind Offshore |  |  | 0 | MI
LCP_Inputs_ON_Electric_Howarth_2023_05_05 | Electricity | Dispatch-Generation | MI | 2050 | Fall | Wind Onshore |  |  | 67577733.147 | MI
LCP_Inputs_ON_Electric_Howarth_2023_05_05 | Electricity | Dispatch-Generation | MI | 2050 | Spring | Biomass |  |  | 0 | MI
LCP_Inputs_ON_Electric_Howarth_2023_05_05 | Electricity | Dispatch-Generation | MI | 2050 | Spring | Biomass + CCS |  |  | 0 | MI
LCP_Inputs_ON_Electric_Howarth_2023_05_05 | Electricity | Dispatch-Generation | MI | 2050 | Spring | Fossil Fuel Thermal (Coal, Peat, Oil) |  |  | 0 | MI
LCP_Inputs_ON_Electric_Howarth_2023_05_05 | Electricity | Dispatch-Generation | MI | 2050 | Spring | Generic - Generator |  |  | 0 | MI
LCP_Inputs_ON_Electric_Howarth_2023_05_05 | Electricity | Dispatch-Generation | MI | 2050 | Spring | Hydro |  |  | 832024.4847 | MI
LCP_Inputs_ON_Electric_Howarth_2023_05_05 | Electricity | Dispatch-Generation | MI | 2050 | Spring | Nuclear |  |  | 7187980.8 | MI
LCP_Inputs_ON_Electric_Howarth_2023_05_05 | Electricity | Dispatch-Generation | MI | 2050 | Spring | Nuclear SMR |  |  | 0 | MI
LCP_Inputs_ON_Electric_Howarth_2023_05_05 | Electricity | Dispatch-Generation | MI | 2050 | Spring | Solar PV |  |  | 19824007.9764 | MI
LCP_Inputs_ON_Electric_Howarth_2023_05_05 | Electricity | Dispatch-Generation | MI | 2050 | Spring | Wind Offshore |  |  | 0 | MI
LCP_Inputs_ON_Electric_Howarth_2023_05_05 | Electricity | Dispatch-Generation | MI | 2050 | Spring | Wind Onshore |  |  | 63814811.487 | MI
LCP_Inputs_ON_Electric_Howarth_2023_05_05 | Electricity | Dispatch-Generation | MI | 2050 | Summer | Biomass |  |  | 0 | MI
LCP_Inputs_ON_Electric_Howarth_2023_05_05 | Electricity | Dispatch-Generation | MI | 2050 | Summer | Biomass + CCS |  |  | 0 | MI
LCP_Inputs_ON_Electric_Howarth_2023_05_05 | Electricity | Dispatch-Generation | MI | 2050 | Summer | Fossil Fuel Thermal (Coal, Peat, Oil) |  |  | 0 | MI
LCP_Inputs_ON_Electric_Howarth_2023_05_05 | Electricity | Dispatch-Generation | MI | 2050 | Summer | Generic - Generator |  |  | 1067288.1608 | MI
LCP_Inputs_ON_Electric_Howarth_2023_05_05 | Electricity | Dispatch-Generation | MI | 2050 | Summer | Hydro |  |  | 817480.2344 | MI
LCP_Inputs_ON_Electric_Howarth_2023_05_05 | Electricity | Dispatch-Generation | MI | 2050 | Summer | Nuclear |  |  | 7187980.8 | MI
LCP_Inputs_ON_Electric_Howarth_2023_05_05 | Electricity | Dispatch-Generation | MI | 2050 | Summer | Nuclear SMR |  |  | 0 | MI
LCP_Inputs_ON_Electric_Howarth_2023_05_05 | Electricity | Dispatch-Generation | MI | 2050 | Summer | Solar PV |  |  | 18802604.0616 | MI
LCP_Inputs_ON_Electric_Howarth_2023_05_05 | Electricity | Dispatch-Generation | MI | 2050 | Summer | Wind Offshore |  |  | 0 | MI
LCP_Inputs_ON_Electric_Howarth_2023_05_05 | Electricity | Dispatch-Generation | MI | 2050 | Summer | Wind Onshore |  |  | 48800487.2387 | MI
LCP_Inputs_ON_Electric_Howarth_2023_05_05 | Electricity | Dispatch-Generation | MI | 2050 | Winter | Biomass |  |  | 0 | MI
LCP_Inputs_ON_Electric_Howarth_2023_05_05 | Electricity | Dispatch-Generation | MI | 2050 | Winter | Biomass + CCS |  |  | 0 | MI
LCP_Inputs_ON_Electric_Howarth_2023_05_05 | Electricity | Dispatch-Generation | MI | 2050 | Winter | Fossil Fuel Thermal (Coal, Peat, Oil) |  |  | 0 | MI
LCP_Inputs_ON_Electric_Howarth_2023_05_05 | Electricity | Dispatch-Generation | MI | 2050 | Winter | Generic - Generator |  |  | 0 | MI
LCP_Inputs_ON_Electric_Howarth_2023_05_05 | Electricity | Dispatch-Generation | MI | 2050 | Winter | Hydro |  |  | 1200260.007 | MI
LCP_Inputs_ON_Electric_Howarth_2023_05_05 | Electricity | Dispatch-Generation | MI | 2050 | Winter | Nuclear |  |  | 7187980.8 | MI
LCP_Inputs_ON_Electric_Howarth_2023_05_05 | Electricity | Dispatch-Generation | MI | 2050 | Winter | Nuclear SMR |  |  | 0 | MI
LCP_Inputs_ON_Electric_Howarth_2023_05_05 | Electricity | Dispatch-Generation | MI | 2050 | Winter | Solar PV |  |  | 3680858.5617 | MI
LCP_Inputs_ON_Electric_Howarth_2023_05_05 | Electricity | Dispatch-Generation | MI | 2050 | Winter | Wind Offshore |  |  | 0 | MI
LCP_Inputs_ON_Electric_Howarth_2023_05_05 | Electricity | Dispatch-Generation | MI | 2050 | Winter | Wind Onshore |  |  | 92355487.1398 | MI
LCP_Inputs_ON_Electric_Howarth_2023_05_05 | Electricity | Dispatch-Generation | MI | 2050 | Winter Peak | Biomass |  |  | 0 | MI
LCP_Inputs_ON_Electric_Howarth_2023_05_05 | Electricity | Dispatch-Generation | MI | 2050 | Winter Peak | Biomass + CCS |  |  | 0 | MI
LCP_Inputs_ON_Electric_Howarth_2023_05_05 | Electricity | Dispatch-Generation | MI | 2050 | Winter Peak | Fossil Fuel Thermal (Coal, Peat, Oil) |  |  | 0 | MI
LCP_Inputs_ON_Electric_Howarth_2023_05_05 | Electricity | Dispatch-Generation | MI | 2050 | Winter Peak | Generic - Generator |  |  | 194747.616 | MI
LCP_Inputs_ON_Electric_Howarth_2023_05_05 | Electricity | Dispatch-Generation | MI | 2050 | Winter Peak | Hydro |  |  | 13189.6704 | MI
LCP_Inputs_ON_Electric_Howarth_2023_05_05 | Electricity | Dispatch-Generation | MI | 2050 | Winter Peak | Nuclear |  |  | 78988.8 | MI
LCP_Inputs_ON_Electric_Howarth_2023_05_05 | Electricity | Dispatch-Generation | MI | 2050 | Winter Peak | Nuclear SMR |  |  | 0 | MI
LCP_Inputs_ON_Electric_Howarth_2023_05_05 | Electricity | Dispatch-Generation | MI | 2050 | Winter Peak | Solar PV |  |  | 40448.9952 | MI
LCP_Inputs_ON_Electric_Howarth_2023_05_05 | Electricity | Dispatch-Generation | MI | 2050 | Winter Peak | Wind Offshore |  |  | 0 | MI
LCP_Inputs_ON_Electric_Howarth_2023_05_05 | Electricity | Dispatch-Generation | MI | 2050 | Winter Peak | Wind Onshore |  |  | 908510.4756 | MI
LCP_Inputs_ON_Electric_Howarth_2023_05_05 | Electricity | Dispatch-Generation | NY | 2020 | Fall | Biomass |  |  | 0 | NY
LCP_Inputs_ON_Electric_Howarth_2023_05_05 | Electricity | Dispatch-Generation | NY | 2020 | Fall | Biomass + CCS |  |  | 0 | NY
LCP_Inputs_ON_Electric_Howarth_2023_05_05 | Electricity | Dispatch-Generation | NY | 2020 | Fall | Fossil Fuel Thermal (Coal, Peat, Oil) |  |  | 0 | NY
LCP_Inputs_ON_Electric_Howarth_2023_05_05 | Electricity | Dispatch-Generation | NY | 2020 | Fall | Generic - Generator |  |  | 16525948.4498 | NY
LCP_Inputs_ON_Electric_Howarth_2023_05_05 | Electricity | Dispatch-Generation | NY | 2020 | Fall | Hydro |  |  | 4961147.4135 | NY
LCP_Inputs_ON_Electric_Howarth_2023_05_05 | Electricity | Dispatch-Generation | NY | 2020 | Fall | Nuclear |  |  | 5843685.12 | NY
LCP_Inputs_ON_Electric_Howarth_2023_05_05 | Electricity | Dispatch-Generation | NY | 2020 | Fall | Nuclear SMR |  |  | 0 | NY
LCP_Inputs_ON_Electric_Howarth_2023_05_05 | Electricity | Dispatch-Generation | NY | 2020 | Fall | Solar PV |  |  | 3015134.5544 | NY
LCP_Inputs_ON_Electric_Howarth_2023_05_05 | Electricity | Dispatch-Generation | NY | 2020 | Fall | Wind Offshore |  |  | 0 | NY
LCP_Inputs_ON_Electric_Howarth_2023_05_05 | Electricity | Dispatch-Generation | NY | 2020 | Fall | Wind Onshore |  |  | 1808631.7436 | NY
LCP_Inputs_ON_Electric_Howarth_2023_05_05 | Electricity | Dispatch-Generation | NY | 2020 | Spring | Biomass |  |  | 0 | NY
LCP_Inputs_ON_Electric_Howarth_2023_05_05 | Electricity | Dispatch-Generation | NY | 2020 | Spring | Biomass + CCS |  |  | 0 | NY
LCP_Inputs_ON_Electric_Howarth_2023_05_05 | Electricity | Dispatch-Generation | NY | 2020 | Spring | Fossil Fuel Thermal (Coal, Peat, Oil) |  |  | 0 | NY
LCP_Inputs_ON_Electric_Howarth_2023_05_05 | Electricity | Dispatch-Generation | NY | 2020 | Spring | Generic - Generator |  |  | 19639017.8178 | NY
LCP_Inputs_ON_Electric_Howarth_2023_05_05 | Electricity | Dispatch-Generation | NY | 2020 | Spring | Hydro |  |  | 4589445.3685 | NY
LCP_Inputs_ON_Electric_Howarth_2023_05_05 | Electricity | Dispatch-Generation | NY | 2020 | Spring | Nuclear |  |  | 5843685.12 | NY
LCP_Inputs_ON_Electric_Howarth_2023_05_05 | Electricity | Dispatch-Generation | NY | 2020 | Spring | Nuclear SMR |  |  | 0 | NY
LCP_Inputs_ON_Electric_Howarth_2023_05_05 | Electricity | Dispatch-Generation | NY | 2020 | Spring | Solar PV |  |  | 6132039.4038 | NY
LCP_Inputs_ON_Electric_Howarth_2023_05_05 | Electricity | Dispatch-Generation | NY | 2020 | Spring | Wind Offshore |  |  | 0 | NY
LCP_Inputs_ON_Electric_Howarth_2023_05_05 | Electricity | Dispatch-Generation | NY | 2020 | Spring | Wind Onshore |  |  | 3209494.7508 | NY
LCP_Inputs_ON_Electric_Howarth_2023_05_05 | Electricity | Dispatch-Generation | NY | 2020 | Summer | Biomass |  |  | 0 | NY
LCP_Inputs_ON_Electric_Howarth_2023_05_05 | Electricity | Dispatch-Generation | NY | 2020 | Summer | Biomass + CCS |  |  | 0 | NY
LCP_Inputs_ON_Electric_Howarth_2023_05_05 | Electricity | Dispatch-Generation | NY | 2020 | Summer | Fossil Fuel Thermal (Coal, Peat, Oil) |  |  | 0 | NY
LCP_Inputs_ON_Electric_Howarth_2023_05_05 | Electricity | Dispatch-Generation | NY | 2020 | Summer | Generic - Generator |  |  | 16575052.5189 | NY
LCP_Inputs_ON_Electric_Howarth_2023_05_05 | Electricity | Dispatch-Generation | NY | 2020 | Summer | Hydro |  |  | 4509219.3134 | NY
LCP_Inputs_ON_Electric_Howarth_2023_05_05 | Electricity | Dispatch-Generation | NY | 2020 | Summer | Nuclear |  |  | 5843685.12 | NY
LCP_Inputs_ON_Electric_Howarth_2023_05_05 | Electricity | Dispatch-Generation | NY | 2020 | Summer | Nuclear SMR |  |  | 0 | NY
LCP_Inputs_ON_Electric_Howarth_2023_05_05 | Electricity | Dispatch-Generation | NY | 2020 | Summer | Solar PV |  |  | 5721899.8246 | NY
LCP_Inputs_ON_Electric_Howarth_2023_05_05 | Electricity | Dispatch-Generation | NY | 2020 | Summer | Wind Offshore |  |  | 0 | NY
LCP_Inputs_ON_Electric_Howarth_2023_05_05 | Electricity | Dispatch-Generation | NY | 2020 | Summer | Wind Onshore |  |  | 945408.7895 | NY
LCP_Inputs_ON_Electric_Howarth_2023_05_05 | Electricity | Dispatch-Generation | NY | 2020 | Winter | Biomass |  |  | 0 | NY
LCP_Inputs_ON_Electric_Howarth_2023_05_05 | Electricity | Dispatch-Generation | NY | 2020 | Winter | Biomass + CCS |  |  | 0 | NY
LCP_Inputs_ON_Electric_Howarth_2023_05_05 | Electricity | Dispatch-Generation | NY | 2020 | Winter | Fossil Fuel Thermal (Coal, Peat, Oil) |  |  | 0 | NY
LCP_Inputs_ON_Electric_Howarth_2023_05_05 | Electricity | Dispatch-Generation | NY | 2020 | Winter | Generic - Generator |  |  | 17840119.4407 | NY
LCP_Inputs_ON_Electric_Howarth_2023_05_05 | Electricity | Dispatch-Generation | NY | 2020 | Winter | Hydro |  |  | 6620631.7623 | NY
LCP_Inputs_ON_Electric_Howarth_2023_05_05 | Electricity | Dispatch-Generation | NY | 2020 | Winter | Nuclear |  |  | 5843685.12 | NY
LCP_Inputs_ON_Electric_Howarth_2023_05_05 | Electricity | Dispatch-Generation | NY | 2020 | Winter | Nuclear SMR |  |  | 0 | NY
LCP_Inputs_ON_Electric_Howarth_2023_05_05 | Electricity | Dispatch-Generation | NY | 2020 | Winter | Solar PV |  |  | 1120137.6091 | NY
LCP_Inputs_ON_Electric_Howarth_2023_05_05 | Electricity | Dispatch-Generation | NY | 2020 | Winter | Wind Offshore |  |  | 0 | NY
LCP_Inputs_ON_Electric_Howarth_2023_05_05 | Electricity | Dispatch-Generation | NY | 2020 | Winter | Wind Onshore |  |  | 4290949.9445 | NY
LCP_Inputs_ON_Electric_Howarth_2023_05_05 | Electricity | Dispatch-Generation | NY | 2020 | Winter Peak | Biomass |  |  | 0 | NY
LCP_Inputs_ON_Electric_Howarth_2023_05_05 | Electricity | Dispatch-Generation | NY | 2020 | Winter Peak | Biomass + CCS |  |  | 0 | NY
LCP_Inputs_ON_Electric_Howarth_2023_05_05 | Electricity | Dispatch-Generation | NY | 2020 | Winter Peak | Fossil Fuel Thermal (Coal, Peat, Oil) |  |  | 0 | NY
LCP_Inputs_ON_Electric_Howarth_2023_05_05 | Electricity | Dispatch-Generation | NY | 2020 | Winter Peak | Generic - Generator |  |  | 374903.3348 | NY
LCP_Inputs_ON_Electric_Howarth_2023_05_05 | Electricity | Dispatch-Generation | NY | 2020 | Winter Peak | Hydro |  |  | 72754.1952 | NY
LCP_Inputs_ON_Electric_Howarth_2023_05_05 | Electricity | Dispatch-Generation | NY | 2020 | Winter Peak | Nuclear |  |  | 64216.32 | NY
LCP_Inputs_ON_Electric_Howarth_2023_05_05 | Electricity | Dispatch-Generation | NY | 2020 | Winter Peak | Nuclear SMR |  |  | 0 | NY
LCP_Inputs_ON_Electric_Howarth_2023_05_05 | Electricity | Dispatch-Generation | NY | 2020 | Winter Peak | Solar PV |  |  | 12309.2045 | NY
LCP_Inputs_ON_Electric_Howarth_2023_05_05 | Electricity | Dispatch-Generation | NY | 2020 | Winter Peak | Wind Offshore |  |  | 0 | NY
LCP_Inputs_ON_Electric_Howarth_2023_05_05 | Electricity | Dispatch-Generation | NY | 2020 | Winter Peak | Wind Onshore |  |  | 40767.2992 | NY
LCP_Inputs_ON_Electric_Howarth_2023_05_05 | Electricity | Dispatch-Generation | NY | 2030 | Fall | Biomass |  |  | 0 | NY
LCP_Inputs_ON_Electric_Howarth_2023_05_05 | Electricity | Dispatch-Generation | NY | 2030 | Fall | Biomass + CCS |  |  | 0 | NY
LCP_Inputs_ON_Electric_Howarth_2023_05_05 | Electricity | Dispatch-Generation | NY | 2030 | Fall | Fossil Fuel Thermal (Coal, Peat, Oil) |  |  | 0 | NY
LCP_Inputs_ON_Electric_Howarth_2023_05_05 | Electricity | Dispatch-Generation | NY | 2030 | Fall | Generic - Generator |  |  | 4901430.0495 | NY
LCP_Inputs_ON_Electric_Howarth_2023_05_05 | Electricity | Dispatch-Generation | NY | 2030 | Fall | Hydro |  |  | 4972061.5078 | NY
LCP_Inputs_ON_Electric_Howarth_2023_05_05 | Electricity | Dispatch-Generation | NY | 2030 | Fall | Nuclear |  |  | 5843685.12 | NY
LCP_Inputs_ON_Electric_Howarth_2023_05_05 | Electricity | Dispatch-Generation | NY | 2030 | Fall | Nuclear SMR |  |  | 0 | NY
LCP_Inputs_ON_Electric_Howarth_2023_05_05 | Electricity | Dispatch-Generation | NY | 2030 | Fall | Solar PV |  |  | 5873533.1628 | NY
LCP_Inputs_ON_Electric_Howarth_2023_05_05 | Electricity | Dispatch-Generation | NY | 2030 | Fall | Wind Offshore |  |  | 2386091.6341 | NY
LCP_Inputs_ON_Electric_Howarth_2023_05_05 | Electricity | Dispatch-Generation | NY | 2030 | Fall | Wind Onshore |  |  | 13083239.942 | NY
LCP_Inputs_ON_Electric_Howarth_2023_05_05 | Electricity | Dispatch-Generation | NY | 2030 | Spring | Biomass |  |  | 0 | NY
LCP_Inputs_ON_Electric_Howarth_2023_05_05 | Electricity | Dispatch-Generation | NY | 2030 | Spring | Biomass + CCS |  |  | 0 | NY
LCP_Inputs_ON_Electric_Howarth_2023_05_05 | Electricity | Dispatch-Generation | NY | 2030 | Spring | Fossil Fuel Thermal (Coal, Peat, Oil) |  |  | 0 | NY
LCP_Inputs_ON_Electric_Howarth_2023_05_05 | Electricity | Dispatch-Generation | NY | 2030 | Spring | Generic - Generator |  |  | 323155.2206 | NY
LCP_Inputs_ON_Electric_Howarth_2023_05_05 | Electricity | Dispatch-Generation | NY | 2030 | Spring | Hydro |  |  | 4599541.7505 | NY
LCP_Inputs_ON_Electric_Howarth_2023_05_05 | Electricity | Dispatch-Generation | NY | 2030 | Spring | Nuclear |  |  | 5843685.12 | NY
LCP_Inputs_ON_Electric_Howarth_2023_05_05 | Electricity | Dispatch-Generation | NY | 2030 | Spring | Nuclear SMR |  |  | 0 | NY
LCP_Inputs_ON_Electric_Howarth_2023_05_05 | Electricity | Dispatch-Generation | NY | 2030 | Spring | Solar PV |  |  | 11945316.5834 | NY
LCP_Inputs_ON_Electric_Howarth_2023_05_05 | Electricity | Dispatch-Generation | NY | 2030 | Spring | Wind Offshore |  |  | 4234222.1416 | NY
LCP_Inputs_ON_Electric_Howarth_2023_05_05 | Electricity | Dispatch-Generation | NY | 2030 | Spring | Wind Onshore |  |  | 20080423.9902 | NY
LCP_Inputs_ON_Electric_Howarth_2023_05_05 | Electricity | Dispatch-Generation | NY | 2030 | Summer | Biomass |  |  | 0 | NY
LCP_Inputs_ON_Electric_Howarth_2023_05_05 | Electricity | Dispatch-Generation | NY | 2030 | Summer | Biomass + CCS |  |  | 0 | NY
LCP_Inputs_ON_Electric_Howarth_2023_05_05 | Electricity | Dispatch-Generation | NY | 2030 | Summer | Fossil Fuel Thermal (Coal, Peat, Oil) |  |  | 0 | NY
LCP_Inputs_ON_Electric_Howarth_2023_05_05 | Electricity | Dispatch-Generation | NY | 2030 | Summer | Generic - Generator |  |  | 5463018.9725 | NY
LCP_Inputs_ON_Electric_Howarth_2023_05_05 | Electricity | Dispatch-Generation | NY | 2030 | Summer | Hydro |  |  | 4519139.205 | NY
LCP_Inputs_ON_Electric_Howarth_2023_05_05 | Electricity | Dispatch-Generation | NY | 2030 | Summer | Nuclear |  |  | 5843685.12 | NY
LCP_Inputs_ON_Electric_Howarth_2023_05_05 | Electricity | Dispatch-Generation | NY | 2030 | Summer | Nuclear SMR |  |  | 0 | NY
LCP_Inputs_ON_Electric_Howarth_2023_05_05 | Electricity | Dispatch-Generation | NY | 2030 | Summer | Solar PV |  |  | 11146357.7388 | NY
LCP_Inputs_ON_Electric_Howarth_2023_05_05 | Electricity | Dispatch-Generation | NY | 2030 | Summer | Wind Offshore |  |  | 1247258.8803 | NY
LCP_Inputs_ON_Electric_Howarth_2023_05_05 | Electricity | Dispatch-Generation | NY | 2030 | Summer | Wind Onshore |  |  | 6838877.002 | NY
LCP_Inputs_ON_Electric_Howarth_2023_05_05 | Electricity | Dispatch-Generation | NY | 2030 | Winter | Biomass |  |  | 0 | NY
LCP_Inputs_ON_Electric_Howarth_2023_05_05 | Electricity | Dispatch-Generation | NY | 2030 | Winter | Biomass + CCS |  |  | 0 | NY
LCP_Inputs_ON_Electric_Howarth_2023_05_05 | Electricity | Dispatch-Generation | NY | 2030 | Winter | Fossil Fuel Thermal (Coal, Peat, Oil) |  |  | 0 | NY
LCP_Inputs_ON_Electric_Howarth_2023_05_05 | Electricity | Dispatch-Generation | NY | 2030 | Winter | Generic - Generator |  |  | 0 | NY
LCP_Inputs_ON_Electric_Howarth_2023_05_05 | Electricity | Dispatch-Generation | NY | 2030 | Winter | Hydro |  |  | 6635196.5783 | NY
LCP_Inputs_ON_Electric_Howarth_2023_05_05 | Electricity | Dispatch-Generation | NY | 2030 | Winter | Nuclear |  |  | 5843685.12 | NY
LCP_Inputs_ON_Electric_Howarth_2023_05_05 | Electricity | Dispatch-Generation | NY | 2030 | Winter | Nuclear SMR |  |  | 0 | NY
LCP_Inputs_ON_Electric_Howarth_2023_05_05 | Electricity | Dispatch-Generation | NY | 2030 | Winter | Solar PV |  |  | 2182047.0282 | NY
LCP_Inputs_ON_Electric_Howarth_2023_05_05 | Electricity | Dispatch-Generation | NY | 2030 | Winter | Wind Offshore |  |  | 5660964.3182 | NY
LCP_Inputs_ON_Electric_Howarth_2023_05_05 | Electricity | Dispatch-Generation | NY | 2030 | Winter | Wind Onshore |  |  | 31039777.9443 | NY
LCP_Inputs_ON_Electric_Howarth_2023_05_05 | Electricity | Dispatch-Generation | NY | 2030 | Winter Peak | Biomass |  |  | 0 | NY
LCP_Inputs_ON_Electric_Howarth_2023_05_05 | Electricity | Dispatch-Generation | NY | 2030 | Winter Peak | Biomass + CCS |  |  | 0 | NY
LCP_Inputs_ON_Electric_Howarth_2023_05_05 | Electricity | Dispatch-Generation | NY | 2030 | Winter Peak | Fossil Fuel Thermal (Coal, Peat, Oil) |  |  | 0 | NY
LCP_Inputs_ON_Electric_Howarth_2023_05_05 | Electricity | Dispatch-Generation | NY | 2030 | Winter Peak | Generic - Generator |  |  | 245556.7188 | NY
LCP_Inputs_ON_Electric_Howarth_2023_05_05 | Electricity | Dispatch-Generation | NY | 2030 | Winter Peak | Hydro |  |  | 72914.2481 | NY
LCP_Inputs_ON_Electric_Howarth_2023_05_05 | Electricity | Dispatch-Generation | NY | 2030 | Winter Peak | Nuclear |  |  | 64216.32 | NY
LCP_Inputs_ON_Electric_Howarth_2023_05_05 | Electricity | Dispatch-Generation | NY | 2030 | Winter Peak | Nuclear SMR |  |  | 0 | NY
LCP_Inputs_ON_Electric_Howarth_2023_05_05 | Electricity | Dispatch-Generation | NY | 2030 | Winter Peak | Solar PV |  |  | 23978.5388 | NY
LCP_Inputs_ON_Electric_Howarth_2023_05_05 | Electricity | Dispatch-Generation | NY | 2030 | Winter Peak | Wind Offshore |  |  | 53783.4813 | NY
LCP_Inputs_ON_Electric_Howarth_2023_05_05 | Electricity | Dispatch-Generation | NY | 2030 | Winter Peak | Wind Onshore |  |  | 294901.5792 | NY
LCP_Inputs_ON_Electric_Howarth_2023_05_05 | Electricity | Dispatch-Generation | NY | 2040 | Fall | Biomass |  |  | 0 | NY
LCP_Inputs_ON_Electric_Howarth_2023_05_05 | Electricity | Dispatch-Generation | NY | 2040 | Fall | Biomass + CCS |  |  | 0 | NY
LCP_Inputs_ON_Electric_Howarth_2023_05_05 | Electricity | Dispatch-Generation | NY | 2040 | Fall | Fossil Fuel Thermal (Coal, Peat, Oil) |  |  | 0 | NY
LCP_Inputs_ON_Electric_Howarth_2023_05_05 | Electricity | Dispatch-Generation | NY | 2040 | Fall | Generic - Generator |  |  | 0 | NY
LCP_Inputs_ON_Electric_Howarth_2023_05_05 | Electricity | Dispatch-Generation | NY | 2040 | Fall | Hydro |  |  | 4972061.5078 | NY
LCP_Inputs_ON_Electric_Howarth_2023_05_05 | Electricity | Dispatch-Generation | NY | 2040 | Fall | Nuclear |  |  | 5843685.12 | NY
LCP_Inputs_ON_Electric_Howarth_2023_05_05 | Electricity | Dispatch-Generation | NY | 2040 | Fall | Nuclear SMR |  |  | 0 | NY
LCP_Inputs_ON_Electric_Howarth_2023_05_05 | Electricity | Dispatch-Generation | NY | 2040 | Fall | Solar PV |  |  | 8065201.3373 | NY
LCP_Inputs_ON_Electric_Howarth_2023_05_05 | Electricity | Dispatch-Generation | NY | 2040 | Fall | Wind Offshore |  |  | 5634316.207 | NY
LCP_Inputs_ON_Electric_Howarth_2023_05_05 | Electricity | Dispatch-Generation | NY | 2040 | Fall | Wind Onshore |  |  | 14734420.7666 | NY
LCP_Inputs_ON_Electric_Howarth_2023_05_05 | Electricity | Dispatch-Generation | NY | 2040 | Spring | Biomass |  |  | 0 | NY
LCP_Inputs_ON_Electric_Howarth_2023_05_05 | Electricity | Dispatch-Generation | NY | 2040 | Spring | Biomass + CCS |  |  | 0 | NY
LCP_Inputs_ON_Electric_Howarth_2023_05_05 | Electricity | Dispatch-Generation | NY | 2040 | Spring | Fossil Fuel Thermal (Coal, Peat, Oil) |  |  | 0 | NY
LCP_Inputs_ON_Electric_Howarth_2023_05_05 | Electricity | Dispatch-Generation | NY | 2040 | Spring | Generic - Generator |  |  | 0 | NY
LCP_Inputs_ON_Electric_Howarth_2023_05_05 | Electricity | Dispatch-Generation | NY | 2040 | Spring | Hydro |  |  | 3890238.645 | NY
LCP_Inputs_ON_Electric_Howarth_2023_05_05 | Electricity | Dispatch-Generation | NY | 2040 | Spring | Nuclear |  |  | 5843685.12 | NY
LCP_Inputs_ON_Electric_Howarth_2023_05_05 | Electricity | Dispatch-Generation | NY | 2040 | Spring | Nuclear SMR |  |  | 0 | NY
LCP_Inputs_ON_Electric_Howarth_2023_05_05 | Electricity | Dispatch-Generation | NY | 2040 | Spring | Solar PV |  |  | 15405760.1296 | NY
LCP_Inputs_ON_Electric_Howarth_2023_05_05 | Electricity | Dispatch-Generation | NY | 2040 | Spring | Wind Offshore |  |  | 8617034.2682 | NY
LCP_Inputs_ON_Electric_Howarth_2023_05_05 | Electricity | Dispatch-Generation | NY | 2040 | Spring | Wind Onshore |  |  | 17387077.9614 | NY
LCP_Inputs_ON_Electric_Howarth_2023_05_05 | Electricity | Dispatch-Generation | NY | 2040 | Summer | Biomass |  |  | 0 | NY
LCP_Inputs_ON_Electric_Howarth_2023_05_05 | Electricity | Dispatch-Generation | NY | 2040 | Summer | Biomass + CCS |  |  | 0 | NY
LCP_Inputs_ON_Electric_Howarth_2023_05_05 | Electricity | Dispatch-Generation | NY | 2040 | Summer | Fossil Fuel Thermal (Coal, Peat, Oil) |  |  | 0 | NY
LCP_Inputs_ON_Electric_Howarth_2023_05_05 | Electricity | Dispatch-Generation | NY | 2040 | Summer | Generic - Generator |  |  | 779891.2936 | NY
LCP_Inputs_ON_Electric_Howarth_2023_05_05 | Electricity | Dispatch-Generation | NY | 2040 | Summer | Hydro |  |  | 4519139.205 | NY
LCP_Inputs_ON_Electric_Howarth_2023_05_05 | Electricity | Dispatch-Generation | NY | 2040 | Summer | Nuclear |  |  | 5843685.12 | NY
LCP_Inputs_ON_Electric_Howarth_2023_05_05 | Electricity | Dispatch-Generation | NY | 2040 | Summer | Nuclear SMR |  |  | 0 | NY
LCP_Inputs_ON_Electric_Howarth_2023_05_05 | Electricity | Dispatch-Generation | NY | 2040 | Summer | Solar PV |  |  | 15305543.8438 | NY
LCP_Inputs_ON_Electric_Howarth_2023_05_05 | Electricity | Dispatch-Generation | NY | 2040 | Summer | Wind Offshore |  |  | 2945172.2739 | NY
LCP_Inputs_ON_Electric_Howarth_2023_05_05 | Electricity | Dispatch-Generation | NY | 2040 | Summer | Wind Onshore |  |  | 7701982.977 | NY
LCP_Inputs_ON_Electric_Howarth_2023_05_05 | Electricity | Dispatch-Generation | NY | 2040 | Winter | Biomass |  |  | 0 | NY
LCP_Inputs_ON_Electric_Howarth_2023_05_05 | Electricity | Dispatch-Generation | NY | 2040 | Winter | Biomass + CCS |  |  | 0 | NY
LCP_Inputs_ON_Electric_Howarth_2023_05_05 | Electricity | Dispatch-Generation | NY | 2040 | Winter | Fossil Fuel Thermal (Coal, Peat, Oil) |  |  | 0 | NY
LCP_Inputs_ON_Electric_Howarth_2023_05_05 | Electricity | Dispatch-Generation | NY | 2040 | Winter | Generic - Generator |  |  | 0 | NY
LCP_Inputs_ON_Electric_Howarth_2023_05_05 | Electricity | Dispatch-Generation | NY | 2040 | Winter | Hydro |  |  | 6635196.5783 | NY
LCP_Inputs_ON_Electric_Howarth_2023_05_05 | Electricity | Dispatch-Generation | NY | 2040 | Winter | Nuclear |  |  | 5843685.12 | NY
LCP_Inputs_ON_Electric_Howarth_2023_05_05 | Electricity | Dispatch-Generation | NY | 2040 | Winter | Nuclear SMR |  |  | 0 | NY
LCP_Inputs_ON_Electric_Howarth_2023_05_05 | Electricity | Dispatch-Generation | NY | 2040 | Winter | Solar PV |  |  | 2996262.7472 | NY
LCP_Inputs_ON_Electric_Howarth_2023_05_05 | Electricity | Dispatch-Generation | NY | 2040 | Winter | Wind Offshore |  |  | 13367325.2732 | NY
LCP_Inputs_ON_Electric_Howarth_2023_05_05 | Electricity | Dispatch-Generation | NY | 2040 | Winter | Wind Onshore |  |  | 32000723.6894 | NY
LCP_Inputs_ON_Electric_Howarth_2023_05_05 | Electricity | Dispatch-Generation | NY | 2040 | Winter Peak | Biomass |  |  | 0 | NY
LCP_Inputs_ON_Electric_Howarth_2023_05_05 | Electricity | Dispatch-Generation | NY | 2040 | Winter Peak | Biomass + CCS |  |  | 0 | NY
LCP_Inputs_ON_Electric_Howarth_2023_05_05 | Electricity | Dispatch-Generation | NY | 2040 | Winter Peak | Fossil Fuel Thermal (Coal, Peat, Oil) |  |  | 0 | NY
LCP_Inputs_ON_Electric_Howarth_2023_05_05 | Electricity | Dispatch-Generation | NY | 2040 | Winter Peak | Generic - Generator |  |  | 243223.1554 | NY
LCP_Inputs_ON_Electric_Howarth_2023_05_05 | Electricity | Dispatch-Generation | NY | 2040 | Winter Peak | Hydro |  |  | 72914.2481 | NY
LCP_Inputs_ON_Electric_Howarth_2023_05_05 | Electricity | Dispatch-Generation | NY | 2040 | Winter Peak | Nuclear |  |  | 64216.32 | NY
LCP_Inputs_ON_Electric_Howarth_2023_05_05 | Electricity | Dispatch-Generation | NY | 2040 | Winter Peak | Nuclear SMR |  |  | 0 | NY
LCP_Inputs_ON_Electric_Howarth_2023_05_05 | Electricity | Dispatch-Generation | NY | 2040 | Winter Peak | Solar PV |  |  | 32925.9643 | NY
LCP_Inputs_ON_Electric_Howarth_2023_05_05 | Electricity | Dispatch-Generation | NY | 2040 | Winter Peak | Wind Offshore |  |  | 126999.7917 | NY
LCP_Inputs_ON_Electric_Howarth_2023_05_05 | Electricity | Dispatch-Generation | NY | 2040 | Winter Peak | Wind Onshore |  |  | 332119.8702 | NY
LCP_Inputs_ON_Electric_Howarth_2023_05_05 | Electricity | Dispatch-Generation | NY | 2050 | Fall | Biomass |  |  | 0 | NY
LCP_Inputs_ON_Electric_Howarth_2023_05_05 | Electricity | Dispatch-Generation | NY | 2050 | Fall | Biomass + CCS |  |  | 0 | NY
LCP_Inputs_ON_Electric_Howarth_2023_05_05 | Electricity | Dispatch-Generation | NY | 2050 | Fall | Fossil Fuel Thermal (Coal, Peat, Oil) |  |  | 0 | NY
LCP_Inputs_ON_Electric_Howarth_2023_05_05 | Electricity | Dispatch-Generation | NY | 2050 | Fall | Generic - Generator |  |  | 0 | NY
LCP_Inputs_ON_Electric_Howarth_2023_05_05 | Electricity | Dispatch-Generation | NY | 2050 | Fall | Hydro |  |  | 4972061.5078 | NY
LCP_Inputs_ON_Electric_Howarth_2023_05_05 | Electricity | Dispatch-Generation | NY | 2050 | Fall | Nuclear |  |  | 5843685.12 | NY
LCP_Inputs_ON_Electric_Howarth_2023_05_05 | Electricity | Dispatch-Generation | NY | 2050 | Fall | Nuclear SMR |  |  | 0 | NY
LCP_Inputs_ON_Electric_Howarth_2023_05_05 | Electricity | Dispatch-Generation | NY | 2050 | Fall | Solar PV |  |  | 8487246.7695 | NY
LCP_Inputs_ON_Electric_Howarth_2023_05_05 | Electricity | Dispatch-Generation | NY | 2050 | Fall | Wind Offshore |  |  | 9939567.1929 | NY
LCP_Inputs_ON_Electric_Howarth_2023_05_05 | Electricity | Dispatch-Generation | NY | 2050 | Fall | Wind Onshore |  |  | 14778205.5607 | NY
LCP_Inputs_ON_Electric_Howarth_2023_05_05 | Electricity | Dispatch-Generation | NY | 2050 | Spring | Biomass |  |  | 0 | NY
LCP_Inputs_ON_Electric_Howarth_2023_05_05 | Electricity | Dispatch-Generation | NY | 2050 | Spring | Biomass + CCS |  |  | 0 | NY
LCP_Inputs_ON_Electric_Howarth_2023_05_05 | Electricity | Dispatch-Generation | NY | 2050 | Spring | Fossil Fuel Thermal (Coal, Peat, Oil) |  |  | 0 | NY
LCP_Inputs_ON_Electric_Howarth_2023_05_05 | Electricity | Dispatch-Generation | NY | 2050 | Spring | Generic - Generator |  |  | 0 | NY
LCP_Inputs_ON_Electric_Howarth_2023_05_05 | Electricity | Dispatch-Generation | NY | 2050 | Spring | Hydro |  |  | 4231789.1362 | NY
LCP_Inputs_ON_Electric_Howarth_2023_05_05 | Electricity | Dispatch-Generation | NY | 2050 | Spring | Nuclear |  |  | 5843685.12 | NY
LCP_Inputs_ON_Electric_Howarth_2023_05_05 | Electricity | Dispatch-Generation | NY | 2050 | Spring | Nuclear SMR |  |  | 0 | NY
LCP_Inputs_ON_Electric_Howarth_2023_05_05 | Electricity | Dispatch-Generation | NY | 2050 | Spring | Solar PV |  |  | 15642835.5957 | NY
LCP_Inputs_ON_Electric_Howarth_2023_05_05 | Electricity | Dispatch-Generation | NY | 2050 | Spring | Wind Offshore |  |  | 15204793.586 | NY
LCP_Inputs_ON_Electric_Howarth_2023_05_05 | Electricity | Dispatch-Generation | NY | 2050 | Spring | Wind Onshore |  |  | 15585967.0332 | NY
LCP_Inputs_ON_Electric_Howarth_2023_05_05 | Electricity | Dispatch-Generation | NY | 2050 | Summer | Biomass |  |  | 0 | NY
LCP_Inputs_ON_Electric_Howarth_2023_05_05 | Electricity | Dispatch-Generation | NY | 2050 | Summer | Biomass + CCS |  |  | 0 | NY
LCP_Inputs_ON_Electric_Howarth_2023_05_05 | Electricity | Dispatch-Generation | NY | 2050 | Summer | Fossil Fuel Thermal (Coal, Peat, Oil) |  |  | 0 | NY
LCP_Inputs_ON_Electric_Howarth_2023_05_05 | Electricity | Dispatch-Generation | NY | 2050 | Summer | Generic - Generator |  |  | 854596.7047 | NY
LCP_Inputs_ON_Electric_Howarth_2023_05_05 | Electricity | Dispatch-Generation | NY | 2050 | Summer | Hydro |  |  | 4519139.205 | NY
LCP_Inputs_ON_Electric_Howarth_2023_05_05 | Electricity | Dispatch-Generation | NY | 2050 | Summer | Nuclear |  |  | 5843685.12 | NY
LCP_Inputs_ON_Electric_Howarth_2023_05_05 | Electricity | Dispatch-Generation | NY | 2050 | Summer | Nuclear SMR |  |  | 0 | NY
LCP_Inputs_ON_Electric_Howarth_2023_05_05 | Electricity | Dispatch-Generation | NY | 2050 | Summer | Solar PV |  |  | 16106470.5157 | NY
LCP_Inputs_ON_Electric_Howarth_2023_05_05 | Electricity | Dispatch-Generation | NY | 2050 | Summer | Wind Offshore |  |  | 5195614.9842 | NY
LCP_Inputs_ON_Electric_Howarth_2023_05_05 | Electricity | Dispatch-Generation | NY | 2050 | Summer | Wind Onshore |  |  | 7814469.7394 | NY
LCP_Inputs_ON_Electric_Howarth_2023_05_05 | Electricity | Dispatch-Generation | NY | 2050 | Winter | Biomass |  |  | 0 | NY
LCP_Inputs_ON_Electric_Howarth_2023_05_05 | Electricity | Dispatch-Generation | NY | 2050 | Winter | Biomass + CCS |  |  | 0 | NY
LCP_Inputs_ON_Electric_Howarth_2023_05_05 | Electricity | Dispatch-Generation | NY | 2050 | Winter | Fossil Fuel Thermal (Coal, Peat, Oil) |  |  | 0 | NY
LCP_Inputs_ON_Electric_Howarth_2023_05_05 | Electricity | Dispatch-Generation | NY | 2050 | Winter | Generic - Generator |  |  | 0 | NY
LCP_Inputs_ON_Electric_Howarth_2023_05_05 | Electricity | Dispatch-Generation | NY | 2050 | Winter | Hydro |  |  | 6635196.5783 | NY
LCP_Inputs_ON_Electric_Howarth_2023_05_05 | Electricity | Dispatch-Generation | NY | 2050 | Winter | Nuclear |  |  | 5843685.12 | NY
LCP_Inputs_ON_Electric_Howarth_2023_05_05 | Electricity | Dispatch-Generation | NY | 2050 | Winter | Nuclear SMR |  |  | 0 | NY
LCP_Inputs_ON_Electric_Howarth_2023_05_05 | Electricity | Dispatch-Generation | NY | 2050 | Winter | Solar PV |  |  | 3153054.7419 | NY
LCP_Inputs_ON_Electric_Howarth_2023_05_05 | Electricity | Dispatch-Generation | NY | 2050 | Winter | Wind Offshore |  |  | 23581464.5224 | NY
LCP_Inputs_ON_Electric_Howarth_2023_05_05 | Electricity | Dispatch-Generation | NY | 2050 | Winter | Wind Onshore |  |  | 21412683.8948 | NY
LCP_Inputs_ON_Electric_Howarth_2023_05_05 | Electricity | Dispatch-Generation | NY | 2050 | Winter Peak | Biomass |  |  | 0 | NY
LCP_Inputs_ON_Electric_Howarth_2023_05_05 | Electricity | Dispatch-Generation | NY | 2050 | Winter Peak | Biomass + CCS |  |  | 0 | NY
LCP_Inputs_ON_Electric_Howarth_2023_05_05 | Electricity | Dispatch-Generation | NY | 2050 | Winter Peak | Fossil Fuel Thermal (Coal, Peat, Oil) |  |  | 0 | NY
LCP_Inputs_ON_Electric_Howarth_2023_05_05 | Electricity | Dispatch-Generation | NY | 2050 | Winter Peak | Generic - Generator |  |  | 256338.4504 | NY
LCP_Inputs_ON_Electric_Howarth_2023_05_05 | Electricity | Dispatch-Generation | NY | 2050 | Winter Peak | Hydro |  |  | 72914.2481 | NY
LCP_Inputs_ON_Electric_Howarth_2023_05_05 | Electricity | Dispatch-Generation | NY | 2050 | Winter Peak | Nuclear |  |  | 64216.32 | NY
LCP_Inputs_ON_Electric_Howarth_2023_05_05 | Electricity | Dispatch-Generation | NY | 2050 | Winter Peak | Nuclear SMR |  |  | 0 | NY
LCP_Inputs_ON_Electric_Howarth_2023_05_05 | Electricity | Dispatch-Generation | NY | 2050 | Winter Peak | Solar PV |  |  | 34648.9532 | NY
LCP_Inputs_ON_Electric_Howarth_2023_05_05 | Electricity | Dispatch-Generation | NY | 2050 | Winter Peak | Wind Offshore |  |  | 224041.9097 | NY
LCP_Inputs_ON_Electric_Howarth_2023_05_05 | Electricity | Dispatch-Generation | NY | 2050 | Winter Peak | Wind Onshore |  |  | 336970.4508 | NY
LCP_Inputs_ON_Electric_Howarth_2023_05_05 | Electricity | Dispatch-Generation | ON | 2020 | Fall | Biomass |  |  | 0 | ON
LCP_Inputs_ON_Electric_Howarth_2023_05_05 | Electricity | Dispatch-Generation | ON | 2020 | Fall | Biomass + CCS |  |  | 0 | ON
LCP_Inputs_ON_Electric_Howarth_2023_05_05 | Electricity | Dispatch-Generation | ON | 2020 | Fall | Fossil Fuel Thermal (Coal, Peat, Oil) |  |  | 0 | ON
LCP_Inputs_ON_Electric_Howarth_2023_05_05 | Electricity | Dispatch-Generation | ON | 2020 | Fall | Generic - Generator |  |  | 0 | ON
LCP_Inputs_ON_Electric_Howarth_2023_05_05 | Electricity | Dispatch-Generation | ON | 2020 | Fall | Hydro |  |  | 9182622.8441 | ON
LCP_Inputs_ON_Electric_Howarth_2023_05_05 | Electricity | Dispatch-Generation | ON | 2020 | Fall | Nuclear |  |  | 22869100.8 | ON
LCP_Inputs_ON_Electric_Howarth_2023_05_05 | Electricity | Dispatch-Generation | ON | 2020 | Fall | Nuclear SMR |  |  | 0 | ON
LCP_Inputs_ON_Electric_Howarth_2023_05_05 | Electricity | Dispatch-Generation | ON | 2020 | Fall | Solar PV |  |  | 124524.6989 | ON
LCP_Inputs_ON_Electric_Howarth_2023_05_05 | Electricity | Dispatch-Generation | ON | 2020 | Fall | Wind Offshore |  |  | 0 | ON
LCP_Inputs_ON_Electric_Howarth_2023_05_05 | Electricity | Dispatch-Generation | ON | 2020 | Fall | Wind Onshore |  |  | 5321450.3729 | ON
LCP_Inputs_ON_Electric_Howarth_2023_05_05 | Electricity | Dispatch-Generation | ON | 2020 | Spring | Biomass |  |  | 0 | ON
LCP_Inputs_ON_Electric_Howarth_2023_05_05 | Electricity | Dispatch-Generation | ON | 2020 | Spring | Biomass + CCS |  |  | 0 | ON
LCP_Inputs_ON_Electric_Howarth_2023_05_05 | Electricity | Dispatch-Generation | ON | 2020 | Spring | Fossil Fuel Thermal (Coal, Peat, Oil) |  |  | 0 | ON
LCP_Inputs_ON_Electric_Howarth_2023_05_05 | Electricity | Dispatch-Generation | ON | 2020 | Spring | Generic - Generator |  |  | 0 | ON
LCP_Inputs_ON_Electric_Howarth_2023_05_05 | Electricity | Dispatch-Generation | ON | 2020 | Spring | Hydro |  |  | 8494636.8995 | ON
LCP_Inputs_ON_Electric_Howarth_2023_05_05 | Electricity | Dispatch-Generation | ON | 2020 | Spring | Nuclear |  |  | 22869100.8 | ON
LCP_Inputs_ON_Electric_Howarth_2023_05_05 | Electricity | Dispatch-Generation | ON | 2020 | Spring | Nuclear SMR |  |  | 0 | ON
LCP_Inputs_ON_Electric_Howarth_2023_05_05 | Electricity | Dispatch-Generation | ON | 2020 | Spring | Solar PV |  |  | 253685.6536 | ON
LCP_Inputs_ON_Electric_Howarth_2023_05_05 | Electricity | Dispatch-Generation | ON | 2020 | Spring | Wind Offshore |  |  | 0 | ON
LCP_Inputs_ON_Electric_Howarth_2023_05_05 | Electricity | Dispatch-Generation | ON | 2020 | Spring | Wind Onshore |  |  | 6169386.2673 | ON
LCP_Inputs_ON_Electric_Howarth_2023_05_05 | Electricity | Dispatch-Generation | ON | 2020 | Summer | Biomass |  |  | 0 | ON
LCP_Inputs_ON_Electric_Howarth_2023_05_05 | Electricity | Dispatch-Generation | ON | 2020 | Summer | Biomass + CCS |  |  | 0 | ON
LCP_Inputs_ON_Electric_Howarth_2023_05_05 | Electricity | Dispatch-Generation | ON | 2020 | Summer | Fossil Fuel Thermal (Coal, Peat, Oil) |  |  | 0 | ON
LCP_Inputs_ON_Electric_Howarth_2023_05_05 | Electricity | Dispatch-Generation | ON | 2020 | Summer | Generic - Generator |  |  | 0 | ON
LCP_Inputs_ON_Electric_Howarth_2023_05_05 | Electricity | Dispatch-Generation | ON | 2020 | Summer | Hydro |  |  | 8346145.9266 | ON
LCP_Inputs_ON_Electric_Howarth_2023_05_05 | Electricity | Dispatch-Generation | ON | 2020 | Summer | Nuclear |  |  | 22869100.8 | ON
LCP_Inputs_ON_Electric_Howarth_2023_05_05 | Electricity | Dispatch-Generation | ON | 2020 | Summer | Nuclear SMR |  |  | 0 | ON
LCP_Inputs_ON_Electric_Howarth_2023_05_05 | Electricity | Dispatch-Generation | ON | 2020 | Summer | Solar PV |  |  | 236313.783 | ON
LCP_Inputs_ON_Electric_Howarth_2023_05_05 | Electricity | Dispatch-Generation | ON | 2020 | Summer | Wind Offshore |  |  | 0 | ON
LCP_Inputs_ON_Electric_Howarth_2023_05_05 | Electricity | Dispatch-Generation | ON | 2020 | Summer | Wind Onshore |  |  | 3793977.483 | ON
LCP_Inputs_ON_Electric_Howarth_2023_05_05 | Electricity | Dispatch-Generation | ON | 2020 | Winter | Biomass |  |  | 0 | ON
LCP_Inputs_ON_Electric_Howarth_2023_05_05 | Electricity | Dispatch-Generation | ON | 2020 | Winter | Biomass + CCS |  |  | 0 | ON
LCP_Inputs_ON_Electric_Howarth_2023_05_05 | Electricity | Dispatch-Generation | ON | 2020 | Winter | Fossil Fuel Thermal (Coal, Peat, Oil) |  |  | 0 | ON
LCP_Inputs_ON_Electric_Howarth_2023_05_05 | Electricity | Dispatch-Generation | ON | 2020 | Winter | Generic - Generator |  |  | 0 | ON
LCP_Inputs_ON_Electric_Howarth_2023_05_05 | Electricity | Dispatch-Generation | ON | 2020 | Winter | Hydro |  |  | 12254174.1649 | ON
LCP_Inputs_ON_Electric_Howarth_2023_05_05 | Electricity | Dispatch-Generation | ON | 2020 | Winter | Nuclear |  |  | 22869100.8 | ON
LCP_Inputs_ON_Electric_Howarth_2023_05_05 | Electricity | Dispatch-Generation | ON | 2020 | Winter | Nuclear SMR |  |  | 0 | ON
LCP_Inputs_ON_Electric_Howarth_2023_05_05 | Electricity | Dispatch-Generation | ON | 2020 | Winter | Solar PV |  |  | 46261.5502 | ON
LCP_Inputs_ON_Electric_Howarth_2023_05_05 | Electricity | Dispatch-Generation | ON | 2020 | Winter | Wind Offshore |  |  | 0 | ON
LCP_Inputs_ON_Electric_Howarth_2023_05_05 | Electricity | Dispatch-Generation | ON | 2020 | Winter | Wind Onshore |  |  | 7293184.5144 | ON
LCP_Inputs_ON_Electric_Howarth_2023_05_05 | Electricity | Dispatch-Generation | ON | 2020 | Winter Peak | Biomass |  |  | 0 | ON
LCP_Inputs_ON_Electric_Howarth_2023_05_05 | Electricity | Dispatch-Generation | ON | 2020 | Winter Peak | Biomass + CCS |  |  | 0 | ON
LCP_Inputs_ON_Electric_Howarth_2023_05_05 | Electricity | Dispatch-Generation | ON | 2020 | Winter Peak | Fossil Fuel Thermal (Coal, Peat, Oil) |  |  | 0 | ON
LCP_Inputs_ON_Electric_Howarth_2023_05_05 | Electricity | Dispatch-Generation | ON | 2020 | Winter Peak | Generic - Generator |  |  | 0 | ON
LCP_Inputs_ON_Electric_Howarth_2023_05_05 | Electricity | Dispatch-Generation | ON | 2020 | Winter Peak | Hydro |  |  | 134661.2546 | ON
LCP_Inputs_ON_Electric_Howarth_2023_05_05 | Electricity | Dispatch-Generation | ON | 2020 | Winter Peak | Nuclear |  |  | 251308.8 | ON
LCP_Inputs_ON_Electric_Howarth_2023_05_05 | Electricity | Dispatch-Generation | ON | 2020 | Winter Peak | Nuclear SMR |  |  | 0 | ON
LCP_Inputs_ON_Electric_Howarth_2023_05_05 | Electricity | Dispatch-Generation | ON | 2020 | Winter Peak | Solar PV |  |  | 508.3687 | ON
LCP_Inputs_ON_Electric_Howarth_2023_05_05 | Electricity | Dispatch-Generation | ON | 2020 | Winter Peak | Wind Offshore |  |  | 0 | ON
LCP_Inputs_ON_Electric_Howarth_2023_05_05 | Electricity | Dispatch-Generation | ON | 2020 | Winter Peak | Wind Onshore |  |  | 0 | ON
LCP_Inputs_ON_Electric_Howarth_2023_05_05 | Electricity | Dispatch-Generation | ON | 2030 | Fall | Biomass |  |  | 0 | ON
LCP_Inputs_ON_Electric_Howarth_2023_05_05 | Electricity | Dispatch-Generation | ON | 2030 | Fall | Biomass + CCS |  |  | 0 | ON
LCP_Inputs_ON_Electric_Howarth_2023_05_05 | Electricity | Dispatch-Generation | ON | 2030 | Fall | Fossil Fuel Thermal (Coal, Peat, Oil) |  |  | 0 | ON
LCP_Inputs_ON_Electric_Howarth_2023_05_05 | Electricity | Dispatch-Generation | ON | 2030 | Fall | Generic - Generator |  |  | 0 | ON
LCP_Inputs_ON_Electric_Howarth_2023_05_05 | Electricity | Dispatch-Generation | ON | 2030 | Fall | Hydro |  |  | 9199490.0807 | ON
LCP_Inputs_ON_Electric_Howarth_2023_05_05 | Electricity | Dispatch-Generation | ON | 2030 | Fall | Nuclear |  |  | 20006807.7541 | ON
LCP_Inputs_ON_Electric_Howarth_2023_05_05 | Electricity | Dispatch-Generation | ON | 2030 | Fall | Nuclear SMR |  |  | 655200 | ON
LCP_Inputs_ON_Electric_Howarth_2023_05_05 | Electricity | Dispatch-Generation | ON | 2030 | Fall | Solar PV |  |  | 1482052.3264 | ON
LCP_Inputs_ON_Electric_Howarth_2023_05_05 | Electricity | Dispatch-Generation | ON | 2030 | Fall | Wind Offshore |  |  | 0 | ON
LCP_Inputs_ON_Electric_Howarth_2023_05_05 | Electricity | Dispatch-Generation | ON | 2030 | Fall | Wind Onshore |  |  | 20010233.8324 | ON
LCP_Inputs_ON_Electric_Howarth_2023_05_05 | Electricity | Dispatch-Generation | ON | 2030 | Spring | Biomass |  |  | 0 | ON
LCP_Inputs_ON_Electric_Howarth_2023_05_05 | Electricity | Dispatch-Generation | ON | 2030 | Spring | Biomass + CCS |  |  | 0 | ON
LCP_Inputs_ON_Electric_Howarth_2023_05_05 | Electricity | Dispatch-Generation | ON | 2030 | Spring | Fossil Fuel Thermal (Coal, Peat, Oil) |  |  | 0 | ON
LCP_Inputs_ON_Electric_Howarth_2023_05_05 | Electricity | Dispatch-Generation | ON | 2030 | Spring | Generic - Generator |  |  | 0 | ON
LCP_Inputs_ON_Electric_Howarth_2023_05_05 | Electricity | Dispatch-Generation | ON | 2030 | Spring | Hydro |  |  | 8510240.399 | ON
LCP_Inputs_ON_Electric_Howarth_2023_05_05 | Electricity | Dispatch-Generation | ON | 2030 | Spring | Nuclear |  |  | 17484230.4 | ON
LCP_Inputs_ON_Electric_Howarth_2023_05_05 | Electricity | Dispatch-Generation | ON | 2030 | Spring | Nuclear SMR |  |  | 655200 | ON
LCP_Inputs_ON_Electric_Howarth_2023_05_05 | Electricity | Dispatch-Generation | ON | 2030 | Spring | Solar PV |  |  | 3019283.8567 | ON
LCP_Inputs_ON_Electric_Howarth_2023_05_05 | Electricity | Dispatch-Generation | ON | 2030 | Spring | Wind Offshore |  |  | 0 | ON
LCP_Inputs_ON_Electric_Howarth_2023_05_05 | Electricity | Dispatch-Generation | ON | 2030 | Spring | Wind Onshore |  |  | 23059016.7926 | ON
LCP_Inputs_ON_Electric_Howarth_2023_05_05 | Electricity | Dispatch-Generation | ON | 2030 | Summer | Biomass |  |  | 0 | ON
LCP_Inputs_ON_Electric_Howarth_2023_05_05 | Electricity | Dispatch-Generation | ON | 2030 | Summer | Biomass + CCS |  |  | 0 | ON
LCP_Inputs_ON_Electric_Howarth_2023_05_05 | Electricity | Dispatch-Generation | ON | 2030 | Summer | Fossil Fuel Thermal (Coal, Peat, Oil) |  |  | 0 | ON
LCP_Inputs_ON_Electric_Howarth_2023_05_05 | Electricity | Dispatch-Generation | ON | 2030 | Summer | Generic - Generator |  |  | 0 | ON
LCP_Inputs_ON_Electric_Howarth_2023_05_05 | Electricity | Dispatch-Generation | ON | 2030 | Summer | Hydro |  |  | 8361476.6682 | ON
LCP_Inputs_ON_Electric_Howarth_2023_05_05 | Electricity | Dispatch-Generation | ON | 2030 | Summer | Nuclear |  |  | 20343333.2722 | ON
LCP_Inputs_ON_Electric_Howarth_2023_05_05 | Electricity | Dispatch-Generation | ON | 2030 | Summer | Nuclear SMR |  |  | 649740 | ON
LCP_Inputs_ON_Electric_Howarth_2023_05_05 | Electricity | Dispatch-Generation | ON | 2030 | Summer | Solar PV |  |  | 2812529.5218 | ON
LCP_Inputs_ON_Electric_Howarth_2023_05_05 | Electricity | Dispatch-Generation | ON | 2030 | Summer | Wind Offshore |  |  | 0 | ON
LCP_Inputs_ON_Electric_Howarth_2023_05_05 | Electricity | Dispatch-Generation | ON | 2030 | Summer | Wind Onshore |  |  | 14020265.7881 | ON
LCP_Inputs_ON_Electric_Howarth_2023_05_05 | Electricity | Dispatch-Generation | ON | 2030 | Winter | Biomass |  |  | 0 | ON
LCP_Inputs_ON_Electric_Howarth_2023_05_05 | Electricity | Dispatch-Generation | ON | 2030 | Winter | Biomass + CCS |  |  | 0 | ON
LCP_Inputs_ON_Electric_Howarth_2023_05_05 | Electricity | Dispatch-Generation | ON | 2030 | Winter | Fossil Fuel Thermal (Coal, Peat, Oil) |  |  | 0 | ON
LCP_Inputs_ON_Electric_Howarth_2023_05_05 | Electricity | Dispatch-Generation | ON | 2030 | Winter | Generic - Generator |  |  | 0 | ON
LCP_Inputs_ON_Electric_Howarth_2023_05_05 | Electricity | Dispatch-Generation | ON | 2030 | Winter | Hydro |  |  | 12276683.4261 | ON
LCP_Inputs_ON_Electric_Howarth_2023_05_05 | Electricity | Dispatch-Generation | ON | 2030 | Winter | Nuclear |  |  | 17484230.4 | ON
LCP_Inputs_ON_Electric_Howarth_2023_05_05 | Electricity | Dispatch-Generation | ON | 2030 | Winter | Nuclear SMR |  |  | 655200 | ON
LCP_Inputs_ON_Electric_Howarth_2023_05_05 | Electricity | Dispatch-Generation | ON | 2030 | Winter | Solar PV |  |  | 550589.8724 | ON
LCP_Inputs_ON_Electric_Howarth_2023_05_05 | Electricity | Dispatch-Generation | ON | 2030 | Winter | Wind Offshore |  |  | 0 | ON
LCP_Inputs_ON_Electric_Howarth_2023_05_05 | Electricity | Dispatch-Generation | ON | 2030 | Winter | Wind Onshore |  |  | 27259383.1709 | ON
LCP_Inputs_ON_Electric_Howarth_2023_05_05 | Electricity | Dispatch-Generation | ON | 2030 | Winter Peak | Biomass |  |  | 13474.8 | ON
LCP_Inputs_ON_Electric_Howarth_2023_05_05 | Electricity | Dispatch-Generation | ON | 2030 | Winter Peak | Biomass + CCS |  |  | 0 | ON
LCP_Inputs_ON_Electric_Howarth_2023_05_05 | Electricity | Dispatch-Generation | ON | 2030 | Winter Peak | Fossil Fuel Thermal (Coal, Peat, Oil) |  |  | 0 | ON
LCP_Inputs_ON_Electric_Howarth_2023_05_05 | Electricity | Dispatch-Generation | ON | 2030 | Winter Peak | Generic - Generator |  |  | 0 | ON
LCP_Inputs_ON_Electric_Howarth_2023_05_05 | Electricity | Dispatch-Generation | ON | 2030 | Winter Peak | Hydro |  |  | 134908.6091 | ON
LCP_Inputs_ON_Electric_Howarth_2023_05_05 | Electricity | Dispatch-Generation | ON | 2030 | Winter Peak | Nuclear |  |  | 240168 | ON
LCP_Inputs_ON_Electric_Howarth_2023_05_05 | Electricity | Dispatch-Generation | ON | 2030 | Winter Peak | Nuclear SMR |  |  | 7200 | ON
LCP_Inputs_ON_Electric_Howarth_2023_05_05 | Electricity | Dispatch-Generation | ON | 2030 | Winter Peak | Solar PV |  |  | 6050.4382 | ON
LCP_Inputs_ON_Electric_Howarth_2023_05_05 | Electricity | Dispatch-Generation | ON | 2030 | Winter Peak | Wind Offshore |  |  | 0 | ON
LCP_Inputs_ON_Electric_Howarth_2023_05_05 | Electricity | Dispatch-Generation | ON | 2030 | Winter Peak | Wind Onshore |  |  | 0 | ON
LCP_Inputs_ON_Electric_Howarth_2023_05_05 | Electricity | Dispatch-Generation | ON | 2040 | Fall | Biomass |  |  | 0 | ON
LCP_Inputs_ON_Electric_Howarth_2023_05_05 | Electricity | Dispatch-Generation | ON | 2040 | Fall | Biomass + CCS |  |  | 613103.4 | ON
LCP_Inputs_ON_Electric_Howarth_2023_05_05 | Electricity | Dispatch-Generation | ON | 2040 | Fall | Fossil Fuel Thermal (Coal, Peat, Oil) |  |  | 0 | ON
LCP_Inputs_ON_Electric_Howarth_2023_05_05 | Electricity | Dispatch-Generation | ON | 2040 | Fall | Generic - Generator |  |  | 0 | ON
LCP_Inputs_ON_Electric_Howarth_2023_05_05 | Electricity | Dispatch-Generation | ON | 2040 | Fall | Hydro |  |  | 18112336.3577 | ON
LCP_Inputs_ON_Electric_Howarth_2023_05_05 | Electricity | Dispatch-Generation | ON | 2040 | Fall | Nuclear |  |  | 20339155.2 | ON
LCP_Inputs_ON_Electric_Howarth_2023_05_05 | Electricity | Dispatch-Generation | ON | 2040 | Fall | Nuclear SMR |  |  | 7207200 | ON
LCP_Inputs_ON_Electric_Howarth_2023_05_05 | Electricity | Dispatch-Generation | ON | 2040 | Fall | Solar PV |  |  | 3086819.3887 | ON
LCP_Inputs_ON_Electric_Howarth_2023_05_05 | Electricity | Dispatch-Generation | ON | 2040 | Fall | Wind Offshore |  |  | 1498908.5402 | ON
LCP_Inputs_ON_Electric_Howarth_2023_05_05 | Electricity | Dispatch-Generation | ON | 2040 | Fall | Wind Onshore |  |  | 41535518.8009 | ON
LCP_Inputs_ON_Electric_Howarth_2023_05_05 | Electricity | Dispatch-Generation | ON | 2040 | Spring | Biomass |  |  | 0 | ON
LCP_Inputs_ON_Electric_Howarth_2023_05_05 | Electricity | Dispatch-Generation | ON | 2040 | Spring | Biomass + CCS |  |  | 613103.4 | ON
LCP_Inputs_ON_Electric_Howarth_2023_05_05 | Electricity | Dispatch-Generation | ON | 2040 | Spring | Fossil Fuel Thermal (Coal, Peat, Oil) |  |  | 0 | ON
LCP_Inputs_ON_Electric_Howarth_2023_05_05 | Electricity | Dispatch-Generation | ON | 2040 | Spring | Generic - Generator |  |  | 0 | ON
LCP_Inputs_ON_Electric_Howarth_2023_05_05 | Electricity | Dispatch-Generation | ON | 2040 | Spring | Hydro |  |  | 16755313.0922 | ON
LCP_Inputs_ON_Electric_Howarth_2023_05_05 | Electricity | Dispatch-Generation | ON | 2040 | Spring | Nuclear |  |  | 20339155.2 | ON
LCP_Inputs_ON_Electric_Howarth_2023_05_05 | Electricity | Dispatch-Generation | ON | 2040 | Spring | Nuclear SMR |  |  | 7150913.2612 | ON
LCP_Inputs_ON_Electric_Howarth_2023_05_05 | Electricity | Dispatch-Generation | ON | 2040 | Spring | Solar PV |  |  | 6288566.053 | ON
LCP_Inputs_ON_Electric_Howarth_2023_05_05 | Electricity | Dispatch-Generation | ON | 2040 | Spring | Wind Offshore |  |  | 1727284.0231 | ON
LCP_Inputs_ON_Electric_Howarth_2023_05_05 | Electricity | Dispatch-Generation | ON | 2040 | Spring | Wind Onshore |  |  | 47863919.7093 | ON
LCP_Inputs_ON_Electric_Howarth_2023_05_05 | Electricity | Dispatch-Generation | ON | 2040 | Summer | Biomass |  |  | 0 | ON
LCP_Inputs_ON_Electric_Howarth_2023_05_05 | Electricity | Dispatch-Generation | ON | 2040 | Summer | Biomass + CCS |  |  | 613103.4 | ON
LCP_Inputs_ON_Electric_Howarth_2023_05_05 | Electricity | Dispatch-Generation | ON | 2040 | Summer | Fossil Fuel Thermal (Coal, Peat, Oil) |  |  | 0 | ON
LCP_Inputs_ON_Electric_Howarth_2023_05_05 | Electricity | Dispatch-Generation | ON | 2040 | Summer | Generic - Generator |  |  | 0 | ON
LCP_Inputs_ON_Electric_Howarth_2023_05_05 | Electricity | Dispatch-Generation | ON | 2040 | Summer | Hydro |  |  | 16462420.9094 | ON
LCP_Inputs_ON_Electric_Howarth_2023_05_05 | Electricity | Dispatch-Generation | ON | 2040 | Summer | Nuclear |  |  | 20495065.4963 | ON
LCP_Inputs_ON_Electric_Howarth_2023_05_05 | Electricity | Dispatch-Generation | ON | 2040 | Summer | Nuclear SMR |  |  | 7147140 | ON
LCP_Inputs_ON_Electric_Howarth_2023_05_05 | Electricity | Dispatch-Generation | ON | 2040 | Summer | Solar PV |  |  | 5857938.0123 | ON
LCP_Inputs_ON_Electric_Howarth_2023_05_05 | Electricity | Dispatch-Generation | ON | 2040 | Summer | Wind Offshore |  |  | 1062225.0588 | ON
LCP_Inputs_ON_Electric_Howarth_2023_05_05 | Electricity | Dispatch-Generation | ON | 2040 | Summer | Wind Onshore |  |  | 29400947.1712 | ON
LCP_Inputs_ON_Electric_Howarth_2023_05_05 | Electricity | Dispatch-Generation | ON | 2040 | Winter | Biomass |  |  | 0 | ON
LCP_Inputs_ON_Electric_Howarth_2023_05_05 | Electricity | Dispatch-Generation | ON | 2040 | Winter | Biomass + CCS |  |  | 613103.4 | ON
LCP_Inputs_ON_Electric_Howarth_2023_05_05 | Electricity | Dispatch-Generation | ON | 2040 | Winter | Fossil Fuel Thermal (Coal, Peat, Oil) |  |  | 0 | ON
LCP_Inputs_ON_Electric_Howarth_2023_05_05 | Electricity | Dispatch-Generation | ON | 2040 | Winter | Generic - Generator |  |  | 0 | ON
LCP_Inputs_ON_Electric_Howarth_2023_05_05 | Electricity | Dispatch-Generation | ON | 2040 | Winter | Hydro |  |  | 24170841.8204 | ON
LCP_Inputs_ON_Electric_Howarth_2023_05_05 | Electricity | Dispatch-Generation | ON | 2040 | Winter | Nuclear |  |  | 20339155.2 | ON
LCP_Inputs_ON_Electric_Howarth_2023_05_05 | Electricity | Dispatch-Generation | ON | 2040 | Winter | Nuclear SMR |  |  | 7207200 | ON
LCP_Inputs_ON_Electric_Howarth_2023_05_05 | Electricity | Dispatch-Generation | ON | 2040 | Winter | Solar PV |  |  | 1146768.8846 | ON
LCP_Inputs_ON_Electric_Howarth_2023_05_05 | Electricity | Dispatch-Generation | ON | 2040 | Winter | Wind Offshore |  |  | 2041921.2777 | ON
LCP_Inputs_ON_Electric_Howarth_2023_05_05 | Electricity | Dispatch-Generation | ON | 2040 | Winter | Wind Onshore |  |  | 56582678.2275 | ON
LCP_Inputs_ON_Electric_Howarth_2023_05_05 | Electricity | Dispatch-Generation | ON | 2040 | Winter Peak | Biomass |  |  | 13206 | ON
LCP_Inputs_ON_Electric_Howarth_2023_05_05 | Electricity | Dispatch-Generation | ON | 2040 | Winter Peak | Biomass + CCS |  |  | 6737.4 | ON
LCP_Inputs_ON_Electric_Howarth_2023_05_05 | Electricity | Dispatch-Generation | ON | 2040 | Winter Peak | Fossil Fuel Thermal (Coal, Peat, Oil) |  |  | 0 | ON
LCP_Inputs_ON_Electric_Howarth_2023_05_05 | Electricity | Dispatch-Generation | ON | 2040 | Winter Peak | Generic - Generator |  |  | 0 | ON
LCP_Inputs_ON_Electric_Howarth_2023_05_05 | Electricity | Dispatch-Generation | ON | 2040 | Winter Peak | Hydro |  |  | 265613.6464 | ON
LCP_Inputs_ON_Electric_Howarth_2023_05_05 | Electricity | Dispatch-Generation | ON | 2040 | Winter Peak | Nuclear |  |  | 279384 | ON
LCP_Inputs_ON_Electric_Howarth_2023_05_05 | Electricity | Dispatch-Generation | ON | 2040 | Winter Peak | Nuclear SMR |  |  | 79200 | ON
LCP_Inputs_ON_Electric_Howarth_2023_05_05 | Electricity | Dispatch-Generation | ON | 2040 | Winter Peak | Solar PV |  |  | 12601.8559 | ON
LCP_Inputs_ON_Electric_Howarth_2023_05_05 | Electricity | Dispatch-Generation | ON | 2040 | Winter Peak | Wind Offshore |  |  | 0 | ON
LCP_Inputs_ON_Electric_Howarth_2023_05_05 | Electricity | Dispatch-Generation | ON | 2040 | Winter Peak | Wind Onshore |  |  | 0 | ON
LCP_Inputs_ON_Electric_Howarth_2023_05_05 | Electricity | Dispatch-Generation | ON | 2050 | Fall | Biomass |  |  | 0 | ON
LCP_Inputs_ON_Electric_Howarth_2023_05_05 | Electricity | Dispatch-Generation | ON | 2050 | Fall | Biomass + CCS |  |  | 1226206.8 | ON
LCP_Inputs_ON_Electric_Howarth_2023_05_05 | Electricity | Dispatch-Generation | ON | 2050 | Fall | Fossil Fuel Thermal (Coal, Peat, Oil) |  |  | 0 | ON
LCP_Inputs_ON_Electric_Howarth_2023_05_05 | Electricity | Dispatch-Generation | ON | 2050 | Fall | Generic - Generator |  |  | 0 | ON
LCP_Inputs_ON_Electric_Howarth_2023_05_05 | Electricity | Dispatch-Generation | ON | 2050 | Fall | Hydro |  |  | 18112336.3577 | ON
LCP_Inputs_ON_Electric_Howarth_2023_05_05 | Electricity | Dispatch-Generation | ON | 2050 | Fall | Nuclear |  |  | 20339155.2 | ON
LCP_Inputs_ON_Electric_Howarth_2023_05_05 | Electricity | Dispatch-Generation | ON | 2050 | Fall | Nuclear SMR |  |  | 7027020 | ON
LCP_Inputs_ON_Electric_Howarth_2023_05_05 | Electricity | Dispatch-Generation | ON | 2050 | Fall | Solar PV |  |  | 3749040.6954 | ON
LCP_Inputs_ON_Electric_Howarth_2023_05_05 | Electricity | Dispatch-Generation | ON | 2050 | Fall | Wind Offshore |  |  | 1498908.5402 | ON
LCP_Inputs_ON_Electric_Howarth_2023_05_05 | Electricity | Dispatch-Generation | ON | 2050 | Fall | Wind Onshore |  |  | 70558695.2228 | ON
LCP_Inputs_ON_Electric_Howarth_2023_05_05 | Electricity | Dispatch-Generation | ON | 2050 | Spring | Biomass |  |  | 0 | ON
LCP_Inputs_ON_Electric_Howarth_2023_05_05 | Electricity | Dispatch-Generation | ON | 2050 | Spring | Biomass + CCS |  |  | 1226206.8 | ON
LCP_Inputs_ON_Electric_Howarth_2023_05_05 | Electricity | Dispatch-Generation | ON | 2050 | Spring | Fossil Fuel Thermal (Coal, Peat, Oil) |  |  | 0 | ON
LCP_Inputs_ON_Electric_Howarth_2023_05_05 | Electricity | Dispatch-Generation | ON | 2050 | Spring | Generic - Generator |  |  | 0 | ON
LCP_Inputs_ON_Electric_Howarth_2023_05_05 | Electricity | Dispatch-Generation | ON | 2050 | Spring | Hydro |  |  | 16755313.0922 | ON
LCP_Inputs_ON_Electric_Howarth_2023_05_05 | Electricity | Dispatch-Generation | ON | 2050 | Spring | Nuclear |  |  | 20339155.2 | ON
LCP_Inputs_ON_Electric_Howarth_2023_05_05 | Electricity | Dispatch-Generation | ON | 2050 | Spring | Nuclear SMR |  |  | 5765760 | ON
LCP_Inputs_ON_Electric_Howarth_2023_05_05 | Electricity | Dispatch-Generation | ON | 2050 | Spring | Solar PV |  |  | 7637664.2361 | ON
LCP_Inputs_ON_Electric_Howarth_2023_05_05 | Electricity | Dispatch-Generation | ON | 2050 | Spring | Wind Offshore |  |  | 1727284.0231 | ON
LCP_Inputs_ON_Electric_Howarth_2023_05_05 | Electricity | Dispatch-Generation | ON | 2050 | Spring | Wind Onshore |  |  | 81309101.7141 | ON
LCP_Inputs_ON_Electric_Howarth_2023_05_05 | Electricity | Dispatch-Generation | ON | 2050 | Summer | Biomass |  |  | 0 | ON
LCP_Inputs_ON_Electric_Howarth_2023_05_05 | Electricity | Dispatch-Generation | ON | 2050 | Summer | Biomass + CCS |  |  | 1226206.8 | ON
LCP_Inputs_ON_Electric_Howarth_2023_05_05 | Electricity | Dispatch-Generation | ON | 2050 | Summer | Fossil Fuel Thermal (Coal, Peat, Oil) |  |  | 0 | ON
LCP_Inputs_ON_Electric_Howarth_2023_05_05 | Electricity | Dispatch-Generation | ON | 2050 | Summer | Generic - Generator |  |  | 0 | ON
LCP_Inputs_ON_Electric_Howarth_2023_05_05 | Electricity | Dispatch-Generation | ON | 2050 | Summer | Hydro |  |  | 16462420.9094 | ON
LCP_Inputs_ON_Electric_Howarth_2023_05_05 | Electricity | Dispatch-Generation | ON | 2050 | Summer | Nuclear |  |  | 20339155.2 | ON
LCP_Inputs_ON_Electric_Howarth_2023_05_05 | Electricity | Dispatch-Generation | ON | 2050 | Summer | Nuclear SMR |  |  | 7147140 | ON
LCP_Inputs_ON_Electric_Howarth_2023_05_05 | Electricity | Dispatch-Generation | ON | 2050 | Summer | Solar PV |  |  | 7114652.7328 | ON
LCP_Inputs_ON_Electric_Howarth_2023_05_05 | Electricity | Dispatch-Generation | ON | 2050 | Summer | Wind Offshore |  |  | 1062225.0588 | ON
LCP_Inputs_ON_Electric_Howarth_2023_05_05 | Electricity | Dispatch-Generation | ON | 2050 | Summer | Wind Onshore |  |  | 50002526.6213 | ON
LCP_Inputs_ON_Electric_Howarth_2023_05_05 | Electricity | Dispatch-Generation | ON | 2050 | Winter | Biomass |  |  | 0 | ON
LCP_Inputs_ON_Electric_Howarth_2023_05_05 | Electricity | Dispatch-Generation | ON | 2050 | Winter | Biomass + CCS |  |  | 1226206.8 | ON
LCP_Inputs_ON_Electric_Howarth_2023_05_05 | Electricity | Dispatch-Generation | ON | 2050 | Winter | Fossil Fuel Thermal (Coal, Peat, Oil) |  |  | 0 | ON
LCP_Inputs_ON_Electric_Howarth_2023_05_05 | Electricity | Dispatch-Generation | ON | 2050 | Winter | Generic - Generator |  |  | 0 | ON
LCP_Inputs_ON_Electric_Howarth_2023_05_05 | Electricity | Dispatch-Generation | ON | 2050 | Winter | Hydro |  |  | 24170841.8204 | ON
LCP_Inputs_ON_Electric_Howarth_2023_05_05 | Electricity | Dispatch-Generation | ON | 2050 | Winter | Nuclear |  |  | 20339155.2 | ON
LCP_Inputs_ON_Electric_Howarth_2023_05_05 | Electricity | Dispatch-Generation | ON | 2050 | Winter | Nuclear SMR |  |  | 5765760 | ON
LCP_Inputs_ON_Electric_Howarth_2023_05_05 | Electricity | Dispatch-Generation | ON | 2050 | Winter | Solar PV |  |  | 1392787.4213 | ON
LCP_Inputs_ON_Electric_Howarth_2023_05_05 | Electricity | Dispatch-Generation | ON | 2050 | Winter | Wind Offshore |  |  | 2041921.2777 | ON
LCP_Inputs_ON_Electric_Howarth_2023_05_05 | Electricity | Dispatch-Generation | ON | 2050 | Winter | Wind Onshore |  |  | 96120141.5848 | ON
LCP_Inputs_ON_Electric_Howarth_2023_05_05 | Electricity | Dispatch-Generation | ON | 2050 | Winter Peak | Biomass |  |  | 5802.7677 | ON
LCP_Inputs_ON_Electric_Howarth_2023_05_05 | Electricity | Dispatch-Generation | ON | 2050 | Winter Peak | Biomass + CCS |  |  | 13474.8 | ON
LCP_Inputs_ON_Electric_Howarth_2023_05_05 | Electricity | Dispatch-Generation | ON | 2050 | Winter Peak | Fossil Fuel Thermal (Coal, Peat, Oil) |  |  | 0 | ON
LCP_Inputs_ON_Electric_Howarth_2023_05_05 | Electricity | Dispatch-Generation | ON | 2050 | Winter Peak | Generic - Generator |  |  | 0 | ON
LCP_Inputs_ON_Electric_Howarth_2023_05_05 | Electricity | Dispatch-Generation | ON | 2050 | Winter Peak | Hydro |  |  | 265613.6464 | ON
LCP_Inputs_ON_Electric_Howarth_2023_05_05 | Electricity | Dispatch-Generation | ON | 2050 | Winter Peak | Nuclear |  |  | 279384 | ON
LCP_Inputs_ON_Electric_Howarth_2023_05_05 | Electricity | Dispatch-Generation | ON | 2050 | Winter Peak | Nuclear SMR |  |  | 79200 | ON
LCP_Inputs_ON_Electric_Howarth_2023_05_05 | Electricity | Dispatch-Generation | ON | 2050 | Winter Peak | Solar PV |  |  | 15305.3563 | ON
LCP_Inputs_ON_Electric_Howarth_2023_05_05 | Electricity | Dispatch-Generation | ON | 2050 | Winter Peak | Wind Offshore |  |  | 0 | ON
LCP_Inputs_ON_Electric_Howarth_2023_05_05 | Electricity | Dispatch-Generation | ON | 2050 | Winter Peak | Wind Onshore |  |  | 0 | ON
LCP_Inputs_ON_Electric_Howarth_2023_05_05 | Electricity | Dispatch-Generation | PJ | 2020 | Fall | Biomass |  |  | 0 | PJ
LCP_Inputs_ON_Electric_Howarth_2023_05_05 | Electricity | Dispatch-Generation | PJ | 2020 | Fall | Biomass + CCS |  |  | 0 | PJ
LCP_Inputs_ON_Electric_Howarth_2023_05_05 | Electricity | Dispatch-Generation | PJ | 2020 | Fall | Fossil Fuel Thermal (Coal, Peat, Oil) |  |  | 0 | PJ
LCP_Inputs_ON_Electric_Howarth_2023_05_05 | Electricity | Dispatch-Generation | PJ | 2020 | Fall | Generic - Generator |  |  | 158758004.1799 | PJ
LCP_Inputs_ON_Electric_Howarth_2023_05_05 | Electricity | Dispatch-Generation | PJ | 2020 | Fall | Hydro |  |  | 3257460.2707 | PJ
LCP_Inputs_ON_Electric_Howarth_2023_05_05 | Electricity | Dispatch-Generation | PJ | 2020 | Fall | Nuclear |  |  | 23702200.704 | PJ
LCP_Inputs_ON_Electric_Howarth_2023_05_05 | Electricity | Dispatch-Generation | PJ | 2020 | Fall | Nuclear SMR |  |  | 0 | PJ
LCP_Inputs_ON_Electric_Howarth_2023_05_05 | Electricity | Dispatch-Generation | PJ | 2020 | Fall | Solar PV |  |  | 10823081.187 | PJ
LCP_Inputs_ON_Electric_Howarth_2023_05_05 | Electricity | Dispatch-Generation | PJ | 2020 | Fall | Wind Offshore |  |  | 6348.9918 | PJ
LCP_Inputs_ON_Electric_Howarth_2023_05_05 | Electricity | Dispatch-Generation | PJ | 2020 | Fall | Wind Onshore |  |  | 5869515.899 | PJ
LCP_Inputs_ON_Electric_Howarth_2023_05_05 | Electricity | Dispatch-Generation | PJ | 2020 | Spring | Biomass |  |  | 0 | PJ
LCP_Inputs_ON_Electric_Howarth_2023_05_05 | Electricity | Dispatch-Generation | PJ | 2020 | Spring | Biomass + CCS |  |  | 0 | PJ
LCP_Inputs_ON_Electric_Howarth_2023_05_05 | Electricity | Dispatch-Generation | PJ | 2020 | Spring | Fossil Fuel Thermal (Coal, Peat, Oil) |  |  | 0 | PJ
LCP_Inputs_ON_Electric_Howarth_2023_05_05 | Electricity | Dispatch-Generation | PJ | 2020 | Spring | Generic - Generator |  |  | 149023952.9248 | PJ
LCP_Inputs_ON_Electric_Howarth_2023_05_05 | Electricity | Dispatch-Generation | PJ | 2020 | Spring | Hydro |  |  | 3013402.8898 | PJ
LCP_Inputs_ON_Electric_Howarth_2023_05_05 | Electricity | Dispatch-Generation | PJ | 2020 | Spring | Nuclear |  |  | 23702200.704 | PJ
LCP_Inputs_ON_Electric_Howarth_2023_05_05 | Electricity | Dispatch-Generation | PJ | 2020 | Spring | Nuclear SMR |  |  | 0 | PJ
LCP_Inputs_ON_Electric_Howarth_2023_05_05 | Electricity | Dispatch-Generation | PJ | 2020 | Spring | Solar PV |  |  | 21654987.2008 | PJ
LCP_Inputs_ON_Electric_Howarth_2023_05_05 | Electricity | Dispatch-Generation | PJ | 2020 | Spring | Wind Offshore |  |  | 9363.1891 | PJ
LCP_Inputs_ON_Electric_Howarth_2023_05_05 | Electricity | Dispatch-Generation | PJ | 2020 | Spring | Wind Onshore |  |  | 8656081.0616 | PJ
LCP_Inputs_ON_Electric_Howarth_2023_05_05 | Electricity | Dispatch-Generation | PJ | 2020 | Summer | Biomass |  |  | 0 | PJ
LCP_Inputs_ON_Electric_Howarth_2023_05_05 | Electricity | Dispatch-Generation | PJ | 2020 | Summer | Biomass + CCS |  |  | 0 | PJ
LCP_Inputs_ON_Electric_Howarth_2023_05_05 | Electricity | Dispatch-Generation | PJ | 2020 | Summer | Fossil Fuel Thermal (Coal, Peat, Oil) |  |  | 0 | PJ
LCP_Inputs_ON_Electric_Howarth_2023_05_05 | Electricity | Dispatch-Generation | PJ | 2020 | Summer | Generic - Generator |  |  | 129130764.3851 | PJ
LCP_Inputs_ON_Electric_Howarth_2023_05_05 | Electricity | Dispatch-Generation | PJ | 2020 | Summer | Hydro |  |  | 2960726.9329 | PJ
LCP_Inputs_ON_Electric_Howarth_2023_05_05 | Electricity | Dispatch-Generation | PJ | 2020 | Summer | Nuclear |  |  | 23702200.704 | PJ
LCP_Inputs_ON_Electric_Howarth_2023_05_05 | Electricity | Dispatch-Generation | PJ | 2020 | Summer | Nuclear SMR |  |  | 0 | PJ
LCP_Inputs_ON_Electric_Howarth_2023_05_05 | Electricity | Dispatch-Generation | PJ | 2020 | Summer | Solar PV |  |  | 20539244.6764 | PJ
LCP_Inputs_ON_Electric_Howarth_2023_05_05 | Electricity | Dispatch-Generation | PJ | 2020 | Summer | Wind Offshore |  |  | 13291.442 | PJ
LCP_Inputs_ON_Electric_Howarth_2023_05_05 | Electricity | Dispatch-Generation | PJ | 2020 | Summer | Wind Onshore |  |  | 12287672.2736 | PJ
LCP_Inputs_ON_Electric_Howarth_2023_05_05 | Electricity | Dispatch-Generation | PJ | 2020 | Winter | Biomass |  |  | 0 | PJ
LCP_Inputs_ON_Electric_Howarth_2023_05_05 | Electricity | Dispatch-Generation | PJ | 2020 | Winter | Biomass + CCS |  |  | 0 | PJ
LCP_Inputs_ON_Electric_Howarth_2023_05_05 | Electricity | Dispatch-Generation | PJ | 2020 | Winter | Fossil Fuel Thermal (Coal, Peat, Oil) |  |  | 0 | PJ
LCP_Inputs_ON_Electric_Howarth_2023_05_05 | Electricity | Dispatch-Generation | PJ | 2020 | Winter | Generic - Generator |  |  | 188195564.0732 | PJ
LCP_Inputs_ON_Electric_Howarth_2023_05_05 | Electricity | Dispatch-Generation | PJ | 2020 | Winter | Hydro |  |  | 4347067.9533 | PJ
LCP_Inputs_ON_Electric_Howarth_2023_05_05 | Electricity | Dispatch-Generation | PJ | 2020 | Winter | Nuclear |  |  | 23702200.704 | PJ
LCP_Inputs_ON_Electric_Howarth_2023_05_05 | Electricity | Dispatch-Generation | PJ | 2020 | Winter | Nuclear SMR |  |  | 0 | PJ
LCP_Inputs_ON_Electric_Howarth_2023_05_05 | Electricity | Dispatch-Generation | PJ | 2020 | Winter | Solar PV |  |  | 4020828.9432 | PJ
LCP_Inputs_ON_Electric_Howarth_2023_05_05 | Electricity | Dispatch-Generation | PJ | 2020 | Winter | Wind Offshore |  |  | 11746.9397 | PJ
LCP_Inputs_ON_Electric_Howarth_2023_05_05 | Electricity | Dispatch-Generation | PJ | 2020 | Winter | Wind Onshore |  |  | 10859810.8223 | PJ
LCP_Inputs_ON_Electric_Howarth_2023_05_05 | Electricity | Dispatch-Generation | PJ | 2020 | Winter Peak | Biomass |  |  | 0 | PJ
LCP_Inputs_ON_Electric_Howarth_2023_05_05 | Electricity | Dispatch-Generation | PJ | 2020 | Winter Peak | Biomass + CCS |  |  | 0 | PJ
LCP_Inputs_ON_Electric_Howarth_2023_05_05 | Electricity | Dispatch-Generation | PJ | 2020 | Winter Peak | Fossil Fuel Thermal (Coal, Peat, Oil) |  |  | 0 | PJ
LCP_Inputs_ON_Electric_Howarth_2023_05_05 | Electricity | Dispatch-Generation | PJ | 2020 | Winter Peak | Generic - Generator |  |  | 1825446.2778 | PJ
LCP_Inputs_ON_Electric_Howarth_2023_05_05 | Electricity | Dispatch-Generation | PJ | 2020 | Winter Peak | Hydro |  |  | 47769.9775 | PJ
LCP_Inputs_ON_Electric_Howarth_2023_05_05 | Electricity | Dispatch-Generation | PJ | 2020 | Winter Peak | Nuclear |  |  | 260463.744 | PJ
LCP_Inputs_ON_Electric_Howarth_2023_05_05 | Electricity | Dispatch-Generation | PJ | 2020 | Winter Peak | Nuclear SMR |  |  | 0 | PJ
LCP_Inputs_ON_Electric_Howarth_2023_05_05 | Electricity | Dispatch-Generation | PJ | 2020 | Winter Peak | Solar PV |  |  | 44184.9334 | PJ
LCP_Inputs_ON_Electric_Howarth_2023_05_05 | Electricity | Dispatch-Generation | PJ | 2020 | Winter Peak | Wind Offshore |  |  | 190.8565 | PJ
LCP_Inputs_ON_Electric_Howarth_2023_05_05 | Electricity | Dispatch-Generation | PJ | 2020 | Winter Peak | Wind Onshore |  |  | 176443.0386 | PJ
LCP_Inputs_ON_Electric_Howarth_2023_05_05 | Electricity | Dispatch-Generation | PJ | 2030 | Fall | Biomass |  |  | 0 | PJ
LCP_Inputs_ON_Electric_Howarth_2023_05_05 | Electricity | Dispatch-Generation | PJ | 2030 | Fall | Biomass + CCS |  |  | 0 | PJ
LCP_Inputs_ON_Electric_Howarth_2023_05_05 | Electricity | Dispatch-Generation | PJ | 2030 | Fall | Fossil Fuel Thermal (Coal, Peat, Oil) |  |  | 0 | PJ
LCP_Inputs_ON_Electric_Howarth_2023_05_05 | Electricity | Dispatch-Generation | PJ | 2030 | Fall | Generic - Generator |  |  | 67115603.579 | PJ
LCP_Inputs_ON_Electric_Howarth_2023_05_05 | Electricity | Dispatch-Generation | PJ | 2030 | Fall | Hydro |  |  | 3257460.2707 | PJ
LCP_Inputs_ON_Electric_Howarth_2023_05_05 | Electricity | Dispatch-Generation | PJ | 2030 | Fall | Nuclear |  |  | 16653995.904 | PJ
LCP_Inputs_ON_Electric_Howarth_2023_05_05 | Electricity | Dispatch-Generation | PJ | 2030 | Fall | Nuclear SMR |  |  | 0 | PJ
LCP_Inputs_ON_Electric_Howarth_2023_05_05 | Electricity | Dispatch-Generation | PJ | 2030 | Fall | Solar PV |  |  | 16250946.6373 | PJ
LCP_Inputs_ON_Electric_Howarth_2023_05_05 | Electricity | Dispatch-Generation | PJ | 2030 | Fall | Wind Offshore |  |  | 4095099.6829 | PJ
LCP_Inputs_ON_Electric_Howarth_2023_05_05 | Electricity | Dispatch-Generation | PJ | 2030 | Fall | Wind Onshore |  |  | 101672379.2465 | PJ
LCP_Inputs_ON_Electric_Howarth_2023_05_05 | Electricity | Dispatch-Generation | PJ | 2030 | Spring | Biomass |  |  | 0 | PJ
LCP_Inputs_ON_Electric_Howarth_2023_05_05 | Electricity | Dispatch-Generation | PJ | 2030 | Spring | Biomass + CCS |  |  | 0 | PJ
LCP_Inputs_ON_Electric_Howarth_2023_05_05 | Electricity | Dispatch-Generation | PJ | 2030 | Spring | Fossil Fuel Thermal (Coal, Peat, Oil) |  |  | 0 | PJ
LCP_Inputs_ON_Electric_Howarth_2023_05_05 | Electricity | Dispatch-Generation | PJ | 2030 | Spring | Generic - Generator |  |  | 24383348.2813 | PJ
LCP_Inputs_ON_Electric_Howarth_2023_05_05 | Electricity | Dispatch-Generation | PJ | 2030 | Spring | Hydro |  |  | 3013402.8898 | PJ
LCP_Inputs_ON_Electric_Howarth_2023_05_05 | Electricity | Dispatch-Generation | PJ | 2030 | Spring | Nuclear |  |  | 16653995.904 | PJ
LCP_Inputs_ON_Electric_Howarth_2023_05_05 | Electricity | Dispatch-Generation | PJ | 2030 | Spring | Nuclear SMR |  |  | 0 | PJ
LCP_Inputs_ON_Electric_Howarth_2023_05_05 | Electricity | Dispatch-Generation | PJ | 2030 | Spring | Solar PV |  |  | 32515143.8255 | PJ
LCP_Inputs_ON_Electric_Howarth_2023_05_05 | Electricity | Dispatch-Generation | PJ | 2030 | Spring | Wind Offshore |  |  | 6039256.9712 | PJ
LCP_Inputs_ON_Electric_Howarth_2023_05_05 | Electricity | Dispatch-Generation | PJ | 2030 | Spring | Wind Onshore |  |  | 130358672.3397 | PJ
LCP_Inputs_ON_Electric_Howarth_2023_05_05 | Electricity | Dispatch-Generation | PJ | 2030 | Summer | Biomass |  |  | 0 | PJ
LCP_Inputs_ON_Electric_Howarth_2023_05_05 | Electricity | Dispatch-Generation | PJ | 2030 | Summer | Biomass + CCS |  |  | 0 | PJ
LCP_Inputs_ON_Electric_Howarth_2023_05_05 | Electricity | Dispatch-Generation | PJ | 2030 | Summer | Fossil Fuel Thermal (Coal, Peat, Oil) |  |  | 0 | PJ
LCP_Inputs_ON_Electric_Howarth_2023_05_05 | Electricity | Dispatch-Generation | PJ | 2030 | Summer | Generic - Generator |  |  | 0 | PJ
LCP_Inputs_ON_Electric_Howarth_2023_05_05 | Electricity | Dispatch-Generation | PJ | 2030 | Summer | Hydro |  |  | 2960726.9329 | PJ
LCP_Inputs_ON_Electric_Howarth_2023_05_05 | Electricity | Dispatch-Generation | PJ | 2030 | Summer | Nuclear |  |  | 16653995.904 | PJ
LCP_Inputs_ON_Electric_Howarth_2023_05_05 | Electricity | Dispatch-Generation | PJ | 2030 | Summer | Nuclear SMR |  |  | 0 | PJ
LCP_Inputs_ON_Electric_Howarth_2023_05_05 | Electricity | Dispatch-Generation | PJ | 2030 | Summer | Solar PV |  |  | 30839847.123 | PJ
LCP_Inputs_ON_Electric_Howarth_2023_05_05 | Electricity | Dispatch-Generation | PJ | 2030 | Summer | Wind Offshore |  |  | 8572980.0715 | PJ
LCP_Inputs_ON_Electric_Howarth_2023_05_05 | Electricity | Dispatch-Generation | PJ | 2030 | Summer | Wind Onshore |  |  | 137538558.1442 | PJ
LCP_Inputs_ON_Electric_Howarth_2023_05_05 | Electricity | Dispatch-Generation | PJ | 2030 | Winter | Biomass |  |  | 0 | PJ
LCP_Inputs_ON_Electric_Howarth_2023_05_05 | Electricity | Dispatch-Generation | PJ | 2030 | Winter | Biomass + CCS |  |  | 0 | PJ
LCP_Inputs_ON_Electric_Howarth_2023_05_05 | Electricity | Dispatch-Generation | PJ | 2030 | Winter | Fossil Fuel Thermal (Coal, Peat, Oil) |  |  | 0 | PJ
LCP_Inputs_ON_Electric_Howarth_2023_05_05 | Electricity | Dispatch-Generation | PJ | 2030 | Winter | Generic - Generator |  |  | 15975820.5099 | PJ
LCP_Inputs_ON_Electric_Howarth_2023_05_05 | Electricity | Dispatch-Generation | PJ | 2030 | Winter | Hydro |  |  | 4347067.9533 | PJ
LCP_Inputs_ON_Electric_Howarth_2023_05_05 | Electricity | Dispatch-Generation | PJ | 2030 | Winter | Nuclear |  |  | 16653995.904 | PJ
LCP_Inputs_ON_Electric_Howarth_2023_05_05 | Electricity | Dispatch-Generation | PJ | 2030 | Winter | Nuclear SMR |  |  | 0 | PJ
LCP_Inputs_ON_Electric_Howarth_2023_05_05 | Electricity | Dispatch-Generation | PJ | 2030 | Winter | Solar PV |  |  | 6037308.181 | PJ
LCP_Inputs_ON_Electric_Howarth_2023_05_05 | Electricity | Dispatch-Generation | PJ | 2030 | Winter | Wind Offshore |  |  | 7576776.1124 | PJ
LCP_Inputs_ON_Electric_Howarth_2023_05_05 | Electricity | Dispatch-Generation | PJ | 2030 | Winter | Wind Onshore |  |  | 188114799.1554 | PJ
LCP_Inputs_ON_Electric_Howarth_2023_05_05 | Electricity | Dispatch-Generation | PJ | 2030 | Winter Peak | Biomass |  |  | 0 | PJ
LCP_Inputs_ON_Electric_Howarth_2023_05_05 | Electricity | Dispatch-Generation | PJ | 2030 | Winter Peak | Biomass + CCS |  |  | 0 | PJ
LCP_Inputs_ON_Electric_Howarth_2023_05_05 | Electricity | Dispatch-Generation | PJ | 2030 | Winter Peak | Fossil Fuel Thermal (Coal, Peat, Oil) |  |  | 0 | PJ
LCP_Inputs_ON_Electric_Howarth_2023_05_05 | Electricity | Dispatch-Generation | PJ | 2030 | Winter Peak | Generic - Generator |  |  | 0 | PJ
LCP_Inputs_ON_Electric_Howarth_2023_05_05 | Electricity | Dispatch-Generation | PJ | 2030 | Winter Peak | Hydro |  |  | 47769.9775 | PJ
LCP_Inputs_ON_Electric_Howarth_2023_05_05 | Electricity | Dispatch-Generation | PJ | 2030 | Winter Peak | Nuclear |  |  | 183010.944 | PJ
LCP_Inputs_ON_Electric_Howarth_2023_05_05 | Electricity | Dispatch-Generation | PJ | 2030 | Winter Peak | Nuclear SMR |  |  | 0 | PJ
LCP_Inputs_ON_Electric_Howarth_2023_05_05 | Electricity | Dispatch-Generation | PJ | 2030 | Winter Peak | Solar PV |  |  | 66344.0459 | PJ
LCP_Inputs_ON_Electric_Howarth_2023_05_05 | Electricity | Dispatch-Generation | PJ | 2030 | Winter Peak | Wind Offshore |  |  | 123102.4575 | PJ
LCP_Inputs_ON_Electric_Howarth_2023_05_05 | Electricity | Dispatch-Generation | PJ | 2030 | Winter Peak | Wind Onshore |  |  | 2047378.5896 | PJ
LCP_Inputs_ON_Electric_Howarth_2023_05_05 | Electricity | Dispatch-Generation | PJ | 2040 | Fall | Biomass |  |  | 0 | PJ
LCP_Inputs_ON_Electric_Howarth_2023_05_05 | Electricity | Dispatch-Generation | PJ | 2040 | Fall | Biomass + CCS |  |  | 0 | PJ
LCP_Inputs_ON_Electric_Howarth_2023_05_05 | Electricity | Dispatch-Generation | PJ | 2040 | Fall | Fossil Fuel Thermal (Coal, Peat, Oil) |  |  | 0 | PJ
LCP_Inputs_ON_Electric_Howarth_2023_05_05 | Electricity | Dispatch-Generation | PJ | 2040 | Fall | Generic - Generator |  |  | 53158624.08 | PJ
LCP_Inputs_ON_Electric_Howarth_2023_05_05 | Electricity | Dispatch-Generation | PJ | 2040 | Fall | Hydro |  |  | 3257460.2707 | PJ
LCP_Inputs_ON_Electric_Howarth_2023_05_05 | Electricity | Dispatch-Generation | PJ | 2040 | Fall | Nuclear |  |  | 16653995.904 | PJ
LCP_Inputs_ON_Electric_Howarth_2023_05_05 | Electricity | Dispatch-Generation | PJ | 2040 | Fall | Nuclear SMR |  |  | 0 | PJ
LCP_Inputs_ON_Electric_Howarth_2023_05_05 | Electricity | Dispatch-Generation | PJ | 2040 | Fall | Solar PV |  |  | 22068279.5573 | PJ
LCP_Inputs_ON_Electric_Howarth_2023_05_05 | Electricity | Dispatch-Generation | PJ | 2040 | Fall | Wind Offshore |  |  | 9385397.0639 | PJ
LCP_Inputs_ON_Electric_Howarth_2023_05_05 | Electricity | Dispatch-Generation | PJ | 2040 | Fall | Wind Onshore |  |  | 107381710.0835 | PJ
LCP_Inputs_ON_Electric_Howarth_2023_05_05 | Electricity | Dispatch-Generation | PJ | 2040 | Spring | Biomass |  |  | 0 | PJ
LCP_Inputs_ON_Electric_Howarth_2023_05_05 | Electricity | Dispatch-Generation | PJ | 2040 | Spring | Biomass + CCS |  |  | 0 | PJ
LCP_Inputs_ON_Electric_Howarth_2023_05_05 | Electricity | Dispatch-Generation | PJ | 2040 | Spring | Fossil Fuel Thermal (Coal, Peat, Oil) |  |  | 0 | PJ
LCP_Inputs_ON_Electric_Howarth_2023_05_05 | Electricity | Dispatch-Generation | PJ | 2040 | Spring | Generic - Generator |  |  | 18723002.733 | PJ
LCP_Inputs_ON_Electric_Howarth_2023_05_05 | Electricity | Dispatch-Generation | PJ | 2040 | Spring | Hydro |  |  | 3013402.8898 | PJ
LCP_Inputs_ON_Electric_Howarth_2023_05_05 | Electricity | Dispatch-Generation | PJ | 2040 | Spring | Nuclear |  |  | 16653995.904 | PJ
LCP_Inputs_ON_Electric_Howarth_2023_05_05 | Electricity | Dispatch-Generation | PJ | 2040 | Spring | Nuclear SMR |  |  | 0 | PJ
LCP_Inputs_ON_Electric_Howarth_2023_05_05 | Electricity | Dispatch-Generation | PJ | 2040 | Spring | Solar PV |  |  | 44154552.9503 | PJ
LCP_Inputs_ON_Electric_Howarth_2023_05_05 | Electricity | Dispatch-Generation | PJ | 2040 | Spring | Wind Offshore |  |  | 13841134.2909 | PJ
LCP_Inputs_ON_Electric_Howarth_2023_05_05 | Electricity | Dispatch-Generation | PJ | 2040 | Spring | Wind Onshore |  |  | 120714784.7459 | PJ
LCP_Inputs_ON_Electric_Howarth_2023_05_05 | Electricity | Dispatch-Generation | PJ | 2040 | Summer | Biomass |  |  | 0 | PJ
LCP_Inputs_ON_Electric_Howarth_2023_05_05 | Electricity | Dispatch-Generation | PJ | 2040 | Summer | Biomass + CCS |  |  | 0 | PJ
LCP_Inputs_ON_Electric_Howarth_2023_05_05 | Electricity | Dispatch-Generation | PJ | 2040 | Summer | Fossil Fuel Thermal (Coal, Peat, Oil) |  |  | 0 | PJ
LCP_Inputs_ON_Electric_Howarth_2023_05_05 | Electricity | Dispatch-Generation | PJ | 2040 | Summer | Generic - Generator |  |  | 0 | PJ
LCP_Inputs_ON_Electric_Howarth_2023_05_05 | Electricity | Dispatch-Generation | PJ | 2040 | Summer | Hydro |  |  | 2960726.9329 | PJ
LCP_Inputs_ON_Electric_Howarth_2023_05_05 | Electricity | Dispatch-Generation | PJ | 2040 | Summer | Nuclear |  |  | 16653995.904 | PJ
LCP_Inputs_ON_Electric_Howarth_2023_05_05 | Electricity | Dispatch-Generation | PJ | 2040 | Summer | Nuclear SMR |  |  | 0 | PJ
LCP_Inputs_ON_Electric_Howarth_2023_05_05 | Electricity | Dispatch-Generation | PJ | 2040 | Summer | Solar PV |  |  | 41879552.1889 | PJ
LCP_Inputs_ON_Electric_Howarth_2023_05_05 | Electricity | Dispatch-Generation | PJ | 2040 | Summer | Wind Offshore |  |  | 19648074.094 | PJ
LCP_Inputs_ON_Electric_Howarth_2023_05_05 | Electricity | Dispatch-Generation | PJ | 2040 | Summer | Wind Onshore |  |  | 125545731.4296 | PJ
LCP_Inputs_ON_Electric_Howarth_2023_05_05 | Electricity | Dispatch-Generation | PJ | 2040 | Winter | Biomass |  |  | 0 | PJ
LCP_Inputs_ON_Electric_Howarth_2023_05_05 | Electricity | Dispatch-Generation | PJ | 2040 | Winter | Biomass + CCS |  |  | 0 | PJ
LCP_Inputs_ON_Electric_Howarth_2023_05_05 | Electricity | Dispatch-Generation | PJ | 2040 | Winter | Fossil Fuel Thermal (Coal, Peat, Oil) |  |  | 0 | PJ
LCP_Inputs_ON_Electric_Howarth_2023_05_05 | Electricity | Dispatch-Generation | PJ | 2040 | Winter | Generic - Generator |  |  | 1812916.1872 | PJ
LCP_Inputs_ON_Electric_Howarth_2023_05_05 | Electricity | Dispatch-Generation | PJ | 2040 | Winter | Hydro |  |  | 4347067.9533 | PJ
LCP_Inputs_ON_Electric_Howarth_2023_05_05 | Electricity | Dispatch-Generation | PJ | 2040 | Winter | Nuclear |  |  | 16653995.904 | PJ
LCP_Inputs_ON_Electric_Howarth_2023_05_05 | Electricity | Dispatch-Generation | PJ | 2040 | Winter | Nuclear SMR |  |  | 0 | PJ
LCP_Inputs_ON_Electric_Howarth_2023_05_05 | Electricity | Dispatch-Generation | PJ | 2040 | Winter | Solar PV |  |  | 8198476.5371 | PJ
LCP_Inputs_ON_Electric_Howarth_2023_05_05 | Electricity | Dispatch-Generation | PJ | 2040 | Winter | Wind Offshore |  |  | 17364913.6251 | PJ
LCP_Inputs_ON_Electric_Howarth_2023_05_05 | Electricity | Dispatch-Generation | PJ | 2040 | Winter | Wind Onshore |  |  | 195671536.9456 | PJ
LCP_Inputs_ON_Electric_Howarth_2023_05_05 | Electricity | Dispatch-Generation | PJ | 2040 | Winter Peak | Biomass |  |  | 0 | PJ
LCP_Inputs_ON_Electric_Howarth_2023_05_05 | Electricity | Dispatch-Generation | PJ | 2040 | Winter Peak | Biomass + CCS |  |  | 0 | PJ
LCP_Inputs_ON_Electric_Howarth_2023_05_05 | Electricity | Dispatch-Generation | PJ | 2040 | Winter Peak | Fossil Fuel Thermal (Coal, Peat, Oil) |  |  | 0 | PJ
LCP_Inputs_ON_Electric_Howarth_2023_05_05 | Electricity | Dispatch-Generation | PJ | 2040 | Winter Peak | Generic - Generator |  |  | 0 | PJ
LCP_Inputs_ON_Electric_Howarth_2023_05_05 | Electricity | Dispatch-Generation | PJ | 2040 | Winter Peak | Hydro |  |  | 45804.8152 | PJ
LCP_Inputs_ON_Electric_Howarth_2023_05_05 | Electricity | Dispatch-Generation | PJ | 2040 | Winter Peak | Nuclear |  |  | 183010.944 | PJ
LCP_Inputs_ON_Electric_Howarth_2023_05_05 | Electricity | Dispatch-Generation | PJ | 2040 | Winter Peak | Nuclear SMR |  |  | 0 | PJ
LCP_Inputs_ON_Electric_Howarth_2023_05_05 | Electricity | Dispatch-Generation | PJ | 2040 | Winter Peak | Solar PV |  |  | 90093.1488 | PJ
LCP_Inputs_ON_Electric_Howarth_2023_05_05 | Electricity | Dispatch-Generation | PJ | 2040 | Winter Peak | Wind Offshore |  |  | 272797.3983 | PJ
LCP_Inputs_ON_Electric_Howarth_2023_05_05 | Electricity | Dispatch-Generation | PJ | 2040 | Winter Peak | Wind Onshore |  |  | 1959909.1396 | PJ
LCP_Inputs_ON_Electric_Howarth_2023_05_05 | Electricity | Dispatch-Generation | PJ | 2050 | Fall | Biomass |  |  | 0 | PJ
LCP_Inputs_ON_Electric_Howarth_2023_05_05 | Electricity | Dispatch-Generation | PJ | 2050 | Fall | Biomass + CCS |  |  | 0 | PJ
LCP_Inputs_ON_Electric_Howarth_2023_05_05 | Electricity | Dispatch-Generation | PJ | 2050 | Fall | Fossil Fuel Thermal (Coal, Peat, Oil) |  |  | 0 | PJ
LCP_Inputs_ON_Electric_Howarth_2023_05_05 | Electricity | Dispatch-Generation | PJ | 2050 | Fall | Generic - Generator |  |  | 40292767.1357 | PJ
LCP_Inputs_ON_Electric_Howarth_2023_05_05 | Electricity | Dispatch-Generation | PJ | 2050 | Fall | Hydro |  |  | 3257460.2707 | PJ
LCP_Inputs_ON_Electric_Howarth_2023_05_05 | Electricity | Dispatch-Generation | PJ | 2050 | Fall | Nuclear |  |  | 16653995.904 | PJ
LCP_Inputs_ON_Electric_Howarth_2023_05_05 | Electricity | Dispatch-Generation | PJ | 2050 | Fall | Nuclear SMR |  |  | 0 | PJ
LCP_Inputs_ON_Electric_Howarth_2023_05_05 | Electricity | Dispatch-Generation | PJ | 2050 | Fall | Solar PV |  |  | 27233158.0626 | PJ
LCP_Inputs_ON_Electric_Howarth_2023_05_05 | Electricity | Dispatch-Generation | PJ | 2050 | Fall | Wind Offshore |  |  | 15312180.8685 | PJ
LCP_Inputs_ON_Electric_Howarth_2023_05_05 | Electricity | Dispatch-Generation | PJ | 2050 | Fall | Wind Onshore |  |  | 112745549.9523 | PJ
LCP_Inputs_ON_Electric_Howarth_2023_05_05 | Electricity | Dispatch-Generation | PJ | 2050 | Spring | Biomass |  |  | 0 | PJ
LCP_Inputs_ON_Electric_Howarth_2023_05_05 | Electricity | Dispatch-Generation | PJ | 2050 | Spring | Biomass + CCS |  |  | 0 | PJ
LCP_Inputs_ON_Electric_Howarth_2023_05_05 | Electricity | Dispatch-Generation | PJ | 2050 | Spring | Fossil Fuel Thermal (Coal, Peat, Oil) |  |  | 0 | PJ
LCP_Inputs_ON_Electric_Howarth_2023_05_05 | Electricity | Dispatch-Generation | PJ | 2050 | Spring | Generic - Generator |  |  | 11275486.5254 | PJ
LCP_Inputs_ON_Electric_Howarth_2023_05_05 | Electricity | Dispatch-Generation | PJ | 2050 | Spring | Hydro |  |  | 3013402.8898 | PJ
LCP_Inputs_ON_Electric_Howarth_2023_05_05 | Electricity | Dispatch-Generation | PJ | 2050 | Spring | Nuclear |  |  | 16653995.904 | PJ
LCP_Inputs_ON_Electric_Howarth_2023_05_05 | Electricity | Dispatch-Generation | PJ | 2050 | Spring | Nuclear SMR |  |  | 0 | PJ
LCP_Inputs_ON_Electric_Howarth_2023_05_05 | Electricity | Dispatch-Generation | PJ | 2050 | Spring | Solar PV |  |  | 54488521.2532 | PJ
LCP_Inputs_ON_Electric_Howarth_2023_05_05 | Electricity | Dispatch-Generation | PJ | 2050 | Spring | Wind Offshore |  |  | 22581671.3182 | PJ
LCP_Inputs_ON_Electric_Howarth_2023_05_05 | Electricity | Dispatch-Generation | PJ | 2050 | Spring | Wind Onshore |  |  | 114591827.865 | PJ
LCP_Inputs_ON_Electric_Howarth_2023_05_05 | Electricity | Dispatch-Generation | PJ | 2050 | Summer | Biomass |  |  | 0 | PJ
LCP_Inputs_ON_Electric_Howarth_2023_05_05 | Electricity | Dispatch-Generation | PJ | 2050 | Summer | Biomass + CCS |  |  | 0 | PJ
LCP_Inputs_ON_Electric_Howarth_2023_05_05 | Electricity | Dispatch-Generation | PJ | 2050 | Summer | Fossil Fuel Thermal (Coal, Peat, Oil) |  |  | 0 | PJ
LCP_Inputs_ON_Electric_Howarth_2023_05_05 | Electricity | Dispatch-Generation | PJ | 2050 | Summer | Generic - Generator |  |  | 0 | PJ
LCP_Inputs_ON_Electric_Howarth_2023_05_05 | Electricity | Dispatch-Generation | PJ | 2050 | Summer | Hydro |  |  | 2960726.9329 | PJ
LCP_Inputs_ON_Electric_Howarth_2023_05_05 | Electricity | Dispatch-Generation | PJ | 2050 | Summer | Nuclear |  |  | 16653995.904 | PJ
LCP_Inputs_ON_Electric_Howarth_2023_05_05 | Electricity | Dispatch-Generation | PJ | 2050 | Summer | Nuclear SMR |  |  | 0 | PJ
LCP_Inputs_ON_Electric_Howarth_2023_05_05 | Electricity | Dispatch-Generation | PJ | 2050 | Summer | Solar PV |  |  | 51681077.4211 | PJ
LCP_Inputs_ON_Electric_Howarth_2023_05_05 | Electricity | Dispatch-Generation | PJ | 2050 | Summer | Wind Offshore |  |  | 32055635.1742 | PJ
LCP_Inputs_ON_Electric_Howarth_2023_05_05 | Electricity | Dispatch-Generation | PJ | 2050 | Summer | Wind Onshore |  |  | 112725084.4336 | PJ
LCP_Inputs_ON_Electric_Howarth_2023_05_05 | Electricity | Dispatch-Generation | PJ | 2050 | Winter | Biomass |  |  | 0 | PJ
LCP_Inputs_ON_Electric_Howarth_2023_05_05 | Electricity | Dispatch-Generation | PJ | 2050 | Winter | Biomass + CCS |  |  | 0 | PJ
LCP_Inputs_ON_Electric_Howarth_2023_05_05 | Electricity | Dispatch-Generation | PJ | 2050 | Winter | Fossil Fuel Thermal (Coal, Peat, Oil) |  |  | 0 | PJ
LCP_Inputs_ON_Electric_Howarth_2023_05_05 | Electricity | Dispatch-Generation | PJ | 2050 | Winter | Generic - Generator |  |  | 0 | PJ
LCP_Inputs_ON_Electric_Howarth_2023_05_05 | Electricity | Dispatch-Generation | PJ | 2050 | Winter | Hydro |  |  | 4347067.9533 | PJ
LCP_Inputs_ON_Electric_Howarth_2023_05_05 | Electricity | Dispatch-Generation | PJ | 2050 | Winter | Nuclear |  |  | 16653995.904 | PJ
LCP_Inputs_ON_Electric_Howarth_2023_05_05 | Electricity | Dispatch-Generation | PJ | 2050 | Winter | Nuclear SMR |  |  | 0 | PJ
LCP_Inputs_ON_Electric_Howarth_2023_05_05 | Electricity | Dispatch-Generation | PJ | 2050 | Winter | Solar PV |  |  | 10117254.8059 | PJ
LCP_Inputs_ON_Electric_Howarth_2023_05_05 | Electricity | Dispatch-Generation | PJ | 2050 | Winter | Wind Offshore |  |  | 28330681.8436 | PJ
LCP_Inputs_ON_Electric_Howarth_2023_05_05 | Electricity | Dispatch-Generation | PJ | 2050 | Winter | Wind Onshore |  |  | 193640238.7838 | PJ
LCP_Inputs_ON_Electric_Howarth_2023_05_05 | Electricity | Dispatch-Generation | PJ | 2050 | Winter Peak | Biomass |  |  | 0 | PJ
LCP_Inputs_ON_Electric_Howarth_2023_05_05 | Electricity | Dispatch-Generation | PJ | 2050 | Winter Peak | Biomass + CCS |  |  | 0 | PJ
LCP_Inputs_ON_Electric_Howarth_2023_05_05 | Electricity | Dispatch-Generation | PJ | 2050 | Winter Peak | Fossil Fuel Thermal (Coal, Peat, Oil) |  |  | 0 | PJ
LCP_Inputs_ON_Electric_Howarth_2023_05_05 | Electricity | Dispatch-Generation | PJ | 2050 | Winter Peak | Generic - Generator |  |  | 0 | PJ
LCP_Inputs_ON_Electric_Howarth_2023_05_05 | Electricity | Dispatch-Generation | PJ | 2050 | Winter Peak | Hydro |  |  | 45683.4673 | PJ
LCP_Inputs_ON_Electric_Howarth_2023_05_05 | Electricity | Dispatch-Generation | PJ | 2050 | Winter Peak | Nuclear |  |  | 183010.944 | PJ
LCP_Inputs_ON_Electric_Howarth_2023_05_05 | Electricity | Dispatch-Generation | PJ | 2050 | Winter Peak | Nuclear SMR |  |  | 0 | PJ
LCP_Inputs_ON_Electric_Howarth_2023_05_05 | Electricity | Dispatch-Generation | PJ | 2050 | Winter Peak | Solar PV |  |  | 111178.6242 | PJ
LCP_Inputs_ON_Electric_Howarth_2023_05_05 | Electricity | Dispatch-Generation | PJ | 2050 | Winter Peak | Wind Offshore |  |  | 445792.1555 | PJ
LCP_Inputs_ON_Electric_Howarth_2023_05_05 | Electricity | Dispatch-Generation | PJ | 2050 | Winter Peak | Wind Onshore |  |  | 1875663.4651 | PJ
LCP_Inputs_ON_Electric_Howarth_2023_05_05 | Electricity | Dispatch-Generation | QC | 2020 | Fall | Biomass |  |  | 0 | QC
LCP_Inputs_ON_Electric_Howarth_2023_05_05 | Electricity | Dispatch-Generation | QC | 2020 | Fall | Biomass + CCS |  |  | 0 | QC
LCP_Inputs_ON_Electric_Howarth_2023_05_05 | Electricity | Dispatch-Generation | QC | 2020 | Fall | Fossil Fuel Thermal (Coal, Peat, Oil) |  |  | 0 | QC
LCP_Inputs_ON_Electric_Howarth_2023_05_05 | Electricity | Dispatch-Generation | QC | 2020 | Fall | Generic - Generator |  |  | 0 | QC
LCP_Inputs_ON_Electric_Howarth_2023_05_05 | Electricity | Dispatch-Generation | QC | 2020 | Fall | Hydro |  |  | 49899040.6758 | QC
LCP_Inputs_ON_Electric_Howarth_2023_05_05 | Electricity | Dispatch-Generation | QC | 2020 | Fall | Nuclear |  |  | 0 | QC
LCP_Inputs_ON_Electric_Howarth_2023_05_05 | Electricity | Dispatch-Generation | QC | 2020 | Fall | Nuclear SMR |  |  | 0 | QC
LCP_Inputs_ON_Electric_Howarth_2023_05_05 | Electricity | Dispatch-Generation | QC | 2020 | Fall | Solar PV |  |  | 0 | QC
LCP_Inputs_ON_Electric_Howarth_2023_05_05 | Electricity | Dispatch-Generation | QC | 2020 | Fall | Wind Offshore |  |  | 0 | QC
LCP_Inputs_ON_Electric_Howarth_2023_05_05 | Electricity | Dispatch-Generation | QC | 2020 | Fall | Wind Onshore |  |  | 794934.1839 | QC
LCP_Inputs_ON_Electric_Howarth_2023_05_05 | Electricity | Dispatch-Generation | QC | 2020 | Spring | Biomass |  |  | 0 | QC
LCP_Inputs_ON_Electric_Howarth_2023_05_05 | Electricity | Dispatch-Generation | QC | 2020 | Spring | Biomass + CCS |  |  | 0 | QC
LCP_Inputs_ON_Electric_Howarth_2023_05_05 | Electricity | Dispatch-Generation | QC | 2020 | Spring | Fossil Fuel Thermal (Coal, Peat, Oil) |  |  | 0 | QC
LCP_Inputs_ON_Electric_Howarth_2023_05_05 | Electricity | Dispatch-Generation | QC | 2020 | Spring | Generic - Generator |  |  | 0 | QC
LCP_Inputs_ON_Electric_Howarth_2023_05_05 | Electricity | Dispatch-Generation | QC | 2020 | Spring | Hydro |  |  | 46160474.994 | QC
LCP_Inputs_ON_Electric_Howarth_2023_05_05 | Electricity | Dispatch-Generation | QC | 2020 | Spring | Nuclear |  |  | 0 | QC
LCP_Inputs_ON_Electric_Howarth_2023_05_05 | Electricity | Dispatch-Generation | QC | 2020 | Spring | Nuclear SMR |  |  | 0 | QC
LCP_Inputs_ON_Electric_Howarth_2023_05_05 | Electricity | Dispatch-Generation | QC | 2020 | Spring | Solar PV |  |  | 0 | QC
LCP_Inputs_ON_Electric_Howarth_2023_05_05 | Electricity | Dispatch-Generation | QC | 2020 | Spring | Wind Offshore |  |  | 0 | QC
LCP_Inputs_ON_Electric_Howarth_2023_05_05 | Electricity | Dispatch-Generation | QC | 2020 | Spring | Wind Onshore |  |  | 677719.9134 | QC
LCP_Inputs_ON_Electric_Howarth_2023_05_05 | Electricity | Dispatch-Generation | QC | 2020 | Summer | Biomass |  |  | 0 | QC
LCP_Inputs_ON_Electric_Howarth_2023_05_05 | Electricity | Dispatch-Generation | QC | 2020 | Summer | Biomass + CCS |  |  | 0 | QC
LCP_Inputs_ON_Electric_Howarth_2023_05_05 | Electricity | Dispatch-Generation | QC | 2020 | Summer | Fossil Fuel Thermal (Coal, Peat, Oil) |  |  | 0 | QC
LCP_Inputs_ON_Electric_Howarth_2023_05_05 | Electricity | Dispatch-Generation | QC | 2020 | Summer | Generic - Generator |  |  | 0 | QC
LCP_Inputs_ON_Electric_Howarth_2023_05_05 | Electricity | Dispatch-Generation | QC | 2020 | Summer | Hydro |  |  | 45215833.3138 | QC
LCP_Inputs_ON_Electric_Howarth_2023_05_05 | Electricity | Dispatch-Generation | QC | 2020 | Summer | Nuclear |  |  | 0 | QC
LCP_Inputs_ON_Electric_Howarth_2023_05_05 | Electricity | Dispatch-Generation | QC | 2020 | Summer | Nuclear SMR |  |  | 0 | QC
LCP_Inputs_ON_Electric_Howarth_2023_05_05 | Electricity | Dispatch-Generation | QC | 2020 | Summer | Solar PV |  |  | 0 | QC
LCP_Inputs_ON_Electric_Howarth_2023_05_05 | Electricity | Dispatch-Generation | QC | 2020 | Summer | Wind Offshore |  |  | 0 | QC
LCP_Inputs_ON_Electric_Howarth_2023_05_05 | Electricity | Dispatch-Generation | QC | 2020 | Summer | Wind Onshore |  |  | 1133276.495 | QC
LCP_Inputs_ON_Electric_Howarth_2023_05_05 | Electricity | Dispatch-Generation | QC | 2020 | Winter | Biomass |  |  | 0 | QC
LCP_Inputs_ON_Electric_Howarth_2023_05_05 | Electricity | Dispatch-Generation | QC | 2020 | Winter | Biomass + CCS |  |  | 0 | QC
LCP_Inputs_ON_Electric_Howarth_2023_05_05 | Electricity | Dispatch-Generation | QC | 2020 | Winter | Fossil Fuel Thermal (Coal, Peat, Oil) |  |  | 0 | QC
LCP_Inputs_ON_Electric_Howarth_2023_05_05 | Electricity | Dispatch-Generation | QC | 2020 | Winter | Generic - Generator |  |  | 0 | QC
LCP_Inputs_ON_Electric_Howarth_2023_05_05 | Electricity | Dispatch-Generation | QC | 2020 | Winter | Hydro |  |  | 66590074.0438 | QC
LCP_Inputs_ON_Electric_Howarth_2023_05_05 | Electricity | Dispatch-Generation | QC | 2020 | Winter | Nuclear |  |  | 0 | QC
LCP_Inputs_ON_Electric_Howarth_2023_05_05 | Electricity | Dispatch-Generation | QC | 2020 | Winter | Nuclear SMR |  |  | 0 | QC
LCP_Inputs_ON_Electric_Howarth_2023_05_05 | Electricity | Dispatch-Generation | QC | 2020 | Winter | Solar PV |  |  | 0 | QC
LCP_Inputs_ON_Electric_Howarth_2023_05_05 | Electricity | Dispatch-Generation | QC | 2020 | Winter | Wind Offshore |  |  | 0 | QC
LCP_Inputs_ON_Electric_Howarth_2023_05_05 | Electricity | Dispatch-Generation | QC | 2020 | Winter | Wind Onshore |  |  | 1633505.7122 | QC
LCP_Inputs_ON_Electric_Howarth_2023_05_05 | Electricity | Dispatch-Generation | QC | 2020 | Winter Peak | Biomass |  |  | 0 | QC
LCP_Inputs_ON_Electric_Howarth_2023_05_05 | Electricity | Dispatch-Generation | QC | 2020 | Winter Peak | Biomass + CCS |  |  | 0 | QC
LCP_Inputs_ON_Electric_Howarth_2023_05_05 | Electricity | Dispatch-Generation | QC | 2020 | Winter Peak | Fossil Fuel Thermal (Coal, Peat, Oil) |  |  | 0 | QC
LCP_Inputs_ON_Electric_Howarth_2023_05_05 | Electricity | Dispatch-Generation | QC | 2020 | Winter Peak | Generic - Generator |  |  | 0 | QC
LCP_Inputs_ON_Electric_Howarth_2023_05_05 | Electricity | Dispatch-Generation | QC | 2020 | Winter Peak | Hydro |  |  | 731759.0554 | QC
LCP_Inputs_ON_Electric_Howarth_2023_05_05 | Electricity | Dispatch-Generation | QC | 2020 | Winter Peak | Nuclear |  |  | 0 | QC
LCP_Inputs_ON_Electric_Howarth_2023_05_05 | Electricity | Dispatch-Generation | QC | 2020 | Winter Peak | Nuclear SMR |  |  | 0 | QC
LCP_Inputs_ON_Electric_Howarth_2023_05_05 | Electricity | Dispatch-Generation | QC | 2020 | Winter Peak | Solar PV |  |  | 0 | QC
LCP_Inputs_ON_Electric_Howarth_2023_05_05 | Electricity | Dispatch-Generation | QC | 2020 | Winter Peak | Wind Offshore |  |  | 0 | QC
LCP_Inputs_ON_Electric_Howarth_2023_05_05 | Electricity | Dispatch-Generation | QC | 2020 | Winter Peak | Wind Onshore |  |  | 4819.4868 | QC
LCP_Inputs_ON_Electric_Howarth_2023_05_05 | Electricity | Dispatch-Generation | QC | 2030 | Fall | Biomass |  |  | 0 | QC
LCP_Inputs_ON_Electric_Howarth_2023_05_05 | Electricity | Dispatch-Generation | QC | 2030 | Fall | Biomass + CCS |  |  | 0 | QC
LCP_Inputs_ON_Electric_Howarth_2023_05_05 | Electricity | Dispatch-Generation | QC | 2030 | Fall | Fossil Fuel Thermal (Coal, Peat, Oil) |  |  | 0 | QC
LCP_Inputs_ON_Electric_Howarth_2023_05_05 | Electricity | Dispatch-Generation | QC | 2030 | Fall | Generic - Generator |  |  | 0 | QC
LCP_Inputs_ON_Electric_Howarth_2023_05_05 | Electricity | Dispatch-Generation | QC | 2030 | Fall | Hydro |  |  | 49875379.6532 | QC
LCP_Inputs_ON_Electric_Howarth_2023_05_05 | Electricity | Dispatch-Generation | QC | 2030 | Fall | Nuclear |  |  | 0 | QC
LCP_Inputs_ON_Electric_Howarth_2023_05_05 | Electricity | Dispatch-Generation | QC | 2030 | Fall | Nuclear SMR |  |  | 0 | QC
LCP_Inputs_ON_Electric_Howarth_2023_05_05 | Electricity | Dispatch-Generation | QC | 2030 | Fall | Solar PV |  |  | 0 | QC
LCP_Inputs_ON_Electric_Howarth_2023_05_05 | Electricity | Dispatch-Generation | QC | 2030 | Fall | Wind Offshore |  |  | 0 | QC
LCP_Inputs_ON_Electric_Howarth_2023_05_05 | Electricity | Dispatch-Generation | QC | 2030 | Fall | Wind Onshore |  |  | 771893.3561 | QC
LCP_Inputs_ON_Electric_Howarth_2023_05_05 | Electricity | Dispatch-Generation | QC | 2030 | Spring | Biomass |  |  | 0 | QC
LCP_Inputs_ON_Electric_Howarth_2023_05_05 | Electricity | Dispatch-Generation | QC | 2030 | Spring | Biomass + CCS |  |  | 0 | QC
LCP_Inputs_ON_Electric_Howarth_2023_05_05 | Electricity | Dispatch-Generation | QC | 2030 | Spring | Fossil Fuel Thermal (Coal, Peat, Oil) |  |  | 0 | QC
LCP_Inputs_ON_Electric_Howarth_2023_05_05 | Electricity | Dispatch-Generation | QC | 2030 | Spring | Generic - Generator |  |  | 0 | QC
LCP_Inputs_ON_Electric_Howarth_2023_05_05 | Electricity | Dispatch-Generation | QC | 2030 | Spring | Hydro |  |  | 46160474.994 | QC
LCP_Inputs_ON_Electric_Howarth_2023_05_05 | Electricity | Dispatch-Generation | QC | 2030 | Spring | Nuclear |  |  | 0 | QC
LCP_Inputs_ON_Electric_Howarth_2023_05_05 | Electricity | Dispatch-Generation | QC | 2030 | Spring | Nuclear SMR |  |  | 0 | QC
LCP_Inputs_ON_Electric_Howarth_2023_05_05 | Electricity | Dispatch-Generation | QC | 2030 | Spring | Solar PV |  |  | 0 | QC
LCP_Inputs_ON_Electric_Howarth_2023_05_05 | Electricity | Dispatch-Generation | QC | 2030 | Spring | Wind Offshore |  |  | 0 | QC
LCP_Inputs_ON_Electric_Howarth_2023_05_05 | Electricity | Dispatch-Generation | QC | 2030 | Spring | Wind Onshore |  |  | 677719.9134 | QC
LCP_Inputs_ON_Electric_Howarth_2023_05_05 | Electricity | Dispatch-Generation | QC | 2030 | Summer | Biomass |  |  | 0 | QC
LCP_Inputs_ON_Electric_Howarth_2023_05_05 | Electricity | Dispatch-Generation | QC | 2030 | Summer | Biomass + CCS |  |  | 0 | QC
LCP_Inputs_ON_Electric_Howarth_2023_05_05 | Electricity | Dispatch-Generation | QC | 2030 | Summer | Fossil Fuel Thermal (Coal, Peat, Oil) |  |  | 0 | QC
LCP_Inputs_ON_Electric_Howarth_2023_05_05 | Electricity | Dispatch-Generation | QC | 2030 | Summer | Generic - Generator |  |  | 0 | QC
LCP_Inputs_ON_Electric_Howarth_2023_05_05 | Electricity | Dispatch-Generation | QC | 2030 | Summer | Hydro |  |  | 45353564.2426 | QC
LCP_Inputs_ON_Electric_Howarth_2023_05_05 | Electricity | Dispatch-Generation | QC | 2030 | Summer | Nuclear |  |  | 0 | QC
LCP_Inputs_ON_Electric_Howarth_2023_05_05 | Electricity | Dispatch-Generation | QC | 2030 | Summer | Nuclear SMR |  |  | 0 | QC
LCP_Inputs_ON_Electric_Howarth_2023_05_05 | Electricity | Dispatch-Generation | QC | 2030 | Summer | Solar PV |  |  | 0 | QC
LCP_Inputs_ON_Electric_Howarth_2023_05_05 | Electricity | Dispatch-Generation | QC | 2030 | Summer | Wind Offshore |  |  | 0 | QC
LCP_Inputs_ON_Electric_Howarth_2023_05_05 | Electricity | Dispatch-Generation | QC | 2030 | Summer | Wind Onshore |  |  | 1190037.8706 | QC
LCP_Inputs_ON_Electric_Howarth_2023_05_05 | Electricity | Dispatch-Generation | QC | 2030 | Winter | Biomass |  |  | 0 | QC
LCP_Inputs_ON_Electric_Howarth_2023_05_05 | Electricity | Dispatch-Generation | QC | 2030 | Winter | Biomass + CCS |  |  | 0 | QC
LCP_Inputs_ON_Electric_Howarth_2023_05_05 | Electricity | Dispatch-Generation | QC | 2030 | Winter | Fossil Fuel Thermal (Coal, Peat, Oil) |  |  | 0 | QC
LCP_Inputs_ON_Electric_Howarth_2023_05_05 | Electricity | Dispatch-Generation | QC | 2030 | Winter | Generic - Generator |  |  | 0 | QC
LCP_Inputs_ON_Electric_Howarth_2023_05_05 | Electricity | Dispatch-Generation | QC | 2030 | Winter | Hydro |  |  | 66590074.0438 | QC
LCP_Inputs_ON_Electric_Howarth_2023_05_05 | Electricity | Dispatch-Generation | QC | 2030 | Winter | Nuclear |  |  | 0 | QC
LCP_Inputs_ON_Electric_Howarth_2023_05_05 | Electricity | Dispatch-Generation | QC | 2030 | Winter | Nuclear SMR |  |  | 0 | QC
LCP_Inputs_ON_Electric_Howarth_2023_05_05 | Electricity | Dispatch-Generation | QC | 2030 | Winter | Solar PV |  |  | 0 | QC
LCP_Inputs_ON_Electric_Howarth_2023_05_05 | Electricity | Dispatch-Generation | QC | 2030 | Winter | Wind Offshore |  |  | 0 | QC
LCP_Inputs_ON_Electric_Howarth_2023_05_05 | Electricity | Dispatch-Generation | QC | 2030 | Winter | Wind Onshore |  |  | 1633505.7122 | QC
LCP_Inputs_ON_Electric_Howarth_2023_05_05 | Electricity | Dispatch-Generation | QC | 2030 | Winter Peak | Biomass |  |  | 2524.8342 | QC
LCP_Inputs_ON_Electric_Howarth_2023_05_05 | Electricity | Dispatch-Generation | QC | 2030 | Winter Peak | Biomass + CCS |  |  | 0 | QC
LCP_Inputs_ON_Electric_Howarth_2023_05_05 | Electricity | Dispatch-Generation | QC | 2030 | Winter Peak | Fossil Fuel Thermal (Coal, Peat, Oil) |  |  | 0 | QC
LCP_Inputs_ON_Electric_Howarth_2023_05_05 | Electricity | Dispatch-Generation | QC | 2030 | Winter Peak | Generic - Generator |  |  | 0 | QC
LCP_Inputs_ON_Electric_Howarth_2023_05_05 | Electricity | Dispatch-Generation | QC | 2030 | Winter Peak | Hydro |  |  | 731759.0554 | QC
LCP_Inputs_ON_Electric_Howarth_2023_05_05 | Electricity | Dispatch-Generation | QC | 2030 | Winter Peak | Nuclear |  |  | 0 | QC
LCP_Inputs_ON_Electric_Howarth_2023_05_05 | Electricity | Dispatch-Generation | QC | 2030 | Winter Peak | Nuclear SMR |  |  | 0 | QC
LCP_Inputs_ON_Electric_Howarth_2023_05_05 | Electricity | Dispatch-Generation | QC | 2030 | Winter Peak | Solar PV |  |  | 0 | QC
LCP_Inputs_ON_Electric_Howarth_2023_05_05 | Electricity | Dispatch-Generation | QC | 2030 | Winter Peak | Wind Offshore |  |  | 0 | QC
LCP_Inputs_ON_Electric_Howarth_2023_05_05 | Electricity | Dispatch-Generation | QC | 2030 | Winter Peak | Wind Onshore |  |  | 4819.4868 | QC
LCP_Inputs_ON_Electric_Howarth_2023_05_05 | Electricity | Dispatch-Generation | QC | 2040 | Fall | Biomass |  |  | 0 | QC
LCP_Inputs_ON_Electric_Howarth_2023_05_05 | Electricity | Dispatch-Generation | QC | 2040 | Fall | Biomass + CCS |  |  | 0 | QC
LCP_Inputs_ON_Electric_Howarth_2023_05_05 | Electricity | Dispatch-Generation | QC | 2040 | Fall | Fossil Fuel Thermal (Coal, Peat, Oil) |  |  | 0 | QC
LCP_Inputs_ON_Electric_Howarth_2023_05_05 | Electricity | Dispatch-Generation | QC | 2040 | Fall | Generic - Generator |  |  | 0 | QC
LCP_Inputs_ON_Electric_Howarth_2023_05_05 | Electricity | Dispatch-Generation | QC | 2040 | Fall | Hydro |  |  | 49711537.7814 | QC
LCP_Inputs_ON_Electric_Howarth_2023_05_05 | Electricity | Dispatch-Generation | QC | 2040 | Fall | Nuclear |  |  | 0 | QC
LCP_Inputs_ON_Electric_Howarth_2023_05_05 | Electricity | Dispatch-Generation | QC | 2040 | Fall | Nuclear SMR |  |  | 0 | QC
LCP_Inputs_ON_Electric_Howarth_2023_05_05 | Electricity | Dispatch-Generation | QC | 2040 | Fall | Solar PV |  |  | 0 | QC
LCP_Inputs_ON_Electric_Howarth_2023_05_05 | Electricity | Dispatch-Generation | QC | 2040 | Fall | Wind Offshore |  |  | 0 | QC
LCP_Inputs_ON_Electric_Howarth_2023_05_05 | Electricity | Dispatch-Generation | QC | 2040 | Fall | Wind Onshore |  |  | 741016.8059 | QC
LCP_Inputs_ON_Electric_Howarth_2023_05_05 | Electricity | Dispatch-Generation | QC | 2040 | Spring | Biomass |  |  | 0 | QC
LCP_Inputs_ON_Electric_Howarth_2023_05_05 | Electricity | Dispatch-Generation | QC | 2040 | Spring | Biomass + CCS |  |  | 0 | QC
LCP_Inputs_ON_Electric_Howarth_2023_05_05 | Electricity | Dispatch-Generation | QC | 2040 | Spring | Fossil Fuel Thermal (Coal, Peat, Oil) |  |  | 0 | QC
LCP_Inputs_ON_Electric_Howarth_2023_05_05 | Electricity | Dispatch-Generation | QC | 2040 | Spring | Generic - Generator |  |  | 0 | QC
LCP_Inputs_ON_Electric_Howarth_2023_05_05 | Electricity | Dispatch-Generation | QC | 2040 | Spring | Hydro |  |  | 46160474.994 | QC
LCP_Inputs_ON_Electric_Howarth_2023_05_05 | Electricity | Dispatch-Generation | QC | 2040 | Spring | Nuclear |  |  | 0 | QC
LCP_Inputs_ON_Electric_Howarth_2023_05_05 | Electricity | Dispatch-Generation | QC | 2040 | Spring | Nuclear SMR |  |  | 0 | QC
LCP_Inputs_ON_Electric_Howarth_2023_05_05 | Electricity | Dispatch-Generation | QC | 2040 | Spring | Solar PV |  |  | 0 | QC
LCP_Inputs_ON_Electric_Howarth_2023_05_05 | Electricity | Dispatch-Generation | QC | 2040 | Spring | Wind Offshore |  |  | 0 | QC
LCP_Inputs_ON_Electric_Howarth_2023_05_05 | Electricity | Dispatch-Generation | QC | 2040 | Spring | Wind Onshore |  |  | 677719.9134 | QC
LCP_Inputs_ON_Electric_Howarth_2023_05_05 | Electricity | Dispatch-Generation | QC | 2040 | Summer | Biomass |  |  | 0 | QC
LCP_Inputs_ON_Electric_Howarth_2023_05_05 | Electricity | Dispatch-Generation | QC | 2040 | Summer | Biomass + CCS |  |  | 0 | QC
LCP_Inputs_ON_Electric_Howarth_2023_05_05 | Electricity | Dispatch-Generation | QC | 2040 | Summer | Fossil Fuel Thermal (Coal, Peat, Oil) |  |  | 0 | QC
LCP_Inputs_ON_Electric_Howarth_2023_05_05 | Electricity | Dispatch-Generation | QC | 2040 | Summer | Generic - Generator |  |  | 0 | QC
LCP_Inputs_ON_Electric_Howarth_2023_05_05 | Electricity | Dispatch-Generation | QC | 2040 | Summer | Hydro |  |  | 45353564.2426 | QC
LCP_Inputs_ON_Electric_Howarth_2023_05_05 | Electricity | Dispatch-Generation | QC | 2040 | Summer | Nuclear |  |  | 0 | QC
LCP_Inputs_ON_Electric_Howarth_2023_05_05 | Electricity | Dispatch-Generation | QC | 2040 | Summer | Nuclear SMR |  |  | 0 | QC
LCP_Inputs_ON_Electric_Howarth_2023_05_05 | Electricity | Dispatch-Generation | QC | 2040 | Summer | Solar PV |  |  | 0 | QC
LCP_Inputs_ON_Electric_Howarth_2023_05_05 | Electricity | Dispatch-Generation | QC | 2040 | Summer | Wind Offshore |  |  | 0 | QC
LCP_Inputs_ON_Electric_Howarth_2023_05_05 | Electricity | Dispatch-Generation | QC | 2040 | Summer | Wind Onshore |  |  | 1190037.8706 | QC
LCP_Inputs_ON_Electric_Howarth_2023_05_05 | Electricity | Dispatch-Generation | QC | 2040 | Winter | Biomass |  |  | 0 | QC
LCP_Inputs_ON_Electric_Howarth_2023_05_05 | Electricity | Dispatch-Generation | QC | 2040 | Winter | Biomass + CCS |  |  | 0 | QC
LCP_Inputs_ON_Electric_Howarth_2023_05_05 | Electricity | Dispatch-Generation | QC | 2040 | Winter | Fossil Fuel Thermal (Coal, Peat, Oil) |  |  | 0 | QC
LCP_Inputs_ON_Electric_Howarth_2023_05_05 | Electricity | Dispatch-Generation | QC | 2040 | Winter | Generic - Generator |  |  | 0 | QC
LCP_Inputs_ON_Electric_Howarth_2023_05_05 | Electricity | Dispatch-Generation | QC | 2040 | Winter | Hydro |  |  | 66590074.0438 | QC
LCP_Inputs_ON_Electric_Howarth_2023_05_05 | Electricity | Dispatch-Generation | QC | 2040 | Winter | Nuclear |  |  | 0 | QC
LCP_Inputs_ON_Electric_Howarth_2023_05_05 | Electricity | Dispatch-Generation | QC | 2040 | Winter | Nuclear SMR |  |  | 0 | QC
LCP_Inputs_ON_Electric_Howarth_2023_05_05 | Electricity | Dispatch-Generation | QC | 2040 | Winter | Solar PV |  |  | 0 | QC
LCP_Inputs_ON_Electric_Howarth_2023_05_05 | Electricity | Dispatch-Generation | QC | 2040 | Winter | Wind Offshore |  |  | 0 | QC
LCP_Inputs_ON_Electric_Howarth_2023_05_05 | Electricity | Dispatch-Generation | QC | 2040 | Winter | Wind Onshore |  |  | 1633505.7122 | QC
LCP_Inputs_ON_Electric_Howarth_2023_05_05 | Electricity | Dispatch-Generation | QC | 2040 | Winter Peak | Biomass |  |  | 692 | QC
LCP_Inputs_ON_Electric_Howarth_2023_05_05 | Electricity | Dispatch-Generation | QC | 2040 | Winter Peak | Biomass + CCS |  |  | 0 | QC
LCP_Inputs_ON_Electric_Howarth_2023_05_05 | Electricity | Dispatch-Generation | QC | 2040 | Winter Peak | Fossil Fuel Thermal (Coal, Peat, Oil) |  |  | 0 | QC
LCP_Inputs_ON_Electric_Howarth_2023_05_05 | Electricity | Dispatch-Generation | QC | 2040 | Winter Peak | Generic - Generator |  |  | 0 | QC
LCP_Inputs_ON_Electric_Howarth_2023_05_05 | Electricity | Dispatch-Generation | QC | 2040 | Winter Peak | Hydro |  |  | 731759.0554 | QC
LCP_Inputs_ON_Electric_Howarth_2023_05_05 | Electricity | Dispatch-Generation | QC | 2040 | Winter Peak | Nuclear |  |  | 0 | QC
LCP_Inputs_ON_Electric_Howarth_2023_05_05 | Electricity | Dispatch-Generation | QC | 2040 | Winter Peak | Nuclear SMR |  |  | 0 | QC
LCP_Inputs_ON_Electric_Howarth_2023_05_05 | Electricity | Dispatch-Generation | QC | 2040 | Winter Peak | Solar PV |  |  | 0 | QC
LCP_Inputs_ON_Electric_Howarth_2023_05_05 | Electricity | Dispatch-Generation | QC | 2040 | Winter Peak | Wind Offshore |  |  | 0 | QC
LCP_Inputs_ON_Electric_Howarth_2023_05_05 | Electricity | Dispatch-Generation | QC | 2040 | Winter Peak | Wind Onshore |  |  | 4819.4868 | QC
LCP_Inputs_ON_Electric_Howarth_2023_05_05 | Electricity | Dispatch-Generation | QC | 2050 | Fall | Biomass |  |  | 0 | QC
LCP_Inputs_ON_Electric_Howarth_2023_05_05 | Electricity | Dispatch-Generation | QC | 2050 | Fall | Biomass + CCS |  |  | 0 | QC
LCP_Inputs_ON_Electric_Howarth_2023_05_05 | Electricity | Dispatch-Generation | QC | 2050 | Fall | Fossil Fuel Thermal (Coal, Peat, Oil) |  |  | 0 | QC
LCP_Inputs_ON_Electric_Howarth_2023_05_05 | Electricity | Dispatch-Generation | QC | 2050 | Fall | Generic - Generator |  |  | 0 | QC
LCP_Inputs_ON_Electric_Howarth_2023_05_05 | Electricity | Dispatch-Generation | QC | 2050 | Fall | Hydro |  |  | 49899040.6758 | QC
LCP_Inputs_ON_Electric_Howarth_2023_05_05 | Electricity | Dispatch-Generation | QC | 2050 | Fall | Nuclear |  |  | 0 | QC
LCP_Inputs_ON_Electric_Howarth_2023_05_05 | Electricity | Dispatch-Generation | QC | 2050 | Fall | Nuclear SMR |  |  | 0 | QC
LCP_Inputs_ON_Electric_Howarth_2023_05_05 | Electricity | Dispatch-Generation | QC | 2050 | Fall | Solar PV |  |  | 0 | QC
LCP_Inputs_ON_Electric_Howarth_2023_05_05 | Electricity | Dispatch-Generation | QC | 2050 | Fall | Wind Offshore |  |  | 0 | QC
LCP_Inputs_ON_Electric_Howarth_2023_05_05 | Electricity | Dispatch-Generation | QC | 2050 | Fall | Wind Onshore |  |  | 794934.1839 | QC
LCP_Inputs_ON_Electric_Howarth_2023_05_05 | Electricity | Dispatch-Generation | QC | 2050 | Spring | Biomass |  |  | 0 | QC
LCP_Inputs_ON_Electric_Howarth_2023_05_05 | Electricity | Dispatch-Generation | QC | 2050 | Spring | Biomass + CCS |  |  | 0 | QC
LCP_Inputs_ON_Electric_Howarth_2023_05_05 | Electricity | Dispatch-Generation | QC | 2050 | Spring | Fossil Fuel Thermal (Coal, Peat, Oil) |  |  | 0 | QC
LCP_Inputs_ON_Electric_Howarth_2023_05_05 | Electricity | Dispatch-Generation | QC | 2050 | Spring | Generic - Generator |  |  | 0 | QC
LCP_Inputs_ON_Electric_Howarth_2023_05_05 | Electricity | Dispatch-Generation | QC | 2050 | Spring | Hydro |  |  | 46012045.8372 | QC
LCP_Inputs_ON_Electric_Howarth_2023_05_05 | Electricity | Dispatch-Generation | QC | 2050 | Spring | Nuclear |  |  | 0 | QC
LCP_Inputs_ON_Electric_Howarth_2023_05_05 | Electricity | Dispatch-Generation | QC | 2050 | Spring | Nuclear SMR |  |  | 0 | QC
LCP_Inputs_ON_Electric_Howarth_2023_05_05 | Electricity | Dispatch-Generation | QC | 2050 | Spring | Solar PV |  |  | 0 | QC
LCP_Inputs_ON_Electric_Howarth_2023_05_05 | Electricity | Dispatch-Generation | QC | 2050 | Spring | Wind Offshore |  |  | 0 | QC
LCP_Inputs_ON_Electric_Howarth_2023_05_05 | Electricity | Dispatch-Generation | QC | 2050 | Spring | Wind Onshore |  |  | 631510.1369 | QC
LCP_Inputs_ON_Electric_Howarth_2023_05_05 | Electricity | Dispatch-Generation | QC | 2050 | Summer | Biomass |  |  | 0 | QC
LCP_Inputs_ON_Electric_Howarth_2023_05_05 | Electricity | Dispatch-Generation | QC | 2050 | Summer | Biomass + CCS |  |  | 0 | QC
LCP_Inputs_ON_Electric_Howarth_2023_05_05 | Electricity | Dispatch-Generation | QC | 2050 | Summer | Fossil Fuel Thermal (Coal, Peat, Oil) |  |  | 0 | QC
LCP_Inputs_ON_Electric_Howarth_2023_05_05 | Electricity | Dispatch-Generation | QC | 2050 | Summer | Generic - Generator |  |  | 0 | QC
LCP_Inputs_ON_Electric_Howarth_2023_05_05 | Electricity | Dispatch-Generation | QC | 2050 | Summer | Hydro |  |  | 45353564.2426 | QC
LCP_Inputs_ON_Electric_Howarth_2023_05_05 | Electricity | Dispatch-Generation | QC | 2050 | Summer | Nuclear |  |  | 0 | QC
LCP_Inputs_ON_Electric_Howarth_2023_05_05 | Electricity | Dispatch-Generation | QC | 2050 | Summer | Nuclear SMR |  |  | 0 | QC
LCP_Inputs_ON_Electric_Howarth_2023_05_05 | Electricity | Dispatch-Generation | QC | 2050 | Summer | Solar PV |  |  | 0 | QC
LCP_Inputs_ON_Electric_Howarth_2023_05_05 | Electricity | Dispatch-Generation | QC | 2050 | Summer | Wind Offshore |  |  | 0 | QC
LCP_Inputs_ON_Electric_Howarth_2023_05_05 | Electricity | Dispatch-Generation | QC | 2050 | Summer | Wind Onshore |  |  | 1190037.8706 | QC
LCP_Inputs_ON_Electric_Howarth_2023_05_05 | Electricity | Dispatch-Generation | QC | 2050 | Winter | Biomass |  |  | 0 | QC
LCP_Inputs_ON_Electric_Howarth_2023_05_05 | Electricity | Dispatch-Generation | QC | 2050 | Winter | Biomass + CCS |  |  | 0 | QC
LCP_Inputs_ON_Electric_Howarth_2023_05_05 | Electricity | Dispatch-Generation | QC | 2050 | Winter | Fossil Fuel Thermal (Coal, Peat, Oil) |  |  | 0 | QC
LCP_Inputs_ON_Electric_Howarth_2023_05_05 | Electricity | Dispatch-Generation | QC | 2050 | Winter | Generic - Generator |  |  | 0 | QC
LCP_Inputs_ON_Electric_Howarth_2023_05_05 | Electricity | Dispatch-Generation | QC | 2050 | Winter | Hydro |  |  | 66587835.9785 | QC
LCP_Inputs_ON_Electric_Howarth_2023_05_05 | Electricity | Dispatch-Generation | QC | 2050 | Winter | Nuclear |  |  | 0 | QC
LCP_Inputs_ON_Electric_Howarth_2023_05_05 | Electricity | Dispatch-Generation | QC | 2050 | Winter | Nuclear SMR |  |  | 0 | QC
LCP_Inputs_ON_Electric_Howarth_2023_05_05 | Electricity | Dispatch-Generation | QC | 2050 | Winter | Solar PV |  |  | 0 | QC
LCP_Inputs_ON_Electric_Howarth_2023_05_05 | Electricity | Dispatch-Generation | QC | 2050 | Winter | Wind Offshore |  |  | 0 | QC
LCP_Inputs_ON_Electric_Howarth_2023_05_05 | Electricity | Dispatch-Generation | QC | 2050 | Winter | Wind Onshore |  |  | 1633505.7122 | QC
LCP_Inputs_ON_Electric_Howarth_2023_05_05 | Electricity | Dispatch-Generation | QC | 2050 | Winter Peak | Biomass |  |  | 346 | QC
LCP_Inputs_ON_Electric_Howarth_2023_05_05 | Electricity | Dispatch-Generation | QC | 2050 | Winter Peak | Biomass + CCS |  |  | 0 | QC
LCP_Inputs_ON_Electric_Howarth_2023_05_05 | Electricity | Dispatch-Generation | QC | 2050 | Winter Peak | Fossil Fuel Thermal (Coal, Peat, Oil) |  |  | 0 | QC
LCP_Inputs_ON_Electric_Howarth_2023_05_05 | Electricity | Dispatch-Generation | QC | 2050 | Winter Peak | Generic - Generator |  |  | 0 | QC
LCP_Inputs_ON_Electric_Howarth_2023_05_05 | Electricity | Dispatch-Generation | QC | 2050 | Winter Peak | Hydro |  |  | 731759.0554 | QC
LCP_Inputs_ON_Electric_Howarth_2023_05_05 | Electricity | Dispatch-Generation | QC | 2050 | Winter Peak | Nuclear |  |  | 0 | QC
LCP_Inputs_ON_Electric_Howarth_2023_05_05 | Electricity | Dispatch-Generation | QC | 2050 | Winter Peak | Nuclear SMR |  |  | 0 | QC
LCP_Inputs_ON_Electric_Howarth_2023_05_05 | Electricity | Dispatch-Generation | QC | 2050 | Winter Peak | Solar PV |  |  | 0 | QC
LCP_Inputs_ON_Electric_Howarth_2023_05_05 | Electricity | Dispatch-Generation | QC | 2050 | Winter Peak | Wind Offshore |  |  | 0 | QC
LCP_Inputs_ON_Electric_Howarth_2023_05_05 | Electricity | Dispatch-Generation | QC | 2050 | Winter Peak | Wind Onshore |  |  | 4819.4868 | QC
LCP_Inputs_ON_Electric_Howarth_2023_05_05 | Electricity | Dispatch-Generation | WC | 2020 | Fall | Biomass |  |  | 0 | WC
LCP_Inputs_ON_Electric_Howarth_2023_05_05 | Electricity | Dispatch-Generation | WC | 2020 | Fall | Biomass + CCS |  |  | 0 | WC
LCP_Inputs_ON_Electric_Howarth_2023_05_05 | Electricity | Dispatch-Generation | WC | 2020 | Fall | Fossil Fuel Thermal (Coal, Peat, Oil) |  |  | 0 | WC
LCP_Inputs_ON_Electric_Howarth_2023_05_05 | Electricity | Dispatch-Generation | WC | 2020 | Fall | Generic - Generator |  |  | 5838.1534 | WC
LCP_Inputs_ON_Electric_Howarth_2023_05_05 | Electricity | Dispatch-Generation | WC | 2020 | Fall | Hydro |  |  | 7798031.0762 | WC
LCP_Inputs_ON_Electric_Howarth_2023_05_05 | Electricity | Dispatch-Generation | WC | 2020 | Fall | Nuclear |  |  | 0 | WC
LCP_Inputs_ON_Electric_Howarth_2023_05_05 | Electricity | Dispatch-Generation | WC | 2020 | Fall | Nuclear SMR |  |  | 0 | WC
LCP_Inputs_ON_Electric_Howarth_2023_05_05 | Electricity | Dispatch-Generation | WC | 2020 | Fall | Solar PV |  |  | 0 | WC
LCP_Inputs_ON_Electric_Howarth_2023_05_05 | Electricity | Dispatch-Generation | WC | 2020 | Fall | Wind Offshore |  |  | 0 | WC
LCP_Inputs_ON_Electric_Howarth_2023_05_05 | Electricity | Dispatch-Generation | WC | 2020 | Fall | Wind Onshore |  |  | 229229.0338 | WC
LCP_Inputs_ON_Electric_Howarth_2023_05_05 | Electricity | Dispatch-Generation | WC | 2020 | Spring | Biomass |  |  | 0 | WC
LCP_Inputs_ON_Electric_Howarth_2023_05_05 | Electricity | Dispatch-Generation | WC | 2020 | Spring | Biomass + CCS |  |  | 0 | WC
LCP_Inputs_ON_Electric_Howarth_2023_05_05 | Electricity | Dispatch-Generation | WC | 2020 | Spring | Fossil Fuel Thermal (Coal, Peat, Oil) |  |  | 0 | WC
LCP_Inputs_ON_Electric_Howarth_2023_05_05 | Electricity | Dispatch-Generation | WC | 2020 | Spring | Generic - Generator |  |  | 22822.8 | WC
LCP_Inputs_ON_Electric_Howarth_2023_05_05 | Electricity | Dispatch-Generation | WC | 2020 | Spring | Hydro |  |  | 7213782.3417 | WC
LCP_Inputs_ON_Electric_Howarth_2023_05_05 | Electricity | Dispatch-Generation | WC | 2020 | Spring | Nuclear |  |  | 0 | WC
LCP_Inputs_ON_Electric_Howarth_2023_05_05 | Electricity | Dispatch-Generation | WC | 2020 | Spring | Nuclear SMR |  |  | 0 | WC
LCP_Inputs_ON_Electric_Howarth_2023_05_05 | Electricity | Dispatch-Generation | WC | 2020 | Spring | Solar PV |  |  | 0 | WC
LCP_Inputs_ON_Electric_Howarth_2023_05_05 | Electricity | Dispatch-Generation | WC | 2020 | Spring | Wind Offshore |  |  | 0 | WC
LCP_Inputs_ON_Electric_Howarth_2023_05_05 | Electricity | Dispatch-Generation | WC | 2020 | Spring | Wind Onshore |  |  | 264154.6413 | WC
LCP_Inputs_ON_Electric_Howarth_2023_05_05 | Electricity | Dispatch-Generation | WC | 2020 | Summer | Biomass |  |  | 0 | WC
LCP_Inputs_ON_Electric_Howarth_2023_05_05 | Electricity | Dispatch-Generation | WC | 2020 | Summer | Biomass + CCS |  |  | 0 | WC
LCP_Inputs_ON_Electric_Howarth_2023_05_05 | Electricity | Dispatch-Generation | WC | 2020 | Summer | Fossil Fuel Thermal (Coal, Peat, Oil) |  |  | 0 | WC
LCP_Inputs_ON_Electric_Howarth_2023_05_05 | Electricity | Dispatch-Generation | WC | 2020 | Summer | Generic - Generator |  |  | 17828.8976 | WC
LCP_Inputs_ON_Electric_Howarth_2023_05_05 | Electricity | Dispatch-Generation | WC | 2020 | Summer | Hydro |  |  | 7087681.4181 | WC
LCP_Inputs_ON_Electric_Howarth_2023_05_05 | Electricity | Dispatch-Generation | WC | 2020 | Summer | Nuclear |  |  | 0 | WC
LCP_Inputs_ON_Electric_Howarth_2023_05_05 | Electricity | Dispatch-Generation | WC | 2020 | Summer | Nuclear SMR |  |  | 0 | WC
LCP_Inputs_ON_Electric_Howarth_2023_05_05 | Electricity | Dispatch-Generation | WC | 2020 | Summer | Solar PV |  |  | 0 | WC
LCP_Inputs_ON_Electric_Howarth_2023_05_05 | Electricity | Dispatch-Generation | WC | 2020 | Summer | Wind Offshore |  |  | 0 | WC
LCP_Inputs_ON_Electric_Howarth_2023_05_05 | Electricity | Dispatch-Generation | WC | 2020 | Summer | Wind Onshore |  |  | 162446.752 | WC
LCP_Inputs_ON_Electric_Howarth_2023_05_05 | Electricity | Dispatch-Generation | WC | 2020 | Winter | Biomass |  |  | 0 | WC
LCP_Inputs_ON_Electric_Howarth_2023_05_05 | Electricity | Dispatch-Generation | WC | 2020 | Winter | Biomass + CCS |  |  | 0 | WC
LCP_Inputs_ON_Electric_Howarth_2023_05_05 | Electricity | Dispatch-Generation | WC | 2020 | Winter | Fossil Fuel Thermal (Coal, Peat, Oil) |  |  | 0 | WC
LCP_Inputs_ON_Electric_Howarth_2023_05_05 | Electricity | Dispatch-Generation | WC | 2020 | Winter | Generic - Generator |  |  | 0 | WC
LCP_Inputs_ON_Electric_Howarth_2023_05_05 | Electricity | Dispatch-Generation | WC | 2020 | Winter | Hydro |  |  | 10406441.882 | WC
LCP_Inputs_ON_Electric_Howarth_2023_05_05 | Electricity | Dispatch-Generation | WC | 2020 | Winter | Nuclear |  |  | 0 | WC
LCP_Inputs_ON_Electric_Howarth_2023_05_05 | Electricity | Dispatch-Generation | WC | 2020 | Winter | Nuclear SMR |  |  | 0 | WC
LCP_Inputs_ON_Electric_Howarth_2023_05_05 | Electricity | Dispatch-Generation | WC | 2020 | Winter | Solar PV |  |  | 0 | WC
LCP_Inputs_ON_Electric_Howarth_2023_05_05 | Electricity | Dispatch-Generation | WC | 2020 | Winter | Wind Offshore |  |  | 0 | WC
LCP_Inputs_ON_Electric_Howarth_2023_05_05 | Electricity | Dispatch-Generation | WC | 2020 | Winter | Wind Onshore |  |  | 309786.2924 | WC
LCP_Inputs_ON_Electric_Howarth_2023_05_05 | Electricity | Dispatch-Generation | WC | 2020 | Winter Peak | Biomass |  |  | 0 | WC
LCP_Inputs_ON_Electric_Howarth_2023_05_05 | Electricity | Dispatch-Generation | WC | 2020 | Winter Peak | Biomass + CCS |  |  | 0 | WC
LCP_Inputs_ON_Electric_Howarth_2023_05_05 | Electricity | Dispatch-Generation | WC | 2020 | Winter Peak | Fossil Fuel Thermal (Coal, Peat, Oil) |  |  | 0 | WC
LCP_Inputs_ON_Electric_Howarth_2023_05_05 | Electricity | Dispatch-Generation | WC | 2020 | Winter Peak | Generic - Generator |  |  | 0 | WC
LCP_Inputs_ON_Electric_Howarth_2023_05_05 | Electricity | Dispatch-Generation | WC | 2020 | Winter Peak | Hydro |  |  | 114086.7051 | WC
LCP_Inputs_ON_Electric_Howarth_2023_05_05 | Electricity | Dispatch-Generation | WC | 2020 | Winter Peak | Nuclear |  |  | 0 | WC
LCP_Inputs_ON_Electric_Howarth_2023_05_05 | Electricity | Dispatch-Generation | WC | 2020 | Winter Peak | Nuclear SMR |  |  | 0 | WC
LCP_Inputs_ON_Electric_Howarth_2023_05_05 | Electricity | Dispatch-Generation | WC | 2020 | Winter Peak | Solar PV |  |  | 0 | WC
LCP_Inputs_ON_Electric_Howarth_2023_05_05 | Electricity | Dispatch-Generation | WC | 2020 | Winter Peak | Wind Offshore |  |  | 0 | WC
LCP_Inputs_ON_Electric_Howarth_2023_05_05 | Electricity | Dispatch-Generation | WC | 2020 | Winter Peak | Wind Onshore |  |  | 2621.5307 | WC
LCP_Inputs_ON_Electric_Howarth_2023_05_05 | Electricity | Dispatch-Generation | WC | 2030 | Fall | Biomass |  |  | 0 | WC
LCP_Inputs_ON_Electric_Howarth_2023_05_05 | Electricity | Dispatch-Generation | WC | 2030 | Fall | Biomass + CCS |  |  | 0 | WC
LCP_Inputs_ON_Electric_Howarth_2023_05_05 | Electricity | Dispatch-Generation | WC | 2030 | Fall | Fossil Fuel Thermal (Coal, Peat, Oil) |  |  | 0 | WC
LCP_Inputs_ON_Electric_Howarth_2023_05_05 | Electricity | Dispatch-Generation | WC | 2030 | Fall | Generic - Generator |  |  | 6269.5606 | WC
LCP_Inputs_ON_Electric_Howarth_2023_05_05 | Electricity | Dispatch-Generation | WC | 2030 | Fall | Hydro |  |  | 8556767.97 | WC
LCP_Inputs_ON_Electric_Howarth_2023_05_05 | Electricity | Dispatch-Generation | WC | 2030 | Fall | Nuclear |  |  | 0 | WC
LCP_Inputs_ON_Electric_Howarth_2023_05_05 | Electricity | Dispatch-Generation | WC | 2030 | Fall | Nuclear SMR |  |  | 0 | WC
LCP_Inputs_ON_Electric_Howarth_2023_05_05 | Electricity | Dispatch-Generation | WC | 2030 | Fall | Solar PV |  |  | 0 | WC
LCP_Inputs_ON_Electric_Howarth_2023_05_05 | Electricity | Dispatch-Generation | WC | 2030 | Fall | Wind Offshore |  |  | 0 | WC
LCP_Inputs_ON_Electric_Howarth_2023_05_05 | Electricity | Dispatch-Generation | WC | 2030 | Fall | Wind Onshore |  |  | 177596.1647 | WC
LCP_Inputs_ON_Electric_Howarth_2023_05_05 | Electricity | Dispatch-Generation | WC | 2030 | Spring | Biomass |  |  | 0 | WC
LCP_Inputs_ON_Electric_Howarth_2023_05_05 | Electricity | Dispatch-Generation | WC | 2030 | Spring | Biomass + CCS |  |  | 0 | WC
LCP_Inputs_ON_Electric_Howarth_2023_05_05 | Electricity | Dispatch-Generation | WC | 2030 | Spring | Fossil Fuel Thermal (Coal, Peat, Oil) |  |  | 0 | WC
LCP_Inputs_ON_Electric_Howarth_2023_05_05 | Electricity | Dispatch-Generation | WC | 2030 | Spring | Generic - Generator |  |  | 0 | WC
LCP_Inputs_ON_Electric_Howarth_2023_05_05 | Electricity | Dispatch-Generation | WC | 2030 | Spring | Hydro |  |  | 7854747.5988 | WC
LCP_Inputs_ON_Electric_Howarth_2023_05_05 | Electricity | Dispatch-Generation | WC | 2030 | Spring | Nuclear |  |  | 0 | WC
LCP_Inputs_ON_Electric_Howarth_2023_05_05 | Electricity | Dispatch-Generation | WC | 2030 | Spring | Nuclear SMR |  |  | 0 | WC
LCP_Inputs_ON_Electric_Howarth_2023_05_05 | Electricity | Dispatch-Generation | WC | 2030 | Spring | Solar PV |  |  | 0 | WC
LCP_Inputs_ON_Electric_Howarth_2023_05_05 | Electricity | Dispatch-Generation | WC | 2030 | Spring | Wind Offshore |  |  | 0 | WC
LCP_Inputs_ON_Electric_Howarth_2023_05_05 | Electricity | Dispatch-Generation | WC | 2030 | Spring | Wind Onshore |  |  | 238866.2718 | WC
LCP_Inputs_ON_Electric_Howarth_2023_05_05 | Electricity | Dispatch-Generation | WC | 2030 | Summer | Biomass |  |  | 0 | WC
LCP_Inputs_ON_Electric_Howarth_2023_05_05 | Electricity | Dispatch-Generation | WC | 2030 | Summer | Biomass + CCS |  |  | 0 | WC
LCP_Inputs_ON_Electric_Howarth_2023_05_05 | Electricity | Dispatch-Generation | WC | 2030 | Summer | Fossil Fuel Thermal (Coal, Peat, Oil) |  |  | 0 | WC
LCP_Inputs_ON_Electric_Howarth_2023_05_05 | Electricity | Dispatch-Generation | WC | 2030 | Summer | Generic - Generator |  |  | 18673.2 | WC
LCP_Inputs_ON_Electric_Howarth_2023_05_05 | Electricity | Dispatch-Generation | WC | 2030 | Summer | Hydro |  |  | 7670354.5771 | WC
LCP_Inputs_ON_Electric_Howarth_2023_05_05 | Electricity | Dispatch-Generation | WC | 2030 | Summer | Nuclear |  |  | 0 | WC
LCP_Inputs_ON_Electric_Howarth_2023_05_05 | Electricity | Dispatch-Generation | WC | 2030 | Summer | Nuclear SMR |  |  | 0 | WC
LCP_Inputs_ON_Electric_Howarth_2023_05_05 | Electricity | Dispatch-Generation | WC | 2030 | Summer | Solar PV |  |  | 0 | WC
LCP_Inputs_ON_Electric_Howarth_2023_05_05 | Electricity | Dispatch-Generation | WC | 2030 | Summer | Wind Offshore |  |  | 0 | WC
LCP_Inputs_ON_Electric_Howarth_2023_05_05 | Electricity | Dispatch-Generation | WC | 2030 | Summer | Wind Onshore |  |  | 141014.3111 | WC
LCP_Inputs_ON_Electric_Howarth_2023_05_05 | Electricity | Dispatch-Generation | WC | 2030 | Winter | Biomass |  |  | 0 | WC
LCP_Inputs_ON_Electric_Howarth_2023_05_05 | Electricity | Dispatch-Generation | WC | 2030 | Winter | Biomass + CCS |  |  | 0 | WC
LCP_Inputs_ON_Electric_Howarth_2023_05_05 | Electricity | Dispatch-Generation | WC | 2030 | Winter | Fossil Fuel Thermal (Coal, Peat, Oil) |  |  | 0 | WC
LCP_Inputs_ON_Electric_Howarth_2023_05_05 | Electricity | Dispatch-Generation | WC | 2030 | Winter | Generic - Generator |  |  | 0 | WC
LCP_Inputs_ON_Electric_Howarth_2023_05_05 | Electricity | Dispatch-Generation | WC | 2030 | Winter | Hydro |  |  | 11432334.5597 | WC
LCP_Inputs_ON_Electric_Howarth_2023_05_05 | Electricity | Dispatch-Generation | WC | 2030 | Winter | Nuclear |  |  | 0 | WC
LCP_Inputs_ON_Electric_Howarth_2023_05_05 | Electricity | Dispatch-Generation | WC | 2030 | Winter | Nuclear SMR |  |  | 0 | WC
LCP_Inputs_ON_Electric_Howarth_2023_05_05 | Electricity | Dispatch-Generation | WC | 2030 | Winter | Solar PV |  |  | 0 | WC
LCP_Inputs_ON_Electric_Howarth_2023_05_05 | Electricity | Dispatch-Generation | WC | 2030 | Winter | Wind Offshore |  |  | 0 | WC
LCP_Inputs_ON_Electric_Howarth_2023_05_05 | Electricity | Dispatch-Generation | WC | 2030 | Winter | Wind Onshore |  |  | 312272.3162 | WC
LCP_Inputs_ON_Electric_Howarth_2023_05_05 | Electricity | Dispatch-Generation | WC | 2030 | Winter Peak | Biomass |  |  | 0 | WC
LCP_Inputs_ON_Electric_Howarth_2023_05_05 | Electricity | Dispatch-Generation | WC | 2030 | Winter Peak | Biomass + CCS |  |  | 0 | WC
LCP_Inputs_ON_Electric_Howarth_2023_05_05 | Electricity | Dispatch-Generation | WC | 2030 | Winter Peak | Fossil Fuel Thermal (Coal, Peat, Oil) |  |  | 0 | WC
LCP_Inputs_ON_Electric_Howarth_2023_05_05 | Electricity | Dispatch-Generation | WC | 2030 | Winter Peak | Generic - Generator |  |  | 547.2 | WC
LCP_Inputs_ON_Electric_Howarth_2023_05_05 | Electricity | Dispatch-Generation | WC | 2030 | Winter Peak | Hydro |  |  | 125630.0501 | WC
LCP_Inputs_ON_Electric_Howarth_2023_05_05 | Electricity | Dispatch-Generation | WC | 2030 | Winter Peak | Nuclear |  |  | 0 | WC
LCP_Inputs_ON_Electric_Howarth_2023_05_05 | Electricity | Dispatch-Generation | WC | 2030 | Winter Peak | Nuclear SMR |  |  | 0 | WC
LCP_Inputs_ON_Electric_Howarth_2023_05_05 | Electricity | Dispatch-Generation | WC | 2030 | Winter Peak | Solar PV |  |  | 0 | WC
LCP_Inputs_ON_Electric_Howarth_2023_05_05 | Electricity | Dispatch-Generation | WC | 2030 | Winter Peak | Wind Offshore |  |  | 0 | WC
LCP_Inputs_ON_Electric_Howarth_2023_05_05 | Electricity | Dispatch-Generation | WC | 2030 | Winter Peak | Wind Onshore |  |  | 3079.6358 | WC
LCP_Inputs_ON_Electric_Howarth_2023_05_05 | Electricity | Dispatch-Generation | WC | 2040 | Fall | Biomass |  |  | 0 | WC
LCP_Inputs_ON_Electric_Howarth_2023_05_05 | Electricity | Dispatch-Generation | WC | 2040 | Fall | Biomass + CCS |  |  | 0 | WC
LCP_Inputs_ON_Electric_Howarth_2023_05_05 | Electricity | Dispatch-Generation | WC | 2040 | Fall | Fossil Fuel Thermal (Coal, Peat, Oil) |  |  | 0 | WC
LCP_Inputs_ON_Electric_Howarth_2023_05_05 | Electricity | Dispatch-Generation | WC | 2040 | Fall | Generic - Generator |  |  | 0 | WC
LCP_Inputs_ON_Electric_Howarth_2023_05_05 | Electricity | Dispatch-Generation | WC | 2040 | Fall | Hydro |  |  | 8566780.1907 | WC
LCP_Inputs_ON_Electric_Howarth_2023_05_05 | Electricity | Dispatch-Generation | WC | 2040 | Fall | Nuclear |  |  | 0 | WC
LCP_Inputs_ON_Electric_Howarth_2023_05_05 | Electricity | Dispatch-Generation | WC | 2040 | Fall | Nuclear SMR |  |  | 0 | WC
LCP_Inputs_ON_Electric_Howarth_2023_05_05 | Electricity | Dispatch-Generation | WC | 2040 | Fall | Solar PV |  |  | 80907.1193 | WC
LCP_Inputs_ON_Electric_Howarth_2023_05_05 | Electricity | Dispatch-Generation | WC | 2040 | Fall | Wind Offshore |  |  | 0 | WC
LCP_Inputs_ON_Electric_Howarth_2023_05_05 | Electricity | Dispatch-Generation | WC | 2040 | Fall | Wind Onshore |  |  | 1077132.6721 | WC
LCP_Inputs_ON_Electric_Howarth_2023_05_05 | Electricity | Dispatch-Generation | WC | 2040 | Spring | Biomass |  |  | 0 | WC
LCP_Inputs_ON_Electric_Howarth_2023_05_05 | Electricity | Dispatch-Generation | WC | 2040 | Spring | Biomass + CCS |  |  | 0 | WC
LCP_Inputs_ON_Electric_Howarth_2023_05_05 | Electricity | Dispatch-Generation | WC | 2040 | Spring | Fossil Fuel Thermal (Coal, Peat, Oil) |  |  | 0 | WC
LCP_Inputs_ON_Electric_Howarth_2023_05_05 | Electricity | Dispatch-Generation | WC | 2040 | Spring | Generic - Generator |  |  | 0 | WC
LCP_Inputs_ON_Electric_Howarth_2023_05_05 | Electricity | Dispatch-Generation | WC | 2040 | Spring | Hydro |  |  | 7891449.7376 | WC
LCP_Inputs_ON_Electric_Howarth_2023_05_05 | Electricity | Dispatch-Generation | WC | 2040 | Spring | Nuclear |  |  | 0 | WC
LCP_Inputs_ON_Electric_Howarth_2023_05_05 | Electricity | Dispatch-Generation | WC | 2040 | Spring | Nuclear SMR |  |  | 0 | WC
LCP_Inputs_ON_Electric_Howarth_2023_05_05 | Electricity | Dispatch-Generation | WC | 2040 | Spring | Solar PV |  |  | 158129.2903 | WC
LCP_Inputs_ON_Electric_Howarth_2023_05_05 | Electricity | Dispatch-Generation | WC | 2040 | Spring | Wind Offshore |  |  | 0 | WC
LCP_Inputs_ON_Electric_Howarth_2023_05_05 | Electricity | Dispatch-Generation | WC | 2040 | Spring | Wind Onshore |  |  | 1159800.3884 | WC
LCP_Inputs_ON_Electric_Howarth_2023_05_05 | Electricity | Dispatch-Generation | WC | 2040 | Summer | Biomass |  |  | 0 | WC
LCP_Inputs_ON_Electric_Howarth_2023_05_05 | Electricity | Dispatch-Generation | WC | 2040 | Summer | Biomass + CCS |  |  | 0 | WC
LCP_Inputs_ON_Electric_Howarth_2023_05_05 | Electricity | Dispatch-Generation | WC | 2040 | Summer | Fossil Fuel Thermal (Coal, Peat, Oil) |  |  | 0 | WC
LCP_Inputs_ON_Electric_Howarth_2023_05_05 | Electricity | Dispatch-Generation | WC | 2040 | Summer | Generic - Generator |  |  | 0 | WC
LCP_Inputs_ON_Electric_Howarth_2023_05_05 | Electricity | Dispatch-Generation | WC | 2040 | Summer | Hydro |  |  | 7722294.5254 | WC
LCP_Inputs_ON_Electric_Howarth_2023_05_05 | Electricity | Dispatch-Generation | WC | 2040 | Summer | Nuclear |  |  | 0 | WC
LCP_Inputs_ON_Electric_Howarth_2023_05_05 | Electricity | Dispatch-Generation | WC | 2040 | Summer | Nuclear SMR |  |  | 0 | WC
LCP_Inputs_ON_Electric_Howarth_2023_05_05 | Electricity | Dispatch-Generation | WC | 2040 | Summer | Solar PV |  |  | 153539.5597 | WC
LCP_Inputs_ON_Electric_Howarth_2023_05_05 | Electricity | Dispatch-Generation | WC | 2040 | Summer | Wind Offshore |  |  | 0 | WC
LCP_Inputs_ON_Electric_Howarth_2023_05_05 | Electricity | Dispatch-Generation | WC | 2040 | Summer | Wind Onshore |  |  | 742468.5493 | WC
LCP_Inputs_ON_Electric_Howarth_2023_05_05 | Electricity | Dispatch-Generation | WC | 2040 | Winter | Biomass |  |  | 0 | WC
LCP_Inputs_ON_Electric_Howarth_2023_05_05 | Electricity | Dispatch-Generation | WC | 2040 | Winter | Biomass + CCS |  |  | 0 | WC
LCP_Inputs_ON_Electric_Howarth_2023_05_05 | Electricity | Dispatch-Generation | WC | 2040 | Winter | Fossil Fuel Thermal (Coal, Peat, Oil) |  |  | 0 | WC
LCP_Inputs_ON_Electric_Howarth_2023_05_05 | Electricity | Dispatch-Generation | WC | 2040 | Winter | Generic - Generator |  |  | 0 | WC
LCP_Inputs_ON_Electric_Howarth_2023_05_05 | Electricity | Dispatch-Generation | WC | 2040 | Winter | Hydro |  |  | 11432334.5597 | WC
LCP_Inputs_ON_Electric_Howarth_2023_05_05 | Electricity | Dispatch-Generation | WC | 2040 | Winter | Nuclear |  |  | 0 | WC
LCP_Inputs_ON_Electric_Howarth_2023_05_05 | Electricity | Dispatch-Generation | WC | 2040 | Winter | Nuclear SMR |  |  | 0 | WC
LCP_Inputs_ON_Electric_Howarth_2023_05_05 | Electricity | Dispatch-Generation | WC | 2040 | Winter | Solar PV |  |  | 24038.7427 | WC
LCP_Inputs_ON_Electric_Howarth_2023_05_05 | Electricity | Dispatch-Generation | WC | 2040 | Winter | Wind Offshore |  |  | 0 | WC
LCP_Inputs_ON_Electric_Howarth_2023_05_05 | Electricity | Dispatch-Generation | WC | 2040 | Winter | Wind Onshore |  |  | 1441491.2595 | WC
LCP_Inputs_ON_Electric_Howarth_2023_05_05 | Electricity | Dispatch-Generation | WC | 2040 | Winter Peak | Biomass |  |  | 0 | WC
LCP_Inputs_ON_Electric_Howarth_2023_05_05 | Electricity | Dispatch-Generation | WC | 2040 | Winter Peak | Biomass + CCS |  |  | 0 | WC
LCP_Inputs_ON_Electric_Howarth_2023_05_05 | Electricity | Dispatch-Generation | WC | 2040 | Winter Peak | Fossil Fuel Thermal (Coal, Peat, Oil) |  |  | 0 | WC
LCP_Inputs_ON_Electric_Howarth_2023_05_05 | Electricity | Dispatch-Generation | WC | 2040 | Winter Peak | Generic - Generator |  |  | 0 | WC
LCP_Inputs_ON_Electric_Howarth_2023_05_05 | Electricity | Dispatch-Generation | WC | 2040 | Winter Peak | Hydro |  |  | 125630.0501 | WC
LCP_Inputs_ON_Electric_Howarth_2023_05_05 | Electricity | Dispatch-Generation | WC | 2040 | Winter Peak | Nuclear |  |  | 0 | WC
LCP_Inputs_ON_Electric_Howarth_2023_05_05 | Electricity | Dispatch-Generation | WC | 2040 | Winter Peak | Nuclear SMR |  |  | 0 | WC
LCP_Inputs_ON_Electric_Howarth_2023_05_05 | Electricity | Dispatch-Generation | WC | 2040 | Winter Peak | Solar PV |  |  | 330.3011 | WC
LCP_Inputs_ON_Electric_Howarth_2023_05_05 | Electricity | Dispatch-Generation | WC | 2040 | Winter Peak | Wind Offshore |  |  | 0 | WC
LCP_Inputs_ON_Electric_Howarth_2023_05_05 | Electricity | Dispatch-Generation | WC | 2040 | Winter Peak | Wind Onshore |  |  | 15965.1415 | WC
LCP_Inputs_ON_Electric_Howarth_2023_05_05 | Electricity | Dispatch-Generation | WC | 2050 | Fall | Biomass |  |  | 0 | WC
LCP_Inputs_ON_Electric_Howarth_2023_05_05 | Electricity | Dispatch-Generation | WC | 2050 | Fall | Biomass + CCS |  |  | 0 | WC
LCP_Inputs_ON_Electric_Howarth_2023_05_05 | Electricity | Dispatch-Generation | WC | 2050 | Fall | Fossil Fuel Thermal (Coal, Peat, Oil) |  |  | 0 | WC
LCP_Inputs_ON_Electric_Howarth_2023_05_05 | Electricity | Dispatch-Generation | WC | 2050 | Fall | Generic - Generator |  |  | 0 | WC
LCP_Inputs_ON_Electric_Howarth_2023_05_05 | Electricity | Dispatch-Generation | WC | 2050 | Fall | Hydro |  |  | 8566780.1907 | WC
LCP_Inputs_ON_Electric_Howarth_2023_05_05 | Electricity | Dispatch-Generation | WC | 2050 | Fall | Nuclear |  |  | 0 | WC
LCP_Inputs_ON_Electric_Howarth_2023_05_05 | Electricity | Dispatch-Generation | WC | 2050 | Fall | Nuclear SMR |  |  | 0 | WC
LCP_Inputs_ON_Electric_Howarth_2023_05_05 | Electricity | Dispatch-Generation | WC | 2050 | Fall | Solar PV |  |  | 80907.1193 | WC
LCP_Inputs_ON_Electric_Howarth_2023_05_05 | Electricity | Dispatch-Generation | WC | 2050 | Fall | Wind Offshore |  |  | 0 | WC
LCP_Inputs_ON_Electric_Howarth_2023_05_05 | Electricity | Dispatch-Generation | WC | 2050 | Fall | Wind Onshore |  |  | 2147463.6261 | WC
LCP_Inputs_ON_Electric_Howarth_2023_05_05 | Electricity | Dispatch-Generation | WC | 2050 | Spring | Biomass |  |  | 0 | WC
LCP_Inputs_ON_Electric_Howarth_2023_05_05 | Electricity | Dispatch-Generation | WC | 2050 | Spring | Biomass + CCS |  |  | 0 | WC
LCP_Inputs_ON_Electric_Howarth_2023_05_05 | Electricity | Dispatch-Generation | WC | 2050 | Spring | Fossil Fuel Thermal (Coal, Peat, Oil) |  |  | 0 | WC
LCP_Inputs_ON_Electric_Howarth_2023_05_05 | Electricity | Dispatch-Generation | WC | 2050 | Spring | Generic - Generator |  |  | 0 | WC
LCP_Inputs_ON_Electric_Howarth_2023_05_05 | Electricity | Dispatch-Generation | WC | 2050 | Spring | Hydro |  |  | 7830232.8163 | WC
LCP_Inputs_ON_Electric_Howarth_2023_05_05 | Electricity | Dispatch-Generation | WC | 2050 | Spring | Nuclear |  |  | 0 | WC
LCP_Inputs_ON_Electric_Howarth_2023_05_05 | Electricity | Dispatch-Generation | WC | 2050 | Spring | Nuclear SMR |  |  | 0 | WC
LCP_Inputs_ON_Electric_Howarth_2023_05_05 | Electricity | Dispatch-Generation | WC | 2050 | Spring | Solar PV |  |  | 141014.0807 | WC
LCP_Inputs_ON_Electric_Howarth_2023_05_05 | Electricity | Dispatch-Generation | WC | 2050 | Spring | Wind Offshore |  |  | 0 | WC
LCP_Inputs_ON_Electric_Howarth_2023_05_05 | Electricity | Dispatch-Generation | WC | 2050 | Spring | Wind Onshore |  |  | 1878685.2039 | WC
LCP_Inputs_ON_Electric_Howarth_2023_05_05 | Electricity | Dispatch-Generation | WC | 2050 | Summer | Biomass |  |  | 0 | WC
LCP_Inputs_ON_Electric_Howarth_2023_05_05 | Electricity | Dispatch-Generation | WC | 2050 | Summer | Biomass + CCS |  |  | 0 | WC
LCP_Inputs_ON_Electric_Howarth_2023_05_05 | Electricity | Dispatch-Generation | WC | 2050 | Summer | Fossil Fuel Thermal (Coal, Peat, Oil) |  |  | 0 | WC
LCP_Inputs_ON_Electric_Howarth_2023_05_05 | Electricity | Dispatch-Generation | WC | 2050 | Summer | Generic - Generator |  |  | 0 | WC
LCP_Inputs_ON_Electric_Howarth_2023_05_05 | Electricity | Dispatch-Generation | WC | 2050 | Summer | Hydro |  |  | 7786402.5133 | WC
LCP_Inputs_ON_Electric_Howarth_2023_05_05 | Electricity | Dispatch-Generation | WC | 2050 | Summer | Nuclear |  |  | 0 | WC
LCP_Inputs_ON_Electric_Howarth_2023_05_05 | Electricity | Dispatch-Generation | WC | 2050 | Summer | Nuclear SMR |  |  | 0 | WC
LCP_Inputs_ON_Electric_Howarth_2023_05_05 | Electricity | Dispatch-Generation | WC | 2050 | Summer | Solar PV |  |  | 153539.5597 | WC
LCP_Inputs_ON_Electric_Howarth_2023_05_05 | Electricity | Dispatch-Generation | WC | 2050 | Summer | Wind Offshore |  |  | 0 | WC
LCP_Inputs_ON_Electric_Howarth_2023_05_05 | Electricity | Dispatch-Generation | WC | 2050 | Summer | Wind Onshore |  |  | 1521833.798 | WC
LCP_Inputs_ON_Electric_Howarth_2023_05_05 | Electricity | Dispatch-Generation | WC | 2050 | Winter | Biomass |  |  | 0 | WC
LCP_Inputs_ON_Electric_Howarth_2023_05_05 | Electricity | Dispatch-Generation | WC | 2050 | Winter | Biomass + CCS |  |  | 0 | WC
LCP_Inputs_ON_Electric_Howarth_2023_05_05 | Electricity | Dispatch-Generation | WC | 2050 | Winter | Fossil Fuel Thermal (Coal, Peat, Oil) |  |  | 0 | WC
LCP_Inputs_ON_Electric_Howarth_2023_05_05 | Electricity | Dispatch-Generation | WC | 2050 | Winter | Generic - Generator |  |  | 0 | WC
LCP_Inputs_ON_Electric_Howarth_2023_05_05 | Electricity | Dispatch-Generation | WC | 2050 | Winter | Hydro |  |  | 11161028.9476 | WC
LCP_Inputs_ON_Electric_Howarth_2023_05_05 | Electricity | Dispatch-Generation | WC | 2050 | Winter | Nuclear |  |  | 0 | WC
LCP_Inputs_ON_Electric_Howarth_2023_05_05 | Electricity | Dispatch-Generation | WC | 2050 | Winter | Nuclear SMR |  |  | 0 | WC
LCP_Inputs_ON_Electric_Howarth_2023_05_05 | Electricity | Dispatch-Generation | WC | 2050 | Winter | Solar PV |  |  | 14520.5597 | WC
LCP_Inputs_ON_Electric_Howarth_2023_05_05 | Electricity | Dispatch-Generation | WC | 2050 | Winter | Wind Offshore |  |  | 0 | WC
LCP_Inputs_ON_Electric_Howarth_2023_05_05 | Electricity | Dispatch-Generation | WC | 2050 | Winter | Wind Onshore |  |  | 1800902.4881 | WC
LCP_Inputs_ON_Electric_Howarth_2023_05_05 | Electricity | Dispatch-Generation | WC | 2050 | Winter Peak | Biomass |  |  | 0 | WC
LCP_Inputs_ON_Electric_Howarth_2023_05_05 | Electricity | Dispatch-Generation | WC | 2050 | Winter Peak | Biomass + CCS |  |  | 0 | WC
LCP_Inputs_ON_Electric_Howarth_2023_05_05 | Electricity | Dispatch-Generation | WC | 2050 | Winter Peak | Fossil Fuel Thermal (Coal, Peat, Oil) |  |  | 0 | WC
LCP_Inputs_ON_Electric_Howarth_2023_05_05 | Electricity | Dispatch-Generation | WC | 2050 | Winter Peak | Generic - Generator |  |  | 0 | WC
LCP_Inputs_ON_Electric_Howarth_2023_05_05 | Electricity | Dispatch-Generation | WC | 2050 | Winter Peak | Hydro |  |  | 125630.0501 | WC
LCP_Inputs_ON_Electric_Howarth_2023_05_05 | Electricity | Dispatch-Generation | WC | 2050 | Winter Peak | Nuclear |  |  | 0 | WC
LCP_Inputs_ON_Electric_Howarth_2023_05_05 | Electricity | Dispatch-Generation | WC | 2050 | Winter Peak | Nuclear SMR |  |  | 0 | WC
LCP_Inputs_ON_Electric_Howarth_2023_05_05 | Electricity | Dispatch-Generation | WC | 2050 | Winter Peak | Solar PV |  |  | 330.3011 | WC
LCP_Inputs_ON_Electric_Howarth_2023_05_05 | Electricity | Dispatch-Generation | WC | 2050 | Winter Peak | Wind Offshore |  |  | 0 | WC
LCP_Inputs_ON_Electric_Howarth_2023_05_05 | Electricity | Dispatch-Generation | WC | 2050 | Winter Peak | Wind Onshore |  |  | 28850.6471 | WC
LCP_Inputs_ON_Electric_Howarth_2023_05_05 | Electricity | Dispatch-Interconnection | MI | 2020 | Fall | Electricity Transmission Line | MI | ON | 1546364.9037 | MI
LCP_Inputs_ON_Electric_Howarth_2023_05_05 | Electricity | Dispatch-Interconnection | MI | 2020 | Fall | Electricity Transmission Line | MI | WC | 1076199.2418 | MI
LCP_Inputs_ON_Electric_Howarth_2023_05_05 | Electricity | Dispatch-Interconnection | MI | 2020 | Fall | Electricity Transmission Line | ON | MI | 0 | MI
LCP_Inputs_ON_Electric_Howarth_2023_05_05 | Electricity | Dispatch-Interconnection | MI | 2020 | Fall | Electricity Transmission Line | WC | MI | -29468.3119 | MI
LCP_Inputs_ON_Electric_Howarth_2023_05_05 | Electricity | Dispatch-Interconnection | MI | 2020 | Spring | Electricity Transmission Line | MI | ON | 1467600.8936 | MI
LCP_Inputs_ON_Electric_Howarth_2023_05_05 | Electricity | Dispatch-Interconnection | MI | 2020 | Spring | Electricity Transmission Line | MI | WC | 703614.8614 | MI
LCP_Inputs_ON_Electric_Howarth_2023_05_05 | Electricity | Dispatch-Interconnection | MI | 2020 | Spring | Electricity Transmission Line | ON | MI | 0 | MI
LCP_Inputs_ON_Electric_Howarth_2023_05_05 | Electricity | Dispatch-Interconnection | MI | 2020 | Spring | Electricity Transmission Line | WC | MI | -330548.6338 | MI
LCP_Inputs_ON_Electric_Howarth_2023_05_05 | Electricity | Dispatch-Interconnection | MI | 2020 | Summer | Electricity Transmission Line | MI | ON | 1198438.6683 | MI
LCP_Inputs_ON_Electric_Howarth_2023_05_05 | Electricity | Dispatch-Interconnection | MI | 2020 | Summer | Electricity Transmission Line | MI | WC | 942642.543 | MI
LCP_Inputs_ON_Electric_Howarth_2023_05_05 | Electricity | Dispatch-Interconnection | MI | 2020 | Summer | Electricity Transmission Line | ON | MI | -206021.6989 | MI
LCP_Inputs_ON_Electric_Howarth_2023_05_05 | Electricity | Dispatch-Interconnection | MI | 2020 | Summer | Electricity Transmission Line | WC | MI | -203794.917 | MI
LCP_Inputs_ON_Electric_Howarth_2023_05_05 | Electricity | Dispatch-Interconnection | MI | 2020 | Winter | Electricity Transmission Line | MI | ON | 1477718.9178 | MI
LCP_Inputs_ON_Electric_Howarth_2023_05_05 | Electricity | Dispatch-Interconnection | MI | 2020 | Winter | Electricity Transmission Line | MI | WC | 2458787.4865 | MI
LCP_Inputs_ON_Electric_Howarth_2023_05_05 | Electricity | Dispatch-Interconnection | MI | 2020 | Winter | Electricity Transmission Line | ON | MI | 0 | MI
LCP_Inputs_ON_Electric_Howarth_2023_05_05 | Electricity | Dispatch-Interconnection | MI | 2020 | Winter | Electricity Transmission Line | WC | MI | 0 | MI
LCP_Inputs_ON_Electric_Howarth_2023_05_05 | Electricity | Dispatch-Interconnection | MI | 2020 | Winter Peak | Electricity Transmission Line | MI | ON | 0 | MI
LCP_Inputs_ON_Electric_Howarth_2023_05_05 | Electricity | Dispatch-Interconnection | MI | 2020 | Winter Peak | Electricity Transmission Line | MI | WC | 26343.2281 | MI
LCP_Inputs_ON_Electric_Howarth_2023_05_05 | Electricity | Dispatch-Interconnection | MI | 2020 | Winter Peak | Electricity Transmission Line | ON | MI | -30529.4028 | MI
LCP_Inputs_ON_Electric_Howarth_2023_05_05 | Electricity | Dispatch-Interconnection | MI | 2020 | Winter Peak | Electricity Transmission Line | WC | MI | 0 | MI
LCP_Inputs_ON_Electric_Howarth_2023_05_05 | Electricity | Dispatch-Interconnection | MI | 2030 | Fall | Electricity Transmission Line | MI | ON | 0 | MI
LCP_Inputs_ON_Electric_Howarth_2023_05_05 | Electricity | Dispatch-Interconnection | MI | 2030 | Fall | Electricity Transmission Line | MI | WC | 387080.5508 | MI
LCP_Inputs_ON_Electric_Howarth_2023_05_05 | Electricity | Dispatch-Interconnection | MI | 2030 | Fall | Electricity Transmission Line | ON | MI | -1162589.4633 | MI
LCP_Inputs_ON_Electric_Howarth_2023_05_05 | Electricity | Dispatch-Interconnection | MI | 2030 | Fall | Electricity Transmission Line | WC | MI | -35950.1884 | MI
LCP_Inputs_ON_Electric_Howarth_2023_05_05 | Electricity | Dispatch-Interconnection | MI | 2030 | Spring | Electricity Transmission Line | MI | ON | 0 | MI
LCP_Inputs_ON_Electric_Howarth_2023_05_05 | Electricity | Dispatch-Interconnection | MI | 2030 | Spring | Electricity Transmission Line | MI | WC | 51458.8879 | MI
LCP_Inputs_ON_Electric_Howarth_2023_05_05 | Electricity | Dispatch-Interconnection | MI | 2030 | Spring | Electricity Transmission Line | ON | MI | -2360183.4023 | MI
LCP_Inputs_ON_Electric_Howarth_2023_05_05 | Electricity | Dispatch-Interconnection | MI | 2030 | Spring | Electricity Transmission Line | WC | MI | -418986.0239 | MI
LCP_Inputs_ON_Electric_Howarth_2023_05_05 | Electricity | Dispatch-Interconnection | MI | 2030 | Summer | Electricity Transmission Line | MI | ON | 73918.0943 | MI
LCP_Inputs_ON_Electric_Howarth_2023_05_05 | Electricity | Dispatch-Interconnection | MI | 2030 | Summer | Electricity Transmission Line | MI | WC | 664268.1448 | MI
LCP_Inputs_ON_Electric_Howarth_2023_05_05 | Electricity | Dispatch-Interconnection | MI | 2030 | Summer | Electricity Transmission Line | ON | MI | -993110.1574 | MI
LCP_Inputs_ON_Electric_Howarth_2023_05_05 | Electricity | Dispatch-Interconnection | MI | 2030 | Summer | Electricity Transmission Line | WC | MI | -237658.2181 | MI
LCP_Inputs_ON_Electric_Howarth_2023_05_05 | Electricity | Dispatch-Interconnection | MI | 2030 | Winter | Electricity Transmission Line | MI | ON | 0 | MI
LCP_Inputs_ON_Electric_Howarth_2023_05_05 | Electricity | Dispatch-Interconnection | MI | 2030 | Winter | Electricity Transmission Line | MI | WC | 2422089.8163 | MI
LCP_Inputs_ON_Electric_Howarth_2023_05_05 | Electricity | Dispatch-Interconnection | MI | 2030 | Winter | Electricity Transmission Line | ON | MI | -2124734.2355 | MI
LCP_Inputs_ON_Electric_Howarth_2023_05_05 | Electricity | Dispatch-Interconnection | MI | 2030 | Winter | Electricity Transmission Line | WC | MI | 0 | MI
LCP_Inputs_ON_Electric_Howarth_2023_05_05 | Electricity | Dispatch-Interconnection | MI | 2030 | Winter Peak | Electricity Transmission Line | MI | ON | 0 | MI
LCP_Inputs_ON_Electric_Howarth_2023_05_05 | Electricity | Dispatch-Interconnection | MI | 2030 | Winter Peak | Electricity Transmission Line | MI | WC | 0 | MI
LCP_Inputs_ON_Electric_Howarth_2023_05_05 | Electricity | Dispatch-Interconnection | MI | 2030 | Winter Peak | Electricity Transmission Line | ON | MI | -81269.8413 | MI
LCP_Inputs_ON_Electric_Howarth_2023_05_05 | Electricity | Dispatch-Interconnection | MI | 2030 | Winter Peak | Electricity Transmission Line | WC | MI | -16494.1391 | MI
LCP_Inputs_ON_Electric_Howarth_2023_05_05 | Electricity | Dispatch-Interconnection | MI | 2040 | Fall | Electricity Transmission Line | MI | ON | 171781.3367 | MI
LCP_Inputs_ON_Electric_Howarth_2023_05_05 | Electricity | Dispatch-Interconnection | MI | 2040 | Fall | Electricity Transmission Line | MI | WC | 396290.3069 | MI
LCP_Inputs_ON_Electric_Howarth_2023_05_05 | Electricity | Dispatch-Interconnection | MI | 2040 | Fall | Electricity Transmission Line | ON | MI | -3060524.9962 | MI
LCP_Inputs_ON_Electric_Howarth_2023_05_05 | Electricity | Dispatch-Interconnection | MI | 2040 | Fall | Electricity Transmission Line | WC | MI | -769281.1022 | MI
LCP_Inputs_ON_Electric_Howarth_2023_05_05 | Electricity | Dispatch-Interconnection | MI | 2040 | Spring | Electricity Transmission Line | MI | ON | 0 | MI
LCP_Inputs_ON_Electric_Howarth_2023_05_05 | Electricity | Dispatch-Interconnection | MI | 2040 | Spring | Electricity Transmission Line | MI | WC | 0 | MI
LCP_Inputs_ON_Electric_Howarth_2023_05_05 | Electricity | Dispatch-Interconnection | MI | 2040 | Spring | Electricity Transmission Line | ON | MI | -3292173.2258 | MI
LCP_Inputs_ON_Electric_Howarth_2023_05_05 | Electricity | Dispatch-Interconnection | MI | 2040 | Spring | Electricity Transmission Line | WC | MI | -192351.2995 | MI
LCP_Inputs_ON_Electric_Howarth_2023_05_05 | Electricity | Dispatch-Interconnection | MI | 2040 | Summer | Electricity Transmission Line | MI | ON | 5736586.048 | MI
LCP_Inputs_ON_Electric_Howarth_2023_05_05 | Electricity | Dispatch-Interconnection | MI | 2040 | Summer | Electricity Transmission Line | MI | WC | 793446.9726 | MI
LCP_Inputs_ON_Electric_Howarth_2023_05_05 | Electricity | Dispatch-Interconnection | MI | 2040 | Summer | Electricity Transmission Line | ON | MI | 0 | MI
LCP_Inputs_ON_Electric_Howarth_2023_05_05 | Electricity | Dispatch-Interconnection | MI | 2040 | Summer | Electricity Transmission Line | WC | MI | -232698.7044 | MI
LCP_Inputs_ON_Electric_Howarth_2023_05_05 | Electricity | Dispatch-Interconnection | MI | 2040 | Winter | Electricity Transmission Line | MI | ON | 0 | MI
LCP_Inputs_ON_Electric_Howarth_2023_05_05 | Electricity | Dispatch-Interconnection | MI | 2040 | Winter | Electricity Transmission Line | MI | WC | 130317.3966 | MI
LCP_Inputs_ON_Electric_Howarth_2023_05_05 | Electricity | Dispatch-Interconnection | MI | 2040 | Winter | Electricity Transmission Line | ON | MI | -4110060.0275 | MI
LCP_Inputs_ON_Electric_Howarth_2023_05_05 | Electricity | Dispatch-Interconnection | MI | 2040 | Winter | Electricity Transmission Line | WC | MI | 0 | MI
LCP_Inputs_ON_Electric_Howarth_2023_05_05 | Electricity | Dispatch-Interconnection | MI | 2040 | Winter Peak | Electricity Transmission Line | MI | ON | 0 | MI
LCP_Inputs_ON_Electric_Howarth_2023_05_05 | Electricity | Dispatch-Interconnection | MI | 2040 | Winter Peak | Electricity Transmission Line | MI | WC | 0 | MI
LCP_Inputs_ON_Electric_Howarth_2023_05_05 | Electricity | Dispatch-Interconnection | MI | 2040 | Winter Peak | Electricity Transmission Line | ON | MI | -119365.0794 | MI
LCP_Inputs_ON_Electric_Howarth_2023_05_05 | Electricity | Dispatch-Interconnection | MI | 2040 | Winter Peak | Electricity Transmission Line | WC | MI | -62598.1607 | MI
LCP_Inputs_ON_Electric_Howarth_2023_05_05 | Electricity | Dispatch-Interconnection | MI | 2050 | Fall | Electricity Transmission Line | MI | ON | 176795.0058 | MI
LCP_Inputs_ON_Electric_Howarth_2023_05_05 | Electricity | Dispatch-Interconnection | MI | 2050 | Fall | Electricity Transmission Line | MI | WC | 285710.4564 | MI
LCP_Inputs_ON_Electric_Howarth_2023_05_05 | Electricity | Dispatch-Interconnection | MI | 2050 | Fall | Electricity Transmission Line | ON | MI | -2202238.1462 | MI
LCP_Inputs_ON_Electric_Howarth_2023_05_05 | Electricity | Dispatch-Interconnection | MI | 2050 | Fall | Electricity Transmission Line | WC | MI | -202482.3479 | MI
LCP_Inputs_ON_Electric_Howarth_2023_05_05 | Electricity | Dispatch-Interconnection | MI | 2050 | Spring | Electricity Transmission Line | MI | ON | 0 | MI
LCP_Inputs_ON_Electric_Howarth_2023_05_05 | Electricity | Dispatch-Interconnection | MI | 2050 | Spring | Electricity Transmission Line | MI | WC | 0 | MI
LCP_Inputs_ON_Electric_Howarth_2023_05_05 | Electricity | Dispatch-Interconnection | MI | 2050 | Spring | Electricity Transmission Line | ON | MI | -3667626.7407 | MI
LCP_Inputs_ON_Electric_Howarth_2023_05_05 | Electricity | Dispatch-Interconnection | MI | 2050 | Spring | Electricity Transmission Line | WC | MI | -197869.1862 | MI
LCP_Inputs_ON_Electric_Howarth_2023_05_05 | Electricity | Dispatch-Interconnection | MI | 2050 | Summer | Electricity Transmission Line | MI | ON | 3137663.4482 | MI
LCP_Inputs_ON_Electric_Howarth_2023_05_05 | Electricity | Dispatch-Interconnection | MI | 2050 | Summer | Electricity Transmission Line | MI | WC | 747639.7219 | MI
LCP_Inputs_ON_Electric_Howarth_2023_05_05 | Electricity | Dispatch-Interconnection | MI | 2050 | Summer | Electricity Transmission Line | ON | MI | -28743.864 | MI
LCP_Inputs_ON_Electric_Howarth_2023_05_05 | Electricity | Dispatch-Interconnection | MI | 2050 | Summer | Electricity Transmission Line | WC | MI | -420349.3196 | MI
LCP_Inputs_ON_Electric_Howarth_2023_05_05 | Electricity | Dispatch-Interconnection | MI | 2050 | Winter | Electricity Transmission Line | MI | ON | 0 | MI
LCP_Inputs_ON_Electric_Howarth_2023_05_05 | Electricity | Dispatch-Interconnection | MI | 2050 | Winter | Electricity Transmission Line | MI | WC | 0 | MI
LCP_Inputs_ON_Electric_Howarth_2023_05_05 | Electricity | Dispatch-Interconnection | MI | 2050 | Winter | Electricity Transmission Line | ON | MI | -6589140.1853 | MI
LCP_Inputs_ON_Electric_Howarth_2023_05_05 | Electricity | Dispatch-Interconnection | MI | 2050 | Winter | Electricity Transmission Line | WC | MI | 0 | MI
LCP_Inputs_ON_Electric_Howarth_2023_05_05 | Electricity | Dispatch-Interconnection | MI | 2050 | Winter Peak | Electricity Transmission Line | MI | ON | 0 | MI
LCP_Inputs_ON_Electric_Howarth_2023_05_05 | Electricity | Dispatch-Interconnection | MI | 2050 | Winter Peak | Electricity Transmission Line | MI | WC | 0 | MI
LCP_Inputs_ON_Electric_Howarth_2023_05_05 | Electricity | Dispatch-Interconnection | MI | 2050 | Winter Peak | Electricity Transmission Line | ON | MI | -157460.3175 | MI
LCP_Inputs_ON_Electric_Howarth_2023_05_05 | Electricity | Dispatch-Interconnection | MI | 2050 | Winter Peak | Electricity Transmission Line | WC | MI | -109886.0374 | MI
LCP_Inputs_ON_Electric_Howarth_2023_05_05 | Electricity | Dispatch-Interconnection | NY | 2020 | Fall | Electricity Transmission Line | NY | ON | 1710988.6634 | NY
LCP_Inputs_ON_Electric_Howarth_2023_05_05 | Electricity | Dispatch-Interconnection | NY | 2020 | Fall | Electricity Transmission Line | NY | QC | 6316293.1148 | NY
LCP_Inputs_ON_Electric_Howarth_2023_05_05 | Electricity | Dispatch-Interconnection | NY | 2020 | Fall | Electricity Transmission Line | ON | NY | -28569.9574 | NY
LCP_Inputs_ON_Electric_Howarth_2023_05_05 | Electricity | Dispatch-Interconnection | NY | 2020 | Fall | Electricity Transmission Line | QC | NY | -36746.059 | NY
LCP_Inputs_ON_Electric_Howarth_2023_05_05 | Electricity | Dispatch-Interconnection | NY | 2020 | Spring | Electricity Transmission Line | NY | ON | 1425446.2456 | NY
LCP_Inputs_ON_Electric_Howarth_2023_05_05 | Electricity | Dispatch-Interconnection | NY | 2020 | Spring | Electricity Transmission Line | NY | QC | 1873567.8672 | NY
LCP_Inputs_ON_Electric_Howarth_2023_05_05 | Electricity | Dispatch-Interconnection | NY | 2020 | Spring | Electricity Transmission Line | ON | NY | 0 | NY
LCP_Inputs_ON_Electric_Howarth_2023_05_05 | Electricity | Dispatch-Interconnection | NY | 2020 | Spring | Electricity Transmission Line | QC | NY | -1874110.5271 | NY
LCP_Inputs_ON_Electric_Howarth_2023_05_05 | Electricity | Dispatch-Interconnection | NY | 2020 | Summer | Electricity Transmission Line | NY | ON | 855471.1307 | NY
LCP_Inputs_ON_Electric_Howarth_2023_05_05 | Electricity | Dispatch-Interconnection | NY | 2020 | Summer | Electricity Transmission Line | NY | QC | 5246115.5808 | NY
LCP_Inputs_ON_Electric_Howarth_2023_05_05 | Electricity | Dispatch-Interconnection | NY | 2020 | Summer | Electricity Transmission Line | ON | NY | -1925651.592 | NY
LCP_Inputs_ON_Electric_Howarth_2023_05_05 | Electricity | Dispatch-Interconnection | NY | 2020 | Summer | Electricity Transmission Line | QC | NY | -386253.471 | NY
LCP_Inputs_ON_Electric_Howarth_2023_05_05 | Electricity | Dispatch-Interconnection | NY | 2020 | Winter | Electricity Transmission Line | NY | ON | 2146496.9656 | NY
LCP_Inputs_ON_Electric_Howarth_2023_05_05 | Electricity | Dispatch-Interconnection | NY | 2020 | Winter | Electricity Transmission Line | NY | QC | 7946567.7997 | NY
LCP_Inputs_ON_Electric_Howarth_2023_05_05 | Electricity | Dispatch-Interconnection | NY | 2020 | Winter | Electricity Transmission Line | ON | NY | 0 | NY
LCP_Inputs_ON_Electric_Howarth_2023_05_05 | Electricity | Dispatch-Interconnection | NY | 2020 | Winter | Electricity Transmission Line | QC | NY | 0 | NY
LCP_Inputs_ON_Electric_Howarth_2023_05_05 | Electricity | Dispatch-Interconnection | NY | 2020 | Winter Peak | Electricity Transmission Line | NY | ON | 0 | NY
LCP_Inputs_ON_Electric_Howarth_2023_05_05 | Electricity | Dispatch-Interconnection | NY | 2020 | Winter Peak | Electricity Transmission Line | NY | QC | 0 | NY
LCP_Inputs_ON_Electric_Howarth_2023_05_05 | Electricity | Dispatch-Interconnection | NY | 2020 | Winter Peak | Electricity Transmission Line | ON | NY | -49295.3423 | NY
LCP_Inputs_ON_Electric_Howarth_2023_05_05 | Electricity | Dispatch-Interconnection | NY | 2020 | Winter Peak | Electricity Transmission Line | QC | NY | -49021.9502 | NY
LCP_Inputs_ON_Electric_Howarth_2023_05_05 | Electricity | Dispatch-Interconnection | NY | 2030 | Fall | Electricity Transmission Line | NY | ON | 1965600 | NY
LCP_Inputs_ON_Electric_Howarth_2023_05_05 | Electricity | Dispatch-Interconnection | NY | 2030 | Fall | Electricity Transmission Line | NY | QC | 1991846.5609 | NY
LCP_Inputs_ON_Electric_Howarth_2023_05_05 | Electricity | Dispatch-Interconnection | NY | 2030 | Fall | Electricity Transmission Line | ON | NY | -541255.1111 | NY
LCP_Inputs_ON_Electric_Howarth_2023_05_05 | Electricity | Dispatch-Interconnection | NY | 2030 | Fall | Electricity Transmission Line | QC | NY | -600535.4901 | NY
LCP_Inputs_ON_Electric_Howarth_2023_05_05 | Electricity | Dispatch-Interconnection | NY | 2030 | Spring | Electricity Transmission Line | NY | ON | 336485.287 | NY
LCP_Inputs_ON_Electric_Howarth_2023_05_05 | Electricity | Dispatch-Interconnection | NY | 2030 | Spring | Electricity Transmission Line | NY | QC | 283993.7415 | NY
LCP_Inputs_ON_Electric_Howarth_2023_05_05 | Electricity | Dispatch-Interconnection | NY | 2030 | Spring | Electricity Transmission Line | ON | NY | -988754.8785 | NY
LCP_Inputs_ON_Electric_Howarth_2023_05_05 | Electricity | Dispatch-Interconnection | NY | 2030 | Spring | Electricity Transmission Line | QC | NY | -5713407.018 | NY
LCP_Inputs_ON_Electric_Howarth_2023_05_05 | Electricity | Dispatch-Interconnection | NY | 2030 | Summer | Electricity Transmission Line | NY | ON | 716813.1685 | NY
LCP_Inputs_ON_Electric_Howarth_2023_05_05 | Electricity | Dispatch-Interconnection | NY | 2030 | Summer | Electricity Transmission Line | NY | QC | 3912266.5401 | NY
LCP_Inputs_ON_Electric_Howarth_2023_05_05 | Electricity | Dispatch-Interconnection | NY | 2030 | Summer | Electricity Transmission Line | ON | NY | -661161.3594 | NY
LCP_Inputs_ON_Electric_Howarth_2023_05_05 | Electricity | Dispatch-Interconnection | NY | 2030 | Summer | Electricity Transmission Line | QC | NY | -1662988.594 | NY
LCP_Inputs_ON_Electric_Howarth_2023_05_05 | Electricity | Dispatch-Interconnection | NY | 2030 | Winter | Electricity Transmission Line | NY | ON | 0 | NY
LCP_Inputs_ON_Electric_Howarth_2023_05_05 | Electricity | Dispatch-Interconnection | NY | 2030 | Winter | Electricity Transmission Line | NY | QC | 0 | NY
LCP_Inputs_ON_Electric_Howarth_2023_05_05 | Electricity | Dispatch-Interconnection | NY | 2030 | Winter | Electricity Transmission Line | ON | NY | -5006477.454 | NY
LCP_Inputs_ON_Electric_Howarth_2023_05_05 | Electricity | Dispatch-Interconnection | NY | 2030 | Winter | Electricity Transmission Line | QC | NY | -482895.0872 | NY
LCP_Inputs_ON_Electric_Howarth_2023_05_05 | Electricity | Dispatch-Interconnection | NY | 2030 | Winter Peak | Electricity Transmission Line | NY | ON | 0 | NY
LCP_Inputs_ON_Electric_Howarth_2023_05_05 | Electricity | Dispatch-Interconnection | NY | 2030 | Winter Peak | Electricity Transmission Line | NY | QC | 0 | NY
LCP_Inputs_ON_Electric_Howarth_2023_05_05 | Electricity | Dispatch-Interconnection | NY | 2030 | Winter Peak | Electricity Transmission Line | ON | NY | -91428.5714 | NY
LCP_Inputs_ON_Electric_Howarth_2023_05_05 | Electricity | Dispatch-Interconnection | NY | 2030 | Winter Peak | Electricity Transmission Line | QC | NY | -200627.3537 | NY
LCP_Inputs_ON_Electric_Howarth_2023_05_05 | Electricity | Dispatch-Interconnection | NY | 2040 | Fall | Electricity Transmission Line | NY | ON | 2784600 | NY
LCP_Inputs_ON_Electric_Howarth_2023_05_05 | Electricity | Dispatch-Interconnection | NY | 2040 | Fall | Electricity Transmission Line | NY | QC | 3229616.1156 | NY
LCP_Inputs_ON_Electric_Howarth_2023_05_05 | Electricity | Dispatch-Interconnection | NY | 2040 | Fall | Electricity Transmission Line | ON | NY | -1407896.5373 | NY
LCP_Inputs_ON_Electric_Howarth_2023_05_05 | Electricity | Dispatch-Interconnection | NY | 2040 | Fall | Electricity Transmission Line | QC | NY | -600535.4901 | NY
LCP_Inputs_ON_Electric_Howarth_2023_05_05 | Electricity | Dispatch-Interconnection | NY | 2040 | Spring | Electricity Transmission Line | NY | ON | 151457.509 | NY
LCP_Inputs_ON_Electric_Howarth_2023_05_05 | Electricity | Dispatch-Interconnection | NY | 2040 | Spring | Electricity Transmission Line | NY | QC | 253071.5601 | NY
LCP_Inputs_ON_Electric_Howarth_2023_05_05 | Electricity | Dispatch-Interconnection | NY | 2040 | Spring | Electricity Transmission Line | ON | NY | -657332.0518 | NY
LCP_Inputs_ON_Electric_Howarth_2023_05_05 | Electricity | Dispatch-Interconnection | NY | 2040 | Spring | Electricity Transmission Line | QC | NY | -6265112.618 | NY
LCP_Inputs_ON_Electric_Howarth_2023_05_05 | Electricity | Dispatch-Interconnection | NY | 2040 | Summer | Electricity Transmission Line | NY | ON | 1402121.0071 | NY
LCP_Inputs_ON_Electric_Howarth_2023_05_05 | Electricity | Dispatch-Interconnection | NY | 2040 | Summer | Electricity Transmission Line | NY | QC | 4550693.3359 | NY
LCP_Inputs_ON_Electric_Howarth_2023_05_05 | Electricity | Dispatch-Interconnection | NY | 2040 | Summer | Electricity Transmission Line | ON | NY | -407657.0015 | NY
LCP_Inputs_ON_Electric_Howarth_2023_05_05 | Electricity | Dispatch-Interconnection | NY | 2040 | Summer | Electricity Transmission Line | QC | NY | -1639730.1215 | NY
LCP_Inputs_ON_Electric_Howarth_2023_05_05 | Electricity | Dispatch-Interconnection | NY | 2040 | Winter | Electricity Transmission Line | NY | ON | 0 | NY
LCP_Inputs_ON_Electric_Howarth_2023_05_05 | Electricity | Dispatch-Interconnection | NY | 2040 | Winter | Electricity Transmission Line | NY | QC | 0 | NY
LCP_Inputs_ON_Electric_Howarth_2023_05_05 | Electricity | Dispatch-Interconnection | NY | 2040 | Winter | Electricity Transmission Line | ON | NY | -8952659.9459 | NY
LCP_Inputs_ON_Electric_Howarth_2023_05_05 | Electricity | Dispatch-Interconnection | NY | 2040 | Winter | Electricity Transmission Line | QC | NY | -1885914.7965 | NY
LCP_Inputs_ON_Electric_Howarth_2023_05_05 | Electricity | Dispatch-Interconnection | NY | 2040 | Winter Peak | Electricity Transmission Line | NY | ON | 0 | NY
LCP_Inputs_ON_Electric_Howarth_2023_05_05 | Electricity | Dispatch-Interconnection | NY | 2040 | Winter Peak | Electricity Transmission Line | NY | QC | 0 | NY
LCP_Inputs_ON_Electric_Howarth_2023_05_05 | Electricity | Dispatch-Interconnection | NY | 2040 | Winter Peak | Electricity Transmission Line | ON | NY | -129523.8095 | NY
LCP_Inputs_ON_Electric_Howarth_2023_05_05 | Electricity | Dispatch-Interconnection | NY | 2040 | Winter Peak | Electricity Transmission Line | QC | NY | -248607.7018 | NY
LCP_Inputs_ON_Electric_Howarth_2023_05_05 | Electricity | Dispatch-Interconnection | NY | 2050 | Fall | Electricity Transmission Line | NY | ON | 3956161.7322 | NY
LCP_Inputs_ON_Electric_Howarth_2023_05_05 | Electricity | Dispatch-Interconnection | NY | 2050 | Fall | Electricity Transmission Line | NY | QC | 3490795.9832 | NY
LCP_Inputs_ON_Electric_Howarth_2023_05_05 | Electricity | Dispatch-Interconnection | NY | 2050 | Fall | Electricity Transmission Line | ON | NY | -3987743.5222 | NY
LCP_Inputs_ON_Electric_Howarth_2023_05_05 | Electricity | Dispatch-Interconnection | NY | 2050 | Fall | Electricity Transmission Line | QC | NY | -600535.4901 | NY
LCP_Inputs_ON_Electric_Howarth_2023_05_05 | Electricity | Dispatch-Interconnection | NY | 2050 | Spring | Electricity Transmission Line | NY | ON | 56169.3383 | NY
LCP_Inputs_ON_Electric_Howarth_2023_05_05 | Electricity | Dispatch-Interconnection | NY | 2050 | Spring | Electricity Transmission Line | NY | QC | 90183.9958 | NY
LCP_Inputs_ON_Electric_Howarth_2023_05_05 | Electricity | Dispatch-Interconnection | NY | 2050 | Spring | Electricity Transmission Line | ON | NY | -2420379.9476 | NY
LCP_Inputs_ON_Electric_Howarth_2023_05_05 | Electricity | Dispatch-Interconnection | NY | 2050 | Spring | Electricity Transmission Line | QC | NY | -6265112.618 | NY
LCP_Inputs_ON_Electric_Howarth_2023_05_05 | Electricity | Dispatch-Interconnection | NY | 2050 | Summer | Electricity Transmission Line | NY | ON | 1143715.6119 | NY
LCP_Inputs_ON_Electric_Howarth_2023_05_05 | Electricity | Dispatch-Interconnection | NY | 2050 | Summer | Electricity Transmission Line | NY | QC | 4236374.7383 | NY
LCP_Inputs_ON_Electric_Howarth_2023_05_05 | Electricity | Dispatch-Interconnection | NY | 2050 | Summer | Electricity Transmission Line | ON | NY | -12413.7176 | NY
LCP_Inputs_ON_Electric_Howarth_2023_05_05 | Electricity | Dispatch-Interconnection | NY | 2050 | Summer | Electricity Transmission Line | QC | NY | -1591473.1772 | NY
LCP_Inputs_ON_Electric_Howarth_2023_05_05 | Electricity | Dispatch-Interconnection | NY | 2050 | Winter | Electricity Transmission Line | NY | ON | 0 | NY
LCP_Inputs_ON_Electric_Howarth_2023_05_05 | Electricity | Dispatch-Interconnection | NY | 2050 | Winter | Electricity Transmission Line | NY | QC | 0 | NY
LCP_Inputs_ON_Electric_Howarth_2023_05_05 | Electricity | Dispatch-Interconnection | NY | 2050 | Winter | Electricity Transmission Line | ON | NY | -6220625.3333 | NY
LCP_Inputs_ON_Electric_Howarth_2023_05_05 | Electricity | Dispatch-Interconnection | NY | 2050 | Winter | Electricity Transmission Line | QC | NY | -482895.0872 | NY
LCP_Inputs_ON_Electric_Howarth_2023_05_05 | Electricity | Dispatch-Interconnection | NY | 2050 | Winter Peak | Electricity Transmission Line | NY | ON | 0 | NY
LCP_Inputs_ON_Electric_Howarth_2023_05_05 | Electricity | Dispatch-Interconnection | NY | 2050 | Winter Peak | Electricity Transmission Line | NY | QC | 0 | NY
LCP_Inputs_ON_Electric_Howarth_2023_05_05 | Electricity | Dispatch-Interconnection | NY | 2050 | Winter Peak | Electricity Transmission Line | ON | NY | -167619.0476 | NY
LCP_Inputs_ON_Electric_Howarth_2023_05_05 | Electricity | Dispatch-Interconnection | NY | 2050 | Winter Peak | Electricity Transmission Line | QC | NY | -289880.9825 | NY
LCP_Inputs_ON_Electric_Howarth_2023_05_05 | Electricity | Dispatch-Interconnection | ON | 2020 | Fall | Electricity Transmission Line | MI | ON | -1636364.9775 | ON
LCP_Inputs_ON_Electric_Howarth_2023_05_05 | Electricity | Dispatch-Interconnection | ON | 2020 | Fall | Electricity Transmission Line | NY | ON | -1810570.0142 | ON
LCP_Inputs_ON_Electric_Howarth_2023_05_05 | Electricity | Dispatch-Interconnection | ON | 2020 | Fall | Electricity Transmission Line | ON | MI | 0 | ON
LCP_Inputs_ON_Electric_Howarth_2023_05_05 | Electricity | Dispatch-Interconnection | ON | 2020 | Fall | Electricity Transmission Line | ON | NY | 26998.6098 | ON
LCP_Inputs_ON_Electric_Howarth_2023_05_05 | Electricity | Dispatch-Interconnection | ON | 2020 | Fall | Electricity Transmission Line | ON | PJ | 0 | ON
LCP_Inputs_ON_Electric_Howarth_2023_05_05 | Electricity | Dispatch-Interconnection | ON | 2020 | Fall | Electricity Transmission Line | ON | QC | 210856.9501 | ON
LCP_Inputs_ON_Electric_Howarth_2023_05_05 | Electricity | Dispatch-Interconnection | ON | 2020 | Fall | Electricity Transmission Line | ON | WC | 0 | ON
LCP_Inputs_ON_Electric_Howarth_2023_05_05 | Electricity | Dispatch-Interconnection | ON | 2020 | Fall | Electricity Transmission Line | PJ | ON | 0 | ON
LCP_Inputs_ON_Electric_Howarth_2023_05_05 | Electricity | Dispatch-Interconnection | ON | 2020 | Fall | Electricity Transmission Line | QC | ON | -282535.2552 | ON
LCP_Inputs_ON_Electric_Howarth_2023_05_05 | Electricity | Dispatch-Interconnection | ON | 2020 | Fall | Electricity Transmission Line | WC | ON | -27527.3438 | ON
LCP_Inputs_ON_Electric_Howarth_2023_05_05 | Electricity | Dispatch-Interconnection | ON | 2020 | Spring | Electricity Transmission Line | MI | ON | -1553016.8186 | ON
LCP_Inputs_ON_Electric_Howarth_2023_05_05 | Electricity | Dispatch-Interconnection | ON | 2020 | Spring | Electricity Transmission Line | NY | ON | -1508408.7255 | ON
LCP_Inputs_ON_Electric_Howarth_2023_05_05 | Electricity | Dispatch-Interconnection | ON | 2020 | Spring | Electricity Transmission Line | ON | MI | 0 | ON
LCP_Inputs_ON_Electric_Howarth_2023_05_05 | Electricity | Dispatch-Interconnection | ON | 2020 | Spring | Electricity Transmission Line | ON | NY | 0 | ON
LCP_Inputs_ON_Electric_Howarth_2023_05_05 | Electricity | Dispatch-Interconnection | ON | 2020 | Spring | Electricity Transmission Line | ON | PJ | 0 | ON
LCP_Inputs_ON_Electric_Howarth_2023_05_05 | Electricity | Dispatch-Interconnection | ON | 2020 | Spring | Electricity Transmission Line | ON | QC | 0 | ON
LCP_Inputs_ON_Electric_Howarth_2023_05_05 | Electricity | Dispatch-Interconnection | ON | 2020 | Spring | Electricity Transmission Line | ON | WC | 0 | ON
LCP_Inputs_ON_Electric_Howarth_2023_05_05 | Electricity | Dispatch-Interconnection | ON | 2020 | Spring | Electricity Transmission Line | PJ | ON | 0 | ON
LCP_Inputs_ON_Electric_Howarth_2023_05_05 | Electricity | Dispatch-Interconnection | ON | 2020 | Spring | Electricity Transmission Line | QC | ON | -893121.8113 | ON
LCP_Inputs_ON_Electric_Howarth_2023_05_05 | Electricity | Dispatch-Interconnection | ON | 2020 | Spring | Electricity Transmission Line | WC | ON | 0 | ON
LCP_Inputs_ON_Electric_Howarth_2023_05_05 | Electricity | Dispatch-Interconnection | ON | 2020 | Summer | Electricity Transmission Line | MI | ON | -1268189.067 | ON
LCP_Inputs_ON_Electric_Howarth_2023_05_05 | Electricity | Dispatch-Interconnection | ON | 2020 | Summer | Electricity Transmission Line | NY | ON | -905260.4558 | ON
LCP_Inputs_ON_Electric_Howarth_2023_05_05 | Electricity | Dispatch-Interconnection | ON | 2020 | Summer | Electricity Transmission Line | ON | MI | 194690.5054 | ON
LCP_Inputs_ON_Electric_Howarth_2023_05_05 | Electricity | Dispatch-Interconnection | ON | 2020 | Summer | Electricity Transmission Line | ON | NY | 1819740.7544 | ON
LCP_Inputs_ON_Electric_Howarth_2023_05_05 | Electricity | Dispatch-Interconnection | ON | 2020 | Summer | Electricity Transmission Line | ON | PJ | 0 | ON
LCP_Inputs_ON_Electric_Howarth_2023_05_05 | Electricity | Dispatch-Interconnection | ON | 2020 | Summer | Electricity Transmission Line | ON | QC | 1757556.1263 | ON
LCP_Inputs_ON_Electric_Howarth_2023_05_05 | Electricity | Dispatch-Interconnection | ON | 2020 | Summer | Electricity Transmission Line | ON | WC | 0 | ON
LCP_Inputs_ON_Electric_Howarth_2023_05_05 | Electricity | Dispatch-Interconnection | ON | 2020 | Summer | Electricity Transmission Line | PJ | ON | 0 | ON
LCP_Inputs_ON_Electric_Howarth_2023_05_05 | Electricity | Dispatch-Interconnection | ON | 2020 | Summer | Electricity Transmission Line | QC | ON | 0 | ON
LCP_Inputs_ON_Electric_Howarth_2023_05_05 | Electricity | Dispatch-Interconnection | ON | 2020 | Summer | Electricity Transmission Line | WC | ON | -9935.8053 | ON
LCP_Inputs_ON_Electric_Howarth_2023_05_05 | Electricity | Dispatch-Interconnection | ON | 2020 | Winter | Electricity Transmission Line | MI | ON | -1563723.7226 | ON
LCP_Inputs_ON_Electric_Howarth_2023_05_05 | Electricity | Dispatch-Interconnection | ON | 2020 | Winter | Electricity Transmission Line | NY | ON | -2271425.3604 | ON
LCP_Inputs_ON_Electric_Howarth_2023_05_05 | Electricity | Dispatch-Interconnection | ON | 2020 | Winter | Electricity Transmission Line | ON | MI | 0 | ON
LCP_Inputs_ON_Electric_Howarth_2023_05_05 | Electricity | Dispatch-Interconnection | ON | 2020 | Winter | Electricity Transmission Line | ON | NY | 0 | ON
LCP_Inputs_ON_Electric_Howarth_2023_05_05 | Electricity | Dispatch-Interconnection | ON | 2020 | Winter | Electricity Transmission Line | ON | PJ | 0 | ON
LCP_Inputs_ON_Electric_Howarth_2023_05_05 | Electricity | Dispatch-Interconnection | ON | 2020 | Winter | Electricity Transmission Line | ON | QC | 14121.0812 | ON
LCP_Inputs_ON_Electric_Howarth_2023_05_05 | Electricity | Dispatch-Interconnection | ON | 2020 | Winter | Electricity Transmission Line | ON | WC | 144720.8937 | ON
LCP_Inputs_ON_Electric_Howarth_2023_05_05 | Electricity | Dispatch-Interconnection | ON | 2020 | Winter | Electricity Transmission Line | PJ | ON | 0 | ON
LCP_Inputs_ON_Electric_Howarth_2023_05_05 | Electricity | Dispatch-Interconnection | ON | 2020 | Winter | Electricity Transmission Line | QC | ON | 0 | ON
LCP_Inputs_ON_Electric_Howarth_2023_05_05 | Electricity | Dispatch-Interconnection | ON | 2020 | Winter | Electricity Transmission Line | WC | ON | 0 | ON
LCP_Inputs_ON_Electric_Howarth_2023_05_05 | Electricity | Dispatch-Interconnection | ON | 2020 | Winter Peak | Electricity Transmission Line | MI | ON | 0 | ON
LCP_Inputs_ON_Electric_Howarth_2023_05_05 | Electricity | Dispatch-Interconnection | ON | 2020 | Winter Peak | Electricity Transmission Line | NY | ON | 0 | ON
LCP_Inputs_ON_Electric_Howarth_2023_05_05 | Electricity | Dispatch-Interconnection | ON | 2020 | Winter Peak | Electricity Transmission Line | ON | MI | 28850.2856 | ON
LCP_Inputs_ON_Electric_Howarth_2023_05_05 | Electricity | Dispatch-Interconnection | ON | 2020 | Winter Peak | Electricity Transmission Line | ON | NY | 46584.0984 | ON
LCP_Inputs_ON_Electric_Howarth_2023_05_05 | Electricity | Dispatch-Interconnection | ON | 2020 | Winter Peak | Electricity Transmission Line | ON | PJ | 0 | ON
LCP_Inputs_ON_Electric_Howarth_2023_05_05 | Electricity | Dispatch-Interconnection | ON | 2020 | Winter Peak | Electricity Transmission Line | ON | QC | 25413.9488 | ON
LCP_Inputs_ON_Electric_Howarth_2023_05_05 | Electricity | Dispatch-Interconnection | ON | 2020 | Winter Peak | Electricity Transmission Line | ON | WC | 6290.2651 | ON
LCP_Inputs_ON_Electric_Howarth_2023_05_05 | Electricity | Dispatch-Interconnection | ON | 2020 | Winter Peak | Electricity Transmission Line | PJ | ON | 0 | ON
LCP_Inputs_ON_Electric_Howarth_2023_05_05 | Electricity | Dispatch-Interconnection | ON | 2020 | Winter Peak | Electricity Transmission Line | QC | ON | 0 | ON
LCP_Inputs_ON_Electric_Howarth_2023_05_05 | Electricity | Dispatch-Interconnection | ON | 2020 | Winter Peak | Electricity Transmission Line | WC | ON | 0 | ON
LCP_Inputs_ON_Electric_Howarth_2023_05_05 | Electricity | Dispatch-Interconnection | ON | 2030 | Fall | Electricity Transmission Line | MI | ON | 0 | ON
LCP_Inputs_ON_Electric_Howarth_2023_05_05 | Electricity | Dispatch-Interconnection | ON | 2030 | Fall | Electricity Transmission Line | NY | ON | -2080000 | ON
LCP_Inputs_ON_Electric_Howarth_2023_05_05 | Electricity | Dispatch-Interconnection | ON | 2030 | Fall | Electricity Transmission Line | ON | MI | 1098647.0428 | ON
LCP_Inputs_ON_Electric_Howarth_2023_05_05 | Electricity | Dispatch-Interconnection | ON | 2030 | Fall | Electricity Transmission Line | ON | NY | 511486.08 | ON
LCP_Inputs_ON_Electric_Howarth_2023_05_05 | Electricity | Dispatch-Interconnection | ON | 2030 | Fall | Electricity Transmission Line | ON | PJ | 906233.2199 | ON
LCP_Inputs_ON_Electric_Howarth_2023_05_05 | Electricity | Dispatch-Interconnection | ON | 2030 | Fall | Electricity Transmission Line | ON | QC | 554366.0643 | ON
LCP_Inputs_ON_Electric_Howarth_2023_05_05 | Electricity | Dispatch-Interconnection | ON | 2030 | Fall | Electricity Transmission Line | ON | WC | 522952.9991 | ON
LCP_Inputs_ON_Electric_Howarth_2023_05_05 | Electricity | Dispatch-Interconnection | ON | 2030 | Fall | Electricity Transmission Line | PJ | ON | -822352.827 | ON
LCP_Inputs_ON_Electric_Howarth_2023_05_05 | Electricity | Dispatch-Interconnection | ON | 2030 | Fall | Electricity Transmission Line | QC | ON | -116815.4672 | ON
LCP_Inputs_ON_Electric_Howarth_2023_05_05 | Electricity | Dispatch-Interconnection | ON | 2030 | Fall | Electricity Transmission Line | WC | ON | 0 | ON
LCP_Inputs_ON_Electric_Howarth_2023_05_05 | Electricity | Dispatch-Interconnection | ON | 2030 | Spring | Electricity Transmission Line | MI | ON | 0 | ON
LCP_Inputs_ON_Electric_Howarth_2023_05_05 | Electricity | Dispatch-Interconnection | ON | 2030 | Spring | Electricity Transmission Line | NY | ON | -356069.0867 | ON
LCP_Inputs_ON_Electric_Howarth_2023_05_05 | Electricity | Dispatch-Interconnection | ON | 2030 | Spring | Electricity Transmission Line | ON | MI | 2230373.3152 | ON
LCP_Inputs_ON_Electric_Howarth_2023_05_05 | Electricity | Dispatch-Interconnection | ON | 2030 | Spring | Electricity Transmission Line | ON | NY | 934373.3601 | ON
LCP_Inputs_ON_Electric_Howarth_2023_05_05 | Electricity | Dispatch-Interconnection | ON | 2030 | Spring | Electricity Transmission Line | ON | PJ | 330598.8832 | ON
LCP_Inputs_ON_Electric_Howarth_2023_05_05 | Electricity | Dispatch-Interconnection | ON | 2030 | Spring | Electricity Transmission Line | ON | QC | 113399.1609 | ON
LCP_Inputs_ON_Electric_Howarth_2023_05_05 | Electricity | Dispatch-Interconnection | ON | 2030 | Spring | Electricity Transmission Line | ON | WC | 477134.1863 | ON
LCP_Inputs_ON_Electric_Howarth_2023_05_05 | Electricity | Dispatch-Interconnection | ON | 2030 | Spring | Electricity Transmission Line | PJ | ON | -881840.2631 | ON
LCP_Inputs_ON_Electric_Howarth_2023_05_05 | Electricity | Dispatch-Interconnection | ON | 2030 | Spring | Electricity Transmission Line | QC | ON | -564855.6793 | ON
LCP_Inputs_ON_Electric_Howarth_2023_05_05 | Electricity | Dispatch-Interconnection | ON | 2030 | Spring | Electricity Transmission Line | WC | ON | 0 | ON
LCP_Inputs_ON_Electric_Howarth_2023_05_05 | Electricity | Dispatch-Interconnection | ON | 2030 | Summer | Electricity Transmission Line | MI | ON | -78220.2056 | ON
LCP_Inputs_ON_Electric_Howarth_2023_05_05 | Electricity | Dispatch-Interconnection | ON | 2030 | Summer | Electricity Transmission Line | NY | ON | -758532.4534 | ON
LCP_Inputs_ON_Electric_Howarth_2023_05_05 | Electricity | Dispatch-Interconnection | ON | 2030 | Summer | Electricity Transmission Line | ON | MI | 938489.0987 | ON
LCP_Inputs_ON_Electric_Howarth_2023_05_05 | Electricity | Dispatch-Interconnection | ON | 2030 | Summer | Electricity Transmission Line | ON | NY | 624797.4847 | ON
LCP_Inputs_ON_Electric_Howarth_2023_05_05 | Electricity | Dispatch-Interconnection | ON | 2030 | Summer | Electricity Transmission Line | ON | PJ | 1919083.6784 | ON
LCP_Inputs_ON_Electric_Howarth_2023_05_05 | Electricity | Dispatch-Interconnection | ON | 2030 | Summer | Electricity Transmission Line | ON | QC | 623563.9497 | ON
LCP_Inputs_ON_Electric_Howarth_2023_05_05 | Electricity | Dispatch-Interconnection | ON | 2030 | Summer | Electricity Transmission Line | ON | WC | 143931.2333 | ON
LCP_Inputs_ON_Electric_Howarth_2023_05_05 | Electricity | Dispatch-Interconnection | ON | 2030 | Summer | Electricity Transmission Line | PJ | ON | 0 | ON
LCP_Inputs_ON_Electric_Howarth_2023_05_05 | Electricity | Dispatch-Interconnection | ON | 2030 | Summer | Electricity Transmission Line | QC | ON | 0 | ON
LCP_Inputs_ON_Electric_Howarth_2023_05_05 | Electricity | Dispatch-Interconnection | ON | 2030 | Summer | Electricity Transmission Line | WC | ON | 0 | ON
LCP_Inputs_ON_Electric_Howarth_2023_05_05 | Electricity | Dispatch-Interconnection | ON | 2030 | Winter | Electricity Transmission Line | MI | ON | 0 | ON
LCP_Inputs_ON_Electric_Howarth_2023_05_05 | Electricity | Dispatch-Interconnection | ON | 2030 | Winter | Electricity Transmission Line | NY | ON | 0 | ON
LCP_Inputs_ON_Electric_Howarth_2023_05_05 | Electricity | Dispatch-Interconnection | ON | 2030 | Winter | Electricity Transmission Line | ON | MI | 2007873.8525 | ON
LCP_Inputs_ON_Electric_Howarth_2023_05_05 | Electricity | Dispatch-Interconnection | ON | 2030 | Winter | Electricity Transmission Line | ON | NY | 4731121.194 | ON
LCP_Inputs_ON_Electric_Howarth_2023_05_05 | Electricity | Dispatch-Interconnection | ON | 2030 | Winter | Electricity Transmission Line | ON | PJ | 91887.8326 | ON
LCP_Inputs_ON_Electric_Howarth_2023_05_05 | Electricity | Dispatch-Interconnection | ON | 2030 | Winter | Electricity Transmission Line | ON | QC | 2515412.2773 | ON
LCP_Inputs_ON_Electric_Howarth_2023_05_05 | Electricity | Dispatch-Interconnection | ON | 2030 | Winter | Electricity Transmission Line | ON | WC | 317240.447 | ON
LCP_Inputs_ON_Electric_Howarth_2023_05_05 | Electricity | Dispatch-Interconnection | ON | 2030 | Winter | Electricity Transmission Line | PJ | ON | -83536.2827 | ON
LCP_Inputs_ON_Electric_Howarth_2023_05_05 | Electricity | Dispatch-Interconnection | ON | 2030 | Winter | Electricity Transmission Line | QC | ON | 0 | ON
LCP_Inputs_ON_Electric_Howarth_2023_05_05 | Electricity | Dispatch-Interconnection | ON | 2030 | Winter | Electricity Transmission Line | WC | ON | 0 | ON
LCP_Inputs_ON_Electric_Howarth_2023_05_05 | Electricity | Dispatch-Interconnection | ON | 2030 | Winter Peak | Electricity Transmission Line | MI | ON | 0 | ON
LCP_Inputs_ON_Electric_Howarth_2023_05_05 | Electricity | Dispatch-Interconnection | ON | 2030 | Winter Peak | Electricity Transmission Line | NY | ON | 0 | ON
LCP_Inputs_ON_Electric_Howarth_2023_05_05 | Electricity | Dispatch-Interconnection | ON | 2030 | Winter Peak | Electricity Transmission Line | ON | MI | 76800 | ON
LCP_Inputs_ON_Electric_Howarth_2023_05_05 | Electricity | Dispatch-Interconnection | ON | 2030 | Winter Peak | Electricity Transmission Line | ON | NY | 86400 | ON
LCP_Inputs_ON_Electric_Howarth_2023_05_05 | Electricity | Dispatch-Interconnection | ON | 2030 | Winter Peak | Electricity Transmission Line | ON | PJ | 24000 | ON
LCP_Inputs_ON_Electric_Howarth_2023_05_05 | Electricity | Dispatch-Interconnection | ON | 2030 | Winter Peak | Electricity Transmission Line | ON | QC | 88212.7949 | ON
LCP_Inputs_ON_Electric_Howarth_2023_05_05 | Electricity | Dispatch-Interconnection | ON | 2030 | Winter Peak | Electricity Transmission Line | ON | WC | 43200 | ON
LCP_Inputs_ON_Electric_Howarth_2023_05_05 | Electricity | Dispatch-Interconnection | ON | 2030 | Winter Peak | Electricity Transmission Line | PJ | ON | 0 | ON
LCP_Inputs_ON_Electric_Howarth_2023_05_05 | Electricity | Dispatch-Interconnection | ON | 2030 | Winter Peak | Electricity Transmission Line | QC | ON | 0 | ON
LCP_Inputs_ON_Electric_Howarth_2023_05_05 | Electricity | Dispatch-Interconnection | ON | 2030 | Winter Peak | Electricity Transmission Line | WC | ON | 0 | ON
LCP_Inputs_ON_Electric_Howarth_2023_05_05 | Electricity | Dispatch-Interconnection | ON | 2040 | Fall | Electricity Transmission Line | MI | ON | -181779.1922 | ON
LCP_Inputs_ON_Electric_Howarth_2023_05_05 | Electricity | Dispatch-Interconnection | ON | 2040 | Fall | Electricity Transmission Line | NY | ON | -2946666.6667 | ON
LCP_Inputs_ON_Electric_Howarth_2023_05_05 | Electricity | Dispatch-Interconnection | ON | 2040 | Fall | Electricity Transmission Line | ON | MI | 2892196.1214 | ON
LCP_Inputs_ON_Electric_Howarth_2023_05_05 | Electricity | Dispatch-Interconnection | ON | 2040 | Fall | Electricity Transmission Line | ON | NY | 1330462.2278 | ON
LCP_Inputs_ON_Electric_Howarth_2023_05_05 | Electricity | Dispatch-Interconnection | ON | 2040 | Fall | Electricity Transmission Line | ON | PJ | 0 | ON
LCP_Inputs_ON_Electric_Howarth_2023_05_05 | Electricity | Dispatch-Interconnection | ON | 2040 | Fall | Electricity Transmission Line | ON | QC | 618898.8797 | ON
LCP_Inputs_ON_Electric_Howarth_2023_05_05 | Electricity | Dispatch-Interconnection | ON | 2040 | Fall | Electricity Transmission Line | ON | WC | 1059452.3773 | ON
LCP_Inputs_ON_Electric_Howarth_2023_05_05 | Electricity | Dispatch-Interconnection | ON | 2040 | Fall | Electricity Transmission Line | PJ | ON | -2781276.9352 | ON
LCP_Inputs_ON_Electric_Howarth_2023_05_05 | Electricity | Dispatch-Interconnection | ON | 2040 | Fall | Electricity Transmission Line | QC | ON | -1822605.1214 | ON
LCP_Inputs_ON_Electric_Howarth_2023_05_05 | Electricity | Dispatch-Interconnection | ON | 2040 | Fall | Electricity Transmission Line | WC | ON | 0 | ON
LCP_Inputs_ON_Electric_Howarth_2023_05_05 | Electricity | Dispatch-Interconnection | ON | 2040 | Spring | Electricity Transmission Line | MI | ON | 0 | ON
LCP_Inputs_ON_Electric_Howarth_2023_05_05 | Electricity | Dispatch-Interconnection | ON | 2040 | Spring | Electricity Transmission Line | NY | ON | -160272.4963 | ON
LCP_Inputs_ON_Electric_Howarth_2023_05_05 | Electricity | Dispatch-Interconnection | ON | 2040 | Spring | Electricity Transmission Line | ON | MI | 3111103.6984 | ON
LCP_Inputs_ON_Electric_Howarth_2023_05_05 | Electricity | Dispatch-Interconnection | ON | 2040 | Spring | Electricity Transmission Line | ON | NY | 621178.7889 | ON
LCP_Inputs_ON_Electric_Howarth_2023_05_05 | Electricity | Dispatch-Interconnection | ON | 2040 | Spring | Electricity Transmission Line | ON | PJ | 198699.1686 | ON
LCP_Inputs_ON_Electric_Howarth_2023_05_05 | Electricity | Dispatch-Interconnection | ON | 2040 | Spring | Electricity Transmission Line | ON | QC | 143601.4609 | ON
LCP_Inputs_ON_Electric_Howarth_2023_05_05 | Electricity | Dispatch-Interconnection | ON | 2040 | Spring | Electricity Transmission Line | ON | WC | 448846.3243 | ON
LCP_Inputs_ON_Electric_Howarth_2023_05_05 | Electricity | Dispatch-Interconnection | ON | 2040 | Spring | Electricity Transmission Line | PJ | ON | -2791411.0429 | ON
LCP_Inputs_ON_Electric_Howarth_2023_05_05 | Electricity | Dispatch-Interconnection | ON | 2040 | Spring | Electricity Transmission Line | QC | ON | 0 | ON
LCP_Inputs_ON_Electric_Howarth_2023_05_05 | Electricity | Dispatch-Interconnection | ON | 2040 | Spring | Electricity Transmission Line | WC | ON | 0 | ON
LCP_Inputs_ON_Electric_Howarth_2023_05_05 | Electricity | Dispatch-Interconnection | ON | 2040 | Summer | Electricity Transmission Line | MI | ON | -6070461.4264 | ON
LCP_Inputs_ON_Electric_Howarth_2023_05_05 | Electricity | Dispatch-Interconnection | ON | 2040 | Summer | Electricity Transmission Line | NY | ON | -1483725.9335 | ON
LCP_Inputs_ON_Electric_Howarth_2023_05_05 | Electricity | Dispatch-Interconnection | ON | 2040 | Summer | Electricity Transmission Line | ON | MI | 0 | ON
LCP_Inputs_ON_Electric_Howarth_2023_05_05 | Electricity | Dispatch-Interconnection | ON | 2040 | Summer | Electricity Transmission Line | ON | NY | 385235.8664 | ON
LCP_Inputs_ON_Electric_Howarth_2023_05_05 | Electricity | Dispatch-Interconnection | ON | 2040 | Summer | Electricity Transmission Line | ON | PJ | 4766744.1317 | ON
LCP_Inputs_ON_Electric_Howarth_2023_05_05 | Electricity | Dispatch-Interconnection | ON | 2040 | Summer | Electricity Transmission Line | ON | QC | 0 | ON
LCP_Inputs_ON_Electric_Howarth_2023_05_05 | Electricity | Dispatch-Interconnection | ON | 2040 | Summer | Electricity Transmission Line | ON | WC | 0 | ON
LCP_Inputs_ON_Electric_Howarth_2023_05_05 | Electricity | Dispatch-Interconnection | ON | 2040 | Summer | Electricity Transmission Line | PJ | ON | 0 | ON
LCP_Inputs_ON_Electric_Howarth_2023_05_05 | Electricity | Dispatch-Interconnection | ON | 2040 | Summer | Electricity Transmission Line | QC | ON | -23812.8456 | ON
LCP_Inputs_ON_Electric_Howarth_2023_05_05 | Electricity | Dispatch-Interconnection | ON | 2040 | Summer | Electricity Transmission Line | WC | ON | -212968.7487 | ON
LCP_Inputs_ON_Electric_Howarth_2023_05_05 | Electricity | Dispatch-Interconnection | ON | 2040 | Winter | Electricity Transmission Line | MI | ON | 0 | ON
LCP_Inputs_ON_Electric_Howarth_2023_05_05 | Electricity | Dispatch-Interconnection | ON | 2040 | Winter | Electricity Transmission Line | NY | ON | 0 | ON
LCP_Inputs_ON_Electric_Howarth_2023_05_05 | Electricity | Dispatch-Interconnection | ON | 2040 | Winter | Electricity Transmission Line | ON | MI | 3884006.7259 | ON
LCP_Inputs_ON_Electric_Howarth_2023_05_05 | Electricity | Dispatch-Interconnection | ON | 2040 | Winter | Electricity Transmission Line | ON | NY | 8460263.6489 | ON
LCP_Inputs_ON_Electric_Howarth_2023_05_05 | Electricity | Dispatch-Interconnection | ON | 2040 | Winter | Electricity Transmission Line | ON | PJ | 458462.5949 | ON
LCP_Inputs_ON_Electric_Howarth_2023_05_05 | Electricity | Dispatch-Interconnection | ON | 2040 | Winter | Electricity Transmission Line | ON | QC | 3739175.1735 | ON
LCP_Inputs_ON_Electric_Howarth_2023_05_05 | Electricity | Dispatch-Interconnection | ON | 2040 | Winter | Electricity Transmission Line | ON | WC | 2267457.0465 | ON
LCP_Inputs_ON_Electric_Howarth_2023_05_05 | Electricity | Dispatch-Interconnection | ON | 2040 | Winter | Electricity Transmission Line | PJ | ON | -2029635.4778 | ON
LCP_Inputs_ON_Electric_Howarth_2023_05_05 | Electricity | Dispatch-Interconnection | ON | 2040 | Winter | Electricity Transmission Line | QC | ON | 0 | ON
LCP_Inputs_ON_Electric_Howarth_2023_05_05 | Electricity | Dispatch-Interconnection | ON | 2040 | Winter | Electricity Transmission Line | WC | ON | 0 | ON
LCP_Inputs_ON_Electric_Howarth_2023_05_05 | Electricity | Dispatch-Interconnection | ON | 2040 | Winter Peak | Electricity Transmission Line | MI | ON | 0 | ON
LCP_Inputs_ON_Electric_Howarth_2023_05_05 | Electricity | Dispatch-Interconnection | ON | 2040 | Winter Peak | Electricity Transmission Line | NY | ON | 0 | ON
LCP_Inputs_ON_Electric_Howarth_2023_05_05 | Electricity | Dispatch-Interconnection | ON | 2040 | Winter Peak | Electricity Transmission Line | ON | MI | 112800 | ON
LCP_Inputs_ON_Electric_Howarth_2023_05_05 | Electricity | Dispatch-Interconnection | ON | 2040 | Winter Peak | Electricity Transmission Line | ON | NY | 122400 | ON
LCP_Inputs_ON_Electric_Howarth_2023_05_05 | Electricity | Dispatch-Interconnection | ON | 2040 | Winter Peak | Electricity Transmission Line | ON | PJ | 60000 | ON
LCP_Inputs_ON_Electric_Howarth_2023_05_05 | Electricity | Dispatch-Interconnection | ON | 2040 | Winter Peak | Electricity Transmission Line | ON | QC | 128371.2278 | ON
LCP_Inputs_ON_Electric_Howarth_2023_05_05 | Electricity | Dispatch-Interconnection | ON | 2040 | Winter Peak | Electricity Transmission Line | ON | WC | 78779.7092 | ON
LCP_Inputs_ON_Electric_Howarth_2023_05_05 | Electricity | Dispatch-Interconnection | ON | 2040 | Winter Peak | Electricity Transmission Line | PJ | ON | 0 | ON
LCP_Inputs_ON_Electric_Howarth_2023_05_05 | Electricity | Dispatch-Interconnection | ON | 2040 | Winter Peak | Electricity Transmission Line | QC | ON | 0 | ON
LCP_Inputs_ON_Electric_Howarth_2023_05_05 | Electricity | Dispatch-Interconnection | ON | 2040 | Winter Peak | Electricity Transmission Line | WC | ON | 0 | ON
LCP_Inputs_ON_Electric_Howarth_2023_05_05 | Electricity | Dispatch-Interconnection | ON | 2050 | Fall | Electricity Transmission Line | MI | ON | -187084.6622 | ON
LCP_Inputs_ON_Electric_Howarth_2023_05_05 | Electricity | Dispatch-Interconnection | ON | 2050 | Fall | Electricity Transmission Line | NY | ON | -4186414.5314 | ON
LCP_Inputs_ON_Electric_Howarth_2023_05_05 | Electricity | Dispatch-Interconnection | ON | 2050 | Fall | Electricity Transmission Line | ON | MI | 2081115.0482 | ON
LCP_Inputs_ON_Electric_Howarth_2023_05_05 | Electricity | Dispatch-Interconnection | ON | 2050 | Fall | Electricity Transmission Line | ON | NY | 3768417.6285 | ON
LCP_Inputs_ON_Electric_Howarth_2023_05_05 | Electricity | Dispatch-Interconnection | ON | 2050 | Fall | Electricity Transmission Line | ON | PJ | 1092424.047 | ON
LCP_Inputs_ON_Electric_Howarth_2023_05_05 | Electricity | Dispatch-Interconnection | ON | 2050 | Fall | Electricity Transmission Line | ON | QC | 1215052.6694 | ON
LCP_Inputs_ON_Electric_Howarth_2023_05_05 | Electricity | Dispatch-Interconnection | ON | 2050 | Fall | Electricity Transmission Line | ON | WC | 785665.6257 | ON
LCP_Inputs_ON_Electric_Howarth_2023_05_05 | Electricity | Dispatch-Interconnection | ON | 2050 | Fall | Electricity Transmission Line | PJ | ON | -6350133.8826 | ON
LCP_Inputs_ON_Electric_Howarth_2023_05_05 | Electricity | Dispatch-Interconnection | ON | 2050 | Fall | Electricity Transmission Line | QC | ON | -2560251.5309 | ON
LCP_Inputs_ON_Electric_Howarth_2023_05_05 | Electricity | Dispatch-Interconnection | ON | 2050 | Fall | Electricity Transmission Line | WC | ON | 0 | ON
LCP_Inputs_ON_Electric_Howarth_2023_05_05 | Electricity | Dispatch-Interconnection | ON | 2050 | Spring | Electricity Transmission Line | MI | ON | 0 | ON
LCP_Inputs_ON_Electric_Howarth_2023_05_05 | Electricity | Dispatch-Interconnection | ON | 2050 | Spring | Electricity Transmission Line | NY | ON | -59438.4532 | ON
LCP_Inputs_ON_Electric_Howarth_2023_05_05 | Electricity | Dispatch-Interconnection | ON | 2050 | Spring | Electricity Transmission Line | ON | MI | 3465907.2699 | ON
LCP_Inputs_ON_Electric_Howarth_2023_05_05 | Electricity | Dispatch-Interconnection | ON | 2050 | Spring | Electricity Transmission Line | ON | NY | 2287259.0505 | ON
LCP_Inputs_ON_Electric_Howarth_2023_05_05 | Electricity | Dispatch-Interconnection | ON | 2050 | Spring | Electricity Transmission Line | ON | PJ | 0 | ON
LCP_Inputs_ON_Electric_Howarth_2023_05_05 | Electricity | Dispatch-Interconnection | ON | 2050 | Spring | Electricity Transmission Line | ON | QC | 123045.1982 | ON
LCP_Inputs_ON_Electric_Howarth_2023_05_05 | Electricity | Dispatch-Interconnection | ON | 2050 | Spring | Electricity Transmission Line | ON | WC | 157652.1693 | ON
LCP_Inputs_ON_Electric_Howarth_2023_05_05 | Electricity | Dispatch-Interconnection | ON | 2050 | Spring | Electricity Transmission Line | PJ | ON | -3721881.3906 | ON
LCP_Inputs_ON_Electric_Howarth_2023_05_05 | Electricity | Dispatch-Interconnection | ON | 2050 | Spring | Electricity Transmission Line | QC | ON | 0 | ON
LCP_Inputs_ON_Electric_Howarth_2023_05_05 | Electricity | Dispatch-Interconnection | ON | 2050 | Spring | Electricity Transmission Line | WC | ON | 0 | ON
LCP_Inputs_ON_Electric_Howarth_2023_05_05 | Electricity | Dispatch-Interconnection | ON | 2050 | Summer | Electricity Transmission Line | MI | ON | -3320278.7812 | ON
LCP_Inputs_ON_Electric_Howarth_2023_05_05 | Electricity | Dispatch-Interconnection | ON | 2050 | Summer | Electricity Transmission Line | NY | ON | -1210281.0708 | ON
LCP_Inputs_ON_Electric_Howarth_2023_05_05 | Electricity | Dispatch-Interconnection | ON | 2050 | Summer | Electricity Transmission Line | ON | MI | 27162.9514 | ON
LCP_Inputs_ON_Electric_Howarth_2023_05_05 | Electricity | Dispatch-Interconnection | ON | 2050 | Summer | Electricity Transmission Line | ON | NY | 11730.9631 | ON
LCP_Inputs_ON_Electric_Howarth_2023_05_05 | Electricity | Dispatch-Interconnection | ON | 2050 | Summer | Electricity Transmission Line | ON | PJ | 8733280.3417 | ON
LCP_Inputs_ON_Electric_Howarth_2023_05_05 | Electricity | Dispatch-Interconnection | ON | 2050 | Summer | Electricity Transmission Line | ON | QC | 307001.1276 | ON
LCP_Inputs_ON_Electric_Howarth_2023_05_05 | Electricity | Dispatch-Interconnection | ON | 2050 | Summer | Electricity Transmission Line | ON | WC | 0 | ON
LCP_Inputs_ON_Electric_Howarth_2023_05_05 | Electricity | Dispatch-Interconnection | ON | 2050 | Summer | Electricity Transmission Line | PJ | ON | 0 | ON
LCP_Inputs_ON_Electric_Howarth_2023_05_05 | Electricity | Dispatch-Interconnection | ON | 2050 | Summer | Electricity Transmission Line | QC | ON | -73220.0096 | ON
LCP_Inputs_ON_Electric_Howarth_2023_05_05 | Electricity | Dispatch-Interconnection | ON | 2050 | Summer | Electricity Transmission Line | WC | ON | -52147.4946 | ON
LCP_Inputs_ON_Electric_Howarth_2023_05_05 | Electricity | Dispatch-Interconnection | ON | 2050 | Winter | Electricity Transmission Line | MI | ON | 0 | ON
LCP_Inputs_ON_Electric_Howarth_2023_05_05 | Electricity | Dispatch-Interconnection | ON | 2050 | Winter | Electricity Transmission Line | NY | ON | 0 | ON
LCP_Inputs_ON_Electric_Howarth_2023_05_05 | Electricity | Dispatch-Interconnection | ON | 2050 | Winter | Electricity Transmission Line | ON | MI | 6226737.4751 | ON
LCP_Inputs_ON_Electric_Howarth_2023_05_05 | Electricity | Dispatch-Interconnection | ON | 2050 | Winter | Electricity Transmission Line | ON | NY | 5878490.94 | ON
LCP_Inputs_ON_Electric_Howarth_2023_05_05 | Electricity | Dispatch-Interconnection | ON | 2050 | Winter | Electricity Transmission Line | ON | PJ | 847401.2482 | ON
LCP_Inputs_ON_Electric_Howarth_2023_05_05 | Electricity | Dispatch-Interconnection | ON | 2050 | Winter | Electricity Transmission Line | ON | QC | 2513346.543 | ON
LCP_Inputs_ON_Electric_Howarth_2023_05_05 | Electricity | Dispatch-Interconnection | ON | 2050 | Winter | Electricity Transmission Line | ON | WC | 1547899.0227 | ON
LCP_Inputs_ON_Electric_Howarth_2023_05_05 | Electricity | Dispatch-Interconnection | ON | 2050 | Winter | Electricity Transmission Line | PJ | ON | 0 | ON
LCP_Inputs_ON_Electric_Howarth_2023_05_05 | Electricity | Dispatch-Interconnection | ON | 2050 | Winter | Electricity Transmission Line | QC | ON | 0 | ON
LCP_Inputs_ON_Electric_Howarth_2023_05_05 | Electricity | Dispatch-Interconnection | ON | 2050 | Winter | Electricity Transmission Line | WC | ON | 0 | ON
LCP_Inputs_ON_Electric_Howarth_2023_05_05 | Electricity | Dispatch-Interconnection | ON | 2050 | Winter Peak | Electricity Transmission Line | MI | ON | 0 | ON
LCP_Inputs_ON_Electric_Howarth_2023_05_05 | Electricity | Dispatch-Interconnection | ON | 2050 | Winter Peak | Electricity Transmission Line | NY | ON | 0 | ON
LCP_Inputs_ON_Electric_Howarth_2023_05_05 | Electricity | Dispatch-Interconnection | ON | 2050 | Winter Peak | Electricity Transmission Line | ON | MI | 148800 | ON
LCP_Inputs_ON_Electric_Howarth_2023_05_05 | Electricity | Dispatch-Interconnection | ON | 2050 | Winter Peak | Electricity Transmission Line | ON | NY | 158400 | ON
LCP_Inputs_ON_Electric_Howarth_2023_05_05 | Electricity | Dispatch-Interconnection | ON | 2050 | Winter Peak | Electricity Transmission Line | ON | PJ | 96000 | ON
LCP_Inputs_ON_Electric_Howarth_2023_05_05 | Electricity | Dispatch-Interconnection | ON | 2050 | Winter Peak | Electricity Transmission Line | ON | QC | 164051.8698 | ON
LCP_Inputs_ON_Electric_Howarth_2023_05_05 | Electricity | Dispatch-Interconnection | ON | 2050 | Winter Peak | Electricity Transmission Line | ON | WC | 114662.2077 | ON
LCP_Inputs_ON_Electric_Howarth_2023_05_05 | Electricity | Dispatch-Interconnection | ON | 2050 | Winter Peak | Electricity Transmission Line | PJ | ON | 0 | ON
LCP_Inputs_ON_Electric_Howarth_2023_05_05 | Electricity | Dispatch-Interconnection | ON | 2050 | Winter Peak | Electricity Transmission Line | QC | ON | 0 | ON
LCP_Inputs_ON_Electric_Howarth_2023_05_05 | Electricity | Dispatch-Interconnection | ON | 2050 | Winter Peak | Electricity Transmission Line | WC | ON | 0 | ON
LCP_Inputs_ON_Electric_Howarth_2023_05_05 | Electricity | Dispatch-Interconnection | PJ | 2020 | Fall | Electricity Transmission Line | ON | PJ | 0 | PJ
LCP_Inputs_ON_Electric_Howarth_2023_05_05 | Electricity | Dispatch-Interconnection | PJ | 2020 | Fall | Electricity Transmission Line | PJ | ON | 0 | PJ
LCP_Inputs_ON_Electric_Howarth_2023_05_05 | Electricity | Dispatch-Interconnection | PJ | 2020 | Spring | Electricity Transmission Line | ON | PJ | 0 | PJ
LCP_Inputs_ON_Electric_Howarth_2023_05_05 | Electricity | Dispatch-Interconnection | PJ | 2020 | Spring | Electricity Transmission Line | PJ | ON | 0 | PJ
LCP_Inputs_ON_Electric_Howarth_2023_05_05 | Electricity | Dispatch-Interconnection | PJ | 2020 | Summer | Electricity Transmission Line | ON | PJ | 0 | PJ
LCP_Inputs_ON_Electric_Howarth_2023_05_05 | Electricity | Dispatch-Interconnection | PJ | 2020 | Summer | Electricity Transmission Line | PJ | ON | 0 | PJ
LCP_Inputs_ON_Electric_Howarth_2023_05_05 | Electricity | Dispatch-Interconnection | PJ | 2020 | Winter | Electricity Transmission Line | ON | PJ | 0 | PJ
LCP_Inputs_ON_Electric_Howarth_2023_05_05 | Electricity | Dispatch-Interconnection | PJ | 2020 | Winter | Electricity Transmission Line | PJ | ON | 0 | PJ
LCP_Inputs_ON_Electric_Howarth_2023_05_05 | Electricity | Dispatch-Interconnection | PJ | 2020 | Winter Peak | Electricity Transmission Line | ON | PJ | 0 | PJ
LCP_Inputs_ON_Electric_Howarth_2023_05_05 | Electricity | Dispatch-Interconnection | PJ | 2020 | Winter Peak | Electricity Transmission Line | PJ | ON | 0 | PJ
LCP_Inputs_ON_Electric_Howarth_2023_05_05 | Electricity | Dispatch-Interconnection | PJ | 2030 | Fall | Electricity Transmission Line | ON | PJ | -926618.8343 | PJ
LCP_Inputs_ON_Electric_Howarth_2023_05_05 | Electricity | Dispatch-Interconnection | PJ | 2030 | Fall | Electricity Transmission Line | PJ | ON | 804261.0648 | PJ
LCP_Inputs_ON_Electric_Howarth_2023_05_05 | Electricity | Dispatch-Interconnection | PJ | 2030 | Spring | Electricity Transmission Line | ON | PJ | -338035.6679 | PJ
LCP_Inputs_ON_Electric_Howarth_2023_05_05 | Electricity | Dispatch-Interconnection | PJ | 2030 | Spring | Electricity Transmission Line | PJ | ON | 862439.7773 | PJ
LCP_Inputs_ON_Electric_Howarth_2023_05_05 | Electricity | Dispatch-Interconnection | PJ | 2030 | Summer | Electricity Transmission Line | ON | PJ | -1962253.2499 | PJ
LCP_Inputs_ON_Electric_Howarth_2023_05_05 | Electricity | Dispatch-Interconnection | PJ | 2030 | Summer | Electricity Transmission Line | PJ | ON | 0 | PJ
LCP_Inputs_ON_Electric_Howarth_2023_05_05 | Electricity | Dispatch-Interconnection | PJ | 2030 | Winter | Electricity Transmission Line | ON | PJ | -93954.8391 | PJ
LCP_Inputs_ON_Electric_Howarth_2023_05_05 | Electricity | Dispatch-Interconnection | PJ | 2030 | Winter | Electricity Transmission Line | PJ | ON | 81698.4844 | PJ
LCP_Inputs_ON_Electric_Howarth_2023_05_05 | Electricity | Dispatch-Interconnection | PJ | 2030 | Winter Peak | Electricity Transmission Line | ON | PJ | -24539.8773 | PJ
LCP_Inputs_ON_Electric_Howarth_2023_05_05 | Electricity | Dispatch-Interconnection | PJ | 2030 | Winter Peak | Electricity Transmission Line | PJ | ON | 0 | PJ
LCP_Inputs_ON_Electric_Howarth_2023_05_05 | Electricity | Dispatch-Interconnection | PJ | 2040 | Fall | Electricity Transmission Line | ON | PJ | 0 | PJ
LCP_Inputs_ON_Electric_Howarth_2023_05_05 | Electricity | Dispatch-Interconnection | PJ | 2040 | Fall | Electricity Transmission Line | PJ | ON | 2720088.8426 | PJ
LCP_Inputs_ON_Electric_Howarth_2023_05_05 | Electricity | Dispatch-Interconnection | PJ | 2040 | Spring | Electricity Transmission Line | ON | PJ | -203168.8841 | PJ
LCP_Inputs_ON_Electric_Howarth_2023_05_05 | Electricity | Dispatch-Interconnection | PJ | 2040 | Spring | Electricity Transmission Line | PJ | ON | 2730000 | PJ
LCP_Inputs_ON_Electric_Howarth_2023_05_05 | Electricity | Dispatch-Interconnection | PJ | 2040 | Summer | Electricity Transmission Line | ON | PJ | -4873971.5048 | PJ
LCP_Inputs_ON_Electric_Howarth_2023_05_05 | Electricity | Dispatch-Interconnection | PJ | 2040 | Summer | Electricity Transmission Line | PJ | ON | 0 | PJ
LCP_Inputs_ON_Electric_Howarth_2023_05_05 | Electricity | Dispatch-Interconnection | PJ | 2040 | Winter | Electricity Transmission Line | ON | PJ | -468775.6594 | PJ
LCP_Inputs_ON_Electric_Howarth_2023_05_05 | Electricity | Dispatch-Interconnection | PJ | 2040 | Winter | Electricity Transmission Line | PJ | ON | 1984983.4973 | PJ
LCP_Inputs_ON_Electric_Howarth_2023_05_05 | Electricity | Dispatch-Interconnection | PJ | 2040 | Winter Peak | Electricity Transmission Line | ON | PJ | -61349.6933 | PJ
LCP_Inputs_ON_Electric_Howarth_2023_05_05 | Electricity | Dispatch-Interconnection | PJ | 2040 | Winter Peak | Electricity Transmission Line | PJ | ON | 0 | PJ
LCP_Inputs_ON_Electric_Howarth_2023_05_05 | Electricity | Dispatch-Interconnection | PJ | 2050 | Fall | Electricity Transmission Line | ON | PJ | -1116998.003 | PJ
LCP_Inputs_ON_Electric_Howarth_2023_05_05 | Electricity | Dispatch-Interconnection | PJ | 2050 | Fall | Electricity Transmission Line | PJ | ON | 6210430.9372 | PJ
LCP_Inputs_ON_Electric_Howarth_2023_05_05 | Electricity | Dispatch-Interconnection | PJ | 2050 | Spring | Electricity Transmission Line | ON | PJ | 0 | PJ
LCP_Inputs_ON_Electric_Howarth_2023_05_05 | Electricity | Dispatch-Interconnection | PJ | 2050 | Spring | Electricity Transmission Line | PJ | ON | 3640000 | PJ
LCP_Inputs_ON_Electric_Howarth_2023_05_05 | Electricity | Dispatch-Interconnection | PJ | 2050 | Summer | Electricity Transmission Line | ON | PJ | -8929734.5007 | PJ
LCP_Inputs_ON_Electric_Howarth_2023_05_05 | Electricity | Dispatch-Interconnection | PJ | 2050 | Summer | Electricity Transmission Line | PJ | ON | 0 | PJ
LCP_Inputs_ON_Electric_Howarth_2023_05_05 | Electricity | Dispatch-Interconnection | PJ | 2050 | Winter | Electricity Transmission Line | ON | PJ | -866463.444 | PJ
LCP_Inputs_ON_Electric_Howarth_2023_05_05 | Electricity | Dispatch-Interconnection | PJ | 2050 | Winter | Electricity Transmission Line | PJ | ON | 0 | PJ
LCP_Inputs_ON_Electric_Howarth_2023_05_05 | Electricity | Dispatch-Interconnection | PJ | 2050 | Winter Peak | Electricity Transmission Line | ON | PJ | -98159.5092 | PJ
LCP_Inputs_ON_Electric_Howarth_2023_05_05 | Electricity | Dispatch-Interconnection | PJ | 2050 | Winter Peak | Electricity Transmission Line | PJ | ON | 0 | PJ
LCP_Inputs_ON_Electric_Howarth_2023_05_05 | Electricity | Dispatch-Interconnection | QC | 2020 | Fall | Electricity Transmission Line | NY | QC | -6683908.058 | QC
LCP_Inputs_ON_Electric_Howarth_2023_05_05 | Electricity | Dispatch-Interconnection | QC | 2020 | Fall | Electricity Transmission Line | ON | QC | -228447.3999 | QC
LCP_Inputs_ON_Electric_Howarth_2023_05_05 | Electricity | Dispatch-Interconnection | QC | 2020 | Fall | Electricity Transmission Line | QC | NY | 34725.0257 | QC
LCP_Inputs_ON_Electric_Howarth_2023_05_05 | Electricity | Dispatch-Interconnection | QC | 2020 | Fall | Electricity Transmission Line | QC | ON | 260780.0405 | QC
LCP_Inputs_ON_Electric_Howarth_2023_05_05 | Electricity | Dispatch-Interconnection | QC | 2020 | Spring | Electricity Transmission Line | NY | QC | -1982611.4997 | QC
LCP_Inputs_ON_Electric_Howarth_2023_05_05 | Electricity | Dispatch-Interconnection | QC | 2020 | Spring | Electricity Transmission Line | ON | QC | 0 | QC
LCP_Inputs_ON_Electric_Howarth_2023_05_05 | Electricity | Dispatch-Interconnection | QC | 2020 | Spring | Electricity Transmission Line | QC | NY | 1771034.4481 | QC
LCP_Inputs_ON_Electric_Howarth_2023_05_05 | Electricity | Dispatch-Interconnection | QC | 2020 | Spring | Electricity Transmission Line | QC | ON | 824351.4318 | QC
LCP_Inputs_ON_Electric_Howarth_2023_05_05 | Electricity | Dispatch-Interconnection | QC | 2020 | Summer | Electricity Transmission Line | NY | QC | -5551445.059 | QC
LCP_Inputs_ON_Electric_Howarth_2023_05_05 | Electricity | Dispatch-Interconnection | QC | 2020 | Summer | Electricity Transmission Line | ON | QC | -1904177.8183 | QC
LCP_Inputs_ON_Electric_Howarth_2023_05_05 | Electricity | Dispatch-Interconnection | QC | 2020 | Summer | Electricity Transmission Line | QC | NY | 365009.5301 | QC
LCP_Inputs_ON_Electric_Howarth_2023_05_05 | Electricity | Dispatch-Interconnection | QC | 2020 | Summer | Electricity Transmission Line | QC | ON | 0 | QC
LCP_Inputs_ON_Electric_Howarth_2023_05_05 | Electricity | Dispatch-Interconnection | QC | 2020 | Winter | Electricity Transmission Line | NY | QC | -8409066.4547 | QC
LCP_Inputs_ON_Electric_Howarth_2023_05_05 | Electricity | Dispatch-Interconnection | QC | 2020 | Winter | Electricity Transmission Line | ON | QC | -15299.1129 | QC
LCP_Inputs_ON_Electric_Howarth_2023_05_05 | Electricity | Dispatch-Interconnection | QC | 2020 | Winter | Electricity Transmission Line | QC | NY | 0 | QC
LCP_Inputs_ON_Electric_Howarth_2023_05_05 | Electricity | Dispatch-Interconnection | QC | 2020 | Winter | Electricity Transmission Line | QC | ON | 0 | QC
LCP_Inputs_ON_Electric_Howarth_2023_05_05 | Electricity | Dispatch-Interconnection | QC | 2020 | Winter Peak | Electricity Transmission Line | NY | QC | 0 | QC
LCP_Inputs_ON_Electric_Howarth_2023_05_05 | Electricity | Dispatch-Interconnection | QC | 2020 | Winter Peak | Electricity Transmission Line | ON | QC | -27534.0724 | QC
LCP_Inputs_ON_Electric_Howarth_2023_05_05 | Electricity | Dispatch-Interconnection | QC | 2020 | Winter Peak | Electricity Transmission Line | QC | NY | 46325.7429 | QC
LCP_Inputs_ON_Electric_Howarth_2023_05_05 | Electricity | Dispatch-Interconnection | QC | 2020 | Winter Peak | Electricity Transmission Line | QC | ON | 0 | QC
LCP_Inputs_ON_Electric_Howarth_2023_05_05 | Electricity | Dispatch-Interconnection | QC | 2030 | Fall | Electricity Transmission Line | NY | QC | -2107774.1386 | QC
LCP_Inputs_ON_Electric_Howarth_2023_05_05 | Electricity | Dispatch-Interconnection | QC | 2030 | Fall | Electricity Transmission Line | ON | QC | -600613.2874 | QC
LCP_Inputs_ON_Electric_Howarth_2023_05_05 | Electricity | Dispatch-Interconnection | QC | 2030 | Fall | Electricity Transmission Line | QC | NY | 567506.0381 | QC
LCP_Inputs_ON_Electric_Howarth_2023_05_05 | Electricity | Dispatch-Interconnection | QC | 2030 | Fall | Electricity Transmission Line | QC | ON | 107820.6762 | QC
LCP_Inputs_ON_Electric_Howarth_2023_05_05 | Electricity | Dispatch-Interconnection | QC | 2030 | Spring | Electricity Transmission Line | NY | QC | -300522.4778 | QC
LCP_Inputs_ON_Electric_Howarth_2023_05_05 | Electricity | Dispatch-Interconnection | QC | 2030 | Spring | Electricity Transmission Line | ON | QC | -122859.3293 | QC
LCP_Inputs_ON_Electric_Howarth_2023_05_05 | Electricity | Dispatch-Interconnection | QC | 2030 | Spring | Electricity Transmission Line | QC | NY | 5399169.632 | QC
LCP_Inputs_ON_Electric_Howarth_2023_05_05 | Electricity | Dispatch-Interconnection | QC | 2030 | Spring | Electricity Transmission Line | QC | ON | 521361.7919 | QC
LCP_Inputs_ON_Electric_Howarth_2023_05_05 | Electricity | Dispatch-Interconnection | QC | 2030 | Summer | Electricity Transmission Line | NY | QC | -4139964.5927 | QC
LCP_Inputs_ON_Electric_Howarth_2023_05_05 | Electricity | Dispatch-Interconnection | QC | 2030 | Summer | Electricity Transmission Line | ON | QC | -675583.9109 | QC
LCP_Inputs_ON_Electric_Howarth_2023_05_05 | Electricity | Dispatch-Interconnection | QC | 2030 | Summer | Electricity Transmission Line | QC | NY | 1571524.2213 | QC
LCP_Inputs_ON_Electric_Howarth_2023_05_05 | Electricity | Dispatch-Interconnection | QC | 2030 | Summer | Electricity Transmission Line | QC | ON | 0 | QC
LCP_Inputs_ON_Electric_Howarth_2023_05_05 | Electricity | Dispatch-Interconnection | QC | 2030 | Winter | Electricity Transmission Line | NY | QC | 0 | QC
LCP_Inputs_ON_Electric_Howarth_2023_05_05 | Electricity | Dispatch-Interconnection | QC | 2030 | Winter | Electricity Transmission Line | ON | QC | -2725257.0718 | QC
LCP_Inputs_ON_Electric_Howarth_2023_05_05 | Electricity | Dispatch-Interconnection | QC | 2030 | Winter | Electricity Transmission Line | QC | NY | 456335.8574 | QC
LCP_Inputs_ON_Electric_Howarth_2023_05_05 | Electricity | Dispatch-Interconnection | QC | 2030 | Winter | Electricity Transmission Line | QC | ON | 0 | QC
LCP_Inputs_ON_Electric_Howarth_2023_05_05 | Electricity | Dispatch-Interconnection | QC | 2030 | Winter Peak | Electricity Transmission Line | NY | QC | 0 | QC
LCP_Inputs_ON_Electric_Howarth_2023_05_05 | Electricity | Dispatch-Interconnection | QC | 2030 | Winter Peak | Electricity Transmission Line | ON | QC | -95571.8255 | QC
LCP_Inputs_ON_Electric_Howarth_2023_05_05 | Electricity | Dispatch-Interconnection | QC | 2030 | Winter Peak | Electricity Transmission Line | QC | NY | 189592.8492 | QC
LCP_Inputs_ON_Electric_Howarth_2023_05_05 | Electricity | Dispatch-Interconnection | QC | 2030 | Winter Peak | Electricity Transmission Line | QC | ON | 0 | QC
LCP_Inputs_ON_Electric_Howarth_2023_05_05 | Electricity | Dispatch-Interconnection | QC | 2040 | Fall | Electricity Transmission Line | NY | QC | -3417583.1911 | QC
LCP_Inputs_ON_Electric_Howarth_2023_05_05 | Electricity | Dispatch-Interconnection | QC | 2040 | Fall | Electricity Transmission Line | ON | QC | -670529.6639 | QC
LCP_Inputs_ON_Electric_Howarth_2023_05_05 | Electricity | Dispatch-Interconnection | QC | 2040 | Fall | Electricity Transmission Line | QC | NY | 567506.0381 | QC
LCP_Inputs_ON_Electric_Howarth_2023_05_05 | Electricity | Dispatch-Interconnection | QC | 2040 | Fall | Electricity Transmission Line | QC | ON | 1682264.5271 | QC
LCP_Inputs_ON_Electric_Howarth_2023_05_05 | Electricity | Dispatch-Interconnection | QC | 2040 | Spring | Electricity Transmission Line | NY | QC | -267800.5927 | QC
LCP_Inputs_ON_Electric_Howarth_2023_05_05 | Electricity | Dispatch-Interconnection | QC | 2040 | Spring | Electricity Transmission Line | ON | QC | -155581.2144 | QC
LCP_Inputs_ON_Electric_Howarth_2023_05_05 | Electricity | Dispatch-Interconnection | QC | 2040 | Spring | Electricity Transmission Line | QC | NY | 5920531.424 | QC
LCP_Inputs_ON_Electric_Howarth_2023_05_05 | Electricity | Dispatch-Interconnection | QC | 2040 | Spring | Electricity Transmission Line | QC | ON | 0 | QC
LCP_Inputs_ON_Electric_Howarth_2023_05_05 | Electricity | Dispatch-Interconnection | QC | 2040 | Summer | Electricity Transmission Line | NY | QC | -4815548.5036 | QC
LCP_Inputs_ON_Electric_Howarth_2023_05_05 | Electricity | Dispatch-Interconnection | QC | 2040 | Summer | Electricity Transmission Line | ON | QC | 0 | QC
LCP_Inputs_ON_Electric_Howarth_2023_05_05 | Electricity | Dispatch-Interconnection | QC | 2040 | Summer | Electricity Transmission Line | QC | NY | 1549544.9648 | QC
LCP_Inputs_ON_Electric_Howarth_2023_05_05 | Electricity | Dispatch-Interconnection | QC | 2040 | Summer | Electricity Transmission Line | QC | ON | 21979.2565 | QC
LCP_Inputs_ON_Electric_Howarth_2023_05_05 | Electricity | Dispatch-Interconnection | QC | 2040 | Winter | Electricity Transmission Line | NY | QC | 0 | QC
LCP_Inputs_ON_Electric_Howarth_2023_05_05 | Electricity | Dispatch-Interconnection | QC | 2040 | Winter | Electricity Transmission Line | ON | QC | -4051110.6971 | QC
LCP_Inputs_ON_Electric_Howarth_2023_05_05 | Electricity | Dispatch-Interconnection | QC | 2040 | Winter | Electricity Transmission Line | QC | NY | 1782189.4827 | QC
LCP_Inputs_ON_Electric_Howarth_2023_05_05 | Electricity | Dispatch-Interconnection | QC | 2040 | Winter | Electricity Transmission Line | QC | ON | 0 | QC
LCP_Inputs_ON_Electric_Howarth_2023_05_05 | Electricity | Dispatch-Interconnection | QC | 2040 | Winter Peak | Electricity Transmission Line | NY | QC | 0 | QC
LCP_Inputs_ON_Electric_Howarth_2023_05_05 | Electricity | Dispatch-Interconnection | QC | 2040 | Winter Peak | Electricity Transmission Line | ON | QC | -139080.4202 | QC
LCP_Inputs_ON_Electric_Howarth_2023_05_05 | Electricity | Dispatch-Interconnection | QC | 2040 | Winter Peak | Electricity Transmission Line | QC | NY | 234934.2782 | QC
LCP_Inputs_ON_Electric_Howarth_2023_05_05 | Electricity | Dispatch-Interconnection | QC | 2040 | Winter Peak | Electricity Transmission Line | QC | ON | 0 | QC
LCP_Inputs_ON_Electric_Howarth_2023_05_05 | Electricity | Dispatch-Interconnection | QC | 2050 | Fall | Electricity Transmission Line | NY | QC | -3693964.0034 | QC
LCP_Inputs_ON_Electric_Howarth_2023_05_05 | Electricity | Dispatch-Interconnection | QC | 2050 | Fall | Electricity Transmission Line | ON | QC | -1316416.7599 | QC
LCP_Inputs_ON_Electric_Howarth_2023_05_05 | Electricity | Dispatch-Interconnection | QC | 2050 | Fall | Electricity Transmission Line | QC | NY | 567506.0381 | QC
LCP_Inputs_ON_Electric_Howarth_2023_05_05 | Electricity | Dispatch-Interconnection | QC | 2050 | Fall | Electricity Transmission Line | QC | ON | 2363112.163 | QC
LCP_Inputs_ON_Electric_Howarth_2023_05_05 | Electricity | Dispatch-Interconnection | QC | 2050 | Spring | Electricity Transmission Line | NY | QC | -95432.7998 | QC
LCP_Inputs_ON_Electric_Howarth_2023_05_05 | Electricity | Dispatch-Interconnection | QC | 2050 | Spring | Electricity Transmission Line | ON | QC | -133310.0739 | QC
LCP_Inputs_ON_Electric_Howarth_2023_05_05 | Electricity | Dispatch-Interconnection | QC | 2050 | Spring | Electricity Transmission Line | QC | NY | 5920531.424 | QC
LCP_Inputs_ON_Electric_Howarth_2023_05_05 | Electricity | Dispatch-Interconnection | QC | 2050 | Spring | Electricity Transmission Line | QC | ON | 0 | QC
LCP_Inputs_ON_Electric_Howarth_2023_05_05 | Electricity | Dispatch-Interconnection | QC | 2050 | Summer | Electricity Transmission Line | NY | QC | -4482936.231 | QC
LCP_Inputs_ON_Electric_Howarth_2023_05_05 | Electricity | Dispatch-Interconnection | QC | 2050 | Summer | Electricity Transmission Line | ON | QC | -332612.2726 | QC
LCP_Inputs_ON_Electric_Howarth_2023_05_05 | Electricity | Dispatch-Interconnection | QC | 2050 | Summer | Electricity Transmission Line | QC | NY | 1503942.1525 | QC
LCP_Inputs_ON_Electric_Howarth_2023_05_05 | Electricity | Dispatch-Interconnection | QC | 2050 | Summer | Electricity Transmission Line | QC | ON | 67582.0688 | QC
LCP_Inputs_ON_Electric_Howarth_2023_05_05 | Electricity | Dispatch-Interconnection | QC | 2050 | Winter | Electricity Transmission Line | NY | QC | 0 | QC
LCP_Inputs_ON_Electric_Howarth_2023_05_05 | Electricity | Dispatch-Interconnection | QC | 2050 | Winter | Electricity Transmission Line | ON | QC | -2723019.0065 | QC
LCP_Inputs_ON_Electric_Howarth_2023_05_05 | Electricity | Dispatch-Interconnection | QC | 2050 | Winter | Electricity Transmission Line | QC | NY | 456335.8574 | QC
LCP_Inputs_ON_Electric_Howarth_2023_05_05 | Electricity | Dispatch-Interconnection | QC | 2050 | Winter | Electricity Transmission Line | QC | ON | 0 | QC
LCP_Inputs_ON_Electric_Howarth_2023_05_05 | Electricity | Dispatch-Interconnection | QC | 2050 | Winter Peak | Electricity Transmission Line | NY | QC | 0 | QC
LCP_Inputs_ON_Electric_Howarth_2023_05_05 | Electricity | Dispatch-Interconnection | QC | 2050 | Winter Peak | Electricity Transmission Line | ON | QC | -177737.6705 | QC
LCP_Inputs_ON_Electric_Howarth_2023_05_05 | Electricity | Dispatch-Interconnection | QC | 2050 | Winter Peak | Electricity Transmission Line | QC | NY | 273937.5285 | QC
LCP_Inputs_ON_Electric_Howarth_2023_05_05 | Electricity | Dispatch-Interconnection | QC | 2050 | Winter Peak | Electricity Transmission Line | QC | ON | 0 | QC
LCP_Inputs_ON_Electric_Howarth_2023_05_05 | Electricity | Dispatch-Interconnection | WC | 2020 | Fall | Electricity Transmission Line | MI | WC | -1138835.1765 | WC
LCP_Inputs_ON_Electric_Howarth_2023_05_05 | Electricity | Dispatch-Interconnection | WC | 2020 | Fall | Electricity Transmission Line | ON | WC | 0 | WC
LCP_Inputs_ON_Electric_Howarth_2023_05_05 | Electricity | Dispatch-Interconnection | WC | 2020 | Fall | Electricity Transmission Line | WC | MI | 27847.5547 | WC
LCP_Inputs_ON_Electric_Howarth_2023_05_05 | Electricity | Dispatch-Interconnection | WC | 2020 | Fall | Electricity Transmission Line | WC | ON | 21471.3282 | WC
LCP_Inputs_ON_Electric_Howarth_2023_05_05 | Electricity | Dispatch-Interconnection | WC | 2020 | Spring | Electricity Transmission Line | MI | WC | -744565.9909 | WC
LCP_Inputs_ON_Electric_Howarth_2023_05_05 | Electricity | Dispatch-Interconnection | WC | 2020 | Spring | Electricity Transmission Line | ON | WC | 0 | WC
LCP_Inputs_ON_Electric_Howarth_2023_05_05 | Electricity | Dispatch-Interconnection | WC | 2020 | Spring | Electricity Transmission Line | WC | MI | 312368.459 | WC
LCP_Inputs_ON_Electric_Howarth_2023_05_05 | Electricity | Dispatch-Interconnection | WC | 2020 | Spring | Electricity Transmission Line | WC | ON | 0 | WC
LCP_Inputs_ON_Electric_Howarth_2023_05_05 | Electricity | Dispatch-Interconnection | WC | 2020 | Summer | Electricity Transmission Line | MI | WC | -997505.3365 | WC
LCP_Inputs_ON_Electric_Howarth_2023_05_05 | Electricity | Dispatch-Interconnection | WC | 2020 | Summer | Electricity Transmission Line | ON | WC | 0 | WC
LCP_Inputs_ON_Electric_Howarth_2023_05_05 | Electricity | Dispatch-Interconnection | WC | 2020 | Summer | Electricity Transmission Line | WC | MI | 192586.1966 | WC
LCP_Inputs_ON_Electric_Howarth_2023_05_05 | Electricity | Dispatch-Interconnection | WC | 2020 | Summer | Electricity Transmission Line | WC | ON | 7749.9281 | WC
LCP_Inputs_ON_Electric_Howarth_2023_05_05 | Electricity | Dispatch-Interconnection | WC | 2020 | Winter | Electricity Transmission Line | MI | WC | -2601891.5201 | WC
LCP_Inputs_ON_Electric_Howarth_2023_05_05 | Electricity | Dispatch-Interconnection | WC | 2020 | Winter | Electricity Transmission Line | ON | WC | -185539.6072 | WC
LCP_Inputs_ON_Electric_Howarth_2023_05_05 | Electricity | Dispatch-Interconnection | WC | 2020 | Winter | Electricity Transmission Line | WC | MI | 0 | WC
LCP_Inputs_ON_Electric_Howarth_2023_05_05 | Electricity | Dispatch-Interconnection | WC | 2020 | Winter | Electricity Transmission Line | WC | ON | 0 | WC
LCP_Inputs_ON_Electric_Howarth_2023_05_05 | Electricity | Dispatch-Interconnection | WC | 2020 | Winter Peak | Electricity Transmission Line | MI | WC | -27876.4319 | WC
LCP_Inputs_ON_Electric_Howarth_2023_05_05 | Electricity | Dispatch-Interconnection | WC | 2020 | Winter Peak | Electricity Transmission Line | ON | WC | -8064.4425 | WC
LCP_Inputs_ON_Electric_Howarth_2023_05_05 | Electricity | Dispatch-Interconnection | WC | 2020 | Winter Peak | Electricity Transmission Line | WC | MI | 0 | WC
LCP_Inputs_ON_Electric_Howarth_2023_05_05 | Electricity | Dispatch-Interconnection | WC | 2020 | Winter Peak | Electricity Transmission Line | WC | ON | 0 | WC
LCP_Inputs_ON_Electric_Howarth_2023_05_05 | Electricity | Dispatch-Interconnection | WC | 2030 | Fall | Electricity Transmission Line | MI | WC | -409609.0485 | WC
LCP_Inputs_ON_Electric_Howarth_2023_05_05 | Electricity | Dispatch-Interconnection | WC | 2030 | Fall | Electricity Transmission Line | ON | WC | -670452.5629 | WC
LCP_Inputs_ON_Electric_Howarth_2023_05_05 | Electricity | Dispatch-Interconnection | WC | 2030 | Fall | Electricity Transmission Line | WC | MI | 33972.928 | WC
LCP_Inputs_ON_Electric_Howarth_2023_05_05 | Electricity | Dispatch-Interconnection | WC | 2030 | Fall | Electricity Transmission Line | WC | ON | 0 | WC
LCP_Inputs_ON_Electric_Howarth_2023_05_05 | Electricity | Dispatch-Interconnection | WC | 2030 | Spring | Electricity Transmission Line | MI | WC | -54453.8496 | WC
LCP_Inputs_ON_Electric_Howarth_2023_05_05 | Electricity | Dispatch-Interconnection | WC | 2030 | Spring | Electricity Transmission Line | ON | WC | -611710.4952 | WC
LCP_Inputs_ON_Electric_Howarth_2023_05_05 | Electricity | Dispatch-Interconnection | WC | 2030 | Spring | Electricity Transmission Line | WC | MI | 395941.7926 | WC
LCP_Inputs_ON_Electric_Howarth_2023_05_05 | Electricity | Dispatch-Interconnection | WC | 2030 | Spring | Electricity Transmission Line | WC | ON | 0 | WC
LCP_Inputs_ON_Electric_Howarth_2023_05_05 | Electricity | Dispatch-Interconnection | WC | 2030 | Summer | Electricity Transmission Line | MI | WC | -702929.2537 | WC
LCP_Inputs_ON_Electric_Howarth_2023_05_05 | Electricity | Dispatch-Interconnection | WC | 2030 | Summer | Electricity Transmission Line | ON | WC | -184527.2222 | WC
LCP_Inputs_ON_Electric_Howarth_2023_05_05 | Electricity | Dispatch-Interconnection | WC | 2030 | Summer | Electricity Transmission Line | WC | MI | 224587.0161 | WC
LCP_Inputs_ON_Electric_Howarth_2023_05_05 | Electricity | Dispatch-Interconnection | WC | 2030 | Summer | Electricity Transmission Line | WC | ON | 0 | WC
LCP_Inputs_ON_Electric_Howarth_2023_05_05 | Electricity | Dispatch-Interconnection | WC | 2030 | Winter | Electricity Transmission Line | MI | WC | -2563058.0067 | WC
LCP_Inputs_ON_Electric_Howarth_2023_05_05 | Electricity | Dispatch-Interconnection | WC | 2030 | Winter | Electricity Transmission Line | ON | WC | -406718.5217 | WC
LCP_Inputs_ON_Electric_Howarth_2023_05_05 | Electricity | Dispatch-Interconnection | WC | 2030 | Winter | Electricity Transmission Line | WC | MI | 0 | WC
LCP_Inputs_ON_Electric_Howarth_2023_05_05 | Electricity | Dispatch-Interconnection | WC | 2030 | Winter | Electricity Transmission Line | WC | ON | 0 | WC
LCP_Inputs_ON_Electric_Howarth_2023_05_05 | Electricity | Dispatch-Interconnection | WC | 2030 | Winter Peak | Electricity Transmission Line | MI | WC | 0 | WC
LCP_Inputs_ON_Electric_Howarth_2023_05_05 | Electricity | Dispatch-Interconnection | WC | 2030 | Winter Peak | Electricity Transmission Line | ON | WC | -55384.6154 | WC
LCP_Inputs_ON_Electric_Howarth_2023_05_05 | Electricity | Dispatch-Interconnection | WC | 2030 | Winter Peak | Electricity Transmission Line | WC | MI | 15586.9614 | WC
LCP_Inputs_ON_Electric_Howarth_2023_05_05 | Electricity | Dispatch-Interconnection | WC | 2030 | Winter Peak | Electricity Transmission Line | WC | ON | 0 | WC
LCP_Inputs_ON_Electric_Howarth_2023_05_05 | Electricity | Dispatch-Interconnection | WC | 2040 | Fall | Electricity Transmission Line | MI | WC | -419354.8221 | WC
LCP_Inputs_ON_Electric_Howarth_2023_05_05 | Electricity | Dispatch-Interconnection | WC | 2040 | Fall | Electricity Transmission Line | ON | WC | -1358272.2786 | WC
LCP_Inputs_ON_Electric_Howarth_2023_05_05 | Electricity | Dispatch-Interconnection | WC | 2040 | Fall | Electricity Transmission Line | WC | MI | 726970.6416 | WC
LCP_Inputs_ON_Electric_Howarth_2023_05_05 | Electricity | Dispatch-Interconnection | WC | 2040 | Fall | Electricity Transmission Line | WC | ON | 0 | WC
LCP_Inputs_ON_Electric_Howarth_2023_05_05 | Electricity | Dispatch-Interconnection | WC | 2040 | Spring | Electricity Transmission Line | MI | WC | 0 | WC
LCP_Inputs_ON_Electric_Howarth_2023_05_05 | Electricity | Dispatch-Interconnection | WC | 2040 | Spring | Electricity Transmission Line | ON | WC | -575444.0055 | WC
LCP_Inputs_ON_Electric_Howarth_2023_05_05 | Electricity | Dispatch-Interconnection | WC | 2040 | Spring | Electricity Transmission Line | WC | MI | 181771.978 | WC
LCP_Inputs_ON_Electric_Howarth_2023_05_05 | Electricity | Dispatch-Interconnection | WC | 2040 | Spring | Electricity Transmission Line | WC | ON | 0 | WC
LCP_Inputs_ON_Electric_Howarth_2023_05_05 | Electricity | Dispatch-Interconnection | WC | 2040 | Summer | Electricity Transmission Line | MI | WC | -839626.426 | WC
LCP_Inputs_ON_Electric_Howarth_2023_05_05 | Electricity | Dispatch-Interconnection | WC | 2040 | Summer | Electricity Transmission Line | ON | WC | 0 | WC
LCP_Inputs_ON_Electric_Howarth_2023_05_05 | Electricity | Dispatch-Interconnection | WC | 2040 | Summer | Electricity Transmission Line | WC | MI | 219900.2756 | WC
LCP_Inputs_ON_Electric_Howarth_2023_05_05 | Electricity | Dispatch-Interconnection | WC | 2040 | Summer | Electricity Transmission Line | WC | ON | 166115.624 | WC
LCP_Inputs_ON_Electric_Howarth_2023_05_05 | Electricity | Dispatch-Interconnection | WC | 2040 | Winter | Electricity Transmission Line | MI | WC | -137902.007 | WC
LCP_Inputs_ON_Electric_Howarth_2023_05_05 | Electricity | Dispatch-Interconnection | WC | 2040 | Winter | Electricity Transmission Line | ON | WC | -2906996.2134 | WC
LCP_Inputs_ON_Electric_Howarth_2023_05_05 | Electricity | Dispatch-Interconnection | WC | 2040 | Winter | Electricity Transmission Line | WC | MI | 0 | WC
LCP_Inputs_ON_Electric_Howarth_2023_05_05 | Electricity | Dispatch-Interconnection | WC | 2040 | Winter | Electricity Transmission Line | WC | ON | 0 | WC
LCP_Inputs_ON_Electric_Howarth_2023_05_05 | Electricity | Dispatch-Interconnection | WC | 2040 | Winter Peak | Electricity Transmission Line | MI | WC | 0 | WC
LCP_Inputs_ON_Electric_Howarth_2023_05_05 | Electricity | Dispatch-Interconnection | WC | 2040 | Winter Peak | Electricity Transmission Line | ON | WC | -100999.6272 | WC
LCP_Inputs_ON_Electric_Howarth_2023_05_05 | Electricity | Dispatch-Interconnection | WC | 2040 | Winter Peak | Electricity Transmission Line | WC | MI | 59155.2618 | WC
LCP_Inputs_ON_Electric_Howarth_2023_05_05 | Electricity | Dispatch-Interconnection | WC | 2040 | Winter Peak | Electricity Transmission Line | WC | ON | 0 | WC
LCP_Inputs_ON_Electric_Howarth_2023_05_05 | Electricity | Dispatch-Interconnection | WC | 2050 | Fall | Electricity Transmission Line | MI | WC | -302339.1073 | WC
LCP_Inputs_ON_Electric_Howarth_2023_05_05 | Electricity | Dispatch-Interconnection | WC | 2050 | Fall | Electricity Transmission Line | ON | WC | -1007263.6227 | WC
LCP_Inputs_ON_Electric_Howarth_2023_05_05 | Electricity | Dispatch-Interconnection | WC | 2050 | Fall | Electricity Transmission Line | WC | MI | 191345.8188 | WC
LCP_Inputs_ON_Electric_Howarth_2023_05_05 | Electricity | Dispatch-Interconnection | WC | 2050 | Fall | Electricity Transmission Line | WC | ON | 0 | WC
LCP_Inputs_ON_Electric_Howarth_2023_05_05 | Electricity | Dispatch-Interconnection | WC | 2050 | Spring | Electricity Transmission Line | MI | WC | 0 | WC
LCP_Inputs_ON_Electric_Howarth_2023_05_05 | Electricity | Dispatch-Interconnection | WC | 2050 | Spring | Electricity Transmission Line | ON | WC | -202118.1658 | WC
LCP_Inputs_ON_Electric_Howarth_2023_05_05 | Electricity | Dispatch-Interconnection | WC | 2050 | Spring | Electricity Transmission Line | WC | MI | 186986.3809 | WC
LCP_Inputs_ON_Electric_Howarth_2023_05_05 | Electricity | Dispatch-Interconnection | WC | 2050 | Spring | Electricity Transmission Line | WC | ON | 0 | WC
LCP_Inputs_ON_Electric_Howarth_2023_05_05 | Electricity | Dispatch-Interconnection | WC | 2050 | Summer | Electricity Transmission Line | MI | WC | -791153.1449 | WC
LCP_Inputs_ON_Electric_Howarth_2023_05_05 | Electricity | Dispatch-Interconnection | WC | 2050 | Summer | Electricity Transmission Line | ON | WC | 0 | WC
LCP_Inputs_ON_Electric_Howarth_2023_05_05 | Electricity | Dispatch-Interconnection | WC | 2050 | Summer | Electricity Transmission Line | WC | MI | 397230.107 | WC
LCP_Inputs_ON_Electric_Howarth_2023_05_05 | Electricity | Dispatch-Interconnection | WC | 2050 | Summer | Electricity Transmission Line | WC | ON | 40675.0458 | WC
LCP_Inputs_ON_Electric_Howarth_2023_05_05 | Electricity | Dispatch-Interconnection | WC | 2050 | Winter | Electricity Transmission Line | MI | WC | 0 | WC
LCP_Inputs_ON_Electric_Howarth_2023_05_05 | Electricity | Dispatch-Interconnection | WC | 2050 | Winter | Electricity Transmission Line | ON | WC | -1984485.9266 | WC
LCP_Inputs_ON_Electric_Howarth_2023_05_05 | Electricity | Dispatch-Interconnection | WC | 2050 | Winter | Electricity Transmission Line | WC | MI | 0 | WC
LCP_Inputs_ON_Electric_Howarth_2023_05_05 | Electricity | Dispatch-Interconnection | WC | 2050 | Winter | Electricity Transmission Line | WC | ON | 0 | WC
LCP_Inputs_ON_Electric_Howarth_2023_05_05 | Electricity | Dispatch-Interconnection | WC | 2050 | Winter Peak | Electricity Transmission Line | MI | WC | 0 | WC
LCP_Inputs_ON_Electric_Howarth_2023_05_05 | Electricity | Dispatch-Interconnection | WC | 2050 | Winter Peak | Electricity Transmission Line | ON | WC | -147002.8303 | WC
LCP_Inputs_ON_Electric_Howarth_2023_05_05 | Electricity | Dispatch-Interconnection | WC | 2050 | Winter Peak | Electricity Transmission Line | WC | MI | 103842.3053 | WC
LCP_Inputs_ON_Electric_Howarth_2023_05_05 | Electricity | Dispatch-Interconnection | WC | 2050 | Winter Peak | Electricity Transmission Line | WC | ON | 0 | WC
LCP_Inputs_ON_Electric_Howarth_2023_05_05 | Electricity | Dispatch-Storage | MI | 2020 | Fall | Battery Storage |  |  | 0 | MI
LCP_Inputs_ON_Electric_Howarth_2023_05_05 | Electricity | Dispatch-Storage | MI | 2020 | Fall | Hydro Pumped Storage |  |  | 0 | MI
LCP_Inputs_ON_Electric_Howarth_2023_05_05 | Electricity | Dispatch-Storage | MI | 2020 | Spring | Battery Storage |  |  | 0 | MI
LCP_Inputs_ON_Electric_Howarth_2023_05_05 | Electricity | Dispatch-Storage | MI | 2020 | Spring | Hydro Pumped Storage |  |  | 0 | MI
LCP_Inputs_ON_Electric_Howarth_2023_05_05 | Electricity | Dispatch-Storage | MI | 2020 | Summer | Battery Storage |  |  | 0 | MI
LCP_Inputs_ON_Electric_Howarth_2023_05_05 | Electricity | Dispatch-Storage | MI | 2020 | Summer | Hydro Pumped Storage |  |  | 0 | MI
LCP_Inputs_ON_Electric_Howarth_2023_05_05 | Electricity | Dispatch-Storage | MI | 2020 | Winter | Battery Storage |  |  | 0 | MI
LCP_Inputs_ON_Electric_Howarth_2023_05_05 | Electricity | Dispatch-Storage | MI | 2020 | Winter | Hydro Pumped Storage |  |  | 0 | MI
LCP_Inputs_ON_Electric_Howarth_2023_05_05 | Electricity | Dispatch-Storage | MI | 2020 | Winter Peak | Battery Storage |  |  | 0 | MI
LCP_Inputs_ON_Electric_Howarth_2023_05_05 | Electricity | Dispatch-Storage | MI | 2020 | Winter Peak | Hydro Pumped Storage |  |  | 0 | MI
LCP_Inputs_ON_Electric_Howarth_2023_05_05 | Electricity | Dispatch-Storage | MI | 2030 | Fall | Battery Storage |  |  | 631100.7405 | MI
LCP_Inputs_ON_Electric_Howarth_2023_05_05 | Electricity | Dispatch-Storage | MI | 2030 | Fall | Hydro Pumped Storage |  |  | 1024402.7733 | MI
LCP_Inputs_ON_Electric_Howarth_2023_05_05 | Electricity | Dispatch-Storage | MI | 2030 | Spring | Battery Storage |  |  | 836464.7555 | MI
LCP_Inputs_ON_Electric_Howarth_2023_05_05 | Electricity | Dispatch-Storage | MI | 2030 | Spring | Hydro Pumped Storage |  |  | 1184300.5598 | MI
LCP_Inputs_ON_Electric_Howarth_2023_05_05 | Electricity | Dispatch-Storage | MI | 2030 | Summer | Battery Storage |  |  | 424558.68 | MI
LCP_Inputs_ON_Electric_Howarth_2023_05_05 | Electricity | Dispatch-Storage | MI | 2030 | Summer | Hydro Pumped Storage |  |  | 475188.2047 | MI
LCP_Inputs_ON_Electric_Howarth_2023_05_05 | Electricity | Dispatch-Storage | MI | 2030 | Winter | Battery Storage |  |  | 809513.7304 | MI
LCP_Inputs_ON_Electric_Howarth_2023_05_05 | Electricity | Dispatch-Storage | MI | 2030 | Winter | Hydro Pumped Storage |  |  | 976378.4736 | MI
LCP_Inputs_ON_Electric_Howarth_2023_05_05 | Electricity | Dispatch-Storage | MI | 2030 | Winter Peak | Battery Storage |  |  | 0 | MI
LCP_Inputs_ON_Electric_Howarth_2023_05_05 | Electricity | Dispatch-Storage | MI | 2030 | Winter Peak | Hydro Pumped Storage |  |  | 0 | MI
LCP_Inputs_ON_Electric_Howarth_2023_05_05 | Electricity | Dispatch-Storage | MI | 2040 | Fall | Battery Storage |  |  | 2190562.5265 | MI
LCP_Inputs_ON_Electric_Howarth_2023_05_05 | Electricity | Dispatch-Storage | MI | 2040 | Fall | Hydro Pumped Storage |  |  | 1248490.88 | MI
LCP_Inputs_ON_Electric_Howarth_2023_05_05 | Electricity | Dispatch-Storage | MI | 2040 | Spring | Battery Storage |  |  | 4491203.5719 | MI
LCP_Inputs_ON_Electric_Howarth_2023_05_05 | Electricity | Dispatch-Storage | MI | 2040 | Spring | Hydro Pumped Storage |  |  | 1920755.2 | MI
LCP_Inputs_ON_Electric_Howarth_2023_05_05 | Electricity | Dispatch-Storage | MI | 2040 | Summer | Battery Storage |  |  | 1974823.8171 | MI
LCP_Inputs_ON_Electric_Howarth_2023_05_05 | Electricity | Dispatch-Storage | MI | 2040 | Summer | Hydro Pumped Storage |  |  | 1269779.5701 | MI
LCP_Inputs_ON_Electric_Howarth_2023_05_05 | Electricity | Dispatch-Storage | MI | 2040 | Winter | Battery Storage |  |  | 3929803.1254 | MI
LCP_Inputs_ON_Electric_Howarth_2023_05_05 | Electricity | Dispatch-Storage | MI | 2040 | Winter | Hydro Pumped Storage |  |  | 1840723.7333 | MI
LCP_Inputs_ON_Electric_Howarth_2023_05_05 | Electricity | Dispatch-Storage | MI | 2040 | Winter Peak | Battery Storage |  |  | 0 | MI
LCP_Inputs_ON_Electric_Howarth_2023_05_05 | Electricity | Dispatch-Storage | MI | 2040 | Winter Peak | Hydro Pumped Storage |  |  | 0 | MI
LCP_Inputs_ON_Electric_Howarth_2023_05_05 | Electricity | Dispatch-Storage | MI | 2050 | Fall | Battery Storage |  |  | 5535441.6562 | MI
LCP_Inputs_ON_Electric_Howarth_2023_05_05 | Electricity | Dispatch-Storage | MI | 2050 | Fall | Hydro Pumped Storage |  |  | 1248490.88 | MI
LCP_Inputs_ON_Electric_Howarth_2023_05_05 | Electricity | Dispatch-Storage | MI | 2050 | Spring | Battery Storage |  |  | 11349046.2097 | MI
LCP_Inputs_ON_Electric_Howarth_2023_05_05 | Electricity | Dispatch-Storage | MI | 2050 | Spring | Hydro Pumped Storage |  |  | 1904748.9067 | MI
LCP_Inputs_ON_Electric_Howarth_2023_05_05 | Electricity | Dispatch-Storage | MI | 2050 | Summer | Battery Storage |  |  | 4180680.5153 | MI
LCP_Inputs_ON_Electric_Howarth_2023_05_05 | Electricity | Dispatch-Storage | MI | 2050 | Summer | Hydro Pumped Storage |  |  | 1440566.4 | MI
LCP_Inputs_ON_Electric_Howarth_2023_05_05 | Electricity | Dispatch-Storage | MI | 2050 | Winter | Battery Storage |  |  | 11349046.2097 | MI
LCP_Inputs_ON_Electric_Howarth_2023_05_05 | Electricity | Dispatch-Storage | MI | 2050 | Winter | Hydro Pumped Storage |  |  | 1920755.2 | MI
LCP_Inputs_ON_Electric_Howarth_2023_05_05 | Electricity | Dispatch-Storage | MI | 2050 | Winter Peak | Battery Storage |  |  | 0 | MI
LCP_Inputs_ON_Electric_Howarth_2023_05_05 | Electricity | Dispatch-Storage | MI | 2050 | Winter Peak | Hydro Pumped Storage |  |  | 0 | MI
LCP_Inputs_ON_Electric_Howarth_2023_05_05 | Electricity | Dispatch-Storage | NY | 2020 | Fall | Battery Storage |  |  | 0 | NY
LCP_Inputs_ON_Electric_Howarth_2023_05_05 | Electricity | Dispatch-Storage | NY | 2020 | Fall | Hydro Pumped Storage |  |  | 0 | NY
LCP_Inputs_ON_Electric_Howarth_2023_05_05 | Electricity | Dispatch-Storage | NY | 2020 | Spring | Battery Storage |  |  | 0 | NY
LCP_Inputs_ON_Electric_Howarth_2023_05_05 | Electricity | Dispatch-Storage | NY | 2020 | Spring | Hydro Pumped Storage |  |  | 0 | NY
LCP_Inputs_ON_Electric_Howarth_2023_05_05 | Electricity | Dispatch-Storage | NY | 2020 | Summer | Battery Storage |  |  | 0 | NY
LCP_Inputs_ON_Electric_Howarth_2023_05_05 | Electricity | Dispatch-Storage | NY | 2020 | Summer | Hydro Pumped Storage |  |  | 0 | NY
LCP_Inputs_ON_Electric_Howarth_2023_05_05 | Electricity | Dispatch-Storage | NY | 2020 | Winter | Battery Storage |  |  | 0 | NY
LCP_Inputs_ON_Electric_Howarth_2023_05_05 | Electricity | Dispatch-Storage | NY | 2020 | Winter | Hydro Pumped Storage |  |  | 0 | NY
LCP_Inputs_ON_Electric_Howarth_2023_05_05 | Electricity | Dispatch-Storage | NY | 2020 | Winter Peak | Battery Storage |  |  | 0 | NY
LCP_Inputs_ON_Electric_Howarth_2023_05_05 | Electricity | Dispatch-Storage | NY | 2020 | Winter Peak | Hydro Pumped Storage |  |  | 0 | NY
LCP_Inputs_ON_Electric_Howarth_2023_05_05 | Electricity | Dispatch-Storage | NY | 2030 | Fall | Battery Storage |  |  | 152362.3271 | NY
LCP_Inputs_ON_Electric_Howarth_2023_05_05 | Electricity | Dispatch-Storage | NY | 2030 | Fall | Hydro Pumped Storage |  |  | 0 | NY
LCP_Inputs_ON_Electric_Howarth_2023_05_05 | Electricity | Dispatch-Storage | NY | 2030 | Spring | Battery Storage |  |  | 1117153.4882 | NY
LCP_Inputs_ON_Electric_Howarth_2023_05_05 | Electricity | Dispatch-Storage | NY | 2030 | Spring | Hydro Pumped Storage |  |  | 925732.08 | NY
LCP_Inputs_ON_Electric_Howarth_2023_05_05 | Electricity | Dispatch-Storage | NY | 2030 | Summer | Battery Storage |  |  | 894972.6554 | NY
LCP_Inputs_ON_Electric_Howarth_2023_05_05 | Electricity | Dispatch-Storage | NY | 2030 | Summer | Hydro Pumped Storage |  |  | 350788.3659 | NY
LCP_Inputs_ON_Electric_Howarth_2023_05_05 | Electricity | Dispatch-Storage | NY | 2030 | Winter | Battery Storage |  |  | 1352404.4419 | NY
LCP_Inputs_ON_Electric_Howarth_2023_05_05 | Electricity | Dispatch-Storage | NY | 2030 | Winter | Hydro Pumped Storage |  |  | 760820.3657 | NY
LCP_Inputs_ON_Electric_Howarth_2023_05_05 | Electricity | Dispatch-Storage | NY | 2030 | Winter Peak | Battery Storage |  |  | 0 | NY
LCP_Inputs_ON_Electric_Howarth_2023_05_05 | Electricity | Dispatch-Storage | NY | 2030 | Winter Peak | Hydro Pumped Storage |  |  | 0 | NY
LCP_Inputs_ON_Electric_Howarth_2023_05_05 | Electricity | Dispatch-Storage | NY | 2040 | Fall | Battery Storage |  |  | 2198953.0096 | NY
LCP_Inputs_ON_Electric_Howarth_2023_05_05 | Electricity | Dispatch-Storage | NY | 2040 | Fall | Hydro Pumped Storage |  |  | 114287.9111 | NY
LCP_Inputs_ON_Electric_Howarth_2023_05_05 | Electricity | Dispatch-Storage | NY | 2040 | Spring | Battery Storage |  |  | 4546228.0198 | NY
LCP_Inputs_ON_Electric_Howarth_2023_05_05 | Electricity | Dispatch-Storage | NY | 2040 | Spring | Hydro Pumped Storage |  |  | 1142879.1111 | NY
LCP_Inputs_ON_Electric_Howarth_2023_05_05 | Electricity | Dispatch-Storage | NY | 2040 | Summer | Battery Storage |  |  | 2203292 | NY
LCP_Inputs_ON_Electric_Howarth_2023_05_05 | Electricity | Dispatch-Storage | NY | 2040 | Summer | Hydro Pumped Storage |  |  | 1157165.1 | NY
LCP_Inputs_ON_Electric_Howarth_2023_05_05 | Electricity | Dispatch-Storage | NY | 2040 | Winter | Battery Storage |  |  | 5820859.2703 | NY
LCP_Inputs_ON_Electric_Howarth_2023_05_05 | Electricity | Dispatch-Storage | NY | 2040 | Winter | Hydro Pumped Storage |  |  | 1267365.9429 | NY
LCP_Inputs_ON_Electric_Howarth_2023_05_05 | Electricity | Dispatch-Storage | NY | 2040 | Winter Peak | Battery Storage |  |  | 0 | NY
LCP_Inputs_ON_Electric_Howarth_2023_05_05 | Electricity | Dispatch-Storage | NY | 2040 | Winter Peak | Hydro Pumped Storage |  |  | 0 | NY
LCP_Inputs_ON_Electric_Howarth_2023_05_05 | Electricity | Dispatch-Storage | NY | 2050 | Fall | Battery Storage |  |  | 3429453.0541 | NY
LCP_Inputs_ON_Electric_Howarth_2023_05_05 | Electricity | Dispatch-Storage | NY | 2050 | Fall | Hydro Pumped Storage |  |  | 788586.5867 | NY
LCP_Inputs_ON_Electric_Howarth_2023_05_05 | Electricity | Dispatch-Storage | NY | 2050 | Spring | Battery Storage |  |  | 4846307.5873 | NY
LCP_Inputs_ON_Electric_Howarth_2023_05_05 | Electricity | Dispatch-Storage | NY | 2050 | Spring | Hydro Pumped Storage |  |  | 1142879.1111 | NY
LCP_Inputs_ON_Electric_Howarth_2023_05_05 | Electricity | Dispatch-Storage | NY | 2050 | Summer | Battery Storage |  |  | 2550548 | NY
LCP_Inputs_ON_Electric_Howarth_2023_05_05 | Electricity | Dispatch-Storage | NY | 2050 | Summer | Hydro Pumped Storage |  |  | 1157165.1 | NY
LCP_Inputs_ON_Electric_Howarth_2023_05_05 | Electricity | Dispatch-Storage | NY | 2050 | Winter | Battery Storage |  |  | 7031240.4324 | NY
LCP_Inputs_ON_Electric_Howarth_2023_05_05 | Electricity | Dispatch-Storage | NY | 2050 | Winter | Hydro Pumped Storage |  |  | 1371454.9333 | NY
LCP_Inputs_ON_Electric_Howarth_2023_05_05 | Electricity | Dispatch-Storage | NY | 2050 | Winter Peak | Battery Storage |  |  | 0 | NY
LCP_Inputs_ON_Electric_Howarth_2023_05_05 | Electricity | Dispatch-Storage | NY | 2050 | Winter Peak | Hydro Pumped Storage |  |  | 0 | NY
LCP_Inputs_ON_Electric_Howarth_2023_05_05 | Electricity | Dispatch-Storage | ON | 2020 | Fall | Battery Storage |  |  | 0 | ON
LCP_Inputs_ON_Electric_Howarth_2023_05_05 | Electricity | Dispatch-Storage | ON | 2020 | Fall | Hydro Pumped Storage |  |  | 63554.4 | ON
LCP_Inputs_ON_Electric_Howarth_2023_05_05 | Electricity | Dispatch-Storage | ON | 2020 | Spring | Battery Storage |  |  | 0 | ON
LCP_Inputs_ON_Electric_Howarth_2023_05_05 | Electricity | Dispatch-Storage | ON | 2020 | Spring | Hydro Pumped Storage |  |  | 38132.64 | ON
LCP_Inputs_ON_Electric_Howarth_2023_05_05 | Electricity | Dispatch-Storage | ON | 2020 | Summer | Battery Storage |  |  | 0 | ON
LCP_Inputs_ON_Electric_Howarth_2023_05_05 | Electricity | Dispatch-Storage | ON | 2020 | Summer | Hydro Pumped Storage |  |  | 88976.16 | ON
LCP_Inputs_ON_Electric_Howarth_2023_05_05 | Electricity | Dispatch-Storage | ON | 2020 | Winter | Battery Storage |  |  | 0 | ON
LCP_Inputs_ON_Electric_Howarth_2023_05_05 | Electricity | Dispatch-Storage | ON | 2020 | Winter | Hydro Pumped Storage |  |  | 1391.1692 | ON
LCP_Inputs_ON_Electric_Howarth_2023_05_05 | Electricity | Dispatch-Storage | ON | 2020 | Winter Peak | Battery Storage |  |  | 0 | ON
LCP_Inputs_ON_Electric_Howarth_2023_05_05 | Electricity | Dispatch-Storage | ON | 2020 | Winter Peak | Hydro Pumped Storage |  |  | 0 | ON
LCP_Inputs_ON_Electric_Howarth_2023_05_05 | Electricity | Dispatch-Storage | ON | 2030 | Fall | Battery Storage |  |  | 472472 | ON
LCP_Inputs_ON_Electric_Howarth_2023_05_05 | Electricity | Dispatch-Storage | ON | 2030 | Fall | Hydro Pumped Storage |  |  | 88976.16 | ON
LCP_Inputs_ON_Electric_Howarth_2023_05_05 | Electricity | Dispatch-Storage | ON | 2030 | Spring | Battery Storage |  |  | 773672.9 | ON
LCP_Inputs_ON_Electric_Howarth_2023_05_05 | Electricity | Dispatch-Storage | ON | 2030 | Spring | Hydro Pumped Storage |  |  | 79443 | ON
LCP_Inputs_ON_Electric_Howarth_2023_05_05 | Electricity | Dispatch-Storage | ON | 2030 | Summer | Battery Storage |  |  | 472586.0607 | ON
LCP_Inputs_ON_Electric_Howarth_2023_05_05 | Electricity | Dispatch-Storage | ON | 2030 | Summer | Hydro Pumped Storage |  |  | 111220.2 | ON
LCP_Inputs_ON_Electric_Howarth_2023_05_05 | Electricity | Dispatch-Storage | ON | 2030 | Winter | Battery Storage |  |  | 323446.242 | ON
LCP_Inputs_ON_Electric_Howarth_2023_05_05 | Electricity | Dispatch-Storage | ON | 2030 | Winter | Hydro Pumped Storage |  |  | 12710.88 | ON
LCP_Inputs_ON_Electric_Howarth_2023_05_05 | Electricity | Dispatch-Storage | ON | 2030 | Winter Peak | Battery Storage |  |  | 10285.2361 | ON
LCP_Inputs_ON_Electric_Howarth_2023_05_05 | Electricity | Dispatch-Storage | ON | 2030 | Winter Peak | Hydro Pumped Storage |  |  | 174.6 | ON
LCP_Inputs_ON_Electric_Howarth_2023_05_05 | Electricity | Dispatch-Storage | ON | 2040 | Fall | Battery Storage |  |  | 1346800 | ON
LCP_Inputs_ON_Electric_Howarth_2023_05_05 | Electricity | Dispatch-Storage | ON | 2040 | Fall | Hydro Pumped Storage |  |  | 88976.16 | ON
LCP_Inputs_ON_Electric_Howarth_2023_05_05 | Electricity | Dispatch-Storage | ON | 2040 | Spring | Battery Storage |  |  | 1346800 | ON
LCP_Inputs_ON_Electric_Howarth_2023_05_05 | Electricity | Dispatch-Storage | ON | 2040 | Spring | Hydro Pumped Storage |  |  | 88976.16 | ON
LCP_Inputs_ON_Electric_Howarth_2023_05_05 | Electricity | Dispatch-Storage | ON | 2040 | Summer | Battery Storage |  |  | 1346800 | ON
LCP_Inputs_ON_Electric_Howarth_2023_05_05 | Electricity | Dispatch-Storage | ON | 2040 | Summer | Hydro Pumped Storage |  |  | 142997.4 | ON
LCP_Inputs_ON_Electric_Howarth_2023_05_05 | Electricity | Dispatch-Storage | ON | 2040 | Winter | Battery Storage |  |  | 0 | ON
LCP_Inputs_ON_Electric_Howarth_2023_05_05 | Electricity | Dispatch-Storage | ON | 2040 | Winter | Hydro Pumped Storage |  |  | 0 | ON
LCP_Inputs_ON_Electric_Howarth_2023_05_05 | Electricity | Dispatch-Storage | ON | 2040 | Winter Peak | Battery Storage |  |  | 16254.0275 | ON
LCP_Inputs_ON_Electric_Howarth_2023_05_05 | Electricity | Dispatch-Storage | ON | 2040 | Winter Peak | Hydro Pumped Storage |  |  | 102.1623 | ON
LCP_Inputs_ON_Electric_Howarth_2023_05_05 | Electricity | Dispatch-Storage | ON | 2050 | Fall | Battery Storage |  |  | 2293200 | ON
LCP_Inputs_ON_Electric_Howarth_2023_05_05 | Electricity | Dispatch-Storage | ON | 2050 | Fall | Hydro Pumped Storage |  |  | 76265.28 | ON
LCP_Inputs_ON_Electric_Howarth_2023_05_05 | Electricity | Dispatch-Storage | ON | 2050 | Spring | Battery Storage |  |  | 1288606.2191 | ON
LCP_Inputs_ON_Electric_Howarth_2023_05_05 | Electricity | Dispatch-Storage | ON | 2050 | Spring | Hydro Pumped Storage |  |  | 0 | ON
LCP_Inputs_ON_Electric_Howarth_2023_05_05 | Electricity | Dispatch-Storage | ON | 2050 | Summer | Battery Storage |  |  | 2293200 | ON
LCP_Inputs_ON_Electric_Howarth_2023_05_05 | Electricity | Dispatch-Storage | ON | 2050 | Summer | Hydro Pumped Storage |  |  | 142997.4 | ON
LCP_Inputs_ON_Electric_Howarth_2023_05_05 | Electricity | Dispatch-Storage | ON | 2050 | Winter | Battery Storage |  |  | 0 | ON
LCP_Inputs_ON_Electric_Howarth_2023_05_05 | Electricity | Dispatch-Storage | ON | 2050 | Winter | Hydro Pumped Storage |  |  | 0 | ON
LCP_Inputs_ON_Electric_Howarth_2023_05_05 | Electricity | Dispatch-Storage | ON | 2050 | Winter Peak | Battery Storage |  |  | 26645.0072 | ON
LCP_Inputs_ON_Electric_Howarth_2023_05_05 | Electricity | Dispatch-Storage | ON | 2050 | Winter Peak | Hydro Pumped Storage |  |  | 0 | ON
LCP_Inputs_ON_Electric_Howarth_2023_05_05 | Electricity | Dispatch-Storage | PJ | 2020 | Fall | Battery Storage |  |  | 0 | PJ
LCP_Inputs_ON_Electric_Howarth_2023_05_05 | Electricity | Dispatch-Storage | PJ | 2020 | Fall | Hydro Pumped Storage |  |  | 0 | PJ
LCP_Inputs_ON_Electric_Howarth_2023_05_05 | Electricity | Dispatch-Storage | PJ | 2020 | Spring | Battery Storage |  |  | 0 | PJ
LCP_Inputs_ON_Electric_Howarth_2023_05_05 | Electricity | Dispatch-Storage | PJ | 2020 | Spring | Hydro Pumped Storage |  |  | 0 | PJ
LCP_Inputs_ON_Electric_Howarth_2023_05_05 | Electricity | Dispatch-Storage | PJ | 2020 | Summer | Battery Storage |  |  | 0 | PJ
LCP_Inputs_ON_Electric_Howarth_2023_05_05 | Electricity | Dispatch-Storage | PJ | 2020 | Summer | Hydro Pumped Storage |  |  | 0 | PJ
LCP_Inputs_ON_Electric_Howarth_2023_05_05 | Electricity | Dispatch-Storage | PJ | 2020 | Winter | Battery Storage |  |  | 0 | PJ
LCP_Inputs_ON_Electric_Howarth_2023_05_05 | Electricity | Dispatch-Storage | PJ | 2020 | Winter | Hydro Pumped Storage |  |  | 0 | PJ
LCP_Inputs_ON_Electric_Howarth_2023_05_05 | Electricity | Dispatch-Storage | PJ | 2020 | Winter Peak | Battery Storage |  |  | 0 | PJ
LCP_Inputs_ON_Electric_Howarth_2023_05_05 | Electricity | Dispatch-Storage | PJ | 2020 | Winter Peak | Hydro Pumped Storage |  |  | 0 | PJ
LCP_Inputs_ON_Electric_Howarth_2023_05_05 | Electricity | Dispatch-Storage | PJ | 2030 | Fall | Battery Storage |  |  | 0 | PJ
LCP_Inputs_ON_Electric_Howarth_2023_05_05 | Electricity | Dispatch-Storage | PJ | 2030 | Fall | Hydro Pumped Storage |  |  | 0 | PJ
LCP_Inputs_ON_Electric_Howarth_2023_05_05 | Electricity | Dispatch-Storage | PJ | 2030 | Spring | Battery Storage |  |  | 927428.5905 | PJ
LCP_Inputs_ON_Electric_Howarth_2023_05_05 | Electricity | Dispatch-Storage | PJ | 2030 | Spring | Hydro Pumped Storage |  |  | 3611935.6 | PJ
LCP_Inputs_ON_Electric_Howarth_2023_05_05 | Electricity | Dispatch-Storage | PJ | 2030 | Summer | Battery Storage |  |  | 0 | PJ
LCP_Inputs_ON_Electric_Howarth_2023_05_05 | Electricity | Dispatch-Storage | PJ | 2030 | Summer | Hydro Pumped Storage |  |  | 0 | PJ
LCP_Inputs_ON_Electric_Howarth_2023_05_05 | Electricity | Dispatch-Storage | PJ | 2030 | Winter | Battery Storage |  |  | 675804.3901 | PJ
LCP_Inputs_ON_Electric_Howarth_2023_05_05 | Electricity | Dispatch-Storage | PJ | 2030 | Winter | Hydro Pumped Storage |  |  | 1276395.0136 | PJ
LCP_Inputs_ON_Electric_Howarth_2023_05_05 | Electricity | Dispatch-Storage | PJ | 2030 | Winter Peak | Battery Storage |  |  | 11379.4342 | PJ
LCP_Inputs_ON_Electric_Howarth_2023_05_05 | Electricity | Dispatch-Storage | PJ | 2030 | Winter Peak | Hydro Pumped Storage |  |  | 48204.6073 | PJ
LCP_Inputs_ON_Electric_Howarth_2023_05_05 | Electricity | Dispatch-Storage | PJ | 2040 | Fall | Battery Storage |  |  | 1213180.7314 | PJ
LCP_Inputs_ON_Electric_Howarth_2023_05_05 | Electricity | Dispatch-Storage | PJ | 2040 | Fall | Hydro Pumped Storage |  |  | 17153.7323 | PJ
LCP_Inputs_ON_Electric_Howarth_2023_05_05 | Electricity | Dispatch-Storage | PJ | 2040 | Spring | Battery Storage |  |  | 4339301.6276 | PJ
LCP_Inputs_ON_Electric_Howarth_2023_05_05 | Electricity | Dispatch-Storage | PJ | 2040 | Spring | Hydro Pumped Storage |  |  | 3824402.4 | PJ
LCP_Inputs_ON_Electric_Howarth_2023_05_05 | Electricity | Dispatch-Storage | PJ | 2040 | Summer | Battery Storage |  |  | 0 | PJ
LCP_Inputs_ON_Electric_Howarth_2023_05_05 | Electricity | Dispatch-Storage | PJ | 2040 | Summer | Hydro Pumped Storage |  |  | 0 | PJ
LCP_Inputs_ON_Electric_Howarth_2023_05_05 | Electricity | Dispatch-Storage | PJ | 2040 | Winter | Battery Storage |  |  | 4782579.7676 | PJ
LCP_Inputs_ON_Electric_Howarth_2023_05_05 | Electricity | Dispatch-Storage | PJ | 2040 | Winter | Hydro Pumped Storage |  |  | 4705655.8235 | PJ
LCP_Inputs_ON_Electric_Howarth_2023_05_05 | Electricity | Dispatch-Storage | PJ | 2040 | Winter Peak | Battery Storage |  |  | 37098.227 | PJ
LCP_Inputs_ON_Electric_Howarth_2023_05_05 | Electricity | Dispatch-Storage | PJ | 2040 | Winter Peak | Hydro Pumped Storage |  |  | 39691.6 | PJ
LCP_Inputs_ON_Electric_Howarth_2023_05_05 | Electricity | Dispatch-Storage | PJ | 2050 | Fall | Battery Storage |  |  | 3848654.5867 | PJ
LCP_Inputs_ON_Electric_Howarth_2023_05_05 | Electricity | Dispatch-Storage | PJ | 2050 | Fall | Hydro Pumped Storage |  |  | 49341.676 | PJ
LCP_Inputs_ON_Electric_Howarth_2023_05_05 | Electricity | Dispatch-Storage | PJ | 2050 | Spring | Battery Storage |  |  | 9918944.7876 | PJ
LCP_Inputs_ON_Electric_Howarth_2023_05_05 | Electricity | Dispatch-Storage | PJ | 2050 | Spring | Hydro Pumped Storage |  |  | 4036869.2 | PJ
LCP_Inputs_ON_Electric_Howarth_2023_05_05 | Electricity | Dispatch-Storage | PJ | 2050 | Summer | Battery Storage |  |  | 936478.5612 | PJ
LCP_Inputs_ON_Electric_Howarth_2023_05_05 | Electricity | Dispatch-Storage | PJ | 2050 | Summer | Hydro Pumped Storage |  |  | 0 | PJ
LCP_Inputs_ON_Electric_Howarth_2023_05_05 | Electricity | Dispatch-Storage | PJ | 2050 | Winter | Battery Storage |  |  | 8609698.8865 | PJ
LCP_Inputs_ON_Electric_Howarth_2023_05_05 | Electricity | Dispatch-Storage | PJ | 2050 | Winter | Hydro Pumped Storage |  |  | 3691121.8425 | PJ
LCP_Inputs_ON_Electric_Howarth_2023_05_05 | Electricity | Dispatch-Storage | PJ | 2050 | Winter Peak | Battery Storage |  |  | 123699.243 | PJ
LCP_Inputs_ON_Electric_Howarth_2023_05_05 | Electricity | Dispatch-Storage | PJ | 2050 | Winter Peak | Hydro Pumped Storage |  |  | 16810.56 | PJ
LCP_Inputs_ON_Electric_Howarth_2023_05_05 | Electricity | Dispatch-Storage | QC | 2020 | Fall | Battery Storage |  |  | 0 | QC
LCP_Inputs_ON_Electric_Howarth_2023_05_05 | Electricity | Dispatch-Storage | QC | 2020 | Fall | Hydro Pumped Storage |  |  | 0 | QC
LCP_Inputs_ON_Electric_Howarth_2023_05_05 | Electricity | Dispatch-Storage | QC | 2020 | Spring | Battery Storage |  |  | 0 | QC
LCP_Inputs_ON_Electric_Howarth_2023_05_05 | Electricity | Dispatch-Storage | QC | 2020 | Spring | Hydro Pumped Storage |  |  | 0 | QC
LCP_Inputs_ON_Electric_Howarth_2023_05_05 | Electricity | Dispatch-Storage | QC | 2020 | Summer | Battery Storage |  |  | 0 | QC
LCP_Inputs_ON_Electric_Howarth_2023_05_05 | Electricity | Dispatch-Storage | QC | 2020 | Summer | Hydro Pumped Storage |  |  | 0 | QC
LCP_Inputs_ON_Electric_Howarth_2023_05_05 | Electricity | Dispatch-Storage | QC | 2020 | Winter | Battery Storage |  |  | 0 | QC
LCP_Inputs_ON_Electric_Howarth_2023_05_05 | Electricity | Dispatch-Storage | QC | 2020 | Winter | Hydro Pumped Storage |  |  | 0 | QC
LCP_Inputs_ON_Electric_Howarth_2023_05_05 | Electricity | Dispatch-Storage | QC | 2020 | Winter Peak | Battery Storage |  |  | 0 | QC
LCP_Inputs_ON_Electric_Howarth_2023_05_05 | Electricity | Dispatch-Storage | QC | 2020 | Winter Peak | Hydro Pumped Storage |  |  | 0 | QC
LCP_Inputs_ON_Electric_Howarth_2023_05_05 | Electricity | Dispatch-Storage | QC | 2030 | Fall | Battery Storage |  |  | 0 | QC
LCP_Inputs_ON_Electric_Howarth_2023_05_05 | Electricity | Dispatch-Storage | QC | 2030 | Fall | Hydro Pumped Storage |  |  | 0 | QC
LCP_Inputs_ON_Electric_Howarth_2023_05_05 | Electricity | Dispatch-Storage | QC | 2030 | Spring | Battery Storage |  |  | 0 | QC
LCP_Inputs_ON_Electric_Howarth_2023_05_05 | Electricity | Dispatch-Storage | QC | 2030 | Spring | Hydro Pumped Storage |  |  | 0 | QC
LCP_Inputs_ON_Electric_Howarth_2023_05_05 | Electricity | Dispatch-Storage | QC | 2030 | Summer | Battery Storage |  |  | 0 | QC
LCP_Inputs_ON_Electric_Howarth_2023_05_05 | Electricity | Dispatch-Storage | QC | 2030 | Summer | Hydro Pumped Storage |  |  | 0 | QC
LCP_Inputs_ON_Electric_Howarth_2023_05_05 | Electricity | Dispatch-Storage | QC | 2030 | Winter | Battery Storage |  |  | 0 | QC
LCP_Inputs_ON_Electric_Howarth_2023_05_05 | Electricity | Dispatch-Storage | QC | 2030 | Winter | Hydro Pumped Storage |  |  | 0 | QC
LCP_Inputs_ON_Electric_Howarth_2023_05_05 | Electricity | Dispatch-Storage | QC | 2030 | Winter Peak | Battery Storage |  |  | 0 | QC
LCP_Inputs_ON_Electric_Howarth_2023_05_05 | Electricity | Dispatch-Storage | QC | 2030 | Winter Peak | Hydro Pumped Storage |  |  | 0 | QC
LCP_Inputs_ON_Electric_Howarth_2023_05_05 | Electricity | Dispatch-Storage | QC | 2040 | Fall | Battery Storage |  |  | 0 | QC
LCP_Inputs_ON_Electric_Howarth_2023_05_05 | Electricity | Dispatch-Storage | QC | 2040 | Fall | Hydro Pumped Storage |  |  | 0 | QC
LCP_Inputs_ON_Electric_Howarth_2023_05_05 | Electricity | Dispatch-Storage | QC | 2040 | Spring | Battery Storage |  |  | 0 | QC
LCP_Inputs_ON_Electric_Howarth_2023_05_05 | Electricity | Dispatch-Storage | QC | 2040 | Spring | Hydro Pumped Storage |  |  | 0 | QC
LCP_Inputs_ON_Electric_Howarth_2023_05_05 | Electricity | Dispatch-Storage | QC | 2040 | Summer | Battery Storage |  |  | 0 | QC
LCP_Inputs_ON_Electric_Howarth_2023_05_05 | Electricity | Dispatch-Storage | QC | 2040 | Summer | Hydro Pumped Storage |  |  | 0 | QC
LCP_Inputs_ON_Electric_Howarth_2023_05_05 | Electricity | Dispatch-Storage | QC | 2040 | Winter | Battery Storage |  |  | 0 | QC
LCP_Inputs_ON_Electric_Howarth_2023_05_05 | Electricity | Dispatch-Storage | QC | 2040 | Winter | Hydro Pumped Storage |  |  | 0 | QC
LCP_Inputs_ON_Electric_Howarth_2023_05_05 | Electricity | Dispatch-Storage | QC | 2040 | Winter Peak | Battery Storage |  |  | 0 | QC
LCP_Inputs_ON_Electric_Howarth_2023_05_05 | Electricity | Dispatch-Storage | QC | 2040 | Winter Peak | Hydro Pumped Storage |  |  | 0 | QC
LCP_Inputs_ON_Electric_Howarth_2023_05_05 | Electricity | Dispatch-Storage | QC | 2050 | Fall | Battery Storage |  |  | 0 | QC
LCP_Inputs_ON_Electric_Howarth_2023_05_05 | Electricity | Dispatch-Storage | QC | 2050 | Fall | Hydro Pumped Storage |  |  | 0 | QC
LCP_Inputs_ON_Electric_Howarth_2023_05_05 | Electricity | Dispatch-Storage | QC | 2050 | Spring | Battery Storage |  |  | 0 | QC
LCP_Inputs_ON_Electric_Howarth_2023_05_05 | Electricity | Dispatch-Storage | QC | 2050 | Spring | Hydro Pumped Storage |  |  | 0 | QC
LCP_Inputs_ON_Electric_Howarth_2023_05_05 | Electricity | Dispatch-Storage | QC | 2050 | Summer | Battery Storage |  |  | 0 | QC
LCP_Inputs_ON_Electric_Howarth_2023_05_05 | Electricity | Dispatch-Storage | QC | 2050 | Summer | Hydro Pumped Storage |  |  | 0 | QC
LCP_Inputs_ON_Electric_Howarth_2023_05_05 | Electricity | Dispatch-Storage | QC | 2050 | Winter | Battery Storage |  |  | 0 | QC
LCP_Inputs_ON_Electric_Howarth_2023_05_05 | Electricity | Dispatch-Storage | QC | 2050 | Winter | Hydro Pumped Storage |  |  | 0 | QC
LCP_Inputs_ON_Electric_Howarth_2023_05_05 | Electricity | Dispatch-Storage | QC | 2050 | Winter Peak | Battery Storage |  |  | 0 | QC
LCP_Inputs_ON_Electric_Howarth_2023_05_05 | Electricity | Dispatch-Storage | QC | 2050 | Winter Peak | Hydro Pumped Storage |  |  | 0 | QC
LCP_Inputs_ON_Electric_Howarth_2023_05_05 | Electricity | Dispatch-Storage | WC | 2020 | Fall | Battery Storage |  |  | 0 | WC
LCP_Inputs_ON_Electric_Howarth_2023_05_05 | Electricity | Dispatch-Storage | WC | 2020 | Fall | Hydro Pumped Storage |  |  | 0 | WC
LCP_Inputs_ON_Electric_Howarth_2023_05_05 | Electricity | Dispatch-Storage | WC | 2020 | Spring | Battery Storage |  |  | 0 | WC
LCP_Inputs_ON_Electric_Howarth_2023_05_05 | Electricity | Dispatch-Storage | WC | 2020 | Spring | Hydro Pumped Storage |  |  | 0 | WC
LCP_Inputs_ON_Electric_Howarth_2023_05_05 | Electricity | Dispatch-Storage | WC | 2020 | Summer | Battery Storage |  |  | 0 | WC
LCP_Inputs_ON_Electric_Howarth_2023_05_05 | Electricity | Dispatch-Storage | WC | 2020 | Summer | Hydro Pumped Storage |  |  | 0 | WC
LCP_Inputs_ON_Electric_Howarth_2023_05_05 | Electricity | Dispatch-Storage | WC | 2020 | Winter | Battery Storage |  |  | 0 | WC
LCP_Inputs_ON_Electric_Howarth_2023_05_05 | Electricity | Dispatch-Storage | WC | 2020 | Winter | Hydro Pumped Storage |  |  | 0 | WC
LCP_Inputs_ON_Electric_Howarth_2023_05_05 | Electricity | Dispatch-Storage | WC | 2020 | Winter Peak | Battery Storage |  |  | 0 | WC
LCP_Inputs_ON_Electric_Howarth_2023_05_05 | Electricity | Dispatch-Storage | WC | 2020 | Winter Peak | Hydro Pumped Storage |  |  | 0 | WC
LCP_Inputs_ON_Electric_Howarth_2023_05_05 | Electricity | Dispatch-Storage | WC | 2030 | Fall | Battery Storage |  |  | 0 | WC
LCP_Inputs_ON_Electric_Howarth_2023_05_05 | Electricity | Dispatch-Storage | WC | 2030 | Fall | Hydro Pumped Storage |  |  | 0 | WC
LCP_Inputs_ON_Electric_Howarth_2023_05_05 | Electricity | Dispatch-Storage | WC | 2030 | Spring | Battery Storage |  |  | 0 | WC
LCP_Inputs_ON_Electric_Howarth_2023_05_05 | Electricity | Dispatch-Storage | WC | 2030 | Spring | Hydro Pumped Storage |  |  | 0 | WC
LCP_Inputs_ON_Electric_Howarth_2023_05_05 | Electricity | Dispatch-Storage | WC | 2030 | Summer | Battery Storage |  |  | 0 | WC
LCP_Inputs_ON_Electric_Howarth_2023_05_05 | Electricity | Dispatch-Storage | WC | 2030 | Summer | Hydro Pumped Storage |  |  | 0 | WC
LCP_Inputs_ON_Electric_Howarth_2023_05_05 | Electricity | Dispatch-Storage | WC | 2030 | Winter | Battery Storage |  |  | 0 | WC
LCP_Inputs_ON_Electric_Howarth_2023_05_05 | Electricity | Dispatch-Storage | WC | 2030 | Winter | Hydro Pumped Storage |  |  | 0 | WC
LCP_Inputs_ON_Electric_Howarth_2023_05_05 | Electricity | Dispatch-Storage | WC | 2030 | Winter Peak | Battery Storage |  |  | 0 | WC
LCP_Inputs_ON_Electric_Howarth_2023_05_05 | Electricity | Dispatch-Storage | WC | 2030 | Winter Peak | Hydro Pumped Storage |  |  | 0 | WC
LCP_Inputs_ON_Electric_Howarth_2023_05_05 | Electricity | Dispatch-Storage | WC | 2040 | Fall | Battery Storage |  |  | 0 | WC
LCP_Inputs_ON_Electric_Howarth_2023_05_05 | Electricity | Dispatch-Storage | WC | 2040 | Fall | Hydro Pumped Storage |  |  | 0 | WC
LCP_Inputs_ON_Electric_Howarth_2023_05_05 | Electricity | Dispatch-Storage | WC | 2040 | Spring | Battery Storage |  |  | 0 | WC
LCP_Inputs_ON_Electric_Howarth_2023_05_05 | Electricity | Dispatch-Storage | WC | 2040 | Spring | Hydro Pumped Storage |  |  | 0 | WC
LCP_Inputs_ON_Electric_Howarth_2023_05_05 | Electricity | Dispatch-Storage | WC | 2040 | Summer | Battery Storage |  |  | 0 | WC
LCP_Inputs_ON_Electric_Howarth_2023_05_05 | Electricity | Dispatch-Storage | WC | 2040 | Summer | Hydro Pumped Storage |  |  | 0 | WC
LCP_Inputs_ON_Electric_Howarth_2023_05_05 | Electricity | Dispatch-Storage | WC | 2040 | Winter | Battery Storage |  |  | 0 | WC
LCP_Inputs_ON_Electric_Howarth_2023_05_05 | Electricity | Dispatch-Storage | WC | 2040 | Winter | Hydro Pumped Storage |  |  | 0 | WC
LCP_Inputs_ON_Electric_Howarth_2023_05_05 | Electricity | Dispatch-Storage | WC | 2040 | Winter Peak | Battery Storage |  |  | 0 | WC
LCP_Inputs_ON_Electric_Howarth_2023_05_05 | Electricity | Dispatch-Storage | WC | 2040 | Winter Peak | Hydro Pumped Storage |  |  | 0 | WC
LCP_Inputs_ON_Electric_Howarth_2023_05_05 | Electricity | Dispatch-Storage | WC | 2050 | Fall | Battery Storage |  |  | 0 | WC
LCP_Inputs_ON_Electric_Howarth_2023_05_05 | Electricity | Dispatch-Storage | WC | 2050 | Fall | Hydro Pumped Storage |  |  | 0 | WC
LCP_Inputs_ON_Electric_Howarth_2023_05_05 | Electricity | Dispatch-Storage | WC | 2050 | Spring | Battery Storage |  |  | 0 | WC
LCP_Inputs_ON_Electric_Howarth_2023_05_05 | Electricity | Dispatch-Storage | WC | 2050 | Spring | Hydro Pumped Storage |  |  | 0 | WC
LCP_Inputs_ON_Electric_Howarth_2023_05_05 | Electricity | Dispatch-Storage | WC | 2050 | Summer | Battery Storage |  |  | 0 | WC
LCP_Inputs_ON_Electric_Howarth_2023_05_05 | Electricity | Dispatch-Storage | WC | 2050 | Summer | Hydro Pumped Storage |  |  | 0 | WC
LCP_Inputs_ON_Electric_Howarth_2023_05_05 | Electricity | Dispatch-Storage | WC | 2050 | Winter | Battery Storage |  |  | 0 | WC
LCP_Inputs_ON_Electric_Howarth_2023_05_05 | Electricity | Dispatch-Storage | WC | 2050 | Winter | Hydro Pumped Storage |  |  | 0 | WC
LCP_Inputs_ON_Electric_Howarth_2023_05_05 | Electricity | Dispatch-Storage | WC | 2050 | Winter Peak | Battery Storage |  |  | 0 | WC
LCP_Inputs_ON_Electric_Howarth_2023_05_05 | Electricity | Dispatch-Storage | WC | 2050 | Winter Peak | Hydro Pumped Storage |  |  | 0 | WC
LCP_Inputs_ON_Electric_Howarth_2023_05_05 | Hydrogen | Charging-Storage | MI | 2020 | Fall | H2 Salt Cavern Storage - ON |  |  | 0 | MI
LCP_Inputs_ON_Electric_Howarth_2023_05_05 | Hydrogen | Charging-Storage | MI | 2020 | Spring | H2 Salt Cavern Storage - ON |  |  | 0 | MI
LCP_Inputs_ON_Electric_Howarth_2023_05_05 | Hydrogen | Charging-Storage | MI | 2020 | Summer | H2 Salt Cavern Storage - ON |  |  | 0 | MI
LCP_Inputs_ON_Electric_Howarth_2023_05_05 | Hydrogen | Charging-Storage | MI | 2020 | Winter | H2 Salt Cavern Storage - ON |  |  | 0 | MI
LCP_Inputs_ON_Electric_Howarth_2023_05_05 | Hydrogen | Charging-Storage | MI | 2020 | Winter Peak | H2 Salt Cavern Storage - ON |  |  | 0 | MI
LCP_Inputs_ON_Electric_Howarth_2023_05_05 | Hydrogen | Charging-Storage | MI | 2030 | Fall | H2 Salt Cavern Storage - ON |  |  | 0 | MI
LCP_Inputs_ON_Electric_Howarth_2023_05_05 | Hydrogen | Charging-Storage | MI | 2030 | Spring | H2 Salt Cavern Storage - ON |  |  | 0 | MI
LCP_Inputs_ON_Electric_Howarth_2023_05_05 | Hydrogen | Charging-Storage | MI | 2030 | Summer | H2 Salt Cavern Storage - ON |  |  | 0 | MI
LCP_Inputs_ON_Electric_Howarth_2023_05_05 | Hydrogen | Charging-Storage | MI | 2030 | Winter | H2 Salt Cavern Storage - ON |  |  | 0 | MI
LCP_Inputs_ON_Electric_Howarth_2023_05_05 | Hydrogen | Charging-Storage | MI | 2030 | Winter Peak | H2 Salt Cavern Storage - ON |  |  | 0 | MI
LCP_Inputs_ON_Electric_Howarth_2023_05_05 | Hydrogen | Charging-Storage | MI | 2040 | Fall | H2 Salt Cavern Storage - ON |  |  | 0 | MI
LCP_Inputs_ON_Electric_Howarth_2023_05_05 | Hydrogen | Charging-Storage | MI | 2040 | Spring | H2 Salt Cavern Storage - ON |  |  | 0 | MI
LCP_Inputs_ON_Electric_Howarth_2023_05_05 | Hydrogen | Charging-Storage | MI | 2040 | Summer | H2 Salt Cavern Storage - ON |  |  | 0 | MI
LCP_Inputs_ON_Electric_Howarth_2023_05_05 | Hydrogen | Charging-Storage | MI | 2040 | Winter | H2 Salt Cavern Storage - ON |  |  | 0 | MI
LCP_Inputs_ON_Electric_Howarth_2023_05_05 | Hydrogen | Charging-Storage | MI | 2040 | Winter Peak | H2 Salt Cavern Storage - ON |  |  | 0 | MI
LCP_Inputs_ON_Electric_Howarth_2023_05_05 | Hydrogen | Charging-Storage | MI | 2050 | Fall | H2 Salt Cavern Storage - ON |  |  | 0 | MI
LCP_Inputs_ON_Electric_Howarth_2023_05_05 | Hydrogen | Charging-Storage | MI | 2050 | Spring | H2 Salt Cavern Storage - ON |  |  | 0 | MI
LCP_Inputs_ON_Electric_Howarth_2023_05_05 | Hydrogen | Charging-Storage | MI | 2050 | Summer | H2 Salt Cavern Storage - ON |  |  | 0 | MI
LCP_Inputs_ON_Electric_Howarth_2023_05_05 | Hydrogen | Charging-Storage | MI | 2050 | Winter | H2 Salt Cavern Storage - ON |  |  | 0 | MI
LCP_Inputs_ON_Electric_Howarth_2023_05_05 | Hydrogen | Charging-Storage | MI | 2050 | Winter Peak | H2 Salt Cavern Storage - ON |  |  | 0 | MI
LCP_Inputs_ON_Electric_Howarth_2023_05_05 | Hydrogen | Charging-Storage | NY | 2020 | Fall | H2 Salt Cavern Storage - ON |  |  | 0 | NY
LCP_Inputs_ON_Electric_Howarth_2023_05_05 | Hydrogen | Charging-Storage | NY | 2020 | Spring | H2 Salt Cavern Storage - ON |  |  | 0 | NY
LCP_Inputs_ON_Electric_Howarth_2023_05_05 | Hydrogen | Charging-Storage | NY | 2020 | Summer | H2 Salt Cavern Storage - ON |  |  | 0 | NY
LCP_Inputs_ON_Electric_Howarth_2023_05_05 | Hydrogen | Charging-Storage | NY | 2020 | Winter | H2 Salt Cavern Storage - ON |  |  | 0 | NY
LCP_Inputs_ON_Electric_Howarth_2023_05_05 | Hydrogen | Charging-Storage | NY | 2020 | Winter Peak | H2 Salt Cavern Storage - ON |  |  | 0 | NY
LCP_Inputs_ON_Electric_Howarth_2023_05_05 | Hydrogen | Charging-Storage | NY | 2030 | Fall | H2 Salt Cavern Storage - ON |  |  | 0 | NY
LCP_Inputs_ON_Electric_Howarth_2023_05_05 | Hydrogen | Charging-Storage | NY | 2030 | Spring | H2 Salt Cavern Storage - ON |  |  | 0 | NY
LCP_Inputs_ON_Electric_Howarth_2023_05_05 | Hydrogen | Charging-Storage | NY | 2030 | Summer | H2 Salt Cavern Storage - ON |  |  | 0 | NY
LCP_Inputs_ON_Electric_Howarth_2023_05_05 | Hydrogen | Charging-Storage | NY | 2030 | Winter | H2 Salt Cavern Storage - ON |  |  | 0 | NY
LCP_Inputs_ON_Electric_Howarth_2023_05_05 | Hydrogen | Charging-Storage | NY | 2030 | Winter Peak | H2 Salt Cavern Storage - ON |  |  | 0 | NY
LCP_Inputs_ON_Electric_Howarth_2023_05_05 | Hydrogen | Charging-Storage | NY | 2040 | Fall | H2 Salt Cavern Storage - ON |  |  | 0 | NY
LCP_Inputs_ON_Electric_Howarth_2023_05_05 | Hydrogen | Charging-Storage | NY | 2040 | Spring | H2 Salt Cavern Storage - ON |  |  | 0 | NY
LCP_Inputs_ON_Electric_Howarth_2023_05_05 | Hydrogen | Charging-Storage | NY | 2040 | Summer | H2 Salt Cavern Storage - ON |  |  | 0 | NY
LCP_Inputs_ON_Electric_Howarth_2023_05_05 | Hydrogen | Charging-Storage | NY | 2040 | Winter | H2 Salt Cavern Storage - ON |  |  | 0 | NY
LCP_Inputs_ON_Electric_Howarth_2023_05_05 | Hydrogen | Charging-Storage | NY | 2040 | Winter Peak | H2 Salt Cavern Storage - ON |  |  | 0 | NY
LCP_Inputs_ON_Electric_Howarth_2023_05_05 | Hydrogen | Charging-Storage | NY | 2050 | Fall | H2 Salt Cavern Storage - ON |  |  | 0 | NY
LCP_Inputs_ON_Electric_Howarth_2023_05_05 | Hydrogen | Charging-Storage | NY | 2050 | Spring | H2 Salt Cavern Storage - ON |  |  | 0 | NY
LCP_Inputs_ON_Electric_Howarth_2023_05_05 | Hydrogen | Charging-Storage | NY | 2050 | Summer | H2 Salt Cavern Storage - ON |  |  | 0 | NY
LCP_Inputs_ON_Electric_Howarth_2023_05_05 | Hydrogen | Charging-Storage | NY | 2050 | Winter | H2 Salt Cavern Storage - ON |  |  | 0 | NY
LCP_Inputs_ON_Electric_Howarth_2023_05_05 | Hydrogen | Charging-Storage | NY | 2050 | Winter Peak | H2 Salt Cavern Storage - ON |  |  | 0 | NY
LCP_Inputs_ON_Electric_Howarth_2023_05_05 | Hydrogen | Charging-Storage | ON | 2020 | Fall | H2 Salt Cavern Storage - ON |  |  | 0 | ON
LCP_Inputs_ON_Electric_Howarth_2023_05_05 | Hydrogen | Charging-Storage | ON | 2020 | Spring | H2 Salt Cavern Storage - ON |  |  | 0 | ON
LCP_Inputs_ON_Electric_Howarth_2023_05_05 | Hydrogen | Charging-Storage | ON | 2020 | Summer | H2 Salt Cavern Storage - ON |  |  | 0 | ON
LCP_Inputs_ON_Electric_Howarth_2023_05_05 | Hydrogen | Charging-Storage | ON | 2020 | Winter | H2 Salt Cavern Storage - ON |  |  | 0 | ON
LCP_Inputs_ON_Electric_Howarth_2023_05_05 | Hydrogen | Charging-Storage | ON | 2020 | Winter Peak | H2 Salt Cavern Storage - ON |  |  | 0 | ON
LCP_Inputs_ON_Electric_Howarth_2023_05_05 | Hydrogen | Charging-Storage | ON | 2030 | Fall | H2 Salt Cavern Storage - ON |  |  | -532090.1102 | ON
LCP_Inputs_ON_Electric_Howarth_2023_05_05 | Hydrogen | Charging-Storage | ON | 2030 | Spring | H2 Salt Cavern Storage - ON |  |  | -177874.6518 | ON
LCP_Inputs_ON_Electric_Howarth_2023_05_05 | Hydrogen | Charging-Storage | ON | 2030 | Summer | H2 Salt Cavern Storage - ON |  |  | -455689.4899 | ON
LCP_Inputs_ON_Electric_Howarth_2023_05_05 | Hydrogen | Charging-Storage | ON | 2030 | Winter | H2 Salt Cavern Storage - ON |  |  | 0 | ON
LCP_Inputs_ON_Electric_Howarth_2023_05_05 | Hydrogen | Charging-Storage | ON | 2030 | Winter Peak | H2 Salt Cavern Storage - ON |  |  | 0 | ON
LCP_Inputs_ON_Electric_Howarth_2023_05_05 | Hydrogen | Charging-Storage | ON | 2040 | Fall | H2 Salt Cavern Storage - ON |  |  | -1205166.009 | ON
LCP_Inputs_ON_Electric_Howarth_2023_05_05 | Hydrogen | Charging-Storage | ON | 2040 | Spring | H2 Salt Cavern Storage - ON |  |  | -744268.1323 | ON
LCP_Inputs_ON_Electric_Howarth_2023_05_05 | Hydrogen | Charging-Storage | ON | 2040 | Summer | H2 Salt Cavern Storage - ON |  |  | -935364.9841 | ON
LCP_Inputs_ON_Electric_Howarth_2023_05_05 | Hydrogen | Charging-Storage | ON | 2040 | Winter | H2 Salt Cavern Storage - ON |  |  | 0 | ON
LCP_Inputs_ON_Electric_Howarth_2023_05_05 | Hydrogen | Charging-Storage | ON | 2040 | Winter Peak | H2 Salt Cavern Storage - ON |  |  | 0 | ON
LCP_Inputs_ON_Electric_Howarth_2023_05_05 | Hydrogen | Charging-Storage | ON | 2050 | Fall | H2 Salt Cavern Storage - ON |  |  | -919137.037 | ON
LCP_Inputs_ON_Electric_Howarth_2023_05_05 | Hydrogen | Charging-Storage | ON | 2050 | Spring | H2 Salt Cavern Storage - ON |  |  | -2429596.7576 | ON
LCP_Inputs_ON_Electric_Howarth_2023_05_05 | Hydrogen | Charging-Storage | ON | 2050 | Summer | H2 Salt Cavern Storage - ON |  |  | -4260046.5351 | ON
LCP_Inputs_ON_Electric_Howarth_2023_05_05 | Hydrogen | Charging-Storage | ON | 2050 | Winter | H2 Salt Cavern Storage - ON |  |  | 0 | ON
LCP_Inputs_ON_Electric_Howarth_2023_05_05 | Hydrogen | Charging-Storage | ON | 2050 | Winter Peak | H2 Salt Cavern Storage - ON |  |  | 0 | ON
LCP_Inputs_ON_Electric_Howarth_2023_05_05 | Hydrogen | Charging-Storage | PJ | 2020 | Fall | H2 Salt Cavern Storage - ON |  |  | 0 | PJ
LCP_Inputs_ON_Electric_Howarth_2023_05_05 | Hydrogen | Charging-Storage | PJ | 2020 | Spring | H2 Salt Cavern Storage - ON |  |  | 0 | PJ
LCP_Inputs_ON_Electric_Howarth_2023_05_05 | Hydrogen | Charging-Storage | PJ | 2020 | Summer | H2 Salt Cavern Storage - ON |  |  | 0 | PJ
LCP_Inputs_ON_Electric_Howarth_2023_05_05 | Hydrogen | Charging-Storage | PJ | 2020 | Winter | H2 Salt Cavern Storage - ON |  |  | 0 | PJ
LCP_Inputs_ON_Electric_Howarth_2023_05_05 | Hydrogen | Charging-Storage | PJ | 2020 | Winter Peak | H2 Salt Cavern Storage - ON |  |  | 0 | PJ
LCP_Inputs_ON_Electric_Howarth_2023_05_05 | Hydrogen | Charging-Storage | PJ | 2030 | Fall | H2 Salt Cavern Storage - ON |  |  | 0 | PJ
LCP_Inputs_ON_Electric_Howarth_2023_05_05 | Hydrogen | Charging-Storage | PJ | 2030 | Spring | H2 Salt Cavern Storage - ON |  |  | 0 | PJ
LCP_Inputs_ON_Electric_Howarth_2023_05_05 | Hydrogen | Charging-Storage | PJ | 2030 | Summer | H2 Salt Cavern Storage - ON |  |  | 0 | PJ
LCP_Inputs_ON_Electric_Howarth_2023_05_05 | Hydrogen | Charging-Storage | PJ | 2030 | Winter | H2 Salt Cavern Storage - ON |  |  | 0 | PJ
LCP_Inputs_ON_Electric_Howarth_2023_05_05 | Hydrogen | Charging-Storage | PJ | 2030 | Winter Peak | H2 Salt Cavern Storage - ON |  |  | 0 | PJ
LCP_Inputs_ON_Electric_Howarth_2023_05_05 | Hydrogen | Charging-Storage | PJ | 2040 | Fall | H2 Salt Cavern Storage - ON |  |  | 0 | PJ
LCP_Inputs_ON_Electric_Howarth_2023_05_05 | Hydrogen | Charging-Storage | PJ | 2040 | Spring | H2 Salt Cavern Storage - ON |  |  | 0 | PJ
LCP_Inputs_ON_Electric_Howarth_2023_05_05 | Hydrogen | Charging-Storage | PJ | 2040 | Summer | H2 Salt Cavern Storage - ON |  |  | 0 | PJ
LCP_Inputs_ON_Electric_Howarth_2023_05_05 | Hydrogen | Charging-Storage | PJ | 2040 | Winter | H2 Salt Cavern Storage - ON |  |  | 0 | PJ
LCP_Inputs_ON_Electric_Howarth_2023_05_05 | Hydrogen | Charging-Storage | PJ | 2040 | Winter Peak | H2 Salt Cavern Storage - ON |  |  | 0 | PJ
LCP_Inputs_ON_Electric_Howarth_2023_05_05 | Hydrogen | Charging-Storage | PJ | 2050 | Fall | H2 Salt Cavern Storage - ON |  |  | 0 | PJ
LCP_Inputs_ON_Electric_Howarth_2023_05_05 | Hydrogen | Charging-Storage | PJ | 2050 | Spring | H2 Salt Cavern Storage - ON |  |  | 0 | PJ
LCP_Inputs_ON_Electric_Howarth_2023_05_05 | Hydrogen | Charging-Storage | PJ | 2050 | Summer | H2 Salt Cavern Storage - ON |  |  | 0 | PJ
LCP_Inputs_ON_Electric_Howarth_2023_05_05 | Hydrogen | Charging-Storage | PJ | 2050 | Winter | H2 Salt Cavern Storage - ON |  |  | 0 | PJ
LCP_Inputs_ON_Electric_Howarth_2023_05_05 | Hydrogen | Charging-Storage | PJ | 2050 | Winter Peak | H2 Salt Cavern Storage - ON |  |  | 0 | PJ
LCP_Inputs_ON_Electric_Howarth_2023_05_05 | Hydrogen | Charging-Storage | QC | 2020 | Fall | H2 Salt Cavern Storage - ON |  |  | 0 | QC
LCP_Inputs_ON_Electric_Howarth_2023_05_05 | Hydrogen | Charging-Storage | QC | 2020 | Spring | H2 Salt Cavern Storage - ON |  |  | 0 | QC
LCP_Inputs_ON_Electric_Howarth_2023_05_05 | Hydrogen | Charging-Storage | QC | 2020 | Summer | H2 Salt Cavern Storage - ON |  |  | 0 | QC
LCP_Inputs_ON_Electric_Howarth_2023_05_05 | Hydrogen | Charging-Storage | QC | 2020 | Winter | H2 Salt Cavern Storage - ON |  |  | 0 | QC
LCP_Inputs_ON_Electric_Howarth_2023_05_05 | Hydrogen | Charging-Storage | QC | 2020 | Winter Peak | H2 Salt Cavern Storage - ON |  |  | 0 | QC
LCP_Inputs_ON_Electric_Howarth_2023_05_05 | Hydrogen | Charging-Storage | QC | 2030 | Fall | H2 Salt Cavern Storage - ON |  |  | 0 | QC
LCP_Inputs_ON_Electric_Howarth_2023_05_05 | Hydrogen | Charging-Storage | QC | 2030 | Spring | H2 Salt Cavern Storage - ON |  |  | 0 | QC
LCP_Inputs_ON_Electric_Howarth_2023_05_05 | Hydrogen | Charging-Storage | QC | 2030 | Summer | H2 Salt Cavern Storage - ON |  |  | 0 | QC
LCP_Inputs_ON_Electric_Howarth_2023_05_05 | Hydrogen | Charging-Storage | QC | 2030 | Winter | H2 Salt Cavern Storage - ON |  |  | 0 | QC
LCP_Inputs_ON_Electric_Howarth_2023_05_05 | Hydrogen | Charging-Storage | QC | 2030 | Winter Peak | H2 Salt Cavern Storage - ON |  |  | 0 | QC
LCP_Inputs_ON_Electric_Howarth_2023_05_05 | Hydrogen | Charging-Storage | QC | 2040 | Fall | H2 Salt Cavern Storage - ON |  |  | 0 | QC
LCP_Inputs_ON_Electric_Howarth_2023_05_05 | Hydrogen | Charging-Storage | QC | 2040 | Spring | H2 Salt Cavern Storage - ON |  |  | 0 | QC
LCP_Inputs_ON_Electric_Howarth_2023_05_05 | Hydrogen | Charging-Storage | QC | 2040 | Summer | H2 Salt Cavern Storage - ON |  |  | 0 | QC
LCP_Inputs_ON_Electric_Howarth_2023_05_05 | Hydrogen | Charging-Storage | QC | 2040 | Winter | H2 Salt Cavern Storage - ON |  |  | 0 | QC
LCP_Inputs_ON_Electric_Howarth_2023_05_05 | Hydrogen | Charging-Storage | QC | 2040 | Winter Peak | H2 Salt Cavern Storage - ON |  |  | 0 | QC
LCP_Inputs_ON_Electric_Howarth_2023_05_05 | Hydrogen | Charging-Storage | QC | 2050 | Fall | H2 Salt Cavern Storage - ON |  |  | 0 | QC
LCP_Inputs_ON_Electric_Howarth_2023_05_05 | Hydrogen | Charging-Storage | QC | 2050 | Spring | H2 Salt Cavern Storage - ON |  |  | 0 | QC
LCP_Inputs_ON_Electric_Howarth_2023_05_05 | Hydrogen | Charging-Storage | QC | 2050 | Summer | H2 Salt Cavern Storage - ON |  |  | 0 | QC
LCP_Inputs_ON_Electric_Howarth_2023_05_05 | Hydrogen | Charging-Storage | QC | 2050 | Winter | H2 Salt Cavern Storage - ON |  |  | 0 | QC
LCP_Inputs_ON_Electric_Howarth_2023_05_05 | Hydrogen | Charging-Storage | QC | 2050 | Winter Peak | H2 Salt Cavern Storage - ON |  |  | 0 | QC
LCP_Inputs_ON_Electric_Howarth_2023_05_05 | Hydrogen | Charging-Storage | WC | 2020 | Fall | H2 Salt Cavern Storage - ON |  |  | 0 | WC
LCP_Inputs_ON_Electric_Howarth_2023_05_05 | Hydrogen | Charging-Storage | WC | 2020 | Spring | H2 Salt Cavern Storage - ON |  |  | 0 | WC
LCP_Inputs_ON_Electric_Howarth_2023_05_05 | Hydrogen | Charging-Storage | WC | 2020 | Summer | H2 Salt Cavern Storage - ON |  |  | 0 | WC
LCP_Inputs_ON_Electric_Howarth_2023_05_05 | Hydrogen | Charging-Storage | WC | 2020 | Winter | H2 Salt Cavern Storage - ON |  |  | 0 | WC
LCP_Inputs_ON_Electric_Howarth_2023_05_05 | Hydrogen | Charging-Storage | WC | 2020 | Winter Peak | H2 Salt Cavern Storage - ON |  |  | 0 | WC
LCP_Inputs_ON_Electric_Howarth_2023_05_05 | Hydrogen | Charging-Storage | WC | 2030 | Fall | H2 Salt Cavern Storage - ON |  |  | 0 | WC
LCP_Inputs_ON_Electric_Howarth_2023_05_05 | Hydrogen | Charging-Storage | WC | 2030 | Spring | H2 Salt Cavern Storage - ON |  |  | 0 | WC
LCP_Inputs_ON_Electric_Howarth_2023_05_05 | Hydrogen | Charging-Storage | WC | 2030 | Summer | H2 Salt Cavern Storage - ON |  |  | 0 | WC
LCP_Inputs_ON_Electric_Howarth_2023_05_05 | Hydrogen | Charging-Storage | WC | 2030 | Winter | H2 Salt Cavern Storage - ON |  |  | 0 | WC
LCP_Inputs_ON_Electric_Howarth_2023_05_05 | Hydrogen | Charging-Storage | WC | 2030 | Winter Peak | H2 Salt Cavern Storage - ON |  |  | 0 | WC
LCP_Inputs_ON_Electric_Howarth_2023_05_05 | Hydrogen | Charging-Storage | WC | 2040 | Fall | H2 Salt Cavern Storage - ON |  |  | 0 | WC
LCP_Inputs_ON_Electric_Howarth_2023_05_05 | Hydrogen | Charging-Storage | WC | 2040 | Spring | H2 Salt Cavern Storage - ON |  |  | 0 | WC
LCP_Inputs_ON_Electric_Howarth_2023_05_05 | Hydrogen | Charging-Storage | WC | 2040 | Summer | H2 Salt Cavern Storage - ON |  |  | 0 | WC
LCP_Inputs_ON_Electric_Howarth_2023_05_05 | Hydrogen | Charging-Storage | WC | 2040 | Winter | H2 Salt Cavern Storage - ON |  |  | 0 | WC
LCP_Inputs_ON_Electric_Howarth_2023_05_05 | Hydrogen | Charging-Storage | WC | 2040 | Winter Peak | H2 Salt Cavern Storage - ON |  |  | 0 | WC
LCP_Inputs_ON_Electric_Howarth_2023_05_05 | Hydrogen | Charging-Storage | WC | 2050 | Fall | H2 Salt Cavern Storage - ON |  |  | 0 | WC
LCP_Inputs_ON_Electric_Howarth_2023_05_05 | Hydrogen | Charging-Storage | WC | 2050 | Spring | H2 Salt Cavern Storage - ON |  |  | 0 | WC
LCP_Inputs_ON_Electric_Howarth_2023_05_05 | Hydrogen | Charging-Storage | WC | 2050 | Summer | H2 Salt Cavern Storage - ON |  |  | 0 | WC
LCP_Inputs_ON_Electric_Howarth_2023_05_05 | Hydrogen | Charging-Storage | WC | 2050 | Winter | H2 Salt Cavern Storage - ON |  |  | 0 | WC
LCP_Inputs_ON_Electric_Howarth_2023_05_05 | Hydrogen | Charging-Storage | WC | 2050 | Winter Peak | H2 Salt Cavern Storage - ON |  |  | 0 | WC
LCP_Inputs_ON_Electric_Howarth_2023_05_05 | Hydrogen | Dispatch-Crossload | MI | 2020 | Fall | Electrolyser 2020/2030 |  |  | 0 | MI
LCP_Inputs_ON_Electric_Howarth_2023_05_05 | Hydrogen | Dispatch-Crossload | MI | 2020 | Fall | Electrolyser 2040 |  |  | 0 | MI
LCP_Inputs_ON_Electric_Howarth_2023_05_05 | Hydrogen | Dispatch-Crossload | MI | 2020 | Fall | Electrolyser 2050 |  |  | 0 | MI
LCP_Inputs_ON_Electric_Howarth_2023_05_05 | Hydrogen | Dispatch-Crossload | MI | 2020 | Fall | O/CCGT - H2 New |  |  | 0 | MI
LCP_Inputs_ON_Electric_Howarth_2023_05_05 | Hydrogen | Dispatch-Crossload | MI | 2020 | Spring | Electrolyser 2020/2030 |  |  | 0 | MI
LCP_Inputs_ON_Electric_Howarth_2023_05_05 | Hydrogen | Dispatch-Crossload | MI | 2020 | Spring | Electrolyser 2040 |  |  | 0 | MI
LCP_Inputs_ON_Electric_Howarth_2023_05_05 | Hydrogen | Dispatch-Crossload | MI | 2020 | Spring | Electrolyser 2050 |  |  | 0 | MI
LCP_Inputs_ON_Electric_Howarth_2023_05_05 | Hydrogen | Dispatch-Crossload | MI | 2020 | Spring | O/CCGT - H2 New |  |  | 0 | MI
LCP_Inputs_ON_Electric_Howarth_2023_05_05 | Hydrogen | Dispatch-Crossload | MI | 2020 | Summer | Electrolyser 2020/2030 |  |  | 0 | MI
LCP_Inputs_ON_Electric_Howarth_2023_05_05 | Hydrogen | Dispatch-Crossload | MI | 2020 | Summer | Electrolyser 2040 |  |  | 0 | MI
LCP_Inputs_ON_Electric_Howarth_2023_05_05 | Hydrogen | Dispatch-Crossload | MI | 2020 | Summer | Electrolyser 2050 |  |  | 0 | MI
LCP_Inputs_ON_Electric_Howarth_2023_05_05 | Hydrogen | Dispatch-Crossload | MI | 2020 | Summer | O/CCGT - H2 New |  |  | 0 | MI
LCP_Inputs_ON_Electric_Howarth_2023_05_05 | Hydrogen | Dispatch-Crossload | MI | 2020 | Winter | Electrolyser 2020/2030 |  |  | 0 | MI
LCP_Inputs_ON_Electric_Howarth_2023_05_05 | Hydrogen | Dispatch-Crossload | MI | 2020 | Winter | Electrolyser 2040 |  |  | 0 | MI
LCP_Inputs_ON_Electric_Howarth_2023_05_05 | Hydrogen | Dispatch-Crossload | MI | 2020 | Winter | Electrolyser 2050 |  |  | 0 | MI
LCP_Inputs_ON_Electric_Howarth_2023_05_05 | Hydrogen | Dispatch-Crossload | MI | 2020 | Winter | O/CCGT - H2 New |  |  | 0 | MI
LCP_Inputs_ON_Electric_Howarth_2023_05_05 | Hydrogen | Dispatch-Crossload | MI | 2020 | Winter Peak | Electrolyser 2020/2030 |  |  | 0 | MI
LCP_Inputs_ON_Electric_Howarth_2023_05_05 | Hydrogen | Dispatch-Crossload | MI | 2020 | Winter Peak | Electrolyser 2040 |  |  | 0 | MI
LCP_Inputs_ON_Electric_Howarth_2023_05_05 | Hydrogen | Dispatch-Crossload | MI | 2020 | Winter Peak | Electrolyser 2050 |  |  | 0 | MI
LCP_Inputs_ON_Electric_Howarth_2023_05_05 | Hydrogen | Dispatch-Crossload | MI | 2020 | Winter Peak | O/CCGT - H2 New |  |  | 0 | MI
LCP_Inputs_ON_Electric_Howarth_2023_05_05 | Hydrogen | Dispatch-Crossload | MI | 2030 | Fall | Electrolyser 2020/2030 |  |  | 0 | MI
LCP_Inputs_ON_Electric_Howarth_2023_05_05 | Hydrogen | Dispatch-Crossload | MI | 2030 | Fall | Electrolyser 2040 |  |  | 0 | MI
LCP_Inputs_ON_Electric_Howarth_2023_05_05 | Hydrogen | Dispatch-Crossload | MI | 2030 | Fall | Electrolyser 2050 |  |  | 0 | MI
LCP_Inputs_ON_Electric_Howarth_2023_05_05 | Hydrogen | Dispatch-Crossload | MI | 2030 | Fall | O/CCGT - H2 New |  |  | 0 | MI
LCP_Inputs_ON_Electric_Howarth_2023_05_05 | Hydrogen | Dispatch-Crossload | MI | 2030 | Spring | Electrolyser 2020/2030 |  |  | 0 | MI
LCP_Inputs_ON_Electric_Howarth_2023_05_05 | Hydrogen | Dispatch-Crossload | MI | 2030 | Spring | Electrolyser 2040 |  |  | 0 | MI
LCP_Inputs_ON_Electric_Howarth_2023_05_05 | Hydrogen | Dispatch-Crossload | MI | 2030 | Spring | Electrolyser 2050 |  |  | 0 | MI
LCP_Inputs_ON_Electric_Howarth_2023_05_05 | Hydrogen | Dispatch-Crossload | MI | 2030 | Spring | O/CCGT - H2 New |  |  | 0 | MI
LCP_Inputs_ON_Electric_Howarth_2023_05_05 | Hydrogen | Dispatch-Crossload | MI | 2030 | Summer | Electrolyser 2020/2030 |  |  | 0 | MI
LCP_Inputs_ON_Electric_Howarth_2023_05_05 | Hydrogen | Dispatch-Crossload | MI | 2030 | Summer | Electrolyser 2040 |  |  | 0 | MI
LCP_Inputs_ON_Electric_Howarth_2023_05_05 | Hydrogen | Dispatch-Crossload | MI | 2030 | Summer | Electrolyser 2050 |  |  | 0 | MI
LCP_Inputs_ON_Electric_Howarth_2023_05_05 | Hydrogen | Dispatch-Crossload | MI | 2030 | Summer | O/CCGT - H2 New |  |  | 0 | MI
LCP_Inputs_ON_Electric_Howarth_2023_05_05 | Hydrogen | Dispatch-Crossload | MI | 2030 | Winter | Electrolyser 2020/2030 |  |  | 0 | MI
LCP_Inputs_ON_Electric_Howarth_2023_05_05 | Hydrogen | Dispatch-Crossload | MI | 2030 | Winter | Electrolyser 2040 |  |  | 0 | MI
LCP_Inputs_ON_Electric_Howarth_2023_05_05 | Hydrogen | Dispatch-Crossload | MI | 2030 | Winter | Electrolyser 2050 |  |  | 0 | MI
LCP_Inputs_ON_Electric_Howarth_2023_05_05 | Hydrogen | Dispatch-Crossload | MI | 2030 | Winter | O/CCGT - H2 New |  |  | 0 | MI
LCP_Inputs_ON_Electric_Howarth_2023_05_05 | Hydrogen | Dispatch-Crossload | MI | 2030 | Winter Peak | Electrolyser 2020/2030 |  |  | 0 | MI
LCP_Inputs_ON_Electric_Howarth_2023_05_05 | Hydrogen | Dispatch-Crossload | MI | 2030 | Winter Peak | Electrolyser 2040 |  |  | 0 | MI
LCP_Inputs_ON_Electric_Howarth_2023_05_05 | Hydrogen | Dispatch-Crossload | MI | 2030 | Winter Peak | Electrolyser 2050 |  |  | 0 | MI
LCP_Inputs_ON_Electric_Howarth_2023_05_05 | Hydrogen | Dispatch-Crossload | MI | 2030 | Winter Peak | O/CCGT - H2 New |  |  | 0 | MI
LCP_Inputs_ON_Electric_Howarth_2023_05_05 | Hydrogen | Dispatch-Crossload | MI | 2040 | Fall | Electrolyser 2020/2030 |  |  | 0 | MI
LCP_Inputs_ON_Electric_Howarth_2023_05_05 | Hydrogen | Dispatch-Crossload | MI | 2040 | Fall | Electrolyser 2040 |  |  | 0 | MI
LCP_Inputs_ON_Electric_Howarth_2023_05_05 | Hydrogen | Dispatch-Crossload | MI | 2040 | Fall | Electrolyser 2050 |  |  | 0 | MI
LCP_Inputs_ON_Electric_Howarth_2023_05_05 | Hydrogen | Dispatch-Crossload | MI | 2040 | Fall | O/CCGT - H2 New |  |  | 0 | MI
LCP_Inputs_ON_Electric_Howarth_2023_05_05 | Hydrogen | Dispatch-Crossload | MI | 2040 | Spring | Electrolyser 2020/2030 |  |  | 0 | MI
LCP_Inputs_ON_Electric_Howarth_2023_05_05 | Hydrogen | Dispatch-Crossload | MI | 2040 | Spring | Electrolyser 2040 |  |  | 0 | MI
LCP_Inputs_ON_Electric_Howarth_2023_05_05 | Hydrogen | Dispatch-Crossload | MI | 2040 | Spring | Electrolyser 2050 |  |  | 0 | MI
LCP_Inputs_ON_Electric_Howarth_2023_05_05 | Hydrogen | Dispatch-Crossload | MI | 2040 | Spring | O/CCGT - H2 New |  |  | 0 | MI
LCP_Inputs_ON_Electric_Howarth_2023_05_05 | Hydrogen | Dispatch-Crossload | MI | 2040 | Summer | Electrolyser 2020/2030 |  |  | 0 | MI
LCP_Inputs_ON_Electric_Howarth_2023_05_05 | Hydrogen | Dispatch-Crossload | MI | 2040 | Summer | Electrolyser 2040 |  |  | 0 | MI
LCP_Inputs_ON_Electric_Howarth_2023_05_05 | Hydrogen | Dispatch-Crossload | MI | 2040 | Summer | Electrolyser 2050 |  |  | 0 | MI
LCP_Inputs_ON_Electric_Howarth_2023_05_05 | Hydrogen | Dispatch-Crossload | MI | 2040 | Summer | O/CCGT - H2 New |  |  | 0 | MI
LCP_Inputs_ON_Electric_Howarth_2023_05_05 | Hydrogen | Dispatch-Crossload | MI | 2040 | Winter | Electrolyser 2020/2030 |  |  | 0 | MI
LCP_Inputs_ON_Electric_Howarth_2023_05_05 | Hydrogen | Dispatch-Crossload | MI | 2040 | Winter | Electrolyser 2040 |  |  | 0 | MI
LCP_Inputs_ON_Electric_Howarth_2023_05_05 | Hydrogen | Dispatch-Crossload | MI | 2040 | Winter | Electrolyser 2050 |  |  | 0 | MI
LCP_Inputs_ON_Electric_Howarth_2023_05_05 | Hydrogen | Dispatch-Crossload | MI | 2040 | Winter | O/CCGT - H2 New |  |  | 0 | MI
LCP_Inputs_ON_Electric_Howarth_2023_05_05 | Hydrogen | Dispatch-Crossload | MI | 2040 | Winter Peak | Electrolyser 2020/2030 |  |  | 0 | MI
LCP_Inputs_ON_Electric_Howarth_2023_05_05 | Hydrogen | Dispatch-Crossload | MI | 2040 | Winter Peak | Electrolyser 2040 |  |  | 0 | MI
LCP_Inputs_ON_Electric_Howarth_2023_05_05 | Hydrogen | Dispatch-Crossload | MI | 2040 | Winter Peak | Electrolyser 2050 |  |  | 0 | MI
LCP_Inputs_ON_Electric_Howarth_2023_05_05 | Hydrogen | Dispatch-Crossload | MI | 2040 | Winter Peak | O/CCGT - H2 New |  |  | 0 | MI
LCP_Inputs_ON_Electric_Howarth_2023_05_05 | Hydrogen | Dispatch-Crossload | MI | 2050 | Fall | Electrolyser 2020/2030 |  |  | 0 | MI
LCP_Inputs_ON_Electric_Howarth_2023_05_05 | Hydrogen | Dispatch-Crossload | MI | 2050 | Fall | Electrolyser 2040 |  |  | 0 | MI
LCP_Inputs_ON_Electric_Howarth_2023_05_05 | Hydrogen | Dispatch-Crossload | MI | 2050 | Fall | Electrolyser 2050 |  |  | 0 | MI
LCP_Inputs_ON_Electric_Howarth_2023_05_05 | Hydrogen | Dispatch-Crossload | MI | 2050 | Fall | O/CCGT - H2 New |  |  | 0 | MI
LCP_Inputs_ON_Electric_Howarth_2023_05_05 | Hydrogen | Dispatch-Crossload | MI | 2050 | Spring | Electrolyser 2020/2030 |  |  | 0 | MI
LCP_Inputs_ON_Electric_Howarth_2023_05_05 | Hydrogen | Dispatch-Crossload | MI | 2050 | Spring | Electrolyser 2040 |  |  | 0 | MI
LCP_Inputs_ON_Electric_Howarth_2023_05_05 | Hydrogen | Dispatch-Crossload | MI | 2050 | Spring | Electrolyser 2050 |  |  | 0 | MI
LCP_Inputs_ON_Electric_Howarth_2023_05_05 | Hydrogen | Dispatch-Crossload | MI | 2050 | Spring | O/CCGT - H2 New |  |  | 0 | MI
LCP_Inputs_ON_Electric_Howarth_2023_05_05 | Hydrogen | Dispatch-Crossload | MI | 2050 | Summer | Electrolyser 2020/2030 |  |  | 0 | MI
LCP_Inputs_ON_Electric_Howarth_2023_05_05 | Hydrogen | Dispatch-Crossload | MI | 2050 | Summer | Electrolyser 2040 |  |  | 0 | MI
LCP_Inputs_ON_Electric_Howarth_2023_05_05 | Hydrogen | Dispatch-Crossload | MI | 2050 | Summer | Electrolyser 2050 |  |  | 0 | MI
LCP_Inputs_ON_Electric_Howarth_2023_05_05 | Hydrogen | Dispatch-Crossload | MI | 2050 | Summer | O/CCGT - H2 New |  |  | 0 | MI
LCP_Inputs_ON_Electric_Howarth_2023_05_05 | Hydrogen | Dispatch-Crossload | MI | 2050 | Winter | Electrolyser 2020/2030 |  |  | 0 | MI
LCP_Inputs_ON_Electric_Howarth_2023_05_05 | Hydrogen | Dispatch-Crossload | MI | 2050 | Winter | Electrolyser 2040 |  |  | 0 | MI
LCP_Inputs_ON_Electric_Howarth_2023_05_05 | Hydrogen | Dispatch-Crossload | MI | 2050 | Winter | Electrolyser 2050 |  |  | 0 | MI
LCP_Inputs_ON_Electric_Howarth_2023_05_05 | Hydrogen | Dispatch-Crossload | MI | 2050 | Winter | O/CCGT - H2 New |  |  | 0 | MI
LCP_Inputs_ON_Electric_Howarth_2023_05_05 | Hydrogen | Dispatch-Crossload | MI | 2050 | Winter Peak | Electrolyser 2020/2030 |  |  | 0 | MI
LCP_Inputs_ON_Electric_Howarth_2023_05_05 | Hydrogen | Dispatch-Crossload | MI | 2050 | Winter Peak | Electrolyser 2040 |  |  | 0 | MI
LCP_Inputs_ON_Electric_Howarth_2023_05_05 | Hydrogen | Dispatch-Crossload | MI | 2050 | Winter Peak | Electrolyser 2050 |  |  | 0 | MI
LCP_Inputs_ON_Electric_Howarth_2023_05_05 | Hydrogen | Dispatch-Crossload | MI | 2050 | Winter Peak | O/CCGT - H2 New |  |  | 0 | MI
LCP_Inputs_ON_Electric_Howarth_2023_05_05 | Hydrogen | Dispatch-Crossload | NY | 2020 | Fall | Electrolyser 2020/2030 |  |  | 0 | NY
LCP_Inputs_ON_Electric_Howarth_2023_05_05 | Hydrogen | Dispatch-Crossload | NY | 2020 | Fall | Electrolyser 2040 |  |  | 0 | NY
LCP_Inputs_ON_Electric_Howarth_2023_05_05 | Hydrogen | Dispatch-Crossload | NY | 2020 | Fall | Electrolyser 2050 |  |  | 0 | NY
LCP_Inputs_ON_Electric_Howarth_2023_05_05 | Hydrogen | Dispatch-Crossload | NY | 2020 | Fall | O/CCGT - H2 New |  |  | 0 | NY
LCP_Inputs_ON_Electric_Howarth_2023_05_05 | Hydrogen | Dispatch-Crossload | NY | 2020 | Spring | Electrolyser 2020/2030 |  |  | 0 | NY
LCP_Inputs_ON_Electric_Howarth_2023_05_05 | Hydrogen | Dispatch-Crossload | NY | 2020 | Spring | Electrolyser 2040 |  |  | 0 | NY
LCP_Inputs_ON_Electric_Howarth_2023_05_05 | Hydrogen | Dispatch-Crossload | NY | 2020 | Spring | Electrolyser 2050 |  |  | 0 | NY
LCP_Inputs_ON_Electric_Howarth_2023_05_05 | Hydrogen | Dispatch-Crossload | NY | 2020 | Spring | O/CCGT - H2 New |  |  | 0 | NY
LCP_Inputs_ON_Electric_Howarth_2023_05_05 | Hydrogen | Dispatch-Crossload | NY | 2020 | Summer | Electrolyser 2020/2030 |  |  | 0 | NY
LCP_Inputs_ON_Electric_Howarth_2023_05_05 | Hydrogen | Dispatch-Crossload | NY | 2020 | Summer | Electrolyser 2040 |  |  | 0 | NY
LCP_Inputs_ON_Electric_Howarth_2023_05_05 | Hydrogen | Dispatch-Crossload | NY | 2020 | Summer | Electrolyser 2050 |  |  | 0 | NY
LCP_Inputs_ON_Electric_Howarth_2023_05_05 | Hydrogen | Dispatch-Crossload | NY | 2020 | Summer | O/CCGT - H2 New |  |  | 0 | NY
LCP_Inputs_ON_Electric_Howarth_2023_05_05 | Hydrogen | Dispatch-Crossload | NY | 2020 | Winter | Electrolyser 2020/2030 |  |  | 0 | NY
LCP_Inputs_ON_Electric_Howarth_2023_05_05 | Hydrogen | Dispatch-Crossload | NY | 2020 | Winter | Electrolyser 2040 |  |  | 0 | NY
LCP_Inputs_ON_Electric_Howarth_2023_05_05 | Hydrogen | Dispatch-Crossload | NY | 2020 | Winter | Electrolyser 2050 |  |  | 0 | NY
LCP_Inputs_ON_Electric_Howarth_2023_05_05 | Hydrogen | Dispatch-Crossload | NY | 2020 | Winter | O/CCGT - H2 New |  |  | 0 | NY
LCP_Inputs_ON_Electric_Howarth_2023_05_05 | Hydrogen | Dispatch-Crossload | NY | 2020 | Winter Peak | Electrolyser 2020/2030 |  |  | 0 | NY
LCP_Inputs_ON_Electric_Howarth_2023_05_05 | Hydrogen | Dispatch-Crossload | NY | 2020 | Winter Peak | Electrolyser 2040 |  |  | 0 | NY
LCP_Inputs_ON_Electric_Howarth_2023_05_05 | Hydrogen | Dispatch-Crossload | NY | 2020 | Winter Peak | Electrolyser 2050 |  |  | 0 | NY
LCP_Inputs_ON_Electric_Howarth_2023_05_05 | Hydrogen | Dispatch-Crossload | NY | 2020 | Winter Peak | O/CCGT - H2 New |  |  | 0 | NY
LCP_Inputs_ON_Electric_Howarth_2023_05_05 | Hydrogen | Dispatch-Crossload | NY | 2030 | Fall | Electrolyser 2020/2030 |  |  | 0 | NY
LCP_Inputs_ON_Electric_Howarth_2023_05_05 | Hydrogen | Dispatch-Crossload | NY | 2030 | Fall | Electrolyser 2040 |  |  | 0 | NY
LCP_Inputs_ON_Electric_Howarth_2023_05_05 | Hydrogen | Dispatch-Crossload | NY | 2030 | Fall | Electrolyser 2050 |  |  | 0 | NY
LCP_Inputs_ON_Electric_Howarth_2023_05_05 | Hydrogen | Dispatch-Crossload | NY | 2030 | Fall | O/CCGT - H2 New |  |  | 0 | NY
LCP_Inputs_ON_Electric_Howarth_2023_05_05 | Hydrogen | Dispatch-Crossload | NY | 2030 | Spring | Electrolyser 2020/2030 |  |  | 0 | NY
LCP_Inputs_ON_Electric_Howarth_2023_05_05 | Hydrogen | Dispatch-Crossload | NY | 2030 | Spring | Electrolyser 2040 |  |  | 0 | NY
LCP_Inputs_ON_Electric_Howarth_2023_05_05 | Hydrogen | Dispatch-Crossload | NY | 2030 | Spring | Electrolyser 2050 |  |  | 0 | NY
LCP_Inputs_ON_Electric_Howarth_2023_05_05 | Hydrogen | Dispatch-Crossload | NY | 2030 | Spring | O/CCGT - H2 New |  |  | 0 | NY
LCP_Inputs_ON_Electric_Howarth_2023_05_05 | Hydrogen | Dispatch-Crossload | NY | 2030 | Summer | Electrolyser 2020/2030 |  |  | 0 | NY
LCP_Inputs_ON_Electric_Howarth_2023_05_05 | Hydrogen | Dispatch-Crossload | NY | 2030 | Summer | Electrolyser 2040 |  |  | 0 | NY
LCP_Inputs_ON_Electric_Howarth_2023_05_05 | Hydrogen | Dispatch-Crossload | NY | 2030 | Summer | Electrolyser 2050 |  |  | 0 | NY
LCP_Inputs_ON_Electric_Howarth_2023_05_05 | Hydrogen | Dispatch-Crossload | NY | 2030 | Summer | O/CCGT - H2 New |  |  | 0 | NY
LCP_Inputs_ON_Electric_Howarth_2023_05_05 | Hydrogen | Dispatch-Crossload | NY | 2030 | Winter | Electrolyser 2020/2030 |  |  | 0 | NY
LCP_Inputs_ON_Electric_Howarth_2023_05_05 | Hydrogen | Dispatch-Crossload | NY | 2030 | Winter | Electrolyser 2040 |  |  | 0 | NY
LCP_Inputs_ON_Electric_Howarth_2023_05_05 | Hydrogen | Dispatch-Crossload | NY | 2030 | Winter | Electrolyser 2050 |  |  | 0 | NY
LCP_Inputs_ON_Electric_Howarth_2023_05_05 | Hydrogen | Dispatch-Crossload | NY | 2030 | Winter | O/CCGT - H2 New |  |  | 0 | NY
LCP_Inputs_ON_Electric_Howarth_2023_05_05 | Hydrogen | Dispatch-Crossload | NY | 2030 | Winter Peak | Electrolyser 2020/2030 |  |  | 0 | NY
LCP_Inputs_ON_Electric_Howarth_2023_05_05 | Hydrogen | Dispatch-Crossload | NY | 2030 | Winter Peak | Electrolyser 2040 |  |  | 0 | NY
LCP_Inputs_ON_Electric_Howarth_2023_05_05 | Hydrogen | Dispatch-Crossload | NY | 2030 | Winter Peak | Electrolyser 2050 |  |  | 0 | NY
LCP_Inputs_ON_Electric_Howarth_2023_05_05 | Hydrogen | Dispatch-Crossload | NY | 2030 | Winter Peak | O/CCGT - H2 New |  |  | 0 | NY
LCP_Inputs_ON_Electric_Howarth_2023_05_05 | Hydrogen | Dispatch-Crossload | NY | 2040 | Fall | Electrolyser 2020/2030 |  |  | 0 | NY
LCP_Inputs_ON_Electric_Howarth_2023_05_05 | Hydrogen | Dispatch-Crossload | NY | 2040 | Fall | Electrolyser 2040 |  |  | 0 | NY
LCP_Inputs_ON_Electric_Howarth_2023_05_05 | Hydrogen | Dispatch-Crossload | NY | 2040 | Fall | Electrolyser 2050 |  |  | 0 | NY
LCP_Inputs_ON_Electric_Howarth_2023_05_05 | Hydrogen | Dispatch-Crossload | NY | 2040 | Fall | O/CCGT - H2 New |  |  | 0 | NY
LCP_Inputs_ON_Electric_Howarth_2023_05_05 | Hydrogen | Dispatch-Crossload | NY | 2040 | Spring | Electrolyser 2020/2030 |  |  | 0 | NY
LCP_Inputs_ON_Electric_Howarth_2023_05_05 | Hydrogen | Dispatch-Crossload | NY | 2040 | Spring | Electrolyser 2040 |  |  | 0 | NY
LCP_Inputs_ON_Electric_Howarth_2023_05_05 | Hydrogen | Dispatch-Crossload | NY | 2040 | Spring | Electrolyser 2050 |  |  | 0 | NY
LCP_Inputs_ON_Electric_Howarth_2023_05_05 | Hydrogen | Dispatch-Crossload | NY | 2040 | Spring | O/CCGT - H2 New |  |  | 0 | NY
LCP_Inputs_ON_Electric_Howarth_2023_05_05 | Hydrogen | Dispatch-Crossload | NY | 2040 | Summer | Electrolyser 2020/2030 |  |  | 0 | NY
LCP_Inputs_ON_Electric_Howarth_2023_05_05 | Hydrogen | Dispatch-Crossload | NY | 2040 | Summer | Electrolyser 2040 |  |  | 0 | NY
LCP_Inputs_ON_Electric_Howarth_2023_05_05 | Hydrogen | Dispatch-Crossload | NY | 2040 | Summer | Electrolyser 2050 |  |  | 0 | NY
LCP_Inputs_ON_Electric_Howarth_2023_05_05 | Hydrogen | Dispatch-Crossload | NY | 2040 | Summer | O/CCGT - H2 New |  |  | 0 | NY
LCP_Inputs_ON_Electric_Howarth_2023_05_05 | Hydrogen | Dispatch-Crossload | NY | 2040 | Winter | Electrolyser 2020/2030 |  |  | 0 | NY
LCP_Inputs_ON_Electric_Howarth_2023_05_05 | Hydrogen | Dispatch-Crossload | NY | 2040 | Winter | Electrolyser 2040 |  |  | 0 | NY
LCP_Inputs_ON_Electric_Howarth_2023_05_05 | Hydrogen | Dispatch-Crossload | NY | 2040 | Winter | Electrolyser 2050 |  |  | 0 | NY
LCP_Inputs_ON_Electric_Howarth_2023_05_05 | Hydrogen | Dispatch-Crossload | NY | 2040 | Winter | O/CCGT - H2 New |  |  | 0 | NY
LCP_Inputs_ON_Electric_Howarth_2023_05_05 | Hydrogen | Dispatch-Crossload | NY | 2040 | Winter Peak | Electrolyser 2020/2030 |  |  | 0 | NY
LCP_Inputs_ON_Electric_Howarth_2023_05_05 | Hydrogen | Dispatch-Crossload | NY | 2040 | Winter Peak | Electrolyser 2040 |  |  | 0 | NY
LCP_Inputs_ON_Electric_Howarth_2023_05_05 | Hydrogen | Dispatch-Crossload | NY | 2040 | Winter Peak | Electrolyser 2050 |  |  | 0 | NY
LCP_Inputs_ON_Electric_Howarth_2023_05_05 | Hydrogen | Dispatch-Crossload | NY | 2040 | Winter Peak | O/CCGT - H2 New |  |  | 0 | NY
LCP_Inputs_ON_Electric_Howarth_2023_05_05 | Hydrogen | Dispatch-Crossload | NY | 2050 | Fall | Electrolyser 2020/2030 |  |  | 0 | NY
LCP_Inputs_ON_Electric_Howarth_2023_05_05 | Hydrogen | Dispatch-Crossload | NY | 2050 | Fall | Electrolyser 2040 |  |  | 0 | NY
LCP_Inputs_ON_Electric_Howarth_2023_05_05 | Hydrogen | Dispatch-Crossload | NY | 2050 | Fall | Electrolyser 2050 |  |  | 0 | NY
LCP_Inputs_ON_Electric_Howarth_2023_05_05 | Hydrogen | Dispatch-Crossload | NY | 2050 | Fall | O/CCGT - H2 New |  |  | 0 | NY
LCP_Inputs_ON_Electric_Howarth_2023_05_05 | Hydrogen | Dispatch-Crossload | NY | 2050 | Spring | Electrolyser 2020/2030 |  |  | 0 | NY
LCP_Inputs_ON_Electric_Howarth_2023_05_05 | Hydrogen | Dispatch-Crossload | NY | 2050 | Spring | Electrolyser 2040 |  |  | 0 | NY
LCP_Inputs_ON_Electric_Howarth_2023_05_05 | Hydrogen | Dispatch-Crossload | NY | 2050 | Spring | Electrolyser 2050 |  |  | 0 | NY
LCP_Inputs_ON_Electric_Howarth_2023_05_05 | Hydrogen | Dispatch-Crossload | NY | 2050 | Spring | O/CCGT - H2 New |  |  | 0 | NY
LCP_Inputs_ON_Electric_Howarth_2023_05_05 | Hydrogen | Dispatch-Crossload | NY | 2050 | Summer | Electrolyser 2020/2030 |  |  | 0 | NY
LCP_Inputs_ON_Electric_Howarth_2023_05_05 | Hydrogen | Dispatch-Crossload | NY | 2050 | Summer | Electrolyser 2040 |  |  | 0 | NY
LCP_Inputs_ON_Electric_Howarth_2023_05_05 | Hydrogen | Dispatch-Crossload | NY | 2050 | Summer | Electrolyser 2050 |  |  | 0 | NY
LCP_Inputs_ON_Electric_Howarth_2023_05_05 | Hydrogen | Dispatch-Crossload | NY | 2050 | Summer | O/CCGT - H2 New |  |  | 0 | NY
LCP_Inputs_ON_Electric_Howarth_2023_05_05 | Hydrogen | Dispatch-Crossload | NY | 2050 | Winter | Electrolyser 2020/2030 |  |  | 0 | NY
LCP_Inputs_ON_Electric_Howarth_2023_05_05 | Hydrogen | Dispatch-Crossload | NY | 2050 | Winter | Electrolyser 2040 |  |  | 0 | NY
LCP_Inputs_ON_Electric_Howarth_2023_05_05 | Hydrogen | Dispatch-Crossload | NY | 2050 | Winter | Electrolyser 2050 |  |  | 0 | NY
LCP_Inputs_ON_Electric_Howarth_2023_05_05 | Hydrogen | Dispatch-Crossload | NY | 2050 | Winter | O/CCGT - H2 New |  |  | 0 | NY
LCP_Inputs_ON_Electric_Howarth_2023_05_05 | Hydrogen | Dispatch-Crossload | NY | 2050 | Winter Peak | Electrolyser 2020/2030 |  |  | 0 | NY
LCP_Inputs_ON_Electric_Howarth_2023_05_05 | Hydrogen | Dispatch-Crossload | NY | 2050 | Winter Peak | Electrolyser 2040 |  |  | 0 | NY
LCP_Inputs_ON_Electric_Howarth_2023_05_05 | Hydrogen | Dispatch-Crossload | NY | 2050 | Winter Peak | Electrolyser 2050 |  |  | 0 | NY
LCP_Inputs_ON_Electric_Howarth_2023_05_05 | Hydrogen | Dispatch-Crossload | NY | 2050 | Winter Peak | O/CCGT - H2 New |  |  | 0 | NY
LCP_Inputs_ON_Electric_Howarth_2023_05_05 | Hydrogen | Dispatch-Crossload | ON | 2020 | Fall | Electrolyser 2020/2030 |  |  | 0 | ON
LCP_Inputs_ON_Electric_Howarth_2023_05_05 | Hydrogen | Dispatch-Crossload | ON | 2020 | Fall | Electrolyser 2040 |  |  | 0 | ON
LCP_Inputs_ON_Electric_Howarth_2023_05_05 | Hydrogen | Dispatch-Crossload | ON | 2020 | Fall | Electrolyser 2050 |  |  | 0 | ON
LCP_Inputs_ON_Electric_Howarth_2023_05_05 | Hydrogen | Dispatch-Crossload | ON | 2020 | Fall | O/CCGT - H2 New |  |  | 0 | ON
LCP_Inputs_ON_Electric_Howarth_2023_05_05 | Hydrogen | Dispatch-Crossload | ON | 2020 | Spring | Electrolyser 2020/2030 |  |  | 0 | ON
LCP_Inputs_ON_Electric_Howarth_2023_05_05 | Hydrogen | Dispatch-Crossload | ON | 2020 | Spring | Electrolyser 2040 |  |  | 0 | ON
LCP_Inputs_ON_Electric_Howarth_2023_05_05 | Hydrogen | Dispatch-Crossload | ON | 2020 | Spring | Electrolyser 2050 |  |  | 0 | ON
LCP_Inputs_ON_Electric_Howarth_2023_05_05 | Hydrogen | Dispatch-Crossload | ON | 2020 | Spring | O/CCGT - H2 New |  |  | 0 | ON
LCP_Inputs_ON_Electric_Howarth_2023_05_05 | Hydrogen | Dispatch-Crossload | ON | 2020 | Summer | Electrolyser 2020/2030 |  |  | 0 | ON
LCP_Inputs_ON_Electric_Howarth_2023_05_05 | Hydrogen | Dispatch-Crossload | ON | 2020 | Summer | Electrolyser 2040 |  |  | 0 | ON
LCP_Inputs_ON_Electric_Howarth_2023_05_05 | Hydrogen | Dispatch-Crossload | ON | 2020 | Summer | Electrolyser 2050 |  |  | 0 | ON
LCP_Inputs_ON_Electric_Howarth_2023_05_05 | Hydrogen | Dispatch-Crossload | ON | 2020 | Summer | O/CCGT - H2 New |  |  | 0 | ON
LCP_Inputs_ON_Electric_Howarth_2023_05_05 | Hydrogen | Dispatch-Crossload | ON | 2020 | Winter | Electrolyser 2020/2030 |  |  | 0 | ON
LCP_Inputs_ON_Electric_Howarth_2023_05_05 | Hydrogen | Dispatch-Crossload | ON | 2020 | Winter | Electrolyser 2040 |  |  | 0 | ON
LCP_Inputs_ON_Electric_Howarth_2023_05_05 | Hydrogen | Dispatch-Crossload | ON | 2020 | Winter | Electrolyser 2050 |  |  | 0 | ON
LCP_Inputs_ON_Electric_Howarth_2023_05_05 | Hydrogen | Dispatch-Crossload | ON | 2020 | Winter | O/CCGT - H2 New |  |  | 0 | ON
LCP_Inputs_ON_Electric_Howarth_2023_05_05 | Hydrogen | Dispatch-Crossload | ON | 2020 | Winter Peak | Electrolyser 2020/2030 |  |  | 0 | ON
LCP_Inputs_ON_Electric_Howarth_2023_05_05 | Hydrogen | Dispatch-Crossload | ON | 2020 | Winter Peak | Electrolyser 2040 |  |  | 0 | ON
LCP_Inputs_ON_Electric_Howarth_2023_05_05 | Hydrogen | Dispatch-Crossload | ON | 2020 | Winter Peak | Electrolyser 2050 |  |  | 0 | ON
LCP_Inputs_ON_Electric_Howarth_2023_05_05 | Hydrogen | Dispatch-Crossload | ON | 2020 | Winter Peak | O/CCGT - H2 New |  |  | 0 | ON
LCP_Inputs_ON_Electric_Howarth_2023_05_05 | Hydrogen | Dispatch-Crossload | ON | 2030 | Fall | Electrolyser 2020/2030 |  |  | 879977.1659 | ON
LCP_Inputs_ON_Electric_Howarth_2023_05_05 | Hydrogen | Dispatch-Crossload | ON | 2030 | Fall | Electrolyser 2040 |  |  | 0 | ON
LCP_Inputs_ON_Electric_Howarth_2023_05_05 | Hydrogen | Dispatch-Crossload | ON | 2030 | Fall | Electrolyser 2050 |  |  | 0 | ON
LCP_Inputs_ON_Electric_Howarth_2023_05_05 | Hydrogen | Dispatch-Crossload | ON | 2030 | Fall | O/CCGT - H2 New |  |  | 0 | ON
LCP_Inputs_ON_Electric_Howarth_2023_05_05 | Hydrogen | Dispatch-Crossload | ON | 2030 | Spring | Electrolyser 2020/2030 |  |  | 1242320.7049 | ON
LCP_Inputs_ON_Electric_Howarth_2023_05_05 | Hydrogen | Dispatch-Crossload | ON | 2030 | Spring | Electrolyser 2040 |  |  | 0 | ON
LCP_Inputs_ON_Electric_Howarth_2023_05_05 | Hydrogen | Dispatch-Crossload | ON | 2030 | Spring | Electrolyser 2050 |  |  | 0 | ON
LCP_Inputs_ON_Electric_Howarth_2023_05_05 | Hydrogen | Dispatch-Crossload | ON | 2030 | Spring | O/CCGT - H2 New |  |  | 0 | ON
LCP_Inputs_ON_Electric_Howarth_2023_05_05 | Hydrogen | Dispatch-Crossload | ON | 2030 | Summer | Electrolyser 2020/2030 |  |  | 802332.1219 | ON
LCP_Inputs_ON_Electric_Howarth_2023_05_05 | Hydrogen | Dispatch-Crossload | ON | 2030 | Summer | Electrolyser 2040 |  |  | 0 | ON
LCP_Inputs_ON_Electric_Howarth_2023_05_05 | Hydrogen | Dispatch-Crossload | ON | 2030 | Summer | Electrolyser 2050 |  |  | 0 | ON
LCP_Inputs_ON_Electric_Howarth_2023_05_05 | Hydrogen | Dispatch-Crossload | ON | 2030 | Summer | O/CCGT - H2 New |  |  | 0 | ON
LCP_Inputs_ON_Electric_Howarth_2023_05_05 | Hydrogen | Dispatch-Crossload | ON | 2030 | Winter | Electrolyser 2020/2030 |  |  | 1120038.6795 | ON
LCP_Inputs_ON_Electric_Howarth_2023_05_05 | Hydrogen | Dispatch-Crossload | ON | 2030 | Winter | Electrolyser 2040 |  |  | 0 | ON
LCP_Inputs_ON_Electric_Howarth_2023_05_05 | Hydrogen | Dispatch-Crossload | ON | 2030 | Winter | Electrolyser 2050 |  |  | 0 | ON
LCP_Inputs_ON_Electric_Howarth_2023_05_05 | Hydrogen | Dispatch-Crossload | ON | 2030 | Winter | O/CCGT - H2 New |  |  | 0 | ON
LCP_Inputs_ON_Electric_Howarth_2023_05_05 | Hydrogen | Dispatch-Crossload | ON | 2030 | Winter Peak | Electrolyser 2020/2030 |  |  | 6825.9379 | ON
LCP_Inputs_ON_Electric_Howarth_2023_05_05 | Hydrogen | Dispatch-Crossload | ON | 2030 | Winter Peak | Electrolyser 2040 |  |  | 0 | ON
LCP_Inputs_ON_Electric_Howarth_2023_05_05 | Hydrogen | Dispatch-Crossload | ON | 2030 | Winter Peak | Electrolyser 2050 |  |  | 0 | ON
LCP_Inputs_ON_Electric_Howarth_2023_05_05 | Hydrogen | Dispatch-Crossload | ON | 2030 | Winter Peak | O/CCGT - H2 New |  |  | -11838.0586 | ON
LCP_Inputs_ON_Electric_Howarth_2023_05_05 | Hydrogen | Dispatch-Crossload | ON | 2040 | Fall | Electrolyser 2020/2030 |  |  | 854095.4846 | ON
LCP_Inputs_ON_Electric_Howarth_2023_05_05 | Hydrogen | Dispatch-Crossload | ON | 2040 | Fall | Electrolyser 2040 |  |  | 7452975.4957 | ON
LCP_Inputs_ON_Electric_Howarth_2023_05_05 | Hydrogen | Dispatch-Crossload | ON | 2040 | Fall | Electrolyser 2050 |  |  | 0 | ON
LCP_Inputs_ON_Electric_Howarth_2023_05_05 | Hydrogen | Dispatch-Crossload | ON | 2040 | Fall | O/CCGT - H2 New |  |  | 0 | ON
LCP_Inputs_ON_Electric_Howarth_2023_05_05 | Hydrogen | Dispatch-Crossload | ON | 2040 | Spring | Electrolyser 2020/2030 |  |  | 1242320.7049 | ON
LCP_Inputs_ON_Electric_Howarth_2023_05_05 | Hydrogen | Dispatch-Crossload | ON | 2040 | Spring | Electrolyser 2040 |  |  | 10582765.3016 | ON
LCP_Inputs_ON_Electric_Howarth_2023_05_05 | Hydrogen | Dispatch-Crossload | ON | 2040 | Spring | Electrolyser 2050 |  |  | 0 | ON
LCP_Inputs_ON_Electric_Howarth_2023_05_05 | Hydrogen | Dispatch-Crossload | ON | 2040 | Spring | O/CCGT - H2 New |  |  | 0 | ON
LCP_Inputs_ON_Electric_Howarth_2023_05_05 | Hydrogen | Dispatch-Crossload | ON | 2040 | Summer | Electrolyser 2020/2030 |  |  | 724687.0778 | ON
LCP_Inputs_ON_Electric_Howarth_2023_05_05 | Hydrogen | Dispatch-Crossload | ON | 2040 | Summer | Electrolyser 2040 |  |  | 6659092.4097 | ON
LCP_Inputs_ON_Electric_Howarth_2023_05_05 | Hydrogen | Dispatch-Crossload | ON | 2040 | Summer | Electrolyser 2050 |  |  | 0 | ON
LCP_Inputs_ON_Electric_Howarth_2023_05_05 | Hydrogen | Dispatch-Crossload | ON | 2040 | Summer | O/CCGT - H2 New |  |  | 0 | ON
LCP_Inputs_ON_Electric_Howarth_2023_05_05 | Hydrogen | Dispatch-Crossload | ON | 2040 | Winter | Electrolyser 2020/2030 |  |  | 1216439.0235 | ON
LCP_Inputs_ON_Electric_Howarth_2023_05_05 | Hydrogen | Dispatch-Crossload | ON | 2040 | Winter | Electrolyser 2040 |  |  | 10560582.1139 | ON
LCP_Inputs_ON_Electric_Howarth_2023_05_05 | Hydrogen | Dispatch-Crossload | ON | 2040 | Winter | Electrolyser 2050 |  |  | 0 | ON
LCP_Inputs_ON_Electric_Howarth_2023_05_05 | Hydrogen | Dispatch-Crossload | ON | 2040 | Winter | O/CCGT - H2 New |  |  | 0 | ON
LCP_Inputs_ON_Electric_Howarth_2023_05_05 | Hydrogen | Dispatch-Crossload | ON | 2040 | Winter Peak | Electrolyser 2020/2030 |  |  | 6825.9379 | ON
LCP_Inputs_ON_Electric_Howarth_2023_05_05 | Hydrogen | Dispatch-Crossload | ON | 2040 | Winter Peak | Electrolyser 2040 |  |  | 58147.0621 | ON
LCP_Inputs_ON_Electric_Howarth_2023_05_05 | Hydrogen | Dispatch-Crossload | ON | 2040 | Winter Peak | Electrolyser 2050 |  |  | 0 | ON
LCP_Inputs_ON_Electric_Howarth_2023_05_05 | Hydrogen | Dispatch-Crossload | ON | 2040 | Winter Peak | O/CCGT - H2 New |  |  | -1058317.0807 | ON
LCP_Inputs_ON_Electric_Howarth_2023_05_05 | Hydrogen | Dispatch-Crossload | ON | 2050 | Fall | Electrolyser 2020/2030 |  |  | 723058.1131 | ON
LCP_Inputs_ON_Electric_Howarth_2023_05_05 | Hydrogen | Dispatch-Crossload | ON | 2050 | Fall | Electrolyser 2040 |  |  | 6173279.7593 | ON
LCP_Inputs_ON_Electric_Howarth_2023_05_05 | Hydrogen | Dispatch-Crossload | ON | 2050 | Fall | Electrolyser 2050 |  |  | 6241624.8996 | ON
LCP_Inputs_ON_Electric_Howarth_2023_05_05 | Hydrogen | Dispatch-Crossload | ON | 2050 | Fall | O/CCGT - H2 New |  |  | 0 | ON
LCP_Inputs_ON_Electric_Howarth_2023_05_05 | Hydrogen | Dispatch-Crossload | ON | 2050 | Spring | Electrolyser 2020/2030 |  |  | 1242320.7049 | ON
LCP_Inputs_ON_Electric_Howarth_2023_05_05 | Hydrogen | Dispatch-Crossload | ON | 2050 | Spring | Electrolyser 2040 |  |  | 10582765.3016 | ON
LCP_Inputs_ON_Electric_Howarth_2023_05_05 | Hydrogen | Dispatch-Crossload | ON | 2050 | Spring | Electrolyser 2050 |  |  | 9424820.7656 | ON
LCP_Inputs_ON_Electric_Howarth_2023_05_05 | Hydrogen | Dispatch-Crossload | ON | 2050 | Spring | O/CCGT - H2 New |  |  | 0 | ON
LCP_Inputs_ON_Electric_Howarth_2023_05_05 | Hydrogen | Dispatch-Crossload | ON | 2050 | Summer | Electrolyser 2020/2030 |  |  | 750568.7592 | ON
LCP_Inputs_ON_Electric_Howarth_2023_05_05 | Hydrogen | Dispatch-Crossload | ON | 2050 | Summer | Electrolyser 2040 |  |  | 7406802.0308 | ON
LCP_Inputs_ON_Electric_Howarth_2023_05_05 | Hydrogen | Dispatch-Crossload | ON | 2050 | Summer | Electrolyser 2050 |  |  | 7602981.7198 | ON
LCP_Inputs_ON_Electric_Howarth_2023_05_05 | Hydrogen | Dispatch-Crossload | ON | 2050 | Summer | O/CCGT - H2 New |  |  | -165557.5869 | ON
LCP_Inputs_ON_Electric_Howarth_2023_05_05 | Hydrogen | Dispatch-Crossload | ON | 2050 | Winter | Electrolyser 2020/2030 |  |  | 1242320.7049 | ON
LCP_Inputs_ON_Electric_Howarth_2023_05_05 | Hydrogen | Dispatch-Crossload | ON | 2050 | Winter | Electrolyser 2040 |  |  | 10582765.3016 | ON
LCP_Inputs_ON_Electric_Howarth_2023_05_05 | Hydrogen | Dispatch-Crossload | ON | 2050 | Winter | Electrolyser 2050 |  |  | 9424820.7656 | ON
LCP_Inputs_ON_Electric_Howarth_2023_05_05 | Hydrogen | Dispatch-Crossload | ON | 2050 | Winter | O/CCGT - H2 New |  |  | 0 | ON
LCP_Inputs_ON_Electric_Howarth_2023_05_05 | Hydrogen | Dispatch-Crossload | ON | 2050 | Winter Peak | Electrolyser 2020/2030 |  |  | 6825.9379 | ON
LCP_Inputs_ON_Electric_Howarth_2023_05_05 | Hydrogen | Dispatch-Crossload | ON | 2050 | Winter Peak | Electrolyser 2040 |  |  | 58147.0621 | ON
LCP_Inputs_ON_Electric_Howarth_2023_05_05 | Hydrogen | Dispatch-Crossload | ON | 2050 | Winter Peak | Electrolyser 2050 |  |  | 51784.7295 | ON
LCP_Inputs_ON_Electric_Howarth_2023_05_05 | Hydrogen | Dispatch-Crossload | ON | 2050 | Winter Peak | O/CCGT - H2 New |  |  | -1831937.2279 | ON
LCP_Inputs_ON_Electric_Howarth_2023_05_05 | Hydrogen | Dispatch-Crossload | PJ | 2020 | Fall | Electrolyser 2020/2030 |  |  | 0 | PJ
LCP_Inputs_ON_Electric_Howarth_2023_05_05 | Hydrogen | Dispatch-Crossload | PJ | 2020 | Fall | Electrolyser 2040 |  |  | 0 | PJ
LCP_Inputs_ON_Electric_Howarth_2023_05_05 | Hydrogen | Dispatch-Crossload | PJ | 2020 | Fall | Electrolyser 2050 |  |  | 0 | PJ
LCP_Inputs_ON_Electric_Howarth_2023_05_05 | Hydrogen | Dispatch-Crossload | PJ | 2020 | Fall | O/CCGT - H2 New |  |  | 0 | PJ
LCP_Inputs_ON_Electric_Howarth_2023_05_05 | Hydrogen | Dispatch-Crossload | PJ | 2020 | Spring | Electrolyser 2020/2030 |  |  | 0 | PJ
LCP_Inputs_ON_Electric_Howarth_2023_05_05 | Hydrogen | Dispatch-Crossload | PJ | 2020 | Spring | Electrolyser 2040 |  |  | 0 | PJ
LCP_Inputs_ON_Electric_Howarth_2023_05_05 | Hydrogen | Dispatch-Crossload | PJ | 2020 | Spring | Electrolyser 2050 |  |  | 0 | PJ
LCP_Inputs_ON_Electric_Howarth_2023_05_05 | Hydrogen | Dispatch-Crossload | PJ | 2020 | Spring | O/CCGT - H2 New |  |  | 0 | PJ
LCP_Inputs_ON_Electric_Howarth_2023_05_05 | Hydrogen | Dispatch-Crossload | PJ | 2020 | Summer | Electrolyser 2020/2030 |  |  | 0 | PJ
LCP_Inputs_ON_Electric_Howarth_2023_05_05 | Hydrogen | Dispatch-Crossload | PJ | 2020 | Summer | Electrolyser 2040 |  |  | 0 | PJ
LCP_Inputs_ON_Electric_Howarth_2023_05_05 | Hydrogen | Dispatch-Crossload | PJ | 2020 | Summer | Electrolyser 2050 |  |  | 0 | PJ
LCP_Inputs_ON_Electric_Howarth_2023_05_05 | Hydrogen | Dispatch-Crossload | PJ | 2020 | Summer | O/CCGT - H2 New |  |  | 0 | PJ
LCP_Inputs_ON_Electric_Howarth_2023_05_05 | Hydrogen | Dispatch-Crossload | PJ | 2020 | Winter | Electrolyser 2020/2030 |  |  | 0 | PJ
LCP_Inputs_ON_Electric_Howarth_2023_05_05 | Hydrogen | Dispatch-Crossload | PJ | 2020 | Winter | Electrolyser 2040 |  |  | 0 | PJ
LCP_Inputs_ON_Electric_Howarth_2023_05_05 | Hydrogen | Dispatch-Crossload | PJ | 2020 | Winter | Electrolyser 2050 |  |  | 0 | PJ
LCP_Inputs_ON_Electric_Howarth_2023_05_05 | Hydrogen | Dispatch-Crossload | PJ | 2020 | Winter | O/CCGT - H2 New |  |  | 0 | PJ
LCP_Inputs_ON_Electric_Howarth_2023_05_05 | Hydrogen | Dispatch-Crossload | PJ | 2020 | Winter Peak | Electrolyser 2020/2030 |  |  | 0 | PJ
LCP_Inputs_ON_Electric_Howarth_2023_05_05 | Hydrogen | Dispatch-Crossload | PJ | 2020 | Winter Peak | Electrolyser 2040 |  |  | 0 | PJ
LCP_Inputs_ON_Electric_Howarth_2023_05_05 | Hydrogen | Dispatch-Crossload | PJ | 2020 | Winter Peak | Electrolyser 2050 |  |  | 0 | PJ
LCP_Inputs_ON_Electric_Howarth_2023_05_05 | Hydrogen | Dispatch-Crossload | PJ | 2020 | Winter Peak | O/CCGT - H2 New |  |  | 0 | PJ
LCP_Inputs_ON_Electric_Howarth_2023_05_05 | Hydrogen | Dispatch-Crossload | PJ | 2030 | Fall | Electrolyser 2020/2030 |  |  | 0 | PJ
LCP_Inputs_ON_Electric_Howarth_2023_05_05 | Hydrogen | Dispatch-Crossload | PJ | 2030 | Fall | Electrolyser 2040 |  |  | 0 | PJ
LCP_Inputs_ON_Electric_Howarth_2023_05_05 | Hydrogen | Dispatch-Crossload | PJ | 2030 | Fall | Electrolyser 2050 |  |  | 0 | PJ
LCP_Inputs_ON_Electric_Howarth_2023_05_05 | Hydrogen | Dispatch-Crossload | PJ | 2030 | Fall | O/CCGT - H2 New |  |  | 0 | PJ
LCP_Inputs_ON_Electric_Howarth_2023_05_05 | Hydrogen | Dispatch-Crossload | PJ | 2030 | Spring | Electrolyser 2020/2030 |  |  | 0 | PJ
LCP_Inputs_ON_Electric_Howarth_2023_05_05 | Hydrogen | Dispatch-Crossload | PJ | 2030 | Spring | Electrolyser 2040 |  |  | 0 | PJ
LCP_Inputs_ON_Electric_Howarth_2023_05_05 | Hydrogen | Dispatch-Crossload | PJ | 2030 | Spring | Electrolyser 2050 |  |  | 0 | PJ
LCP_Inputs_ON_Electric_Howarth_2023_05_05 | Hydrogen | Dispatch-Crossload | PJ | 2030 | Spring | O/CCGT - H2 New |  |  | 0 | PJ
LCP_Inputs_ON_Electric_Howarth_2023_05_05 | Hydrogen | Dispatch-Crossload | PJ | 2030 | Summer | Electrolyser 2020/2030 |  |  | 0 | PJ
LCP_Inputs_ON_Electric_Howarth_2023_05_05 | Hydrogen | Dispatch-Crossload | PJ | 2030 | Summer | Electrolyser 2040 |  |  | 0 | PJ
LCP_Inputs_ON_Electric_Howarth_2023_05_05 | Hydrogen | Dispatch-Crossload | PJ | 2030 | Summer | Electrolyser 2050 |  |  | 0 | PJ
LCP_Inputs_ON_Electric_Howarth_2023_05_05 | Hydrogen | Dispatch-Crossload | PJ | 2030 | Summer | O/CCGT - H2 New |  |  | 0 | PJ
LCP_Inputs_ON_Electric_Howarth_2023_05_05 | Hydrogen | Dispatch-Crossload | PJ | 2030 | Winter | Electrolyser 2020/2030 |  |  | 0 | PJ
LCP_Inputs_ON_Electric_Howarth_2023_05_05 | Hydrogen | Dispatch-Crossload | PJ | 2030 | Winter | Electrolyser 2040 |  |  | 0 | PJ
LCP_Inputs_ON_Electric_Howarth_2023_05_05 | Hydrogen | Dispatch-Crossload | PJ | 2030 | Winter | Electrolyser 2050 |  |  | 0 | PJ
LCP_Inputs_ON_Electric_Howarth_2023_05_05 | Hydrogen | Dispatch-Crossload | PJ | 2030 | Winter | O/CCGT - H2 New |  |  | 0 | PJ
LCP_Inputs_ON_Electric_Howarth_2023_05_05 | Hydrogen | Dispatch-Crossload | PJ | 2030 | Winter Peak | Electrolyser 2020/2030 |  |  | 0 | PJ
LCP_Inputs_ON_Electric_Howarth_2023_05_05 | Hydrogen | Dispatch-Crossload | PJ | 2030 | Winter Peak | Electrolyser 2040 |  |  | 0 | PJ
LCP_Inputs_ON_Electric_Howarth_2023_05_05 | Hydrogen | Dispatch-Crossload | PJ | 2030 | Winter Peak | Electrolyser 2050 |  |  | 0 | PJ
LCP_Inputs_ON_Electric_Howarth_2023_05_05 | Hydrogen | Dispatch-Crossload | PJ | 2030 | Winter Peak | O/CCGT - H2 New |  |  | 0 | PJ
LCP_Inputs_ON_Electric_Howarth_2023_05_05 | Hydrogen | Dispatch-Crossload | PJ | 2040 | Fall | Electrolyser 2020/2030 |  |  | 0 | PJ
LCP_Inputs_ON_Electric_Howarth_2023_05_05 | Hydrogen | Dispatch-Crossload | PJ | 2040 | Fall | Electrolyser 2040 |  |  | 0 | PJ
LCP_Inputs_ON_Electric_Howarth_2023_05_05 | Hydrogen | Dispatch-Crossload | PJ | 2040 | Fall | Electrolyser 2050 |  |  | 0 | PJ
LCP_Inputs_ON_Electric_Howarth_2023_05_05 | Hydrogen | Dispatch-Crossload | PJ | 2040 | Fall | O/CCGT - H2 New |  |  | 0 | PJ
LCP_Inputs_ON_Electric_Howarth_2023_05_05 | Hydrogen | Dispatch-Crossload | PJ | 2040 | Spring | Electrolyser 2020/2030 |  |  | 0 | PJ
LCP_Inputs_ON_Electric_Howarth_2023_05_05 | Hydrogen | Dispatch-Crossload | PJ | 2040 | Spring | Electrolyser 2040 |  |  | 0 | PJ
LCP_Inputs_ON_Electric_Howarth_2023_05_05 | Hydrogen | Dispatch-Crossload | PJ | 2040 | Spring | Electrolyser 2050 |  |  | 0 | PJ
LCP_Inputs_ON_Electric_Howarth_2023_05_05 | Hydrogen | Dispatch-Crossload | PJ | 2040 | Spring | O/CCGT - H2 New |  |  | 0 | PJ
LCP_Inputs_ON_Electric_Howarth_2023_05_05 | Hydrogen | Dispatch-Crossload | PJ | 2040 | Summer | Electrolyser 2020/2030 |  |  | 0 | PJ
LCP_Inputs_ON_Electric_Howarth_2023_05_05 | Hydrogen | Dispatch-Crossload | PJ | 2040 | Summer | Electrolyser 2040 |  |  | 0 | PJ
LCP_Inputs_ON_Electric_Howarth_2023_05_05 | Hydrogen | Dispatch-Crossload | PJ | 2040 | Summer | Electrolyser 2050 |  |  | 0 | PJ
LCP_Inputs_ON_Electric_Howarth_2023_05_05 | Hydrogen | Dispatch-Crossload | PJ | 2040 | Summer | O/CCGT - H2 New |  |  | 0 | PJ
LCP_Inputs_ON_Electric_Howarth_2023_05_05 | Hydrogen | Dispatch-Crossload | PJ | 2040 | Winter | Electrolyser 2020/2030 |  |  | 0 | PJ
LCP_Inputs_ON_Electric_Howarth_2023_05_05 | Hydrogen | Dispatch-Crossload | PJ | 2040 | Winter | Electrolyser 2040 |  |  | 0 | PJ
LCP_Inputs_ON_Electric_Howarth_2023_05_05 | Hydrogen | Dispatch-Crossload | PJ | 2040 | Winter | Electrolyser 2050 |  |  | 0 | PJ
LCP_Inputs_ON_Electric_Howarth_2023_05_05 | Hydrogen | Dispatch-Crossload | PJ | 2040 | Winter | O/CCGT - H2 New |  |  | 0 | PJ
LCP_Inputs_ON_Electric_Howarth_2023_05_05 | Hydrogen | Dispatch-Crossload | PJ | 2040 | Winter Peak | Electrolyser 2020/2030 |  |  | 0 | PJ
LCP_Inputs_ON_Electric_Howarth_2023_05_05 | Hydrogen | Dispatch-Crossload | PJ | 2040 | Winter Peak | Electrolyser 2040 |  |  | 0 | PJ
LCP_Inputs_ON_Electric_Howarth_2023_05_05 | Hydrogen | Dispatch-Crossload | PJ | 2040 | Winter Peak | Electrolyser 2050 |  |  | 0 | PJ
LCP_Inputs_ON_Electric_Howarth_2023_05_05 | Hydrogen | Dispatch-Crossload | PJ | 2040 | Winter Peak | O/CCGT - H2 New |  |  | 0 | PJ
LCP_Inputs_ON_Electric_Howarth_2023_05_05 | Hydrogen | Dispatch-Crossload | PJ | 2050 | Fall | Electrolyser 2020/2030 |  |  | 0 | PJ
LCP_Inputs_ON_Electric_Howarth_2023_05_05 | Hydrogen | Dispatch-Crossload | PJ | 2050 | Fall | Electrolyser 2040 |  |  | 0 | PJ
LCP_Inputs_ON_Electric_Howarth_2023_05_05 | Hydrogen | Dispatch-Crossload | PJ | 2050 | Fall | Electrolyser 2050 |  |  | 0 | PJ
LCP_Inputs_ON_Electric_Howarth_2023_05_05 | Hydrogen | Dispatch-Crossload | PJ | 2050 | Fall | O/CCGT - H2 New |  |  | 0 | PJ
LCP_Inputs_ON_Electric_Howarth_2023_05_05 | Hydrogen | Dispatch-Crossload | PJ | 2050 | Spring | Electrolyser 2020/2030 |  |  | 0 | PJ
LCP_Inputs_ON_Electric_Howarth_2023_05_05 | Hydrogen | Dispatch-Crossload | PJ | 2050 | Spring | Electrolyser 2040 |  |  | 0 | PJ
LCP_Inputs_ON_Electric_Howarth_2023_05_05 | Hydrogen | Dispatch-Crossload | PJ | 2050 | Spring | Electrolyser 2050 |  |  | 0 | PJ
LCP_Inputs_ON_Electric_Howarth_2023_05_05 | Hydrogen | Dispatch-Crossload | PJ | 2050 | Spring | O/CCGT - H2 New |  |  | 0 | PJ
LCP_Inputs_ON_Electric_Howarth_2023_05_05 | Hydrogen | Dispatch-Crossload | PJ | 2050 | Summer | Electrolyser 2020/2030 |  |  | 0 | PJ
LCP_Inputs_ON_Electric_Howarth_2023_05_05 | Hydrogen | Dispatch-Crossload | PJ | 2050 | Summer | Electrolyser 2040 |  |  | 0 | PJ
LCP_Inputs_ON_Electric_Howarth_2023_05_05 | Hydrogen | Dispatch-Crossload | PJ | 2050 | Summer | Electrolyser 2050 |  |  | 0 | PJ
LCP_Inputs_ON_Electric_Howarth_2023_05_05 | Hydrogen | Dispatch-Crossload | PJ | 2050 | Summer | O/CCGT - H2 New |  |  | 0 | PJ
LCP_Inputs_ON_Electric_Howarth_2023_05_05 | Hydrogen | Dispatch-Crossload | PJ | 2050 | Winter | Electrolyser 2020/2030 |  |  | 0 | PJ
LCP_Inputs_ON_Electric_Howarth_2023_05_05 | Hydrogen | Dispatch-Crossload | PJ | 2050 | Winter | Electrolyser 2040 |  |  | 0 | PJ
LCP_Inputs_ON_Electric_Howarth_2023_05_05 | Hydrogen | Dispatch-Crossload | PJ | 2050 | Winter | Electrolyser 2050 |  |  | 0 | PJ
LCP_Inputs_ON_Electric_Howarth_2023_05_05 | Hydrogen | Dispatch-Crossload | PJ | 2050 | Winter | O/CCGT - H2 New |  |  | 0 | PJ
LCP_Inputs_ON_Electric_Howarth_2023_05_05 | Hydrogen | Dispatch-Crossload | PJ | 2050 | Winter Peak | Electrolyser 2020/2030 |  |  | 0 | PJ
LCP_Inputs_ON_Electric_Howarth_2023_05_05 | Hydrogen | Dispatch-Crossload | PJ | 2050 | Winter Peak | Electrolyser 2040 |  |  | 0 | PJ
LCP_Inputs_ON_Electric_Howarth_2023_05_05 | Hydrogen | Dispatch-Crossload | PJ | 2050 | Winter Peak | Electrolyser 2050 |  |  | 0 | PJ
LCP_Inputs_ON_Electric_Howarth_2023_05_05 | Hydrogen | Dispatch-Crossload | PJ | 2050 | Winter Peak | O/CCGT - H2 New |  |  | 0 | PJ
LCP_Inputs_ON_Electric_Howarth_2023_05_05 | Hydrogen | Dispatch-Crossload | QC | 2020 | Fall | Electrolyser 2020/2030 |  |  | 0 | QC
LCP_Inputs_ON_Electric_Howarth_2023_05_05 | Hydrogen | Dispatch-Crossload | QC | 2020 | Fall | Electrolyser 2040 |  |  | 0 | QC
LCP_Inputs_ON_Electric_Howarth_2023_05_05 | Hydrogen | Dispatch-Crossload | QC | 2020 | Fall | Electrolyser 2050 |  |  | 0 | QC
LCP_Inputs_ON_Electric_Howarth_2023_05_05 | Hydrogen | Dispatch-Crossload | QC | 2020 | Fall | O/CCGT - H2 New |  |  | 0 | QC
LCP_Inputs_ON_Electric_Howarth_2023_05_05 | Hydrogen | Dispatch-Crossload | QC | 2020 | Spring | Electrolyser 2020/2030 |  |  | 0 | QC
LCP_Inputs_ON_Electric_Howarth_2023_05_05 | Hydrogen | Dispatch-Crossload | QC | 2020 | Spring | Electrolyser 2040 |  |  | 0 | QC
LCP_Inputs_ON_Electric_Howarth_2023_05_05 | Hydrogen | Dispatch-Crossload | QC | 2020 | Spring | Electrolyser 2050 |  |  | 0 | QC
LCP_Inputs_ON_Electric_Howarth_2023_05_05 | Hydrogen | Dispatch-Crossload | QC | 2020 | Spring | O/CCGT - H2 New |  |  | 0 | QC
LCP_Inputs_ON_Electric_Howarth_2023_05_05 | Hydrogen | Dispatch-Crossload | QC | 2020 | Summer | Electrolyser 2020/2030 |  |  | 0 | QC
LCP_Inputs_ON_Electric_Howarth_2023_05_05 | Hydrogen | Dispatch-Crossload | QC | 2020 | Summer | Electrolyser 2040 |  |  | 0 | QC
LCP_Inputs_ON_Electric_Howarth_2023_05_05 | Hydrogen | Dispatch-Crossload | QC | 2020 | Summer | Electrolyser 2050 |  |  | 0 | QC
LCP_Inputs_ON_Electric_Howarth_2023_05_05 | Hydrogen | Dispatch-Crossload | QC | 2020 | Summer | O/CCGT - H2 New |  |  | 0 | QC
LCP_Inputs_ON_Electric_Howarth_2023_05_05 | Hydrogen | Dispatch-Crossload | QC | 2020 | Winter | Electrolyser 2020/2030 |  |  | 0 | QC
LCP_Inputs_ON_Electric_Howarth_2023_05_05 | Hydrogen | Dispatch-Crossload | QC | 2020 | Winter | Electrolyser 2040 |  |  | 0 | QC
LCP_Inputs_ON_Electric_Howarth_2023_05_05 | Hydrogen | Dispatch-Crossload | QC | 2020 | Winter | Electrolyser 2050 |  |  | 0 | QC
LCP_Inputs_ON_Electric_Howarth_2023_05_05 | Hydrogen | Dispatch-Crossload | QC | 2020 | Winter | O/CCGT - H2 New |  |  | 0 | QC
LCP_Inputs_ON_Electric_Howarth_2023_05_05 | Hydrogen | Dispatch-Crossload | QC | 2020 | Winter Peak | Electrolyser 2020/2030 |  |  | 0 | QC
LCP_Inputs_ON_Electric_Howarth_2023_05_05 | Hydrogen | Dispatch-Crossload | QC | 2020 | Winter Peak | Electrolyser 2040 |  |  | 0 | QC
LCP_Inputs_ON_Electric_Howarth_2023_05_05 | Hydrogen | Dispatch-Crossload | QC | 2020 | Winter Peak | Electrolyser 2050 |  |  | 0 | QC
LCP_Inputs_ON_Electric_Howarth_2023_05_05 | Hydrogen | Dispatch-Crossload | QC | 2020 | Winter Peak | O/CCGT - H2 New |  |  | 0 | QC
LCP_Inputs_ON_Electric_Howarth_2023_05_05 | Hydrogen | Dispatch-Crossload | QC | 2030 | Fall | Electrolyser 2020/2030 |  |  | 0 | QC
LCP_Inputs_ON_Electric_Howarth_2023_05_05 | Hydrogen | Dispatch-Crossload | QC | 2030 | Fall | Electrolyser 2040 |  |  | 0 | QC
LCP_Inputs_ON_Electric_Howarth_2023_05_05 | Hydrogen | Dispatch-Crossload | QC | 2030 | Fall | Electrolyser 2050 |  |  | 0 | QC
LCP_Inputs_ON_Electric_Howarth_2023_05_05 | Hydrogen | Dispatch-Crossload | QC | 2030 | Fall | O/CCGT - H2 New |  |  | 0 | QC
LCP_Inputs_ON_Electric_Howarth_2023_05_05 | Hydrogen | Dispatch-Crossload | QC | 2030 | Spring | Electrolyser 2020/2030 |  |  | 0 | QC
LCP_Inputs_ON_Electric_Howarth_2023_05_05 | Hydrogen | Dispatch-Crossload | QC | 2030 | Spring | Electrolyser 2040 |  |  | 0 | QC
LCP_Inputs_ON_Electric_Howarth_2023_05_05 | Hydrogen | Dispatch-Crossload | QC | 2030 | Spring | Electrolyser 2050 |  |  | 0 | QC
LCP_Inputs_ON_Electric_Howarth_2023_05_05 | Hydrogen | Dispatch-Crossload | QC | 2030 | Spring | O/CCGT - H2 New |  |  | 0 | QC
LCP_Inputs_ON_Electric_Howarth_2023_05_05 | Hydrogen | Dispatch-Crossload | QC | 2030 | Summer | Electrolyser 2020/2030 |  |  | 0 | QC
LCP_Inputs_ON_Electric_Howarth_2023_05_05 | Hydrogen | Dispatch-Crossload | QC | 2030 | Summer | Electrolyser 2040 |  |  | 0 | QC
LCP_Inputs_ON_Electric_Howarth_2023_05_05 | Hydrogen | Dispatch-Crossload | QC | 2030 | Summer | Electrolyser 2050 |  |  | 0 | QC
LCP_Inputs_ON_Electric_Howarth_2023_05_05 | Hydrogen | Dispatch-Crossload | QC | 2030 | Summer | O/CCGT - H2 New |  |  | 0 | QC
LCP_Inputs_ON_Electric_Howarth_2023_05_05 | Hydrogen | Dispatch-Crossload | QC | 2030 | Winter | Electrolyser 2020/2030 |  |  | 0 | QC
LCP_Inputs_ON_Electric_Howarth_2023_05_05 | Hydrogen | Dispatch-Crossload | QC | 2030 | Winter | Electrolyser 2040 |  |  | 0 | QC
LCP_Inputs_ON_Electric_Howarth_2023_05_05 | Hydrogen | Dispatch-Crossload | QC | 2030 | Winter | Electrolyser 2050 |  |  | 0 | QC
LCP_Inputs_ON_Electric_Howarth_2023_05_05 | Hydrogen | Dispatch-Crossload | QC | 2030 | Winter | O/CCGT - H2 New |  |  | 0 | QC
LCP_Inputs_ON_Electric_Howarth_2023_05_05 | Hydrogen | Dispatch-Crossload | QC | 2030 | Winter Peak | Electrolyser 2020/2030 |  |  | 0 | QC
LCP_Inputs_ON_Electric_Howarth_2023_05_05 | Hydrogen | Dispatch-Crossload | QC | 2030 | Winter Peak | Electrolyser 2040 |  |  | 0 | QC
LCP_Inputs_ON_Electric_Howarth_2023_05_05 | Hydrogen | Dispatch-Crossload | QC | 2030 | Winter Peak | Electrolyser 2050 |  |  | 0 | QC
LCP_Inputs_ON_Electric_Howarth_2023_05_05 | Hydrogen | Dispatch-Crossload | QC | 2030 | Winter Peak | O/CCGT - H2 New |  |  | 0 | QC
LCP_Inputs_ON_Electric_Howarth_2023_05_05 | Hydrogen | Dispatch-Crossload | QC | 2040 | Fall | Electrolyser 2020/2030 |  |  | 0 | QC
LCP_Inputs_ON_Electric_Howarth_2023_05_05 | Hydrogen | Dispatch-Crossload | QC | 2040 | Fall | Electrolyser 2040 |  |  | 0 | QC
LCP_Inputs_ON_Electric_Howarth_2023_05_05 | Hydrogen | Dispatch-Crossload | QC | 2040 | Fall | Electrolyser 2050 |  |  | 0 | QC
LCP_Inputs_ON_Electric_Howarth_2023_05_05 | Hydrogen | Dispatch-Crossload | QC | 2040 | Fall | O/CCGT - H2 New |  |  | 0 | QC
LCP_Inputs_ON_Electric_Howarth_2023_05_05 | Hydrogen | Dispatch-Crossload | QC | 2040 | Spring | Electrolyser 2020/2030 |  |  | 0 | QC
LCP_Inputs_ON_Electric_Howarth_2023_05_05 | Hydrogen | Dispatch-Crossload | QC | 2040 | Spring | Electrolyser 2040 |  |  | 0 | QC
LCP_Inputs_ON_Electric_Howarth_2023_05_05 | Hydrogen | Dispatch-Crossload | QC | 2040 | Spring | Electrolyser 2050 |  |  | 0 | QC
LCP_Inputs_ON_Electric_Howarth_2023_05_05 | Hydrogen | Dispatch-Crossload | QC | 2040 | Spring | O/CCGT - H2 New |  |  | 0 | QC
LCP_Inputs_ON_Electric_Howarth_2023_05_05 | Hydrogen | Dispatch-Crossload | QC | 2040 | Summer | Electrolyser 2020/2030 |  |  | 0 | QC
LCP_Inputs_ON_Electric_Howarth_2023_05_05 | Hydrogen | Dispatch-Crossload | QC | 2040 | Summer | Electrolyser 2040 |  |  | 0 | QC
LCP_Inputs_ON_Electric_Howarth_2023_05_05 | Hydrogen | Dispatch-Crossload | QC | 2040 | Summer | Electrolyser 2050 |  |  | 0 | QC
LCP_Inputs_ON_Electric_Howarth_2023_05_05 | Hydrogen | Dispatch-Crossload | QC | 2040 | Summer | O/CCGT - H2 New |  |  | 0 | QC
LCP_Inputs_ON_Electric_Howarth_2023_05_05 | Hydrogen | Dispatch-Crossload | QC | 2040 | Winter | Electrolyser 2020/2030 |  |  | 0 | QC
LCP_Inputs_ON_Electric_Howarth_2023_05_05 | Hydrogen | Dispatch-Crossload | QC | 2040 | Winter | Electrolyser 2040 |  |  | 0 | QC
LCP_Inputs_ON_Electric_Howarth_2023_05_05 | Hydrogen | Dispatch-Crossload | QC | 2040 | Winter | Electrolyser 2050 |  |  | 0 | QC
LCP_Inputs_ON_Electric_Howarth_2023_05_05 | Hydrogen | Dispatch-Crossload | QC | 2040 | Winter | O/CCGT - H2 New |  |  | 0 | QC
LCP_Inputs_ON_Electric_Howarth_2023_05_05 | Hydrogen | Dispatch-Crossload | QC | 2040 | Winter Peak | Electrolyser 2020/2030 |  |  | 0 | QC
LCP_Inputs_ON_Electric_Howarth_2023_05_05 | Hydrogen | Dispatch-Crossload | QC | 2040 | Winter Peak | Electrolyser 2040 |  |  | 0 | QC
LCP_Inputs_ON_Electric_Howarth_2023_05_05 | Hydrogen | Dispatch-Crossload | QC | 2040 | Winter Peak | Electrolyser 2050 |  |  | 0 | QC
LCP_Inputs_ON_Electric_Howarth_2023_05_05 | Hydrogen | Dispatch-Crossload | QC | 2040 | Winter Peak | O/CCGT - H2 New |  |  | 0 | QC
LCP_Inputs_ON_Electric_Howarth_2023_05_05 | Hydrogen | Dispatch-Crossload | QC | 2050 | Fall | Electrolyser 2020/2030 |  |  | 0 | QC
LCP_Inputs_ON_Electric_Howarth_2023_05_05 | Hydrogen | Dispatch-Crossload | QC | 2050 | Fall | Electrolyser 2040 |  |  | 0 | QC
LCP_Inputs_ON_Electric_Howarth_2023_05_05 | Hydrogen | Dispatch-Crossload | QC | 2050 | Fall | Electrolyser 2050 |  |  | 0 | QC
LCP_Inputs_ON_Electric_Howarth_2023_05_05 | Hydrogen | Dispatch-Crossload | QC | 2050 | Fall | O/CCGT - H2 New |  |  | 0 | QC
LCP_Inputs_ON_Electric_Howarth_2023_05_05 | Hydrogen | Dispatch-Crossload | QC | 2050 | Spring | Electrolyser 2020/2030 |  |  | 0 | QC
LCP_Inputs_ON_Electric_Howarth_2023_05_05 | Hydrogen | Dispatch-Crossload | QC | 2050 | Spring | Electrolyser 2040 |  |  | 0 | QC
LCP_Inputs_ON_Electric_Howarth_2023_05_05 | Hydrogen | Dispatch-Crossload | QC | 2050 | Spring | Electrolyser 2050 |  |  | 0 | QC
LCP_Inputs_ON_Electric_Howarth_2023_05_05 | Hydrogen | Dispatch-Crossload | QC | 2050 | Spring | O/CCGT - H2 New |  |  | 0 | QC
LCP_Inputs_ON_Electric_Howarth_2023_05_05 | Hydrogen | Dispatch-Crossload | QC | 2050 | Summer | Electrolyser 2020/2030 |  |  | 0 | QC
LCP_Inputs_ON_Electric_Howarth_2023_05_05 | Hydrogen | Dispatch-Crossload | QC | 2050 | Summer | Electrolyser 2040 |  |  | 0 | QC
LCP_Inputs_ON_Electric_Howarth_2023_05_05 | Hydrogen | Dispatch-Crossload | QC | 2050 | Summer | Electrolyser 2050 |  |  | 0 | QC
LCP_Inputs_ON_Electric_Howarth_2023_05_05 | Hydrogen | Dispatch-Crossload | QC | 2050 | Summer | O/CCGT - H2 New |  |  | 0 | QC
LCP_Inputs_ON_Electric_Howarth_2023_05_05 | Hydrogen | Dispatch-Crossload | QC | 2050 | Winter | Electrolyser 2020/2030 |  |  | 0 | QC
LCP_Inputs_ON_Electric_Howarth_2023_05_05 | Hydrogen | Dispatch-Crossload | QC | 2050 | Winter | Electrolyser 2040 |  |  | 0 | QC
LCP_Inputs_ON_Electric_Howarth_2023_05_05 | Hydrogen | Dispatch-Crossload | QC | 2050 | Winter | Electrolyser 2050 |  |  | 0 | QC
LCP_Inputs_ON_Electric_Howarth_2023_05_05 | Hydrogen | Dispatch-Crossload | QC | 2050 | Winter | O/CCGT - H2 New |  |  | 0 | QC
LCP_Inputs_ON_Electric_Howarth_2023_05_05 | Hydrogen | Dispatch-Crossload | QC | 2050 | Winter Peak | Electrolyser 2020/2030 |  |  | 0 | QC
LCP_Inputs_ON_Electric_Howarth_2023_05_05 | Hydrogen | Dispatch-Crossload | QC | 2050 | Winter Peak | Electrolyser 2040 |  |  | 0 | QC
LCP_Inputs_ON_Electric_Howarth_2023_05_05 | Hydrogen | Dispatch-Crossload | QC | 2050 | Winter Peak | Electrolyser 2050 |  |  | 0 | QC
LCP_Inputs_ON_Electric_Howarth_2023_05_05 | Hydrogen | Dispatch-Crossload | QC | 2050 | Winter Peak | O/CCGT - H2 New |  |  | 0 | QC
LCP_Inputs_ON_Electric_Howarth_2023_05_05 | Hydrogen | Dispatch-Crossload | WC | 2020 | Fall | Electrolyser 2020/2030 |  |  | 0 | WC
LCP_Inputs_ON_Electric_Howarth_2023_05_05 | Hydrogen | Dispatch-Crossload | WC | 2020 | Fall | Electrolyser 2040 |  |  | 0 | WC
LCP_Inputs_ON_Electric_Howarth_2023_05_05 | Hydrogen | Dispatch-Crossload | WC | 2020 | Fall | Electrolyser 2050 |  |  | 0 | WC
LCP_Inputs_ON_Electric_Howarth_2023_05_05 | Hydrogen | Dispatch-Crossload | WC | 2020 | Fall | O/CCGT - H2 New |  |  | 0 | WC
LCP_Inputs_ON_Electric_Howarth_2023_05_05 | Hydrogen | Dispatch-Crossload | WC | 2020 | Spring | Electrolyser 2020/2030 |  |  | 0 | WC
LCP_Inputs_ON_Electric_Howarth_2023_05_05 | Hydrogen | Dispatch-Crossload | WC | 2020 | Spring | Electrolyser 2040 |  |  | 0 | WC
LCP_Inputs_ON_Electric_Howarth_2023_05_05 | Hydrogen | Dispatch-Crossload | WC | 2020 | Spring | Electrolyser 2050 |  |  | 0 | WC
LCP_Inputs_ON_Electric_Howarth_2023_05_05 | Hydrogen | Dispatch-Crossload | WC | 2020 | Spring | O/CCGT - H2 New |  |  | 0 | WC
LCP_Inputs_ON_Electric_Howarth_2023_05_05 | Hydrogen | Dispatch-Crossload | WC | 2020 | Summer | Electrolyser 2020/2030 |  |  | 0 | WC
LCP_Inputs_ON_Electric_Howarth_2023_05_05 | Hydrogen | Dispatch-Crossload | WC | 2020 | Summer | Electrolyser 2040 |  |  | 0 | WC
LCP_Inputs_ON_Electric_Howarth_2023_05_05 | Hydrogen | Dispatch-Crossload | WC | 2020 | Summer | Electrolyser 2050 |  |  | 0 | WC
LCP_Inputs_ON_Electric_Howarth_2023_05_05 | Hydrogen | Dispatch-Crossload | WC | 2020 | Summer | O/CCGT - H2 New |  |  | 0 | WC
LCP_Inputs_ON_Electric_Howarth_2023_05_05 | Hydrogen | Dispatch-Crossload | WC | 2020 | Winter | Electrolyser 2020/2030 |  |  | 0 | WC
LCP_Inputs_ON_Electric_Howarth_2023_05_05 | Hydrogen | Dispatch-Crossload | WC | 2020 | Winter | Electrolyser 2040 |  |  | 0 | WC
LCP_Inputs_ON_Electric_Howarth_2023_05_05 | Hydrogen | Dispatch-Crossload | WC | 2020 | Winter | Electrolyser 2050 |  |  | 0 | WC
LCP_Inputs_ON_Electric_Howarth_2023_05_05 | Hydrogen | Dispatch-Crossload | WC | 2020 | Winter | O/CCGT - H2 New |  |  | 0 | WC
LCP_Inputs_ON_Electric_Howarth_2023_05_05 | Hydrogen | Dispatch-Crossload | WC | 2020 | Winter Peak | Electrolyser 2020/2030 |  |  | 0 | WC
LCP_Inputs_ON_Electric_Howarth_2023_05_05 | Hydrogen | Dispatch-Crossload | WC | 2020 | Winter Peak | Electrolyser 2040 |  |  | 0 | WC
LCP_Inputs_ON_Electric_Howarth_2023_05_05 | Hydrogen | Dispatch-Crossload | WC | 2020 | Winter Peak | Electrolyser 2050 |  |  | 0 | WC
LCP_Inputs_ON_Electric_Howarth_2023_05_05 | Hydrogen | Dispatch-Crossload | WC | 2020 | Winter Peak | O/CCGT - H2 New |  |  | 0 | WC
LCP_Inputs_ON_Electric_Howarth_2023_05_05 | Hydrogen | Dispatch-Crossload | WC | 2030 | Fall | Electrolyser 2020/2030 |  |  | 0 | WC
LCP_Inputs_ON_Electric_Howarth_2023_05_05 | Hydrogen | Dispatch-Crossload | WC | 2030 | Fall | Electrolyser 2040 |  |  | 0 | WC
LCP_Inputs_ON_Electric_Howarth_2023_05_05 | Hydrogen | Dispatch-Crossload | WC | 2030 | Fall | Electrolyser 2050 |  |  | 0 | WC
LCP_Inputs_ON_Electric_Howarth_2023_05_05 | Hydrogen | Dispatch-Crossload | WC | 2030 | Fall | O/CCGT - H2 New |  |  | 0 | WC
LCP_Inputs_ON_Electric_Howarth_2023_05_05 | Hydrogen | Dispatch-Crossload | WC | 2030 | Spring | Electrolyser 2020/2030 |  |  | 0 | WC
LCP_Inputs_ON_Electric_Howarth_2023_05_05 | Hydrogen | Dispatch-Crossload | WC | 2030 | Spring | Electrolyser 2040 |  |  | 0 | WC
LCP_Inputs_ON_Electric_Howarth_2023_05_05 | Hydrogen | Dispatch-Crossload | WC | 2030 | Spring | Electrolyser 2050 |  |  | 0 | WC
LCP_Inputs_ON_Electric_Howarth_2023_05_05 | Hydrogen | Dispatch-Crossload | WC | 2030 | Spring | O/CCGT - H2 New |  |  | 0 | WC
LCP_Inputs_ON_Electric_Howarth_2023_05_05 | Hydrogen | Dispatch-Crossload | WC | 2030 | Summer | Electrolyser 2020/2030 |  |  | 0 | WC
LCP_Inputs_ON_Electric_Howarth_2023_05_05 | Hydrogen | Dispatch-Crossload | WC | 2030 | Summer | Electrolyser 2040 |  |  | 0 | WC
LCP_Inputs_ON_Electric_Howarth_2023_05_05 | Hydrogen | Dispatch-Crossload | WC | 2030 | Summer | Electrolyser 2050 |  |  | 0 | WC
LCP_Inputs_ON_Electric_Howarth_2023_05_05 | Hydrogen | Dispatch-Crossload | WC | 2030 | Summer | O/CCGT - H2 New |  |  | 0 | WC
LCP_Inputs_ON_Electric_Howarth_2023_05_05 | Hydrogen | Dispatch-Crossload | WC | 2030 | Winter | Electrolyser 2020/2030 |  |  | 0 | WC
LCP_Inputs_ON_Electric_Howarth_2023_05_05 | Hydrogen | Dispatch-Crossload | WC | 2030 | Winter | Electrolyser 2040 |  |  | 0 | WC
LCP_Inputs_ON_Electric_Howarth_2023_05_05 | Hydrogen | Dispatch-Crossload | WC | 2030 | Winter | Electrolyser 2050 |  |  | 0 | WC
LCP_Inputs_ON_Electric_Howarth_2023_05_05 | Hydrogen | Dispatch-Crossload | WC | 2030 | Winter | O/CCGT - H2 New |  |  | 0 | WC
LCP_Inputs_ON_Electric_Howarth_2023_05_05 | Hydrogen | Dispatch-Crossload | WC | 2030 | Winter Peak | Electrolyser 2020/2030 |  |  | 0 | WC
LCP_Inputs_ON_Electric_Howarth_2023_05_05 | Hydrogen | Dispatch-Crossload | WC | 2030 | Winter Peak | Electrolyser 2040 |  |  | 0 | WC
LCP_Inputs_ON_Electric_Howarth_2023_05_05 | Hydrogen | Dispatch-Crossload | WC | 2030 | Winter Peak | Electrolyser 2050 |  |  | 0 | WC
LCP_Inputs_ON_Electric_Howarth_2023_05_05 | Hydrogen | Dispatch-Crossload | WC | 2030 | Winter Peak | O/CCGT - H2 New |  |  | 0 | WC
LCP_Inputs_ON_Electric_Howarth_2023_05_05 | Hydrogen | Dispatch-Crossload | WC | 2040 | Fall | Electrolyser 2020/2030 |  |  | 0 | WC
LCP_Inputs_ON_Electric_Howarth_2023_05_05 | Hydrogen | Dispatch-Crossload | WC | 2040 | Fall | Electrolyser 2040 |  |  | 0 | WC
LCP_Inputs_ON_Electric_Howarth_2023_05_05 | Hydrogen | Dispatch-Crossload | WC | 2040 | Fall | Electrolyser 2050 |  |  | 0 | WC
LCP_Inputs_ON_Electric_Howarth_2023_05_05 | Hydrogen | Dispatch-Crossload | WC | 2040 | Fall | O/CCGT - H2 New |  |  | 0 | WC
LCP_Inputs_ON_Electric_Howarth_2023_05_05 | Hydrogen | Dispatch-Crossload | WC | 2040 | Spring | Electrolyser 2020/2030 |  |  | 0 | WC
LCP_Inputs_ON_Electric_Howarth_2023_05_05 | Hydrogen | Dispatch-Crossload | WC | 2040 | Spring | Electrolyser 2040 |  |  | 0 | WC
LCP_Inputs_ON_Electric_Howarth_2023_05_05 | Hydrogen | Dispatch-Crossload | WC | 2040 | Spring | Electrolyser 2050 |  |  | 0 | WC
LCP_Inputs_ON_Electric_Howarth_2023_05_05 | Hydrogen | Dispatch-Crossload | WC | 2040 | Spring | O/CCGT - H2 New |  |  | 0 | WC
LCP_Inputs_ON_Electric_Howarth_2023_05_05 | Hydrogen | Dispatch-Crossload | WC | 2040 | Summer | Electrolyser 2020/2030 |  |  | 0 | WC
LCP_Inputs_ON_Electric_Howarth_2023_05_05 | Hydrogen | Dispatch-Crossload | WC | 2040 | Summer | Electrolyser 2040 |  |  | 0 | WC
LCP_Inputs_ON_Electric_Howarth_2023_05_05 | Hydrogen | Dispatch-Crossload | WC | 2040 | Summer | Electrolyser 2050 |  |  | 0 | WC
LCP_Inputs_ON_Electric_Howarth_2023_05_05 | Hydrogen | Dispatch-Crossload | WC | 2040 | Summer | O/CCGT - H2 New |  |  | 0 | WC
LCP_Inputs_ON_Electric_Howarth_2023_05_05 | Hydrogen | Dispatch-Crossload | WC | 2040 | Winter | Electrolyser 2020/2030 |  |  | 0 | WC
LCP_Inputs_ON_Electric_Howarth_2023_05_05 | Hydrogen | Dispatch-Crossload | WC | 2040 | Winter | Electrolyser 2040 |  |  | 0 | WC
LCP_Inputs_ON_Electric_Howarth_2023_05_05 | Hydrogen | Dispatch-Crossload | WC | 2040 | Winter | Electrolyser 2050 |  |  | 0 | WC
LCP_Inputs_ON_Electric_Howarth_2023_05_05 | Hydrogen | Dispatch-Crossload | WC | 2040 | Winter | O/CCGT - H2 New |  |  | 0 | WC
LCP_Inputs_ON_Electric_Howarth_2023_05_05 | Hydrogen | Dispatch-Crossload | WC | 2040 | Winter Peak | Electrolyser 2020/2030 |  |  | 0 | WC
LCP_Inputs_ON_Electric_Howarth_2023_05_05 | Hydrogen | Dispatch-Crossload | WC | 2040 | Winter Peak | Electrolyser 2040 |  |  | 0 | WC
LCP_Inputs_ON_Electric_Howarth_2023_05_05 | Hydrogen | Dispatch-Crossload | WC | 2040 | Winter Peak | Electrolyser 2050 |  |  | 0 | WC
LCP_Inputs_ON_Electric_Howarth_2023_05_05 | Hydrogen | Dispatch-Crossload | WC | 2040 | Winter Peak | O/CCGT - H2 New |  |  | 0 | WC
LCP_Inputs_ON_Electric_Howarth_2023_05_05 | Hydrogen | Dispatch-Crossload | WC | 2050 | Fall | Electrolyser 2020/2030 |  |  | 0 | WC
LCP_Inputs_ON_Electric_Howarth_2023_05_05 | Hydrogen | Dispatch-Crossload | WC | 2050 | Fall | Electrolyser 2040 |  |  | 0 | WC
LCP_Inputs_ON_Electric_Howarth_2023_05_05 | Hydrogen | Dispatch-Crossload | WC | 2050 | Fall | Electrolyser 2050 |  |  | 0 | WC
LCP_Inputs_ON_Electric_Howarth_2023_05_05 | Hydrogen | Dispatch-Crossload | WC | 2050 | Fall | O/CCGT - H2 New |  |  | 0 | WC
LCP_Inputs_ON_Electric_Howarth_2023_05_05 | Hydrogen | Dispatch-Crossload | WC | 2050 | Spring | Electrolyser 2020/2030 |  |  | 0 | WC
LCP_Inputs_ON_Electric_Howarth_2023_05_05 | Hydrogen | Dispatch-Crossload | WC | 2050 | Spring | Electrolyser 2040 |  |  | 0 | WC
LCP_Inputs_ON_Electric_Howarth_2023_05_05 | Hydrogen | Dispatch-Crossload | WC | 2050 | Spring | Electrolyser 2050 |  |  | 0 | WC
LCP_Inputs_ON_Electric_Howarth_2023_05_05 | Hydrogen | Dispatch-Crossload | WC | 2050 | Spring | O/CCGT - H2 New |  |  | 0 | WC
LCP_Inputs_ON_Electric_Howarth_2023_05_05 | Hydrogen | Dispatch-Crossload | WC | 2050 | Summer | Electrolyser 2020/2030 |  |  | 0 | WC
LCP_Inputs_ON_Electric_Howarth_2023_05_05 | Hydrogen | Dispatch-Crossload | WC | 2050 | Summer | Electrolyser 2040 |  |  | 0 | WC
LCP_Inputs_ON_Electric_Howarth_2023_05_05 | Hydrogen | Dispatch-Crossload | WC | 2050 | Summer | Electrolyser 2050 |  |  | 0 | WC
LCP_Inputs_ON_Electric_Howarth_2023_05_05 | Hydrogen | Dispatch-Crossload | WC | 2050 | Summer | O/CCGT - H2 New |  |  | 0 | WC
LCP_Inputs_ON_Electric_Howarth_2023_05_05 | Hydrogen | Dispatch-Crossload | WC | 2050 | Winter | Electrolyser 2020/2030 |  |  | 0 | WC
LCP_Inputs_ON_Electric_Howarth_2023_05_05 | Hydrogen | Dispatch-Crossload | WC | 2050 | Winter | Electrolyser 2040 |  |  | 0 | WC
LCP_Inputs_ON_Electric_Howarth_2023_05_05 | Hydrogen | Dispatch-Crossload | WC | 2050 | Winter | Electrolyser 2050 |  |  | 0 | WC
LCP_Inputs_ON_Electric_Howarth_2023_05_05 | Hydrogen | Dispatch-Crossload | WC | 2050 | Winter | O/CCGT - H2 New |  |  | 0 | WC
LCP_Inputs_ON_Electric_Howarth_2023_05_05 | Hydrogen | Dispatch-Crossload | WC | 2050 | Winter Peak | Electrolyser 2020/2030 |  |  | 0 | WC
LCP_Inputs_ON_Electric_Howarth_2023_05_05 | Hydrogen | Dispatch-Crossload | WC | 2050 | Winter Peak | Electrolyser 2040 |  |  | 0 | WC
LCP_Inputs_ON_Electric_Howarth_2023_05_05 | Hydrogen | Dispatch-Crossload | WC | 2050 | Winter Peak | Electrolyser 2050 |  |  | 0 | WC
LCP_Inputs_ON_Electric_Howarth_2023_05_05 | Hydrogen | Dispatch-Crossload | WC | 2050 | Winter Peak | O/CCGT - H2 New |  |  | 0 | WC
LCP_Inputs_ON_Electric_Howarth_2023_05_05 | Hydrogen | Dispatch-Generation | MI | 2020 | Fall | SMR CCS |  |  | 0 | MI
LCP_Inputs_ON_Electric_Howarth_2023_05_05 | Hydrogen | Dispatch-Generation | MI | 2020 | Spring | SMR CCS |  |  | 0 | MI
LCP_Inputs_ON_Electric_Howarth_2023_05_05 | Hydrogen | Dispatch-Generation | MI | 2020 | Summer | SMR CCS |  |  | 0 | MI
LCP_Inputs_ON_Electric_Howarth_2023_05_05 | Hydrogen | Dispatch-Generation | MI | 2020 | Winter | SMR CCS |  |  | 0 | MI
LCP_Inputs_ON_Electric_Howarth_2023_05_05 | Hydrogen | Dispatch-Generation | MI | 2020 | Winter Peak | SMR CCS |  |  | 0 | MI
LCP_Inputs_ON_Electric_Howarth_2023_05_05 | Hydrogen | Dispatch-Generation | MI | 2030 | Fall | SMR CCS |  |  | 0 | MI
LCP_Inputs_ON_Electric_Howarth_2023_05_05 | Hydrogen | Dispatch-Generation | MI | 2030 | Spring | SMR CCS |  |  | 0 | MI
LCP_Inputs_ON_Electric_Howarth_2023_05_05 | Hydrogen | Dispatch-Generation | MI | 2030 | Summer | SMR CCS |  |  | 0 | MI
LCP_Inputs_ON_Electric_Howarth_2023_05_05 | Hydrogen | Dispatch-Generation | MI | 2030 | Winter | SMR CCS |  |  | 0 | MI
LCP_Inputs_ON_Electric_Howarth_2023_05_05 | Hydrogen | Dispatch-Generation | MI | 2030 | Winter Peak | SMR CCS |  |  | 0 | MI
LCP_Inputs_ON_Electric_Howarth_2023_05_05 | Hydrogen | Dispatch-Generation | MI | 2040 | Fall | SMR CCS |  |  | 0 | MI
LCP_Inputs_ON_Electric_Howarth_2023_05_05 | Hydrogen | Dispatch-Generation | MI | 2040 | Spring | SMR CCS |  |  | 0 | MI
LCP_Inputs_ON_Electric_Howarth_2023_05_05 | Hydrogen | Dispatch-Generation | MI | 2040 | Summer | SMR CCS |  |  | 0 | MI
LCP_Inputs_ON_Electric_Howarth_2023_05_05 | Hydrogen | Dispatch-Generation | MI | 2040 | Winter | SMR CCS |  |  | 0 | MI
LCP_Inputs_ON_Electric_Howarth_2023_05_05 | Hydrogen | Dispatch-Generation | MI | 2040 | Winter Peak | SMR CCS |  |  | 0 | MI
LCP_Inputs_ON_Electric_Howarth_2023_05_05 | Hydrogen | Dispatch-Generation | MI | 2050 | Fall | SMR CCS |  |  | 0 | MI
LCP_Inputs_ON_Electric_Howarth_2023_05_05 | Hydrogen | Dispatch-Generation | MI | 2050 | Spring | SMR CCS |  |  | 0 | MI
LCP_Inputs_ON_Electric_Howarth_2023_05_05 | Hydrogen | Dispatch-Generation | MI | 2050 | Summer | SMR CCS |  |  | 0 | MI
LCP_Inputs_ON_Electric_Howarth_2023_05_05 | Hydrogen | Dispatch-Generation | MI | 2050 | Winter | SMR CCS |  |  | 0 | MI
LCP_Inputs_ON_Electric_Howarth_2023_05_05 | Hydrogen | Dispatch-Generation | MI | 2050 | Winter Peak | SMR CCS |  |  | 0 | MI
LCP_Inputs_ON_Electric_Howarth_2023_05_05 | Hydrogen | Dispatch-Generation | NY | 2020 | Fall | SMR CCS |  |  | 0 | NY
LCP_Inputs_ON_Electric_Howarth_2023_05_05 | Hydrogen | Dispatch-Generation | NY | 2020 | Spring | SMR CCS |  |  | 0 | NY
LCP_Inputs_ON_Electric_Howarth_2023_05_05 | Hydrogen | Dispatch-Generation | NY | 2020 | Summer | SMR CCS |  |  | 0 | NY
LCP_Inputs_ON_Electric_Howarth_2023_05_05 | Hydrogen | Dispatch-Generation | NY | 2020 | Winter | SMR CCS |  |  | 0 | NY
LCP_Inputs_ON_Electric_Howarth_2023_05_05 | Hydrogen | Dispatch-Generation | NY | 2020 | Winter Peak | SMR CCS |  |  | 0 | NY
LCP_Inputs_ON_Electric_Howarth_2023_05_05 | Hydrogen | Dispatch-Generation | NY | 2030 | Fall | SMR CCS |  |  | 0 | NY
LCP_Inputs_ON_Electric_Howarth_2023_05_05 | Hydrogen | Dispatch-Generation | NY | 2030 | Spring | SMR CCS |  |  | 0 | NY
LCP_Inputs_ON_Electric_Howarth_2023_05_05 | Hydrogen | Dispatch-Generation | NY | 2030 | Summer | SMR CCS |  |  | 0 | NY
LCP_Inputs_ON_Electric_Howarth_2023_05_05 | Hydrogen | Dispatch-Generation | NY | 2030 | Winter | SMR CCS |  |  | 0 | NY
LCP_Inputs_ON_Electric_Howarth_2023_05_05 | Hydrogen | Dispatch-Generation | NY | 2030 | Winter Peak | SMR CCS |  |  | 0 | NY
LCP_Inputs_ON_Electric_Howarth_2023_05_05 | Hydrogen | Dispatch-Generation | NY | 2040 | Fall | SMR CCS |  |  | 0 | NY
LCP_Inputs_ON_Electric_Howarth_2023_05_05 | Hydrogen | Dispatch-Generation | NY | 2040 | Spring | SMR CCS |  |  | 0 | NY
LCP_Inputs_ON_Electric_Howarth_2023_05_05 | Hydrogen | Dispatch-Generation | NY | 2040 | Summer | SMR CCS |  |  | 0 | NY
LCP_Inputs_ON_Electric_Howarth_2023_05_05 | Hydrogen | Dispatch-Generation | NY | 2040 | Winter | SMR CCS |  |  | 0 | NY
LCP_Inputs_ON_Electric_Howarth_2023_05_05 | Hydrogen | Dispatch-Generation | NY | 2040 | Winter Peak | SMR CCS |  |  | 0 | NY
LCP_Inputs_ON_Electric_Howarth_2023_05_05 | Hydrogen | Dispatch-Generation | NY | 2050 | Fall | SMR CCS |  |  | 0 | NY
LCP_Inputs_ON_Electric_Howarth_2023_05_05 | Hydrogen | Dispatch-Generation | NY | 2050 | Spring | SMR CCS |  |  | 0 | NY
LCP_Inputs_ON_Electric_Howarth_2023_05_05 | Hydrogen | Dispatch-Generation | NY | 2050 | Summer | SMR CCS |  |  | 0 | NY
LCP_Inputs_ON_Electric_Howarth_2023_05_05 | Hydrogen | Dispatch-Generation | NY | 2050 | Winter | SMR CCS |  |  | 0 | NY
LCP_Inputs_ON_Electric_Howarth_2023_05_05 | Hydrogen | Dispatch-Generation | NY | 2050 | Winter Peak | SMR CCS |  |  | 0 | NY
LCP_Inputs_ON_Electric_Howarth_2023_05_05 | Hydrogen | Dispatch-Generation | ON | 2020 | Fall | SMR CCS |  |  | 0 | ON
LCP_Inputs_ON_Electric_Howarth_2023_05_05 | Hydrogen | Dispatch-Generation | ON | 2020 | Spring | SMR CCS |  |  | 0 | ON
LCP_Inputs_ON_Electric_Howarth_2023_05_05 | Hydrogen | Dispatch-Generation | ON | 2020 | Summer | SMR CCS |  |  | 0 | ON
LCP_Inputs_ON_Electric_Howarth_2023_05_05 | Hydrogen | Dispatch-Generation | ON | 2020 | Winter | SMR CCS |  |  | 0 | ON
LCP_Inputs_ON_Electric_Howarth_2023_05_05 | Hydrogen | Dispatch-Generation | ON | 2020 | Winter Peak | SMR CCS |  |  | 0 | ON
LCP_Inputs_ON_Electric_Howarth_2023_05_05 | Hydrogen | Dispatch-Generation | ON | 2030 | Fall | SMR CCS |  |  | 2812193.9311 | ON
LCP_Inputs_ON_Electric_Howarth_2023_05_05 | Hydrogen | Dispatch-Generation | ON | 2030 | Spring | SMR CCS |  |  | 2812193.9311 | ON
LCP_Inputs_ON_Electric_Howarth_2023_05_05 | Hydrogen | Dispatch-Generation | ON | 2030 | Summer | SMR CCS |  |  | 2812193.9311 | ON
LCP_Inputs_ON_Electric_Howarth_2023_05_05 | Hydrogen | Dispatch-Generation | ON | 2030 | Winter | SMR CCS |  |  | 2812193.9311 | ON
LCP_Inputs_ON_Electric_Howarth_2023_05_05 | Hydrogen | Dispatch-Generation | ON | 2030 | Winter Peak | SMR CCS |  |  | 30903.23 | ON
LCP_Inputs_ON_Electric_Howarth_2023_05_05 | Hydrogen | Dispatch-Generation | ON | 2040 | Fall | SMR CCS |  |  | 0 | ON
LCP_Inputs_ON_Electric_Howarth_2023_05_05 | Hydrogen | Dispatch-Generation | ON | 2040 | Spring | SMR CCS |  |  | 0 | ON
LCP_Inputs_ON_Electric_Howarth_2023_05_05 | Hydrogen | Dispatch-Generation | ON | 2040 | Summer | SMR CCS |  |  | 0 | ON
LCP_Inputs_ON_Electric_Howarth_2023_05_05 | Hydrogen | Dispatch-Generation | ON | 2040 | Winter | SMR CCS |  |  | 0 | ON
LCP_Inputs_ON_Electric_Howarth_2023_05_05 | Hydrogen | Dispatch-Generation | ON | 2040 | Winter Peak | SMR CCS |  |  | 20804.2845 | ON
LCP_Inputs_ON_Electric_Howarth_2023_05_05 | Hydrogen | Dispatch-Generation | ON | 2050 | Fall | SMR CCS |  |  | 0 | ON
LCP_Inputs_ON_Electric_Howarth_2023_05_05 | Hydrogen | Dispatch-Generation | ON | 2050 | Spring | SMR CCS |  |  | 0 | ON
LCP_Inputs_ON_Electric_Howarth_2023_05_05 | Hydrogen | Dispatch-Generation | ON | 2050 | Summer | SMR CCS |  |  | 0 | ON
LCP_Inputs_ON_Electric_Howarth_2023_05_05 | Hydrogen | Dispatch-Generation | ON | 2050 | Winter | SMR CCS |  |  | 0 | ON
LCP_Inputs_ON_Electric_Howarth_2023_05_05 | Hydrogen | Dispatch-Generation | ON | 2050 | Winter Peak | SMR CCS |  |  | 10072.415 | ON
LCP_Inputs_ON_Electric_Howarth_2023_05_05 | Hydrogen | Dispatch-Generation | PJ | 2020 | Fall | SMR CCS |  |  | 0 | PJ
LCP_Inputs_ON_Electric_Howarth_2023_05_05 | Hydrogen | Dispatch-Generation | PJ | 2020 | Spring | SMR CCS |  |  | 0 | PJ
LCP_Inputs_ON_Electric_Howarth_2023_05_05 | Hydrogen | Dispatch-Generation | PJ | 2020 | Summer | SMR CCS |  |  | 0 | PJ
LCP_Inputs_ON_Electric_Howarth_2023_05_05 | Hydrogen | Dispatch-Generation | PJ | 2020 | Winter | SMR CCS |  |  | 0 | PJ
LCP_Inputs_ON_Electric_Howarth_2023_05_05 | Hydrogen | Dispatch-Generation | PJ | 2020 | Winter Peak | SMR CCS |  |  | 0 | PJ
LCP_Inputs_ON_Electric_Howarth_2023_05_05 | Hydrogen | Dispatch-Generation | PJ | 2030 | Fall | SMR CCS |  |  | 0 | PJ
LCP_Inputs_ON_Electric_Howarth_2023_05_05 | Hydrogen | Dispatch-Generation | PJ | 2030 | Spring | SMR CCS |  |  | 0 | PJ
LCP_Inputs_ON_Electric_Howarth_2023_05_05 | Hydrogen | Dispatch-Generation | PJ | 2030 | Summer | SMR CCS |  |  | 0 | PJ
LCP_Inputs_ON_Electric_Howarth_2023_05_05 | Hydrogen | Dispatch-Generation | PJ | 2030 | Winter | SMR CCS |  |  | 0 | PJ
LCP_Inputs_ON_Electric_Howarth_2023_05_05 | Hydrogen | Dispatch-Generation | PJ | 2030 | Winter Peak | SMR CCS |  |  | 0 | PJ
LCP_Inputs_ON_Electric_Howarth_2023_05_05 | Hydrogen | Dispatch-Generation | PJ | 2040 | Fall | SMR CCS |  |  | 0 | PJ
LCP_Inputs_ON_Electric_Howarth_2023_05_05 | Hydrogen | Dispatch-Generation | PJ | 2040 | Spring | SMR CCS |  |  | 0 | PJ
LCP_Inputs_ON_Electric_Howarth_2023_05_05 | Hydrogen | Dispatch-Generation | PJ | 2040 | Summer | SMR CCS |  |  | 0 | PJ
LCP_Inputs_ON_Electric_Howarth_2023_05_05 | Hydrogen | Dispatch-Generation | PJ | 2040 | Winter | SMR CCS |  |  | 0 | PJ
LCP_Inputs_ON_Electric_Howarth_2023_05_05 | Hydrogen | Dispatch-Generation | PJ | 2040 | Winter Peak | SMR CCS |  |  | 0 | PJ
LCP_Inputs_ON_Electric_Howarth_2023_05_05 | Hydrogen | Dispatch-Generation | PJ | 2050 | Fall | SMR CCS |  |  | 0 | PJ
LCP_Inputs_ON_Electric_Howarth_2023_05_05 | Hydrogen | Dispatch-Generation | PJ | 2050 | Spring | SMR CCS |  |  | 0 | PJ
LCP_Inputs_ON_Electric_Howarth_2023_05_05 | Hydrogen | Dispatch-Generation | PJ | 2050 | Summer | SMR CCS |  |  | 0 | PJ
LCP_Inputs_ON_Electric_Howarth_2023_05_05 | Hydrogen | Dispatch-Generation | PJ | 2050 | Winter | SMR CCS |  |  | 0 | PJ
LCP_Inputs_ON_Electric_Howarth_2023_05_05 | Hydrogen | Dispatch-Generation | PJ | 2050 | Winter Peak | SMR CCS |  |  | 0 | PJ
LCP_Inputs_ON_Electric_Howarth_2023_05_05 | Hydrogen | Dispatch-Generation | QC | 2020 | Fall | SMR CCS |  |  | 0 | QC
LCP_Inputs_ON_Electric_Howarth_2023_05_05 | Hydrogen | Dispatch-Generation | QC | 2020 | Spring | SMR CCS |  |  | 0 | QC
LCP_Inputs_ON_Electric_Howarth_2023_05_05 | Hydrogen | Dispatch-Generation | QC | 2020 | Summer | SMR CCS |  |  | 0 | QC
LCP_Inputs_ON_Electric_Howarth_2023_05_05 | Hydrogen | Dispatch-Generation | QC | 2020 | Winter | SMR CCS |  |  | 0 | QC
LCP_Inputs_ON_Electric_Howarth_2023_05_05 | Hydrogen | Dispatch-Generation | QC | 2020 | Winter Peak | SMR CCS |  |  | 0 | QC
LCP_Inputs_ON_Electric_Howarth_2023_05_05 | Hydrogen | Dispatch-Generation | QC | 2030 | Fall | SMR CCS |  |  | 0 | QC
LCP_Inputs_ON_Electric_Howarth_2023_05_05 | Hydrogen | Dispatch-Generation | QC | 2030 | Spring | SMR CCS |  |  | 0 | QC
LCP_Inputs_ON_Electric_Howarth_2023_05_05 | Hydrogen | Dispatch-Generation | QC | 2030 | Summer | SMR CCS |  |  | 0 | QC
LCP_Inputs_ON_Electric_Howarth_2023_05_05 | Hydrogen | Dispatch-Generation | QC | 2030 | Winter | SMR CCS |  |  | 0 | QC
LCP_Inputs_ON_Electric_Howarth_2023_05_05 | Hydrogen | Dispatch-Generation | QC | 2030 | Winter Peak | SMR CCS |  |  | 0 | QC
LCP_Inputs_ON_Electric_Howarth_2023_05_05 | Hydrogen | Dispatch-Generation | QC | 2040 | Fall | SMR CCS |  |  | 0 | QC
LCP_Inputs_ON_Electric_Howarth_2023_05_05 | Hydrogen | Dispatch-Generation | QC | 2040 | Spring | SMR CCS |  |  | 0 | QC
LCP_Inputs_ON_Electric_Howarth_2023_05_05 | Hydrogen | Dispatch-Generation | QC | 2040 | Summer | SMR CCS |  |  | 0 | QC
LCP_Inputs_ON_Electric_Howarth_2023_05_05 | Hydrogen | Dispatch-Generation | QC | 2040 | Winter | SMR CCS |  |  | 0 | QC
LCP_Inputs_ON_Electric_Howarth_2023_05_05 | Hydrogen | Dispatch-Generation | QC | 2040 | Winter Peak | SMR CCS |  |  | 0 | QC
LCP_Inputs_ON_Electric_Howarth_2023_05_05 | Hydrogen | Dispatch-Generation | QC | 2050 | Fall | SMR CCS |  |  | 0 | QC
LCP_Inputs_ON_Electric_Howarth_2023_05_05 | Hydrogen | Dispatch-Generation | QC | 2050 | Spring | SMR CCS |  |  | 0 | QC
LCP_Inputs_ON_Electric_Howarth_2023_05_05 | Hydrogen | Dispatch-Generation | QC | 2050 | Summer | SMR CCS |  |  | 0 | QC
LCP_Inputs_ON_Electric_Howarth_2023_05_05 | Hydrogen | Dispatch-Generation | QC | 2050 | Winter | SMR CCS |  |  | 0 | QC
LCP_Inputs_ON_Electric_Howarth_2023_05_05 | Hydrogen | Dispatch-Generation | QC | 2050 | Winter Peak | SMR CCS |  |  | 0 | QC
LCP_Inputs_ON_Electric_Howarth_2023_05_05 | Hydrogen | Dispatch-Generation | WC | 2020 | Fall | SMR CCS |  |  | 0 | WC
LCP_Inputs_ON_Electric_Howarth_2023_05_05 | Hydrogen | Dispatch-Generation | WC | 2020 | Spring | SMR CCS |  |  | 0 | WC
LCP_Inputs_ON_Electric_Howarth_2023_05_05 | Hydrogen | Dispatch-Generation | WC | 2020 | Summer | SMR CCS |  |  | 0 | WC
LCP_Inputs_ON_Electric_Howarth_2023_05_05 | Hydrogen | Dispatch-Generation | WC | 2020 | Winter | SMR CCS |  |  | 0 | WC
LCP_Inputs_ON_Electric_Howarth_2023_05_05 | Hydrogen | Dispatch-Generation | WC | 2020 | Winter Peak | SMR CCS |  |  | 0 | WC
LCP_Inputs_ON_Electric_Howarth_2023_05_05 | Hydrogen | Dispatch-Generation | WC | 2030 | Fall | SMR CCS |  |  | 0 | WC
LCP_Inputs_ON_Electric_Howarth_2023_05_05 | Hydrogen | Dispatch-Generation | WC | 2030 | Spring | SMR CCS |  |  | 0 | WC
LCP_Inputs_ON_Electric_Howarth_2023_05_05 | Hydrogen | Dispatch-Generation | WC | 2030 | Summer | SMR CCS |  |  | 0 | WC
LCP_Inputs_ON_Electric_Howarth_2023_05_05 | Hydrogen | Dispatch-Generation | WC | 2030 | Winter | SMR CCS |  |  | 0 | WC
LCP_Inputs_ON_Electric_Howarth_2023_05_05 | Hydrogen | Dispatch-Generation | WC | 2030 | Winter Peak | SMR CCS |  |  | 0 | WC
LCP_Inputs_ON_Electric_Howarth_2023_05_05 | Hydrogen | Dispatch-Generation | WC | 2040 | Fall | SMR CCS |  |  | 0 | WC
LCP_Inputs_ON_Electric_Howarth_2023_05_05 | Hydrogen | Dispatch-Generation | WC | 2040 | Spring | SMR CCS |  |  | 0 | WC
LCP_Inputs_ON_Electric_Howarth_2023_05_05 | Hydrogen | Dispatch-Generation | WC | 2040 | Summer | SMR CCS |  |  | 0 | WC
LCP_Inputs_ON_Electric_Howarth_2023_05_05 | Hydrogen | Dispatch-Generation | WC | 2040 | Winter | SMR CCS |  |  | 0 | WC
LCP_Inputs_ON_Electric_Howarth_2023_05_05 | Hydrogen | Dispatch-Generation | WC | 2040 | Winter Peak | SMR CCS |  |  | 0 | WC
LCP_Inputs_ON_Electric_Howarth_2023_05_05 | Hydrogen | Dispatch-Generation | WC | 2050 | Fall | SMR CCS |  |  | 0 | WC
LCP_Inputs_ON_Electric_Howarth_2023_05_05 | Hydrogen | Dispatch-Generation | WC | 2050 | Spring | SMR CCS |  |  | 0 | WC
LCP_Inputs_ON_Electric_Howarth_2023_05_05 | Hydrogen | Dispatch-Generation | WC | 2050 | Summer | SMR CCS |  |  | 0 | WC
LCP_Inputs_ON_Electric_Howarth_2023_05_05 | Hydrogen | Dispatch-Generation | WC | 2050 | Winter | SMR CCS |  |  | 0 | WC
LCP_Inputs_ON_Electric_Howarth_2023_05_05 | Hydrogen | Dispatch-Generation | WC | 2050 | Winter Peak | SMR CCS |  |  | 0 | WC
LCP_Inputs_ON_Electric_Howarth_2023_05_05 | Hydrogen | Dispatch-Import | MI | 2020 | Fall | H2 Import - QC |  |  | 0 | MI
LCP_Inputs_ON_Electric_Howarth_2023_05_05 | Hydrogen | Dispatch-Import | MI | 2020 | Fall | H2 Import - WC |  |  | 0 | MI
LCP_Inputs_ON_Electric_Howarth_2023_05_05 | Hydrogen | Dispatch-Import | MI | 2020 | Spring | H2 Import - QC |  |  | 0 | MI
LCP_Inputs_ON_Electric_Howarth_2023_05_05 | Hydrogen | Dispatch-Import | MI | 2020 | Spring | H2 Import - WC |  |  | 0 | MI
LCP_Inputs_ON_Electric_Howarth_2023_05_05 | Hydrogen | Dispatch-Import | MI | 2020 | Summer | H2 Import - QC |  |  | 0 | MI
LCP_Inputs_ON_Electric_Howarth_2023_05_05 | Hydrogen | Dispatch-Import | MI | 2020 | Summer | H2 Import - WC |  |  | 0 | MI
LCP_Inputs_ON_Electric_Howarth_2023_05_05 | Hydrogen | Dispatch-Import | MI | 2020 | Winter | H2 Import - QC |  |  | 0 | MI
LCP_Inputs_ON_Electric_Howarth_2023_05_05 | Hydrogen | Dispatch-Import | MI | 2020 | Winter | H2 Import - WC |  |  | 0 | MI
LCP_Inputs_ON_Electric_Howarth_2023_05_05 | Hydrogen | Dispatch-Import | MI | 2020 | Winter Peak | H2 Import - QC |  |  | 0 | MI
LCP_Inputs_ON_Electric_Howarth_2023_05_05 | Hydrogen | Dispatch-Import | MI | 2020 | Winter Peak | H2 Import - WC |  |  | 0 | MI
LCP_Inputs_ON_Electric_Howarth_2023_05_05 | Hydrogen | Dispatch-Import | MI | 2030 | Fall | H2 Import - QC |  |  | 0 | MI
LCP_Inputs_ON_Electric_Howarth_2023_05_05 | Hydrogen | Dispatch-Import | MI | 2030 | Fall | H2 Import - WC |  |  | 0 | MI
LCP_Inputs_ON_Electric_Howarth_2023_05_05 | Hydrogen | Dispatch-Import | MI | 2030 | Spring | H2 Import - QC |  |  | 0 | MI
LCP_Inputs_ON_Electric_Howarth_2023_05_05 | Hydrogen | Dispatch-Import | MI | 2030 | Spring | H2 Import - WC |  |  | 0 | MI
LCP_Inputs_ON_Electric_Howarth_2023_05_05 | Hydrogen | Dispatch-Import | MI | 2030 | Summer | H2 Import - QC |  |  | 0 | MI
LCP_Inputs_ON_Electric_Howarth_2023_05_05 | Hydrogen | Dispatch-Import | MI | 2030 | Summer | H2 Import - WC |  |  | 0 | MI
LCP_Inputs_ON_Electric_Howarth_2023_05_05 | Hydrogen | Dispatch-Import | MI | 2030 | Winter | H2 Import - QC |  |  | 0 | MI
LCP_Inputs_ON_Electric_Howarth_2023_05_05 | Hydrogen | Dispatch-Import | MI | 2030 | Winter | H2 Import - WC |  |  | 0 | MI
LCP_Inputs_ON_Electric_Howarth_2023_05_05 | Hydrogen | Dispatch-Import | MI | 2030 | Winter Peak | H2 Import - QC |  |  | 0 | MI
LCP_Inputs_ON_Electric_Howarth_2023_05_05 | Hydrogen | Dispatch-Import | MI | 2030 | Winter Peak | H2 Import - WC |  |  | 0 | MI
LCP_Inputs_ON_Electric_Howarth_2023_05_05 | Hydrogen | Dispatch-Import | MI | 2040 | Fall | H2 Import - QC |  |  | 0 | MI
LCP_Inputs_ON_Electric_Howarth_2023_05_05 | Hydrogen | Dispatch-Import | MI | 2040 | Fall | H2 Import - WC |  |  | 0 | MI
LCP_Inputs_ON_Electric_Howarth_2023_05_05 | Hydrogen | Dispatch-Import | MI | 2040 | Spring | H2 Import - QC |  |  | 0 | MI
LCP_Inputs_ON_Electric_Howarth_2023_05_05 | Hydrogen | Dispatch-Import | MI | 2040 | Spring | H2 Import - WC |  |  | 0 | MI
LCP_Inputs_ON_Electric_Howarth_2023_05_05 | Hydrogen | Dispatch-Import | MI | 2040 | Summer | H2 Import - QC |  |  | 0 | MI
LCP_Inputs_ON_Electric_Howarth_2023_05_05 | Hydrogen | Dispatch-Import | MI | 2040 | Summer | H2 Import - WC |  |  | 0 | MI
LCP_Inputs_ON_Electric_Howarth_2023_05_05 | Hydrogen | Dispatch-Import | MI | 2040 | Winter | H2 Import - QC |  |  | 0 | MI
LCP_Inputs_ON_Electric_Howarth_2023_05_05 | Hydrogen | Dispatch-Import | MI | 2040 | Winter | H2 Import - WC |  |  | 0 | MI
LCP_Inputs_ON_Electric_Howarth_2023_05_05 | Hydrogen | Dispatch-Import | MI | 2040 | Winter Peak | H2 Import - QC |  |  | 0 | MI
LCP_Inputs_ON_Electric_Howarth_2023_05_05 | Hydrogen | Dispatch-Import | MI | 2040 | Winter Peak | H2 Import - WC |  |  | 0 | MI
LCP_Inputs_ON_Electric_Howarth_2023_05_05 | Hydrogen | Dispatch-Import | MI | 2050 | Fall | H2 Import - QC |  |  | 0 | MI
LCP_Inputs_ON_Electric_Howarth_2023_05_05 | Hydrogen | Dispatch-Import | MI | 2050 | Fall | H2 Import - WC |  |  | 0 | MI
LCP_Inputs_ON_Electric_Howarth_2023_05_05 | Hydrogen | Dispatch-Import | MI | 2050 | Spring | H2 Import - QC |  |  | 0 | MI
LCP_Inputs_ON_Electric_Howarth_2023_05_05 | Hydrogen | Dispatch-Import | MI | 2050 | Spring | H2 Import - WC |  |  | 0 | MI
LCP_Inputs_ON_Electric_Howarth_2023_05_05 | Hydrogen | Dispatch-Import | MI | 2050 | Summer | H2 Import - QC |  |  | 0 | MI
LCP_Inputs_ON_Electric_Howarth_2023_05_05 | Hydrogen | Dispatch-Import | MI | 2050 | Summer | H2 Import - WC |  |  | 0 | MI
LCP_Inputs_ON_Electric_Howarth_2023_05_05 | Hydrogen | Dispatch-Import | MI | 2050 | Winter | H2 Import - QC |  |  | 0 | MI
LCP_Inputs_ON_Electric_Howarth_2023_05_05 | Hydrogen | Dispatch-Import | MI | 2050 | Winter | H2 Import - WC |  |  | 0 | MI
LCP_Inputs_ON_Electric_Howarth_2023_05_05 | Hydrogen | Dispatch-Import | MI | 2050 | Winter Peak | H2 Import - QC |  |  | 0 | MI
LCP_Inputs_ON_Electric_Howarth_2023_05_05 | Hydrogen | Dispatch-Import | MI | 2050 | Winter Peak | H2 Import - WC |  |  | 0 | MI
LCP_Inputs_ON_Electric_Howarth_2023_05_05 | Hydrogen | Dispatch-Import | NY | 2020 | Fall | H2 Import - QC |  |  | 0 | NY
LCP_Inputs_ON_Electric_Howarth_2023_05_05 | Hydrogen | Dispatch-Import | NY | 2020 | Fall | H2 Import - WC |  |  | 0 | NY
LCP_Inputs_ON_Electric_Howarth_2023_05_05 | Hydrogen | Dispatch-Import | NY | 2020 | Spring | H2 Import - QC |  |  | 0 | NY
LCP_Inputs_ON_Electric_Howarth_2023_05_05 | Hydrogen | Dispatch-Import | NY | 2020 | Spring | H2 Import - WC |  |  | 0 | NY
LCP_Inputs_ON_Electric_Howarth_2023_05_05 | Hydrogen | Dispatch-Import | NY | 2020 | Summer | H2 Import - QC |  |  | 0 | NY
LCP_Inputs_ON_Electric_Howarth_2023_05_05 | Hydrogen | Dispatch-Import | NY | 2020 | Summer | H2 Import - WC |  |  | 0 | NY
LCP_Inputs_ON_Electric_Howarth_2023_05_05 | Hydrogen | Dispatch-Import | NY | 2020 | Winter | H2 Import - QC |  |  | 0 | NY
LCP_Inputs_ON_Electric_Howarth_2023_05_05 | Hydrogen | Dispatch-Import | NY | 2020 | Winter | H2 Import - WC |  |  | 0 | NY
LCP_Inputs_ON_Electric_Howarth_2023_05_05 | Hydrogen | Dispatch-Import | NY | 2020 | Winter Peak | H2 Import - QC |  |  | 0 | NY
LCP_Inputs_ON_Electric_Howarth_2023_05_05 | Hydrogen | Dispatch-Import | NY | 2020 | Winter Peak | H2 Import - WC |  |  | 0 | NY
LCP_Inputs_ON_Electric_Howarth_2023_05_05 | Hydrogen | Dispatch-Import | NY | 2030 | Fall | H2 Import - QC |  |  | 0 | NY
LCP_Inputs_ON_Electric_Howarth_2023_05_05 | Hydrogen | Dispatch-Import | NY | 2030 | Fall | H2 Import - WC |  |  | 0 | NY
LCP_Inputs_ON_Electric_Howarth_2023_05_05 | Hydrogen | Dispatch-Import | NY | 2030 | Spring | H2 Import - QC |  |  | 0 | NY
LCP_Inputs_ON_Electric_Howarth_2023_05_05 | Hydrogen | Dispatch-Import | NY | 2030 | Spring | H2 Import - WC |  |  | 0 | NY
LCP_Inputs_ON_Electric_Howarth_2023_05_05 | Hydrogen | Dispatch-Import | NY | 2030 | Summer | H2 Import - QC |  |  | 0 | NY
LCP_Inputs_ON_Electric_Howarth_2023_05_05 | Hydrogen | Dispatch-Import | NY | 2030 | Summer | H2 Import - WC |  |  | 0 | NY
LCP_Inputs_ON_Electric_Howarth_2023_05_05 | Hydrogen | Dispatch-Import | NY | 2030 | Winter | H2 Import - QC |  |  | 0 | NY
LCP_Inputs_ON_Electric_Howarth_2023_05_05 | Hydrogen | Dispatch-Import | NY | 2030 | Winter | H2 Import - WC |  |  | 0 | NY
LCP_Inputs_ON_Electric_Howarth_2023_05_05 | Hydrogen | Dispatch-Import | NY | 2030 | Winter Peak | H2 Import - QC |  |  | 0 | NY
LCP_Inputs_ON_Electric_Howarth_2023_05_05 | Hydrogen | Dispatch-Import | NY | 2030 | Winter Peak | H2 Import - WC |  |  | 0 | NY
LCP_Inputs_ON_Electric_Howarth_2023_05_05 | Hydrogen | Dispatch-Import | NY | 2040 | Fall | H2 Import - QC |  |  | 0 | NY
LCP_Inputs_ON_Electric_Howarth_2023_05_05 | Hydrogen | Dispatch-Import | NY | 2040 | Fall | H2 Import - WC |  |  | 0 | NY
LCP_Inputs_ON_Electric_Howarth_2023_05_05 | Hydrogen | Dispatch-Import | NY | 2040 | Spring | H2 Import - QC |  |  | 0 | NY
LCP_Inputs_ON_Electric_Howarth_2023_05_05 | Hydrogen | Dispatch-Import | NY | 2040 | Spring | H2 Import - WC |  |  | 0 | NY
LCP_Inputs_ON_Electric_Howarth_2023_05_05 | Hydrogen | Dispatch-Import | NY | 2040 | Summer | H2 Import - QC |  |  | 0 | NY
LCP_Inputs_ON_Electric_Howarth_2023_05_05 | Hydrogen | Dispatch-Import | NY | 2040 | Summer | H2 Import - WC |  |  | 0 | NY
LCP_Inputs_ON_Electric_Howarth_2023_05_05 | Hydrogen | Dispatch-Import | NY | 2040 | Winter | H2 Import - QC |  |  | 0 | NY
LCP_Inputs_ON_Electric_Howarth_2023_05_05 | Hydrogen | Dispatch-Import | NY | 2040 | Winter | H2 Import - WC |  |  | 0 | NY
LCP_Inputs_ON_Electric_Howarth_2023_05_05 | Hydrogen | Dispatch-Import | NY | 2040 | Winter Peak | H2 Import - QC |  |  | 0 | NY
LCP_Inputs_ON_Electric_Howarth_2023_05_05 | Hydrogen | Dispatch-Import | NY | 2040 | Winter Peak | H2 Import - WC |  |  | 0 | NY
LCP_Inputs_ON_Electric_Howarth_2023_05_05 | Hydrogen | Dispatch-Import | NY | 2050 | Fall | H2 Import - QC |  |  | 0 | NY
LCP_Inputs_ON_Electric_Howarth_2023_05_05 | Hydrogen | Dispatch-Import | NY | 2050 | Fall | H2 Import - WC |  |  | 0 | NY
LCP_Inputs_ON_Electric_Howarth_2023_05_05 | Hydrogen | Dispatch-Import | NY | 2050 | Spring | H2 Import - QC |  |  | 0 | NY
LCP_Inputs_ON_Electric_Howarth_2023_05_05 | Hydrogen | Dispatch-Import | NY | 2050 | Spring | H2 Import - WC |  |  | 0 | NY
LCP_Inputs_ON_Electric_Howarth_2023_05_05 | Hydrogen | Dispatch-Import | NY | 2050 | Summer | H2 Import - QC |  |  | 0 | NY
LCP_Inputs_ON_Electric_Howarth_2023_05_05 | Hydrogen | Dispatch-Import | NY | 2050 | Summer | H2 Import - WC |  |  | 0 | NY
LCP_Inputs_ON_Electric_Howarth_2023_05_05 | Hydrogen | Dispatch-Import | NY | 2050 | Winter | H2 Import - QC |  |  | 0 | NY
LCP_Inputs_ON_Electric_Howarth_2023_05_05 | Hydrogen | Dispatch-Import | NY | 2050 | Winter | H2 Import - WC |  |  | 0 | NY
LCP_Inputs_ON_Electric_Howarth_2023_05_05 | Hydrogen | Dispatch-Import | NY | 2050 | Winter Peak | H2 Import - QC |  |  | 0 | NY
LCP_Inputs_ON_Electric_Howarth_2023_05_05 | Hydrogen | Dispatch-Import | NY | 2050 | Winter Peak | H2 Import - WC |  |  | 0 | NY
LCP_Inputs_ON_Electric_Howarth_2023_05_05 | Hydrogen | Dispatch-Import | ON | 2020 | Fall | H2 Import - QC |  |  | 0 | ON
LCP_Inputs_ON_Electric_Howarth_2023_05_05 | Hydrogen | Dispatch-Import | ON | 2020 | Fall | H2 Import - WC |  |  | 0 | ON
LCP_Inputs_ON_Electric_Howarth_2023_05_05 | Hydrogen | Dispatch-Import | ON | 2020 | Spring | H2 Import - QC |  |  | 0 | ON
LCP_Inputs_ON_Electric_Howarth_2023_05_05 | Hydrogen | Dispatch-Import | ON | 2020 | Spring | H2 Import - WC |  |  | 0 | ON
LCP_Inputs_ON_Electric_Howarth_2023_05_05 | Hydrogen | Dispatch-Import | ON | 2020 | Summer | H2 Import - QC |  |  | 0 | ON
LCP_Inputs_ON_Electric_Howarth_2023_05_05 | Hydrogen | Dispatch-Import | ON | 2020 | Summer | H2 Import - WC |  |  | 0 | ON
LCP_Inputs_ON_Electric_Howarth_2023_05_05 | Hydrogen | Dispatch-Import | ON | 2020 | Winter | H2 Import - QC |  |  | 0 | ON
LCP_Inputs_ON_Electric_Howarth_2023_05_05 | Hydrogen | Dispatch-Import | ON | 2020 | Winter | H2 Import - WC |  |  | 0 | ON
LCP_Inputs_ON_Electric_Howarth_2023_05_05 | Hydrogen | Dispatch-Import | ON | 2020 | Winter Peak | H2 Import - QC |  |  | 0 | ON
LCP_Inputs_ON_Electric_Howarth_2023_05_05 | Hydrogen | Dispatch-Import | ON | 2020 | Winter Peak | H2 Import - WC |  |  | 0 | ON
LCP_Inputs_ON_Electric_Howarth_2023_05_05 | Hydrogen | Dispatch-Import | ON | 2030 | Fall | H2 Import - QC |  |  | 0 | ON
LCP_Inputs_ON_Electric_Howarth_2023_05_05 | Hydrogen | Dispatch-Import | ON | 2030 | Fall | H2 Import - WC |  |  | 0 | ON
LCP_Inputs_ON_Electric_Howarth_2023_05_05 | Hydrogen | Dispatch-Import | ON | 2030 | Spring | H2 Import - QC |  |  | 0 | ON
LCP_Inputs_ON_Electric_Howarth_2023_05_05 | Hydrogen | Dispatch-Import | ON | 2030 | Spring | H2 Import - WC |  |  | 0 | ON
LCP_Inputs_ON_Electric_Howarth_2023_05_05 | Hydrogen | Dispatch-Import | ON | 2030 | Summer | H2 Import - QC |  |  | 0 | ON
LCP_Inputs_ON_Electric_Howarth_2023_05_05 | Hydrogen | Dispatch-Import | ON | 2030 | Summer | H2 Import - WC |  |  | 0 | ON
LCP_Inputs_ON_Electric_Howarth_2023_05_05 | Hydrogen | Dispatch-Import | ON | 2030 | Winter | H2 Import - QC |  |  | 0 | ON
LCP_Inputs_ON_Electric_Howarth_2023_05_05 | Hydrogen | Dispatch-Import | ON | 2030 | Winter | H2 Import - WC |  |  | 0 | ON
LCP_Inputs_ON_Electric_Howarth_2023_05_05 | Hydrogen | Dispatch-Import | ON | 2030 | Winter Peak | H2 Import - QC |  |  | 0 | ON
LCP_Inputs_ON_Electric_Howarth_2023_05_05 | Hydrogen | Dispatch-Import | ON | 2030 | Winter Peak | H2 Import - WC |  |  | 0 | ON
LCP_Inputs_ON_Electric_Howarth_2023_05_05 | Hydrogen | Dispatch-Import | ON | 2040 | Fall | H2 Import - QC |  |  | 0 | ON
LCP_Inputs_ON_Electric_Howarth_2023_05_05 | Hydrogen | Dispatch-Import | ON | 2040 | Fall | H2 Import - WC |  |  | 0 | ON
LCP_Inputs_ON_Electric_Howarth_2023_05_05 | Hydrogen | Dispatch-Import | ON | 2040 | Spring | H2 Import - QC |  |  | 0 | ON
LCP_Inputs_ON_Electric_Howarth_2023_05_05 | Hydrogen | Dispatch-Import | ON | 2040 | Spring | H2 Import - WC |  |  | 0 | ON
LCP_Inputs_ON_Electric_Howarth_2023_05_05 | Hydrogen | Dispatch-Import | ON | 2040 | Summer | H2 Import - QC |  |  | 0 | ON
LCP_Inputs_ON_Electric_Howarth_2023_05_05 | Hydrogen | Dispatch-Import | ON | 2040 | Summer | H2 Import - WC |  |  | 0 | ON
LCP_Inputs_ON_Electric_Howarth_2023_05_05 | Hydrogen | Dispatch-Import | ON | 2040 | Winter | H2 Import - QC |  |  | 0 | ON
LCP_Inputs_ON_Electric_Howarth_2023_05_05 | Hydrogen | Dispatch-Import | ON | 2040 | Winter | H2 Import - WC |  |  | 0 | ON
LCP_Inputs_ON_Electric_Howarth_2023_05_05 | Hydrogen | Dispatch-Import | ON | 2040 | Winter Peak | H2 Import - QC |  |  | 0 | ON
LCP_Inputs_ON_Electric_Howarth_2023_05_05 | Hydrogen | Dispatch-Import | ON | 2040 | Winter Peak | H2 Import - WC |  |  | 0 | ON
LCP_Inputs_ON_Electric_Howarth_2023_05_05 | Hydrogen | Dispatch-Import | ON | 2050 | Fall | H2 Import - QC |  |  | 0 | ON
LCP_Inputs_ON_Electric_Howarth_2023_05_05 | Hydrogen | Dispatch-Import | ON | 2050 | Fall | H2 Import - WC |  |  | 0 | ON
LCP_Inputs_ON_Electric_Howarth_2023_05_05 | Hydrogen | Dispatch-Import | ON | 2050 | Spring | H2 Import - QC |  |  | 0 | ON
LCP_Inputs_ON_Electric_Howarth_2023_05_05 | Hydrogen | Dispatch-Import | ON | 2050 | Spring | H2 Import - WC |  |  | 0 | ON
LCP_Inputs_ON_Electric_Howarth_2023_05_05 | Hydrogen | Dispatch-Import | ON | 2050 | Summer | H2 Import - QC |  |  | 0 | ON
LCP_Inputs_ON_Electric_Howarth_2023_05_05 | Hydrogen | Dispatch-Import | ON | 2050 | Summer | H2 Import - WC |  |  | 0 | ON
LCP_Inputs_ON_Electric_Howarth_2023_05_05 | Hydrogen | Dispatch-Import | ON | 2050 | Winter | H2 Import - QC |  |  | 0 | ON
LCP_Inputs_ON_Electric_Howarth_2023_05_05 | Hydrogen | Dispatch-Import | ON | 2050 | Winter | H2 Import - WC |  |  | 0 | ON
LCP_Inputs_ON_Electric_Howarth_2023_05_05 | Hydrogen | Dispatch-Import | ON | 2050 | Winter Peak | H2 Import - QC |  |  | 0 | ON
LCP_Inputs_ON_Electric_Howarth_2023_05_05 | Hydrogen | Dispatch-Import | ON | 2050 | Winter Peak | H2 Import - WC |  |  | 0 | ON
LCP_Inputs_ON_Electric_Howarth_2023_05_05 | Hydrogen | Dispatch-Import | PJ | 2020 | Fall | H2 Import - QC |  |  | 0 | PJ
LCP_Inputs_ON_Electric_Howarth_2023_05_05 | Hydrogen | Dispatch-Import | PJ | 2020 | Fall | H2 Import - WC |  |  | 0 | PJ
LCP_Inputs_ON_Electric_Howarth_2023_05_05 | Hydrogen | Dispatch-Import | PJ | 2020 | Spring | H2 Import - QC |  |  | 0 | PJ
LCP_Inputs_ON_Electric_Howarth_2023_05_05 | Hydrogen | Dispatch-Import | PJ | 2020 | Spring | H2 Import - WC |  |  | 0 | PJ
LCP_Inputs_ON_Electric_Howarth_2023_05_05 | Hydrogen | Dispatch-Import | PJ | 2020 | Summer | H2 Import - QC |  |  | 0 | PJ
LCP_Inputs_ON_Electric_Howarth_2023_05_05 | Hydrogen | Dispatch-Import | PJ | 2020 | Summer | H2 Import - WC |  |  | 0 | PJ
LCP_Inputs_ON_Electric_Howarth_2023_05_05 | Hydrogen | Dispatch-Import | PJ | 2020 | Winter | H2 Import - QC |  |  | 0 | PJ
LCP_Inputs_ON_Electric_Howarth_2023_05_05 | Hydrogen | Dispatch-Import | PJ | 2020 | Winter | H2 Import - WC |  |  | 0 | PJ
LCP_Inputs_ON_Electric_Howarth_2023_05_05 | Hydrogen | Dispatch-Import | PJ | 2020 | Winter Peak | H2 Import - QC |  |  | 0 | PJ
LCP_Inputs_ON_Electric_Howarth_2023_05_05 | Hydrogen | Dispatch-Import | PJ | 2020 | Winter Peak | H2 Import - WC |  |  | 0 | PJ
LCP_Inputs_ON_Electric_Howarth_2023_05_05 | Hydrogen | Dispatch-Import | PJ | 2030 | Fall | H2 Import - QC |  |  | 0 | PJ
LCP_Inputs_ON_Electric_Howarth_2023_05_05 | Hydrogen | Dispatch-Import | PJ | 2030 | Fall | H2 Import - WC |  |  | 0 | PJ
LCP_Inputs_ON_Electric_Howarth_2023_05_05 | Hydrogen | Dispatch-Import | PJ | 2030 | Spring | H2 Import - QC |  |  | 0 | PJ
LCP_Inputs_ON_Electric_Howarth_2023_05_05 | Hydrogen | Dispatch-Import | PJ | 2030 | Spring | H2 Import - WC |  |  | 0 | PJ
LCP_Inputs_ON_Electric_Howarth_2023_05_05 | Hydrogen | Dispatch-Import | PJ | 2030 | Summer | H2 Import - QC |  |  | 0 | PJ
LCP_Inputs_ON_Electric_Howarth_2023_05_05 | Hydrogen | Dispatch-Import | PJ | 2030 | Summer | H2 Import - WC |  |  | 0 | PJ
LCP_Inputs_ON_Electric_Howarth_2023_05_05 | Hydrogen | Dispatch-Import | PJ | 2030 | Winter | H2 Import - QC |  |  | 0 | PJ
LCP_Inputs_ON_Electric_Howarth_2023_05_05 | Hydrogen | Dispatch-Import | PJ | 2030 | Winter | H2 Import - WC |  |  | 0 | PJ
LCP_Inputs_ON_Electric_Howarth_2023_05_05 | Hydrogen | Dispatch-Import | PJ | 2030 | Winter Peak | H2 Import - QC |  |  | 0 | PJ
LCP_Inputs_ON_Electric_Howarth_2023_05_05 | Hydrogen | Dispatch-Import | PJ | 2030 | Winter Peak | H2 Import - WC |  |  | 0 | PJ
LCP_Inputs_ON_Electric_Howarth_2023_05_05 | Hydrogen | Dispatch-Import | PJ | 2040 | Fall | H2 Import - QC |  |  | 0 | PJ
LCP_Inputs_ON_Electric_Howarth_2023_05_05 | Hydrogen | Dispatch-Import | PJ | 2040 | Fall | H2 Import - WC |  |  | 0 | PJ
LCP_Inputs_ON_Electric_Howarth_2023_05_05 | Hydrogen | Dispatch-Import | PJ | 2040 | Spring | H2 Import - QC |  |  | 0 | PJ
LCP_Inputs_ON_Electric_Howarth_2023_05_05 | Hydrogen | Dispatch-Import | PJ | 2040 | Spring | H2 Import - WC |  |  | 0 | PJ
LCP_Inputs_ON_Electric_Howarth_2023_05_05 | Hydrogen | Dispatch-Import | PJ | 2040 | Summer | H2 Import - QC |  |  | 0 | PJ
LCP_Inputs_ON_Electric_Howarth_2023_05_05 | Hydrogen | Dispatch-Import | PJ | 2040 | Summer | H2 Import - WC |  |  | 0 | PJ
LCP_Inputs_ON_Electric_Howarth_2023_05_05 | Hydrogen | Dispatch-Import | PJ | 2040 | Winter | H2 Import - QC |  |  | 0 | PJ
LCP_Inputs_ON_Electric_Howarth_2023_05_05 | Hydrogen | Dispatch-Import | PJ | 2040 | Winter | H2 Import - WC |  |  | 0 | PJ
LCP_Inputs_ON_Electric_Howarth_2023_05_05 | Hydrogen | Dispatch-Import | PJ | 2040 | Winter Peak | H2 Import - QC |  |  | 0 | PJ
LCP_Inputs_ON_Electric_Howarth_2023_05_05 | Hydrogen | Dispatch-Import | PJ | 2040 | Winter Peak | H2 Import - WC |  |  | 0 | PJ
LCP_Inputs_ON_Electric_Howarth_2023_05_05 | Hydrogen | Dispatch-Import | PJ | 2050 | Fall | H2 Import - QC |  |  | 0 | PJ
LCP_Inputs_ON_Electric_Howarth_2023_05_05 | Hydrogen | Dispatch-Import | PJ | 2050 | Fall | H2 Import - WC |  |  | 0 | PJ
LCP_Inputs_ON_Electric_Howarth_2023_05_05 | Hydrogen | Dispatch-Import | PJ | 2050 | Spring | H2 Import - QC |  |  | 0 | PJ
LCP_Inputs_ON_Electric_Howarth_2023_05_05 | Hydrogen | Dispatch-Import | PJ | 2050 | Spring | H2 Import - WC |  |  | 0 | PJ
LCP_Inputs_ON_Electric_Howarth_2023_05_05 | Hydrogen | Dispatch-Import | PJ | 2050 | Summer | H2 Import - QC |  |  | 0 | PJ
LCP_Inputs_ON_Electric_Howarth_2023_05_05 | Hydrogen | Dispatch-Import | PJ | 2050 | Summer | H2 Import - WC |  |  | 0 | PJ
LCP_Inputs_ON_Electric_Howarth_2023_05_05 | Hydrogen | Dispatch-Import | PJ | 2050 | Winter | H2 Import - QC |  |  | 0 | PJ
LCP_Inputs_ON_Electric_Howarth_2023_05_05 | Hydrogen | Dispatch-Import | PJ | 2050 | Winter | H2 Import - WC |  |  | 0 | PJ
LCP_Inputs_ON_Electric_Howarth_2023_05_05 | Hydrogen | Dispatch-Import | PJ | 2050 | Winter Peak | H2 Import - QC |  |  | 0 | PJ
LCP_Inputs_ON_Electric_Howarth_2023_05_05 | Hydrogen | Dispatch-Import | PJ | 2050 | Winter Peak | H2 Import - WC |  |  | 0 | PJ
LCP_Inputs_ON_Electric_Howarth_2023_05_05 | Hydrogen | Dispatch-Import | QC | 2020 | Fall | H2 Import - QC |  |  | 0 | QC
LCP_Inputs_ON_Electric_Howarth_2023_05_05 | Hydrogen | Dispatch-Import | QC | 2020 | Fall | H2 Import - WC |  |  | 0 | QC
LCP_Inputs_ON_Electric_Howarth_2023_05_05 | Hydrogen | Dispatch-Import | QC | 2020 | Spring | H2 Import - QC |  |  | 0 | QC
LCP_Inputs_ON_Electric_Howarth_2023_05_05 | Hydrogen | Dispatch-Import | QC | 2020 | Spring | H2 Import - WC |  |  | 0 | QC
LCP_Inputs_ON_Electric_Howarth_2023_05_05 | Hydrogen | Dispatch-Import | QC | 2020 | Summer | H2 Import - QC |  |  | 0 | QC
LCP_Inputs_ON_Electric_Howarth_2023_05_05 | Hydrogen | Dispatch-Import | QC | 2020 | Summer | H2 Import - WC |  |  | 0 | QC
LCP_Inputs_ON_Electric_Howarth_2023_05_05 | Hydrogen | Dispatch-Import | QC | 2020 | Winter | H2 Import - QC |  |  | 0 | QC
LCP_Inputs_ON_Electric_Howarth_2023_05_05 | Hydrogen | Dispatch-Import | QC | 2020 | Winter | H2 Import - WC |  |  | 0 | QC
LCP_Inputs_ON_Electric_Howarth_2023_05_05 | Hydrogen | Dispatch-Import | QC | 2020 | Winter Peak | H2 Import - QC |  |  | 0 | QC
LCP_Inputs_ON_Electric_Howarth_2023_05_05 | Hydrogen | Dispatch-Import | QC | 2020 | Winter Peak | H2 Import - WC |  |  | 0 | QC
LCP_Inputs_ON_Electric_Howarth_2023_05_05 | Hydrogen | Dispatch-Import | QC | 2030 | Fall | H2 Import - QC |  |  | 0 | QC
LCP_Inputs_ON_Electric_Howarth_2023_05_05 | Hydrogen | Dispatch-Import | QC | 2030 | Fall | H2 Import - WC |  |  | 0 | QC
LCP_Inputs_ON_Electric_Howarth_2023_05_05 | Hydrogen | Dispatch-Import | QC | 2030 | Spring | H2 Import - QC |  |  | 0 | QC
LCP_Inputs_ON_Electric_Howarth_2023_05_05 | Hydrogen | Dispatch-Import | QC | 2030 | Spring | H2 Import - WC |  |  | 0 | QC
LCP_Inputs_ON_Electric_Howarth_2023_05_05 | Hydrogen | Dispatch-Import | QC | 2030 | Summer | H2 Import - QC |  |  | 0 | QC
LCP_Inputs_ON_Electric_Howarth_2023_05_05 | Hydrogen | Dispatch-Import | QC | 2030 | Summer | H2 Import - WC |  |  | 0 | QC
LCP_Inputs_ON_Electric_Howarth_2023_05_05 | Hydrogen | Dispatch-Import | QC | 2030 | Winter | H2 Import - QC |  |  | 0 | QC
LCP_Inputs_ON_Electric_Howarth_2023_05_05 | Hydrogen | Dispatch-Import | QC | 2030 | Winter | H2 Import - WC |  |  | 0 | QC
LCP_Inputs_ON_Electric_Howarth_2023_05_05 | Hydrogen | Dispatch-Import | QC | 2030 | Winter Peak | H2 Import - QC |  |  | 0 | QC
LCP_Inputs_ON_Electric_Howarth_2023_05_05 | Hydrogen | Dispatch-Import | QC | 2030 | Winter Peak | H2 Import - WC |  |  | 0 | QC
LCP_Inputs_ON_Electric_Howarth_2023_05_05 | Hydrogen | Dispatch-Import | QC | 2040 | Fall | H2 Import - QC |  |  | 0 | QC
LCP_Inputs_ON_Electric_Howarth_2023_05_05 | Hydrogen | Dispatch-Import | QC | 2040 | Fall | H2 Import - WC |  |  | 0 | QC
LCP_Inputs_ON_Electric_Howarth_2023_05_05 | Hydrogen | Dispatch-Import | QC | 2040 | Spring | H2 Import - QC |  |  | 0 | QC
LCP_Inputs_ON_Electric_Howarth_2023_05_05 | Hydrogen | Dispatch-Import | QC | 2040 | Spring | H2 Import - WC |  |  | 0 | QC
LCP_Inputs_ON_Electric_Howarth_2023_05_05 | Hydrogen | Dispatch-Import | QC | 2040 | Summer | H2 Import - QC |  |  | 0 | QC
LCP_Inputs_ON_Electric_Howarth_2023_05_05 | Hydrogen | Dispatch-Import | QC | 2040 | Summer | H2 Import - WC |  |  | 0 | QC
LCP_Inputs_ON_Electric_Howarth_2023_05_05 | Hydrogen | Dispatch-Import | QC | 2040 | Winter | H2 Import - QC |  |  | 0 | QC
LCP_Inputs_ON_Electric_Howarth_2023_05_05 | Hydrogen | Dispatch-Import | QC | 2040 | Winter | H2 Import - WC |  |  | 0 | QC
LCP_Inputs_ON_Electric_Howarth_2023_05_05 | Hydrogen | Dispatch-Import | QC | 2040 | Winter Peak | H2 Import - QC |  |  | 0 | QC
LCP_Inputs_ON_Electric_Howarth_2023_05_05 | Hydrogen | Dispatch-Import | QC | 2040 | Winter Peak | H2 Import - WC |  |  | 0 | QC
LCP_Inputs_ON_Electric_Howarth_2023_05_05 | Hydrogen | Dispatch-Import | QC | 2050 | Fall | H2 Import - QC |  |  | 0 | QC
LCP_Inputs_ON_Electric_Howarth_2023_05_05 | Hydrogen | Dispatch-Import | QC | 2050 | Fall | H2 Import - WC |  |  | 0 | QC
LCP_Inputs_ON_Electric_Howarth_2023_05_05 | Hydrogen | Dispatch-Import | QC | 2050 | Spring | H2 Import - QC |  |  | 0 | QC
LCP_Inputs_ON_Electric_Howarth_2023_05_05 | Hydrogen | Dispatch-Import | QC | 2050 | Spring | H2 Import - WC |  |  | 0 | QC
LCP_Inputs_ON_Electric_Howarth_2023_05_05 | Hydrogen | Dispatch-Import | QC | 2050 | Summer | H2 Import - QC |  |  | 0 | QC
LCP_Inputs_ON_Electric_Howarth_2023_05_05 | Hydrogen | Dispatch-Import | QC | 2050 | Summer | H2 Import - WC |  |  | 0 | QC
LCP_Inputs_ON_Electric_Howarth_2023_05_05 | Hydrogen | Dispatch-Import | QC | 2050 | Winter | H2 Import - QC |  |  | 0 | QC
LCP_Inputs_ON_Electric_Howarth_2023_05_05 | Hydrogen | Dispatch-Import | QC | 2050 | Winter | H2 Import - WC |  |  | 0 | QC
LCP_Inputs_ON_Electric_Howarth_2023_05_05 | Hydrogen | Dispatch-Import | QC | 2050 | Winter Peak | H2 Import - QC |  |  | 240000 | QC
LCP_Inputs_ON_Electric_Howarth_2023_05_05 | Hydrogen | Dispatch-Import | QC | 2050 | Winter Peak | H2 Import - WC |  |  | 0 | QC
LCP_Inputs_ON_Electric_Howarth_2023_05_05 | Hydrogen | Dispatch-Import | WC | 2020 | Fall | H2 Import - QC |  |  | 0 | WC
LCP_Inputs_ON_Electric_Howarth_2023_05_05 | Hydrogen | Dispatch-Import | WC | 2020 | Fall | H2 Import - WC |  |  | 0 | WC
LCP_Inputs_ON_Electric_Howarth_2023_05_05 | Hydrogen | Dispatch-Import | WC | 2020 | Spring | H2 Import - QC |  |  | 0 | WC
LCP_Inputs_ON_Electric_Howarth_2023_05_05 | Hydrogen | Dispatch-Import | WC | 2020 | Spring | H2 Import - WC |  |  | 0 | WC
LCP_Inputs_ON_Electric_Howarth_2023_05_05 | Hydrogen | Dispatch-Import | WC | 2020 | Summer | H2 Import - QC |  |  | 0 | WC
LCP_Inputs_ON_Electric_Howarth_2023_05_05 | Hydrogen | Dispatch-Import | WC | 2020 | Summer | H2 Import - WC |  |  | 0 | WC
LCP_Inputs_ON_Electric_Howarth_2023_05_05 | Hydrogen | Dispatch-Import | WC | 2020 | Winter | H2 Import - QC |  |  | 0 | WC
LCP_Inputs_ON_Electric_Howarth_2023_05_05 | Hydrogen | Dispatch-Import | WC | 2020 | Winter | H2 Import - WC |  |  | 0 | WC
LCP_Inputs_ON_Electric_Howarth_2023_05_05 | Hydrogen | Dispatch-Import | WC | 2020 | Winter Peak | H2 Import - QC |  |  | 0 | WC
LCP_Inputs_ON_Electric_Howarth_2023_05_05 | Hydrogen | Dispatch-Import | WC | 2020 | Winter Peak | H2 Import - WC |  |  | 0 | WC
LCP_Inputs_ON_Electric_Howarth_2023_05_05 | Hydrogen | Dispatch-Import | WC | 2030 | Fall | H2 Import - QC |  |  | 0 | WC
LCP_Inputs_ON_Electric_Howarth_2023_05_05 | Hydrogen | Dispatch-Import | WC | 2030 | Fall | H2 Import - WC |  |  | 0 | WC
LCP_Inputs_ON_Electric_Howarth_2023_05_05 | Hydrogen | Dispatch-Import | WC | 2030 | Spring | H2 Import - QC |  |  | 0 | WC
LCP_Inputs_ON_Electric_Howarth_2023_05_05 | Hydrogen | Dispatch-Import | WC | 2030 | Spring | H2 Import - WC |  |  | 0 | WC
LCP_Inputs_ON_Electric_Howarth_2023_05_05 | Hydrogen | Dispatch-Import | WC | 2030 | Summer | H2 Import - QC |  |  | 0 | WC
LCP_Inputs_ON_Electric_Howarth_2023_05_05 | Hydrogen | Dispatch-Import | WC | 2030 | Summer | H2 Import - WC |  |  | 0 | WC
LCP_Inputs_ON_Electric_Howarth_2023_05_05 | Hydrogen | Dispatch-Import | WC | 2030 | Winter | H2 Import - QC |  |  | 0 | WC
LCP_Inputs_ON_Electric_Howarth_2023_05_05 | Hydrogen | Dispatch-Import | WC | 2030 | Winter | H2 Import - WC |  |  | 0 | WC
LCP_Inputs_ON_Electric_Howarth_2023_05_05 | Hydrogen | Dispatch-Import | WC | 2030 | Winter Peak | H2 Import - QC |  |  | 0 | WC
LCP_Inputs_ON_Electric_Howarth_2023_05_05 | Hydrogen | Dispatch-Import | WC | 2030 | Winter Peak | H2 Import - WC |  |  | 0 | WC
LCP_Inputs_ON_Electric_Howarth_2023_05_05 | Hydrogen | Dispatch-Import | WC | 2040 | Fall | H2 Import - QC |  |  | 0 | WC
LCP_Inputs_ON_Electric_Howarth_2023_05_05 | Hydrogen | Dispatch-Import | WC | 2040 | Fall | H2 Import - WC |  |  | 768703.7587 | WC
LCP_Inputs_ON_Electric_Howarth_2023_05_05 | Hydrogen | Dispatch-Import | WC | 2040 | Spring | H2 Import - QC |  |  | 0 | WC
LCP_Inputs_ON_Electric_Howarth_2023_05_05 | Hydrogen | Dispatch-Import | WC | 2040 | Spring | H2 Import - WC |  |  | 0 | WC
LCP_Inputs_ON_Electric_Howarth_2023_05_05 | Hydrogen | Dispatch-Import | WC | 2040 | Summer | H2 Import - QC |  |  | 0 | WC
LCP_Inputs_ON_Electric_Howarth_2023_05_05 | Hydrogen | Dispatch-Import | WC | 2040 | Summer | H2 Import - WC |  |  | 452015.1791 | WC
LCP_Inputs_ON_Electric_Howarth_2023_05_05 | Hydrogen | Dispatch-Import | WC | 2040 | Winter | H2 Import - QC |  |  | 0 | WC
LCP_Inputs_ON_Electric_Howarth_2023_05_05 | Hydrogen | Dispatch-Import | WC | 2040 | Winter | H2 Import - WC |  |  | 2283640.8222 | WC
LCP_Inputs_ON_Electric_Howarth_2023_05_05 | Hydrogen | Dispatch-Import | WC | 2040 | Winter Peak | H2 Import - QC |  |  | 0 | WC
LCP_Inputs_ON_Electric_Howarth_2023_05_05 | Hydrogen | Dispatch-Import | WC | 2040 | Winter Peak | H2 Import - WC |  |  | 637147.7846 | WC
LCP_Inputs_ON_Electric_Howarth_2023_05_05 | Hydrogen | Dispatch-Import | WC | 2050 | Fall | H2 Import - QC |  |  | 0 | WC
LCP_Inputs_ON_Electric_Howarth_2023_05_05 | Hydrogen | Dispatch-Import | WC | 2050 | Fall | H2 Import - WC |  |  | 0 | WC
LCP_Inputs_ON_Electric_Howarth_2023_05_05 | Hydrogen | Dispatch-Import | WC | 2050 | Spring | H2 Import - QC |  |  | 0 | WC
LCP_Inputs_ON_Electric_Howarth_2023_05_05 | Hydrogen | Dispatch-Import | WC | 2050 | Spring | H2 Import - WC |  |  | 0 | WC
LCP_Inputs_ON_Electric_Howarth_2023_05_05 | Hydrogen | Dispatch-Import | WC | 2050 | Summer | H2 Import - QC |  |  | 0 | WC
LCP_Inputs_ON_Electric_Howarth_2023_05_05 | Hydrogen | Dispatch-Import | WC | 2050 | Summer | H2 Import - WC |  |  | 0 | WC
LCP_Inputs_ON_Electric_Howarth_2023_05_05 | Hydrogen | Dispatch-Import | WC | 2050 | Winter | H2 Import - QC |  |  | 0 | WC
LCP_Inputs_ON_Electric_Howarth_2023_05_05 | Hydrogen | Dispatch-Import | WC | 2050 | Winter | H2 Import - WC |  |  | 0 | WC
LCP_Inputs_ON_Electric_Howarth_2023_05_05 | Hydrogen | Dispatch-Import | WC | 2050 | Winter Peak | H2 Import - QC |  |  | 0 | WC
LCP_Inputs_ON_Electric_Howarth_2023_05_05 | Hydrogen | Dispatch-Import | WC | 2050 | Winter Peak | H2 Import - WC |  |  | 1050277.1094 | WC
LCP_Inputs_ON_Electric_Howarth_2023_05_05 | Hydrogen | Dispatch-Interconnection | MI | 2020 | Fall | H2 Pipeline - New | MI | ON | 0 | MI
LCP_Inputs_ON_Electric_Howarth_2023_05_05 | Hydrogen | Dispatch-Interconnection | MI | 2020 | Fall | H2 Pipeline - New | ON | MI | 0 | MI
LCP_Inputs_ON_Electric_Howarth_2023_05_05 | Hydrogen | Dispatch-Interconnection | MI | 2020 | Fall | H2 Pipeline - Repurposed | MI | ON | 0 | MI
LCP_Inputs_ON_Electric_Howarth_2023_05_05 | Hydrogen | Dispatch-Interconnection | MI | 2020 | Fall | H2 Pipeline - Repurposed | ON | MI | 0 | MI
LCP_Inputs_ON_Electric_Howarth_2023_05_05 | Hydrogen | Dispatch-Interconnection | MI | 2020 | Spring | H2 Pipeline - New | MI | ON | 0 | MI
LCP_Inputs_ON_Electric_Howarth_2023_05_05 | Hydrogen | Dispatch-Interconnection | MI | 2020 | Spring | H2 Pipeline - New | ON | MI | 0 | MI
LCP_Inputs_ON_Electric_Howarth_2023_05_05 | Hydrogen | Dispatch-Interconnection | MI | 2020 | Spring | H2 Pipeline - Repurposed | MI | ON | 0 | MI
LCP_Inputs_ON_Electric_Howarth_2023_05_05 | Hydrogen | Dispatch-Interconnection | MI | 2020 | Spring | H2 Pipeline - Repurposed | ON | MI | 0 | MI
LCP_Inputs_ON_Electric_Howarth_2023_05_05 | Hydrogen | Dispatch-Interconnection | MI | 2020 | Summer | H2 Pipeline - New | MI | ON | 0 | MI
LCP_Inputs_ON_Electric_Howarth_2023_05_05 | Hydrogen | Dispatch-Interconnection | MI | 2020 | Summer | H2 Pipeline - New | ON | MI | 0 | MI
LCP_Inputs_ON_Electric_Howarth_2023_05_05 | Hydrogen | Dispatch-Interconnection | MI | 2020 | Summer | H2 Pipeline - Repurposed | MI | ON | 0 | MI
LCP_Inputs_ON_Electric_Howarth_2023_05_05 | Hydrogen | Dispatch-Interconnection | MI | 2020 | Summer | H2 Pipeline - Repurposed | ON | MI | 0 | MI
LCP_Inputs_ON_Electric_Howarth_2023_05_05 | Hydrogen | Dispatch-Interconnection | MI | 2020 | Winter | H2 Pipeline - New | MI | ON | 0 | MI
LCP_Inputs_ON_Electric_Howarth_2023_05_05 | Hydrogen | Dispatch-Interconnection | MI | 2020 | Winter | H2 Pipeline - New | ON | MI | 0 | MI
LCP_Inputs_ON_Electric_Howarth_2023_05_05 | Hydrogen | Dispatch-Interconnection | MI | 2020 | Winter | H2 Pipeline - Repurposed | MI | ON | 0 | MI
LCP_Inputs_ON_Electric_Howarth_2023_05_05 | Hydrogen | Dispatch-Interconnection | MI | 2020 | Winter | H2 Pipeline - Repurposed | ON | MI | 0 | MI
LCP_Inputs_ON_Electric_Howarth_2023_05_05 | Hydrogen | Dispatch-Interconnection | MI | 2020 | Winter Peak | H2 Pipeline - New | MI | ON | 0 | MI
LCP_Inputs_ON_Electric_Howarth_2023_05_05 | Hydrogen | Dispatch-Interconnection | MI | 2020 | Winter Peak | H2 Pipeline - New | ON | MI | 0 | MI
LCP_Inputs_ON_Electric_Howarth_2023_05_05 | Hydrogen | Dispatch-Interconnection | MI | 2020 | Winter Peak | H2 Pipeline - Repurposed | MI | ON | 0 | MI
LCP_Inputs_ON_Electric_Howarth_2023_05_05 | Hydrogen | Dispatch-Interconnection | MI | 2020 | Winter Peak | H2 Pipeline - Repurposed | ON | MI | 0 | MI
LCP_Inputs_ON_Electric_Howarth_2023_05_05 | Hydrogen | Dispatch-Interconnection | MI | 2030 | Fall | H2 Pipeline - New | MI | ON | 0 | MI
LCP_Inputs_ON_Electric_Howarth_2023_05_05 | Hydrogen | Dispatch-Interconnection | MI | 2030 | Fall | H2 Pipeline - New | ON | MI | 0 | MI
LCP_Inputs_ON_Electric_Howarth_2023_05_05 | Hydrogen | Dispatch-Interconnection | MI | 2030 | Fall | H2 Pipeline - Repurposed | MI | ON | 0 | MI
LCP_Inputs_ON_Electric_Howarth_2023_05_05 | Hydrogen | Dispatch-Interconnection | MI | 2030 | Fall | H2 Pipeline - Repurposed | ON | MI | 0 | MI
LCP_Inputs_ON_Electric_Howarth_2023_05_05 | Hydrogen | Dispatch-Interconnection | MI | 2030 | Spring | H2 Pipeline - New | MI | ON | 0 | MI
LCP_Inputs_ON_Electric_Howarth_2023_05_05 | Hydrogen | Dispatch-Interconnection | MI | 2030 | Spring | H2 Pipeline - New | ON | MI | 0 | MI
LCP_Inputs_ON_Electric_Howarth_2023_05_05 | Hydrogen | Dispatch-Interconnection | MI | 2030 | Spring | H2 Pipeline - Repurposed | MI | ON | 0 | MI
LCP_Inputs_ON_Electric_Howarth_2023_05_05 | Hydrogen | Dispatch-Interconnection | MI | 2030 | Spring | H2 Pipeline - Repurposed | ON | MI | 0 | MI
LCP_Inputs_ON_Electric_Howarth_2023_05_05 | Hydrogen | Dispatch-Interconnection | MI | 2030 | Summer | H2 Pipeline - New | MI | ON | 0 | MI
LCP_Inputs_ON_Electric_Howarth_2023_05_05 | Hydrogen | Dispatch-Interconnection | MI | 2030 | Summer | H2 Pipeline - New | ON | MI | 0 | MI
LCP_Inputs_ON_Electric_Howarth_2023_05_05 | Hydrogen | Dispatch-Interconnection | MI | 2030 | Summer | H2 Pipeline - Repurposed | MI | ON | 0 | MI
LCP_Inputs_ON_Electric_Howarth_2023_05_05 | Hydrogen | Dispatch-Interconnection | MI | 2030 | Summer | H2 Pipeline - Repurposed | ON | MI | 0 | MI
LCP_Inputs_ON_Electric_Howarth_2023_05_05 | Hydrogen | Dispatch-Interconnection | MI | 2030 | Winter | H2 Pipeline - New | MI | ON | 0 | MI
LCP_Inputs_ON_Electric_Howarth_2023_05_05 | Hydrogen | Dispatch-Interconnection | MI | 2030 | Winter | H2 Pipeline - New | ON | MI | 0 | MI
LCP_Inputs_ON_Electric_Howarth_2023_05_05 | Hydrogen | Dispatch-Interconnection | MI | 2030 | Winter | H2 Pipeline - Repurposed | MI | ON | 0 | MI
LCP_Inputs_ON_Electric_Howarth_2023_05_05 | Hydrogen | Dispatch-Interconnection | MI | 2030 | Winter | H2 Pipeline - Repurposed | ON | MI | 0 | MI
LCP_Inputs_ON_Electric_Howarth_2023_05_05 | Hydrogen | Dispatch-Interconnection | MI | 2030 | Winter Peak | H2 Pipeline - New | MI | ON | 0 | MI
LCP_Inputs_ON_Electric_Howarth_2023_05_05 | Hydrogen | Dispatch-Interconnection | MI | 2030 | Winter Peak | H2 Pipeline - New | ON | MI | 0 | MI
LCP_Inputs_ON_Electric_Howarth_2023_05_05 | Hydrogen | Dispatch-Interconnection | MI | 2030 | Winter Peak | H2 Pipeline - Repurposed | MI | ON | 0 | MI
LCP_Inputs_ON_Electric_Howarth_2023_05_05 | Hydrogen | Dispatch-Interconnection | MI | 2030 | Winter Peak | H2 Pipeline - Repurposed | ON | MI | 0 | MI
LCP_Inputs_ON_Electric_Howarth_2023_05_05 | Hydrogen | Dispatch-Interconnection | MI | 2040 | Fall | H2 Pipeline - New | MI | ON | 0 | MI
LCP_Inputs_ON_Electric_Howarth_2023_05_05 | Hydrogen | Dispatch-Interconnection | MI | 2040 | Fall | H2 Pipeline - New | ON | MI | 0 | MI
LCP_Inputs_ON_Electric_Howarth_2023_05_05 | Hydrogen | Dispatch-Interconnection | MI | 2040 | Fall | H2 Pipeline - Repurposed | MI | ON | 0 | MI
LCP_Inputs_ON_Electric_Howarth_2023_05_05 | Hydrogen | Dispatch-Interconnection | MI | 2040 | Fall | H2 Pipeline - Repurposed | ON | MI | 0 | MI
LCP_Inputs_ON_Electric_Howarth_2023_05_05 | Hydrogen | Dispatch-Interconnection | MI | 2040 | Spring | H2 Pipeline - New | MI | ON | 0 | MI
LCP_Inputs_ON_Electric_Howarth_2023_05_05 | Hydrogen | Dispatch-Interconnection | MI | 2040 | Spring | H2 Pipeline - New | ON | MI | 0 | MI
LCP_Inputs_ON_Electric_Howarth_2023_05_05 | Hydrogen | Dispatch-Interconnection | MI | 2040 | Spring | H2 Pipeline - Repurposed | MI | ON | 0 | MI
LCP_Inputs_ON_Electric_Howarth_2023_05_05 | Hydrogen | Dispatch-Interconnection | MI | 2040 | Spring | H2 Pipeline - Repurposed | ON | MI | 0 | MI
LCP_Inputs_ON_Electric_Howarth_2023_05_05 | Hydrogen | Dispatch-Interconnection | MI | 2040 | Summer | H2 Pipeline - New | MI | ON | 0 | MI
LCP_Inputs_ON_Electric_Howarth_2023_05_05 | Hydrogen | Dispatch-Interconnection | MI | 2040 | Summer | H2 Pipeline - New | ON | MI | 0 | MI
LCP_Inputs_ON_Electric_Howarth_2023_05_05 | Hydrogen | Dispatch-Interconnection | MI | 2040 | Summer | H2 Pipeline - Repurposed | MI | ON | 0 | MI
LCP_Inputs_ON_Electric_Howarth_2023_05_05 | Hydrogen | Dispatch-Interconnection | MI | 2040 | Summer | H2 Pipeline - Repurposed | ON | MI | 0 | MI
LCP_Inputs_ON_Electric_Howarth_2023_05_05 | Hydrogen | Dispatch-Interconnection | MI | 2040 | Winter | H2 Pipeline - New | MI | ON | 0 | MI
LCP_Inputs_ON_Electric_Howarth_2023_05_05 | Hydrogen | Dispatch-Interconnection | MI | 2040 | Winter | H2 Pipeline - New | ON | MI | 0 | MI
LCP_Inputs_ON_Electric_Howarth_2023_05_05 | Hydrogen | Dispatch-Interconnection | MI | 2040 | Winter | H2 Pipeline - Repurposed | MI | ON | 0 | MI
LCP_Inputs_ON_Electric_Howarth_2023_05_05 | Hydrogen | Dispatch-Interconnection | MI | 2040 | Winter | H2 Pipeline - Repurposed | ON | MI | 0 | MI
LCP_Inputs_ON_Electric_Howarth_2023_05_05 | Hydrogen | Dispatch-Interconnection | MI | 2040 | Winter Peak | H2 Pipeline - New | MI | ON | 0 | MI
LCP_Inputs_ON_Electric_Howarth_2023_05_05 | Hydrogen | Dispatch-Interconnection | MI | 2040 | Winter Peak | H2 Pipeline - New | ON | MI | 0 | MI
LCP_Inputs_ON_Electric_Howarth_2023_05_05 | Hydrogen | Dispatch-Interconnection | MI | 2040 | Winter Peak | H2 Pipeline - Repurposed | MI | ON | 0 | MI
LCP_Inputs_ON_Electric_Howarth_2023_05_05 | Hydrogen | Dispatch-Interconnection | MI | 2040 | Winter Peak | H2 Pipeline - Repurposed | ON | MI | 0 | MI
LCP_Inputs_ON_Electric_Howarth_2023_05_05 | Hydrogen | Dispatch-Interconnection | MI | 2050 | Fall | H2 Pipeline - New | MI | ON | 0 | MI
LCP_Inputs_ON_Electric_Howarth_2023_05_05 | Hydrogen | Dispatch-Interconnection | MI | 2050 | Fall | H2 Pipeline - New | ON | MI | 0 | MI
LCP_Inputs_ON_Electric_Howarth_2023_05_05 | Hydrogen | Dispatch-Interconnection | MI | 2050 | Fall | H2 Pipeline - Repurposed | MI | ON | 0 | MI
LCP_Inputs_ON_Electric_Howarth_2023_05_05 | Hydrogen | Dispatch-Interconnection | MI | 2050 | Fall | H2 Pipeline - Repurposed | ON | MI | 0 | MI
LCP_Inputs_ON_Electric_Howarth_2023_05_05 | Hydrogen | Dispatch-Interconnection | MI | 2050 | Spring | H2 Pipeline - New | MI | ON | 0 | MI
LCP_Inputs_ON_Electric_Howarth_2023_05_05 | Hydrogen | Dispatch-Interconnection | MI | 2050 | Spring | H2 Pipeline - New | ON | MI | 0 | MI
LCP_Inputs_ON_Electric_Howarth_2023_05_05 | Hydrogen | Dispatch-Interconnection | MI | 2050 | Spring | H2 Pipeline - Repurposed | MI | ON | 0 | MI
LCP_Inputs_ON_Electric_Howarth_2023_05_05 | Hydrogen | Dispatch-Interconnection | MI | 2050 | Spring | H2 Pipeline - Repurposed | ON | MI | 0 | MI
LCP_Inputs_ON_Electric_Howarth_2023_05_05 | Hydrogen | Dispatch-Interconnection | MI | 2050 | Summer | H2 Pipeline - New | MI | ON | 0 | MI
LCP_Inputs_ON_Electric_Howarth_2023_05_05 | Hydrogen | Dispatch-Interconnection | MI | 2050 | Summer | H2 Pipeline - New | ON | MI | 0 | MI
LCP_Inputs_ON_Electric_Howarth_2023_05_05 | Hydrogen | Dispatch-Interconnection | MI | 2050 | Summer | H2 Pipeline - Repurposed | MI | ON | 0 | MI
LCP_Inputs_ON_Electric_Howarth_2023_05_05 | Hydrogen | Dispatch-Interconnection | MI | 2050 | Summer | H2 Pipeline - Repurposed | ON | MI | 0 | MI
LCP_Inputs_ON_Electric_Howarth_2023_05_05 | Hydrogen | Dispatch-Interconnection | MI | 2050 | Winter | H2 Pipeline - New | MI | ON | 0 | MI
LCP_Inputs_ON_Electric_Howarth_2023_05_05 | Hydrogen | Dispatch-Interconnection | MI | 2050 | Winter | H2 Pipeline - New | ON | MI | 0 | MI
LCP_Inputs_ON_Electric_Howarth_2023_05_05 | Hydrogen | Dispatch-Interconnection | MI | 2050 | Winter | H2 Pipeline - Repurposed | MI | ON | 0 | MI
LCP_Inputs_ON_Electric_Howarth_2023_05_05 | Hydrogen | Dispatch-Interconnection | MI | 2050 | Winter | H2 Pipeline - Repurposed | ON | MI | 0 | MI
LCP_Inputs_ON_Electric_Howarth_2023_05_05 | Hydrogen | Dispatch-Interconnection | MI | 2050 | Winter Peak | H2 Pipeline - New | MI | ON | 0 | MI
LCP_Inputs_ON_Electric_Howarth_2023_05_05 | Hydrogen | Dispatch-Interconnection | MI | 2050 | Winter Peak | H2 Pipeline - New | ON | MI | 0 | MI
LCP_Inputs_ON_Electric_Howarth_2023_05_05 | Hydrogen | Dispatch-Interconnection | MI | 2050 | Winter Peak | H2 Pipeline - Repurposed | MI | ON | 0 | MI
LCP_Inputs_ON_Electric_Howarth_2023_05_05 | Hydrogen | Dispatch-Interconnection | MI | 2050 | Winter Peak | H2 Pipeline - Repurposed | ON | MI | 0 | MI
LCP_Inputs_ON_Electric_Howarth_2023_05_05 | Hydrogen | Dispatch-Interconnection | NY | 2020 | Fall | H2 Pipeline - New | NY | ON | 0 | NY
LCP_Inputs_ON_Electric_Howarth_2023_05_05 | Hydrogen | Dispatch-Interconnection | NY | 2020 | Fall | H2 Pipeline - New | ON | NY | 0 | NY
LCP_Inputs_ON_Electric_Howarth_2023_05_05 | Hydrogen | Dispatch-Interconnection | NY | 2020 | Fall | H2 Pipeline - Repurposed | NY | ON | 0 | NY
LCP_Inputs_ON_Electric_Howarth_2023_05_05 | Hydrogen | Dispatch-Interconnection | NY | 2020 | Fall | H2 Pipeline - Repurposed | ON | NY | 0 | NY
LCP_Inputs_ON_Electric_Howarth_2023_05_05 | Hydrogen | Dispatch-Interconnection | NY | 2020 | Spring | H2 Pipeline - New | NY | ON | 0 | NY
LCP_Inputs_ON_Electric_Howarth_2023_05_05 | Hydrogen | Dispatch-Interconnection | NY | 2020 | Spring | H2 Pipeline - New | ON | NY | 0 | NY
LCP_Inputs_ON_Electric_Howarth_2023_05_05 | Hydrogen | Dispatch-Interconnection | NY | 2020 | Spring | H2 Pipeline - Repurposed | NY | ON | 0 | NY
LCP_Inputs_ON_Electric_Howarth_2023_05_05 | Hydrogen | Dispatch-Interconnection | NY | 2020 | Spring | H2 Pipeline - Repurposed | ON | NY | 0 | NY
LCP_Inputs_ON_Electric_Howarth_2023_05_05 | Hydrogen | Dispatch-Interconnection | NY | 2020 | Summer | H2 Pipeline - New | NY | ON | 0 | NY
LCP_Inputs_ON_Electric_Howarth_2023_05_05 | Hydrogen | Dispatch-Interconnection | NY | 2020 | Summer | H2 Pipeline - New | ON | NY | 0 | NY
LCP_Inputs_ON_Electric_Howarth_2023_05_05 | Hydrogen | Dispatch-Interconnection | NY | 2020 | Summer | H2 Pipeline - Repurposed | NY | ON | 0 | NY
LCP_Inputs_ON_Electric_Howarth_2023_05_05 | Hydrogen | Dispatch-Interconnection | NY | 2020 | Summer | H2 Pipeline - Repurposed | ON | NY | 0 | NY
LCP_Inputs_ON_Electric_Howarth_2023_05_05 | Hydrogen | Dispatch-Interconnection | NY | 2020 | Winter | H2 Pipeline - New | NY | ON | 0 | NY
LCP_Inputs_ON_Electric_Howarth_2023_05_05 | Hydrogen | Dispatch-Interconnection | NY | 2020 | Winter | H2 Pipeline - New | ON | NY | 0 | NY
LCP_Inputs_ON_Electric_Howarth_2023_05_05 | Hydrogen | Dispatch-Interconnection | NY | 2020 | Winter | H2 Pipeline - Repurposed | NY | ON | 0 | NY
LCP_Inputs_ON_Electric_Howarth_2023_05_05 | Hydrogen | Dispatch-Interconnection | NY | 2020 | Winter | H2 Pipeline - Repurposed | ON | NY | 0 | NY
LCP_Inputs_ON_Electric_Howarth_2023_05_05 | Hydrogen | Dispatch-Interconnection | NY | 2020 | Winter Peak | H2 Pipeline - New | NY | ON | 0 | NY
LCP_Inputs_ON_Electric_Howarth_2023_05_05 | Hydrogen | Dispatch-Interconnection | NY | 2020 | Winter Peak | H2 Pipeline - New | ON | NY | 0 | NY
LCP_Inputs_ON_Electric_Howarth_2023_05_05 | Hydrogen | Dispatch-Interconnection | NY | 2020 | Winter Peak | H2 Pipeline - Repurposed | NY | ON | 0 | NY
LCP_Inputs_ON_Electric_Howarth_2023_05_05 | Hydrogen | Dispatch-Interconnection | NY | 2020 | Winter Peak | H2 Pipeline - Repurposed | ON | NY | 0 | NY
LCP_Inputs_ON_Electric_Howarth_2023_05_05 | Hydrogen | Dispatch-Interconnection | NY | 2030 | Fall | H2 Pipeline - New | NY | ON | 0 | NY
LCP_Inputs_ON_Electric_Howarth_2023_05_05 | Hydrogen | Dispatch-Interconnection | NY | 2030 | Fall | H2 Pipeline - New | ON | NY | 0 | NY
LCP_Inputs_ON_Electric_Howarth_2023_05_05 | Hydrogen | Dispatch-Interconnection | NY | 2030 | Fall | H2 Pipeline - Repurposed | NY | ON | 0 | NY
LCP_Inputs_ON_Electric_Howarth_2023_05_05 | Hydrogen | Dispatch-Interconnection | NY | 2030 | Fall | H2 Pipeline - Repurposed | ON | NY | 0 | NY
LCP_Inputs_ON_Electric_Howarth_2023_05_05 | Hydrogen | Dispatch-Interconnection | NY | 2030 | Spring | H2 Pipeline - New | NY | ON | 0 | NY
LCP_Inputs_ON_Electric_Howarth_2023_05_05 | Hydrogen | Dispatch-Interconnection | NY | 2030 | Spring | H2 Pipeline - New | ON | NY | 0 | NY
LCP_Inputs_ON_Electric_Howarth_2023_05_05 | Hydrogen | Dispatch-Interconnection | NY | 2030 | Spring | H2 Pipeline - Repurposed | NY | ON | 0 | NY
LCP_Inputs_ON_Electric_Howarth_2023_05_05 | Hydrogen | Dispatch-Interconnection | NY | 2030 | Spring | H2 Pipeline - Repurposed | ON | NY | 0 | NY
LCP_Inputs_ON_Electric_Howarth_2023_05_05 | Hydrogen | Dispatch-Interconnection | NY | 2030 | Summer | H2 Pipeline - New | NY | ON | 0 | NY
LCP_Inputs_ON_Electric_Howarth_2023_05_05 | Hydrogen | Dispatch-Interconnection | NY | 2030 | Summer | H2 Pipeline - New | ON | NY | 0 | NY
LCP_Inputs_ON_Electric_Howarth_2023_05_05 | Hydrogen | Dispatch-Interconnection | NY | 2030 | Summer | H2 Pipeline - Repurposed | NY | ON | 0 | NY
LCP_Inputs_ON_Electric_Howarth_2023_05_05 | Hydrogen | Dispatch-Interconnection | NY | 2030 | Summer | H2 Pipeline - Repurposed | ON | NY | 0 | NY
LCP_Inputs_ON_Electric_Howarth_2023_05_05 | Hydrogen | Dispatch-Interconnection | NY | 2030 | Winter | H2 Pipeline - New | NY | ON | 0 | NY
LCP_Inputs_ON_Electric_Howarth_2023_05_05 | Hydrogen | Dispatch-Interconnection | NY | 2030 | Winter | H2 Pipeline - New | ON | NY | 0 | NY
LCP_Inputs_ON_Electric_Howarth_2023_05_05 | Hydrogen | Dispatch-Interconnection | NY | 2030 | Winter | H2 Pipeline - Repurposed | NY | ON | 0 | NY
LCP_Inputs_ON_Electric_Howarth_2023_05_05 | Hydrogen | Dispatch-Interconnection | NY | 2030 | Winter | H2 Pipeline - Repurposed | ON | NY | 0 | NY
LCP_Inputs_ON_Electric_Howarth_2023_05_05 | Hydrogen | Dispatch-Interconnection | NY | 2030 | Winter Peak | H2 Pipeline - New | NY | ON | 0 | NY
LCP_Inputs_ON_Electric_Howarth_2023_05_05 | Hydrogen | Dispatch-Interconnection | NY | 2030 | Winter Peak | H2 Pipeline - New | ON | NY | 0 | NY
LCP_Inputs_ON_Electric_Howarth_2023_05_05 | Hydrogen | Dispatch-Interconnection | NY | 2030 | Winter Peak | H2 Pipeline - Repurposed | NY | ON | 0 | NY
LCP_Inputs_ON_Electric_Howarth_2023_05_05 | Hydrogen | Dispatch-Interconnection | NY | 2030 | Winter Peak | H2 Pipeline - Repurposed | ON | NY | 0 | NY
LCP_Inputs_ON_Electric_Howarth_2023_05_05 | Hydrogen | Dispatch-Interconnection | NY | 2040 | Fall | H2 Pipeline - New | NY | ON | 0 | NY
LCP_Inputs_ON_Electric_Howarth_2023_05_05 | Hydrogen | Dispatch-Interconnection | NY | 2040 | Fall | H2 Pipeline - New | ON | NY | 0 | NY
LCP_Inputs_ON_Electric_Howarth_2023_05_05 | Hydrogen | Dispatch-Interconnection | NY | 2040 | Fall | H2 Pipeline - Repurposed | NY | ON | 0 | NY
LCP_Inputs_ON_Electric_Howarth_2023_05_05 | Hydrogen | Dispatch-Interconnection | NY | 2040 | Fall | H2 Pipeline - Repurposed | ON | NY | 0 | NY
LCP_Inputs_ON_Electric_Howarth_2023_05_05 | Hydrogen | Dispatch-Interconnection | NY | 2040 | Spring | H2 Pipeline - New | NY | ON | 0 | NY
LCP_Inputs_ON_Electric_Howarth_2023_05_05 | Hydrogen | Dispatch-Interconnection | NY | 2040 | Spring | H2 Pipeline - New | ON | NY | 0 | NY
LCP_Inputs_ON_Electric_Howarth_2023_05_05 | Hydrogen | Dispatch-Interconnection | NY | 2040 | Spring | H2 Pipeline - Repurposed | NY | ON | 0 | NY
LCP_Inputs_ON_Electric_Howarth_2023_05_05 | Hydrogen | Dispatch-Interconnection | NY | 2040 | Spring | H2 Pipeline - Repurposed | ON | NY | 0 | NY
LCP_Inputs_ON_Electric_Howarth_2023_05_05 | Hydrogen | Dispatch-Interconnection | NY | 2040 | Summer | H2 Pipeline - New | NY | ON | 0 | NY
LCP_Inputs_ON_Electric_Howarth_2023_05_05 | Hydrogen | Dispatch-Interconnection | NY | 2040 | Summer | H2 Pipeline - New | ON | NY | 0 | NY
LCP_Inputs_ON_Electric_Howarth_2023_05_05 | Hydrogen | Dispatch-Interconnection | NY | 2040 | Summer | H2 Pipeline - Repurposed | NY | ON | 0 | NY
LCP_Inputs_ON_Electric_Howarth_2023_05_05 | Hydrogen | Dispatch-Interconnection | NY | 2040 | Summer | H2 Pipeline - Repurposed | ON | NY | 0 | NY
LCP_Inputs_ON_Electric_Howarth_2023_05_05 | Hydrogen | Dispatch-Interconnection | NY | 2040 | Winter | H2 Pipeline - New | NY | ON | 0 | NY
LCP_Inputs_ON_Electric_Howarth_2023_05_05 | Hydrogen | Dispatch-Interconnection | NY | 2040 | Winter | H2 Pipeline - New | ON | NY | 0 | NY
LCP_Inputs_ON_Electric_Howarth_2023_05_05 | Hydrogen | Dispatch-Interconnection | NY | 2040 | Winter | H2 Pipeline - Repurposed | NY | ON | 0 | NY
LCP_Inputs_ON_Electric_Howarth_2023_05_05 | Hydrogen | Dispatch-Interconnection | NY | 2040 | Winter | H2 Pipeline - Repurposed | ON | NY | 0 | NY
LCP_Inputs_ON_Electric_Howarth_2023_05_05 | Hydrogen | Dispatch-Interconnection | NY | 2040 | Winter Peak | H2 Pipeline - New | NY | ON | 0 | NY
LCP_Inputs_ON_Electric_Howarth_2023_05_05 | Hydrogen | Dispatch-Interconnection | NY | 2040 | Winter Peak | H2 Pipeline - New | ON | NY | 0 | NY
LCP_Inputs_ON_Electric_Howarth_2023_05_05 | Hydrogen | Dispatch-Interconnection | NY | 2040 | Winter Peak | H2 Pipeline - Repurposed | NY | ON | 0 | NY
LCP_Inputs_ON_Electric_Howarth_2023_05_05 | Hydrogen | Dispatch-Interconnection | NY | 2040 | Winter Peak | H2 Pipeline - Repurposed | ON | NY | 0 | NY
LCP_Inputs_ON_Electric_Howarth_2023_05_05 | Hydrogen | Dispatch-Interconnection | NY | 2050 | Fall | H2 Pipeline - New | NY | ON | 0 | NY
LCP_Inputs_ON_Electric_Howarth_2023_05_05 | Hydrogen | Dispatch-Interconnection | NY | 2050 | Fall | H2 Pipeline - New | ON | NY | 0 | NY
LCP_Inputs_ON_Electric_Howarth_2023_05_05 | Hydrogen | Dispatch-Interconnection | NY | 2050 | Fall | H2 Pipeline - Repurposed | NY | ON | 0 | NY
LCP_Inputs_ON_Electric_Howarth_2023_05_05 | Hydrogen | Dispatch-Interconnection | NY | 2050 | Fall | H2 Pipeline - Repurposed | ON | NY | 0 | NY
LCP_Inputs_ON_Electric_Howarth_2023_05_05 | Hydrogen | Dispatch-Interconnection | NY | 2050 | Spring | H2 Pipeline - New | NY | ON | 0 | NY
LCP_Inputs_ON_Electric_Howarth_2023_05_05 | Hydrogen | Dispatch-Interconnection | NY | 2050 | Spring | H2 Pipeline - New | ON | NY | 0 | NY
LCP_Inputs_ON_Electric_Howarth_2023_05_05 | Hydrogen | Dispatch-Interconnection | NY | 2050 | Spring | H2 Pipeline - Repurposed | NY | ON | 0 | NY
LCP_Inputs_ON_Electric_Howarth_2023_05_05 | Hydrogen | Dispatch-Interconnection | NY | 2050 | Spring | H2 Pipeline - Repurposed | ON | NY | 0 | NY
LCP_Inputs_ON_Electric_Howarth_2023_05_05 | Hydrogen | Dispatch-Interconnection | NY | 2050 | Summer | H2 Pipeline - New | NY | ON | 0 | NY
LCP_Inputs_ON_Electric_Howarth_2023_05_05 | Hydrogen | Dispatch-Interconnection | NY | 2050 | Summer | H2 Pipeline - New | ON | NY | 0 | NY
LCP_Inputs_ON_Electric_Howarth_2023_05_05 | Hydrogen | Dispatch-Interconnection | NY | 2050 | Summer | H2 Pipeline - Repurposed | NY | ON | 0 | NY
LCP_Inputs_ON_Electric_Howarth_2023_05_05 | Hydrogen | Dispatch-Interconnection | NY | 2050 | Summer | H2 Pipeline - Repurposed | ON | NY | 0 | NY
LCP_Inputs_ON_Electric_Howarth_2023_05_05 | Hydrogen | Dispatch-Interconnection | NY | 2050 | Winter | H2 Pipeline - New | NY | ON | 0 | NY
LCP_Inputs_ON_Electric_Howarth_2023_05_05 | Hydrogen | Dispatch-Interconnection | NY | 2050 | Winter | H2 Pipeline - New | ON | NY | 0 | NY
LCP_Inputs_ON_Electric_Howarth_2023_05_05 | Hydrogen | Dispatch-Interconnection | NY | 2050 | Winter | H2 Pipeline - Repurposed | NY | ON | 0 | NY
LCP_Inputs_ON_Electric_Howarth_2023_05_05 | Hydrogen | Dispatch-Interconnection | NY | 2050 | Winter | H2 Pipeline - Repurposed | ON | NY | 0 | NY
LCP_Inputs_ON_Electric_Howarth_2023_05_05 | Hydrogen | Dispatch-Interconnection | NY | 2050 | Winter Peak | H2 Pipeline - New | NY | ON | 0 | NY
LCP_Inputs_ON_Electric_Howarth_2023_05_05 | Hydrogen | Dispatch-Interconnection | NY | 2050 | Winter Peak | H2 Pipeline - New | ON | NY | 0 | NY
LCP_Inputs_ON_Electric_Howarth_2023_05_05 | Hydrogen | Dispatch-Interconnection | NY | 2050 | Winter Peak | H2 Pipeline - Repurposed | NY | ON | 0 | NY
LCP_Inputs_ON_Electric_Howarth_2023_05_05 | Hydrogen | Dispatch-Interconnection | NY | 2050 | Winter Peak | H2 Pipeline - Repurposed | ON | NY | 0 | NY
LCP_Inputs_ON_Electric_Howarth_2023_05_05 | Hydrogen | Dispatch-Interconnection | ON | 2020 | Fall | H2 Pipeline - New | MI | ON | 0 | ON
LCP_Inputs_ON_Electric_Howarth_2023_05_05 | Hydrogen | Dispatch-Interconnection | ON | 2020 | Fall | H2 Pipeline - New | NY | ON | 0 | ON
LCP_Inputs_ON_Electric_Howarth_2023_05_05 | Hydrogen | Dispatch-Interconnection | ON | 2020 | Fall | H2 Pipeline - New | ON | MI | 0 | ON
LCP_Inputs_ON_Electric_Howarth_2023_05_05 | Hydrogen | Dispatch-Interconnection | ON | 2020 | Fall | H2 Pipeline - New | ON | NY | 0 | ON
LCP_Inputs_ON_Electric_Howarth_2023_05_05 | Hydrogen | Dispatch-Interconnection | ON | 2020 | Fall | H2 Pipeline - New | ON | PJ | 0 | ON
LCP_Inputs_ON_Electric_Howarth_2023_05_05 | Hydrogen | Dispatch-Interconnection | ON | 2020 | Fall | H2 Pipeline - New | ON | QC | 0 | ON
LCP_Inputs_ON_Electric_Howarth_2023_05_05 | Hydrogen | Dispatch-Interconnection | ON | 2020 | Fall | H2 Pipeline - New | ON | WC | 0 | ON
LCP_Inputs_ON_Electric_Howarth_2023_05_05 | Hydrogen | Dispatch-Interconnection | ON | 2020 | Fall | H2 Pipeline - New | PJ | ON | 0 | ON
LCP_Inputs_ON_Electric_Howarth_2023_05_05 | Hydrogen | Dispatch-Interconnection | ON | 2020 | Fall | H2 Pipeline - New | QC | ON | 0 | ON
LCP_Inputs_ON_Electric_Howarth_2023_05_05 | Hydrogen | Dispatch-Interconnection | ON | 2020 | Fall | H2 Pipeline - New | WC | ON | 0 | ON
LCP_Inputs_ON_Electric_Howarth_2023_05_05 | Hydrogen | Dispatch-Interconnection | ON | 2020 | Fall | H2 Pipeline - Repurposed | MI | ON | 0 | ON
LCP_Inputs_ON_Electric_Howarth_2023_05_05 | Hydrogen | Dispatch-Interconnection | ON | 2020 | Fall | H2 Pipeline - Repurposed | NY | ON | 0 | ON
LCP_Inputs_ON_Electric_Howarth_2023_05_05 | Hydrogen | Dispatch-Interconnection | ON | 2020 | Fall | H2 Pipeline - Repurposed | ON | MI | 0 | ON
LCP_Inputs_ON_Electric_Howarth_2023_05_05 | Hydrogen | Dispatch-Interconnection | ON | 2020 | Fall | H2 Pipeline - Repurposed | ON | NY | 0 | ON
LCP_Inputs_ON_Electric_Howarth_2023_05_05 | Hydrogen | Dispatch-Interconnection | ON | 2020 | Fall | H2 Pipeline - Repurposed | ON | PJ | 0 | ON
LCP_Inputs_ON_Electric_Howarth_2023_05_05 | Hydrogen | Dispatch-Interconnection | ON | 2020 | Fall | H2 Pipeline - Repurposed | ON | QC | 0 | ON
LCP_Inputs_ON_Electric_Howarth_2023_05_05 | Hydrogen | Dispatch-Interconnection | ON | 2020 | Fall | H2 Pipeline - Repurposed | ON | WC | 0 | ON
LCP_Inputs_ON_Electric_Howarth_2023_05_05 | Hydrogen | Dispatch-Interconnection | ON | 2020 | Fall | H2 Pipeline - Repurposed | PJ | ON | 0 | ON
LCP_Inputs_ON_Electric_Howarth_2023_05_05 | Hydrogen | Dispatch-Interconnection | ON | 2020 | Fall | H2 Pipeline - Repurposed | QC | ON | 0 | ON
LCP_Inputs_ON_Electric_Howarth_2023_05_05 | Hydrogen | Dispatch-Interconnection | ON | 2020 | Fall | H2 Pipeline - Repurposed | WC | ON | 0 | ON
LCP_Inputs_ON_Electric_Howarth_2023_05_05 | Hydrogen | Dispatch-Interconnection | ON | 2020 | Spring | H2 Pipeline - New | MI | ON | 0 | ON
LCP_Inputs_ON_Electric_Howarth_2023_05_05 | Hydrogen | Dispatch-Interconnection | ON | 2020 | Spring | H2 Pipeline - New | NY | ON | 0 | ON
LCP_Inputs_ON_Electric_Howarth_2023_05_05 | Hydrogen | Dispatch-Interconnection | ON | 2020 | Spring | H2 Pipeline - New | ON | MI | 0 | ON
LCP_Inputs_ON_Electric_Howarth_2023_05_05 | Hydrogen | Dispatch-Interconnection | ON | 2020 | Spring | H2 Pipeline - New | ON | NY | 0 | ON
LCP_Inputs_ON_Electric_Howarth_2023_05_05 | Hydrogen | Dispatch-Interconnection | ON | 2020 | Spring | H2 Pipeline - New | ON | PJ | 0 | ON
LCP_Inputs_ON_Electric_Howarth_2023_05_05 | Hydrogen | Dispatch-Interconnection | ON | 2020 | Spring | H2 Pipeline - New | ON | QC | 0 | ON
LCP_Inputs_ON_Electric_Howarth_2023_05_05 | Hydrogen | Dispatch-Interconnection | ON | 2020 | Spring | H2 Pipeline - New | ON | WC | 0 | ON
LCP_Inputs_ON_Electric_Howarth_2023_05_05 | Hydrogen | Dispatch-Interconnection | ON | 2020 | Spring | H2 Pipeline - New | PJ | ON | 0 | ON
LCP_Inputs_ON_Electric_Howarth_2023_05_05 | Hydrogen | Dispatch-Interconnection | ON | 2020 | Spring | H2 Pipeline - New | QC | ON | 0 | ON
LCP_Inputs_ON_Electric_Howarth_2023_05_05 | Hydrogen | Dispatch-Interconnection | ON | 2020 | Spring | H2 Pipeline - New | WC | ON | 0 | ON
LCP_Inputs_ON_Electric_Howarth_2023_05_05 | Hydrogen | Dispatch-Interconnection | ON | 2020 | Spring | H2 Pipeline - Repurposed | MI | ON | 0 | ON
LCP_Inputs_ON_Electric_Howarth_2023_05_05 | Hydrogen | Dispatch-Interconnection | ON | 2020 | Spring | H2 Pipeline - Repurposed | NY | ON | 0 | ON
LCP_Inputs_ON_Electric_Howarth_2023_05_05 | Hydrogen | Dispatch-Interconnection | ON | 2020 | Spring | H2 Pipeline - Repurposed | ON | MI | 0 | ON
LCP_Inputs_ON_Electric_Howarth_2023_05_05 | Hydrogen | Dispatch-Interconnection | ON | 2020 | Spring | H2 Pipeline - Repurposed | ON | NY | 0 | ON
LCP_Inputs_ON_Electric_Howarth_2023_05_05 | Hydrogen | Dispatch-Interconnection | ON | 2020 | Spring | H2 Pipeline - Repurposed | ON | PJ | 0 | ON
LCP_Inputs_ON_Electric_Howarth_2023_05_05 | Hydrogen | Dispatch-Interconnection | ON | 2020 | Spring | H2 Pipeline - Repurposed | ON | QC | 0 | ON
LCP_Inputs_ON_Electric_Howarth_2023_05_05 | Hydrogen | Dispatch-Interconnection | ON | 2020 | Spring | H2 Pipeline - Repurposed | ON | WC | 0 | ON
LCP_Inputs_ON_Electric_Howarth_2023_05_05 | Hydrogen | Dispatch-Interconnection | ON | 2020 | Spring | H2 Pipeline - Repurposed | PJ | ON | 0 | ON
LCP_Inputs_ON_Electric_Howarth_2023_05_05 | Hydrogen | Dispatch-Interconnection | ON | 2020 | Spring | H2 Pipeline - Repurposed | QC | ON | 0 | ON
LCP_Inputs_ON_Electric_Howarth_2023_05_05 | Hydrogen | Dispatch-Interconnection | ON | 2020 | Spring | H2 Pipeline - Repurposed | WC | ON | 0 | ON
LCP_Inputs_ON_Electric_Howarth_2023_05_05 | Hydrogen | Dispatch-Interconnection | ON | 2020 | Summer | H2 Pipeline - New | MI | ON | 0 | ON
LCP_Inputs_ON_Electric_Howarth_2023_05_05 | Hydrogen | Dispatch-Interconnection | ON | 2020 | Summer | H2 Pipeline - New | NY | ON | 0 | ON
LCP_Inputs_ON_Electric_Howarth_2023_05_05 | Hydrogen | Dispatch-Interconnection | ON | 2020 | Summer | H2 Pipeline - New | ON | MI | 0 | ON
LCP_Inputs_ON_Electric_Howarth_2023_05_05 | Hydrogen | Dispatch-Interconnection | ON | 2020 | Summer | H2 Pipeline - New | ON | NY | 0 | ON
LCP_Inputs_ON_Electric_Howarth_2023_05_05 | Hydrogen | Dispatch-Interconnection | ON | 2020 | Summer | H2 Pipeline - New | ON | PJ | 0 | ON
LCP_Inputs_ON_Electric_Howarth_2023_05_05 | Hydrogen | Dispatch-Interconnection | ON | 2020 | Summer | H2 Pipeline - New | ON | QC | 0 | ON
LCP_Inputs_ON_Electric_Howarth_2023_05_05 | Hydrogen | Dispatch-Interconnection | ON | 2020 | Summer | H2 Pipeline - New | ON | WC | 0 | ON
LCP_Inputs_ON_Electric_Howarth_2023_05_05 | Hydrogen | Dispatch-Interconnection | ON | 2020 | Summer | H2 Pipeline - New | PJ | ON | 0 | ON
LCP_Inputs_ON_Electric_Howarth_2023_05_05 | Hydrogen | Dispatch-Interconnection | ON | 2020 | Summer | H2 Pipeline - New | QC | ON | 0 | ON
LCP_Inputs_ON_Electric_Howarth_2023_05_05 | Hydrogen | Dispatch-Interconnection | ON | 2020 | Summer | H2 Pipeline - New | WC | ON | 0 | ON
LCP_Inputs_ON_Electric_Howarth_2023_05_05 | Hydrogen | Dispatch-Interconnection | ON | 2020 | Summer | H2 Pipeline - Repurposed | MI | ON | 0 | ON
LCP_Inputs_ON_Electric_Howarth_2023_05_05 | Hydrogen | Dispatch-Interconnection | ON | 2020 | Summer | H2 Pipeline - Repurposed | NY | ON | 0 | ON
LCP_Inputs_ON_Electric_Howarth_2023_05_05 | Hydrogen | Dispatch-Interconnection | ON | 2020 | Summer | H2 Pipeline - Repurposed | ON | MI | 0 | ON
LCP_Inputs_ON_Electric_Howarth_2023_05_05 | Hydrogen | Dispatch-Interconnection | ON | 2020 | Summer | H2 Pipeline - Repurposed | ON | NY | 0 | ON
LCP_Inputs_ON_Electric_Howarth_2023_05_05 | Hydrogen | Dispatch-Interconnection | ON | 2020 | Summer | H2 Pipeline - Repurposed | ON | PJ | 0 | ON
LCP_Inputs_ON_Electric_Howarth_2023_05_05 | Hydrogen | Dispatch-Interconnection | ON | 2020 | Summer | H2 Pipeline - Repurposed | ON | QC | 0 | ON
LCP_Inputs_ON_Electric_Howarth_2023_05_05 | Hydrogen | Dispatch-Interconnection | ON | 2020 | Summer | H2 Pipeline - Repurposed | ON | WC | 0 | ON
LCP_Inputs_ON_Electric_Howarth_2023_05_05 | Hydrogen | Dispatch-Interconnection | ON | 2020 | Summer | H2 Pipeline - Repurposed | PJ | ON | 0 | ON
LCP_Inputs_ON_Electric_Howarth_2023_05_05 | Hydrogen | Dispatch-Interconnection | ON | 2020 | Summer | H2 Pipeline - Repurposed | QC | ON | 0 | ON
LCP_Inputs_ON_Electric_Howarth_2023_05_05 | Hydrogen | Dispatch-Interconnection | ON | 2020 | Summer | H2 Pipeline - Repurposed | WC | ON | 0 | ON
LCP_Inputs_ON_Electric_Howarth_2023_05_05 | Hydrogen | Dispatch-Interconnection | ON | 2020 | Winter | H2 Pipeline - New | MI | ON | 0 | ON
LCP_Inputs_ON_Electric_Howarth_2023_05_05 | Hydrogen | Dispatch-Interconnection | ON | 2020 | Winter | H2 Pipeline - New | NY | ON | 0 | ON
LCP_Inputs_ON_Electric_Howarth_2023_05_05 | Hydrogen | Dispatch-Interconnection | ON | 2020 | Winter | H2 Pipeline - New | ON | MI | 0 | ON
LCP_Inputs_ON_Electric_Howarth_2023_05_05 | Hydrogen | Dispatch-Interconnection | ON | 2020 | Winter | H2 Pipeline - New | ON | NY | 0 | ON
LCP_Inputs_ON_Electric_Howarth_2023_05_05 | Hydrogen | Dispatch-Interconnection | ON | 2020 | Winter | H2 Pipeline - New | ON | PJ | 0 | ON
LCP_Inputs_ON_Electric_Howarth_2023_05_05 | Hydrogen | Dispatch-Interconnection | ON | 2020 | Winter | H2 Pipeline - New | ON | QC | 0 | ON
LCP_Inputs_ON_Electric_Howarth_2023_05_05 | Hydrogen | Dispatch-Interconnection | ON | 2020 | Winter | H2 Pipeline - New | ON | WC | 0 | ON
LCP_Inputs_ON_Electric_Howarth_2023_05_05 | Hydrogen | Dispatch-Interconnection | ON | 2020 | Winter | H2 Pipeline - New | PJ | ON | 0 | ON
LCP_Inputs_ON_Electric_Howarth_2023_05_05 | Hydrogen | Dispatch-Interconnection | ON | 2020 | Winter | H2 Pipeline - New | QC | ON | 0 | ON
LCP_Inputs_ON_Electric_Howarth_2023_05_05 | Hydrogen | Dispatch-Interconnection | ON | 2020 | Winter | H2 Pipeline - New | WC | ON | 0 | ON
LCP_Inputs_ON_Electric_Howarth_2023_05_05 | Hydrogen | Dispatch-Interconnection | ON | 2020 | Winter | H2 Pipeline - Repurposed | MI | ON | 0 | ON
LCP_Inputs_ON_Electric_Howarth_2023_05_05 | Hydrogen | Dispatch-Interconnection | ON | 2020 | Winter | H2 Pipeline - Repurposed | NY | ON | 0 | ON
LCP_Inputs_ON_Electric_Howarth_2023_05_05 | Hydrogen | Dispatch-Interconnection | ON | 2020 | Winter | H2 Pipeline - Repurposed | ON | MI | 0 | ON
LCP_Inputs_ON_Electric_Howarth_2023_05_05 | Hydrogen | Dispatch-Interconnection | ON | 2020 | Winter | H2 Pipeline - Repurposed | ON | NY | 0 | ON
LCP_Inputs_ON_Electric_Howarth_2023_05_05 | Hydrogen | Dispatch-Interconnection | ON | 2020 | Winter | H2 Pipeline - Repurposed | ON | PJ | 0 | ON
LCP_Inputs_ON_Electric_Howarth_2023_05_05 | Hydrogen | Dispatch-Interconnection | ON | 2020 | Winter | H2 Pipeline - Repurposed | ON | QC | 0 | ON
LCP_Inputs_ON_Electric_Howarth_2023_05_05 | Hydrogen | Dispatch-Interconnection | ON | 2020 | Winter | H2 Pipeline - Repurposed | ON | WC | 0 | ON
LCP_Inputs_ON_Electric_Howarth_2023_05_05 | Hydrogen | Dispatch-Interconnection | ON | 2020 | Winter | H2 Pipeline - Repurposed | PJ | ON | 0 | ON
LCP_Inputs_ON_Electric_Howarth_2023_05_05 | Hydrogen | Dispatch-Interconnection | ON | 2020 | Winter | H2 Pipeline - Repurposed | QC | ON | 0 | ON
LCP_Inputs_ON_Electric_Howarth_2023_05_05 | Hydrogen | Dispatch-Interconnection | ON | 2020 | Winter | H2 Pipeline - Repurposed | WC | ON | 0 | ON
LCP_Inputs_ON_Electric_Howarth_2023_05_05 | Hydrogen | Dispatch-Interconnection | ON | 2020 | Winter Peak | H2 Pipeline - New | MI | ON | 0 | ON
LCP_Inputs_ON_Electric_Howarth_2023_05_05 | Hydrogen | Dispatch-Interconnection | ON | 2020 | Winter Peak | H2 Pipeline - New | NY | ON | 0 | ON
LCP_Inputs_ON_Electric_Howarth_2023_05_05 | Hydrogen | Dispatch-Interconnection | ON | 2020 | Winter Peak | H2 Pipeline - New | ON | MI | 0 | ON
LCP_Inputs_ON_Electric_Howarth_2023_05_05 | Hydrogen | Dispatch-Interconnection | ON | 2020 | Winter Peak | H2 Pipeline - New | ON | NY | 0 | ON
LCP_Inputs_ON_Electric_Howarth_2023_05_05 | Hydrogen | Dispatch-Interconnection | ON | 2020 | Winter Peak | H2 Pipeline - New | ON | PJ | 0 | ON
LCP_Inputs_ON_Electric_Howarth_2023_05_05 | Hydrogen | Dispatch-Interconnection | ON | 2020 | Winter Peak | H2 Pipeline - New | ON | QC | 0 | ON
LCP_Inputs_ON_Electric_Howarth_2023_05_05 | Hydrogen | Dispatch-Interconnection | ON | 2020 | Winter Peak | H2 Pipeline - New | ON | WC | 0 | ON
LCP_Inputs_ON_Electric_Howarth_2023_05_05 | Hydrogen | Dispatch-Interconnection | ON | 2020 | Winter Peak | H2 Pipeline - New | PJ | ON | 0 | ON
LCP_Inputs_ON_Electric_Howarth_2023_05_05 | Hydrogen | Dispatch-Interconnection | ON | 2020 | Winter Peak | H2 Pipeline - New | QC | ON | 0 | ON
LCP_Inputs_ON_Electric_Howarth_2023_05_05 | Hydrogen | Dispatch-Interconnection | ON | 2020 | Winter Peak | H2 Pipeline - New | WC | ON | 0 | ON
LCP_Inputs_ON_Electric_Howarth_2023_05_05 | Hydrogen | Dispatch-Interconnection | ON | 2020 | Winter Peak | H2 Pipeline - Repurposed | MI | ON | 0 | ON
LCP_Inputs_ON_Electric_Howarth_2023_05_05 | Hydrogen | Dispatch-Interconnection | ON | 2020 | Winter Peak | H2 Pipeline - Repurposed | NY | ON | 0 | ON
LCP_Inputs_ON_Electric_Howarth_2023_05_05 | Hydrogen | Dispatch-Interconnection | ON | 2020 | Winter Peak | H2 Pipeline - Repurposed | ON | MI | 0 | ON
LCP_Inputs_ON_Electric_Howarth_2023_05_05 | Hydrogen | Dispatch-Interconnection | ON | 2020 | Winter Peak | H2 Pipeline - Repurposed | ON | NY | 0 | ON
LCP_Inputs_ON_Electric_Howarth_2023_05_05 | Hydrogen | Dispatch-Interconnection | ON | 2020 | Winter Peak | H2 Pipeline - Repurposed | ON | PJ | 0 | ON
LCP_Inputs_ON_Electric_Howarth_2023_05_05 | Hydrogen | Dispatch-Interconnection | ON | 2020 | Winter Peak | H2 Pipeline - Repurposed | ON | QC | 0 | ON
LCP_Inputs_ON_Electric_Howarth_2023_05_05 | Hydrogen | Dispatch-Interconnection | ON | 2020 | Winter Peak | H2 Pipeline - Repurposed | ON | WC | 0 | ON
LCP_Inputs_ON_Electric_Howarth_2023_05_05 | Hydrogen | Dispatch-Interconnection | ON | 2020 | Winter Peak | H2 Pipeline - Repurposed | PJ | ON | 0 | ON
LCP_Inputs_ON_Electric_Howarth_2023_05_05 | Hydrogen | Dispatch-Interconnection | ON | 2020 | Winter Peak | H2 Pipeline - Repurposed | QC | ON | 0 | ON
LCP_Inputs_ON_Electric_Howarth_2023_05_05 | Hydrogen | Dispatch-Interconnection | ON | 2020 | Winter Peak | H2 Pipeline - Repurposed | WC | ON | 0 | ON
LCP_Inputs_ON_Electric_Howarth_2023_05_05 | Hydrogen | Dispatch-Interconnection | ON | 2030 | Fall | H2 Pipeline - New | MI | ON | 0 | ON
LCP_Inputs_ON_Electric_Howarth_2023_05_05 | Hydrogen | Dispatch-Interconnection | ON | 2030 | Fall | H2 Pipeline - New | NY | ON | 0 | ON
LCP_Inputs_ON_Electric_Howarth_2023_05_05 | Hydrogen | Dispatch-Interconnection | ON | 2030 | Fall | H2 Pipeline - New | ON | MI | 0 | ON
LCP_Inputs_ON_Electric_Howarth_2023_05_05 | Hydrogen | Dispatch-Interconnection | ON | 2030 | Fall | H2 Pipeline - New | ON | NY | 0 | ON
LCP_Inputs_ON_Electric_Howarth_2023_05_05 | Hydrogen | Dispatch-Interconnection | ON | 2030 | Fall | H2 Pipeline - New | ON | PJ | 0 | ON
LCP_Inputs_ON_Electric_Howarth_2023_05_05 | Hydrogen | Dispatch-Interconnection | ON | 2030 | Fall | H2 Pipeline - New | ON | QC | 0 | ON
LCP_Inputs_ON_Electric_Howarth_2023_05_05 | Hydrogen | Dispatch-Interconnection | ON | 2030 | Fall | H2 Pipeline - New | ON | WC | 0 | ON
LCP_Inputs_ON_Electric_Howarth_2023_05_05 | Hydrogen | Dispatch-Interconnection | ON | 2030 | Fall | H2 Pipeline - New | PJ | ON | 0 | ON
LCP_Inputs_ON_Electric_Howarth_2023_05_05 | Hydrogen | Dispatch-Interconnection | ON | 2030 | Fall | H2 Pipeline - New | QC | ON | 0 | ON
LCP_Inputs_ON_Electric_Howarth_2023_05_05 | Hydrogen | Dispatch-Interconnection | ON | 2030 | Fall | H2 Pipeline - New | WC | ON | 0 | ON
LCP_Inputs_ON_Electric_Howarth_2023_05_05 | Hydrogen | Dispatch-Interconnection | ON | 2030 | Fall | H2 Pipeline - Repurposed | MI | ON | 0 | ON
LCP_Inputs_ON_Electric_Howarth_2023_05_05 | Hydrogen | Dispatch-Interconnection | ON | 2030 | Fall | H2 Pipeline - Repurposed | NY | ON | 0 | ON
LCP_Inputs_ON_Electric_Howarth_2023_05_05 | Hydrogen | Dispatch-Interconnection | ON | 2030 | Fall | H2 Pipeline - Repurposed | ON | MI | 0 | ON
LCP_Inputs_ON_Electric_Howarth_2023_05_05 | Hydrogen | Dispatch-Interconnection | ON | 2030 | Fall | H2 Pipeline - Repurposed | ON | NY | 0 | ON
LCP_Inputs_ON_Electric_Howarth_2023_05_05 | Hydrogen | Dispatch-Interconnection | ON | 2030 | Fall | H2 Pipeline - Repurposed | ON | PJ | 0 | ON
LCP_Inputs_ON_Electric_Howarth_2023_05_05 | Hydrogen | Dispatch-Interconnection | ON | 2030 | Fall | H2 Pipeline - Repurposed | ON | QC | 0 | ON
LCP_Inputs_ON_Electric_Howarth_2023_05_05 | Hydrogen | Dispatch-Interconnection | ON | 2030 | Fall | H2 Pipeline - Repurposed | ON | WC | 0 | ON
LCP_Inputs_ON_Electric_Howarth_2023_05_05 | Hydrogen | Dispatch-Interconnection | ON | 2030 | Fall | H2 Pipeline - Repurposed | PJ | ON | 0 | ON
LCP_Inputs_ON_Electric_Howarth_2023_05_05 | Hydrogen | Dispatch-Interconnection | ON | 2030 | Fall | H2 Pipeline - Repurposed | QC | ON | 0 | ON
LCP_Inputs_ON_Electric_Howarth_2023_05_05 | Hydrogen | Dispatch-Interconnection | ON | 2030 | Fall | H2 Pipeline - Repurposed | WC | ON | 0 | ON
LCP_Inputs_ON_Electric_Howarth_2023_05_05 | Hydrogen | Dispatch-Interconnection | ON | 2030 | Spring | H2 Pipeline - New | MI | ON | 0 | ON
LCP_Inputs_ON_Electric_Howarth_2023_05_05 | Hydrogen | Dispatch-Interconnection | ON | 2030 | Spring | H2 Pipeline - New | NY | ON | 0 | ON
LCP_Inputs_ON_Electric_Howarth_2023_05_05 | Hydrogen | Dispatch-Interconnection | ON | 2030 | Spring | H2 Pipeline - New | ON | MI | 0 | ON
LCP_Inputs_ON_Electric_Howarth_2023_05_05 | Hydrogen | Dispatch-Interconnection | ON | 2030 | Spring | H2 Pipeline - New | ON | NY | 0 | ON
LCP_Inputs_ON_Electric_Howarth_2023_05_05 | Hydrogen | Dispatch-Interconnection | ON | 2030 | Spring | H2 Pipeline - New | ON | PJ | 0 | ON
LCP_Inputs_ON_Electric_Howarth_2023_05_05 | Hydrogen | Dispatch-Interconnection | ON | 2030 | Spring | H2 Pipeline - New | ON | QC | 0 | ON
LCP_Inputs_ON_Electric_Howarth_2023_05_05 | Hydrogen | Dispatch-Interconnection | ON | 2030 | Spring | H2 Pipeline - New | ON | WC | 0 | ON
LCP_Inputs_ON_Electric_Howarth_2023_05_05 | Hydrogen | Dispatch-Interconnection | ON | 2030 | Spring | H2 Pipeline - New | PJ | ON | 0 | ON
LCP_Inputs_ON_Electric_Howarth_2023_05_05 | Hydrogen | Dispatch-Interconnection | ON | 2030 | Spring | H2 Pipeline - New | QC | ON | 0 | ON
LCP_Inputs_ON_Electric_Howarth_2023_05_05 | Hydrogen | Dispatch-Interconnection | ON | 2030 | Spring | H2 Pipeline - New | WC | ON | 0 | ON
LCP_Inputs_ON_Electric_Howarth_2023_05_05 | Hydrogen | Dispatch-Interconnection | ON | 2030 | Spring | H2 Pipeline - Repurposed | MI | ON | 0 | ON
LCP_Inputs_ON_Electric_Howarth_2023_05_05 | Hydrogen | Dispatch-Interconnection | ON | 2030 | Spring | H2 Pipeline - Repurposed | NY | ON | 0 | ON
LCP_Inputs_ON_Electric_Howarth_2023_05_05 | Hydrogen | Dispatch-Interconnection | ON | 2030 | Spring | H2 Pipeline - Repurposed | ON | MI | 0 | ON
LCP_Inputs_ON_Electric_Howarth_2023_05_05 | Hydrogen | Dispatch-Interconnection | ON | 2030 | Spring | H2 Pipeline - Repurposed | ON | NY | 0 | ON
LCP_Inputs_ON_Electric_Howarth_2023_05_05 | Hydrogen | Dispatch-Interconnection | ON | 2030 | Spring | H2 Pipeline - Repurposed | ON | PJ | 0 | ON
LCP_Inputs_ON_Electric_Howarth_2023_05_05 | Hydrogen | Dispatch-Interconnection | ON | 2030 | Spring | H2 Pipeline - Repurposed | ON | QC | 0 | ON
LCP_Inputs_ON_Electric_Howarth_2023_05_05 | Hydrogen | Dispatch-Interconnection | ON | 2030 | Spring | H2 Pipeline - Repurposed | ON | WC | 0 | ON
LCP_Inputs_ON_Electric_Howarth_2023_05_05 | Hydrogen | Dispatch-Interconnection | ON | 2030 | Spring | H2 Pipeline - Repurposed | PJ | ON | 0 | ON
LCP_Inputs_ON_Electric_Howarth_2023_05_05 | Hydrogen | Dispatch-Interconnection | ON | 2030 | Spring | H2 Pipeline - Repurposed | QC | ON | 0 | ON
LCP_Inputs_ON_Electric_Howarth_2023_05_05 | Hydrogen | Dispatch-Interconnection | ON | 2030 | Spring | H2 Pipeline - Repurposed | WC | ON | 0 | ON
LCP_Inputs_ON_Electric_Howarth_2023_05_05 | Hydrogen | Dispatch-Interconnection | ON | 2030 | Summer | H2 Pipeline - New | MI | ON | 0 | ON
LCP_Inputs_ON_Electric_Howarth_2023_05_05 | Hydrogen | Dispatch-Interconnection | ON | 2030 | Summer | H2 Pipeline - New | NY | ON | 0 | ON
LCP_Inputs_ON_Electric_Howarth_2023_05_05 | Hydrogen | Dispatch-Interconnection | ON | 2030 | Summer | H2 Pipeline - New | ON | MI | 0 | ON
LCP_Inputs_ON_Electric_Howarth_2023_05_05 | Hydrogen | Dispatch-Interconnection | ON | 2030 | Summer | H2 Pipeline - New | ON | NY | 0 | ON
LCP_Inputs_ON_Electric_Howarth_2023_05_05 | Hydrogen | Dispatch-Interconnection | ON | 2030 | Summer | H2 Pipeline - New | ON | PJ | 0 | ON
LCP_Inputs_ON_Electric_Howarth_2023_05_05 | Hydrogen | Dispatch-Interconnection | ON | 2030 | Summer | H2 Pipeline - New | ON | QC | 0 | ON
LCP_Inputs_ON_Electric_Howarth_2023_05_05 | Hydrogen | Dispatch-Interconnection | ON | 2030 | Summer | H2 Pipeline - New | ON | WC | 0 | ON
LCP_Inputs_ON_Electric_Howarth_2023_05_05 | Hydrogen | Dispatch-Interconnection | ON | 2030 | Summer | H2 Pipeline - New | PJ | ON | 0 | ON
LCP_Inputs_ON_Electric_Howarth_2023_05_05 | Hydrogen | Dispatch-Interconnection | ON | 2030 | Summer | H2 Pipeline - New | QC | ON | 0 | ON
LCP_Inputs_ON_Electric_Howarth_2023_05_05 | Hydrogen | Dispatch-Interconnection | ON | 2030 | Summer | H2 Pipeline - New | WC | ON | 0 | ON
LCP_Inputs_ON_Electric_Howarth_2023_05_05 | Hydrogen | Dispatch-Interconnection | ON | 2030 | Summer | H2 Pipeline - Repurposed | MI | ON | 0 | ON
LCP_Inputs_ON_Electric_Howarth_2023_05_05 | Hydrogen | Dispatch-Interconnection | ON | 2030 | Summer | H2 Pipeline - Repurposed | NY | ON | 0 | ON
LCP_Inputs_ON_Electric_Howarth_2023_05_05 | Hydrogen | Dispatch-Interconnection | ON | 2030 | Summer | H2 Pipeline - Repurposed | ON | MI | 0 | ON
LCP_Inputs_ON_Electric_Howarth_2023_05_05 | Hydrogen | Dispatch-Interconnection | ON | 2030 | Summer | H2 Pipeline - Repurposed | ON | NY | 0 | ON
LCP_Inputs_ON_Electric_Howarth_2023_05_05 | Hydrogen | Dispatch-Interconnection | ON | 2030 | Summer | H2 Pipeline - Repurposed | ON | PJ | 0 | ON
LCP_Inputs_ON_Electric_Howarth_2023_05_05 | Hydrogen | Dispatch-Interconnection | ON | 2030 | Summer | H2 Pipeline - Repurposed | ON | QC | 0 | ON
LCP_Inputs_ON_Electric_Howarth_2023_05_05 | Hydrogen | Dispatch-Interconnection | ON | 2030 | Summer | H2 Pipeline - Repurposed | ON | WC | 0 | ON
LCP_Inputs_ON_Electric_Howarth_2023_05_05 | Hydrogen | Dispatch-Interconnection | ON | 2030 | Summer | H2 Pipeline - Repurposed | PJ | ON | 0 | ON
LCP_Inputs_ON_Electric_Howarth_2023_05_05 | Hydrogen | Dispatch-Interconnection | ON | 2030 | Summer | H2 Pipeline - Repurposed | QC | ON | 0 | ON
LCP_Inputs_ON_Electric_Howarth_2023_05_05 | Hydrogen | Dispatch-Interconnection | ON | 2030 | Summer | H2 Pipeline - Repurposed | WC | ON | 0 | ON
LCP_Inputs_ON_Electric_Howarth_2023_05_05 | Hydrogen | Dispatch-Interconnection | ON | 2030 | Winter | H2 Pipeline - New | MI | ON | 0 | ON
LCP_Inputs_ON_Electric_Howarth_2023_05_05 | Hydrogen | Dispatch-Interconnection | ON | 2030 | Winter | H2 Pipeline - New | NY | ON | 0 | ON
LCP_Inputs_ON_Electric_Howarth_2023_05_05 | Hydrogen | Dispatch-Interconnection | ON | 2030 | Winter | H2 Pipeline - New | ON | MI | 0 | ON
LCP_Inputs_ON_Electric_Howarth_2023_05_05 | Hydrogen | Dispatch-Interconnection | ON | 2030 | Winter | H2 Pipeline - New | ON | NY | 0 | ON
LCP_Inputs_ON_Electric_Howarth_2023_05_05 | Hydrogen | Dispatch-Interconnection | ON | 2030 | Winter | H2 Pipeline - New | ON | PJ | 0 | ON
LCP_Inputs_ON_Electric_Howarth_2023_05_05 | Hydrogen | Dispatch-Interconnection | ON | 2030 | Winter | H2 Pipeline - New | ON | QC | 0 | ON
LCP_Inputs_ON_Electric_Howarth_2023_05_05 | Hydrogen | Dispatch-Interconnection | ON | 2030 | Winter | H2 Pipeline - New | ON | WC | 0 | ON
LCP_Inputs_ON_Electric_Howarth_2023_05_05 | Hydrogen | Dispatch-Interconnection | ON | 2030 | Winter | H2 Pipeline - New | PJ | ON | 0 | ON
LCP_Inputs_ON_Electric_Howarth_2023_05_05 | Hydrogen | Dispatch-Interconnection | ON | 2030 | Winter | H2 Pipeline - New | QC | ON | 0 | ON
LCP_Inputs_ON_Electric_Howarth_2023_05_05 | Hydrogen | Dispatch-Interconnection | ON | 2030 | Winter | H2 Pipeline - New | WC | ON | 0 | ON
LCP_Inputs_ON_Electric_Howarth_2023_05_05 | Hydrogen | Dispatch-Interconnection | ON | 2030 | Winter | H2 Pipeline - Repurposed | MI | ON | 0 | ON
LCP_Inputs_ON_Electric_Howarth_2023_05_05 | Hydrogen | Dispatch-Interconnection | ON | 2030 | Winter | H2 Pipeline - Repurposed | NY | ON | 0 | ON
LCP_Inputs_ON_Electric_Howarth_2023_05_05 | Hydrogen | Dispatch-Interconnection | ON | 2030 | Winter | H2 Pipeline - Repurposed | ON | MI | 0 | ON
LCP_Inputs_ON_Electric_Howarth_2023_05_05 | Hydrogen | Dispatch-Interconnection | ON | 2030 | Winter | H2 Pipeline - Repurposed | ON | NY | 0 | ON
LCP_Inputs_ON_Electric_Howarth_2023_05_05 | Hydrogen | Dispatch-Interconnection | ON | 2030 | Winter | H2 Pipeline - Repurposed | ON | PJ | 0 | ON
LCP_Inputs_ON_Electric_Howarth_2023_05_05 | Hydrogen | Dispatch-Interconnection | ON | 2030 | Winter | H2 Pipeline - Repurposed | ON | QC | 0 | ON
LCP_Inputs_ON_Electric_Howarth_2023_05_05 | Hydrogen | Dispatch-Interconnection | ON | 2030 | Winter | H2 Pipeline - Repurposed | ON | WC | 0 | ON
LCP_Inputs_ON_Electric_Howarth_2023_05_05 | Hydrogen | Dispatch-Interconnection | ON | 2030 | Winter | H2 Pipeline - Repurposed | PJ | ON | 0 | ON
LCP_Inputs_ON_Electric_Howarth_2023_05_05 | Hydrogen | Dispatch-Interconnection | ON | 2030 | Winter | H2 Pipeline - Repurposed | QC | ON | 0 | ON
LCP_Inputs_ON_Electric_Howarth_2023_05_05 | Hydrogen | Dispatch-Interconnection | ON | 2030 | Winter | H2 Pipeline - Repurposed | WC | ON | 0 | ON
LCP_Inputs_ON_Electric_Howarth_2023_05_05 | Hydrogen | Dispatch-Interconnection | ON | 2030 | Winter Peak | H2 Pipeline - New | MI | ON | 0 | ON
LCP_Inputs_ON_Electric_Howarth_2023_05_05 | Hydrogen | Dispatch-Interconnection | ON | 2030 | Winter Peak | H2 Pipeline - New | NY | ON | 0 | ON
LCP_Inputs_ON_Electric_Howarth_2023_05_05 | Hydrogen | Dispatch-Interconnection | ON | 2030 | Winter Peak | H2 Pipeline - New | ON | MI | 0 | ON
LCP_Inputs_ON_Electric_Howarth_2023_05_05 | Hydrogen | Dispatch-Interconnection | ON | 2030 | Winter Peak | H2 Pipeline - New | ON | NY | 0 | ON
LCP_Inputs_ON_Electric_Howarth_2023_05_05 | Hydrogen | Dispatch-Interconnection | ON | 2030 | Winter Peak | H2 Pipeline - New | ON | PJ | 0 | ON
LCP_Inputs_ON_Electric_Howarth_2023_05_05 | Hydrogen | Dispatch-Interconnection | ON | 2030 | Winter Peak | H2 Pipeline - New | ON | QC | 0 | ON
LCP_Inputs_ON_Electric_Howarth_2023_05_05 | Hydrogen | Dispatch-Interconnection | ON | 2030 | Winter Peak | H2 Pipeline - New | ON | WC | 0 | ON
LCP_Inputs_ON_Electric_Howarth_2023_05_05 | Hydrogen | Dispatch-Interconnection | ON | 2030 | Winter Peak | H2 Pipeline - New | PJ | ON | 0 | ON
LCP_Inputs_ON_Electric_Howarth_2023_05_05 | Hydrogen | Dispatch-Interconnection | ON | 2030 | Winter Peak | H2 Pipeline - New | QC | ON | 0 | ON
LCP_Inputs_ON_Electric_Howarth_2023_05_05 | Hydrogen | Dispatch-Interconnection | ON | 2030 | Winter Peak | H2 Pipeline - New | WC | ON | 0 | ON
LCP_Inputs_ON_Electric_Howarth_2023_05_05 | Hydrogen | Dispatch-Interconnection | ON | 2030 | Winter Peak | H2 Pipeline - Repurposed | MI | ON | 0 | ON
LCP_Inputs_ON_Electric_Howarth_2023_05_05 | Hydrogen | Dispatch-Interconnection | ON | 2030 | Winter Peak | H2 Pipeline - Repurposed | NY | ON | 0 | ON
LCP_Inputs_ON_Electric_Howarth_2023_05_05 | Hydrogen | Dispatch-Interconnection | ON | 2030 | Winter Peak | H2 Pipeline - Repurposed | ON | MI | 0 | ON
LCP_Inputs_ON_Electric_Howarth_2023_05_05 | Hydrogen | Dispatch-Interconnection | ON | 2030 | Winter Peak | H2 Pipeline - Repurposed | ON | NY | 0 | ON
LCP_Inputs_ON_Electric_Howarth_2023_05_05 | Hydrogen | Dispatch-Interconnection | ON | 2030 | Winter Peak | H2 Pipeline - Repurposed | ON | PJ | 0 | ON
LCP_Inputs_ON_Electric_Howarth_2023_05_05 | Hydrogen | Dispatch-Interconnection | ON | 2030 | Winter Peak | H2 Pipeline - Repurposed | ON | QC | 0 | ON
LCP_Inputs_ON_Electric_Howarth_2023_05_05 | Hydrogen | Dispatch-Interconnection | ON | 2030 | Winter Peak | H2 Pipeline - Repurposed | ON | WC | 0 | ON
LCP_Inputs_ON_Electric_Howarth_2023_05_05 | Hydrogen | Dispatch-Interconnection | ON | 2030 | Winter Peak | H2 Pipeline - Repurposed | PJ | ON | 0 | ON
LCP_Inputs_ON_Electric_Howarth_2023_05_05 | Hydrogen | Dispatch-Interconnection | ON | 2030 | Winter Peak | H2 Pipeline - Repurposed | QC | ON | 0 | ON
LCP_Inputs_ON_Electric_Howarth_2023_05_05 | Hydrogen | Dispatch-Interconnection | ON | 2030 | Winter Peak | H2 Pipeline - Repurposed | WC | ON | 0 | ON
LCP_Inputs_ON_Electric_Howarth_2023_05_05 | Hydrogen | Dispatch-Interconnection | ON | 2040 | Fall | H2 Pipeline - New | MI | ON | 0 | ON
LCP_Inputs_ON_Electric_Howarth_2023_05_05 | Hydrogen | Dispatch-Interconnection | ON | 2040 | Fall | H2 Pipeline - New | NY | ON | 0 | ON
LCP_Inputs_ON_Electric_Howarth_2023_05_05 | Hydrogen | Dispatch-Interconnection | ON | 2040 | Fall | H2 Pipeline - New | ON | MI | 0 | ON
LCP_Inputs_ON_Electric_Howarth_2023_05_05 | Hydrogen | Dispatch-Interconnection | ON | 2040 | Fall | H2 Pipeline - New | ON | NY | 0 | ON
LCP_Inputs_ON_Electric_Howarth_2023_05_05 | Hydrogen | Dispatch-Interconnection | ON | 2040 | Fall | H2 Pipeline - New | ON | PJ | 0 | ON
LCP_Inputs_ON_Electric_Howarth_2023_05_05 | Hydrogen | Dispatch-Interconnection | ON | 2040 | Fall | H2 Pipeline - New | ON | QC | 0 | ON
LCP_Inputs_ON_Electric_Howarth_2023_05_05 | Hydrogen | Dispatch-Interconnection | ON | 2040 | Fall | H2 Pipeline - New | ON | WC | 0 | ON
LCP_Inputs_ON_Electric_Howarth_2023_05_05 | Hydrogen | Dispatch-Interconnection | ON | 2040 | Fall | H2 Pipeline - New | PJ | ON | 0 | ON
LCP_Inputs_ON_Electric_Howarth_2023_05_05 | Hydrogen | Dispatch-Interconnection | ON | 2040 | Fall | H2 Pipeline - New | QC | ON | 0 | ON
LCP_Inputs_ON_Electric_Howarth_2023_05_05 | Hydrogen | Dispatch-Interconnection | ON | 2040 | Fall | H2 Pipeline - New | WC | ON | 0 | ON
LCP_Inputs_ON_Electric_Howarth_2023_05_05 | Hydrogen | Dispatch-Interconnection | ON | 2040 | Fall | H2 Pipeline - Repurposed | MI | ON | 0 | ON
LCP_Inputs_ON_Electric_Howarth_2023_05_05 | Hydrogen | Dispatch-Interconnection | ON | 2040 | Fall | H2 Pipeline - Repurposed | NY | ON | 0 | ON
LCP_Inputs_ON_Electric_Howarth_2023_05_05 | Hydrogen | Dispatch-Interconnection | ON | 2040 | Fall | H2 Pipeline - Repurposed | ON | MI | 0 | ON
LCP_Inputs_ON_Electric_Howarth_2023_05_05 | Hydrogen | Dispatch-Interconnection | ON | 2040 | Fall | H2 Pipeline - Repurposed | ON | NY | 0 | ON
LCP_Inputs_ON_Electric_Howarth_2023_05_05 | Hydrogen | Dispatch-Interconnection | ON | 2040 | Fall | H2 Pipeline - Repurposed | ON | PJ | 0 | ON
LCP_Inputs_ON_Electric_Howarth_2023_05_05 | Hydrogen | Dispatch-Interconnection | ON | 2040 | Fall | H2 Pipeline - Repurposed | ON | QC | 0 | ON
LCP_Inputs_ON_Electric_Howarth_2023_05_05 | Hydrogen | Dispatch-Interconnection | ON | 2040 | Fall | H2 Pipeline - Repurposed | ON | WC | 714894.4956 | ON
LCP_Inputs_ON_Electric_Howarth_2023_05_05 | Hydrogen | Dispatch-Interconnection | ON | 2040 | Fall | H2 Pipeline - Repurposed | PJ | ON | 0 | ON
LCP_Inputs_ON_Electric_Howarth_2023_05_05 | Hydrogen | Dispatch-Interconnection | ON | 2040 | Fall | H2 Pipeline - Repurposed | QC | ON | 0 | ON
LCP_Inputs_ON_Electric_Howarth_2023_05_05 | Hydrogen | Dispatch-Interconnection | ON | 2040 | Fall | H2 Pipeline - Repurposed | WC | ON | 0 | ON
LCP_Inputs_ON_Electric_Howarth_2023_05_05 | Hydrogen | Dispatch-Interconnection | ON | 2040 | Spring | H2 Pipeline - New | MI | ON | 0 | ON
LCP_Inputs_ON_Electric_Howarth_2023_05_05 | Hydrogen | Dispatch-Interconnection | ON | 2040 | Spring | H2 Pipeline - New | NY | ON | 0 | ON
LCP_Inputs_ON_Electric_Howarth_2023_05_05 | Hydrogen | Dispatch-Interconnection | ON | 2040 | Spring | H2 Pipeline - New | ON | MI | 0 | ON
LCP_Inputs_ON_Electric_Howarth_2023_05_05 | Hydrogen | Dispatch-Interconnection | ON | 2040 | Spring | H2 Pipeline - New | ON | NY | 0 | ON
LCP_Inputs_ON_Electric_Howarth_2023_05_05 | Hydrogen | Dispatch-Interconnection | ON | 2040 | Spring | H2 Pipeline - New | ON | PJ | 0 | ON
LCP_Inputs_ON_Electric_Howarth_2023_05_05 | Hydrogen | Dispatch-Interconnection | ON | 2040 | Spring | H2 Pipeline - New | ON | QC | 0 | ON
LCP_Inputs_ON_Electric_Howarth_2023_05_05 | Hydrogen | Dispatch-Interconnection | ON | 2040 | Spring | H2 Pipeline - New | ON | WC | 0 | ON
LCP_Inputs_ON_Electric_Howarth_2023_05_05 | Hydrogen | Dispatch-Interconnection | ON | 2040 | Spring | H2 Pipeline - New | PJ | ON | 0 | ON
LCP_Inputs_ON_Electric_Howarth_2023_05_05 | Hydrogen | Dispatch-Interconnection | ON | 2040 | Spring | H2 Pipeline - New | QC | ON | 0 | ON
LCP_Inputs_ON_Electric_Howarth_2023_05_05 | Hydrogen | Dispatch-Interconnection | ON | 2040 | Spring | H2 Pipeline - New | WC | ON | 0 | ON
LCP_Inputs_ON_Electric_Howarth_2023_05_05 | Hydrogen | Dispatch-Interconnection | ON | 2040 | Spring | H2 Pipeline - Repurposed | MI | ON | 0 | ON
LCP_Inputs_ON_Electric_Howarth_2023_05_05 | Hydrogen | Dispatch-Interconnection | ON | 2040 | Spring | H2 Pipeline - Repurposed | NY | ON | 0 | ON
LCP_Inputs_ON_Electric_Howarth_2023_05_05 | Hydrogen | Dispatch-Interconnection | ON | 2040 | Spring | H2 Pipeline - Repurposed | ON | MI | 0 | ON
LCP_Inputs_ON_Electric_Howarth_2023_05_05 | Hydrogen | Dispatch-Interconnection | ON | 2040 | Spring | H2 Pipeline - Repurposed | ON | NY | 0 | ON
LCP_Inputs_ON_Electric_Howarth_2023_05_05 | Hydrogen | Dispatch-Interconnection | ON | 2040 | Spring | H2 Pipeline - Repurposed | ON | PJ | 0 | ON
LCP_Inputs_ON_Electric_Howarth_2023_05_05 | Hydrogen | Dispatch-Interconnection | ON | 2040 | Spring | H2 Pipeline - Repurposed | ON | QC | 0 | ON
LCP_Inputs_ON_Electric_Howarth_2023_05_05 | Hydrogen | Dispatch-Interconnection | ON | 2040 | Spring | H2 Pipeline - Repurposed | ON | WC | 0 | ON
LCP_Inputs_ON_Electric_Howarth_2023_05_05 | Hydrogen | Dispatch-Interconnection | ON | 2040 | Spring | H2 Pipeline - Repurposed | PJ | ON | 0 | ON
LCP_Inputs_ON_Electric_Howarth_2023_05_05 | Hydrogen | Dispatch-Interconnection | ON | 2040 | Spring | H2 Pipeline - Repurposed | QC | ON | 0 | ON
LCP_Inputs_ON_Electric_Howarth_2023_05_05 | Hydrogen | Dispatch-Interconnection | ON | 2040 | Spring | H2 Pipeline - Repurposed | WC | ON | 0 | ON
LCP_Inputs_ON_Electric_Howarth_2023_05_05 | Hydrogen | Dispatch-Interconnection | ON | 2040 | Summer | H2 Pipeline - New | MI | ON | 0 | ON
LCP_Inputs_ON_Electric_Howarth_2023_05_05 | Hydrogen | Dispatch-Interconnection | ON | 2040 | Summer | H2 Pipeline - New | NY | ON | 0 | ON
LCP_Inputs_ON_Electric_Howarth_2023_05_05 | Hydrogen | Dispatch-Interconnection | ON | 2040 | Summer | H2 Pipeline - New | ON | MI | 0 | ON
LCP_Inputs_ON_Electric_Howarth_2023_05_05 | Hydrogen | Dispatch-Interconnection | ON | 2040 | Summer | H2 Pipeline - New | ON | NY | 0 | ON
LCP_Inputs_ON_Electric_Howarth_2023_05_05 | Hydrogen | Dispatch-Interconnection | ON | 2040 | Summer | H2 Pipeline - New | ON | PJ | 0 | ON
LCP_Inputs_ON_Electric_Howarth_2023_05_05 | Hydrogen | Dispatch-Interconnection | ON | 2040 | Summer | H2 Pipeline - New | ON | QC | 0 | ON
LCP_Inputs_ON_Electric_Howarth_2023_05_05 | Hydrogen | Dispatch-Interconnection | ON | 2040 | Summer | H2 Pipeline - New | ON | WC | 0 | ON
LCP_Inputs_ON_Electric_Howarth_2023_05_05 | Hydrogen | Dispatch-Interconnection | ON | 2040 | Summer | H2 Pipeline - New | PJ | ON | 0 | ON
LCP_Inputs_ON_Electric_Howarth_2023_05_05 | Hydrogen | Dispatch-Interconnection | ON | 2040 | Summer | H2 Pipeline - New | QC | ON | 0 | ON
LCP_Inputs_ON_Electric_Howarth_2023_05_05 | Hydrogen | Dispatch-Interconnection | ON | 2040 | Summer | H2 Pipeline - New | WC | ON | 0 | ON
LCP_Inputs_ON_Electric_Howarth_2023_05_05 | Hydrogen | Dispatch-Interconnection | ON | 2040 | Summer | H2 Pipeline - Repurposed | MI | ON | 0 | ON
LCP_Inputs_ON_Electric_Howarth_2023_05_05 | Hydrogen | Dispatch-Interconnection | ON | 2040 | Summer | H2 Pipeline - Repurposed | NY | ON | 0 | ON
LCP_Inputs_ON_Electric_Howarth_2023_05_05 | Hydrogen | Dispatch-Interconnection | ON | 2040 | Summer | H2 Pipeline - Repurposed | ON | MI | 0 | ON
LCP_Inputs_ON_Electric_Howarth_2023_05_05 | Hydrogen | Dispatch-Interconnection | ON | 2040 | Summer | H2 Pipeline - Repurposed | ON | NY | 0 | ON
LCP_Inputs_ON_Electric_Howarth_2023_05_05 | Hydrogen | Dispatch-Interconnection | ON | 2040 | Summer | H2 Pipeline - Repurposed | ON | PJ | 0 | ON
LCP_Inputs_ON_Electric_Howarth_2023_05_05 | Hydrogen | Dispatch-Interconnection | ON | 2040 | Summer | H2 Pipeline - Repurposed | ON | QC | 0 | ON
LCP_Inputs_ON_Electric_Howarth_2023_05_05 | Hydrogen | Dispatch-Interconnection | ON | 2040 | Summer | H2 Pipeline - Repurposed | ON | WC | 420374.1166 | ON
LCP_Inputs_ON_Electric_Howarth_2023_05_05 | Hydrogen | Dispatch-Interconnection | ON | 2040 | Summer | H2 Pipeline - Repurposed | PJ | ON | 0 | ON
LCP_Inputs_ON_Electric_Howarth_2023_05_05 | Hydrogen | Dispatch-Interconnection | ON | 2040 | Summer | H2 Pipeline - Repurposed | QC | ON | 0 | ON
LCP_Inputs_ON_Electric_Howarth_2023_05_05 | Hydrogen | Dispatch-Interconnection | ON | 2040 | Summer | H2 Pipeline - Repurposed | WC | ON | 0 | ON
LCP_Inputs_ON_Electric_Howarth_2023_05_05 | Hydrogen | Dispatch-Interconnection | ON | 2040 | Winter | H2 Pipeline - New | MI | ON | 0 | ON
LCP_Inputs_ON_Electric_Howarth_2023_05_05 | Hydrogen | Dispatch-Interconnection | ON | 2040 | Winter | H2 Pipeline - New | NY | ON | 0 | ON
LCP_Inputs_ON_Electric_Howarth_2023_05_05 | Hydrogen | Dispatch-Interconnection | ON | 2040 | Winter | H2 Pipeline - New | ON | MI | 0 | ON
LCP_Inputs_ON_Electric_Howarth_2023_05_05 | Hydrogen | Dispatch-Interconnection | ON | 2040 | Winter | H2 Pipeline - New | ON | NY | 0 | ON
LCP_Inputs_ON_Electric_Howarth_2023_05_05 | Hydrogen | Dispatch-Interconnection | ON | 2040 | Winter | H2 Pipeline - New | ON | PJ | 0 | ON
LCP_Inputs_ON_Electric_Howarth_2023_05_05 | Hydrogen | Dispatch-Interconnection | ON | 2040 | Winter | H2 Pipeline - New | ON | QC | 0 | ON
LCP_Inputs_ON_Electric_Howarth_2023_05_05 | Hydrogen | Dispatch-Interconnection | ON | 2040 | Winter | H2 Pipeline - New | ON | WC | 0 | ON
LCP_Inputs_ON_Electric_Howarth_2023_05_05 | Hydrogen | Dispatch-Interconnection | ON | 2040 | Winter | H2 Pipeline - New | PJ | ON | 0 | ON
LCP_Inputs_ON_Electric_Howarth_2023_05_05 | Hydrogen | Dispatch-Interconnection | ON | 2040 | Winter | H2 Pipeline - New | QC | ON | 0 | ON
LCP_Inputs_ON_Electric_Howarth_2023_05_05 | Hydrogen | Dispatch-Interconnection | ON | 2040 | Winter | H2 Pipeline - New | WC | ON | 0 | ON
LCP_Inputs_ON_Electric_Howarth_2023_05_05 | Hydrogen | Dispatch-Interconnection | ON | 2040 | Winter | H2 Pipeline - Repurposed | MI | ON | 0 | ON
LCP_Inputs_ON_Electric_Howarth_2023_05_05 | Hydrogen | Dispatch-Interconnection | ON | 2040 | Winter | H2 Pipeline - Repurposed | NY | ON | 0 | ON
LCP_Inputs_ON_Electric_Howarth_2023_05_05 | Hydrogen | Dispatch-Interconnection | ON | 2040 | Winter | H2 Pipeline - Repurposed | ON | MI | 0 | ON
LCP_Inputs_ON_Electric_Howarth_2023_05_05 | Hydrogen | Dispatch-Interconnection | ON | 2040 | Winter | H2 Pipeline - Repurposed | ON | NY | 0 | ON
LCP_Inputs_ON_Electric_Howarth_2023_05_05 | Hydrogen | Dispatch-Interconnection | ON | 2040 | Winter | H2 Pipeline - Repurposed | ON | PJ | 0 | ON
LCP_Inputs_ON_Electric_Howarth_2023_05_05 | Hydrogen | Dispatch-Interconnection | ON | 2040 | Winter | H2 Pipeline - Repurposed | ON | QC | 0 | ON
LCP_Inputs_ON_Electric_Howarth_2023_05_05 | Hydrogen | Dispatch-Interconnection | ON | 2040 | Winter | H2 Pipeline - Repurposed | ON | WC | 2123785.9646 | ON
LCP_Inputs_ON_Electric_Howarth_2023_05_05 | Hydrogen | Dispatch-Interconnection | ON | 2040 | Winter | H2 Pipeline - Repurposed | PJ | ON | 0 | ON
LCP_Inputs_ON_Electric_Howarth_2023_05_05 | Hydrogen | Dispatch-Interconnection | ON | 2040 | Winter | H2 Pipeline - Repurposed | QC | ON | 0 | ON
LCP_Inputs_ON_Electric_Howarth_2023_05_05 | Hydrogen | Dispatch-Interconnection | ON | 2040 | Winter | H2 Pipeline - Repurposed | WC | ON | 0 | ON
LCP_Inputs_ON_Electric_Howarth_2023_05_05 | Hydrogen | Dispatch-Interconnection | ON | 2040 | Winter Peak | H2 Pipeline - New | MI | ON | 0 | ON
LCP_Inputs_ON_Electric_Howarth_2023_05_05 | Hydrogen | Dispatch-Interconnection | ON | 2040 | Winter Peak | H2 Pipeline - New | NY | ON | 0 | ON
LCP_Inputs_ON_Electric_Howarth_2023_05_05 | Hydrogen | Dispatch-Interconnection | ON | 2040 | Winter Peak | H2 Pipeline - New | ON | MI | 0 | ON
LCP_Inputs_ON_Electric_Howarth_2023_05_05 | Hydrogen | Dispatch-Interconnection | ON | 2040 | Winter Peak | H2 Pipeline - New | ON | NY | 0 | ON
LCP_Inputs_ON_Electric_Howarth_2023_05_05 | Hydrogen | Dispatch-Interconnection | ON | 2040 | Winter Peak | H2 Pipeline - New | ON | PJ | 0 | ON
LCP_Inputs_ON_Electric_Howarth_2023_05_05 | Hydrogen | Dispatch-Interconnection | ON | 2040 | Winter Peak | H2 Pipeline - New | ON | QC | 0 | ON
LCP_Inputs_ON_Electric_Howarth_2023_05_05 | Hydrogen | Dispatch-Interconnection | ON | 2040 | Winter Peak | H2 Pipeline - New | ON | WC | 0 | ON
LCP_Inputs_ON_Electric_Howarth_2023_05_05 | Hydrogen | Dispatch-Interconnection | ON | 2040 | Winter Peak | H2 Pipeline - New | PJ | ON | 0 | ON
LCP_Inputs_ON_Electric_Howarth_2023_05_05 | Hydrogen | Dispatch-Interconnection | ON | 2040 | Winter Peak | H2 Pipeline - New | QC | ON | 0 | ON
LCP_Inputs_ON_Electric_Howarth_2023_05_05 | Hydrogen | Dispatch-Interconnection | ON | 2040 | Winter Peak | H2 Pipeline - New | WC | ON | 0 | ON
LCP_Inputs_ON_Electric_Howarth_2023_05_05 | Hydrogen | Dispatch-Interconnection | ON | 2040 | Winter Peak | H2 Pipeline - Repurposed | MI | ON | 0 | ON
LCP_Inputs_ON_Electric_Howarth_2023_05_05 | Hydrogen | Dispatch-Interconnection | ON | 2040 | Winter Peak | H2 Pipeline - Repurposed | NY | ON | 0 | ON
LCP_Inputs_ON_Electric_Howarth_2023_05_05 | Hydrogen | Dispatch-Interconnection | ON | 2040 | Winter Peak | H2 Pipeline - Repurposed | ON | MI | 0 | ON
LCP_Inputs_ON_Electric_Howarth_2023_05_05 | Hydrogen | Dispatch-Interconnection | ON | 2040 | Winter Peak | H2 Pipeline - Repurposed | ON | NY | 0 | ON
LCP_Inputs_ON_Electric_Howarth_2023_05_05 | Hydrogen | Dispatch-Interconnection | ON | 2040 | Winter Peak | H2 Pipeline - Repurposed | ON | PJ | 0 | ON
LCP_Inputs_ON_Electric_Howarth_2023_05_05 | Hydrogen | Dispatch-Interconnection | ON | 2040 | Winter Peak | H2 Pipeline - Repurposed | ON | QC | 0 | ON
LCP_Inputs_ON_Electric_Howarth_2023_05_05 | Hydrogen | Dispatch-Interconnection | ON | 2040 | Winter Peak | H2 Pipeline - Repurposed | ON | WC | 592547.4397 | ON
LCP_Inputs_ON_Electric_Howarth_2023_05_05 | Hydrogen | Dispatch-Interconnection | ON | 2040 | Winter Peak | H2 Pipeline - Repurposed | PJ | ON | 0 | ON
LCP_Inputs_ON_Electric_Howarth_2023_05_05 | Hydrogen | Dispatch-Interconnection | ON | 2040 | Winter Peak | H2 Pipeline - Repurposed | QC | ON | 0 | ON
LCP_Inputs_ON_Electric_Howarth_2023_05_05 | Hydrogen | Dispatch-Interconnection | ON | 2040 | Winter Peak | H2 Pipeline - Repurposed | WC | ON | 0 | ON
LCP_Inputs_ON_Electric_Howarth_2023_05_05 | Hydrogen | Dispatch-Interconnection | ON | 2050 | Fall | H2 Pipeline - New | MI | ON | 0 | ON
LCP_Inputs_ON_Electric_Howarth_2023_05_05 | Hydrogen | Dispatch-Interconnection | ON | 2050 | Fall | H2 Pipeline - New | NY | ON | 0 | ON
LCP_Inputs_ON_Electric_Howarth_2023_05_05 | Hydrogen | Dispatch-Interconnection | ON | 2050 | Fall | H2 Pipeline - New | ON | MI | 0 | ON
LCP_Inputs_ON_Electric_Howarth_2023_05_05 | Hydrogen | Dispatch-Interconnection | ON | 2050 | Fall | H2 Pipeline - New | ON | NY | 0 | ON
LCP_Inputs_ON_Electric_Howarth_2023_05_05 | Hydrogen | Dispatch-Interconnection | ON | 2050 | Fall | H2 Pipeline - New | ON | PJ | 0 | ON
LCP_Inputs_ON_Electric_Howarth_2023_05_05 | Hydrogen | Dispatch-Interconnection | ON | 2050 | Fall | H2 Pipeline - New | ON | QC | 0 | ON
LCP_Inputs_ON_Electric_Howarth_2023_05_05 | Hydrogen | Dispatch-Interconnection | ON | 2050 | Fall | H2 Pipeline - New | ON | WC | 0 | ON
LCP_Inputs_ON_Electric_Howarth_2023_05_05 | Hydrogen | Dispatch-Interconnection | ON | 2050 | Fall | H2 Pipeline - New | PJ | ON | 0 | ON
LCP_Inputs_ON_Electric_Howarth_2023_05_05 | Hydrogen | Dispatch-Interconnection | ON | 2050 | Fall | H2 Pipeline - New | QC | ON | 0 | ON
LCP_Inputs_ON_Electric_Howarth_2023_05_05 | Hydrogen | Dispatch-Interconnection | ON | 2050 | Fall | H2 Pipeline - New | WC | ON | 0 | ON
LCP_Inputs_ON_Electric_Howarth_2023_05_05 | Hydrogen | Dispatch-Interconnection | ON | 2050 | Fall | H2 Pipeline - Repurposed | MI | ON | 0 | ON
LCP_Inputs_ON_Electric_Howarth_2023_05_05 | Hydrogen | Dispatch-Interconnection | ON | 2050 | Fall | H2 Pipeline - Repurposed | NY | ON | 0 | ON
LCP_Inputs_ON_Electric_Howarth_2023_05_05 | Hydrogen | Dispatch-Interconnection | ON | 2050 | Fall | H2 Pipeline - Repurposed | ON | MI | 0 | ON
LCP_Inputs_ON_Electric_Howarth_2023_05_05 | Hydrogen | Dispatch-Interconnection | ON | 2050 | Fall | H2 Pipeline - Repurposed | ON | NY | 0 | ON
LCP_Inputs_ON_Electric_Howarth_2023_05_05 | Hydrogen | Dispatch-Interconnection | ON | 2050 | Fall | H2 Pipeline - Repurposed | ON | PJ | 0 | ON
LCP_Inputs_ON_Electric_Howarth_2023_05_05 | Hydrogen | Dispatch-Interconnection | ON | 2050 | Fall | H2 Pipeline - Repurposed | ON | QC | 0 | ON
LCP_Inputs_ON_Electric_Howarth_2023_05_05 | Hydrogen | Dispatch-Interconnection | ON | 2050 | Fall | H2 Pipeline - Repurposed | ON | WC | 0 | ON
LCP_Inputs_ON_Electric_Howarth_2023_05_05 | Hydrogen | Dispatch-Interconnection | ON | 2050 | Fall | H2 Pipeline - Repurposed | PJ | ON | 0 | ON
LCP_Inputs_ON_Electric_Howarth_2023_05_05 | Hydrogen | Dispatch-Interconnection | ON | 2050 | Fall | H2 Pipeline - Repurposed | QC | ON | 0 | ON
LCP_Inputs_ON_Electric_Howarth_2023_05_05 | Hydrogen | Dispatch-Interconnection | ON | 2050 | Fall | H2 Pipeline - Repurposed | WC | ON | 0 | ON
LCP_Inputs_ON_Electric_Howarth_2023_05_05 | Hydrogen | Dispatch-Interconnection | ON | 2050 | Spring | H2 Pipeline - New | MI | ON | 0 | ON
LCP_Inputs_ON_Electric_Howarth_2023_05_05 | Hydrogen | Dispatch-Interconnection | ON | 2050 | Spring | H2 Pipeline - New | NY | ON | 0 | ON
LCP_Inputs_ON_Electric_Howarth_2023_05_05 | Hydrogen | Dispatch-Interconnection | ON | 2050 | Spring | H2 Pipeline - New | ON | MI | 0 | ON
LCP_Inputs_ON_Electric_Howarth_2023_05_05 | Hydrogen | Dispatch-Interconnection | ON | 2050 | Spring | H2 Pipeline - New | ON | NY | 0 | ON
LCP_Inputs_ON_Electric_Howarth_2023_05_05 | Hydrogen | Dispatch-Interconnection | ON | 2050 | Spring | H2 Pipeline - New | ON | PJ | 0 | ON
LCP_Inputs_ON_Electric_Howarth_2023_05_05 | Hydrogen | Dispatch-Interconnection | ON | 2050 | Spring | H2 Pipeline - New | ON | QC | 0 | ON
LCP_Inputs_ON_Electric_Howarth_2023_05_05 | Hydrogen | Dispatch-Interconnection | ON | 2050 | Spring | H2 Pipeline - New | ON | WC | 0 | ON
LCP_Inputs_ON_Electric_Howarth_2023_05_05 | Hydrogen | Dispatch-Interconnection | ON | 2050 | Spring | H2 Pipeline - New | PJ | ON | 0 | ON
LCP_Inputs_ON_Electric_Howarth_2023_05_05 | Hydrogen | Dispatch-Interconnection | ON | 2050 | Spring | H2 Pipeline - New | QC | ON | 0 | ON
LCP_Inputs_ON_Electric_Howarth_2023_05_05 | Hydrogen | Dispatch-Interconnection | ON | 2050 | Spring | H2 Pipeline - New | WC | ON | 0 | ON
LCP_Inputs_ON_Electric_Howarth_2023_05_05 | Hydrogen | Dispatch-Interconnection | ON | 2050 | Spring | H2 Pipeline - Repurposed | MI | ON | 0 | ON
LCP_Inputs_ON_Electric_Howarth_2023_05_05 | Hydrogen | Dispatch-Interconnection | ON | 2050 | Spring | H2 Pipeline - Repurposed | NY | ON | 0 | ON
LCP_Inputs_ON_Electric_Howarth_2023_05_05 | Hydrogen | Dispatch-Interconnection | ON | 2050 | Spring | H2 Pipeline - Repurposed | ON | MI | 0 | ON
LCP_Inputs_ON_Electric_Howarth_2023_05_05 | Hydrogen | Dispatch-Interconnection | ON | 2050 | Spring | H2 Pipeline - Repurposed | ON | NY | 0 | ON
LCP_Inputs_ON_Electric_Howarth_2023_05_05 | Hydrogen | Dispatch-Interconnection | ON | 2050 | Spring | H2 Pipeline - Repurposed | ON | PJ | 0 | ON
LCP_Inputs_ON_Electric_Howarth_2023_05_05 | Hydrogen | Dispatch-Interconnection | ON | 2050 | Spring | H2 Pipeline - Repurposed | ON | QC | 0 | ON
LCP_Inputs_ON_Electric_Howarth_2023_05_05 | Hydrogen | Dispatch-Interconnection | ON | 2050 | Spring | H2 Pipeline - Repurposed | ON | WC | 0 | ON
LCP_Inputs_ON_Electric_Howarth_2023_05_05 | Hydrogen | Dispatch-Interconnection | ON | 2050 | Spring | H2 Pipeline - Repurposed | PJ | ON | 0 | ON
LCP_Inputs_ON_Electric_Howarth_2023_05_05 | Hydrogen | Dispatch-Interconnection | ON | 2050 | Spring | H2 Pipeline - Repurposed | QC | ON | 0 | ON
LCP_Inputs_ON_Electric_Howarth_2023_05_05 | Hydrogen | Dispatch-Interconnection | ON | 2050 | Spring | H2 Pipeline - Repurposed | WC | ON | 0 | ON
LCP_Inputs_ON_Electric_Howarth_2023_05_05 | Hydrogen | Dispatch-Interconnection | ON | 2050 | Summer | H2 Pipeline - New | MI | ON | 0 | ON
LCP_Inputs_ON_Electric_Howarth_2023_05_05 | Hydrogen | Dispatch-Interconnection | ON | 2050 | Summer | H2 Pipeline - New | NY | ON | 0 | ON
LCP_Inputs_ON_Electric_Howarth_2023_05_05 | Hydrogen | Dispatch-Interconnection | ON | 2050 | Summer | H2 Pipeline - New | ON | MI | 0 | ON
LCP_Inputs_ON_Electric_Howarth_2023_05_05 | Hydrogen | Dispatch-Interconnection | ON | 2050 | Summer | H2 Pipeline - New | ON | NY | 0 | ON
LCP_Inputs_ON_Electric_Howarth_2023_05_05 | Hydrogen | Dispatch-Interconnection | ON | 2050 | Summer | H2 Pipeline - New | ON | PJ | 0 | ON
LCP_Inputs_ON_Electric_Howarth_2023_05_05 | Hydrogen | Dispatch-Interconnection | ON | 2050 | Summer | H2 Pipeline - New | ON | QC | 0 | ON
LCP_Inputs_ON_Electric_Howarth_2023_05_05 | Hydrogen | Dispatch-Interconnection | ON | 2050 | Summer | H2 Pipeline - New | ON | WC | 0 | ON
LCP_Inputs_ON_Electric_Howarth_2023_05_05 | Hydrogen | Dispatch-Interconnection | ON | 2050 | Summer | H2 Pipeline - New | PJ | ON | 0 | ON
LCP_Inputs_ON_Electric_Howarth_2023_05_05 | Hydrogen | Dispatch-Interconnection | ON | 2050 | Summer | H2 Pipeline - New | QC | ON | 0 | ON
LCP_Inputs_ON_Electric_Howarth_2023_05_05 | Hydrogen | Dispatch-Interconnection | ON | 2050 | Summer | H2 Pipeline - New | WC | ON | 0 | ON
LCP_Inputs_ON_Electric_Howarth_2023_05_05 | Hydrogen | Dispatch-Interconnection | ON | 2050 | Summer | H2 Pipeline - Repurposed | MI | ON | 0 | ON
LCP_Inputs_ON_Electric_Howarth_2023_05_05 | Hydrogen | Dispatch-Interconnection | ON | 2050 | Summer | H2 Pipeline - Repurposed | NY | ON | 0 | ON
LCP_Inputs_ON_Electric_Howarth_2023_05_05 | Hydrogen | Dispatch-Interconnection | ON | 2050 | Summer | H2 Pipeline - Repurposed | ON | MI | 0 | ON
LCP_Inputs_ON_Electric_Howarth_2023_05_05 | Hydrogen | Dispatch-Interconnection | ON | 2050 | Summer | H2 Pipeline - Repurposed | ON | NY | 0 | ON
LCP_Inputs_ON_Electric_Howarth_2023_05_05 | Hydrogen | Dispatch-Interconnection | ON | 2050 | Summer | H2 Pipeline - Repurposed | ON | PJ | 0 | ON
LCP_Inputs_ON_Electric_Howarth_2023_05_05 | Hydrogen | Dispatch-Interconnection | ON | 2050 | Summer | H2 Pipeline - Repurposed | ON | QC | 0 | ON
LCP_Inputs_ON_Electric_Howarth_2023_05_05 | Hydrogen | Dispatch-Interconnection | ON | 2050 | Summer | H2 Pipeline - Repurposed | ON | WC | 0 | ON
LCP_Inputs_ON_Electric_Howarth_2023_05_05 | Hydrogen | Dispatch-Interconnection | ON | 2050 | Summer | H2 Pipeline - Repurposed | PJ | ON | 0 | ON
LCP_Inputs_ON_Electric_Howarth_2023_05_05 | Hydrogen | Dispatch-Interconnection | ON | 2050 | Summer | H2 Pipeline - Repurposed | QC | ON | 0 | ON
LCP_Inputs_ON_Electric_Howarth_2023_05_05 | Hydrogen | Dispatch-Interconnection | ON | 2050 | Summer | H2 Pipeline - Repurposed | WC | ON | 0 | ON
LCP_Inputs_ON_Electric_Howarth_2023_05_05 | Hydrogen | Dispatch-Interconnection | ON | 2050 | Winter | H2 Pipeline - New | MI | ON | 0 | ON
LCP_Inputs_ON_Electric_Howarth_2023_05_05 | Hydrogen | Dispatch-Interconnection | ON | 2050 | Winter | H2 Pipeline - New | NY | ON | 0 | ON
LCP_Inputs_ON_Electric_Howarth_2023_05_05 | Hydrogen | Dispatch-Interconnection | ON | 2050 | Winter | H2 Pipeline - New | ON | MI | 0 | ON
LCP_Inputs_ON_Electric_Howarth_2023_05_05 | Hydrogen | Dispatch-Interconnection | ON | 2050 | Winter | H2 Pipeline - New | ON | NY | 0 | ON
LCP_Inputs_ON_Electric_Howarth_2023_05_05 | Hydrogen | Dispatch-Interconnection | ON | 2050 | Winter | H2 Pipeline - New | ON | PJ | 0 | ON
LCP_Inputs_ON_Electric_Howarth_2023_05_05 | Hydrogen | Dispatch-Interconnection | ON | 2050 | Winter | H2 Pipeline - New | ON | QC | 0 | ON
LCP_Inputs_ON_Electric_Howarth_2023_05_05 | Hydrogen | Dispatch-Interconnection | ON | 2050 | Winter | H2 Pipeline - New | ON | WC | 0 | ON
LCP_Inputs_ON_Electric_Howarth_2023_05_05 | Hydrogen | Dispatch-Interconnection | ON | 2050 | Winter | H2 Pipeline - New | PJ | ON | 0 | ON
LCP_Inputs_ON_Electric_Howarth_2023_05_05 | Hydrogen | Dispatch-Interconnection | ON | 2050 | Winter | H2 Pipeline - New | QC | ON | 0 | ON
LCP_Inputs_ON_Electric_Howarth_2023_05_05 | Hydrogen | Dispatch-Interconnection | ON | 2050 | Winter | H2 Pipeline - New | WC | ON | 0 | ON
LCP_Inputs_ON_Electric_Howarth_2023_05_05 | Hydrogen | Dispatch-Interconnection | ON | 2050 | Winter | H2 Pipeline - Repurposed | MI | ON | 0 | ON
LCP_Inputs_ON_Electric_Howarth_2023_05_05 | Hydrogen | Dispatch-Interconnection | ON | 2050 | Winter | H2 Pipeline - Repurposed | NY | ON | 0 | ON
LCP_Inputs_ON_Electric_Howarth_2023_05_05 | Hydrogen | Dispatch-Interconnection | ON | 2050 | Winter | H2 Pipeline - Repurposed | ON | MI | 0 | ON
LCP_Inputs_ON_Electric_Howarth_2023_05_05 | Hydrogen | Dispatch-Interconnection | ON | 2050 | Winter | H2 Pipeline - Repurposed | ON | NY | 0 | ON
LCP_Inputs_ON_Electric_Howarth_2023_05_05 | Hydrogen | Dispatch-Interconnection | ON | 2050 | Winter | H2 Pipeline - Repurposed | ON | PJ | 0 | ON
LCP_Inputs_ON_Electric_Howarth_2023_05_05 | Hydrogen | Dispatch-Interconnection | ON | 2050 | Winter | H2 Pipeline - Repurposed | ON | QC | 0 | ON
LCP_Inputs_ON_Electric_Howarth_2023_05_05 | Hydrogen | Dispatch-Interconnection | ON | 2050 | Winter | H2 Pipeline - Repurposed | ON | WC | 0 | ON
LCP_Inputs_ON_Electric_Howarth_2023_05_05 | Hydrogen | Dispatch-Interconnection | ON | 2050 | Winter | H2 Pipeline - Repurposed | PJ | ON | 0 | ON
LCP_Inputs_ON_Electric_Howarth_2023_05_05 | Hydrogen | Dispatch-Interconnection | ON | 2050 | Winter | H2 Pipeline - Repurposed | QC | ON | 0 | ON
LCP_Inputs_ON_Electric_Howarth_2023_05_05 | Hydrogen | Dispatch-Interconnection | ON | 2050 | Winter | H2 Pipeline - Repurposed | WC | ON | 0 | ON
LCP_Inputs_ON_Electric_Howarth_2023_05_05 | Hydrogen | Dispatch-Interconnection | ON | 2050 | Winter Peak | H2 Pipeline - New | MI | ON | 0 | ON
LCP_Inputs_ON_Electric_Howarth_2023_05_05 | Hydrogen | Dispatch-Interconnection | ON | 2050 | Winter Peak | H2 Pipeline - New | NY | ON | 0 | ON
LCP_Inputs_ON_Electric_Howarth_2023_05_05 | Hydrogen | Dispatch-Interconnection | ON | 2050 | Winter Peak | H2 Pipeline - New | ON | MI | 0 | ON
LCP_Inputs_ON_Electric_Howarth_2023_05_05 | Hydrogen | Dispatch-Interconnection | ON | 2050 | Winter Peak | H2 Pipeline - New | ON | NY | 0 | ON
LCP_Inputs_ON_Electric_Howarth_2023_05_05 | Hydrogen | Dispatch-Interconnection | ON | 2050 | Winter Peak | H2 Pipeline - New | ON | PJ | 0 | ON
LCP_Inputs_ON_Electric_Howarth_2023_05_05 | Hydrogen | Dispatch-Interconnection | ON | 2050 | Winter Peak | H2 Pipeline - New | ON | QC | 0 | ON
LCP_Inputs_ON_Electric_Howarth_2023_05_05 | Hydrogen | Dispatch-Interconnection | ON | 2050 | Winter Peak | H2 Pipeline - New | ON | WC | 0 | ON
LCP_Inputs_ON_Electric_Howarth_2023_05_05 | Hydrogen | Dispatch-Interconnection | ON | 2050 | Winter Peak | H2 Pipeline - New | PJ | ON | 0 | ON
LCP_Inputs_ON_Electric_Howarth_2023_05_05 | Hydrogen | Dispatch-Interconnection | ON | 2050 | Winter Peak | H2 Pipeline - New | QC | ON | 0 | ON
LCP_Inputs_ON_Electric_Howarth_2023_05_05 | Hydrogen | Dispatch-Interconnection | ON | 2050 | Winter Peak | H2 Pipeline - New | WC | ON | 0 | ON
LCP_Inputs_ON_Electric_Howarth_2023_05_05 | Hydrogen | Dispatch-Interconnection | ON | 2050 | Winter Peak | H2 Pipeline - Repurposed | MI | ON | 0 | ON
LCP_Inputs_ON_Electric_Howarth_2023_05_05 | Hydrogen | Dispatch-Interconnection | ON | 2050 | Winter Peak | H2 Pipeline - Repurposed | NY | ON | 0 | ON
LCP_Inputs_ON_Electric_Howarth_2023_05_05 | Hydrogen | Dispatch-Interconnection | ON | 2050 | Winter Peak | H2 Pipeline - Repurposed | ON | MI | 0 | ON
LCP_Inputs_ON_Electric_Howarth_2023_05_05 | Hydrogen | Dispatch-Interconnection | ON | 2050 | Winter Peak | H2 Pipeline - Repurposed | ON | NY | 0 | ON
LCP_Inputs_ON_Electric_Howarth_2023_05_05 | Hydrogen | Dispatch-Interconnection | ON | 2050 | Winter Peak | H2 Pipeline - Repurposed | ON | PJ | 0 | ON
LCP_Inputs_ON_Electric_Howarth_2023_05_05 | Hydrogen | Dispatch-Interconnection | ON | 2050 | Winter Peak | H2 Pipeline - Repurposed | ON | QC | 238800 | ON
LCP_Inputs_ON_Electric_Howarth_2023_05_05 | Hydrogen | Dispatch-Interconnection | ON | 2050 | Winter Peak | H2 Pipeline - Repurposed | ON | WC | 976757.7118 | ON
LCP_Inputs_ON_Electric_Howarth_2023_05_05 | Hydrogen | Dispatch-Interconnection | ON | 2050 | Winter Peak | H2 Pipeline - Repurposed | PJ | ON | 0 | ON
LCP_Inputs_ON_Electric_Howarth_2023_05_05 | Hydrogen | Dispatch-Interconnection | ON | 2050 | Winter Peak | H2 Pipeline - Repurposed | QC | ON | 0 | ON
LCP_Inputs_ON_Electric_Howarth_2023_05_05 | Hydrogen | Dispatch-Interconnection | ON | 2050 | Winter Peak | H2 Pipeline - Repurposed | WC | ON | 0 | ON
LCP_Inputs_ON_Electric_Howarth_2023_05_05 | Hydrogen | Dispatch-Interconnection | PJ | 2020 | Fall | H2 Pipeline - New | ON | PJ | 0 | PJ
LCP_Inputs_ON_Electric_Howarth_2023_05_05 | Hydrogen | Dispatch-Interconnection | PJ | 2020 | Fall | H2 Pipeline - New | PJ | ON | 0 | PJ
LCP_Inputs_ON_Electric_Howarth_2023_05_05 | Hydrogen | Dispatch-Interconnection | PJ | 2020 | Fall | H2 Pipeline - Repurposed | ON | PJ | 0 | PJ
LCP_Inputs_ON_Electric_Howarth_2023_05_05 | Hydrogen | Dispatch-Interconnection | PJ | 2020 | Fall | H2 Pipeline - Repurposed | PJ | ON | 0 | PJ
LCP_Inputs_ON_Electric_Howarth_2023_05_05 | Hydrogen | Dispatch-Interconnection | PJ | 2020 | Spring | H2 Pipeline - New | ON | PJ | 0 | PJ
LCP_Inputs_ON_Electric_Howarth_2023_05_05 | Hydrogen | Dispatch-Interconnection | PJ | 2020 | Spring | H2 Pipeline - New | PJ | ON | 0 | PJ
LCP_Inputs_ON_Electric_Howarth_2023_05_05 | Hydrogen | Dispatch-Interconnection | PJ | 2020 | Spring | H2 Pipeline - Repurposed | ON | PJ | 0 | PJ
LCP_Inputs_ON_Electric_Howarth_2023_05_05 | Hydrogen | Dispatch-Interconnection | PJ | 2020 | Spring | H2 Pipeline - Repurposed | PJ | ON | 0 | PJ
LCP_Inputs_ON_Electric_Howarth_2023_05_05 | Hydrogen | Dispatch-Interconnection | PJ | 2020 | Summer | H2 Pipeline - New | ON | PJ | 0 | PJ
LCP_Inputs_ON_Electric_Howarth_2023_05_05 | Hydrogen | Dispatch-Interconnection | PJ | 2020 | Summer | H2 Pipeline - New | PJ | ON | 0 | PJ
LCP_Inputs_ON_Electric_Howarth_2023_05_05 | Hydrogen | Dispatch-Interconnection | PJ | 2020 | Summer | H2 Pipeline - Repurposed | ON | PJ | 0 | PJ
LCP_Inputs_ON_Electric_Howarth_2023_05_05 | Hydrogen | Dispatch-Interconnection | PJ | 2020 | Summer | H2 Pipeline - Repurposed | PJ | ON | 0 | PJ
LCP_Inputs_ON_Electric_Howarth_2023_05_05 | Hydrogen | Dispatch-Interconnection | PJ | 2020 | Winter | H2 Pipeline - New | ON | PJ | 0 | PJ
LCP_Inputs_ON_Electric_Howarth_2023_05_05 | Hydrogen | Dispatch-Interconnection | PJ | 2020 | Winter | H2 Pipeline - New | PJ | ON | 0 | PJ
LCP_Inputs_ON_Electric_Howarth_2023_05_05 | Hydrogen | Dispatch-Interconnection | PJ | 2020 | Winter | H2 Pipeline - Repurposed | ON | PJ | 0 | PJ
LCP_Inputs_ON_Electric_Howarth_2023_05_05 | Hydrogen | Dispatch-Interconnection | PJ | 2020 | Winter | H2 Pipeline - Repurposed | PJ | ON | 0 | PJ
LCP_Inputs_ON_Electric_Howarth_2023_05_05 | Hydrogen | Dispatch-Interconnection | PJ | 2020 | Winter Peak | H2 Pipeline - New | ON | PJ | 0 | PJ
LCP_Inputs_ON_Electric_Howarth_2023_05_05 | Hydrogen | Dispatch-Interconnection | PJ | 2020 | Winter Peak | H2 Pipeline - New | PJ | ON | 0 | PJ
LCP_Inputs_ON_Electric_Howarth_2023_05_05 | Hydrogen | Dispatch-Interconnection | PJ | 2020 | Winter Peak | H2 Pipeline - Repurposed | ON | PJ | 0 | PJ
LCP_Inputs_ON_Electric_Howarth_2023_05_05 | Hydrogen | Dispatch-Interconnection | PJ | 2020 | Winter Peak | H2 Pipeline - Repurposed | PJ | ON | 0 | PJ
LCP_Inputs_ON_Electric_Howarth_2023_05_05 | Hydrogen | Dispatch-Interconnection | PJ | 2030 | Fall | H2 Pipeline - New | ON | PJ | 0 | PJ
LCP_Inputs_ON_Electric_Howarth_2023_05_05 | Hydrogen | Dispatch-Interconnection | PJ | 2030 | Fall | H2 Pipeline - New | PJ | ON | 0 | PJ
LCP_Inputs_ON_Electric_Howarth_2023_05_05 | Hydrogen | Dispatch-Interconnection | PJ | 2030 | Fall | H2 Pipeline - Repurposed | ON | PJ | 0 | PJ
LCP_Inputs_ON_Electric_Howarth_2023_05_05 | Hydrogen | Dispatch-Interconnection | PJ | 2030 | Fall | H2 Pipeline - Repurposed | PJ | ON | 0 | PJ
LCP_Inputs_ON_Electric_Howarth_2023_05_05 | Hydrogen | Dispatch-Interconnection | PJ | 2030 | Spring | H2 Pipeline - New | ON | PJ | 0 | PJ
LCP_Inputs_ON_Electric_Howarth_2023_05_05 | Hydrogen | Dispatch-Interconnection | PJ | 2030 | Spring | H2 Pipeline - New | PJ | ON | 0 | PJ
LCP_Inputs_ON_Electric_Howarth_2023_05_05 | Hydrogen | Dispatch-Interconnection | PJ | 2030 | Spring | H2 Pipeline - Repurposed | ON | PJ | 0 | PJ
LCP_Inputs_ON_Electric_Howarth_2023_05_05 | Hydrogen | Dispatch-Interconnection | PJ | 2030 | Spring | H2 Pipeline - Repurposed | PJ | ON | 0 | PJ
LCP_Inputs_ON_Electric_Howarth_2023_05_05 | Hydrogen | Dispatch-Interconnection | PJ | 2030 | Summer | H2 Pipeline - New | ON | PJ | 0 | PJ
LCP_Inputs_ON_Electric_Howarth_2023_05_05 | Hydrogen | Dispatch-Interconnection | PJ | 2030 | Summer | H2 Pipeline - New | PJ | ON | 0 | PJ
LCP_Inputs_ON_Electric_Howarth_2023_05_05 | Hydrogen | Dispatch-Interconnection | PJ | 2030 | Summer | H2 Pipeline - Repurposed | ON | PJ | 0 | PJ
LCP_Inputs_ON_Electric_Howarth_2023_05_05 | Hydrogen | Dispatch-Interconnection | PJ | 2030 | Summer | H2 Pipeline - Repurposed | PJ | ON | 0 | PJ
LCP_Inputs_ON_Electric_Howarth_2023_05_05 | Hydrogen | Dispatch-Interconnection | PJ | 2030 | Winter | H2 Pipeline - New | ON | PJ | 0 | PJ
LCP_Inputs_ON_Electric_Howarth_2023_05_05 | Hydrogen | Dispatch-Interconnection | PJ | 2030 | Winter | H2 Pipeline - New | PJ | ON | 0 | PJ
LCP_Inputs_ON_Electric_Howarth_2023_05_05 | Hydrogen | Dispatch-Interconnection | PJ | 2030 | Winter | H2 Pipeline - Repurposed | ON | PJ | 0 | PJ
LCP_Inputs_ON_Electric_Howarth_2023_05_05 | Hydrogen | Dispatch-Interconnection | PJ | 2030 | Winter | H2 Pipeline - Repurposed | PJ | ON | 0 | PJ
LCP_Inputs_ON_Electric_Howarth_2023_05_05 | Hydrogen | Dispatch-Interconnection | PJ | 2030 | Winter Peak | H2 Pipeline - New | ON | PJ | 0 | PJ
LCP_Inputs_ON_Electric_Howarth_2023_05_05 | Hydrogen | Dispatch-Interconnection | PJ | 2030 | Winter Peak | H2 Pipeline - New | PJ | ON | 0 | PJ
LCP_Inputs_ON_Electric_Howarth_2023_05_05 | Hydrogen | Dispatch-Interconnection | PJ | 2030 | Winter Peak | H2 Pipeline - Repurposed | ON | PJ | 0 | PJ
LCP_Inputs_ON_Electric_Howarth_2023_05_05 | Hydrogen | Dispatch-Interconnection | PJ | 2030 | Winter Peak | H2 Pipeline - Repurposed | PJ | ON | 0 | PJ
LCP_Inputs_ON_Electric_Howarth_2023_05_05 | Hydrogen | Dispatch-Interconnection | PJ | 2040 | Fall | H2 Pipeline - New | ON | PJ | 0 | PJ
LCP_Inputs_ON_Electric_Howarth_2023_05_05 | Hydrogen | Dispatch-Interconnection | PJ | 2040 | Fall | H2 Pipeline - New | PJ | ON | 0 | PJ
LCP_Inputs_ON_Electric_Howarth_2023_05_05 | Hydrogen | Dispatch-Interconnection | PJ | 2040 | Fall | H2 Pipeline - Repurposed | ON | PJ | 0 | PJ
LCP_Inputs_ON_Electric_Howarth_2023_05_05 | Hydrogen | Dispatch-Interconnection | PJ | 2040 | Fall | H2 Pipeline - Repurposed | PJ | ON | 0 | PJ
LCP_Inputs_ON_Electric_Howarth_2023_05_05 | Hydrogen | Dispatch-Interconnection | PJ | 2040 | Spring | H2 Pipeline - New | ON | PJ | 0 | PJ
LCP_Inputs_ON_Electric_Howarth_2023_05_05 | Hydrogen | Dispatch-Interconnection | PJ | 2040 | Spring | H2 Pipeline - New | PJ | ON | 0 | PJ
LCP_Inputs_ON_Electric_Howarth_2023_05_05 | Hydrogen | Dispatch-Interconnection | PJ | 2040 | Spring | H2 Pipeline - Repurposed | ON | PJ | 0 | PJ
LCP_Inputs_ON_Electric_Howarth_2023_05_05 | Hydrogen | Dispatch-Interconnection | PJ | 2040 | Spring | H2 Pipeline - Repurposed | PJ | ON | 0 | PJ
LCP_Inputs_ON_Electric_Howarth_2023_05_05 | Hydrogen | Dispatch-Interconnection | PJ | 2040 | Summer | H2 Pipeline - New | ON | PJ | 0 | PJ
LCP_Inputs_ON_Electric_Howarth_2023_05_05 | Hydrogen | Dispatch-Interconnection | PJ | 2040 | Summer | H2 Pipeline - New | PJ | ON | 0 | PJ
LCP_Inputs_ON_Electric_Howarth_2023_05_05 | Hydrogen | Dispatch-Interconnection | PJ | 2040 | Summer | H2 Pipeline - Repurposed | ON | PJ | 0 | PJ
LCP_Inputs_ON_Electric_Howarth_2023_05_05 | Hydrogen | Dispatch-Interconnection | PJ | 2040 | Summer | H2 Pipeline - Repurposed | PJ | ON | 0 | PJ
LCP_Inputs_ON_Electric_Howarth_2023_05_05 | Hydrogen | Dispatch-Interconnection | PJ | 2040 | Winter | H2 Pipeline - New | ON | PJ | 0 | PJ
LCP_Inputs_ON_Electric_Howarth_2023_05_05 | Hydrogen | Dispatch-Interconnection | PJ | 2040 | Winter | H2 Pipeline - New | PJ | ON | 0 | PJ
LCP_Inputs_ON_Electric_Howarth_2023_05_05 | Hydrogen | Dispatch-Interconnection | PJ | 2040 | Winter | H2 Pipeline - Repurposed | ON | PJ | 0 | PJ
LCP_Inputs_ON_Electric_Howarth_2023_05_05 | Hydrogen | Dispatch-Interconnection | PJ | 2040 | Winter | H2 Pipeline - Repurposed | PJ | ON | 0 | PJ
LCP_Inputs_ON_Electric_Howarth_2023_05_05 | Hydrogen | Dispatch-Interconnection | PJ | 2040 | Winter Peak | H2 Pipeline - New | ON | PJ | 0 | PJ
LCP_Inputs_ON_Electric_Howarth_2023_05_05 | Hydrogen | Dispatch-Interconnection | PJ | 2040 | Winter Peak | H2 Pipeline - New | PJ | ON | 0 | PJ
LCP_Inputs_ON_Electric_Howarth_2023_05_05 | Hydrogen | Dispatch-Interconnection | PJ | 2040 | Winter Peak | H2 Pipeline - Repurposed | ON | PJ | 0 | PJ
LCP_Inputs_ON_Electric_Howarth_2023_05_05 | Hydrogen | Dispatch-Interconnection | PJ | 2040 | Winter Peak | H2 Pipeline - Repurposed | PJ | ON | 0 | PJ
LCP_Inputs_ON_Electric_Howarth_2023_05_05 | Hydrogen | Dispatch-Interconnection | PJ | 2050 | Fall | H2 Pipeline - New | ON | PJ | 0 | PJ
LCP_Inputs_ON_Electric_Howarth_2023_05_05 | Hydrogen | Dispatch-Interconnection | PJ | 2050 | Fall | H2 Pipeline - New | PJ | ON | 0 | PJ
LCP_Inputs_ON_Electric_Howarth_2023_05_05 | Hydrogen | Dispatch-Interconnection | PJ | 2050 | Fall | H2 Pipeline - Repurposed | ON | PJ | 0 | PJ
LCP_Inputs_ON_Electric_Howarth_2023_05_05 | Hydrogen | Dispatch-Interconnection | PJ | 2050 | Fall | H2 Pipeline - Repurposed | PJ | ON | 0 | PJ
LCP_Inputs_ON_Electric_Howarth_2023_05_05 | Hydrogen | Dispatch-Interconnection | PJ | 2050 | Spring | H2 Pipeline - New | ON | PJ | 0 | PJ
LCP_Inputs_ON_Electric_Howarth_2023_05_05 | Hydrogen | Dispatch-Interconnection | PJ | 2050 | Spring | H2 Pipeline - New | PJ | ON | 0 | PJ
LCP_Inputs_ON_Electric_Howarth_2023_05_05 | Hydrogen | Dispatch-Interconnection | PJ | 2050 | Spring | H2 Pipeline - Repurposed | ON | PJ | 0 | PJ
LCP_Inputs_ON_Electric_Howarth_2023_05_05 | Hydrogen | Dispatch-Interconnection | PJ | 2050 | Spring | H2 Pipeline - Repurposed | PJ | ON | 0 | PJ
LCP_Inputs_ON_Electric_Howarth_2023_05_05 | Hydrogen | Dispatch-Interconnection | PJ | 2050 | Summer | H2 Pipeline - New | ON | PJ | 0 | PJ
LCP_Inputs_ON_Electric_Howarth_2023_05_05 | Hydrogen | Dispatch-Interconnection | PJ | 2050 | Summer | H2 Pipeline - New | PJ | ON | 0 | PJ
LCP_Inputs_ON_Electric_Howarth_2023_05_05 | Hydrogen | Dispatch-Interconnection | PJ | 2050 | Summer | H2 Pipeline - Repurposed | ON | PJ | 0 | PJ
LCP_Inputs_ON_Electric_Howarth_2023_05_05 | Hydrogen | Dispatch-Interconnection | PJ | 2050 | Summer | H2 Pipeline - Repurposed | PJ | ON | 0 | PJ
LCP_Inputs_ON_Electric_Howarth_2023_05_05 | Hydrogen | Dispatch-Interconnection | PJ | 2050 | Winter | H2 Pipeline - New | ON | PJ | 0 | PJ
LCP_Inputs_ON_Electric_Howarth_2023_05_05 | Hydrogen | Dispatch-Interconnection | PJ | 2050 | Winter | H2 Pipeline - New | PJ | ON | 0 | PJ
LCP_Inputs_ON_Electric_Howarth_2023_05_05 | Hydrogen | Dispatch-Interconnection | PJ | 2050 | Winter | H2 Pipeline - Repurposed | ON | PJ | 0 | PJ
LCP_Inputs_ON_Electric_Howarth_2023_05_05 | Hydrogen | Dispatch-Interconnection | PJ | 2050 | Winter | H2 Pipeline - Repurposed | PJ | ON | 0 | PJ
LCP_Inputs_ON_Electric_Howarth_2023_05_05 | Hydrogen | Dispatch-Interconnection | PJ | 2050 | Winter Peak | H2 Pipeline - New | ON | PJ | 0 | PJ
LCP_Inputs_ON_Electric_Howarth_2023_05_05 | Hydrogen | Dispatch-Interconnection | PJ | 2050 | Winter Peak | H2 Pipeline - New | PJ | ON | 0 | PJ
LCP_Inputs_ON_Electric_Howarth_2023_05_05 | Hydrogen | Dispatch-Interconnection | PJ | 2050 | Winter Peak | H2 Pipeline - Repurposed | ON | PJ | 0 | PJ
LCP_Inputs_ON_Electric_Howarth_2023_05_05 | Hydrogen | Dispatch-Interconnection | PJ | 2050 | Winter Peak | H2 Pipeline - Repurposed | PJ | ON | 0 | PJ
LCP_Inputs_ON_Electric_Howarth_2023_05_05 | Hydrogen | Dispatch-Interconnection | QC | 2020 | Fall | H2 Pipeline - New | ON | QC | 0 | QC
LCP_Inputs_ON_Electric_Howarth_2023_05_05 | Hydrogen | Dispatch-Interconnection | QC | 2020 | Fall | H2 Pipeline - New | QC | ON | 0 | QC
LCP_Inputs_ON_Electric_Howarth_2023_05_05 | Hydrogen | Dispatch-Interconnection | QC | 2020 | Fall | H2 Pipeline - Repurposed | ON | QC | 0 | QC
LCP_Inputs_ON_Electric_Howarth_2023_05_05 | Hydrogen | Dispatch-Interconnection | QC | 2020 | Fall | H2 Pipeline - Repurposed | QC | ON | 0 | QC
LCP_Inputs_ON_Electric_Howarth_2023_05_05 | Hydrogen | Dispatch-Interconnection | QC | 2020 | Spring | H2 Pipeline - New | ON | QC | 0 | QC
LCP_Inputs_ON_Electric_Howarth_2023_05_05 | Hydrogen | Dispatch-Interconnection | QC | 2020 | Spring | H2 Pipeline - New | QC | ON | 0 | QC
LCP_Inputs_ON_Electric_Howarth_2023_05_05 | Hydrogen | Dispatch-Interconnection | QC | 2020 | Spring | H2 Pipeline - Repurposed | ON | QC | 0 | QC
LCP_Inputs_ON_Electric_Howarth_2023_05_05 | Hydrogen | Dispatch-Interconnection | QC | 2020 | Spring | H2 Pipeline - Repurposed | QC | ON | 0 | QC
LCP_Inputs_ON_Electric_Howarth_2023_05_05 | Hydrogen | Dispatch-Interconnection | QC | 2020 | Summer | H2 Pipeline - New | ON | QC | 0 | QC
LCP_Inputs_ON_Electric_Howarth_2023_05_05 | Hydrogen | Dispatch-Interconnection | QC | 2020 | Summer | H2 Pipeline - New | QC | ON | 0 | QC
LCP_Inputs_ON_Electric_Howarth_2023_05_05 | Hydrogen | Dispatch-Interconnection | QC | 2020 | Summer | H2 Pipeline - Repurposed | ON | QC | 0 | QC
LCP_Inputs_ON_Electric_Howarth_2023_05_05 | Hydrogen | Dispatch-Interconnection | QC | 2020 | Summer | H2 Pipeline - Repurposed | QC | ON | 0 | QC
LCP_Inputs_ON_Electric_Howarth_2023_05_05 | Hydrogen | Dispatch-Interconnection | QC | 2020 | Winter | H2 Pipeline - New | ON | QC | 0 | QC
LCP_Inputs_ON_Electric_Howarth_2023_05_05 | Hydrogen | Dispatch-Interconnection | QC | 2020 | Winter | H2 Pipeline - New | QC | ON | 0 | QC
LCP_Inputs_ON_Electric_Howarth_2023_05_05 | Hydrogen | Dispatch-Interconnection | QC | 2020 | Winter | H2 Pipeline - Repurposed | ON | QC | 0 | QC
LCP_Inputs_ON_Electric_Howarth_2023_05_05 | Hydrogen | Dispatch-Interconnection | QC | 2020 | Winter | H2 Pipeline - Repurposed | QC | ON | 0 | QC
LCP_Inputs_ON_Electric_Howarth_2023_05_05 | Hydrogen | Dispatch-Interconnection | QC | 2020 | Winter Peak | H2 Pipeline - New | ON | QC | 0 | QC
LCP_Inputs_ON_Electric_Howarth_2023_05_05 | Hydrogen | Dispatch-Interconnection | QC | 2020 | Winter Peak | H2 Pipeline - New | QC | ON | 0 | QC
LCP_Inputs_ON_Electric_Howarth_2023_05_05 | Hydrogen | Dispatch-Interconnection | QC | 2020 | Winter Peak | H2 Pipeline - Repurposed | ON | QC | 0 | QC
LCP_Inputs_ON_Electric_Howarth_2023_05_05 | Hydrogen | Dispatch-Interconnection | QC | 2020 | Winter Peak | H2 Pipeline - Repurposed | QC | ON | 0 | QC
LCP_Inputs_ON_Electric_Howarth_2023_05_05 | Hydrogen | Dispatch-Interconnection | QC | 2030 | Fall | H2 Pipeline - New | ON | QC | 0 | QC
LCP_Inputs_ON_Electric_Howarth_2023_05_05 | Hydrogen | Dispatch-Interconnection | QC | 2030 | Fall | H2 Pipeline - New | QC | ON | 0 | QC
LCP_Inputs_ON_Electric_Howarth_2023_05_05 | Hydrogen | Dispatch-Interconnection | QC | 2030 | Fall | H2 Pipeline - Repurposed | ON | QC | 0 | QC
LCP_Inputs_ON_Electric_Howarth_2023_05_05 | Hydrogen | Dispatch-Interconnection | QC | 2030 | Fall | H2 Pipeline - Repurposed | QC | ON | 0 | QC
LCP_Inputs_ON_Electric_Howarth_2023_05_05 | Hydrogen | Dispatch-Interconnection | QC | 2030 | Spring | H2 Pipeline - New | ON | QC | 0 | QC
LCP_Inputs_ON_Electric_Howarth_2023_05_05 | Hydrogen | Dispatch-Interconnection | QC | 2030 | Spring | H2 Pipeline - New | QC | ON | 0 | QC
LCP_Inputs_ON_Electric_Howarth_2023_05_05 | Hydrogen | Dispatch-Interconnection | QC | 2030 | Spring | H2 Pipeline - Repurposed | ON | QC | 0 | QC
LCP_Inputs_ON_Electric_Howarth_2023_05_05 | Hydrogen | Dispatch-Interconnection | QC | 2030 | Spring | H2 Pipeline - Repurposed | QC | ON | 0 | QC
LCP_Inputs_ON_Electric_Howarth_2023_05_05 | Hydrogen | Dispatch-Interconnection | QC | 2030 | Summer | H2 Pipeline - New | ON | QC | 0 | QC
LCP_Inputs_ON_Electric_Howarth_2023_05_05 | Hydrogen | Dispatch-Interconnection | QC | 2030 | Summer | H2 Pipeline - New | QC | ON | 0 | QC
LCP_Inputs_ON_Electric_Howarth_2023_05_05 | Hydrogen | Dispatch-Interconnection | QC | 2030 | Summer | H2 Pipeline - Repurposed | ON | QC | 0 | QC
LCP_Inputs_ON_Electric_Howarth_2023_05_05 | Hydrogen | Dispatch-Interconnection | QC | 2030 | Summer | H2 Pipeline - Repurposed | QC | ON | 0 | QC
LCP_Inputs_ON_Electric_Howarth_2023_05_05 | Hydrogen | Dispatch-Interconnection | QC | 2030 | Winter | H2 Pipeline - New | ON | QC | 0 | QC
LCP_Inputs_ON_Electric_Howarth_2023_05_05 | Hydrogen | Dispatch-Interconnection | QC | 2030 | Winter | H2 Pipeline - New | QC | ON | 0 | QC
LCP_Inputs_ON_Electric_Howarth_2023_05_05 | Hydrogen | Dispatch-Interconnection | QC | 2030 | Winter | H2 Pipeline - Repurposed | ON | QC | 0 | QC
LCP_Inputs_ON_Electric_Howarth_2023_05_05 | Hydrogen | Dispatch-Interconnection | QC | 2030 | Winter | H2 Pipeline - Repurposed | QC | ON | 0 | QC
LCP_Inputs_ON_Electric_Howarth_2023_05_05 | Hydrogen | Dispatch-Interconnection | QC | 2030 | Winter Peak | H2 Pipeline - New | ON | QC | 0 | QC
LCP_Inputs_ON_Electric_Howarth_2023_05_05 | Hydrogen | Dispatch-Interconnection | QC | 2030 | Winter Peak | H2 Pipeline - New | QC | ON | 0 | QC
LCP_Inputs_ON_Electric_Howarth_2023_05_05 | Hydrogen | Dispatch-Interconnection | QC | 2030 | Winter Peak | H2 Pipeline - Repurposed | ON | QC | 0 | QC
LCP_Inputs_ON_Electric_Howarth_2023_05_05 | Hydrogen | Dispatch-Interconnection | QC | 2030 | Winter Peak | H2 Pipeline - Repurposed | QC | ON | 0 | QC
LCP_Inputs_ON_Electric_Howarth_2023_05_05 | Hydrogen | Dispatch-Interconnection | QC | 2040 | Fall | H2 Pipeline - New | ON | QC | 0 | QC
LCP_Inputs_ON_Electric_Howarth_2023_05_05 | Hydrogen | Dispatch-Interconnection | QC | 2040 | Fall | H2 Pipeline - New | QC | ON | 0 | QC
LCP_Inputs_ON_Electric_Howarth_2023_05_05 | Hydrogen | Dispatch-Interconnection | QC | 2040 | Fall | H2 Pipeline - Repurposed | ON | QC | 0 | QC
LCP_Inputs_ON_Electric_Howarth_2023_05_05 | Hydrogen | Dispatch-Interconnection | QC | 2040 | Fall | H2 Pipeline - Repurposed | QC | ON | 0 | QC
LCP_Inputs_ON_Electric_Howarth_2023_05_05 | Hydrogen | Dispatch-Interconnection | QC | 2040 | Spring | H2 Pipeline - New | ON | QC | 0 | QC
LCP_Inputs_ON_Electric_Howarth_2023_05_05 | Hydrogen | Dispatch-Interconnection | QC | 2040 | Spring | H2 Pipeline - New | QC | ON | 0 | QC
LCP_Inputs_ON_Electric_Howarth_2023_05_05 | Hydrogen | Dispatch-Interconnection | QC | 2040 | Spring | H2 Pipeline - Repurposed | ON | QC | 0 | QC
LCP_Inputs_ON_Electric_Howarth_2023_05_05 | Hydrogen | Dispatch-Interconnection | QC | 2040 | Spring | H2 Pipeline - Repurposed | QC | ON | 0 | QC
LCP_Inputs_ON_Electric_Howarth_2023_05_05 | Hydrogen | Dispatch-Interconnection | QC | 2040 | Summer | H2 Pipeline - New | ON | QC | 0 | QC
LCP_Inputs_ON_Electric_Howarth_2023_05_05 | Hydrogen | Dispatch-Interconnection | QC | 2040 | Summer | H2 Pipeline - New | QC | ON | 0 | QC
LCP_Inputs_ON_Electric_Howarth_2023_05_05 | Hydrogen | Dispatch-Interconnection | QC | 2040 | Summer | H2 Pipeline - Repurposed | ON | QC | 0 | QC
LCP_Inputs_ON_Electric_Howarth_2023_05_05 | Hydrogen | Dispatch-Interconnection | QC | 2040 | Summer | H2 Pipeline - Repurposed | QC | ON | 0 | QC
LCP_Inputs_ON_Electric_Howarth_2023_05_05 | Hydrogen | Dispatch-Interconnection | QC | 2040 | Winter | H2 Pipeline - New | ON | QC | 0 | QC
LCP_Inputs_ON_Electric_Howarth_2023_05_05 | Hydrogen | Dispatch-Interconnection | QC | 2040 | Winter | H2 Pipeline - New | QC | ON | 0 | QC
LCP_Inputs_ON_Electric_Howarth_2023_05_05 | Hydrogen | Dispatch-Interconnection | QC | 2040 | Winter | H2 Pipeline - Repurposed | ON | QC | 0 | QC
LCP_Inputs_ON_Electric_Howarth_2023_05_05 | Hydrogen | Dispatch-Interconnection | QC | 2040 | Winter | H2 Pipeline - Repurposed | QC | ON | 0 | QC
LCP_Inputs_ON_Electric_Howarth_2023_05_05 | Hydrogen | Dispatch-Interconnection | QC | 2040 | Winter Peak | H2 Pipeline - New | ON | QC | 0 | QC
LCP_Inputs_ON_Electric_Howarth_2023_05_05 | Hydrogen | Dispatch-Interconnection | QC | 2040 | Winter Peak | H2 Pipeline - New | QC | ON | 0 | QC
LCP_Inputs_ON_Electric_Howarth_2023_05_05 | Hydrogen | Dispatch-Interconnection | QC | 2040 | Winter Peak | H2 Pipeline - Repurposed | ON | QC | 0 | QC
LCP_Inputs_ON_Electric_Howarth_2023_05_05 | Hydrogen | Dispatch-Interconnection | QC | 2040 | Winter Peak | H2 Pipeline - Repurposed | QC | ON | 0 | QC
LCP_Inputs_ON_Electric_Howarth_2023_05_05 | Hydrogen | Dispatch-Interconnection | QC | 2050 | Fall | H2 Pipeline - New | ON | QC | 0 | QC
LCP_Inputs_ON_Electric_Howarth_2023_05_05 | Hydrogen | Dispatch-Interconnection | QC | 2050 | Fall | H2 Pipeline - New | QC | ON | 0 | QC
LCP_Inputs_ON_Electric_Howarth_2023_05_05 | Hydrogen | Dispatch-Interconnection | QC | 2050 | Fall | H2 Pipeline - Repurposed | ON | QC | 0 | QC
LCP_Inputs_ON_Electric_Howarth_2023_05_05 | Hydrogen | Dispatch-Interconnection | QC | 2050 | Fall | H2 Pipeline - Repurposed | QC | ON | 0 | QC
LCP_Inputs_ON_Electric_Howarth_2023_05_05 | Hydrogen | Dispatch-Interconnection | QC | 2050 | Spring | H2 Pipeline - New | ON | QC | 0 | QC
LCP_Inputs_ON_Electric_Howarth_2023_05_05 | Hydrogen | Dispatch-Interconnection | QC | 2050 | Spring | H2 Pipeline - New | QC | ON | 0 | QC
LCP_Inputs_ON_Electric_Howarth_2023_05_05 | Hydrogen | Dispatch-Interconnection | QC | 2050 | Spring | H2 Pipeline - Repurposed | ON | QC | 0 | QC
LCP_Inputs_ON_Electric_Howarth_2023_05_05 | Hydrogen | Dispatch-Interconnection | QC | 2050 | Spring | H2 Pipeline - Repurposed | QC | ON | 0 | QC
LCP_Inputs_ON_Electric_Howarth_2023_05_05 | Hydrogen | Dispatch-Interconnection | QC | 2050 | Summer | H2 Pipeline - New | ON | QC | 0 | QC
LCP_Inputs_ON_Electric_Howarth_2023_05_05 | Hydrogen | Dispatch-Interconnection | QC | 2050 | Summer | H2 Pipeline - New | QC | ON | 0 | QC
LCP_Inputs_ON_Electric_Howarth_2023_05_05 | Hydrogen | Dispatch-Interconnection | QC | 2050 | Summer | H2 Pipeline - Repurposed | ON | QC | 0 | QC
LCP_Inputs_ON_Electric_Howarth_2023_05_05 | Hydrogen | Dispatch-Interconnection | QC | 2050 | Summer | H2 Pipeline - Repurposed | QC | ON | 0 | QC
LCP_Inputs_ON_Electric_Howarth_2023_05_05 | Hydrogen | Dispatch-Interconnection | QC | 2050 | Winter | H2 Pipeline - New | ON | QC | 0 | QC
LCP_Inputs_ON_Electric_Howarth_2023_05_05 | Hydrogen | Dispatch-Interconnection | QC | 2050 | Winter | H2 Pipeline - New | QC | ON | 0 | QC
LCP_Inputs_ON_Electric_Howarth_2023_05_05 | Hydrogen | Dispatch-Interconnection | QC | 2050 | Winter | H2 Pipeline - Repurposed | ON | QC | 0 | QC
LCP_Inputs_ON_Electric_Howarth_2023_05_05 | Hydrogen | Dispatch-Interconnection | QC | 2050 | Winter | H2 Pipeline - Repurposed | QC | ON | 0 | QC
LCP_Inputs_ON_Electric_Howarth_2023_05_05 | Hydrogen | Dispatch-Interconnection | QC | 2050 | Winter Peak | H2 Pipeline - New | ON | QC | 0 | QC
LCP_Inputs_ON_Electric_Howarth_2023_05_05 | Hydrogen | Dispatch-Interconnection | QC | 2050 | Winter Peak | H2 Pipeline - New | QC | ON | 0 | QC
LCP_Inputs_ON_Electric_Howarth_2023_05_05 | Hydrogen | Dispatch-Interconnection | QC | 2050 | Winter Peak | H2 Pipeline - Repurposed | ON | QC | -240000 | QC
LCP_Inputs_ON_Electric_Howarth_2023_05_05 | Hydrogen | Dispatch-Interconnection | QC | 2050 | Winter Peak | H2 Pipeline - Repurposed | QC | ON | 0 | QC
LCP_Inputs_ON_Electric_Howarth_2023_05_05 | Hydrogen | Dispatch-Interconnection | WC | 2020 | Fall | H2 Pipeline - New | ON | WC | 0 | WC
LCP_Inputs_ON_Electric_Howarth_2023_05_05 | Hydrogen | Dispatch-Interconnection | WC | 2020 | Fall | H2 Pipeline - New | WC | ON | 0 | WC
LCP_Inputs_ON_Electric_Howarth_2023_05_05 | Hydrogen | Dispatch-Interconnection | WC | 2020 | Fall | H2 Pipeline - Repurposed | ON | WC | 0 | WC
LCP_Inputs_ON_Electric_Howarth_2023_05_05 | Hydrogen | Dispatch-Interconnection | WC | 2020 | Fall | H2 Pipeline - Repurposed | WC | ON | 0 | WC
LCP_Inputs_ON_Electric_Howarth_2023_05_05 | Hydrogen | Dispatch-Interconnection | WC | 2020 | Spring | H2 Pipeline - New | ON | WC | 0 | WC
LCP_Inputs_ON_Electric_Howarth_2023_05_05 | Hydrogen | Dispatch-Interconnection | WC | 2020 | Spring | H2 Pipeline - New | WC | ON | 0 | WC
LCP_Inputs_ON_Electric_Howarth_2023_05_05 | Hydrogen | Dispatch-Interconnection | WC | 2020 | Spring | H2 Pipeline - Repurposed | ON | WC | 0 | WC
LCP_Inputs_ON_Electric_Howarth_2023_05_05 | Hydrogen | Dispatch-Interconnection | WC | 2020 | Spring | H2 Pipeline - Repurposed | WC | ON | 0 | WC
LCP_Inputs_ON_Electric_Howarth_2023_05_05 | Hydrogen | Dispatch-Interconnection | WC | 2020 | Summer | H2 Pipeline - New | ON | WC | 0 | WC
LCP_Inputs_ON_Electric_Howarth_2023_05_05 | Hydrogen | Dispatch-Interconnection | WC | 2020 | Summer | H2 Pipeline - New | WC | ON | 0 | WC
LCP_Inputs_ON_Electric_Howarth_2023_05_05 | Hydrogen | Dispatch-Interconnection | WC | 2020 | Summer | H2 Pipeline - Repurposed | ON | WC | 0 | WC
LCP_Inputs_ON_Electric_Howarth_2023_05_05 | Hydrogen | Dispatch-Interconnection | WC | 2020 | Summer | H2 Pipeline - Repurposed | WC | ON | 0 | WC
LCP_Inputs_ON_Electric_Howarth_2023_05_05 | Hydrogen | Dispatch-Interconnection | WC | 2020 | Winter | H2 Pipeline - New | ON | WC | 0 | WC
LCP_Inputs_ON_Electric_Howarth_2023_05_05 | Hydrogen | Dispatch-Interconnection | WC | 2020 | Winter | H2 Pipeline - New | WC | ON | 0 | WC
LCP_Inputs_ON_Electric_Howarth_2023_05_05 | Hydrogen | Dispatch-Interconnection | WC | 2020 | Winter | H2 Pipeline - Repurposed | ON | WC | 0 | WC
LCP_Inputs_ON_Electric_Howarth_2023_05_05 | Hydrogen | Dispatch-Interconnection | WC | 2020 | Winter | H2 Pipeline - Repurposed | WC | ON | 0 | WC
LCP_Inputs_ON_Electric_Howarth_2023_05_05 | Hydrogen | Dispatch-Interconnection | WC | 2020 | Winter Peak | H2 Pipeline - New | ON | WC | 0 | WC
LCP_Inputs_ON_Electric_Howarth_2023_05_05 | Hydrogen | Dispatch-Interconnection | WC | 2020 | Winter Peak | H2 Pipeline - New | WC | ON | 0 | WC
LCP_Inputs_ON_Electric_Howarth_2023_05_05 | Hydrogen | Dispatch-Interconnection | WC | 2020 | Winter Peak | H2 Pipeline - Repurposed | ON | WC | 0 | WC
LCP_Inputs_ON_Electric_Howarth_2023_05_05 | Hydrogen | Dispatch-Interconnection | WC | 2020 | Winter Peak | H2 Pipeline - Repurposed | WC | ON | 0 | WC
LCP_Inputs_ON_Electric_Howarth_2023_05_05 | Hydrogen | Dispatch-Interconnection | WC | 2030 | Fall | H2 Pipeline - New | ON | WC | 0 | WC
LCP_Inputs_ON_Electric_Howarth_2023_05_05 | Hydrogen | Dispatch-Interconnection | WC | 2030 | Fall | H2 Pipeline - New | WC | ON | 0 | WC
LCP_Inputs_ON_Electric_Howarth_2023_05_05 | Hydrogen | Dispatch-Interconnection | WC | 2030 | Fall | H2 Pipeline - Repurposed | ON | WC | 0 | WC
LCP_Inputs_ON_Electric_Howarth_2023_05_05 | Hydrogen | Dispatch-Interconnection | WC | 2030 | Fall | H2 Pipeline - Repurposed | WC | ON | 0 | WC
LCP_Inputs_ON_Electric_Howarth_2023_05_05 | Hydrogen | Dispatch-Interconnection | WC | 2030 | Spring | H2 Pipeline - New | ON | WC | 0 | WC
LCP_Inputs_ON_Electric_Howarth_2023_05_05 | Hydrogen | Dispatch-Interconnection | WC | 2030 | Spring | H2 Pipeline - New | WC | ON | 0 | WC
LCP_Inputs_ON_Electric_Howarth_2023_05_05 | Hydrogen | Dispatch-Interconnection | WC | 2030 | Spring | H2 Pipeline - Repurposed | ON | WC | 0 | WC
LCP_Inputs_ON_Electric_Howarth_2023_05_05 | Hydrogen | Dispatch-Interconnection | WC | 2030 | Spring | H2 Pipeline - Repurposed | WC | ON | 0 | WC
LCP_Inputs_ON_Electric_Howarth_2023_05_05 | Hydrogen | Dispatch-Interconnection | WC | 2030 | Summer | H2 Pipeline - New | ON | WC | 0 | WC
LCP_Inputs_ON_Electric_Howarth_2023_05_05 | Hydrogen | Dispatch-Interconnection | WC | 2030 | Summer | H2 Pipeline - New | WC | ON | 0 | WC
LCP_Inputs_ON_Electric_Howarth_2023_05_05 | Hydrogen | Dispatch-Interconnection | WC | 2030 | Summer | H2 Pipeline - Repurposed | ON | WC | 0 | WC
LCP_Inputs_ON_Electric_Howarth_2023_05_05 | Hydrogen | Dispatch-Interconnection | WC | 2030 | Summer | H2 Pipeline - Repurposed | WC | ON | 0 | WC
LCP_Inputs_ON_Electric_Howarth_2023_05_05 | Hydrogen | Dispatch-Interconnection | WC | 2030 | Winter | H2 Pipeline - New | ON | WC | 0 | WC
LCP_Inputs_ON_Electric_Howarth_2023_05_05 | Hydrogen | Dispatch-Interconnection | WC | 2030 | Winter | H2 Pipeline - New | WC | ON | 0 | WC
LCP_Inputs_ON_Electric_Howarth_2023_05_05 | Hydrogen | Dispatch-Interconnection | WC | 2030 | Winter | H2 Pipeline - Repurposed | ON | WC | 0 | WC
LCP_Inputs_ON_Electric_Howarth_2023_05_05 | Hydrogen | Dispatch-Interconnection | WC | 2030 | Winter | H2 Pipeline - Repurposed | WC | ON | 0 | WC
LCP_Inputs_ON_Electric_Howarth_2023_05_05 | Hydrogen | Dispatch-Interconnection | WC | 2030 | Winter Peak | H2 Pipeline - New | ON | WC | 0 | WC
LCP_Inputs_ON_Electric_Howarth_2023_05_05 | Hydrogen | Dispatch-Interconnection | WC | 2030 | Winter Peak | H2 Pipeline - New | WC | ON | 0 | WC
LCP_Inputs_ON_Electric_Howarth_2023_05_05 | Hydrogen | Dispatch-Interconnection | WC | 2030 | Winter Peak | H2 Pipeline - Repurposed | ON | WC | 0 | WC
LCP_Inputs_ON_Electric_Howarth_2023_05_05 | Hydrogen | Dispatch-Interconnection | WC | 2030 | Winter Peak | H2 Pipeline - Repurposed | WC | ON | 0 | WC
LCP_Inputs_ON_Electric_Howarth_2023_05_05 | Hydrogen | Dispatch-Interconnection | WC | 2040 | Fall | H2 Pipeline - New | ON | WC | 0 | WC
LCP_Inputs_ON_Electric_Howarth_2023_05_05 | Hydrogen | Dispatch-Interconnection | WC | 2040 | Fall | H2 Pipeline - New | WC | ON | 0 | WC
LCP_Inputs_ON_Electric_Howarth_2023_05_05 | Hydrogen | Dispatch-Interconnection | WC | 2040 | Fall | H2 Pipeline - Repurposed | ON | WC | -768703.7587 | WC
LCP_Inputs_ON_Electric_Howarth_2023_05_05 | Hydrogen | Dispatch-Interconnection | WC | 2040 | Fall | H2 Pipeline - Repurposed | WC | ON | 0 | WC
LCP_Inputs_ON_Electric_Howarth_2023_05_05 | Hydrogen | Dispatch-Interconnection | WC | 2040 | Spring | H2 Pipeline - New | ON | WC | 0 | WC
LCP_Inputs_ON_Electric_Howarth_2023_05_05 | Hydrogen | Dispatch-Interconnection | WC | 2040 | Spring | H2 Pipeline - New | WC | ON | 0 | WC
LCP_Inputs_ON_Electric_Howarth_2023_05_05 | Hydrogen | Dispatch-Interconnection | WC | 2040 | Spring | H2 Pipeline - Repurposed | ON | WC | 0 | WC
LCP_Inputs_ON_Electric_Howarth_2023_05_05 | Hydrogen | Dispatch-Interconnection | WC | 2040 | Spring | H2 Pipeline - Repurposed | WC | ON | 0 | WC
LCP_Inputs_ON_Electric_Howarth_2023_05_05 | Hydrogen | Dispatch-Interconnection | WC | 2040 | Summer | H2 Pipeline - New | ON | WC | 0 | WC
LCP_Inputs_ON_Electric_Howarth_2023_05_05 | Hydrogen | Dispatch-Interconnection | WC | 2040 | Summer | H2 Pipeline - New | WC | ON | 0 | WC
LCP_Inputs_ON_Electric_Howarth_2023_05_05 | Hydrogen | Dispatch-Interconnection | WC | 2040 | Summer | H2 Pipeline - Repurposed | ON | WC | -452015.1791 | WC
LCP_Inputs_ON_Electric_Howarth_2023_05_05 | Hydrogen | Dispatch-Interconnection | WC | 2040 | Summer | H2 Pipeline - Repurposed | WC | ON | 0 | WC
LCP_Inputs_ON_Electric_Howarth_2023_05_05 | Hydrogen | Dispatch-Interconnection | WC | 2040 | Winter | H2 Pipeline - New | ON | WC | 0 | WC
LCP_Inputs_ON_Electric_Howarth_2023_05_05 | Hydrogen | Dispatch-Interconnection | WC | 2040 | Winter | H2 Pipeline - New | WC | ON | 0 | WC
LCP_Inputs_ON_Electric_Howarth_2023_05_05 | Hydrogen | Dispatch-Interconnection | WC | 2040 | Winter | H2 Pipeline - Repurposed | ON | WC | -2283640.8222 | WC
LCP_Inputs_ON_Electric_Howarth_2023_05_05 | Hydrogen | Dispatch-Interconnection | WC | 2040 | Winter | H2 Pipeline - Repurposed | WC | ON | 0 | WC
LCP_Inputs_ON_Electric_Howarth_2023_05_05 | Hydrogen | Dispatch-Interconnection | WC | 2040 | Winter Peak | H2 Pipeline - New | ON | WC | 0 | WC
LCP_Inputs_ON_Electric_Howarth_2023_05_05 | Hydrogen | Dispatch-Interconnection | WC | 2040 | Winter Peak | H2 Pipeline - New | WC | ON | 0 | WC
LCP_Inputs_ON_Electric_Howarth_2023_05_05 | Hydrogen | Dispatch-Interconnection | WC | 2040 | Winter Peak | H2 Pipeline - Repurposed | ON | WC | -637147.7846 | WC
LCP_Inputs_ON_Electric_Howarth_2023_05_05 | Hydrogen | Dispatch-Interconnection | WC | 2040 | Winter Peak | H2 Pipeline - Repurposed | WC | ON | 0 | WC
LCP_Inputs_ON_Electric_Howarth_2023_05_05 | Hydrogen | Dispatch-Interconnection | WC | 2050 | Fall | H2 Pipeline - New | ON | WC | 0 | WC
LCP_Inputs_ON_Electric_Howarth_2023_05_05 | Hydrogen | Dispatch-Interconnection | WC | 2050 | Fall | H2 Pipeline - New | WC | ON | 0 | WC
LCP_Inputs_ON_Electric_Howarth_2023_05_05 | Hydrogen | Dispatch-Interconnection | WC | 2050 | Fall | H2 Pipeline - Repurposed | ON | WC | 0 | WC
LCP_Inputs_ON_Electric_Howarth_2023_05_05 | Hydrogen | Dispatch-Interconnection | WC | 2050 | Fall | H2 Pipeline - Repurposed | WC | ON | 0 | WC
LCP_Inputs_ON_Electric_Howarth_2023_05_05 | Hydrogen | Dispatch-Interconnection | WC | 2050 | Spring | H2 Pipeline - New | ON | WC | 0 | WC
LCP_Inputs_ON_Electric_Howarth_2023_05_05 | Hydrogen | Dispatch-Interconnection | WC | 2050 | Spring | H2 Pipeline - New | WC | ON | 0 | WC
LCP_Inputs_ON_Electric_Howarth_2023_05_05 | Hydrogen | Dispatch-Interconnection | WC | 2050 | Spring | H2 Pipeline - Repurposed | ON | WC | 0 | WC
LCP_Inputs_ON_Electric_Howarth_2023_05_05 | Hydrogen | Dispatch-Interconnection | WC | 2050 | Spring | H2 Pipeline - Repurposed | WC | ON | 0 | WC
LCP_Inputs_ON_Electric_Howarth_2023_05_05 | Hydrogen | Dispatch-Interconnection | WC | 2050 | Summer | H2 Pipeline - New | ON | WC | 0 | WC
LCP_Inputs_ON_Electric_Howarth_2023_05_05 | Hydrogen | Dispatch-Interconnection | WC | 2050 | Summer | H2 Pipeline - New | WC | ON | 0 | WC
LCP_Inputs_ON_Electric_Howarth_2023_05_05 | Hydrogen | Dispatch-Interconnection | WC | 2050 | Summer | H2 Pipeline - Repurposed | ON | WC | 0 | WC
LCP_Inputs_ON_Electric_Howarth_2023_05_05 | Hydrogen | Dispatch-Interconnection | WC | 2050 | Summer | H2 Pipeline - Repurposed | WC | ON | 0 | WC
LCP_Inputs_ON_Electric_Howarth_2023_05_05 | Hydrogen | Dispatch-Interconnection | WC | 2050 | Winter | H2 Pipeline - New | ON | WC | 0 | WC
LCP_Inputs_ON_Electric_Howarth_2023_05_05 | Hydrogen | Dispatch-Interconnection | WC | 2050 | Winter | H2 Pipeline - New | WC | ON | 0 | WC
LCP_Inputs_ON_Electric_Howarth_2023_05_05 | Hydrogen | Dispatch-Interconnection | WC | 2050 | Winter | H2 Pipeline - Repurposed | ON | WC | 0 | WC
LCP_Inputs_ON_Electric_Howarth_2023_05_05 | Hydrogen | Dispatch-Interconnection | WC | 2050 | Winter | H2 Pipeline - Repurposed | WC | ON | 0 | WC
LCP_Inputs_ON_Electric_Howarth_2023_05_05 | Hydrogen | Dispatch-Interconnection | WC | 2050 | Winter Peak | H2 Pipeline - New | ON | WC | 0 | WC
LCP_Inputs_ON_Electric_Howarth_2023_05_05 | Hydrogen | Dispatch-Interconnection | WC | 2050 | Winter Peak | H2 Pipeline - New | WC | ON | 0 | WC
LCP_Inputs_ON_Electric_Howarth_2023_05_05 | Hydrogen | Dispatch-Interconnection | WC | 2050 | Winter Peak | H2 Pipeline - Repurposed | ON | WC | -1050277.1094 | WC
LCP_Inputs_ON_Electric_Howarth_2023_05_05 | Hydrogen | Dispatch-Interconnection | WC | 2050 | Winter Peak | H2 Pipeline - Repurposed | WC | ON | 0 | WC
LCP_Inputs_ON_Electric_Howarth_2023_05_05 | Hydrogen | Dispatch-Storage | MI | 2020 | Fall | H2 Salt Cavern Storage - ON |  |  | 0 | MI
LCP_Inputs_ON_Electric_Howarth_2023_05_05 | Hydrogen | Dispatch-Storage | MI | 2020 | Spring | H2 Salt Cavern Storage - ON |  |  | 0 | MI
LCP_Inputs_ON_Electric_Howarth_2023_05_05 | Hydrogen | Dispatch-Storage | MI | 2020 | Summer | H2 Salt Cavern Storage - ON |  |  | 0 | MI
LCP_Inputs_ON_Electric_Howarth_2023_05_05 | Hydrogen | Dispatch-Storage | MI | 2020 | Winter | H2 Salt Cavern Storage - ON |  |  | 0 | MI
LCP_Inputs_ON_Electric_Howarth_2023_05_05 | Hydrogen | Dispatch-Storage | MI | 2020 | Winter Peak | H2 Salt Cavern Storage - ON |  |  | 0 | MI
LCP_Inputs_ON_Electric_Howarth_2023_05_05 | Hydrogen | Dispatch-Storage | MI | 2030 | Fall | H2 Salt Cavern Storage - ON |  |  | 0 | MI
LCP_Inputs_ON_Electric_Howarth_2023_05_05 | Hydrogen | Dispatch-Storage | MI | 2030 | Spring | H2 Salt Cavern Storage - ON |  |  | 0 | MI
LCP_Inputs_ON_Electric_Howarth_2023_05_05 | Hydrogen | Dispatch-Storage | MI | 2030 | Summer | H2 Salt Cavern Storage - ON |  |  | 0 | MI
LCP_Inputs_ON_Electric_Howarth_2023_05_05 | Hydrogen | Dispatch-Storage | MI | 2030 | Winter | H2 Salt Cavern Storage - ON |  |  | 0 | MI
LCP_Inputs_ON_Electric_Howarth_2023_05_05 | Hydrogen | Dispatch-Storage | MI | 2030 | Winter Peak | H2 Salt Cavern Storage - ON |  |  | 0 | MI
LCP_Inputs_ON_Electric_Howarth_2023_05_05 | Hydrogen | Dispatch-Storage | MI | 2040 | Fall | H2 Salt Cavern Storage - ON |  |  | 0 | MI
LCP_Inputs_ON_Electric_Howarth_2023_05_05 | Hydrogen | Dispatch-Storage | MI | 2040 | Spring | H2 Salt Cavern Storage - ON |  |  | 0 | MI
LCP_Inputs_ON_Electric_Howarth_2023_05_05 | Hydrogen | Dispatch-Storage | MI | 2040 | Summer | H2 Salt Cavern Storage - ON |  |  | 0 | MI
LCP_Inputs_ON_Electric_Howarth_2023_05_05 | Hydrogen | Dispatch-Storage | MI | 2040 | Winter | H2 Salt Cavern Storage - ON |  |  | 0 | MI
LCP_Inputs_ON_Electric_Howarth_2023_05_05 | Hydrogen | Dispatch-Storage | MI | 2040 | Winter Peak | H2 Salt Cavern Storage - ON |  |  | 0 | MI
LCP_Inputs_ON_Electric_Howarth_2023_05_05 | Hydrogen | Dispatch-Storage | MI | 2050 | Fall | H2 Salt Cavern Storage - ON |  |  | 0 | MI
LCP_Inputs_ON_Electric_Howarth_2023_05_05 | Hydrogen | Dispatch-Storage | MI | 2050 | Spring | H2 Salt Cavern Storage - ON |  |  | 0 | MI
LCP_Inputs_ON_Electric_Howarth_2023_05_05 | Hydrogen | Dispatch-Storage | MI | 2050 | Summer | H2 Salt Cavern Storage - ON |  |  | 0 | MI
LCP_Inputs_ON_Electric_Howarth_2023_05_05 | Hydrogen | Dispatch-Storage | MI | 2050 | Winter | H2 Salt Cavern Storage - ON |  |  | 0 | MI
LCP_Inputs_ON_Electric_Howarth_2023_05_05 | Hydrogen | Dispatch-Storage | MI | 2050 | Winter Peak | H2 Salt Cavern Storage - ON |  |  | 0 | MI
LCP_Inputs_ON_Electric_Howarth_2023_05_05 | Hydrogen | Dispatch-Storage | NY | 2020 | Fall | H2 Salt Cavern Storage - ON |  |  | 0 | NY
LCP_Inputs_ON_Electric_Howarth_2023_05_05 | Hydrogen | Dispatch-Storage | NY | 2020 | Spring | H2 Salt Cavern Storage - ON |  |  | 0 | NY
LCP_Inputs_ON_Electric_Howarth_2023_05_05 | Hydrogen | Dispatch-Storage | NY | 2020 | Summer | H2 Salt Cavern Storage - ON |  |  | 0 | NY
LCP_Inputs_ON_Electric_Howarth_2023_05_05 | Hydrogen | Dispatch-Storage | NY | 2020 | Winter | H2 Salt Cavern Storage - ON |  |  | 0 | NY
LCP_Inputs_ON_Electric_Howarth_2023_05_05 | Hydrogen | Dispatch-Storage | NY | 2020 | Winter Peak | H2 Salt Cavern Storage - ON |  |  | 0 | NY
LCP_Inputs_ON_Electric_Howarth_2023_05_05 | Hydrogen | Dispatch-Storage | NY | 2030 | Fall | H2 Salt Cavern Storage - ON |  |  | 0 | NY
LCP_Inputs_ON_Electric_Howarth_2023_05_05 | Hydrogen | Dispatch-Storage | NY | 2030 | Spring | H2 Salt Cavern Storage - ON |  |  | 0 | NY
LCP_Inputs_ON_Electric_Howarth_2023_05_05 | Hydrogen | Dispatch-Storage | NY | 2030 | Summer | H2 Salt Cavern Storage - ON |  |  | 0 | NY
LCP_Inputs_ON_Electric_Howarth_2023_05_05 | Hydrogen | Dispatch-Storage | NY | 2030 | Winter | H2 Salt Cavern Storage - ON |  |  | 0 | NY
LCP_Inputs_ON_Electric_Howarth_2023_05_05 | Hydrogen | Dispatch-Storage | NY | 2030 | Winter Peak | H2 Salt Cavern Storage - ON |  |  | 0 | NY
LCP_Inputs_ON_Electric_Howarth_2023_05_05 | Hydrogen | Dispatch-Storage | NY | 2040 | Fall | H2 Salt Cavern Storage - ON |  |  | 0 | NY
LCP_Inputs_ON_Electric_Howarth_2023_05_05 | Hydrogen | Dispatch-Storage | NY | 2040 | Spring | H2 Salt Cavern Storage - ON |  |  | 0 | NY
LCP_Inputs_ON_Electric_Howarth_2023_05_05 | Hydrogen | Dispatch-Storage | NY | 2040 | Summer | H2 Salt Cavern Storage - ON |  |  | 0 | NY
LCP_Inputs_ON_Electric_Howarth_2023_05_05 | Hydrogen | Dispatch-Storage | NY | 2040 | Winter | H2 Salt Cavern Storage - ON |  |  | 0 | NY
LCP_Inputs_ON_Electric_Howarth_2023_05_05 | Hydrogen | Dispatch-Storage | NY | 2040 | Winter Peak | H2 Salt Cavern Storage - ON |  |  | 0 | NY
LCP_Inputs_ON_Electric_Howarth_2023_05_05 | Hydrogen | Dispatch-Storage | NY | 2050 | Fall | H2 Salt Cavern Storage - ON |  |  | 0 | NY
LCP_Inputs_ON_Electric_Howarth_2023_05_05 | Hydrogen | Dispatch-Storage | NY | 2050 | Spring | H2 Salt Cavern Storage - ON |  |  | 0 | NY
LCP_Inputs_ON_Electric_Howarth_2023_05_05 | Hydrogen | Dispatch-Storage | NY | 2050 | Summer | H2 Salt Cavern Storage - ON |  |  | 0 | NY
LCP_Inputs_ON_Electric_Howarth_2023_05_05 | Hydrogen | Dispatch-Storage | NY | 2050 | Winter | H2 Salt Cavern Storage - ON |  |  | 0 | NY
LCP_Inputs_ON_Electric_Howarth_2023_05_05 | Hydrogen | Dispatch-Storage | NY | 2050 | Winter Peak | H2 Salt Cavern Storage - ON |  |  | 0 | NY
LCP_Inputs_ON_Electric_Howarth_2023_05_05 | Hydrogen | Dispatch-Storage | ON | 2020 | Fall | H2 Salt Cavern Storage - ON |  |  | 0 | ON
LCP_Inputs_ON_Electric_Howarth_2023_05_05 | Hydrogen | Dispatch-Storage | ON | 2020 | Spring | H2 Salt Cavern Storage - ON |  |  | 0 | ON
LCP_Inputs_ON_Electric_Howarth_2023_05_05 | Hydrogen | Dispatch-Storage | ON | 2020 | Summer | H2 Salt Cavern Storage - ON |  |  | 0 | ON
LCP_Inputs_ON_Electric_Howarth_2023_05_05 | Hydrogen | Dispatch-Storage | ON | 2020 | Winter | H2 Salt Cavern Storage - ON |  |  | 0 | ON
LCP_Inputs_ON_Electric_Howarth_2023_05_05 | Hydrogen | Dispatch-Storage | ON | 2020 | Winter Peak | H2 Salt Cavern Storage - ON |  |  | 0 | ON
LCP_Inputs_ON_Electric_Howarth_2023_05_05 | Hydrogen | Dispatch-Storage | ON | 2030 | Fall | H2 Salt Cavern Storage - ON |  |  | 2911.6711 | ON
LCP_Inputs_ON_Electric_Howarth_2023_05_05 | Hydrogen | Dispatch-Storage | ON | 2030 | Spring | H2 Salt Cavern Storage - ON |  |  | 146939.4645 | ON
LCP_Inputs_ON_Electric_Howarth_2023_05_05 | Hydrogen | Dispatch-Storage | ON | 2030 | Summer | H2 Salt Cavern Storage - ON |  |  | 4156.0949 | ON
LCP_Inputs_ON_Electric_Howarth_2023_05_05 | Hydrogen | Dispatch-Storage | ON | 2030 | Winter | H2 Salt Cavern Storage - ON |  |  | 951933.6287 | ON
LCP_Inputs_ON_Electric_Howarth_2023_05_05 | Hydrogen | Dispatch-Storage | ON | 2030 | Winter Peak | H2 Salt Cavern Storage - ON |  |  | 48056.8502 | ON
LCP_Inputs_ON_Electric_Howarth_2023_05_05 | Hydrogen | Dispatch-Storage | ON | 2040 | Fall | H2 Salt Cavern Storage - ON |  |  | 766298.7281 | ON
LCP_Inputs_ON_Electric_Howarth_2023_05_05 | Hydrogen | Dispatch-Storage | ON | 2040 | Spring | H2 Salt Cavern Storage - ON |  |  | 115245.8486 | ON
LCP_Inputs_ON_Electric_Howarth_2023_05_05 | Hydrogen | Dispatch-Storage | ON | 2040 | Summer | H2 Salt Cavern Storage - ON |  |  | 885913.0055 | ON
LCP_Inputs_ON_Electric_Howarth_2023_05_05 | Hydrogen | Dispatch-Storage | ON | 2040 | Winter | H2 Salt Cavern Storage - ON |  |  | 488524.5805 | ON
LCP_Inputs_ON_Electric_Howarth_2023_05_05 | Hydrogen | Dispatch-Storage | ON | 2040 | Winter Peak | H2 Salt Cavern Storage - ON |  |  | 599968.9714 | ON
LCP_Inputs_ON_Electric_Howarth_2023_05_05 | Hydrogen | Dispatch-Storage | ON | 2050 | Fall | H2 Salt Cavern Storage - ON |  |  | 2228019.0695 | ON
LCP_Inputs_ON_Electric_Howarth_2023_05_05 | Hydrogen | Dispatch-Storage | ON | 2050 | Spring | H2 Salt Cavern Storage - ON |  |  | 0 | ON
LCP_Inputs_ON_Electric_Howarth_2023_05_05 | Hydrogen | Dispatch-Storage | ON | 2050 | Summer | H2 Salt Cavern Storage - ON |  |  | 1057612.9867 | ON
LCP_Inputs_ON_Electric_Howarth_2023_05_05 | Hydrogen | Dispatch-Storage | ON | 2050 | Winter | H2 Salt Cavern Storage - ON |  |  | 3383060.4702 | ON
LCP_Inputs_ON_Electric_Howarth_2023_05_05 | Hydrogen | Dispatch-Storage | ON | 2050 | Winter Peak | H2 Salt Cavern Storage - ON |  |  | 864000 | ON
LCP_Inputs_ON_Electric_Howarth_2023_05_05 | Hydrogen | Dispatch-Storage | PJ | 2020 | Fall | H2 Salt Cavern Storage - ON |  |  | 0 | PJ
LCP_Inputs_ON_Electric_Howarth_2023_05_05 | Hydrogen | Dispatch-Storage | PJ | 2020 | Spring | H2 Salt Cavern Storage - ON |  |  | 0 | PJ
LCP_Inputs_ON_Electric_Howarth_2023_05_05 | Hydrogen | Dispatch-Storage | PJ | 2020 | Summer | H2 Salt Cavern Storage - ON |  |  | 0 | PJ
LCP_Inputs_ON_Electric_Howarth_2023_05_05 | Hydrogen | Dispatch-Storage | PJ | 2020 | Winter | H2 Salt Cavern Storage - ON |  |  | 0 | PJ
LCP_Inputs_ON_Electric_Howarth_2023_05_05 | Hydrogen | Dispatch-Storage | PJ | 2020 | Winter Peak | H2 Salt Cavern Storage - ON |  |  | 0 | PJ
LCP_Inputs_ON_Electric_Howarth_2023_05_05 | Hydrogen | Dispatch-Storage | PJ | 2030 | Fall | H2 Salt Cavern Storage - ON |  |  | 0 | PJ
LCP_Inputs_ON_Electric_Howarth_2023_05_05 | Hydrogen | Dispatch-Storage | PJ | 2030 | Spring | H2 Salt Cavern Storage - ON |  |  | 0 | PJ
LCP_Inputs_ON_Electric_Howarth_2023_05_05 | Hydrogen | Dispatch-Storage | PJ | 2030 | Summer | H2 Salt Cavern Storage - ON |  |  | 0 | PJ
LCP_Inputs_ON_Electric_Howarth_2023_05_05 | Hydrogen | Dispatch-Storage | PJ | 2030 | Winter | H2 Salt Cavern Storage - ON |  |  | 0 | PJ
LCP_Inputs_ON_Electric_Howarth_2023_05_05 | Hydrogen | Dispatch-Storage | PJ | 2030 | Winter Peak | H2 Salt Cavern Storage - ON |  |  | 0 | PJ
LCP_Inputs_ON_Electric_Howarth_2023_05_05 | Hydrogen | Dispatch-Storage | PJ | 2040 | Fall | H2 Salt Cavern Storage - ON |  |  | 0 | PJ
LCP_Inputs_ON_Electric_Howarth_2023_05_05 | Hydrogen | Dispatch-Storage | PJ | 2040 | Spring | H2 Salt Cavern Storage - ON |  |  | 0 | PJ
LCP_Inputs_ON_Electric_Howarth_2023_05_05 | Hydrogen | Dispatch-Storage | PJ | 2040 | Summer | H2 Salt Cavern Storage - ON |  |  | 0 | PJ
LCP_Inputs_ON_Electric_Howarth_2023_05_05 | Hydrogen | Dispatch-Storage | PJ | 2040 | Winter | H2 Salt Cavern Storage - ON |  |  | 0 | PJ
LCP_Inputs_ON_Electric_Howarth_2023_05_05 | Hydrogen | Dispatch-Storage | PJ | 2040 | Winter Peak | H2 Salt Cavern Storage - ON |  |  | 0 | PJ
LCP_Inputs_ON_Electric_Howarth_2023_05_05 | Hydrogen | Dispatch-Storage | PJ | 2050 | Fall | H2 Salt Cavern Storage - ON |  |  | 0 | PJ
LCP_Inputs_ON_Electric_Howarth_2023_05_05 | Hydrogen | Dispatch-Storage | PJ | 2050 | Spring | H2 Salt Cavern Storage - ON |  |  | 0 | PJ
LCP_Inputs_ON_Electric_Howarth_2023_05_05 | Hydrogen | Dispatch-Storage | PJ | 2050 | Summer | H2 Salt Cavern Storage - ON |  |  | 0 | PJ
LCP_Inputs_ON_Electric_Howarth_2023_05_05 | Hydrogen | Dispatch-Storage | PJ | 2050 | Winter | H2 Salt Cavern Storage - ON |  |  | 0 | PJ
LCP_Inputs_ON_Electric_Howarth_2023_05_05 | Hydrogen | Dispatch-Storage | PJ | 2050 | Winter Peak | H2 Salt Cavern Storage - ON |  |  | 0 | PJ
LCP_Inputs_ON_Electric_Howarth_2023_05_05 | Hydrogen | Dispatch-Storage | QC | 2020 | Fall | H2 Salt Cavern Storage - ON |  |  | 0 | QC
LCP_Inputs_ON_Electric_Howarth_2023_05_05 | Hydrogen | Dispatch-Storage | QC | 2020 | Spring | H2 Salt Cavern Storage - ON |  |  | 0 | QC
LCP_Inputs_ON_Electric_Howarth_2023_05_05 | Hydrogen | Dispatch-Storage | QC | 2020 | Summer | H2 Salt Cavern Storage - ON |  |  | 0 | QC
LCP_Inputs_ON_Electric_Howarth_2023_05_05 | Hydrogen | Dispatch-Storage | QC | 2020 | Winter | H2 Salt Cavern Storage - ON |  |  | 0 | QC
LCP_Inputs_ON_Electric_Howarth_2023_05_05 | Hydrogen | Dispatch-Storage | QC | 2020 | Winter Peak | H2 Salt Cavern Storage - ON |  |  | 0 | QC
LCP_Inputs_ON_Electric_Howarth_2023_05_05 | Hydrogen | Dispatch-Storage | QC | 2030 | Fall | H2 Salt Cavern Storage - ON |  |  | 0 | QC
LCP_Inputs_ON_Electric_Howarth_2023_05_05 | Hydrogen | Dispatch-Storage | QC | 2030 | Spring | H2 Salt Cavern Storage - ON |  |  | 0 | QC
LCP_Inputs_ON_Electric_Howarth_2023_05_05 | Hydrogen | Dispatch-Storage | QC | 2030 | Summer | H2 Salt Cavern Storage - ON |  |  | 0 | QC
LCP_Inputs_ON_Electric_Howarth_2023_05_05 | Hydrogen | Dispatch-Storage | QC | 2030 | Winter | H2 Salt Cavern Storage - ON |  |  | 0 | QC
LCP_Inputs_ON_Electric_Howarth_2023_05_05 | Hydrogen | Dispatch-Storage | QC | 2030 | Winter Peak | H2 Salt Cavern Storage - ON |  |  | 0 | QC
LCP_Inputs_ON_Electric_Howarth_2023_05_05 | Hydrogen | Dispatch-Storage | QC | 2040 | Fall | H2 Salt Cavern Storage - ON |  |  | 0 | QC
LCP_Inputs_ON_Electric_Howarth_2023_05_05 | Hydrogen | Dispatch-Storage | QC | 2040 | Spring | H2 Salt Cavern Storage - ON |  |  | 0 | QC
LCP_Inputs_ON_Electric_Howarth_2023_05_05 | Hydrogen | Dispatch-Storage | QC | 2040 | Summer | H2 Salt Cavern Storage - ON |  |  | 0 | QC
LCP_Inputs_ON_Electric_Howarth_2023_05_05 | Hydrogen | Dispatch-Storage | QC | 2040 | Winter | H2 Salt Cavern Storage - ON |  |  | 0 | QC
LCP_Inputs_ON_Electric_Howarth_2023_05_05 | Hydrogen | Dispatch-Storage | QC | 2040 | Winter Peak | H2 Salt Cavern Storage - ON |  |  | 0 | QC
LCP_Inputs_ON_Electric_Howarth_2023_05_05 | Hydrogen | Dispatch-Storage | QC | 2050 | Fall | H2 Salt Cavern Storage - ON |  |  | 0 | QC
LCP_Inputs_ON_Electric_Howarth_2023_05_05 | Hydrogen | Dispatch-Storage | QC | 2050 | Spring | H2 Salt Cavern Storage - ON |  |  | 0 | QC
LCP_Inputs_ON_Electric_Howarth_2023_05_05 | Hydrogen | Dispatch-Storage | QC | 2050 | Summer | H2 Salt Cavern Storage - ON |  |  | 0 | QC
LCP_Inputs_ON_Electric_Howarth_2023_05_05 | Hydrogen | Dispatch-Storage | QC | 2050 | Winter | H2 Salt Cavern Storage - ON |  |  | 0 | QC
LCP_Inputs_ON_Electric_Howarth_2023_05_05 | Hydrogen | Dispatch-Storage | QC | 2050 | Winter Peak | H2 Salt Cavern Storage - ON |  |  | 0 | QC
LCP_Inputs_ON_Electric_Howarth_2023_05_05 | Hydrogen | Dispatch-Storage | WC | 2020 | Fall | H2 Salt Cavern Storage - ON |  |  | 0 | WC
LCP_Inputs_ON_Electric_Howarth_2023_05_05 | Hydrogen | Dispatch-Storage | WC | 2020 | Spring | H2 Salt Cavern Storage - ON |  |  | 0 | WC
LCP_Inputs_ON_Electric_Howarth_2023_05_05 | Hydrogen | Dispatch-Storage | WC | 2020 | Summer | H2 Salt Cavern Storage - ON |  |  | 0 | WC
LCP_Inputs_ON_Electric_Howarth_2023_05_05 | Hydrogen | Dispatch-Storage | WC | 2020 | Winter | H2 Salt Cavern Storage - ON |  |  | 0 | WC
LCP_Inputs_ON_Electric_Howarth_2023_05_05 | Hydrogen | Dispatch-Storage | WC | 2020 | Winter Peak | H2 Salt Cavern Storage - ON |  |  | 0 | WC
LCP_Inputs_ON_Electric_Howarth_2023_05_05 | Hydrogen | Dispatch-Storage | WC | 2030 | Fall | H2 Salt Cavern Storage - ON |  |  | 0 | WC
LCP_Inputs_ON_Electric_Howarth_2023_05_05 | Hydrogen | Dispatch-Storage | WC | 2030 | Spring | H2 Salt Cavern Storage - ON |  |  | 0 | WC
LCP_Inputs_ON_Electric_Howarth_2023_05_05 | Hydrogen | Dispatch-Storage | WC | 2030 | Summer | H2 Salt Cavern Storage - ON |  |  | 0 | WC
LCP_Inputs_ON_Electric_Howarth_2023_05_05 | Hydrogen | Dispatch-Storage | WC | 2030 | Winter | H2 Salt Cavern Storage - ON |  |  | 0 | WC
LCP_Inputs_ON_Electric_Howarth_2023_05_05 | Hydrogen | Dispatch-Storage | WC | 2030 | Winter Peak | H2 Salt Cavern Storage - ON |  |  | 0 | WC
LCP_Inputs_ON_Electric_Howarth_2023_05_05 | Hydrogen | Dispatch-Storage | WC | 2040 | Fall | H2 Salt Cavern Storage - ON |  |  | 0 | WC
LCP_Inputs_ON_Electric_Howarth_2023_05_05 | Hydrogen | Dispatch-Storage | WC | 2040 | Spring | H2 Salt Cavern Storage - ON |  |  | 0 | WC
LCP_Inputs_ON_Electric_Howarth_2023_05_05 | Hydrogen | Dispatch-Storage | WC | 2040 | Summer | H2 Salt Cavern Storage - ON |  |  | 0 | WC
LCP_Inputs_ON_Electric_Howarth_2023_05_05 | Hydrogen | Dispatch-Storage | WC | 2040 | Winter | H2 Salt Cavern Storage - ON |  |  | 0 | WC
LCP_Inputs_ON_Electric_Howarth_2023_05_05 | Hydrogen | Dispatch-Storage | WC | 2040 | Winter Peak | H2 Salt Cavern Storage - ON |  |  | 0 | WC
LCP_Inputs_ON_Electric_Howarth_2023_05_05 | Hydrogen | Dispatch-Storage | WC | 2050 | Fall | H2 Salt Cavern Storage - ON |  |  | 0 | WC
LCP_Inputs_ON_Electric_Howarth_2023_05_05 | Hydrogen | Dispatch-Storage | WC | 2050 | Spring | H2 Salt Cavern Storage - ON |  |  | 0 | WC
LCP_Inputs_ON_Electric_Howarth_2023_05_05 | Hydrogen | Dispatch-Storage | WC | 2050 | Summer | H2 Salt Cavern Storage - ON |  |  | 0 | WC
LCP_Inputs_ON_Electric_Howarth_2023_05_05 | Hydrogen | Dispatch-Storage | WC | 2050 | Winter | H2 Salt Cavern Storage - ON |  |  | 0 | WC
LCP_Inputs_ON_Electric_Howarth_2023_05_05 | Hydrogen | Dispatch-Storage | WC | 2050 | Winter Peak | H2 Salt Cavern Storage - ON |  |  | 0 | WC
LCP_Inputs_ON_Electric_Howarth_2023_05_05 | Methane | Charging-Storage | MI | 2020 | Fall | CH4 Salt Cavern Storage - ON |  |  | 0 | MI
LCP_Inputs_ON_Electric_Howarth_2023_05_05 | Methane | Charging-Storage | MI | 2020 | Spring | CH4 Salt Cavern Storage - ON |  |  | 0 | MI
LCP_Inputs_ON_Electric_Howarth_2023_05_05 | Methane | Charging-Storage | MI | 2020 | Summer | CH4 Salt Cavern Storage - ON |  |  | 0 | MI
LCP_Inputs_ON_Electric_Howarth_2023_05_05 | Methane | Charging-Storage | MI | 2020 | Winter | CH4 Salt Cavern Storage - ON |  |  | 0 | MI
LCP_Inputs_ON_Electric_Howarth_2023_05_05 | Methane | Charging-Storage | MI | 2020 | Winter Peak | CH4 Salt Cavern Storage - ON |  |  | 0 | MI
LCP_Inputs_ON_Electric_Howarth_2023_05_05 | Methane | Charging-Storage | MI | 2030 | Fall | CH4 Salt Cavern Storage - ON |  |  | 0 | MI
LCP_Inputs_ON_Electric_Howarth_2023_05_05 | Methane | Charging-Storage | MI | 2030 | Spring | CH4 Salt Cavern Storage - ON |  |  | 0 | MI
LCP_Inputs_ON_Electric_Howarth_2023_05_05 | Methane | Charging-Storage | MI | 2030 | Summer | CH4 Salt Cavern Storage - ON |  |  | 0 | MI
LCP_Inputs_ON_Electric_Howarth_2023_05_05 | Methane | Charging-Storage | MI | 2030 | Winter | CH4 Salt Cavern Storage - ON |  |  | 0 | MI
LCP_Inputs_ON_Electric_Howarth_2023_05_05 | Methane | Charging-Storage | MI | 2030 | Winter Peak | CH4 Salt Cavern Storage - ON |  |  | 0 | MI
LCP_Inputs_ON_Electric_Howarth_2023_05_05 | Methane | Charging-Storage | MI | 2040 | Fall | CH4 Salt Cavern Storage - ON |  |  | 0 | MI
LCP_Inputs_ON_Electric_Howarth_2023_05_05 | Methane | Charging-Storage | MI | 2040 | Spring | CH4 Salt Cavern Storage - ON |  |  | 0 | MI
LCP_Inputs_ON_Electric_Howarth_2023_05_05 | Methane | Charging-Storage | MI | 2040 | Summer | CH4 Salt Cavern Storage - ON |  |  | 0 | MI
LCP_Inputs_ON_Electric_Howarth_2023_05_05 | Methane | Charging-Storage | MI | 2040 | Winter | CH4 Salt Cavern Storage - ON |  |  | 0 | MI
LCP_Inputs_ON_Electric_Howarth_2023_05_05 | Methane | Charging-Storage | MI | 2040 | Winter Peak | CH4 Salt Cavern Storage - ON |  |  | 0 | MI
LCP_Inputs_ON_Electric_Howarth_2023_05_05 | Methane | Charging-Storage | MI | 2050 | Fall | CH4 Salt Cavern Storage - ON |  |  | 0 | MI
LCP_Inputs_ON_Electric_Howarth_2023_05_05 | Methane | Charging-Storage | MI | 2050 | Spring | CH4 Salt Cavern Storage - ON |  |  | 0 | MI
LCP_Inputs_ON_Electric_Howarth_2023_05_05 | Methane | Charging-Storage | MI | 2050 | Summer | CH4 Salt Cavern Storage - ON |  |  | 0 | MI
LCP_Inputs_ON_Electric_Howarth_2023_05_05 | Methane | Charging-Storage | MI | 2050 | Winter | CH4 Salt Cavern Storage - ON |  |  | 0 | MI
LCP_Inputs_ON_Electric_Howarth_2023_05_05 | Methane | Charging-Storage | MI | 2050 | Winter Peak | CH4 Salt Cavern Storage - ON |  |  | 0 | MI
LCP_Inputs_ON_Electric_Howarth_2023_05_05 | Methane | Charging-Storage | NY | 2020 | Fall | CH4 Salt Cavern Storage - ON |  |  | 0 | NY
LCP_Inputs_ON_Electric_Howarth_2023_05_05 | Methane | Charging-Storage | NY | 2020 | Spring | CH4 Salt Cavern Storage - ON |  |  | 0 | NY
LCP_Inputs_ON_Electric_Howarth_2023_05_05 | Methane | Charging-Storage | NY | 2020 | Summer | CH4 Salt Cavern Storage - ON |  |  | 0 | NY
LCP_Inputs_ON_Electric_Howarth_2023_05_05 | Methane | Charging-Storage | NY | 2020 | Winter | CH4 Salt Cavern Storage - ON |  |  | 0 | NY
LCP_Inputs_ON_Electric_Howarth_2023_05_05 | Methane | Charging-Storage | NY | 2020 | Winter Peak | CH4 Salt Cavern Storage - ON |  |  | 0 | NY
LCP_Inputs_ON_Electric_Howarth_2023_05_05 | Methane | Charging-Storage | NY | 2030 | Fall | CH4 Salt Cavern Storage - ON |  |  | 0 | NY
LCP_Inputs_ON_Electric_Howarth_2023_05_05 | Methane | Charging-Storage | NY | 2030 | Spring | CH4 Salt Cavern Storage - ON |  |  | 0 | NY
LCP_Inputs_ON_Electric_Howarth_2023_05_05 | Methane | Charging-Storage | NY | 2030 | Summer | CH4 Salt Cavern Storage - ON |  |  | 0 | NY
LCP_Inputs_ON_Electric_Howarth_2023_05_05 | Methane | Charging-Storage | NY | 2030 | Winter | CH4 Salt Cavern Storage - ON |  |  | 0 | NY
LCP_Inputs_ON_Electric_Howarth_2023_05_05 | Methane | Charging-Storage | NY | 2030 | Winter Peak | CH4 Salt Cavern Storage - ON |  |  | 0 | NY
LCP_Inputs_ON_Electric_Howarth_2023_05_05 | Methane | Charging-Storage | NY | 2040 | Fall | CH4 Salt Cavern Storage - ON |  |  | 0 | NY
LCP_Inputs_ON_Electric_Howarth_2023_05_05 | Methane | Charging-Storage | NY | 2040 | Spring | CH4 Salt Cavern Storage - ON |  |  | 0 | NY
LCP_Inputs_ON_Electric_Howarth_2023_05_05 | Methane | Charging-Storage | NY | 2040 | Summer | CH4 Salt Cavern Storage - ON |  |  | 0 | NY
LCP_Inputs_ON_Electric_Howarth_2023_05_05 | Methane | Charging-Storage | NY | 2040 | Winter | CH4 Salt Cavern Storage - ON |  |  | 0 | NY
LCP_Inputs_ON_Electric_Howarth_2023_05_05 | Methane | Charging-Storage | NY | 2040 | Winter Peak | CH4 Salt Cavern Storage - ON |  |  | 0 | NY
LCP_Inputs_ON_Electric_Howarth_2023_05_05 | Methane | Charging-Storage | NY | 2050 | Fall | CH4 Salt Cavern Storage - ON |  |  | 0 | NY
LCP_Inputs_ON_Electric_Howarth_2023_05_05 | Methane | Charging-Storage | NY | 2050 | Spring | CH4 Salt Cavern Storage - ON |  |  | 0 | NY
LCP_Inputs_ON_Electric_Howarth_2023_05_05 | Methane | Charging-Storage | NY | 2050 | Summer | CH4 Salt Cavern Storage - ON |  |  | 0 | NY
LCP_Inputs_ON_Electric_Howarth_2023_05_05 | Methane | Charging-Storage | NY | 2050 | Winter | CH4 Salt Cavern Storage - ON |  |  | 0 | NY
LCP_Inputs_ON_Electric_Howarth_2023_05_05 | Methane | Charging-Storage | NY | 2050 | Winter Peak | CH4 Salt Cavern Storage - ON |  |  | 0 | NY
LCP_Inputs_ON_Electric_Howarth_2023_05_05 | Methane | Charging-Storage | ON | 2020 | Fall | CH4 Salt Cavern Storage - ON |  |  | 0 | ON
LCP_Inputs_ON_Electric_Howarth_2023_05_05 | Methane | Charging-Storage | ON | 2020 | Spring | CH4 Salt Cavern Storage - ON |  |  | -55207.4538 | ON
LCP_Inputs_ON_Electric_Howarth_2023_05_05 | Methane | Charging-Storage | ON | 2020 | Summer | CH4 Salt Cavern Storage - ON |  |  | -9.5207e-08 | ON
LCP_Inputs_ON_Electric_Howarth_2023_05_05 | Methane | Charging-Storage | ON | 2020 | Winter | CH4 Salt Cavern Storage - ON |  |  | -2.0413e-10 | ON
LCP_Inputs_ON_Electric_Howarth_2023_05_05 | Methane | Charging-Storage | ON | 2020 | Winter Peak | CH4 Salt Cavern Storage - ON |  |  | -11306.9909 | ON
LCP_Inputs_ON_Electric_Howarth_2023_05_05 | Methane | Charging-Storage | ON | 2030 | Fall | CH4 Salt Cavern Storage - ON |  |  | 0 | ON
LCP_Inputs_ON_Electric_Howarth_2023_05_05 | Methane | Charging-Storage | ON | 2030 | Spring | CH4 Salt Cavern Storage - ON |  |  | -218877.5762 | ON
LCP_Inputs_ON_Electric_Howarth_2023_05_05 | Methane | Charging-Storage | ON | 2030 | Summer | CH4 Salt Cavern Storage - ON |  |  | 0 | ON
LCP_Inputs_ON_Electric_Howarth_2023_05_05 | Methane | Charging-Storage | ON | 2030 | Winter | CH4 Salt Cavern Storage - ON |  |  | -2.0413e-10 | ON
LCP_Inputs_ON_Electric_Howarth_2023_05_05 | Methane | Charging-Storage | ON | 2030 | Winter Peak | CH4 Salt Cavern Storage - ON |  |  | 0 | ON
LCP_Inputs_ON_Electric_Howarth_2023_05_05 | Methane | Charging-Storage | ON | 2040 | Fall | CH4 Salt Cavern Storage - ON |  |  | 0 | ON
LCP_Inputs_ON_Electric_Howarth_2023_05_05 | Methane | Charging-Storage | ON | 2040 | Spring | CH4 Salt Cavern Storage - ON |  |  | 0 | ON
LCP_Inputs_ON_Electric_Howarth_2023_05_05 | Methane | Charging-Storage | ON | 2040 | Summer | CH4 Salt Cavern Storage - ON |  |  | 0 | ON
LCP_Inputs_ON_Electric_Howarth_2023_05_05 | Methane | Charging-Storage | ON | 2040 | Winter | CH4 Salt Cavern Storage - ON |  |  | 0 | ON
LCP_Inputs_ON_Electric_Howarth_2023_05_05 | Methane | Charging-Storage | ON | 2040 | Winter Peak | CH4 Salt Cavern Storage - ON |  |  | 3.3311e-10 | ON
LCP_Inputs_ON_Electric_Howarth_2023_05_05 | Methane | Charging-Storage | ON | 2050 | Fall | CH4 Salt Cavern Storage - ON |  |  | 0 | ON
LCP_Inputs_ON_Electric_Howarth_2023_05_05 | Methane | Charging-Storage | ON | 2050 | Spring | CH4 Salt Cavern Storage - ON |  |  | 0 | ON
LCP_Inputs_ON_Electric_Howarth_2023_05_05 | Methane | Charging-Storage | ON | 2050 | Summer | CH4 Salt Cavern Storage - ON |  |  | 0 | ON
LCP_Inputs_ON_Electric_Howarth_2023_05_05 | Methane | Charging-Storage | ON | 2050 | Winter | CH4 Salt Cavern Storage - ON |  |  | 0 | ON
LCP_Inputs_ON_Electric_Howarth_2023_05_05 | Methane | Charging-Storage | ON | 2050 | Winter Peak | CH4 Salt Cavern Storage - ON |  |  | 0 | ON
LCP_Inputs_ON_Electric_Howarth_2023_05_05 | Methane | Charging-Storage | PJ | 2020 | Fall | CH4 Salt Cavern Storage - ON |  |  | 0 | PJ
LCP_Inputs_ON_Electric_Howarth_2023_05_05 | Methane | Charging-Storage | PJ | 2020 | Spring | CH4 Salt Cavern Storage - ON |  |  | 0 | PJ
LCP_Inputs_ON_Electric_Howarth_2023_05_05 | Methane | Charging-Storage | PJ | 2020 | Summer | CH4 Salt Cavern Storage - ON |  |  | 0 | PJ
LCP_Inputs_ON_Electric_Howarth_2023_05_05 | Methane | Charging-Storage | PJ | 2020 | Winter | CH4 Salt Cavern Storage - ON |  |  | 0 | PJ
LCP_Inputs_ON_Electric_Howarth_2023_05_05 | Methane | Charging-Storage | PJ | 2020 | Winter Peak | CH4 Salt Cavern Storage - ON |  |  | 0 | PJ
LCP_Inputs_ON_Electric_Howarth_2023_05_05 | Methane | Charging-Storage | PJ | 2030 | Fall | CH4 Salt Cavern Storage - ON |  |  | 0 | PJ
LCP_Inputs_ON_Electric_Howarth_2023_05_05 | Methane | Charging-Storage | PJ | 2030 | Spring | CH4 Salt Cavern Storage - ON |  |  | 0 | PJ
LCP_Inputs_ON_Electric_Howarth_2023_05_05 | Methane | Charging-Storage | PJ | 2030 | Summer | CH4 Salt Cavern Storage - ON |  |  | 0 | PJ
LCP_Inputs_ON_Electric_Howarth_2023_05_05 | Methane | Charging-Storage | PJ | 2030 | Winter | CH4 Salt Cavern Storage - ON |  |  | 0 | PJ
LCP_Inputs_ON_Electric_Howarth_2023_05_05 | Methane | Charging-Storage | PJ | 2030 | Winter Peak | CH4 Salt Cavern Storage - ON |  |  | 0 | PJ
LCP_Inputs_ON_Electric_Howarth_2023_05_05 | Methane | Charging-Storage | PJ | 2040 | Fall | CH4 Salt Cavern Storage - ON |  |  | 0 | PJ
LCP_Inputs_ON_Electric_Howarth_2023_05_05 | Methane | Charging-Storage | PJ | 2040 | Spring | CH4 Salt Cavern Storage - ON |  |  | 0 | PJ
LCP_Inputs_ON_Electric_Howarth_2023_05_05 | Methane | Charging-Storage | PJ | 2040 | Summer | CH4 Salt Cavern Storage - ON |  |  | 0 | PJ
LCP_Inputs_ON_Electric_Howarth_2023_05_05 | Methane | Charging-Storage | PJ | 2040 | Winter | CH4 Salt Cavern Storage - ON |  |  | 0 | PJ
LCP_Inputs_ON_Electric_Howarth_2023_05_05 | Methane | Charging-Storage | PJ | 2040 | Winter Peak | CH4 Salt Cavern Storage - ON |  |  | 0 | PJ
LCP_Inputs_ON_Electric_Howarth_2023_05_05 | Methane | Charging-Storage | PJ | 2050 | Fall | CH4 Salt Cavern Storage - ON |  |  | 0 | PJ
LCP_Inputs_ON_Electric_Howarth_2023_05_05 | Methane | Charging-Storage | PJ | 2050 | Spring | CH4 Salt Cavern Storage - ON |  |  | 0 | PJ
LCP_Inputs_ON_Electric_Howarth_2023_05_05 | Methane | Charging-Storage | PJ | 2050 | Summer | CH4 Salt Cavern Storage - ON |  |  | 0 | PJ
LCP_Inputs_ON_Electric_Howarth_2023_05_05 | Methane | Charging-Storage | PJ | 2050 | Winter | CH4 Salt Cavern Storage - ON |  |  | 0 | PJ
LCP_Inputs_ON_Electric_Howarth_2023_05_05 | Methane | Charging-Storage | PJ | 2050 | Winter Peak | CH4 Salt Cavern Storage - ON |  |  | 0 | PJ
LCP_Inputs_ON_Electric_Howarth_2023_05_05 | Methane | Charging-Storage | QC | 2020 | Fall | CH4 Salt Cavern Storage - ON |  |  | 0 | QC
LCP_Inputs_ON_Electric_Howarth_2023_05_05 | Methane | Charging-Storage | QC | 2020 | Spring | CH4 Salt Cavern Storage - ON |  |  | 0 | QC
LCP_Inputs_ON_Electric_Howarth_2023_05_05 | Methane | Charging-Storage | QC | 2020 | Summer | CH4 Salt Cavern Storage - ON |  |  | 0 | QC
LCP_Inputs_ON_Electric_Howarth_2023_05_05 | Methane | Charging-Storage | QC | 2020 | Winter | CH4 Salt Cavern Storage - ON |  |  | 0 | QC
LCP_Inputs_ON_Electric_Howarth_2023_05_05 | Methane | Charging-Storage | QC | 2020 | Winter Peak | CH4 Salt Cavern Storage - ON |  |  | 0 | QC
LCP_Inputs_ON_Electric_Howarth_2023_05_05 | Methane | Charging-Storage | QC | 2030 | Fall | CH4 Salt Cavern Storage - ON |  |  | 0 | QC
LCP_Inputs_ON_Electric_Howarth_2023_05_05 | Methane | Charging-Storage | QC | 2030 | Spring | CH4 Salt Cavern Storage - ON |  |  | 0 | QC
LCP_Inputs_ON_Electric_Howarth_2023_05_05 | Methane | Charging-Storage | QC | 2030 | Summer | CH4 Salt Cavern Storage - ON |  |  | 0 | QC
LCP_Inputs_ON_Electric_Howarth_2023_05_05 | Methane | Charging-Storage | QC | 2030 | Winter | CH4 Salt Cavern Storage - ON |  |  | 0 | QC
LCP_Inputs_ON_Electric_Howarth_2023_05_05 | Methane | Charging-Storage | QC | 2030 | Winter Peak | CH4 Salt Cavern Storage - ON |  |  | 0 | QC
LCP_Inputs_ON_Electric_Howarth_2023_05_05 | Methane | Charging-Storage | QC | 2040 | Fall | CH4 Salt Cavern Storage - ON |  |  | 0 | QC
LCP_Inputs_ON_Electric_Howarth_2023_05_05 | Methane | Charging-Storage | QC | 2040 | Spring | CH4 Salt Cavern Storage - ON |  |  | 0 | QC
LCP_Inputs_ON_Electric_Howarth_2023_05_05 | Methane | Charging-Storage | QC | 2040 | Summer | CH4 Salt Cavern Storage - ON |  |  | 0 | QC
LCP_Inputs_ON_Electric_Howarth_2023_05_05 | Methane | Charging-Storage | QC | 2040 | Winter | CH4 Salt Cavern Storage - ON |  |  | 0 | QC
LCP_Inputs_ON_Electric_Howarth_2023_05_05 | Methane | Charging-Storage | QC | 2040 | Winter Peak | CH4 Salt Cavern Storage - ON |  |  | 0 | QC
LCP_Inputs_ON_Electric_Howarth_2023_05_05 | Methane | Charging-Storage | QC | 2050 | Fall | CH4 Salt Cavern Storage - ON |  |  | 0 | QC
LCP_Inputs_ON_Electric_Howarth_2023_05_05 | Methane | Charging-Storage | QC | 2050 | Spring | CH4 Salt Cavern Storage - ON |  |  | 0 | QC
LCP_Inputs_ON_Electric_Howarth_2023_05_05 | Methane | Charging-Storage | QC | 2050 | Summer | CH4 Salt Cavern Storage - ON |  |  | 0 | QC
LCP_Inputs_ON_Electric_Howarth_2023_05_05 | Methane | Charging-Storage | QC | 2050 | Winter | CH4 Salt Cavern Storage - ON |  |  | 0 | QC
LCP_Inputs_ON_Electric_Howarth_2023_05_05 | Methane | Charging-Storage | QC | 2050 | Winter Peak | CH4 Salt Cavern Storage - ON |  |  | 0 | QC
LCP_Inputs_ON_Electric_Howarth_2023_05_05 | Methane | Charging-Storage | WC | 2020 | Fall | CH4 Salt Cavern Storage - ON |  |  | 0 | WC
LCP_Inputs_ON_Electric_Howarth_2023_05_05 | Methane | Charging-Storage | WC | 2020 | Spring | CH4 Salt Cavern Storage - ON |  |  | 0 | WC
LCP_Inputs_ON_Electric_Howarth_2023_05_05 | Methane | Charging-Storage | WC | 2020 | Summer | CH4 Salt Cavern Storage - ON |  |  | 0 | WC
LCP_Inputs_ON_Electric_Howarth_2023_05_05 | Methane | Charging-Storage | WC | 2020 | Winter | CH4 Salt Cavern Storage - ON |  |  | 0 | WC
LCP_Inputs_ON_Electric_Howarth_2023_05_05 | Methane | Charging-Storage | WC | 2020 | Winter Peak | CH4 Salt Cavern Storage - ON |  |  | 0 | WC
LCP_Inputs_ON_Electric_Howarth_2023_05_05 | Methane | Charging-Storage | WC | 2030 | Fall | CH4 Salt Cavern Storage - ON |  |  | 0 | WC
LCP_Inputs_ON_Electric_Howarth_2023_05_05 | Methane | Charging-Storage | WC | 2030 | Spring | CH4 Salt Cavern Storage - ON |  |  | 0 | WC
LCP_Inputs_ON_Electric_Howarth_2023_05_05 | Methane | Charging-Storage | WC | 2030 | Summer | CH4 Salt Cavern Storage - ON |  |  | 0 | WC
LCP_Inputs_ON_Electric_Howarth_2023_05_05 | Methane | Charging-Storage | WC | 2030 | Winter | CH4 Salt Cavern Storage - ON |  |  | 0 | WC
LCP_Inputs_ON_Electric_Howarth_2023_05_05 | Methane | Charging-Storage | WC | 2030 | Winter Peak | CH4 Salt Cavern Storage - ON |  |  | 0 | WC
LCP_Inputs_ON_Electric_Howarth_2023_05_05 | Methane | Charging-Storage | WC | 2040 | Fall | CH4 Salt Cavern Storage - ON |  |  | 0 | WC
LCP_Inputs_ON_Electric_Howarth_2023_05_05 | Methane | Charging-Storage | WC | 2040 | Spring | CH4 Salt Cavern Storage - ON |  |  | 0 | WC
LCP_Inputs_ON_Electric_Howarth_2023_05_05 | Methane | Charging-Storage | WC | 2040 | Summer | CH4 Salt Cavern Storage - ON |  |  | 0 | WC
LCP_Inputs_ON_Electric_Howarth_2023_05_05 | Methane | Charging-Storage | WC | 2040 | Winter | CH4 Salt Cavern Storage - ON |  |  | 0 | WC
LCP_Inputs_ON_Electric_Howarth_2023_05_05 | Methane | Charging-Storage | WC | 2040 | Winter Peak | CH4 Salt Cavern Storage - ON |  |  | 0 | WC
LCP_Inputs_ON_Electric_Howarth_2023_05_05 | Methane | Charging-Storage | WC | 2050 | Fall | CH4 Salt Cavern Storage - ON |  |  | 0 | WC
LCP_Inputs_ON_Electric_Howarth_2023_05_05 | Methane | Charging-Storage | WC | 2050 | Spring | CH4 Salt Cavern Storage - ON |  |  | 0 | WC
LCP_Inputs_ON_Electric_Howarth_2023_05_05 | Methane | Charging-Storage | WC | 2050 | Summer | CH4 Salt Cavern Storage - ON |  |  | 0 | WC
LCP_Inputs_ON_Electric_Howarth_2023_05_05 | Methane | Charging-Storage | WC | 2050 | Winter | CH4 Salt Cavern Storage - ON |  |  | 0 | WC
LCP_Inputs_ON_Electric_Howarth_2023_05_05 | Methane | Charging-Storage | WC | 2050 | Winter Peak | CH4 Salt Cavern Storage - ON |  |  | 0 | WC
LCP_Inputs_ON_Electric_Howarth_2023_05_05 | Methane | Dispatch-Crossload | MI | 2020 | Fall | O/CCGT - CH4 Existing |  |  | 0 | MI
LCP_Inputs_ON_Electric_Howarth_2023_05_05 | Methane | Dispatch-Crossload | MI | 2020 | Fall | O/CCGT - CH4 New |  |  | 0 | MI
LCP_Inputs_ON_Electric_Howarth_2023_05_05 | Methane | Dispatch-Crossload | MI | 2020 | Spring | O/CCGT - CH4 Existing |  |  | 0 | MI
LCP_Inputs_ON_Electric_Howarth_2023_05_05 | Methane | Dispatch-Crossload | MI | 2020 | Spring | O/CCGT - CH4 New |  |  | 0 | MI
LCP_Inputs_ON_Electric_Howarth_2023_05_05 | Methane | Dispatch-Crossload | MI | 2020 | Summer | O/CCGT - CH4 Existing |  |  | 0 | MI
LCP_Inputs_ON_Electric_Howarth_2023_05_05 | Methane | Dispatch-Crossload | MI | 2020 | Summer | O/CCGT - CH4 New |  |  | 0 | MI
LCP_Inputs_ON_Electric_Howarth_2023_05_05 | Methane | Dispatch-Crossload | MI | 2020 | Winter | O/CCGT - CH4 Existing |  |  | 0 | MI
LCP_Inputs_ON_Electric_Howarth_2023_05_05 | Methane | Dispatch-Crossload | MI | 2020 | Winter | O/CCGT - CH4 New |  |  | 0 | MI
LCP_Inputs_ON_Electric_Howarth_2023_05_05 | Methane | Dispatch-Crossload | MI | 2020 | Winter Peak | O/CCGT - CH4 Existing |  |  | 0 | MI
LCP_Inputs_ON_Electric_Howarth_2023_05_05 | Methane | Dispatch-Crossload | MI | 2020 | Winter Peak | O/CCGT - CH4 New |  |  | 0 | MI
LCP_Inputs_ON_Electric_Howarth_2023_05_05 | Methane | Dispatch-Crossload | MI | 2030 | Fall | O/CCGT - CH4 Existing |  |  | 0 | MI
LCP_Inputs_ON_Electric_Howarth_2023_05_05 | Methane | Dispatch-Crossload | MI | 2030 | Fall | O/CCGT - CH4 New |  |  | 0 | MI
LCP_Inputs_ON_Electric_Howarth_2023_05_05 | Methane | Dispatch-Crossload | MI | 2030 | Spring | O/CCGT - CH4 Existing |  |  | 0 | MI
LCP_Inputs_ON_Electric_Howarth_2023_05_05 | Methane | Dispatch-Crossload | MI | 2030 | Spring | O/CCGT - CH4 New |  |  | 0 | MI
LCP_Inputs_ON_Electric_Howarth_2023_05_05 | Methane | Dispatch-Crossload | MI | 2030 | Summer | O/CCGT - CH4 Existing |  |  | 0 | MI
LCP_Inputs_ON_Electric_Howarth_2023_05_05 | Methane | Dispatch-Crossload | MI | 2030 | Summer | O/CCGT - CH4 New |  |  | 0 | MI
LCP_Inputs_ON_Electric_Howarth_2023_05_05 | Methane | Dispatch-Crossload | MI | 2030 | Winter | O/CCGT - CH4 Existing |  |  | 0 | MI
LCP_Inputs_ON_Electric_Howarth_2023_05_05 | Methane | Dispatch-Crossload | MI | 2030 | Winter | O/CCGT - CH4 New |  |  | 0 | MI
LCP_Inputs_ON_Electric_Howarth_2023_05_05 | Methane | Dispatch-Crossload | MI | 2030 | Winter Peak | O/CCGT - CH4 Existing |  |  | 0 | MI
LCP_Inputs_ON_Electric_Howarth_2023_05_05 | Methane | Dispatch-Crossload | MI | 2030 | Winter Peak | O/CCGT - CH4 New |  |  | 0 | MI
LCP_Inputs_ON_Electric_Howarth_2023_05_05 | Methane | Dispatch-Crossload | MI | 2040 | Fall | O/CCGT - CH4 Existing |  |  | 0 | MI
LCP_Inputs_ON_Electric_Howarth_2023_05_05 | Methane | Dispatch-Crossload | MI | 2040 | Fall | O/CCGT - CH4 New |  |  | 0 | MI
LCP_Inputs_ON_Electric_Howarth_2023_05_05 | Methane | Dispatch-Crossload | MI | 2040 | Spring | O/CCGT - CH4 Existing |  |  | 0 | MI
LCP_Inputs_ON_Electric_Howarth_2023_05_05 | Methane | Dispatch-Crossload | MI | 2040 | Spring | O/CCGT - CH4 New |  |  | 0 | MI
LCP_Inputs_ON_Electric_Howarth_2023_05_05 | Methane | Dispatch-Crossload | MI | 2040 | Summer | O/CCGT - CH4 Existing |  |  | 0 | MI
LCP_Inputs_ON_Electric_Howarth_2023_05_05 | Methane | Dispatch-Crossload | MI | 2040 | Summer | O/CCGT - CH4 New |  |  | 0 | MI
LCP_Inputs_ON_Electric_Howarth_2023_05_05 | Methane | Dispatch-Crossload | MI | 2040 | Winter | O/CCGT - CH4 Existing |  |  | 0 | MI
LCP_Inputs_ON_Electric_Howarth_2023_05_05 | Methane | Dispatch-Crossload | MI | 2040 | Winter | O/CCGT - CH4 New |  |  | 0 | MI
LCP_Inputs_ON_Electric_Howarth_2023_05_05 | Methane | Dispatch-Crossload | MI | 2040 | Winter Peak | O/CCGT - CH4 Existing |  |  | 0 | MI
LCP_Inputs_ON_Electric_Howarth_2023_05_05 | Methane | Dispatch-Crossload | MI | 2040 | Winter Peak | O/CCGT - CH4 New |  |  | 0 | MI
LCP_Inputs_ON_Electric_Howarth_2023_05_05 | Methane | Dispatch-Crossload | MI | 2050 | Fall | O/CCGT - CH4 Existing |  |  | 0 | MI
LCP_Inputs_ON_Electric_Howarth_2023_05_05 | Methane | Dispatch-Crossload | MI | 2050 | Fall | O/CCGT - CH4 New |  |  | 0 | MI
LCP_Inputs_ON_Electric_Howarth_2023_05_05 | Methane | Dispatch-Crossload | MI | 2050 | Spring | O/CCGT - CH4 Existing |  |  | 0 | MI
LCP_Inputs_ON_Electric_Howarth_2023_05_05 | Methane | Dispatch-Crossload | MI | 2050 | Spring | O/CCGT - CH4 New |  |  | 0 | MI
LCP_Inputs_ON_Electric_Howarth_2023_05_05 | Methane | Dispatch-Crossload | MI | 2050 | Summer | O/CCGT - CH4 Existing |  |  | 0 | MI
LCP_Inputs_ON_Electric_Howarth_2023_05_05 | Methane | Dispatch-Crossload | MI | 2050 | Summer | O/CCGT - CH4 New |  |  | 0 | MI
LCP_Inputs_ON_Electric_Howarth_2023_05_05 | Methane | Dispatch-Crossload | MI | 2050 | Winter | O/CCGT - CH4 Existing |  |  | 0 | MI
LCP_Inputs_ON_Electric_Howarth_2023_05_05 | Methane | Dispatch-Crossload | MI | 2050 | Winter | O/CCGT - CH4 New |  |  | 0 | MI
LCP_Inputs_ON_Electric_Howarth_2023_05_05 | Methane | Dispatch-Crossload | MI | 2050 | Winter Peak | O/CCGT - CH4 Existing |  |  | 0 | MI
LCP_Inputs_ON_Electric_Howarth_2023_05_05 | Methane | Dispatch-Crossload | MI | 2050 | Winter Peak | O/CCGT - CH4 New |  |  | 0 | MI
LCP_Inputs_ON_Electric_Howarth_2023_05_05 | Methane | Dispatch-Crossload | NY | 2020 | Fall | O/CCGT - CH4 Existing |  |  | 0 | NY
LCP_Inputs_ON_Electric_Howarth_2023_05_05 | Methane | Dispatch-Crossload | NY | 2020 | Fall | O/CCGT - CH4 New |  |  | 0 | NY
LCP_Inputs_ON_Electric_Howarth_2023_05_05 | Methane | Dispatch-Crossload | NY | 2020 | Spring | O/CCGT - CH4 Existing |  |  | 0 | NY
LCP_Inputs_ON_Electric_Howarth_2023_05_05 | Methane | Dispatch-Crossload | NY | 2020 | Spring | O/CCGT - CH4 New |  |  | 0 | NY
LCP_Inputs_ON_Electric_Howarth_2023_05_05 | Methane | Dispatch-Crossload | NY | 2020 | Summer | O/CCGT - CH4 Existing |  |  | 0 | NY
LCP_Inputs_ON_Electric_Howarth_2023_05_05 | Methane | Dispatch-Crossload | NY | 2020 | Summer | O/CCGT - CH4 New |  |  | 0 | NY
LCP_Inputs_ON_Electric_Howarth_2023_05_05 | Methane | Dispatch-Crossload | NY | 2020 | Winter | O/CCGT - CH4 Existing |  |  | 0 | NY
LCP_Inputs_ON_Electric_Howarth_2023_05_05 | Methane | Dispatch-Crossload | NY | 2020 | Winter | O/CCGT - CH4 New |  |  | 0 | NY
LCP_Inputs_ON_Electric_Howarth_2023_05_05 | Methane | Dispatch-Crossload | NY | 2020 | Winter Peak | O/CCGT - CH4 Existing |  |  | 0 | NY
LCP_Inputs_ON_Electric_Howarth_2023_05_05 | Methane | Dispatch-Crossload | NY | 2020 | Winter Peak | O/CCGT - CH4 New |  |  | 0 | NY
LCP_Inputs_ON_Electric_Howarth_2023_05_05 | Methane | Dispatch-Crossload | NY | 2030 | Fall | O/CCGT - CH4 Existing |  |  | 0 | NY
LCP_Inputs_ON_Electric_Howarth_2023_05_05 | Methane | Dispatch-Crossload | NY | 2030 | Fall | O/CCGT - CH4 New |  |  | 0 | NY
LCP_Inputs_ON_Electric_Howarth_2023_05_05 | Methane | Dispatch-Crossload | NY | 2030 | Spring | O/CCGT - CH4 Existing |  |  | 0 | NY
LCP_Inputs_ON_Electric_Howarth_2023_05_05 | Methane | Dispatch-Crossload | NY | 2030 | Spring | O/CCGT - CH4 New |  |  | 0 | NY
LCP_Inputs_ON_Electric_Howarth_2023_05_05 | Methane | Dispatch-Crossload | NY | 2030 | Summer | O/CCGT - CH4 Existing |  |  | 0 | NY
LCP_Inputs_ON_Electric_Howarth_2023_05_05 | Methane | Dispatch-Crossload | NY | 2030 | Summer | O/CCGT - CH4 New |  |  | 0 | NY
LCP_Inputs_ON_Electric_Howarth_2023_05_05 | Methane | Dispatch-Crossload | NY | 2030 | Winter | O/CCGT - CH4 Existing |  |  | 0 | NY
LCP_Inputs_ON_Electric_Howarth_2023_05_05 | Methane | Dispatch-Crossload | NY | 2030 | Winter | O/CCGT - CH4 New |  |  | 0 | NY
LCP_Inputs_ON_Electric_Howarth_2023_05_05 | Methane | Dispatch-Crossload | NY | 2030 | Winter Peak | O/CCGT - CH4 Existing |  |  | 0 | NY
LCP_Inputs_ON_Electric_Howarth_2023_05_05 | Methane | Dispatch-Crossload | NY | 2030 | Winter Peak | O/CCGT - CH4 New |  |  | 0 | NY
LCP_Inputs_ON_Electric_Howarth_2023_05_05 | Methane | Dispatch-Crossload | NY | 2040 | Fall | O/CCGT - CH4 Existing |  |  | 0 | NY
LCP_Inputs_ON_Electric_Howarth_2023_05_05 | Methane | Dispatch-Crossload | NY | 2040 | Fall | O/CCGT - CH4 New |  |  | 0 | NY
LCP_Inputs_ON_Electric_Howarth_2023_05_05 | Methane | Dispatch-Crossload | NY | 2040 | Spring | O/CCGT - CH4 Existing |  |  | 0 | NY
LCP_Inputs_ON_Electric_Howarth_2023_05_05 | Methane | Dispatch-Crossload | NY | 2040 | Spring | O/CCGT - CH4 New |  |  | 0 | NY
LCP_Inputs_ON_Electric_Howarth_2023_05_05 | Methane | Dispatch-Crossload | NY | 2040 | Summer | O/CCGT - CH4 Existing |  |  | 0 | NY
LCP_Inputs_ON_Electric_Howarth_2023_05_05 | Methane | Dispatch-Crossload | NY | 2040 | Summer | O/CCGT - CH4 New |  |  | 0 | NY
LCP_Inputs_ON_Electric_Howarth_2023_05_05 | Methane | Dispatch-Crossload | NY | 2040 | Winter | O/CCGT - CH4 Existing |  |  | 0 | NY
LCP_Inputs_ON_Electric_Howarth_2023_05_05 | Methane | Dispatch-Crossload | NY | 2040 | Winter | O/CCGT - CH4 New |  |  | 0 | NY
LCP_Inputs_ON_Electric_Howarth_2023_05_05 | Methane | Dispatch-Crossload | NY | 2040 | Winter Peak | O/CCGT - CH4 Existing |  |  | 0 | NY
LCP_Inputs_ON_Electric_Howarth_2023_05_05 | Methane | Dispatch-Crossload | NY | 2040 | Winter Peak | O/CCGT - CH4 New |  |  | 0 | NY
LCP_Inputs_ON_Electric_Howarth_2023_05_05 | Methane | Dispatch-Crossload | NY | 2050 | Fall | O/CCGT - CH4 Existing |  |  | 0 | NY
LCP_Inputs_ON_Electric_Howarth_2023_05_05 | Methane | Dispatch-Crossload | NY | 2050 | Fall | O/CCGT - CH4 New |  |  | 0 | NY
LCP_Inputs_ON_Electric_Howarth_2023_05_05 | Methane | Dispatch-Crossload | NY | 2050 | Spring | O/CCGT - CH4 Existing |  |  | 0 | NY
LCP_Inputs_ON_Electric_Howarth_2023_05_05 | Methane | Dispatch-Crossload | NY | 2050 | Spring | O/CCGT - CH4 New |  |  | 0 | NY
LCP_Inputs_ON_Electric_Howarth_2023_05_05 | Methane | Dispatch-Crossload | NY | 2050 | Summer | O/CCGT - CH4 Existing |  |  | 0 | NY
LCP_Inputs_ON_Electric_Howarth_2023_05_05 | Methane | Dispatch-Crossload | NY | 2050 | Summer | O/CCGT - CH4 New |  |  | 0 | NY
LCP_Inputs_ON_Electric_Howarth_2023_05_05 | Methane | Dispatch-Crossload | NY | 2050 | Winter | O/CCGT - CH4 Existing |  |  | 0 | NY
LCP_Inputs_ON_Electric_Howarth_2023_05_05 | Methane | Dispatch-Crossload | NY | 2050 | Winter | O/CCGT - CH4 New |  |  | 0 | NY
LCP_Inputs_ON_Electric_Howarth_2023_05_05 | Methane | Dispatch-Crossload | NY | 2050 | Winter Peak | O/CCGT - CH4 Existing |  |  | 0 | NY
LCP_Inputs_ON_Electric_Howarth_2023_05_05 | Methane | Dispatch-Crossload | NY | 2050 | Winter Peak | O/CCGT - CH4 New |  |  | 0 | NY
LCP_Inputs_ON_Electric_Howarth_2023_05_05 | Methane | Dispatch-Crossload | ON | 2020 | Fall | O/CCGT - CH4 Existing |  |  | 0 | ON
LCP_Inputs_ON_Electric_Howarth_2023_05_05 | Methane | Dispatch-Crossload | ON | 2020 | Fall | O/CCGT - CH4 New |  |  | 0 | ON
LCP_Inputs_ON_Electric_Howarth_2023_05_05 | Methane | Dispatch-Crossload | ON | 2020 | Spring | O/CCGT - CH4 Existing |  |  | 0 | ON
LCP_Inputs_ON_Electric_Howarth_2023_05_05 | Methane | Dispatch-Crossload | ON | 2020 | Spring | O/CCGT - CH4 New |  |  | 0 | ON
LCP_Inputs_ON_Electric_Howarth_2023_05_05 | Methane | Dispatch-Crossload | ON | 2020 | Summer | O/CCGT - CH4 Existing |  |  | 0 | ON
LCP_Inputs_ON_Electric_Howarth_2023_05_05 | Methane | Dispatch-Crossload | ON | 2020 | Summer | O/CCGT - CH4 New |  |  | 0 | ON
LCP_Inputs_ON_Electric_Howarth_2023_05_05 | Methane | Dispatch-Crossload | ON | 2020 | Winter | O/CCGT - CH4 Existing |  |  | 0 | ON
LCP_Inputs_ON_Electric_Howarth_2023_05_05 | Methane | Dispatch-Crossload | ON | 2020 | Winter | O/CCGT - CH4 New |  |  | 0 | ON
LCP_Inputs_ON_Electric_Howarth_2023_05_05 | Methane | Dispatch-Crossload | ON | 2020 | Winter Peak | O/CCGT - CH4 Existing |  |  | 0 | ON
LCP_Inputs_ON_Electric_Howarth_2023_05_05 | Methane | Dispatch-Crossload | ON | 2020 | Winter Peak | O/CCGT - CH4 New |  |  | 0 | ON
LCP_Inputs_ON_Electric_Howarth_2023_05_05 | Methane | Dispatch-Crossload | ON | 2030 | Fall | O/CCGT - CH4 Existing |  |  | 0 | ON
LCP_Inputs_ON_Electric_Howarth_2023_05_05 | Methane | Dispatch-Crossload | ON | 2030 | Fall | O/CCGT - CH4 New |  |  | 0 | ON
LCP_Inputs_ON_Electric_Howarth_2023_05_05 | Methane | Dispatch-Crossload | ON | 2030 | Spring | O/CCGT - CH4 Existing |  |  | 0 | ON
LCP_Inputs_ON_Electric_Howarth_2023_05_05 | Methane | Dispatch-Crossload | ON | 2030 | Spring | O/CCGT - CH4 New |  |  | 0 | ON
LCP_Inputs_ON_Electric_Howarth_2023_05_05 | Methane | Dispatch-Crossload | ON | 2030 | Summer | O/CCGT - CH4 Existing |  |  | 0 | ON
LCP_Inputs_ON_Electric_Howarth_2023_05_05 | Methane | Dispatch-Crossload | ON | 2030 | Summer | O/CCGT - CH4 New |  |  | 0 | ON
LCP_Inputs_ON_Electric_Howarth_2023_05_05 | Methane | Dispatch-Crossload | ON | 2030 | Winter | O/CCGT - CH4 Existing |  |  | 0 | ON
LCP_Inputs_ON_Electric_Howarth_2023_05_05 | Methane | Dispatch-Crossload | ON | 2030 | Winter | O/CCGT - CH4 New |  |  | 0 | ON
LCP_Inputs_ON_Electric_Howarth_2023_05_05 | Methane | Dispatch-Crossload | ON | 2030 | Winter Peak | O/CCGT - CH4 Existing |  |  | -405943.5122 | ON
LCP_Inputs_ON_Electric_Howarth_2023_05_05 | Methane | Dispatch-Crossload | ON | 2030 | Winter Peak | O/CCGT - CH4 New |  |  | -37211.65 | ON
LCP_Inputs_ON_Electric_Howarth_2023_05_05 | Methane | Dispatch-Crossload | ON | 2040 | Fall | O/CCGT - CH4 Existing |  |  | 0 | ON
LCP_Inputs_ON_Electric_Howarth_2023_05_05 | Methane | Dispatch-Crossload | ON | 2040 | Fall | O/CCGT - CH4 New |  |  | 0 | ON
LCP_Inputs_ON_Electric_Howarth_2023_05_05 | Methane | Dispatch-Crossload | ON | 2040 | Spring | O/CCGT - CH4 Existing |  |  | 0 | ON
LCP_Inputs_ON_Electric_Howarth_2023_05_05 | Methane | Dispatch-Crossload | ON | 2040 | Spring | O/CCGT - CH4 New |  |  | 0 | ON
LCP_Inputs_ON_Electric_Howarth_2023_05_05 | Methane | Dispatch-Crossload | ON | 2040 | Summer | O/CCGT - CH4 Existing |  |  | 0 | ON
LCP_Inputs_ON_Electric_Howarth_2023_05_05 | Methane | Dispatch-Crossload | ON | 2040 | Summer | O/CCGT - CH4 New |  |  | 0 | ON
LCP_Inputs_ON_Electric_Howarth_2023_05_05 | Methane | Dispatch-Crossload | ON | 2040 | Winter | O/CCGT - CH4 Existing |  |  | 0 | ON
LCP_Inputs_ON_Electric_Howarth_2023_05_05 | Methane | Dispatch-Crossload | ON | 2040 | Winter | O/CCGT - CH4 New |  |  | 0 | ON
LCP_Inputs_ON_Electric_Howarth_2023_05_05 | Methane | Dispatch-Crossload | ON | 2040 | Winter Peak | O/CCGT - CH4 Existing |  |  | -146000.4717 | ON
LCP_Inputs_ON_Electric_Howarth_2023_05_05 | Methane | Dispatch-Crossload | ON | 2040 | Winter Peak | O/CCGT - CH4 New |  |  | -50287.8856 | ON
LCP_Inputs_ON_Electric_Howarth_2023_05_05 | Methane | Dispatch-Crossload | ON | 2050 | Fall | O/CCGT - CH4 Existing |  |  | 0 | ON
LCP_Inputs_ON_Electric_Howarth_2023_05_05 | Methane | Dispatch-Crossload | ON | 2050 | Fall | O/CCGT - CH4 New |  |  | 0 | ON
LCP_Inputs_ON_Electric_Howarth_2023_05_05 | Methane | Dispatch-Crossload | ON | 2050 | Spring | O/CCGT - CH4 Existing |  |  | 0 | ON
LCP_Inputs_ON_Electric_Howarth_2023_05_05 | Methane | Dispatch-Crossload | ON | 2050 | Spring | O/CCGT - CH4 New |  |  | 0 | ON
LCP_Inputs_ON_Electric_Howarth_2023_05_05 | Methane | Dispatch-Crossload | ON | 2050 | Summer | O/CCGT - CH4 Existing |  |  | 0 | ON
LCP_Inputs_ON_Electric_Howarth_2023_05_05 | Methane | Dispatch-Crossload | ON | 2050 | Summer | O/CCGT - CH4 New |  |  | 0 | ON
LCP_Inputs_ON_Electric_Howarth_2023_05_05 | Methane | Dispatch-Crossload | ON | 2050 | Winter | O/CCGT - CH4 Existing |  |  | 0 | ON
LCP_Inputs_ON_Electric_Howarth_2023_05_05 | Methane | Dispatch-Crossload | ON | 2050 | Winter | O/CCGT - CH4 New |  |  | 0 | ON
LCP_Inputs_ON_Electric_Howarth_2023_05_05 | Methane | Dispatch-Crossload | ON | 2050 | Winter Peak | O/CCGT - CH4 Existing |  |  | 0 | ON
LCP_Inputs_ON_Electric_Howarth_2023_05_05 | Methane | Dispatch-Crossload | ON | 2050 | Winter Peak | O/CCGT - CH4 New |  |  | 0 | ON
LCP_Inputs_ON_Electric_Howarth_2023_05_05 | Methane | Dispatch-Crossload | PJ | 2020 | Fall | O/CCGT - CH4 Existing |  |  | 0 | PJ
LCP_Inputs_ON_Electric_Howarth_2023_05_05 | Methane | Dispatch-Crossload | PJ | 2020 | Fall | O/CCGT - CH4 New |  |  | 0 | PJ
LCP_Inputs_ON_Electric_Howarth_2023_05_05 | Methane | Dispatch-Crossload | PJ | 2020 | Spring | O/CCGT - CH4 Existing |  |  | 0 | PJ
LCP_Inputs_ON_Electric_Howarth_2023_05_05 | Methane | Dispatch-Crossload | PJ | 2020 | Spring | O/CCGT - CH4 New |  |  | 0 | PJ
LCP_Inputs_ON_Electric_Howarth_2023_05_05 | Methane | Dispatch-Crossload | PJ | 2020 | Summer | O/CCGT - CH4 Existing |  |  | 0 | PJ
LCP_Inputs_ON_Electric_Howarth_2023_05_05 | Methane | Dispatch-Crossload | PJ | 2020 | Summer | O/CCGT - CH4 New |  |  | 0 | PJ
LCP_Inputs_ON_Electric_Howarth_2023_05_05 | Methane | Dispatch-Crossload | PJ | 2020 | Winter | O/CCGT - CH4 Existing |  |  | 0 | PJ
LCP_Inputs_ON_Electric_Howarth_2023_05_05 | Methane | Dispatch-Crossload | PJ | 2020 | Winter | O/CCGT - CH4 New |  |  | 0 | PJ
LCP_Inputs_ON_Electric_Howarth_2023_05_05 | Methane | Dispatch-Crossload | PJ | 2020 | Winter Peak | O/CCGT - CH4 Existing |  |  | 0 | PJ
LCP_Inputs_ON_Electric_Howarth_2023_05_05 | Methane | Dispatch-Crossload | PJ | 2020 | Winter Peak | O/CCGT - CH4 New |  |  | 0 | PJ
LCP_Inputs_ON_Electric_Howarth_2023_05_05 | Methane | Dispatch-Crossload | PJ | 2030 | Fall | O/CCGT - CH4 Existing |  |  | 0 | PJ
LCP_Inputs_ON_Electric_Howarth_2023_05_05 | Methane | Dispatch-Crossload | PJ | 2030 | Fall | O/CCGT - CH4 New |  |  | 0 | PJ
LCP_Inputs_ON_Electric_Howarth_2023_05_05 | Methane | Dispatch-Crossload | PJ | 2030 | Spring | O/CCGT - CH4 Existing |  |  | 0 | PJ
LCP_Inputs_ON_Electric_Howarth_2023_05_05 | Methane | Dispatch-Crossload | PJ | 2030 | Spring | O/CCGT - CH4 New |  |  | 0 | PJ
LCP_Inputs_ON_Electric_Howarth_2023_05_05 | Methane | Dispatch-Crossload | PJ | 2030 | Summer | O/CCGT - CH4 Existing |  |  | 0 | PJ
LCP_Inputs_ON_Electric_Howarth_2023_05_05 | Methane | Dispatch-Crossload | PJ | 2030 | Summer | O/CCGT - CH4 New |  |  | 0 | PJ
LCP_Inputs_ON_Electric_Howarth_2023_05_05 | Methane | Dispatch-Crossload | PJ | 2030 | Winter | O/CCGT - CH4 Existing |  |  | 0 | PJ
LCP_Inputs_ON_Electric_Howarth_2023_05_05 | Methane | Dispatch-Crossload | PJ | 2030 | Winter | O/CCGT - CH4 New |  |  | 0 | PJ
LCP_Inputs_ON_Electric_Howarth_2023_05_05 | Methane | Dispatch-Crossload | PJ | 2030 | Winter Peak | O/CCGT - CH4 Existing |  |  | 0 | PJ
LCP_Inputs_ON_Electric_Howarth_2023_05_05 | Methane | Dispatch-Crossload | PJ | 2030 | Winter Peak | O/CCGT - CH4 New |  |  | 0 | PJ
LCP_Inputs_ON_Electric_Howarth_2023_05_05 | Methane | Dispatch-Crossload | PJ | 2040 | Fall | O/CCGT - CH4 Existing |  |  | 0 | PJ
LCP_Inputs_ON_Electric_Howarth_2023_05_05 | Methane | Dispatch-Crossload | PJ | 2040 | Fall | O/CCGT - CH4 New |  |  | 0 | PJ
LCP_Inputs_ON_Electric_Howarth_2023_05_05 | Methane | Dispatch-Crossload | PJ | 2040 | Spring | O/CCGT - CH4 Existing |  |  | 0 | PJ
LCP_Inputs_ON_Electric_Howarth_2023_05_05 | Methane | Dispatch-Crossload | PJ | 2040 | Spring | O/CCGT - CH4 New |  |  | 0 | PJ
LCP_Inputs_ON_Electric_Howarth_2023_05_05 | Methane | Dispatch-Crossload | PJ | 2040 | Summer | O/CCGT - CH4 Existing |  |  | 0 | PJ
LCP_Inputs_ON_Electric_Howarth_2023_05_05 | Methane | Dispatch-Crossload | PJ | 2040 | Summer | O/CCGT - CH4 New |  |  | 0 | PJ
LCP_Inputs_ON_Electric_Howarth_2023_05_05 | Methane | Dispatch-Crossload | PJ | 2040 | Winter | O/CCGT - CH4 Existing |  |  | 0 | PJ
LCP_Inputs_ON_Electric_Howarth_2023_05_05 | Methane | Dispatch-Crossload | PJ | 2040 | Winter | O/CCGT - CH4 New |  |  | 0 | PJ
LCP_Inputs_ON_Electric_Howarth_2023_05_05 | Methane | Dispatch-Crossload | PJ | 2040 | Winter Peak | O/CCGT - CH4 Existing |  |  | 0 | PJ
LCP_Inputs_ON_Electric_Howarth_2023_05_05 | Methane | Dispatch-Crossload | PJ | 2040 | Winter Peak | O/CCGT - CH4 New |  |  | 0 | PJ
LCP_Inputs_ON_Electric_Howarth_2023_05_05 | Methane | Dispatch-Crossload | PJ | 2050 | Fall | O/CCGT - CH4 Existing |  |  | 0 | PJ
LCP_Inputs_ON_Electric_Howarth_2023_05_05 | Methane | Dispatch-Crossload | PJ | 2050 | Fall | O/CCGT - CH4 New |  |  | 0 | PJ
LCP_Inputs_ON_Electric_Howarth_2023_05_05 | Methane | Dispatch-Crossload | PJ | 2050 | Spring | O/CCGT - CH4 Existing |  |  | 0 | PJ
LCP_Inputs_ON_Electric_Howarth_2023_05_05 | Methane | Dispatch-Crossload | PJ | 2050 | Spring | O/CCGT - CH4 New |  |  | 0 | PJ
LCP_Inputs_ON_Electric_Howarth_2023_05_05 | Methane | Dispatch-Crossload | PJ | 2050 | Summer | O/CCGT - CH4 Existing |  |  | 0 | PJ
LCP_Inputs_ON_Electric_Howarth_2023_05_05 | Methane | Dispatch-Crossload | PJ | 2050 | Summer | O/CCGT - CH4 New |  |  | 0 | PJ
LCP_Inputs_ON_Electric_Howarth_2023_05_05 | Methane | Dispatch-Crossload | PJ | 2050 | Winter | O/CCGT - CH4 Existing |  |  | 0 | PJ
LCP_Inputs_ON_Electric_Howarth_2023_05_05 | Methane | Dispatch-Crossload | PJ | 2050 | Winter | O/CCGT - CH4 New |  |  | 0 | PJ
LCP_Inputs_ON_Electric_Howarth_2023_05_05 | Methane | Dispatch-Crossload | PJ | 2050 | Winter Peak | O/CCGT - CH4 Existing |  |  | 0 | PJ
LCP_Inputs_ON_Electric_Howarth_2023_05_05 | Methane | Dispatch-Crossload | PJ | 2050 | Winter Peak | O/CCGT - CH4 New |  |  | 0 | PJ
LCP_Inputs_ON_Electric_Howarth_2023_05_05 | Methane | Dispatch-Crossload | QC | 2020 | Fall | O/CCGT - CH4 Existing |  |  | 0 | QC
LCP_Inputs_ON_Electric_Howarth_2023_05_05 | Methane | Dispatch-Crossload | QC | 2020 | Fall | O/CCGT - CH4 New |  |  | 0 | QC
LCP_Inputs_ON_Electric_Howarth_2023_05_05 | Methane | Dispatch-Crossload | QC | 2020 | Spring | O/CCGT - CH4 Existing |  |  | 0 | QC
LCP_Inputs_ON_Electric_Howarth_2023_05_05 | Methane | Dispatch-Crossload | QC | 2020 | Spring | O/CCGT - CH4 New |  |  | 0 | QC
LCP_Inputs_ON_Electric_Howarth_2023_05_05 | Methane | Dispatch-Crossload | QC | 2020 | Summer | O/CCGT - CH4 Existing |  |  | 0 | QC
LCP_Inputs_ON_Electric_Howarth_2023_05_05 | Methane | Dispatch-Crossload | QC | 2020 | Summer | O/CCGT - CH4 New |  |  | 0 | QC
LCP_Inputs_ON_Electric_Howarth_2023_05_05 | Methane | Dispatch-Crossload | QC | 2020 | Winter | O/CCGT - CH4 Existing |  |  | 0 | QC
LCP_Inputs_ON_Electric_Howarth_2023_05_05 | Methane | Dispatch-Crossload | QC | 2020 | Winter | O/CCGT - CH4 New |  |  | 0 | QC
LCP_Inputs_ON_Electric_Howarth_2023_05_05 | Methane | Dispatch-Crossload | QC | 2020 | Winter Peak | O/CCGT - CH4 Existing |  |  | 0 | QC
LCP_Inputs_ON_Electric_Howarth_2023_05_05 | Methane | Dispatch-Crossload | QC | 2020 | Winter Peak | O/CCGT - CH4 New |  |  | 0 | QC
LCP_Inputs_ON_Electric_Howarth_2023_05_05 | Methane | Dispatch-Crossload | QC | 2030 | Fall | O/CCGT - CH4 Existing |  |  | 0 | QC
LCP_Inputs_ON_Electric_Howarth_2023_05_05 | Methane | Dispatch-Crossload | QC | 2030 | Fall | O/CCGT - CH4 New |  |  | 0 | QC
LCP_Inputs_ON_Electric_Howarth_2023_05_05 | Methane | Dispatch-Crossload | QC | 2030 | Spring | O/CCGT - CH4 Existing |  |  | 0 | QC
LCP_Inputs_ON_Electric_Howarth_2023_05_05 | Methane | Dispatch-Crossload | QC | 2030 | Spring | O/CCGT - CH4 New |  |  | 0 | QC
LCP_Inputs_ON_Electric_Howarth_2023_05_05 | Methane | Dispatch-Crossload | QC | 2030 | Summer | O/CCGT - CH4 Existing |  |  | 0 | QC
LCP_Inputs_ON_Electric_Howarth_2023_05_05 | Methane | Dispatch-Crossload | QC | 2030 | Summer | O/CCGT - CH4 New |  |  | 0 | QC
LCP_Inputs_ON_Electric_Howarth_2023_05_05 | Methane | Dispatch-Crossload | QC | 2030 | Winter | O/CCGT - CH4 Existing |  |  | 0 | QC
LCP_Inputs_ON_Electric_Howarth_2023_05_05 | Methane | Dispatch-Crossload | QC | 2030 | Winter | O/CCGT - CH4 New |  |  | 0 | QC
LCP_Inputs_ON_Electric_Howarth_2023_05_05 | Methane | Dispatch-Crossload | QC | 2030 | Winter Peak | O/CCGT - CH4 Existing |  |  | 0 | QC
LCP_Inputs_ON_Electric_Howarth_2023_05_05 | Methane | Dispatch-Crossload | QC | 2030 | Winter Peak | O/CCGT - CH4 New |  |  | 0 | QC
LCP_Inputs_ON_Electric_Howarth_2023_05_05 | Methane | Dispatch-Crossload | QC | 2040 | Fall | O/CCGT - CH4 Existing |  |  | 0 | QC
LCP_Inputs_ON_Electric_Howarth_2023_05_05 | Methane | Dispatch-Crossload | QC | 2040 | Fall | O/CCGT - CH4 New |  |  | 0 | QC
LCP_Inputs_ON_Electric_Howarth_2023_05_05 | Methane | Dispatch-Crossload | QC | 2040 | Spring | O/CCGT - CH4 Existing |  |  | 0 | QC
LCP_Inputs_ON_Electric_Howarth_2023_05_05 | Methane | Dispatch-Crossload | QC | 2040 | Spring | O/CCGT - CH4 New |  |  | 0 | QC
LCP_Inputs_ON_Electric_Howarth_2023_05_05 | Methane | Dispatch-Crossload | QC | 2040 | Summer | O/CCGT - CH4 Existing |  |  | 0 | QC
LCP_Inputs_ON_Electric_Howarth_2023_05_05 | Methane | Dispatch-Crossload | QC | 2040 | Summer | O/CCGT - CH4 New |  |  | 0 | QC
LCP_Inputs_ON_Electric_Howarth_2023_05_05 | Methane | Dispatch-Crossload | QC | 2040 | Winter | O/CCGT - CH4 Existing |  |  | 0 | QC
LCP_Inputs_ON_Electric_Howarth_2023_05_05 | Methane | Dispatch-Crossload | QC | 2040 | Winter | O/CCGT - CH4 New |  |  | 0 | QC
LCP_Inputs_ON_Electric_Howarth_2023_05_05 | Methane | Dispatch-Crossload | QC | 2040 | Winter Peak | O/CCGT - CH4 Existing |  |  | 0 | QC
LCP_Inputs_ON_Electric_Howarth_2023_05_05 | Methane | Dispatch-Crossload | QC | 2040 | Winter Peak | O/CCGT - CH4 New |  |  | 0 | QC
LCP_Inputs_ON_Electric_Howarth_2023_05_05 | Methane | Dispatch-Crossload | QC | 2050 | Fall | O/CCGT - CH4 Existing |  |  | 0 | QC
LCP_Inputs_ON_Electric_Howarth_2023_05_05 | Methane | Dispatch-Crossload | QC | 2050 | Fall | O/CCGT - CH4 New |  |  | 0 | QC
LCP_Inputs_ON_Electric_Howarth_2023_05_05 | Methane | Dispatch-Crossload | QC | 2050 | Spring | O/CCGT - CH4 Existing |  |  | 0 | QC
LCP_Inputs_ON_Electric_Howarth_2023_05_05 | Methane | Dispatch-Crossload | QC | 2050 | Spring | O/CCGT - CH4 New |  |  | 0 | QC
LCP_Inputs_ON_Electric_Howarth_2023_05_05 | Methane | Dispatch-Crossload | QC | 2050 | Summer | O/CCGT - CH4 Existing |  |  | 0 | QC
LCP_Inputs_ON_Electric_Howarth_2023_05_05 | Methane | Dispatch-Crossload | QC | 2050 | Summer | O/CCGT - CH4 New |  |  | 0 | QC
LCP_Inputs_ON_Electric_Howarth_2023_05_05 | Methane | Dispatch-Crossload | QC | 2050 | Winter | O/CCGT - CH4 Existing |  |  | 0 | QC
LCP_Inputs_ON_Electric_Howarth_2023_05_05 | Methane | Dispatch-Crossload | QC | 2050 | Winter | O/CCGT - CH4 New |  |  | 0 | QC
LCP_Inputs_ON_Electric_Howarth_2023_05_05 | Methane | Dispatch-Crossload | QC | 2050 | Winter Peak | O/CCGT - CH4 Existing |  |  | 0 | QC
LCP_Inputs_ON_Electric_Howarth_2023_05_05 | Methane | Dispatch-Crossload | QC | 2050 | Winter Peak | O/CCGT - CH4 New |  |  | 0 | QC
LCP_Inputs_ON_Electric_Howarth_2023_05_05 | Methane | Dispatch-Crossload | WC | 2020 | Fall | O/CCGT - CH4 Existing |  |  | 0 | WC
LCP_Inputs_ON_Electric_Howarth_2023_05_05 | Methane | Dispatch-Crossload | WC | 2020 | Fall | O/CCGT - CH4 New |  |  | 0 | WC
LCP_Inputs_ON_Electric_Howarth_2023_05_05 | Methane | Dispatch-Crossload | WC | 2020 | Spring | O/CCGT - CH4 Existing |  |  | 0 | WC
LCP_Inputs_ON_Electric_Howarth_2023_05_05 | Methane | Dispatch-Crossload | WC | 2020 | Spring | O/CCGT - CH4 New |  |  | 0 | WC
LCP_Inputs_ON_Electric_Howarth_2023_05_05 | Methane | Dispatch-Crossload | WC | 2020 | Summer | O/CCGT - CH4 Existing |  |  | 0 | WC
LCP_Inputs_ON_Electric_Howarth_2023_05_05 | Methane | Dispatch-Crossload | WC | 2020 | Summer | O/CCGT - CH4 New |  |  | 0 | WC
LCP_Inputs_ON_Electric_Howarth_2023_05_05 | Methane | Dispatch-Crossload | WC | 2020 | Winter | O/CCGT - CH4 Existing |  |  | 0 | WC
LCP_Inputs_ON_Electric_Howarth_2023_05_05 | Methane | Dispatch-Crossload | WC | 2020 | Winter | O/CCGT - CH4 New |  |  | 0 | WC
LCP_Inputs_ON_Electric_Howarth_2023_05_05 | Methane | Dispatch-Crossload | WC | 2020 | Winter Peak | O/CCGT - CH4 Existing |  |  | 0 | WC
LCP_Inputs_ON_Electric_Howarth_2023_05_05 | Methane | Dispatch-Crossload | WC | 2020 | Winter Peak | O/CCGT - CH4 New |  |  | 0 | WC
LCP_Inputs_ON_Electric_Howarth_2023_05_05 | Methane | Dispatch-Crossload | WC | 2030 | Fall | O/CCGT - CH4 Existing |  |  | 0 | WC
LCP_Inputs_ON_Electric_Howarth_2023_05_05 | Methane | Dispatch-Crossload | WC | 2030 | Fall | O/CCGT - CH4 New |  |  | 0 | WC
LCP_Inputs_ON_Electric_Howarth_2023_05_05 | Methane | Dispatch-Crossload | WC | 2030 | Spring | O/CCGT - CH4 Existing |  |  | 0 | WC
LCP_Inputs_ON_Electric_Howarth_2023_05_05 | Methane | Dispatch-Crossload | WC | 2030 | Spring | O/CCGT - CH4 New |  |  | 0 | WC
LCP_Inputs_ON_Electric_Howarth_2023_05_05 | Methane | Dispatch-Crossload | WC | 2030 | Summer | O/CCGT - CH4 Existing |  |  | 0 | WC
LCP_Inputs_ON_Electric_Howarth_2023_05_05 | Methane | Dispatch-Crossload | WC | 2030 | Summer | O/CCGT - CH4 New |  |  | 0 | WC
LCP_Inputs_ON_Electric_Howarth_2023_05_05 | Methane | Dispatch-Crossload | WC | 2030 | Winter | O/CCGT - CH4 Existing |  |  | 0 | WC
LCP_Inputs_ON_Electric_Howarth_2023_05_05 | Methane | Dispatch-Crossload | WC | 2030 | Winter | O/CCGT - CH4 New |  |  | 0 | WC
LCP_Inputs_ON_Electric_Howarth_2023_05_05 | Methane | Dispatch-Crossload | WC | 2030 | Winter Peak | O/CCGT - CH4 Existing |  |  | 0 | WC
LCP_Inputs_ON_Electric_Howarth_2023_05_05 | Methane | Dispatch-Crossload | WC | 2030 | Winter Peak | O/CCGT - CH4 New |  |  | 0 | WC
LCP_Inputs_ON_Electric_Howarth_2023_05_05 | Methane | Dispatch-Crossload | WC | 2040 | Fall | O/CCGT - CH4 Existing |  |  | 0 | WC
LCP_Inputs_ON_Electric_Howarth_2023_05_05 | Methane | Dispatch-Crossload | WC | 2040 | Fall | O/CCGT - CH4 New |  |  | 0 | WC
LCP_Inputs_ON_Electric_Howarth_2023_05_05 | Methane | Dispatch-Crossload | WC | 2040 | Spring | O/CCGT - CH4 Existing |  |  | 0 | WC
LCP_Inputs_ON_Electric_Howarth_2023_05_05 | Methane | Dispatch-Crossload | WC | 2040 | Spring | O/CCGT - CH4 New |  |  | 0 | WC
LCP_Inputs_ON_Electric_Howarth_2023_05_05 | Methane | Dispatch-Crossload | WC | 2040 | Summer | O/CCGT - CH4 Existing |  |  | 0 | WC
LCP_Inputs_ON_Electric_Howarth_2023_05_05 | Methane | Dispatch-Crossload | WC | 2040 | Summer | O/CCGT - CH4 New |  |  | 0 | WC
LCP_Inputs_ON_Electric_Howarth_2023_05_05 | Methane | Dispatch-Crossload | WC | 2040 | Winter | O/CCGT - CH4 Existing |  |  | 0 | WC
LCP_Inputs_ON_Electric_Howarth_2023_05_05 | Methane | Dispatch-Crossload | WC | 2040 | Winter | O/CCGT - CH4 New |  |  | 0 | WC
LCP_Inputs_ON_Electric_Howarth_2023_05_05 | Methane | Dispatch-Crossload | WC | 2040 | Winter Peak | O/CCGT - CH4 Existing |  |  | 0 | WC
LCP_Inputs_ON_Electric_Howarth_2023_05_05 | Methane | Dispatch-Crossload | WC | 2040 | Winter Peak | O/CCGT - CH4 New |  |  | 0 | WC
LCP_Inputs_ON_Electric_Howarth_2023_05_05 | Methane | Dispatch-Crossload | WC | 2050 | Fall | O/CCGT - CH4 Existing |  |  | 0 | WC
LCP_Inputs_ON_Electric_Howarth_2023_05_05 | Methane | Dispatch-Crossload | WC | 2050 | Fall | O/CCGT - CH4 New |  |  | 0 | WC
LCP_Inputs_ON_Electric_Howarth_2023_05_05 | Methane | Dispatch-Crossload | WC | 2050 | Spring | O/CCGT - CH4 Existing |  |  | 0 | WC
LCP_Inputs_ON_Electric_Howarth_2023_05_05 | Methane | Dispatch-Crossload | WC | 2050 | Spring | O/CCGT - CH4 New |  |  | 0 | WC
LCP_Inputs_ON_Electric_Howarth_2023_05_05 | Methane | Dispatch-Crossload | WC | 2050 | Summer | O/CCGT - CH4 Existing |  |  | 0 | WC
LCP_Inputs_ON_Electric_Howarth_2023_05_05 | Methane | Dispatch-Crossload | WC | 2050 | Summer | O/CCGT - CH4 New |  |  | 0 | WC
LCP_Inputs_ON_Electric_Howarth_2023_05_05 | Methane | Dispatch-Crossload | WC | 2050 | Winter | O/CCGT - CH4 Existing |  |  | 0 | WC
LCP_Inputs_ON_Electric_Howarth_2023_05_05 | Methane | Dispatch-Crossload | WC | 2050 | Winter | O/CCGT - CH4 New |  |  | 0 | WC
LCP_Inputs_ON_Electric_Howarth_2023_05_05 | Methane | Dispatch-Crossload | WC | 2050 | Winter Peak | O/CCGT - CH4 Existing |  |  | 0 | WC
LCP_Inputs_ON_Electric_Howarth_2023_05_05 | Methane | Dispatch-Crossload | WC | 2050 | Winter Peak | O/CCGT - CH4 New |  |  | 0 | WC
LCP_Inputs_ON_Electric_Howarth_2023_05_05 | Methane | Dispatch-Generation | MI | 2020 | Fall | Anaerobic Digestion |  |  | 0 | MI
LCP_Inputs_ON_Electric_Howarth_2023_05_05 | Methane | Dispatch-Generation | MI | 2020 | Fall | CH4 + CCS |  |  | 0 | MI
LCP_Inputs_ON_Electric_Howarth_2023_05_05 | Methane | Dispatch-Generation | MI | 2020 | Spring | Anaerobic Digestion |  |  | 0 | MI
LCP_Inputs_ON_Electric_Howarth_2023_05_05 | Methane | Dispatch-Generation | MI | 2020 | Spring | CH4 + CCS |  |  | 0 | MI
LCP_Inputs_ON_Electric_Howarth_2023_05_05 | Methane | Dispatch-Generation | MI | 2020 | Summer | Anaerobic Digestion |  |  | 0 | MI
LCP_Inputs_ON_Electric_Howarth_2023_05_05 | Methane | Dispatch-Generation | MI | 2020 | Summer | CH4 + CCS |  |  | 0 | MI
LCP_Inputs_ON_Electric_Howarth_2023_05_05 | Methane | Dispatch-Generation | MI | 2020 | Winter | Anaerobic Digestion |  |  | 0 | MI
LCP_Inputs_ON_Electric_Howarth_2023_05_05 | Methane | Dispatch-Generation | MI | 2020 | Winter | CH4 + CCS |  |  | 0 | MI
LCP_Inputs_ON_Electric_Howarth_2023_05_05 | Methane | Dispatch-Generation | MI | 2020 | Winter Peak | Anaerobic Digestion |  |  | 0 | MI
LCP_Inputs_ON_Electric_Howarth_2023_05_05 | Methane | Dispatch-Generation | MI | 2020 | Winter Peak | CH4 + CCS |  |  | 0 | MI
LCP_Inputs_ON_Electric_Howarth_2023_05_05 | Methane | Dispatch-Generation | MI | 2030 | Fall | Anaerobic Digestion |  |  | 0 | MI
LCP_Inputs_ON_Electric_Howarth_2023_05_05 | Methane | Dispatch-Generation | MI | 2030 | Fall | CH4 + CCS |  |  | 0 | MI
LCP_Inputs_ON_Electric_Howarth_2023_05_05 | Methane | Dispatch-Generation | MI | 2030 | Spring | Anaerobic Digestion |  |  | 0 | MI
LCP_Inputs_ON_Electric_Howarth_2023_05_05 | Methane | Dispatch-Generation | MI | 2030 | Spring | CH4 + CCS |  |  | 0 | MI
LCP_Inputs_ON_Electric_Howarth_2023_05_05 | Methane | Dispatch-Generation | MI | 2030 | Summer | Anaerobic Digestion |  |  | 0 | MI
LCP_Inputs_ON_Electric_Howarth_2023_05_05 | Methane | Dispatch-Generation | MI | 2030 | Summer | CH4 + CCS |  |  | 0 | MI
LCP_Inputs_ON_Electric_Howarth_2023_05_05 | Methane | Dispatch-Generation | MI | 2030 | Winter | Anaerobic Digestion |  |  | 0 | MI
LCP_Inputs_ON_Electric_Howarth_2023_05_05 | Methane | Dispatch-Generation | MI | 2030 | Winter | CH4 + CCS |  |  | 0 | MI
LCP_Inputs_ON_Electric_Howarth_2023_05_05 | Methane | Dispatch-Generation | MI | 2030 | Winter Peak | Anaerobic Digestion |  |  | 0 | MI
LCP_Inputs_ON_Electric_Howarth_2023_05_05 | Methane | Dispatch-Generation | MI | 2030 | Winter Peak | CH4 + CCS |  |  | 0 | MI
LCP_Inputs_ON_Electric_Howarth_2023_05_05 | Methane | Dispatch-Generation | MI | 2040 | Fall | Anaerobic Digestion |  |  | 0 | MI
LCP_Inputs_ON_Electric_Howarth_2023_05_05 | Methane | Dispatch-Generation | MI | 2040 | Fall | CH4 + CCS |  |  | 0 | MI
LCP_Inputs_ON_Electric_Howarth_2023_05_05 | Methane | Dispatch-Generation | MI | 2040 | Spring | Anaerobic Digestion |  |  | 0 | MI
LCP_Inputs_ON_Electric_Howarth_2023_05_05 | Methane | Dispatch-Generation | MI | 2040 | Spring | CH4 + CCS |  |  | 0 | MI
LCP_Inputs_ON_Electric_Howarth_2023_05_05 | Methane | Dispatch-Generation | MI | 2040 | Summer | Anaerobic Digestion |  |  | 0 | MI
LCP_Inputs_ON_Electric_Howarth_2023_05_05 | Methane | Dispatch-Generation | MI | 2040 | Summer | CH4 + CCS |  |  | 0 | MI
LCP_Inputs_ON_Electric_Howarth_2023_05_05 | Methane | Dispatch-Generation | MI | 2040 | Winter | Anaerobic Digestion |  |  | 0 | MI
LCP_Inputs_ON_Electric_Howarth_2023_05_05 | Methane | Dispatch-Generation | MI | 2040 | Winter | CH4 + CCS |  |  | 0 | MI
LCP_Inputs_ON_Electric_Howarth_2023_05_05 | Methane | Dispatch-Generation | MI | 2040 | Winter Peak | Anaerobic Digestion |  |  | 0 | MI
LCP_Inputs_ON_Electric_Howarth_2023_05_05 | Methane | Dispatch-Generation | MI | 2040 | Winter Peak | CH4 + CCS |  |  | 0 | MI
LCP_Inputs_ON_Electric_Howarth_2023_05_05 | Methane | Dispatch-Generation | MI | 2050 | Fall | Anaerobic Digestion |  |  | 0 | MI
LCP_Inputs_ON_Electric_Howarth_2023_05_05 | Methane | Dispatch-Generation | MI | 2050 | Fall | CH4 + CCS |  |  | 0 | MI
LCP_Inputs_ON_Electric_Howarth_2023_05_05 | Methane | Dispatch-Generation | MI | 2050 | Spring | Anaerobic Digestion |  |  | 0 | MI
LCP_Inputs_ON_Electric_Howarth_2023_05_05 | Methane | Dispatch-Generation | MI | 2050 | Spring | CH4 + CCS |  |  | 0 | MI
LCP_Inputs_ON_Electric_Howarth_2023_05_05 | Methane | Dispatch-Generation | MI | 2050 | Summer | Anaerobic Digestion |  |  | 0 | MI
LCP_Inputs_ON_Electric_Howarth_2023_05_05 | Methane | Dispatch-Generation | MI | 2050 | Summer | CH4 + CCS |  |  | 0 | MI
LCP_Inputs_ON_Electric_Howarth_2023_05_05 | Methane | Dispatch-Generation | MI | 2050 | Winter | Anaerobic Digestion |  |  | 0 | MI
LCP_Inputs_ON_Electric_Howarth_2023_05_05 | Methane | Dispatch-Generation | MI | 2050 | Winter | CH4 + CCS |  |  | 0 | MI
LCP_Inputs_ON_Electric_Howarth_2023_05_05 | Methane | Dispatch-Generation | MI | 2050 | Winter Peak | Anaerobic Digestion |  |  | 0 | MI
LCP_Inputs_ON_Electric_Howarth_2023_05_05 | Methane | Dispatch-Generation | MI | 2050 | Winter Peak | CH4 + CCS |  |  | 0 | MI
LCP_Inputs_ON_Electric_Howarth_2023_05_05 | Methane | Dispatch-Generation | NY | 2020 | Fall | Anaerobic Digestion |  |  | 0 | NY
LCP_Inputs_ON_Electric_Howarth_2023_05_05 | Methane | Dispatch-Generation | NY | 2020 | Fall | CH4 + CCS |  |  | 0 | NY
LCP_Inputs_ON_Electric_Howarth_2023_05_05 | Methane | Dispatch-Generation | NY | 2020 | Spring | Anaerobic Digestion |  |  | 0 | NY
LCP_Inputs_ON_Electric_Howarth_2023_05_05 | Methane | Dispatch-Generation | NY | 2020 | Spring | CH4 + CCS |  |  | 0 | NY
LCP_Inputs_ON_Electric_Howarth_2023_05_05 | Methane | Dispatch-Generation | NY | 2020 | Summer | Anaerobic Digestion |  |  | 0 | NY
LCP_Inputs_ON_Electric_Howarth_2023_05_05 | Methane | Dispatch-Generation | NY | 2020 | Summer | CH4 + CCS |  |  | 0 | NY
LCP_Inputs_ON_Electric_Howarth_2023_05_05 | Methane | Dispatch-Generation | NY | 2020 | Winter | Anaerobic Digestion |  |  | 0 | NY
LCP_Inputs_ON_Electric_Howarth_2023_05_05 | Methane | Dispatch-Generation | NY | 2020 | Winter | CH4 + CCS |  |  | 0 | NY
LCP_Inputs_ON_Electric_Howarth_2023_05_05 | Methane | Dispatch-Generation | NY | 2020 | Winter Peak | Anaerobic Digestion |  |  | 0 | NY
LCP_Inputs_ON_Electric_Howarth_2023_05_05 | Methane | Dispatch-Generation | NY | 2020 | Winter Peak | CH4 + CCS |  |  | 0 | NY
LCP_Inputs_ON_Electric_Howarth_2023_05_05 | Methane | Dispatch-Generation | NY | 2030 | Fall | Anaerobic Digestion |  |  | 0 | NY
LCP_Inputs_ON_Electric_Howarth_2023_05_05 | Methane | Dispatch-Generation | NY | 2030 | Fall | CH4 + CCS |  |  | 0 | NY
LCP_Inputs_ON_Electric_Howarth_2023_05_05 | Methane | Dispatch-Generation | NY | 2030 | Spring | Anaerobic Digestion |  |  | 0 | NY
LCP_Inputs_ON_Electric_Howarth_2023_05_05 | Methane | Dispatch-Generation | NY | 2030 | Spring | CH4 + CCS |  |  | 0 | NY
LCP_Inputs_ON_Electric_Howarth_2023_05_05 | Methane | Dispatch-Generation | NY | 2030 | Summer | Anaerobic Digestion |  |  | 0 | NY
LCP_Inputs_ON_Electric_Howarth_2023_05_05 | Methane | Dispatch-Generation | NY | 2030 | Summer | CH4 + CCS |  |  | 0 | NY
LCP_Inputs_ON_Electric_Howarth_2023_05_05 | Methane | Dispatch-Generation | NY | 2030 | Winter | Anaerobic Digestion |  |  | 0 | NY
LCP_Inputs_ON_Electric_Howarth_2023_05_05 | Methane | Dispatch-Generation | NY | 2030 | Winter | CH4 + CCS |  |  | 0 | NY
LCP_Inputs_ON_Electric_Howarth_2023_05_05 | Methane | Dispatch-Generation | NY | 2030 | Winter Peak | Anaerobic Digestion |  |  | 0 | NY
LCP_Inputs_ON_Electric_Howarth_2023_05_05 | Methane | Dispatch-Generation | NY | 2030 | Winter Peak | CH4 + CCS |  |  | 0 | NY
LCP_Inputs_ON_Electric_Howarth_2023_05_05 | Methane | Dispatch-Generation | NY | 2040 | Fall | Anaerobic Digestion |  |  | 0 | NY
LCP_Inputs_ON_Electric_Howarth_2023_05_05 | Methane | Dispatch-Generation | NY | 2040 | Fall | CH4 + CCS |  |  | 0 | NY
LCP_Inputs_ON_Electric_Howarth_2023_05_05 | Methane | Dispatch-Generation | NY | 2040 | Spring | Anaerobic Digestion |  |  | 0 | NY
LCP_Inputs_ON_Electric_Howarth_2023_05_05 | Methane | Dispatch-Generation | NY | 2040 | Spring | CH4 + CCS |  |  | 0 | NY
LCP_Inputs_ON_Electric_Howarth_2023_05_05 | Methane | Dispatch-Generation | NY | 2040 | Summer | Anaerobic Digestion |  |  | 0 | NY
LCP_Inputs_ON_Electric_Howarth_2023_05_05 | Methane | Dispatch-Generation | NY | 2040 | Summer | CH4 + CCS |  |  | 0 | NY
LCP_Inputs_ON_Electric_Howarth_2023_05_05 | Methane | Dispatch-Generation | NY | 2040 | Winter | Anaerobic Digestion |  |  | 0 | NY
LCP_Inputs_ON_Electric_Howarth_2023_05_05 | Methane | Dispatch-Generation | NY | 2040 | Winter | CH4 + CCS |  |  | 0 | NY
LCP_Inputs_ON_Electric_Howarth_2023_05_05 | Methane | Dispatch-Generation | NY | 2040 | Winter Peak | Anaerobic Digestion |  |  | 0 | NY
LCP_Inputs_ON_Electric_Howarth_2023_05_05 | Methane | Dispatch-Generation | NY | 2040 | Winter Peak | CH4 + CCS |  |  | 0 | NY
LCP_Inputs_ON_Electric_Howarth_2023_05_05 | Methane | Dispatch-Generation | NY | 2050 | Fall | Anaerobic Digestion |  |  | 0 | NY
LCP_Inputs_ON_Electric_Howarth_2023_05_05 | Methane | Dispatch-Generation | NY | 2050 | Fall | CH4 + CCS |  |  | 0 | NY
LCP_Inputs_ON_Electric_Howarth_2023_05_05 | Methane | Dispatch-Generation | NY | 2050 | Spring | Anaerobic Digestion |  |  | 0 | NY
LCP_Inputs_ON_Electric_Howarth_2023_05_05 | Methane | Dispatch-Generation | NY | 2050 | Spring | CH4 + CCS |  |  | 0 | NY
LCP_Inputs_ON_Electric_Howarth_2023_05_05 | Methane | Dispatch-Generation | NY | 2050 | Summer | Anaerobic Digestion |  |  | 0 | NY
LCP_Inputs_ON_Electric_Howarth_2023_05_05 | Methane | Dispatch-Generation | NY | 2050 | Summer | CH4 + CCS |  |  | 0 | NY
LCP_Inputs_ON_Electric_Howarth_2023_05_05 | Methane | Dispatch-Generation | NY | 2050 | Winter | Anaerobic Digestion |  |  | 0 | NY
LCP_Inputs_ON_Electric_Howarth_2023_05_05 | Methane | Dispatch-Generation | NY | 2050 | Winter | CH4 + CCS |  |  | 0 | NY
LCP_Inputs_ON_Electric_Howarth_2023_05_05 | Methane | Dispatch-Generation | NY | 2050 | Winter Peak | Anaerobic Digestion |  |  | 0 | NY
LCP_Inputs_ON_Electric_Howarth_2023_05_05 | Methane | Dispatch-Generation | NY | 2050 | Winter Peak | CH4 + CCS |  |  | 0 | NY
LCP_Inputs_ON_Electric_Howarth_2023_05_05 | Methane | Dispatch-Generation | ON | 2020 | Fall | Anaerobic Digestion |  |  | 0 | ON
LCP_Inputs_ON_Electric_Howarth_2023_05_05 | Methane | Dispatch-Generation | ON | 2020 | Fall | CH4 + CCS |  |  | 0 | ON
LCP_Inputs_ON_Electric_Howarth_2023_05_05 | Methane | Dispatch-Generation | ON | 2020 | Spring | Anaerobic Digestion |  |  | 0 | ON
LCP_Inputs_ON_Electric_Howarth_2023_05_05 | Methane | Dispatch-Generation | ON | 2020 | Spring | CH4 + CCS |  |  | 0 | ON
LCP_Inputs_ON_Electric_Howarth_2023_05_05 | Methane | Dispatch-Generation | ON | 2020 | Summer | Anaerobic Digestion |  |  | 0 | ON
LCP_Inputs_ON_Electric_Howarth_2023_05_05 | Methane | Dispatch-Generation | ON | 2020 | Summer | CH4 + CCS |  |  | 0 | ON
LCP_Inputs_ON_Electric_Howarth_2023_05_05 | Methane | Dispatch-Generation | ON | 2020 | Winter | Anaerobic Digestion |  |  | 0 | ON
LCP_Inputs_ON_Electric_Howarth_2023_05_05 | Methane | Dispatch-Generation | ON | 2020 | Winter | CH4 + CCS |  |  | 0 | ON
LCP_Inputs_ON_Electric_Howarth_2023_05_05 | Methane | Dispatch-Generation | ON | 2020 | Winter Peak | Anaerobic Digestion |  |  | 0 | ON
LCP_Inputs_ON_Electric_Howarth_2023_05_05 | Methane | Dispatch-Generation | ON | 2020 | Winter Peak | CH4 + CCS |  |  | 0 | ON
LCP_Inputs_ON_Electric_Howarth_2023_05_05 | Methane | Dispatch-Generation | ON | 2030 | Fall | Anaerobic Digestion |  |  | 0 | ON
LCP_Inputs_ON_Electric_Howarth_2023_05_05 | Methane | Dispatch-Generation | ON | 2030 | Fall | CH4 + CCS |  |  | 0 | ON
LCP_Inputs_ON_Electric_Howarth_2023_05_05 | Methane | Dispatch-Generation | ON | 2030 | Spring | Anaerobic Digestion |  |  | 0 | ON
LCP_Inputs_ON_Electric_Howarth_2023_05_05 | Methane | Dispatch-Generation | ON | 2030 | Spring | CH4 + CCS |  |  | 0 | ON
LCP_Inputs_ON_Electric_Howarth_2023_05_05 | Methane | Dispatch-Generation | ON | 2030 | Summer | Anaerobic Digestion |  |  | 0 | ON
LCP_Inputs_ON_Electric_Howarth_2023_05_05 | Methane | Dispatch-Generation | ON | 2030 | Summer | CH4 + CCS |  |  | 0 | ON
LCP_Inputs_ON_Electric_Howarth_2023_05_05 | Methane | Dispatch-Generation | ON | 2030 | Winter | Anaerobic Digestion |  |  | 0 | ON
LCP_Inputs_ON_Electric_Howarth_2023_05_05 | Methane | Dispatch-Generation | ON | 2030 | Winter | CH4 + CCS |  |  | 0 | ON
LCP_Inputs_ON_Electric_Howarth_2023_05_05 | Methane | Dispatch-Generation | ON | 2030 | Winter Peak | Anaerobic Digestion |  |  | 0 | ON
LCP_Inputs_ON_Electric_Howarth_2023_05_05 | Methane | Dispatch-Generation | ON | 2030 | Winter Peak | CH4 + CCS |  |  | 0 | ON
LCP_Inputs_ON_Electric_Howarth_2023_05_05 | Methane | Dispatch-Generation | ON | 2040 | Fall | Anaerobic Digestion |  |  | 4088767.1233 | ON
LCP_Inputs_ON_Electric_Howarth_2023_05_05 | Methane | Dispatch-Generation | ON | 2040 | Fall | CH4 + CCS |  |  | 4462739.726 | ON
LCP_Inputs_ON_Electric_Howarth_2023_05_05 | Methane | Dispatch-Generation | ON | 2040 | Spring | Anaerobic Digestion |  |  | 4088767.1233 | ON
LCP_Inputs_ON_Electric_Howarth_2023_05_05 | Methane | Dispatch-Generation | ON | 2040 | Spring | CH4 + CCS |  |  | 4462739.726 | ON
LCP_Inputs_ON_Electric_Howarth_2023_05_05 | Methane | Dispatch-Generation | ON | 2040 | Summer | Anaerobic Digestion |  |  | 4088767.1233 | ON
LCP_Inputs_ON_Electric_Howarth_2023_05_05 | Methane | Dispatch-Generation | ON | 2040 | Summer | CH4 + CCS |  |  | 4462739.726 | ON
LCP_Inputs_ON_Electric_Howarth_2023_05_05 | Methane | Dispatch-Generation | ON | 2040 | Winter | Anaerobic Digestion |  |  | 4088767.1233 | ON
LCP_Inputs_ON_Electric_Howarth_2023_05_05 | Methane | Dispatch-Generation | ON | 2040 | Winter | CH4 + CCS |  |  | 4462739.726 | ON
LCP_Inputs_ON_Electric_Howarth_2023_05_05 | Methane | Dispatch-Generation | ON | 2040 | Winter Peak | Anaerobic Digestion |  |  | 44931.5068 | ON
LCP_Inputs_ON_Electric_Howarth_2023_05_05 | Methane | Dispatch-Generation | ON | 2040 | Winter Peak | CH4 + CCS |  |  | 49041.0959 | ON
LCP_Inputs_ON_Electric_Howarth_2023_05_05 | Methane | Dispatch-Generation | ON | 2050 | Fall | Anaerobic Digestion |  |  | 5011232.8767 | ON
LCP_Inputs_ON_Electric_Howarth_2023_05_05 | Methane | Dispatch-Generation | ON | 2050 | Fall | CH4 + CCS |  |  | 3924875.316 | ON
LCP_Inputs_ON_Electric_Howarth_2023_05_05 | Methane | Dispatch-Generation | ON | 2050 | Spring | Anaerobic Digestion |  |  | 5011232.8767 | ON
LCP_Inputs_ON_Electric_Howarth_2023_05_05 | Methane | Dispatch-Generation | ON | 2050 | Spring | CH4 + CCS |  |  | 8328008.1917 | ON
LCP_Inputs_ON_Electric_Howarth_2023_05_05 | Methane | Dispatch-Generation | ON | 2050 | Summer | Anaerobic Digestion |  |  | 5011232.8767 | ON
LCP_Inputs_ON_Electric_Howarth_2023_05_05 | Methane | Dispatch-Generation | ON | 2050 | Summer | CH4 + CCS |  |  | 2537292.2665 | ON
LCP_Inputs_ON_Electric_Howarth_2023_05_05 | Methane | Dispatch-Generation | ON | 2050 | Winter | Anaerobic Digestion |  |  | 5011232.8767 | ON
LCP_Inputs_ON_Electric_Howarth_2023_05_05 | Methane | Dispatch-Generation | ON | 2050 | Winter | CH4 + CCS |  |  | 13703160.8072 | ON
LCP_Inputs_ON_Electric_Howarth_2023_05_05 | Methane | Dispatch-Generation | ON | 2050 | Winter Peak | Anaerobic Digestion |  |  | 55068.4932 | ON
LCP_Inputs_ON_Electric_Howarth_2023_05_05 | Methane | Dispatch-Generation | ON | 2050 | Winter Peak | CH4 + CCS |  |  | 254808.8072 | ON
LCP_Inputs_ON_Electric_Howarth_2023_05_05 | Methane | Dispatch-Generation | PJ | 2020 | Fall | Anaerobic Digestion |  |  | 0 | PJ
LCP_Inputs_ON_Electric_Howarth_2023_05_05 | Methane | Dispatch-Generation | PJ | 2020 | Fall | CH4 + CCS |  |  | 0 | PJ
LCP_Inputs_ON_Electric_Howarth_2023_05_05 | Methane | Dispatch-Generation | PJ | 2020 | Spring | Anaerobic Digestion |  |  | 0 | PJ
LCP_Inputs_ON_Electric_Howarth_2023_05_05 | Methane | Dispatch-Generation | PJ | 2020 | Spring | CH4 + CCS |  |  | 0 | PJ
LCP_Inputs_ON_Electric_Howarth_2023_05_05 | Methane | Dispatch-Generation | PJ | 2020 | Summer | Anaerobic Digestion |  |  | 0 | PJ
LCP_Inputs_ON_Electric_Howarth_2023_05_05 | Methane | Dispatch-Generation | PJ | 2020 | Summer | CH4 + CCS |  |  | 0 | PJ
LCP_Inputs_ON_Electric_Howarth_2023_05_05 | Methane | Dispatch-Generation | PJ | 2020 | Winter | Anaerobic Digestion |  |  | 0 | PJ
LCP_Inputs_ON_Electric_Howarth_2023_05_05 | Methane | Dispatch-Generation | PJ | 2020 | Winter | CH4 + CCS |  |  | 0 | PJ
LCP_Inputs_ON_Electric_Howarth_2023_05_05 | Methane | Dispatch-Generation | PJ | 2020 | Winter Peak | Anaerobic Digestion |  |  | 0 | PJ
LCP_Inputs_ON_Electric_Howarth_2023_05_05 | Methane | Dispatch-Generation | PJ | 2020 | Winter Peak | CH4 + CCS |  |  | 0 | PJ
LCP_Inputs_ON_Electric_Howarth_2023_05_05 | Methane | Dispatch-Generation | PJ | 2030 | Fall | Anaerobic Digestion |  |  | 0 | PJ
LCP_Inputs_ON_Electric_Howarth_2023_05_05 | Methane | Dispatch-Generation | PJ | 2030 | Fall | CH4 + CCS |  |  | 0 | PJ
LCP_Inputs_ON_Electric_Howarth_2023_05_05 | Methane | Dispatch-Generation | PJ | 2030 | Spring | Anaerobic Digestion |  |  | 0 | PJ
LCP_Inputs_ON_Electric_Howarth_2023_05_05 | Methane | Dispatch-Generation | PJ | 2030 | Spring | CH4 + CCS |  |  | 0 | PJ
LCP_Inputs_ON_Electric_Howarth_2023_05_05 | Methane | Dispatch-Generation | PJ | 2030 | Summer | Anaerobic Digestion |  |  | 0 | PJ
LCP_Inputs_ON_Electric_Howarth_2023_05_05 | Methane | Dispatch-Generation | PJ | 2030 | Summer | CH4 + CCS |  |  | 0 | PJ
LCP_Inputs_ON_Electric_Howarth_2023_05_05 | Methane | Dispatch-Generation | PJ | 2030 | Winter | Anaerobic Digestion |  |  | 0 | PJ
LCP_Inputs_ON_Electric_Howarth_2023_05_05 | Methane | Dispatch-Generation | PJ | 2030 | Winter | CH4 + CCS |  |  | 0 | PJ
LCP_Inputs_ON_Electric_Howarth_2023_05_05 | Methane | Dispatch-Generation | PJ | 2030 | Winter Peak | Anaerobic Digestion |  |  | 0 | PJ
LCP_Inputs_ON_Electric_Howarth_2023_05_05 | Methane | Dispatch-Generation | PJ | 2030 | Winter Peak | CH4 + CCS |  |  | 0 | PJ
LCP_Inputs_ON_Electric_Howarth_2023_05_05 | Methane | Dispatch-Generation | PJ | 2040 | Fall | Anaerobic Digestion |  |  | 0 | PJ
LCP_Inputs_ON_Electric_Howarth_2023_05_05 | Methane | Dispatch-Generation | PJ | 2040 | Fall | CH4 + CCS |  |  | 0 | PJ
LCP_Inputs_ON_Electric_Howarth_2023_05_05 | Methane | Dispatch-Generation | PJ | 2040 | Spring | Anaerobic Digestion |  |  | 0 | PJ
LCP_Inputs_ON_Electric_Howarth_2023_05_05 | Methane | Dispatch-Generation | PJ | 2040 | Spring | CH4 + CCS |  |  | 0 | PJ
LCP_Inputs_ON_Electric_Howarth_2023_05_05 | Methane | Dispatch-Generation | PJ | 2040 | Summer | Anaerobic Digestion |  |  | 0 | PJ
LCP_Inputs_ON_Electric_Howarth_2023_05_05 | Methane | Dispatch-Generation | PJ | 2040 | Summer | CH4 + CCS |  |  | 0 | PJ
LCP_Inputs_ON_Electric_Howarth_2023_05_05 | Methane | Dispatch-Generation | PJ | 2040 | Winter | Anaerobic Digestion |  |  | 0 | PJ
LCP_Inputs_ON_Electric_Howarth_2023_05_05 | Methane | Dispatch-Generation | PJ | 2040 | Winter | CH4 + CCS |  |  | 0 | PJ
LCP_Inputs_ON_Electric_Howarth_2023_05_05 | Methane | Dispatch-Generation | PJ | 2040 | Winter Peak | Anaerobic Digestion |  |  | 0 | PJ
LCP_Inputs_ON_Electric_Howarth_2023_05_05 | Methane | Dispatch-Generation | PJ | 2040 | Winter Peak | CH4 + CCS |  |  | 0 | PJ
LCP_Inputs_ON_Electric_Howarth_2023_05_05 | Methane | Dispatch-Generation | PJ | 2050 | Fall | Anaerobic Digestion |  |  | 0 | PJ
LCP_Inputs_ON_Electric_Howarth_2023_05_05 | Methane | Dispatch-Generation | PJ | 2050 | Fall | CH4 + CCS |  |  | 0 | PJ
LCP_Inputs_ON_Electric_Howarth_2023_05_05 | Methane | Dispatch-Generation | PJ | 2050 | Spring | Anaerobic Digestion |  |  | 0 | PJ
LCP_Inputs_ON_Electric_Howarth_2023_05_05 | Methane | Dispatch-Generation | PJ | 2050 | Spring | CH4 + CCS |  |  | 0 | PJ
LCP_Inputs_ON_Electric_Howarth_2023_05_05 | Methane | Dispatch-Generation | PJ | 2050 | Summer | Anaerobic Digestion |  |  | 0 | PJ
LCP_Inputs_ON_Electric_Howarth_2023_05_05 | Methane | Dispatch-Generation | PJ | 2050 | Summer | CH4 + CCS |  |  | 0 | PJ
LCP_Inputs_ON_Electric_Howarth_2023_05_05 | Methane | Dispatch-Generation | PJ | 2050 | Winter | Anaerobic Digestion |  |  | 0 | PJ
LCP_Inputs_ON_Electric_Howarth_2023_05_05 | Methane | Dispatch-Generation | PJ | 2050 | Winter | CH4 + CCS |  |  | 0 | PJ
LCP_Inputs_ON_Electric_Howarth_2023_05_05 | Methane | Dispatch-Generation | PJ | 2050 | Winter Peak | Anaerobic Digestion |  |  | 0 | PJ
LCP_Inputs_ON_Electric_Howarth_2023_05_05 | Methane | Dispatch-Generation | PJ | 2050 | Winter Peak | CH4 + CCS |  |  | 0 | PJ
LCP_Inputs_ON_Electric_Howarth_2023_05_05 | Methane | Dispatch-Generation | QC | 2020 | Fall | Anaerobic Digestion |  |  | 0 | QC
LCP_Inputs_ON_Electric_Howarth_2023_05_05 | Methane | Dispatch-Generation | QC | 2020 | Fall | CH4 + CCS |  |  | 0 | QC
LCP_Inputs_ON_Electric_Howarth_2023_05_05 | Methane | Dispatch-Generation | QC | 2020 | Spring | Anaerobic Digestion |  |  | 0 | QC
LCP_Inputs_ON_Electric_Howarth_2023_05_05 | Methane | Dispatch-Generation | QC | 2020 | Spring | CH4 + CCS |  |  | 0 | QC
LCP_Inputs_ON_Electric_Howarth_2023_05_05 | Methane | Dispatch-Generation | QC | 2020 | Summer | Anaerobic Digestion |  |  | 0 | QC
LCP_Inputs_ON_Electric_Howarth_2023_05_05 | Methane | Dispatch-Generation | QC | 2020 | Summer | CH4 + CCS |  |  | 0 | QC
LCP_Inputs_ON_Electric_Howarth_2023_05_05 | Methane | Dispatch-Generation | QC | 2020 | Winter | Anaerobic Digestion |  |  | 0 | QC
LCP_Inputs_ON_Electric_Howarth_2023_05_05 | Methane | Dispatch-Generation | QC | 2020 | Winter | CH4 + CCS |  |  | 0 | QC
LCP_Inputs_ON_Electric_Howarth_2023_05_05 | Methane | Dispatch-Generation | QC | 2020 | Winter Peak | Anaerobic Digestion |  |  | 0 | QC
LCP_Inputs_ON_Electric_Howarth_2023_05_05 | Methane | Dispatch-Generation | QC | 2020 | Winter Peak | CH4 + CCS |  |  | 0 | QC
LCP_Inputs_ON_Electric_Howarth_2023_05_05 | Methane | Dispatch-Generation | QC | 2030 | Fall | Anaerobic Digestion |  |  | 0 | QC
LCP_Inputs_ON_Electric_Howarth_2023_05_05 | Methane | Dispatch-Generation | QC | 2030 | Fall | CH4 + CCS |  |  | 0 | QC
LCP_Inputs_ON_Electric_Howarth_2023_05_05 | Methane | Dispatch-Generation | QC | 2030 | Spring | Anaerobic Digestion |  |  | 0 | QC
LCP_Inputs_ON_Electric_Howarth_2023_05_05 | Methane | Dispatch-Generation | QC | 2030 | Spring | CH4 + CCS |  |  | 0 | QC
LCP_Inputs_ON_Electric_Howarth_2023_05_05 | Methane | Dispatch-Generation | QC | 2030 | Summer | Anaerobic Digestion |  |  | 0 | QC
LCP_Inputs_ON_Electric_Howarth_2023_05_05 | Methane | Dispatch-Generation | QC | 2030 | Summer | CH4 + CCS |  |  | 0 | QC
LCP_Inputs_ON_Electric_Howarth_2023_05_05 | Methane | Dispatch-Generation | QC | 2030 | Winter | Anaerobic Digestion |  |  | 0 | QC
LCP_Inputs_ON_Electric_Howarth_2023_05_05 | Methane | Dispatch-Generation | QC | 2030 | Winter | CH4 + CCS |  |  | 0 | QC
LCP_Inputs_ON_Electric_Howarth_2023_05_05 | Methane | Dispatch-Generation | QC | 2030 | Winter Peak | Anaerobic Digestion |  |  | 0 | QC
LCP_Inputs_ON_Electric_Howarth_2023_05_05 | Methane | Dispatch-Generation | QC | 2030 | Winter Peak | CH4 + CCS |  |  | 0 | QC
LCP_Inputs_ON_Electric_Howarth_2023_05_05 | Methane | Dispatch-Generation | QC | 2040 | Fall | Anaerobic Digestion |  |  | 0 | QC
LCP_Inputs_ON_Electric_Howarth_2023_05_05 | Methane | Dispatch-Generation | QC | 2040 | Fall | CH4 + CCS |  |  | 0 | QC
LCP_Inputs_ON_Electric_Howarth_2023_05_05 | Methane | Dispatch-Generation | QC | 2040 | Spring | Anaerobic Digestion |  |  | 0 | QC
LCP_Inputs_ON_Electric_Howarth_2023_05_05 | Methane | Dispatch-Generation | QC | 2040 | Spring | CH4 + CCS |  |  | 0 | QC
LCP_Inputs_ON_Electric_Howarth_2023_05_05 | Methane | Dispatch-Generation | QC | 2040 | Summer | Anaerobic Digestion |  |  | 0 | QC
LCP_Inputs_ON_Electric_Howarth_2023_05_05 | Methane | Dispatch-Generation | QC | 2040 | Summer | CH4 + CCS |  |  | 0 | QC
LCP_Inputs_ON_Electric_Howarth_2023_05_05 | Methane | Dispatch-Generation | QC | 2040 | Winter | Anaerobic Digestion |  |  | 0 | QC
LCP_Inputs_ON_Electric_Howarth_2023_05_05 | Methane | Dispatch-Generation | QC | 2040 | Winter | CH4 + CCS |  |  | 0 | QC
LCP_Inputs_ON_Electric_Howarth_2023_05_05 | Methane | Dispatch-Generation | QC | 2040 | Winter Peak | Anaerobic Digestion |  |  | 0 | QC
LCP_Inputs_ON_Electric_Howarth_2023_05_05 | Methane | Dispatch-Generation | QC | 2040 | Winter Peak | CH4 + CCS |  |  | 0 | QC
LCP_Inputs_ON_Electric_Howarth_2023_05_05 | Methane | Dispatch-Generation | QC | 2050 | Fall | Anaerobic Digestion |  |  | 0 | QC
LCP_Inputs_ON_Electric_Howarth_2023_05_05 | Methane | Dispatch-Generation | QC | 2050 | Fall | CH4 + CCS |  |  | 0 | QC
LCP_Inputs_ON_Electric_Howarth_2023_05_05 | Methane | Dispatch-Generation | QC | 2050 | Spring | Anaerobic Digestion |  |  | 0 | QC
LCP_Inputs_ON_Electric_Howarth_2023_05_05 | Methane | Dispatch-Generation | QC | 2050 | Spring | CH4 + CCS |  |  | 0 | QC
LCP_Inputs_ON_Electric_Howarth_2023_05_05 | Methane | Dispatch-Generation | QC | 2050 | Summer | Anaerobic Digestion |  |  | 0 | QC
LCP_Inputs_ON_Electric_Howarth_2023_05_05 | Methane | Dispatch-Generation | QC | 2050 | Summer | CH4 + CCS |  |  | 0 | QC
LCP_Inputs_ON_Electric_Howarth_2023_05_05 | Methane | Dispatch-Generation | QC | 2050 | Winter | Anaerobic Digestion |  |  | 0 | QC
LCP_Inputs_ON_Electric_Howarth_2023_05_05 | Methane | Dispatch-Generation | QC | 2050 | Winter | CH4 + CCS |  |  | 0 | QC
LCP_Inputs_ON_Electric_Howarth_2023_05_05 | Methane | Dispatch-Generation | QC | 2050 | Winter Peak | Anaerobic Digestion |  |  | 0 | QC
LCP_Inputs_ON_Electric_Howarth_2023_05_05 | Methane | Dispatch-Generation | QC | 2050 | Winter Peak | CH4 + CCS |  |  | 0 | QC
LCP_Inputs_ON_Electric_Howarth_2023_05_05 | Methane | Dispatch-Generation | WC | 2020 | Fall | Anaerobic Digestion |  |  | 0 | WC
LCP_Inputs_ON_Electric_Howarth_2023_05_05 | Methane | Dispatch-Generation | WC | 2020 | Fall | CH4 + CCS |  |  | 0 | WC
LCP_Inputs_ON_Electric_Howarth_2023_05_05 | Methane | Dispatch-Generation | WC | 2020 | Spring | Anaerobic Digestion |  |  | 0 | WC
LCP_Inputs_ON_Electric_Howarth_2023_05_05 | Methane | Dispatch-Generation | WC | 2020 | Spring | CH4 + CCS |  |  | 0 | WC
LCP_Inputs_ON_Electric_Howarth_2023_05_05 | Methane | Dispatch-Generation | WC | 2020 | Summer | Anaerobic Digestion |  |  | 0 | WC
LCP_Inputs_ON_Electric_Howarth_2023_05_05 | Methane | Dispatch-Generation | WC | 2020 | Summer | CH4 + CCS |  |  | 0 | WC
LCP_Inputs_ON_Electric_Howarth_2023_05_05 | Methane | Dispatch-Generation | WC | 2020 | Winter | Anaerobic Digestion |  |  | 0 | WC
LCP_Inputs_ON_Electric_Howarth_2023_05_05 | Methane | Dispatch-Generation | WC | 2020 | Winter | CH4 + CCS |  |  | 0 | WC
LCP_Inputs_ON_Electric_Howarth_2023_05_05 | Methane | Dispatch-Generation | WC | 2020 | Winter Peak | Anaerobic Digestion |  |  | 0 | WC
LCP_Inputs_ON_Electric_Howarth_2023_05_05 | Methane | Dispatch-Generation | WC | 2020 | Winter Peak | CH4 + CCS |  |  | 0 | WC
LCP_Inputs_ON_Electric_Howarth_2023_05_05 | Methane | Dispatch-Generation | WC | 2030 | Fall | Anaerobic Digestion |  |  | 0 | WC
LCP_Inputs_ON_Electric_Howarth_2023_05_05 | Methane | Dispatch-Generation | WC | 2030 | Fall | CH4 + CCS |  |  | 0 | WC
LCP_Inputs_ON_Electric_Howarth_2023_05_05 | Methane | Dispatch-Generation | WC | 2030 | Spring | Anaerobic Digestion |  |  | 0 | WC
LCP_Inputs_ON_Electric_Howarth_2023_05_05 | Methane | Dispatch-Generation | WC | 2030 | Spring | CH4 + CCS |  |  | 0 | WC
LCP_Inputs_ON_Electric_Howarth_2023_05_05 | Methane | Dispatch-Generation | WC | 2030 | Summer | Anaerobic Digestion |  |  | 0 | WC
LCP_Inputs_ON_Electric_Howarth_2023_05_05 | Methane | Dispatch-Generation | WC | 2030 | Summer | CH4 + CCS |  |  | 0 | WC
LCP_Inputs_ON_Electric_Howarth_2023_05_05 | Methane | Dispatch-Generation | WC | 2030 | Winter | Anaerobic Digestion |  |  | 0 | WC
LCP_Inputs_ON_Electric_Howarth_2023_05_05 | Methane | Dispatch-Generation | WC | 2030 | Winter | CH4 + CCS |  |  | 0 | WC
LCP_Inputs_ON_Electric_Howarth_2023_05_05 | Methane | Dispatch-Generation | WC | 2030 | Winter Peak | Anaerobic Digestion |  |  | 0 | WC
LCP_Inputs_ON_Electric_Howarth_2023_05_05 | Methane | Dispatch-Generation | WC | 2030 | Winter Peak | CH4 + CCS |  |  | 0 | WC
LCP_Inputs_ON_Electric_Howarth_2023_05_05 | Methane | Dispatch-Generation | WC | 2040 | Fall | Anaerobic Digestion |  |  | 0 | WC
LCP_Inputs_ON_Electric_Howarth_2023_05_05 | Methane | Dispatch-Generation | WC | 2040 | Fall | CH4 + CCS |  |  | 0 | WC
LCP_Inputs_ON_Electric_Howarth_2023_05_05 | Methane | Dispatch-Generation | WC | 2040 | Spring | Anaerobic Digestion |  |  | 0 | WC
LCP_Inputs_ON_Electric_Howarth_2023_05_05 | Methane | Dispatch-Generation | WC | 2040 | Spring | CH4 + CCS |  |  | 0 | WC
LCP_Inputs_ON_Electric_Howarth_2023_05_05 | Methane | Dispatch-Generation | WC | 2040 | Summer | Anaerobic Digestion |  |  | 0 | WC
LCP_Inputs_ON_Electric_Howarth_2023_05_05 | Methane | Dispatch-Generation | WC | 2040 | Summer | CH4 + CCS |  |  | 0 | WC
LCP_Inputs_ON_Electric_Howarth_2023_05_05 | Methane | Dispatch-Generation | WC | 2040 | Winter | Anaerobic Digestion |  |  | 0 | WC
LCP_Inputs_ON_Electric_Howarth_2023_05_05 | Methane | Dispatch-Generation | WC | 2040 | Winter | CH4 + CCS |  |  | 0 | WC
LCP_Inputs_ON_Electric_Howarth_2023_05_05 | Methane | Dispatch-Generation | WC | 2040 | Winter Peak | Anaerobic Digestion |  |  | 0 | WC
LCP_Inputs_ON_Electric_Howarth_2023_05_05 | Methane | Dispatch-Generation | WC | 2040 | Winter Peak | CH4 + CCS |  |  | 0 | WC
LCP_Inputs_ON_Electric_Howarth_2023_05_05 | Methane | Dispatch-Generation | WC | 2050 | Fall | Anaerobic Digestion |  |  | 0 | WC
LCP_Inputs_ON_Electric_Howarth_2023_05_05 | Methane | Dispatch-Generation | WC | 2050 | Fall | CH4 + CCS |  |  | 0 | WC
LCP_Inputs_ON_Electric_Howarth_2023_05_05 | Methane | Dispatch-Generation | WC | 2050 | Spring | Anaerobic Digestion |  |  | 0 | WC
LCP_Inputs_ON_Electric_Howarth_2023_05_05 | Methane | Dispatch-Generation | WC | 2050 | Spring | CH4 + CCS |  |  | 0 | WC
LCP_Inputs_ON_Electric_Howarth_2023_05_05 | Methane | Dispatch-Generation | WC | 2050 | Summer | Anaerobic Digestion |  |  | 0 | WC
LCP_Inputs_ON_Electric_Howarth_2023_05_05 | Methane | Dispatch-Generation | WC | 2050 | Summer | CH4 + CCS |  |  | 0 | WC
LCP_Inputs_ON_Electric_Howarth_2023_05_05 | Methane | Dispatch-Generation | WC | 2050 | Winter | Anaerobic Digestion |  |  | 0 | WC
LCP_Inputs_ON_Electric_Howarth_2023_05_05 | Methane | Dispatch-Generation | WC | 2050 | Winter | CH4 + CCS |  |  | 0 | WC
LCP_Inputs_ON_Electric_Howarth_2023_05_05 | Methane | Dispatch-Generation | WC | 2050 | Winter Peak | Anaerobic Digestion |  |  | 0 | WC
LCP_Inputs_ON_Electric_Howarth_2023_05_05 | Methane | Dispatch-Generation | WC | 2050 | Winter Peak | CH4 + CCS |  |  | 0 | WC
LCP_Inputs_ON_Electric_Howarth_2023_05_05 | Methane | Dispatch-Import | MI | 2020 | Fall | CH4 Import - NY 2020 |  |  | 0 | MI
LCP_Inputs_ON_Electric_Howarth_2023_05_05 | Methane | Dispatch-Import | MI | 2020 | Fall | CH4 Import - NY 2030 |  |  | 0 | MI
LCP_Inputs_ON_Electric_Howarth_2023_05_05 | Methane | Dispatch-Import | MI | 2020 | Fall | CH4 Import - NY 2040 |  |  | 0 | MI
LCP_Inputs_ON_Electric_Howarth_2023_05_05 | Methane | Dispatch-Import | MI | 2020 | Fall | CH4 Import - NY 2050 |  |  | 0 | MI
LCP_Inputs_ON_Electric_Howarth_2023_05_05 | Methane | Dispatch-Import | MI | 2020 | Fall | CH4 Import - WC 2020 |  |  | 0 | MI
LCP_Inputs_ON_Electric_Howarth_2023_05_05 | Methane | Dispatch-Import | MI | 2020 | Fall | CH4 Import - WC 2030 |  |  | 0 | MI
LCP_Inputs_ON_Electric_Howarth_2023_05_05 | Methane | Dispatch-Import | MI | 2020 | Fall | CH4 Import - WC 2040 |  |  | 0 | MI
LCP_Inputs_ON_Electric_Howarth_2023_05_05 | Methane | Dispatch-Import | MI | 2020 | Fall | CH4 Import - WC 2050 |  |  | 0 | MI
LCP_Inputs_ON_Electric_Howarth_2023_05_05 | Methane | Dispatch-Import | MI | 2020 | Spring | CH4 Import - NY 2020 |  |  | 0 | MI
LCP_Inputs_ON_Electric_Howarth_2023_05_05 | Methane | Dispatch-Import | MI | 2020 | Spring | CH4 Import - NY 2030 |  |  | 0 | MI
LCP_Inputs_ON_Electric_Howarth_2023_05_05 | Methane | Dispatch-Import | MI | 2020 | Spring | CH4 Import - NY 2040 |  |  | 0 | MI
LCP_Inputs_ON_Electric_Howarth_2023_05_05 | Methane | Dispatch-Import | MI | 2020 | Spring | CH4 Import - NY 2050 |  |  | 0 | MI
LCP_Inputs_ON_Electric_Howarth_2023_05_05 | Methane | Dispatch-Import | MI | 2020 | Spring | CH4 Import - WC 2020 |  |  | 0 | MI
LCP_Inputs_ON_Electric_Howarth_2023_05_05 | Methane | Dispatch-Import | MI | 2020 | Spring | CH4 Import - WC 2030 |  |  | 0 | MI
LCP_Inputs_ON_Electric_Howarth_2023_05_05 | Methane | Dispatch-Import | MI | 2020 | Spring | CH4 Import - WC 2040 |  |  | 0 | MI
LCP_Inputs_ON_Electric_Howarth_2023_05_05 | Methane | Dispatch-Import | MI | 2020 | Spring | CH4 Import - WC 2050 |  |  | 0 | MI
LCP_Inputs_ON_Electric_Howarth_2023_05_05 | Methane | Dispatch-Import | MI | 2020 | Summer | CH4 Import - NY 2020 |  |  | 0 | MI
LCP_Inputs_ON_Electric_Howarth_2023_05_05 | Methane | Dispatch-Import | MI | 2020 | Summer | CH4 Import - NY 2030 |  |  | 0 | MI
LCP_Inputs_ON_Electric_Howarth_2023_05_05 | Methane | Dispatch-Import | MI | 2020 | Summer | CH4 Import - NY 2040 |  |  | 0 | MI
LCP_Inputs_ON_Electric_Howarth_2023_05_05 | Methane | Dispatch-Import | MI | 2020 | Summer | CH4 Import - NY 2050 |  |  | 0 | MI
LCP_Inputs_ON_Electric_Howarth_2023_05_05 | Methane | Dispatch-Import | MI | 2020 | Summer | CH4 Import - WC 2020 |  |  | 0 | MI
LCP_Inputs_ON_Electric_Howarth_2023_05_05 | Methane | Dispatch-Import | MI | 2020 | Summer | CH4 Import - WC 2030 |  |  | 0 | MI
LCP_Inputs_ON_Electric_Howarth_2023_05_05 | Methane | Dispatch-Import | MI | 2020 | Summer | CH4 Import - WC 2040 |  |  | 0 | MI
LCP_Inputs_ON_Electric_Howarth_2023_05_05 | Methane | Dispatch-Import | MI | 2020 | Summer | CH4 Import - WC 2050 |  |  | 0 | MI
LCP_Inputs_ON_Electric_Howarth_2023_05_05 | Methane | Dispatch-Import | MI | 2020 | Winter | CH4 Import - NY 2020 |  |  | 0 | MI
LCP_Inputs_ON_Electric_Howarth_2023_05_05 | Methane | Dispatch-Import | MI | 2020 | Winter | CH4 Import - NY 2030 |  |  | 0 | MI
LCP_Inputs_ON_Electric_Howarth_2023_05_05 | Methane | Dispatch-Import | MI | 2020 | Winter | CH4 Import - NY 2040 |  |  | 0 | MI
LCP_Inputs_ON_Electric_Howarth_2023_05_05 | Methane | Dispatch-Import | MI | 2020 | Winter | CH4 Import - NY 2050 |  |  | 0 | MI
LCP_Inputs_ON_Electric_Howarth_2023_05_05 | Methane | Dispatch-Import | MI | 2020 | Winter | CH4 Import - WC 2020 |  |  | 0 | MI
LCP_Inputs_ON_Electric_Howarth_2023_05_05 | Methane | Dispatch-Import | MI | 2020 | Winter | CH4 Import - WC 2030 |  |  | 0 | MI
LCP_Inputs_ON_Electric_Howarth_2023_05_05 | Methane | Dispatch-Import | MI | 2020 | Winter | CH4 Import - WC 2040 |  |  | 0 | MI
LCP_Inputs_ON_Electric_Howarth_2023_05_05 | Methane | Dispatch-Import | MI | 2020 | Winter | CH4 Import - WC 2050 |  |  | 0 | MI
LCP_Inputs_ON_Electric_Howarth_2023_05_05 | Methane | Dispatch-Import | MI | 2020 | Winter Peak | CH4 Import - NY 2020 |  |  | 0 | MI
LCP_Inputs_ON_Electric_Howarth_2023_05_05 | Methane | Dispatch-Import | MI | 2020 | Winter Peak | CH4 Import - NY 2030 |  |  | 0 | MI
LCP_Inputs_ON_Electric_Howarth_2023_05_05 | Methane | Dispatch-Import | MI | 2020 | Winter Peak | CH4 Import - NY 2040 |  |  | 0 | MI
LCP_Inputs_ON_Electric_Howarth_2023_05_05 | Methane | Dispatch-Import | MI | 2020 | Winter Peak | CH4 Import - NY 2050 |  |  | 0 | MI
LCP_Inputs_ON_Electric_Howarth_2023_05_05 | Methane | Dispatch-Import | MI | 2020 | Winter Peak | CH4 Import - WC 2020 |  |  | 0 | MI
LCP_Inputs_ON_Electric_Howarth_2023_05_05 | Methane | Dispatch-Import | MI | 2020 | Winter Peak | CH4 Import - WC 2030 |  |  | 0 | MI
LCP_Inputs_ON_Electric_Howarth_2023_05_05 | Methane | Dispatch-Import | MI | 2020 | Winter Peak | CH4 Import - WC 2040 |  |  | 0 | MI
LCP_Inputs_ON_Electric_Howarth_2023_05_05 | Methane | Dispatch-Import | MI | 2020 | Winter Peak | CH4 Import - WC 2050 |  |  | 0 | MI
LCP_Inputs_ON_Electric_Howarth_2023_05_05 | Methane | Dispatch-Import | MI | 2030 | Fall | CH4 Import - NY 2020 |  |  | 0 | MI
LCP_Inputs_ON_Electric_Howarth_2023_05_05 | Methane | Dispatch-Import | MI | 2030 | Fall | CH4 Import - NY 2030 |  |  | 0 | MI
LCP_Inputs_ON_Electric_Howarth_2023_05_05 | Methane | Dispatch-Import | MI | 2030 | Fall | CH4 Import - NY 2040 |  |  | 0 | MI
LCP_Inputs_ON_Electric_Howarth_2023_05_05 | Methane | Dispatch-Import | MI | 2030 | Fall | CH4 Import - NY 2050 |  |  | 0 | MI
LCP_Inputs_ON_Electric_Howarth_2023_05_05 | Methane | Dispatch-Import | MI | 2030 | Fall | CH4 Import - WC 2020 |  |  | 0 | MI
LCP_Inputs_ON_Electric_Howarth_2023_05_05 | Methane | Dispatch-Import | MI | 2030 | Fall | CH4 Import - WC 2030 |  |  | 0 | MI
LCP_Inputs_ON_Electric_Howarth_2023_05_05 | Methane | Dispatch-Import | MI | 2030 | Fall | CH4 Import - WC 2040 |  |  | 0 | MI
LCP_Inputs_ON_Electric_Howarth_2023_05_05 | Methane | Dispatch-Import | MI | 2030 | Fall | CH4 Import - WC 2050 |  |  | 0 | MI
LCP_Inputs_ON_Electric_Howarth_2023_05_05 | Methane | Dispatch-Import | MI | 2030 | Spring | CH4 Import - NY 2020 |  |  | 0 | MI
LCP_Inputs_ON_Electric_Howarth_2023_05_05 | Methane | Dispatch-Import | MI | 2030 | Spring | CH4 Import - NY 2030 |  |  | 0 | MI
LCP_Inputs_ON_Electric_Howarth_2023_05_05 | Methane | Dispatch-Import | MI | 2030 | Spring | CH4 Import - NY 2040 |  |  | 0 | MI
LCP_Inputs_ON_Electric_Howarth_2023_05_05 | Methane | Dispatch-Import | MI | 2030 | Spring | CH4 Import - NY 2050 |  |  | 0 | MI
LCP_Inputs_ON_Electric_Howarth_2023_05_05 | Methane | Dispatch-Import | MI | 2030 | Spring | CH4 Import - WC 2020 |  |  | 0 | MI
LCP_Inputs_ON_Electric_Howarth_2023_05_05 | Methane | Dispatch-Import | MI | 2030 | Spring | CH4 Import - WC 2030 |  |  | 0 | MI
LCP_Inputs_ON_Electric_Howarth_2023_05_05 | Methane | Dispatch-Import | MI | 2030 | Spring | CH4 Import - WC 2040 |  |  | 0 | MI
LCP_Inputs_ON_Electric_Howarth_2023_05_05 | Methane | Dispatch-Import | MI | 2030 | Spring | CH4 Import - WC 2050 |  |  | 0 | MI
LCP_Inputs_ON_Electric_Howarth_2023_05_05 | Methane | Dispatch-Import | MI | 2030 | Summer | CH4 Import - NY 2020 |  |  | 0 | MI
LCP_Inputs_ON_Electric_Howarth_2023_05_05 | Methane | Dispatch-Import | MI | 2030 | Summer | CH4 Import - NY 2030 |  |  | 0 | MI
LCP_Inputs_ON_Electric_Howarth_2023_05_05 | Methane | Dispatch-Import | MI | 2030 | Summer | CH4 Import - NY 2040 |  |  | 0 | MI
LCP_Inputs_ON_Electric_Howarth_2023_05_05 | Methane | Dispatch-Import | MI | 2030 | Summer | CH4 Import - NY 2050 |  |  | 0 | MI
LCP_Inputs_ON_Electric_Howarth_2023_05_05 | Methane | Dispatch-Import | MI | 2030 | Summer | CH4 Import - WC 2020 |  |  | 0 | MI
LCP_Inputs_ON_Electric_Howarth_2023_05_05 | Methane | Dispatch-Import | MI | 2030 | Summer | CH4 Import - WC 2030 |  |  | 0 | MI
LCP_Inputs_ON_Electric_Howarth_2023_05_05 | Methane | Dispatch-Import | MI | 2030 | Summer | CH4 Import - WC 2040 |  |  | 0 | MI
LCP_Inputs_ON_Electric_Howarth_2023_05_05 | Methane | Dispatch-Import | MI | 2030 | Summer | CH4 Import - WC 2050 |  |  | 0 | MI
LCP_Inputs_ON_Electric_Howarth_2023_05_05 | Methane | Dispatch-Import | MI | 2030 | Winter | CH4 Import - NY 2020 |  |  | 0 | MI
LCP_Inputs_ON_Electric_Howarth_2023_05_05 | Methane | Dispatch-Import | MI | 2030 | Winter | CH4 Import - NY 2030 |  |  | 0 | MI
LCP_Inputs_ON_Electric_Howarth_2023_05_05 | Methane | Dispatch-Import | MI | 2030 | Winter | CH4 Import - NY 2040 |  |  | 0 | MI
LCP_Inputs_ON_Electric_Howarth_2023_05_05 | Methane | Dispatch-Import | MI | 2030 | Winter | CH4 Import - NY 2050 |  |  | 0 | MI
LCP_Inputs_ON_Electric_Howarth_2023_05_05 | Methane | Dispatch-Import | MI | 2030 | Winter | CH4 Import - WC 2020 |  |  | 0 | MI
LCP_Inputs_ON_Electric_Howarth_2023_05_05 | Methane | Dispatch-Import | MI | 2030 | Winter | CH4 Import - WC 2030 |  |  | 0 | MI
LCP_Inputs_ON_Electric_Howarth_2023_05_05 | Methane | Dispatch-Import | MI | 2030 | Winter | CH4 Import - WC 2040 |  |  | 0 | MI
LCP_Inputs_ON_Electric_Howarth_2023_05_05 | Methane | Dispatch-Import | MI | 2030 | Winter | CH4 Import - WC 2050 |  |  | 0 | MI
LCP_Inputs_ON_Electric_Howarth_2023_05_05 | Methane | Dispatch-Import | MI | 2030 | Winter Peak | CH4 Import - NY 2020 |  |  | 0 | MI
LCP_Inputs_ON_Electric_Howarth_2023_05_05 | Methane | Dispatch-Import | MI | 2030 | Winter Peak | CH4 Import - NY 2030 |  |  | 0 | MI
LCP_Inputs_ON_Electric_Howarth_2023_05_05 | Methane | Dispatch-Import | MI | 2030 | Winter Peak | CH4 Import - NY 2040 |  |  | 0 | MI
LCP_Inputs_ON_Electric_Howarth_2023_05_05 | Methane | Dispatch-Import | MI | 2030 | Winter Peak | CH4 Import - NY 2050 |  |  | 0 | MI
LCP_Inputs_ON_Electric_Howarth_2023_05_05 | Methane | Dispatch-Import | MI | 2030 | Winter Peak | CH4 Import - WC 2020 |  |  | 0 | MI
LCP_Inputs_ON_Electric_Howarth_2023_05_05 | Methane | Dispatch-Import | MI | 2030 | Winter Peak | CH4 Import - WC 2030 |  |  | 0 | MI
LCP_Inputs_ON_Electric_Howarth_2023_05_05 | Methane | Dispatch-Import | MI | 2030 | Winter Peak | CH4 Import - WC 2040 |  |  | 0 | MI
LCP_Inputs_ON_Electric_Howarth_2023_05_05 | Methane | Dispatch-Import | MI | 2030 | Winter Peak | CH4 Import - WC 2050 |  |  | 0 | MI
LCP_Inputs_ON_Electric_Howarth_2023_05_05 | Methane | Dispatch-Import | MI | 2040 | Fall | CH4 Import - NY 2020 |  |  | 0 | MI
LCP_Inputs_ON_Electric_Howarth_2023_05_05 | Methane | Dispatch-Import | MI | 2040 | Fall | CH4 Import - NY 2030 |  |  | 0 | MI
LCP_Inputs_ON_Electric_Howarth_2023_05_05 | Methane | Dispatch-Import | MI | 2040 | Fall | CH4 Import - NY 2040 |  |  | 0 | MI
LCP_Inputs_ON_Electric_Howarth_2023_05_05 | Methane | Dispatch-Import | MI | 2040 | Fall | CH4 Import - NY 2050 |  |  | 0 | MI
LCP_Inputs_ON_Electric_Howarth_2023_05_05 | Methane | Dispatch-Import | MI | 2040 | Fall | CH4 Import - WC 2020 |  |  | 0 | MI
LCP_Inputs_ON_Electric_Howarth_2023_05_05 | Methane | Dispatch-Import | MI | 2040 | Fall | CH4 Import - WC 2030 |  |  | 0 | MI
LCP_Inputs_ON_Electric_Howarth_2023_05_05 | Methane | Dispatch-Import | MI | 2040 | Fall | CH4 Import - WC 2040 |  |  | 0 | MI
LCP_Inputs_ON_Electric_Howarth_2023_05_05 | Methane | Dispatch-Import | MI | 2040 | Fall | CH4 Import - WC 2050 |  |  | 0 | MI
LCP_Inputs_ON_Electric_Howarth_2023_05_05 | Methane | Dispatch-Import | MI | 2040 | Spring | CH4 Import - NY 2020 |  |  | 0 | MI
LCP_Inputs_ON_Electric_Howarth_2023_05_05 | Methane | Dispatch-Import | MI | 2040 | Spring | CH4 Import - NY 2030 |  |  | 0 | MI
LCP_Inputs_ON_Electric_Howarth_2023_05_05 | Methane | Dispatch-Import | MI | 2040 | Spring | CH4 Import - NY 2040 |  |  | 0 | MI
LCP_Inputs_ON_Electric_Howarth_2023_05_05 | Methane | Dispatch-Import | MI | 2040 | Spring | CH4 Import - NY 2050 |  |  | 0 | MI
LCP_Inputs_ON_Electric_Howarth_2023_05_05 | Methane | Dispatch-Import | MI | 2040 | Spring | CH4 Import - WC 2020 |  |  | 0 | MI
LCP_Inputs_ON_Electric_Howarth_2023_05_05 | Methane | Dispatch-Import | MI | 2040 | Spring | CH4 Import - WC 2030 |  |  | 0 | MI
LCP_Inputs_ON_Electric_Howarth_2023_05_05 | Methane | Dispatch-Import | MI | 2040 | Spring | CH4 Import - WC 2040 |  |  | 0 | MI
LCP_Inputs_ON_Electric_Howarth_2023_05_05 | Methane | Dispatch-Import | MI | 2040 | Spring | CH4 Import - WC 2050 |  |  | 0 | MI
LCP_Inputs_ON_Electric_Howarth_2023_05_05 | Methane | Dispatch-Import | MI | 2040 | Summer | CH4 Import - NY 2020 |  |  | 0 | MI
LCP_Inputs_ON_Electric_Howarth_2023_05_05 | Methane | Dispatch-Import | MI | 2040 | Summer | CH4 Import - NY 2030 |  |  | 0 | MI
LCP_Inputs_ON_Electric_Howarth_2023_05_05 | Methane | Dispatch-Import | MI | 2040 | Summer | CH4 Import - NY 2040 |  |  | 0 | MI
LCP_Inputs_ON_Electric_Howarth_2023_05_05 | Methane | Dispatch-Import | MI | 2040 | Summer | CH4 Import - NY 2050 |  |  | 0 | MI
LCP_Inputs_ON_Electric_Howarth_2023_05_05 | Methane | Dispatch-Import | MI | 2040 | Summer | CH4 Import - WC 2020 |  |  | 0 | MI
LCP_Inputs_ON_Electric_Howarth_2023_05_05 | Methane | Dispatch-Import | MI | 2040 | Summer | CH4 Import - WC 2030 |  |  | 0 | MI
LCP_Inputs_ON_Electric_Howarth_2023_05_05 | Methane | Dispatch-Import | MI | 2040 | Summer | CH4 Import - WC 2040 |  |  | 0 | MI
LCP_Inputs_ON_Electric_Howarth_2023_05_05 | Methane | Dispatch-Import | MI | 2040 | Summer | CH4 Import - WC 2050 |  |  | 0 | MI
LCP_Inputs_ON_Electric_Howarth_2023_05_05 | Methane | Dispatch-Import | MI | 2040 | Winter | CH4 Import - NY 2020 |  |  | 0 | MI
LCP_Inputs_ON_Electric_Howarth_2023_05_05 | Methane | Dispatch-Import | MI | 2040 | Winter | CH4 Import - NY 2030 |  |  | 0 | MI
LCP_Inputs_ON_Electric_Howarth_2023_05_05 | Methane | Dispatch-Import | MI | 2040 | Winter | CH4 Import - NY 2040 |  |  | 0 | MI
LCP_Inputs_ON_Electric_Howarth_2023_05_05 | Methane | Dispatch-Import | MI | 2040 | Winter | CH4 Import - NY 2050 |  |  | 0 | MI
LCP_Inputs_ON_Electric_Howarth_2023_05_05 | Methane | Dispatch-Import | MI | 2040 | Winter | CH4 Import - WC 2020 |  |  | 0 | MI
LCP_Inputs_ON_Electric_Howarth_2023_05_05 | Methane | Dispatch-Import | MI | 2040 | Winter | CH4 Import - WC 2030 |  |  | 0 | MI
LCP_Inputs_ON_Electric_Howarth_2023_05_05 | Methane | Dispatch-Import | MI | 2040 | Winter | CH4 Import - WC 2040 |  |  | 0 | MI
LCP_Inputs_ON_Electric_Howarth_2023_05_05 | Methane | Dispatch-Import | MI | 2040 | Winter | CH4 Import - WC 2050 |  |  | 0 | MI
LCP_Inputs_ON_Electric_Howarth_2023_05_05 | Methane | Dispatch-Import | MI | 2040 | Winter Peak | CH4 Import - NY 2020 |  |  | 0 | MI
LCP_Inputs_ON_Electric_Howarth_2023_05_05 | Methane | Dispatch-Import | MI | 2040 | Winter Peak | CH4 Import - NY 2030 |  |  | 0 | MI
LCP_Inputs_ON_Electric_Howarth_2023_05_05 | Methane | Dispatch-Import | MI | 2040 | Winter Peak | CH4 Import - NY 2040 |  |  | 0 | MI
LCP_Inputs_ON_Electric_Howarth_2023_05_05 | Methane | Dispatch-Import | MI | 2040 | Winter Peak | CH4 Import - NY 2050 |  |  | 0 | MI
LCP_Inputs_ON_Electric_Howarth_2023_05_05 | Methane | Dispatch-Import | MI | 2040 | Winter Peak | CH4 Import - WC 2020 |  |  | 0 | MI
LCP_Inputs_ON_Electric_Howarth_2023_05_05 | Methane | Dispatch-Import | MI | 2040 | Winter Peak | CH4 Import - WC 2030 |  |  | 0 | MI
LCP_Inputs_ON_Electric_Howarth_2023_05_05 | Methane | Dispatch-Import | MI | 2040 | Winter Peak | CH4 Import - WC 2040 |  |  | 0 | MI
LCP_Inputs_ON_Electric_Howarth_2023_05_05 | Methane | Dispatch-Import | MI | 2040 | Winter Peak | CH4 Import - WC 2050 |  |  | 0 | MI
LCP_Inputs_ON_Electric_Howarth_2023_05_05 | Methane | Dispatch-Import | MI | 2050 | Fall | CH4 Import - NY 2020 |  |  | 0 | MI
LCP_Inputs_ON_Electric_Howarth_2023_05_05 | Methane | Dispatch-Import | MI | 2050 | Fall | CH4 Import - NY 2030 |  |  | 0 | MI
LCP_Inputs_ON_Electric_Howarth_2023_05_05 | Methane | Dispatch-Import | MI | 2050 | Fall | CH4 Import - NY 2040 |  |  | 0 | MI
LCP_Inputs_ON_Electric_Howarth_2023_05_05 | Methane | Dispatch-Import | MI | 2050 | Fall | CH4 Import - NY 2050 |  |  | 0 | MI
LCP_Inputs_ON_Electric_Howarth_2023_05_05 | Methane | Dispatch-Import | MI | 2050 | Fall | CH4 Import - WC 2020 |  |  | 0 | MI
LCP_Inputs_ON_Electric_Howarth_2023_05_05 | Methane | Dispatch-Import | MI | 2050 | Fall | CH4 Import - WC 2030 |  |  | 0 | MI
LCP_Inputs_ON_Electric_Howarth_2023_05_05 | Methane | Dispatch-Import | MI | 2050 | Fall | CH4 Import - WC 2040 |  |  | 0 | MI
LCP_Inputs_ON_Electric_Howarth_2023_05_05 | Methane | Dispatch-Import | MI | 2050 | Fall | CH4 Import - WC 2050 |  |  | 0 | MI
LCP_Inputs_ON_Electric_Howarth_2023_05_05 | Methane | Dispatch-Import | MI | 2050 | Spring | CH4 Import - NY 2020 |  |  | 0 | MI
LCP_Inputs_ON_Electric_Howarth_2023_05_05 | Methane | Dispatch-Import | MI | 2050 | Spring | CH4 Import - NY 2030 |  |  | 0 | MI
LCP_Inputs_ON_Electric_Howarth_2023_05_05 | Methane | Dispatch-Import | MI | 2050 | Spring | CH4 Import - NY 2040 |  |  | 0 | MI
LCP_Inputs_ON_Electric_Howarth_2023_05_05 | Methane | Dispatch-Import | MI | 2050 | Spring | CH4 Import - NY 2050 |  |  | 0 | MI
LCP_Inputs_ON_Electric_Howarth_2023_05_05 | Methane | Dispatch-Import | MI | 2050 | Spring | CH4 Import - WC 2020 |  |  | 0 | MI
LCP_Inputs_ON_Electric_Howarth_2023_05_05 | Methane | Dispatch-Import | MI | 2050 | Spring | CH4 Import - WC 2030 |  |  | 0 | MI
LCP_Inputs_ON_Electric_Howarth_2023_05_05 | Methane | Dispatch-Import | MI | 2050 | Spring | CH4 Import - WC 2040 |  |  | 0 | MI
LCP_Inputs_ON_Electric_Howarth_2023_05_05 | Methane | Dispatch-Import | MI | 2050 | Spring | CH4 Import - WC 2050 |  |  | 0 | MI
LCP_Inputs_ON_Electric_Howarth_2023_05_05 | Methane | Dispatch-Import | MI | 2050 | Summer | CH4 Import - NY 2020 |  |  | 0 | MI
LCP_Inputs_ON_Electric_Howarth_2023_05_05 | Methane | Dispatch-Import | MI | 2050 | Summer | CH4 Import - NY 2030 |  |  | 0 | MI
LCP_Inputs_ON_Electric_Howarth_2023_05_05 | Methane | Dispatch-Import | MI | 2050 | Summer | CH4 Import - NY 2040 |  |  | 0 | MI
LCP_Inputs_ON_Electric_Howarth_2023_05_05 | Methane | Dispatch-Import | MI | 2050 | Summer | CH4 Import - NY 2050 |  |  | 0 | MI
LCP_Inputs_ON_Electric_Howarth_2023_05_05 | Methane | Dispatch-Import | MI | 2050 | Summer | CH4 Import - WC 2020 |  |  | 0 | MI
LCP_Inputs_ON_Electric_Howarth_2023_05_05 | Methane | Dispatch-Import | MI | 2050 | Summer | CH4 Import - WC 2030 |  |  | 0 | MI
LCP_Inputs_ON_Electric_Howarth_2023_05_05 | Methane | Dispatch-Import | MI | 2050 | Summer | CH4 Import - WC 2040 |  |  | 0 | MI
LCP_Inputs_ON_Electric_Howarth_2023_05_05 | Methane | Dispatch-Import | MI | 2050 | Summer | CH4 Import - WC 2050 |  |  | 0 | MI
LCP_Inputs_ON_Electric_Howarth_2023_05_05 | Methane | Dispatch-Import | MI | 2050 | Winter | CH4 Import - NY 2020 |  |  | 0 | MI
LCP_Inputs_ON_Electric_Howarth_2023_05_05 | Methane | Dispatch-Import | MI | 2050 | Winter | CH4 Import - NY 2030 |  |  | 0 | MI
LCP_Inputs_ON_Electric_Howarth_2023_05_05 | Methane | Dispatch-Import | MI | 2050 | Winter | CH4 Import - NY 2040 |  |  | 0 | MI
LCP_Inputs_ON_Electric_Howarth_2023_05_05 | Methane | Dispatch-Import | MI | 2050 | Winter | CH4 Import - NY 2050 |  |  | 0 | MI
LCP_Inputs_ON_Electric_Howarth_2023_05_05 | Methane | Dispatch-Import | MI | 2050 | Winter | CH4 Import - WC 2020 |  |  | 0 | MI
LCP_Inputs_ON_Electric_Howarth_2023_05_05 | Methane | Dispatch-Import | MI | 2050 | Winter | CH4 Import - WC 2030 |  |  | 0 | MI
LCP_Inputs_ON_Electric_Howarth_2023_05_05 | Methane | Dispatch-Import | MI | 2050 | Winter | CH4 Import - WC 2040 |  |  | 0 | MI
LCP_Inputs_ON_Electric_Howarth_2023_05_05 | Methane | Dispatch-Import | MI | 2050 | Winter | CH4 Import - WC 2050 |  |  | 0 | MI
LCP_Inputs_ON_Electric_Howarth_2023_05_05 | Methane | Dispatch-Import | MI | 2050 | Winter Peak | CH4 Import - NY 2020 |  |  | 0 | MI
LCP_Inputs_ON_Electric_Howarth_2023_05_05 | Methane | Dispatch-Import | MI | 2050 | Winter Peak | CH4 Import - NY 2030 |  |  | 0 | MI
LCP_Inputs_ON_Electric_Howarth_2023_05_05 | Methane | Dispatch-Import | MI | 2050 | Winter Peak | CH4 Import - NY 2040 |  |  | 0 | MI
LCP_Inputs_ON_Electric_Howarth_2023_05_05 | Methane | Dispatch-Import | MI | 2050 | Winter Peak | CH4 Import - NY 2050 |  |  | 0 | MI
LCP_Inputs_ON_Electric_Howarth_2023_05_05 | Methane | Dispatch-Import | MI | 2050 | Winter Peak | CH4 Import - WC 2020 |  |  | 0 | MI
LCP_Inputs_ON_Electric_Howarth_2023_05_05 | Methane | Dispatch-Import | MI | 2050 | Winter Peak | CH4 Import - WC 2030 |  |  | 0 | MI
LCP_Inputs_ON_Electric_Howarth_2023_05_05 | Methane | Dispatch-Import | MI | 2050 | Winter Peak | CH4 Import - WC 2040 |  |  | 0 | MI
LCP_Inputs_ON_Electric_Howarth_2023_05_05 | Methane | Dispatch-Import | MI | 2050 | Winter Peak | CH4 Import - WC 2050 |  |  | 0 | MI
LCP_Inputs_ON_Electric_Howarth_2023_05_05 | Methane | Dispatch-Import | NY | 2020 | Fall | CH4 Import - NY 2020 |  |  | 24640000 | NY
LCP_Inputs_ON_Electric_Howarth_2023_05_05 | Methane | Dispatch-Import | NY | 2020 | Fall | CH4 Import - NY 2030 |  |  | 0 | NY
LCP_Inputs_ON_Electric_Howarth_2023_05_05 | Methane | Dispatch-Import | NY | 2020 | Fall | CH4 Import - NY 2040 |  |  | 0 | NY
LCP_Inputs_ON_Electric_Howarth_2023_05_05 | Methane | Dispatch-Import | NY | 2020 | Fall | CH4 Import - NY 2050 |  |  | 0 | NY
LCP_Inputs_ON_Electric_Howarth_2023_05_05 | Methane | Dispatch-Import | NY | 2020 | Fall | CH4 Import - WC 2020 |  |  | 0 | NY
LCP_Inputs_ON_Electric_Howarth_2023_05_05 | Methane | Dispatch-Import | NY | 2020 | Fall | CH4 Import - WC 2030 |  |  | 0 | NY
LCP_Inputs_ON_Electric_Howarth_2023_05_05 | Methane | Dispatch-Import | NY | 2020 | Fall | CH4 Import - WC 2040 |  |  | 0 | NY
LCP_Inputs_ON_Electric_Howarth_2023_05_05 | Methane | Dispatch-Import | NY | 2020 | Fall | CH4 Import - WC 2050 |  |  | 0 | NY
LCP_Inputs_ON_Electric_Howarth_2023_05_05 | Methane | Dispatch-Import | NY | 2020 | Spring | CH4 Import - NY 2020 |  |  | 2240000 | NY
LCP_Inputs_ON_Electric_Howarth_2023_05_05 | Methane | Dispatch-Import | NY | 2020 | Spring | CH4 Import - NY 2030 |  |  | 0 | NY
LCP_Inputs_ON_Electric_Howarth_2023_05_05 | Methane | Dispatch-Import | NY | 2020 | Spring | CH4 Import - NY 2040 |  |  | 0 | NY
LCP_Inputs_ON_Electric_Howarth_2023_05_05 | Methane | Dispatch-Import | NY | 2020 | Spring | CH4 Import - NY 2050 |  |  | 0 | NY
LCP_Inputs_ON_Electric_Howarth_2023_05_05 | Methane | Dispatch-Import | NY | 2020 | Spring | CH4 Import - WC 2020 |  |  | 0 | NY
LCP_Inputs_ON_Electric_Howarth_2023_05_05 | Methane | Dispatch-Import | NY | 2020 | Spring | CH4 Import - WC 2030 |  |  | 0 | NY
LCP_Inputs_ON_Electric_Howarth_2023_05_05 | Methane | Dispatch-Import | NY | 2020 | Spring | CH4 Import - WC 2040 |  |  | 0 | NY
LCP_Inputs_ON_Electric_Howarth_2023_05_05 | Methane | Dispatch-Import | NY | 2020 | Spring | CH4 Import - WC 2050 |  |  | 0 | NY
LCP_Inputs_ON_Electric_Howarth_2023_05_05 | Methane | Dispatch-Import | NY | 2020 | Summer | CH4 Import - NY 2020 |  |  | 424615.3846 | NY
LCP_Inputs_ON_Electric_Howarth_2023_05_05 | Methane | Dispatch-Import | NY | 2020 | Summer | CH4 Import - NY 2030 |  |  | 0 | NY
LCP_Inputs_ON_Electric_Howarth_2023_05_05 | Methane | Dispatch-Import | NY | 2020 | Summer | CH4 Import - NY 2040 |  |  | 0 | NY
LCP_Inputs_ON_Electric_Howarth_2023_05_05 | Methane | Dispatch-Import | NY | 2020 | Summer | CH4 Import - NY 2050 |  |  | 0 | NY
LCP_Inputs_ON_Electric_Howarth_2023_05_05 | Methane | Dispatch-Import | NY | 2020 | Summer | CH4 Import - WC 2020 |  |  | 0 | NY
LCP_Inputs_ON_Electric_Howarth_2023_05_05 | Methane | Dispatch-Import | NY | 2020 | Summer | CH4 Import - WC 2030 |  |  | 0 | NY
LCP_Inputs_ON_Electric_Howarth_2023_05_05 | Methane | Dispatch-Import | NY | 2020 | Summer | CH4 Import - WC 2040 |  |  | 0 | NY
LCP_Inputs_ON_Electric_Howarth_2023_05_05 | Methane | Dispatch-Import | NY | 2020 | Summer | CH4 Import - WC 2050 |  |  | 0 | NY
LCP_Inputs_ON_Electric_Howarth_2023_05_05 | Methane | Dispatch-Import | NY | 2020 | Winter | CH4 Import - NY 2020 |  |  | 22400000 | NY
LCP_Inputs_ON_Electric_Howarth_2023_05_05 | Methane | Dispatch-Import | NY | 2020 | Winter | CH4 Import - NY 2030 |  |  | 0 | NY
LCP_Inputs_ON_Electric_Howarth_2023_05_05 | Methane | Dispatch-Import | NY | 2020 | Winter | CH4 Import - NY 2040 |  |  | 0 | NY
LCP_Inputs_ON_Electric_Howarth_2023_05_05 | Methane | Dispatch-Import | NY | 2020 | Winter | CH4 Import - NY 2050 |  |  | 0 | NY
LCP_Inputs_ON_Electric_Howarth_2023_05_05 | Methane | Dispatch-Import | NY | 2020 | Winter | CH4 Import - WC 2020 |  |  | 0 | NY
LCP_Inputs_ON_Electric_Howarth_2023_05_05 | Methane | Dispatch-Import | NY | 2020 | Winter | CH4 Import - WC 2030 |  |  | 0 | NY
LCP_Inputs_ON_Electric_Howarth_2023_05_05 | Methane | Dispatch-Import | NY | 2020 | Winter | CH4 Import - WC 2040 |  |  | 0 | NY
LCP_Inputs_ON_Electric_Howarth_2023_05_05 | Methane | Dispatch-Import | NY | 2020 | Winter | CH4 Import - WC 2050 |  |  | 0 | NY
LCP_Inputs_ON_Electric_Howarth_2023_05_05 | Methane | Dispatch-Import | NY | 2020 | Winter Peak | CH4 Import - NY 2020 |  |  | 295384.6154 | NY
LCP_Inputs_ON_Electric_Howarth_2023_05_05 | Methane | Dispatch-Import | NY | 2020 | Winter Peak | CH4 Import - NY 2030 |  |  | 0 | NY
LCP_Inputs_ON_Electric_Howarth_2023_05_05 | Methane | Dispatch-Import | NY | 2020 | Winter Peak | CH4 Import - NY 2040 |  |  | 0 | NY
LCP_Inputs_ON_Electric_Howarth_2023_05_05 | Methane | Dispatch-Import | NY | 2020 | Winter Peak | CH4 Import - NY 2050 |  |  | 0 | NY
LCP_Inputs_ON_Electric_Howarth_2023_05_05 | Methane | Dispatch-Import | NY | 2020 | Winter Peak | CH4 Import - WC 2020 |  |  | 0 | NY
LCP_Inputs_ON_Electric_Howarth_2023_05_05 | Methane | Dispatch-Import | NY | 2020 | Winter Peak | CH4 Import - WC 2030 |  |  | 0 | NY
LCP_Inputs_ON_Electric_Howarth_2023_05_05 | Methane | Dispatch-Import | NY | 2020 | Winter Peak | CH4 Import - WC 2040 |  |  | 0 | NY
LCP_Inputs_ON_Electric_Howarth_2023_05_05 | Methane | Dispatch-Import | NY | 2020 | Winter Peak | CH4 Import - WC 2050 |  |  | 0 | NY
LCP_Inputs_ON_Electric_Howarth_2023_05_05 | Methane | Dispatch-Import | NY | 2030 | Fall | CH4 Import - NY 2020 |  |  | 0 | NY
LCP_Inputs_ON_Electric_Howarth_2023_05_05 | Methane | Dispatch-Import | NY | 2030 | Fall | CH4 Import - NY 2030 |  |  | 8311041.6912 | NY
LCP_Inputs_ON_Electric_Howarth_2023_05_05 | Methane | Dispatch-Import | NY | 2030 | Fall | CH4 Import - NY 2040 |  |  | 0 | NY
LCP_Inputs_ON_Electric_Howarth_2023_05_05 | Methane | Dispatch-Import | NY | 2030 | Fall | CH4 Import - NY 2050 |  |  | 0 | NY
LCP_Inputs_ON_Electric_Howarth_2023_05_05 | Methane | Dispatch-Import | NY | 2030 | Fall | CH4 Import - WC 2020 |  |  | 0 | NY
LCP_Inputs_ON_Electric_Howarth_2023_05_05 | Methane | Dispatch-Import | NY | 2030 | Fall | CH4 Import - WC 2030 |  |  | 0 | NY
LCP_Inputs_ON_Electric_Howarth_2023_05_05 | Methane | Dispatch-Import | NY | 2030 | Fall | CH4 Import - WC 2040 |  |  | 0 | NY
LCP_Inputs_ON_Electric_Howarth_2023_05_05 | Methane | Dispatch-Import | NY | 2030 | Fall | CH4 Import - WC 2050 |  |  | 0 | NY
LCP_Inputs_ON_Electric_Howarth_2023_05_05 | Methane | Dispatch-Import | NY | 2030 | Spring | CH4 Import - NY 2020 |  |  | 0 | NY
LCP_Inputs_ON_Electric_Howarth_2023_05_05 | Methane | Dispatch-Import | NY | 2030 | Spring | CH4 Import - NY 2030 |  |  | 15680000 | NY
LCP_Inputs_ON_Electric_Howarth_2023_05_05 | Methane | Dispatch-Import | NY | 2030 | Spring | CH4 Import - NY 2040 |  |  | 0 | NY
LCP_Inputs_ON_Electric_Howarth_2023_05_05 | Methane | Dispatch-Import | NY | 2030 | Spring | CH4 Import - NY 2050 |  |  | 0 | NY
LCP_Inputs_ON_Electric_Howarth_2023_05_05 | Methane | Dispatch-Import | NY | 2030 | Spring | CH4 Import - WC 2020 |  |  | 0 | NY
LCP_Inputs_ON_Electric_Howarth_2023_05_05 | Methane | Dispatch-Import | NY | 2030 | Spring | CH4 Import - WC 2030 |  |  | 0 | NY
LCP_Inputs_ON_Electric_Howarth_2023_05_05 | Methane | Dispatch-Import | NY | 2030 | Spring | CH4 Import - WC 2040 |  |  | 0 | NY
LCP_Inputs_ON_Electric_Howarth_2023_05_05 | Methane | Dispatch-Import | NY | 2030 | Spring | CH4 Import - WC 2050 |  |  | 0 | NY
LCP_Inputs_ON_Electric_Howarth_2023_05_05 | Methane | Dispatch-Import | NY | 2030 | Summer | CH4 Import - NY 2020 |  |  | 0 | NY
LCP_Inputs_ON_Electric_Howarth_2023_05_05 | Methane | Dispatch-Import | NY | 2030 | Summer | CH4 Import - NY 2030 |  |  | 13393573.6934 | NY
LCP_Inputs_ON_Electric_Howarth_2023_05_05 | Methane | Dispatch-Import | NY | 2030 | Summer | CH4 Import - NY 2040 |  |  | 0 | NY
LCP_Inputs_ON_Electric_Howarth_2023_05_05 | Methane | Dispatch-Import | NY | 2030 | Summer | CH4 Import - NY 2050 |  |  | 0 | NY
LCP_Inputs_ON_Electric_Howarth_2023_05_05 | Methane | Dispatch-Import | NY | 2030 | Summer | CH4 Import - WC 2020 |  |  | 0 | NY
LCP_Inputs_ON_Electric_Howarth_2023_05_05 | Methane | Dispatch-Import | NY | 2030 | Summer | CH4 Import - WC 2030 |  |  | 0 | NY
LCP_Inputs_ON_Electric_Howarth_2023_05_05 | Methane | Dispatch-Import | NY | 2030 | Summer | CH4 Import - WC 2040 |  |  | 0 | NY
LCP_Inputs_ON_Electric_Howarth_2023_05_05 | Methane | Dispatch-Import | NY | 2030 | Summer | CH4 Import - WC 2050 |  |  | 0 | NY
LCP_Inputs_ON_Electric_Howarth_2023_05_05 | Methane | Dispatch-Import | NY | 2030 | Winter | CH4 Import - NY 2020 |  |  | 0 | NY
LCP_Inputs_ON_Electric_Howarth_2023_05_05 | Methane | Dispatch-Import | NY | 2030 | Winter | CH4 Import - NY 2030 |  |  | 12320000 | NY
LCP_Inputs_ON_Electric_Howarth_2023_05_05 | Methane | Dispatch-Import | NY | 2030 | Winter | CH4 Import - NY 2040 |  |  | 0 | NY
LCP_Inputs_ON_Electric_Howarth_2023_05_05 | Methane | Dispatch-Import | NY | 2030 | Winter | CH4 Import - NY 2050 |  |  | 0 | NY
LCP_Inputs_ON_Electric_Howarth_2023_05_05 | Methane | Dispatch-Import | NY | 2030 | Winter | CH4 Import - WC 2020 |  |  | 0 | NY
LCP_Inputs_ON_Electric_Howarth_2023_05_05 | Methane | Dispatch-Import | NY | 2030 | Winter | CH4 Import - WC 2030 |  |  | 0 | NY
LCP_Inputs_ON_Electric_Howarth_2023_05_05 | Methane | Dispatch-Import | NY | 2030 | Winter | CH4 Import - WC 2040 |  |  | 0 | NY
LCP_Inputs_ON_Electric_Howarth_2023_05_05 | Methane | Dispatch-Import | NY | 2030 | Winter | CH4 Import - WC 2050 |  |  | 0 | NY
LCP_Inputs_ON_Electric_Howarth_2023_05_05 | Methane | Dispatch-Import | NY | 2030 | Winter Peak | CH4 Import - NY 2020 |  |  | 0 | NY
LCP_Inputs_ON_Electric_Howarth_2023_05_05 | Methane | Dispatch-Import | NY | 2030 | Winter Peak | CH4 Import - NY 2030 |  |  | 295384.6154 | NY
LCP_Inputs_ON_Electric_Howarth_2023_05_05 | Methane | Dispatch-Import | NY | 2030 | Winter Peak | CH4 Import - NY 2040 |  |  | 0 | NY
LCP_Inputs_ON_Electric_Howarth_2023_05_05 | Methane | Dispatch-Import | NY | 2030 | Winter Peak | CH4 Import - NY 2050 |  |  | 0 | NY
LCP_Inputs_ON_Electric_Howarth_2023_05_05 | Methane | Dispatch-Import | NY | 2030 | Winter Peak | CH4 Import - WC 2020 |  |  | 0 | NY
LCP_Inputs_ON_Electric_Howarth_2023_05_05 | Methane | Dispatch-Import | NY | 2030 | Winter Peak | CH4 Import - WC 2030 |  |  | 0 | NY
LCP_Inputs_ON_Electric_Howarth_2023_05_05 | Methane | Dispatch-Import | NY | 2030 | Winter Peak | CH4 Import - WC 2040 |  |  | 0 | NY
LCP_Inputs_ON_Electric_Howarth_2023_05_05 | Methane | Dispatch-Import | NY | 2030 | Winter Peak | CH4 Import - WC 2050 |  |  | 0 | NY
LCP_Inputs_ON_Electric_Howarth_2023_05_05 | Methane | Dispatch-Import | NY | 2040 | Fall | CH4 Import - NY 2020 |  |  | 0 | NY
LCP_Inputs_ON_Electric_Howarth_2023_05_05 | Methane | Dispatch-Import | NY | 2040 | Fall | CH4 Import - NY 2030 |  |  | 0 | NY
LCP_Inputs_ON_Electric_Howarth_2023_05_05 | Methane | Dispatch-Import | NY | 2040 | Fall | CH4 Import - NY 2040 |  |  | 10727665.2113 | NY
LCP_Inputs_ON_Electric_Howarth_2023_05_05 | Methane | Dispatch-Import | NY | 2040 | Fall | CH4 Import - NY 2050 |  |  | 0 | NY
LCP_Inputs_ON_Electric_Howarth_2023_05_05 | Methane | Dispatch-Import | NY | 2040 | Fall | CH4 Import - WC 2020 |  |  | 0 | NY
LCP_Inputs_ON_Electric_Howarth_2023_05_05 | Methane | Dispatch-Import | NY | 2040 | Fall | CH4 Import - WC 2030 |  |  | 0 | NY
LCP_Inputs_ON_Electric_Howarth_2023_05_05 | Methane | Dispatch-Import | NY | 2040 | Fall | CH4 Import - WC 2040 |  |  | 0 | NY
LCP_Inputs_ON_Electric_Howarth_2023_05_05 | Methane | Dispatch-Import | NY | 2040 | Fall | CH4 Import - WC 2050 |  |  | 0 | NY
LCP_Inputs_ON_Electric_Howarth_2023_05_05 | Methane | Dispatch-Import | NY | 2040 | Spring | CH4 Import - NY 2020 |  |  | 0 | NY
LCP_Inputs_ON_Electric_Howarth_2023_05_05 | Methane | Dispatch-Import | NY | 2040 | Spring | CH4 Import - NY 2030 |  |  | 0 | NY
LCP_Inputs_ON_Electric_Howarth_2023_05_05 | Methane | Dispatch-Import | NY | 2040 | Spring | CH4 Import - NY 2040 |  |  | 14698400.0474 | NY
LCP_Inputs_ON_Electric_Howarth_2023_05_05 | Methane | Dispatch-Import | NY | 2040 | Spring | CH4 Import - NY 2050 |  |  | 0 | NY
LCP_Inputs_ON_Electric_Howarth_2023_05_05 | Methane | Dispatch-Import | NY | 2040 | Spring | CH4 Import - WC 2020 |  |  | 0 | NY
LCP_Inputs_ON_Electric_Howarth_2023_05_05 | Methane | Dispatch-Import | NY | 2040 | Spring | CH4 Import - WC 2030 |  |  | 0 | NY
LCP_Inputs_ON_Electric_Howarth_2023_05_05 | Methane | Dispatch-Import | NY | 2040 | Spring | CH4 Import - WC 2040 |  |  | 0 | NY
LCP_Inputs_ON_Electric_Howarth_2023_05_05 | Methane | Dispatch-Import | NY | 2040 | Spring | CH4 Import - WC 2050 |  |  | 0 | NY
LCP_Inputs_ON_Electric_Howarth_2023_05_05 | Methane | Dispatch-Import | NY | 2040 | Summer | CH4 Import - NY 2020 |  |  | 0 | NY
LCP_Inputs_ON_Electric_Howarth_2023_05_05 | Methane | Dispatch-Import | NY | 2040 | Summer | CH4 Import - NY 2030 |  |  | 0 | NY
LCP_Inputs_ON_Electric_Howarth_2023_05_05 | Methane | Dispatch-Import | NY | 2040 | Summer | CH4 Import - NY 2040 |  |  | 4389319.3567 | NY
LCP_Inputs_ON_Electric_Howarth_2023_05_05 | Methane | Dispatch-Import | NY | 2040 | Summer | CH4 Import - NY 2050 |  |  | 0 | NY
LCP_Inputs_ON_Electric_Howarth_2023_05_05 | Methane | Dispatch-Import | NY | 2040 | Summer | CH4 Import - WC 2020 |  |  | 0 | NY
LCP_Inputs_ON_Electric_Howarth_2023_05_05 | Methane | Dispatch-Import | NY | 2040 | Summer | CH4 Import - WC 2030 |  |  | 0 | NY
LCP_Inputs_ON_Electric_Howarth_2023_05_05 | Methane | Dispatch-Import | NY | 2040 | Summer | CH4 Import - WC 2040 |  |  | 0 | NY
LCP_Inputs_ON_Electric_Howarth_2023_05_05 | Methane | Dispatch-Import | NY | 2040 | Summer | CH4 Import - WC 2050 |  |  | 0 | NY
LCP_Inputs_ON_Electric_Howarth_2023_05_05 | Methane | Dispatch-Import | NY | 2040 | Winter | CH4 Import - NY 2020 |  |  | 0 | NY
LCP_Inputs_ON_Electric_Howarth_2023_05_05 | Methane | Dispatch-Import | NY | 2040 | Winter | CH4 Import - NY 2030 |  |  | 0 | NY
LCP_Inputs_ON_Electric_Howarth_2023_05_05 | Methane | Dispatch-Import | NY | 2040 | Winter | CH4 Import - NY 2040 |  |  | 20160000 | NY
LCP_Inputs_ON_Electric_Howarth_2023_05_05 | Methane | Dispatch-Import | NY | 2040 | Winter | CH4 Import - NY 2050 |  |  | 0 | NY
LCP_Inputs_ON_Electric_Howarth_2023_05_05 | Methane | Dispatch-Import | NY | 2040 | Winter | CH4 Import - WC 2020 |  |  | 0 | NY
LCP_Inputs_ON_Electric_Howarth_2023_05_05 | Methane | Dispatch-Import | NY | 2040 | Winter | CH4 Import - WC 2030 |  |  | 0 | NY
LCP_Inputs_ON_Electric_Howarth_2023_05_05 | Methane | Dispatch-Import | NY | 2040 | Winter | CH4 Import - WC 2040 |  |  | 0 | NY
LCP_Inputs_ON_Electric_Howarth_2023_05_05 | Methane | Dispatch-Import | NY | 2040 | Winter | CH4 Import - WC 2050 |  |  | 0 | NY
LCP_Inputs_ON_Electric_Howarth_2023_05_05 | Methane | Dispatch-Import | NY | 2040 | Winter Peak | CH4 Import - NY 2020 |  |  | 0 | NY
LCP_Inputs_ON_Electric_Howarth_2023_05_05 | Methane | Dispatch-Import | NY | 2040 | Winter Peak | CH4 Import - NY 2030 |  |  | 0 | NY
LCP_Inputs_ON_Electric_Howarth_2023_05_05 | Methane | Dispatch-Import | NY | 2040 | Winter Peak | CH4 Import - NY 2040 |  |  | 24615.3846 | NY
LCP_Inputs_ON_Electric_Howarth_2023_05_05 | Methane | Dispatch-Import | NY | 2040 | Winter Peak | CH4 Import - NY 2050 |  |  | 0 | NY
LCP_Inputs_ON_Electric_Howarth_2023_05_05 | Methane | Dispatch-Import | NY | 2040 | Winter Peak | CH4 Import - WC 2020 |  |  | 0 | NY
LCP_Inputs_ON_Electric_Howarth_2023_05_05 | Methane | Dispatch-Import | NY | 2040 | Winter Peak | CH4 Import - WC 2030 |  |  | 0 | NY
LCP_Inputs_ON_Electric_Howarth_2023_05_05 | Methane | Dispatch-Import | NY | 2040 | Winter Peak | CH4 Import - WC 2040 |  |  | 0 | NY
LCP_Inputs_ON_Electric_Howarth_2023_05_05 | Methane | Dispatch-Import | NY | 2040 | Winter Peak | CH4 Import - WC 2050 |  |  | 0 | NY
LCP_Inputs_ON_Electric_Howarth_2023_05_05 | Methane | Dispatch-Import | NY | 2050 | Fall | CH4 Import - NY 2020 |  |  | 0 | NY
LCP_Inputs_ON_Electric_Howarth_2023_05_05 | Methane | Dispatch-Import | NY | 2050 | Fall | CH4 Import - NY 2030 |  |  | 0 | NY
LCP_Inputs_ON_Electric_Howarth_2023_05_05 | Methane | Dispatch-Import | NY | 2050 | Fall | CH4 Import - NY 2040 |  |  | 0 | NY
LCP_Inputs_ON_Electric_Howarth_2023_05_05 | Methane | Dispatch-Import | NY | 2050 | Fall | CH4 Import - NY 2050 |  |  | 0 | NY
LCP_Inputs_ON_Electric_Howarth_2023_05_05 | Methane | Dispatch-Import | NY | 2050 | Fall | CH4 Import - WC 2020 |  |  | 0 | NY
LCP_Inputs_ON_Electric_Howarth_2023_05_05 | Methane | Dispatch-Import | NY | 2050 | Fall | CH4 Import - WC 2030 |  |  | 0 | NY
LCP_Inputs_ON_Electric_Howarth_2023_05_05 | Methane | Dispatch-Import | NY | 2050 | Fall | CH4 Import - WC 2040 |  |  | 0 | NY
LCP_Inputs_ON_Electric_Howarth_2023_05_05 | Methane | Dispatch-Import | NY | 2050 | Fall | CH4 Import - WC 2050 |  |  | 0 | NY
LCP_Inputs_ON_Electric_Howarth_2023_05_05 | Methane | Dispatch-Import | NY | 2050 | Spring | CH4 Import - NY 2020 |  |  | 0 | NY
LCP_Inputs_ON_Electric_Howarth_2023_05_05 | Methane | Dispatch-Import | NY | 2050 | Spring | CH4 Import - NY 2030 |  |  | 0 | NY
LCP_Inputs_ON_Electric_Howarth_2023_05_05 | Methane | Dispatch-Import | NY | 2050 | Spring | CH4 Import - NY 2040 |  |  | 0 | NY
LCP_Inputs_ON_Electric_Howarth_2023_05_05 | Methane | Dispatch-Import | NY | 2050 | Spring | CH4 Import - NY 2050 |  |  | 0 | NY
LCP_Inputs_ON_Electric_Howarth_2023_05_05 | Methane | Dispatch-Import | NY | 2050 | Spring | CH4 Import - WC 2020 |  |  | 0 | NY
LCP_Inputs_ON_Electric_Howarth_2023_05_05 | Methane | Dispatch-Import | NY | 2050 | Spring | CH4 Import - WC 2030 |  |  | 0 | NY
LCP_Inputs_ON_Electric_Howarth_2023_05_05 | Methane | Dispatch-Import | NY | 2050 | Spring | CH4 Import - WC 2040 |  |  | 0 | NY
LCP_Inputs_ON_Electric_Howarth_2023_05_05 | Methane | Dispatch-Import | NY | 2050 | Spring | CH4 Import - WC 2050 |  |  | 0 | NY
LCP_Inputs_ON_Electric_Howarth_2023_05_05 | Methane | Dispatch-Import | NY | 2050 | Summer | CH4 Import - NY 2020 |  |  | 0 | NY
LCP_Inputs_ON_Electric_Howarth_2023_05_05 | Methane | Dispatch-Import | NY | 2050 | Summer | CH4 Import - NY 2030 |  |  | 0 | NY
LCP_Inputs_ON_Electric_Howarth_2023_05_05 | Methane | Dispatch-Import | NY | 2050 | Summer | CH4 Import - NY 2040 |  |  | 0 | NY
LCP_Inputs_ON_Electric_Howarth_2023_05_05 | Methane | Dispatch-Import | NY | 2050 | Summer | CH4 Import - NY 2050 |  |  | 0 | NY
LCP_Inputs_ON_Electric_Howarth_2023_05_05 | Methane | Dispatch-Import | NY | 2050 | Summer | CH4 Import - WC 2020 |  |  | 0 | NY
LCP_Inputs_ON_Electric_Howarth_2023_05_05 | Methane | Dispatch-Import | NY | 2050 | Summer | CH4 Import - WC 2030 |  |  | 0 | NY
LCP_Inputs_ON_Electric_Howarth_2023_05_05 | Methane | Dispatch-Import | NY | 2050 | Summer | CH4 Import - WC 2040 |  |  | 0 | NY
LCP_Inputs_ON_Electric_Howarth_2023_05_05 | Methane | Dispatch-Import | NY | 2050 | Summer | CH4 Import - WC 2050 |  |  | 0 | NY
LCP_Inputs_ON_Electric_Howarth_2023_05_05 | Methane | Dispatch-Import | NY | 2050 | Winter | CH4 Import - NY 2020 |  |  | 0 | NY
LCP_Inputs_ON_Electric_Howarth_2023_05_05 | Methane | Dispatch-Import | NY | 2050 | Winter | CH4 Import - NY 2030 |  |  | 0 | NY
LCP_Inputs_ON_Electric_Howarth_2023_05_05 | Methane | Dispatch-Import | NY | 2050 | Winter | CH4 Import - NY 2040 |  |  | 0 | NY
LCP_Inputs_ON_Electric_Howarth_2023_05_05 | Methane | Dispatch-Import | NY | 2050 | Winter | CH4 Import - NY 2050 |  |  | 0 | NY
LCP_Inputs_ON_Electric_Howarth_2023_05_05 | Methane | Dispatch-Import | NY | 2050 | Winter | CH4 Import - WC 2020 |  |  | 0 | NY
LCP_Inputs_ON_Electric_Howarth_2023_05_05 | Methane | Dispatch-Import | NY | 2050 | Winter | CH4 Import - WC 2030 |  |  | 0 | NY
LCP_Inputs_ON_Electric_Howarth_2023_05_05 | Methane | Dispatch-Import | NY | 2050 | Winter | CH4 Import - WC 2040 |  |  | 0 | NY
LCP_Inputs_ON_Electric_Howarth_2023_05_05 | Methane | Dispatch-Import | NY | 2050 | Winter | CH4 Import - WC 2050 |  |  | 0 | NY
LCP_Inputs_ON_Electric_Howarth_2023_05_05 | Methane | Dispatch-Import | NY | 2050 | Winter Peak | CH4 Import - NY 2020 |  |  | 0 | NY
LCP_Inputs_ON_Electric_Howarth_2023_05_05 | Methane | Dispatch-Import | NY | 2050 | Winter Peak | CH4 Import - NY 2030 |  |  | 0 | NY
LCP_Inputs_ON_Electric_Howarth_2023_05_05 | Methane | Dispatch-Import | NY | 2050 | Winter Peak | CH4 Import - NY 2040 |  |  | 0 | NY
LCP_Inputs_ON_Electric_Howarth_2023_05_05 | Methane | Dispatch-Import | NY | 2050 | Winter Peak | CH4 Import - NY 2050 |  |  | 0 | NY
LCP_Inputs_ON_Electric_Howarth_2023_05_05 | Methane | Dispatch-Import | NY | 2050 | Winter Peak | CH4 Import - WC 2020 |  |  | 0 | NY
LCP_Inputs_ON_Electric_Howarth_2023_05_05 | Methane | Dispatch-Import | NY | 2050 | Winter Peak | CH4 Import - WC 2030 |  |  | 0 | NY
LCP_Inputs_ON_Electric_Howarth_2023_05_05 | Methane | Dispatch-Import | NY | 2050 | Winter Peak | CH4 Import - WC 2040 |  |  | 0 | NY
LCP_Inputs_ON_Electric_Howarth_2023_05_05 | Methane | Dispatch-Import | NY | 2050 | Winter Peak | CH4 Import - WC 2050 |  |  | 0 | NY
LCP_Inputs_ON_Electric_Howarth_2023_05_05 | Methane | Dispatch-Import | ON | 2020 | Fall | CH4 Import - NY 2020 |  |  | 0 | ON
LCP_Inputs_ON_Electric_Howarth_2023_05_05 | Methane | Dispatch-Import | ON | 2020 | Fall | CH4 Import - NY 2030 |  |  | 0 | ON
LCP_Inputs_ON_Electric_Howarth_2023_05_05 | Methane | Dispatch-Import | ON | 2020 | Fall | CH4 Import - NY 2040 |  |  | 0 | ON
LCP_Inputs_ON_Electric_Howarth_2023_05_05 | Methane | Dispatch-Import | ON | 2020 | Fall | CH4 Import - NY 2050 |  |  | 0 | ON
LCP_Inputs_ON_Electric_Howarth_2023_05_05 | Methane | Dispatch-Import | ON | 2020 | Fall | CH4 Import - WC 2020 |  |  | 0 | ON
LCP_Inputs_ON_Electric_Howarth_2023_05_05 | Methane | Dispatch-Import | ON | 2020 | Fall | CH4 Import - WC 2030 |  |  | 0 | ON
LCP_Inputs_ON_Electric_Howarth_2023_05_05 | Methane | Dispatch-Import | ON | 2020 | Fall | CH4 Import - WC 2040 |  |  | 0 | ON
LCP_Inputs_ON_Electric_Howarth_2023_05_05 | Methane | Dispatch-Import | ON | 2020 | Fall | CH4 Import - WC 2050 |  |  | 0 | ON
LCP_Inputs_ON_Electric_Howarth_2023_05_05 | Methane | Dispatch-Import | ON | 2020 | Spring | CH4 Import - NY 2020 |  |  | 0 | ON
LCP_Inputs_ON_Electric_Howarth_2023_05_05 | Methane | Dispatch-Import | ON | 2020 | Spring | CH4 Import - NY 2030 |  |  | 0 | ON
LCP_Inputs_ON_Electric_Howarth_2023_05_05 | Methane | Dispatch-Import | ON | 2020 | Spring | CH4 Import - NY 2040 |  |  | 0 | ON
LCP_Inputs_ON_Electric_Howarth_2023_05_05 | Methane | Dispatch-Import | ON | 2020 | Spring | CH4 Import - NY 2050 |  |  | 0 | ON
LCP_Inputs_ON_Electric_Howarth_2023_05_05 | Methane | Dispatch-Import | ON | 2020 | Spring | CH4 Import - WC 2020 |  |  | 0 | ON
LCP_Inputs_ON_Electric_Howarth_2023_05_05 | Methane | Dispatch-Import | ON | 2020 | Spring | CH4 Import - WC 2030 |  |  | 0 | ON
LCP_Inputs_ON_Electric_Howarth_2023_05_05 | Methane | Dispatch-Import | ON | 2020 | Spring | CH4 Import - WC 2040 |  |  | 0 | ON
LCP_Inputs_ON_Electric_Howarth_2023_05_05 | Methane | Dispatch-Import | ON | 2020 | Spring | CH4 Import - WC 2050 |  |  | 0 | ON
LCP_Inputs_ON_Electric_Howarth_2023_05_05 | Methane | Dispatch-Import | ON | 2020 | Summer | CH4 Import - NY 2020 |  |  | 0 | ON
LCP_Inputs_ON_Electric_Howarth_2023_05_05 | Methane | Dispatch-Import | ON | 2020 | Summer | CH4 Import - NY 2030 |  |  | 0 | ON
LCP_Inputs_ON_Electric_Howarth_2023_05_05 | Methane | Dispatch-Import | ON | 2020 | Summer | CH4 Import - NY 2040 |  |  | 0 | ON
LCP_Inputs_ON_Electric_Howarth_2023_05_05 | Methane | Dispatch-Import | ON | 2020 | Summer | CH4 Import - NY 2050 |  |  | 0 | ON
LCP_Inputs_ON_Electric_Howarth_2023_05_05 | Methane | Dispatch-Import | ON | 2020 | Summer | CH4 Import - WC 2020 |  |  | 0 | ON
LCP_Inputs_ON_Electric_Howarth_2023_05_05 | Methane | Dispatch-Import | ON | 2020 | Summer | CH4 Import - WC 2030 |  |  | 0 | ON
LCP_Inputs_ON_Electric_Howarth_2023_05_05 | Methane | Dispatch-Import | ON | 2020 | Summer | CH4 Import - WC 2040 |  |  | 0 | ON
LCP_Inputs_ON_Electric_Howarth_2023_05_05 | Methane | Dispatch-Import | ON | 2020 | Summer | CH4 Import - WC 2050 |  |  | 0 | ON
LCP_Inputs_ON_Electric_Howarth_2023_05_05 | Methane | Dispatch-Import | ON | 2020 | Winter | CH4 Import - NY 2020 |  |  | 0 | ON
LCP_Inputs_ON_Electric_Howarth_2023_05_05 | Methane | Dispatch-Import | ON | 2020 | Winter | CH4 Import - NY 2030 |  |  | 0 | ON
LCP_Inputs_ON_Electric_Howarth_2023_05_05 | Methane | Dispatch-Import | ON | 2020 | Winter | CH4 Import - NY 2040 |  |  | 0 | ON
LCP_Inputs_ON_Electric_Howarth_2023_05_05 | Methane | Dispatch-Import | ON | 2020 | Winter | CH4 Import - NY 2050 |  |  | 0 | ON
LCP_Inputs_ON_Electric_Howarth_2023_05_05 | Methane | Dispatch-Import | ON | 2020 | Winter | CH4 Import - WC 2020 |  |  | 0 | ON
LCP_Inputs_ON_Electric_Howarth_2023_05_05 | Methane | Dispatch-Import | ON | 2020 | Winter | CH4 Import - WC 2030 |  |  | 0 | ON
LCP_Inputs_ON_Electric_Howarth_2023_05_05 | Methane | Dispatch-Import | ON | 2020 | Winter | CH4 Import - WC 2040 |  |  | 0 | ON
LCP_Inputs_ON_Electric_Howarth_2023_05_05 | Methane | Dispatch-Import | ON | 2020 | Winter | CH4 Import - WC 2050 |  |  | 0 | ON
LCP_Inputs_ON_Electric_Howarth_2023_05_05 | Methane | Dispatch-Import | ON | 2020 | Winter Peak | CH4 Import - NY 2020 |  |  | 0 | ON
LCP_Inputs_ON_Electric_Howarth_2023_05_05 | Methane | Dispatch-Import | ON | 2020 | Winter Peak | CH4 Import - NY 2030 |  |  | 0 | ON
LCP_Inputs_ON_Electric_Howarth_2023_05_05 | Methane | Dispatch-Import | ON | 2020 | Winter Peak | CH4 Import - NY 2040 |  |  | 0 | ON
LCP_Inputs_ON_Electric_Howarth_2023_05_05 | Methane | Dispatch-Import | ON | 2020 | Winter Peak | CH4 Import - NY 2050 |  |  | 0 | ON
LCP_Inputs_ON_Electric_Howarth_2023_05_05 | Methane | Dispatch-Import | ON | 2020 | Winter Peak | CH4 Import - WC 2020 |  |  | 0 | ON
LCP_Inputs_ON_Electric_Howarth_2023_05_05 | Methane | Dispatch-Import | ON | 2020 | Winter Peak | CH4 Import - WC 2030 |  |  | 0 | ON
LCP_Inputs_ON_Electric_Howarth_2023_05_05 | Methane | Dispatch-Import | ON | 2020 | Winter Peak | CH4 Import - WC 2040 |  |  | 0 | ON
LCP_Inputs_ON_Electric_Howarth_2023_05_05 | Methane | Dispatch-Import | ON | 2020 | Winter Peak | CH4 Import - WC 2050 |  |  | 0 | ON
LCP_Inputs_ON_Electric_Howarth_2023_05_05 | Methane | Dispatch-Import | ON | 2030 | Fall | CH4 Import - NY 2020 |  |  | 0 | ON
LCP_Inputs_ON_Electric_Howarth_2023_05_05 | Methane | Dispatch-Import | ON | 2030 | Fall | CH4 Import - NY 2030 |  |  | 0 | ON
LCP_Inputs_ON_Electric_Howarth_2023_05_05 | Methane | Dispatch-Import | ON | 2030 | Fall | CH4 Import - NY 2040 |  |  | 0 | ON
LCP_Inputs_ON_Electric_Howarth_2023_05_05 | Methane | Dispatch-Import | ON | 2030 | Fall | CH4 Import - NY 2050 |  |  | 0 | ON
LCP_Inputs_ON_Electric_Howarth_2023_05_05 | Methane | Dispatch-Import | ON | 2030 | Fall | CH4 Import - WC 2020 |  |  | 0 | ON
LCP_Inputs_ON_Electric_Howarth_2023_05_05 | Methane | Dispatch-Import | ON | 2030 | Fall | CH4 Import - WC 2030 |  |  | 0 | ON
LCP_Inputs_ON_Electric_Howarth_2023_05_05 | Methane | Dispatch-Import | ON | 2030 | Fall | CH4 Import - WC 2040 |  |  | 0 | ON
LCP_Inputs_ON_Electric_Howarth_2023_05_05 | Methane | Dispatch-Import | ON | 2030 | Fall | CH4 Import - WC 2050 |  |  | 0 | ON
LCP_Inputs_ON_Electric_Howarth_2023_05_05 | Methane | Dispatch-Import | ON | 2030 | Spring | CH4 Import - NY 2020 |  |  | 0 | ON
LCP_Inputs_ON_Electric_Howarth_2023_05_05 | Methane | Dispatch-Import | ON | 2030 | Spring | CH4 Import - NY 2030 |  |  | 0 | ON
LCP_Inputs_ON_Electric_Howarth_2023_05_05 | Methane | Dispatch-Import | ON | 2030 | Spring | CH4 Import - NY 2040 |  |  | 0 | ON
LCP_Inputs_ON_Electric_Howarth_2023_05_05 | Methane | Dispatch-Import | ON | 2030 | Spring | CH4 Import - NY 2050 |  |  | 0 | ON
LCP_Inputs_ON_Electric_Howarth_2023_05_05 | Methane | Dispatch-Import | ON | 2030 | Spring | CH4 Import - WC 2020 |  |  | 0 | ON
LCP_Inputs_ON_Electric_Howarth_2023_05_05 | Methane | Dispatch-Import | ON | 2030 | Spring | CH4 Import - WC 2030 |  |  | 0 | ON
LCP_Inputs_ON_Electric_Howarth_2023_05_05 | Methane | Dispatch-Import | ON | 2030 | Spring | CH4 Import - WC 2040 |  |  | 0 | ON
LCP_Inputs_ON_Electric_Howarth_2023_05_05 | Methane | Dispatch-Import | ON | 2030 | Spring | CH4 Import - WC 2050 |  |  | 0 | ON
LCP_Inputs_ON_Electric_Howarth_2023_05_05 | Methane | Dispatch-Import | ON | 2030 | Summer | CH4 Import - NY 2020 |  |  | 0 | ON
LCP_Inputs_ON_Electric_Howarth_2023_05_05 | Methane | Dispatch-Import | ON | 2030 | Summer | CH4 Import - NY 2030 |  |  | 0 | ON
LCP_Inputs_ON_Electric_Howarth_2023_05_05 | Methane | Dispatch-Import | ON | 2030 | Summer | CH4 Import - NY 2040 |  |  | 0 | ON
LCP_Inputs_ON_Electric_Howarth_2023_05_05 | Methane | Dispatch-Import | ON | 2030 | Summer | CH4 Import - NY 2050 |  |  | 0 | ON
LCP_Inputs_ON_Electric_Howarth_2023_05_05 | Methane | Dispatch-Import | ON | 2030 | Summer | CH4 Import - WC 2020 |  |  | 0 | ON
LCP_Inputs_ON_Electric_Howarth_2023_05_05 | Methane | Dispatch-Import | ON | 2030 | Summer | CH4 Import - WC 2030 |  |  | 0 | ON
LCP_Inputs_ON_Electric_Howarth_2023_05_05 | Methane | Dispatch-Import | ON | 2030 | Summer | CH4 Import - WC 2040 |  |  | 0 | ON
LCP_Inputs_ON_Electric_Howarth_2023_05_05 | Methane | Dispatch-Import | ON | 2030 | Summer | CH4 Import - WC 2050 |  |  | 0 | ON
LCP_Inputs_ON_Electric_Howarth_2023_05_05 | Methane | Dispatch-Import | ON | 2030 | Winter | CH4 Import - NY 2020 |  |  | 0 | ON
LCP_Inputs_ON_Electric_Howarth_2023_05_05 | Methane | Dispatch-Import | ON | 2030 | Winter | CH4 Import - NY 2030 |  |  | 0 | ON
LCP_Inputs_ON_Electric_Howarth_2023_05_05 | Methane | Dispatch-Import | ON | 2030 | Winter | CH4 Import - NY 2040 |  |  | 0 | ON
LCP_Inputs_ON_Electric_Howarth_2023_05_05 | Methane | Dispatch-Import | ON | 2030 | Winter | CH4 Import - NY 2050 |  |  | 0 | ON
LCP_Inputs_ON_Electric_Howarth_2023_05_05 | Methane | Dispatch-Import | ON | 2030 | Winter | CH4 Import - WC 2020 |  |  | 0 | ON
LCP_Inputs_ON_Electric_Howarth_2023_05_05 | Methane | Dispatch-Import | ON | 2030 | Winter | CH4 Import - WC 2030 |  |  | 0 | ON
LCP_Inputs_ON_Electric_Howarth_2023_05_05 | Methane | Dispatch-Import | ON | 2030 | Winter | CH4 Import - WC 2040 |  |  | 0 | ON
LCP_Inputs_ON_Electric_Howarth_2023_05_05 | Methane | Dispatch-Import | ON | 2030 | Winter | CH4 Import - WC 2050 |  |  | 0 | ON
LCP_Inputs_ON_Electric_Howarth_2023_05_05 | Methane | Dispatch-Import | ON | 2030 | Winter Peak | CH4 Import - NY 2020 |  |  | 0 | ON
LCP_Inputs_ON_Electric_Howarth_2023_05_05 | Methane | Dispatch-Import | ON | 2030 | Winter Peak | CH4 Import - NY 2030 |  |  | 0 | ON
LCP_Inputs_ON_Electric_Howarth_2023_05_05 | Methane | Dispatch-Import | ON | 2030 | Winter Peak | CH4 Import - NY 2040 |  |  | 0 | ON
LCP_Inputs_ON_Electric_Howarth_2023_05_05 | Methane | Dispatch-Import | ON | 2030 | Winter Peak | CH4 Import - NY 2050 |  |  | 0 | ON
LCP_Inputs_ON_Electric_Howarth_2023_05_05 | Methane | Dispatch-Import | ON | 2030 | Winter Peak | CH4 Import - WC 2020 |  |  | 0 | ON
LCP_Inputs_ON_Electric_Howarth_2023_05_05 | Methane | Dispatch-Import | ON | 2030 | Winter Peak | CH4 Import - WC 2030 |  |  | 0 | ON
LCP_Inputs_ON_Electric_Howarth_2023_05_05 | Methane | Dispatch-Import | ON | 2030 | Winter Peak | CH4 Import - WC 2040 |  |  | 0 | ON
LCP_Inputs_ON_Electric_Howarth_2023_05_05 | Methane | Dispatch-Import | ON | 2030 | Winter Peak | CH4 Import - WC 2050 |  |  | 0 | ON
LCP_Inputs_ON_Electric_Howarth_2023_05_05 | Methane | Dispatch-Import | ON | 2040 | Fall | CH4 Import - NY 2020 |  |  | 0 | ON
LCP_Inputs_ON_Electric_Howarth_2023_05_05 | Methane | Dispatch-Import | ON | 2040 | Fall | CH4 Import - NY 2030 |  |  | 0 | ON
LCP_Inputs_ON_Electric_Howarth_2023_05_05 | Methane | Dispatch-Import | ON | 2040 | Fall | CH4 Import - NY 2040 |  |  | 0 | ON
LCP_Inputs_ON_Electric_Howarth_2023_05_05 | Methane | Dispatch-Import | ON | 2040 | Fall | CH4 Import - NY 2050 |  |  | 0 | ON
LCP_Inputs_ON_Electric_Howarth_2023_05_05 | Methane | Dispatch-Import | ON | 2040 | Fall | CH4 Import - WC 2020 |  |  | 0 | ON
LCP_Inputs_ON_Electric_Howarth_2023_05_05 | Methane | Dispatch-Import | ON | 2040 | Fall | CH4 Import - WC 2030 |  |  | 0 | ON
LCP_Inputs_ON_Electric_Howarth_2023_05_05 | Methane | Dispatch-Import | ON | 2040 | Fall | CH4 Import - WC 2040 |  |  | 0 | ON
LCP_Inputs_ON_Electric_Howarth_2023_05_05 | Methane | Dispatch-Import | ON | 2040 | Fall | CH4 Import - WC 2050 |  |  | 0 | ON
LCP_Inputs_ON_Electric_Howarth_2023_05_05 | Methane | Dispatch-Import | ON | 2040 | Spring | CH4 Import - NY 2020 |  |  | 0 | ON
LCP_Inputs_ON_Electric_Howarth_2023_05_05 | Methane | Dispatch-Import | ON | 2040 | Spring | CH4 Import - NY 2030 |  |  | 0 | ON
LCP_Inputs_ON_Electric_Howarth_2023_05_05 | Methane | Dispatch-Import | ON | 2040 | Spring | CH4 Import - NY 2040 |  |  | 0 | ON
LCP_Inputs_ON_Electric_Howarth_2023_05_05 | Methane | Dispatch-Import | ON | 2040 | Spring | CH4 Import - NY 2050 |  |  | 0 | ON
LCP_Inputs_ON_Electric_Howarth_2023_05_05 | Methane | Dispatch-Import | ON | 2040 | Spring | CH4 Import - WC 2020 |  |  | 0 | ON
LCP_Inputs_ON_Electric_Howarth_2023_05_05 | Methane | Dispatch-Import | ON | 2040 | Spring | CH4 Import - WC 2030 |  |  | 0 | ON
LCP_Inputs_ON_Electric_Howarth_2023_05_05 | Methane | Dispatch-Import | ON | 2040 | Spring | CH4 Import - WC 2040 |  |  | 0 | ON
LCP_Inputs_ON_Electric_Howarth_2023_05_05 | Methane | Dispatch-Import | ON | 2040 | Spring | CH4 Import - WC 2050 |  |  | 0 | ON
LCP_Inputs_ON_Electric_Howarth_2023_05_05 | Methane | Dispatch-Import | ON | 2040 | Summer | CH4 Import - NY 2020 |  |  | 0 | ON
LCP_Inputs_ON_Electric_Howarth_2023_05_05 | Methane | Dispatch-Import | ON | 2040 | Summer | CH4 Import - NY 2030 |  |  | 0 | ON
LCP_Inputs_ON_Electric_Howarth_2023_05_05 | Methane | Dispatch-Import | ON | 2040 | Summer | CH4 Import - NY 2040 |  |  | 0 | ON
LCP_Inputs_ON_Electric_Howarth_2023_05_05 | Methane | Dispatch-Import | ON | 2040 | Summer | CH4 Import - NY 2050 |  |  | 0 | ON
LCP_Inputs_ON_Electric_Howarth_2023_05_05 | Methane | Dispatch-Import | ON | 2040 | Summer | CH4 Import - WC 2020 |  |  | 0 | ON
LCP_Inputs_ON_Electric_Howarth_2023_05_05 | Methane | Dispatch-Import | ON | 2040 | Summer | CH4 Import - WC 2030 |  |  | 0 | ON
LCP_Inputs_ON_Electric_Howarth_2023_05_05 | Methane | Dispatch-Import | ON | 2040 | Summer | CH4 Import - WC 2040 |  |  | 0 | ON
LCP_Inputs_ON_Electric_Howarth_2023_05_05 | Methane | Dispatch-Import | ON | 2040 | Summer | CH4 Import - WC 2050 |  |  | 0 | ON
LCP_Inputs_ON_Electric_Howarth_2023_05_05 | Methane | Dispatch-Import | ON | 2040 | Winter | CH4 Import - NY 2020 |  |  | 0 | ON
LCP_Inputs_ON_Electric_Howarth_2023_05_05 | Methane | Dispatch-Import | ON | 2040 | Winter | CH4 Import - NY 2030 |  |  | 0 | ON
LCP_Inputs_ON_Electric_Howarth_2023_05_05 | Methane | Dispatch-Import | ON | 2040 | Winter | CH4 Import - NY 2040 |  |  | 0 | ON
LCP_Inputs_ON_Electric_Howarth_2023_05_05 | Methane | Dispatch-Import | ON | 2040 | Winter | CH4 Import - NY 2050 |  |  | 0 | ON
LCP_Inputs_ON_Electric_Howarth_2023_05_05 | Methane | Dispatch-Import | ON | 2040 | Winter | CH4 Import - WC 2020 |  |  | 0 | ON
LCP_Inputs_ON_Electric_Howarth_2023_05_05 | Methane | Dispatch-Import | ON | 2040 | Winter | CH4 Import - WC 2030 |  |  | 0 | ON
LCP_Inputs_ON_Electric_Howarth_2023_05_05 | Methane | Dispatch-Import | ON | 2040 | Winter | CH4 Import - WC 2040 |  |  | 0 | ON
LCP_Inputs_ON_Electric_Howarth_2023_05_05 | Methane | Dispatch-Import | ON | 2040 | Winter | CH4 Import - WC 2050 |  |  | 0 | ON
LCP_Inputs_ON_Electric_Howarth_2023_05_05 | Methane | Dispatch-Import | ON | 2040 | Winter Peak | CH4 Import - NY 2020 |  |  | 0 | ON
LCP_Inputs_ON_Electric_Howarth_2023_05_05 | Methane | Dispatch-Import | ON | 2040 | Winter Peak | CH4 Import - NY 2030 |  |  | 0 | ON
LCP_Inputs_ON_Electric_Howarth_2023_05_05 | Methane | Dispatch-Import | ON | 2040 | Winter Peak | CH4 Import - NY 2040 |  |  | 0 | ON
LCP_Inputs_ON_Electric_Howarth_2023_05_05 | Methane | Dispatch-Import | ON | 2040 | Winter Peak | CH4 Import - NY 2050 |  |  | 0 | ON
LCP_Inputs_ON_Electric_Howarth_2023_05_05 | Methane | Dispatch-Import | ON | 2040 | Winter Peak | CH4 Import - WC 2020 |  |  | 0 | ON
LCP_Inputs_ON_Electric_Howarth_2023_05_05 | Methane | Dispatch-Import | ON | 2040 | Winter Peak | CH4 Import - WC 2030 |  |  | 0 | ON
LCP_Inputs_ON_Electric_Howarth_2023_05_05 | Methane | Dispatch-Import | ON | 2040 | Winter Peak | CH4 Import - WC 2040 |  |  | 0 | ON
LCP_Inputs_ON_Electric_Howarth_2023_05_05 | Methane | Dispatch-Import | ON | 2040 | Winter Peak | CH4 Import - WC 2050 |  |  | 0 | ON
LCP_Inputs_ON_Electric_Howarth_2023_05_05 | Methane | Dispatch-Import | ON | 2050 | Fall | CH4 Import - NY 2020 |  |  | 0 | ON
LCP_Inputs_ON_Electric_Howarth_2023_05_05 | Methane | Dispatch-Import | ON | 2050 | Fall | CH4 Import - NY 2030 |  |  | 0 | ON
LCP_Inputs_ON_Electric_Howarth_2023_05_05 | Methane | Dispatch-Import | ON | 2050 | Fall | CH4 Import - NY 2040 |  |  | 0 | ON
LCP_Inputs_ON_Electric_Howarth_2023_05_05 | Methane | Dispatch-Import | ON | 2050 | Fall | CH4 Import - NY 2050 |  |  | 0 | ON
LCP_Inputs_ON_Electric_Howarth_2023_05_05 | Methane | Dispatch-Import | ON | 2050 | Fall | CH4 Import - WC 2020 |  |  | 0 | ON
LCP_Inputs_ON_Electric_Howarth_2023_05_05 | Methane | Dispatch-Import | ON | 2050 | Fall | CH4 Import - WC 2030 |  |  | 0 | ON
LCP_Inputs_ON_Electric_Howarth_2023_05_05 | Methane | Dispatch-Import | ON | 2050 | Fall | CH4 Import - WC 2040 |  |  | 0 | ON
LCP_Inputs_ON_Electric_Howarth_2023_05_05 | Methane | Dispatch-Import | ON | 2050 | Fall | CH4 Import - WC 2050 |  |  | 0 | ON
LCP_Inputs_ON_Electric_Howarth_2023_05_05 | Methane | Dispatch-Import | ON | 2050 | Spring | CH4 Import - NY 2020 |  |  | 0 | ON
LCP_Inputs_ON_Electric_Howarth_2023_05_05 | Methane | Dispatch-Import | ON | 2050 | Spring | CH4 Import - NY 2030 |  |  | 0 | ON
LCP_Inputs_ON_Electric_Howarth_2023_05_05 | Methane | Dispatch-Import | ON | 2050 | Spring | CH4 Import - NY 2040 |  |  | 0 | ON
LCP_Inputs_ON_Electric_Howarth_2023_05_05 | Methane | Dispatch-Import | ON | 2050 | Spring | CH4 Import - NY 2050 |  |  | 0 | ON
LCP_Inputs_ON_Electric_Howarth_2023_05_05 | Methane | Dispatch-Import | ON | 2050 | Spring | CH4 Import - WC 2020 |  |  | 0 | ON
LCP_Inputs_ON_Electric_Howarth_2023_05_05 | Methane | Dispatch-Import | ON | 2050 | Spring | CH4 Import - WC 2030 |  |  | 0 | ON
LCP_Inputs_ON_Electric_Howarth_2023_05_05 | Methane | Dispatch-Import | ON | 2050 | Spring | CH4 Import - WC 2040 |  |  | 0 | ON
LCP_Inputs_ON_Electric_Howarth_2023_05_05 | Methane | Dispatch-Import | ON | 2050 | Spring | CH4 Import - WC 2050 |  |  | 0 | ON
LCP_Inputs_ON_Electric_Howarth_2023_05_05 | Methane | Dispatch-Import | ON | 2050 | Summer | CH4 Import - NY 2020 |  |  | 0 | ON
LCP_Inputs_ON_Electric_Howarth_2023_05_05 | Methane | Dispatch-Import | ON | 2050 | Summer | CH4 Import - NY 2030 |  |  | 0 | ON
LCP_Inputs_ON_Electric_Howarth_2023_05_05 | Methane | Dispatch-Import | ON | 2050 | Summer | CH4 Import - NY 2040 |  |  | 0 | ON
LCP_Inputs_ON_Electric_Howarth_2023_05_05 | Methane | Dispatch-Import | ON | 2050 | Summer | CH4 Import - NY 2050 |  |  | 0 | ON
LCP_Inputs_ON_Electric_Howarth_2023_05_05 | Methane | Dispatch-Import | ON | 2050 | Summer | CH4 Import - WC 2020 |  |  | 0 | ON
LCP_Inputs_ON_Electric_Howarth_2023_05_05 | Methane | Dispatch-Import | ON | 2050 | Summer | CH4 Import - WC 2030 |  |  | 0 | ON
LCP_Inputs_ON_Electric_Howarth_2023_05_05 | Methane | Dispatch-Import | ON | 2050 | Summer | CH4 Import - WC 2040 |  |  | 0 | ON
LCP_Inputs_ON_Electric_Howarth_2023_05_05 | Methane | Dispatch-Import | ON | 2050 | Summer | CH4 Import - WC 2050 |  |  | 0 | ON
LCP_Inputs_ON_Electric_Howarth_2023_05_05 | Methane | Dispatch-Import | ON | 2050 | Winter | CH4 Import - NY 2020 |  |  | 0 | ON
LCP_Inputs_ON_Electric_Howarth_2023_05_05 | Methane | Dispatch-Import | ON | 2050 | Winter | CH4 Import - NY 2030 |  |  | 0 | ON
LCP_Inputs_ON_Electric_Howarth_2023_05_05 | Methane | Dispatch-Import | ON | 2050 | Winter | CH4 Import - NY 2040 |  |  | 0 | ON
LCP_Inputs_ON_Electric_Howarth_2023_05_05 | Methane | Dispatch-Import | ON | 2050 | Winter | CH4 Import - NY 2050 |  |  | 0 | ON
LCP_Inputs_ON_Electric_Howarth_2023_05_05 | Methane | Dispatch-Import | ON | 2050 | Winter | CH4 Import - WC 2020 |  |  | 0 | ON
LCP_Inputs_ON_Electric_Howarth_2023_05_05 | Methane | Dispatch-Import | ON | 2050 | Winter | CH4 Import - WC 2030 |  |  | 0 | ON
LCP_Inputs_ON_Electric_Howarth_2023_05_05 | Methane | Dispatch-Import | ON | 2050 | Winter | CH4 Import - WC 2040 |  |  | 0 | ON
LCP_Inputs_ON_Electric_Howarth_2023_05_05 | Methane | Dispatch-Import | ON | 2050 | Winter | CH4 Import - WC 2050 |  |  | 0 | ON
LCP_Inputs_ON_Electric_Howarth_2023_05_05 | Methane | Dispatch-Import | ON | 2050 | Winter Peak | CH4 Import - NY 2020 |  |  | 0 | ON
LCP_Inputs_ON_Electric_Howarth_2023_05_05 | Methane | Dispatch-Import | ON | 2050 | Winter Peak | CH4 Import - NY 2030 |  |  | 0 | ON
LCP_Inputs_ON_Electric_Howarth_2023_05_05 | Methane | Dispatch-Import | ON | 2050 | Winter Peak | CH4 Import - NY 2040 |  |  | 0 | ON
LCP_Inputs_ON_Electric_Howarth_2023_05_05 | Methane | Dispatch-Import | ON | 2050 | Winter Peak | CH4 Import - NY 2050 |  |  | 0 | ON
LCP_Inputs_ON_Electric_Howarth_2023_05_05 | Methane | Dispatch-Import | ON | 2050 | Winter Peak | CH4 Import - WC 2020 |  |  | 0 | ON
LCP_Inputs_ON_Electric_Howarth_2023_05_05 | Methane | Dispatch-Import | ON | 2050 | Winter Peak | CH4 Import - WC 2030 |  |  | 0 | ON
LCP_Inputs_ON_Electric_Howarth_2023_05_05 | Methane | Dispatch-Import | ON | 2050 | Winter Peak | CH4 Import - WC 2040 |  |  | 0 | ON
LCP_Inputs_ON_Electric_Howarth_2023_05_05 | Methane | Dispatch-Import | ON | 2050 | Winter Peak | CH4 Import - WC 2050 |  |  | 0 | ON
LCP_Inputs_ON_Electric_Howarth_2023_05_05 | Methane | Dispatch-Import | PJ | 2020 | Fall | CH4 Import - NY 2020 |  |  | 0 | PJ
LCP_Inputs_ON_Electric_Howarth_2023_05_05 | Methane | Dispatch-Import | PJ | 2020 | Fall | CH4 Import - NY 2030 |  |  | 0 | PJ
LCP_Inputs_ON_Electric_Howarth_2023_05_05 | Methane | Dispatch-Import | PJ | 2020 | Fall | CH4 Import - NY 2040 |  |  | 0 | PJ
LCP_Inputs_ON_Electric_Howarth_2023_05_05 | Methane | Dispatch-Import | PJ | 2020 | Fall | CH4 Import - NY 2050 |  |  | 0 | PJ
LCP_Inputs_ON_Electric_Howarth_2023_05_05 | Methane | Dispatch-Import | PJ | 2020 | Fall | CH4 Import - WC 2020 |  |  | 0 | PJ
LCP_Inputs_ON_Electric_Howarth_2023_05_05 | Methane | Dispatch-Import | PJ | 2020 | Fall | CH4 Import - WC 2030 |  |  | 0 | PJ
LCP_Inputs_ON_Electric_Howarth_2023_05_05 | Methane | Dispatch-Import | PJ | 2020 | Fall | CH4 Import - WC 2040 |  |  | 0 | PJ
LCP_Inputs_ON_Electric_Howarth_2023_05_05 | Methane | Dispatch-Import | PJ | 2020 | Fall | CH4 Import - WC 2050 |  |  | 0 | PJ
LCP_Inputs_ON_Electric_Howarth_2023_05_05 | Methane | Dispatch-Import | PJ | 2020 | Spring | CH4 Import - NY 2020 |  |  | 0 | PJ
LCP_Inputs_ON_Electric_Howarth_2023_05_05 | Methane | Dispatch-Import | PJ | 2020 | Spring | CH4 Import - NY 2030 |  |  | 0 | PJ
LCP_Inputs_ON_Electric_Howarth_2023_05_05 | Methane | Dispatch-Import | PJ | 2020 | Spring | CH4 Import - NY 2040 |  |  | 0 | PJ
LCP_Inputs_ON_Electric_Howarth_2023_05_05 | Methane | Dispatch-Import | PJ | 2020 | Spring | CH4 Import - NY 2050 |  |  | 0 | PJ
LCP_Inputs_ON_Electric_Howarth_2023_05_05 | Methane | Dispatch-Import | PJ | 2020 | Spring | CH4 Import - WC 2020 |  |  | 0 | PJ
LCP_Inputs_ON_Electric_Howarth_2023_05_05 | Methane | Dispatch-Import | PJ | 2020 | Spring | CH4 Import - WC 2030 |  |  | 0 | PJ
LCP_Inputs_ON_Electric_Howarth_2023_05_05 | Methane | Dispatch-Import | PJ | 2020 | Spring | CH4 Import - WC 2040 |  |  | 0 | PJ
LCP_Inputs_ON_Electric_Howarth_2023_05_05 | Methane | Dispatch-Import | PJ | 2020 | Spring | CH4 Import - WC 2050 |  |  | 0 | PJ
LCP_Inputs_ON_Electric_Howarth_2023_05_05 | Methane | Dispatch-Import | PJ | 2020 | Summer | CH4 Import - NY 2020 |  |  | 0 | PJ
LCP_Inputs_ON_Electric_Howarth_2023_05_05 | Methane | Dispatch-Import | PJ | 2020 | Summer | CH4 Import - NY 2030 |  |  | 0 | PJ
LCP_Inputs_ON_Electric_Howarth_2023_05_05 | Methane | Dispatch-Import | PJ | 2020 | Summer | CH4 Import - NY 2040 |  |  | 0 | PJ
LCP_Inputs_ON_Electric_Howarth_2023_05_05 | Methane | Dispatch-Import | PJ | 2020 | Summer | CH4 Import - NY 2050 |  |  | 0 | PJ
LCP_Inputs_ON_Electric_Howarth_2023_05_05 | Methane | Dispatch-Import | PJ | 2020 | Summer | CH4 Import - WC 2020 |  |  | 0 | PJ
LCP_Inputs_ON_Electric_Howarth_2023_05_05 | Methane | Dispatch-Import | PJ | 2020 | Summer | CH4 Import - WC 2030 |  |  | 0 | PJ
LCP_Inputs_ON_Electric_Howarth_2023_05_05 | Methane | Dispatch-Import | PJ | 2020 | Summer | CH4 Import - WC 2040 |  |  | 0 | PJ
LCP_Inputs_ON_Electric_Howarth_2023_05_05 | Methane | Dispatch-Import | PJ | 2020 | Summer | CH4 Import - WC 2050 |  |  | 0 | PJ
LCP_Inputs_ON_Electric_Howarth_2023_05_05 | Methane | Dispatch-Import | PJ | 2020 | Winter | CH4 Import - NY 2020 |  |  | 0 | PJ
LCP_Inputs_ON_Electric_Howarth_2023_05_05 | Methane | Dispatch-Import | PJ | 2020 | Winter | CH4 Import - NY 2030 |  |  | 0 | PJ
LCP_Inputs_ON_Electric_Howarth_2023_05_05 | Methane | Dispatch-Import | PJ | 2020 | Winter | CH4 Import - NY 2040 |  |  | 0 | PJ
LCP_Inputs_ON_Electric_Howarth_2023_05_05 | Methane | Dispatch-Import | PJ | 2020 | Winter | CH4 Import - NY 2050 |  |  | 0 | PJ
LCP_Inputs_ON_Electric_Howarth_2023_05_05 | Methane | Dispatch-Import | PJ | 2020 | Winter | CH4 Import - WC 2020 |  |  | 0 | PJ
LCP_Inputs_ON_Electric_Howarth_2023_05_05 | Methane | Dispatch-Import | PJ | 2020 | Winter | CH4 Import - WC 2030 |  |  | 0 | PJ
LCP_Inputs_ON_Electric_Howarth_2023_05_05 | Methane | Dispatch-Import | PJ | 2020 | Winter | CH4 Import - WC 2040 |  |  | 0 | PJ
LCP_Inputs_ON_Electric_Howarth_2023_05_05 | Methane | Dispatch-Import | PJ | 2020 | Winter | CH4 Import - WC 2050 |  |  | 0 | PJ
LCP_Inputs_ON_Electric_Howarth_2023_05_05 | Methane | Dispatch-Import | PJ | 2020 | Winter Peak | CH4 Import - NY 2020 |  |  | 0 | PJ
LCP_Inputs_ON_Electric_Howarth_2023_05_05 | Methane | Dispatch-Import | PJ | 2020 | Winter Peak | CH4 Import - NY 2030 |  |  | 0 | PJ
LCP_Inputs_ON_Electric_Howarth_2023_05_05 | Methane | Dispatch-Import | PJ | 2020 | Winter Peak | CH4 Import - NY 2040 |  |  | 0 | PJ
LCP_Inputs_ON_Electric_Howarth_2023_05_05 | Methane | Dispatch-Import | PJ | 2020 | Winter Peak | CH4 Import - NY 2050 |  |  | 0 | PJ
LCP_Inputs_ON_Electric_Howarth_2023_05_05 | Methane | Dispatch-Import | PJ | 2020 | Winter Peak | CH4 Import - WC 2020 |  |  | 0 | PJ
LCP_Inputs_ON_Electric_Howarth_2023_05_05 | Methane | Dispatch-Import | PJ | 2020 | Winter Peak | CH4 Import - WC 2030 |  |  | 0 | PJ
LCP_Inputs_ON_Electric_Howarth_2023_05_05 | Methane | Dispatch-Import | PJ | 2020 | Winter Peak | CH4 Import - WC 2040 |  |  | 0 | PJ
LCP_Inputs_ON_Electric_Howarth_2023_05_05 | Methane | Dispatch-Import | PJ | 2020 | Winter Peak | CH4 Import - WC 2050 |  |  | 0 | PJ
LCP_Inputs_ON_Electric_Howarth_2023_05_05 | Methane | Dispatch-Import | PJ | 2030 | Fall | CH4 Import - NY 2020 |  |  | 0 | PJ
LCP_Inputs_ON_Electric_Howarth_2023_05_05 | Methane | Dispatch-Import | PJ | 2030 | Fall | CH4 Import - NY 2030 |  |  | 0 | PJ
LCP_Inputs_ON_Electric_Howarth_2023_05_05 | Methane | Dispatch-Import | PJ | 2030 | Fall | CH4 Import - NY 2040 |  |  | 0 | PJ
LCP_Inputs_ON_Electric_Howarth_2023_05_05 | Methane | Dispatch-Import | PJ | 2030 | Fall | CH4 Import - NY 2050 |  |  | 0 | PJ
LCP_Inputs_ON_Electric_Howarth_2023_05_05 | Methane | Dispatch-Import | PJ | 2030 | Fall | CH4 Import - WC 2020 |  |  | 0 | PJ
LCP_Inputs_ON_Electric_Howarth_2023_05_05 | Methane | Dispatch-Import | PJ | 2030 | Fall | CH4 Import - WC 2030 |  |  | 0 | PJ
LCP_Inputs_ON_Electric_Howarth_2023_05_05 | Methane | Dispatch-Import | PJ | 2030 | Fall | CH4 Import - WC 2040 |  |  | 0 | PJ
LCP_Inputs_ON_Electric_Howarth_2023_05_05 | Methane | Dispatch-Import | PJ | 2030 | Fall | CH4 Import - WC 2050 |  |  | 0 | PJ
LCP_Inputs_ON_Electric_Howarth_2023_05_05 | Methane | Dispatch-Import | PJ | 2030 | Spring | CH4 Import - NY 2020 |  |  | 0 | PJ
LCP_Inputs_ON_Electric_Howarth_2023_05_05 | Methane | Dispatch-Import | PJ | 2030 | Spring | CH4 Import - NY 2030 |  |  | 0 | PJ
LCP_Inputs_ON_Electric_Howarth_2023_05_05 | Methane | Dispatch-Import | PJ | 2030 | Spring | CH4 Import - NY 2040 |  |  | 0 | PJ
LCP_Inputs_ON_Electric_Howarth_2023_05_05 | Methane | Dispatch-Import | PJ | 2030 | Spring | CH4 Import - NY 2050 |  |  | 0 | PJ
LCP_Inputs_ON_Electric_Howarth_2023_05_05 | Methane | Dispatch-Import | PJ | 2030 | Spring | CH4 Import - WC 2020 |  |  | 0 | PJ
LCP_Inputs_ON_Electric_Howarth_2023_05_05 | Methane | Dispatch-Import | PJ | 2030 | Spring | CH4 Import - WC 2030 |  |  | 0 | PJ
LCP_Inputs_ON_Electric_Howarth_2023_05_05 | Methane | Dispatch-Import | PJ | 2030 | Spring | CH4 Import - WC 2040 |  |  | 0 | PJ
LCP_Inputs_ON_Electric_Howarth_2023_05_05 | Methane | Dispatch-Import | PJ | 2030 | Spring | CH4 Import - WC 2050 |  |  | 0 | PJ
LCP_Inputs_ON_Electric_Howarth_2023_05_05 | Methane | Dispatch-Import | PJ | 2030 | Summer | CH4 Import - NY 2020 |  |  | 0 | PJ
LCP_Inputs_ON_Electric_Howarth_2023_05_05 | Methane | Dispatch-Import | PJ | 2030 | Summer | CH4 Import - NY 2030 |  |  | 0 | PJ
LCP_Inputs_ON_Electric_Howarth_2023_05_05 | Methane | Dispatch-Import | PJ | 2030 | Summer | CH4 Import - NY 2040 |  |  | 0 | PJ
LCP_Inputs_ON_Electric_Howarth_2023_05_05 | Methane | Dispatch-Import | PJ | 2030 | Summer | CH4 Import - NY 2050 |  |  | 0 | PJ
LCP_Inputs_ON_Electric_Howarth_2023_05_05 | Methane | Dispatch-Import | PJ | 2030 | Summer | CH4 Import - WC 2020 |  |  | 0 | PJ
LCP_Inputs_ON_Electric_Howarth_2023_05_05 | Methane | Dispatch-Import | PJ | 2030 | Summer | CH4 Import - WC 2030 |  |  | 0 | PJ
LCP_Inputs_ON_Electric_Howarth_2023_05_05 | Methane | Dispatch-Import | PJ | 2030 | Summer | CH4 Import - WC 2040 |  |  | 0 | PJ
LCP_Inputs_ON_Electric_Howarth_2023_05_05 | Methane | Dispatch-Import | PJ | 2030 | Summer | CH4 Import - WC 2050 |  |  | 0 | PJ
LCP_Inputs_ON_Electric_Howarth_2023_05_05 | Methane | Dispatch-Import | PJ | 2030 | Winter | CH4 Import - NY 2020 |  |  | 0 | PJ
LCP_Inputs_ON_Electric_Howarth_2023_05_05 | Methane | Dispatch-Import | PJ | 2030 | Winter | CH4 Import - NY 2030 |  |  | 0 | PJ
LCP_Inputs_ON_Electric_Howarth_2023_05_05 | Methane | Dispatch-Import | PJ | 2030 | Winter | CH4 Import - NY 2040 |  |  | 0 | PJ
LCP_Inputs_ON_Electric_Howarth_2023_05_05 | Methane | Dispatch-Import | PJ | 2030 | Winter | CH4 Import - NY 2050 |  |  | 0 | PJ
LCP_Inputs_ON_Electric_Howarth_2023_05_05 | Methane | Dispatch-Import | PJ | 2030 | Winter | CH4 Import - WC 2020 |  |  | 0 | PJ
LCP_Inputs_ON_Electric_Howarth_2023_05_05 | Methane | Dispatch-Import | PJ | 2030 | Winter | CH4 Import - WC 2030 |  |  | 0 | PJ
LCP_Inputs_ON_Electric_Howarth_2023_05_05 | Methane | Dispatch-Import | PJ | 2030 | Winter | CH4 Import - WC 2040 |  |  | 0 | PJ
LCP_Inputs_ON_Electric_Howarth_2023_05_05 | Methane | Dispatch-Import | PJ | 2030 | Winter | CH4 Import - WC 2050 |  |  | 0 | PJ
LCP_Inputs_ON_Electric_Howarth_2023_05_05 | Methane | Dispatch-Import | PJ | 2030 | Winter Peak | CH4 Import - NY 2020 |  |  | 0 | PJ
LCP_Inputs_ON_Electric_Howarth_2023_05_05 | Methane | Dispatch-Import | PJ | 2030 | Winter Peak | CH4 Import - NY 2030 |  |  | 0 | PJ
LCP_Inputs_ON_Electric_Howarth_2023_05_05 | Methane | Dispatch-Import | PJ | 2030 | Winter Peak | CH4 Import - NY 2040 |  |  | 0 | PJ
LCP_Inputs_ON_Electric_Howarth_2023_05_05 | Methane | Dispatch-Import | PJ | 2030 | Winter Peak | CH4 Import - NY 2050 |  |  | 0 | PJ
LCP_Inputs_ON_Electric_Howarth_2023_05_05 | Methane | Dispatch-Import | PJ | 2030 | Winter Peak | CH4 Import - WC 2020 |  |  | 0 | PJ
LCP_Inputs_ON_Electric_Howarth_2023_05_05 | Methane | Dispatch-Import | PJ | 2030 | Winter Peak | CH4 Import - WC 2030 |  |  | 0 | PJ
LCP_Inputs_ON_Electric_Howarth_2023_05_05 | Methane | Dispatch-Import | PJ | 2030 | Winter Peak | CH4 Import - WC 2040 |  |  | 0 | PJ
LCP_Inputs_ON_Electric_Howarth_2023_05_05 | Methane | Dispatch-Import | PJ | 2030 | Winter Peak | CH4 Import - WC 2050 |  |  | 0 | PJ
LCP_Inputs_ON_Electric_Howarth_2023_05_05 | Methane | Dispatch-Import | PJ | 2040 | Fall | CH4 Import - NY 2020 |  |  | 0 | PJ
LCP_Inputs_ON_Electric_Howarth_2023_05_05 | Methane | Dispatch-Import | PJ | 2040 | Fall | CH4 Import - NY 2030 |  |  | 0 | PJ
LCP_Inputs_ON_Electric_Howarth_2023_05_05 | Methane | Dispatch-Import | PJ | 2040 | Fall | CH4 Import - NY 2040 |  |  | 0 | PJ
LCP_Inputs_ON_Electric_Howarth_2023_05_05 | Methane | Dispatch-Import | PJ | 2040 | Fall | CH4 Import - NY 2050 |  |  | 0 | PJ
LCP_Inputs_ON_Electric_Howarth_2023_05_05 | Methane | Dispatch-Import | PJ | 2040 | Fall | CH4 Import - WC 2020 |  |  | 0 | PJ
LCP_Inputs_ON_Electric_Howarth_2023_05_05 | Methane | Dispatch-Import | PJ | 2040 | Fall | CH4 Import - WC 2030 |  |  | 0 | PJ
LCP_Inputs_ON_Electric_Howarth_2023_05_05 | Methane | Dispatch-Import | PJ | 2040 | Fall | CH4 Import - WC 2040 |  |  | 0 | PJ
LCP_Inputs_ON_Electric_Howarth_2023_05_05 | Methane | Dispatch-Import | PJ | 2040 | Fall | CH4 Import - WC 2050 |  |  | 0 | PJ
LCP_Inputs_ON_Electric_Howarth_2023_05_05 | Methane | Dispatch-Import | PJ | 2040 | Spring | CH4 Import - NY 2020 |  |  | 0 | PJ
LCP_Inputs_ON_Electric_Howarth_2023_05_05 | Methane | Dispatch-Import | PJ | 2040 | Spring | CH4 Import - NY 2030 |  |  | 0 | PJ
LCP_Inputs_ON_Electric_Howarth_2023_05_05 | Methane | Dispatch-Import | PJ | 2040 | Spring | CH4 Import - NY 2040 |  |  | 0 | PJ
LCP_Inputs_ON_Electric_Howarth_2023_05_05 | Methane | Dispatch-Import | PJ | 2040 | Spring | CH4 Import - NY 2050 |  |  | 0 | PJ
LCP_Inputs_ON_Electric_Howarth_2023_05_05 | Methane | Dispatch-Import | PJ | 2040 | Spring | CH4 Import - WC 2020 |  |  | 0 | PJ
LCP_Inputs_ON_Electric_Howarth_2023_05_05 | Methane | Dispatch-Import | PJ | 2040 | Spring | CH4 Import - WC 2030 |  |  | 0 | PJ
LCP_Inputs_ON_Electric_Howarth_2023_05_05 | Methane | Dispatch-Import | PJ | 2040 | Spring | CH4 Import - WC 2040 |  |  | 0 | PJ
LCP_Inputs_ON_Electric_Howarth_2023_05_05 | Methane | Dispatch-Import | PJ | 2040 | Spring | CH4 Import - WC 2050 |  |  | 0 | PJ
LCP_Inputs_ON_Electric_Howarth_2023_05_05 | Methane | Dispatch-Import | PJ | 2040 | Summer | CH4 Import - NY 2020 |  |  | 0 | PJ
LCP_Inputs_ON_Electric_Howarth_2023_05_05 | Methane | Dispatch-Import | PJ | 2040 | Summer | CH4 Import - NY 2030 |  |  | 0 | PJ
LCP_Inputs_ON_Electric_Howarth_2023_05_05 | Methane | Dispatch-Import | PJ | 2040 | Summer | CH4 Import - NY 2040 |  |  | 0 | PJ
LCP_Inputs_ON_Electric_Howarth_2023_05_05 | Methane | Dispatch-Import | PJ | 2040 | Summer | CH4 Import - NY 2050 |  |  | 0 | PJ
LCP_Inputs_ON_Electric_Howarth_2023_05_05 | Methane | Dispatch-Import | PJ | 2040 | Summer | CH4 Import - WC 2020 |  |  | 0 | PJ
LCP_Inputs_ON_Electric_Howarth_2023_05_05 | Methane | Dispatch-Import | PJ | 2040 | Summer | CH4 Import - WC 2030 |  |  | 0 | PJ
LCP_Inputs_ON_Electric_Howarth_2023_05_05 | Methane | Dispatch-Import | PJ | 2040 | Summer | CH4 Import - WC 2040 |  |  | 0 | PJ
LCP_Inputs_ON_Electric_Howarth_2023_05_05 | Methane | Dispatch-Import | PJ | 2040 | Summer | CH4 Import - WC 2050 |  |  | 0 | PJ
LCP_Inputs_ON_Electric_Howarth_2023_05_05 | Methane | Dispatch-Import | PJ | 2040 | Winter | CH4 Import - NY 2020 |  |  | 0 | PJ
LCP_Inputs_ON_Electric_Howarth_2023_05_05 | Methane | Dispatch-Import | PJ | 2040 | Winter | CH4 Import - NY 2030 |  |  | 0 | PJ
LCP_Inputs_ON_Electric_Howarth_2023_05_05 | Methane | Dispatch-Import | PJ | 2040 | Winter | CH4 Import - NY 2040 |  |  | 0 | PJ
LCP_Inputs_ON_Electric_Howarth_2023_05_05 | Methane | Dispatch-Import | PJ | 2040 | Winter | CH4 Import - NY 2050 |  |  | 0 | PJ
LCP_Inputs_ON_Electric_Howarth_2023_05_05 | Methane | Dispatch-Import | PJ | 2040 | Winter | CH4 Import - WC 2020 |  |  | 0 | PJ
LCP_Inputs_ON_Electric_Howarth_2023_05_05 | Methane | Dispatch-Import | PJ | 2040 | Winter | CH4 Import - WC 2030 |  |  | 0 | PJ
LCP_Inputs_ON_Electric_Howarth_2023_05_05 | Methane | Dispatch-Import | PJ | 2040 | Winter | CH4 Import - WC 2040 |  |  | 0 | PJ
LCP_Inputs_ON_Electric_Howarth_2023_05_05 | Methane | Dispatch-Import | PJ | 2040 | Winter | CH4 Import - WC 2050 |  |  | 0 | PJ
LCP_Inputs_ON_Electric_Howarth_2023_05_05 | Methane | Dispatch-Import | PJ | 2040 | Winter Peak | CH4 Import - NY 2020 |  |  | 0 | PJ
LCP_Inputs_ON_Electric_Howarth_2023_05_05 | Methane | Dispatch-Import | PJ | 2040 | Winter Peak | CH4 Import - NY 2030 |  |  | 0 | PJ
LCP_Inputs_ON_Electric_Howarth_2023_05_05 | Methane | Dispatch-Import | PJ | 2040 | Winter Peak | CH4 Import - NY 2040 |  |  | 0 | PJ
LCP_Inputs_ON_Electric_Howarth_2023_05_05 | Methane | Dispatch-Import | PJ | 2040 | Winter Peak | CH4 Import - NY 2050 |  |  | 0 | PJ
LCP_Inputs_ON_Electric_Howarth_2023_05_05 | Methane | Dispatch-Import | PJ | 2040 | Winter Peak | CH4 Import - WC 2020 |  |  | 0 | PJ
LCP_Inputs_ON_Electric_Howarth_2023_05_05 | Methane | Dispatch-Import | PJ | 2040 | Winter Peak | CH4 Import - WC 2030 |  |  | 0 | PJ
LCP_Inputs_ON_Electric_Howarth_2023_05_05 | Methane | Dispatch-Import | PJ | 2040 | Winter Peak | CH4 Import - WC 2040 |  |  | 0 | PJ
LCP_Inputs_ON_Electric_Howarth_2023_05_05 | Methane | Dispatch-Import | PJ | 2040 | Winter Peak | CH4 Import - WC 2050 |  |  | 0 | PJ
LCP_Inputs_ON_Electric_Howarth_2023_05_05 | Methane | Dispatch-Import | PJ | 2050 | Fall | CH4 Import - NY 2020 |  |  | 0 | PJ
LCP_Inputs_ON_Electric_Howarth_2023_05_05 | Methane | Dispatch-Import | PJ | 2050 | Fall | CH4 Import - NY 2030 |  |  | 0 | PJ
LCP_Inputs_ON_Electric_Howarth_2023_05_05 | Methane | Dispatch-Import | PJ | 2050 | Fall | CH4 Import - NY 2040 |  |  | 0 | PJ
LCP_Inputs_ON_Electric_Howarth_2023_05_05 | Methane | Dispatch-Import | PJ | 2050 | Fall | CH4 Import - NY 2050 |  |  | 0 | PJ
LCP_Inputs_ON_Electric_Howarth_2023_05_05 | Methane | Dispatch-Import | PJ | 2050 | Fall | CH4 Import - WC 2020 |  |  | 0 | PJ
LCP_Inputs_ON_Electric_Howarth_2023_05_05 | Methane | Dispatch-Import | PJ | 2050 | Fall | CH4 Import - WC 2030 |  |  | 0 | PJ
LCP_Inputs_ON_Electric_Howarth_2023_05_05 | Methane | Dispatch-Import | PJ | 2050 | Fall | CH4 Import - WC 2040 |  |  | 0 | PJ
LCP_Inputs_ON_Electric_Howarth_2023_05_05 | Methane | Dispatch-Import | PJ | 2050 | Fall | CH4 Import - WC 2050 |  |  | 0 | PJ
LCP_Inputs_ON_Electric_Howarth_2023_05_05 | Methane | Dispatch-Import | PJ | 2050 | Spring | CH4 Import - NY 2020 |  |  | 0 | PJ
LCP_Inputs_ON_Electric_Howarth_2023_05_05 | Methane | Dispatch-Import | PJ | 2050 | Spring | CH4 Import - NY 2030 |  |  | 0 | PJ
LCP_Inputs_ON_Electric_Howarth_2023_05_05 | Methane | Dispatch-Import | PJ | 2050 | Spring | CH4 Import - NY 2040 |  |  | 0 | PJ
LCP_Inputs_ON_Electric_Howarth_2023_05_05 | Methane | Dispatch-Import | PJ | 2050 | Spring | CH4 Import - NY 2050 |  |  | 0 | PJ
LCP_Inputs_ON_Electric_Howarth_2023_05_05 | Methane | Dispatch-Import | PJ | 2050 | Spring | CH4 Import - WC 2020 |  |  | 0 | PJ
LCP_Inputs_ON_Electric_Howarth_2023_05_05 | Methane | Dispatch-Import | PJ | 2050 | Spring | CH4 Import - WC 2030 |  |  | 0 | PJ
LCP_Inputs_ON_Electric_Howarth_2023_05_05 | Methane | Dispatch-Import | PJ | 2050 | Spring | CH4 Import - WC 2040 |  |  | 0 | PJ
LCP_Inputs_ON_Electric_Howarth_2023_05_05 | Methane | Dispatch-Import | PJ | 2050 | Spring | CH4 Import - WC 2050 |  |  | 0 | PJ
LCP_Inputs_ON_Electric_Howarth_2023_05_05 | Methane | Dispatch-Import | PJ | 2050 | Summer | CH4 Import - NY 2020 |  |  | 0 | PJ
LCP_Inputs_ON_Electric_Howarth_2023_05_05 | Methane | Dispatch-Import | PJ | 2050 | Summer | CH4 Import - NY 2030 |  |  | 0 | PJ
LCP_Inputs_ON_Electric_Howarth_2023_05_05 | Methane | Dispatch-Import | PJ | 2050 | Summer | CH4 Import - NY 2040 |  |  | 0 | PJ
LCP_Inputs_ON_Electric_Howarth_2023_05_05 | Methane | Dispatch-Import | PJ | 2050 | Summer | CH4 Import - NY 2050 |  |  | 0 | PJ
LCP_Inputs_ON_Electric_Howarth_2023_05_05 | Methane | Dispatch-Import | PJ | 2050 | Summer | CH4 Import - WC 2020 |  |  | 0 | PJ
LCP_Inputs_ON_Electric_Howarth_2023_05_05 | Methane | Dispatch-Import | PJ | 2050 | Summer | CH4 Import - WC 2030 |  |  | 0 | PJ
LCP_Inputs_ON_Electric_Howarth_2023_05_05 | Methane | Dispatch-Import | PJ | 2050 | Summer | CH4 Import - WC 2040 |  |  | 0 | PJ
LCP_Inputs_ON_Electric_Howarth_2023_05_05 | Methane | Dispatch-Import | PJ | 2050 | Summer | CH4 Import - WC 2050 |  |  | 0 | PJ
LCP_Inputs_ON_Electric_Howarth_2023_05_05 | Methane | Dispatch-Import | PJ | 2050 | Winter | CH4 Import - NY 2020 |  |  | 0 | PJ
LCP_Inputs_ON_Electric_Howarth_2023_05_05 | Methane | Dispatch-Import | PJ | 2050 | Winter | CH4 Import - NY 2030 |  |  | 0 | PJ
LCP_Inputs_ON_Electric_Howarth_2023_05_05 | Methane | Dispatch-Import | PJ | 2050 | Winter | CH4 Import - NY 2040 |  |  | 0 | PJ
LCP_Inputs_ON_Electric_Howarth_2023_05_05 | Methane | Dispatch-Import | PJ | 2050 | Winter | CH4 Import - NY 2050 |  |  | 0 | PJ
LCP_Inputs_ON_Electric_Howarth_2023_05_05 | Methane | Dispatch-Import | PJ | 2050 | Winter | CH4 Import - WC 2020 |  |  | 0 | PJ
LCP_Inputs_ON_Electric_Howarth_2023_05_05 | Methane | Dispatch-Import | PJ | 2050 | Winter | CH4 Import - WC 2030 |  |  | 0 | PJ
LCP_Inputs_ON_Electric_Howarth_2023_05_05 | Methane | Dispatch-Import | PJ | 2050 | Winter | CH4 Import - WC 2040 |  |  | 0 | PJ
LCP_Inputs_ON_Electric_Howarth_2023_05_05 | Methane | Dispatch-Import | PJ | 2050 | Winter | CH4 Import - WC 2050 |  |  | 0 | PJ
LCP_Inputs_ON_Electric_Howarth_2023_05_05 | Methane | Dispatch-Import | PJ | 2050 | Winter Peak | CH4 Import - NY 2020 |  |  | 0 | PJ
LCP_Inputs_ON_Electric_Howarth_2023_05_05 | Methane | Dispatch-Import | PJ | 2050 | Winter Peak | CH4 Import - NY 2030 |  |  | 0 | PJ
LCP_Inputs_ON_Electric_Howarth_2023_05_05 | Methane | Dispatch-Import | PJ | 2050 | Winter Peak | CH4 Import - NY 2040 |  |  | 0 | PJ
LCP_Inputs_ON_Electric_Howarth_2023_05_05 | Methane | Dispatch-Import | PJ | 2050 | Winter Peak | CH4 Import - NY 2050 |  |  | 0 | PJ
LCP_Inputs_ON_Electric_Howarth_2023_05_05 | Methane | Dispatch-Import | PJ | 2050 | Winter Peak | CH4 Import - WC 2020 |  |  | 0 | PJ
LCP_Inputs_ON_Electric_Howarth_2023_05_05 | Methane | Dispatch-Import | PJ | 2050 | Winter Peak | CH4 Import - WC 2030 |  |  | 0 | PJ
LCP_Inputs_ON_Electric_Howarth_2023_05_05 | Methane | Dispatch-Import | PJ | 2050 | Winter Peak | CH4 Import - WC 2040 |  |  | 0 | PJ
LCP_Inputs_ON_Electric_Howarth_2023_05_05 | Methane | Dispatch-Import | PJ | 2050 | Winter Peak | CH4 Import - WC 2050 |  |  | 0 | PJ
LCP_Inputs_ON_Electric_Howarth_2023_05_05 | Methane | Dispatch-Import | QC | 2020 | Fall | CH4 Import - NY 2020 |  |  | 0 | QC
LCP_Inputs_ON_Electric_Howarth_2023_05_05 | Methane | Dispatch-Import | QC | 2020 | Fall | CH4 Import - NY 2030 |  |  | 0 | QC
LCP_Inputs_ON_Electric_Howarth_2023_05_05 | Methane | Dispatch-Import | QC | 2020 | Fall | CH4 Import - NY 2040 |  |  | 0 | QC
LCP_Inputs_ON_Electric_Howarth_2023_05_05 | Methane | Dispatch-Import | QC | 2020 | Fall | CH4 Import - NY 2050 |  |  | 0 | QC
LCP_Inputs_ON_Electric_Howarth_2023_05_05 | Methane | Dispatch-Import | QC | 2020 | Fall | CH4 Import - WC 2020 |  |  | 0 | QC
LCP_Inputs_ON_Electric_Howarth_2023_05_05 | Methane | Dispatch-Import | QC | 2020 | Fall | CH4 Import - WC 2030 |  |  | 0 | QC
LCP_Inputs_ON_Electric_Howarth_2023_05_05 | Methane | Dispatch-Import | QC | 2020 | Fall | CH4 Import - WC 2040 |  |  | 0 | QC
LCP_Inputs_ON_Electric_Howarth_2023_05_05 | Methane | Dispatch-Import | QC | 2020 | Fall | CH4 Import - WC 2050 |  |  | 0 | QC
LCP_Inputs_ON_Electric_Howarth_2023_05_05 | Methane | Dispatch-Import | QC | 2020 | Spring | CH4 Import - NY 2020 |  |  | 0 | QC
LCP_Inputs_ON_Electric_Howarth_2023_05_05 | Methane | Dispatch-Import | QC | 2020 | Spring | CH4 Import - NY 2030 |  |  | 0 | QC
LCP_Inputs_ON_Electric_Howarth_2023_05_05 | Methane | Dispatch-Import | QC | 2020 | Spring | CH4 Import - NY 2040 |  |  | 0 | QC
LCP_Inputs_ON_Electric_Howarth_2023_05_05 | Methane | Dispatch-Import | QC | 2020 | Spring | CH4 Import - NY 2050 |  |  | 0 | QC
LCP_Inputs_ON_Electric_Howarth_2023_05_05 | Methane | Dispatch-Import | QC | 2020 | Spring | CH4 Import - WC 2020 |  |  | 0 | QC
LCP_Inputs_ON_Electric_Howarth_2023_05_05 | Methane | Dispatch-Import | QC | 2020 | Spring | CH4 Import - WC 2030 |  |  | 0 | QC
LCP_Inputs_ON_Electric_Howarth_2023_05_05 | Methane | Dispatch-Import | QC | 2020 | Spring | CH4 Import - WC 2040 |  |  | 0 | QC
LCP_Inputs_ON_Electric_Howarth_2023_05_05 | Methane | Dispatch-Import | QC | 2020 | Spring | CH4 Import - WC 2050 |  |  | 0 | QC
LCP_Inputs_ON_Electric_Howarth_2023_05_05 | Methane | Dispatch-Import | QC | 2020 | Summer | CH4 Import - NY 2020 |  |  | 0 | QC
LCP_Inputs_ON_Electric_Howarth_2023_05_05 | Methane | Dispatch-Import | QC | 2020 | Summer | CH4 Import - NY 2030 |  |  | 0 | QC
LCP_Inputs_ON_Electric_Howarth_2023_05_05 | Methane | Dispatch-Import | QC | 2020 | Summer | CH4 Import - NY 2040 |  |  | 0 | QC
LCP_Inputs_ON_Electric_Howarth_2023_05_05 | Methane | Dispatch-Import | QC | 2020 | Summer | CH4 Import - NY 2050 |  |  | 0 | QC
LCP_Inputs_ON_Electric_Howarth_2023_05_05 | Methane | Dispatch-Import | QC | 2020 | Summer | CH4 Import - WC 2020 |  |  | 0 | QC
LCP_Inputs_ON_Electric_Howarth_2023_05_05 | Methane | Dispatch-Import | QC | 2020 | Summer | CH4 Import - WC 2030 |  |  | 0 | QC
LCP_Inputs_ON_Electric_Howarth_2023_05_05 | Methane | Dispatch-Import | QC | 2020 | Summer | CH4 Import - WC 2040 |  |  | 0 | QC
LCP_Inputs_ON_Electric_Howarth_2023_05_05 | Methane | Dispatch-Import | QC | 2020 | Summer | CH4 Import - WC 2050 |  |  | 0 | QC
LCP_Inputs_ON_Electric_Howarth_2023_05_05 | Methane | Dispatch-Import | QC | 2020 | Winter | CH4 Import - NY 2020 |  |  | 0 | QC
LCP_Inputs_ON_Electric_Howarth_2023_05_05 | Methane | Dispatch-Import | QC | 2020 | Winter | CH4 Import - NY 2030 |  |  | 0 | QC
LCP_Inputs_ON_Electric_Howarth_2023_05_05 | Methane | Dispatch-Import | QC | 2020 | Winter | CH4 Import - NY 2040 |  |  | 0 | QC
LCP_Inputs_ON_Electric_Howarth_2023_05_05 | Methane | Dispatch-Import | QC | 2020 | Winter | CH4 Import - NY 2050 |  |  | 0 | QC
LCP_Inputs_ON_Electric_Howarth_2023_05_05 | Methane | Dispatch-Import | QC | 2020 | Winter | CH4 Import - WC 2020 |  |  | 0 | QC
LCP_Inputs_ON_Electric_Howarth_2023_05_05 | Methane | Dispatch-Import | QC | 2020 | Winter | CH4 Import - WC 2030 |  |  | 0 | QC
LCP_Inputs_ON_Electric_Howarth_2023_05_05 | Methane | Dispatch-Import | QC | 2020 | Winter | CH4 Import - WC 2040 |  |  | 0 | QC
LCP_Inputs_ON_Electric_Howarth_2023_05_05 | Methane | Dispatch-Import | QC | 2020 | Winter | CH4 Import - WC 2050 |  |  | 0 | QC
LCP_Inputs_ON_Electric_Howarth_2023_05_05 | Methane | Dispatch-Import | QC | 2020 | Winter Peak | CH4 Import - NY 2020 |  |  | 0 | QC
LCP_Inputs_ON_Electric_Howarth_2023_05_05 | Methane | Dispatch-Import | QC | 2020 | Winter Peak | CH4 Import - NY 2030 |  |  | 0 | QC
LCP_Inputs_ON_Electric_Howarth_2023_05_05 | Methane | Dispatch-Import | QC | 2020 | Winter Peak | CH4 Import - NY 2040 |  |  | 0 | QC
LCP_Inputs_ON_Electric_Howarth_2023_05_05 | Methane | Dispatch-Import | QC | 2020 | Winter Peak | CH4 Import - NY 2050 |  |  | 0 | QC
LCP_Inputs_ON_Electric_Howarth_2023_05_05 | Methane | Dispatch-Import | QC | 2020 | Winter Peak | CH4 Import - WC 2020 |  |  | 0 | QC
LCP_Inputs_ON_Electric_Howarth_2023_05_05 | Methane | Dispatch-Import | QC | 2020 | Winter Peak | CH4 Import - WC 2030 |  |  | 0 | QC
LCP_Inputs_ON_Electric_Howarth_2023_05_05 | Methane | Dispatch-Import | QC | 2020 | Winter Peak | CH4 Import - WC 2040 |  |  | 0 | QC
LCP_Inputs_ON_Electric_Howarth_2023_05_05 | Methane | Dispatch-Import | QC | 2020 | Winter Peak | CH4 Import - WC 2050 |  |  | 0 | QC
LCP_Inputs_ON_Electric_Howarth_2023_05_05 | Methane | Dispatch-Import | QC | 2030 | Fall | CH4 Import - NY 2020 |  |  | 0 | QC
LCP_Inputs_ON_Electric_Howarth_2023_05_05 | Methane | Dispatch-Import | QC | 2030 | Fall | CH4 Import - NY 2030 |  |  | 0 | QC
LCP_Inputs_ON_Electric_Howarth_2023_05_05 | Methane | Dispatch-Import | QC | 2030 | Fall | CH4 Import - NY 2040 |  |  | 0 | QC
LCP_Inputs_ON_Electric_Howarth_2023_05_05 | Methane | Dispatch-Import | QC | 2030 | Fall | CH4 Import - NY 2050 |  |  | 0 | QC
LCP_Inputs_ON_Electric_Howarth_2023_05_05 | Methane | Dispatch-Import | QC | 2030 | Fall | CH4 Import - WC 2020 |  |  | 0 | QC
LCP_Inputs_ON_Electric_Howarth_2023_05_05 | Methane | Dispatch-Import | QC | 2030 | Fall | CH4 Import - WC 2030 |  |  | 0 | QC
LCP_Inputs_ON_Electric_Howarth_2023_05_05 | Methane | Dispatch-Import | QC | 2030 | Fall | CH4 Import - WC 2040 |  |  | 0 | QC
LCP_Inputs_ON_Electric_Howarth_2023_05_05 | Methane | Dispatch-Import | QC | 2030 | Fall | CH4 Import - WC 2050 |  |  | 0 | QC
LCP_Inputs_ON_Electric_Howarth_2023_05_05 | Methane | Dispatch-Import | QC | 2030 | Spring | CH4 Import - NY 2020 |  |  | 0 | QC
LCP_Inputs_ON_Electric_Howarth_2023_05_05 | Methane | Dispatch-Import | QC | 2030 | Spring | CH4 Import - NY 2030 |  |  | 0 | QC
LCP_Inputs_ON_Electric_Howarth_2023_05_05 | Methane | Dispatch-Import | QC | 2030 | Spring | CH4 Import - NY 2040 |  |  | 0 | QC
LCP_Inputs_ON_Electric_Howarth_2023_05_05 | Methane | Dispatch-Import | QC | 2030 | Spring | CH4 Import - NY 2050 |  |  | 0 | QC
LCP_Inputs_ON_Electric_Howarth_2023_05_05 | Methane | Dispatch-Import | QC | 2030 | Spring | CH4 Import - WC 2020 |  |  | 0 | QC
LCP_Inputs_ON_Electric_Howarth_2023_05_05 | Methane | Dispatch-Import | QC | 2030 | Spring | CH4 Import - WC 2030 |  |  | 0 | QC
LCP_Inputs_ON_Electric_Howarth_2023_05_05 | Methane | Dispatch-Import | QC | 2030 | Spring | CH4 Import - WC 2040 |  |  | 0 | QC
LCP_Inputs_ON_Electric_Howarth_2023_05_05 | Methane | Dispatch-Import | QC | 2030 | Spring | CH4 Import - WC 2050 |  |  | 0 | QC
LCP_Inputs_ON_Electric_Howarth_2023_05_05 | Methane | Dispatch-Import | QC | 2030 | Summer | CH4 Import - NY 2020 |  |  | 0 | QC
LCP_Inputs_ON_Electric_Howarth_2023_05_05 | Methane | Dispatch-Import | QC | 2030 | Summer | CH4 Import - NY 2030 |  |  | 0 | QC
LCP_Inputs_ON_Electric_Howarth_2023_05_05 | Methane | Dispatch-Import | QC | 2030 | Summer | CH4 Import - NY 2040 |  |  | 0 | QC
LCP_Inputs_ON_Electric_Howarth_2023_05_05 | Methane | Dispatch-Import | QC | 2030 | Summer | CH4 Import - NY 2050 |  |  | 0 | QC
LCP_Inputs_ON_Electric_Howarth_2023_05_05 | Methane | Dispatch-Import | QC | 2030 | Summer | CH4 Import - WC 2020 |  |  | 0 | QC
LCP_Inputs_ON_Electric_Howarth_2023_05_05 | Methane | Dispatch-Import | QC | 2030 | Summer | CH4 Import - WC 2030 |  |  | 0 | QC
LCP_Inputs_ON_Electric_Howarth_2023_05_05 | Methane | Dispatch-Import | QC | 2030 | Summer | CH4 Import - WC 2040 |  |  | 0 | QC
LCP_Inputs_ON_Electric_Howarth_2023_05_05 | Methane | Dispatch-Import | QC | 2030 | Summer | CH4 Import - WC 2050 |  |  | 0 | QC
LCP_Inputs_ON_Electric_Howarth_2023_05_05 | Methane | Dispatch-Import | QC | 2030 | Winter | CH4 Import - NY 2020 |  |  | 0 | QC
LCP_Inputs_ON_Electric_Howarth_2023_05_05 | Methane | Dispatch-Import | QC | 2030 | Winter | CH4 Import - NY 2030 |  |  | 0 | QC
LCP_Inputs_ON_Electric_Howarth_2023_05_05 | Methane | Dispatch-Import | QC | 2030 | Winter | CH4 Import - NY 2040 |  |  | 0 | QC
LCP_Inputs_ON_Electric_Howarth_2023_05_05 | Methane | Dispatch-Import | QC | 2030 | Winter | CH4 Import - NY 2050 |  |  | 0 | QC
LCP_Inputs_ON_Electric_Howarth_2023_05_05 | Methane | Dispatch-Import | QC | 2030 | Winter | CH4 Import - WC 2020 |  |  | 0 | QC
LCP_Inputs_ON_Electric_Howarth_2023_05_05 | Methane | Dispatch-Import | QC | 2030 | Winter | CH4 Import - WC 2030 |  |  | 0 | QC
LCP_Inputs_ON_Electric_Howarth_2023_05_05 | Methane | Dispatch-Import | QC | 2030 | Winter | CH4 Import - WC 2040 |  |  | 0 | QC
LCP_Inputs_ON_Electric_Howarth_2023_05_05 | Methane | Dispatch-Import | QC | 2030 | Winter | CH4 Import - WC 2050 |  |  | 0 | QC
LCP_Inputs_ON_Electric_Howarth_2023_05_05 | Methane | Dispatch-Import | QC | 2030 | Winter Peak | CH4 Import - NY 2020 |  |  | 0 | QC
LCP_Inputs_ON_Electric_Howarth_2023_05_05 | Methane | Dispatch-Import | QC | 2030 | Winter Peak | CH4 Import - NY 2030 |  |  | 0 | QC
LCP_Inputs_ON_Electric_Howarth_2023_05_05 | Methane | Dispatch-Import | QC | 2030 | Winter Peak | CH4 Import - NY 2040 |  |  | 0 | QC
LCP_Inputs_ON_Electric_Howarth_2023_05_05 | Methane | Dispatch-Import | QC | 2030 | Winter Peak | CH4 Import - NY 2050 |  |  | 0 | QC
LCP_Inputs_ON_Electric_Howarth_2023_05_05 | Methane | Dispatch-Import | QC | 2030 | Winter Peak | CH4 Import - WC 2020 |  |  | 0 | QC
LCP_Inputs_ON_Electric_Howarth_2023_05_05 | Methane | Dispatch-Import | QC | 2030 | Winter Peak | CH4 Import - WC 2030 |  |  | 0 | QC
LCP_Inputs_ON_Electric_Howarth_2023_05_05 | Methane | Dispatch-Import | QC | 2030 | Winter Peak | CH4 Import - WC 2040 |  |  | 0 | QC
LCP_Inputs_ON_Electric_Howarth_2023_05_05 | Methane | Dispatch-Import | QC | 2030 | Winter Peak | CH4 Import - WC 2050 |  |  | 0 | QC
LCP_Inputs_ON_Electric_Howarth_2023_05_05 | Methane | Dispatch-Import | QC | 2040 | Fall | CH4 Import - NY 2020 |  |  | 0 | QC
LCP_Inputs_ON_Electric_Howarth_2023_05_05 | Methane | Dispatch-Import | QC | 2040 | Fall | CH4 Import - NY 2030 |  |  | 0 | QC
LCP_Inputs_ON_Electric_Howarth_2023_05_05 | Methane | Dispatch-Import | QC | 2040 | Fall | CH4 Import - NY 2040 |  |  | 0 | QC
LCP_Inputs_ON_Electric_Howarth_2023_05_05 | Methane | Dispatch-Import | QC | 2040 | Fall | CH4 Import - NY 2050 |  |  | 0 | QC
LCP_Inputs_ON_Electric_Howarth_2023_05_05 | Methane | Dispatch-Import | QC | 2040 | Fall | CH4 Import - WC 2020 |  |  | 0 | QC
LCP_Inputs_ON_Electric_Howarth_2023_05_05 | Methane | Dispatch-Import | QC | 2040 | Fall | CH4 Import - WC 2030 |  |  | 0 | QC
LCP_Inputs_ON_Electric_Howarth_2023_05_05 | Methane | Dispatch-Import | QC | 2040 | Fall | CH4 Import - WC 2040 |  |  | 0 | QC
LCP_Inputs_ON_Electric_Howarth_2023_05_05 | Methane | Dispatch-Import | QC | 2040 | Fall | CH4 Import - WC 2050 |  |  | 0 | QC
LCP_Inputs_ON_Electric_Howarth_2023_05_05 | Methane | Dispatch-Import | QC | 2040 | Spring | CH4 Import - NY 2020 |  |  | 0 | QC
LCP_Inputs_ON_Electric_Howarth_2023_05_05 | Methane | Dispatch-Import | QC | 2040 | Spring | CH4 Import - NY 2030 |  |  | 0 | QC
LCP_Inputs_ON_Electric_Howarth_2023_05_05 | Methane | Dispatch-Import | QC | 2040 | Spring | CH4 Import - NY 2040 |  |  | 0 | QC
LCP_Inputs_ON_Electric_Howarth_2023_05_05 | Methane | Dispatch-Import | QC | 2040 | Spring | CH4 Import - NY 2050 |  |  | 0 | QC
LCP_Inputs_ON_Electric_Howarth_2023_05_05 | Methane | Dispatch-Import | QC | 2040 | Spring | CH4 Import - WC 2020 |  |  | 0 | QC
LCP_Inputs_ON_Electric_Howarth_2023_05_05 | Methane | Dispatch-Import | QC | 2040 | Spring | CH4 Import - WC 2030 |  |  | 0 | QC
LCP_Inputs_ON_Electric_Howarth_2023_05_05 | Methane | Dispatch-Import | QC | 2040 | Spring | CH4 Import - WC 2040 |  |  | 0 | QC
LCP_Inputs_ON_Electric_Howarth_2023_05_05 | Methane | Dispatch-Import | QC | 2040 | Spring | CH4 Import - WC 2050 |  |  | 0 | QC
LCP_Inputs_ON_Electric_Howarth_2023_05_05 | Methane | Dispatch-Import | QC | 2040 | Summer | CH4 Import - NY 2020 |  |  | 0 | QC
LCP_Inputs_ON_Electric_Howarth_2023_05_05 | Methane | Dispatch-Import | QC | 2040 | Summer | CH4 Import - NY 2030 |  |  | 0 | QC
LCP_Inputs_ON_Electric_Howarth_2023_05_05 | Methane | Dispatch-Import | QC | 2040 | Summer | CH4 Import - NY 2040 |  |  | 0 | QC
LCP_Inputs_ON_Electric_Howarth_2023_05_05 | Methane | Dispatch-Import | QC | 2040 | Summer | CH4 Import - NY 2050 |  |  | 0 | QC
LCP_Inputs_ON_Electric_Howarth_2023_05_05 | Methane | Dispatch-Import | QC | 2040 | Summer | CH4 Import - WC 2020 |  |  | 0 | QC
LCP_Inputs_ON_Electric_Howarth_2023_05_05 | Methane | Dispatch-Import | QC | 2040 | Summer | CH4 Import - WC 2030 |  |  | 0 | QC
LCP_Inputs_ON_Electric_Howarth_2023_05_05 | Methane | Dispatch-Import | QC | 2040 | Summer | CH4 Import - WC 2040 |  |  | 0 | QC
LCP_Inputs_ON_Electric_Howarth_2023_05_05 | Methane | Dispatch-Import | QC | 2040 | Summer | CH4 Import - WC 2050 |  |  | 0 | QC
LCP_Inputs_ON_Electric_Howarth_2023_05_05 | Methane | Dispatch-Import | QC | 2040 | Winter | CH4 Import - NY 2020 |  |  | 0 | QC
LCP_Inputs_ON_Electric_Howarth_2023_05_05 | Methane | Dispatch-Import | QC | 2040 | Winter | CH4 Import - NY 2030 |  |  | 0 | QC
LCP_Inputs_ON_Electric_Howarth_2023_05_05 | Methane | Dispatch-Import | QC | 2040 | Winter | CH4 Import - NY 2040 |  |  | 0 | QC
LCP_Inputs_ON_Electric_Howarth_2023_05_05 | Methane | Dispatch-Import | QC | 2040 | Winter | CH4 Import - NY 2050 |  |  | 0 | QC
LCP_Inputs_ON_Electric_Howarth_2023_05_05 | Methane | Dispatch-Import | QC | 2040 | Winter | CH4 Import - WC 2020 |  |  | 0 | QC
LCP_Inputs_ON_Electric_Howarth_2023_05_05 | Methane | Dispatch-Import | QC | 2040 | Winter | CH4 Import - WC 2030 |  |  | 0 | QC
LCP_Inputs_ON_Electric_Howarth_2023_05_05 | Methane | Dispatch-Import | QC | 2040 | Winter | CH4 Import - WC 2040 |  |  | 0 | QC
LCP_Inputs_ON_Electric_Howarth_2023_05_05 | Methane | Dispatch-Import | QC | 2040 | Winter | CH4 Import - WC 2050 |  |  | 0 | QC
LCP_Inputs_ON_Electric_Howarth_2023_05_05 | Methane | Dispatch-Import | QC | 2040 | Winter Peak | CH4 Import - NY 2020 |  |  | 0 | QC
LCP_Inputs_ON_Electric_Howarth_2023_05_05 | Methane | Dispatch-Import | QC | 2040 | Winter Peak | CH4 Import - NY 2030 |  |  | 0 | QC
LCP_Inputs_ON_Electric_Howarth_2023_05_05 | Methane | Dispatch-Import | QC | 2040 | Winter Peak | CH4 Import - NY 2040 |  |  | 0 | QC
LCP_Inputs_ON_Electric_Howarth_2023_05_05 | Methane | Dispatch-Import | QC | 2040 | Winter Peak | CH4 Import - NY 2050 |  |  | 0 | QC
LCP_Inputs_ON_Electric_Howarth_2023_05_05 | Methane | Dispatch-Import | QC | 2040 | Winter Peak | CH4 Import - WC 2020 |  |  | 0 | QC
LCP_Inputs_ON_Electric_Howarth_2023_05_05 | Methane | Dispatch-Import | QC | 2040 | Winter Peak | CH4 Import - WC 2030 |  |  | 0 | QC
LCP_Inputs_ON_Electric_Howarth_2023_05_05 | Methane | Dispatch-Import | QC | 2040 | Winter Peak | CH4 Import - WC 2040 |  |  | 0 | QC
LCP_Inputs_ON_Electric_Howarth_2023_05_05 | Methane | Dispatch-Import | QC | 2040 | Winter Peak | CH4 Import - WC 2050 |  |  | 0 | QC
LCP_Inputs_ON_Electric_Howarth_2023_05_05 | Methane | Dispatch-Import | QC | 2050 | Fall | CH4 Import - NY 2020 |  |  | 0 | QC
LCP_Inputs_ON_Electric_Howarth_2023_05_05 | Methane | Dispatch-Import | QC | 2050 | Fall | CH4 Import - NY 2030 |  |  | 0 | QC
LCP_Inputs_ON_Electric_Howarth_2023_05_05 | Methane | Dispatch-Import | QC | 2050 | Fall | CH4 Import - NY 2040 |  |  | 0 | QC
LCP_Inputs_ON_Electric_Howarth_2023_05_05 | Methane | Dispatch-Import | QC | 2050 | Fall | CH4 Import - NY 2050 |  |  | 0 | QC
LCP_Inputs_ON_Electric_Howarth_2023_05_05 | Methane | Dispatch-Import | QC | 2050 | Fall | CH4 Import - WC 2020 |  |  | 0 | QC
LCP_Inputs_ON_Electric_Howarth_2023_05_05 | Methane | Dispatch-Import | QC | 2050 | Fall | CH4 Import - WC 2030 |  |  | 0 | QC
LCP_Inputs_ON_Electric_Howarth_2023_05_05 | Methane | Dispatch-Import | QC | 2050 | Fall | CH4 Import - WC 2040 |  |  | 0 | QC
LCP_Inputs_ON_Electric_Howarth_2023_05_05 | Methane | Dispatch-Import | QC | 2050 | Fall | CH4 Import - WC 2050 |  |  | 0 | QC
LCP_Inputs_ON_Electric_Howarth_2023_05_05 | Methane | Dispatch-Import | QC | 2050 | Spring | CH4 Import - NY 2020 |  |  | 0 | QC
LCP_Inputs_ON_Electric_Howarth_2023_05_05 | Methane | Dispatch-Import | QC | 2050 | Spring | CH4 Import - NY 2030 |  |  | 0 | QC
LCP_Inputs_ON_Electric_Howarth_2023_05_05 | Methane | Dispatch-Import | QC | 2050 | Spring | CH4 Import - NY 2040 |  |  | 0 | QC
LCP_Inputs_ON_Electric_Howarth_2023_05_05 | Methane | Dispatch-Import | QC | 2050 | Spring | CH4 Import - NY 2050 |  |  | 0 | QC
LCP_Inputs_ON_Electric_Howarth_2023_05_05 | Methane | Dispatch-Import | QC | 2050 | Spring | CH4 Import - WC 2020 |  |  | 0 | QC
LCP_Inputs_ON_Electric_Howarth_2023_05_05 | Methane | Dispatch-Import | QC | 2050 | Spring | CH4 Import - WC 2030 |  |  | 0 | QC
LCP_Inputs_ON_Electric_Howarth_2023_05_05 | Methane | Dispatch-Import | QC | 2050 | Spring | CH4 Import - WC 2040 |  |  | 0 | QC
LCP_Inputs_ON_Electric_Howarth_2023_05_05 | Methane | Dispatch-Import | QC | 2050 | Spring | CH4 Import - WC 2050 |  |  | 0 | QC
LCP_Inputs_ON_Electric_Howarth_2023_05_05 | Methane | Dispatch-Import | QC | 2050 | Summer | CH4 Import - NY 2020 |  |  | 0 | QC
LCP_Inputs_ON_Electric_Howarth_2023_05_05 | Methane | Dispatch-Import | QC | 2050 | Summer | CH4 Import - NY 2030 |  |  | 0 | QC
LCP_Inputs_ON_Electric_Howarth_2023_05_05 | Methane | Dispatch-Import | QC | 2050 | Summer | CH4 Import - NY 2040 |  |  | 0 | QC
LCP_Inputs_ON_Electric_Howarth_2023_05_05 | Methane | Dispatch-Import | QC | 2050 | Summer | CH4 Import - NY 2050 |  |  | 0 | QC
LCP_Inputs_ON_Electric_Howarth_2023_05_05 | Methane | Dispatch-Import | QC | 2050 | Summer | CH4 Import - WC 2020 |  |  | 0 | QC
LCP_Inputs_ON_Electric_Howarth_2023_05_05 | Methane | Dispatch-Import | QC | 2050 | Summer | CH4 Import - WC 2030 |  |  | 0 | QC
LCP_Inputs_ON_Electric_Howarth_2023_05_05 | Methane | Dispatch-Import | QC | 2050 | Summer | CH4 Import - WC 2040 |  |  | 0 | QC
LCP_Inputs_ON_Electric_Howarth_2023_05_05 | Methane | Dispatch-Import | QC | 2050 | Summer | CH4 Import - WC 2050 |  |  | 0 | QC
LCP_Inputs_ON_Electric_Howarth_2023_05_05 | Methane | Dispatch-Import | QC | 2050 | Winter | CH4 Import - NY 2020 |  |  | 0 | QC
LCP_Inputs_ON_Electric_Howarth_2023_05_05 | Methane | Dispatch-Import | QC | 2050 | Winter | CH4 Import - NY 2030 |  |  | 0 | QC
LCP_Inputs_ON_Electric_Howarth_2023_05_05 | Methane | Dispatch-Import | QC | 2050 | Winter | CH4 Import - NY 2040 |  |  | 0 | QC
LCP_Inputs_ON_Electric_Howarth_2023_05_05 | Methane | Dispatch-Import | QC | 2050 | Winter | CH4 Import - NY 2050 |  |  | 0 | QC
LCP_Inputs_ON_Electric_Howarth_2023_05_05 | Methane | Dispatch-Import | QC | 2050 | Winter | CH4 Import - WC 2020 |  |  | 0 | QC
LCP_Inputs_ON_Electric_Howarth_2023_05_05 | Methane | Dispatch-Import | QC | 2050 | Winter | CH4 Import - WC 2030 |  |  | 0 | QC
LCP_Inputs_ON_Electric_Howarth_2023_05_05 | Methane | Dispatch-Import | QC | 2050 | Winter | CH4 Import - WC 2040 |  |  | 0 | QC
LCP_Inputs_ON_Electric_Howarth_2023_05_05 | Methane | Dispatch-Import | QC | 2050 | Winter | CH4 Import - WC 2050 |  |  | 0 | QC
LCP_Inputs_ON_Electric_Howarth_2023_05_05 | Methane | Dispatch-Import | QC | 2050 | Winter Peak | CH4 Import - NY 2020 |  |  | 0 | QC
LCP_Inputs_ON_Electric_Howarth_2023_05_05 | Methane | Dispatch-Import | QC | 2050 | Winter Peak | CH4 Import - NY 2030 |  |  | 0 | QC
LCP_Inputs_ON_Electric_Howarth_2023_05_05 | Methane | Dispatch-Import | QC | 2050 | Winter Peak | CH4 Import - NY 2040 |  |  | 0 | QC
LCP_Inputs_ON_Electric_Howarth_2023_05_05 | Methane | Dispatch-Import | QC | 2050 | Winter Peak | CH4 Import - NY 2050 |  |  | 0 | QC
LCP_Inputs_ON_Electric_Howarth_2023_05_05 | Methane | Dispatch-Import | QC | 2050 | Winter Peak | CH4 Import - WC 2020 |  |  | 0 | QC
LCP_Inputs_ON_Electric_Howarth_2023_05_05 | Methane | Dispatch-Import | QC | 2050 | Winter Peak | CH4 Import - WC 2030 |  |  | 0 | QC
LCP_Inputs_ON_Electric_Howarth_2023_05_05 | Methane | Dispatch-Import | QC | 2050 | Winter Peak | CH4 Import - WC 2040 |  |  | 0 | QC
LCP_Inputs_ON_Electric_Howarth_2023_05_05 | Methane | Dispatch-Import | QC | 2050 | Winter Peak | CH4 Import - WC 2050 |  |  | 0 | QC
LCP_Inputs_ON_Electric_Howarth_2023_05_05 | Methane | Dispatch-Import | WC | 2020 | Fall | CH4 Import - NY 2020 |  |  | 0 | WC
LCP_Inputs_ON_Electric_Howarth_2023_05_05 | Methane | Dispatch-Import | WC | 2020 | Fall | CH4 Import - NY 2030 |  |  | 0 | WC
LCP_Inputs_ON_Electric_Howarth_2023_05_05 | Methane | Dispatch-Import | WC | 2020 | Fall | CH4 Import - NY 2040 |  |  | 0 | WC
LCP_Inputs_ON_Electric_Howarth_2023_05_05 | Methane | Dispatch-Import | WC | 2020 | Fall | CH4 Import - NY 2050 |  |  | 0 | WC
LCP_Inputs_ON_Electric_Howarth_2023_05_05 | Methane | Dispatch-Import | WC | 2020 | Fall | CH4 Import - WC 2020 |  |  | 27597919.9702 | WC
LCP_Inputs_ON_Electric_Howarth_2023_05_05 | Methane | Dispatch-Import | WC | 2020 | Fall | CH4 Import - WC 2030 |  |  | 0 | WC
LCP_Inputs_ON_Electric_Howarth_2023_05_05 | Methane | Dispatch-Import | WC | 2020 | Fall | CH4 Import - WC 2040 |  |  | 0 | WC
LCP_Inputs_ON_Electric_Howarth_2023_05_05 | Methane | Dispatch-Import | WC | 2020 | Fall | CH4 Import - WC 2050 |  |  | 0 | WC
LCP_Inputs_ON_Electric_Howarth_2023_05_05 | Methane | Dispatch-Import | WC | 2020 | Spring | CH4 Import - NY 2020 |  |  | 0 | WC
LCP_Inputs_ON_Electric_Howarth_2023_05_05 | Methane | Dispatch-Import | WC | 2020 | Spring | CH4 Import - NY 2030 |  |  | 0 | WC
LCP_Inputs_ON_Electric_Howarth_2023_05_05 | Methane | Dispatch-Import | WC | 2020 | Spring | CH4 Import - NY 2040 |  |  | 0 | WC
LCP_Inputs_ON_Electric_Howarth_2023_05_05 | Methane | Dispatch-Import | WC | 2020 | Spring | CH4 Import - NY 2050 |  |  | 0 | WC
LCP_Inputs_ON_Electric_Howarth_2023_05_05 | Methane | Dispatch-Import | WC | 2020 | Spring | CH4 Import - WC 2020 |  |  | 77363212.5172 | WC
LCP_Inputs_ON_Electric_Howarth_2023_05_05 | Methane | Dispatch-Import | WC | 2020 | Spring | CH4 Import - WC 2030 |  |  | 0 | WC
LCP_Inputs_ON_Electric_Howarth_2023_05_05 | Methane | Dispatch-Import | WC | 2020 | Spring | CH4 Import - WC 2040 |  |  | 0 | WC
LCP_Inputs_ON_Electric_Howarth_2023_05_05 | Methane | Dispatch-Import | WC | 2020 | Spring | CH4 Import - WC 2050 |  |  | 0 | WC
LCP_Inputs_ON_Electric_Howarth_2023_05_05 | Methane | Dispatch-Import | WC | 2020 | Summer | CH4 Import - NY 2020 |  |  | 0 | WC
LCP_Inputs_ON_Electric_Howarth_2023_05_05 | Methane | Dispatch-Import | WC | 2020 | Summer | CH4 Import - NY 2030 |  |  | 0 | WC
LCP_Inputs_ON_Electric_Howarth_2023_05_05 | Methane | Dispatch-Import | WC | 2020 | Summer | CH4 Import - NY 2040 |  |  | 0 | WC
LCP_Inputs_ON_Electric_Howarth_2023_05_05 | Methane | Dispatch-Import | WC | 2020 | Summer | CH4 Import - NY 2050 |  |  | 0 | WC
LCP_Inputs_ON_Electric_Howarth_2023_05_05 | Methane | Dispatch-Import | WC | 2020 | Summer | CH4 Import - WC 2020 |  |  | 20824175.3405 | WC
LCP_Inputs_ON_Electric_Howarth_2023_05_05 | Methane | Dispatch-Import | WC | 2020 | Summer | CH4 Import - WC 2030 |  |  | 0 | WC
LCP_Inputs_ON_Electric_Howarth_2023_05_05 | Methane | Dispatch-Import | WC | 2020 | Summer | CH4 Import - WC 2040 |  |  | 0 | WC
LCP_Inputs_ON_Electric_Howarth_2023_05_05 | Methane | Dispatch-Import | WC | 2020 | Summer | CH4 Import - WC 2050 |  |  | 0 | WC
LCP_Inputs_ON_Electric_Howarth_2023_05_05 | Methane | Dispatch-Import | WC | 2020 | Winter | CH4 Import - NY 2020 |  |  | 0 | WC
LCP_Inputs_ON_Electric_Howarth_2023_05_05 | Methane | Dispatch-Import | WC | 2020 | Winter | CH4 Import - NY 2030 |  |  | 0 | WC
LCP_Inputs_ON_Electric_Howarth_2023_05_05 | Methane | Dispatch-Import | WC | 2020 | Winter | CH4 Import - NY 2040 |  |  | 0 | WC
LCP_Inputs_ON_Electric_Howarth_2023_05_05 | Methane | Dispatch-Import | WC | 2020 | Winter | CH4 Import - NY 2050 |  |  | 0 | WC
LCP_Inputs_ON_Electric_Howarth_2023_05_05 | Methane | Dispatch-Import | WC | 2020 | Winter | CH4 Import - WC 2020 |  |  | 104021037.0215 | WC
LCP_Inputs_ON_Electric_Howarth_2023_05_05 | Methane | Dispatch-Import | WC | 2020 | Winter | CH4 Import - WC 2030 |  |  | 0 | WC
LCP_Inputs_ON_Electric_Howarth_2023_05_05 | Methane | Dispatch-Import | WC | 2020 | Winter | CH4 Import - WC 2040 |  |  | 0 | WC
LCP_Inputs_ON_Electric_Howarth_2023_05_05 | Methane | Dispatch-Import | WC | 2020 | Winter | CH4 Import - WC 2050 |  |  | 0 | WC
LCP_Inputs_ON_Electric_Howarth_2023_05_05 | Methane | Dispatch-Import | WC | 2020 | Winter Peak | CH4 Import - NY 2020 |  |  | 0 | WC
LCP_Inputs_ON_Electric_Howarth_2023_05_05 | Methane | Dispatch-Import | WC | 2020 | Winter Peak | CH4 Import - NY 2030 |  |  | 0 | WC
LCP_Inputs_ON_Electric_Howarth_2023_05_05 | Methane | Dispatch-Import | WC | 2020 | Winter Peak | CH4 Import - NY 2040 |  |  | 0 | WC
LCP_Inputs_ON_Electric_Howarth_2023_05_05 | Methane | Dispatch-Import | WC | 2020 | Winter Peak | CH4 Import - NY 2050 |  |  | 0 | WC
LCP_Inputs_ON_Electric_Howarth_2023_05_05 | Methane | Dispatch-Import | WC | 2020 | Winter Peak | CH4 Import - WC 2020 |  |  | 1640000 | WC
LCP_Inputs_ON_Electric_Howarth_2023_05_05 | Methane | Dispatch-Import | WC | 2020 | Winter Peak | CH4 Import - WC 2030 |  |  | 0 | WC
LCP_Inputs_ON_Electric_Howarth_2023_05_05 | Methane | Dispatch-Import | WC | 2020 | Winter Peak | CH4 Import - WC 2040 |  |  | 0 | WC
LCP_Inputs_ON_Electric_Howarth_2023_05_05 | Methane | Dispatch-Import | WC | 2020 | Winter Peak | CH4 Import - WC 2050 |  |  | 0 | WC
LCP_Inputs_ON_Electric_Howarth_2023_05_05 | Methane | Dispatch-Import | WC | 2030 | Fall | CH4 Import - NY 2020 |  |  | 0 | WC
LCP_Inputs_ON_Electric_Howarth_2023_05_05 | Methane | Dispatch-Import | WC | 2030 | Fall | CH4 Import - NY 2030 |  |  | 0 | WC
LCP_Inputs_ON_Electric_Howarth_2023_05_05 | Methane | Dispatch-Import | WC | 2030 | Fall | CH4 Import - NY 2040 |  |  | 0 | WC
LCP_Inputs_ON_Electric_Howarth_2023_05_05 | Methane | Dispatch-Import | WC | 2030 | Fall | CH4 Import - NY 2050 |  |  | 0 | WC
LCP_Inputs_ON_Electric_Howarth_2023_05_05 | Methane | Dispatch-Import | WC | 2030 | Fall | CH4 Import - WC 2020 |  |  | 0 | WC
LCP_Inputs_ON_Electric_Howarth_2023_05_05 | Methane | Dispatch-Import | WC | 2030 | Fall | CH4 Import - WC 2030 |  |  | 37075701.1279 | WC
LCP_Inputs_ON_Electric_Howarth_2023_05_05 | Methane | Dispatch-Import | WC | 2030 | Fall | CH4 Import - WC 2040 |  |  | 0 | WC
LCP_Inputs_ON_Electric_Howarth_2023_05_05 | Methane | Dispatch-Import | WC | 2030 | Fall | CH4 Import - WC 2050 |  |  | 0 | WC
LCP_Inputs_ON_Electric_Howarth_2023_05_05 | Methane | Dispatch-Import | WC | 2030 | Spring | CH4 Import - NY 2020 |  |  | 0 | WC
LCP_Inputs_ON_Electric_Howarth_2023_05_05 | Methane | Dispatch-Import | WC | 2030 | Spring | CH4 Import - NY 2030 |  |  | 0 | WC
LCP_Inputs_ON_Electric_Howarth_2023_05_05 | Methane | Dispatch-Import | WC | 2030 | Spring | CH4 Import - NY 2040 |  |  | 0 | WC
LCP_Inputs_ON_Electric_Howarth_2023_05_05 | Methane | Dispatch-Import | WC | 2030 | Spring | CH4 Import - NY 2050 |  |  | 0 | WC
LCP_Inputs_ON_Electric_Howarth_2023_05_05 | Methane | Dispatch-Import | WC | 2030 | Spring | CH4 Import - WC 2020 |  |  | 0 | WC
LCP_Inputs_ON_Electric_Howarth_2023_05_05 | Methane | Dispatch-Import | WC | 2030 | Spring | CH4 Import - WC 2030 |  |  | 51167139.7869 | WC
LCP_Inputs_ON_Electric_Howarth_2023_05_05 | Methane | Dispatch-Import | WC | 2030 | Spring | CH4 Import - WC 2040 |  |  | 0 | WC
LCP_Inputs_ON_Electric_Howarth_2023_05_05 | Methane | Dispatch-Import | WC | 2030 | Spring | CH4 Import - WC 2050 |  |  | 0 | WC
LCP_Inputs_ON_Electric_Howarth_2023_05_05 | Methane | Dispatch-Import | WC | 2030 | Summer | CH4 Import - NY 2020 |  |  | 0 | WC
LCP_Inputs_ON_Electric_Howarth_2023_05_05 | Methane | Dispatch-Import | WC | 2030 | Summer | CH4 Import - NY 2030 |  |  | 0 | WC
LCP_Inputs_ON_Electric_Howarth_2023_05_05 | Methane | Dispatch-Import | WC | 2030 | Summer | CH4 Import - NY 2040 |  |  | 0 | WC
LCP_Inputs_ON_Electric_Howarth_2023_05_05 | Methane | Dispatch-Import | WC | 2030 | Summer | CH4 Import - NY 2050 |  |  | 0 | WC
LCP_Inputs_ON_Electric_Howarth_2023_05_05 | Methane | Dispatch-Import | WC | 2030 | Summer | CH4 Import - WC 2020 |  |  | 0 | WC
LCP_Inputs_ON_Electric_Howarth_2023_05_05 | Methane | Dispatch-Import | WC | 2030 | Summer | CH4 Import - WC 2030 |  |  | 5742400.1337 | WC
LCP_Inputs_ON_Electric_Howarth_2023_05_05 | Methane | Dispatch-Import | WC | 2030 | Summer | CH4 Import - WC 2040 |  |  | 0 | WC
LCP_Inputs_ON_Electric_Howarth_2023_05_05 | Methane | Dispatch-Import | WC | 2030 | Summer | CH4 Import - WC 2050 |  |  | 0 | WC
LCP_Inputs_ON_Electric_Howarth_2023_05_05 | Methane | Dispatch-Import | WC | 2030 | Winter | CH4 Import - NY 2020 |  |  | 0 | WC
LCP_Inputs_ON_Electric_Howarth_2023_05_05 | Methane | Dispatch-Import | WC | 2030 | Winter | CH4 Import - NY 2030 |  |  | 0 | WC
LCP_Inputs_ON_Electric_Howarth_2023_05_05 | Methane | Dispatch-Import | WC | 2030 | Winter | CH4 Import - NY 2040 |  |  | 0 | WC
LCP_Inputs_ON_Electric_Howarth_2023_05_05 | Methane | Dispatch-Import | WC | 2030 | Winter | CH4 Import - NY 2050 |  |  | 0 | WC
LCP_Inputs_ON_Electric_Howarth_2023_05_05 | Methane | Dispatch-Import | WC | 2030 | Winter | CH4 Import - WC 2020 |  |  | 0 | WC
LCP_Inputs_ON_Electric_Howarth_2023_05_05 | Methane | Dispatch-Import | WC | 2030 | Winter | CH4 Import - WC 2030 |  |  | 94487524.4407 | WC
LCP_Inputs_ON_Electric_Howarth_2023_05_05 | Methane | Dispatch-Import | WC | 2030 | Winter | CH4 Import - WC 2040 |  |  | 0 | WC
LCP_Inputs_ON_Electric_Howarth_2023_05_05 | Methane | Dispatch-Import | WC | 2030 | Winter | CH4 Import - WC 2050 |  |  | 0 | WC
LCP_Inputs_ON_Electric_Howarth_2023_05_05 | Methane | Dispatch-Import | WC | 2030 | Winter Peak | CH4 Import - NY 2020 |  |  | 0 | WC
LCP_Inputs_ON_Electric_Howarth_2023_05_05 | Methane | Dispatch-Import | WC | 2030 | Winter Peak | CH4 Import - NY 2030 |  |  | 0 | WC
LCP_Inputs_ON_Electric_Howarth_2023_05_05 | Methane | Dispatch-Import | WC | 2030 | Winter Peak | CH4 Import - NY 2040 |  |  | 0 | WC
LCP_Inputs_ON_Electric_Howarth_2023_05_05 | Methane | Dispatch-Import | WC | 2030 | Winter Peak | CH4 Import - NY 2050 |  |  | 0 | WC
LCP_Inputs_ON_Electric_Howarth_2023_05_05 | Methane | Dispatch-Import | WC | 2030 | Winter Peak | CH4 Import - WC 2020 |  |  | 0 | WC
LCP_Inputs_ON_Electric_Howarth_2023_05_05 | Methane | Dispatch-Import | WC | 2030 | Winter Peak | CH4 Import - WC 2030 |  |  | 1640000 | WC
LCP_Inputs_ON_Electric_Howarth_2023_05_05 | Methane | Dispatch-Import | WC | 2030 | Winter Peak | CH4 Import - WC 2040 |  |  | 0 | WC
LCP_Inputs_ON_Electric_Howarth_2023_05_05 | Methane | Dispatch-Import | WC | 2030 | Winter Peak | CH4 Import - WC 2050 |  |  | 0 | WC
LCP_Inputs_ON_Electric_Howarth_2023_05_05 | Methane | Dispatch-Import | WC | 2040 | Fall | CH4 Import - NY 2020 |  |  | 0 | WC
LCP_Inputs_ON_Electric_Howarth_2023_05_05 | Methane | Dispatch-Import | WC | 2040 | Fall | CH4 Import - NY 2030 |  |  | 0 | WC
LCP_Inputs_ON_Electric_Howarth_2023_05_05 | Methane | Dispatch-Import | WC | 2040 | Fall | CH4 Import - NY 2040 |  |  | 0 | WC
LCP_Inputs_ON_Electric_Howarth_2023_05_05 | Methane | Dispatch-Import | WC | 2040 | Fall | CH4 Import - NY 2050 |  |  | 0 | WC
LCP_Inputs_ON_Electric_Howarth_2023_05_05 | Methane | Dispatch-Import | WC | 2040 | Fall | CH4 Import - WC 2020 |  |  | 0 | WC
LCP_Inputs_ON_Electric_Howarth_2023_05_05 | Methane | Dispatch-Import | WC | 2040 | Fall | CH4 Import - WC 2030 |  |  | 0 | WC
LCP_Inputs_ON_Electric_Howarth_2023_05_05 | Methane | Dispatch-Import | WC | 2040 | Fall | CH4 Import - WC 2040 |  |  | 4205472.0185 | WC
LCP_Inputs_ON_Electric_Howarth_2023_05_05 | Methane | Dispatch-Import | WC | 2040 | Fall | CH4 Import - WC 2050 |  |  | 0 | WC
LCP_Inputs_ON_Electric_Howarth_2023_05_05 | Methane | Dispatch-Import | WC | 2040 | Spring | CH4 Import - NY 2020 |  |  | 0 | WC
LCP_Inputs_ON_Electric_Howarth_2023_05_05 | Methane | Dispatch-Import | WC | 2040 | Spring | CH4 Import - NY 2030 |  |  | 0 | WC
LCP_Inputs_ON_Electric_Howarth_2023_05_05 | Methane | Dispatch-Import | WC | 2040 | Spring | CH4 Import - NY 2040 |  |  | 0 | WC
LCP_Inputs_ON_Electric_Howarth_2023_05_05 | Methane | Dispatch-Import | WC | 2040 | Spring | CH4 Import - NY 2050 |  |  | 0 | WC
LCP_Inputs_ON_Electric_Howarth_2023_05_05 | Methane | Dispatch-Import | WC | 2040 | Spring | CH4 Import - WC 2020 |  |  | 0 | WC
LCP_Inputs_ON_Electric_Howarth_2023_05_05 | Methane | Dispatch-Import | WC | 2040 | Spring | CH4 Import - WC 2030 |  |  | 0 | WC
LCP_Inputs_ON_Electric_Howarth_2023_05_05 | Methane | Dispatch-Import | WC | 2040 | Spring | CH4 Import - WC 2040 |  |  | 12064790.3986 | WC
LCP_Inputs_ON_Electric_Howarth_2023_05_05 | Methane | Dispatch-Import | WC | 2040 | Spring | CH4 Import - WC 2050 |  |  | 0 | WC
LCP_Inputs_ON_Electric_Howarth_2023_05_05 | Methane | Dispatch-Import | WC | 2040 | Summer | CH4 Import - NY 2020 |  |  | 0 | WC
LCP_Inputs_ON_Electric_Howarth_2023_05_05 | Methane | Dispatch-Import | WC | 2040 | Summer | CH4 Import - NY 2030 |  |  | 0 | WC
LCP_Inputs_ON_Electric_Howarth_2023_05_05 | Methane | Dispatch-Import | WC | 2040 | Summer | CH4 Import - NY 2040 |  |  | 0 | WC
LCP_Inputs_ON_Electric_Howarth_2023_05_05 | Methane | Dispatch-Import | WC | 2040 | Summer | CH4 Import - NY 2050 |  |  | 0 | WC
LCP_Inputs_ON_Electric_Howarth_2023_05_05 | Methane | Dispatch-Import | WC | 2040 | Summer | CH4 Import - WC 2020 |  |  | 0 | WC
LCP_Inputs_ON_Electric_Howarth_2023_05_05 | Methane | Dispatch-Import | WC | 2040 | Summer | CH4 Import - WC 2030 |  |  | 0 | WC
LCP_Inputs_ON_Electric_Howarth_2023_05_05 | Methane | Dispatch-Import | WC | 2040 | Summer | CH4 Import - WC 2040 |  |  | 311735.3047 | WC
LCP_Inputs_ON_Electric_Howarth_2023_05_05 | Methane | Dispatch-Import | WC | 2040 | Summer | CH4 Import - WC 2050 |  |  | 0 | WC
LCP_Inputs_ON_Electric_Howarth_2023_05_05 | Methane | Dispatch-Import | WC | 2040 | Winter | CH4 Import - NY 2020 |  |  | 0 | WC
LCP_Inputs_ON_Electric_Howarth_2023_05_05 | Methane | Dispatch-Import | WC | 2040 | Winter | CH4 Import - NY 2030 |  |  | 0 | WC
LCP_Inputs_ON_Electric_Howarth_2023_05_05 | Methane | Dispatch-Import | WC | 2040 | Winter | CH4 Import - NY 2040 |  |  | 0 | WC
LCP_Inputs_ON_Electric_Howarth_2023_05_05 | Methane | Dispatch-Import | WC | 2040 | Winter | CH4 Import - NY 2050 |  |  | 0 | WC
LCP_Inputs_ON_Electric_Howarth_2023_05_05 | Methane | Dispatch-Import | WC | 2040 | Winter | CH4 Import - WC 2020 |  |  | 0 | WC
LCP_Inputs_ON_Electric_Howarth_2023_05_05 | Methane | Dispatch-Import | WC | 2040 | Winter | CH4 Import - WC 2030 |  |  | 0 | WC
LCP_Inputs_ON_Electric_Howarth_2023_05_05 | Methane | Dispatch-Import | WC | 2040 | Winter | CH4 Import - WC 2040 |  |  | 25846717.8204 | WC
LCP_Inputs_ON_Electric_Howarth_2023_05_05 | Methane | Dispatch-Import | WC | 2040 | Winter | CH4 Import - WC 2050 |  |  | 0 | WC
LCP_Inputs_ON_Electric_Howarth_2023_05_05 | Methane | Dispatch-Import | WC | 2040 | Winter Peak | CH4 Import - NY 2020 |  |  | 0 | WC
LCP_Inputs_ON_Electric_Howarth_2023_05_05 | Methane | Dispatch-Import | WC | 2040 | Winter Peak | CH4 Import - NY 2030 |  |  | 0 | WC
LCP_Inputs_ON_Electric_Howarth_2023_05_05 | Methane | Dispatch-Import | WC | 2040 | Winter Peak | CH4 Import - NY 2040 |  |  | 0 | WC
LCP_Inputs_ON_Electric_Howarth_2023_05_05 | Methane | Dispatch-Import | WC | 2040 | Winter Peak | CH4 Import - NY 2050 |  |  | 0 | WC
LCP_Inputs_ON_Electric_Howarth_2023_05_05 | Methane | Dispatch-Import | WC | 2040 | Winter Peak | CH4 Import - WC 2020 |  |  | 0 | WC
LCP_Inputs_ON_Electric_Howarth_2023_05_05 | Methane | Dispatch-Import | WC | 2040 | Winter Peak | CH4 Import - WC 2030 |  |  | 0 | WC
LCP_Inputs_ON_Electric_Howarth_2023_05_05 | Methane | Dispatch-Import | WC | 2040 | Winter Peak | CH4 Import - WC 2040 |  |  | 1005738.7173 | WC
LCP_Inputs_ON_Electric_Howarth_2023_05_05 | Methane | Dispatch-Import | WC | 2040 | Winter Peak | CH4 Import - WC 2050 |  |  | 0 | WC
LCP_Inputs_ON_Electric_Howarth_2023_05_05 | Methane | Dispatch-Import | WC | 2050 | Fall | CH4 Import - NY 2020 |  |  | 0 | WC
LCP_Inputs_ON_Electric_Howarth_2023_05_05 | Methane | Dispatch-Import | WC | 2050 | Fall | CH4 Import - NY 2030 |  |  | 0 | WC
LCP_Inputs_ON_Electric_Howarth_2023_05_05 | Methane | Dispatch-Import | WC | 2050 | Fall | CH4 Import - NY 2040 |  |  | 0 | WC
LCP_Inputs_ON_Electric_Howarth_2023_05_05 | Methane | Dispatch-Import | WC | 2050 | Fall | CH4 Import - NY 2050 |  |  | 0 | WC
LCP_Inputs_ON_Electric_Howarth_2023_05_05 | Methane | Dispatch-Import | WC | 2050 | Fall | CH4 Import - WC 2020 |  |  | 0 | WC
LCP_Inputs_ON_Electric_Howarth_2023_05_05 | Methane | Dispatch-Import | WC | 2050 | Fall | CH4 Import - WC 2030 |  |  | 0 | WC
LCP_Inputs_ON_Electric_Howarth_2023_05_05 | Methane | Dispatch-Import | WC | 2050 | Fall | CH4 Import - WC 2040 |  |  | 0 | WC
LCP_Inputs_ON_Electric_Howarth_2023_05_05 | Methane | Dispatch-Import | WC | 2050 | Fall | CH4 Import - WC 2050 |  |  | 0 | WC
LCP_Inputs_ON_Electric_Howarth_2023_05_05 | Methane | Dispatch-Import | WC | 2050 | Spring | CH4 Import - NY 2020 |  |  | 0 | WC
LCP_Inputs_ON_Electric_Howarth_2023_05_05 | Methane | Dispatch-Import | WC | 2050 | Spring | CH4 Import - NY 2030 |  |  | 0 | WC
LCP_Inputs_ON_Electric_Howarth_2023_05_05 | Methane | Dispatch-Import | WC | 2050 | Spring | CH4 Import - NY 2040 |  |  | 0 | WC
LCP_Inputs_ON_Electric_Howarth_2023_05_05 | Methane | Dispatch-Import | WC | 2050 | Spring | CH4 Import - NY 2050 |  |  | 0 | WC
LCP_Inputs_ON_Electric_Howarth_2023_05_05 | Methane | Dispatch-Import | WC | 2050 | Spring | CH4 Import - WC 2020 |  |  | 0 | WC
LCP_Inputs_ON_Electric_Howarth_2023_05_05 | Methane | Dispatch-Import | WC | 2050 | Spring | CH4 Import - WC 2030 |  |  | 0 | WC
LCP_Inputs_ON_Electric_Howarth_2023_05_05 | Methane | Dispatch-Import | WC | 2050 | Spring | CH4 Import - WC 2040 |  |  | 0 | WC
LCP_Inputs_ON_Electric_Howarth_2023_05_05 | Methane | Dispatch-Import | WC | 2050 | Spring | CH4 Import - WC 2050 |  |  | 0 | WC
LCP_Inputs_ON_Electric_Howarth_2023_05_05 | Methane | Dispatch-Import | WC | 2050 | Summer | CH4 Import - NY 2020 |  |  | 0 | WC
LCP_Inputs_ON_Electric_Howarth_2023_05_05 | Methane | Dispatch-Import | WC | 2050 | Summer | CH4 Import - NY 2030 |  |  | 0 | WC
LCP_Inputs_ON_Electric_Howarth_2023_05_05 | Methane | Dispatch-Import | WC | 2050 | Summer | CH4 Import - NY 2040 |  |  | 0 | WC
LCP_Inputs_ON_Electric_Howarth_2023_05_05 | Methane | Dispatch-Import | WC | 2050 | Summer | CH4 Import - NY 2050 |  |  | 0 | WC
LCP_Inputs_ON_Electric_Howarth_2023_05_05 | Methane | Dispatch-Import | WC | 2050 | Summer | CH4 Import - WC 2020 |  |  | 0 | WC
LCP_Inputs_ON_Electric_Howarth_2023_05_05 | Methane | Dispatch-Import | WC | 2050 | Summer | CH4 Import - WC 2030 |  |  | 0 | WC
LCP_Inputs_ON_Electric_Howarth_2023_05_05 | Methane | Dispatch-Import | WC | 2050 | Summer | CH4 Import - WC 2040 |  |  | 0 | WC
LCP_Inputs_ON_Electric_Howarth_2023_05_05 | Methane | Dispatch-Import | WC | 2050 | Summer | CH4 Import - WC 2050 |  |  | 0 | WC
LCP_Inputs_ON_Electric_Howarth_2023_05_05 | Methane | Dispatch-Import | WC | 2050 | Winter | CH4 Import - NY 2020 |  |  | 0 | WC
LCP_Inputs_ON_Electric_Howarth_2023_05_05 | Methane | Dispatch-Import | WC | 2050 | Winter | CH4 Import - NY 2030 |  |  | 0 | WC
LCP_Inputs_ON_Electric_Howarth_2023_05_05 | Methane | Dispatch-Import | WC | 2050 | Winter | CH4 Import - NY 2040 |  |  | 0 | WC
LCP_Inputs_ON_Electric_Howarth_2023_05_05 | Methane | Dispatch-Import | WC | 2050 | Winter | CH4 Import - NY 2050 |  |  | 0 | WC
LCP_Inputs_ON_Electric_Howarth_2023_05_05 | Methane | Dispatch-Import | WC | 2050 | Winter | CH4 Import - WC 2020 |  |  | 0 | WC
LCP_Inputs_ON_Electric_Howarth_2023_05_05 | Methane | Dispatch-Import | WC | 2050 | Winter | CH4 Import - WC 2030 |  |  | 0 | WC
LCP_Inputs_ON_Electric_Howarth_2023_05_05 | Methane | Dispatch-Import | WC | 2050 | Winter | CH4 Import - WC 2040 |  |  | 0 | WC
LCP_Inputs_ON_Electric_Howarth_2023_05_05 | Methane | Dispatch-Import | WC | 2050 | Winter | CH4 Import - WC 2050 |  |  | 0 | WC
LCP_Inputs_ON_Electric_Howarth_2023_05_05 | Methane | Dispatch-Import | WC | 2050 | Winter Peak | CH4 Import - NY 2020 |  |  | 0 | WC
LCP_Inputs_ON_Electric_Howarth_2023_05_05 | Methane | Dispatch-Import | WC | 2050 | Winter Peak | CH4 Import - NY 2030 |  |  | 0 | WC
LCP_Inputs_ON_Electric_Howarth_2023_05_05 | Methane | Dispatch-Import | WC | 2050 | Winter Peak | CH4 Import - NY 2040 |  |  | 0 | WC
LCP_Inputs_ON_Electric_Howarth_2023_05_05 | Methane | Dispatch-Import | WC | 2050 | Winter Peak | CH4 Import - NY 2050 |  |  | 0 | WC
LCP_Inputs_ON_Electric_Howarth_2023_05_05 | Methane | Dispatch-Import | WC | 2050 | Winter Peak | CH4 Import - WC 2020 |  |  | 0 | WC
LCP_Inputs_ON_Electric_Howarth_2023_05_05 | Methane | Dispatch-Import | WC | 2050 | Winter Peak | CH4 Import - WC 2030 |  |  | 0 | WC
LCP_Inputs_ON_Electric_Howarth_2023_05_05 | Methane | Dispatch-Import | WC | 2050 | Winter Peak | CH4 Import - WC 2040 |  |  | 0 | WC
LCP_Inputs_ON_Electric_Howarth_2023_05_05 | Methane | Dispatch-Import | WC | 2050 | Winter Peak | CH4 Import - WC 2050 |  |  | 0 | WC
LCP_Inputs_ON_Electric_Howarth_2023_05_05 | Methane | Dispatch-Interconnection | MI | 2020 | Fall | CH4 Pipeline | MI | ON | 0 | MI
LCP_Inputs_ON_Electric_Howarth_2023_05_05 | Methane | Dispatch-Interconnection | MI | 2020 | Fall | CH4 Pipeline | ON | MI | 0 | MI
LCP_Inputs_ON_Electric_Howarth_2023_05_05 | Methane | Dispatch-Interconnection | MI | 2020 | Spring | CH4 Pipeline | MI | ON | 0 | MI
LCP_Inputs_ON_Electric_Howarth_2023_05_05 | Methane | Dispatch-Interconnection | MI | 2020 | Spring | CH4 Pipeline | ON | MI | 0 | MI
LCP_Inputs_ON_Electric_Howarth_2023_05_05 | Methane | Dispatch-Interconnection | MI | 2020 | Summer | CH4 Pipeline | MI | ON | 0 | MI
LCP_Inputs_ON_Electric_Howarth_2023_05_05 | Methane | Dispatch-Interconnection | MI | 2020 | Summer | CH4 Pipeline | ON | MI | 0 | MI
LCP_Inputs_ON_Electric_Howarth_2023_05_05 | Methane | Dispatch-Interconnection | MI | 2020 | Winter | CH4 Pipeline | MI | ON | 0 | MI
LCP_Inputs_ON_Electric_Howarth_2023_05_05 | Methane | Dispatch-Interconnection | MI | 2020 | Winter | CH4 Pipeline | ON | MI | 0 | MI
LCP_Inputs_ON_Electric_Howarth_2023_05_05 | Methane | Dispatch-Interconnection | MI | 2020 | Winter Peak | CH4 Pipeline | MI | ON | 0 | MI
LCP_Inputs_ON_Electric_Howarth_2023_05_05 | Methane | Dispatch-Interconnection | MI | 2020 | Winter Peak | CH4 Pipeline | ON | MI | 0 | MI
LCP_Inputs_ON_Electric_Howarth_2023_05_05 | Methane | Dispatch-Interconnection | MI | 2030 | Fall | CH4 Pipeline | MI | ON | 0 | MI
LCP_Inputs_ON_Electric_Howarth_2023_05_05 | Methane | Dispatch-Interconnection | MI | 2030 | Fall | CH4 Pipeline | ON | MI | 0 | MI
LCP_Inputs_ON_Electric_Howarth_2023_05_05 | Methane | Dispatch-Interconnection | MI | 2030 | Spring | CH4 Pipeline | MI | ON | 0 | MI
LCP_Inputs_ON_Electric_Howarth_2023_05_05 | Methane | Dispatch-Interconnection | MI | 2030 | Spring | CH4 Pipeline | ON | MI | 0 | MI
LCP_Inputs_ON_Electric_Howarth_2023_05_05 | Methane | Dispatch-Interconnection | MI | 2030 | Summer | CH4 Pipeline | MI | ON | 0 | MI
LCP_Inputs_ON_Electric_Howarth_2023_05_05 | Methane | Dispatch-Interconnection | MI | 2030 | Summer | CH4 Pipeline | ON | MI | 0 | MI
LCP_Inputs_ON_Electric_Howarth_2023_05_05 | Methane | Dispatch-Interconnection | MI | 2030 | Winter | CH4 Pipeline | MI | ON | 0 | MI
LCP_Inputs_ON_Electric_Howarth_2023_05_05 | Methane | Dispatch-Interconnection | MI | 2030 | Winter | CH4 Pipeline | ON | MI | 0 | MI
LCP_Inputs_ON_Electric_Howarth_2023_05_05 | Methane | Dispatch-Interconnection | MI | 2030 | Winter Peak | CH4 Pipeline | MI | ON | 0 | MI
LCP_Inputs_ON_Electric_Howarth_2023_05_05 | Methane | Dispatch-Interconnection | MI | 2030 | Winter Peak | CH4 Pipeline | ON | MI | 0 | MI
LCP_Inputs_ON_Electric_Howarth_2023_05_05 | Methane | Dispatch-Interconnection | MI | 2040 | Fall | CH4 Pipeline | MI | ON | 0 | MI
LCP_Inputs_ON_Electric_Howarth_2023_05_05 | Methane | Dispatch-Interconnection | MI | 2040 | Fall | CH4 Pipeline | ON | MI | 0 | MI
LCP_Inputs_ON_Electric_Howarth_2023_05_05 | Methane | Dispatch-Interconnection | MI | 2040 | Spring | CH4 Pipeline | MI | ON | 0 | MI
LCP_Inputs_ON_Electric_Howarth_2023_05_05 | Methane | Dispatch-Interconnection | MI | 2040 | Spring | CH4 Pipeline | ON | MI | 0 | MI
LCP_Inputs_ON_Electric_Howarth_2023_05_05 | Methane | Dispatch-Interconnection | MI | 2040 | Summer | CH4 Pipeline | MI | ON | 0 | MI
LCP_Inputs_ON_Electric_Howarth_2023_05_05 | Methane | Dispatch-Interconnection | MI | 2040 | Summer | CH4 Pipeline | ON | MI | 0 | MI
LCP_Inputs_ON_Electric_Howarth_2023_05_05 | Methane | Dispatch-Interconnection | MI | 2040 | Winter | CH4 Pipeline | MI | ON | 0 | MI
LCP_Inputs_ON_Electric_Howarth_2023_05_05 | Methane | Dispatch-Interconnection | MI | 2040 | Winter | CH4 Pipeline | ON | MI | 0 | MI
LCP_Inputs_ON_Electric_Howarth_2023_05_05 | Methane | Dispatch-Interconnection | MI | 2040 | Winter Peak | CH4 Pipeline | MI | ON | 0 | MI
LCP_Inputs_ON_Electric_Howarth_2023_05_05 | Methane | Dispatch-Interconnection | MI | 2040 | Winter Peak | CH4 Pipeline | ON | MI | 0 | MI
LCP_Inputs_ON_Electric_Howarth_2023_05_05 | Methane | Dispatch-Interconnection | MI | 2050 | Fall | CH4 Pipeline | MI | ON | 0 | MI
LCP_Inputs_ON_Electric_Howarth_2023_05_05 | Methane | Dispatch-Interconnection | MI | 2050 | Fall | CH4 Pipeline | ON | MI | 0 | MI
LCP_Inputs_ON_Electric_Howarth_2023_05_05 | Methane | Dispatch-Interconnection | MI | 2050 | Spring | CH4 Pipeline | MI | ON | 0 | MI
LCP_Inputs_ON_Electric_Howarth_2023_05_05 | Methane | Dispatch-Interconnection | MI | 2050 | Spring | CH4 Pipeline | ON | MI | 0 | MI
LCP_Inputs_ON_Electric_Howarth_2023_05_05 | Methane | Dispatch-Interconnection | MI | 2050 | Summer | CH4 Pipeline | MI | ON | 0 | MI
LCP_Inputs_ON_Electric_Howarth_2023_05_05 | Methane | Dispatch-Interconnection | MI | 2050 | Summer | CH4 Pipeline | ON | MI | 0 | MI
LCP_Inputs_ON_Electric_Howarth_2023_05_05 | Methane | Dispatch-Interconnection | MI | 2050 | Winter | CH4 Pipeline | MI | ON | 0 | MI
LCP_Inputs_ON_Electric_Howarth_2023_05_05 | Methane | Dispatch-Interconnection | MI | 2050 | Winter | CH4 Pipeline | ON | MI | 0 | MI
LCP_Inputs_ON_Electric_Howarth_2023_05_05 | Methane | Dispatch-Interconnection | MI | 2050 | Winter Peak | CH4 Pipeline | MI | ON | 0 | MI
LCP_Inputs_ON_Electric_Howarth_2023_05_05 | Methane | Dispatch-Interconnection | MI | 2050 | Winter Peak | CH4 Pipeline | ON | MI | 0 | MI
LCP_Inputs_ON_Electric_Howarth_2023_05_05 | Methane | Dispatch-Interconnection | NY | 2020 | Fall | CH4 Pipeline | NY | ON | 0 | NY
LCP_Inputs_ON_Electric_Howarth_2023_05_05 | Methane | Dispatch-Interconnection | NY | 2020 | Fall | CH4 Pipeline | ON | NY | -24640000 | NY
LCP_Inputs_ON_Electric_Howarth_2023_05_05 | Methane | Dispatch-Interconnection | NY | 2020 | Spring | CH4 Pipeline | NY | ON | 0 | NY
LCP_Inputs_ON_Electric_Howarth_2023_05_05 | Methane | Dispatch-Interconnection | NY | 2020 | Spring | CH4 Pipeline | ON | NY | -2240000 | NY
LCP_Inputs_ON_Electric_Howarth_2023_05_05 | Methane | Dispatch-Interconnection | NY | 2020 | Summer | CH4 Pipeline | NY | ON | 0 | NY
LCP_Inputs_ON_Electric_Howarth_2023_05_05 | Methane | Dispatch-Interconnection | NY | 2020 | Summer | CH4 Pipeline | ON | NY | -424615.3846 | NY
LCP_Inputs_ON_Electric_Howarth_2023_05_05 | Methane | Dispatch-Interconnection | NY | 2020 | Winter | CH4 Pipeline | NY | ON | 0 | NY
LCP_Inputs_ON_Electric_Howarth_2023_05_05 | Methane | Dispatch-Interconnection | NY | 2020 | Winter | CH4 Pipeline | ON | NY | -22400000 | NY
LCP_Inputs_ON_Electric_Howarth_2023_05_05 | Methane | Dispatch-Interconnection | NY | 2020 | Winter Peak | CH4 Pipeline | NY | ON | 0 | NY
LCP_Inputs_ON_Electric_Howarth_2023_05_05 | Methane | Dispatch-Interconnection | NY | 2020 | Winter Peak | CH4 Pipeline | ON | NY | -295384.6154 | NY
LCP_Inputs_ON_Electric_Howarth_2023_05_05 | Methane | Dispatch-Interconnection | NY | 2030 | Fall | CH4 Pipeline | NY | ON | 0 | NY
LCP_Inputs_ON_Electric_Howarth_2023_05_05 | Methane | Dispatch-Interconnection | NY | 2030 | Fall | CH4 Pipeline | ON | NY | -8311041.6912 | NY
LCP_Inputs_ON_Electric_Howarth_2023_05_05 | Methane | Dispatch-Interconnection | NY | 2030 | Spring | CH4 Pipeline | NY | ON | 0 | NY
LCP_Inputs_ON_Electric_Howarth_2023_05_05 | Methane | Dispatch-Interconnection | NY | 2030 | Spring | CH4 Pipeline | ON | NY | -15680000 | NY
LCP_Inputs_ON_Electric_Howarth_2023_05_05 | Methane | Dispatch-Interconnection | NY | 2030 | Summer | CH4 Pipeline | NY | ON | 0 | NY
LCP_Inputs_ON_Electric_Howarth_2023_05_05 | Methane | Dispatch-Interconnection | NY | 2030 | Summer | CH4 Pipeline | ON | NY | -13393573.6934 | NY
LCP_Inputs_ON_Electric_Howarth_2023_05_05 | Methane | Dispatch-Interconnection | NY | 2030 | Winter | CH4 Pipeline | NY | ON | 0 | NY
LCP_Inputs_ON_Electric_Howarth_2023_05_05 | Methane | Dispatch-Interconnection | NY | 2030 | Winter | CH4 Pipeline | ON | NY | -12320000 | NY
LCP_Inputs_ON_Electric_Howarth_2023_05_05 | Methane | Dispatch-Interconnection | NY | 2030 | Winter Peak | CH4 Pipeline | NY | ON | 0 | NY
LCP_Inputs_ON_Electric_Howarth_2023_05_05 | Methane | Dispatch-Interconnection | NY | 2030 | Winter Peak | CH4 Pipeline | ON | NY | -295384.6154 | NY
LCP_Inputs_ON_Electric_Howarth_2023_05_05 | Methane | Dispatch-Interconnection | NY | 2040 | Fall | CH4 Pipeline | NY | ON | 0 | NY
LCP_Inputs_ON_Electric_Howarth_2023_05_05 | Methane | Dispatch-Interconnection | NY | 2040 | Fall | CH4 Pipeline | ON | NY | -10727665.2113 | NY
LCP_Inputs_ON_Electric_Howarth_2023_05_05 | Methane | Dispatch-Interconnection | NY | 2040 | Spring | CH4 Pipeline | NY | ON | 0 | NY
LCP_Inputs_ON_Electric_Howarth_2023_05_05 | Methane | Dispatch-Interconnection | NY | 2040 | Spring | CH4 Pipeline | ON | NY | -14698400.0474 | NY
LCP_Inputs_ON_Electric_Howarth_2023_05_05 | Methane | Dispatch-Interconnection | NY | 2040 | Summer | CH4 Pipeline | NY | ON | 0 | NY
LCP_Inputs_ON_Electric_Howarth_2023_05_05 | Methane | Dispatch-Interconnection | NY | 2040 | Summer | CH4 Pipeline | ON | NY | -4389319.3567 | NY
LCP_Inputs_ON_Electric_Howarth_2023_05_05 | Methane | Dispatch-Interconnection | NY | 2040 | Winter | CH4 Pipeline | NY | ON | 0 | NY
LCP_Inputs_ON_Electric_Howarth_2023_05_05 | Methane | Dispatch-Interconnection | NY | 2040 | Winter | CH4 Pipeline | ON | NY | -20160000 | NY
LCP_Inputs_ON_Electric_Howarth_2023_05_05 | Methane | Dispatch-Interconnection | NY | 2040 | Winter Peak | CH4 Pipeline | NY | ON | 0 | NY
LCP_Inputs_ON_Electric_Howarth_2023_05_05 | Methane | Dispatch-Interconnection | NY | 2040 | Winter Peak | CH4 Pipeline | ON | NY | -24615.3846 | NY
LCP_Inputs_ON_Electric_Howarth_2023_05_05 | Methane | Dispatch-Interconnection | NY | 2050 | Fall | CH4 Pipeline | NY | ON | 0 | NY
LCP_Inputs_ON_Electric_Howarth_2023_05_05 | Methane | Dispatch-Interconnection | NY | 2050 | Fall | CH4 Pipeline | ON | NY | 0 | NY
LCP_Inputs_ON_Electric_Howarth_2023_05_05 | Methane | Dispatch-Interconnection | NY | 2050 | Spring | CH4 Pipeline | NY | ON | 0 | NY
LCP_Inputs_ON_Electric_Howarth_2023_05_05 | Methane | Dispatch-Interconnection | NY | 2050 | Spring | CH4 Pipeline | ON | NY | 0 | NY
LCP_Inputs_ON_Electric_Howarth_2023_05_05 | Methane | Dispatch-Interconnection | NY | 2050 | Summer | CH4 Pipeline | NY | ON | 0 | NY
LCP_Inputs_ON_Electric_Howarth_2023_05_05 | Methane | Dispatch-Interconnection | NY | 2050 | Summer | CH4 Pipeline | ON | NY | 0 | NY
LCP_Inputs_ON_Electric_Howarth_2023_05_05 | Methane | Dispatch-Interconnection | NY | 2050 | Winter | CH4 Pipeline | NY | ON | 0 | NY
LCP_Inputs_ON_Electric_Howarth_2023_05_05 | Methane | Dispatch-Interconnection | NY | 2050 | Winter | CH4 Pipeline | ON | NY | 0 | NY
LCP_Inputs_ON_Electric_Howarth_2023_05_05 | Methane | Dispatch-Interconnection | NY | 2050 | Winter Peak | CH4 Pipeline | NY | ON | 0 | NY
LCP_Inputs_ON_Electric_Howarth_2023_05_05 | Methane | Dispatch-Interconnection | NY | 2050 | Winter Peak | CH4 Pipeline | ON | NY | 0 | NY
LCP_Inputs_ON_Electric_Howarth_2023_05_05 | Methane | Dispatch-Interconnection | ON | 2020 | Fall | CH4 Pipeline | MI | ON | 0 | ON
LCP_Inputs_ON_Electric_Howarth_2023_05_05 | Methane | Dispatch-Interconnection | ON | 2020 | Fall | CH4 Pipeline | NY | ON | 0 | ON
LCP_Inputs_ON_Electric_Howarth_2023_05_05 | Methane | Dispatch-Interconnection | ON | 2020 | Fall | CH4 Pipeline | ON | MI | 0 | ON
LCP_Inputs_ON_Electric_Howarth_2023_05_05 | Methane | Dispatch-Interconnection | ON | 2020 | Fall | CH4 Pipeline | ON | NY | 24024000 | ON
LCP_Inputs_ON_Electric_Howarth_2023_05_05 | Methane | Dispatch-Interconnection | ON | 2020 | Fall | CH4 Pipeline | ON | PJ | 0 | ON
LCP_Inputs_ON_Electric_Howarth_2023_05_05 | Methane | Dispatch-Interconnection | ON | 2020 | Fall | CH4 Pipeline | ON | QC | 0 | ON
LCP_Inputs_ON_Electric_Howarth_2023_05_05 | Methane | Dispatch-Interconnection | ON | 2020 | Fall | CH4 Pipeline | ON | WC | 24838127.9731 | ON
LCP_Inputs_ON_Electric_Howarth_2023_05_05 | Methane | Dispatch-Interconnection | ON | 2020 | Fall | CH4 Pipeline | PJ | ON | 0 | ON
LCP_Inputs_ON_Electric_Howarth_2023_05_05 | Methane | Dispatch-Interconnection | ON | 2020 | Fall | CH4 Pipeline | QC | ON | 0 | ON
LCP_Inputs_ON_Electric_Howarth_2023_05_05 | Methane | Dispatch-Interconnection | ON | 2020 | Fall | CH4 Pipeline | WC | ON | 0 | ON
LCP_Inputs_ON_Electric_Howarth_2023_05_05 | Methane | Dispatch-Interconnection | ON | 2020 | Spring | CH4 Pipeline | MI | ON | 0 | ON
LCP_Inputs_ON_Electric_Howarth_2023_05_05 | Methane | Dispatch-Interconnection | ON | 2020 | Spring | CH4 Pipeline | NY | ON | 0 | ON
LCP_Inputs_ON_Electric_Howarth_2023_05_05 | Methane | Dispatch-Interconnection | ON | 2020 | Spring | CH4 Pipeline | ON | MI | 0 | ON
LCP_Inputs_ON_Electric_Howarth_2023_05_05 | Methane | Dispatch-Interconnection | ON | 2020 | Spring | CH4 Pipeline | ON | NY | 2184000 | ON
LCP_Inputs_ON_Electric_Howarth_2023_05_05 | Methane | Dispatch-Interconnection | ON | 2020 | Spring | CH4 Pipeline | ON | PJ | 0 | ON
LCP_Inputs_ON_Electric_Howarth_2023_05_05 | Methane | Dispatch-Interconnection | ON | 2020 | Spring | CH4 Pipeline | ON | QC | 0 | ON
LCP_Inputs_ON_Electric_Howarth_2023_05_05 | Methane | Dispatch-Interconnection | ON | 2020 | Spring | CH4 Pipeline | ON | WC | 69626891.2654 | ON
LCP_Inputs_ON_Electric_Howarth_2023_05_05 | Methane | Dispatch-Interconnection | ON | 2020 | Spring | CH4 Pipeline | PJ | ON | 0 | ON
LCP_Inputs_ON_Electric_Howarth_2023_05_05 | Methane | Dispatch-Interconnection | ON | 2020 | Spring | CH4 Pipeline | QC | ON | 0 | ON
LCP_Inputs_ON_Electric_Howarth_2023_05_05 | Methane | Dispatch-Interconnection | ON | 2020 | Spring | CH4 Pipeline | WC | ON | 0 | ON
LCP_Inputs_ON_Electric_Howarth_2023_05_05 | Methane | Dispatch-Interconnection | ON | 2020 | Summer | CH4 Pipeline | MI | ON | 0 | ON
LCP_Inputs_ON_Electric_Howarth_2023_05_05 | Methane | Dispatch-Interconnection | ON | 2020 | Summer | CH4 Pipeline | NY | ON | 0 | ON
LCP_Inputs_ON_Electric_Howarth_2023_05_05 | Methane | Dispatch-Interconnection | ON | 2020 | Summer | CH4 Pipeline | ON | MI | 0 | ON
LCP_Inputs_ON_Electric_Howarth_2023_05_05 | Methane | Dispatch-Interconnection | ON | 2020 | Summer | CH4 Pipeline | ON | NY | 414000 | ON
LCP_Inputs_ON_Electric_Howarth_2023_05_05 | Methane | Dispatch-Interconnection | ON | 2020 | Summer | CH4 Pipeline | ON | PJ | 0 | ON
LCP_Inputs_ON_Electric_Howarth_2023_05_05 | Methane | Dispatch-Interconnection | ON | 2020 | Summer | CH4 Pipeline | ON | QC | 0 | ON
LCP_Inputs_ON_Electric_Howarth_2023_05_05 | Methane | Dispatch-Interconnection | ON | 2020 | Summer | CH4 Pipeline | ON | WC | 18741757.8064 | ON
LCP_Inputs_ON_Electric_Howarth_2023_05_05 | Methane | Dispatch-Interconnection | ON | 2020 | Summer | CH4 Pipeline | PJ | ON | 0 | ON
LCP_Inputs_ON_Electric_Howarth_2023_05_05 | Methane | Dispatch-Interconnection | ON | 2020 | Summer | CH4 Pipeline | QC | ON | 0 | ON
LCP_Inputs_ON_Electric_Howarth_2023_05_05 | Methane | Dispatch-Interconnection | ON | 2020 | Summer | CH4 Pipeline | WC | ON | 0 | ON
LCP_Inputs_ON_Electric_Howarth_2023_05_05 | Methane | Dispatch-Interconnection | ON | 2020 | Winter | CH4 Pipeline | MI | ON | 0 | ON
LCP_Inputs_ON_Electric_Howarth_2023_05_05 | Methane | Dispatch-Interconnection | ON | 2020 | Winter | CH4 Pipeline | NY | ON | 0 | ON
LCP_Inputs_ON_Electric_Howarth_2023_05_05 | Methane | Dispatch-Interconnection | ON | 2020 | Winter | CH4 Pipeline | ON | MI | 0 | ON
LCP_Inputs_ON_Electric_Howarth_2023_05_05 | Methane | Dispatch-Interconnection | ON | 2020 | Winter | CH4 Pipeline | ON | NY | 21840000 | ON
LCP_Inputs_ON_Electric_Howarth_2023_05_05 | Methane | Dispatch-Interconnection | ON | 2020 | Winter | CH4 Pipeline | ON | PJ | 0 | ON
LCP_Inputs_ON_Electric_Howarth_2023_05_05 | Methane | Dispatch-Interconnection | ON | 2020 | Winter | CH4 Pipeline | ON | QC | 0 | ON
LCP_Inputs_ON_Electric_Howarth_2023_05_05 | Methane | Dispatch-Interconnection | ON | 2020 | Winter | CH4 Pipeline | ON | WC | 93618933.3194 | ON
LCP_Inputs_ON_Electric_Howarth_2023_05_05 | Methane | Dispatch-Interconnection | ON | 2020 | Winter | CH4 Pipeline | PJ | ON | 0 | ON
LCP_Inputs_ON_Electric_Howarth_2023_05_05 | Methane | Dispatch-Interconnection | ON | 2020 | Winter | CH4 Pipeline | QC | ON | 0 | ON
LCP_Inputs_ON_Electric_Howarth_2023_05_05 | Methane | Dispatch-Interconnection | ON | 2020 | Winter | CH4 Pipeline | WC | ON | 0 | ON
LCP_Inputs_ON_Electric_Howarth_2023_05_05 | Methane | Dispatch-Interconnection | ON | 2020 | Winter Peak | CH4 Pipeline | MI | ON | 0 | ON
LCP_Inputs_ON_Electric_Howarth_2023_05_05 | Methane | Dispatch-Interconnection | ON | 2020 | Winter Peak | CH4 Pipeline | NY | ON | 0 | ON
LCP_Inputs_ON_Electric_Howarth_2023_05_05 | Methane | Dispatch-Interconnection | ON | 2020 | Winter Peak | CH4 Pipeline | ON | MI | 0 | ON
LCP_Inputs_ON_Electric_Howarth_2023_05_05 | Methane | Dispatch-Interconnection | ON | 2020 | Winter Peak | CH4 Pipeline | ON | NY | 288000 | ON
LCP_Inputs_ON_Electric_Howarth_2023_05_05 | Methane | Dispatch-Interconnection | ON | 2020 | Winter Peak | CH4 Pipeline | ON | PJ | 0 | ON
LCP_Inputs_ON_Electric_Howarth_2023_05_05 | Methane | Dispatch-Interconnection | ON | 2020 | Winter Peak | CH4 Pipeline | ON | QC | 0 | ON
LCP_Inputs_ON_Electric_Howarth_2023_05_05 | Methane | Dispatch-Interconnection | ON | 2020 | Winter Peak | CH4 Pipeline | ON | WC | 1476000 | ON
LCP_Inputs_ON_Electric_Howarth_2023_05_05 | Methane | Dispatch-Interconnection | ON | 2020 | Winter Peak | CH4 Pipeline | PJ | ON | 0 | ON
LCP_Inputs_ON_Electric_Howarth_2023_05_05 | Methane | Dispatch-Interconnection | ON | 2020 | Winter Peak | CH4 Pipeline | QC | ON | 0 | ON
LCP_Inputs_ON_Electric_Howarth_2023_05_05 | Methane | Dispatch-Interconnection | ON | 2020 | Winter Peak | CH4 Pipeline | WC | ON | 0 | ON
LCP_Inputs_ON_Electric_Howarth_2023_05_05 | Methane | Dispatch-Interconnection | ON | 2030 | Fall | CH4 Pipeline | MI | ON | 0 | ON
LCP_Inputs_ON_Electric_Howarth_2023_05_05 | Methane | Dispatch-Interconnection | ON | 2030 | Fall | CH4 Pipeline | NY | ON | 0 | ON
LCP_Inputs_ON_Electric_Howarth_2023_05_05 | Methane | Dispatch-Interconnection | ON | 2030 | Fall | CH4 Pipeline | ON | MI | 0 | ON
LCP_Inputs_ON_Electric_Howarth_2023_05_05 | Methane | Dispatch-Interconnection | ON | 2030 | Fall | CH4 Pipeline | ON | NY | 8103265.6489 | ON
LCP_Inputs_ON_Electric_Howarth_2023_05_05 | Methane | Dispatch-Interconnection | ON | 2030 | Fall | CH4 Pipeline | ON | PJ | 0 | ON
LCP_Inputs_ON_Electric_Howarth_2023_05_05 | Methane | Dispatch-Interconnection | ON | 2030 | Fall | CH4 Pipeline | ON | QC | 0 | ON
LCP_Inputs_ON_Electric_Howarth_2023_05_05 | Methane | Dispatch-Interconnection | ON | 2030 | Fall | CH4 Pipeline | ON | WC | 33368131.0151 | ON
LCP_Inputs_ON_Electric_Howarth_2023_05_05 | Methane | Dispatch-Interconnection | ON | 2030 | Fall | CH4 Pipeline | PJ | ON | 0 | ON
LCP_Inputs_ON_Electric_Howarth_2023_05_05 | Methane | Dispatch-Interconnection | ON | 2030 | Fall | CH4 Pipeline | QC | ON | 0 | ON
LCP_Inputs_ON_Electric_Howarth_2023_05_05 | Methane | Dispatch-Interconnection | ON | 2030 | Fall | CH4 Pipeline | WC | ON | 0 | ON
LCP_Inputs_ON_Electric_Howarth_2023_05_05 | Methane | Dispatch-Interconnection | ON | 2030 | Spring | CH4 Pipeline | MI | ON | 0 | ON
LCP_Inputs_ON_Electric_Howarth_2023_05_05 | Methane | Dispatch-Interconnection | ON | 2030 | Spring | CH4 Pipeline | NY | ON | 0 | ON
LCP_Inputs_ON_Electric_Howarth_2023_05_05 | Methane | Dispatch-Interconnection | ON | 2030 | Spring | CH4 Pipeline | ON | MI | 0 | ON
LCP_Inputs_ON_Electric_Howarth_2023_05_05 | Methane | Dispatch-Interconnection | ON | 2030 | Spring | CH4 Pipeline | ON | NY | 15288000 | ON
LCP_Inputs_ON_Electric_Howarth_2023_05_05 | Methane | Dispatch-Interconnection | ON | 2030 | Spring | CH4 Pipeline | ON | PJ | 0 | ON
LCP_Inputs_ON_Electric_Howarth_2023_05_05 | Methane | Dispatch-Interconnection | ON | 2030 | Spring | CH4 Pipeline | ON | QC | 0 | ON
LCP_Inputs_ON_Electric_Howarth_2023_05_05 | Methane | Dispatch-Interconnection | ON | 2030 | Spring | CH4 Pipeline | ON | WC | 46050425.8082 | ON
LCP_Inputs_ON_Electric_Howarth_2023_05_05 | Methane | Dispatch-Interconnection | ON | 2030 | Spring | CH4 Pipeline | PJ | ON | 0 | ON
LCP_Inputs_ON_Electric_Howarth_2023_05_05 | Methane | Dispatch-Interconnection | ON | 2030 | Spring | CH4 Pipeline | QC | ON | 0 | ON
LCP_Inputs_ON_Electric_Howarth_2023_05_05 | Methane | Dispatch-Interconnection | ON | 2030 | Spring | CH4 Pipeline | WC | ON | 0 | ON
LCP_Inputs_ON_Electric_Howarth_2023_05_05 | Methane | Dispatch-Interconnection | ON | 2030 | Summer | CH4 Pipeline | MI | ON | 0 | ON
LCP_Inputs_ON_Electric_Howarth_2023_05_05 | Methane | Dispatch-Interconnection | ON | 2030 | Summer | CH4 Pipeline | NY | ON | 0 | ON
LCP_Inputs_ON_Electric_Howarth_2023_05_05 | Methane | Dispatch-Interconnection | ON | 2030 | Summer | CH4 Pipeline | ON | MI | 0 | ON
LCP_Inputs_ON_Electric_Howarth_2023_05_05 | Methane | Dispatch-Interconnection | ON | 2030 | Summer | CH4 Pipeline | ON | NY | 13058734.3511 | ON
LCP_Inputs_ON_Electric_Howarth_2023_05_05 | Methane | Dispatch-Interconnection | ON | 2030 | Summer | CH4 Pipeline | ON | PJ | 0 | ON
LCP_Inputs_ON_Electric_Howarth_2023_05_05 | Methane | Dispatch-Interconnection | ON | 2030 | Summer | CH4 Pipeline | ON | QC | 0 | ON
LCP_Inputs_ON_Electric_Howarth_2023_05_05 | Methane | Dispatch-Interconnection | ON | 2030 | Summer | CH4 Pipeline | ON | WC | 5168160.1203 | ON
LCP_Inputs_ON_Electric_Howarth_2023_05_05 | Methane | Dispatch-Interconnection | ON | 2030 | Summer | CH4 Pipeline | PJ | ON | 0 | ON
LCP_Inputs_ON_Electric_Howarth_2023_05_05 | Methane | Dispatch-Interconnection | ON | 2030 | Summer | CH4 Pipeline | QC | ON | 0 | ON
LCP_Inputs_ON_Electric_Howarth_2023_05_05 | Methane | Dispatch-Interconnection | ON | 2030 | Summer | CH4 Pipeline | WC | ON | 0 | ON
LCP_Inputs_ON_Electric_Howarth_2023_05_05 | Methane | Dispatch-Interconnection | ON | 2030 | Winter | CH4 Pipeline | MI | ON | 0 | ON
LCP_Inputs_ON_Electric_Howarth_2023_05_05 | Methane | Dispatch-Interconnection | ON | 2030 | Winter | CH4 Pipeline | NY | ON | 0 | ON
LCP_Inputs_ON_Electric_Howarth_2023_05_05 | Methane | Dispatch-Interconnection | ON | 2030 | Winter | CH4 Pipeline | ON | MI | 0 | ON
LCP_Inputs_ON_Electric_Howarth_2023_05_05 | Methane | Dispatch-Interconnection | ON | 2030 | Winter | CH4 Pipeline | ON | NY | 12012000 | ON
LCP_Inputs_ON_Electric_Howarth_2023_05_05 | Methane | Dispatch-Interconnection | ON | 2030 | Winter | CH4 Pipeline | ON | PJ | 0 | ON
LCP_Inputs_ON_Electric_Howarth_2023_05_05 | Methane | Dispatch-Interconnection | ON | 2030 | Winter | CH4 Pipeline | ON | QC | 0 | ON
LCP_Inputs_ON_Electric_Howarth_2023_05_05 | Methane | Dispatch-Interconnection | ON | 2030 | Winter | CH4 Pipeline | ON | WC | 85038771.9966 | ON
LCP_Inputs_ON_Electric_Howarth_2023_05_05 | Methane | Dispatch-Interconnection | ON | 2030 | Winter | CH4 Pipeline | PJ | ON | 0 | ON
LCP_Inputs_ON_Electric_Howarth_2023_05_05 | Methane | Dispatch-Interconnection | ON | 2030 | Winter | CH4 Pipeline | QC | ON | 0 | ON
LCP_Inputs_ON_Electric_Howarth_2023_05_05 | Methane | Dispatch-Interconnection | ON | 2030 | Winter | CH4 Pipeline | WC | ON | 0 | ON
LCP_Inputs_ON_Electric_Howarth_2023_05_05 | Methane | Dispatch-Interconnection | ON | 2030 | Winter Peak | CH4 Pipeline | MI | ON | 0 | ON
LCP_Inputs_ON_Electric_Howarth_2023_05_05 | Methane | Dispatch-Interconnection | ON | 2030 | Winter Peak | CH4 Pipeline | NY | ON | 0 | ON
LCP_Inputs_ON_Electric_Howarth_2023_05_05 | Methane | Dispatch-Interconnection | ON | 2030 | Winter Peak | CH4 Pipeline | ON | MI | 0 | ON
LCP_Inputs_ON_Electric_Howarth_2023_05_05 | Methane | Dispatch-Interconnection | ON | 2030 | Winter Peak | CH4 Pipeline | ON | NY | 288000 | ON
LCP_Inputs_ON_Electric_Howarth_2023_05_05 | Methane | Dispatch-Interconnection | ON | 2030 | Winter Peak | CH4 Pipeline | ON | PJ | 0 | ON
LCP_Inputs_ON_Electric_Howarth_2023_05_05 | Methane | Dispatch-Interconnection | ON | 2030 | Winter Peak | CH4 Pipeline | ON | QC | 0 | ON
LCP_Inputs_ON_Electric_Howarth_2023_05_05 | Methane | Dispatch-Interconnection | ON | 2030 | Winter Peak | CH4 Pipeline | ON | WC | 1476000 | ON
LCP_Inputs_ON_Electric_Howarth_2023_05_05 | Methane | Dispatch-Interconnection | ON | 2030 | Winter Peak | CH4 Pipeline | PJ | ON | 0 | ON
LCP_Inputs_ON_Electric_Howarth_2023_05_05 | Methane | Dispatch-Interconnection | ON | 2030 | Winter Peak | CH4 Pipeline | QC | ON | 0 | ON
LCP_Inputs_ON_Electric_Howarth_2023_05_05 | Methane | Dispatch-Interconnection | ON | 2030 | Winter Peak | CH4 Pipeline | WC | ON | 0 | ON
LCP_Inputs_ON_Electric_Howarth_2023_05_05 | Methane | Dispatch-Interconnection | ON | 2040 | Fall | CH4 Pipeline | MI | ON | 0 | ON
LCP_Inputs_ON_Electric_Howarth_2023_05_05 | Methane | Dispatch-Interconnection | ON | 2040 | Fall | CH4 Pipeline | NY | ON | 0 | ON
LCP_Inputs_ON_Electric_Howarth_2023_05_05 | Methane | Dispatch-Interconnection | ON | 2040 | Fall | CH4 Pipeline | ON | MI | 0 | ON
LCP_Inputs_ON_Electric_Howarth_2023_05_05 | Methane | Dispatch-Interconnection | ON | 2040 | Fall | CH4 Pipeline | ON | NY | 10459473.581 | ON
LCP_Inputs_ON_Electric_Howarth_2023_05_05 | Methane | Dispatch-Interconnection | ON | 2040 | Fall | CH4 Pipeline | ON | PJ | 0 | ON
LCP_Inputs_ON_Electric_Howarth_2023_05_05 | Methane | Dispatch-Interconnection | ON | 2040 | Fall | CH4 Pipeline | ON | QC | 0 | ON
LCP_Inputs_ON_Electric_Howarth_2023_05_05 | Methane | Dispatch-Interconnection | ON | 2040 | Fall | CH4 Pipeline | ON | WC | 3784924.8167 | ON
LCP_Inputs_ON_Electric_Howarth_2023_05_05 | Methane | Dispatch-Interconnection | ON | 2040 | Fall | CH4 Pipeline | PJ | ON | 0 | ON
LCP_Inputs_ON_Electric_Howarth_2023_05_05 | Methane | Dispatch-Interconnection | ON | 2040 | Fall | CH4 Pipeline | QC | ON | 0 | ON
LCP_Inputs_ON_Electric_Howarth_2023_05_05 | Methane | Dispatch-Interconnection | ON | 2040 | Fall | CH4 Pipeline | WC | ON | 0 | ON
LCP_Inputs_ON_Electric_Howarth_2023_05_05 | Methane | Dispatch-Interconnection | ON | 2040 | Spring | CH4 Pipeline | MI | ON | 0 | ON
LCP_Inputs_ON_Electric_Howarth_2023_05_05 | Methane | Dispatch-Interconnection | ON | 2040 | Spring | CH4 Pipeline | NY | ON | 0 | ON
LCP_Inputs_ON_Electric_Howarth_2023_05_05 | Methane | Dispatch-Interconnection | ON | 2040 | Spring | CH4 Pipeline | ON | MI | 0 | ON
LCP_Inputs_ON_Electric_Howarth_2023_05_05 | Methane | Dispatch-Interconnection | ON | 2040 | Spring | CH4 Pipeline | ON | NY | 14330940.0462 | ON
LCP_Inputs_ON_Electric_Howarth_2023_05_05 | Methane | Dispatch-Interconnection | ON | 2040 | Spring | CH4 Pipeline | ON | PJ | 0 | ON
LCP_Inputs_ON_Electric_Howarth_2023_05_05 | Methane | Dispatch-Interconnection | ON | 2040 | Spring | CH4 Pipeline | ON | QC | 0 | ON
LCP_Inputs_ON_Electric_Howarth_2023_05_05 | Methane | Dispatch-Interconnection | ON | 2040 | Spring | CH4 Pipeline | ON | WC | 10858311.3588 | ON
LCP_Inputs_ON_Electric_Howarth_2023_05_05 | Methane | Dispatch-Interconnection | ON | 2040 | Spring | CH4 Pipeline | PJ | ON | 0 | ON
LCP_Inputs_ON_Electric_Howarth_2023_05_05 | Methane | Dispatch-Interconnection | ON | 2040 | Spring | CH4 Pipeline | QC | ON | 0 | ON
LCP_Inputs_ON_Electric_Howarth_2023_05_05 | Methane | Dispatch-Interconnection | ON | 2040 | Spring | CH4 Pipeline | WC | ON | 0 | ON
LCP_Inputs_ON_Electric_Howarth_2023_05_05 | Methane | Dispatch-Interconnection | ON | 2040 | Summer | CH4 Pipeline | MI | ON | 0 | ON
LCP_Inputs_ON_Electric_Howarth_2023_05_05 | Methane | Dispatch-Interconnection | ON | 2040 | Summer | CH4 Pipeline | NY | ON | 0 | ON
LCP_Inputs_ON_Electric_Howarth_2023_05_05 | Methane | Dispatch-Interconnection | ON | 2040 | Summer | CH4 Pipeline | ON | MI | 0 | ON
LCP_Inputs_ON_Electric_Howarth_2023_05_05 | Methane | Dispatch-Interconnection | ON | 2040 | Summer | CH4 Pipeline | ON | NY | 4279586.3728 | ON
LCP_Inputs_ON_Electric_Howarth_2023_05_05 | Methane | Dispatch-Interconnection | ON | 2040 | Summer | CH4 Pipeline | ON | PJ | 0 | ON
LCP_Inputs_ON_Electric_Howarth_2023_05_05 | Methane | Dispatch-Interconnection | ON | 2040 | Summer | CH4 Pipeline | ON | QC | 0 | ON
LCP_Inputs_ON_Electric_Howarth_2023_05_05 | Methane | Dispatch-Interconnection | ON | 2040 | Summer | CH4 Pipeline | ON | WC | 280561.7742 | ON
LCP_Inputs_ON_Electric_Howarth_2023_05_05 | Methane | Dispatch-Interconnection | ON | 2040 | Summer | CH4 Pipeline | PJ | ON | 0 | ON
LCP_Inputs_ON_Electric_Howarth_2023_05_05 | Methane | Dispatch-Interconnection | ON | 2040 | Summer | CH4 Pipeline | QC | ON | 0 | ON
LCP_Inputs_ON_Electric_Howarth_2023_05_05 | Methane | Dispatch-Interconnection | ON | 2040 | Summer | CH4 Pipeline | WC | ON | 0 | ON
LCP_Inputs_ON_Electric_Howarth_2023_05_05 | Methane | Dispatch-Interconnection | ON | 2040 | Winter | CH4 Pipeline | MI | ON | 0 | ON
LCP_Inputs_ON_Electric_Howarth_2023_05_05 | Methane | Dispatch-Interconnection | ON | 2040 | Winter | CH4 Pipeline | NY | ON | 0 | ON
LCP_Inputs_ON_Electric_Howarth_2023_05_05 | Methane | Dispatch-Interconnection | ON | 2040 | Winter | CH4 Pipeline | ON | MI | 0 | ON
LCP_Inputs_ON_Electric_Howarth_2023_05_05 | Methane | Dispatch-Interconnection | ON | 2040 | Winter | CH4 Pipeline | ON | NY | 19656000 | ON
LCP_Inputs_ON_Electric_Howarth_2023_05_05 | Methane | Dispatch-Interconnection | ON | 2040 | Winter | CH4 Pipeline | ON | PJ | 0 | ON
LCP_Inputs_ON_Electric_Howarth_2023_05_05 | Methane | Dispatch-Interconnection | ON | 2040 | Winter | CH4 Pipeline | ON | QC | 0 | ON
LCP_Inputs_ON_Electric_Howarth_2023_05_05 | Methane | Dispatch-Interconnection | ON | 2040 | Winter | CH4 Pipeline | ON | WC | 23262046.0383 | ON
LCP_Inputs_ON_Electric_Howarth_2023_05_05 | Methane | Dispatch-Interconnection | ON | 2040 | Winter | CH4 Pipeline | PJ | ON | 0 | ON
LCP_Inputs_ON_Electric_Howarth_2023_05_05 | Methane | Dispatch-Interconnection | ON | 2040 | Winter | CH4 Pipeline | QC | ON | 0 | ON
LCP_Inputs_ON_Electric_Howarth_2023_05_05 | Methane | Dispatch-Interconnection | ON | 2040 | Winter | CH4 Pipeline | WC | ON | 0 | ON
LCP_Inputs_ON_Electric_Howarth_2023_05_05 | Methane | Dispatch-Interconnection | ON | 2040 | Winter Peak | CH4 Pipeline | MI | ON | 0 | ON
LCP_Inputs_ON_Electric_Howarth_2023_05_05 | Methane | Dispatch-Interconnection | ON | 2040 | Winter Peak | CH4 Pipeline | NY | ON | 0 | ON
LCP_Inputs_ON_Electric_Howarth_2023_05_05 | Methane | Dispatch-Interconnection | ON | 2040 | Winter Peak | CH4 Pipeline | ON | MI | 0 | ON
LCP_Inputs_ON_Electric_Howarth_2023_05_05 | Methane | Dispatch-Interconnection | ON | 2040 | Winter Peak | CH4 Pipeline | ON | NY | 24000 | ON
LCP_Inputs_ON_Electric_Howarth_2023_05_05 | Methane | Dispatch-Interconnection | ON | 2040 | Winter Peak | CH4 Pipeline | ON | PJ | 0 | ON
LCP_Inputs_ON_Electric_Howarth_2023_05_05 | Methane | Dispatch-Interconnection | ON | 2040 | Winter Peak | CH4 Pipeline | ON | QC | 0 | ON
LCP_Inputs_ON_Electric_Howarth_2023_05_05 | Methane | Dispatch-Interconnection | ON | 2040 | Winter Peak | CH4 Pipeline | ON | WC | 905164.8456 | ON
LCP_Inputs_ON_Electric_Howarth_2023_05_05 | Methane | Dispatch-Interconnection | ON | 2040 | Winter Peak | CH4 Pipeline | PJ | ON | 0 | ON
LCP_Inputs_ON_Electric_Howarth_2023_05_05 | Methane | Dispatch-Interconnection | ON | 2040 | Winter Peak | CH4 Pipeline | QC | ON | 0 | ON
LCP_Inputs_ON_Electric_Howarth_2023_05_05 | Methane | Dispatch-Interconnection | ON | 2040 | Winter Peak | CH4 Pipeline | WC | ON | 0 | ON
LCP_Inputs_ON_Electric_Howarth_2023_05_05 | Methane | Dispatch-Interconnection | ON | 2050 | Fall | CH4 Pipeline | MI | ON | 0 | ON
LCP_Inputs_ON_Electric_Howarth_2023_05_05 | Methane | Dispatch-Interconnection | ON | 2050 | Fall | CH4 Pipeline | NY | ON | 0 | ON
LCP_Inputs_ON_Electric_Howarth_2023_05_05 | Methane | Dispatch-Interconnection | ON | 2050 | Fall | CH4 Pipeline | ON | MI | 0 | ON
LCP_Inputs_ON_Electric_Howarth_2023_05_05 | Methane | Dispatch-Interconnection | ON | 2050 | Fall | CH4 Pipeline | ON | NY | 0 | ON
LCP_Inputs_ON_Electric_Howarth_2023_05_05 | Methane | Dispatch-Interconnection | ON | 2050 | Fall | CH4 Pipeline | ON | PJ | 0 | ON
LCP_Inputs_ON_Electric_Howarth_2023_05_05 | Methane | Dispatch-Interconnection | ON | 2050 | Fall | CH4 Pipeline | ON | QC | 0 | ON
LCP_Inputs_ON_Electric_Howarth_2023_05_05 | Methane | Dispatch-Interconnection | ON | 2050 | Fall | CH4 Pipeline | ON | WC | 0 | ON
LCP_Inputs_ON_Electric_Howarth_2023_05_05 | Methane | Dispatch-Interconnection | ON | 2050 | Fall | CH4 Pipeline | PJ | ON | 0 | ON
LCP_Inputs_ON_Electric_Howarth_2023_05_05 | Methane | Dispatch-Interconnection | ON | 2050 | Fall | CH4 Pipeline | QC | ON | 0 | ON
LCP_Inputs_ON_Electric_Howarth_2023_05_05 | Methane | Dispatch-Interconnection | ON | 2050 | Fall | CH4 Pipeline | WC | ON | 0 | ON
LCP_Inputs_ON_Electric_Howarth_2023_05_05 | Methane | Dispatch-Interconnection | ON | 2050 | Spring | CH4 Pipeline | MI | ON | 0 | ON
LCP_Inputs_ON_Electric_Howarth_2023_05_05 | Methane | Dispatch-Interconnection | ON | 2050 | Spring | CH4 Pipeline | NY | ON | 0 | ON
LCP_Inputs_ON_Electric_Howarth_2023_05_05 | Methane | Dispatch-Interconnection | ON | 2050 | Spring | CH4 Pipeline | ON | MI | 0 | ON
LCP_Inputs_ON_Electric_Howarth_2023_05_05 | Methane | Dispatch-Interconnection | ON | 2050 | Spring | CH4 Pipeline | ON | NY | 0 | ON
LCP_Inputs_ON_Electric_Howarth_2023_05_05 | Methane | Dispatch-Interconnection | ON | 2050 | Spring | CH4 Pipeline | ON | PJ | 0 | ON
LCP_Inputs_ON_Electric_Howarth_2023_05_05 | Methane | Dispatch-Interconnection | ON | 2050 | Spring | CH4 Pipeline | ON | QC | 0 | ON
LCP_Inputs_ON_Electric_Howarth_2023_05_05 | Methane | Dispatch-Interconnection | ON | 2050 | Spring | CH4 Pipeline | ON | WC | 0 | ON
LCP_Inputs_ON_Electric_Howarth_2023_05_05 | Methane | Dispatch-Interconnection | ON | 2050 | Spring | CH4 Pipeline | PJ | ON | 0 | ON
LCP_Inputs_ON_Electric_Howarth_2023_05_05 | Methane | Dispatch-Interconnection | ON | 2050 | Spring | CH4 Pipeline | QC | ON | 0 | ON
LCP_Inputs_ON_Electric_Howarth_2023_05_05 | Methane | Dispatch-Interconnection | ON | 2050 | Spring | CH4 Pipeline | WC | ON | 0 | ON
LCP_Inputs_ON_Electric_Howarth_2023_05_05 | Methane | Dispatch-Interconnection | ON | 2050 | Summer | CH4 Pipeline | MI | ON | 0 | ON
LCP_Inputs_ON_Electric_Howarth_2023_05_05 | Methane | Dispatch-Interconnection | ON | 2050 | Summer | CH4 Pipeline | NY | ON | 0 | ON
LCP_Inputs_ON_Electric_Howarth_2023_05_05 | Methane | Dispatch-Interconnection | ON | 2050 | Summer | CH4 Pipeline | ON | MI | 0 | ON
LCP_Inputs_ON_Electric_Howarth_2023_05_05 | Methane | Dispatch-Interconnection | ON | 2050 | Summer | CH4 Pipeline | ON | NY | 0 | ON
LCP_Inputs_ON_Electric_Howarth_2023_05_05 | Methane | Dispatch-Interconnection | ON | 2050 | Summer | CH4 Pipeline | ON | PJ | 0 | ON
LCP_Inputs_ON_Electric_Howarth_2023_05_05 | Methane | Dispatch-Interconnection | ON | 2050 | Summer | CH4 Pipeline | ON | QC | 0 | ON
LCP_Inputs_ON_Electric_Howarth_2023_05_05 | Methane | Dispatch-Interconnection | ON | 2050 | Summer | CH4 Pipeline | ON | WC | 0 | ON
LCP_Inputs_ON_Electric_Howarth_2023_05_05 | Methane | Dispatch-Interconnection | ON | 2050 | Summer | CH4 Pipeline | PJ | ON | 0 | ON
LCP_Inputs_ON_Electric_Howarth_2023_05_05 | Methane | Dispatch-Interconnection | ON | 2050 | Summer | CH4 Pipeline | QC | ON | 0 | ON
LCP_Inputs_ON_Electric_Howarth_2023_05_05 | Methane | Dispatch-Interconnection | ON | 2050 | Summer | CH4 Pipeline | WC | ON | 0 | ON
LCP_Inputs_ON_Electric_Howarth_2023_05_05 | Methane | Dispatch-Interconnection | ON | 2050 | Winter | CH4 Pipeline | MI | ON | 0 | ON
LCP_Inputs_ON_Electric_Howarth_2023_05_05 | Methane | Dispatch-Interconnection | ON | 2050 | Winter | CH4 Pipeline | NY | ON | 0 | ON
LCP_Inputs_ON_Electric_Howarth_2023_05_05 | Methane | Dispatch-Interconnection | ON | 2050 | Winter | CH4 Pipeline | ON | MI | 0 | ON
LCP_Inputs_ON_Electric_Howarth_2023_05_05 | Methane | Dispatch-Interconnection | ON | 2050 | Winter | CH4 Pipeline | ON | NY | 0 | ON
LCP_Inputs_ON_Electric_Howarth_2023_05_05 | Methane | Dispatch-Interconnection | ON | 2050 | Winter | CH4 Pipeline | ON | PJ | 0 | ON
LCP_Inputs_ON_Electric_Howarth_2023_05_05 | Methane | Dispatch-Interconnection | ON | 2050 | Winter | CH4 Pipeline | ON | QC | 0 | ON
LCP_Inputs_ON_Electric_Howarth_2023_05_05 | Methane | Dispatch-Interconnection | ON | 2050 | Winter | CH4 Pipeline | ON | WC | 0 | ON
LCP_Inputs_ON_Electric_Howarth_2023_05_05 | Methane | Dispatch-Interconnection | ON | 2050 | Winter | CH4 Pipeline | PJ | ON | 0 | ON
LCP_Inputs_ON_Electric_Howarth_2023_05_05 | Methane | Dispatch-Interconnection | ON | 2050 | Winter | CH4 Pipeline | QC | ON | 0 | ON
LCP_Inputs_ON_Electric_Howarth_2023_05_05 | Methane | Dispatch-Interconnection | ON | 2050 | Winter | CH4 Pipeline | WC | ON | 0 | ON
LCP_Inputs_ON_Electric_Howarth_2023_05_05 | Methane | Dispatch-Interconnection | ON | 2050 | Winter Peak | CH4 Pipeline | MI | ON | 0 | ON
LCP_Inputs_ON_Electric_Howarth_2023_05_05 | Methane | Dispatch-Interconnection | ON | 2050 | Winter Peak | CH4 Pipeline | NY | ON | 0 | ON
LCP_Inputs_ON_Electric_Howarth_2023_05_05 | Methane | Dispatch-Interconnection | ON | 2050 | Winter Peak | CH4 Pipeline | ON | MI | 0 | ON
LCP_Inputs_ON_Electric_Howarth_2023_05_05 | Methane | Dispatch-Interconnection | ON | 2050 | Winter Peak | CH4 Pipeline | ON | NY | 0 | ON
LCP_Inputs_ON_Electric_Howarth_2023_05_05 | Methane | Dispatch-Interconnection | ON | 2050 | Winter Peak | CH4 Pipeline | ON | PJ | 0 | ON
LCP_Inputs_ON_Electric_Howarth_2023_05_05 | Methane | Dispatch-Interconnection | ON | 2050 | Winter Peak | CH4 Pipeline | ON | QC | 0 | ON
LCP_Inputs_ON_Electric_Howarth_2023_05_05 | Methane | Dispatch-Interconnection | ON | 2050 | Winter Peak | CH4 Pipeline | ON | WC | 0 | ON
LCP_Inputs_ON_Electric_Howarth_2023_05_05 | Methane | Dispatch-Interconnection | ON | 2050 | Winter Peak | CH4 Pipeline | PJ | ON | 0 | ON
LCP_Inputs_ON_Electric_Howarth_2023_05_05 | Methane | Dispatch-Interconnection | ON | 2050 | Winter Peak | CH4 Pipeline | QC | ON | 0 | ON
LCP_Inputs_ON_Electric_Howarth_2023_05_05 | Methane | Dispatch-Interconnection | ON | 2050 | Winter Peak | CH4 Pipeline | WC | ON | 0 | ON
LCP_Inputs_ON_Electric_Howarth_2023_05_05 | Methane | Dispatch-Interconnection | PJ | 2020 | Fall | CH4 Pipeline | ON | PJ | 0 | PJ
LCP_Inputs_ON_Electric_Howarth_2023_05_05 | Methane | Dispatch-Interconnection | PJ | 2020 | Fall | CH4 Pipeline | PJ | ON | 0 | PJ
LCP_Inputs_ON_Electric_Howarth_2023_05_05 | Methane | Dispatch-Interconnection | PJ | 2020 | Spring | CH4 Pipeline | ON | PJ | 0 | PJ
LCP_Inputs_ON_Electric_Howarth_2023_05_05 | Methane | Dispatch-Interconnection | PJ | 2020 | Spring | CH4 Pipeline | PJ | ON | 0 | PJ
LCP_Inputs_ON_Electric_Howarth_2023_05_05 | Methane | Dispatch-Interconnection | PJ | 2020 | Summer | CH4 Pipeline | ON | PJ | 0 | PJ
LCP_Inputs_ON_Electric_Howarth_2023_05_05 | Methane | Dispatch-Interconnection | PJ | 2020 | Summer | CH4 Pipeline | PJ | ON | 0 | PJ
LCP_Inputs_ON_Electric_Howarth_2023_05_05 | Methane | Dispatch-Interconnection | PJ | 2020 | Winter | CH4 Pipeline | ON | PJ | 0 | PJ
LCP_Inputs_ON_Electric_Howarth_2023_05_05 | Methane | Dispatch-Interconnection | PJ | 2020 | Winter | CH4 Pipeline | PJ | ON | 0 | PJ
LCP_Inputs_ON_Electric_Howarth_2023_05_05 | Methane | Dispatch-Interconnection | PJ | 2020 | Winter Peak | CH4 Pipeline | ON | PJ | 0 | PJ
LCP_Inputs_ON_Electric_Howarth_2023_05_05 | Methane | Dispatch-Interconnection | PJ | 2020 | Winter Peak | CH4 Pipeline | PJ | ON | 0 | PJ
LCP_Inputs_ON_Electric_Howarth_2023_05_05 | Methane | Dispatch-Interconnection | PJ | 2030 | Fall | CH4 Pipeline | ON | PJ | 0 | PJ
LCP_Inputs_ON_Electric_Howarth_2023_05_05 | Methane | Dispatch-Interconnection | PJ | 2030 | Fall | CH4 Pipeline | PJ | ON | 0 | PJ
LCP_Inputs_ON_Electric_Howarth_2023_05_05 | Methane | Dispatch-Interconnection | PJ | 2030 | Spring | CH4 Pipeline | ON | PJ | 0 | PJ
LCP_Inputs_ON_Electric_Howarth_2023_05_05 | Methane | Dispatch-Interconnection | PJ | 2030 | Spring | CH4 Pipeline | PJ | ON | 0 | PJ
LCP_Inputs_ON_Electric_Howarth_2023_05_05 | Methane | Dispatch-Interconnection | PJ | 2030 | Summer | CH4 Pipeline | ON | PJ | 0 | PJ
LCP_Inputs_ON_Electric_Howarth_2023_05_05 | Methane | Dispatch-Interconnection | PJ | 2030 | Summer | CH4 Pipeline | PJ | ON | 0 | PJ
LCP_Inputs_ON_Electric_Howarth_2023_05_05 | Methane | Dispatch-Interconnection | PJ | 2030 | Winter | CH4 Pipeline | ON | PJ | 0 | PJ
LCP_Inputs_ON_Electric_Howarth_2023_05_05 | Methane | Dispatch-Interconnection | PJ | 2030 | Winter | CH4 Pipeline | PJ | ON | 0 | PJ
LCP_Inputs_ON_Electric_Howarth_2023_05_05 | Methane | Dispatch-Interconnection | PJ | 2030 | Winter Peak | CH4 Pipeline | ON | PJ | 0 | PJ
LCP_Inputs_ON_Electric_Howarth_2023_05_05 | Methane | Dispatch-Interconnection | PJ | 2030 | Winter Peak | CH4 Pipeline | PJ | ON | 0 | PJ
LCP_Inputs_ON_Electric_Howarth_2023_05_05 | Methane | Dispatch-Interconnection | PJ | 2040 | Fall | CH4 Pipeline | ON | PJ | 0 | PJ
LCP_Inputs_ON_Electric_Howarth_2023_05_05 | Methane | Dispatch-Interconnection | PJ | 2040 | Fall | CH4 Pipeline | PJ | ON | 0 | PJ
LCP_Inputs_ON_Electric_Howarth_2023_05_05 | Methane | Dispatch-Interconnection | PJ | 2040 | Spring | CH4 Pipeline | ON | PJ | 0 | PJ
LCP_Inputs_ON_Electric_Howarth_2023_05_05 | Methane | Dispatch-Interconnection | PJ | 2040 | Spring | CH4 Pipeline | PJ | ON | 0 | PJ
LCP_Inputs_ON_Electric_Howarth_2023_05_05 | Methane | Dispatch-Interconnection | PJ | 2040 | Summer | CH4 Pipeline | ON | PJ | 0 | PJ
LCP_Inputs_ON_Electric_Howarth_2023_05_05 | Methane | Dispatch-Interconnection | PJ | 2040 | Summer | CH4 Pipeline | PJ | ON | 0 | PJ
LCP_Inputs_ON_Electric_Howarth_2023_05_05 | Methane | Dispatch-Interconnection | PJ | 2040 | Winter | CH4 Pipeline | ON | PJ | 0 | PJ
LCP_Inputs_ON_Electric_Howarth_2023_05_05 | Methane | Dispatch-Interconnection | PJ | 2040 | Winter | CH4 Pipeline | PJ | ON | 0 | PJ
LCP_Inputs_ON_Electric_Howarth_2023_05_05 | Methane | Dispatch-Interconnection | PJ | 2040 | Winter Peak | CH4 Pipeline | ON | PJ | 0 | PJ
LCP_Inputs_ON_Electric_Howarth_2023_05_05 | Methane | Dispatch-Interconnection | PJ | 2040 | Winter Peak | CH4 Pipeline | PJ | ON | 0 | PJ
LCP_Inputs_ON_Electric_Howarth_2023_05_05 | Methane | Dispatch-Interconnection | PJ | 2050 | Fall | CH4 Pipeline | ON | PJ | 0 | PJ
LCP_Inputs_ON_Electric_Howarth_2023_05_05 | Methane | Dispatch-Interconnection | PJ | 2050 | Fall | CH4 Pipeline | PJ | ON | 0 | PJ
LCP_Inputs_ON_Electric_Howarth_2023_05_05 | Methane | Dispatch-Interconnection | PJ | 2050 | Spring | CH4 Pipeline | ON | PJ | 0 | PJ
LCP_Inputs_ON_Electric_Howarth_2023_05_05 | Methane | Dispatch-Interconnection | PJ | 2050 | Spring | CH4 Pipeline | PJ | ON | 0 | PJ
LCP_Inputs_ON_Electric_Howarth_2023_05_05 | Methane | Dispatch-Interconnection | PJ | 2050 | Summer | CH4 Pipeline | ON | PJ | 0 | PJ
LCP_Inputs_ON_Electric_Howarth_2023_05_05 | Methane | Dispatch-Interconnection | PJ | 2050 | Summer | CH4 Pipeline | PJ | ON | 0 | PJ
LCP_Inputs_ON_Electric_Howarth_2023_05_05 | Methane | Dispatch-Interconnection | PJ | 2050 | Winter | CH4 Pipeline | ON | PJ | 0 | PJ
LCP_Inputs_ON_Electric_Howarth_2023_05_05 | Methane | Dispatch-Interconnection | PJ | 2050 | Winter | CH4 Pipeline | PJ | ON | 0 | PJ
LCP_Inputs_ON_Electric_Howarth_2023_05_05 | Methane | Dispatch-Interconnection | PJ | 2050 | Winter Peak | CH4 Pipeline | ON | PJ | 0 | PJ
LCP_Inputs_ON_Electric_Howarth_2023_05_05 | Methane | Dispatch-Interconnection | PJ | 2050 | Winter Peak | CH4 Pipeline | PJ | ON | 0 | PJ
LCP_Inputs_ON_Electric_Howarth_2023_05_05 | Methane | Dispatch-Interconnection | QC | 2020 | Fall | CH4 Pipeline | ON | QC | 0 | QC
LCP_Inputs_ON_Electric_Howarth_2023_05_05 | Methane | Dispatch-Interconnection | QC | 2020 | Fall | CH4 Pipeline | QC | ON | 0 | QC
LCP_Inputs_ON_Electric_Howarth_2023_05_05 | Methane | Dispatch-Interconnection | QC | 2020 | Spring | CH4 Pipeline | ON | QC | 0 | QC
LCP_Inputs_ON_Electric_Howarth_2023_05_05 | Methane | Dispatch-Interconnection | QC | 2020 | Spring | CH4 Pipeline | QC | ON | 0 | QC
LCP_Inputs_ON_Electric_Howarth_2023_05_05 | Methane | Dispatch-Interconnection | QC | 2020 | Summer | CH4 Pipeline | ON | QC | 0 | QC
LCP_Inputs_ON_Electric_Howarth_2023_05_05 | Methane | Dispatch-Interconnection | QC | 2020 | Summer | CH4 Pipeline | QC | ON | 0 | QC
LCP_Inputs_ON_Electric_Howarth_2023_05_05 | Methane | Dispatch-Interconnection | QC | 2020 | Winter | CH4 Pipeline | ON | QC | 0 | QC
LCP_Inputs_ON_Electric_Howarth_2023_05_05 | Methane | Dispatch-Interconnection | QC | 2020 | Winter | CH4 Pipeline | QC | ON | 0 | QC
LCP_Inputs_ON_Electric_Howarth_2023_05_05 | Methane | Dispatch-Interconnection | QC | 2020 | Winter Peak | CH4 Pipeline | ON | QC | 0 | QC
LCP_Inputs_ON_Electric_Howarth_2023_05_05 | Methane | Dispatch-Interconnection | QC | 2020 | Winter Peak | CH4 Pipeline | QC | ON | 0 | QC
LCP_Inputs_ON_Electric_Howarth_2023_05_05 | Methane | Dispatch-Interconnection | QC | 2030 | Fall | CH4 Pipeline | ON | QC | 0 | QC
LCP_Inputs_ON_Electric_Howarth_2023_05_05 | Methane | Dispatch-Interconnection | QC | 2030 | Fall | CH4 Pipeline | QC | ON | 0 | QC
LCP_Inputs_ON_Electric_Howarth_2023_05_05 | Methane | Dispatch-Interconnection | QC | 2030 | Spring | CH4 Pipeline | ON | QC | 0 | QC
LCP_Inputs_ON_Electric_Howarth_2023_05_05 | Methane | Dispatch-Interconnection | QC | 2030 | Spring | CH4 Pipeline | QC | ON | 0 | QC
LCP_Inputs_ON_Electric_Howarth_2023_05_05 | Methane | Dispatch-Interconnection | QC | 2030 | Summer | CH4 Pipeline | ON | QC | 0 | QC
LCP_Inputs_ON_Electric_Howarth_2023_05_05 | Methane | Dispatch-Interconnection | QC | 2030 | Summer | CH4 Pipeline | QC | ON | 0 | QC
LCP_Inputs_ON_Electric_Howarth_2023_05_05 | Methane | Dispatch-Interconnection | QC | 2030 | Winter | CH4 Pipeline | ON | QC | 0 | QC
LCP_Inputs_ON_Electric_Howarth_2023_05_05 | Methane | Dispatch-Interconnection | QC | 2030 | Winter | CH4 Pipeline | QC | ON | 0 | QC
LCP_Inputs_ON_Electric_Howarth_2023_05_05 | Methane | Dispatch-Interconnection | QC | 2030 | Winter Peak | CH4 Pipeline | ON | QC | 0 | QC
LCP_Inputs_ON_Electric_Howarth_2023_05_05 | Methane | Dispatch-Interconnection | QC | 2030 | Winter Peak | CH4 Pipeline | QC | ON | 0 | QC
LCP_Inputs_ON_Electric_Howarth_2023_05_05 | Methane | Dispatch-Interconnection | QC | 2040 | Fall | CH4 Pipeline | ON | QC | 0 | QC
LCP_Inputs_ON_Electric_Howarth_2023_05_05 | Methane | Dispatch-Interconnection | QC | 2040 | Fall | CH4 Pipeline | QC | ON | 0 | QC
LCP_Inputs_ON_Electric_Howarth_2023_05_05 | Methane | Dispatch-Interconnection | QC | 2040 | Spring | CH4 Pipeline | ON | QC | 0 | QC
LCP_Inputs_ON_Electric_Howarth_2023_05_05 | Methane | Dispatch-Interconnection | QC | 2040 | Spring | CH4 Pipeline | QC | ON | 0 | QC
LCP_Inputs_ON_Electric_Howarth_2023_05_05 | Methane | Dispatch-Interconnection | QC | 2040 | Summer | CH4 Pipeline | ON | QC | 0 | QC
LCP_Inputs_ON_Electric_Howarth_2023_05_05 | Methane | Dispatch-Interconnection | QC | 2040 | Summer | CH4 Pipeline | QC | ON | 0 | QC
LCP_Inputs_ON_Electric_Howarth_2023_05_05 | Methane | Dispatch-Interconnection | QC | 2040 | Winter | CH4 Pipeline | ON | QC | 0 | QC
LCP_Inputs_ON_Electric_Howarth_2023_05_05 | Methane | Dispatch-Interconnection | QC | 2040 | Winter | CH4 Pipeline | QC | ON | 0 | QC
LCP_Inputs_ON_Electric_Howarth_2023_05_05 | Methane | Dispatch-Interconnection | QC | 2040 | Winter Peak | CH4 Pipeline | ON | QC | 0 | QC
LCP_Inputs_ON_Electric_Howarth_2023_05_05 | Methane | Dispatch-Interconnection | QC | 2040 | Winter Peak | CH4 Pipeline | QC | ON | 0 | QC
LCP_Inputs_ON_Electric_Howarth_2023_05_05 | Methane | Dispatch-Interconnection | QC | 2050 | Fall | CH4 Pipeline | ON | QC | 0 | QC
LCP_Inputs_ON_Electric_Howarth_2023_05_05 | Methane | Dispatch-Interconnection | QC | 2050 | Fall | CH4 Pipeline | QC | ON | 0 | QC
LCP_Inputs_ON_Electric_Howarth_2023_05_05 | Methane | Dispatch-Interconnection | QC | 2050 | Spring | CH4 Pipeline | ON | QC | 0 | QC
LCP_Inputs_ON_Electric_Howarth_2023_05_05 | Methane | Dispatch-Interconnection | QC | 2050 | Spring | CH4 Pipeline | QC | ON | 0 | QC
LCP_Inputs_ON_Electric_Howarth_2023_05_05 | Methane | Dispatch-Interconnection | QC | 2050 | Summer | CH4 Pipeline | ON | QC | 0 | QC
LCP_Inputs_ON_Electric_Howarth_2023_05_05 | Methane | Dispatch-Interconnection | QC | 2050 | Summer | CH4 Pipeline | QC | ON | 0 | QC
LCP_Inputs_ON_Electric_Howarth_2023_05_05 | Methane | Dispatch-Interconnection | QC | 2050 | Winter | CH4 Pipeline | ON | QC | 0 | QC
LCP_Inputs_ON_Electric_Howarth_2023_05_05 | Methane | Dispatch-Interconnection | QC | 2050 | Winter | CH4 Pipeline | QC | ON | 0 | QC
LCP_Inputs_ON_Electric_Howarth_2023_05_05 | Methane | Dispatch-Interconnection | QC | 2050 | Winter Peak | CH4 Pipeline | ON | QC | 0 | QC
LCP_Inputs_ON_Electric_Howarth_2023_05_05 | Methane | Dispatch-Interconnection | QC | 2050 | Winter Peak | CH4 Pipeline | QC | ON | 0 | QC
LCP_Inputs_ON_Electric_Howarth_2023_05_05 | Methane | Dispatch-Interconnection | WC | 2020 | Fall | CH4 Pipeline | ON | WC | -27597919.9702 | WC
LCP_Inputs_ON_Electric_Howarth_2023_05_05 | Methane | Dispatch-Interconnection | WC | 2020 | Fall | CH4 Pipeline | WC | ON | 0 | WC
LCP_Inputs_ON_Electric_Howarth_2023_05_05 | Methane | Dispatch-Interconnection | WC | 2020 | Spring | CH4 Pipeline | ON | WC | -77363212.5172 | WC
LCP_Inputs_ON_Electric_Howarth_2023_05_05 | Methane | Dispatch-Interconnection | WC | 2020 | Spring | CH4 Pipeline | WC | ON | 0 | WC
LCP_Inputs_ON_Electric_Howarth_2023_05_05 | Methane | Dispatch-Interconnection | WC | 2020 | Summer | CH4 Pipeline | ON | WC | -20824175.3405 | WC
LCP_Inputs_ON_Electric_Howarth_2023_05_05 | Methane | Dispatch-Interconnection | WC | 2020 | Summer | CH4 Pipeline | WC | ON | 0 | WC
LCP_Inputs_ON_Electric_Howarth_2023_05_05 | Methane | Dispatch-Interconnection | WC | 2020 | Winter | CH4 Pipeline | ON | WC | -104021037.0215 | WC
LCP_Inputs_ON_Electric_Howarth_2023_05_05 | Methane | Dispatch-Interconnection | WC | 2020 | Winter | CH4 Pipeline | WC | ON | 0 | WC
LCP_Inputs_ON_Electric_Howarth_2023_05_05 | Methane | Dispatch-Interconnection | WC | 2020 | Winter Peak | CH4 Pipeline | ON | WC | -1640000 | WC
LCP_Inputs_ON_Electric_Howarth_2023_05_05 | Methane | Dispatch-Interconnection | WC | 2020 | Winter Peak | CH4 Pipeline | WC | ON | 0 | WC
LCP_Inputs_ON_Electric_Howarth_2023_05_05 | Methane | Dispatch-Interconnection | WC | 2030 | Fall | CH4 Pipeline | ON | WC | -37075701.1279 | WC
LCP_Inputs_ON_Electric_Howarth_2023_05_05 | Methane | Dispatch-Interconnection | WC | 2030 | Fall | CH4 Pipeline | WC | ON | 0 | WC
LCP_Inputs_ON_Electric_Howarth_2023_05_05 | Methane | Dispatch-Interconnection | WC | 2030 | Spring | CH4 Pipeline | ON | WC | -51167139.7869 | WC
LCP_Inputs_ON_Electric_Howarth_2023_05_05 | Methane | Dispatch-Interconnection | WC | 2030 | Spring | CH4 Pipeline | WC | ON | 0 | WC
LCP_Inputs_ON_Electric_Howarth_2023_05_05 | Methane | Dispatch-Interconnection | WC | 2030 | Summer | CH4 Pipeline | ON | WC | -5742400.1337 | WC
LCP_Inputs_ON_Electric_Howarth_2023_05_05 | Methane | Dispatch-Interconnection | WC | 2030 | Summer | CH4 Pipeline | WC | ON | 0 | WC
LCP_Inputs_ON_Electric_Howarth_2023_05_05 | Methane | Dispatch-Interconnection | WC | 2030 | Winter | CH4 Pipeline | ON | WC | -94487524.4407 | WC
LCP_Inputs_ON_Electric_Howarth_2023_05_05 | Methane | Dispatch-Interconnection | WC | 2030 | Winter | CH4 Pipeline | WC | ON | 0 | WC
LCP_Inputs_ON_Electric_Howarth_2023_05_05 | Methane | Dispatch-Interconnection | WC | 2030 | Winter Peak | CH4 Pipeline | ON | WC | -1640000 | WC
LCP_Inputs_ON_Electric_Howarth_2023_05_05 | Methane | Dispatch-Interconnection | WC | 2030 | Winter Peak | CH4 Pipeline | WC | ON | 0 | WC
LCP_Inputs_ON_Electric_Howarth_2023_05_05 | Methane | Dispatch-Interconnection | WC | 2040 | Fall | CH4 Pipeline | ON | WC | -4205472.0185 | WC
LCP_Inputs_ON_Electric_Howarth_2023_05_05 | Methane | Dispatch-Interconnection | WC | 2040 | Fall | CH4 Pipeline | WC | ON | 0 | WC
LCP_Inputs_ON_Electric_Howarth_2023_05_05 | Methane | Dispatch-Interconnection | WC | 2040 | Spring | CH4 Pipeline | ON | WC | -12064790.3986 | WC
LCP_Inputs_ON_Electric_Howarth_2023_05_05 | Methane | Dispatch-Interconnection | WC | 2040 | Spring | CH4 Pipeline | WC | ON | 0 | WC
LCP_Inputs_ON_Electric_Howarth_2023_05_05 | Methane | Dispatch-Interconnection | WC | 2040 | Summer | CH4 Pipeline | ON | WC | -311735.3047 | WC
LCP_Inputs_ON_Electric_Howarth_2023_05_05 | Methane | Dispatch-Interconnection | WC | 2040 | Summer | CH4 Pipeline | WC | ON | 0 | WC
LCP_Inputs_ON_Electric_Howarth_2023_05_05 | Methane | Dispatch-Interconnection | WC | 2040 | Winter | CH4 Pipeline | ON | WC | -25846717.8204 | WC
LCP_Inputs_ON_Electric_Howarth_2023_05_05 | Methane | Dispatch-Interconnection | WC | 2040 | Winter | CH4 Pipeline | WC | ON | 0 | WC
LCP_Inputs_ON_Electric_Howarth_2023_05_05 | Methane | Dispatch-Interconnection | WC | 2040 | Winter Peak | CH4 Pipeline | ON | WC | -1005738.7173 | WC
LCP_Inputs_ON_Electric_Howarth_2023_05_05 | Methane | Dispatch-Interconnection | WC | 2040 | Winter Peak | CH4 Pipeline | WC | ON | 0 | WC
LCP_Inputs_ON_Electric_Howarth_2023_05_05 | Methane | Dispatch-Interconnection | WC | 2050 | Fall | CH4 Pipeline | ON | WC | 0 | WC
LCP_Inputs_ON_Electric_Howarth_2023_05_05 | Methane | Dispatch-Interconnection | WC | 2050 | Fall | CH4 Pipeline | WC | ON | 0 | WC
LCP_Inputs_ON_Electric_Howarth_2023_05_05 | Methane | Dispatch-Interconnection | WC | 2050 | Spring | CH4 Pipeline | ON | WC | 0 | WC
LCP_Inputs_ON_Electric_Howarth_2023_05_05 | Methane | Dispatch-Interconnection | WC | 2050 | Spring | CH4 Pipeline | WC | ON | 0 | WC
LCP_Inputs_ON_Electric_Howarth_2023_05_05 | Methane | Dispatch-Interconnection | WC | 2050 | Summer | CH4 Pipeline | ON | WC | 0 | WC
LCP_Inputs_ON_Electric_Howarth_2023_05_05 | Methane | Dispatch-Interconnection | WC | 2050 | Summer | CH4 Pipeline | WC | ON | 0 | WC
LCP_Inputs_ON_Electric_Howarth_2023_05_05 | Methane | Dispatch-Interconnection | WC | 2050 | Winter | CH4 Pipeline | ON | WC | 0 | WC
LCP_Inputs_ON_Electric_Howarth_2023_05_05 | Methane | Dispatch-Interconnection | WC | 2050 | Winter | CH4 Pipeline | WC | ON | 0 | WC
LCP_Inputs_ON_Electric_Howarth_2023_05_05 | Methane | Dispatch-Interconnection | WC | 2050 | Winter Peak | CH4 Pipeline | ON | WC | 0 | WC
LCP_Inputs_ON_Electric_Howarth_2023_05_05 | Methane | Dispatch-Interconnection | WC | 2050 | Winter Peak | CH4 Pipeline | WC | ON | 0 | WC
LCP_Inputs_ON_Electric_Howarth_2023_05_05 | Methane | Dispatch-Storage | MI | 2020 | Fall | CH4 Salt Cavern Storage - ON |  |  | 0 | MI
LCP_Inputs_ON_Electric_Howarth_2023_05_05 | Methane | Dispatch-Storage | MI | 2020 | Spring | CH4 Salt Cavern Storage - ON |  |  | 0 | MI
LCP_Inputs_ON_Electric_Howarth_2023_05_05 | Methane | Dispatch-Storage | MI | 2020 | Summer | CH4 Salt Cavern Storage - ON |  |  | 0 | MI
LCP_Inputs_ON_Electric_Howarth_2023_05_05 | Methane | Dispatch-Storage | MI | 2020 | Winter | CH4 Salt Cavern Storage - ON |  |  | 0 | MI
LCP_Inputs_ON_Electric_Howarth_2023_05_05 | Methane | Dispatch-Storage | MI | 2020 | Winter Peak | CH4 Salt Cavern Storage - ON |  |  | 0 | MI
LCP_Inputs_ON_Electric_Howarth_2023_05_05 | Methane | Dispatch-Storage | MI | 2030 | Fall | CH4 Salt Cavern Storage - ON |  |  | 0 | MI
LCP_Inputs_ON_Electric_Howarth_2023_05_05 | Methane | Dispatch-Storage | MI | 2030 | Spring | CH4 Salt Cavern Storage - ON |  |  | 0 | MI
LCP_Inputs_ON_Electric_Howarth_2023_05_05 | Methane | Dispatch-Storage | MI | 2030 | Summer | CH4 Salt Cavern Storage - ON |  |  | 0 | MI
LCP_Inputs_ON_Electric_Howarth_2023_05_05 | Methane | Dispatch-Storage | MI | 2030 | Winter | CH4 Salt Cavern Storage - ON |  |  | 0 | MI
LCP_Inputs_ON_Electric_Howarth_2023_05_05 | Methane | Dispatch-Storage | MI | 2030 | Winter Peak | CH4 Salt Cavern Storage - ON |  |  | 0 | MI
LCP_Inputs_ON_Electric_Howarth_2023_05_05 | Methane | Dispatch-Storage | MI | 2040 | Fall | CH4 Salt Cavern Storage - ON |  |  | 0 | MI
LCP_Inputs_ON_Electric_Howarth_2023_05_05 | Methane | Dispatch-Storage | MI | 2040 | Spring | CH4 Salt Cavern Storage - ON |  |  | 0 | MI
LCP_Inputs_ON_Electric_Howarth_2023_05_05 | Methane | Dispatch-Storage | MI | 2040 | Summer | CH4 Salt Cavern Storage - ON |  |  | 0 | MI
LCP_Inputs_ON_Electric_Howarth_2023_05_05 | Methane | Dispatch-Storage | MI | 2040 | Winter | CH4 Salt Cavern Storage - ON |  |  | 0 | MI
LCP_Inputs_ON_Electric_Howarth_2023_05_05 | Methane | Dispatch-Storage | MI | 2040 | Winter Peak | CH4 Salt Cavern Storage - ON |  |  | 0 | MI
LCP_Inputs_ON_Electric_Howarth_2023_05_05 | Methane | Dispatch-Storage | MI | 2050 | Fall | CH4 Salt Cavern Storage - ON |  |  | 0 | MI
LCP_Inputs_ON_Electric_Howarth_2023_05_05 | Methane | Dispatch-Storage | MI | 2050 | Spring | CH4 Salt Cavern Storage - ON |  |  | 0 | MI
LCP_Inputs_ON_Electric_Howarth_2023_05_05 | Methane | Dispatch-Storage | MI | 2050 | Summer | CH4 Salt Cavern Storage - ON |  |  | 0 | MI
LCP_Inputs_ON_Electric_Howarth_2023_05_05 | Methane | Dispatch-Storage | MI | 2050 | Winter | CH4 Salt Cavern Storage - ON |  |  | 0 | MI
LCP_Inputs_ON_Electric_Howarth_2023_05_05 | Methane | Dispatch-Storage | MI | 2050 | Winter Peak | CH4 Salt Cavern Storage - ON |  |  | 0 | MI
LCP_Inputs_ON_Electric_Howarth_2023_05_05 | Methane | Dispatch-Storage | NY | 2020 | Fall | CH4 Salt Cavern Storage - ON |  |  | 0 | NY
LCP_Inputs_ON_Electric_Howarth_2023_05_05 | Methane | Dispatch-Storage | NY | 2020 | Spring | CH4 Salt Cavern Storage - ON |  |  | 0 | NY
LCP_Inputs_ON_Electric_Howarth_2023_05_05 | Methane | Dispatch-Storage | NY | 2020 | Summer | CH4 Salt Cavern Storage - ON |  |  | 0 | NY
LCP_Inputs_ON_Electric_Howarth_2023_05_05 | Methane | Dispatch-Storage | NY | 2020 | Winter | CH4 Salt Cavern Storage - ON |  |  | 0 | NY
LCP_Inputs_ON_Electric_Howarth_2023_05_05 | Methane | Dispatch-Storage | NY | 2020 | Winter Peak | CH4 Salt Cavern Storage - ON |  |  | 0 | NY
LCP_Inputs_ON_Electric_Howarth_2023_05_05 | Methane | Dispatch-Storage | NY | 2030 | Fall | CH4 Salt Cavern Storage - ON |  |  | 0 | NY
LCP_Inputs_ON_Electric_Howarth_2023_05_05 | Methane | Dispatch-Storage | NY | 2030 | Spring | CH4 Salt Cavern Storage - ON |  |  | 0 | NY
LCP_Inputs_ON_Electric_Howarth_2023_05_05 | Methane | Dispatch-Storage | NY | 2030 | Summer | CH4 Salt Cavern Storage - ON |  |  | 0 | NY
LCP_Inputs_ON_Electric_Howarth_2023_05_05 | Methane | Dispatch-Storage | NY | 2030 | Winter | CH4 Salt Cavern Storage - ON |  |  | 0 | NY
LCP_Inputs_ON_Electric_Howarth_2023_05_05 | Methane | Dispatch-Storage | NY | 2030 | Winter Peak | CH4 Salt Cavern Storage - ON |  |  | 0 | NY
LCP_Inputs_ON_Electric_Howarth_2023_05_05 | Methane | Dispatch-Storage | NY | 2040 | Fall | CH4 Salt Cavern Storage - ON |  |  | 0 | NY
LCP_Inputs_ON_Electric_Howarth_2023_05_05 | Methane | Dispatch-Storage | NY | 2040 | Spring | CH4 Salt Cavern Storage - ON |  |  | 0 | NY
LCP_Inputs_ON_Electric_Howarth_2023_05_05 | Methane | Dispatch-Storage | NY | 2040 | Summer | CH4 Salt Cavern Storage - ON |  |  | 0 | NY
LCP_Inputs_ON_Electric_Howarth_2023_05_05 | Methane | Dispatch-Storage | NY | 2040 | Winter | CH4 Salt Cavern Storage - ON |  |  | 0 | NY
LCP_Inputs_ON_Electric_Howarth_2023_05_05 | Methane | Dispatch-Storage | NY | 2040 | Winter Peak | CH4 Salt Cavern Storage - ON |  |  | 0 | NY
LCP_Inputs_ON_Electric_Howarth_2023_05_05 | Methane | Dispatch-Storage | NY | 2050 | Fall | CH4 Salt Cavern Storage - ON |  |  | 0 | NY
LCP_Inputs_ON_Electric_Howarth_2023_05_05 | Methane | Dispatch-Storage | NY | 2050 | Spring | CH4 Salt Cavern Storage - ON |  |  | 0 | NY
LCP_Inputs_ON_Electric_Howarth_2023_05_05 | Methane | Dispatch-Storage | NY | 2050 | Summer | CH4 Salt Cavern Storage - ON |  |  | 0 | NY
LCP_Inputs_ON_Electric_Howarth_2023_05_05 | Methane | Dispatch-Storage | NY | 2050 | Winter | CH4 Salt Cavern Storage - ON |  |  | 0 | NY
LCP_Inputs_ON_Electric_Howarth_2023_05_05 | Methane | Dispatch-Storage | NY | 2050 | Winter Peak | CH4 Salt Cavern Storage - ON |  |  | 0 | NY
LCP_Inputs_ON_Electric_Howarth_2023_05_05 | Methane | Dispatch-Storage | ON | 2020 | Fall | CH4 Salt Cavern Storage - ON |  |  | 0 | ON
LCP_Inputs_ON_Electric_Howarth_2023_05_05 | Methane | Dispatch-Storage | ON | 2020 | Spring | CH4 Salt Cavern Storage - ON |  |  | 0 | ON
LCP_Inputs_ON_Electric_Howarth_2023_05_05 | Methane | Dispatch-Storage | ON | 2020 | Summer | CH4 Salt Cavern Storage - ON |  |  | 0 | ON
LCP_Inputs_ON_Electric_Howarth_2023_05_05 | Methane | Dispatch-Storage | ON | 2020 | Winter | CH4 Salt Cavern Storage - ON |  |  | 0 | ON
LCP_Inputs_ON_Electric_Howarth_2023_05_05 | Methane | Dispatch-Storage | ON | 2020 | Winter Peak | CH4 Salt Cavern Storage - ON |  |  | 65849.3003 | ON
LCP_Inputs_ON_Electric_Howarth_2023_05_05 | Methane | Dispatch-Storage | ON | 2030 | Fall | CH4 Salt Cavern Storage - ON |  |  | 0 | ON
LCP_Inputs_ON_Electric_Howarth_2023_05_05 | Methane | Dispatch-Storage | ON | 2030 | Spring | CH4 Salt Cavern Storage - ON |  |  | 0 | ON
LCP_Inputs_ON_Electric_Howarth_2023_05_05 | Methane | Dispatch-Storage | ON | 2030 | Summer | CH4 Salt Cavern Storage - ON |  |  | 0 | ON
LCP_Inputs_ON_Electric_Howarth_2023_05_05 | Methane | Dispatch-Storage | ON | 2030 | Winter | CH4 Salt Cavern Storage - ON |  |  | 0 | ON
LCP_Inputs_ON_Electric_Howarth_2023_05_05 | Methane | Dispatch-Storage | ON | 2030 | Winter Peak | CH4 Salt Cavern Storage - ON |  |  | 216688.8005 | ON
LCP_Inputs_ON_Electric_Howarth_2023_05_05 | Methane | Dispatch-Storage | ON | 2040 | Fall | CH4 Salt Cavern Storage - ON |  |  | 0 | ON
LCP_Inputs_ON_Electric_Howarth_2023_05_05 | Methane | Dispatch-Storage | ON | 2040 | Spring | CH4 Salt Cavern Storage - ON |  |  | 0 | ON
LCP_Inputs_ON_Electric_Howarth_2023_05_05 | Methane | Dispatch-Storage | ON | 2040 | Summer | CH4 Salt Cavern Storage - ON |  |  | 0 | ON
LCP_Inputs_ON_Electric_Howarth_2023_05_05 | Methane | Dispatch-Storage | ON | 2040 | Winter | CH4 Salt Cavern Storage - ON |  |  | 0 | ON
LCP_Inputs_ON_Electric_Howarth_2023_05_05 | Methane | Dispatch-Storage | ON | 2040 | Winter Peak | CH4 Salt Cavern Storage - ON |  |  | 0 | ON
LCP_Inputs_ON_Electric_Howarth_2023_05_05 | Methane | Dispatch-Storage | ON | 2050 | Fall | CH4 Salt Cavern Storage - ON |  |  | 0 | ON
LCP_Inputs_ON_Electric_Howarth_2023_05_05 | Methane | Dispatch-Storage | ON | 2050 | Spring | CH4 Salt Cavern Storage - ON |  |  | 0 | ON
LCP_Inputs_ON_Electric_Howarth_2023_05_05 | Methane | Dispatch-Storage | ON | 2050 | Summer | CH4 Salt Cavern Storage - ON |  |  | 0 | ON
LCP_Inputs_ON_Electric_Howarth_2023_05_05 | Methane | Dispatch-Storage | ON | 2050 | Winter | CH4 Salt Cavern Storage - ON |  |  | 0 | ON
LCP_Inputs_ON_Electric_Howarth_2023_05_05 | Methane | Dispatch-Storage | ON | 2050 | Winter Peak | CH4 Salt Cavern Storage - ON |  |  | 0 | ON
LCP_Inputs_ON_Electric_Howarth_2023_05_05 | Methane | Dispatch-Storage | PJ | 2020 | Fall | CH4 Salt Cavern Storage - ON |  |  | 0 | PJ
LCP_Inputs_ON_Electric_Howarth_2023_05_05 | Methane | Dispatch-Storage | PJ | 2020 | Spring | CH4 Salt Cavern Storage - ON |  |  | 0 | PJ
LCP_Inputs_ON_Electric_Howarth_2023_05_05 | Methane | Dispatch-Storage | PJ | 2020 | Summer | CH4 Salt Cavern Storage - ON |  |  | 0 | PJ
LCP_Inputs_ON_Electric_Howarth_2023_05_05 | Methane | Dispatch-Storage | PJ | 2020 | Winter | CH4 Salt Cavern Storage - ON |  |  | 0 | PJ
LCP_Inputs_ON_Electric_Howarth_2023_05_05 | Methane | Dispatch-Storage | PJ | 2020 | Winter Peak | CH4 Salt Cavern Storage - ON |  |  | 0 | PJ
LCP_Inputs_ON_Electric_Howarth_2023_05_05 | Methane | Dispatch-Storage | PJ | 2030 | Fall | CH4 Salt Cavern Storage - ON |  |  | 0 | PJ
LCP_Inputs_ON_Electric_Howarth_2023_05_05 | Methane | Dispatch-Storage | PJ | 2030 | Spring | CH4 Salt Cavern Storage - ON |  |  | 0 | PJ
LCP_Inputs_ON_Electric_Howarth_2023_05_05 | Methane | Dispatch-Storage | PJ | 2030 | Summer | CH4 Salt Cavern Storage - ON |  |  | 0 | PJ
LCP_Inputs_ON_Electric_Howarth_2023_05_05 | Methane | Dispatch-Storage | PJ | 2030 | Winter | CH4 Salt Cavern Storage - ON |  |  | 0 | PJ
LCP_Inputs_ON_Electric_Howarth_2023_05_05 | Methane | Dispatch-Storage | PJ | 2030 | Winter Peak | CH4 Salt Cavern Storage - ON |  |  | 0 | PJ
LCP_Inputs_ON_Electric_Howarth_2023_05_05 | Methane | Dispatch-Storage | PJ | 2040 | Fall | CH4 Salt Cavern Storage - ON |  |  | 0 | PJ
LCP_Inputs_ON_Electric_Howarth_2023_05_05 | Methane | Dispatch-Storage | PJ | 2040 | Spring | CH4 Salt Cavern Storage - ON |  |  | 0 | PJ
LCP_Inputs_ON_Electric_Howarth_2023_05_05 | Methane | Dispatch-Storage | PJ | 2040 | Summer | CH4 Salt Cavern Storage - ON |  |  | 0 | PJ
LCP_Inputs_ON_Electric_Howarth_2023_05_05 | Methane | Dispatch-Storage | PJ | 2040 | Winter | CH4 Salt Cavern Storage - ON |  |  | 0 | PJ
LCP_Inputs_ON_Electric_Howarth_2023_05_05 | Methane | Dispatch-Storage | PJ | 2040 | Winter Peak | CH4 Salt Cavern Storage - ON |  |  | 0 | PJ
LCP_Inputs_ON_Electric_Howarth_2023_05_05 | Methane | Dispatch-Storage | PJ | 2050 | Fall | CH4 Salt Cavern Storage - ON |  |  | 0 | PJ
LCP_Inputs_ON_Electric_Howarth_2023_05_05 | Methane | Dispatch-Storage | PJ | 2050 | Spring | CH4 Salt Cavern Storage - ON |  |  | 0 | PJ
LCP_Inputs_ON_Electric_Howarth_2023_05_05 | Methane | Dispatch-Storage | PJ | 2050 | Summer | CH4 Salt Cavern Storage - ON |  |  | 0 | PJ
LCP_Inputs_ON_Electric_Howarth_2023_05_05 | Methane | Dispatch-Storage | PJ | 2050 | Winter | CH4 Salt Cavern Storage - ON |  |  | 0 | PJ
LCP_Inputs_ON_Electric_Howarth_2023_05_05 | Methane | Dispatch-Storage | PJ | 2050 | Winter Peak | CH4 Salt Cavern Storage - ON |  |  | 0 | PJ
LCP_Inputs_ON_Electric_Howarth_2023_05_05 | Methane | Dispatch-Storage | QC | 2020 | Fall | CH4 Salt Cavern Storage - ON |  |  | 0 | QC
LCP_Inputs_ON_Electric_Howarth_2023_05_05 | Methane | Dispatch-Storage | QC | 2020 | Spring | CH4 Salt Cavern Storage - ON |  |  | 0 | QC
LCP_Inputs_ON_Electric_Howarth_2023_05_05 | Methane | Dispatch-Storage | QC | 2020 | Summer | CH4 Salt Cavern Storage - ON |  |  | 0 | QC
LCP_Inputs_ON_Electric_Howarth_2023_05_05 | Methane | Dispatch-Storage | QC | 2020 | Winter | CH4 Salt Cavern Storage - ON |  |  | 0 | QC
LCP_Inputs_ON_Electric_Howarth_2023_05_05 | Methane | Dispatch-Storage | QC | 2020 | Winter Peak | CH4 Salt Cavern Storage - ON |  |  | 0 | QC
LCP_Inputs_ON_Electric_Howarth_2023_05_05 | Methane | Dispatch-Storage | QC | 2030 | Fall | CH4 Salt Cavern Storage - ON |  |  | 0 | QC
LCP_Inputs_ON_Electric_Howarth_2023_05_05 | Methane | Dispatch-Storage | QC | 2030 | Spring | CH4 Salt Cavern Storage - ON |  |  | 0 | QC
LCP_Inputs_ON_Electric_Howarth_2023_05_05 | Methane | Dispatch-Storage | QC | 2030 | Summer | CH4 Salt Cavern Storage - ON |  |  | 0 | QC
LCP_Inputs_ON_Electric_Howarth_2023_05_05 | Methane | Dispatch-Storage | QC | 2030 | Winter | CH4 Salt Cavern Storage - ON |  |  | 0 | QC
LCP_Inputs_ON_Electric_Howarth_2023_05_05 | Methane | Dispatch-Storage | QC | 2030 | Winter Peak | CH4 Salt Cavern Storage - ON |  |  | 0 | QC
LCP_Inputs_ON_Electric_Howarth_2023_05_05 | Methane | Dispatch-Storage | QC | 2040 | Fall | CH4 Salt Cavern Storage - ON |  |  | 0 | QC
LCP_Inputs_ON_Electric_Howarth_2023_05_05 | Methane | Dispatch-Storage | QC | 2040 | Spring | CH4 Salt Cavern Storage - ON |  |  | 0 | QC
LCP_Inputs_ON_Electric_Howarth_2023_05_05 | Methane | Dispatch-Storage | QC | 2040 | Summer | CH4 Salt Cavern Storage - ON |  |  | 0 | QC
LCP_Inputs_ON_Electric_Howarth_2023_05_05 | Methane | Dispatch-Storage | QC | 2040 | Winter | CH4 Salt Cavern Storage - ON |  |  | 0 | QC
LCP_Inputs_ON_Electric_Howarth_2023_05_05 | Methane | Dispatch-Storage | QC | 2040 | Winter Peak | CH4 Salt Cavern Storage - ON |  |  | 0 | QC
LCP_Inputs_ON_Electric_Howarth_2023_05_05 | Methane | Dispatch-Storage | QC | 2050 | Fall | CH4 Salt Cavern Storage - ON |  |  | 0 | QC
LCP_Inputs_ON_Electric_Howarth_2023_05_05 | Methane | Dispatch-Storage | QC | 2050 | Spring | CH4 Salt Cavern Storage - ON |  |  | 0 | QC
LCP_Inputs_ON_Electric_Howarth_2023_05_05 | Methane | Dispatch-Storage | QC | 2050 | Summer | CH4 Salt Cavern Storage - ON |  |  | 0 | QC
LCP_Inputs_ON_Electric_Howarth_2023_05_05 | Methane | Dispatch-Storage | QC | 2050 | Winter | CH4 Salt Cavern Storage - ON |  |  | 0 | QC
LCP_Inputs_ON_Electric_Howarth_2023_05_05 | Methane | Dispatch-Storage | QC | 2050 | Winter Peak | CH4 Salt Cavern Storage - ON |  |  | 0 | QC
LCP_Inputs_ON_Electric_Howarth_2023_05_05 | Methane | Dispatch-Storage | WC | 2020 | Fall | CH4 Salt Cavern Storage - ON |  |  | 0 | WC
LCP_Inputs_ON_Electric_Howarth_2023_05_05 | Methane | Dispatch-Storage | WC | 2020 | Spring | CH4 Salt Cavern Storage - ON |  |  | 0 | WC
LCP_Inputs_ON_Electric_Howarth_2023_05_05 | Methane | Dispatch-Storage | WC | 2020 | Summer | CH4 Salt Cavern Storage - ON |  |  | 0 | WC
LCP_Inputs_ON_Electric_Howarth_2023_05_05 | Methane | Dispatch-Storage | WC | 2020 | Winter | CH4 Salt Cavern Storage - ON |  |  | 0 | WC
LCP_Inputs_ON_Electric_Howarth_2023_05_05 | Methane | Dispatch-Storage | WC | 2020 | Winter Peak | CH4 Salt Cavern Storage - ON |  |  | 0 | WC
LCP_Inputs_ON_Electric_Howarth_2023_05_05 | Methane | Dispatch-Storage | WC | 2030 | Fall | CH4 Salt Cavern Storage - ON |  |  | 0 | WC
LCP_Inputs_ON_Electric_Howarth_2023_05_05 | Methane | Dispatch-Storage | WC | 2030 | Spring | CH4 Salt Cavern Storage - ON |  |  | 0 | WC
LCP_Inputs_ON_Electric_Howarth_2023_05_05 | Methane | Dispatch-Storage | WC | 2030 | Summer | CH4 Salt Cavern Storage - ON |  |  | 0 | WC
LCP_Inputs_ON_Electric_Howarth_2023_05_05 | Methane | Dispatch-Storage | WC | 2030 | Winter | CH4 Salt Cavern Storage - ON |  |  | 0 | WC
LCP_Inputs_ON_Electric_Howarth_2023_05_05 | Methane | Dispatch-Storage | WC | 2030 | Winter Peak | CH4 Salt Cavern Storage - ON |  |  | 0 | WC
LCP_Inputs_ON_Electric_Howarth_2023_05_05 | Methane | Dispatch-Storage | WC | 2040 | Fall | CH4 Salt Cavern Storage - ON |  |  | 0 | WC
LCP_Inputs_ON_Electric_Howarth_2023_05_05 | Methane | Dispatch-Storage | WC | 2040 | Spring | CH4 Salt Cavern Storage - ON |  |  | 0 | WC
LCP_Inputs_ON_Electric_Howarth_2023_05_05 | Methane | Dispatch-Storage | WC | 2040 | Summer | CH4 Salt Cavern Storage - ON |  |  | 0 | WC
LCP_Inputs_ON_Electric_Howarth_2023_05_05 | Methane | Dispatch-Storage | WC | 2040 | Winter | CH4 Salt Cavern Storage - ON |  |  | 0 | WC
LCP_Inputs_ON_Electric_Howarth_2023_05_05 | Methane | Dispatch-Storage | WC | 2040 | Winter Peak | CH4 Salt Cavern Storage - ON |  |  | 0 | WC
LCP_Inputs_ON_Electric_Howarth_2023_05_05 | Methane | Dispatch-Storage | WC | 2050 | Fall | CH4 Salt Cavern Storage - ON |  |  | 0 | WC
LCP_Inputs_ON_Electric_Howarth_2023_05_05 | Methane | Dispatch-Storage | WC | 2050 | Spring | CH4 Salt Cavern Storage - ON |  |  | 0 | WC
LCP_Inputs_ON_Electric_Howarth_2023_05_05 | Methane | Dispatch-Storage | WC | 2050 | Summer | CH4 Salt Cavern Storage - ON |  |  | 0 | WC
LCP_Inputs_ON_Electric_Howarth_2023_05_05 | Methane | Dispatch-Storage | WC | 2050 | Winter | CH4 Salt Cavern Storage - ON |  |  | 0 | WC
LCP_Inputs_ON_Electric_Howarth_2023_05_05 | Methane | Dispatch-Storage | WC | 2050 | Winter Peak | CH4 Salt Cavern Storage - ON |  |  | 0 | WC

## cumul_supply_cap_granular
ScenarioName | all_vars | SubRegion | SupplyTechnology | SimYr | OutputFuel1 | Capacity | known_modeled | SubRegion
LCP_Inputs_ON_Electric_Howarth_2023_05_05 | Anaerobic Digestion_2030_ON_New | ON | Anaerobic Digestion | 2020 | Methane | 0 | modeled | ON
LCP_Inputs_ON_Electric_Howarth_2023_05_05 | Anaerobic Digestion_2030_ON_New | ON | Anaerobic Digestion | 2030 | Methane | 0 | modeled | ON
LCP_Inputs_ON_Electric_Howarth_2023_05_05 | Anaerobic Digestion_2030_ON_New | ON | Anaerobic Digestion | 2040 | Methane | 0 | modeled | ON
LCP_Inputs_ON_Electric_Howarth_2023_05_05 | Anaerobic Digestion_2030_ON_New | ON | Anaerobic Digestion | 2050 | Methane | 0 | modeled | ON
LCP_Inputs_ON_Electric_Howarth_2023_05_05 | Anaerobic Digestion_2040_ON_New | ON | Anaerobic Digestion | 2020 | Methane | 0 | modeled | ON
LCP_Inputs_ON_Electric_Howarth_2023_05_05 | Anaerobic Digestion_2040_ON_New | ON | Anaerobic Digestion | 2030 | Methane | 0 | modeled | ON
LCP_Inputs_ON_Electric_Howarth_2023_05_05 | Anaerobic Digestion_2040_ON_New | ON | Anaerobic Digestion | 2040 | Methane | 1872.1461 | modeled | ON
LCP_Inputs_ON_Electric_Howarth_2023_05_05 | Anaerobic Digestion_2040_ON_New | ON | Anaerobic Digestion | 2050 | Methane | 1872.1461 | modeled | ON
LCP_Inputs_ON_Electric_Howarth_2023_05_05 | Anaerobic Digestion_2050_ON_New | ON | Anaerobic Digestion | 2020 | Methane | 0 | modeled | ON
LCP_Inputs_ON_Electric_Howarth_2023_05_05 | Anaerobic Digestion_2050_ON_New | ON | Anaerobic Digestion | 2030 | Methane | 0 | modeled | ON
LCP_Inputs_ON_Electric_Howarth_2023_05_05 | Anaerobic Digestion_2050_ON_New | ON | Anaerobic Digestion | 2040 | Methane | 0 | modeled | ON
LCP_Inputs_ON_Electric_Howarth_2023_05_05 | Anaerobic Digestion_2050_ON_New | ON | Anaerobic Digestion | 2050 | Methane | 422.3744 | modeled | ON
LCP_Inputs_ON_Electric_Howarth_2023_05_05 | Battery Storage_2030_ON_New | ON | Battery Storage | 2020 | Electricity | 0 | modeled | ON
LCP_Inputs_ON_Electric_Howarth_2023_05_05 | Battery Storage_2030_ON_New | ON | Battery Storage | 2030 | Electricity | 0 | modeled | ON
LCP_Inputs_ON_Electric_Howarth_2023_05_05 | Battery Storage_2030_ON_New | ON | Battery Storage | 2040 | Electricity | 0 | modeled | ON
LCP_Inputs_ON_Electric_Howarth_2023_05_05 | Battery Storage_2030_ON_New | ON | Battery Storage | 2050 | Electricity | 0 | modeled | ON
LCP_Inputs_ON_Electric_Howarth_2023_05_05 | Battery Storage_2040_ON_New | ON | Battery Storage | 2020 | Electricity | 0 | modeled | ON
LCP_Inputs_ON_Electric_Howarth_2023_05_05 | Battery Storage_2040_ON_New | ON | Battery Storage | 2030 | Electricity | 0 | modeled | ON
LCP_Inputs_ON_Electric_Howarth_2023_05_05 | Battery Storage_2040_ON_New | ON | Battery Storage | 2040 | Electricity | 0 | modeled | ON
LCP_Inputs_ON_Electric_Howarth_2023_05_05 | Battery Storage_2040_ON_New | ON | Battery Storage | 2050 | Electricity | 0 | modeled | ON
LCP_Inputs_ON_Electric_Howarth_2023_05_05 | Battery Storage_2050_ON_New | ON | Battery Storage | 2020 | Electricity | 0 | modeled | ON
LCP_Inputs_ON_Electric_Howarth_2023_05_05 | Battery Storage_2050_ON_New | ON | Battery Storage | 2030 | Electricity | 0 | modeled | ON
LCP_Inputs_ON_Electric_Howarth_2023_05_05 | Battery Storage_2050_ON_New | ON | Battery Storage | 2040 | Electricity | 0 | modeled | ON
LCP_Inputs_ON_Electric_Howarth_2023_05_05 | Battery Storage_2050_ON_New | ON | Battery Storage | 2050 | Electricity | 0 | modeled | ON
LCP_Inputs_ON_Electric_Howarth_2023_05_05 | Biomass + CCS_2040_ON_New | ON | Biomass + CCS | 2020 | Electricity | 0 | modeled | ON
LCP_Inputs_ON_Electric_Howarth_2023_05_05 | Biomass + CCS_2040_ON_New | ON | Biomass + CCS | 2030 | Electricity | 0 | modeled | ON
LCP_Inputs_ON_Electric_Howarth_2023_05_05 | Biomass + CCS_2040_ON_New | ON | Biomass + CCS | 2040 | Electricity | 280.725 | modeled | ON
LCP_Inputs_ON_Electric_Howarth_2023_05_05 | Biomass + CCS_2040_ON_New | ON | Biomass + CCS | 2050 | Electricity | 280.725 | modeled | ON
LCP_Inputs_ON_Electric_Howarth_2023_05_05 | Biomass + CCS_2050_ON_New | ON | Biomass + CCS | 2020 | Electricity | 0 | modeled | ON
LCP_Inputs_ON_Electric_Howarth_2023_05_05 | Biomass + CCS_2050_ON_New | ON | Biomass + CCS | 2030 | Electricity | 0 | modeled | ON
LCP_Inputs_ON_Electric_Howarth_2023_05_05 | Biomass + CCS_2050_ON_New | ON | Biomass + CCS | 2040 | Electricity | 0 | modeled | ON
LCP_Inputs_ON_Electric_Howarth_2023_05_05 | Biomass + CCS_2050_ON_New | ON | Biomass + CCS | 2050 | Electricity | 280.725 | modeled | ON
LCP_Inputs_ON_Electric_Howarth_2023_05_05 | CH4 + CCS_2030_ON_New | ON | CH4 + CCS | 2020 | Methane | 0 | modeled | ON
LCP_Inputs_ON_Electric_Howarth_2023_05_05 | CH4 + CCS_2030_ON_New | ON | CH4 + CCS | 2030 | Methane | 0 | modeled | ON
LCP_Inputs_ON_Electric_Howarth_2023_05_05 | CH4 + CCS_2030_ON_New | ON | CH4 + CCS | 2040 | Methane | 0 | modeled | ON
LCP_Inputs_ON_Electric_Howarth_2023_05_05 | CH4 + CCS_2030_ON_New | ON | CH4 + CCS | 2050 | Methane | 0 | modeled | ON
LCP_Inputs_ON_Electric_Howarth_2023_05_05 | CH4 + CCS_2040_ON_New | ON | CH4 + CCS | 2020 | Methane | 0 | modeled | ON
LCP_Inputs_ON_Electric_Howarth_2023_05_05 | CH4 + CCS_2040_ON_New | ON | CH4 + CCS | 2030 | Methane | 0 | modeled | ON
LCP_Inputs_ON_Electric_Howarth_2023_05_05 | CH4 + CCS_2040_ON_New | ON | CH4 + CCS | 2040 | Methane | 2043.379 | modeled | ON
LCP_Inputs_ON_Electric_Howarth_2023_05_05 | CH4 + CCS_2040_ON_New | ON | CH4 + CCS | 2050 | Methane | 2043.379 | modeled | ON
LCP_Inputs_ON_Electric_Howarth_2023_05_05 | CH4 + CCS_2050_ON_New | ON | CH4 + CCS | 2020 | Methane | 0 | modeled | ON
LCP_Inputs_ON_Electric_Howarth_2023_05_05 | CH4 + CCS_2050_ON_New | ON | CH4 + CCS | 2030 | Methane | 0 | modeled | ON
LCP_Inputs_ON_Electric_Howarth_2023_05_05 | CH4 + CCS_2050_ON_New | ON | CH4 + CCS | 2040 | Methane | 0 | modeled | ON
LCP_Inputs_ON_Electric_Howarth_2023_05_05 | CH4 + CCS_2050_ON_New | ON | CH4 + CCS | 2050 | Methane | 10403.1329 | modeled | ON
LCP_Inputs_ON_Electric_Howarth_2023_05_05 | Electrolyser 2020/2030_2030_ON_New | ON | Electrolyser 2020/2030 | 2020 | Hydrogen | 0 | modeled | ON
LCP_Inputs_ON_Electric_Howarth_2023_05_05 | Electrolyser 2020/2030_2030_ON_New | ON | Electrolyser 2020/2030 | 2030 | Hydrogen | 568.8282 | modeled | ON
LCP_Inputs_ON_Electric_Howarth_2023_05_05 | Electrolyser 2020/2030_2030_ON_New | ON | Electrolyser 2020/2030 | 2040 | Hydrogen | 568.8282 | modeled | ON
LCP_Inputs_ON_Electric_Howarth_2023_05_05 | Electrolyser 2020/2030_2030_ON_New | ON | Electrolyser 2020/2030 | 2050 | Hydrogen | 568.8282 | modeled | ON
LCP_Inputs_ON_Electric_Howarth_2023_05_05 | Electrolyser 2040_2040_ON_New | ON | Electrolyser 2040 | 2020 | Hydrogen | 0 | modeled | ON
LCP_Inputs_ON_Electric_Howarth_2023_05_05 | Electrolyser 2040_2040_ON_New | ON | Electrolyser 2040 | 2030 | Hydrogen | 0 | modeled | ON
LCP_Inputs_ON_Electric_Howarth_2023_05_05 | Electrolyser 2040_2040_ON_New | ON | Electrolyser 2040 | 2040 | Hydrogen | 4845.5885 | modeled | ON
LCP_Inputs_ON_Electric_Howarth_2023_05_05 | Electrolyser 2040_2040_ON_New | ON | Electrolyser 2040 | 2050 | Hydrogen | 4845.5885 | modeled | ON
LCP_Inputs_ON_Electric_Howarth_2023_05_05 | Electrolyser 2050_2050_ON_New | ON | Electrolyser 2050 | 2020 | Hydrogen | 0 | modeled | ON
LCP_Inputs_ON_Electric_Howarth_2023_05_05 | Electrolyser 2050_2050_ON_New | ON | Electrolyser 2050 | 2030 | Hydrogen | 0 | modeled | ON
LCP_Inputs_ON_Electric_Howarth_2023_05_05 | Electrolyser 2050_2050_ON_New | ON | Electrolyser 2050 | 2040 | Hydrogen | 0 | modeled | ON
LCP_Inputs_ON_Electric_Howarth_2023_05_05 | Electrolyser 2050_2050_ON_New | ON | Electrolyser 2050 | 2050 | Hydrogen | 4315.3941 | modeled | ON
LCP_Inputs_ON_Electric_Howarth_2023_05_05 | Generic - Generator_2030_MI_New | MI | Generic - Generator | 2020 | Electricity | 0 | modeled | MI
LCP_Inputs_ON_Electric_Howarth_2023_05_05 | Generic - Generator_2030_MI_New | MI | Generic - Generator | 2030 | Electricity | 0 | modeled | MI
LCP_Inputs_ON_Electric_Howarth_2023_05_05 | Generic - Generator_2030_MI_New | MI | Generic - Generator | 2040 | Electricity | 0 | modeled | MI
LCP_Inputs_ON_Electric_Howarth_2023_05_05 | Generic - Generator_2030_MI_New | MI | Generic - Generator | 2050 | Electricity | 0 | modeled | MI
LCP_Inputs_ON_Electric_Howarth_2023_05_05 | Generic - Generator_2030_NY_New | NY | Generic - Generator | 2020 | Electricity | 0 | modeled | NY
LCP_Inputs_ON_Electric_Howarth_2023_05_05 | Generic - Generator_2030_NY_New | NY | Generic - Generator | 2030 | Electricity | 0 | modeled | NY
LCP_Inputs_ON_Electric_Howarth_2023_05_05 | Generic - Generator_2030_NY_New | NY | Generic - Generator | 2040 | Electricity | 0 | modeled | NY
LCP_Inputs_ON_Electric_Howarth_2023_05_05 | Generic - Generator_2030_NY_New | NY | Generic - Generator | 2050 | Electricity | 0 | modeled | NY
LCP_Inputs_ON_Electric_Howarth_2023_05_05 | Generic - Generator_2030_PJ_New | PJ | Generic - Generator | 2020 | Electricity | 0 | modeled | PJ
LCP_Inputs_ON_Electric_Howarth_2023_05_05 | Generic - Generator_2030_PJ_New | PJ | Generic - Generator | 2030 | Electricity | 0 | modeled | PJ
LCP_Inputs_ON_Electric_Howarth_2023_05_05 | Generic - Generator_2030_PJ_New | PJ | Generic - Generator | 2040 | Electricity | 0 | modeled | PJ
LCP_Inputs_ON_Electric_Howarth_2023_05_05 | Generic - Generator_2030_PJ_New | PJ | Generic - Generator | 2050 | Electricity | 0 | modeled | PJ
LCP_Inputs_ON_Electric_Howarth_2023_05_05 | Generic - Generator_2030_QC_New | QC | Generic - Generator | 2020 | Electricity | 0 | modeled | QC
LCP_Inputs_ON_Electric_Howarth_2023_05_05 | Generic - Generator_2030_QC_New | QC | Generic - Generator | 2030 | Electricity | 0 | modeled | QC
LCP_Inputs_ON_Electric_Howarth_2023_05_05 | Generic - Generator_2030_QC_New | QC | Generic - Generator | 2040 | Electricity | 0 | modeled | QC
LCP_Inputs_ON_Electric_Howarth_2023_05_05 | Generic - Generator_2030_QC_New | QC | Generic - Generator | 2050 | Electricity | 0 | modeled | QC
LCP_Inputs_ON_Electric_Howarth_2023_05_05 | Generic - Generator_2030_WC_New | WC | Generic - Generator | 2020 | Electricity | 0 | modeled | WC
LCP_Inputs_ON_Electric_Howarth_2023_05_05 | Generic - Generator_2030_WC_New | WC | Generic - Generator | 2030 | Electricity | 0 | modeled | WC
LCP_Inputs_ON_Electric_Howarth_2023_05_05 | Generic - Generator_2030_WC_New | WC | Generic - Generator | 2040 | Electricity | 0 | modeled | WC
LCP_Inputs_ON_Electric_Howarth_2023_05_05 | Generic - Generator_2030_WC_New | WC | Generic - Generator | 2050 | Electricity | 0 | modeled | WC
LCP_Inputs_ON_Electric_Howarth_2023_05_05 | Generic - Generator_2040_MI_New | MI | Generic - Generator | 2020 | Electricity | 0 | modeled | MI
LCP_Inputs_ON_Electric_Howarth_2023_05_05 | Generic - Generator_2040_MI_New | MI | Generic - Generator | 2030 | Electricity | 0 | modeled | MI
LCP_Inputs_ON_Electric_Howarth_2023_05_05 | Generic - Generator_2040_MI_New | MI | Generic - Generator | 2040 | Electricity | 0 | modeled | MI
LCP_Inputs_ON_Electric_Howarth_2023_05_05 | Generic - Generator_2040_MI_New | MI | Generic - Generator | 2050 | Electricity | 0 | modeled | MI
LCP_Inputs_ON_Electric_Howarth_2023_05_05 | Generic - Generator_2040_NY_New | NY | Generic - Generator | 2020 | Electricity | 0 | modeled | NY
LCP_Inputs_ON_Electric_Howarth_2023_05_05 | Generic - Generator_2040_NY_New | NY | Generic - Generator | 2030 | Electricity | 0 | modeled | NY
LCP_Inputs_ON_Electric_Howarth_2023_05_05 | Generic - Generator_2040_NY_New | NY | Generic - Generator | 2040 | Electricity | 0 | modeled | NY
LCP_Inputs_ON_Electric_Howarth_2023_05_05 | Generic - Generator_2040_NY_New | NY | Generic - Generator | 2050 | Electricity | 0 | modeled | NY
LCP_Inputs_ON_Electric_Howarth_2023_05_05 | Generic - Generator_2040_PJ_New | PJ | Generic - Generator | 2020 | Electricity | 0 | modeled | PJ
LCP_Inputs_ON_Electric_Howarth_2023_05_05 | Generic - Generator_2040_PJ_New | PJ | Generic - Generator | 2030 | Electricity | 0 | modeled | PJ
LCP_Inputs_ON_Electric_Howarth_2023_05_05 | Generic - Generator_2040_PJ_New | PJ | Generic - Generator | 2040 | Electricity | 0 | modeled | PJ
LCP_Inputs_ON_Electric_Howarth_2023_05_05 | Generic - Generator_2040_PJ_New | PJ | Generic - Generator | 2050 | Electricity | 0 | modeled | PJ
LCP_Inputs_ON_Electric_Howarth_2023_05_05 | Generic - Generator_2040_QC_New | QC | Generic - Generator | 2020 | Electricity | 0 | modeled | QC
LCP_Inputs_ON_Electric_Howarth_2023_05_05 | Generic - Generator_2040_QC_New | QC | Generic - Generator | 2030 | Electricity | 0 | modeled | QC
LCP_Inputs_ON_Electric_Howarth_2023_05_05 | Generic - Generator_2040_QC_New | QC | Generic - Generator | 2040 | Electricity | 0 | modeled | QC
LCP_Inputs_ON_Electric_Howarth_2023_05_05 | Generic - Generator_2040_QC_New | QC | Generic - Generator | 2050 | Electricity | 0 | modeled | QC
LCP_Inputs_ON_Electric_Howarth_2023_05_05 | Generic - Generator_2040_WC_New | WC | Generic - Generator | 2020 | Electricity | 0 | modeled | WC
LCP_Inputs_ON_Electric_Howarth_2023_05_05 | Generic - Generator_2040_WC_New | WC | Generic - Generator | 2030 | Electricity | 0 | modeled | WC
LCP_Inputs_ON_Electric_Howarth_2023_05_05 | Generic - Generator_2040_WC_New | WC | Generic - Generator | 2040 | Electricity | 0 | modeled | WC
LCP_Inputs_ON_Electric_Howarth_2023_05_05 | Generic - Generator_2040_WC_New | WC | Generic - Generator | 2050 | Electricity | 0 | modeled | WC
LCP_Inputs_ON_Electric_Howarth_2023_05_05 | Generic - Generator_2050_MI_New | MI | Generic - Generator | 2020 | Electricity | 0 | modeled | MI
LCP_Inputs_ON_Electric_Howarth_2023_05_05 | Generic - Generator_2050_MI_New | MI | Generic - Generator | 2030 | Electricity | 0 | modeled | MI
LCP_Inputs_ON_Electric_Howarth_2023_05_05 | Generic - Generator_2050_MI_New | MI | Generic - Generator | 2040 | Electricity | 0 | modeled | MI
LCP_Inputs_ON_Electric_Howarth_2023_05_05 | Generic - Generator_2050_MI_New | MI | Generic - Generator | 2050 | Electricity | 0 | modeled | MI
LCP_Inputs_ON_Electric_Howarth_2023_05_05 | Generic - Generator_2050_NY_New | NY | Generic - Generator | 2020 | Electricity | 0 | modeled | NY
LCP_Inputs_ON_Electric_Howarth_2023_05_05 | Generic - Generator_2050_NY_New | NY | Generic - Generator | 2030 | Electricity | 0 | modeled | NY
LCP_Inputs_ON_Electric_Howarth_2023_05_05 | Generic - Generator_2050_NY_New | NY | Generic - Generator | 2040 | Electricity | 0 | modeled | NY
LCP_Inputs_ON_Electric_Howarth_2023_05_05 | Generic - Generator_2050_NY_New | NY | Generic - Generator | 2050 | Electricity | 0 | modeled | NY
LCP_Inputs_ON_Electric_Howarth_2023_05_05 | Generic - Generator_2050_PJ_New | PJ | Generic - Generator | 2020 | Electricity | 0 | modeled | PJ
LCP_Inputs_ON_Electric_Howarth_2023_05_05 | Generic - Generator_2050_PJ_New | PJ | Generic - Generator | 2030 | Electricity | 0 | modeled | PJ
LCP_Inputs_ON_Electric_Howarth_2023_05_05 | Generic - Generator_2050_PJ_New | PJ | Generic - Generator | 2040 | Electricity | 0 | modeled | PJ
LCP_Inputs_ON_Electric_Howarth_2023_05_05 | Generic - Generator_2050_PJ_New | PJ | Generic - Generator | 2050 | Electricity | 0 | modeled | PJ
LCP_Inputs_ON_Electric_Howarth_2023_05_05 | Generic - Generator_2050_QC_New | QC | Generic - Generator | 2020 | Electricity | 0 | modeled | QC
LCP_Inputs_ON_Electric_Howarth_2023_05_05 | Generic - Generator_2050_QC_New | QC | Generic - Generator | 2030 | Electricity | 0 | modeled | QC
LCP_Inputs_ON_Electric_Howarth_2023_05_05 | Generic - Generator_2050_QC_New | QC | Generic - Generator | 2040 | Electricity | 0 | modeled | QC
LCP_Inputs_ON_Electric_Howarth_2023_05_05 | Generic - Generator_2050_QC_New | QC | Generic - Generator | 2050 | Electricity | 0 | modeled | QC
LCP_Inputs_ON_Electric_Howarth_2023_05_05 | Generic - Generator_2050_WC_New | WC | Generic - Generator | 2020 | Electricity | 0 | modeled | WC
LCP_Inputs_ON_Electric_Howarth_2023_05_05 | Generic - Generator_2050_WC_New | WC | Generic - Generator | 2030 | Electricity | 0 | modeled | WC
LCP_Inputs_ON_Electric_Howarth_2023_05_05 | Generic - Generator_2050_WC_New | WC | Generic - Generator | 2040 | Electricity | 0 | modeled | WC
LCP_Inputs_ON_Electric_Howarth_2023_05_05 | Generic - Generator_2050_WC_New | WC | Generic - Generator | 2050 | Electricity | 0 | modeled | WC
LCP_Inputs_ON_Electric_Howarth_2023_05_05 | H2 Import - QC_2050_QC_New | QC | H2 Import - QC | 2020 | Hydrogen | 0 | modeled | QC
LCP_Inputs_ON_Electric_Howarth_2023_05_05 | H2 Import - QC_2050_QC_New | QC | H2 Import - QC | 2030 | Hydrogen | 0 | modeled | QC
LCP_Inputs_ON_Electric_Howarth_2023_05_05 | H2 Import - QC_2050_QC_New | QC | H2 Import - QC | 2040 | Hydrogen | 0 | modeled | QC
LCP_Inputs_ON_Electric_Howarth_2023_05_05 | H2 Import - QC_2050_QC_New | QC | H2 Import - QC | 2050 | Hydrogen | 10000 | modeled | QC
LCP_Inputs_ON_Electric_Howarth_2023_05_05 | H2 Import - WC_2040_WC_New | WC | H2 Import - WC | 2020 | Hydrogen | 0 | modeled | WC
LCP_Inputs_ON_Electric_Howarth_2023_05_05 | H2 Import - WC_2040_WC_New | WC | H2 Import - WC | 2030 | Hydrogen | 0 | modeled | WC
LCP_Inputs_ON_Electric_Howarth_2023_05_05 | H2 Import - WC_2040_WC_New | WC | H2 Import - WC | 2040 | Hydrogen | 26547.8244 | modeled | WC
LCP_Inputs_ON_Electric_Howarth_2023_05_05 | H2 Import - WC_2040_WC_New | WC | H2 Import - WC | 2050 | Hydrogen | 26547.8244 | modeled | WC
LCP_Inputs_ON_Electric_Howarth_2023_05_05 | H2 Import - WC_2050_WC_New | WC | H2 Import - WC | 2020 | Hydrogen | 0 | modeled | WC
LCP_Inputs_ON_Electric_Howarth_2023_05_05 | H2 Import - WC_2050_WC_New | WC | H2 Import - WC | 2030 | Hydrogen | 0 | modeled | WC
LCP_Inputs_ON_Electric_Howarth_2023_05_05 | H2 Import - WC_2050_WC_New | WC | H2 Import - WC | 2040 | Hydrogen | 0 | modeled | WC
LCP_Inputs_ON_Electric_Howarth_2023_05_05 | H2 Import - WC_2050_WC_New | WC | H2 Import - WC | 2050 | Hydrogen | 18461.3302 | modeled | WC
LCP_Inputs_ON_Electric_Howarth_2023_05_05 | H2 Salt Cavern Storage - ON_2030_ON_New | ON | H2 Salt Cavern Storage - ON | 2020 | Hydrogen | 0 | modeled | ON
LCP_Inputs_ON_Electric_Howarth_2023_05_05 | H2 Salt Cavern Storage - ON_2030_ON_New | ON | H2 Salt Cavern Storage - ON | 2030 | Hydrogen | 5000 | modeled | ON
LCP_Inputs_ON_Electric_Howarth_2023_05_05 | H2 Salt Cavern Storage - ON_2030_ON_New | ON | H2 Salt Cavern Storage - ON | 2040 | Hydrogen | 5000 | modeled | ON
LCP_Inputs_ON_Electric_Howarth_2023_05_05 | H2 Salt Cavern Storage - ON_2030_ON_New | ON | H2 Salt Cavern Storage - ON | 2050 | Hydrogen | 5000 | modeled | ON
LCP_Inputs_ON_Electric_Howarth_2023_05_05 | H2 Salt Cavern Storage - ON_2040_ON_New | ON | H2 Salt Cavern Storage - ON | 2020 | Hydrogen | 0 | modeled | ON
LCP_Inputs_ON_Electric_Howarth_2023_05_05 | H2 Salt Cavern Storage - ON_2040_ON_New | ON | H2 Salt Cavern Storage - ON | 2030 | Hydrogen | 0 | modeled | ON
LCP_Inputs_ON_Electric_Howarth_2023_05_05 | H2 Salt Cavern Storage - ON_2040_ON_New | ON | H2 Salt Cavern Storage - ON | 2040 | Hydrogen | 20000 | modeled | ON
LCP_Inputs_ON_Electric_Howarth_2023_05_05 | H2 Salt Cavern Storage - ON_2040_ON_New | ON | H2 Salt Cavern Storage - ON | 2050 | Hydrogen | 20000 | modeled | ON
LCP_Inputs_ON_Electric_Howarth_2023_05_05 | H2 Salt Cavern Storage - ON_2050_ON_New | ON | H2 Salt Cavern Storage - ON | 2020 | Hydrogen | 0 | modeled | ON
LCP_Inputs_ON_Electric_Howarth_2023_05_05 | H2 Salt Cavern Storage - ON_2050_ON_New | ON | H2 Salt Cavern Storage - ON | 2030 | Hydrogen | 0 | modeled | ON
LCP_Inputs_ON_Electric_Howarth_2023_05_05 | H2 Salt Cavern Storage - ON_2050_ON_New | ON | H2 Salt Cavern Storage - ON | 2040 | Hydrogen | 0 | modeled | ON
LCP_Inputs_ON_Electric_Howarth_2023_05_05 | H2 Salt Cavern Storage - ON_2050_ON_New | ON | H2 Salt Cavern Storage - ON | 2050 | Hydrogen | 11000 | modeled | ON
LCP_Inputs_ON_Electric_Howarth_2023_05_05 | Hydro_2040_ON_New | ON | Hydro | 2020 | Electricity | 0 | modeled | ON
LCP_Inputs_ON_Electric_Howarth_2023_05_05 | Hydro_2040_ON_New | ON | Hydro | 2030 | Electricity | 0 | modeled | ON
LCP_Inputs_ON_Electric_Howarth_2023_05_05 | Hydro_2040_ON_New | ON | Hydro | 2040 | Electricity | 8983 | modeled | ON
LCP_Inputs_ON_Electric_Howarth_2023_05_05 | Hydro_2040_ON_New | ON | Hydro | 2050 | Electricity | 8983 | modeled | ON
LCP_Inputs_ON_Electric_Howarth_2023_05_05 | Hydro_2050_ON_New | ON | Hydro | 2020 | Electricity | 0 | modeled | ON
LCP_Inputs_ON_Electric_Howarth_2023_05_05 | Hydro_2050_ON_New | ON | Hydro | 2030 | Electricity | 0 | modeled | ON
LCP_Inputs_ON_Electric_Howarth_2023_05_05 | Hydro_2050_ON_New | ON | Hydro | 2040 | Electricity | 0 | modeled | ON
LCP_Inputs_ON_Electric_Howarth_2023_05_05 | Hydro_2050_ON_New | ON | Hydro | 2050 | Electricity | 0 | modeled | ON
LCP_Inputs_ON_Electric_Howarth_2023_05_05 | Nuclear SMR_2040_ON_New | ON | Nuclear SMR | 2020 | Electricity | 0 | modeled | ON
LCP_Inputs_ON_Electric_Howarth_2023_05_05 | Nuclear SMR_2040_ON_New | ON | Nuclear SMR | 2030 | Electricity | 0 | modeled | ON
LCP_Inputs_ON_Electric_Howarth_2023_05_05 | Nuclear SMR_2040_ON_New | ON | Nuclear SMR | 2040 | Electricity | 3000 | modeled | ON
LCP_Inputs_ON_Electric_Howarth_2023_05_05 | Nuclear SMR_2040_ON_New | ON | Nuclear SMR | 2050 | Electricity | 3000 | modeled | ON
LCP_Inputs_ON_Electric_Howarth_2023_05_05 | Nuclear SMR_2050_ON_New | ON | Nuclear SMR | 2020 | Electricity | 0 | modeled | ON
LCP_Inputs_ON_Electric_Howarth_2023_05_05 | Nuclear SMR_2050_ON_New | ON | Nuclear SMR | 2030 | Electricity | 0 | modeled | ON
LCP_Inputs_ON_Electric_Howarth_2023_05_05 | Nuclear SMR_2050_ON_New | ON | Nuclear SMR | 2040 | Electricity | 0 | modeled | ON
LCP_Inputs_ON_Electric_Howarth_2023_05_05 | Nuclear SMR_2050_ON_New | ON | Nuclear SMR | 2050 | Electricity | 0 | modeled | ON
LCP_Inputs_ON_Electric_Howarth_2023_05_05 | Nuclear_2040_ON_New | ON | Nuclear | 2020 | Electricity | 0 | modeled | ON
LCP_Inputs_ON_Electric_Howarth_2023_05_05 | Nuclear_2040_ON_New | ON | Nuclear | 2030 | Electricity | 0 | modeled | ON
LCP_Inputs_ON_Electric_Howarth_2023_05_05 | Nuclear_2040_ON_New | ON | Nuclear | 2040 | Electricity | 0 | modeled | ON
LCP_Inputs_ON_Electric_Howarth_2023_05_05 | Nuclear_2040_ON_New | ON | Nuclear | 2050 | Electricity | 0 | modeled | ON
LCP_Inputs_ON_Electric_Howarth_2023_05_05 | Nuclear_2050_ON_New | ON | Nuclear | 2020 | Electricity | 0 | modeled | ON
LCP_Inputs_ON_Electric_Howarth_2023_05_05 | Nuclear_2050_ON_New | ON | Nuclear | 2030 | Electricity | 0 | modeled | ON
LCP_Inputs_ON_Electric_Howarth_2023_05_05 | Nuclear_2050_ON_New | ON | Nuclear | 2040 | Electricity | 0 | modeled | ON
LCP_Inputs_ON_Electric_Howarth_2023_05_05 | Nuclear_2050_ON_New | ON | Nuclear | 2050 | Electricity | 0 | modeled | ON
LCP_Inputs_ON_Electric_Howarth_2023_05_05 | O/CCGT - H2 New_2030_ON_New | ON | O/CCGT - H2 New | 2020 | Electricity | 0 | modeled | ON
LCP_Inputs_ON_Electric_Howarth_2023_05_05 | O/CCGT - H2 New_2030_ON_New | ON | O/CCGT - H2 New | 2030 | Electricity | 3627.4184 | modeled | ON
LCP_Inputs_ON_Electric_Howarth_2023_05_05 | O/CCGT - H2 New_2030_ON_New | ON | O/CCGT - H2 New | 2040 | Electricity | 3627.4184 | modeled | ON
LCP_Inputs_ON_Electric_Howarth_2023_05_05 | O/CCGT - H2 New_2030_ON_New | ON | O/CCGT - H2 New | 2050 | Electricity | 3627.4184 | modeled | ON
LCP_Inputs_ON_Electric_Howarth_2023_05_05 | O/CCGT - H2 New_2040_ON_New | ON | O/CCGT - H2 New | 2020 | Electricity | 0 | modeled | ON
LCP_Inputs_ON_Electric_Howarth_2023_05_05 | O/CCGT - H2 New_2040_ON_New | ON | O/CCGT - H2 New | 2030 | Electricity | 0 | modeled | ON
LCP_Inputs_ON_Electric_Howarth_2023_05_05 | O/CCGT - H2 New_2040_ON_New | ON | O/CCGT - H2 New | 2040 | Electricity | 15000 | modeled | ON
LCP_Inputs_ON_Electric_Howarth_2023_05_05 | O/CCGT - H2 New_2040_ON_New | ON | O/CCGT - H2 New | 2050 | Electricity | 15000 | modeled | ON
LCP_Inputs_ON_Electric_Howarth_2023_05_05 | O/CCGT - H2 New_2050_ON_New | ON | O/CCGT - H2 New | 2020 | Electricity | 0 | modeled | ON
LCP_Inputs_ON_Electric_Howarth_2023_05_05 | O/CCGT - H2 New_2050_ON_New | ON | O/CCGT - H2 New | 2030 | Electricity | 0 | modeled | ON
LCP_Inputs_ON_Electric_Howarth_2023_05_05 | O/CCGT - H2 New_2050_ON_New | ON | O/CCGT - H2 New | 2040 | Electricity | 0 | modeled | ON
LCP_Inputs_ON_Electric_Howarth_2023_05_05 | O/CCGT - H2 New_2050_ON_New | ON | O/CCGT - H2 New | 2050 | Electricity | 14627.1568 | modeled | ON
LCP_Inputs_ON_Electric_Howarth_2023_05_05 | SMR CCS_2030_ON_New | ON | SMR CCS | 2020 | Hydrogen | 0 | modeled | ON
LCP_Inputs_ON_Electric_Howarth_2023_05_05 | SMR CCS_2030_ON_New | ON | SMR CCS | 2030 | Hydrogen | 1287.6346 | modeled | ON
LCP_Inputs_ON_Electric_Howarth_2023_05_05 | SMR CCS_2030_ON_New | ON | SMR CCS | 2040 | Hydrogen | 1287.6346 | modeled | ON
LCP_Inputs_ON_Electric_Howarth_2023_05_05 | SMR CCS_2030_ON_New | ON | SMR CCS | 2050 | Hydrogen | 1287.6346 | modeled | ON
LCP_Inputs_ON_Electric_Howarth_2023_05_05 | SMR CCS_2030_WC_New | WC | SMR CCS | 2020 | Hydrogen | 0 | modeled | WC
LCP_Inputs_ON_Electric_Howarth_2023_05_05 | SMR CCS_2030_WC_New | WC | SMR CCS | 2030 | Hydrogen | 0 | modeled | WC
LCP_Inputs_ON_Electric_Howarth_2023_05_05 | SMR CCS_2030_WC_New | WC | SMR CCS | 2040 | Hydrogen | 0 | modeled | WC
LCP_Inputs_ON_Electric_Howarth_2023_05_05 | SMR CCS_2030_WC_New | WC | SMR CCS | 2050 | Hydrogen | 0 | modeled | WC
LCP_Inputs_ON_Electric_Howarth_2023_05_05 | SMR CCS_2040_ON_New | ON | SMR CCS | 2020 | Hydrogen | 0 | modeled | ON
LCP_Inputs_ON_Electric_Howarth_2023_05_05 | SMR CCS_2040_ON_New | ON | SMR CCS | 2030 | Hydrogen | 0 | modeled | ON
LCP_Inputs_ON_Electric_Howarth_2023_05_05 | SMR CCS_2040_ON_New | ON | SMR CCS | 2040 | Hydrogen | 0 | modeled | ON
LCP_Inputs_ON_Electric_Howarth_2023_05_05 | SMR CCS_2040_ON_New | ON | SMR CCS | 2050 | Hydrogen | 0 | modeled | ON
LCP_Inputs_ON_Electric_Howarth_2023_05_05 | SMR CCS_2040_WC_New | WC | SMR CCS | 2020 | Hydrogen | 0 | modeled | WC
LCP_Inputs_ON_Electric_Howarth_2023_05_05 | SMR CCS_2040_WC_New | WC | SMR CCS | 2030 | Hydrogen | 0 | modeled | WC
LCP_Inputs_ON_Electric_Howarth_2023_05_05 | SMR CCS_2040_WC_New | WC | SMR CCS | 2040 | Hydrogen | 0 | modeled | WC
LCP_Inputs_ON_Electric_Howarth_2023_05_05 | SMR CCS_2040_WC_New | WC | SMR CCS | 2050 | Hydrogen | 0 | modeled | WC
LCP_Inputs_ON_Electric_Howarth_2023_05_05 | SMR CCS_2050_ON_New | ON | SMR CCS | 2020 | Hydrogen | 0 | modeled | ON
LCP_Inputs_ON_Electric_Howarth_2023_05_05 | SMR CCS_2050_ON_New | ON | SMR CCS | 2030 | Hydrogen | 0 | modeled | ON
LCP_Inputs_ON_Electric_Howarth_2023_05_05 | SMR CCS_2050_ON_New | ON | SMR CCS | 2040 | Hydrogen | 0 | modeled | ON
LCP_Inputs_ON_Electric_Howarth_2023_05_05 | SMR CCS_2050_ON_New | ON | SMR CCS | 2050 | Hydrogen | 0 | modeled | ON
LCP_Inputs_ON_Electric_Howarth_2023_05_05 | SMR CCS_2050_WC_New | WC | SMR CCS | 2020 | Hydrogen | 0 | modeled | WC
LCP_Inputs_ON_Electric_Howarth_2023_05_05 | SMR CCS_2050_WC_New | WC | SMR CCS | 2030 | Hydrogen | 0 | modeled | WC
LCP_Inputs_ON_Electric_Howarth_2023_05_05 | SMR CCS_2050_WC_New | WC | SMR CCS | 2040 | Hydrogen | 0 | modeled | WC
LCP_Inputs_ON_Electric_Howarth_2023_05_05 | SMR CCS_2050_WC_New | WC | SMR CCS | 2050 | Hydrogen | 0 | modeled | WC
LCP_Inputs_ON_Electric_Howarth_2023_05_05 | Solar PV_2030_ON_New | ON | Solar PV | 2020 | Electricity | 0 | modeled | ON
LCP_Inputs_ON_Electric_Howarth_2023_05_05 | Solar PV_2030_ON_New | ON | Solar PV | 2030 | Electricity | 5000 | modeled | ON
LCP_Inputs_ON_Electric_Howarth_2023_05_05 | Solar PV_2030_ON_New | ON | Solar PV | 2040 | Electricity | 5000 | modeled | ON
LCP_Inputs_ON_Electric_Howarth_2023_05_05 | Solar PV_2030_ON_New | ON | Solar PV | 2050 | Electricity | 5000 | modeled | ON
LCP_Inputs_ON_Electric_Howarth_2023_05_05 | Solar PV_2030_WC_New | WC | Solar PV | 2020 | Electricity | 0 | modeled | WC
LCP_Inputs_ON_Electric_Howarth_2023_05_05 | Solar PV_2030_WC_New | WC | Solar PV | 2030 | Electricity | 0 | modeled | WC
LCP_Inputs_ON_Electric_Howarth_2023_05_05 | Solar PV_2030_WC_New | WC | Solar PV | 2040 | Electricity | 0 | modeled | WC
LCP_Inputs_ON_Electric_Howarth_2023_05_05 | Solar PV_2030_WC_New | WC | Solar PV | 2050 | Electricity | 0 | modeled | WC
LCP_Inputs_ON_Electric_Howarth_2023_05_05 | Solar PV_2040_ON_New | ON | Solar PV | 2020 | Electricity | 0 | modeled | ON
LCP_Inputs_ON_Electric_Howarth_2023_05_05 | Solar PV_2040_ON_New | ON | Solar PV | 2030 | Electricity | 0 | modeled | ON
LCP_Inputs_ON_Electric_Howarth_2023_05_05 | Solar PV_2040_ON_New | ON | Solar PV | 2040 | Electricity | 4042.0523 | modeled | ON
LCP_Inputs_ON_Electric_Howarth_2023_05_05 | Solar PV_2040_ON_New | ON | Solar PV | 2050 | Electricity | 4042.0523 | modeled | ON
LCP_Inputs_ON_Electric_Howarth_2023_05_05 | Solar PV_2040_WC_New | WC | Solar PV | 2020 | Electricity | 0 | modeled | WC
LCP_Inputs_ON_Electric_Howarth_2023_05_05 | Solar PV_2040_WC_New | WC | Solar PV | 2030 | Electricity | 0 | modeled | WC
LCP_Inputs_ON_Electric_Howarth_2023_05_05 | Solar PV_2040_WC_New | WC | Solar PV | 2040 | Electricity | 285.7242 | modeled | WC
LCP_Inputs_ON_Electric_Howarth_2023_05_05 | Solar PV_2040_WC_New | WC | Solar PV | 2050 | Electricity | 285.7242 | modeled | WC
LCP_Inputs_ON_Electric_Howarth_2023_05_05 | Solar PV_2050_ON_New | ON | Solar PV | 2020 | Electricity | 0 | modeled | ON
LCP_Inputs_ON_Electric_Howarth_2023_05_05 | Solar PV_2050_ON_New | ON | Solar PV | 2030 | Electricity | 0 | modeled | ON
LCP_Inputs_ON_Electric_Howarth_2023_05_05 | Solar PV_2050_ON_New | ON | Solar PV | 2040 | Electricity | 0 | modeled | ON
LCP_Inputs_ON_Electric_Howarth_2023_05_05 | Solar PV_2050_ON_New | ON | Solar PV | 2050 | Electricity | 0 | modeled | ON
LCP_Inputs_ON_Electric_Howarth_2023_05_05 | Solar PV_2050_WC_New | WC | Solar PV | 2020 | Electricity | 0 | modeled | WC
LCP_Inputs_ON_Electric_Howarth_2023_05_05 | Solar PV_2050_WC_New | WC | Solar PV | 2030 | Electricity | 0 | modeled | WC
LCP_Inputs_ON_Electric_Howarth_2023_05_05 | Solar PV_2050_WC_New | WC | Solar PV | 2040 | Electricity | 0 | modeled | WC
LCP_Inputs_ON_Electric_Howarth_2023_05_05 | Solar PV_2050_WC_New | WC | Solar PV | 2050 | Electricity | 0 | modeled | WC
LCP_Inputs_ON_Electric_Howarth_2023_05_05 | Wind Offshore_2040_ON_New | ON | Wind Offshore | 2020 | Electricity | 0 | modeled | ON
LCP_Inputs_ON_Electric_Howarth_2023_05_05 | Wind Offshore_2040_ON_New | ON | Wind Offshore | 2030 | Electricity | 0 | modeled | ON
LCP_Inputs_ON_Electric_Howarth_2023_05_05 | Wind Offshore_2040_ON_New | ON | Wind Offshore | 2040 | Electricity | 1549.3739 | modeled | ON
LCP_Inputs_ON_Electric_Howarth_2023_05_05 | Wind Offshore_2040_ON_New | ON | Wind Offshore | 2050 | Electricity | 1549.3739 | modeled | ON
LCP_Inputs_ON_Electric_Howarth_2023_05_05 | Wind Offshore_2050_ON_New | ON | Wind Offshore | 2020 | Electricity | 0 | modeled | ON
LCP_Inputs_ON_Electric_Howarth_2023_05_05 | Wind Offshore_2050_ON_New | ON | Wind Offshore | 2030 | Electricity | 0 | modeled | ON
LCP_Inputs_ON_Electric_Howarth_2023_05_05 | Wind Offshore_2050_ON_New | ON | Wind Offshore | 2040 | Electricity | 0 | modeled | ON
LCP_Inputs_ON_Electric_Howarth_2023_05_05 | Wind Offshore_2050_ON_New | ON | Wind Offshore | 2050 | Electricity | 0 | modeled | ON
LCP_Inputs_ON_Electric_Howarth_2023_05_05 | Wind Onshore_2030_MI_New | MI | Wind Onshore | 2020 | Electricity | 0 | modeled | MI
LCP_Inputs_ON_Electric_Howarth_2023_05_05 | Wind Onshore_2030_MI_New | MI | Wind Onshore | 2030 | Electricity | 32558.1792 | modeled | MI
LCP_Inputs_ON_Electric_Howarth_2023_05_05 | Wind Onshore_2030_MI_New | MI | Wind Onshore | 2040 | Electricity | 32558.1792 | modeled | MI
LCP_Inputs_ON_Electric_Howarth_2023_05_05 | Wind Onshore_2030_MI_New | MI | Wind Onshore | 2050 | Electricity | 32558.1792 | modeled | MI
LCP_Inputs_ON_Electric_Howarth_2023_05_05 | Wind Onshore_2030_NY_New | NY | Wind Onshore | 2020 | Electricity | 0 | modeled | NY
LCP_Inputs_ON_Electric_Howarth_2023_05_05 | Wind Onshore_2030_NY_New | NY | Wind Onshore | 2030 | Electricity | 11695.8306 | modeled | NY
LCP_Inputs_ON_Electric_Howarth_2023_05_05 | Wind Onshore_2030_NY_New | NY | Wind Onshore | 2040 | Electricity | 11695.8306 | modeled | NY
LCP_Inputs_ON_Electric_Howarth_2023_05_05 | Wind Onshore_2030_NY_New | NY | Wind Onshore | 2050 | Electricity | 11695.8306 | modeled | NY
LCP_Inputs_ON_Electric_Howarth_2023_05_05 | Wind Onshore_2030_ON_New | ON | Wind Onshore | 2020 | Electricity | 0 | modeled | ON
LCP_Inputs_ON_Electric_Howarth_2023_05_05 | Wind Onshore_2030_ON_New | ON | Wind Onshore | 2030 | Electricity | 15000 | modeled | ON
LCP_Inputs_ON_Electric_Howarth_2023_05_05 | Wind Onshore_2030_ON_New | ON | Wind Onshore | 2040 | Electricity | 15000 | modeled | ON
LCP_Inputs_ON_Electric_Howarth_2023_05_05 | Wind Onshore_2030_ON_New | ON | Wind Onshore | 2050 | Electricity | 15000 | modeled | ON
LCP_Inputs_ON_Electric_Howarth_2023_05_05 | Wind Onshore_2030_PJ_New | PJ | Wind Onshore | 2020 | Electricity | 0 | modeled | PJ
LCP_Inputs_ON_Electric_Howarth_2023_05_05 | Wind Onshore_2030_PJ_New | PJ | Wind Onshore | 2030 | Electricity | 172551.5317 | modeled | PJ
LCP_Inputs_ON_Electric_Howarth_2023_05_05 | Wind Onshore_2030_PJ_New | PJ | Wind Onshore | 2040 | Electricity | 172551.5317 | modeled | PJ
LCP_Inputs_ON_Electric_Howarth_2023_05_05 | Wind Onshore_2030_PJ_New | PJ | Wind Onshore | 2050 | Electricity | 172551.5317 | modeled | PJ
LCP_Inputs_ON_Electric_Howarth_2023_05_05 | Wind Onshore_2030_WC_New | WC | Wind Onshore | 2020 | Electricity | 0 | modeled | WC
LCP_Inputs_ON_Electric_Howarth_2023_05_05 | Wind Onshore_2030_WC_New | WC | Wind Onshore | 2030 | Electricity | 0 | modeled | WC
LCP_Inputs_ON_Electric_Howarth_2023_05_05 | Wind Onshore_2030_WC_New | WC | Wind Onshore | 2040 | Electricity | 0 | modeled | WC
LCP_Inputs_ON_Electric_Howarth_2023_05_05 | Wind Onshore_2030_WC_New | WC | Wind Onshore | 2050 | Electricity | 0 | modeled | WC
LCP_Inputs_ON_Electric_Howarth_2023_05_05 | Wind Onshore_2040_MI_New | MI | Wind Onshore | 2020 | Electricity | 0 | modeled | MI
LCP_Inputs_ON_Electric_Howarth_2023_05_05 | Wind Onshore_2040_MI_New | MI | Wind Onshore | 2030 | Electricity | 0 | modeled | MI
LCP_Inputs_ON_Electric_Howarth_2023_05_05 | Wind Onshore_2040_MI_New | MI | Wind Onshore | 2040 | Electricity | 0 | modeled | MI
LCP_Inputs_ON_Electric_Howarth_2023_05_05 | Wind Onshore_2040_MI_New | MI | Wind Onshore | 2050 | Electricity | 0 | modeled | MI
LCP_Inputs_ON_Electric_Howarth_2023_05_05 | Wind Onshore_2040_NY_New | NY | Wind Onshore | 2020 | Electricity | 0 | modeled | NY
LCP_Inputs_ON_Electric_Howarth_2023_05_05 | Wind Onshore_2040_NY_New | NY | Wind Onshore | 2030 | Electricity | 0 | modeled | NY
LCP_Inputs_ON_Electric_Howarth_2023_05_05 | Wind Onshore_2040_NY_New | NY | Wind Onshore | 2040 | Electricity | 0 | modeled | NY
LCP_Inputs_ON_Electric_Howarth_2023_05_05 | Wind Onshore_2040_NY_New | NY | Wind Onshore | 2050 | Electricity | 0 | modeled | NY
LCP_Inputs_ON_Electric_Howarth_2023_05_05 | Wind Onshore_2040_ON_New | ON | Wind Onshore | 2020 | Electricity | 0 | modeled | ON
LCP_Inputs_ON_Electric_Howarth_2023_05_05 | Wind Onshore_2040_ON_New | ON | Wind Onshore | 2030 | Electricity | 0 | modeled | ON
LCP_Inputs_ON_Electric_Howarth_2023_05_05 | Wind Onshore_2040_ON_New | ON | Wind Onshore | 2040 | Electricity | 20000 | modeled | ON
LCP_Inputs_ON_Electric_Howarth_2023_05_05 | Wind Onshore_2040_ON_New | ON | Wind Onshore | 2050 | Electricity | 20000 | modeled | ON
LCP_Inputs_ON_Electric_Howarth_2023_05_05 | Wind Onshore_2040_PJ_New | PJ | Wind Onshore | 2020 | Electricity | 0 | modeled | PJ
LCP_Inputs_ON_Electric_Howarth_2023_05_05 | Wind Onshore_2040_PJ_New | PJ | Wind Onshore | 2030 | Electricity | 0 | modeled | PJ
LCP_Inputs_ON_Electric_Howarth_2023_05_05 | Wind Onshore_2040_PJ_New | PJ | Wind Onshore | 2040 | Electricity | 0 | modeled | PJ
LCP_Inputs_ON_Electric_Howarth_2023_05_05 | Wind Onshore_2040_PJ_New | PJ | Wind Onshore | 2050 | Electricity | 0 | modeled | PJ
LCP_Inputs_ON_Electric_Howarth_2023_05_05 | Wind Onshore_2040_WC_New | WC | Wind Onshore | 2020 | Electricity | 0 | modeled | WC
LCP_Inputs_ON_Electric_Howarth_2023_05_05 | Wind Onshore_2040_WC_New | WC | Wind Onshore | 2030 | Electricity | 0 | modeled | WC
LCP_Inputs_ON_Electric_Howarth_2023_05_05 | Wind Onshore_2040_WC_New | WC | Wind Onshore | 2040 | Electricity | 0 | modeled | WC
LCP_Inputs_ON_Electric_Howarth_2023_05_05 | Wind Onshore_2040_WC_New | WC | Wind Onshore | 2050 | Electricity | 0 | modeled | WC
LCP_Inputs_ON_Electric_Howarth_2023_05_05 | Wind Onshore_2050_MI_New | MI | Wind Onshore | 2020 | Electricity | 0 | modeled | MI
LCP_Inputs_ON_Electric_Howarth_2023_05_05 | Wind Onshore_2050_MI_New | MI | Wind Onshore | 2030 | Electricity | 0 | modeled | MI
LCP_Inputs_ON_Electric_Howarth_2023_05_05 | Wind Onshore_2050_MI_New | MI | Wind Onshore | 2040 | Electricity | 0 | modeled | MI
LCP_Inputs_ON_Electric_Howarth_2023_05_05 | Wind Onshore_2050_MI_New | MI | Wind Onshore | 2050 | Electricity | 0 | modeled | MI
LCP_Inputs_ON_Electric_Howarth_2023_05_05 | Wind Onshore_2050_NY_New | NY | Wind Onshore | 2020 | Electricity | 0 | modeled | NY
LCP_Inputs_ON_Electric_Howarth_2023_05_05 | Wind Onshore_2050_NY_New | NY | Wind Onshore | 2030 | Electricity | 0 | modeled | NY
LCP_Inputs_ON_Electric_Howarth_2023_05_05 | Wind Onshore_2050_NY_New | NY | Wind Onshore | 2040 | Electricity | 0 | modeled | NY
LCP_Inputs_ON_Electric_Howarth_2023_05_05 | Wind Onshore_2050_NY_New | NY | Wind Onshore | 2050 | Electricity | 0 | modeled | NY
LCP_Inputs_ON_Electric_Howarth_2023_05_05 | Wind Onshore_2050_ON_New | ON | Wind Onshore | 2020 | Electricity | 0 | modeled | ON
LCP_Inputs_ON_Electric_Howarth_2023_05_05 | Wind Onshore_2050_ON_New | ON | Wind Onshore | 2030 | Electricity | 0 | modeled | ON
LCP_Inputs_ON_Electric_Howarth_2023_05_05 | Wind Onshore_2050_ON_New | ON | Wind Onshore | 2040 | Electricity | 0 | modeled | ON
LCP_Inputs_ON_Electric_Howarth_2023_05_05 | Wind Onshore_2050_ON_New | ON | Wind Onshore | 2050 | Electricity | 27600.3311 | modeled | ON
LCP_Inputs_ON_Electric_Howarth_2023_05_05 | Wind Onshore_2050_PJ_New | PJ | Wind Onshore | 2020 | Electricity | 0 | modeled | PJ
LCP_Inputs_ON_Electric_Howarth_2023_05_05 | Wind Onshore_2050_PJ_New | PJ | Wind Onshore | 2030 | Electricity | 0 | modeled | PJ
LCP_Inputs_ON_Electric_Howarth_2023_05_05 | Wind Onshore_2050_PJ_New | PJ | Wind Onshore | 2040 | Electricity | 0 | modeled | PJ
LCP_Inputs_ON_Electric_Howarth_2023_05_05 | Wind Onshore_2050_PJ_New | PJ | Wind Onshore | 2050 | Electricity | 0 | modeled | PJ
LCP_Inputs_ON_Electric_Howarth_2023_05_05 | Wind Onshore_2050_WC_New | WC | Wind Onshore | 2020 | Electricity | 0 | modeled | WC
LCP_Inputs_ON_Electric_Howarth_2023_05_05 | Wind Onshore_2050_WC_New | WC | Wind Onshore | 2030 | Electricity | 0 | modeled | WC
LCP_Inputs_ON_Electric_Howarth_2023_05_05 | Wind Onshore_2050_WC_New | WC | Wind Onshore | 2040 | Electricity | 0 | modeled | WC
LCP_Inputs_ON_Electric_Howarth_2023_05_05 | Wind Onshore_2050_WC_New | WC | Wind Onshore | 2050 | Electricity | 0 | modeled | WC
LCP_Inputs_ON_Electric_Howarth_2023_05_05 | Wind Onshore_ON_2020_KnownCap | ON | Wind Onshore | 2020 | Electricity | 5533.94 | known | ON
LCP_Inputs_ON_Electric_Howarth_2023_05_05 | Wind Onshore_ON_2030_KnownCap | ON | Wind Onshore | 2030 | Electricity | 5683.94 | known | ON
LCP_Inputs_ON_Electric_Howarth_2023_05_05 | Wind Onshore_ON_2040_KnownCap | ON | Wind Onshore | 2040 | Electricity | 7933.94 | known | ON
LCP_Inputs_ON_Electric_Howarth_2023_05_05 | Wind Onshore_ON_2050_KnownCap | ON | Wind Onshore | 2050 | Electricity | 10333.94 | known | ON
LCP_Inputs_ON_Electric_Howarth_2023_05_05 | Wind Offshore_ON_2020_KnownCap | ON | Wind Offshore | 2020 | Electricity | 0 | known | ON
LCP_Inputs_ON_Electric_Howarth_2023_05_05 | Wind Offshore_ON_2030_KnownCap | ON | Wind Offshore | 2030 | Electricity | 0 | known | ON
LCP_Inputs_ON_Electric_Howarth_2023_05_05 | Wind Offshore_ON_2040_KnownCap | ON | Wind Offshore | 2040 | Electricity | 0 | known | ON
LCP_Inputs_ON_Electric_Howarth_2023_05_05 | Wind Offshore_ON_2050_KnownCap | ON | Wind Offshore | 2050 | Electricity | 0 | known | ON
LCP_Inputs_ON_Electric_Howarth_2023_05_05 | Solar PV_ON_2020_KnownCap | ON | Solar PV | 2020 | Electricity | 478 | known | ON
LCP_Inputs_ON_Electric_Howarth_2023_05_05 | Solar PV_ON_2030_KnownCap | ON | Solar PV | 2030 | Electricity | 689 | known | ON
LCP_Inputs_ON_Electric_Howarth_2023_05_05 | Solar PV_ON_2040_KnownCap | ON | Solar PV | 2040 | Electricity | 2807 | known | ON
LCP_Inputs_ON_Electric_Howarth_2023_05_05 | Solar PV_ON_2050_KnownCap | ON | Solar PV | 2050 | Electricity | 5349 | known | ON
LCP_Inputs_ON_Electric_Howarth_2023_05_05 | Hydro_ON_2020_KnownCap | ON | Hydro | 2020 | Electricity | 9254.9 | known | ON
LCP_Inputs_ON_Electric_Howarth_2023_05_05 | Hydro_ON_2030_KnownCap | ON | Hydro | 2030 | Electricity | 9271.9 | known | ON
LCP_Inputs_ON_Electric_Howarth_2023_05_05 | Hydro_ON_2040_KnownCap | ON | Hydro | 2040 | Electricity | 9271.9 | known | ON
LCP_Inputs_ON_Electric_Howarth_2023_05_05 | Hydro_ON_2050_KnownCap | ON | Hydro | 2050 | Electricity | 9271.9 | known | ON
LCP_Inputs_ON_Electric_Howarth_2023_05_05 | Hydro Pumped Storage_ON_2020_KnownCap | ON | Hydro Pumped Storage | 2020 | Electricity | 174.6 | known | ON
LCP_Inputs_ON_Electric_Howarth_2023_05_05 | Hydro Pumped Storage_ON_2030_KnownCap | ON | Hydro Pumped Storage | 2030 | Electricity | 174.6 | known | ON
LCP_Inputs_ON_Electric_Howarth_2023_05_05 | Hydro Pumped Storage_ON_2040_KnownCap | ON | Hydro Pumped Storage | 2040 | Electricity | 174.6 | known | ON
LCP_Inputs_ON_Electric_Howarth_2023_05_05 | Hydro Pumped Storage_ON_2050_KnownCap | ON | Hydro Pumped Storage | 2050 | Electricity | 174.6 | known | ON
LCP_Inputs_ON_Electric_Howarth_2023_05_05 | Nuclear_ON_2020_KnownCap | ON | Nuclear | 2020 | Electricity | 13089 | known | ON
LCP_Inputs_ON_Electric_Howarth_2023_05_05 | Nuclear_ON_2030_KnownCap | ON | Nuclear | 2030 | Electricity | 10007 | known | ON
LCP_Inputs_ON_Electric_Howarth_2023_05_05 | Nuclear_ON_2040_KnownCap | ON | Nuclear | 2040 | Electricity | 11641 | known | ON
LCP_Inputs_ON_Electric_Howarth_2023_05_05 | Nuclear_ON_2050_KnownCap | ON | Nuclear | 2050 | Electricity | 11641 | known | ON
LCP_Inputs_ON_Electric_Howarth_2023_05_05 | Fossil Fuel Thermal (Coal, Peat, Oil)_ON_2020_KnownCap | ON | Fossil Fuel Thermal (Coal, Peat, Oil) | 2020 | Electricity | 45.5 | known | ON
LCP_Inputs_ON_Electric_Howarth_2023_05_05 | Fossil Fuel Thermal (Coal, Peat, Oil)_ON_2030_KnownCap | ON | Fossil Fuel Thermal (Coal, Peat, Oil) | 2030 | Electricity | 0 | known | ON
LCP_Inputs_ON_Electric_Howarth_2023_05_05 | Fossil Fuel Thermal (Coal, Peat, Oil)_ON_2040_KnownCap | ON | Fossil Fuel Thermal (Coal, Peat, Oil) | 2040 | Electricity | 0 | known | ON
LCP_Inputs_ON_Electric_Howarth_2023_05_05 | Fossil Fuel Thermal (Coal, Peat, Oil)_ON_2050_KnownCap | ON | Fossil Fuel Thermal (Coal, Peat, Oil) | 2050 | Electricity | 0 | known | ON
LCP_Inputs_ON_Electric_Howarth_2023_05_05 | O/CCGT - CH4 Existing_ON_2020_KnownCap | ON | O/CCGT - CH4 Existing | 2020 | Electricity | 10769.59 | known | ON
LCP_Inputs_ON_Electric_Howarth_2023_05_05 | O/CCGT - CH4 Existing_ON_2030_KnownCap | ON | O/CCGT - CH4 Existing | 2030 | Electricity | 7179.7267 | known | ON
LCP_Inputs_ON_Electric_Howarth_2023_05_05 | O/CCGT - CH4 Existing_ON_2040_KnownCap | ON | O/CCGT - CH4 Existing | 2040 | Electricity | 3589.8633 | known | ON
LCP_Inputs_ON_Electric_Howarth_2023_05_05 | O/CCGT - CH4 Existing_ON_2050_KnownCap | ON | O/CCGT - CH4 Existing | 2050 | Electricity | 0 | known | ON
LCP_Inputs_ON_Electric_Howarth_2023_05_05 | O/CCGT - CH4 New_ON_2020_KnownCap | ON | O/CCGT - CH4 New | 2020 | Electricity | 0 | known | ON
LCP_Inputs_ON_Electric_Howarth_2023_05_05 | O/CCGT - CH4 New_ON_2030_KnownCap | ON | O/CCGT - CH4 New | 2030 | Electricity | 1000 | known | ON
LCP_Inputs_ON_Electric_Howarth_2023_05_05 | O/CCGT - CH4 New_ON_2040_KnownCap | ON | O/CCGT - CH4 New | 2040 | Electricity | 1600 | known | ON
LCP_Inputs_ON_Electric_Howarth_2023_05_05 | O/CCGT - CH4 New_ON_2050_KnownCap | ON | O/CCGT - CH4 New | 2050 | Electricity | 0 | known | ON
LCP_Inputs_ON_Electric_Howarth_2023_05_05 | O/CCGT - H2 New_ON_2020_KnownCap | ON | O/CCGT - H2 New | 2020 | Electricity | 0 | known | ON
LCP_Inputs_ON_Electric_Howarth_2023_05_05 | O/CCGT - H2 New_ON_2030_KnownCap | ON | O/CCGT - H2 New | 2030 | Electricity | 0 | known | ON
LCP_Inputs_ON_Electric_Howarth_2023_05_05 | O/CCGT - H2 New_ON_2040_KnownCap | ON | O/CCGT - H2 New | 2040 | Electricity | 0 | known | ON
LCP_Inputs_ON_Electric_Howarth_2023_05_05 | O/CCGT - H2 New_ON_2050_KnownCap | ON | O/CCGT - H2 New | 2050 | Electricity | 0 | known | ON
LCP_Inputs_ON_Electric_Howarth_2023_05_05 | Biomass_ON_2020_KnownCap | ON | Biomass | 2020 | Electricity | 561.45 | known | ON
LCP_Inputs_ON_Electric_Howarth_2023_05_05 | Biomass_ON_2030_KnownCap | ON | Biomass | 2030 | Electricity | 561.45 | known | ON
LCP_Inputs_ON_Electric_Howarth_2023_05_05 | Biomass_ON_2040_KnownCap | ON | Biomass | 2040 | Electricity | 550.25 | known | ON
LCP_Inputs_ON_Electric_Howarth_2023_05_05 | Biomass_ON_2050_KnownCap | ON | Biomass | 2050 | Electricity | 550.25 | known | ON
LCP_Inputs_ON_Electric_Howarth_2023_05_05 | Battery Storage_ON_2020_KnownCap | ON | Battery Storage | 2020 | Electricity | 0 | known | ON
LCP_Inputs_ON_Electric_Howarth_2023_05_05 | Battery Storage_ON_2030_KnownCap | ON | Battery Storage | 2030 | Electricity | 1298 | known | ON
LCP_Inputs_ON_Electric_Howarth_2023_05_05 | Battery Storage_ON_2040_KnownCap | ON | Battery Storage | 2040 | Electricity | 3700 | known | ON
LCP_Inputs_ON_Electric_Howarth_2023_05_05 | Battery Storage_ON_2050_KnownCap | ON | Battery Storage | 2050 | Electricity | 6300 | known | ON
LCP_Inputs_ON_Electric_Howarth_2023_05_05 | Generic - Generator_ON_2020_KnownCap | ON | Generic - Generator | 2020 | Electricity | 0 | known | ON
LCP_Inputs_ON_Electric_Howarth_2023_05_05 | Generic - Generator_ON_2030_KnownCap | ON | Generic - Generator | 2030 | Electricity | 0 | known | ON
LCP_Inputs_ON_Electric_Howarth_2023_05_05 | Generic - Generator_ON_2040_KnownCap | ON | Generic - Generator | 2040 | Electricity | 0 | known | ON
LCP_Inputs_ON_Electric_Howarth_2023_05_05 | Generic - Generator_ON_2050_KnownCap | ON | Generic - Generator | 2050 | Electricity | 0 | known | ON
LCP_Inputs_ON_Electric_Howarth_2023_05_05 | CH4 Salt Cavern Storage - ON_ON_2020_KnownCap | ON | CH4 Salt Cavern Storage - ON | 2020 | Methane | 36000 | known | ON
LCP_Inputs_ON_Electric_Howarth_2023_05_05 | CH4 Salt Cavern Storage - ON_ON_2030_KnownCap | ON | CH4 Salt Cavern Storage - ON | 2030 | Methane | 36000 | known | ON
LCP_Inputs_ON_Electric_Howarth_2023_05_05 | CH4 Salt Cavern Storage - ON_ON_2040_KnownCap | ON | CH4 Salt Cavern Storage - ON | 2040 | Methane | 36000 | known | ON
LCP_Inputs_ON_Electric_Howarth_2023_05_05 | CH4 Salt Cavern Storage - ON_ON_2050_KnownCap | ON | CH4 Salt Cavern Storage - ON | 2050 | Methane | 36000 | known | ON
LCP_Inputs_ON_Electric_Howarth_2023_05_05 | H2 Salt Cavern Storage - ON_ON_2020_KnownCap | ON | H2 Salt Cavern Storage - ON | 2020 | Hydrogen | 0 | known | ON
LCP_Inputs_ON_Electric_Howarth_2023_05_05 | H2 Salt Cavern Storage - ON_ON_2030_KnownCap | ON | H2 Salt Cavern Storage - ON | 2030 | Hydrogen | 0 | known | ON
LCP_Inputs_ON_Electric_Howarth_2023_05_05 | H2 Salt Cavern Storage - ON_ON_2040_KnownCap | ON | H2 Salt Cavern Storage - ON | 2040 | Hydrogen | 0 | known | ON
LCP_Inputs_ON_Electric_Howarth_2023_05_05 | H2 Salt Cavern Storage - ON_ON_2050_KnownCap | ON | H2 Salt Cavern Storage - ON | 2050 | Hydrogen | 0 | known | ON
LCP_Inputs_ON_Electric_Howarth_2023_05_05 | H2 Import - QC_ON_2020_KnownCap | ON | H2 Import - QC | 2020 | Hydrogen | 0 | known | ON
LCP_Inputs_ON_Electric_Howarth_2023_05_05 | H2 Import - QC_ON_2030_KnownCap | ON | H2 Import - QC | 2030 | Hydrogen | 0 | known | ON
LCP_Inputs_ON_Electric_Howarth_2023_05_05 | H2 Import - QC_ON_2040_KnownCap | ON | H2 Import - QC | 2040 | Hydrogen | 0 | known | ON
LCP_Inputs_ON_Electric_Howarth_2023_05_05 | H2 Import - QC_ON_2050_KnownCap | ON | H2 Import - QC | 2050 | Hydrogen | 0 | known | ON
LCP_Inputs_ON_Electric_Howarth_2023_05_05 | H2 Import - WC_ON_2020_KnownCap | ON | H2 Import - WC | 2020 | Hydrogen | 0 | known | ON
LCP_Inputs_ON_Electric_Howarth_2023_05_05 | H2 Import - WC_ON_2030_KnownCap | ON | H2 Import - WC | 2030 | Hydrogen | 0 | known | ON
LCP_Inputs_ON_Electric_Howarth_2023_05_05 | H2 Import - WC_ON_2040_KnownCap | ON | H2 Import - WC | 2040 | Hydrogen | 0 | known | ON
LCP_Inputs_ON_Electric_Howarth_2023_05_05 | H2 Import - WC_ON_2050_KnownCap | ON | H2 Import - WC | 2050 | Hydrogen | 0 | known | ON
LCP_Inputs_ON_Electric_Howarth_2023_05_05 | CH4 Import - WC 2020_ON_2020_KnownCap | ON | CH4 Import - WC 2020 | 2020 | Methane | 0 | known | ON
LCP_Inputs_ON_Electric_Howarth_2023_05_05 | CH4 Import - WC 2020_ON_2030_KnownCap | ON | CH4 Import - WC 2020 | 2030 | Methane | 0 | known | ON
LCP_Inputs_ON_Electric_Howarth_2023_05_05 | CH4 Import - WC 2020_ON_2040_KnownCap | ON | CH4 Import - WC 2020 | 2040 | Methane | 0 | known | ON
LCP_Inputs_ON_Electric_Howarth_2023_05_05 | CH4 Import - WC 2020_ON_2050_KnownCap | ON | CH4 Import - WC 2020 | 2050 | Methane | 0 | known | ON
LCP_Inputs_ON_Electric_Howarth_2023_05_05 | CH4 Import - WC 2030_ON_2020_KnownCap | ON | CH4 Import - WC 2030 | 2020 | Methane | 0 | known | ON
LCP_Inputs_ON_Electric_Howarth_2023_05_05 | CH4 Import - WC 2030_ON_2030_KnownCap | ON | CH4 Import - WC 2030 | 2030 | Methane | 0 | known | ON
LCP_Inputs_ON_Electric_Howarth_2023_05_05 | CH4 Import - WC 2030_ON_2040_KnownCap | ON | CH4 Import - WC 2030 | 2040 | Methane | 0 | known | ON
LCP_Inputs_ON_Electric_Howarth_2023_05_05 | CH4 Import - WC 2030_ON_2050_KnownCap | ON | CH4 Import - WC 2030 | 2050 | Methane | 0 | known | ON
LCP_Inputs_ON_Electric_Howarth_2023_05_05 | CH4 Import - WC 2040_ON_2020_KnownCap | ON | CH4 Import - WC 2040 | 2020 | Methane | 0 | known | ON
LCP_Inputs_ON_Electric_Howarth_2023_05_05 | CH4 Import - WC 2040_ON_2030_KnownCap | ON | CH4 Import - WC 2040 | 2030 | Methane | 0 | known | ON
LCP_Inputs_ON_Electric_Howarth_2023_05_05 | CH4 Import - WC 2040_ON_2040_KnownCap | ON | CH4 Import - WC 2040 | 2040 | Methane | 0 | known | ON
LCP_Inputs_ON_Electric_Howarth_2023_05_05 | CH4 Import - WC 2040_ON_2050_KnownCap | ON | CH4 Import - WC 2040 | 2050 | Methane | 0 | known | ON
LCP_Inputs_ON_Electric_Howarth_2023_05_05 | CH4 Import - WC 2050_ON_2020_KnownCap | ON | CH4 Import - WC 2050 | 2020 | Methane | 0 | known | ON
LCP_Inputs_ON_Electric_Howarth_2023_05_05 | CH4 Import - WC 2050_ON_2030_KnownCap | ON | CH4 Import - WC 2050 | 2030 | Methane | 0 | known | ON
LCP_Inputs_ON_Electric_Howarth_2023_05_05 | CH4 Import - WC 2050_ON_2040_KnownCap | ON | CH4 Import - WC 2050 | 2040 | Methane | 0 | known | ON
LCP_Inputs_ON_Electric_Howarth_2023_05_05 | CH4 Import - WC 2050_ON_2050_KnownCap | ON | CH4 Import - WC 2050 | 2050 | Methane | 0 | known | ON
LCP_Inputs_ON_Electric_Howarth_2023_05_05 | CH4 Import - NY 2020_ON_2020_KnownCap | ON | CH4 Import - NY 2020 | 2020 | Methane | 0 | known | ON
LCP_Inputs_ON_Electric_Howarth_2023_05_05 | CH4 Import - NY 2020_ON_2030_KnownCap | ON | CH4 Import - NY 2020 | 2030 | Methane | 0 | known | ON
LCP_Inputs_ON_Electric_Howarth_2023_05_05 | CH4 Import - NY 2020_ON_2040_KnownCap | ON | CH4 Import - NY 2020 | 2040 | Methane | 0 | known | ON
LCP_Inputs_ON_Electric_Howarth_2023_05_05 | CH4 Import - NY 2020_ON_2050_KnownCap | ON | CH4 Import - NY 2020 | 2050 | Methane | 0 | known | ON
LCP_Inputs_ON_Electric_Howarth_2023_05_05 | CH4 Import - NY 2030_ON_2020_KnownCap | ON | CH4 Import - NY 2030 | 2020 | Methane | 0 | known | ON
LCP_Inputs_ON_Electric_Howarth_2023_05_05 | CH4 Import - NY 2030_ON_2030_KnownCap | ON | CH4 Import - NY 2030 | 2030 | Methane | 0 | known | ON
LCP_Inputs_ON_Electric_Howarth_2023_05_05 | CH4 Import - NY 2030_ON_2040_KnownCap | ON | CH4 Import - NY 2030 | 2040 | Methane | 0 | known | ON
LCP_Inputs_ON_Electric_Howarth_2023_05_05 | CH4 Import - NY 2030_ON_2050_KnownCap | ON | CH4 Import - NY 2030 | 2050 | Methane | 0 | known | ON
LCP_Inputs_ON_Electric_Howarth_2023_05_05 | CH4 Import - NY 2040_ON_2020_KnownCap | ON | CH4 Import - NY 2040 | 2020 | Methane | 0 | known | ON
LCP_Inputs_ON_Electric_Howarth_2023_05_05 | CH4 Import - NY 2040_ON_2030_KnownCap | ON | CH4 Import - NY 2040 | 2030 | Methane | 0 | known | ON
LCP_Inputs_ON_Electric_Howarth_2023_05_05 | CH4 Import - NY 2040_ON_2040_KnownCap | ON | CH4 Import - NY 2040 | 2040 | Methane | 0 | known | ON
LCP_Inputs_ON_Electric_Howarth_2023_05_05 | CH4 Import - NY 2040_ON_2050_KnownCap | ON | CH4 Import - NY 2040 | 2050 | Methane | 0 | known | ON
LCP_Inputs_ON_Electric_Howarth_2023_05_05 | CH4 Import - NY 2050_ON_2020_KnownCap | ON | CH4 Import - NY 2050 | 2020 | Methane | 0 | known | ON
LCP_Inputs_ON_Electric_Howarth_2023_05_05 | CH4 Import - NY 2050_ON_2030_KnownCap | ON | CH4 Import - NY 2050 | 2030 | Methane | 0 | known | ON
LCP_Inputs_ON_Electric_Howarth_2023_05_05 | CH4 Import - NY 2050_ON_2040_KnownCap | ON | CH4 Import - NY 2050 | 2040 | Methane | 0 | known | ON
LCP_Inputs_ON_Electric_Howarth_2023_05_05 | CH4 Import - NY 2050_ON_2050_KnownCap | ON | CH4 Import - NY 2050 | 2050 | Methane | 0 | known | ON
LCP_Inputs_ON_Electric_Howarth_2023_05_05 | Electrolyser 2020/2030_ON_2020_KnownCap | ON | Electrolyser 2020/2030 | 2020 | Hydrogen | 0 | known | ON
LCP_Inputs_ON_Electric_Howarth_2023_05_05 | Electrolyser 2020/2030_ON_2030_KnownCap | ON | Electrolyser 2020/2030 | 2030 | Hydrogen | 0 | known | ON
LCP_Inputs_ON_Electric_Howarth_2023_05_05 | Electrolyser 2020/2030_ON_2040_KnownCap | ON | Electrolyser 2020/2030 | 2040 | Hydrogen | 0 | known | ON
LCP_Inputs_ON_Electric_Howarth_2023_05_05 | Electrolyser 2020/2030_ON_2050_KnownCap | ON | Electrolyser 2020/2030 | 2050 | Hydrogen | 0 | known | ON
LCP_Inputs_ON_Electric_Howarth_2023_05_05 | Electrolyser 2040_ON_2020_KnownCap | ON | Electrolyser 2040 | 2020 | Hydrogen | 0 | known | ON
LCP_Inputs_ON_Electric_Howarth_2023_05_05 | Electrolyser 2040_ON_2030_KnownCap | ON | Electrolyser 2040 | 2030 | Hydrogen | 0 | known | ON
LCP_Inputs_ON_Electric_Howarth_2023_05_05 | Electrolyser 2040_ON_2040_KnownCap | ON | Electrolyser 2040 | 2040 | Hydrogen | 0 | known | ON
LCP_Inputs_ON_Electric_Howarth_2023_05_05 | Electrolyser 2040_ON_2050_KnownCap | ON | Electrolyser 2040 | 2050 | Hydrogen | 0 | known | ON
LCP_Inputs_ON_Electric_Howarth_2023_05_05 | Electrolyser 2050_ON_2020_KnownCap | ON | Electrolyser 2050 | 2020 | Hydrogen | 0 | known | ON
LCP_Inputs_ON_Electric_Howarth_2023_05_05 | Electrolyser 2050_ON_2030_KnownCap | ON | Electrolyser 2050 | 2030 | Hydrogen | 0 | known | ON
LCP_Inputs_ON_Electric_Howarth_2023_05_05 | Electrolyser 2050_ON_2040_KnownCap | ON | Electrolyser 2050 | 2040 | Hydrogen | 0 | known | ON
LCP_Inputs_ON_Electric_Howarth_2023_05_05 | Electrolyser 2050_ON_2050_KnownCap | ON | Electrolyser 2050 | 2050 | Hydrogen | 0 | known | ON
LCP_Inputs_ON_Electric_Howarth_2023_05_05 | Anaerobic Digestion_ON_2020_KnownCap | ON | Anaerobic Digestion | 2020 | Methane | 0 | known | ON
LCP_Inputs_ON_Electric_Howarth_2023_05_05 | Anaerobic Digestion_ON_2030_KnownCap | ON | Anaerobic Digestion | 2030 | Methane | 0 | known | ON
LCP_Inputs_ON_Electric_Howarth_2023_05_05 | Anaerobic Digestion_ON_2040_KnownCap | ON | Anaerobic Digestion | 2040 | Methane | 0 | known | ON
LCP_Inputs_ON_Electric_Howarth_2023_05_05 | Anaerobic Digestion_ON_2050_KnownCap | ON | Anaerobic Digestion | 2050 | Methane | 0 | known | ON
LCP_Inputs_ON_Electric_Howarth_2023_05_05 | CH4 + CCS_ON_2020_KnownCap | ON | CH4 + CCS | 2020 | Methane | 0 | known | ON
LCP_Inputs_ON_Electric_Howarth_2023_05_05 | CH4 + CCS_ON_2030_KnownCap | ON | CH4 + CCS | 2030 | Methane | 0 | known | ON
LCP_Inputs_ON_Electric_Howarth_2023_05_05 | CH4 + CCS_ON_2040_KnownCap | ON | CH4 + CCS | 2040 | Methane | 0 | known | ON
LCP_Inputs_ON_Electric_Howarth_2023_05_05 | CH4 + CCS_ON_2050_KnownCap | ON | CH4 + CCS | 2050 | Methane | 0 | known | ON
LCP_Inputs_ON_Electric_Howarth_2023_05_05 | SMR CCS_ON_2020_KnownCap | ON | SMR CCS | 2020 | Hydrogen | 0 | known | ON
LCP_Inputs_ON_Electric_Howarth_2023_05_05 | SMR CCS_ON_2030_KnownCap | ON | SMR CCS | 2030 | Hydrogen | 0 | known | ON
LCP_Inputs_ON_Electric_Howarth_2023_05_05 | SMR CCS_ON_2040_KnownCap | ON | SMR CCS | 2040 | Hydrogen | 0 | known | ON
LCP_Inputs_ON_Electric_Howarth_2023_05_05 | SMR CCS_ON_2050_KnownCap | ON | SMR CCS | 2050 | Hydrogen | 0 | known | ON
LCP_Inputs_ON_Electric_Howarth_2023_05_05 | Wind Onshore_QC_2020_KnownCap | QC | Wind Onshore | 2020 | Electricity | 1489 | known | QC
LCP_Inputs_ON_Electric_Howarth_2023_05_05 | Wind Onshore_QC_2030_KnownCap | QC | Wind Onshore | 2030 | Electricity | 1489 | known | QC
LCP_Inputs_ON_Electric_Howarth_2023_05_05 | Wind Onshore_QC_2040_KnownCap | QC | Wind Onshore | 2040 | Electricity | 1489 | known | QC
LCP_Inputs_ON_Electric_Howarth_2023_05_05 | Wind Onshore_QC_2050_KnownCap | QC | Wind Onshore | 2050 | Electricity | 1489 | known | QC
LCP_Inputs_ON_Electric_Howarth_2023_05_05 | Wind Offshore_QC_2020_KnownCap | QC | Wind Offshore | 2020 | Electricity | 0 | known | QC
LCP_Inputs_ON_Electric_Howarth_2023_05_05 | Wind Offshore_QC_2030_KnownCap | QC | Wind Offshore | 2030 | Electricity | 0 | known | QC
LCP_Inputs_ON_Electric_Howarth_2023_05_05 | Wind Offshore_QC_2040_KnownCap | QC | Wind Offshore | 2040 | Electricity | 0 | known | QC
LCP_Inputs_ON_Electric_Howarth_2023_05_05 | Wind Offshore_QC_2050_KnownCap | QC | Wind Offshore | 2050 | Electricity | 0 | known | QC
LCP_Inputs_ON_Electric_Howarth_2023_05_05 | Solar PV_QC_2020_KnownCap | QC | Solar PV | 2020 | Electricity | 0 | known | QC
LCP_Inputs_ON_Electric_Howarth_2023_05_05 | Solar PV_QC_2030_KnownCap | QC | Solar PV | 2030 | Electricity | 0 | known | QC
LCP_Inputs_ON_Electric_Howarth_2023_05_05 | Solar PV_QC_2040_KnownCap | QC | Solar PV | 2040 | Electricity | 0 | known | QC
LCP_Inputs_ON_Electric_Howarth_2023_05_05 | Solar PV_QC_2050_KnownCap | QC | Solar PV | 2050 | Electricity | 0 | known | QC
LCP_Inputs_ON_Electric_Howarth_2023_05_05 | Hydro_QC_2020_KnownCap | QC | Hydro | 2020 | Electricity | 38686 | known | QC
LCP_Inputs_ON_Electric_Howarth_2023_05_05 | Hydro_QC_2030_KnownCap | QC | Hydro | 2030 | Electricity | 38686 | known | QC
LCP_Inputs_ON_Electric_Howarth_2023_05_05 | Hydro_QC_2040_KnownCap | QC | Hydro | 2040 | Electricity | 38686 | known | QC
LCP_Inputs_ON_Electric_Howarth_2023_05_05 | Hydro_QC_2050_KnownCap | QC | Hydro | 2050 | Electricity | 38686 | known | QC
LCP_Inputs_ON_Electric_Howarth_2023_05_05 | Hydro Pumped Storage_QC_2020_KnownCap | QC | Hydro Pumped Storage | 2020 | Electricity | 0 | known | QC
LCP_Inputs_ON_Electric_Howarth_2023_05_05 | Hydro Pumped Storage_QC_2030_KnownCap | QC | Hydro Pumped Storage | 2030 | Electricity | 0 | known | QC
LCP_Inputs_ON_Electric_Howarth_2023_05_05 | Hydro Pumped Storage_QC_2040_KnownCap | QC | Hydro Pumped Storage | 2040 | Electricity | 0 | known | QC
LCP_Inputs_ON_Electric_Howarth_2023_05_05 | Hydro Pumped Storage_QC_2050_KnownCap | QC | Hydro Pumped Storage | 2050 | Electricity | 0 | known | QC
LCP_Inputs_ON_Electric_Howarth_2023_05_05 | Nuclear_QC_2020_KnownCap | QC | Nuclear | 2020 | Electricity | 0 | known | QC
LCP_Inputs_ON_Electric_Howarth_2023_05_05 | Nuclear_QC_2030_KnownCap | QC | Nuclear | 2030 | Electricity | 0 | known | QC
LCP_Inputs_ON_Electric_Howarth_2023_05_05 | Nuclear_QC_2040_KnownCap | QC | Nuclear | 2040 | Electricity | 0 | known | QC
LCP_Inputs_ON_Electric_Howarth_2023_05_05 | Nuclear_QC_2050_KnownCap | QC | Nuclear | 2050 | Electricity | 0 | known | QC
LCP_Inputs_ON_Electric_Howarth_2023_05_05 | Fossil Fuel Thermal (Coal, Peat, Oil)_QC_2020_KnownCap | QC | Fossil Fuel Thermal (Coal, Peat, Oil) | 2020 | Electricity | 0 | known | QC
LCP_Inputs_ON_Electric_Howarth_2023_05_05 | Fossil Fuel Thermal (Coal, Peat, Oil)_QC_2030_KnownCap | QC | Fossil Fuel Thermal (Coal, Peat, Oil) | 2030 | Electricity | 0 | known | QC
LCP_Inputs_ON_Electric_Howarth_2023_05_05 | Fossil Fuel Thermal (Coal, Peat, Oil)_QC_2040_KnownCap | QC | Fossil Fuel Thermal (Coal, Peat, Oil) | 2040 | Electricity | 0 | known | QC
LCP_Inputs_ON_Electric_Howarth_2023_05_05 | Fossil Fuel Thermal (Coal, Peat, Oil)_QC_2050_KnownCap | QC | Fossil Fuel Thermal (Coal, Peat, Oil) | 2050 | Electricity | 0 | known | QC
LCP_Inputs_ON_Electric_Howarth_2023_05_05 | O/CCGT - CH4 Existing_QC_2020_KnownCap | QC | O/CCGT - CH4 Existing | 2020 | Electricity | 0 | known | QC
LCP_Inputs_ON_Electric_Howarth_2023_05_05 | O/CCGT - CH4 Existing_QC_2030_KnownCap | QC | O/CCGT - CH4 Existing | 2030 | Electricity | 0 | known | QC
LCP_Inputs_ON_Electric_Howarth_2023_05_05 | O/CCGT - CH4 Existing_QC_2040_KnownCap | QC | O/CCGT - CH4 Existing | 2040 | Electricity | 0 | known | QC
LCP_Inputs_ON_Electric_Howarth_2023_05_05 | O/CCGT - CH4 Existing_QC_2050_KnownCap | QC | O/CCGT - CH4 Existing | 2050 | Electricity | 0 | known | QC
LCP_Inputs_ON_Electric_Howarth_2023_05_05 | O/CCGT - CH4 New_QC_2020_KnownCap | QC | O/CCGT - CH4 New | 2020 | Electricity | 0 | known | QC
LCP_Inputs_ON_Electric_Howarth_2023_05_05 | O/CCGT - CH4 New_QC_2030_KnownCap | QC | O/CCGT - CH4 New | 2030 | Electricity | 0 | known | QC
LCP_Inputs_ON_Electric_Howarth_2023_05_05 | O/CCGT - CH4 New_QC_2040_KnownCap | QC | O/CCGT - CH4 New | 2040 | Electricity | 0 | known | QC
LCP_Inputs_ON_Electric_Howarth_2023_05_05 | O/CCGT - CH4 New_QC_2050_KnownCap | QC | O/CCGT - CH4 New | 2050 | Electricity | 0 | known | QC
LCP_Inputs_ON_Electric_Howarth_2023_05_05 | O/CCGT - H2 New_QC_2020_KnownCap | QC | O/CCGT - H2 New | 2020 | Electricity | 0 | known | QC
LCP_Inputs_ON_Electric_Howarth_2023_05_05 | O/CCGT - H2 New_QC_2030_KnownCap | QC | O/CCGT - H2 New | 2030 | Electricity | 0 | known | QC
LCP_Inputs_ON_Electric_Howarth_2023_05_05 | O/CCGT - H2 New_QC_2040_KnownCap | QC | O/CCGT - H2 New | 2040 | Electricity | 0 | known | QC
LCP_Inputs_ON_Electric_Howarth_2023_05_05 | O/CCGT - H2 New_QC_2050_KnownCap | QC | O/CCGT - H2 New | 2050 | Electricity | 0 | known | QC
LCP_Inputs_ON_Electric_Howarth_2023_05_05 | Biomass_QC_2020_KnownCap | QC | Biomass | 2020 | Electricity | 346 | known | QC
LCP_Inputs_ON_Electric_Howarth_2023_05_05 | Biomass_QC_2030_KnownCap | QC | Biomass | 2030 | Electricity | 346 | known | QC
LCP_Inputs_ON_Electric_Howarth_2023_05_05 | Biomass_QC_2040_KnownCap | QC | Biomass | 2040 | Electricity | 346 | known | QC
LCP_Inputs_ON_Electric_Howarth_2023_05_05 | Biomass_QC_2050_KnownCap | QC | Biomass | 2050 | Electricity | 346 | known | QC
LCP_Inputs_ON_Electric_Howarth_2023_05_05 | Battery Storage_QC_2020_KnownCap | QC | Battery Storage | 2020 | Electricity | 0 | known | QC
LCP_Inputs_ON_Electric_Howarth_2023_05_05 | Battery Storage_QC_2030_KnownCap | QC | Battery Storage | 2030 | Electricity | 0 | known | QC
LCP_Inputs_ON_Electric_Howarth_2023_05_05 | Battery Storage_QC_2040_KnownCap | QC | Battery Storage | 2040 | Electricity | 0 | known | QC
LCP_Inputs_ON_Electric_Howarth_2023_05_05 | Battery Storage_QC_2050_KnownCap | QC | Battery Storage | 2050 | Electricity | 0 | known | QC
LCP_Inputs_ON_Electric_Howarth_2023_05_05 | Generic - Generator_QC_2020_KnownCap | QC | Generic - Generator | 2020 | Electricity | 0 | known | QC
LCP_Inputs_ON_Electric_Howarth_2023_05_05 | Generic - Generator_QC_2030_KnownCap | QC | Generic - Generator | 2030 | Electricity | 0 | known | QC
LCP_Inputs_ON_Electric_Howarth_2023_05_05 | Generic - Generator_QC_2040_KnownCap | QC | Generic - Generator | 2040 | Electricity | 0 | known | QC
LCP_Inputs_ON_Electric_Howarth_2023_05_05 | Generic - Generator_QC_2050_KnownCap | QC | Generic - Generator | 2050 | Electricity | 0 | known | QC
LCP_Inputs_ON_Electric_Howarth_2023_05_05 | CH4 Salt Cavern Storage - ON_QC_2020_KnownCap | QC | CH4 Salt Cavern Storage - ON | 2020 | Methane | 0 | known | QC
LCP_Inputs_ON_Electric_Howarth_2023_05_05 | CH4 Salt Cavern Storage - ON_QC_2030_KnownCap | QC | CH4 Salt Cavern Storage - ON | 2030 | Methane | 0 | known | QC
LCP_Inputs_ON_Electric_Howarth_2023_05_05 | CH4 Salt Cavern Storage - ON_QC_2040_KnownCap | QC | CH4 Salt Cavern Storage - ON | 2040 | Methane | 0 | known | QC
LCP_Inputs_ON_Electric_Howarth_2023_05_05 | CH4 Salt Cavern Storage - ON_QC_2050_KnownCap | QC | CH4 Salt Cavern Storage - ON | 2050 | Methane | 0 | known | QC
LCP_Inputs_ON_Electric_Howarth_2023_05_05 | H2 Salt Cavern Storage - ON_QC_2020_KnownCap | QC | H2 Salt Cavern Storage - ON | 2020 | Hydrogen | 0 | known | QC
LCP_Inputs_ON_Electric_Howarth_2023_05_05 | H2 Salt Cavern Storage - ON_QC_2030_KnownCap | QC | H2 Salt Cavern Storage - ON | 2030 | Hydrogen | 0 | known | QC
LCP_Inputs_ON_Electric_Howarth_2023_05_05 | H2 Salt Cavern Storage - ON_QC_2040_KnownCap | QC | H2 Salt Cavern Storage - ON | 2040 | Hydrogen | 0 | known | QC
LCP_Inputs_ON_Electric_Howarth_2023_05_05 | H2 Salt Cavern Storage - ON_QC_2050_KnownCap | QC | H2 Salt Cavern Storage - ON | 2050 | Hydrogen | 0 | known | QC
LCP_Inputs_ON_Electric_Howarth_2023_05_05 | H2 Import - QC_QC_2020_KnownCap | QC | H2 Import - QC | 2020 | Hydrogen | 0 | known | QC
LCP_Inputs_ON_Electric_Howarth_2023_05_05 | H2 Import - QC_QC_2030_KnownCap | QC | H2 Import - QC | 2030 | Hydrogen | 0 | known | QC
LCP_Inputs_ON_Electric_Howarth_2023_05_05 | H2 Import - QC_QC_2040_KnownCap | QC | H2 Import - QC | 2040 | Hydrogen | 0 | known | QC
LCP_Inputs_ON_Electric_Howarth_2023_05_05 | H2 Import - QC_QC_2050_KnownCap | QC | H2 Import - QC | 2050 | Hydrogen | 0 | known | QC
LCP_Inputs_ON_Electric_Howarth_2023_05_05 | H2 Import - WC_QC_2020_KnownCap | QC | H2 Import - WC | 2020 | Hydrogen | 0 | known | QC
LCP_Inputs_ON_Electric_Howarth_2023_05_05 | H2 Import - WC_QC_2030_KnownCap | QC | H2 Import - WC | 2030 | Hydrogen | 0 | known | QC
LCP_Inputs_ON_Electric_Howarth_2023_05_05 | H2 Import - WC_QC_2040_KnownCap | QC | H2 Import - WC | 2040 | Hydrogen | 0 | known | QC
LCP_Inputs_ON_Electric_Howarth_2023_05_05 | H2 Import - WC_QC_2050_KnownCap | QC | H2 Import - WC | 2050 | Hydrogen | 0 | known | QC
LCP_Inputs_ON_Electric_Howarth_2023_05_05 | CH4 Import - WC 2020_QC_2020_KnownCap | QC | CH4 Import - WC 2020 | 2020 | Methane | 0 | known | QC
LCP_Inputs_ON_Electric_Howarth_2023_05_05 | CH4 Import - WC 2020_QC_2030_KnownCap | QC | CH4 Import - WC 2020 | 2030 | Methane | 0 | known | QC
LCP_Inputs_ON_Electric_Howarth_2023_05_05 | CH4 Import - WC 2020_QC_2040_KnownCap | QC | CH4 Import - WC 2020 | 2040 | Methane | 0 | known | QC
LCP_Inputs_ON_Electric_Howarth_2023_05_05 | CH4 Import - WC 2020_QC_2050_KnownCap | QC | CH4 Import - WC 2020 | 2050 | Methane | 0 | known | QC
LCP_Inputs_ON_Electric_Howarth_2023_05_05 | CH4 Import - WC 2030_QC_2020_KnownCap | QC | CH4 Import - WC 2030 | 2020 | Methane | 0 | known | QC
LCP_Inputs_ON_Electric_Howarth_2023_05_05 | CH4 Import - WC 2030_QC_2030_KnownCap | QC | CH4 Import - WC 2030 | 2030 | Methane | 0 | known | QC
LCP_Inputs_ON_Electric_Howarth_2023_05_05 | CH4 Import - WC 2030_QC_2040_KnownCap | QC | CH4 Import - WC 2030 | 2040 | Methane | 0 | known | QC
LCP_Inputs_ON_Electric_Howarth_2023_05_05 | CH4 Import - WC 2030_QC_2050_KnownCap | QC | CH4 Import - WC 2030 | 2050 | Methane | 0 | known | QC
LCP_Inputs_ON_Electric_Howarth_2023_05_05 | CH4 Import - WC 2040_QC_2020_KnownCap | QC | CH4 Import - WC 2040 | 2020 | Methane | 0 | known | QC
LCP_Inputs_ON_Electric_Howarth_2023_05_05 | CH4 Import - WC 2040_QC_2030_KnownCap | QC | CH4 Import - WC 2040 | 2030 | Methane | 0 | known | QC
LCP_Inputs_ON_Electric_Howarth_2023_05_05 | CH4 Import - WC 2040_QC_2040_KnownCap | QC | CH4 Import - WC 2040 | 2040 | Methane | 0 | known | QC
LCP_Inputs_ON_Electric_Howarth_2023_05_05 | CH4 Import - WC 2040_QC_2050_KnownCap | QC | CH4 Import - WC 2040 | 2050 | Methane | 0 | known | QC
LCP_Inputs_ON_Electric_Howarth_2023_05_05 | CH4 Import - WC 2050_QC_2020_KnownCap | QC | CH4 Import - WC 2050 | 2020 | Methane | 0 | known | QC
LCP_Inputs_ON_Electric_Howarth_2023_05_05 | CH4 Import - WC 2050_QC_2030_KnownCap | QC | CH4 Import - WC 2050 | 2030 | Methane | 0 | known | QC
LCP_Inputs_ON_Electric_Howarth_2023_05_05 | CH4 Import - WC 2050_QC_2040_KnownCap | QC | CH4 Import - WC 2050 | 2040 | Methane | 0 | known | QC
LCP_Inputs_ON_Electric_Howarth_2023_05_05 | CH4 Import - WC 2050_QC_2050_KnownCap | QC | CH4 Import - WC 2050 | 2050 | Methane | 0 | known | QC
LCP_Inputs_ON_Electric_Howarth_2023_05_05 | CH4 Import - NY 2020_QC_2020_KnownCap | QC | CH4 Import - NY 2020 | 2020 | Methane | 0 | known | QC
LCP_Inputs_ON_Electric_Howarth_2023_05_05 | CH4 Import - NY 2020_QC_2030_KnownCap | QC | CH4 Import - NY 2020 | 2030 | Methane | 0 | known | QC
LCP_Inputs_ON_Electric_Howarth_2023_05_05 | CH4 Import - NY 2020_QC_2040_KnownCap | QC | CH4 Import - NY 2020 | 2040 | Methane | 0 | known | QC
LCP_Inputs_ON_Electric_Howarth_2023_05_05 | CH4 Import - NY 2020_QC_2050_KnownCap | QC | CH4 Import - NY 2020 | 2050 | Methane | 0 | known | QC
LCP_Inputs_ON_Electric_Howarth_2023_05_05 | CH4 Import - NY 2030_QC_2020_KnownCap | QC | CH4 Import - NY 2030 | 2020 | Methane | 0 | known | QC
LCP_Inputs_ON_Electric_Howarth_2023_05_05 | CH4 Import - NY 2030_QC_2030_KnownCap | QC | CH4 Import - NY 2030 | 2030 | Methane | 0 | known | QC
LCP_Inputs_ON_Electric_Howarth_2023_05_05 | CH4 Import - NY 2030_QC_2040_KnownCap | QC | CH4 Import - NY 2030 | 2040 | Methane | 0 | known | QC
LCP_Inputs_ON_Electric_Howarth_2023_05_05 | CH4 Import - NY 2030_QC_2050_KnownCap | QC | CH4 Import - NY 2030 | 2050 | Methane | 0 | known | QC
LCP_Inputs_ON_Electric_Howarth_2023_05_05 | CH4 Import - NY 2040_QC_2020_KnownCap | QC | CH4 Import - NY 2040 | 2020 | Methane | 0 | known | QC
LCP_Inputs_ON_Electric_Howarth_2023_05_05 | CH4 Import - NY 2040_QC_2030_KnownCap | QC | CH4 Import - NY 2040 | 2030 | Methane | 0 | known | QC
LCP_Inputs_ON_Electric_Howarth_2023_05_05 | CH4 Import - NY 2040_QC_2040_KnownCap | QC | CH4 Import - NY 2040 | 2040 | Methane | 0 | known | QC
LCP_Inputs_ON_Electric_Howarth_2023_05_05 | CH4 Import - NY 2040_QC_2050_KnownCap | QC | CH4 Import - NY 2040 | 2050 | Methane | 0 | known | QC
LCP_Inputs_ON_Electric_Howarth_2023_05_05 | CH4 Import - NY 2050_QC_2020_KnownCap | QC | CH4 Import - NY 2050 | 2020 | Methane | 0 | known | QC
LCP_Inputs_ON_Electric_Howarth_2023_05_05 | CH4 Import - NY 2050_QC_2030_KnownCap | QC | CH4 Import - NY 2050 | 2030 | Methane | 0 | known | QC
LCP_Inputs_ON_Electric_Howarth_2023_05_05 | CH4 Import - NY 2050_QC_2040_KnownCap | QC | CH4 Import - NY 2050 | 2040 | Methane | 0 | known | QC
LCP_Inputs_ON_Electric_Howarth_2023_05_05 | CH4 Import - NY 2050_QC_2050_KnownCap | QC | CH4 Import - NY 2050 | 2050 | Methane | 0 | known | QC
LCP_Inputs_ON_Electric_Howarth_2023_05_05 | Electrolyser 2020/2030_QC_2020_KnownCap | QC | Electrolyser 2020/2030 | 2020 | Hydrogen | 0 | known | QC
LCP_Inputs_ON_Electric_Howarth_2023_05_05 | Electrolyser 2020/2030_QC_2030_KnownCap | QC | Electrolyser 2020/2030 | 2030 | Hydrogen | 0 | known | QC
LCP_Inputs_ON_Electric_Howarth_2023_05_05 | Electrolyser 2020/2030_QC_2040_KnownCap | QC | Electrolyser 2020/2030 | 2040 | Hydrogen | 0 | known | QC
LCP_Inputs_ON_Electric_Howarth_2023_05_05 | Electrolyser 2020/2030_QC_2050_KnownCap | QC | Electrolyser 2020/2030 | 2050 | Hydrogen | 0 | known | QC
LCP_Inputs_ON_Electric_Howarth_2023_05_05 | Electrolyser 2040_QC_2020_KnownCap | QC | Electrolyser 2040 | 2020 | Hydrogen | 0 | known | QC
LCP_Inputs_ON_Electric_Howarth_2023_05_05 | Electrolyser 2040_QC_2030_KnownCap | QC | Electrolyser 2040 | 2030 | Hydrogen | 0 | known | QC
LCP_Inputs_ON_Electric_Howarth_2023_05_05 | Electrolyser 2040_QC_2040_KnownCap | QC | Electrolyser 2040 | 2040 | Hydrogen | 0 | known | QC
LCP_Inputs_ON_Electric_Howarth_2023_05_05 | Electrolyser 2040_QC_2050_KnownCap | QC | Electrolyser 2040 | 2050 | Hydrogen | 0 | known | QC
LCP_Inputs_ON_Electric_Howarth_2023_05_05 | Electrolyser 2050_QC_2020_KnownCap | QC | Electrolyser 2050 | 2020 | Hydrogen | 0 | known | QC
LCP_Inputs_ON_Electric_Howarth_2023_05_05 | Electrolyser 2050_QC_2030_KnownCap | QC | Electrolyser 2050 | 2030 | Hydrogen | 0 | known | QC
LCP_Inputs_ON_Electric_Howarth_2023_05_05 | Electrolyser 2050_QC_2040_KnownCap | QC | Electrolyser 2050 | 2040 | Hydrogen | 0 | known | QC
LCP_Inputs_ON_Electric_Howarth_2023_05_05 | Electrolyser 2050_QC_2050_KnownCap | QC | Electrolyser 2050 | 2050 | Hydrogen | 0 | known | QC
LCP_Inputs_ON_Electric_Howarth_2023_05_05 | Anaerobic Digestion_QC_2020_KnownCap | QC | Anaerobic Digestion | 2020 | Methane | 0 | known | QC
LCP_Inputs_ON_Electric_Howarth_2023_05_05 | Anaerobic Digestion_QC_2030_KnownCap | QC | Anaerobic Digestion | 2030 | Methane | 0 | known | QC
LCP_Inputs_ON_Electric_Howarth_2023_05_05 | Anaerobic Digestion_QC_2040_KnownCap | QC | Anaerobic Digestion | 2040 | Methane | 0 | known | QC
LCP_Inputs_ON_Electric_Howarth_2023_05_05 | Anaerobic Digestion_QC_2050_KnownCap | QC | Anaerobic Digestion | 2050 | Methane | 0 | known | QC
LCP_Inputs_ON_Electric_Howarth_2023_05_05 | CH4 + CCS_QC_2020_KnownCap | QC | CH4 + CCS | 2020 | Methane | 0 | known | QC
LCP_Inputs_ON_Electric_Howarth_2023_05_05 | CH4 + CCS_QC_2030_KnownCap | QC | CH4 + CCS | 2030 | Methane | 0 | known | QC
LCP_Inputs_ON_Electric_Howarth_2023_05_05 | CH4 + CCS_QC_2040_KnownCap | QC | CH4 + CCS | 2040 | Methane | 0 | known | QC
LCP_Inputs_ON_Electric_Howarth_2023_05_05 | CH4 + CCS_QC_2050_KnownCap | QC | CH4 + CCS | 2050 | Methane | 0 | known | QC
LCP_Inputs_ON_Electric_Howarth_2023_05_05 | SMR CCS_QC_2020_KnownCap | QC | SMR CCS | 2020 | Hydrogen | 0 | known | QC
LCP_Inputs_ON_Electric_Howarth_2023_05_05 | SMR CCS_QC_2030_KnownCap | QC | SMR CCS | 2030 | Hydrogen | 0 | known | QC
LCP_Inputs_ON_Electric_Howarth_2023_05_05 | SMR CCS_QC_2040_KnownCap | QC | SMR CCS | 2040 | Hydrogen | 0 | known | QC
LCP_Inputs_ON_Electric_Howarth_2023_05_05 | SMR CCS_QC_2050_KnownCap | QC | SMR CCS | 2050 | Hydrogen | 0 | known | QC
LCP_Inputs_ON_Electric_Howarth_2023_05_05 | Wind Onshore_WC_2020_KnownCap | WC | Wind Onshore | 2020 | Electricity | 239 | known | WC
LCP_Inputs_ON_Electric_Howarth_2023_05_05 | Wind Onshore_WC_2030_KnownCap | WC | Wind Onshore | 2030 | Electricity | 239 | known | WC
LCP_Inputs_ON_Electric_Howarth_2023_05_05 | Wind Onshore_WC_2040_KnownCap | WC | Wind Onshore | 2040 | Electricity | 1239 | known | WC
LCP_Inputs_ON_Electric_Howarth_2023_05_05 | Wind Onshore_WC_2050_KnownCap | WC | Wind Onshore | 2050 | Electricity | 2239 | known | WC
LCP_Inputs_ON_Electric_Howarth_2023_05_05 | Wind Offshore_WC_2020_KnownCap | WC | Wind Offshore | 2020 | Electricity | 0 | known | WC
LCP_Inputs_ON_Electric_Howarth_2023_05_05 | Wind Offshore_WC_2030_KnownCap | WC | Wind Offshore | 2030 | Electricity | 0 | known | WC
LCP_Inputs_ON_Electric_Howarth_2023_05_05 | Wind Offshore_WC_2040_KnownCap | WC | Wind Offshore | 2040 | Electricity | 0 | known | WC
LCP_Inputs_ON_Electric_Howarth_2023_05_05 | Wind Offshore_WC_2050_KnownCap | WC | Wind Offshore | 2050 | Electricity | 0 | known | WC
LCP_Inputs_ON_Electric_Howarth_2023_05_05 | Solar PV_WC_2020_KnownCap | WC | Solar PV | 2020 | Electricity | 0 | known | WC
LCP_Inputs_ON_Electric_Howarth_2023_05_05 | Solar PV_WC_2030_KnownCap | WC | Solar PV | 2030 | Electricity | 0 | known | WC
LCP_Inputs_ON_Electric_Howarth_2023_05_05 | Solar PV_WC_2040_KnownCap | WC | Solar PV | 2040 | Electricity | 0 | known | WC
LCP_Inputs_ON_Electric_Howarth_2023_05_05 | Solar PV_WC_2050_KnownCap | WC | Solar PV | 2050 | Electricity | 0 | known | WC
LCP_Inputs_ON_Electric_Howarth_2023_05_05 | Hydro_WC_2020_KnownCap | WC | Hydro | 2020 | Electricity | 6045.7 | known | WC
LCP_Inputs_ON_Electric_Howarth_2023_05_05 | Hydro_WC_2030_KnownCap | WC | Hydro | 2030 | Electricity | 6641.7 | known | WC
LCP_Inputs_ON_Electric_Howarth_2023_05_05 | Hydro_WC_2040_KnownCap | WC | Hydro | 2040 | Electricity | 6641.7 | known | WC
LCP_Inputs_ON_Electric_Howarth_2023_05_05 | Hydro_WC_2050_KnownCap | WC | Hydro | 2050 | Electricity | 6641.7 | known | WC
LCP_Inputs_ON_Electric_Howarth_2023_05_05 | Hydro Pumped Storage_WC_2020_KnownCap | WC | Hydro Pumped Storage | 2020 | Electricity | 0 | known | WC
LCP_Inputs_ON_Electric_Howarth_2023_05_05 | Hydro Pumped Storage_WC_2030_KnownCap | WC | Hydro Pumped Storage | 2030 | Electricity | 0 | known | WC
LCP_Inputs_ON_Electric_Howarth_2023_05_05 | Hydro Pumped Storage_WC_2040_KnownCap | WC | Hydro Pumped Storage | 2040 | Electricity | 0 | known | WC
LCP_Inputs_ON_Electric_Howarth_2023_05_05 | Hydro Pumped Storage_WC_2050_KnownCap | WC | Hydro Pumped Storage | 2050 | Electricity | 0 | known | WC
LCP_Inputs_ON_Electric_Howarth_2023_05_05 | Nuclear_WC_2020_KnownCap | WC | Nuclear | 2020 | Electricity | 0 | known | WC
LCP_Inputs_ON_Electric_Howarth_2023_05_05 | Nuclear_WC_2030_KnownCap | WC | Nuclear | 2030 | Electricity | 0 | known | WC
LCP_Inputs_ON_Electric_Howarth_2023_05_05 | Nuclear_WC_2040_KnownCap | WC | Nuclear | 2040 | Electricity | 0 | known | WC
LCP_Inputs_ON_Electric_Howarth_2023_05_05 | Nuclear_WC_2050_KnownCap | WC | Nuclear | 2050 | Electricity | 0 | known | WC
LCP_Inputs_ON_Electric_Howarth_2023_05_05 | Fossil Fuel Thermal (Coal, Peat, Oil)_WC_2020_KnownCap | WC | Fossil Fuel Thermal (Coal, Peat, Oil) | 2020 | Electricity | 0 | known | WC
LCP_Inputs_ON_Electric_Howarth_2023_05_05 | Fossil Fuel Thermal (Coal, Peat, Oil)_WC_2030_KnownCap | WC | Fossil Fuel Thermal (Coal, Peat, Oil) | 2030 | Electricity | 0 | known | WC
LCP_Inputs_ON_Electric_Howarth_2023_05_05 | Fossil Fuel Thermal (Coal, Peat, Oil)_WC_2040_KnownCap | WC | Fossil Fuel Thermal (Coal, Peat, Oil) | 2040 | Electricity | 0 | known | WC
LCP_Inputs_ON_Electric_Howarth_2023_05_05 | Fossil Fuel Thermal (Coal, Peat, Oil)_WC_2050_KnownCap | WC | Fossil Fuel Thermal (Coal, Peat, Oil) | 2050 | Electricity | 0 | known | WC
LCP_Inputs_ON_Electric_Howarth_2023_05_05 | O/CCGT - CH4 Existing_WC_2020_KnownCap | WC | O/CCGT - CH4 Existing | 2020 | Electricity | 0 | known | WC
LCP_Inputs_ON_Electric_Howarth_2023_05_05 | O/CCGT - CH4 Existing_WC_2030_KnownCap | WC | O/CCGT - CH4 Existing | 2030 | Electricity | 0 | known | WC
LCP_Inputs_ON_Electric_Howarth_2023_05_05 | O/CCGT - CH4 Existing_WC_2040_KnownCap | WC | O/CCGT - CH4 Existing | 2040 | Electricity | 0 | known | WC
LCP_Inputs_ON_Electric_Howarth_2023_05_05 | O/CCGT - CH4 Existing_WC_2050_KnownCap | WC | O/CCGT - CH4 Existing | 2050 | Electricity | 0 | known | WC
LCP_Inputs_ON_Electric_Howarth_2023_05_05 | O/CCGT - CH4 New_WC_2020_KnownCap | WC | O/CCGT - CH4 New | 2020 | Electricity | 0 | known | WC
LCP_Inputs_ON_Electric_Howarth_2023_05_05 | O/CCGT - CH4 New_WC_2030_KnownCap | WC | O/CCGT - CH4 New | 2030 | Electricity | 0 | known | WC
LCP_Inputs_ON_Electric_Howarth_2023_05_05 | O/CCGT - CH4 New_WC_2040_KnownCap | WC | O/CCGT - CH4 New | 2040 | Electricity | 0 | known | WC
LCP_Inputs_ON_Electric_Howarth_2023_05_05 | O/CCGT - CH4 New_WC_2050_KnownCap | WC | O/CCGT - CH4 New | 2050 | Electricity | 0 | known | WC
LCP_Inputs_ON_Electric_Howarth_2023_05_05 | O/CCGT - H2 New_WC_2020_KnownCap | WC | O/CCGT - H2 New | 2020 | Electricity | 0 | known | WC
LCP_Inputs_ON_Electric_Howarth_2023_05_05 | O/CCGT - H2 New_WC_2030_KnownCap | WC | O/CCGT - H2 New | 2030 | Electricity | 0 | known | WC
LCP_Inputs_ON_Electric_Howarth_2023_05_05 | O/CCGT - H2 New_WC_2040_KnownCap | WC | O/CCGT - H2 New | 2040 | Electricity | 0 | known | WC
LCP_Inputs_ON_Electric_Howarth_2023_05_05 | O/CCGT - H2 New_WC_2050_KnownCap | WC | O/CCGT - H2 New | 2050 | Electricity | 0 | known | WC
LCP_Inputs_ON_Electric_Howarth_2023_05_05 | Biomass_WC_2020_KnownCap | WC | Biomass | 2020 | Electricity | 0 | known | WC
LCP_Inputs_ON_Electric_Howarth_2023_05_05 | Biomass_WC_2030_KnownCap | WC | Biomass | 2030 | Electricity | 0 | known | WC
LCP_Inputs_ON_Electric_Howarth_2023_05_05 | Biomass_WC_2040_KnownCap | WC | Biomass | 2040 | Electricity | 0 | known | WC
LCP_Inputs_ON_Electric_Howarth_2023_05_05 | Biomass_WC_2050_KnownCap | WC | Biomass | 2050 | Electricity | 0 | known | WC
LCP_Inputs_ON_Electric_Howarth_2023_05_05 | Battery Storage_WC_2020_KnownCap | WC | Battery Storage | 2020 | Electricity | 0 | known | WC
LCP_Inputs_ON_Electric_Howarth_2023_05_05 | Battery Storage_WC_2030_KnownCap | WC | Battery Storage | 2030 | Electricity | 0 | known | WC
LCP_Inputs_ON_Electric_Howarth_2023_05_05 | Battery Storage_WC_2040_KnownCap | WC | Battery Storage | 2040 | Electricity | 0 | known | WC
LCP_Inputs_ON_Electric_Howarth_2023_05_05 | Battery Storage_WC_2050_KnownCap | WC | Battery Storage | 2050 | Electricity | 0 | known | WC
LCP_Inputs_ON_Electric_Howarth_2023_05_05 | Generic - Generator_WC_2020_KnownCap | WC | Generic - Generator | 2020 | Electricity | 22.8 | known | WC
LCP_Inputs_ON_Electric_Howarth_2023_05_05 | Generic - Generator_WC_2030_KnownCap | WC | Generic - Generator | 2030 | Electricity | 22.8 | known | WC
LCP_Inputs_ON_Electric_Howarth_2023_05_05 | Generic - Generator_WC_2040_KnownCap | WC | Generic - Generator | 2040 | Electricity | 0 | known | WC
LCP_Inputs_ON_Electric_Howarth_2023_05_05 | Generic - Generator_WC_2050_KnownCap | WC | Generic - Generator | 2050 | Electricity | 0 | known | WC
LCP_Inputs_ON_Electric_Howarth_2023_05_05 | CH4 Salt Cavern Storage - ON_WC_2020_KnownCap | WC | CH4 Salt Cavern Storage - ON | 2020 | Methane | 0 | known | WC
LCP_Inputs_ON_Electric_Howarth_2023_05_05 | CH4 Salt Cavern Storage - ON_WC_2030_KnownCap | WC | CH4 Salt Cavern Storage - ON | 2030 | Methane | 0 | known | WC
LCP_Inputs_ON_Electric_Howarth_2023_05_05 | CH4 Salt Cavern Storage - ON_WC_2040_KnownCap | WC | CH4 Salt Cavern Storage - ON | 2040 | Methane | 0 | known | WC
LCP_Inputs_ON_Electric_Howarth_2023_05_05 | CH4 Salt Cavern Storage - ON_WC_2050_KnownCap | WC | CH4 Salt Cavern Storage - ON | 2050 | Methane | 0 | known | WC
LCP_Inputs_ON_Electric_Howarth_2023_05_05 | H2 Salt Cavern Storage - ON_WC_2020_KnownCap | WC | H2 Salt Cavern Storage - ON | 2020 | Hydrogen | 0 | known | WC
LCP_Inputs_ON_Electric_Howarth_2023_05_05 | H2 Salt Cavern Storage - ON_WC_2030_KnownCap | WC | H2 Salt Cavern Storage - ON | 2030 | Hydrogen | 0 | known | WC
LCP_Inputs_ON_Electric_Howarth_2023_05_05 | H2 Salt Cavern Storage - ON_WC_2040_KnownCap | WC | H2 Salt Cavern Storage - ON | 2040 | Hydrogen | 0 | known | WC
LCP_Inputs_ON_Electric_Howarth_2023_05_05 | H2 Salt Cavern Storage - ON_WC_2050_KnownCap | WC | H2 Salt Cavern Storage - ON | 2050 | Hydrogen | 0 | known | WC
LCP_Inputs_ON_Electric_Howarth_2023_05_05 | H2 Import - QC_WC_2020_KnownCap | WC | H2 Import - QC | 2020 | Hydrogen | 0 | known | WC
LCP_Inputs_ON_Electric_Howarth_2023_05_05 | H2 Import - QC_WC_2030_KnownCap | WC | H2 Import - QC | 2030 | Hydrogen | 0 | known | WC
LCP_Inputs_ON_Electric_Howarth_2023_05_05 | H2 Import - QC_WC_2040_KnownCap | WC | H2 Import - QC | 2040 | Hydrogen | 0 | known | WC
LCP_Inputs_ON_Electric_Howarth_2023_05_05 | H2 Import - QC_WC_2050_KnownCap | WC | H2 Import - QC | 2050 | Hydrogen | 0 | known | WC
LCP_Inputs_ON_Electric_Howarth_2023_05_05 | H2 Import - WC_WC_2020_KnownCap | WC | H2 Import - WC | 2020 | Hydrogen | 0 | known | WC
LCP_Inputs_ON_Electric_Howarth_2023_05_05 | H2 Import - WC_WC_2030_KnownCap | WC | H2 Import - WC | 2030 | Hydrogen | 0 | known | WC
LCP_Inputs_ON_Electric_Howarth_2023_05_05 | H2 Import - WC_WC_2040_KnownCap | WC | H2 Import - WC | 2040 | Hydrogen | 0 | known | WC
LCP_Inputs_ON_Electric_Howarth_2023_05_05 | H2 Import - WC_WC_2050_KnownCap | WC | H2 Import - WC | 2050 | Hydrogen | 0 | known | WC
LCP_Inputs_ON_Electric_Howarth_2023_05_05 | CH4 Import - WC 2020_WC_2020_KnownCap | WC | CH4 Import - WC 2020 | 2020 | Methane | 100000000 | known | WC
LCP_Inputs_ON_Electric_Howarth_2023_05_05 | CH4 Import - WC 2020_WC_2030_KnownCap | WC | CH4 Import - WC 2020 | 2030 | Methane | 0 | known | WC
LCP_Inputs_ON_Electric_Howarth_2023_05_05 | CH4 Import - WC 2020_WC_2040_KnownCap | WC | CH4 Import - WC 2020 | 2040 | Methane | 0 | known | WC
LCP_Inputs_ON_Electric_Howarth_2023_05_05 | CH4 Import - WC 2020_WC_2050_KnownCap | WC | CH4 Import - WC 2020 | 2050 | Methane | 0 | known | WC
LCP_Inputs_ON_Electric_Howarth_2023_05_05 | CH4 Import - WC 2030_WC_2020_KnownCap | WC | CH4 Import - WC 2030 | 2020 | Methane | 0 | known | WC
LCP_Inputs_ON_Electric_Howarth_2023_05_05 | CH4 Import - WC 2030_WC_2030_KnownCap | WC | CH4 Import - WC 2030 | 2030 | Methane | 100000000 | known | WC
LCP_Inputs_ON_Electric_Howarth_2023_05_05 | CH4 Import - WC 2030_WC_2040_KnownCap | WC | CH4 Import - WC 2030 | 2040 | Methane | 0 | known | WC
LCP_Inputs_ON_Electric_Howarth_2023_05_05 | CH4 Import - WC 2030_WC_2050_KnownCap | WC | CH4 Import - WC 2030 | 2050 | Methane | 0 | known | WC
LCP_Inputs_ON_Electric_Howarth_2023_05_05 | CH4 Import - WC 2040_WC_2020_KnownCap | WC | CH4 Import - WC 2040 | 2020 | Methane | 0 | known | WC
LCP_Inputs_ON_Electric_Howarth_2023_05_05 | CH4 Import - WC 2040_WC_2030_KnownCap | WC | CH4 Import - WC 2040 | 2030 | Methane | 0 | known | WC
LCP_Inputs_ON_Electric_Howarth_2023_05_05 | CH4 Import - WC 2040_WC_2040_KnownCap | WC | CH4 Import - WC 2040 | 2040 | Methane | 100000000 | known | WC
LCP_Inputs_ON_Electric_Howarth_2023_05_05 | CH4 Import - WC 2040_WC_2050_KnownCap | WC | CH4 Import - WC 2040 | 2050 | Methane | 0 | known | WC
LCP_Inputs_ON_Electric_Howarth_2023_05_05 | CH4 Import - WC 2050_WC_2020_KnownCap | WC | CH4 Import - WC 2050 | 2020 | Methane | 0 | known | WC
LCP_Inputs_ON_Electric_Howarth_2023_05_05 | CH4 Import - WC 2050_WC_2030_KnownCap | WC | CH4 Import - WC 2050 | 2030 | Methane | 0 | known | WC
LCP_Inputs_ON_Electric_Howarth_2023_05_05 | CH4 Import - WC 2050_WC_2040_KnownCap | WC | CH4 Import - WC 2050 | 2040 | Methane | 0 | known | WC
LCP_Inputs_ON_Electric_Howarth_2023_05_05 | CH4 Import - WC 2050_WC_2050_KnownCap | WC | CH4 Import - WC 2050 | 2050 | Methane | 100000000 | known | WC
LCP_Inputs_ON_Electric_Howarth_2023_05_05 | CH4 Import - NY 2020_WC_2020_KnownCap | WC | CH4 Import - NY 2020 | 2020 | Methane | 0 | known | WC
LCP_Inputs_ON_Electric_Howarth_2023_05_05 | CH4 Import - NY 2020_WC_2030_KnownCap | WC | CH4 Import - NY 2020 | 2030 | Methane | 0 | known | WC
LCP_Inputs_ON_Electric_Howarth_2023_05_05 | CH4 Import - NY 2020_WC_2040_KnownCap | WC | CH4 Import - NY 2020 | 2040 | Methane | 0 | known | WC
LCP_Inputs_ON_Electric_Howarth_2023_05_05 | CH4 Import - NY 2020_WC_2050_KnownCap | WC | CH4 Import - NY 2020 | 2050 | Methane | 0 | known | WC
LCP_Inputs_ON_Electric_Howarth_2023_05_05 | CH4 Import - NY 2030_WC_2020_KnownCap | WC | CH4 Import - NY 2030 | 2020 | Methane | 0 | known | WC
LCP_Inputs_ON_Electric_Howarth_2023_05_05 | CH4 Import - NY 2030_WC_2030_KnownCap | WC | CH4 Import - NY 2030 | 2030 | Methane | 0 | known | WC
LCP_Inputs_ON_Electric_Howarth_2023_05_05 | CH4 Import - NY 2030_WC_2040_KnownCap | WC | CH4 Import - NY 2030 | 2040 | Methane | 0 | known | WC
LCP_Inputs_ON_Electric_Howarth_2023_05_05 | CH4 Import - NY 2030_WC_2050_KnownCap | WC | CH4 Import - NY 2030 | 2050 | Methane | 0 | known | WC
LCP_Inputs_ON_Electric_Howarth_2023_05_05 | CH4 Import - NY 2040_WC_2020_KnownCap | WC | CH4 Import - NY 2040 | 2020 | Methane | 0 | known | WC
LCP_Inputs_ON_Electric_Howarth_2023_05_05 | CH4 Import - NY 2040_WC_2030_KnownCap | WC | CH4 Import - NY 2040 | 2030 | Methane | 0 | known | WC
LCP_Inputs_ON_Electric_Howarth_2023_05_05 | CH4 Import - NY 2040_WC_2040_KnownCap | WC | CH4 Import - NY 2040 | 2040 | Methane | 0 | known | WC
LCP_Inputs_ON_Electric_Howarth_2023_05_05 | CH4 Import - NY 2040_WC_2050_KnownCap | WC | CH4 Import - NY 2040 | 2050 | Methane | 0 | known | WC
LCP_Inputs_ON_Electric_Howarth_2023_05_05 | CH4 Import - NY 2050_WC_2020_KnownCap | WC | CH4 Import - NY 2050 | 2020 | Methane | 0 | known | WC
LCP_Inputs_ON_Electric_Howarth_2023_05_05 | CH4 Import - NY 2050_WC_2030_KnownCap | WC | CH4 Import - NY 2050 | 2030 | Methane | 0 | known | WC
LCP_Inputs_ON_Electric_Howarth_2023_05_05 | CH4 Import - NY 2050_WC_2040_KnownCap | WC | CH4 Import - NY 2050 | 2040 | Methane | 0 | known | WC
LCP_Inputs_ON_Electric_Howarth_2023_05_05 | CH4 Import - NY 2050_WC_2050_KnownCap | WC | CH4 Import - NY 2050 | 2050 | Methane | 0 | known | WC
LCP_Inputs_ON_Electric_Howarth_2023_05_05 | Electrolyser 2020/2030_WC_2020_KnownCap | WC | Electrolyser 2020/2030 | 2020 | Hydrogen | 0 | known | WC
LCP_Inputs_ON_Electric_Howarth_2023_05_05 | Electrolyser 2020/2030_WC_2030_KnownCap | WC | Electrolyser 2020/2030 | 2030 | Hydrogen | 0 | known | WC
LCP_Inputs_ON_Electric_Howarth_2023_05_05 | Electrolyser 2020/2030_WC_2040_KnownCap | WC | Electrolyser 2020/2030 | 2040 | Hydrogen | 0 | known | WC
LCP_Inputs_ON_Electric_Howarth_2023_05_05 | Electrolyser 2020/2030_WC_2050_KnownCap | WC | Electrolyser 2020/2030 | 2050 | Hydrogen | 0 | known | WC
LCP_Inputs_ON_Electric_Howarth_2023_05_05 | Electrolyser 2040_WC_2020_KnownCap | WC | Electrolyser 2040 | 2020 | Hydrogen | 0 | known | WC
LCP_Inputs_ON_Electric_Howarth_2023_05_05 | Electrolyser 2040_WC_2030_KnownCap | WC | Electrolyser 2040 | 2030 | Hydrogen | 0 | known | WC
LCP_Inputs_ON_Electric_Howarth_2023_05_05 | Electrolyser 2040_WC_2040_KnownCap | WC | Electrolyser 2040 | 2040 | Hydrogen | 0 | known | WC
LCP_Inputs_ON_Electric_Howarth_2023_05_05 | Electrolyser 2040_WC_2050_KnownCap | WC | Electrolyser 2040 | 2050 | Hydrogen | 0 | known | WC
LCP_Inputs_ON_Electric_Howarth_2023_05_05 | Electrolyser 2050_WC_2020_KnownCap | WC | Electrolyser 2050 | 2020 | Hydrogen | 0 | known | WC
LCP_Inputs_ON_Electric_Howarth_2023_05_05 | Electrolyser 2050_WC_2030_KnownCap | WC | Electrolyser 2050 | 2030 | Hydrogen | 0 | known | WC
LCP_Inputs_ON_Electric_Howarth_2023_05_05 | Electrolyser 2050_WC_2040_KnownCap | WC | Electrolyser 2050 | 2040 | Hydrogen | 0 | known | WC
LCP_Inputs_ON_Electric_Howarth_2023_05_05 | Electrolyser 2050_WC_2050_KnownCap | WC | Electrolyser 2050 | 2050 | Hydrogen | 0 | known | WC
LCP_Inputs_ON_Electric_Howarth_2023_05_05 | Anaerobic Digestion_WC_2020_KnownCap | WC | Anaerobic Digestion | 2020 | Methane | 0 | known | WC
LCP_Inputs_ON_Electric_Howarth_2023_05_05 | Anaerobic Digestion_WC_2030_KnownCap | WC | Anaerobic Digestion | 2030 | Methane | 0 | known | WC
LCP_Inputs_ON_Electric_Howarth_2023_05_05 | Anaerobic Digestion_WC_2040_KnownCap | WC | Anaerobic Digestion | 2040 | Methane | 0 | known | WC
LCP_Inputs_ON_Electric_Howarth_2023_05_05 | Anaerobic Digestion_WC_2050_KnownCap | WC | Anaerobic Digestion | 2050 | Methane | 0 | known | WC
LCP_Inputs_ON_Electric_Howarth_2023_05_05 | CH4 + CCS_WC_2020_KnownCap | WC | CH4 + CCS | 2020 | Methane | 0 | known | WC
LCP_Inputs_ON_Electric_Howarth_2023_05_05 | CH4 + CCS_WC_2030_KnownCap | WC | CH4 + CCS | 2030 | Methane | 0 | known | WC
LCP_Inputs_ON_Electric_Howarth_2023_05_05 | CH4 + CCS_WC_2040_KnownCap | WC | CH4 + CCS | 2040 | Methane | 0 | known | WC
LCP_Inputs_ON_Electric_Howarth_2023_05_05 | CH4 + CCS_WC_2050_KnownCap | WC | CH4 + CCS | 2050 | Methane | 0 | known | WC
LCP_Inputs_ON_Electric_Howarth_2023_05_05 | SMR CCS_WC_2020_KnownCap | WC | SMR CCS | 2020 | Hydrogen | 0 | known | WC
LCP_Inputs_ON_Electric_Howarth_2023_05_05 | SMR CCS_WC_2030_KnownCap | WC | SMR CCS | 2030 | Hydrogen | 0 | known | WC
LCP_Inputs_ON_Electric_Howarth_2023_05_05 | SMR CCS_WC_2040_KnownCap | WC | SMR CCS | 2040 | Hydrogen | 0 | known | WC
LCP_Inputs_ON_Electric_Howarth_2023_05_05 | SMR CCS_WC_2050_KnownCap | WC | SMR CCS | 2050 | Hydrogen | 0 | known | WC
LCP_Inputs_ON_Electric_Howarth_2023_05_05 | Wind Onshore_NY_2020_KnownCap | NY | Wind Onshore | 2020 | Electricity | 2672.67 | known | NY
LCP_Inputs_ON_Electric_Howarth_2023_05_05 | Wind Onshore_NY_2030_KnownCap | NY | Wind Onshore | 2030 | Electricity | 7637.67 | known | NY
LCP_Inputs_ON_Electric_Howarth_2023_05_05 | Wind Onshore_NY_2040_KnownCap | NY | Wind Onshore | 2040 | Electricity | 10077.67 | known | NY
LCP_Inputs_ON_Electric_Howarth_2023_05_05 | Wind Onshore_NY_2050_KnownCap | NY | Wind Onshore | 2050 | Electricity | 10395.67 | known | NY
LCP_Inputs_ON_Electric_Howarth_2023_05_05 | Wind Offshore_NY_2020_KnownCap | NY | Wind Offshore | 2020 | Electricity | 0 | known | NY
LCP_Inputs_ON_Electric_Howarth_2023_05_05 | Wind Offshore_NY_2030_KnownCap | NY | Wind Offshore | 2030 | Electricity | 3526 | known | NY
LCP_Inputs_ON_Electric_Howarth_2023_05_05 | Wind Offshore_NY_2040_KnownCap | NY | Wind Offshore | 2040 | Electricity | 8326 | known | NY
LCP_Inputs_ON_Electric_Howarth_2023_05_05 | Wind Offshore_NY_2050_KnownCap | NY | Wind Offshore | 2050 | Electricity | 14688 | known | NY
LCP_Inputs_ON_Electric_Howarth_2023_05_05 | Solar PV_NY_2020_KnownCap | NY | Solar PV | 2020 | Electricity | 8330.02 | known | NY
LCP_Inputs_ON_Electric_Howarth_2023_05_05 | Solar PV_NY_2030_KnownCap | NY | Solar PV | 2030 | Electricity | 16227.02 | known | NY
LCP_Inputs_ON_Electric_Howarth_2023_05_05 | Solar PV_NY_2040_KnownCap | NY | Solar PV | 2040 | Electricity | 22282.02 | known | NY
LCP_Inputs_ON_Electric_Howarth_2023_05_05 | Solar PV_NY_2050_KnownCap | NY | Solar PV | 2050 | Electricity | 23448.02 | known | NY
LCP_Inputs_ON_Electric_Howarth_2023_05_05 | Hydro_NY_2020_KnownCap | NY | Hydro | 2020 | Electricity | 5000.197 | known | NY
LCP_Inputs_ON_Electric_Howarth_2023_05_05 | Hydro_NY_2030_KnownCap | NY | Hydro | 2030 | Electricity | 5011.197 | known | NY
LCP_Inputs_ON_Electric_Howarth_2023_05_05 | Hydro_NY_2040_KnownCap | NY | Hydro | 2040 | Electricity | 5011.197 | known | NY
LCP_Inputs_ON_Electric_Howarth_2023_05_05 | Hydro_NY_2050_KnownCap | NY | Hydro | 2050 | Electricity | 5011.197 | known | NY
LCP_Inputs_ON_Electric_Howarth_2023_05_05 | Hydro Pumped Storage_NY_2020_KnownCap | NY | Hydro Pumped Storage | 2020 | Electricity | 1412.9 | known | NY
LCP_Inputs_ON_Electric_Howarth_2023_05_05 | Hydro Pumped Storage_NY_2030_KnownCap | NY | Hydro Pumped Storage | 2030 | Electricity | 1412.9 | known | NY
LCP_Inputs_ON_Electric_Howarth_2023_05_05 | Hydro Pumped Storage_NY_2040_KnownCap | NY | Hydro Pumped Storage | 2040 | Electricity | 1412.9 | known | NY
LCP_Inputs_ON_Electric_Howarth_2023_05_05 | Hydro Pumped Storage_NY_2050_KnownCap | NY | Hydro Pumped Storage | 2050 | Electricity | 1412.9 | known | NY
LCP_Inputs_ON_Electric_Howarth_2023_05_05 | Nuclear_NY_2020_KnownCap | NY | Nuclear | 2020 | Electricity | 3344.6 | known | NY
LCP_Inputs_ON_Electric_Howarth_2023_05_05 | Nuclear_NY_2030_KnownCap | NY | Nuclear | 2030 | Electricity | 3344.6 | known | NY
LCP_Inputs_ON_Electric_Howarth_2023_05_05 | Nuclear_NY_2040_KnownCap | NY | Nuclear | 2040 | Electricity | 3344.6 | known | NY
LCP_Inputs_ON_Electric_Howarth_2023_05_05 | Nuclear_NY_2050_KnownCap | NY | Nuclear | 2050 | Electricity | 3344.6 | known | NY
LCP_Inputs_ON_Electric_Howarth_2023_05_05 | Fossil Fuel Thermal (Coal, Peat, Oil)_NY_2020_KnownCap | NY | Fossil Fuel Thermal (Coal, Peat, Oil) | 2020 | Electricity | 0 | known | NY
LCP_Inputs_ON_Electric_Howarth_2023_05_05 | Fossil Fuel Thermal (Coal, Peat, Oil)_NY_2030_KnownCap | NY | Fossil Fuel Thermal (Coal, Peat, Oil) | 2030 | Electricity | 0 | known | NY
LCP_Inputs_ON_Electric_Howarth_2023_05_05 | Fossil Fuel Thermal (Coal, Peat, Oil)_NY_2040_KnownCap | NY | Fossil Fuel Thermal (Coal, Peat, Oil) | 2040 | Electricity | 0 | known | NY
LCP_Inputs_ON_Electric_Howarth_2023_05_05 | Fossil Fuel Thermal (Coal, Peat, Oil)_NY_2050_KnownCap | NY | Fossil Fuel Thermal (Coal, Peat, Oil) | 2050 | Electricity | 0 | known | NY
LCP_Inputs_ON_Electric_Howarth_2023_05_05 | O/CCGT - CH4 Existing_NY_2020_KnownCap | NY | O/CCGT - CH4 Existing | 2020 | Electricity | 0 | known | NY
LCP_Inputs_ON_Electric_Howarth_2023_05_05 | O/CCGT - CH4 Existing_NY_2030_KnownCap | NY | O/CCGT - CH4 Existing | 2030 | Electricity | 0 | known | NY
LCP_Inputs_ON_Electric_Howarth_2023_05_05 | O/CCGT - CH4 Existing_NY_2040_KnownCap | NY | O/CCGT - CH4 Existing | 2040 | Electricity | 0 | known | NY
LCP_Inputs_ON_Electric_Howarth_2023_05_05 | O/CCGT - CH4 Existing_NY_2050_KnownCap | NY | O/CCGT - CH4 Existing | 2050 | Electricity | 0 | known | NY
LCP_Inputs_ON_Electric_Howarth_2023_05_05 | O/CCGT - CH4 New_NY_2020_KnownCap | NY | O/CCGT - CH4 New | 2020 | Electricity | 0 | known | NY
LCP_Inputs_ON_Electric_Howarth_2023_05_05 | O/CCGT - CH4 New_NY_2030_KnownCap | NY | O/CCGT - CH4 New | 2030 | Electricity | 0 | known | NY
LCP_Inputs_ON_Electric_Howarth_2023_05_05 | O/CCGT - CH4 New_NY_2040_KnownCap | NY | O/CCGT - CH4 New | 2040 | Electricity | 0 | known | NY
LCP_Inputs_ON_Electric_Howarth_2023_05_05 | O/CCGT - CH4 New_NY_2050_KnownCap | NY | O/CCGT - CH4 New | 2050 | Electricity | 0 | known | NY
LCP_Inputs_ON_Electric_Howarth_2023_05_05 | O/CCGT - H2 New_NY_2020_KnownCap | NY | O/CCGT - H2 New | 2020 | Electricity | 0 | known | NY
LCP_Inputs_ON_Electric_Howarth_2023_05_05 | O/CCGT - H2 New_NY_2030_KnownCap | NY | O/CCGT - H2 New | 2030 | Electricity | 0 | known | NY
LCP_Inputs_ON_Electric_Howarth_2023_05_05 | O/CCGT - H2 New_NY_2040_KnownCap | NY | O/CCGT - H2 New | 2040 | Electricity | 0 | known | NY
LCP_Inputs_ON_Electric_Howarth_2023_05_05 | O/CCGT - H2 New_NY_2050_KnownCap | NY | O/CCGT - H2 New | 2050 | Electricity | 0 | known | NY
LCP_Inputs_ON_Electric_Howarth_2023_05_05 | Biomass_NY_2020_KnownCap | NY | Biomass | 2020 | Electricity | 274.5 | known | NY
LCP_Inputs_ON_Electric_Howarth_2023_05_05 | Biomass_NY_2030_KnownCap | NY | Biomass | 2030 | Electricity | 295.5 | known | NY
LCP_Inputs_ON_Electric_Howarth_2023_05_05 | Biomass_NY_2040_KnownCap | NY | Biomass | 2040 | Electricity | 295.5 | known | NY
LCP_Inputs_ON_Electric_Howarth_2023_05_05 | Biomass_NY_2050_KnownCap | NY | Biomass | 2050 | Electricity | 295.5 | known | NY
LCP_Inputs_ON_Electric_Howarth_2023_05_05 | Battery Storage_NY_2020_KnownCap | NY | Battery Storage | 2020 | Electricity | 58 | known | NY
LCP_Inputs_ON_Electric_Howarth_2023_05_05 | Battery Storage_NY_2030_KnownCap | NY | Battery Storage | 2030 | Electricity | 2139 | known | NY
LCP_Inputs_ON_Electric_Howarth_2023_05_05 | Battery Storage_NY_2040_KnownCap | NY | Battery Storage | 2040 | Electricity | 6053 | known | NY
LCP_Inputs_ON_Electric_Howarth_2023_05_05 | Battery Storage_NY_2050_KnownCap | NY | Battery Storage | 2050 | Electricity | 7007 | known | NY
LCP_Inputs_ON_Electric_Howarth_2023_05_05 | Generic - Generator_NY_2020_KnownCap | NY | Generic - Generator | 2020 | Electricity | 28471.17 | known | NY
LCP_Inputs_ON_Electric_Howarth_2023_05_05 | Generic - Generator_NY_2030_KnownCap | NY | Generic - Generator | 2030 | Electricity | 24785.17 | known | NY
LCP_Inputs_ON_Electric_Howarth_2023_05_05 | Generic - Generator_NY_2040_KnownCap | NY | Generic - Generator | 2040 | Electricity | 23524.17 | known | NY
LCP_Inputs_ON_Electric_Howarth_2023_05_05 | Generic - Generator_NY_2050_KnownCap | NY | Generic - Generator | 2050 | Electricity | 22438.17 | known | NY
LCP_Inputs_ON_Electric_Howarth_2023_05_05 | CH4 Salt Cavern Storage - ON_NY_2020_KnownCap | NY | CH4 Salt Cavern Storage - ON | 2020 | Methane | 0 | known | NY
LCP_Inputs_ON_Electric_Howarth_2023_05_05 | CH4 Salt Cavern Storage - ON_NY_2030_KnownCap | NY | CH4 Salt Cavern Storage - ON | 2030 | Methane | 0 | known | NY
LCP_Inputs_ON_Electric_Howarth_2023_05_05 | CH4 Salt Cavern Storage - ON_NY_2040_KnownCap | NY | CH4 Salt Cavern Storage - ON | 2040 | Methane | 0 | known | NY
LCP_Inputs_ON_Electric_Howarth_2023_05_05 | CH4 Salt Cavern Storage - ON_NY_2050_KnownCap | NY | CH4 Salt Cavern Storage - ON | 2050 | Methane | 0 | known | NY
LCP_Inputs_ON_Electric_Howarth_2023_05_05 | H2 Salt Cavern Storage - ON_NY_2020_KnownCap | NY | H2 Salt Cavern Storage - ON | 2020 | Hydrogen | 0 | known | NY
LCP_Inputs_ON_Electric_Howarth_2023_05_05 | H2 Salt Cavern Storage - ON_NY_2030_KnownCap | NY | H2 Salt Cavern Storage - ON | 2030 | Hydrogen | 0 | known | NY
LCP_Inputs_ON_Electric_Howarth_2023_05_05 | H2 Salt Cavern Storage - ON_NY_2040_KnownCap | NY | H2 Salt Cavern Storage - ON | 2040 | Hydrogen | 0 | known | NY
LCP_Inputs_ON_Electric_Howarth_2023_05_05 | H2 Salt Cavern Storage - ON_NY_2050_KnownCap | NY | H2 Salt Cavern Storage - ON | 2050 | Hydrogen | 0 | known | NY
LCP_Inputs_ON_Electric_Howarth_2023_05_05 | H2 Import - QC_NY_2020_KnownCap | NY | H2 Import - QC | 2020 | Hydrogen | 0 | known | NY
LCP_Inputs_ON_Electric_Howarth_2023_05_05 | H2 Import - QC_NY_2030_KnownCap | NY | H2 Import - QC | 2030 | Hydrogen | 0 | known | NY
LCP_Inputs_ON_Electric_Howarth_2023_05_05 | H2 Import - QC_NY_2040_KnownCap | NY | H2 Import - QC | 2040 | Hydrogen | 0 | known | NY
LCP_Inputs_ON_Electric_Howarth_2023_05_05 | H2 Import - QC_NY_2050_KnownCap | NY | H2 Import - QC | 2050 | Hydrogen | 0 | known | NY
LCP_Inputs_ON_Electric_Howarth_2023_05_05 | H2 Import - WC_NY_2020_KnownCap | NY | H2 Import - WC | 2020 | Hydrogen | 0 | known | NY
LCP_Inputs_ON_Electric_Howarth_2023_05_05 | H2 Import - WC_NY_2030_KnownCap | NY | H2 Import - WC | 2030 | Hydrogen | 0 | known | NY
LCP_Inputs_ON_Electric_Howarth_2023_05_05 | H2 Import - WC_NY_2040_KnownCap | NY | H2 Import - WC | 2040 | Hydrogen | 0 | known | NY
LCP_Inputs_ON_Electric_Howarth_2023_05_05 | H2 Import - WC_NY_2050_KnownCap | NY | H2 Import - WC | 2050 | Hydrogen | 0 | known | NY
LCP_Inputs_ON_Electric_Howarth_2023_05_05 | CH4 Import - WC 2020_NY_2020_KnownCap | NY | CH4 Import - WC 2020 | 2020 | Methane | 0 | known | NY
LCP_Inputs_ON_Electric_Howarth_2023_05_05 | CH4 Import - WC 2020_NY_2030_KnownCap | NY | CH4 Import - WC 2020 | 2030 | Methane | 0 | known | NY
LCP_Inputs_ON_Electric_Howarth_2023_05_05 | CH4 Import - WC 2020_NY_2040_KnownCap | NY | CH4 Import - WC 2020 | 2040 | Methane | 0 | known | NY
LCP_Inputs_ON_Electric_Howarth_2023_05_05 | CH4 Import - WC 2020_NY_2050_KnownCap | NY | CH4 Import - WC 2020 | 2050 | Methane | 0 | known | NY
LCP_Inputs_ON_Electric_Howarth_2023_05_05 | CH4 Import - WC 2030_NY_2020_KnownCap | NY | CH4 Import - WC 2030 | 2020 | Methane | 0 | known | NY
LCP_Inputs_ON_Electric_Howarth_2023_05_05 | CH4 Import - WC 2030_NY_2030_KnownCap | NY | CH4 Import - WC 2030 | 2030 | Methane | 0 | known | NY
LCP_Inputs_ON_Electric_Howarth_2023_05_05 | CH4 Import - WC 2030_NY_2040_KnownCap | NY | CH4 Import - WC 2030 | 2040 | Methane | 0 | known | NY
LCP_Inputs_ON_Electric_Howarth_2023_05_05 | CH4 Import - WC 2030_NY_2050_KnownCap | NY | CH4 Import - WC 2030 | 2050 | Methane | 0 | known | NY
LCP_Inputs_ON_Electric_Howarth_2023_05_05 | CH4 Import - WC 2040_NY_2020_KnownCap | NY | CH4 Import - WC 2040 | 2020 | Methane | 0 | known | NY
LCP_Inputs_ON_Electric_Howarth_2023_05_05 | CH4 Import - WC 2040_NY_2030_KnownCap | NY | CH4 Import - WC 2040 | 2030 | Methane | 0 | known | NY
LCP_Inputs_ON_Electric_Howarth_2023_05_05 | CH4 Import - WC 2040_NY_2040_KnownCap | NY | CH4 Import - WC 2040 | 2040 | Methane | 0 | known | NY
LCP_Inputs_ON_Electric_Howarth_2023_05_05 | CH4 Import - WC 2040_NY_2050_KnownCap | NY | CH4 Import - WC 2040 | 2050 | Methane | 0 | known | NY
LCP_Inputs_ON_Electric_Howarth_2023_05_05 | CH4 Import - WC 2050_NY_2020_KnownCap | NY | CH4 Import - WC 2050 | 2020 | Methane | 0 | known | NY
LCP_Inputs_ON_Electric_Howarth_2023_05_05 | CH4 Import - WC 2050_NY_2030_KnownCap | NY | CH4 Import - WC 2050 | 2030 | Methane | 0 | known | NY
LCP_Inputs_ON_Electric_Howarth_2023_05_05 | CH4 Import - WC 2050_NY_2040_KnownCap | NY | CH4 Import - WC 2050 | 2040 | Methane | 0 | known | NY
LCP_Inputs_ON_Electric_Howarth_2023_05_05 | CH4 Import - WC 2050_NY_2050_KnownCap | NY | CH4 Import - WC 2050 | 2050 | Methane | 0 | known | NY
LCP_Inputs_ON_Electric_Howarth_2023_05_05 | CH4 Import - NY 2020_NY_2020_KnownCap | NY | CH4 Import - NY 2020 | 2020 | Methane | 100000000 | known | NY
LCP_Inputs_ON_Electric_Howarth_2023_05_05 | CH4 Import - NY 2020_NY_2030_KnownCap | NY | CH4 Import - NY 2020 | 2030 | Methane | 0 | known | NY
LCP_Inputs_ON_Electric_Howarth_2023_05_05 | CH4 Import - NY 2020_NY_2040_KnownCap | NY | CH4 Import - NY 2020 | 2040 | Methane | 0 | known | NY
LCP_Inputs_ON_Electric_Howarth_2023_05_05 | CH4 Import - NY 2020_NY_2050_KnownCap | NY | CH4 Import - NY 2020 | 2050 | Methane | 0 | known | NY
LCP_Inputs_ON_Electric_Howarth_2023_05_05 | CH4 Import - NY 2030_NY_2020_KnownCap | NY | CH4 Import - NY 2030 | 2020 | Methane | 0 | known | NY
LCP_Inputs_ON_Electric_Howarth_2023_05_05 | CH4 Import - NY 2030_NY_2030_KnownCap | NY | CH4 Import - NY 2030 | 2030 | Methane | 100000000 | known | NY
LCP_Inputs_ON_Electric_Howarth_2023_05_05 | CH4 Import - NY 2030_NY_2040_KnownCap | NY | CH4 Import - NY 2030 | 2040 | Methane | 0 | known | NY
LCP_Inputs_ON_Electric_Howarth_2023_05_05 | CH4 Import - NY 2030_NY_2050_KnownCap | NY | CH4 Import - NY 2030 | 2050 | Methane | 0 | known | NY
LCP_Inputs_ON_Electric_Howarth_2023_05_05 | CH4 Import - NY 2040_NY_2020_KnownCap | NY | CH4 Import - NY 2040 | 2020 | Methane | 0 | known | NY
LCP_Inputs_ON_Electric_Howarth_2023_05_05 | CH4 Import - NY 2040_NY_2030_KnownCap | NY | CH4 Import - NY 2040 | 2030 | Methane | 0 | known | NY
LCP_Inputs_ON_Electric_Howarth_2023_05_05 | CH4 Import - NY 2040_NY_2040_KnownCap | NY | CH4 Import - NY 2040 | 2040 | Methane | 100000000 | known | NY
LCP_Inputs_ON_Electric_Howarth_2023_05_05 | CH4 Import - NY 2040_NY_2050_KnownCap | NY | CH4 Import - NY 2040 | 2050 | Methane | 0 | known | NY
LCP_Inputs_ON_Electric_Howarth_2023_05_05 | CH4 Import - NY 2050_NY_2020_KnownCap | NY | CH4 Import - NY 2050 | 2020 | Methane | 0 | known | NY
LCP_Inputs_ON_Electric_Howarth_2023_05_05 | CH4 Import - NY 2050_NY_2030_KnownCap | NY | CH4 Import - NY 2050 | 2030 | Methane | 0 | known | NY
LCP_Inputs_ON_Electric_Howarth_2023_05_05 | CH4 Import - NY 2050_NY_2040_KnownCap | NY | CH4 Import - NY 2050 | 2040 | Methane | 0 | known | NY
LCP_Inputs_ON_Electric_Howarth_2023_05_05 | CH4 Import - NY 2050_NY_2050_KnownCap | NY | CH4 Import - NY 2050 | 2050 | Methane | 100000000 | known | NY
LCP_Inputs_ON_Electric_Howarth_2023_05_05 | Electrolyser 2020/2030_NY_2020_KnownCap | NY | Electrolyser 2020/2030 | 2020 | Hydrogen | 0 | known | NY
LCP_Inputs_ON_Electric_Howarth_2023_05_05 | Electrolyser 2020/2030_NY_2030_KnownCap | NY | Electrolyser 2020/2030 | 2030 | Hydrogen | 0 | known | NY
LCP_Inputs_ON_Electric_Howarth_2023_05_05 | Electrolyser 2020/2030_NY_2040_KnownCap | NY | Electrolyser 2020/2030 | 2040 | Hydrogen | 0 | known | NY
LCP_Inputs_ON_Electric_Howarth_2023_05_05 | Electrolyser 2020/2030_NY_2050_KnownCap | NY | Electrolyser 2020/2030 | 2050 | Hydrogen | 0 | known | NY
LCP_Inputs_ON_Electric_Howarth_2023_05_05 | Electrolyser 2040_NY_2020_KnownCap | NY | Electrolyser 2040 | 2020 | Hydrogen | 0 | known | NY
LCP_Inputs_ON_Electric_Howarth_2023_05_05 | Electrolyser 2040_NY_2030_KnownCap | NY | Electrolyser 2040 | 2030 | Hydrogen | 0 | known | NY
LCP_Inputs_ON_Electric_Howarth_2023_05_05 | Electrolyser 2040_NY_2040_KnownCap | NY | Electrolyser 2040 | 2040 | Hydrogen | 0 | known | NY
LCP_Inputs_ON_Electric_Howarth_2023_05_05 | Electrolyser 2040_NY_2050_KnownCap | NY | Electrolyser 2040 | 2050 | Hydrogen | 0 | known | NY
LCP_Inputs_ON_Electric_Howarth_2023_05_05 | Electrolyser 2050_NY_2020_KnownCap | NY | Electrolyser 2050 | 2020 | Hydrogen | 0 | known | NY
LCP_Inputs_ON_Electric_Howarth_2023_05_05 | Electrolyser 2050_NY_2030_KnownCap | NY | Electrolyser 2050 | 2030 | Hydrogen | 0 | known | NY
LCP_Inputs_ON_Electric_Howarth_2023_05_05 | Electrolyser 2050_NY_2040_KnownCap | NY | Electrolyser 2050 | 2040 | Hydrogen | 0 | known | NY
LCP_Inputs_ON_Electric_Howarth_2023_05_05 | Electrolyser 2050_NY_2050_KnownCap | NY | Electrolyser 2050 | 2050 | Hydrogen | 0 | known | NY
LCP_Inputs_ON_Electric_Howarth_2023_05_05 | Anaerobic Digestion_NY_2020_KnownCap | NY | Anaerobic Digestion | 2020 | Methane | 0 | known | NY
LCP_Inputs_ON_Electric_Howarth_2023_05_05 | Anaerobic Digestion_NY_2030_KnownCap | NY | Anaerobic Digestion | 2030 | Methane | 0 | known | NY
LCP_Inputs_ON_Electric_Howarth_2023_05_05 | Anaerobic Digestion_NY_2040_KnownCap | NY | Anaerobic Digestion | 2040 | Methane | 0 | known | NY
LCP_Inputs_ON_Electric_Howarth_2023_05_05 | Anaerobic Digestion_NY_2050_KnownCap | NY | Anaerobic Digestion | 2050 | Methane | 0 | known | NY
LCP_Inputs_ON_Electric_Howarth_2023_05_05 | CH4 + CCS_NY_2020_KnownCap | NY | CH4 + CCS | 2020 | Methane | 0 | known | NY
LCP_Inputs_ON_Electric_Howarth_2023_05_05 | CH4 + CCS_NY_2030_KnownCap | NY | CH4 + CCS | 2030 | Methane | 0 | known | NY
LCP_Inputs_ON_Electric_Howarth_2023_05_05 | CH4 + CCS_NY_2040_KnownCap | NY | CH4 + CCS | 2040 | Methane | 0 | known | NY
LCP_Inputs_ON_Electric_Howarth_2023_05_05 | CH4 + CCS_NY_2050_KnownCap | NY | CH4 + CCS | 2050 | Methane | 0 | known | NY
LCP_Inputs_ON_Electric_Howarth_2023_05_05 | SMR CCS_NY_2020_KnownCap | NY | SMR CCS | 2020 | Hydrogen | 0 | known | NY
LCP_Inputs_ON_Electric_Howarth_2023_05_05 | SMR CCS_NY_2030_KnownCap | NY | SMR CCS | 2030 | Hydrogen | 0 | known | NY
LCP_Inputs_ON_Electric_Howarth_2023_05_05 | SMR CCS_NY_2040_KnownCap | NY | SMR CCS | 2040 | Hydrogen | 0 | known | NY
LCP_Inputs_ON_Electric_Howarth_2023_05_05 | SMR CCS_NY_2050_KnownCap | NY | SMR CCS | 2050 | Hydrogen | 0 | known | NY
LCP_Inputs_ON_Electric_Howarth_2023_05_05 | Wind Onshore_MI_2020_KnownCap | MI | Wind Onshore | 2020 | Electricity | 13572.48 | known | MI
LCP_Inputs_ON_Electric_Howarth_2023_05_05 | Wind Onshore_MI_2030_KnownCap | MI | Wind Onshore | 2030 | Electricity | 23373.62 | known | MI
LCP_Inputs_ON_Electric_Howarth_2023_05_05 | Wind Onshore_MI_2040_KnownCap | MI | Wind Onshore | 2040 | Electricity | 30988.61 | known | MI
LCP_Inputs_ON_Electric_Howarth_2023_05_05 | Wind Onshore_MI_2050_KnownCap | MI | Wind Onshore | 2050 | Electricity | 37948.21 | known | MI
LCP_Inputs_ON_Electric_Howarth_2023_05_05 | Wind Offshore_MI_2020_KnownCap | MI | Wind Offshore | 2020 | Electricity | 0 | known | MI
LCP_Inputs_ON_Electric_Howarth_2023_05_05 | Wind Offshore_MI_2030_KnownCap | MI | Wind Offshore | 2030 | Electricity | 0 | known | MI
LCP_Inputs_ON_Electric_Howarth_2023_05_05 | Wind Offshore_MI_2040_KnownCap | MI | Wind Offshore | 2040 | Electricity | 0 | known | MI
LCP_Inputs_ON_Electric_Howarth_2023_05_05 | Wind Offshore_MI_2050_KnownCap | MI | Wind Offshore | 2050 | Electricity | 0 | known | MI
LCP_Inputs_ON_Electric_Howarth_2023_05_05 | Solar PV_MI_2020_KnownCap | MI | Solar PV | 2020 | Electricity | 3189.63 | known | MI
LCP_Inputs_ON_Electric_Howarth_2023_05_05 | Solar PV_MI_2030_KnownCap | MI | Solar PV | 2030 | Electricity | 10138.89 | known | MI
LCP_Inputs_ON_Electric_Howarth_2023_05_05 | Solar PV_MI_2040_KnownCap | MI | Solar PV | 2040 | Electricity | 17336.65 | known | MI
LCP_Inputs_ON_Electric_Howarth_2023_05_05 | Solar PV_MI_2050_KnownCap | MI | Solar PV | 2050 | Electricity | 25876.21 | known | MI
LCP_Inputs_ON_Electric_Howarth_2023_05_05 | Hydro_MI_2020_KnownCap | MI | Hydro | 2020 | Electricity | 901.1 | known | MI
LCP_Inputs_ON_Electric_Howarth_2023_05_05 | Hydro_MI_2030_KnownCap | MI | Hydro | 2030 | Electricity | 906.49 | known | MI
LCP_Inputs_ON_Electric_Howarth_2023_05_05 | Hydro_MI_2040_KnownCap | MI | Hydro | 2040 | Electricity | 906.49 | known | MI
LCP_Inputs_ON_Electric_Howarth_2023_05_05 | Hydro_MI_2050_KnownCap | MI | Hydro | 2050 | Electricity | 906.49 | known | MI
LCP_Inputs_ON_Electric_Howarth_2023_05_05 | Hydro Pumped Storage_MI_2020_KnownCap | MI | Hydro Pumped Storage | 2020 | Electricity | 1978.8 | known | MI
LCP_Inputs_ON_Electric_Howarth_2023_05_05 | Hydro Pumped Storage_MI_2030_KnownCap | MI | Hydro Pumped Storage | 2030 | Electricity | 1978.8 | known | MI
LCP_Inputs_ON_Electric_Howarth_2023_05_05 | Hydro Pumped Storage_MI_2040_KnownCap | MI | Hydro Pumped Storage | 2040 | Electricity | 1978.8 | known | MI
LCP_Inputs_ON_Electric_Howarth_2023_05_05 | Hydro Pumped Storage_MI_2050_KnownCap | MI | Hydro Pumped Storage | 2050 | Electricity | 1978.8 | known | MI
LCP_Inputs_ON_Electric_Howarth_2023_05_05 | Nuclear_MI_2020_KnownCap | MI | Nuclear | 2020 | Electricity | 4915.8 | known | MI
LCP_Inputs_ON_Electric_Howarth_2023_05_05 | Nuclear_MI_2030_KnownCap | MI | Nuclear | 2030 | Electricity | 4114 | known | MI
LCP_Inputs_ON_Electric_Howarth_2023_05_05 | Nuclear_MI_2040_KnownCap | MI | Nuclear | 2040 | Electricity | 4114 | known | MI
LCP_Inputs_ON_Electric_Howarth_2023_05_05 | Nuclear_MI_2050_KnownCap | MI | Nuclear | 2050 | Electricity | 4114 | known | MI
LCP_Inputs_ON_Electric_Howarth_2023_05_05 | Fossil Fuel Thermal (Coal, Peat, Oil)_MI_2020_KnownCap | MI | Fossil Fuel Thermal (Coal, Peat, Oil) | 2020 | Electricity | 0 | known | MI
LCP_Inputs_ON_Electric_Howarth_2023_05_05 | Fossil Fuel Thermal (Coal, Peat, Oil)_MI_2030_KnownCap | MI | Fossil Fuel Thermal (Coal, Peat, Oil) | 2030 | Electricity | 0 | known | MI
LCP_Inputs_ON_Electric_Howarth_2023_05_05 | Fossil Fuel Thermal (Coal, Peat, Oil)_MI_2040_KnownCap | MI | Fossil Fuel Thermal (Coal, Peat, Oil) | 2040 | Electricity | 0 | known | MI
LCP_Inputs_ON_Electric_Howarth_2023_05_05 | Fossil Fuel Thermal (Coal, Peat, Oil)_MI_2050_KnownCap | MI | Fossil Fuel Thermal (Coal, Peat, Oil) | 2050 | Electricity | 0 | known | MI
LCP_Inputs_ON_Electric_Howarth_2023_05_05 | O/CCGT - CH4 Existing_MI_2020_KnownCap | MI | O/CCGT - CH4 Existing | 2020 | Electricity | 0 | known | MI
LCP_Inputs_ON_Electric_Howarth_2023_05_05 | O/CCGT - CH4 Existing_MI_2030_KnownCap | MI | O/CCGT - CH4 Existing | 2030 | Electricity | 0 | known | MI
LCP_Inputs_ON_Electric_Howarth_2023_05_05 | O/CCGT - CH4 Existing_MI_2040_KnownCap | MI | O/CCGT - CH4 Existing | 2040 | Electricity | 0 | known | MI
LCP_Inputs_ON_Electric_Howarth_2023_05_05 | O/CCGT - CH4 Existing_MI_2050_KnownCap | MI | O/CCGT - CH4 Existing | 2050 | Electricity | 0 | known | MI
LCP_Inputs_ON_Electric_Howarth_2023_05_05 | O/CCGT - CH4 New_MI_2020_KnownCap | MI | O/CCGT - CH4 New | 2020 | Electricity | 0 | known | MI
LCP_Inputs_ON_Electric_Howarth_2023_05_05 | O/CCGT - CH4 New_MI_2030_KnownCap | MI | O/CCGT - CH4 New | 2030 | Electricity | 0 | known | MI
LCP_Inputs_ON_Electric_Howarth_2023_05_05 | O/CCGT - CH4 New_MI_2040_KnownCap | MI | O/CCGT - CH4 New | 2040 | Electricity | 0 | known | MI
LCP_Inputs_ON_Electric_Howarth_2023_05_05 | O/CCGT - CH4 New_MI_2050_KnownCap | MI | O/CCGT - CH4 New | 2050 | Electricity | 0 | known | MI
LCP_Inputs_ON_Electric_Howarth_2023_05_05 | O/CCGT - H2 New_MI_2020_KnownCap | MI | O/CCGT - H2 New | 2020 | Electricity | 0 | known | MI
LCP_Inputs_ON_Electric_Howarth_2023_05_05 | O/CCGT - H2 New_MI_2030_KnownCap | MI | O/CCGT - H2 New | 2030 | Electricity | 0 | known | MI
LCP_Inputs_ON_Electric_Howarth_2023_05_05 | O/CCGT - H2 New_MI_2040_KnownCap | MI | O/CCGT - H2 New | 2040 | Electricity | 0 | known | MI
LCP_Inputs_ON_Electric_Howarth_2023_05_05 | O/CCGT - H2 New_MI_2050_KnownCap | MI | O/CCGT - H2 New | 2050 | Electricity | 0 | known | MI
LCP_Inputs_ON_Electric_Howarth_2023_05_05 | Biomass_MI_2020_KnownCap | MI | Biomass | 2020 | Electricity | 821.21 | known | MI
LCP_Inputs_ON_Electric_Howarth_2023_05_05 | Biomass_MI_2030_KnownCap | MI | Biomass | 2030 | Electricity | 799.56 | known | MI
LCP_Inputs_ON_Electric_Howarth_2023_05_05 | Biomass_MI_2040_KnownCap | MI | Biomass | 2040 | Electricity | 799.56 | known | MI
LCP_Inputs_ON_Electric_Howarth_2023_05_05 | Biomass_MI_2050_KnownCap | MI | Biomass | 2050 | Electricity | 799.56 | known | MI
LCP_Inputs_ON_Electric_Howarth_2023_05_05 | Battery Storage_MI_2020_KnownCap | MI | Battery Storage | 2020 | Electricity | 0 | known | MI
LCP_Inputs_ON_Electric_Howarth_2023_05_05 | Battery Storage_MI_2030_KnownCap | MI | Battery Storage | 2030 | Electricity | 1372.2 | known | MI
LCP_Inputs_ON_Electric_Howarth_2023_05_05 | Battery Storage_MI_2040_KnownCap | MI | Battery Storage | 2040 | Electricity | 4475.72 | known | MI
LCP_Inputs_ON_Electric_Howarth_2023_05_05 | Battery Storage_MI_2050_KnownCap | MI | Battery Storage | 2050 | Electricity | 11309.92 | known | MI
LCP_Inputs_ON_Electric_Howarth_2023_05_05 | Generic - Generator_MI_2020_KnownCap | MI | Generic - Generator | 2020 | Electricity | 45337.58 | known | MI
LCP_Inputs_ON_Electric_Howarth_2023_05_05 | Generic - Generator_MI_2030_KnownCap | MI | Generic - Generator | 2030 | Electricity | 39764.39 | known | MI
LCP_Inputs_ON_Electric_Howarth_2023_05_05 | Generic - Generator_MI_2040_KnownCap | MI | Generic - Generator | 2040 | Electricity | 42069.59 | known | MI
LCP_Inputs_ON_Electric_Howarth_2023_05_05 | Generic - Generator_MI_2050_KnownCap | MI | Generic - Generator | 2050 | Electricity | 46759.34 | known | MI
LCP_Inputs_ON_Electric_Howarth_2023_05_05 | CH4 Salt Cavern Storage - ON_MI_2020_KnownCap | MI | CH4 Salt Cavern Storage - ON | 2020 | Methane | 0 | known | MI
LCP_Inputs_ON_Electric_Howarth_2023_05_05 | CH4 Salt Cavern Storage - ON_MI_2030_KnownCap | MI | CH4 Salt Cavern Storage - ON | 2030 | Methane | 0 | known | MI
LCP_Inputs_ON_Electric_Howarth_2023_05_05 | CH4 Salt Cavern Storage - ON_MI_2040_KnownCap | MI | CH4 Salt Cavern Storage - ON | 2040 | Methane | 0 | known | MI
LCP_Inputs_ON_Electric_Howarth_2023_05_05 | CH4 Salt Cavern Storage - ON_MI_2050_KnownCap | MI | CH4 Salt Cavern Storage - ON | 2050 | Methane | 0 | known | MI
LCP_Inputs_ON_Electric_Howarth_2023_05_05 | H2 Salt Cavern Storage - ON_MI_2020_KnownCap | MI | H2 Salt Cavern Storage - ON | 2020 | Hydrogen | 0 | known | MI
LCP_Inputs_ON_Electric_Howarth_2023_05_05 | H2 Salt Cavern Storage - ON_MI_2030_KnownCap | MI | H2 Salt Cavern Storage - ON | 2030 | Hydrogen | 0 | known | MI
LCP_Inputs_ON_Electric_Howarth_2023_05_05 | H2 Salt Cavern Storage - ON_MI_2040_KnownCap | MI | H2 Salt Cavern Storage - ON | 2040 | Hydrogen | 0 | known | MI
LCP_Inputs_ON_Electric_Howarth_2023_05_05 | H2 Salt Cavern Storage - ON_MI_2050_KnownCap | MI | H2 Salt Cavern Storage - ON | 2050 | Hydrogen | 0 | known | MI
LCP_Inputs_ON_Electric_Howarth_2023_05_05 | H2 Import - QC_MI_2020_KnownCap | MI | H2 Import - QC | 2020 | Hydrogen | 0 | known | MI
LCP_Inputs_ON_Electric_Howarth_2023_05_05 | H2 Import - QC_MI_2030_KnownCap | MI | H2 Import - QC | 2030 | Hydrogen | 0 | known | MI
LCP_Inputs_ON_Electric_Howarth_2023_05_05 | H2 Import - QC_MI_2040_KnownCap | MI | H2 Import - QC | 2040 | Hydrogen | 0 | known | MI
LCP_Inputs_ON_Electric_Howarth_2023_05_05 | H2 Import - QC_MI_2050_KnownCap | MI | H2 Import - QC | 2050 | Hydrogen | 0 | known | MI
LCP_Inputs_ON_Electric_Howarth_2023_05_05 | H2 Import - WC_MI_2020_KnownCap | MI | H2 Import - WC | 2020 | Hydrogen | 0 | known | MI
LCP_Inputs_ON_Electric_Howarth_2023_05_05 | H2 Import - WC_MI_2030_KnownCap | MI | H2 Import - WC | 2030 | Hydrogen | 0 | known | MI
LCP_Inputs_ON_Electric_Howarth_2023_05_05 | H2 Import - WC_MI_2040_KnownCap | MI | H2 Import - WC | 2040 | Hydrogen | 0 | known | MI
LCP_Inputs_ON_Electric_Howarth_2023_05_05 | H2 Import - WC_MI_2050_KnownCap | MI | H2 Import - WC | 2050 | Hydrogen | 0 | known | MI
LCP_Inputs_ON_Electric_Howarth_2023_05_05 | CH4 Import - WC 2020_MI_2020_KnownCap | MI | CH4 Import - WC 2020 | 2020 | Methane | 0 | known | MI
LCP_Inputs_ON_Electric_Howarth_2023_05_05 | CH4 Import - WC 2020_MI_2030_KnownCap | MI | CH4 Import - WC 2020 | 2030 | Methane | 0 | known | MI
LCP_Inputs_ON_Electric_Howarth_2023_05_05 | CH4 Import - WC 2020_MI_2040_KnownCap | MI | CH4 Import - WC 2020 | 2040 | Methane | 0 | known | MI
LCP_Inputs_ON_Electric_Howarth_2023_05_05 | CH4 Import - WC 2020_MI_2050_KnownCap | MI | CH4 Import - WC 2020 | 2050 | Methane | 0 | known | MI
LCP_Inputs_ON_Electric_Howarth_2023_05_05 | CH4 Import - WC 2030_MI_2020_KnownCap | MI | CH4 Import - WC 2030 | 2020 | Methane | 0 | known | MI
LCP_Inputs_ON_Electric_Howarth_2023_05_05 | CH4 Import - WC 2030_MI_2030_KnownCap | MI | CH4 Import - WC 2030 | 2030 | Methane | 0 | known | MI
LCP_Inputs_ON_Electric_Howarth_2023_05_05 | CH4 Import - WC 2030_MI_2040_KnownCap | MI | CH4 Import - WC 2030 | 2040 | Methane | 0 | known | MI
LCP_Inputs_ON_Electric_Howarth_2023_05_05 | CH4 Import - WC 2030_MI_2050_KnownCap | MI | CH4 Import - WC 2030 | 2050 | Methane | 0 | known | MI
LCP_Inputs_ON_Electric_Howarth_2023_05_05 | CH4 Import - WC 2040_MI_2020_KnownCap | MI | CH4 Import - WC 2040 | 2020 | Methane | 0 | known | MI
LCP_Inputs_ON_Electric_Howarth_2023_05_05 | CH4 Import - WC 2040_MI_2030_KnownCap | MI | CH4 Import - WC 2040 | 2030 | Methane | 0 | known | MI
LCP_Inputs_ON_Electric_Howarth_2023_05_05 | CH4 Import - WC 2040_MI_2040_KnownCap | MI | CH4 Import - WC 2040 | 2040 | Methane | 0 | known | MI
LCP_Inputs_ON_Electric_Howarth_2023_05_05 | CH4 Import - WC 2040_MI_2050_KnownCap | MI | CH4 Import - WC 2040 | 2050 | Methane | 0 | known | MI
LCP_Inputs_ON_Electric_Howarth_2023_05_05 | CH4 Import - WC 2050_MI_2020_KnownCap | MI | CH4 Import - WC 2050 | 2020 | Methane | 0 | known | MI
LCP_Inputs_ON_Electric_Howarth_2023_05_05 | CH4 Import - WC 2050_MI_2030_KnownCap | MI | CH4 Import - WC 2050 | 2030 | Methane | 0 | known | MI
LCP_Inputs_ON_Electric_Howarth_2023_05_05 | CH4 Import - WC 2050_MI_2040_KnownCap | MI | CH4 Import - WC 2050 | 2040 | Methane | 0 | known | MI
LCP_Inputs_ON_Electric_Howarth_2023_05_05 | CH4 Import - WC 2050_MI_2050_KnownCap | MI | CH4 Import - WC 2050 | 2050 | Methane | 0 | known | MI
LCP_Inputs_ON_Electric_Howarth_2023_05_05 | CH4 Import - NY 2020_MI_2020_KnownCap | MI | CH4 Import - NY 2020 | 2020 | Methane | 0 | known | MI
LCP_Inputs_ON_Electric_Howarth_2023_05_05 | CH4 Import - NY 2020_MI_2030_KnownCap | MI | CH4 Import - NY 2020 | 2030 | Methane | 0 | known | MI
LCP_Inputs_ON_Electric_Howarth_2023_05_05 | CH4 Import - NY 2020_MI_2040_KnownCap | MI | CH4 Import - NY 2020 | 2040 | Methane | 0 | known | MI
LCP_Inputs_ON_Electric_Howarth_2023_05_05 | CH4 Import - NY 2020_MI_2050_KnownCap | MI | CH4 Import - NY 2020 | 2050 | Methane | 0 | known | MI
LCP_Inputs_ON_Electric_Howarth_2023_05_05 | CH4 Import - NY 2030_MI_2020_KnownCap | MI | CH4 Import - NY 2030 | 2020 | Methane | 0 | known | MI
LCP_Inputs_ON_Electric_Howarth_2023_05_05 | CH4 Import - NY 2030_MI_2030_KnownCap | MI | CH4 Import - NY 2030 | 2030 | Methane | 0 | known | MI
LCP_Inputs_ON_Electric_Howarth_2023_05_05 | CH4 Import - NY 2030_MI_2040_KnownCap | MI | CH4 Import - NY 2030 | 2040 | Methane | 0 | known | MI
LCP_Inputs_ON_Electric_Howarth_2023_05_05 | CH4 Import - NY 2030_MI_2050_KnownCap | MI | CH4 Import - NY 2030 | 2050 | Methane | 0 | known | MI
LCP_Inputs_ON_Electric_Howarth_2023_05_05 | CH4 Import - NY 2040_MI_2020_KnownCap | MI | CH4 Import - NY 2040 | 2020 | Methane | 0 | known | MI
LCP_Inputs_ON_Electric_Howarth_2023_05_05 | CH4 Import - NY 2040_MI_2030_KnownCap | MI | CH4 Import - NY 2040 | 2030 | Methane | 0 | known | MI
LCP_Inputs_ON_Electric_Howarth_2023_05_05 | CH4 Import - NY 2040_MI_2040_KnownCap | MI | CH4 Import - NY 2040 | 2040 | Methane | 0 | known | MI
LCP_Inputs_ON_Electric_Howarth_2023_05_05 | CH4 Import - NY 2040_MI_2050_KnownCap | MI | CH4 Import - NY 2040 | 2050 | Methane | 0 | known | MI
LCP_Inputs_ON_Electric_Howarth_2023_05_05 | CH4 Import - NY 2050_MI_2020_KnownCap | MI | CH4 Import - NY 2050 | 2020 | Methane | 0 | known | MI
LCP_Inputs_ON_Electric_Howarth_2023_05_05 | CH4 Import - NY 2050_MI_2030_KnownCap | MI | CH4 Import - NY 2050 | 2030 | Methane | 0 | known | MI
LCP_Inputs_ON_Electric_Howarth_2023_05_05 | CH4 Import - NY 2050_MI_2040_KnownCap | MI | CH4 Import - NY 2050 | 2040 | Methane | 0 | known | MI
LCP_Inputs_ON_Electric_Howarth_2023_05_05 | CH4 Import - NY 2050_MI_2050_KnownCap | MI | CH4 Import - NY 2050 | 2050 | Methane | 0 | known | MI
LCP_Inputs_ON_Electric_Howarth_2023_05_05 | Electrolyser 2020/2030_MI_2020_KnownCap | MI | Electrolyser 2020/2030 | 2020 | Hydrogen | 0 | known | MI
LCP_Inputs_ON_Electric_Howarth_2023_05_05 | Electrolyser 2020/2030_MI_2030_KnownCap | MI | Electrolyser 2020/2030 | 2030 | Hydrogen | 0 | known | MI
LCP_Inputs_ON_Electric_Howarth_2023_05_05 | Electrolyser 2020/2030_MI_2040_KnownCap | MI | Electrolyser 2020/2030 | 2040 | Hydrogen | 0 | known | MI
LCP_Inputs_ON_Electric_Howarth_2023_05_05 | Electrolyser 2020/2030_MI_2050_KnownCap | MI | Electrolyser 2020/2030 | 2050 | Hydrogen | 0 | known | MI
LCP_Inputs_ON_Electric_Howarth_2023_05_05 | Electrolyser 2040_MI_2020_KnownCap | MI | Electrolyser 2040 | 2020 | Hydrogen | 0 | known | MI
LCP_Inputs_ON_Electric_Howarth_2023_05_05 | Electrolyser 2040_MI_2030_KnownCap | MI | Electrolyser 2040 | 2030 | Hydrogen | 0 | known | MI
LCP_Inputs_ON_Electric_Howarth_2023_05_05 | Electrolyser 2040_MI_2040_KnownCap | MI | Electrolyser 2040 | 2040 | Hydrogen | 0 | known | MI
LCP_Inputs_ON_Electric_Howarth_2023_05_05 | Electrolyser 2040_MI_2050_KnownCap | MI | Electrolyser 2040 | 2050 | Hydrogen | 0 | known | MI
LCP_Inputs_ON_Electric_Howarth_2023_05_05 | Electrolyser 2050_MI_2020_KnownCap | MI | Electrolyser 2050 | 2020 | Hydrogen | 0 | known | MI
LCP_Inputs_ON_Electric_Howarth_2023_05_05 | Electrolyser 2050_MI_2030_KnownCap | MI | Electrolyser 2050 | 2030 | Hydrogen | 0 | known | MI
LCP_Inputs_ON_Electric_Howarth_2023_05_05 | Electrolyser 2050_MI_2040_KnownCap | MI | Electrolyser 2050 | 2040 | Hydrogen | 0 | known | MI
LCP_Inputs_ON_Electric_Howarth_2023_05_05 | Electrolyser 2050_MI_2050_KnownCap | MI | Electrolyser 2050 | 2050 | Hydrogen | 0 | known | MI
LCP_Inputs_ON_Electric_Howarth_2023_05_05 | Anaerobic Digestion_MI_2020_KnownCap | MI | Anaerobic Digestion | 2020 | Methane | 0 | known | MI
LCP_Inputs_ON_Electric_Howarth_2023_05_05 | Anaerobic Digestion_MI_2030_KnownCap | MI | Anaerobic Digestion | 2030 | Methane | 0 | known | MI
LCP_Inputs_ON_Electric_Howarth_2023_05_05 | Anaerobic Digestion_MI_2040_KnownCap | MI | Anaerobic Digestion | 2040 | Methane | 0 | known | MI
LCP_Inputs_ON_Electric_Howarth_2023_05_05 | Anaerobic Digestion_MI_2050_KnownCap | MI | Anaerobic Digestion | 2050 | Methane | 0 | known | MI
LCP_Inputs_ON_Electric_Howarth_2023_05_05 | CH4 + CCS_MI_2020_KnownCap | MI | CH4 + CCS | 2020 | Methane | 0 | known | MI
LCP_Inputs_ON_Electric_Howarth_2023_05_05 | CH4 + CCS_MI_2030_KnownCap | MI | CH4 + CCS | 2030 | Methane | 0 | known | MI
LCP_Inputs_ON_Electric_Howarth_2023_05_05 | CH4 + CCS_MI_2040_KnownCap | MI | CH4 + CCS | 2040 | Methane | 0 | known | MI
LCP_Inputs_ON_Electric_Howarth_2023_05_05 | CH4 + CCS_MI_2050_KnownCap | MI | CH4 + CCS | 2050 | Methane | 0 | known | MI
LCP_Inputs_ON_Electric_Howarth_2023_05_05 | SMR CCS_MI_2020_KnownCap | MI | SMR CCS | 2020 | Hydrogen | 0 | known | MI
LCP_Inputs_ON_Electric_Howarth_2023_05_05 | SMR CCS_MI_2030_KnownCap | MI | SMR CCS | 2030 | Hydrogen | 0 | known | MI
LCP_Inputs_ON_Electric_Howarth_2023_05_05 | SMR CCS_MI_2040_KnownCap | MI | SMR CCS | 2040 | Hydrogen | 0 | known | MI
LCP_Inputs_ON_Electric_Howarth_2023_05_05 | SMR CCS_MI_2050_KnownCap | MI | SMR CCS | 2050 | Hydrogen | 0 | known | MI
LCP_Inputs_ON_Electric_Howarth_2023_05_05 | Wind Onshore_PJ_2020_KnownCap | PJ | Wind Onshore | 2020 | Electricity | 11093.76 | known | PJ
LCP_Inputs_ON_Electric_Howarth_2023_05_05 | Wind Onshore_PJ_2030_KnownCap | PJ | Wind Onshore | 2030 | Electricity | 19615.76 | known | PJ
LCP_Inputs_ON_Electric_Howarth_2023_05_05 | Wind Onshore_PJ_2040_KnownCap | PJ | Wind Onshore | 2040 | Electricity | 30406.76 | known | PJ
LCP_Inputs_ON_Electric_Howarth_2023_05_05 | Wind Onshore_PJ_2050_KnownCap | PJ | Wind Onshore | 2050 | Electricity | 40544.76 | known | PJ
LCP_Inputs_ON_Electric_Howarth_2023_05_05 | Wind Offshore_PJ_2020_KnownCap | PJ | Wind Offshore | 2020 | Electricity | 12 | known | PJ
LCP_Inputs_ON_Electric_Howarth_2023_05_05 | Wind Offshore_PJ_2030_KnownCap | PJ | Wind Offshore | 2030 | Electricity | 7740 | known | PJ
LCP_Inputs_ON_Electric_Howarth_2023_05_05 | Wind Offshore_PJ_2040_KnownCap | PJ | Wind Offshore | 2040 | Electricity | 17739 | known | PJ
LCP_Inputs_ON_Electric_Howarth_2023_05_05 | Wind Offshore_PJ_2050_KnownCap | PJ | Wind Offshore | 2050 | Electricity | 28941 | known | PJ
LCP_Inputs_ON_Electric_Howarth_2023_05_05 | Solar PV_PJ_2020_KnownCap | PJ | Solar PV | 2020 | Electricity | 28067.33 | known | PJ
LCP_Inputs_ON_Electric_Howarth_2023_05_05 | Solar PV_PJ_2030_KnownCap | PJ | Solar PV | 2030 | Electricity | 42143.33 | known | PJ
LCP_Inputs_ON_Electric_Howarth_2023_05_05 | Solar PV_PJ_2040_KnownCap | PJ | Solar PV | 2040 | Electricity | 57229.33 | known | PJ
LCP_Inputs_ON_Electric_Howarth_2023_05_05 | Solar PV_PJ_2050_KnownCap | PJ | Solar PV | 2050 | Electricity | 70623.33 | known | PJ
LCP_Inputs_ON_Electric_Howarth_2023_05_05 | Hydro_PJ_2020_KnownCap | PJ | Hydro | 2020 | Electricity | 3283.1 | known | PJ
LCP_Inputs_ON_Electric_Howarth_2023_05_05 | Hydro_PJ_2030_KnownCap | PJ | Hydro | 2030 | Electricity | 3283.1 | known | PJ
LCP_Inputs_ON_Electric_Howarth_2023_05_05 | Hydro_PJ_2040_KnownCap | PJ | Hydro | 2040 | Electricity | 3283.1 | known | PJ
LCP_Inputs_ON_Electric_Howarth_2023_05_05 | Hydro_PJ_2050_KnownCap | PJ | Hydro | 2050 | Electricity | 3283.1 | known | PJ
LCP_Inputs_ON_Electric_Howarth_2023_05_05 | Hydro Pumped Storage_PJ_2020_KnownCap | PJ | Hydro Pumped Storage | 2020 | Electricity | 5253.3 | known | PJ
LCP_Inputs_ON_Electric_Howarth_2023_05_05 | Hydro Pumped Storage_PJ_2030_KnownCap | PJ | Hydro Pumped Storage | 2030 | Electricity | 5253.3 | known | PJ
LCP_Inputs_ON_Electric_Howarth_2023_05_05 | Hydro Pumped Storage_PJ_2040_KnownCap | PJ | Hydro Pumped Storage | 2040 | Electricity | 5253.3 | known | PJ
LCP_Inputs_ON_Electric_Howarth_2023_05_05 | Hydro Pumped Storage_PJ_2050_KnownCap | PJ | Hydro Pumped Storage | 2050 | Electricity | 5253.3 | known | PJ
LCP_Inputs_ON_Electric_Howarth_2023_05_05 | Nuclear_PJ_2020_KnownCap | PJ | Nuclear | 2020 | Electricity | 13565.82 | known | PJ
LCP_Inputs_ON_Electric_Howarth_2023_05_05 | Nuclear_PJ_2030_KnownCap | PJ | Nuclear | 2030 | Electricity | 9531.82 | known | PJ
LCP_Inputs_ON_Electric_Howarth_2023_05_05 | Nuclear_PJ_2040_KnownCap | PJ | Nuclear | 2040 | Electricity | 9531.82 | known | PJ
LCP_Inputs_ON_Electric_Howarth_2023_05_05 | Nuclear_PJ_2050_KnownCap | PJ | Nuclear | 2050 | Electricity | 9531.82 | known | PJ
LCP_Inputs_ON_Electric_Howarth_2023_05_05 | Fossil Fuel Thermal (Coal, Peat, Oil)_PJ_2020_KnownCap | PJ | Fossil Fuel Thermal (Coal, Peat, Oil) | 2020 | Electricity | 0 | known | PJ
LCP_Inputs_ON_Electric_Howarth_2023_05_05 | Fossil Fuel Thermal (Coal, Peat, Oil)_PJ_2030_KnownCap | PJ | Fossil Fuel Thermal (Coal, Peat, Oil) | 2030 | Electricity | 0 | known | PJ
LCP_Inputs_ON_Electric_Howarth_2023_05_05 | Fossil Fuel Thermal (Coal, Peat, Oil)_PJ_2040_KnownCap | PJ | Fossil Fuel Thermal (Coal, Peat, Oil) | 2040 | Electricity | 0 | known | PJ
LCP_Inputs_ON_Electric_Howarth_2023_05_05 | Fossil Fuel Thermal (Coal, Peat, Oil)_PJ_2050_KnownCap | PJ | Fossil Fuel Thermal (Coal, Peat, Oil) | 2050 | Electricity | 0 | known | PJ
LCP_Inputs_ON_Electric_Howarth_2023_05_05 | O/CCGT - CH4 Existing_PJ_2020_KnownCap | PJ | O/CCGT - CH4 Existing | 2020 | Electricity | 0 | known | PJ
LCP_Inputs_ON_Electric_Howarth_2023_05_05 | O/CCGT - CH4 Existing_PJ_2030_KnownCap | PJ | O/CCGT - CH4 Existing | 2030 | Electricity | 0 | known | PJ
LCP_Inputs_ON_Electric_Howarth_2023_05_05 | O/CCGT - CH4 Existing_PJ_2040_KnownCap | PJ | O/CCGT - CH4 Existing | 2040 | Electricity | 0 | known | PJ
LCP_Inputs_ON_Electric_Howarth_2023_05_05 | O/CCGT - CH4 Existing_PJ_2050_KnownCap | PJ | O/CCGT - CH4 Existing | 2050 | Electricity | 0 | known | PJ
LCP_Inputs_ON_Electric_Howarth_2023_05_05 | O/CCGT - CH4 New_PJ_2020_KnownCap | PJ | O/CCGT - CH4 New | 2020 | Electricity | 0 | known | PJ
LCP_Inputs_ON_Electric_Howarth_2023_05_05 | O/CCGT - CH4 New_PJ_2030_KnownCap | PJ | O/CCGT - CH4 New | 2030 | Electricity | 0 | known | PJ
LCP_Inputs_ON_Electric_Howarth_2023_05_05 | O/CCGT - CH4 New_PJ_2040_KnownCap | PJ | O/CCGT - CH4 New | 2040 | Electricity | 0 | known | PJ
LCP_Inputs_ON_Electric_Howarth_2023_05_05 | O/CCGT - CH4 New_PJ_2050_KnownCap | PJ | O/CCGT - CH4 New | 2050 | Electricity | 0 | known | PJ
LCP_Inputs_ON_Electric_Howarth_2023_05_05 | O/CCGT - H2 New_PJ_2020_KnownCap | PJ | O/CCGT - H2 New | 2020 | Electricity | 0 | known | PJ
LCP_Inputs_ON_Electric_Howarth_2023_05_05 | O/CCGT - H2 New_PJ_2030_KnownCap | PJ | O/CCGT - H2 New | 2030 | Electricity | 0 | known | PJ
LCP_Inputs_ON_Electric_Howarth_2023_05_05 | O/CCGT - H2 New_PJ_2040_KnownCap | PJ | O/CCGT - H2 New | 2040 | Electricity | 0 | known | PJ
LCP_Inputs_ON_Electric_Howarth_2023_05_05 | O/CCGT - H2 New_PJ_2050_KnownCap | PJ | O/CCGT - H2 New | 2050 | Electricity | 0 | known | PJ
LCP_Inputs_ON_Electric_Howarth_2023_05_05 | Biomass_PJ_2020_KnownCap | PJ | Biomass | 2020 | Electricity | 689.24 | known | PJ
LCP_Inputs_ON_Electric_Howarth_2023_05_05 | Biomass_PJ_2030_KnownCap | PJ | Biomass | 2030 | Electricity | 32.24 | known | PJ
LCP_Inputs_ON_Electric_Howarth_2023_05_05 | Biomass_PJ_2040_KnownCap | PJ | Biomass | 2040 | Electricity | 32.24 | known | PJ
LCP_Inputs_ON_Electric_Howarth_2023_05_05 | Biomass_PJ_2050_KnownCap | PJ | Biomass | 2050 | Electricity | 32.24 | known | PJ
LCP_Inputs_ON_Electric_Howarth_2023_05_05 | Battery Storage_PJ_2020_KnownCap | PJ | Battery Storage | 2020 | Electricity | 326.6 | known | PJ
LCP_Inputs_ON_Electric_Howarth_2023_05_05 | Battery Storage_PJ_2030_KnownCap | PJ | Battery Storage | 2030 | Electricity | 1556.6 | known | PJ
LCP_Inputs_ON_Electric_Howarth_2023_05_05 | Battery Storage_PJ_2040_KnownCap | PJ | Battery Storage | 2040 | Electricity | 6728.6 | known | PJ
LCP_Inputs_ON_Electric_Howarth_2023_05_05 | Battery Storage_PJ_2050_KnownCap | PJ | Battery Storage | 2050 | Electricity | 14708.6 | known | PJ
LCP_Inputs_ON_Electric_Howarth_2023_05_05 | Generic - Generator_PJ_2020_KnownCap | PJ | Generic - Generator | 2020 | Electricity | 145699.75 | known | PJ
LCP_Inputs_ON_Electric_Howarth_2023_05_05 | Generic - Generator_PJ_2030_KnownCap | PJ | Generic - Generator | 2030 | Electricity | 130164.75 | known | PJ
LCP_Inputs_ON_Electric_Howarth_2023_05_05 | Generic - Generator_PJ_2040_KnownCap | PJ | Generic - Generator | 2040 | Electricity | 122355.75 | known | PJ
LCP_Inputs_ON_Electric_Howarth_2023_05_05 | Generic - Generator_PJ_2050_KnownCap | PJ | Generic - Generator | 2050 | Electricity | 117531.75 | known | PJ
LCP_Inputs_ON_Electric_Howarth_2023_05_05 | CH4 Salt Cavern Storage - ON_PJ_2020_KnownCap | PJ | CH4 Salt Cavern Storage - ON | 2020 | Methane | 0 | known | PJ
LCP_Inputs_ON_Electric_Howarth_2023_05_05 | CH4 Salt Cavern Storage - ON_PJ_2030_KnownCap | PJ | CH4 Salt Cavern Storage - ON | 2030 | Methane | 0 | known | PJ
LCP_Inputs_ON_Electric_Howarth_2023_05_05 | CH4 Salt Cavern Storage - ON_PJ_2040_KnownCap | PJ | CH4 Salt Cavern Storage - ON | 2040 | Methane | 0 | known | PJ
LCP_Inputs_ON_Electric_Howarth_2023_05_05 | CH4 Salt Cavern Storage - ON_PJ_2050_KnownCap | PJ | CH4 Salt Cavern Storage - ON | 2050 | Methane | 0 | known | PJ
LCP_Inputs_ON_Electric_Howarth_2023_05_05 | H2 Salt Cavern Storage - ON_PJ_2020_KnownCap | PJ | H2 Salt Cavern Storage - ON | 2020 | Hydrogen | 0 | known | PJ
LCP_Inputs_ON_Electric_Howarth_2023_05_05 | H2 Salt Cavern Storage - ON_PJ_2030_KnownCap | PJ | H2 Salt Cavern Storage - ON | 2030 | Hydrogen | 0 | known | PJ
LCP_Inputs_ON_Electric_Howarth_2023_05_05 | H2 Salt Cavern Storage - ON_PJ_2040_KnownCap | PJ | H2 Salt Cavern Storage - ON | 2040 | Hydrogen | 0 | known | PJ
LCP_Inputs_ON_Electric_Howarth_2023_05_05 | H2 Salt Cavern Storage - ON_PJ_2050_KnownCap | PJ | H2 Salt Cavern Storage - ON | 2050 | Hydrogen | 0 | known | PJ
LCP_Inputs_ON_Electric_Howarth_2023_05_05 | H2 Import - QC_PJ_2020_KnownCap | PJ | H2 Import - QC | 2020 | Hydrogen | 0 | known | PJ
LCP_Inputs_ON_Electric_Howarth_2023_05_05 | H2 Import - QC_PJ_2030_KnownCap | PJ | H2 Import - QC | 2030 | Hydrogen | 0 | known | PJ
LCP_Inputs_ON_Electric_Howarth_2023_05_05 | H2 Import - QC_PJ_2040_KnownCap | PJ | H2 Import - QC | 2040 | Hydrogen | 0 | known | PJ
LCP_Inputs_ON_Electric_Howarth_2023_05_05 | H2 Import - QC_PJ_2050_KnownCap | PJ | H2 Import - QC | 2050 | Hydrogen | 0 | known | PJ
LCP_Inputs_ON_Electric_Howarth_2023_05_05 | H2 Import - WC_PJ_2020_KnownCap | PJ | H2 Import - WC | 2020 | Hydrogen | 0 | known | PJ
LCP_Inputs_ON_Electric_Howarth_2023_05_05 | H2 Import - WC_PJ_2030_KnownCap | PJ | H2 Import - WC | 2030 | Hydrogen | 0 | known | PJ
LCP_Inputs_ON_Electric_Howarth_2023_05_05 | H2 Import - WC_PJ_2040_KnownCap | PJ | H2 Import - WC | 2040 | Hydrogen | 0 | known | PJ
LCP_Inputs_ON_Electric_Howarth_2023_05_05 | H2 Import - WC_PJ_2050_KnownCap | PJ | H2 Import - WC | 2050 | Hydrogen | 0 | known | PJ
LCP_Inputs_ON_Electric_Howarth_2023_05_05 | CH4 Import - WC 2020_PJ_2020_KnownCap | PJ | CH4 Import - WC 2020 | 2020 | Methane | 0 | known | PJ
LCP_Inputs_ON_Electric_Howarth_2023_05_05 | CH4 Import - WC 2020_PJ_2030_KnownCap | PJ | CH4 Import - WC 2020 | 2030 | Methane | 0 | known | PJ
LCP_Inputs_ON_Electric_Howarth_2023_05_05 | CH4 Import - WC 2020_PJ_2040_KnownCap | PJ | CH4 Import - WC 2020 | 2040 | Methane | 0 | known | PJ
LCP_Inputs_ON_Electric_Howarth_2023_05_05 | CH4 Import - WC 2020_PJ_2050_KnownCap | PJ | CH4 Import - WC 2020 | 2050 | Methane | 0 | known | PJ
LCP_Inputs_ON_Electric_Howarth_2023_05_05 | CH4 Import - WC 2030_PJ_2020_KnownCap | PJ | CH4 Import - WC 2030 | 2020 | Methane | 0 | known | PJ
LCP_Inputs_ON_Electric_Howarth_2023_05_05 | CH4 Import - WC 2030_PJ_2030_KnownCap | PJ | CH4 Import - WC 2030 | 2030 | Methane | 0 | known | PJ
LCP_Inputs_ON_Electric_Howarth_2023_05_05 | CH4 Import - WC 2030_PJ_2040_KnownCap | PJ | CH4 Import - WC 2030 | 2040 | Methane | 0 | known | PJ
LCP_Inputs_ON_Electric_Howarth_2023_05_05 | CH4 Import - WC 2030_PJ_2050_KnownCap | PJ | CH4 Import - WC 2030 | 2050 | Methane | 0 | known | PJ
LCP_Inputs_ON_Electric_Howarth_2023_05_05 | CH4 Import - WC 2040_PJ_2020_KnownCap | PJ | CH4 Import - WC 2040 | 2020 | Methane | 0 | known | PJ
LCP_Inputs_ON_Electric_Howarth_2023_05_05 | CH4 Import - WC 2040_PJ_2030_KnownCap | PJ | CH4 Import - WC 2040 | 2030 | Methane | 0 | known | PJ
LCP_Inputs_ON_Electric_Howarth_2023_05_05 | CH4 Import - WC 2040_PJ_2040_KnownCap | PJ | CH4 Import - WC 2040 | 2040 | Methane | 0 | known | PJ
LCP_Inputs_ON_Electric_Howarth_2023_05_05 | CH4 Import - WC 2040_PJ_2050_KnownCap | PJ | CH4 Import - WC 2040 | 2050 | Methane | 0 | known | PJ
LCP_Inputs_ON_Electric_Howarth_2023_05_05 | CH4 Import - WC 2050_PJ_2020_KnownCap | PJ | CH4 Import - WC 2050 | 2020 | Methane | 0 | known | PJ
LCP_Inputs_ON_Electric_Howarth_2023_05_05 | CH4 Import - WC 2050_PJ_2030_KnownCap | PJ | CH4 Import - WC 2050 | 2030 | Methane | 0 | known | PJ
LCP_Inputs_ON_Electric_Howarth_2023_05_05 | CH4 Import - WC 2050_PJ_2040_KnownCap | PJ | CH4 Import - WC 2050 | 2040 | Methane | 0 | known | PJ
LCP_Inputs_ON_Electric_Howarth_2023_05_05 | CH4 Import - WC 2050_PJ_2050_KnownCap | PJ | CH4 Import - WC 2050 | 2050 | Methane | 0 | known | PJ
LCP_Inputs_ON_Electric_Howarth_2023_05_05 | CH4 Import - NY 2020_PJ_2020_KnownCap | PJ | CH4 Import - NY 2020 | 2020 | Methane | 0 | known | PJ
LCP_Inputs_ON_Electric_Howarth_2023_05_05 | CH4 Import - NY 2020_PJ_2030_KnownCap | PJ | CH4 Import - NY 2020 | 2030 | Methane | 0 | known | PJ
LCP_Inputs_ON_Electric_Howarth_2023_05_05 | CH4 Import - NY 2020_PJ_2040_KnownCap | PJ | CH4 Import - NY 2020 | 2040 | Methane | 0 | known | PJ
LCP_Inputs_ON_Electric_Howarth_2023_05_05 | CH4 Import - NY 2020_PJ_2050_KnownCap | PJ | CH4 Import - NY 2020 | 2050 | Methane | 0 | known | PJ
LCP_Inputs_ON_Electric_Howarth_2023_05_05 | CH4 Import - NY 2030_PJ_2020_KnownCap | PJ | CH4 Import - NY 2030 | 2020 | Methane | 0 | known | PJ
LCP_Inputs_ON_Electric_Howarth_2023_05_05 | CH4 Import - NY 2030_PJ_2030_KnownCap | PJ | CH4 Import - NY 2030 | 2030 | Methane | 0 | known | PJ
LCP_Inputs_ON_Electric_Howarth_2023_05_05 | CH4 Import - NY 2030_PJ_2040_KnownCap | PJ | CH4 Import - NY 2030 | 2040 | Methane | 0 | known | PJ
LCP_Inputs_ON_Electric_Howarth_2023_05_05 | CH4 Import - NY 2030_PJ_2050_KnownCap | PJ | CH4 Import - NY 2030 | 2050 | Methane | 0 | known | PJ
LCP_Inputs_ON_Electric_Howarth_2023_05_05 | CH4 Import - NY 2040_PJ_2020_KnownCap | PJ | CH4 Import - NY 2040 | 2020 | Methane | 0 | known | PJ
LCP_Inputs_ON_Electric_Howarth_2023_05_05 | CH4 Import - NY 2040_PJ_2030_KnownCap | PJ | CH4 Import - NY 2040 | 2030 | Methane | 0 | known | PJ
LCP_Inputs_ON_Electric_Howarth_2023_05_05 | CH4 Import - NY 2040_PJ_2040_KnownCap | PJ | CH4 Import - NY 2040 | 2040 | Methane | 0 | known | PJ
LCP_Inputs_ON_Electric_Howarth_2023_05_05 | CH4 Import - NY 2040_PJ_2050_KnownCap | PJ | CH4 Import - NY 2040 | 2050 | Methane | 0 | known | PJ
LCP_Inputs_ON_Electric_Howarth_2023_05_05 | CH4 Import - NY 2050_PJ_2020_KnownCap | PJ | CH4 Import - NY 2050 | 2020 | Methane | 0 | known | PJ
LCP_Inputs_ON_Electric_Howarth_2023_05_05 | CH4 Import - NY 2050_PJ_2030_KnownCap | PJ | CH4 Import - NY 2050 | 2030 | Methane | 0 | known | PJ
LCP_Inputs_ON_Electric_Howarth_2023_05_05 | CH4 Import - NY 2050_PJ_2040_KnownCap | PJ | CH4 Import - NY 2050 | 2040 | Methane | 0 | known | PJ
LCP_Inputs_ON_Electric_Howarth_2023_05_05 | CH4 Import - NY 2050_PJ_2050_KnownCap | PJ | CH4 Import - NY 2050 | 2050 | Methane | 0 | known | PJ
LCP_Inputs_ON_Electric_Howarth_2023_05_05 | Electrolyser 2020/2030_PJ_2020_KnownCap | PJ | Electrolyser 2020/2030 | 2020 | Hydrogen | 0 | known | PJ
LCP_Inputs_ON_Electric_Howarth_2023_05_05 | Electrolyser 2020/2030_PJ_2030_KnownCap | PJ | Electrolyser 2020/2030 | 2030 | Hydrogen | 0 | known | PJ
LCP_Inputs_ON_Electric_Howarth_2023_05_05 | Electrolyser 2020/2030_PJ_2040_KnownCap | PJ | Electrolyser 2020/2030 | 2040 | Hydrogen | 0 | known | PJ
LCP_Inputs_ON_Electric_Howarth_2023_05_05 | Electrolyser 2020/2030_PJ_2050_KnownCap | PJ | Electrolyser 2020/2030 | 2050 | Hydrogen | 0 | known | PJ
LCP_Inputs_ON_Electric_Howarth_2023_05_05 | Electrolyser 2040_PJ_2020_KnownCap | PJ | Electrolyser 2040 | 2020 | Hydrogen | 0 | known | PJ
LCP_Inputs_ON_Electric_Howarth_2023_05_05 | Electrolyser 2040_PJ_2030_KnownCap | PJ | Electrolyser 2040 | 2030 | Hydrogen | 0 | known | PJ
LCP_Inputs_ON_Electric_Howarth_2023_05_05 | Electrolyser 2040_PJ_2040_KnownCap | PJ | Electrolyser 2040 | 2040 | Hydrogen | 0 | known | PJ
LCP_Inputs_ON_Electric_Howarth_2023_05_05 | Electrolyser 2040_PJ_2050_KnownCap | PJ | Electrolyser 2040 | 2050 | Hydrogen | 0 | known | PJ
LCP_Inputs_ON_Electric_Howarth_2023_05_05 | Electrolyser 2050_PJ_2020_KnownCap | PJ | Electrolyser 2050 | 2020 | Hydrogen | 0 | known | PJ
LCP_Inputs_ON_Electric_Howarth_2023_05_05 | Electrolyser 2050_PJ_2030_KnownCap | PJ | Electrolyser 2050 | 2030 | Hydrogen | 0 | known | PJ
LCP_Inputs_ON_Electric_Howarth_2023_05_05 | Electrolyser 2050_PJ_2040_KnownCap | PJ | Electrolyser 2050 | 2040 | Hydrogen | 0 | known | PJ
LCP_Inputs_ON_Electric_Howarth_2023_05_05 | Electrolyser 2050_PJ_2050_KnownCap | PJ | Electrolyser 2050 | 2050 | Hydrogen | 0 | known | PJ
LCP_Inputs_ON_Electric_Howarth_2023_05_05 | Anaerobic Digestion_PJ_2020_KnownCap | PJ | Anaerobic Digestion | 2020 | Methane | 0 | known | PJ
LCP_Inputs_ON_Electric_Howarth_2023_05_05 | Anaerobic Digestion_PJ_2030_KnownCap | PJ | Anaerobic Digestion | 2030 | Methane | 0 | known | PJ
LCP_Inputs_ON_Electric_Howarth_2023_05_05 | Anaerobic Digestion_PJ_2040_KnownCap | PJ | Anaerobic Digestion | 2040 | Methane | 0 | known | PJ
LCP_Inputs_ON_Electric_Howarth_2023_05_05 | Anaerobic Digestion_PJ_2050_KnownCap | PJ | Anaerobic Digestion | 2050 | Methane | 0 | known | PJ
LCP_Inputs_ON_Electric_Howarth_2023_05_05 | CH4 + CCS_PJ_2020_KnownCap | PJ | CH4 + CCS | 2020 | Methane | 0 | known | PJ
LCP_Inputs_ON_Electric_Howarth_2023_05_05 | CH4 + CCS_PJ_2030_KnownCap | PJ | CH4 + CCS | 2030 | Methane | 0 | known | PJ
LCP_Inputs_ON_Electric_Howarth_2023_05_05 | CH4 + CCS_PJ_2040_KnownCap | PJ | CH4 + CCS | 2040 | Methane | 0 | known | PJ
LCP_Inputs_ON_Electric_Howarth_2023_05_05 | CH4 + CCS_PJ_2050_KnownCap | PJ | CH4 + CCS | 2050 | Methane | 0 | known | PJ
LCP_Inputs_ON_Electric_Howarth_2023_05_05 | SMR CCS_PJ_2020_KnownCap | PJ | SMR CCS | 2020 | Hydrogen | 0 | known | PJ
LCP_Inputs_ON_Electric_Howarth_2023_05_05 | SMR CCS_PJ_2030_KnownCap | PJ | SMR CCS | 2030 | Hydrogen | 0 | known | PJ
LCP_Inputs_ON_Electric_Howarth_2023_05_05 | SMR CCS_PJ_2040_KnownCap | PJ | SMR CCS | 2040 | Hydrogen | 0 | known | PJ
LCP_Inputs_ON_Electric_Howarth_2023_05_05 | SMR CCS_PJ_2050_KnownCap | PJ | SMR CCS | 2050 | Hydrogen | 0 | known | PJ
LCP_Inputs_ON_Electric_Howarth_2023_05_05 | Biomass + CCS_ON_2020_KnownCap | ON | Biomass + CCS | 2020 | Electricity | 0 | known | ON
LCP_Inputs_ON_Electric_Howarth_2023_05_05 | Biomass + CCS_ON_2030_KnownCap | ON | Biomass + CCS | 2030 | Electricity | 0 | known | ON
LCP_Inputs_ON_Electric_Howarth_2023_05_05 | Biomass + CCS_ON_2040_KnownCap | ON | Biomass + CCS | 2040 | Electricity | 0 | known | ON
LCP_Inputs_ON_Electric_Howarth_2023_05_05 | Biomass + CCS_ON_2050_KnownCap | ON | Biomass + CCS | 2050 | Electricity | 0 | known | ON
LCP_Inputs_ON_Electric_Howarth_2023_05_05 | Biomass + CCS_QC_2020_KnownCap | QC | Biomass + CCS | 2020 | Electricity | 0 | known | QC
LCP_Inputs_ON_Electric_Howarth_2023_05_05 | Biomass + CCS_QC_2030_KnownCap | QC | Biomass + CCS | 2030 | Electricity | 0 | known | QC
LCP_Inputs_ON_Electric_Howarth_2023_05_05 | Biomass + CCS_QC_2040_KnownCap | QC | Biomass + CCS | 2040 | Electricity | 0 | known | QC
LCP_Inputs_ON_Electric_Howarth_2023_05_05 | Biomass + CCS_QC_2050_KnownCap | QC | Biomass + CCS | 2050 | Electricity | 0 | known | QC
LCP_Inputs_ON_Electric_Howarth_2023_05_05 | Biomass + CCS_WC_2020_KnownCap | WC | Biomass + CCS | 2020 | Electricity | 0 | known | WC
LCP_Inputs_ON_Electric_Howarth_2023_05_05 | Biomass + CCS_WC_2030_KnownCap | WC | Biomass + CCS | 2030 | Electricity | 0 | known | WC
LCP_Inputs_ON_Electric_Howarth_2023_05_05 | Biomass + CCS_WC_2040_KnownCap | WC | Biomass + CCS | 2040 | Electricity | 0 | known | WC
LCP_Inputs_ON_Electric_Howarth_2023_05_05 | Biomass + CCS_WC_2050_KnownCap | WC | Biomass + CCS | 2050 | Electricity | 0 | known | WC
LCP_Inputs_ON_Electric_Howarth_2023_05_05 | Biomass + CCS_NY_2020_KnownCap | NY | Biomass + CCS | 2020 | Electricity | 0 | known | NY
LCP_Inputs_ON_Electric_Howarth_2023_05_05 | Biomass + CCS_NY_2030_KnownCap | NY | Biomass + CCS | 2030 | Electricity | 0 | known | NY
LCP_Inputs_ON_Electric_Howarth_2023_05_05 | Biomass + CCS_NY_2040_KnownCap | NY | Biomass + CCS | 2040 | Electricity | 0 | known | NY
LCP_Inputs_ON_Electric_Howarth_2023_05_05 | Biomass + CCS_NY_2050_KnownCap | NY | Biomass + CCS | 2050 | Electricity | 0 | known | NY
LCP_Inputs_ON_Electric_Howarth_2023_05_05 | Biomass + CCS_MI_2020_KnownCap | MI | Biomass + CCS | 2020 | Electricity | 0 | known | MI
LCP_Inputs_ON_Electric_Howarth_2023_05_05 | Biomass + CCS_MI_2030_KnownCap | MI | Biomass + CCS | 2030 | Electricity | 0 | known | MI
LCP_Inputs_ON_Electric_Howarth_2023_05_05 | Biomass + CCS_MI_2040_KnownCap | MI | Biomass + CCS | 2040 | Electricity | 0 | known | MI
LCP_Inputs_ON_Electric_Howarth_2023_05_05 | Biomass + CCS_MI_2050_KnownCap | MI | Biomass + CCS | 2050 | Electricity | 0 | known | MI
LCP_Inputs_ON_Electric_Howarth_2023_05_05 | Biomass + CCS_PJ_2020_KnownCap | PJ | Biomass + CCS | 2020 | Electricity | 0 | known | PJ
LCP_Inputs_ON_Electric_Howarth_2023_05_05 | Biomass + CCS_PJ_2030_KnownCap | PJ | Biomass + CCS | 2030 | Electricity | 0 | known | PJ
LCP_Inputs_ON_Electric_Howarth_2023_05_05 | Biomass + CCS_PJ_2040_KnownCap | PJ | Biomass + CCS | 2040 | Electricity | 0 | known | PJ
LCP_Inputs_ON_Electric_Howarth_2023_05_05 | Biomass + CCS_PJ_2050_KnownCap | PJ | Biomass + CCS | 2050 | Electricity | 0 | known | PJ
LCP_Inputs_ON_Electric_Howarth_2023_05_05 | Nuclear SMR_ON_2020_KnownCap | ON | Nuclear SMR | 2020 | Electricity | 0 | known | ON
LCP_Inputs_ON_Electric_Howarth_2023_05_05 | Nuclear SMR_ON_2030_KnownCap | ON | Nuclear SMR | 2030 | Electricity | 300 | known | ON
LCP_Inputs_ON_Electric_Howarth_2023_05_05 | Nuclear SMR_ON_2040_KnownCap | ON | Nuclear SMR | 2040 | Electricity | 300 | known | ON
LCP_Inputs_ON_Electric_Howarth_2023_05_05 | Nuclear SMR_ON_2050_KnownCap | ON | Nuclear SMR | 2050 | Electricity | 300 | known | ON
LCP_Inputs_ON_Electric_Howarth_2023_05_05 | Nuclear SMR_QC_2020_KnownCap | QC | Nuclear SMR | 2020 | Electricity | 0 | known | QC
LCP_Inputs_ON_Electric_Howarth_2023_05_05 | Nuclear SMR_QC_2030_KnownCap | QC | Nuclear SMR | 2030 | Electricity | 0 | known | QC
LCP_Inputs_ON_Electric_Howarth_2023_05_05 | Nuclear SMR_QC_2040_KnownCap | QC | Nuclear SMR | 2040 | Electricity | 0 | known | QC
LCP_Inputs_ON_Electric_Howarth_2023_05_05 | Nuclear SMR_QC_2050_KnownCap | QC | Nuclear SMR | 2050 | Electricity | 0 | known | QC
LCP_Inputs_ON_Electric_Howarth_2023_05_05 | Nuclear SMR_WC_2020_KnownCap | WC | Nuclear SMR | 2020 | Electricity | 0 | known | WC
LCP_Inputs_ON_Electric_Howarth_2023_05_05 | Nuclear SMR_WC_2030_KnownCap | WC | Nuclear SMR | 2030 | Electricity | 0 | known | WC
LCP_Inputs_ON_Electric_Howarth_2023_05_05 | Nuclear SMR_WC_2040_KnownCap | WC | Nuclear SMR | 2040 | Electricity | 0 | known | WC
LCP_Inputs_ON_Electric_Howarth_2023_05_05 | Nuclear SMR_WC_2050_KnownCap | WC | Nuclear SMR | 2050 | Electricity | 0 | known | WC
LCP_Inputs_ON_Electric_Howarth_2023_05_05 | Nuclear SMR_NY_2020_KnownCap | NY | Nuclear SMR | 2020 | Electricity | 0 | known | NY
LCP_Inputs_ON_Electric_Howarth_2023_05_05 | Nuclear SMR_NY_2030_KnownCap | NY | Nuclear SMR | 2030 | Electricity | 0 | known | NY
LCP_Inputs_ON_Electric_Howarth_2023_05_05 | Nuclear SMR_NY_2040_KnownCap | NY | Nuclear SMR | 2040 | Electricity | 0 | known | NY
LCP_Inputs_ON_Electric_Howarth_2023_05_05 | Nuclear SMR_NY_2050_KnownCap | NY | Nuclear SMR | 2050 | Electricity | 0 | known | NY
LCP_Inputs_ON_Electric_Howarth_2023_05_05 | Nuclear SMR_MI_2020_KnownCap | MI | Nuclear SMR | 2020 | Electricity | 0 | known | MI
LCP_Inputs_ON_Electric_Howarth_2023_05_05 | Nuclear SMR_MI_2030_KnownCap | MI | Nuclear SMR | 2030 | Electricity | 0 | known | MI
LCP_Inputs_ON_Electric_Howarth_2023_05_05 | Nuclear SMR_MI_2040_KnownCap | MI | Nuclear SMR | 2040 | Electricity | 0 | known | MI
LCP_Inputs_ON_Electric_Howarth_2023_05_05 | Nuclear SMR_MI_2050_KnownCap | MI | Nuclear SMR | 2050 | Electricity | 0 | known | MI
LCP_Inputs_ON_Electric_Howarth_2023_05_05 | Nuclear SMR_PJ_2020_KnownCap | PJ | Nuclear SMR | 2020 | Electricity | 0 | known | PJ
LCP_Inputs_ON_Electric_Howarth_2023_05_05 | Nuclear SMR_PJ_2030_KnownCap | PJ | Nuclear SMR | 2030 | Electricity | 0 | known | PJ
LCP_Inputs_ON_Electric_Howarth_2023_05_05 | Nuclear SMR_PJ_2040_KnownCap | PJ | Nuclear SMR | 2040 | Electricity | 0 | known | PJ
LCP_Inputs_ON_Electric_Howarth_2023_05_05 | Nuclear SMR_PJ_2050_KnownCap | PJ | Nuclear SMR | 2050 | Electricity | 0 | known | PJ

## infra_cap_granular_total
ScenarioName | known_modeled | var_type | InfraTechnology | SubRegion1 | SubRegion2 | GENtoDISFuel | SimYr | InfraCapacity
LCP_Inputs_ON_Electric_Howarth_2023_05_05 | modeled | Capacity-Interconnection | CH4 Pipeline | ON | MI | Methane | 2020 | 0
LCP_Inputs_ON_Electric_Howarth_2023_05_05 | modeled | Capacity-Interconnection | CH4 Pipeline | ON | MI | Methane | 2030 | 0
LCP_Inputs_ON_Electric_Howarth_2023_05_05 | modeled | Capacity-Interconnection | CH4 Pipeline | ON | MI | Methane | 2040 | 0
LCP_Inputs_ON_Electric_Howarth_2023_05_05 | modeled | Capacity-Interconnection | CH4 Pipeline | ON | MI | Methane | 2050 | 0
LCP_Inputs_ON_Electric_Howarth_2023_05_05 | modeled | Capacity-Interconnection | CH4 Pipeline | ON | NY | Methane | 2020 | 0
LCP_Inputs_ON_Electric_Howarth_2023_05_05 | modeled | Capacity-Interconnection | CH4 Pipeline | ON | NY | Methane | 2030 | 0
LCP_Inputs_ON_Electric_Howarth_2023_05_05 | modeled | Capacity-Interconnection | CH4 Pipeline | ON | NY | Methane | 2040 | 0
LCP_Inputs_ON_Electric_Howarth_2023_05_05 | modeled | Capacity-Interconnection | CH4 Pipeline | ON | NY | Methane | 2050 | 0
LCP_Inputs_ON_Electric_Howarth_2023_05_05 | modeled | Capacity-Interconnection | CH4 Pipeline | ON | PJ | Methane | 2020 | 0
LCP_Inputs_ON_Electric_Howarth_2023_05_05 | modeled | Capacity-Interconnection | CH4 Pipeline | ON | PJ | Methane | 2030 | 0
LCP_Inputs_ON_Electric_Howarth_2023_05_05 | modeled | Capacity-Interconnection | CH4 Pipeline | ON | PJ | Methane | 2040 | 0
LCP_Inputs_ON_Electric_Howarth_2023_05_05 | modeled | Capacity-Interconnection | CH4 Pipeline | ON | PJ | Methane | 2050 | 0
LCP_Inputs_ON_Electric_Howarth_2023_05_05 | modeled | Capacity-Interconnection | CH4 Pipeline | ON | QC | Methane | 2020 | 0
LCP_Inputs_ON_Electric_Howarth_2023_05_05 | modeled | Capacity-Interconnection | CH4 Pipeline | ON | QC | Methane | 2030 | 0
LCP_Inputs_ON_Electric_Howarth_2023_05_05 | modeled | Capacity-Interconnection | CH4 Pipeline | ON | QC | Methane | 2040 | 0
LCP_Inputs_ON_Electric_Howarth_2023_05_05 | modeled | Capacity-Interconnection | CH4 Pipeline | ON | QC | Methane | 2050 | 0
LCP_Inputs_ON_Electric_Howarth_2023_05_05 | modeled | Capacity-Interconnection | CH4 Pipeline | ON | WC | Methane | 2020 | 0
LCP_Inputs_ON_Electric_Howarth_2023_05_05 | modeled | Capacity-Interconnection | CH4 Pipeline | ON | WC | Methane | 2030 | 0
LCP_Inputs_ON_Electric_Howarth_2023_05_05 | modeled | Capacity-Interconnection | CH4 Pipeline | ON | WC | Methane | 2040 | 0
LCP_Inputs_ON_Electric_Howarth_2023_05_05 | modeled | Capacity-Interconnection | CH4 Pipeline | ON | WC | Methane | 2050 | 0
LCP_Inputs_ON_Electric_Howarth_2023_05_05 | modeled | Capacity-Interconnection | Electricity Transmission Line | ON | MI | Electricity | 2020 | 0
LCP_Inputs_ON_Electric_Howarth_2023_05_05 | modeled | Capacity-Interconnection | Electricity Transmission Line | ON | MI | Electricity | 2030 | 1500
LCP_Inputs_ON_Electric_Howarth_2023_05_05 | modeled | Capacity-Interconnection | Electricity Transmission Line | ON | MI | Electricity | 2040 | 3000
LCP_Inputs_ON_Electric_Howarth_2023_05_05 | modeled | Capacity-Interconnection | Electricity Transmission Line | ON | MI | Electricity | 2050 | 4500
LCP_Inputs_ON_Electric_Howarth_2023_05_05 | modeled | Capacity-Interconnection | Electricity Transmission Line | ON | NY | Electricity | 2020 | 0
LCP_Inputs_ON_Electric_Howarth_2023_05_05 | modeled | Capacity-Interconnection | Electricity Transmission Line | ON | NY | Electricity | 2030 | 1500
LCP_Inputs_ON_Electric_Howarth_2023_05_05 | modeled | Capacity-Interconnection | Electricity Transmission Line | ON | NY | Electricity | 2040 | 3000
LCP_Inputs_ON_Electric_Howarth_2023_05_05 | modeled | Capacity-Interconnection | Electricity Transmission Line | ON | NY | Electricity | 2050 | 4500
LCP_Inputs_ON_Electric_Howarth_2023_05_05 | modeled | Capacity-Interconnection | Electricity Transmission Line | ON | PJ | Electricity | 2020 | 0
LCP_Inputs_ON_Electric_Howarth_2023_05_05 | modeled | Capacity-Interconnection | Electricity Transmission Line | ON | PJ | Electricity | 2030 | 0
LCP_Inputs_ON_Electric_Howarth_2023_05_05 | modeled | Capacity-Interconnection | Electricity Transmission Line | ON | PJ | Electricity | 2040 | 1500
LCP_Inputs_ON_Electric_Howarth_2023_05_05 | modeled | Capacity-Interconnection | Electricity Transmission Line | ON | PJ | Electricity | 2050 | 3000
LCP_Inputs_ON_Electric_Howarth_2023_05_05 | modeled | Capacity-Interconnection | Electricity Transmission Line | ON | QC | Electricity | 2020 | 0
LCP_Inputs_ON_Electric_Howarth_2023_05_05 | modeled | Capacity-Interconnection | Electricity Transmission Line | ON | QC | Electricity | 2030 | 1500
LCP_Inputs_ON_Electric_Howarth_2023_05_05 | modeled | Capacity-Interconnection | Electricity Transmission Line | ON | QC | Electricity | 2040 | 3000
LCP_Inputs_ON_Electric_Howarth_2023_05_05 | modeled | Capacity-Interconnection | Electricity Transmission Line | ON | QC | Electricity | 2050 | 4500
LCP_Inputs_ON_Electric_Howarth_2023_05_05 | modeled | Capacity-Interconnection | Electricity Transmission Line | ON | WC | Electricity | 2020 | 0
LCP_Inputs_ON_Electric_Howarth_2023_05_05 | modeled | Capacity-Interconnection | Electricity Transmission Line | ON | WC | Electricity | 2030 | 1500
LCP_Inputs_ON_Electric_Howarth_2023_05_05 | modeled | Capacity-Interconnection | Electricity Transmission Line | ON | WC | Electricity | 2040 | 3000
LCP_Inputs_ON_Electric_Howarth_2023_05_05 | modeled | Capacity-Interconnection | Electricity Transmission Line | ON | WC | Electricity | 2050 | 4500
LCP_Inputs_ON_Electric_Howarth_2023_05_05 | modeled | Capacity-Interconnection | Electricity Transmission Line | QC | NY | Electricity | 2020 | 3114.8041
LCP_Inputs_ON_Electric_Howarth_2023_05_05 | modeled | Capacity-Interconnection | Electricity Transmission Line | QC | NY | Electricity | 2030 | 6496.8743
LCP_Inputs_ON_Electric_Howarth_2023_05_05 | modeled | Capacity-Interconnection | Electricity Transmission Line | QC | NY | Electricity | 2040 | 9629.2765
LCP_Inputs_ON_Electric_Howarth_2023_05_05 | modeled | Capacity-Interconnection | Electricity Transmission Line | QC | NY | Electricity | 2050 | 11254.4119
LCP_Inputs_ON_Electric_Howarth_2023_05_05 | modeled | Capacity-Interconnection | Electricity Transmission Line | WC | MI | Electricity | 2020 | 337.2479
LCP_Inputs_ON_Electric_Howarth_2023_05_05 | modeled | Capacity-Interconnection | Electricity Transmission Line | WC | MI | Electricity | 2030 | 337.2479
LCP_Inputs_ON_Electric_Howarth_2023_05_05 | modeled | Capacity-Interconnection | Electricity Transmission Line | WC | MI | Electricity | 2040 | 1721.8969
LCP_Inputs_ON_Electric_Howarth_2023_05_05 | modeled | Capacity-Interconnection | Electricity Transmission Line | WC | MI | Electricity | 2050 | 3597.8425
LCP_Inputs_ON_Electric_Howarth_2023_05_05 | modeled | Capacity-Interconnection | H2 Pipeline - New | ON | MI | Hydrogen | 2020 | 0
LCP_Inputs_ON_Electric_Howarth_2023_05_05 | modeled | Capacity-Interconnection | H2 Pipeline - New | ON | MI | Hydrogen | 2030 | 0
LCP_Inputs_ON_Electric_Howarth_2023_05_05 | modeled | Capacity-Interconnection | H2 Pipeline - New | ON | MI | Hydrogen | 2040 | 0
LCP_Inputs_ON_Electric_Howarth_2023_05_05 | modeled | Capacity-Interconnection | H2 Pipeline - New | ON | MI | Hydrogen | 2050 | 0
LCP_Inputs_ON_Electric_Howarth_2023_05_05 | modeled | Capacity-Interconnection | H2 Pipeline - New | ON | NY | Hydrogen | 2020 | 0
LCP_Inputs_ON_Electric_Howarth_2023_05_05 | modeled | Capacity-Interconnection | H2 Pipeline - New | ON | NY | Hydrogen | 2030 | 0
LCP_Inputs_ON_Electric_Howarth_2023_05_05 | modeled | Capacity-Interconnection | H2 Pipeline - New | ON | NY | Hydrogen | 2040 | 0
LCP_Inputs_ON_Electric_Howarth_2023_05_05 | modeled | Capacity-Interconnection | H2 Pipeline - New | ON | NY | Hydrogen | 2050 | 0
LCP_Inputs_ON_Electric_Howarth_2023_05_05 | modeled | Capacity-Interconnection | H2 Pipeline - New | ON | PJ | Hydrogen | 2020 | 0
LCP_Inputs_ON_Electric_Howarth_2023_05_05 | modeled | Capacity-Interconnection | H2 Pipeline - New | ON | PJ | Hydrogen | 2030 | 0
LCP_Inputs_ON_Electric_Howarth_2023_05_05 | modeled | Capacity-Interconnection | H2 Pipeline - New | ON | PJ | Hydrogen | 2040 | 0
LCP_Inputs_ON_Electric_Howarth_2023_05_05 | modeled | Capacity-Interconnection | H2 Pipeline - New | ON | PJ | Hydrogen | 2050 | 0
LCP_Inputs_ON_Electric_Howarth_2023_05_05 | modeled | Capacity-Interconnection | H2 Pipeline - New | ON | QC | Hydrogen | 2020 | 0
LCP_Inputs_ON_Electric_Howarth_2023_05_05 | modeled | Capacity-Interconnection | H2 Pipeline - New | ON | QC | Hydrogen | 2030 | 0
LCP_Inputs_ON_Electric_Howarth_2023_05_05 | modeled | Capacity-Interconnection | H2 Pipeline - New | ON | QC | Hydrogen | 2040 | 0
LCP_Inputs_ON_Electric_Howarth_2023_05_05 | modeled | Capacity-Interconnection | H2 Pipeline - New | ON | QC | Hydrogen | 2050 | 0
LCP_Inputs_ON_Electric_Howarth_2023_05_05 | modeled | Capacity-Interconnection | H2 Pipeline - New | ON | WC | Hydrogen | 2020 | 0
LCP_Inputs_ON_Electric_Howarth_2023_05_05 | modeled | Capacity-Interconnection | H2 Pipeline - New | ON | WC | Hydrogen | 2030 | 0
LCP_Inputs_ON_Electric_Howarth_2023_05_05 | modeled | Capacity-Interconnection | H2 Pipeline - New | ON | WC | Hydrogen | 2040 | 0
LCP_Inputs_ON_Electric_Howarth_2023_05_05 | modeled | Capacity-Interconnection | H2 Pipeline - New | ON | WC | Hydrogen | 2050 | 0
LCP_Inputs_ON_Electric_Howarth_2023_05_05 | modeled | Capacity-Interconnection | H2 Pipeline - Repurposed | ON | MI | Hydrogen | 2020 | 0
LCP_Inputs_ON_Electric_Howarth_2023_05_05 | modeled | Capacity-Interconnection | H2 Pipeline - Repurposed | ON | MI | Hydrogen | 2030 | 0
LCP_Inputs_ON_Electric_Howarth_2023_05_05 | modeled | Capacity-Interconnection | H2 Pipeline - Repurposed | ON | MI | Hydrogen | 2040 | 0
LCP_Inputs_ON_Electric_Howarth_2023_05_05 | modeled | Capacity-Interconnection | H2 Pipeline - Repurposed | ON | MI | Hydrogen | 2050 | 0
LCP_Inputs_ON_Electric_Howarth_2023_05_05 | modeled | Capacity-Interconnection | H2 Pipeline - Repurposed | ON | NY | Hydrogen | 2020 | 0
LCP_Inputs_ON_Electric_Howarth_2023_05_05 | modeled | Capacity-Interconnection | H2 Pipeline - Repurposed | ON | NY | Hydrogen | 2030 | 0
LCP_Inputs_ON_Electric_Howarth_2023_05_05 | modeled | Capacity-Interconnection | H2 Pipeline - Repurposed | ON | NY | Hydrogen | 2040 | 0
LCP_Inputs_ON_Electric_Howarth_2023_05_05 | modeled | Capacity-Interconnection | H2 Pipeline - Repurposed | ON | NY | Hydrogen | 2050 | 0
LCP_Inputs_ON_Electric_Howarth_2023_05_05 | modeled | Capacity-Interconnection | H2 Pipeline - Repurposed | ON | PJ | Hydrogen | 2020 | 0
LCP_Inputs_ON_Electric_Howarth_2023_05_05 | modeled | Capacity-Interconnection | H2 Pipeline - Repurposed | ON | PJ | Hydrogen | 2030 | 0
LCP_Inputs_ON_Electric_Howarth_2023_05_05 | modeled | Capacity-Interconnection | H2 Pipeline - Repurposed | ON | PJ | Hydrogen | 2040 | 0
LCP_Inputs_ON_Electric_Howarth_2023_05_05 | modeled | Capacity-Interconnection | H2 Pipeline - Repurposed | ON | PJ | Hydrogen | 2050 | 0
LCP_Inputs_ON_Electric_Howarth_2023_05_05 | modeled | Capacity-Interconnection | H2 Pipeline - Repurposed | ON | QC | Hydrogen | 2020 | 0
LCP_Inputs_ON_Electric_Howarth_2023_05_05 | modeled | Capacity-Interconnection | H2 Pipeline - Repurposed | ON | QC | Hydrogen | 2030 | 0
LCP_Inputs_ON_Electric_Howarth_2023_05_05 | modeled | Capacity-Interconnection | H2 Pipeline - Repurposed | ON | QC | Hydrogen | 2040 | 0
LCP_Inputs_ON_Electric_Howarth_2023_05_05 | modeled | Capacity-Interconnection | H2 Pipeline - Repurposed | ON | QC | Hydrogen | 2050 | 9950
LCP_Inputs_ON_Electric_Howarth_2023_05_05 | modeled | Capacity-Interconnection | H2 Pipeline - Repurposed | ON | WC | Hydrogen | 2020 | 0
LCP_Inputs_ON_Electric_Howarth_2023_05_05 | modeled | Capacity-Interconnection | H2 Pipeline - Repurposed | ON | WC | Hydrogen | 2030 | 0
LCP_Inputs_ON_Electric_Howarth_2023_05_05 | modeled | Capacity-Interconnection | H2 Pipeline - Repurposed | ON | WC | Hydrogen | 2040 | 24689.4767
LCP_Inputs_ON_Electric_Howarth_2023_05_05 | modeled | Capacity-Interconnection | H2 Pipeline - Repurposed | ON | WC | Hydrogen | 2050 | 41858.5138
LCP_Inputs_ON_Electric_Howarth_2023_05_05 | modeled | Capacity-Intraconnection | CH4 Pipeline | MI | MI | Methane | 2020 | 0
LCP_Inputs_ON_Electric_Howarth_2023_05_05 | modeled | Capacity-Intraconnection | CH4 Pipeline | MI | MI | Methane | 2030 | 0
LCP_Inputs_ON_Electric_Howarth_2023_05_05 | modeled | Capacity-Intraconnection | CH4 Pipeline | MI | MI | Methane | 2040 | 0
LCP_Inputs_ON_Electric_Howarth_2023_05_05 | modeled | Capacity-Intraconnection | CH4 Pipeline | MI | MI | Methane | 2050 | 0
LCP_Inputs_ON_Electric_Howarth_2023_05_05 | modeled | Capacity-Intraconnection | CH4 Pipeline | NY | NY | Methane | 2020 | 0
LCP_Inputs_ON_Electric_Howarth_2023_05_05 | modeled | Capacity-Intraconnection | CH4 Pipeline | NY | NY | Methane | 2030 | 0
LCP_Inputs_ON_Electric_Howarth_2023_05_05 | modeled | Capacity-Intraconnection | CH4 Pipeline | NY | NY | Methane | 2040 | 0
LCP_Inputs_ON_Electric_Howarth_2023_05_05 | modeled | Capacity-Intraconnection | CH4 Pipeline | NY | NY | Methane | 2050 | 0
LCP_Inputs_ON_Electric_Howarth_2023_05_05 | modeled | Capacity-Intraconnection | CH4 Pipeline | ON | ON | Methane | 2020 | 0
LCP_Inputs_ON_Electric_Howarth_2023_05_05 | modeled | Capacity-Intraconnection | CH4 Pipeline | ON | ON | Methane | 2030 | 0
LCP_Inputs_ON_Electric_Howarth_2023_05_05 | modeled | Capacity-Intraconnection | CH4 Pipeline | ON | ON | Methane | 2040 | 0
LCP_Inputs_ON_Electric_Howarth_2023_05_05 | modeled | Capacity-Intraconnection | CH4 Pipeline | ON | ON | Methane | 2050 | 0
LCP_Inputs_ON_Electric_Howarth_2023_05_05 | modeled | Capacity-Intraconnection | CH4 Pipeline | PJ | PJ | Methane | 2020 | 0
LCP_Inputs_ON_Electric_Howarth_2023_05_05 | modeled | Capacity-Intraconnection | CH4 Pipeline | PJ | PJ | Methane | 2030 | 0
LCP_Inputs_ON_Electric_Howarth_2023_05_05 | modeled | Capacity-Intraconnection | CH4 Pipeline | PJ | PJ | Methane | 2040 | 0
LCP_Inputs_ON_Electric_Howarth_2023_05_05 | modeled | Capacity-Intraconnection | CH4 Pipeline | PJ | PJ | Methane | 2050 | 0
LCP_Inputs_ON_Electric_Howarth_2023_05_05 | modeled | Capacity-Intraconnection | CH4 Pipeline | QC | QC | Methane | 2020 | 0
LCP_Inputs_ON_Electric_Howarth_2023_05_05 | modeled | Capacity-Intraconnection | CH4 Pipeline | QC | QC | Methane | 2030 | 0
LCP_Inputs_ON_Electric_Howarth_2023_05_05 | modeled | Capacity-Intraconnection | CH4 Pipeline | QC | QC | Methane | 2040 | 0
LCP_Inputs_ON_Electric_Howarth_2023_05_05 | modeled | Capacity-Intraconnection | CH4 Pipeline | QC | QC | Methane | 2050 | 0
LCP_Inputs_ON_Electric_Howarth_2023_05_05 | modeled | Capacity-Intraconnection | CH4 Pipeline | WC | WC | Methane | 2020 | 0
LCP_Inputs_ON_Electric_Howarth_2023_05_05 | modeled | Capacity-Intraconnection | CH4 Pipeline | WC | WC | Methane | 2030 | 0
LCP_Inputs_ON_Electric_Howarth_2023_05_05 | modeled | Capacity-Intraconnection | CH4 Pipeline | WC | WC | Methane | 2040 | 0
LCP_Inputs_ON_Electric_Howarth_2023_05_05 | modeled | Capacity-Intraconnection | CH4 Pipeline | WC | WC | Methane | 2050 | 0
LCP_Inputs_ON_Electric_Howarth_2023_05_05 | modeled | Capacity-Intraconnection | Electricity Transmission Line | MI | MI | Electricity | 2020 | 100000000
LCP_Inputs_ON_Electric_Howarth_2023_05_05 | modeled | Capacity-Intraconnection | Electricity Transmission Line | MI | MI | Electricity | 2030 | 200000000
LCP_Inputs_ON_Electric_Howarth_2023_05_05 | modeled | Capacity-Intraconnection | Electricity Transmission Line | MI | MI | Electricity | 2040 | 300000000
LCP_Inputs_ON_Electric_Howarth_2023_05_05 | modeled | Capacity-Intraconnection | Electricity Transmission Line | MI | MI | Electricity | 2050 | 400000000
LCP_Inputs_ON_Electric_Howarth_2023_05_05 | modeled | Capacity-Intraconnection | Electricity Transmission Line | NY | NY | Electricity | 2020 | 100000000
LCP_Inputs_ON_Electric_Howarth_2023_05_05 | modeled | Capacity-Intraconnection | Electricity Transmission Line | NY | NY | Electricity | 2030 | 200000000
LCP_Inputs_ON_Electric_Howarth_2023_05_05 | modeled | Capacity-Intraconnection | Electricity Transmission Line | NY | NY | Electricity | 2040 | 300000000
LCP_Inputs_ON_Electric_Howarth_2023_05_05 | modeled | Capacity-Intraconnection | Electricity Transmission Line | NY | NY | Electricity | 2050 | 400000000
LCP_Inputs_ON_Electric_Howarth_2023_05_05 | modeled | Capacity-Intraconnection | Electricity Transmission Line | ON | ON | Electricity | 2020 | 0
LCP_Inputs_ON_Electric_Howarth_2023_05_05 | modeled | Capacity-Intraconnection | Electricity Transmission Line | ON | ON | Electricity | 2030 | 17388.4952
LCP_Inputs_ON_Electric_Howarth_2023_05_05 | modeled | Capacity-Intraconnection | Electricity Transmission Line | ON | ON | Electricity | 2040 | 49641.4431
LCP_Inputs_ON_Electric_Howarth_2023_05_05 | modeled | Capacity-Intraconnection | Electricity Transmission Line | ON | ON | Electricity | 2050 | 64386.1175
LCP_Inputs_ON_Electric_Howarth_2023_05_05 | modeled | Capacity-Intraconnection | Electricity Transmission Line | PJ | PJ | Electricity | 2020 | 100000000
LCP_Inputs_ON_Electric_Howarth_2023_05_05 | modeled | Capacity-Intraconnection | Electricity Transmission Line | PJ | PJ | Electricity | 2030 | 200000000
LCP_Inputs_ON_Electric_Howarth_2023_05_05 | modeled | Capacity-Intraconnection | Electricity Transmission Line | PJ | PJ | Electricity | 2040 | 300000000
LCP_Inputs_ON_Electric_Howarth_2023_05_05 | modeled | Capacity-Intraconnection | Electricity Transmission Line | PJ | PJ | Electricity | 2050 | 400000000
LCP_Inputs_ON_Electric_Howarth_2023_05_05 | modeled | Capacity-Intraconnection | Electricity Transmission Line | QC | QC | Electricity | 2020 | 100000000
LCP_Inputs_ON_Electric_Howarth_2023_05_05 | modeled | Capacity-Intraconnection | Electricity Transmission Line | QC | QC | Electricity | 2030 | 200000000
LCP_Inputs_ON_Electric_Howarth_2023_05_05 | modeled | Capacity-Intraconnection | Electricity Transmission Line | QC | QC | Electricity | 2040 | 300000000
LCP_Inputs_ON_Electric_Howarth_2023_05_05 | modeled | Capacity-Intraconnection | Electricity Transmission Line | QC | QC | Electricity | 2050 | 400000000
LCP_Inputs_ON_Electric_Howarth_2023_05_05 | modeled | Capacity-Intraconnection | Electricity Transmission Line | WC | WC | Electricity | 2020 | 100000000
LCP_Inputs_ON_Electric_Howarth_2023_05_05 | modeled | Capacity-Intraconnection | Electricity Transmission Line | WC | WC | Electricity | 2030 | 200000000
LCP_Inputs_ON_Electric_Howarth_2023_05_05 | modeled | Capacity-Intraconnection | Electricity Transmission Line | WC | WC | Electricity | 2040 | 300000000
LCP_Inputs_ON_Electric_Howarth_2023_05_05 | modeled | Capacity-Intraconnection | Electricity Transmission Line | WC | WC | Electricity | 2050 | 400000000
LCP_Inputs_ON_Electric_Howarth_2023_05_05 | modeled | Capacity-Intraconnection | H2 Pipeline - New | MI | MI | Hydrogen | 2020 | 0
LCP_Inputs_ON_Electric_Howarth_2023_05_05 | modeled | Capacity-Intraconnection | H2 Pipeline - New | MI | MI | Hydrogen | 2030 | 0
LCP_Inputs_ON_Electric_Howarth_2023_05_05 | modeled | Capacity-Intraconnection | H2 Pipeline - New | MI | MI | Hydrogen | 2040 | 0
LCP_Inputs_ON_Electric_Howarth_2023_05_05 | modeled | Capacity-Intraconnection | H2 Pipeline - New | MI | MI | Hydrogen | 2050 | 0
LCP_Inputs_ON_Electric_Howarth_2023_05_05 | modeled | Capacity-Intraconnection | H2 Pipeline - New | NY | NY | Hydrogen | 2020 | 0
LCP_Inputs_ON_Electric_Howarth_2023_05_05 | modeled | Capacity-Intraconnection | H2 Pipeline - New | NY | NY | Hydrogen | 2030 | 0
LCP_Inputs_ON_Electric_Howarth_2023_05_05 | modeled | Capacity-Intraconnection | H2 Pipeline - New | NY | NY | Hydrogen | 2040 | 0
LCP_Inputs_ON_Electric_Howarth_2023_05_05 | modeled | Capacity-Intraconnection | H2 Pipeline - New | NY | NY | Hydrogen | 2050 | 0
LCP_Inputs_ON_Electric_Howarth_2023_05_05 | modeled | Capacity-Intraconnection | H2 Pipeline - New | ON | ON | Hydrogen | 2020 | 0
LCP_Inputs_ON_Electric_Howarth_2023_05_05 | modeled | Capacity-Intraconnection | H2 Pipeline - New | ON | ON | Hydrogen | 2030 | 0
LCP_Inputs_ON_Electric_Howarth_2023_05_05 | modeled | Capacity-Intraconnection | H2 Pipeline - New | ON | ON | Hydrogen | 2040 | 0
LCP_Inputs_ON_Electric_Howarth_2023_05_05 | modeled | Capacity-Intraconnection | H2 Pipeline - New | ON | ON | Hydrogen | 2050 | 0
LCP_Inputs_ON_Electric_Howarth_2023_05_05 | modeled | Capacity-Intraconnection | H2 Pipeline - New | PJ | PJ | Hydrogen | 2020 | 0
LCP_Inputs_ON_Electric_Howarth_2023_05_05 | modeled | Capacity-Intraconnection | H2 Pipeline - New | PJ | PJ | Hydrogen | 2030 | 0
LCP_Inputs_ON_Electric_Howarth_2023_05_05 | modeled | Capacity-Intraconnection | H2 Pipeline - New | PJ | PJ | Hydrogen | 2040 | 0
LCP_Inputs_ON_Electric_Howarth_2023_05_05 | modeled | Capacity-Intraconnection | H2 Pipeline - New | PJ | PJ | Hydrogen | 2050 | 0
LCP_Inputs_ON_Electric_Howarth_2023_05_05 | modeled | Capacity-Intraconnection | H2 Pipeline - New | QC | QC | Hydrogen | 2020 | 0
LCP_Inputs_ON_Electric_Howarth_2023_05_05 | modeled | Capacity-Intraconnection | H2 Pipeline - New | QC | QC | Hydrogen | 2030 | 0
LCP_Inputs_ON_Electric_Howarth_2023_05_05 | modeled | Capacity-Intraconnection | H2 Pipeline - New | QC | QC | Hydrogen | 2040 | 0
LCP_Inputs_ON_Electric_Howarth_2023_05_05 | modeled | Capacity-Intraconnection | H2 Pipeline - New | QC | QC | Hydrogen | 2050 | 0
LCP_Inputs_ON_Electric_Howarth_2023_05_05 | modeled | Capacity-Intraconnection | H2 Pipeline - New | WC | WC | Hydrogen | 2020 | 0
LCP_Inputs_ON_Electric_Howarth_2023_05_05 | modeled | Capacity-Intraconnection | H2 Pipeline - New | WC | WC | Hydrogen | 2030 | 0
LCP_Inputs_ON_Electric_Howarth_2023_05_05 | modeled | Capacity-Intraconnection | H2 Pipeline - New | WC | WC | Hydrogen | 2040 | 0
LCP_Inputs_ON_Electric_Howarth_2023_05_05 | modeled | Capacity-Intraconnection | H2 Pipeline - New | WC | WC | Hydrogen | 2050 | 0
LCP_Inputs_ON_Electric_Howarth_2023_05_05 | modeled | Capacity-Intraconnection | H2 Pipeline - Repurposed | MI | MI | Hydrogen | 2020 | 0
LCP_Inputs_ON_Electric_Howarth_2023_05_05 | modeled | Capacity-Intraconnection | H2 Pipeline - Repurposed | MI | MI | Hydrogen | 2030 | 0
LCP_Inputs_ON_Electric_Howarth_2023_05_05 | modeled | Capacity-Intraconnection | H2 Pipeline - Repurposed | MI | MI | Hydrogen | 2040 | 0
LCP_Inputs_ON_Electric_Howarth_2023_05_05 | modeled | Capacity-Intraconnection | H2 Pipeline - Repurposed | MI | MI | Hydrogen | 2050 | 0
LCP_Inputs_ON_Electric_Howarth_2023_05_05 | modeled | Capacity-Intraconnection | H2 Pipeline - Repurposed | NY | NY | Hydrogen | 2020 | 0
LCP_Inputs_ON_Electric_Howarth_2023_05_05 | modeled | Capacity-Intraconnection | H2 Pipeline - Repurposed | NY | NY | Hydrogen | 2030 | 0
LCP_Inputs_ON_Electric_Howarth_2023_05_05 | modeled | Capacity-Intraconnection | H2 Pipeline - Repurposed | NY | NY | Hydrogen | 2040 | 0
LCP_Inputs_ON_Electric_Howarth_2023_05_05 | modeled | Capacity-Intraconnection | H2 Pipeline - Repurposed | NY | NY | Hydrogen | 2050 | 0
LCP_Inputs_ON_Electric_Howarth_2023_05_05 | modeled | Capacity-Intraconnection | H2 Pipeline - Repurposed | ON | ON | Hydrogen | 2020 | 0
LCP_Inputs_ON_Electric_Howarth_2023_05_05 | modeled | Capacity-Intraconnection | H2 Pipeline - Repurposed | ON | ON | Hydrogen | 2030 | 3517.7372
LCP_Inputs_ON_Electric_Howarth_2023_05_05 | modeled | Capacity-Intraconnection | H2 Pipeline - Repurposed | ON | ON | Hydrogen | 2040 | 10250.5661
LCP_Inputs_ON_Electric_Howarth_2023_05_05 | modeled | Capacity-Intraconnection | H2 Pipeline - Repurposed | ON | ON | Hydrogen | 2050 | 17310.2327
LCP_Inputs_ON_Electric_Howarth_2023_05_05 | modeled | Capacity-Intraconnection | H2 Pipeline - Repurposed | PJ | PJ | Hydrogen | 2020 | 0
LCP_Inputs_ON_Electric_Howarth_2023_05_05 | modeled | Capacity-Intraconnection | H2 Pipeline - Repurposed | PJ | PJ | Hydrogen | 2030 | 0
LCP_Inputs_ON_Electric_Howarth_2023_05_05 | modeled | Capacity-Intraconnection | H2 Pipeline - Repurposed | PJ | PJ | Hydrogen | 2040 | 0
LCP_Inputs_ON_Electric_Howarth_2023_05_05 | modeled | Capacity-Intraconnection | H2 Pipeline - Repurposed | PJ | PJ | Hydrogen | 2050 | 0
LCP_Inputs_ON_Electric_Howarth_2023_05_05 | modeled | Capacity-Intraconnection | H2 Pipeline - Repurposed | QC | QC | Hydrogen | 2020 | 0
LCP_Inputs_ON_Electric_Howarth_2023_05_05 | modeled | Capacity-Intraconnection | H2 Pipeline - Repurposed | QC | QC | Hydrogen | 2030 | 0
LCP_Inputs_ON_Electric_Howarth_2023_05_05 | modeled | Capacity-Intraconnection | H2 Pipeline - Repurposed | QC | QC | Hydrogen | 2040 | 0
LCP_Inputs_ON_Electric_Howarth_2023_05_05 | modeled | Capacity-Intraconnection | H2 Pipeline - Repurposed | QC | QC | Hydrogen | 2050 | 0
LCP_Inputs_ON_Electric_Howarth_2023_05_05 | modeled | Capacity-Intraconnection | H2 Pipeline - Repurposed | WC | WC | Hydrogen | 2020 | 0
LCP_Inputs_ON_Electric_Howarth_2023_05_05 | modeled | Capacity-Intraconnection | H2 Pipeline - Repurposed | WC | WC | Hydrogen | 2030 | 0
LCP_Inputs_ON_Electric_Howarth_2023_05_05 | modeled | Capacity-Intraconnection | H2 Pipeline - Repurposed | WC | WC | Hydrogen | 2040 | 0
LCP_Inputs_ON_Electric_Howarth_2023_05_05 | modeled | Capacity-Intraconnection | H2 Pipeline - Repurposed | WC | WC | Hydrogen | 2050 | 0
LCP_Inputs_ON_Electric_Howarth_2023_05_05 | known | Capacity-Intraconnection | Electricity Transmission Line | ON | ON | Electricity | 2020 | 23000
LCP_Inputs_ON_Electric_Howarth_2023_05_05 | known | Capacity-Intraconnection | Electricity Transmission Line | ON | ON | Electricity | 2030 | 23000
LCP_Inputs_ON_Electric_Howarth_2023_05_05 | known | Capacity-Intraconnection | Electricity Transmission Line | ON | ON | Electricity | 2040 | 23000
LCP_Inputs_ON_Electric_Howarth_2023_05_05 | known | Capacity-Intraconnection | Electricity Transmission Line | ON | ON | Electricity | 2050 | 23000
LCP_Inputs_ON_Electric_Howarth_2023_05_05 | known | Capacity-Intraconnection | Electricity Transmission Line | QC | QC | Electricity | 2020 | 0
LCP_Inputs_ON_Electric_Howarth_2023_05_05 | known | Capacity-Intraconnection | Electricity Transmission Line | QC | QC | Electricity | 2030 | 0
LCP_Inputs_ON_Electric_Howarth_2023_05_05 | known | Capacity-Intraconnection | Electricity Transmission Line | QC | QC | Electricity | 2040 | 0
LCP_Inputs_ON_Electric_Howarth_2023_05_05 | known | Capacity-Intraconnection | Electricity Transmission Line | QC | QC | Electricity | 2050 | 0
LCP_Inputs_ON_Electric_Howarth_2023_05_05 | known | Capacity-Intraconnection | Electricity Transmission Line | WC | WC | Electricity | 2020 | 0
LCP_Inputs_ON_Electric_Howarth_2023_05_05 | known | Capacity-Intraconnection | Electricity Transmission Line | WC | WC | Electricity | 2030 | 0
LCP_Inputs_ON_Electric_Howarth_2023_05_05 | known | Capacity-Intraconnection | Electricity Transmission Line | WC | WC | Electricity | 2040 | 0
LCP_Inputs_ON_Electric_Howarth_2023_05_05 | known | Capacity-Intraconnection | Electricity Transmission Line | WC | WC | Electricity | 2050 | 0
LCP_Inputs_ON_Electric_Howarth_2023_05_05 | known | Capacity-Intraconnection | Electricity Transmission Line | NY | NY | Electricity | 2020 | 0
LCP_Inputs_ON_Electric_Howarth_2023_05_05 | known | Capacity-Intraconnection | Electricity Transmission Line | NY | NY | Electricity | 2030 | 0
LCP_Inputs_ON_Electric_Howarth_2023_05_05 | known | Capacity-Intraconnection | Electricity Transmission Line | NY | NY | Electricity | 2040 | 0
LCP_Inputs_ON_Electric_Howarth_2023_05_05 | known | Capacity-Intraconnection | Electricity Transmission Line | NY | NY | Electricity | 2050 | 0
LCP_Inputs_ON_Electric_Howarth_2023_05_05 | known | Capacity-Intraconnection | Electricity Transmission Line | MI | MI | Electricity | 2020 | 0
LCP_Inputs_ON_Electric_Howarth_2023_05_05 | known | Capacity-Intraconnection | Electricity Transmission Line | MI | MI | Electricity | 2030 | 0
LCP_Inputs_ON_Electric_Howarth_2023_05_05 | known | Capacity-Intraconnection | Electricity Transmission Line | MI | MI | Electricity | 2040 | 0
LCP_Inputs_ON_Electric_Howarth_2023_05_05 | known | Capacity-Intraconnection | Electricity Transmission Line | MI | MI | Electricity | 2050 | 0
LCP_Inputs_ON_Electric_Howarth_2023_05_05 | known | Capacity-Intraconnection | Electricity Transmission Line | PJ | PJ | Electricity | 2020 | 0
LCP_Inputs_ON_Electric_Howarth_2023_05_05 | known | Capacity-Intraconnection | Electricity Transmission Line | PJ | PJ | Electricity | 2030 | 0
LCP_Inputs_ON_Electric_Howarth_2023_05_05 | known | Capacity-Intraconnection | Electricity Transmission Line | PJ | PJ | Electricity | 2040 | 0
LCP_Inputs_ON_Electric_Howarth_2023_05_05 | known | Capacity-Intraconnection | Electricity Transmission Line | PJ | PJ | Electricity | 2050 | 0
LCP_Inputs_ON_Electric_Howarth_2023_05_05 | known | Capacity-Interconnection | Electricity Transmission Line | ON | QC | Electricity | 2020 | 2350
LCP_Inputs_ON_Electric_Howarth_2023_05_05 | known | Capacity-Interconnection | Electricity Transmission Line | ON | QC | Electricity | 2030 | 2350
LCP_Inputs_ON_Electric_Howarth_2023_05_05 | known | Capacity-Interconnection | Electricity Transmission Line | ON | QC | Electricity | 2040 | 2350
LCP_Inputs_ON_Electric_Howarth_2023_05_05 | known | Capacity-Interconnection | Electricity Transmission Line | ON | QC | Electricity | 2050 | 2350
LCP_Inputs_ON_Electric_Howarth_2023_05_05 | known | Capacity-Interconnection | Electricity Transmission Line | ON | WC | Electricity | 2020 | 300
LCP_Inputs_ON_Electric_Howarth_2023_05_05 | known | Capacity-Interconnection | Electricity Transmission Line | ON | WC | Electricity | 2030 | 300
LCP_Inputs_ON_Electric_Howarth_2023_05_05 | known | Capacity-Interconnection | Electricity Transmission Line | ON | WC | Electricity | 2040 | 300
LCP_Inputs_ON_Electric_Howarth_2023_05_05 | known | Capacity-Interconnection | Electricity Transmission Line | ON | WC | Electricity | 2050 | 300
LCP_Inputs_ON_Electric_Howarth_2023_05_05 | known | Capacity-Interconnection | Electricity Transmission Line | ON | NY | Electricity | 2020 | 2100
LCP_Inputs_ON_Electric_Howarth_2023_05_05 | known | Capacity-Interconnection | Electricity Transmission Line | ON | NY | Electricity | 2030 | 2100
LCP_Inputs_ON_Electric_Howarth_2023_05_05 | known | Capacity-Interconnection | Electricity Transmission Line | ON | NY | Electricity | 2040 | 2100
LCP_Inputs_ON_Electric_Howarth_2023_05_05 | known | Capacity-Interconnection | Electricity Transmission Line | ON | NY | Electricity | 2050 | 2100
LCP_Inputs_ON_Electric_Howarth_2023_05_05 | known | Capacity-Interconnection | Electricity Transmission Line | ON | MI | Electricity | 2020 | 1700
LCP_Inputs_ON_Electric_Howarth_2023_05_05 | known | Capacity-Interconnection | Electricity Transmission Line | ON | MI | Electricity | 2030 | 1700
LCP_Inputs_ON_Electric_Howarth_2023_05_05 | known | Capacity-Interconnection | Electricity Transmission Line | ON | MI | Electricity | 2040 | 1700
LCP_Inputs_ON_Electric_Howarth_2023_05_05 | known | Capacity-Interconnection | Electricity Transmission Line | ON | MI | Electricity | 2050 | 1700
LCP_Inputs_ON_Electric_Howarth_2023_05_05 | known | Capacity-Interconnection | Electricity Transmission Line | ON | PJ | Electricity | 2020 | 0
LCP_Inputs_ON_Electric_Howarth_2023_05_05 | known | Capacity-Interconnection | Electricity Transmission Line | ON | PJ | Electricity | 2030 | 1000
LCP_Inputs_ON_Electric_Howarth_2023_05_05 | known | Capacity-Interconnection | Electricity Transmission Line | ON | PJ | Electricity | 2040 | 1000
LCP_Inputs_ON_Electric_Howarth_2023_05_05 | known | Capacity-Interconnection | Electricity Transmission Line | ON | PJ | Electricity | 2050 | 1000
LCP_Inputs_ON_Electric_Howarth_2023_05_05 | known | Capacity-Interconnection | Electricity Transmission Line | QC | NY | Electricity | 2020 | 2500
LCP_Inputs_ON_Electric_Howarth_2023_05_05 | known | Capacity-Interconnection | Electricity Transmission Line | QC | NY | Electricity | 2030 | 2500
LCP_Inputs_ON_Electric_Howarth_2023_05_05 | known | Capacity-Interconnection | Electricity Transmission Line | QC | NY | Electricity | 2040 | 2500
LCP_Inputs_ON_Electric_Howarth_2023_05_05 | known | Capacity-Interconnection | Electricity Transmission Line | QC | NY | Electricity | 2050 | 2500
LCP_Inputs_ON_Electric_Howarth_2023_05_05 | known | Capacity-Interconnection | Electricity Transmission Line | WC | MI | Electricity | 2020 | 1000
LCP_Inputs_ON_Electric_Howarth_2023_05_05 | known | Capacity-Interconnection | Electricity Transmission Line | WC | MI | Electricity | 2030 | 1000
LCP_Inputs_ON_Electric_Howarth_2023_05_05 | known | Capacity-Interconnection | Electricity Transmission Line | WC | MI | Electricity | 2040 | 1000
LCP_Inputs_ON_Electric_Howarth_2023_05_05 | known | Capacity-Interconnection | Electricity Transmission Line | WC | MI | Electricity | 2050 | 1000
LCP_Inputs_ON_Electric_Howarth_2023_05_05 | known | Capacity-Intraconnection | H2 Pipeline - New | ON | ON | Hydrogen | 2020 | 0
LCP_Inputs_ON_Electric_Howarth_2023_05_05 | known | Capacity-Intraconnection | H2 Pipeline - New | ON | ON | Hydrogen | 2030 | 0
LCP_Inputs_ON_Electric_Howarth_2023_05_05 | known | Capacity-Intraconnection | H2 Pipeline - New | ON | ON | Hydrogen | 2040 | 0
LCP_Inputs_ON_Electric_Howarth_2023_05_05 | known | Capacity-Intraconnection | H2 Pipeline - New | ON | ON | Hydrogen | 2050 | 0
LCP_Inputs_ON_Electric_Howarth_2023_05_05 | known | Capacity-Intraconnection | H2 Pipeline - New | QC | QC | Hydrogen | 2020 | 0
LCP_Inputs_ON_Electric_Howarth_2023_05_05 | known | Capacity-Intraconnection | H2 Pipeline - New | QC | QC | Hydrogen | 2030 | 0
LCP_Inputs_ON_Electric_Howarth_2023_05_05 | known | Capacity-Intraconnection | H2 Pipeline - New | QC | QC | Hydrogen | 2040 | 0
LCP_Inputs_ON_Electric_Howarth_2023_05_05 | known | Capacity-Intraconnection | H2 Pipeline - New | QC | QC | Hydrogen | 2050 | 0
LCP_Inputs_ON_Electric_Howarth_2023_05_05 | known | Capacity-Intraconnection | H2 Pipeline - New | WC | WC | Hydrogen | 2020 | 0
LCP_Inputs_ON_Electric_Howarth_2023_05_05 | known | Capacity-Intraconnection | H2 Pipeline - New | WC | WC | Hydrogen | 2030 | 0
LCP_Inputs_ON_Electric_Howarth_2023_05_05 | known | Capacity-Intraconnection | H2 Pipeline - New | WC | WC | Hydrogen | 2040 | 0
LCP_Inputs_ON_Electric_Howarth_2023_05_05 | known | Capacity-Intraconnection | H2 Pipeline - New | WC | WC | Hydrogen | 2050 | 0
LCP_Inputs_ON_Electric_Howarth_2023_05_05 | known | Capacity-Intraconnection | H2 Pipeline - New | NY | NY | Hydrogen | 2020 | 0
LCP_Inputs_ON_Electric_Howarth_2023_05_05 | known | Capacity-Intraconnection | H2 Pipeline - New | NY | NY | Hydrogen | 2030 | 0
LCP_Inputs_ON_Electric_Howarth_2023_05_05 | known | Capacity-Intraconnection | H2 Pipeline - New | NY | NY | Hydrogen | 2040 | 0
LCP_Inputs_ON_Electric_Howarth_2023_05_05 | known | Capacity-Intraconnection | H2 Pipeline - New | NY | NY | Hydrogen | 2050 | 0
LCP_Inputs_ON_Electric_Howarth_2023_05_05 | known | Capacity-Intraconnection | H2 Pipeline - New | MI | MI | Hydrogen | 2020 | 0
LCP_Inputs_ON_Electric_Howarth_2023_05_05 | known | Capacity-Intraconnection | H2 Pipeline - New | MI | MI | Hydrogen | 2030 | 0
LCP_Inputs_ON_Electric_Howarth_2023_05_05 | known | Capacity-Intraconnection | H2 Pipeline - New | MI | MI | Hydrogen | 2040 | 0
LCP_Inputs_ON_Electric_Howarth_2023_05_05 | known | Capacity-Intraconnection | H2 Pipeline - New | MI | MI | Hydrogen | 2050 | 0
LCP_Inputs_ON_Electric_Howarth_2023_05_05 | known | Capacity-Intraconnection | H2 Pipeline - New | PJ | PJ | Hydrogen | 2020 | 0
LCP_Inputs_ON_Electric_Howarth_2023_05_05 | known | Capacity-Intraconnection | H2 Pipeline - New | PJ | PJ | Hydrogen | 2030 | 0
LCP_Inputs_ON_Electric_Howarth_2023_05_05 | known | Capacity-Intraconnection | H2 Pipeline - New | PJ | PJ | Hydrogen | 2040 | 0
LCP_Inputs_ON_Electric_Howarth_2023_05_05 | known | Capacity-Intraconnection | H2 Pipeline - New | PJ | PJ | Hydrogen | 2050 | 0
LCP_Inputs_ON_Electric_Howarth_2023_05_05 | known | Capacity-Interconnection | H2 Pipeline - New | ON | QC | Hydrogen | 2020 | 0
LCP_Inputs_ON_Electric_Howarth_2023_05_05 | known | Capacity-Interconnection | H2 Pipeline - New | ON | QC | Hydrogen | 2030 | 0
LCP_Inputs_ON_Electric_Howarth_2023_05_05 | known | Capacity-Interconnection | H2 Pipeline - New | ON | QC | Hydrogen | 2040 | 0
LCP_Inputs_ON_Electric_Howarth_2023_05_05 | known | Capacity-Interconnection | H2 Pipeline - New | ON | QC | Hydrogen | 2050 | 0
LCP_Inputs_ON_Electric_Howarth_2023_05_05 | known | Capacity-Interconnection | H2 Pipeline - New | ON | WC | Hydrogen | 2020 | 0
LCP_Inputs_ON_Electric_Howarth_2023_05_05 | known | Capacity-Interconnection | H2 Pipeline - New | ON | WC | Hydrogen | 2030 | 0
LCP_Inputs_ON_Electric_Howarth_2023_05_05 | known | Capacity-Interconnection | H2 Pipeline - New | ON | WC | Hydrogen | 2040 | 0
LCP_Inputs_ON_Electric_Howarth_2023_05_05 | known | Capacity-Interconnection | H2 Pipeline - New | ON | WC | Hydrogen | 2050 | 0
LCP_Inputs_ON_Electric_Howarth_2023_05_05 | known | Capacity-Interconnection | H2 Pipeline - New | ON | NY | Hydrogen | 2020 | 0
LCP_Inputs_ON_Electric_Howarth_2023_05_05 | known | Capacity-Interconnection | H2 Pipeline - New | ON | NY | Hydrogen | 2030 | 0
LCP_Inputs_ON_Electric_Howarth_2023_05_05 | known | Capacity-Interconnection | H2 Pipeline - New | ON | NY | Hydrogen | 2040 | 0
LCP_Inputs_ON_Electric_Howarth_2023_05_05 | known | Capacity-Interconnection | H2 Pipeline - New | ON | NY | Hydrogen | 2050 | 0
LCP_Inputs_ON_Electric_Howarth_2023_05_05 | known | Capacity-Interconnection | H2 Pipeline - New | ON | MI | Hydrogen | 2020 | 0
LCP_Inputs_ON_Electric_Howarth_2023_05_05 | known | Capacity-Interconnection | H2 Pipeline - New | ON | MI | Hydrogen | 2030 | 0
LCP_Inputs_ON_Electric_Howarth_2023_05_05 | known | Capacity-Interconnection | H2 Pipeline - New | ON | MI | Hydrogen | 2040 | 0
LCP_Inputs_ON_Electric_Howarth_2023_05_05 | known | Capacity-Interconnection | H2 Pipeline - New | ON | MI | Hydrogen | 2050 | 0
LCP_Inputs_ON_Electric_Howarth_2023_05_05 | known | Capacity-Interconnection | H2 Pipeline - New | ON | PJ | Hydrogen | 2020 | 0
LCP_Inputs_ON_Electric_Howarth_2023_05_05 | known | Capacity-Interconnection | H2 Pipeline - New | ON | PJ | Hydrogen | 2030 | 0
LCP_Inputs_ON_Electric_Howarth_2023_05_05 | known | Capacity-Interconnection | H2 Pipeline - New | ON | PJ | Hydrogen | 2040 | 0
LCP_Inputs_ON_Electric_Howarth_2023_05_05 | known | Capacity-Interconnection | H2 Pipeline - New | ON | PJ | Hydrogen | 2050 | 0
LCP_Inputs_ON_Electric_Howarth_2023_05_05 | known | Capacity-Intraconnection | H2 Pipeline - Repurposed | ON | ON | Hydrogen | 2020 | 0
LCP_Inputs_ON_Electric_Howarth_2023_05_05 | known | Capacity-Intraconnection | H2 Pipeline - Repurposed | ON | ON | Hydrogen | 2030 | 0
LCP_Inputs_ON_Electric_Howarth_2023_05_05 | known | Capacity-Intraconnection | H2 Pipeline - Repurposed | ON | ON | Hydrogen | 2040 | 0
LCP_Inputs_ON_Electric_Howarth_2023_05_05 | known | Capacity-Intraconnection | H2 Pipeline - Repurposed | ON | ON | Hydrogen | 2050 | 0
LCP_Inputs_ON_Electric_Howarth_2023_05_05 | known | Capacity-Intraconnection | H2 Pipeline - Repurposed | QC | QC | Hydrogen | 2020 | 0
LCP_Inputs_ON_Electric_Howarth_2023_05_05 | known | Capacity-Intraconnection | H2 Pipeline - Repurposed | QC | QC | Hydrogen | 2030 | 0
LCP_Inputs_ON_Electric_Howarth_2023_05_05 | known | Capacity-Intraconnection | H2 Pipeline - Repurposed | QC | QC | Hydrogen | 2040 | 0
LCP_Inputs_ON_Electric_Howarth_2023_05_05 | known | Capacity-Intraconnection | H2 Pipeline - Repurposed | QC | QC | Hydrogen | 2050 | 0
LCP_Inputs_ON_Electric_Howarth_2023_05_05 | known | Capacity-Intraconnection | H2 Pipeline - Repurposed | WC | WC | Hydrogen | 2020 | 0
LCP_Inputs_ON_Electric_Howarth_2023_05_05 | known | Capacity-Intraconnection | H2 Pipeline - Repurposed | WC | WC | Hydrogen | 2030 | 0
LCP_Inputs_ON_Electric_Howarth_2023_05_05 | known | Capacity-Intraconnection | H2 Pipeline - Repurposed | WC | WC | Hydrogen | 2040 | 0
LCP_Inputs_ON_Electric_Howarth_2023_05_05 | known | Capacity-Intraconnection | H2 Pipeline - Repurposed | WC | WC | Hydrogen | 2050 | 0
LCP_Inputs_ON_Electric_Howarth_2023_05_05 | known | Capacity-Intraconnection | H2 Pipeline - Repurposed | NY | NY | Hydrogen | 2020 | 0
LCP_Inputs_ON_Electric_Howarth_2023_05_05 | known | Capacity-Intraconnection | H2 Pipeline - Repurposed | NY | NY | Hydrogen | 2030 | 0
LCP_Inputs_ON_Electric_Howarth_2023_05_05 | known | Capacity-Intraconnection | H2 Pipeline - Repurposed | NY | NY | Hydrogen | 2040 | 0
LCP_Inputs_ON_Electric_Howarth_2023_05_05 | known | Capacity-Intraconnection | H2 Pipeline - Repurposed | NY | NY | Hydrogen | 2050 | 0
LCP_Inputs_ON_Electric_Howarth_2023_05_05 | known | Capacity-Intraconnection | H2 Pipeline - Repurposed | MI | MI | Hydrogen | 2020 | 0
LCP_Inputs_ON_Electric_Howarth_2023_05_05 | known | Capacity-Intraconnection | H2 Pipeline - Repurposed | MI | MI | Hydrogen | 2030 | 0
LCP_Inputs_ON_Electric_Howarth_2023_05_05 | known | Capacity-Intraconnection | H2 Pipeline - Repurposed | MI | MI | Hydrogen | 2040 | 0
LCP_Inputs_ON_Electric_Howarth_2023_05_05 | known | Capacity-Intraconnection | H2 Pipeline - Repurposed | MI | MI | Hydrogen | 2050 | 0
LCP_Inputs_ON_Electric_Howarth_2023_05_05 | known | Capacity-Intraconnection | H2 Pipeline - Repurposed | PJ | PJ | Hydrogen | 2020 | 0
LCP_Inputs_ON_Electric_Howarth_2023_05_05 | known | Capacity-Intraconnection | H2 Pipeline - Repurposed | PJ | PJ | Hydrogen | 2030 | 0
LCP_Inputs_ON_Electric_Howarth_2023_05_05 | known | Capacity-Intraconnection | H2 Pipeline - Repurposed | PJ | PJ | Hydrogen | 2040 | 0
LCP_Inputs_ON_Electric_Howarth_2023_05_05 | known | Capacity-Intraconnection | H2 Pipeline - Repurposed | PJ | PJ | Hydrogen | 2050 | 0
LCP_Inputs_ON_Electric_Howarth_2023_05_05 | known | Capacity-Interconnection | H2 Pipeline - Repurposed | ON | QC | Hydrogen | 2020 | 0
LCP_Inputs_ON_Electric_Howarth_2023_05_05 | known | Capacity-Interconnection | H2 Pipeline - Repurposed | ON | QC | Hydrogen | 2030 | 0
LCP_Inputs_ON_Electric_Howarth_2023_05_05 | known | Capacity-Interconnection | H2 Pipeline - Repurposed | ON | QC | Hydrogen | 2040 | 0
LCP_Inputs_ON_Electric_Howarth_2023_05_05 | known | Capacity-Interconnection | H2 Pipeline - Repurposed | ON | QC | Hydrogen | 2050 | 0
LCP_Inputs_ON_Electric_Howarth_2023_05_05 | known | Capacity-Interconnection | H2 Pipeline - Repurposed | ON | WC | Hydrogen | 2020 | 0
LCP_Inputs_ON_Electric_Howarth_2023_05_05 | known | Capacity-Interconnection | H2 Pipeline - Repurposed | ON | WC | Hydrogen | 2030 | 0
LCP_Inputs_ON_Electric_Howarth_2023_05_05 | known | Capacity-Interconnection | H2 Pipeline - Repurposed | ON | WC | Hydrogen | 2040 | 0
LCP_Inputs_ON_Electric_Howarth_2023_05_05 | known | Capacity-Interconnection | H2 Pipeline - Repurposed | ON | WC | Hydrogen | 2050 | 0
LCP_Inputs_ON_Electric_Howarth_2023_05_05 | known | Capacity-Interconnection | H2 Pipeline - Repurposed | ON | NY | Hydrogen | 2020 | 0
LCP_Inputs_ON_Electric_Howarth_2023_05_05 | known | Capacity-Interconnection | H2 Pipeline - Repurposed | ON | NY | Hydrogen | 2030 | 0
LCP_Inputs_ON_Electric_Howarth_2023_05_05 | known | Capacity-Interconnection | H2 Pipeline - Repurposed | ON | NY | Hydrogen | 2040 | 0
LCP_Inputs_ON_Electric_Howarth_2023_05_05 | known | Capacity-Interconnection | H2 Pipeline - Repurposed | ON | NY | Hydrogen | 2050 | 0
LCP_Inputs_ON_Electric_Howarth_2023_05_05 | known | Capacity-Interconnection | H2 Pipeline - Repurposed | ON | MI | Hydrogen | 2020 | 0
LCP_Inputs_ON_Electric_Howarth_2023_05_05 | known | Capacity-Interconnection | H2 Pipeline - Repurposed | ON | MI | Hydrogen | 2030 | 0
LCP_Inputs_ON_Electric_Howarth_2023_05_05 | known | Capacity-Interconnection | H2 Pipeline - Repurposed | ON | MI | Hydrogen | 2040 | 0
LCP_Inputs_ON_Electric_Howarth_2023_05_05 | known | Capacity-Interconnection | H2 Pipeline - Repurposed | ON | MI | Hydrogen | 2050 | 0
LCP_Inputs_ON_Electric_Howarth_2023_05_05 | known | Capacity-Interconnection | H2 Pipeline - Repurposed | ON | PJ | Hydrogen | 2020 | 0
LCP_Inputs_ON_Electric_Howarth_2023_05_05 | known | Capacity-Interconnection | H2 Pipeline - Repurposed | ON | PJ | Hydrogen | 2030 | 0
LCP_Inputs_ON_Electric_Howarth_2023_05_05 | known | Capacity-Interconnection | H2 Pipeline - Repurposed | ON | PJ | Hydrogen | 2040 | 0
LCP_Inputs_ON_Electric_Howarth_2023_05_05 | known | Capacity-Interconnection | H2 Pipeline - Repurposed | ON | PJ | Hydrogen | 2050 | 0
LCP_Inputs_ON_Electric_Howarth_2023_05_05 | known | Capacity-Intraconnection | CH4 Pipeline | ON | ON | Methane | 2020 | 120000
LCP_Inputs_ON_Electric_Howarth_2023_05_05 | known | Capacity-Intraconnection | CH4 Pipeline | ON | ON | Methane | 2030 | 120000
LCP_Inputs_ON_Electric_Howarth_2023_05_05 | known | Capacity-Intraconnection | CH4 Pipeline | ON | ON | Methane | 2040 | 120000
LCP_Inputs_ON_Electric_Howarth_2023_05_05 | known | Capacity-Intraconnection | CH4 Pipeline | ON | ON | Methane | 2050 | 120000
LCP_Inputs_ON_Electric_Howarth_2023_05_05 | known | Capacity-Intraconnection | CH4 Pipeline | QC | QC | Methane | 2020 | 0
LCP_Inputs_ON_Electric_Howarth_2023_05_05 | known | Capacity-Intraconnection | CH4 Pipeline | QC | QC | Methane | 2030 | 0
LCP_Inputs_ON_Electric_Howarth_2023_05_05 | known | Capacity-Intraconnection | CH4 Pipeline | QC | QC | Methane | 2040 | 0
LCP_Inputs_ON_Electric_Howarth_2023_05_05 | known | Capacity-Intraconnection | CH4 Pipeline | QC | QC | Methane | 2050 | 0
LCP_Inputs_ON_Electric_Howarth_2023_05_05 | known | Capacity-Intraconnection | CH4 Pipeline | WC | WC | Methane | 2020 | 0
LCP_Inputs_ON_Electric_Howarth_2023_05_05 | known | Capacity-Intraconnection | CH4 Pipeline | WC | WC | Methane | 2030 | 0
LCP_Inputs_ON_Electric_Howarth_2023_05_05 | known | Capacity-Intraconnection | CH4 Pipeline | WC | WC | Methane | 2040 | 0
LCP_Inputs_ON_Electric_Howarth_2023_05_05 | known | Capacity-Intraconnection | CH4 Pipeline | WC | WC | Methane | 2050 | 0
LCP_Inputs_ON_Electric_Howarth_2023_05_05 | known | Capacity-Intraconnection | CH4 Pipeline | NY | NY | Methane | 2020 | 0
LCP_Inputs_ON_Electric_Howarth_2023_05_05 | known | Capacity-Intraconnection | CH4 Pipeline | NY | NY | Methane | 2030 | 0
LCP_Inputs_ON_Electric_Howarth_2023_05_05 | known | Capacity-Intraconnection | CH4 Pipeline | NY | NY | Methane | 2040 | 0
LCP_Inputs_ON_Electric_Howarth_2023_05_05 | known | Capacity-Intraconnection | CH4 Pipeline | NY | NY | Methane | 2050 | 0
LCP_Inputs_ON_Electric_Howarth_2023_05_05 | known | Capacity-Intraconnection | CH4 Pipeline | MI | MI | Methane | 2020 | 0
LCP_Inputs_ON_Electric_Howarth_2023_05_05 | known | Capacity-Intraconnection | CH4 Pipeline | MI | MI | Methane | 2030 | 0
LCP_Inputs_ON_Electric_Howarth_2023_05_05 | known | Capacity-Intraconnection | CH4 Pipeline | MI | MI | Methane | 2040 | 0
LCP_Inputs_ON_Electric_Howarth_2023_05_05 | known | Capacity-Intraconnection | CH4 Pipeline | MI | MI | Methane | 2050 | 0
LCP_Inputs_ON_Electric_Howarth_2023_05_05 | known | Capacity-Intraconnection | CH4 Pipeline | PJ | PJ | Methane | 2020 | 0
LCP_Inputs_ON_Electric_Howarth_2023_05_05 | known | Capacity-Intraconnection | CH4 Pipeline | PJ | PJ | Methane | 2030 | 0
LCP_Inputs_ON_Electric_Howarth_2023_05_05 | known | Capacity-Intraconnection | CH4 Pipeline | PJ | PJ | Methane | 2040 | 0
LCP_Inputs_ON_Electric_Howarth_2023_05_05 | known | Capacity-Intraconnection | CH4 Pipeline | PJ | PJ | Methane | 2050 | 0
LCP_Inputs_ON_Electric_Howarth_2023_05_05 | known | Capacity-Interconnection | CH4 Pipeline | ON | QC | Methane | 2020 | 14000
LCP_Inputs_ON_Electric_Howarth_2023_05_05 | known | Capacity-Interconnection | CH4 Pipeline | ON | QC | Methane | 2030 | 14000
LCP_Inputs_ON_Electric_Howarth_2023_05_05 | known | Capacity-Interconnection | CH4 Pipeline | ON | QC | Methane | 2040 | 14000
LCP_Inputs_ON_Electric_Howarth_2023_05_05 | known | Capacity-Interconnection | CH4 Pipeline | ON | QC | Methane | 2050 | 0
LCP_Inputs_ON_Electric_Howarth_2023_05_05 | known | Capacity-Interconnection | CH4 Pipeline | ON | WC | Methane | 2020 | 61500
LCP_Inputs_ON_Electric_Howarth_2023_05_05 | known | Capacity-Interconnection | CH4 Pipeline | ON | WC | Methane | 2030 | 61500
LCP_Inputs_ON_Electric_Howarth_2023_05_05 | known | Capacity-Interconnection | CH4 Pipeline | ON | WC | Methane | 2040 | 61500
LCP_Inputs_ON_Electric_Howarth_2023_05_05 | known | Capacity-Interconnection | CH4 Pipeline | ON | WC | Methane | 2050 | 0
LCP_Inputs_ON_Electric_Howarth_2023_05_05 | known | Capacity-Interconnection | CH4 Pipeline | ON | NY | Methane | 2020 | 12000
LCP_Inputs_ON_Electric_Howarth_2023_05_05 | known | Capacity-Interconnection | CH4 Pipeline | ON | NY | Methane | 2030 | 12000
LCP_Inputs_ON_Electric_Howarth_2023_05_05 | known | Capacity-Interconnection | CH4 Pipeline | ON | NY | Methane | 2040 | 12000
LCP_Inputs_ON_Electric_Howarth_2023_05_05 | known | Capacity-Interconnection | CH4 Pipeline | ON | NY | Methane | 2050 | 0
LCP_Inputs_ON_Electric_Howarth_2023_05_05 | known | Capacity-Interconnection | CH4 Pipeline | ON | MI | Methane | 2020 | 0
LCP_Inputs_ON_Electric_Howarth_2023_05_05 | known | Capacity-Interconnection | CH4 Pipeline | ON | MI | Methane | 2030 | 0
LCP_Inputs_ON_Electric_Howarth_2023_05_05 | known | Capacity-Interconnection | CH4 Pipeline | ON | MI | Methane | 2040 | 0
LCP_Inputs_ON_Electric_Howarth_2023_05_05 | known | Capacity-Interconnection | CH4 Pipeline | ON | MI | Methane | 2050 | 0
LCP_Inputs_ON_Electric_Howarth_2023_05_05 | known | Capacity-Interconnection | CH4 Pipeline | ON | PJ | Methane | 2020 | 0
LCP_Inputs_ON_Electric_Howarth_2023_05_05 | known | Capacity-Interconnection | CH4 Pipeline | ON | PJ | Methane | 2030 | 0
LCP_Inputs_ON_Electric_Howarth_2023_05_05 | known | Capacity-Interconnection | CH4 Pipeline | ON | PJ | Methane | 2040 | 0
LCP_Inputs_ON_Electric_Howarth_2023_05_05 | known | Capacity-Interconnection | CH4 Pipeline | ON | PJ | Methane | 2050 | 0