## General
Cost Units | million CAD$
Assign supply technologies to a cost bucket:
SupplyTech | System
Anaerobic Digestion | Gas System
Battery Storage | Electricity System
Hydro Pumped Storage | Electricity System
O/CCGT - CH4 Existing | Electricity System
O/CCGT - CH4 New | Electricity System
O/CCGT - H2 New | Electricity System
Biomass | Electricity System
Fossil Fuel Thermal (Coal, Peat, Oil) | Electricity System
Generic - Generator | Electricity System
Hydro | Electricity System
Nuclear | Electricity System
Solar PV | Electricity System
Wind Offshore | Electricity System
Wind Onshore | Electricity System
Electrolyser 2020/2030 | Gas System
Electrolyser 2040 | Gas System
SMR CCS | Gas System
Electrolyser 2050 | Gas System

## Total Energy System Cost
Diversified Scenario: Total Energy System Costs |  |  |  |  | Detailed Energy System Costs
Totals (Billion CAD) | 2020-2030 | 2030-2040 | 2040-2050 | TOTAL | Totals (Billion CAD) | 2020-2030 | 2030-2040 | 2040-2050 | TOTAL
End User Costs | 18.718 | 31.8513 | 2.2539 | 52.8232 | End User Costs | 18.718 | 31.8513 | 2.2539 | 52.8232
Electricity System | 115.5594 | 107.8117 | 109.5583 | 332.9294 | Equipment | 14.3178 | 23.1384 | 1.8131 | 39.2693
Gas System | 71.4825 | 133.89 | 112.8688 | 318.2412 | Retrofits | 4.4002 | 8.713 | 0.44081 | 13.554
Total | 205.7598 | 273.553 | 224.6811 | 703.9938 | Electricity System | 115.5594 | 107.8117 | 109.5583 | 332.9294
Electricity + Gas | 187.0418 | 241.7016 | 222.4271 | 651.1706 | Supply Tech Costs | 113.0252 | 100.1039 | 102.499 | 315.6281
[5 empty] | Infra Dispatch (to) | 0.18689 | 0.60293 | 0.75137 | 1.5412
[5 empty] | Infra Dispatch (from) | -0.4237 | -0.38398 | -0.64508 | -1.4528
[5 empty] | Known Capacity | 2.771 | 7.4888 | 6.953 | 17.2128
[5 empty] | Gas System | 71.4825 | 133.89 | 112.8688 | 318.2412
[5 empty] | Supply Tech Costs | 14.107 | 30.6235 | 45.9393 | 90.6698
[5 empty] | Dispatch Import | 48.4769 | 92.3942 | 51.5583 | 192.4294
[5 empty] | Infra Capacity | 0.12476 | 0.24535 | 0.24579 | 0.6159
[5 empty] | Intra ON H2 Transmission OPEX | 0.29112 | 3.5621 | 10.182 | 14.0352
[5 empty] | Intra ON CH4 Transmission OPEX | 8.4827 | 7.0649 | 4.9434 | 20.4909 | Includes dispatch (to) costs, on the assumption that the destination (receiving province) pays.
[5 empty] | Total | 205.7598 | 273.553 | 224.6811 | 703.9938
Totals (Billion CAD) | 2020-2030 | 2031-2040 | 2041-2050 | TOTAL
End User Costs | 18.718 | 31.8513 | 2.2539 | 52.8232
Electricity System | 115.5594 | 107.8117 | 109.5583 | 332.9294
Emissions Costs | 22.9245 | 67.3357 | 36.7971 | 127.0572
Gas System | 48.558 | 66.5543 | 76.0717 | 191.184
Total | 205.7598 | 273.553 | 224.6811 | 703.9938
Electricity + Gas | 187.0418 | 241.7016 | 222.4271 | 651.1706

## Infrastructure CAPEX (hidden)
Motivation: The original study did not include gas CAPEX costs for T&D. This sheet calculates what they should have been |  |  |  |  | Sources:
Method: Original cost source is the Gas for climate study, as stated in the P2NZ report (see screenshots to the right). To get those values in $/MW-km, we use the sweden study (whose source is the gas for climate - see screenshot to the right of the P2NZ screenshot). They are the same numbers, but calculated in terms of capacity in the sweden study. | [5 empty] | Pathways to Net Zero Emissions for Ontario (enbridgegas.com) | Report link: guidehouse_energiforsk_report_draft-2 | Estimating Hydrogen Transmission length based on supply (wind near lake Huron) and demand centers (Golden Horseshoe + eastern Ontario) |  |  |  | Hydrogen Distribution Costs
[6 empty] | Page A-8 to A-9: |  | Map 1 | 315 | km | Lake huron -> Toronto -> Hamilton -> Niagara | Path-to-Hydrogen-Competitiveness_Full-Study-1.pdf (hydrogencouncil.com)
Normalized Transmission Costs for New Hydrogen Pipelines | 263 | Euros/MW-km | [5 empty] | Map 2 | 174 | km | Kingston -> Ottawa |  | 2020 | 2030
| 394.5 | $CAD/MW-km | [5 empty] | Map 3 | 337 | km | Kitchener/Guelph -> Markham/Vaughan -> Kingston | $USD/kg | 1.6 | 0.4
Source: P2NZ Report (see screenshots to the right - original source is Gas for Climate but values are pulled from Sweden study)
[8 empty] | Div. Scenario: | 826 | km | Assume diversified scenario needs all main population centers connected
Existing Transmission System Pipeline Length | 5500 | km | [5 empty] | Elec. Scenario: | 315 | km | Assume electrification scenario only needs connection to Golden Horseshoe (Toronto/Hamilton/Niagara… etc ~54% of Ontario population)
Existing Distribution System Pipeline Length | 148000 | km
Source: P2NZ Report (see screenshot to the right)
% of Buildings that have hydrogen service in 2050
Diversified Scenario: Residential Buildings | 47%
Diversified Scenario: Commercial Buildings | 30%
Electrification Scenario: Residential Buildings | 4%
Electrification Scenario: Commercial Buildings | 16%
Source: Demand Forecast. Tab: Diverse_Scenario_Results, Electric_Scenario_Results, Com_Diverse_Results, Com_Electric_Results. Link: https://accesshub.sharepoint.com/:x:/r/sites/engf0juqctjfa1lh/Shared%20Documents/03_Data%20Collection%20and%20Scenarios/01%20Scenario%20Development/20220317_Scenario_development_ETSA.xlsx?d=we49b3268a2d54552b766ad9a64a83b6c&csf=1&web=1&e=dkDqdg
Map - Enbridge Inc.
| Diversified Scenario | Electrification Scenario
Future H2 Transmission System Pipeline Length (km) | 826 | 315
Future H2 Distribution System Pipeline Length (km) | 69560 | 5920
Cost of H2 Transmission ($CAD/MW) | 325857 | 124267.5
Cost of H2 Distribution ($CAD/MW)
Capacity of Hydrogen Infra | 2020 | 2030 | 2040 | 2050
Diversified Scenario
Electrified Scenario
Page 12
Note on B13: [Threaded comment] Your version of Excel allows you to read this threaded comment; however, any edits to it will get removed if the file is opened in a newer version of Excel. Learn more: https://go.microsoft.com/fwlink/?linkid=870924 Comment: These percentages come from the demand forecast. They are the % of buildings with Hydrogen space heating. This operates on the assumption that homes with hydrogen for any other end use also have hydrogen heating.

## End-User Costs
Total Number of Households (IESO APO) | [6 empty] | $US to $CAD conversion: | 1.3
| 2020 | 2030 | 2040 | 2050
Households (#millions) | 5.8157 | 6.56 | 7.19 | 7.9647
New Builds (#millions) | 0 | 0.74426 | 0.63 | 0.77468
Space Heating | Percent of households per technology type
| 2020 | 2030 | 2040 | 2050
RNG + H2 (New) Gas HP | 0% | 6% | 34% | 55%
Electric ASHP | 7% | 12.5% | 24% | 30%
Electric GSHP | 0% | 3.5% | 7% | 10%
Hybrid | 0% | 0% | 0% | 0%
Other | 11% | 10% | 7% | 5%
Natural Gas Furnace | 81.61% | 68% | 28% | 0%
Total | 99.61% | 100% | 100% | 100%
Percent of new builds per technology type
RNG + H2 (New) Gas HP | 40.17%
Electric ASHP | 30.17%
Electric GSHP | 29.65%
Hybrid | 0%
Total | 100%
Space Heating | Cumulative number of total households per technology type (millions)
| 2020 | 2030 | 2040 | 2050
RNG + H2 (New) Gas HP | 0 | 0.3936 | 2.4446 | 4.3806
Electric ASHP | 0.4071 | 0.82 | 1.7256 | 2.3894
Electric GSHP | 0 | 0.2296 | 0.5033 | 0.79647
Hybrid | 0 | 0 | 0 | 0
Other | 0.63973 | 0.656 | 0.5033 | 0.39823
Natural Gas Furnace | 4.7464 | 4.4608 | 2.0132 | 0
Total | 5.7933 | 6.56 | 7.19 | 7.9647
Space Heating | Incremental number of new households per technology type each year (millions)
| 2020 | 2030 | 2040 | 2050
RNG + H2 (New) Gas HP | 0 | 0.29901 | 0.2531 | 0.31123
Electric ASHP | 0 | 0.22458 | 0.1901 | 0.23376
Electric GSHP | 0 | 0.22068 | 0.1868 | 0.2297
Check | TRUE | TRUE | TRUE | TRUE
Total cost of space heating technology
Space Heating | Incremental number of existing households switching to each technology type (million) |  |  |  | Incremental number of new builds per technology type (million households)
| 2020 | 2030 | 2040 | 2050 | 2020 | 2030 | 2040 | 2050
RNG + H2 (New) Gas HP |  | 0.094594 | 1.7979 | 1.6247 |  | 0.29901 | 0.2531 | 0.31123
Electric ASHP |  | 0.18832 | 0.7155 | 0.43005 |  | 0.22458 | 0.1901 | 0.23376
Electric GSHP |  | 0.0089219 | 0.086902 | 0.06347 |  | 0.22068 | 0.1868 | 0.2297
Hybrid |  | 0 | 0 | 0 |  | 0 | 0 | 0
Total |  | 0.29184 | 2.6003 | 2.1183 |  | 0.74426 | 0.63 | 0.77468 |  |  | Source: | The Economic Value of Ground Source Heat Pumps for Building Sector Decarbonization (Dunsky, 2020)
Costs (CAD$/unit)
| Existing Home | New Construction | Assumptions | Source |  | Year | Reduction in HP Cost
Cold Climate HP with electric resistance backup | 11100 | 11100 | Includes installation cost | Pages 347-348, link: https://www.rds.oeb.ca/CMWebDrawer/Record/732115/File/document |  | 2030 | 5%
Hybrid Heating with Smart Controls | 11350 | 11350 | Includes installation cost | Pages 347-348, link: https://www.rds.oeb.ca/CMWebDrawer/Record/732115/File/document |  | 2040 | 10%
Gas Heat Pump | 12200 | 12200 | See blue stars on chart to the right for estimates. 8000 is the cost of the gas heat pump + 4200 for a low-capacity A/C system | Page 397, link: https://www.rds.oeb.ca/CMWebDrawer/Record/732115/File/document |  | 2050 | 15%
Electric GSHP | 27500 | 24655.3442 | 3.4 ton heating capacity | Dunsky report, see screenshot to the right
Space Heating | Total cost (billion CAD$) |  |  |  |  | $USD | GSHP Cost (equip + install) [$/ton] | Source
| 2020 | 2030 | 2040 | 2050 |  | New Construction | 9520.6906 | Massachusetts Clean Energy Center: Ground Source Heat Pump Program. Available: https://www.masscec.com/public-records-requests | 12376.8978 | 42081.4524
RNG + H2 (New) Gas HP |  | 4.5618 | 22.52 | 20.0761 |  | Retrofit | 10619.1578 |  | 13804.9052 | 46936.6776
Electric ASHP |  | 4.354 | 9.0469 | 6.263 |  | Difference | 111.5%
Electric GSHP |  | 5.4019 | 6.2958 | 6.2974
Hybrid |  | 0 | 0 | 0
Total |  | 14.3178 | 37.8628 | 32.6365
[11 empty] | Source: | Page 397, link: https://www.rds.oeb.ca/CMWebDrawer/Record/732115/File/document
Retrofit Costs
(Thousand £) | 2020 | 2030 | 2040 | 2050
Low-Medium | 7.82 | 7.089 | 6.528 | 5.967
Medium - High | 18.496 | 16.796 | 15.538 | 14.28
CAD$/Pound | 1.7
Thousand CAD$ | 2020 | 2030 | 2040 | 2050
Moderate Retrofit | 13.294 | 12.0513 | 11.0976 | 10.1439
Deep Retrofit | 31.4432 | 28.5532 | 26.4146 | 24.276
[12 empty] | Shares (%) | 2018
[12 empty] | Before 1946 | 11.8
| Existing Homes Retrofit Assumptions | [10 empty] | 1946–1960 | 7.9
| Moderate Retrofit | Deep Retrofit | [9 empty] | 1961–1977 | 17.6
Electric ASHP | 33.9% | 66.2% | [9 empty] | 1978–1983 | 8.6
Electric GSHP | 66.2% | 0% | [9 empty] | 1984–1995 | 20.3
[12 empty] | 1996–2000 | 5.6
[12 empty] | 2001–2005 | 8.1
| Total cost (billion CAD$) | [10 empty] | 2006–2010 | 6.9
| 2020 | 2030 | 2040 | 2050 | [7 empty] | 2011–2015 | 6.5
Moderate Retrofit |  | 0.84054 | 3.3302 | 1.9051 | [7 empty] | 2016–2018 | 6.8
Deep Retrofit |  | 3.5596 | 12.5116 | 6.9112 | [7 empty] | Source: | Residential Sector Ontario Table 15: Housing Stock by Building Type and Vintage ¦ Natural Resources Canada (rncan.gc.ca)
Total end user cost
| Total cost of retrofits (billion CAD$) WITHOUT SALVAGE | [7 empty] | DiscountSalvage
| 2020 | 2030 | 2040 | 2050 |  |  | Lifetime |  | SimYr | Equipment | Retrofits
Equipment |  | 14.3178 | 37.8628 | 32.6365 |  | Equipment | 18 |  | 2020 | 1 | 1
Retrofits |  | 4.4002 | 15.8418 | 8.8162 |  | Retrofits | 20 |  | 2030 | 1 | 1
Total |  | 18.718 | 53.7045 | 41.4527 |  |  |  |  | 2040 | 0.61111 | 0.55
[9 empty] | 2050 | 0.055556 | 0.05
Total cost of retrofits (billion CAD$) WITH SALVAGE
| 2020 | 2030 | 2040 | 2050
Equipment |  | 14.3178 | 23.1384 | 1.8131
Retrofits |  | 4.4002 | 8.713 | 0.44081
Total |  | 18.718 | 31.8513 | 2.2539
Cost per household (CAD$) |  | 2853.3469 | 4429.9468 | 282.9928
Equipment Conversion Pathways:
Assume costs of all HPs come down 12-15% from 2020 to 2050 due to tech improvement over time and installer familiarity with the equipment as penetration increases.
Cost to upgrade system: ETM Model Insulation Table 11 (https://docs.energytransitionmodel.com/main/insulation)
Cost to upgrade system: ETM Model Insulation Table 11 (https://docs.energytransitionmodel.com/main/insulation)
See New End-user Costs Updated 11-08.xlsx. Tab "Balanced" for detailed calculations
Retrofit Assumptions
All existing homes switching to ASHPs receive a retrofit.
  Homes built before 1995 require a deep retrofit
  Homes built after 1995 require a moderate retrofit.
Older existing homes switching to GSHPs receive a retrofit
  Homes built before 1995 switching to GSHPs receive a moderate retrofit
All other technologies do not require retrofits beyond current EE programs.
NEW HOMES DO NOT GET RETROFITTED
New Home Assumptions:
80% of added GSHPs are installed in new construction homes, the rest are retrofitted into existing homes
Of the remaining new construction homes, 50% install an ASHP and 50% install a gas HP

## Emissions Costs
Year Range: | 2020-2030 | 2020-2030 | 2020-2030 | 2020-2030 | 2020-2030 | 2020-2030 | 2020-2030 | 2020-2030 | 2020-2030 | 2020-2030 | 2020-2030 | 2030-2040 | 2030-2040 | 2030-2040 | 2030-2040 | 2030-2040 | 2030-2040 | 2030-2040 | 2030-2040 | 2030-2040 | 2030-2040 | 2040-2050 | 2040-2050 | 2040-2050 | 2040-2050 | 2040-2050 | 2040-2050 | 2040-2050 | 2040-2050 | 2040-2050 | 2040-2050
ScenarioName | LCP_Inputs_ON_Diverse_IEA_2023_05_05
var_type | (All)
Sum of SolutionCost | Column Labels
Row Labels | 2020 | 2021 | 2022 | 2023 | 2024 | 2025 | 2026 | 2027 | 2028 | 2029 | 2030 | 2031 | 2032 | 2033 | 2034 | 2035 | 2036 | 2037 | 2038 | 2039 | 2040 | 2041 | 2042 | 2043 | 2044 | 2045 | 2046 | 2047 | 2048 | 2049 | 2050 | Grand Total
Anaerobic Digestion | 0 | 0 | 0 | 0 | 0 | 0 | 0 | 0 | 0 | 0 | 1840449.9197 | 1840449.9197 | 1840449.9197 | 1840449.9197 | 1840449.9197 | 1840449.9197 | 1840449.9197 | 1840449.9197 | 1840449.9197 | 1840449.9197 | 3867281.1607 | 3867281.1607 | 3867281.1607 | 3867281.1607 | 3867281.1607 | 3867281.1607 | 3867281.1607 | 3867281.1607 | 3867281.1607 | 3867281.1607 | 7216894.7644 | 64294205.5688
CH4 + CCS | 0 | 0 | 0 | 0 | 0 | 0 | 0 | 0 | 0 | 0 | 36250644.3017 | 36250644.3017 | 36250644.3017 | 36250644.3017 | 36250644.3017 | 36250644.3017 | 36250644.3017 | 36250644.3017 | 36250644.3017 | 36250644.3017 | 88472420.6398 | 88472420.6398 | 88472420.6398 | 88472420.6398 | 88472420.6398 | 88472420.6398 | 88472420.6398 | 88472420.6398 | 88472420.6398 | 88472420.6398 | 103661005.2499 | 1350891654.6649
CH4 Import - NY 2020 | 282343065.1873 | 282343065.1873 | 282343065.1873 | 282343065.1873 | 282343065.1873 | 282343065.1873 | 282343065.1873 | 282343065.1873 | 282343065.1873 | 282343065.1873 | 0 | 0 | 0 | 0 | 0 | 0 | 0 | 0 | 0 | 0 | 0 | 0 | 0 | 0 | 0 | 0 | 0 | 0 | 0 | 0 | 0 | 2823430651.8726
CH4 Import - NY 2030 | 0 | 0 | 0 | 0 | 0 | 0 | 0 | 0 | 0 | 0 | 1400246087.116 | 1400246087.116 | 1400246087.116 | 1400246087.116 | 1400246087.116 | 1400246087.116 | 1400246087.116 | 1400246087.116 | 1400246087.116 | 1400246087.116 | 0 | 0 | 0 | 0 | 0 | 0 | 0 | 0 | 0 | 0 | 0 | 14002460871.1599
CH4 Import - NY 2040 | 0 | 0 | 0 | 0 | 0 | 0 | 0 | 0 | 0 | 0 | 0 | 0 | 0 | 0 | 0 | 0 | 0 | 0 | 0 | 0 | 1424811807.9426 | 1424811807.9426 | 1424811807.9426 | 1424811807.9426 | 1424811807.9426 | 1424811807.9426 | 1424811807.9426 | 1424811807.9426 | 1424811807.9426 | 1424811807.9426 | 0 | 14248118079.4259
CH4 Import - NY 2050 | 0 | 0 | 0 | 0 | 0 | 0 | 0 | 0 | 0 | 0 | 0 | 0 | 0 | 0 | 0 | 0 | 0 | 0 | 0 | 0 | 0 | 0 | 0 | 0 | 0 | 0 | 0 | 0 | 0 | 0 | 0 | 0
CH4 Import - WC 2020 | 1306945425.5377 | 1306945425.5377 | 1306945425.5377 | 1306945425.5377 | 1306945425.5377 | 1306945425.5377 | 1306945425.5377 | 1306945425.5377 | 1306945425.5377 | 1306945425.5377 | 0 | 0 | 0 | 0 | 0 | 0 | 0 | 0 | 0 | 0 | 0 | 0 | 0 | 0 | 0 | 0 | 0 | 0 | 0 | 0 | 0 | 13069454255.3774
CH4 Import - WC 2030 | 0 | 0 | 0 | 0 | 0 | 0 | 0 | 0 | 0 | 0 | 5194715136.4488 | 5194715136.4488 | 5194715136.4488 | 5194715136.4488 | 5194715136.4488 | 5194715136.4488 | 5194715136.4488 | 5194715136.4488 | 5194715136.4488 | 5194715136.4488 | 0 | 0 | 0 | 0 | 0 | 0 | 0 | 0 | 0 | 0 | 0 | 51947151364.4883
CH4 Import - WC 2040 | 0 | 0 | 0 | 0 | 0 | 0 | 0 | 0 | 0 | 0 | 0 | 0 | 0 | 0 | 0 | 0 | 0 | 0 | 0 | 0 | 2117477751.305 | 2117477751.305 | 2117477751.305 | 2117477751.305 | 2117477751.305 | 2117477751.305 | 2117477751.305 | 2117477751.305 | 2117477751.305 | 2117477751.305 | 0 | 21174777513.0504
CH4 Import - WC 2050 | 0 | 0 | 0 | 0 | 0 | 0 | 0 | 0 | 0 | 0 | 0 | 0 | 0 | 0 | 0 | 0 | 0 | 0 | 0 | 0 | 0 | 0 | 0 | 0 | 0 | 0 | 0 | 0 | 0 | 0 | 0 | 0
CH4 Salt Cavern Storage - ON | 0 | 0 | 0 | 0 | 0 | 0 | 0 | 0 | 0 | 0 | 0 | 0 | 0 | 0 | 0 | 0 | 0 | 0 | 0 | 0 | 0 | 0 | 0 | 0 | 0 | 0 | 0 | 0 | 0 | 0 | 0 | 0
Electrolyser 2020/2030 | 0 | 0 | 0 | 0 | 0 | 0 | 0 | 0 | 0 | 0 | 0 | 0 | 0 | 0 | 0 | 0 | 0 | 0 | 0 | 0 | 0 | 0 | 0 | 0 | 0 | 0 | 0 | 0 | 0 | 0 | 0 | 0
Electrolyser 2040 | 0 | 0 | 0 | 0 | 0 | 0 | 0 | 0 | 0 | 0 | 0 | 0 | 0 | 0 | 0 | 0 | 0 | 0 | 0 | 0 | 0 | 0 | 0 | 0 | 0 | 0 | 0 | 0 | 0 | 0 | 0 | 0
Electrolyser 2050 | 0 | 0 | 0 | 0 | 0 | 0 | 0 | 0 | 0 | 0 | 0 | 0 | 0 | 0 | 0 | 0 | 0 | 0 | 0 | 0 | 0 | 0 | 0 | 0 | 0 | 0 | 0 | 0 | 0 | 0 | 0 | 0
H2 Import - QC | 0 | 0 | 0 | 0 | 0 | 0 | 0 | 0 | 0 | 0 | 0 | 0 | 0 | 0 | 0 | 0 | 0 | 0 | 0 | 0 | 0 | 0 | 0 | 0 | 0 | 0 | 0 | 0 | 0 | 0 | 0 | 0
H2 Import - WC | 0 | 0 | 0 | 0 | 0 | 0 | 0 | 0 | 0 | 0 | 0 | 0 | 0 | 0 | 0 | 0 | 0 | 0 | 0 | 0 | 0 | 0 | 0 | 0 | 0 | 0 | 0 | 0 | 0 | 0 | 0 | 0
H2 Salt Cavern Storage - ON | 0 | 0 | 0 | 0 | 0 | 0 | 0 | 0 | 0 | 0 | 0 | 0 | 0 | 0 | 0 | 0 | 0 | 0 | 0 | 0 | 0 | 0 | 0 | 0 | 0 | 0 | 0 | 0 | 0 | 0 | 0 | 0
SMR CCS | 0 | 0 | 0 | 0 | 0 | 0 | 0 | 0 | 0 | 0 | 398520751.9847 | 398520751.9847 | 398520751.9847 | 398520751.9847 | 398520751.9847 | 398520751.9847 | 398520751.9847 | 398520751.9847 | 398520751.9847 | 398520751.9847 | 416891500.3462 | 416891500.3462 | 416891500.3462 | 416891500.3462 | 416891500.3462 | 416891500.3462 | 416891500.3462 | 416891500.3462 | 416891500.3462 | 416891500.3462 | 222543011.641 | 8376665534.9505
Grand Total | 1589288490.725 | 1589288490.725 | 1589288490.725 | 1589288490.725 | 1589288490.725 | 1589288490.725 | 1589288490.725 | 1589288490.725 | 1589288490.725 | 1589288490.725 | 7031573069.771 | 7031573069.771 | 7031573069.771 | 7031573069.771 | 7031573069.771 | 7031573069.771 | 7031573069.771 | 7031573069.771 | 7031573069.771 | 7031573069.771 | 4051520761.3943 | 4051520761.3943 | 4051520761.3943 | 4051520761.3943 | 4051520761.3943 | 4051520761.3943 | 4051520761.3943 | 4051520761.3943 | 4051520761.3943 | 4051520761.3943 | 333420911.6554 | 127057244130.5587
Note: These emissions costs include only those associated with the gas system.

## SupplyTechCosts Gas
Year Range: | 2020-2030 | 2020-2030 | 2020-2030 | 2020-2030 | 2020-2030 | 2020-2030 | 2020-2030 | 2020-2030 | 2020-2030 | 2020-2030 | 2020-2030 | 2030-2040 | 2030-2040 | 2030-2040 | 2030-2040 | 2030-2040 | 2030-2040 | 2030-2040 | 2030-2040 | 2030-2040 | 2030-2040 | 2040-2050 | 2040-2050 | 2040-2050 | 2040-2050 | 2040-2050 | 2040-2050 | 2040-2050 | 2040-2050 | 2040-2050 | 2040-2050
ScenarioName | LCP_Inputs_ON_Diverse_IEA_2023_05_05
var_type | (Multiple Items)
SubRegion | ON
Sum of SolutionCost | Column Labels
Row Labels | 2020 | 2021 | 2022 | 2023 | 2024 | 2025 | 2026 | 2027 | 2028 | 2029 | 2030 | 2031 | 2032 | 2033 | 2034 | 2035 | 2036 | 2037 | 2038 | 2039 | 2040 | 2041 | 2042 | 2043 | 2044 | 2045 | 2046 | 2047 | 2048 | 2049 | 2050 | Grand Total
Anaerobic Digestion | 0 | 0 | 0 | 0 | 0 | 0 | 0 | 0 | 0 | 0 | 1516938662.2938 | 989935332.0852 | 989935332.0852 | 989935332.0852 | 989935332.0852 | 989935332.0852 | 989935332.0852 | 989935332.0852 | 989935332.0852 | 989935332.0852 | 2300227172.8762 | 2006223379.2909 | 2006223379.2909 | 2006223379.2909 | 2006223379.2909 | 2006223379.2909 | 2006223379.2909 | 2006223379.2909 | 2006223379.2909 | 2006223379.2909 | 3717683247.734 | 34500277485.2885
CONE | [10 empty] | 527003330.2087 | [9 empty] | 294003793.5853 | [9 empty] | 44886075.3565 | 865893199.1505
EmissionsCost | 0 | 0 | 0 | 0 | 0 | 0 | 0 | 0 | 0 | 0 | 1840449.9197 | 1840449.9197 | 1840449.9197 | 1840449.9197 | 1840449.9197 | 1840449.9197 | 1840449.9197 | 1840449.9197 | 1840449.9197 | 1840449.9197 | 3867281.1607 | 3867281.1607 | 3867281.1607 | 3867281.1607 | 3867281.1607 | 3867281.1607 | 3867281.1607 | 3867281.1607 | 3867281.1607 | 3867281.1607 | 7216894.7644 | 64294205.5688
Flex Adder | [10 empty] | 0 | 0 | 0 | 0 | 0 | 0 | 0 | 0 | 0 | 0 | 0 | 0 | 0 | 0 | 0 | 0 | 0 | 0 | 0 | 0 | 0 | 0
FOM | [10 empty] | 125864882.1654 | 125864882.1654 | 125864882.1654 | 125864882.1654 | 125864882.1654 | 125864882.1654 | 125864882.1654 | 125864882.1654 | 125864882.1654 | 125864882.1654 | 259916098.1302 | 259916098.1302 | 259916098.1302 | 259916098.1302 | 259916098.1302 | 259916098.1302 | 259916098.1302 | 259916098.1302 | 259916098.1302 | 259916098.1302 | 485040277.6131 | 4342850080.5693
FuelCost | 0 | 0 | 0 | 0 | 0 | 0 | 0 | 0 | 0 | 0 | 0 | 0 | 0 | 0 | 0 | 0 | 0 | 0 | 0 | 0 | 0 | 0 | 0 | 0 | 0 | 0 | 0 | 0 | 0 | 0 | 0 | 0
VOM | 0 | 0 | 0 | 0 | 0 | 0 | 0 | 0 | 0 | 0 | 862230000 | 862230000 | 862230000 | 862230000 | 862230000 | 862230000 | 862230000 | 862230000 | 862230000 | 862230000 | 1742440000 | 1742440000 | 1742440000 | 1742440000 | 1742440000 | 1742440000 | 1742440000 | 1742440000 | 1742440000 | 1742440000 | 3180540000 | 29227240000
CH4 + CCS | 0 | 0 | 0 | 0 | 0 | 0 | 0 | 0 | 0 | 0 | 226828319.2962 | 226828194.1083 | 226828194.1083 | 226828194.1083 | 226828194.1083 | 226828194.1083 | 226828194.1083 | 226828194.1083 | 226828194.1083 | 226828194.1083 | 618297871.5433 | 618297871.5433 | 618297871.5433 | 618297871.5433 | 618297871.5433 | 618297871.5433 | 618297871.5433 | 618297871.5433 | 618297871.5433 | 618297871.5433 | 724444731.2574 | 9175705512.9615
CONE | [10 empty] | 125.1879 | [9 empty] | 0 | [9 empty] | 0.97206 | 126.16
EmissionsCost | 0 | 0 | 0 | 0 | 0 | 0 | 0 | 0 | 0 | 0 | 36250644.3017 | 36250644.3017 | 36250644.3017 | 36250644.3017 | 36250644.3017 | 36250644.3017 | 36250644.3017 | 36250644.3017 | 36250644.3017 | 36250644.3017 | 88472420.6398 | 88472420.6398 | 88472420.6398 | 88472420.6398 | 88472420.6398 | 88472420.6398 | 88472420.6398 | 88472420.6398 | 88472420.6398 | 88472420.6398 | 103661005.2499 | 1350891654.6649
Flex Adder | [10 empty] | 0 | 0 | 0 | 0 | 0 | 0 | 0 | 0 | 0 | 0 | 0 | 0 | 0 | 0 | 0 | 0 | 0 | 0 | 0 | 0 | 0 | 0
FOM | [10 empty] | 0 | 0 | 0 | 0 | 0 | 0 | 0 | 0 | 0 | 0 | 0 | 0 | 0 | 0 | 0 | 0 | 0 | 0 | 0 | 0 | 0 | 0
FuelCost | 0 | 0 | 0 | 0 | 0 | 0 | 0 | 0 | 0 | 0 | 171398728.1399 | 171398728.1399 | 171398728.1399 | 171398728.1399 | 171398728.1399 | 171398728.1399 | 171398728.1399 | 171398728.1399 | 171398728.1399 | 171398728.1399 | 483825119.2369 | 483825119.2369 | 483825119.2369 | 483825119.2369 | 483825119.2369 | 483825119.2369 | 483825119.2369 | 483825119.2369 | 483825119.2369 | 483825119.2369 | 566886243.9004 | 7119124717.6683
VOM | 0 | 0 | 0 | 0 | 0 | 0 | 0 | 0 | 0 | 0 | 19178821.6667 | 19178821.6667 | 19178821.6667 | 19178821.6667 | 19178821.6667 | 19178821.6667 | 19178821.6667 | 19178821.6667 | 19178821.6667 | 19178821.6667 | 46000331.6667 | 46000331.6667 | 46000331.6667 | 46000331.6667 | 46000331.6667 | 46000331.6667 | 46000331.6667 | 46000331.6667 | 46000331.6667 | 46000331.6667 | 53897481.135 | 705689014.4683
CH4 Salt Cavern Storage - ON | 691417.795 | 691417.795 | 691417.795 | 691417.795 | 691417.795 | 691417.795 | 691417.795 | 691417.795 | 691417.795 | 691417.795 | 0 | 0 | 0 | 0 | 0 | 0 | 0 | 0 | 0 | 0 | 0 | 0 | 0 | 0 | 0 | 0 | 0 | 0 | 0 | 0 | 0 | 6914177.9498
EmissionsCost | 0 | 0 | 0 | 0 | 0 | 0 | 0 | 0 | 0 | 0 | 0 | 0 | 0 | 0 | 0 | 0 | 0 | 0 | 0 | 0 | 0 | 0 | 0 | 0 | 0 | 0 | 0 | 0 | 0 | 0 | 0 | 0
FuelCost | 0 | 0 | 0 | 0 | 0 | 0 | 0 | 0 | 0 | 0 | 0 | 0 | 0 | 0 | 0 | 0 | 0 | 0 | 0 | 0 | 0 | 0 | 0 | 0 | 0 | 0 | 0 | 0 | 0 | 0 | 0 | 0
O&M | 0 | [9 empty] | 0 | [9 empty] | 0 | [9 empty] | 0 | 0
VOM | 691417.795 | 691417.795 | 691417.795 | 691417.795 | 691417.795 | 691417.795 | 691417.795 | 691417.795 | 691417.795 | 691417.795 | 0 | 0 | 0 | 0 | 0 | 0 | 0 | 0 | 0 | 0 | 0 | 0 | 0 | 0 | 0 | 0 | 0 | 0 | 0 | 0 | 0 | 6914177.9498
Electrolyser 2020/2030 | 0 | 0 | 0 | 0 | 0 | 0 | 0 | 0 | 0 | 0 | 499794833.6576 | 20039889.0801 | 20039889.0801 | 20039889.0801 | 20039889.0801 | 20039889.0801 | 20039889.0801 | 20039889.0801 | 20039889.0801 | 20039889.0801 | 20039889.0801 | 20039889.0801 | 20039889.0801 | 20039889.0801 | 20039889.0801 | 20039889.0801 | 20039889.0801 | 20039889.0801 | 20039889.0801 | 20039889.0801 | 20039889.0801 | 900592615.2595
CONE | [10 empty] | 479754944.5775 | [20 empty] | 479754944.5775
EmissionsCost | 0 | 0 | 0 | 0 | 0 | 0 | 0 | 0 | 0 | 0 | 0 | 0 | 0 | 0 | 0 | 0 | 0 | 0 | 0 | 0 | 0 | 0 | 0 | 0 | 0 | 0 | 0 | 0 | 0 | 0 | 0 | 0
Flex Adder | [10 empty] | 0 | 0 | 0 | 0 | 0 | 0 | 0 | 0 | 0 | 0 | 0 | 0 | 0 | 0 | 0 | 0 | 0 | 0 | 0 | 0 | 0 | 0
FOM | [10 empty] | 20039889.0801 | 20039889.0801 | 20039889.0801 | 20039889.0801 | 20039889.0801 | 20039889.0801 | 20039889.0801 | 20039889.0801 | 20039889.0801 | 20039889.0801 | 20039889.0801 | 20039889.0801 | 20039889.0801 | 20039889.0801 | 20039889.0801 | 20039889.0801 | 20039889.0801 | 20039889.0801 | 20039889.0801 | 20039889.0801 | 20039889.0801 | 420837670.682
FuelCost | 0 | 0 | 0 | 0 | 0 | 0 | 0 | 0 | 0 | 0 | 0 | 0 | 0 | 0 | 0 | 0 | 0 | 0 | 0 | 0 | 0 | 0 | 0 | 0 | 0 | 0 | 0 | 0 | 0 | 0 | 0 | 0
VOM | 0 | 0 | 0 | 0 | 0 | 0 | 0 | 0 | 0 | 0 | 0 | 0 | 0 | 0 | 0 | 0 | 0 | 0 | 0 | 0 | 0 | 0 | 0 | 0 | 0 | 0 | 0 | 0 | 0 | 0 | 0 | 0
Electrolyser 2040 | 0 | 0 | 0 | 0 | 0 | 0 | 0 | 0 | 0 | 0 | 0 | 0 | 0 | 0 | 0 | 0 | 0 | 0 | 0 | 0 | 2212543465.7267 | 166894442.4578 | 166894442.4578 | 166894442.4578 | 166894442.4578 | 166894442.4578 | 166894442.4578 | 166894442.4578 | 166894442.4578 | 166894442.4578 | 166894442.4578 | 3881487890.3051
CONE | [20 empty] | 2045649023.2689 | [10 empty] | 2045649023.2689
EmissionsCost | 0 | 0 | 0 | 0 | 0 | 0 | 0 | 0 | 0 | 0 | 0 | 0 | 0 | 0 | 0 | 0 | 0 | 0 | 0 | 0 | 0 | 0 | 0 | 0 | 0 | 0 | 0 | 0 | 0 | 0 | 0 | 0
Flex Adder | [20 empty] | 0 | 0 | 0 | 0 | 0 | 0 | 0 | 0 | 0 | 0 | 0 | 0
FOM | [20 empty] | 166894442.4578 | 166894442.4578 | 166894442.4578 | 166894442.4578 | 166894442.4578 | 166894442.4578 | 166894442.4578 | 166894442.4578 | 166894442.4578 | 166894442.4578 | 166894442.4578 | 1835838867.0362
FuelCost | 0 | 0 | 0 | 0 | 0 | 0 | 0 | 0 | 0 | 0 | 0 | 0 | 0 | 0 | 0 | 0 | 0 | 0 | 0 | 0 | 0 | 0 | 0 | 0 | 0 | 0 | 0 | 0 | 0 | 0 | 0 | 0
VOM | 0 | 0 | 0 | 0 | 0 | 0 | 0 | 0 | 0 | 0 | 0 | 0 | 0 | 0 | 0 | 0 | 0 | 0 | 0 | 0 | 0 | 0 | 0 | 0 | 0 | 0 | 0 | 0 | 0 | 0 | 0 | 0
Electrolyser 2050 | 0 | 0 | 0 | 0 | 0 | 0 | 0 | 0 | 0 | 0 | 0 | 0 | 0 | 0 | 0 | 0 | 0 | 0 | 0 | 0 | 0 | 0 | 0 | 0 | 0 | 0 | 0 | 0 | 0 | 0 | 264951771.182 | 264951771.182
CONE | [30 empty] | 144519147.9175 | 144519147.9175
EmissionsCost | 0 | 0 | 0 | 0 | 0 | 0 | 0 | 0 | 0 | 0 | 0 | 0 | 0 | 0 | 0 | 0 | 0 | 0 | 0 | 0 | 0 | 0 | 0 | 0 | 0 | 0 | 0 | 0 | 0 | 0 | 0 | 0
Flex Adder | [30 empty] | 0 | 0
FOM | [30 empty] | 120432623.2646 | 120432623.2646
FuelCost | 0 | 0 | 0 | 0 | 0 | 0 | 0 | 0 | 0 | 0 | 0 | 0 | 0 | 0 | 0 | 0 | 0 | 0 | 0 | 0 | 0 | 0 | 0 | 0 | 0 | 0 | 0 | 0 | 0 | 0 | 0 | 0
VOM | 0 | 0 | 0 | 0 | 0 | 0 | 0 | 0 | 0 | 0 | 0 | 0 | 0 | 0 | 0 | 0 | 0 | 0 | 0 | 0 | 0 | 0 | 0 | 0 | 0 | 0 | 0 | 0 | 0 | 0 | 0 | 0
H2 Salt Cavern Storage - ON | 0 | 0 | 0 | 0 | 0 | 0 | 0 | 0 | 0 | 0 | 12624031.6118 | 12624010.6118 | 12624010.6118 | 12624010.6118 | 12624010.6118 | 12624010.6118 | 12624010.6118 | 12624010.6118 | 12624010.6118 | 12624010.6118 | 80253062.6897 | 80253018.6897 | 80253018.6897 | 80253018.6897 | 80253018.6897 | 80253018.6897 | 80253018.6897 | 80253018.6897 | 80253018.6897 | 80253018.6897 | 69109186.0668 | 997879544.0813
CONE | [10 empty] | 21 | [9 empty] | 44 | [9 empty] | 2.2 | 67.2
EmissionsCost | 0 | 0 | 0 | 0 | 0 | 0 | 0 | 0 | 0 | 0 | 0 | 0 | 0 | 0 | 0 | 0 | 0 | 0 | 0 | 0 | 0 | 0 | 0 | 0 | 0 | 0 | 0 | 0 | 0 | 0 | 0 | 0
Flex Adder | [10 empty] | 0 | 0 | 0 | 0 | 0 | 0 | 0 | 0 | 0 | 0 | 0 | 0 | 0 | 0 | 0 | 0 | 0 | 0 | 0 | 0 | 0 | 0
FOM | [10 empty] | 0 | 0 | 0 | 0 | 0 | 0 | 0 | 0 | 0 | 0 | 0 | 0 | 0 | 0 | 0 | 0 | 0 | 0 | 0 | 0 | 0 | 0
FuelCost | 0 | 0 | 0 | 0 | 0 | 0 | 0 | 0 | 0 | 0 | 0 | 0 | 0 | 0 | 0 | 0 | 0 | 0 | 0 | 0 | 0 | 0 | 0 | 0 | 0 | 0 | 0 | 0 | 0 | 0 | 0 | 0
O&M | 0 | [9 empty] | 0 | [9 empty] | 0 | [9 empty] | 0 | 0
VOM | 0 | 0 | 0 | 0 | 0 | 0 | 0 | 0 | 0 | 0 | 12624010.6118 | 12624010.6118 | 12624010.6118 | 12624010.6118 | 12624010.6118 | 12624010.6118 | 12624010.6118 | 12624010.6118 | 12624010.6118 | 12624010.6118 | 80253018.6897 | 80253018.6897 | 80253018.6897 | 80253018.6897 | 80253018.6897 | 80253018.6897 | 80253018.6897 | 80253018.6897 | 80253018.6897 | 80253018.6897 | 69109183.8668 | 997879476.8813
SMR CCS | 0 | 0 | 0 | 0 | 0 | 0 | 0 | 0 | 0 | 0 | 11843925941.5301 | 1399700553.9778 | 1399700553.9778 | 1399700553.9778 | 1399700553.9778 | 1399700553.9778 | 1399700553.9778 | 1399700553.9778 | 1399700553.9778 | 1399700553.9778 | 1549944259.1967 | 1549944259.1967 | 1549944259.1967 | 1549944259.1967 | 1549944259.1967 | 1549944259.1967 | 1549944259.1967 | 1549944259.1967 | 1549944259.1967 | 1549944259.1967 | 1001274465.1226 | 40941947984.4199
CONE | [10 empty] | 10444225387.5523 | [9 empty] | 0 | [9 empty] | 0 | 10444225387.5523
EmissionsCost | 0 | 0 | 0 | 0 | 0 | 0 | 0 | 0 | 0 | 0 | 398520751.9847 | 398520751.9847 | 398520751.9847 | 398520751.9847 | 398520751.9847 | 398520751.9847 | 398520751.9847 | 398520751.9847 | 398520751.9847 | 398520751.9847 | 416891500.3462 | 416891500.3462 | 416891500.3462 | 416891500.3462 | 416891500.3462 | 416891500.3462 | 416891500.3462 | 416891500.3462 | 416891500.3462 | 416891500.3462 | 222543011.641 | 8376665534.9505
Flex Adder | [10 empty] | 0 | 0 | 0 | 0 | 0 | 0 | 0 | 0 | 0 | 0 | 0 | 0 | 0 | 0 | 0 | 0 | 0 | 0 | 0 | 0 | 0 | 0
FOM | [10 empty] | 373008049.5554 | 373008049.5554 | 373008049.5554 | 373008049.5554 | 373008049.5554 | 373008049.5554 | 373008049.5554 | 373008049.5554 | 373008049.5554 | 373008049.5554 | 373008049.5554 | 373008049.5554 | 373008049.5554 | 373008049.5554 | 373008049.5554 | 373008049.5554 | 373008049.5554 | 373008049.5554 | 373008049.5554 | 373008049.5554 | 373008049.5554 | 7833169040.6642
FuelCost | 0 | 0 | 0 | 0 | 0 | 0 | 0 | 0 | 0 | 0 | 628171752.4376 | 628171752.4376 | 628171752.4376 | 628171752.4376 | 628171752.4376 | 628171752.4376 | 628171752.4376 | 628171752.4376 | 628171752.4376 | 628171752.4376 | 760044709.295 | 760044709.295 | 760044709.295 | 760044709.295 | 760044709.295 | 760044709.295 | 760044709.295 | 760044709.295 | 760044709.295 | 760044709.295 | 405723403.9261 | 14287888021.253
VOM | 0 | 0 | 0 | 0 | 0 | 0 | 0 | 0 | 0 | 0 | 0 | 0 | 0 | 0 | 0 | 0 | 0 | 0 | 0 | 0 | 0 | 0 | 0 | 0 | 0 | 0 | 0 | 0 | 0 | 0 | 0 | 0
Grand Total | 691417.795 | 691417.795 | 691417.795 | 691417.795 | 691417.795 | 691417.795 | 691417.795 | 691417.795 | 691417.795 | 691417.795 | 14100111788.3895 | 2649127979.8631 | 2649127979.8631 | 2649127979.8631 | 2649127979.8631 | 2649127979.8631 | 2649127979.8631 | 2649127979.8631 | 2649127979.8631 | 2649127979.8631 | 6781305721.1127 | 4441652860.2586 | 4441652860.2586 | 4441652860.2586 | 4441652860.2586 | 4441652860.2586 | 4441652860.2586 | 4441652860.2586 | 4441652860.2586 | 4441652860.2586 | 5964397732.9008 | 90669756981.4477
Total Emissions Cost | 0 | 0 | 0 | 0 | 0 | 0 | 0 | 0 | 0 | 0 | 436611846.2062 | 436611846.2062 | 436611846.2062 | 436611846.2062 | 436611846.2062 | 436611846.2062 | 436611846.2062 | 436611846.2062 | 436611846.2062 | 436611846.2062 | 509231202.1467 | 509231202.1467 | 509231202.1467 | 509231202.1467 | 509231202.1467 | 509231202.1467 | 509231202.1467 | 509231202.1467 | 509231202.1467 | 509231202.1467 | 333420911.6554 | 9791851395.1842
Note: These costs are not discounted. They are the real dollars subtracted by the salvage value at the end of the study period (if applicable). They do not include the cost of known capacity build outs, only modeled capacity build outs.

## SupplyTechCosts Elec
Year Range: | 2020-2030 | 2020-2030 | 2020-2030 | 2020-2030 | 2020-2030 | 2020-2030 | 2020-2030 | 2020-2030 | 2020-2030 | 2020-2030 | 2020-2030 | 2030-2040 | 2030-2040 | 2030-2040 | 2030-2040 | 2030-2040 | 2030-2040 | 2030-2040 | 2030-2040 | 2030-2040 | 2030-2040 | 2040-2050 | 2040-2050 | 2040-2050 | 2040-2050 | 2040-2050 | 2040-2050 | 2040-2050 | 2040-2050 | 2040-2050 | 2040-2050
ScenarioName | LCP_Inputs_ON_Diverse_IEA_2023_05_05
var_type | (Multiple Items)
SubRegion | ON
Sum of SolutionCost | Column Labels
Row Labels | 2020 | 2021 | 2022 | 2023 | 2024 | 2025 | 2026 | 2027 | 2028 | 2029 | 2030 | 2031 | 2032 | 2033 | 2034 | 2035 | 2036 | 2037 | 2038 | 2039 | 2040 | 2041 | 2042 | 2043 | 2044 | 2045 | 2046 | 2047 | 2048 | 2049 | 2050 | Grand Total
Battery Storage | 0 | 0 | 0 | 0 | 0 | 0 | 0 | 0 | 0 | 0 | 0 | 0 | 0 | 0 | 0 | 0 | 0 | 0 | 0 | 0 | 0 | 0 | 0 | 0 | 0 | 0 | 0 | 0 | 0 | 0 | 0 | 0
Biomass | 0 | 0 | 0 | 0 | 0 | 0 | 0 | 0 | 0 | 0 | 0 | 0 | 0 | 0 | 0 | 0 | 0 | 0 | 0 | 0 | 2480543.0073 | 2480543.0073 | 2480543.0073 | 2480543.0073 | 2480543.0073 | 2480543.0073 | 2480543.0073 | 2480543.0073 | 2480543.0073 | 2480543.0073 | 2480543.0073 | 27285973.08
Biomass + CCS | 0 | 0 | 0 | 0 | 0 | 0 | 0 | 0 | 0 | 0 | 0 | 0 | 0 | 0 | 0 | 0 | 0 | 0 | 0 | 0 | 0 | 0 | 0 | 0 | 0 | 0 | 0 | 0 | 0 | 0 | 271741868.4815 | 271741868.4815
Fossil Fuel Thermal (Coal, Peat, Oil) | 0 | 0 | 0 | 0 | 0 | 0 | 0 | 0 | 0 | 0 | 0 | 0 | 0 | 0 | 0 | 0 | 0 | 0 | 0 | 0 | 0 | 0 | 0 | 0 | 0 | 0 | 0 | 0 | 0 | 0 | 0 | 0
Generic - Generator | 0 | 0 | 0 | 0 | 0 | 0 | 0 | 0 | 0 | 0 | 0 | 0 | 0 | 0 | 0 | 0 | 0 | 0 | 0 | 0 | 0 | 0 | 0 | 0 | 0 | 0 | 0 | 0 | 0 | 0 | 0 | 0
Hydro | 0 | 0 | 0 | 0 | 0 | 0 | 0 | 0 | 0 | 0 | 0 | 0 | 0 | 0 | 0 | 0 | 0 | 0 | 0 | 0 | 0 | 0 | 0 | 0 | 0 | 0 | 0 | 0 | 0 | 0 | 0 | 0
Hydro Pumped Storage | 0 | 0 | 0 | 0 | 0 | 0 | 0 | 0 | 0 | 0 | 0 | 0 | 0 | 0 | 0 | 0 | 0 | 0 | 0 | 0 | 0 | 0 | 0 | 0 | 0 | 0 | 0 | 0 | 0 | 0 | 0 | 0
Nuclear | 8790266640.96 | 8790266640.96 | 8790266640.96 | 8790266640.96 | 8790266640.96 | 8790266640.96 | 8790266640.96 | 8790266640.96 | 8790266640.96 | 8790266640.96 | 6921207719.0302 | 6921207719.0302 | 6921207719.0302 | 6921207719.0302 | 6921207719.0302 | 6921207719.0302 | 6921207719.0302 | 6921207719.0302 | 6921207719.0302 | 6921207719.0302 | 7830417006.0162 | 7830417006.0162 | 7830417006.0162 | 7830417006.0162 | 7830417006.0162 | 7830417006.0162 | 7830417006.0162 | 7830417006.0162 | 7830417006.0162 | 7830417006.0162 | 7823178339.984 | 243242092000.0475
O/CCGT - CH4 Existing | 0 | 0 | 0 | 0 | 0 | 0 | 0 | 0 | 0 | 0 | 4937061.293 | 4937061.293 | 4937061.293 | 4937061.293 | 4937061.293 | 4937061.293 | 4937061.293 | 4937061.293 | 4937061.293 | 4937061.293 | 3595487.5152 | 3595487.5152 | 3595487.5152 | 3595487.5152 | 3595487.5152 | 3595487.5152 | 3595487.5152 | 3595487.5152 | 3595487.5152 | 3595487.5152 | 0 | 85325488.0817
O/CCGT - CH4 New | 0 | 0 | 0 | 0 | 0 | 0 | 0 | 0 | 0 | 0 | 218016.5747 | 218016.5747 | 218016.5747 | 218016.5747 | 218016.5747 | 218016.5747 | 218016.5747 | 218016.5747 | 218016.5747 | 218016.5747 | 1602506.6946 | 1602506.6946 | 1602506.6946 | 1602506.6946 | 1602506.6946 | 1602506.6946 | 1602506.6946 | 1602506.6946 | 1602506.6946 | 1602506.6946 | 0 | 18205232.6933
O/CCGT - H2 New | 0 | 0 | 0 | 0 | 0 | 0 | 0 | 0 | 0 | 0 | 0 | 0 | 0 | 0 | 0 | 0 | 0 | 0 | 0 | 0 | 1269341296.91 | 82005603.1901 | 82005603.1901 | 82005603.1901 | 82005603.1901 | 82005603.1901 | 82005603.1901 | 82005603.1901 | 82005603.1901 | 82005603.1901 | 560477439.5296 | 2567869165.1509
Solar PV | 0 | 0 | 0 | 0 | 0 | 0 | 0 | 0 | 0 | 0 | 0 | 0 | 0 | 0 | 0 | 0 | 0 | 0 | 0 | 0 | 3596421621.1104 | 172322652.3099 | 172322652.3099 | 172322652.3099 | 172322652.3099 | 172322652.3099 | 172322652.3099 | 172322652.3099 | 172322652.3099 | 172322652.3099 | 172322652.3099 | 5319648144.2091
Wind Offshore | 0 | 0 | 0 | 0 | 0 | 0 | 0 | 0 | 0 | 0 | 0 | 0 | 0 | 0 | 0 | 0 | 0 | 0 | 0 | 0 | 5349071876.945 | 167216847.8671 | 167216847.8671 | 167216847.8671 | 167216847.8671 | 167216847.8671 | 167216847.8671 | 167216847.8671 | 167216847.8671 | 167216847.8671 | 167216847.8671 | 7021240355.6156
Wind Onshore | 0 | 0 | 0 | 0 | 0 | 0 | 0 | 0 | 0 | 0 | 18177225000 | 375000000 | 375000000 | 375000000 | 375000000 | 375000000 | 375000000 | 375000000 | 375000000 | 375000000 | 11548300000 | 875000000 | 875000000 | 875000000 | 875000000 | 875000000 | 875000000 | 875000000 | 875000000 | 875000000 | 2960450000 | 43935975000
Nuclear SMR | 0 | 0 | 0 | 0 | 0 | 0 | 0 | 0 | 0 | 0 | 18960361.2 | 18960361.2 | 18960361.2 | 18960361.2 | 18960361.2 | 18960361.2 | 18960361.2 | 18960361.2 | 18960361.2 | 18960361.2 | 4619767586.3233 | 659767586.3233 | 659767586.3233 | 659767586.3233 | 659767586.3233 | 659767586.3233 | 659767586.3233 | 659767586.3233 | 659767586.3233 | 659767586.3233 | 2391457680 | 13138737155.2331
Grand Total | 8790266640.96 | 8790266640.96 | 8790266640.96 | 8790266640.96 | 8790266640.96 | 8790266640.96 | 8790266640.96 | 8790266640.96 | 8790266640.96 | 8790266640.96 | 25122548158.0979 | 7320323158.0979 | 7320323158.0979 | 7320323158.0979 | 7320323158.0979 | 7320323158.0979 | 7320323158.0979 | 7320323158.0979 | 7320323158.0979 | 7320323158.0979 | 34220997924.522 | 9794408232.9236 | 9794408232.9236 | 9794408232.9236 | 9794408232.9236 | 9794408232.9236 | 9794408232.9236 | 9794408232.9236 | 9794408232.9236 | 9794408232.9236 | 14349325371.1793 | 315628120382.593
Note: These costs are not discounted. They are the real dollars subtracted by the salvage value at the end of the study period (if applicable). They do not include the cost of known capacity build outs, only modeled capacity build outs.

## Known Capacity Costs
ScenarioName | LCP_Inputs_ON_Diverse_IEA_2023_05_05
known_modeled | known
SubRegion | ON
Sum of Capacity | Column Labels |  |  |  | Year Range: | 2020-2030 | 2030-2040 | 2040-2050
Row Labels | 2020 | 2030 | 2040 | 2050 | CONE Costs | 2030 | 2040 | 2050
Anaerobic Digestion | 0 | 0 | 0 | 0 | Anaerobic Digestion | 0 | 0 | 0
Battery Storage | 0 | 1298 | 3700 | 6300 | Battery Storage | 1557600000 | 2642200000 | 2470000000
Biomass | 561.45 | 561.45 | 550.25 | 550.25 | Biomass | 0 | 0 | 0
Biomass + CCS | 0 | 0 | 0 | 0 | Biomass + CCS | 0 | 0 | 0
CH4 + CCS | 0 | 0 | 0 | 0 | CH4 + CCS | 0 | 0 | 0
CH4 Import - NY 2020 | 0 | 0 | 0 | 0 | CH4 Import - NY 2020 | 0 | 0 | 0
CH4 Import - NY 2030 | 0 | 0 | 0 | 0 | CH4 Import - NY 2030 | 0 | 0 | 0
CH4 Import - NY 2040 | 0 | 0 | 0 | 0 | CH4 Import - NY 2040 | 0 | 0 | 0
CH4 Import - NY 2050 | 0 | 0 | 0 | 0 | CH4 Import - NY 2050 | 0 | 0 | 0
CH4 Import - WC 2020 | 0 | 0 | 0 | 0 | CH4 Import - WC 2020 | 0 | 0 | 0
CH4 Import - WC 2030 | 0 | 0 | 0 | 0 | CH4 Import - WC 2030 | 0 | 0 | 0
CH4 Import - WC 2040 | 0 | 0 | 0 | 0 | CH4 Import - WC 2040 | 0 | 0 | 0
CH4 Import - WC 2050 | 0 | 0 | 0 | 0 | CH4 Import - WC 2050 | 0 | 0 | 0
CH4 Salt Cavern Storage - ON | 36000 | 36000 | 36000 | 36000 | CH4 Salt Cavern Storage - ON | 0 | 0 | 0
Electrolyser 2020/2030 | 0 | 0 | 0 | 0 | Electrolyser 2020/2030 | 0 | 0 | 0
Electrolyser 2040 | 0 | 0 | 0 | 0 | Electrolyser 2040 | 0 | 0 | 0
Electrolyser 2050 | 0 | 0 | 0 | 0 | Electrolyser 2050 | 0 | 0 | 0
Fossil Fuel Thermal (Coal, Peat, Oil) | 45.5 | 0 | 0 | 0 | Fossil Fuel Thermal (Coal, Peat, Oil) | 0 | 0 | 0
Generic - Generator | 0 | 0 | 0 | 0 | Generic - Generator | 0 | 0 | 0
H2 Import - QC | 0 | 0 | 0 | 0 | H2 Import - QC | 0 | 0 | 0
H2 Import - WC | 0 | 0 | 0 | 0 | H2 Import - WC | 0 | 0 | 0
H2 Salt Cavern Storage - ON | 0 | 0 | 0 | 0 | H2 Salt Cavern Storage - ON | 0 | 0 | 0
Hydro | 9254.9 | 9271.9 | 9271.9 | 9271.9 | Hydro | 117165938.1002 | 0 | 0
Hydro Pumped Storage | 174.6 | 174.6 | 174.6 | 174.6 | Hydro Pumped Storage | 0 | 0 | 0
Nuclear | 13089 | 10007 | 11641 | 11641 | Nuclear | 0 | 16.34 | 0
O/CCGT - CH4 Existing | 10769.59 | 7179.7267 | 3589.8633 | 0 | O/CCGT - CH4 Existing | 0 | 0 | 0
O/CCGT - CH4 New | 0 | 1000 | 1600 | 0 | O/CCGT - CH4 New | 660000000 | 396000000 | 0
O/CCGT - H2 New | 0 | 0 | 0 | 0 | O/CCGT - H2 New | 0 | 0 | 0
SMR CCS | 0 | 0 | 0 | 0 | SMR CCS | 0 | 0 | 0
Solar PV | 478 | 689 | 2807 | 5349 | Solar PV | 224266625 | 1721669250 | 1812128250
Wind Offshore | 0 | 0 | 0 | 0 | Wind Offshore | 0 | 0 | 0
Wind Onshore | 5533.94 | 5683.94 | 7933.94 | 10333.94 | Wind Onshore | 211931250 | 2728968750 | 2670900000
Nuclear SMR | 0 | 300 | 300 | 300 | Total | 2770963813.1002 | 7488838016.34 | 6953028250
Note: Known capacity costs are cumulative, so need to subtract to make them incremental

## Dispatch Import Costs
Year Range: | 2020-2030 | 2020-2030 | 2020-2030 | 2020-2030 | 2020-2030 | 2020-2030 | 2020-2030 | 2020-2030 | 2020-2030 | 2020-2030 | 2020-2030 | 2030-2040 | 2030-2040 | 2030-2040 | 2030-2040 | 2030-2040 | 2030-2040 | 2030-2040 | 2030-2040 | 2030-2040 | 2030-2040 | 2040-2050 | 2040-2050 | 2040-2050 | 2040-2050 | 2040-2050 | 2040-2050 | 2040-2050 | 2040-2050 | 2040-2050 | 2040-2050
ScenarioName | LCP_Inputs_ON_Diverse_IEA_2023_05_05
var_type | Dispatch-Import
Sum of SolutionCost | Column Labels
Row Labels | 2020 | 2021 | 2022 | 2023 | 2024 | 2025 | 2026 | 2027 | 2028 | 2029 | 2030 | 2031 | 2032 | 2033 | 2034 | 2035 | 2036 | 2037 | 2038 | 2039 | 2040 | 2041 | 2042 | 2043 | 2044 | 2045 | 2046 | 2047 | 2048 | 2049 | 2050 | Grand Total
CH4 Import - NY 2020 | 690133208.2715 | 690133208.2715 | 690133208.2715 | 690133208.2715 | 690133208.2715 | 690133208.2715 | 690133208.2715 | 690133208.2715 | 690133208.2715 | 690133208.2715 | 0 | 0 | 0 | 0 | 0 | 0 | 0 | 0 | 0 | 0 | 0 | 0 | 0 | 0 | 0 | 0 | 0 | 0 | 0 | 0 | 0 | 6901332082.7152
NY | 690133208.2715 | 690133208.2715 | 690133208.2715 | 690133208.2715 | 690133208.2715 | 690133208.2715 | 690133208.2715 | 690133208.2715 | 690133208.2715 | 690133208.2715 | 0 | 0 | 0 | 0 | 0 | 0 | 0 | 0 | 0 | 0 | 0 | 0 | 0 | 0 | 0 | 0 | 0 | 0 | 0 | 0 | 0 | 6901332082.7152
EmissionsCost | 282343065.1873 | 282343065.1873 | 282343065.1873 | 282343065.1873 | 282343065.1873 | 282343065.1873 | 282343065.1873 | 282343065.1873 | 282343065.1873 | 282343065.1873 | 0 | 0 | 0 | 0 | 0 | 0 | 0 | 0 | 0 | 0 | 0 | 0 | 0 | 0 | 0 | 0 | 0 | 0 | 0 | 0 | 0 | 2823430651.8726
FuelCost | 407790143.0843 | 407790143.0843 | 407790143.0843 | 407790143.0843 | 407790143.0843 | 407790143.0843 | 407790143.0843 | 407790143.0843 | 407790143.0843 | 407790143.0843 | 0 | 0 | 0 | 0 | 0 | 0 | 0 | 0 | 0 | 0 | 0 | 0 | 0 | 0 | 0 | 0 | 0 | 0 | 0 | 0 | 0 | 4077901430.8426
VOM | 0 | 0 | 0 | 0 | 0 | 0 | 0 | 0 | 0 | 0 | 0 | 0 | 0 | 0 | 0 | 0 | 0 | 0 | 0 | 0 | 0 | 0 | 0 | 0 | 0 | 0 | 0 | 0 | 0 | 0 | 0 | 0
WC | 0 | 0 | 0 | 0 | 0 | 0 | 0 | 0 | 0 | 0 | 0 | 0 | 0 | 0 | 0 | 0 | 0 | 0 | 0 | 0 | 0 | 0 | 0 | 0 | 0 | 0 | 0 | 0 | 0 | 0 | 0 | 0
EmissionsCost | 0 | 0 | 0 | 0 | 0 | 0 | 0 | 0 | 0 | 0 | 0 | 0 | 0 | 0 | 0 | 0 | 0 | 0 | 0 | 0 | 0 | 0 | 0 | 0 | 0 | 0 | 0 | 0 | 0 | 0 | 0 | 0
FuelCost | 0 | 0 | 0 | 0 | 0 | 0 | 0 | 0 | 0 | 0 | 0 | 0 | 0 | 0 | 0 | 0 | 0 | 0 | 0 | 0 | 0 | 0 | 0 | 0 | 0 | 0 | 0 | 0 | 0 | 0 | 0 | 0
VOM | 0 | 0 | 0 | 0 | 0 | 0 | 0 | 0 | 0 | 0 | 0 | 0 | 0 | 0 | 0 | 0 | 0 | 0 | 0 | 0 | 0 | 0 | 0 | 0 | 0 | 0 | 0 | 0 | 0 | 0 | 0 | 0
CH4 Import - NY 2030 | 0 | 0 | 0 | 0 | 0 | 0 | 0 | 0 | 0 | 0 | 2044602207.9427 | 2044602207.9427 | 2044602207.9427 | 2044602207.9427 | 2044602207.9427 | 2044602207.9427 | 2044602207.9427 | 2044602207.9427 | 2044602207.9427 | 2044602207.9427 | 0 | 0 | 0 | 0 | 0 | 0 | 0 | 0 | 0 | 0 | 0 | 20446022079.427
NY | 0 | 0 | 0 | 0 | 0 | 0 | 0 | 0 | 0 | 0 | 2044602207.9427 | 2044602207.9427 | 2044602207.9427 | 2044602207.9427 | 2044602207.9427 | 2044602207.9427 | 2044602207.9427 | 2044602207.9427 | 2044602207.9427 | 2044602207.9427 | 0 | 0 | 0 | 0 | 0 | 0 | 0 | 0 | 0 | 0 | 0 | 20446022079.427
EmissionsCost | 0 | 0 | 0 | 0 | 0 | 0 | 0 | 0 | 0 | 0 | 1400246087.116 | 1400246087.116 | 1400246087.116 | 1400246087.116 | 1400246087.116 | 1400246087.116 | 1400246087.116 | 1400246087.116 | 1400246087.116 | 1400246087.116 | 0 | 0 | 0 | 0 | 0 | 0 | 0 | 0 | 0 | 0 | 0 | 14002460871.1599
FuelCost | 0 | 0 | 0 | 0 | 0 | 0 | 0 | 0 | 0 | 0 | 644356120.8267 | 644356120.8267 | 644356120.8267 | 644356120.8267 | 644356120.8267 | 644356120.8267 | 644356120.8267 | 644356120.8267 | 644356120.8267 | 644356120.8267 | 0 | 0 | 0 | 0 | 0 | 0 | 0 | 0 | 0 | 0 | 0 | 6443561208.2671
VOM | 0 | 0 | 0 | 0 | 0 | 0 | 0 | 0 | 0 | 0 | 0 | 0 | 0 | 0 | 0 | 0 | 0 | 0 | 0 | 0 | 0 | 0 | 0 | 0 | 0 | 0 | 0 | 0 | 0 | 0 | 0 | 0
WC | 0 | 0 | 0 | 0 | 0 | 0 | 0 | 0 | 0 | 0 | 0 | 0 | 0 | 0 | 0 | 0 | 0 | 0 | 0 | 0 | 0 | 0 | 0 | 0 | 0 | 0 | 0 | 0 | 0 | 0 | 0 | 0
EmissionsCost | 0 | 0 | 0 | 0 | 0 | 0 | 0 | 0 | 0 | 0 | 0 | 0 | 0 | 0 | 0 | 0 | 0 | 0 | 0 | 0 | 0 | 0 | 0 | 0 | 0 | 0 | 0 | 0 | 0 | 0 | 0 | 0
FuelCost | 0 | 0 | 0 | 0 | 0 | 0 | 0 | 0 | 0 | 0 | 0 | 0 | 0 | 0 | 0 | 0 | 0 | 0 | 0 | 0 | 0 | 0 | 0 | 0 | 0 | 0 | 0 | 0 | 0 | 0 | 0 | 0
VOM | 0 | 0 | 0 | 0 | 0 | 0 | 0 | 0 | 0 | 0 | 0 | 0 | 0 | 0 | 0 | 0 | 0 | 0 | 0 | 0 | 0 | 0 | 0 | 0 | 0 | 0 | 0 | 0 | 0 | 0 | 0 | 0
CH4 Import - NY 2040 | 0 | 0 | 0 | 0 | 0 | 0 | 0 | 0 | 0 | 0 | 0 | 0 | 0 | 0 | 0 | 0 | 0 | 0 | 0 | 0 | 2183158389.8186 | 2183158389.8186 | 2183158389.8186 | 2183158389.8186 | 2183158389.8186 | 2183158389.8186 | 2183158389.8186 | 2183158389.8186 | 2183158389.8186 | 2183158389.8186 | 0 | 21831583898.1858
NY | 0 | 0 | 0 | 0 | 0 | 0 | 0 | 0 | 0 | 0 | 0 | 0 | 0 | 0 | 0 | 0 | 0 | 0 | 0 | 0 | 2183158389.8186 | 2183158389.8186 | 2183158389.8186 | 2183158389.8186 | 2183158389.8186 | 2183158389.8186 | 2183158389.8186 | 2183158389.8186 | 2183158389.8186 | 2183158389.8186 | 0 | 21831583898.1858
EmissionsCost | 0 | 0 | 0 | 0 | 0 | 0 | 0 | 0 | 0 | 0 | 0 | 0 | 0 | 0 | 0 | 0 | 0 | 0 | 0 | 0 | 1424811807.9426 | 1424811807.9426 | 1424811807.9426 | 1424811807.9426 | 1424811807.9426 | 1424811807.9426 | 1424811807.9426 | 1424811807.9426 | 1424811807.9426 | 1424811807.9426 | 0 | 14248118079.4259
FuelCost | 0 | 0 | 0 | 0 | 0 | 0 | 0 | 0 | 0 | 0 | 0 | 0 | 0 | 0 | 0 | 0 | 0 | 0 | 0 | 0 | 758346581.876 | 758346581.876 | 758346581.876 | 758346581.876 | 758346581.876 | 758346581.876 | 758346581.876 | 758346581.876 | 758346581.876 | 758346581.876 | 0 | 7583465818.7599
VOM | 0 | 0 | 0 | 0 | 0 | 0 | 0 | 0 | 0 | 0 | 0 | 0 | 0 | 0 | 0 | 0 | 0 | 0 | 0 | 0 | 0 | 0 | 0 | 0 | 0 | 0 | 0 | 0 | 0 | 0 | 0 | 0
WC | 0 | 0 | 0 | 0 | 0 | 0 | 0 | 0 | 0 | 0 | 0 | 0 | 0 | 0 | 0 | 0 | 0 | 0 | 0 | 0 | 0 | 0 | 0 | 0 | 0 | 0 | 0 | 0 | 0 | 0 | 0 | 0
EmissionsCost | 0 | 0 | 0 | 0 | 0 | 0 | 0 | 0 | 0 | 0 | 0 | 0 | 0 | 0 | 0 | 0 | 0 | 0 | 0 | 0 | 0 | 0 | 0 | 0 | 0 | 0 | 0 | 0 | 0 | 0 | 0 | 0
FuelCost | 0 | 0 | 0 | 0 | 0 | 0 | 0 | 0 | 0 | 0 | 0 | 0 | 0 | 0 | 0 | 0 | 0 | 0 | 0 | 0 | 0 | 0 | 0 | 0 | 0 | 0 | 0 | 0 | 0 | 0 | 0 | 0
VOM | 0 | 0 | 0 | 0 | 0 | 0 | 0 | 0 | 0 | 0 | 0 | 0 | 0 | 0 | 0 | 0 | 0 | 0 | 0 | 0 | 0 | 0 | 0 | 0 | 0 | 0 | 0 | 0 | 0 | 0 | 0 | 0
CH4 Import - NY 2050 | 0 | 0 | 0 | 0 | 0 | 0 | 0 | 0 | 0 | 0 | 0 | 0 | 0 | 0 | 0 | 0 | 0 | 0 | 0 | 0 | 0 | 0 | 0 | 0 | 0 | 0 | 0 | 0 | 0 | 0 | 0 | 0
NY | 0 | 0 | 0 | 0 | 0 | 0 | 0 | 0 | 0 | 0 | 0 | 0 | 0 | 0 | 0 | 0 | 0 | 0 | 0 | 0 | 0 | 0 | 0 | 0 | 0 | 0 | 0 | 0 | 0 | 0 | 0 | 0
EmissionsCost | 0 | 0 | 0 | 0 | 0 | 0 | 0 | 0 | 0 | 0 | 0 | 0 | 0 | 0 | 0 | 0 | 0 | 0 | 0 | 0 | 0 | 0 | 0 | 0 | 0 | 0 | 0 | 0 | 0 | 0 | 0 | 0
FuelCost | 0 | 0 | 0 | 0 | 0 | 0 | 0 | 0 | 0 | 0 | 0 | 0 | 0 | 0 | 0 | 0 | 0 | 0 | 0 | 0 | 0 | 0 | 0 | 0 | 0 | 0 | 0 | 0 | 0 | 0 | 0 | 0
VOM | 0 | 0 | 0 | 0 | 0 | 0 | 0 | 0 | 0 | 0 | 0 | 0 | 0 | 0 | 0 | 0 | 0 | 0 | 0 | 0 | 0 | 0 | 0 | 0 | 0 | 0 | 0 | 0 | 0 | 0 | 0 | 0
WC | 0 | 0 | 0 | 0 | 0 | 0 | 0 | 0 | 0 | 0 | 0 | 0 | 0 | 0 | 0 | 0 | 0 | 0 | 0 | 0 | 0 | 0 | 0 | 0 | 0 | 0 | 0 | 0 | 0 | 0 | 0 | 0
EmissionsCost | 0 | 0 | 0 | 0 | 0 | 0 | 0 | 0 | 0 | 0 | 0 | 0 | 0 | 0 | 0 | 0 | 0 | 0 | 0 | 0 | 0 | 0 | 0 | 0 | 0 | 0 | 0 | 0 | 0 | 0 | 0 | 0
FuelCost | 0 | 0 | 0 | 0 | 0 | 0 | 0 | 0 | 0 | 0 | 0 | 0 | 0 | 0 | 0 | 0 | 0 | 0 | 0 | 0 | 0 | 0 | 0 | 0 | 0 | 0 | 0 | 0 | 0 | 0 | 0 | 0
VOM | 0 | 0 | 0 | 0 | 0 | 0 | 0 | 0 | 0 | 0 | 0 | 0 | 0 | 0 | 0 | 0 | 0 | 0 | 0 | 0 | 0 | 0 | 0 | 0 | 0 | 0 | 0 | 0 | 0 | 0 | 0 | 0
CH4 Import - WC 2020 | 3194576211.6167 | 3194576211.6167 | 3194576211.6167 | 3194576211.6167 | 3194576211.6167 | 3194576211.6167 | 3194576211.6167 | 3194576211.6167 | 3194576211.6167 | 3194576211.6167 | 0 | 0 | 0 | 0 | 0 | 0 | 0 | 0 | 0 | 0 | 0 | 0 | 0 | 0 | 0 | 0 | 0 | 0 | 0 | 0 | 0 | 31945762116.1665
NY | 0 | 0 | 0 | 0 | 0 | 0 | 0 | 0 | 0 | 0 | 0 | 0 | 0 | 0 | 0 | 0 | 0 | 0 | 0 | 0 | 0 | 0 | 0 | 0 | 0 | 0 | 0 | 0 | 0 | 0 | 0 | 0
EmissionsCost | 0 | 0 | 0 | 0 | 0 | 0 | 0 | 0 | 0 | 0 | 0 | 0 | 0 | 0 | 0 | 0 | 0 | 0 | 0 | 0 | 0 | 0 | 0 | 0 | 0 | 0 | 0 | 0 | 0 | 0 | 0 | 0
FuelCost | 0 | 0 | 0 | 0 | 0 | 0 | 0 | 0 | 0 | 0 | 0 | 0 | 0 | 0 | 0 | 0 | 0 | 0 | 0 | 0 | 0 | 0 | 0 | 0 | 0 | 0 | 0 | 0 | 0 | 0 | 0 | 0
VOM | 0 | 0 | 0 | 0 | 0 | 0 | 0 | 0 | 0 | 0 | 0 | 0 | 0 | 0 | 0 | 0 | 0 | 0 | 0 | 0 | 0 | 0 | 0 | 0 | 0 | 0 | 0 | 0 | 0 | 0 | 0 | 0
WC | 3194576211.6167 | 3194576211.6167 | 3194576211.6167 | 3194576211.6167 | 3194576211.6167 | 3194576211.6167 | 3194576211.6167 | 3194576211.6167 | 3194576211.6167 | 3194576211.6167 | 0 | 0 | 0 | 0 | 0 | 0 | 0 | 0 | 0 | 0 | 0 | 0 | 0 | 0 | 0 | 0 | 0 | 0 | 0 | 0 | 0 | 31945762116.1665
EmissionsCost | 1306945425.5377 | 1306945425.5377 | 1306945425.5377 | 1306945425.5377 | 1306945425.5377 | 1306945425.5377 | 1306945425.5377 | 1306945425.5377 | 1306945425.5377 | 1306945425.5377 | 0 | 0 | 0 | 0 | 0 | 0 | 0 | 0 | 0 | 0 | 0 | 0 | 0 | 0 | 0 | 0 | 0 | 0 | 0 | 0 | 0 | 13069454255.3774
FuelCost | 1887630786.0789 | 1887630786.0789 | 1887630786.0789 | 1887630786.0789 | 1887630786.0789 | 1887630786.0789 | 1887630786.0789 | 1887630786.0789 | 1887630786.0789 | 1887630786.0789 | 0 | 0 | 0 | 0 | 0 | 0 | 0 | 0 | 0 | 0 | 0 | 0 | 0 | 0 | 0 | 0 | 0 | 0 | 0 | 0 | 0 | 18876307860.7891
VOM | 0 | 0 | 0 | 0 | 0 | 0 | 0 | 0 | 0 | 0 | 0 | 0 | 0 | 0 | 0 | 0 | 0 | 0 | 0 | 0 | 0 | 0 | 0 | 0 | 0 | 0 | 0 | 0 | 0 | 0 | 0 | 0
CH4 Import - WC 2030 | 0 | 0 | 0 | 0 | 0 | 0 | 0 | 0 | 0 | 0 | 7585185300.8869 | 7585185300.8869 | 7585185300.8869 | 7585185300.8869 | 7585185300.8869 | 7585185300.8869 | 7585185300.8869 | 7585185300.8869 | 7585185300.8869 | 7585185300.8869 | 0 | 0 | 0 | 0 | 0 | 0 | 0 | 0 | 0 | 0 | 0 | 75851853008.8691
NY | 0 | 0 | 0 | 0 | 0 | 0 | 0 | 0 | 0 | 0 | 0 | 0 | 0 | 0 | 0 | 0 | 0 | 0 | 0 | 0 | 0 | 0 | 0 | 0 | 0 | 0 | 0 | 0 | 0 | 0 | 0 | 0
EmissionsCost | 0 | 0 | 0 | 0 | 0 | 0 | 0 | 0 | 0 | 0 | 0 | 0 | 0 | 0 | 0 | 0 | 0 | 0 | 0 | 0 | 0 | 0 | 0 | 0 | 0 | 0 | 0 | 0 | 0 | 0 | 0 | 0
FuelCost | 0 | 0 | 0 | 0 | 0 | 0 | 0 | 0 | 0 | 0 | 0 | 0 | 0 | 0 | 0 | 0 | 0 | 0 | 0 | 0 | 0 | 0 | 0 | 0 | 0 | 0 | 0 | 0 | 0 | 0 | 0 | 0
VOM | 0 | 0 | 0 | 0 | 0 | 0 | 0 | 0 | 0 | 0 | 0 | 0 | 0 | 0 | 0 | 0 | 0 | 0 | 0 | 0 | 0 | 0 | 0 | 0 | 0 | 0 | 0 | 0 | 0 | 0 | 0 | 0
WC | 0 | 0 | 0 | 0 | 0 | 0 | 0 | 0 | 0 | 0 | 7585185300.8869 | 7585185300.8869 | 7585185300.8869 | 7585185300.8869 | 7585185300.8869 | 7585185300.8869 | 7585185300.8869 | 7585185300.8869 | 7585185300.8869 | 7585185300.8869 | 0 | 0 | 0 | 0 | 0 | 0 | 0 | 0 | 0 | 0 | 0 | 75851853008.8691
EmissionsCost | 0 | 0 | 0 | 0 | 0 | 0 | 0 | 0 | 0 | 0 | 5194715136.4488 | 5194715136.4488 | 5194715136.4488 | 5194715136.4488 | 5194715136.4488 | 5194715136.4488 | 5194715136.4488 | 5194715136.4488 | 5194715136.4488 | 5194715136.4488 | 0 | 0 | 0 | 0 | 0 | 0 | 0 | 0 | 0 | 0 | 0 | 51947151364.4883
FuelCost | 0 | 0 | 0 | 0 | 0 | 0 | 0 | 0 | 0 | 0 | 2390470164.4381 | 2390470164.4381 | 2390470164.4381 | 2390470164.4381 | 2390470164.4381 | 2390470164.4381 | 2390470164.4381 | 2390470164.4381 | 2390470164.4381 | 2390470164.4381 | 0 | 0 | 0 | 0 | 0 | 0 | 0 | 0 | 0 | 0 | 0 | 23904701644.3808
VOM | 0 | 0 | 0 | 0 | 0 | 0 | 0 | 0 | 0 | 0 | 0 | 0 | 0 | 0 | 0 | 0 | 0 | 0 | 0 | 0 | 0 | 0 | 0 | 0 | 0 | 0 | 0 | 0 | 0 | 0 | 0 | 0
CH4 Import - WC 2040 | 0 | 0 | 0 | 0 | 0 | 0 | 0 | 0 | 0 | 0 | 0 | 0 | 0 | 0 | 0 | 0 | 0 | 0 | 0 | 0 | 3244491161.7423 | 3244491161.7423 | 3244491161.7423 | 3244491161.7423 | 3244491161.7423 | 3244491161.7423 | 3244491161.7423 | 3244491161.7423 | 3244491161.7423 | 3244491161.7423 | 0 | 32444911617.4229
NY | 0 | 0 | 0 | 0 | 0 | 0 | 0 | 0 | 0 | 0 | 0 | 0 | 0 | 0 | 0 | 0 | 0 | 0 | 0 | 0 | 0 | 0 | 0 | 0 | 0 | 0 | 0 | 0 | 0 | 0 | 0 | 0
EmissionsCost | 0 | 0 | 0 | 0 | 0 | 0 | 0 | 0 | 0 | 0 | 0 | 0 | 0 | 0 | 0 | 0 | 0 | 0 | 0 | 0 | 0 | 0 | 0 | 0 | 0 | 0 | 0 | 0 | 0 | 0 | 0 | 0
FuelCost | 0 | 0 | 0 | 0 | 0 | 0 | 0 | 0 | 0 | 0 | 0 | 0 | 0 | 0 | 0 | 0 | 0 | 0 | 0 | 0 | 0 | 0 | 0 | 0 | 0 | 0 | 0 | 0 | 0 | 0 | 0 | 0
VOM | 0 | 0 | 0 | 0 | 0 | 0 | 0 | 0 | 0 | 0 | 0 | 0 | 0 | 0 | 0 | 0 | 0 | 0 | 0 | 0 | 0 | 0 | 0 | 0 | 0 | 0 | 0 | 0 | 0 | 0 | 0 | 0
WC | 0 | 0 | 0 | 0 | 0 | 0 | 0 | 0 | 0 | 0 | 0 | 0 | 0 | 0 | 0 | 0 | 0 | 0 | 0 | 0 | 3244491161.7423 | 3244491161.7423 | 3244491161.7423 | 3244491161.7423 | 3244491161.7423 | 3244491161.7423 | 3244491161.7423 | 3244491161.7423 | 3244491161.7423 | 3244491161.7423 | 0 | 32444911617.4229
EmissionsCost | 0 | 0 | 0 | 0 | 0 | 0 | 0 | 0 | 0 | 0 | 0 | 0 | 0 | 0 | 0 | 0 | 0 | 0 | 0 | 0 | 2117477751.305 | 2117477751.305 | 2117477751.305 | 2117477751.305 | 2117477751.305 | 2117477751.305 | 2117477751.305 | 2117477751.305 | 2117477751.305 | 2117477751.305 | 0 | 21174777513.0504
FuelCost | 0 | 0 | 0 | 0 | 0 | 0 | 0 | 0 | 0 | 0 | 0 | 0 | 0 | 0 | 0 | 0 | 0 | 0 | 0 | 0 | 1127013410.4372 | 1127013410.4372 | 1127013410.4372 | 1127013410.4372 | 1127013410.4372 | 1127013410.4372 | 1127013410.4372 | 1127013410.4372 | 1127013410.4372 | 1127013410.4372 | 0 | 11270134104.3725
VOM | 0 | 0 | 0 | 0 | 0 | 0 | 0 | 0 | 0 | 0 | 0 | 0 | 0 | 0 | 0 | 0 | 0 | 0 | 0 | 0 | 0 | 0 | 0 | 0 | 0 | 0 | 0 | 0 | 0 | 0 | 0 | 0
CH4 Import - WC 2050 | 0 | 0 | 0 | 0 | 0 | 0 | 0 | 0 | 0 | 0 | 0 | 0 | 0 | 0 | 0 | 0 | 0 | 0 | 0 | 0 | 0 | 0 | 0 | 0 | 0 | 0 | 0 | 0 | 0 | 0 | 0 | 0
NY | 0 | 0 | 0 | 0 | 0 | 0 | 0 | 0 | 0 | 0 | 0 | 0 | 0 | 0 | 0 | 0 | 0 | 0 | 0 | 0 | 0 | 0 | 0 | 0 | 0 | 0 | 0 | 0 | 0 | 0 | 0 | 0
EmissionsCost | 0 | 0 | 0 | 0 | 0 | 0 | 0 | 0 | 0 | 0 | 0 | 0 | 0 | 0 | 0 | 0 | 0 | 0 | 0 | 0 | 0 | 0 | 0 | 0 | 0 | 0 | 0 | 0 | 0 | 0 | 0 | 0
FuelCost | 0 | 0 | 0 | 0 | 0 | 0 | 0 | 0 | 0 | 0 | 0 | 0 | 0 | 0 | 0 | 0 | 0 | 0 | 0 | 0 | 0 | 0 | 0 | 0 | 0 | 0 | 0 | 0 | 0 | 0 | 0 | 0
VOM | 0 | 0 | 0 | 0 | 0 | 0 | 0 | 0 | 0 | 0 | 0 | 0 | 0 | 0 | 0 | 0 | 0 | 0 | 0 | 0 | 0 | 0 | 0 | 0 | 0 | 0 | 0 | 0 | 0 | 0 | 0 | 0
WC | 0 | 0 | 0 | 0 | 0 | 0 | 0 | 0 | 0 | 0 | 0 | 0 | 0 | 0 | 0 | 0 | 0 | 0 | 0 | 0 | 0 | 0 | 0 | 0 | 0 | 0 | 0 | 0 | 0 | 0 | 0 | 0
EmissionsCost | 0 | 0 | 0 | 0 | 0 | 0 | 0 | 0 | 0 | 0 | 0 | 0 | 0 | 0 | 0 | 0 | 0 | 0 | 0 | 0 | 0 | 0 | 0 | 0 | 0 | 0 | 0 | 0 | 0 | 0 | 0 | 0
FuelCost | 0 | 0 | 0 | 0 | 0 | 0 | 0 | 0 | 0 | 0 | 0 | 0 | 0 | 0 | 0 | 0 | 0 | 0 | 0 | 0 | 0 | 0 | 0 | 0 | 0 | 0 | 0 | 0 | 0 | 0 | 0 | 0
VOM | 0 | 0 | 0 | 0 | 0 | 0 | 0 | 0 | 0 | 0 | 0 | 0 | 0 | 0 | 0 | 0 | 0 | 0 | 0 | 0 | 0 | 0 | 0 | 0 | 0 | 0 | 0 | 0 | 0 | 0 | 0 | 0
H2 Import - QC | 0 | 0 | 0 | 0 | 0 | 0 | 0 | 0 | 0 | 0 | 0 | 0 | 0 | 0 | 0 | 0 | 0 | 0 | 0 | 0 | 0 | 0 | 0 | 0 | 0 | 0 | 0 | 0 | 0 | 0 | 0 | 0
NY | 0 | 0 | 0 | 0 | 0 | 0 | 0 | 0 | 0 | 0 | 0 | 0 | 0 | 0 | 0 | 0 | 0 | 0 | 0 | 0 | 0 | 0 | 0 | 0 | 0 | 0 | 0 | 0 | 0 | 0 | 0 | 0
EmissionsCost | 0 | 0 | 0 | 0 | 0 | 0 | 0 | 0 | 0 | 0 | 0 | 0 | 0 | 0 | 0 | 0 | 0 | 0 | 0 | 0 | 0 | 0 | 0 | 0 | 0 | 0 | 0 | 0 | 0 | 0 | 0 | 0
FuelCost | 0 | 0 | 0 | 0 | 0 | 0 | 0 | 0 | 0 | 0 | 0 | 0 | 0 | 0 | 0 | 0 | 0 | 0 | 0 | 0 | 0 | 0 | 0 | 0 | 0 | 0 | 0 | 0 | 0 | 0 | 0 | 0
VOM | 0 | 0 | 0 | 0 | 0 | 0 | 0 | 0 | 0 | 0 | 0 | 0 | 0 | 0 | 0 | 0 | 0 | 0 | 0 | 0 | 0 | 0 | 0 | 0 | 0 | 0 | 0 | 0 | 0 | 0 | 0 | 0
WC | 0 | 0 | 0 | 0 | 0 | 0 | 0 | 0 | 0 | 0 | 0 | 0 | 0 | 0 | 0 | 0 | 0 | 0 | 0 | 0 | 0 | 0 | 0 | 0 | 0 | 0 | 0 | 0 | 0 | 0 | 0 | 0
EmissionsCost | 0 | 0 | 0 | 0 | 0 | 0 | 0 | 0 | 0 | 0 | 0 | 0 | 0 | 0 | 0 | 0 | 0 | 0 | 0 | 0 | 0 | 0 | 0 | 0 | 0 | 0 | 0 | 0 | 0 | 0 | 0 | 0
FuelCost | 0 | 0 | 0 | 0 | 0 | 0 | 0 | 0 | 0 | 0 | 0 | 0 | 0 | 0 | 0 | 0 | 0 | 0 | 0 | 0 | 0 | 0 | 0 | 0 | 0 | 0 | 0 | 0 | 0 | 0 | 0 | 0
VOM | 0 | 0 | 0 | 0 | 0 | 0 | 0 | 0 | 0 | 0 | 0 | 0 | 0 | 0 | 0 | 0 | 0 | 0 | 0 | 0 | 0 | 0 | 0 | 0 | 0 | 0 | 0 | 0 | 0 | 0 | 0 | 0
H2 Import - WC | 0 | 0 | 0 | 0 | 0 | 0 | 0 | 0 | 0 | 0 | 0 | 0 | 0 | 0 | 0 | 0 | 0 | 0 | 0 | 0 | 298476487.2232 | 298476487.2232 | 298476487.2232 | 298476487.2232 | 298476487.2232 | 298476487.2232 | 298476487.2232 | 298476487.2232 | 298476487.2232 | 298476487.2232 | 23144431.4592 | 3007909303.6912
NY | 0 | 0 | 0 | 0 | 0 | 0 | 0 | 0 | 0 | 0 | 0 | 0 | 0 | 0 | 0 | 0 | 0 | 0 | 0 | 0 | 0 | 0 | 0 | 0 | 0 | 0 | 0 | 0 | 0 | 0 | 0 | 0
EmissionsCost | 0 | 0 | 0 | 0 | 0 | 0 | 0 | 0 | 0 | 0 | 0 | 0 | 0 | 0 | 0 | 0 | 0 | 0 | 0 | 0 | 0 | 0 | 0 | 0 | 0 | 0 | 0 | 0 | 0 | 0 | 0 | 0
FuelCost | 0 | 0 | 0 | 0 | 0 | 0 | 0 | 0 | 0 | 0 | 0 | 0 | 0 | 0 | 0 | 0 | 0 | 0 | 0 | 0 | 0 | 0 | 0 | 0 | 0 | 0 | 0 | 0 | 0 | 0 | 0 | 0
VOM | 0 | 0 | 0 | 0 | 0 | 0 | 0 | 0 | 0 | 0 | 0 | 0 | 0 | 0 | 0 | 0 | 0 | 0 | 0 | 0 | 0 | 0 | 0 | 0 | 0 | 0 | 0 | 0 | 0 | 0 | 0 | 0
WC | 0 | 0 | 0 | 0 | 0 | 0 | 0 | 0 | 0 | 0 | 0 | 0 | 0 | 0 | 0 | 0 | 0 | 0 | 0 | 0 | 298476487.2232 | 298476487.2232 | 298476487.2232 | 298476487.2232 | 298476487.2232 | 298476487.2232 | 298476487.2232 | 298476487.2232 | 298476487.2232 | 298476487.2232 | 23144431.4592 | 3007909303.6912
EmissionsCost | 0 | 0 | 0 | 0 | 0 | 0 | 0 | 0 | 0 | 0 | 0 | 0 | 0 | 0 | 0 | 0 | 0 | 0 | 0 | 0 | 0 | 0 | 0 | 0 | 0 | 0 | 0 | 0 | 0 | 0 | 0 | 0
FuelCost | 0 | 0 | 0 | 0 | 0 | 0 | 0 | 0 | 0 | 0 | 0 | 0 | 0 | 0 | 0 | 0 | 0 | 0 | 0 | 0 | 298476487.2232 | 298476487.2232 | 298476487.2232 | 298476487.2232 | 298476487.2232 | 298476487.2232 | 298476487.2232 | 298476487.2232 | 298476487.2232 | 298476487.2232 | 23144431.4592 | 3007909303.6912
VOM | 0 | 0 | 0 | 0 | 0 | 0 | 0 | 0 | 0 | 0 | 0 | 0 | 0 | 0 | 0 | 0 | 0 | 0 | 0 | 0 | 0 | 0 | 0 | 0 | 0 | 0 | 0 | 0 | 0 | 0 | 0 | 0
Grand Total | 3884709419.8882 | 3884709419.8882 | 3884709419.8882 | 3884709419.8882 | 3884709419.8882 | 3884709419.8882 | 3884709419.8882 | 3884709419.8882 | 3884709419.8882 | 3884709419.8882 | 9629787508.8296 | 9629787508.8296 | 9629787508.8296 | 9629787508.8296 | 9629787508.8296 | 9629787508.8296 | 9629787508.8296 | 9629787508.8296 | 9629787508.8296 | 9629787508.8296 | 5726126038.7841 | 5726126038.7841 | 5726126038.7841 | 5726126038.7841 | 5726126038.7841 | 5726126038.7841 | 5726126038.7841 | 5726126038.7841 | 5726126038.7841 | 5726126038.7841 | 23144431.4592 | 192429374106.4777
Total Emissions Costs | 1589288490.725 | 1589288490.725 | 1589288490.725 | 1589288490.725 | 1589288490.725 | 1589288490.725 | 1589288490.725 | 1589288490.725 | 1589288490.725 | 1589288490.725 | 6594961223.5648 | 6594961223.5648 | 6594961223.5648 | 6594961223.5648 | 6594961223.5648 | 6594961223.5648 | 6594961223.5648 | 6594961223.5648 | 6594961223.5648 | 6594961223.5648 | 3542289559.2476 | 3542289559.2476 | 3542289559.2476 | 3542289559.2476 | 3542289559.2476 | 3542289559.2476 | 3542289559.2476 | 3542289559.2476 | 3542289559.2476 | 3542289559.2476 | 0 | 117265392735.3745

## InfraTech Dispatch Costs (to)
Year Range: | 2020-2030 | 2020-2030 | 2020-2030 | 2020-2030 | 2020-2030 | 2020-2030 | 2020-2030 | 2020-2030 | 2020-2030 | 2020-2030 | 2020-2030 | 2030-2040 | 2030-2040 | 2030-2040 | 2030-2040 | 2030-2040 | 2030-2040 | 2030-2040 | 2030-2040 | 2030-2040 | 2030-2040 | 2040-2050 | 2040-2050 | 2040-2050 | 2040-2050 | 2040-2050 | 2040-2050 | 2040-2050 | 2040-2050 | 2040-2050 | 2040-2050
ScenarioName | LCP_Inputs_ON_Diverse_IEA_2023_05_05
var_type | (Multiple Items)
SubRegion_To | ON
Sum of SolutionCost | Column Labels
Row Labels | 2020 | 2021 | 2022 | 2023 | 2024 | 2025 | 2026 | 2027 | 2028 | 2029 | 2030 | 2031 | 2032 | 2033 | 2034 | 2035 | 2036 | 2037 | 2038 | 2039 | 2040 | 2041 | 2042 | 2043 | 2044 | 2045 | 2046 | 2047 | 2048 | 2049 | 2050 | Grand Total
Electricity | 12806760.2043 | 12806760.2043 | 12806760.2043 | 12806760.2043 | 12806760.2043 | 12806760.2043 | 12806760.2043 | 12806760.2043 | 12806760.2043 | 12806760.2043 | 58821603.4286 | 58821603.4286 | 58821603.4286 | 58821603.4286 | 58821603.4286 | 58821603.4286 | 58821603.4286 | 58821603.4286 | 58821603.4286 | 58821603.4286 | 73536535.8384 | 73536535.8384 | 73536535.8384 | 73536535.8384 | 73536535.8384 | 73536535.8384 | 73536535.8384 | 73536535.8384 | 73536535.8384 | 73536535.8384 | 89545256.218 | 1541194250.9309
Electricity Transmission Line | 12806760.2043 | 12806760.2043 | 12806760.2043 | 12806760.2043 | 12806760.2043 | 12806760.2043 | 12806760.2043 | 12806760.2043 | 12806760.2043 | 12806760.2043 | 58821603.4286 | 58821603.4286 | 58821603.4286 | 58821603.4286 | 58821603.4286 | 58821603.4286 | 58821603.4286 | 58821603.4286 | 58821603.4286 | 58821603.4286 | 73536535.8384 | 73536535.8384 | 73536535.8384 | 73536535.8384 | 73536535.8384 | 73536535.8384 | 73536535.8384 | 73536535.8384 | 73536535.8384 | 73536535.8384 | 89545256.218 | 1541194250.9309
MI | 652393.8867 | 652393.8867 | 652393.8867 | 652393.8867 | 652393.8867 | 652393.8867 | 652393.8867 | 652393.8867 | 652393.8867 | 652393.8867 | 19809026.8759 | 19809026.8759 | 19809026.8759 | 19809026.8759 | 19809026.8759 | 19809026.8759 | 19809026.8759 | 19809026.8759 | 19809026.8759 | 19809026.8759 | 22541266.8672 | 22541266.8672 | 22541266.8672 | 22541266.8672 | 22541266.8672 | 22541266.8672 | 22541266.8672 | 22541266.8672 | 22541266.8672 | 22541266.8672 | 23428513.1167 | 453455389.4144
NY | 5698342.0927 | 5698342.0927 | 5698342.0927 | 5698342.0927 | 5698342.0927 | 5698342.0927 | 5698342.0927 | 5698342.0927 | 5698342.0927 | 5698342.0927 | 15700371.4576 | 15700371.4576 | 15700371.4576 | 15700371.4576 | 15700371.4576 | 15700371.4576 | 15700371.4576 | 15700371.4576 | 15700371.4576 | 15700371.4576 | 15592644.6028 | 15592644.6028 | 15592644.6028 | 15592644.6028 | 15592644.6028 | 15592644.6028 | 15592644.6028 | 15592644.6028 | 15592644.6028 | 15592644.6028 | 22357373.0469 | 392270954.5786
ON | 0 | 0 | 0 | 0 | 0 | 0 | 0 | 0 | 0 | 0 | 0 | 0 | 0 | 0 | 0 | 0 | 0 | 0 | 0 | 0 | 0 | 0 | 0 | 0 | 0 | 0 | 0 | 0 | 0 | 0 | 0 | 0
PJ | 0 | 0 | 0 | 0 | 0 | 0 | 0 | 0 | 0 | 0 | 9652785.3862 | 9652785.3862 | 9652785.3862 | 9652785.3862 | 9652785.3862 | 9652785.3862 | 9652785.3862 | 9652785.3862 | 9652785.3862 | 9652785.3862 | 17636814.0259 | 17636814.0259 | 17636814.0259 | 17636814.0259 | 17636814.0259 | 17636814.0259 | 17636814.0259 | 17636814.0259 | 17636814.0259 | 17636814.0259 | 26496000 | 299391994.1209
QC | 6029199.7061 | 6029199.7061 | 6029199.7061 | 6029199.7061 | 6029199.7061 | 6029199.7061 | 6029199.7061 | 6029199.7061 | 6029199.7061 | 6029199.7061 | 9352778.3967 | 9352778.3967 | 9352778.3967 | 9352778.3967 | 9352778.3967 | 9352778.3967 | 9352778.3967 | 9352778.3967 | 9352778.3967 | 9352778.3967 | 5924624.3384 | 5924624.3384 | 5924624.3384 | 5924624.3384 | 5924624.3384 | 5924624.3384 | 5924624.3384 | 5924624.3384 | 5924624.3384 | 5924624.3384 | 7735163.203 | 220801187.6154
WC | 426824.5187 | 426824.5187 | 426824.5187 | 426824.5187 | 426824.5187 | 426824.5187 | 426824.5187 | 426824.5187 | 426824.5187 | 426824.5187 | 4306641.3122 | 4306641.3122 | 4306641.3122 | 4306641.3122 | 4306641.3122 | 4306641.3122 | 4306641.3122 | 4306641.3122 | 4306641.3122 | 4306641.3122 | 11841186.004 | 11841186.004 | 11841186.004 | 11841186.004 | 11841186.004 | 11841186.004 | 11841186.004 | 11841186.004 | 11841186.004 | 11841186.004 | 9528206.8514 | 175274725.2016
Hydrogen | 0 | 0 | 0 | 0 | 0 | 0 | 0 | 0 | 0 | 0 | 291122573.1747 | 291122573.1747 | 291122573.1747 | 291122573.1747 | 291122573.1747 | 291122573.1747 | 291122573.1747 | 291122573.1747 | 291122573.1747 | 291122573.1747 | 941970860.5585 | 941970860.5585 | 941970860.5585 | 941970860.5585 | 941970860.5585 | 941970860.5585 | 941970860.5585 | 941970860.5585 | 941970860.5585 | 941970860.5585 | 1704303201.4629 | 14035237538.7949
H2 Pipeline - New | 0 | 0 | 0 | 0 | 0 | 0 | 0 | 0 | 0 | 0 | 0 | 0 | 0 | 0 | 0 | 0 | 0 | 0 | 0 | 0 | 0 | 0 | 0 | 0 | 0 | 0 | 0 | 0 | 0 | 0 | 0 | 0
MI | 0 | 0 | 0 | 0 | 0 | 0 | 0 | 0 | 0 | 0 | 0 | 0 | 0 | 0 | 0 | 0 | 0 | 0 | 0 | 0 | 0 | 0 | 0 | 0 | 0 | 0 | 0 | 0 | 0 | 0 | 0 | 0
NY | 0 | 0 | 0 | 0 | 0 | 0 | 0 | 0 | 0 | 0 | 0 | 0 | 0 | 0 | 0 | 0 | 0 | 0 | 0 | 0 | 0 | 0 | 0 | 0 | 0 | 0 | 0 | 0 | 0 | 0 | 0 | 0
ON | 0 | 0 | 0 | 0 | 0 | 0 | 0 | 0 | 0 | 0 | 0 | 0 | 0 | 0 | 0 | 0 | 0 | 0 | 0 | 0 | 0 | 0 | 0 | 0 | 0 | 0 | 0 | 0 | 0 | 0 | 0 | 0
PJ | 0 | 0 | 0 | 0 | 0 | 0 | 0 | 0 | 0 | 0 | 0 | 0 | 0 | 0 | 0 | 0 | 0 | 0 | 0 | 0 | 0 | 0 | 0 | 0 | 0 | 0 | 0 | 0 | 0 | 0 | 0 | 0
QC | 0 | 0 | 0 | 0 | 0 | 0 | 0 | 0 | 0 | 0 | 0 | 0 | 0 | 0 | 0 | 0 | 0 | 0 | 0 | 0 | 0 | 0 | 0 | 0 | 0 | 0 | 0 | 0 | 0 | 0 | 0 | 0
WC | 0 | 0 | 0 | 0 | 0 | 0 | 0 | 0 | 0 | 0 | 0 | 0 | 0 | 0 | 0 | 0 | 0 | 0 | 0 | 0 | 0 | 0 | 0 | 0 | 0 | 0 | 0 | 0 | 0 | 0 | 0 | 0
H2 Pipeline - Repurposed | 0 | 0 | 0 | 0 | 0 | 0 | 0 | 0 | 0 | 0 | 291122573.1747 | 291122573.1747 | 291122573.1747 | 291122573.1747 | 291122573.1747 | 291122573.1747 | 291122573.1747 | 291122573.1747 | 291122573.1747 | 291122573.1747 | 941970860.5585 | 941970860.5585 | 941970860.5585 | 941970860.5585 | 941970860.5585 | 941970860.5585 | 941970860.5585 | 941970860.5585 | 941970860.5585 | 941970860.5585 | 1704303201.4629 | 14035237538.7949
MI | 0 | 0 | 0 | 0 | 0 | 0 | 0 | 0 | 0 | 0 | 0 | 0 | 0 | 0 | 0 | 0 | 0 | 0 | 0 | 0 | 0 | 0 | 0 | 0 | 0 | 0 | 0 | 0 | 0 | 0 | 0 | 0
NY | 0 | 0 | 0 | 0 | 0 | 0 | 0 | 0 | 0 | 0 | 0 | 0 | 0 | 0 | 0 | 0 | 0 | 0 | 0 | 0 | 0 | 0 | 0 | 0 | 0 | 0 | 0 | 0 | 0 | 0 | 0 | 0
ON | 0 | 0 | 0 | 0 | 0 | 0 | 0 | 0 | 0 | 0 | 291122573.1747 | 291122573.1747 | 291122573.1747 | 291122573.1747 | 291122573.1747 | 291122573.1747 | 291122573.1747 | 291122573.1747 | 291122573.1747 | 291122573.1747 | 941970860.5585 | 941970860.5585 | 941970860.5585 | 941970860.5585 | 941970860.5585 | 941970860.5585 | 941970860.5585 | 941970860.5585 | 941970860.5585 | 941970860.5585 | 1704303201.4629 | 14035237538.7949
PJ | 0 | 0 | 0 | 0 | 0 | 0 | 0 | 0 | 0 | 0 | 0 | 0 | 0 | 0 | 0 | 0 | 0 | 0 | 0 | 0 | 0 | 0 | 0 | 0 | 0 | 0 | 0 | 0 | 0 | 0 | 0 | 0
QC | 0 | 0 | 0 | 0 | 0 | 0 | 0 | 0 | 0 | 0 | 0 | 0 | 0 | 0 | 0 | 0 | 0 | 0 | 0 | 0 | 0 | 0 | 0 | 0 | 0 | 0 | 0 | 0 | 0 | 0 | 0 | 0
WC | 0 | 0 | 0 | 0 | 0 | 0 | 0 | 0 | 0 | 0 | 0 | 0 | 0 | 0 | 0 | 0 | 0 | 0 | 0 | 0 | 0 | 0 | 0 | 0 | 0 | 0 | 0 | 0 | 0 | 0 | 0 | 0
Methane | 775556548.9 | 775556548.9 | 775556548.9 | 775556548.9 | 775556548.9 | 775556548.9 | 775556548.9 | 775556548.9 | 775556548.9 | 775556548.9 | 727112349.4526 | 727112349.4526 | 727112349.4526 | 727112349.4526 | 727112349.4526 | 727112349.4526 | 727112349.4526 | 727112349.4526 | 727112349.4526 | 727112349.4526 | 520847193.3407 | 520847193.3407 | 520847193.3407 | 520847193.3407 | 520847193.3407 | 520847193.3407 | 520847193.3407 | 520847193.3407 | 520847193.3407 | 520847193.3407 | 255781646.581 | 20490942563.5138
CH4 Pipeline | 775556548.9 | 775556548.9 | 775556548.9 | 775556548.9 | 775556548.9 | 775556548.9 | 775556548.9 | 775556548.9 | 775556548.9 | 775556548.9 | 727112349.4526 | 727112349.4526 | 727112349.4526 | 727112349.4526 | 727112349.4526 | 727112349.4526 | 727112349.4526 | 727112349.4526 | 727112349.4526 | 727112349.4526 | 520847193.3407 | 520847193.3407 | 520847193.3407 | 520847193.3407 | 520847193.3407 | 520847193.3407 | 520847193.3407 | 520847193.3407 | 520847193.3407 | 520847193.3407 | 255781646.581 | 20490942563.5138
MI | 0 | 0 | 0 | 0 | 0 | 0 | 0 | 0 | 0 | 0 | 0 | 0 | 0 | 0 | 0 | 0 | 0 | 0 | 0 | 0 | 0 | 0 | 0 | 0 | 0 | 0 | 0 | 0 | 0 | 0 | 0 | 0
NY | 0 | 0 | 0 | 0 | 0 | 0 | 0 | 0 | 0 | 0 | 0 | 0 | 0 | 0 | 0 | 0 | 0 | 0 | 0 | 0 | 0 | 0 | 0 | 0 | 0 | 0 | 0 | 0 | 0 | 0 | 0 | 0
ON | 775556548.9 | 775556548.9 | 775556548.9 | 775556548.9 | 775556548.9 | 775556548.9 | 775556548.9 | 775556548.9 | 775556548.9 | 775556548.9 | 727112349.4526 | 727112349.4526 | 727112349.4526 | 727112349.4526 | 727112349.4526 | 727112349.4526 | 727112349.4526 | 727112349.4526 | 727112349.4526 | 727112349.4526 | 520847193.3407 | 520847193.3407 | 520847193.3407 | 520847193.3407 | 520847193.3407 | 520847193.3407 | 520847193.3407 | 520847193.3407 | 520847193.3407 | 520847193.3407 | 255781646.581 | 20490942563.5138
PJ | 0 | 0 | 0 | 0 | 0 | 0 | 0 | 0 | 0 | 0 | 0 | 0 | 0 | 0 | 0 | 0 | 0 | 0 | 0 | 0 | 0 | 0 | 0 | 0 | 0 | 0 | 0 | 0 | 0 | 0 | 0 | 0
QC | 0 | 0 | 0 | 0 | 0 | 0 | 0 | 0 | 0 | 0 | 0 | 0 | 0 | 0 | 0 | 0 | 0 | 0 | 0 | 0 | 0 | 0 | 0 | 0 | 0 | 0 | 0 | 0 | 0 | 0 | 0 | 0
WC | 0 | 0 | 0 | 0 | 0 | 0 | 0 | 0 | 0 | 0 | 0 | 0 | 0 | 0 | 0 | 0 | 0 | 0 | 0 | 0 | 0 | 0 | 0 | 0 | 0 | 0 | 0 | 0 | 0 | 0 | 0 | 0
Grand Total | 788363309.1043 | 788363309.1043 | 788363309.1043 | 788363309.1043 | 788363309.1043 | 788363309.1043 | 788363309.1043 | 788363309.1043 | 788363309.1043 | 788363309.1043 | 1077056526.0559 | 1077056526.0559 | 1077056526.0559 | 1077056526.0559 | 1077056526.0559 | 1077056526.0559 | 1077056526.0559 | 1077056526.0559 | 1077056526.0559 | 1077056526.0559 | 1536354589.7375 | 1536354589.7375 | 1536354589.7375 | 1536354589.7375 | 1536354589.7375 | 1536354589.7375 | 1536354589.7375 | 1536354589.7375 | 1536354589.7375 | 1536354589.7375 | 2049630104.262 | 36067374353.2396

## InfraTech Dispatch Costs (from)
Year Range: | 2020-2030 | 2020-2030 | 2020-2030 | 2020-2030 | 2020-2030 | 2020-2030 | 2020-2030 | 2020-2030 | 2020-2030 | 2020-2030 | 2020-2030 | 2030-2040 | 2030-2040 | 2030-2040 | 2030-2040 | 2030-2040 | 2030-2040 | 2030-2040 | 2030-2040 | 2030-2040 | 2030-2040 | 2040-2050 | 2040-2050 | 2040-2050 | 2040-2050 | 2040-2050 | 2040-2050 | 2040-2050 | 2040-2050 | 2040-2050 | 2040-2050
ScenarioName | LCP_Inputs_ON_Diverse_IEA_2023_05_05
var_type | (Multiple Items)
SubRegion_From | ON
Sum of SolutionCost | Column Labels
Row Labels | 2020 | 2021 | 2022 | 2023 | 2024 | 2025 | 2026 | 2027 | 2028 | 2029 | 2030 | 2031 | 2032 | 2033 | 2034 | 2035 | 2036 | 2037 | 2038 | 2039 | 2040 | 2041 | 2042 | 2043 | 2044 | 2045 | 2046 | 2047 | 2048 | 2049 | 2050 | Grand Total
Electricity | 38812359.6323 | 38812359.6323 | 38812359.6323 | 38812359.6323 | 38812359.6323 | 38812359.6323 | 38812359.6323 | 38812359.6323 | 38812359.6323 | 38812359.6323 | 35575087.5187 | 35575087.5187 | 35575087.5187 | 35575087.5187 | 35575087.5187 | 35575087.5187 | 35575087.5187 | 35575087.5187 | 35575087.5187 | 35575087.5187 | 63804289.9168 | 63804289.9168 | 63804289.9168 | 63804289.9168 | 63804289.9168 | 63804289.9168 | 63804289.9168 | 63804289.9168 | 63804289.9168 | 63804289.9168 | 70839141.0704 | 1452756511.7478
Electricity Transmission Line | 38812359.6323 | 38812359.6323 | 38812359.6323 | 38812359.6323 | 38812359.6323 | 38812359.6323 | 38812359.6323 | 38812359.6323 | 38812359.6323 | 38812359.6323 | 35575087.5187 | 35575087.5187 | 35575087.5187 | 35575087.5187 | 35575087.5187 | 35575087.5187 | 35575087.5187 | 35575087.5187 | 35575087.5187 | 35575087.5187 | 63804289.9168 | 63804289.9168 | 63804289.9168 | 63804289.9168 | 63804289.9168 | 63804289.9168 | 63804289.9168 | 63804289.9168 | 63804289.9168 | 63804289.9168 | 70839141.0704 | 1452756511.7478
MI | 17633891.6463 | 17633891.6463 | 17633891.6463 | 17633891.6463 | 17633891.6463 | 17633891.6463 | 17633891.6463 | 17633891.6463 | 17633891.6463 | 17633891.6463 | 646186.4732 | 646186.4732 | 646186.4732 | 646186.4732 | 646186.4732 | 646186.4732 | 646186.4732 | 646186.4732 | 646186.4732 | 646186.4732 | 17283457.6423 | 17283457.6423 | 17283457.6423 | 17283457.6423 | 17283457.6423 | 17283457.6423 | 17283457.6423 | 17283457.6423 | 17283457.6423 | 17283457.6423 | 17785360.6235 | 373420718.2414
NY | 17827055.3966 | 17827055.3966 | 17827055.3966 | 17827055.3966 | 17827055.3966 | 17827055.3966 | 17827055.3966 | 17827055.3966 | 17827055.3966 | 17827055.3966 | 13428946.6223 | 13428946.6223 | 13428946.6223 | 13428946.6223 | 13428946.6223 | 13428946.6223 | 13428946.6223 | 13428946.6223 | 13428946.6223 | 13428946.6223 | 16096352.4564 | 16096352.4564 | 16096352.4564 | 16096352.4564 | 16096352.4564 | 16096352.4564 | 16096352.4564 | 16096352.4564 | 16096352.4564 | 16096352.4564 | 16457662.5123 | 489981207.2642
ON | 0 | 0 | 0 | 0 | 0 | 0 | 0 | 0 | 0 | 0 | 0 | 0 | 0 | 0 | 0 | 0 | 0 | 0 | 0 | 0 | 0 | 0 | 0 | 0 | 0 | 0 | 0 | 0 | 0 | 0 | 0 | 0
PJ | 0 | 0 | 0 | 0 | 0 | 0 | 0 | 0 | 0 | 0 | 10745768.8964 | 10745768.8964 | 10745768.8964 | 10745768.8964 | 10745768.8964 | 10745768.8964 | 10745768.8964 | 10745768.8964 | 10745768.8964 | 10745768.8964 | 25263351.9224 | 25263351.9224 | 25263351.9224 | 25263351.9224 | 25263351.9224 | 25263351.9224 | 25263351.9224 | 25263351.9224 | 25263351.9224 | 25263351.9224 | 32303237.1201 | 392394445.3084
QC | 3255394.417 | 3255394.417 | 3255394.417 | 3255394.417 | 3255394.417 | 3255394.417 | 3255394.417 | 3255394.417 | 3255394.417 | 3255394.417 | 10754185.5268 | 10754185.5268 | 10754185.5268 | 10754185.5268 | 10754185.5268 | 10754185.5268 | 10754185.5268 | 10754185.5268 | 10754185.5268 | 10754185.5268 | 4783115.0529 | 4783115.0529 | 4783115.0529 | 4783115.0529 | 4783115.0529 | 4783115.0529 | 4783115.0529 | 4783115.0529 | 4783115.0529 | 4783115.0529 | 4292880.8144 | 192219830.7812
WC | 96018.1725 | 96018.1725 | 96018.1725 | 96018.1725 | 96018.1725 | 96018.1725 | 96018.1725 | 96018.1725 | 96018.1725 | 96018.1725 | 0 | 0 | 0 | 0 | 0 | 0 | 0 | 0 | 0 | 0 | 378012.8428 | 378012.8428 | 378012.8428 | 378012.8428 | 378012.8428 | 378012.8428 | 378012.8428 | 378012.8428 | 378012.8428 | 378012.8428 | 0 | 4740310.1525
Hydrogen | 0 | 0 | 0 | 0 | 0 | 0 | 0 | 0 | 0 | 0 | 291122573.1747 | 291122573.1747 | 291122573.1747 | 291122573.1747 | 291122573.1747 | 291122573.1747 | 291122573.1747 | 291122573.1747 | 291122573.1747 | 291122573.1747 | 941970860.5585 | 941970860.5585 | 941970860.5585 | 941970860.5585 | 941970860.5585 | 941970860.5585 | 941970860.5585 | 941970860.5585 | 941970860.5585 | 941970860.5585 | 1704303201.4629 | 14035237538.7949
H2 Pipeline - New | 0 | 0 | 0 | 0 | 0 | 0 | 0 | 0 | 0 | 0 | 0 | 0 | 0 | 0 | 0 | 0 | 0 | 0 | 0 | 0 | 0 | 0 | 0 | 0 | 0 | 0 | 0 | 0 | 0 | 0 | 0 | 0
MI | 0 | 0 | 0 | 0 | 0 | 0 | 0 | 0 | 0 | 0 | 0 | 0 | 0 | 0 | 0 | 0 | 0 | 0 | 0 | 0 | 0 | 0 | 0 | 0 | 0 | 0 | 0 | 0 | 0 | 0 | 0 | 0
NY | 0 | 0 | 0 | 0 | 0 | 0 | 0 | 0 | 0 | 0 | 0 | 0 | 0 | 0 | 0 | 0 | 0 | 0 | 0 | 0 | 0 | 0 | 0 | 0 | 0 | 0 | 0 | 0 | 0 | 0 | 0 | 0
ON | 0 | 0 | 0 | 0 | 0 | 0 | 0 | 0 | 0 | 0 | 0 | 0 | 0 | 0 | 0 | 0 | 0 | 0 | 0 | 0 | 0 | 0 | 0 | 0 | 0 | 0 | 0 | 0 | 0 | 0 | 0 | 0
PJ | 0 | 0 | 0 | 0 | 0 | 0 | 0 | 0 | 0 | 0 | 0 | 0 | 0 | 0 | 0 | 0 | 0 | 0 | 0 | 0 | 0 | 0 | 0 | 0 | 0 | 0 | 0 | 0 | 0 | 0 | 0 | 0
QC | 0 | 0 | 0 | 0 | 0 | 0 | 0 | 0 | 0 | 0 | 0 | 0 | 0 | 0 | 0 | 0 | 0 | 0 | 0 | 0 | 0 | 0 | 0 | 0 | 0 | 0 | 0 | 0 | 0 | 0 | 0 | 0
WC | 0 | 0 | 0 | 0 | 0 | 0 | 0 | 0 | 0 | 0 | 0 | 0 | 0 | 0 | 0 | 0 | 0 | 0 | 0 | 0 | 0 | 0 | 0 | 0 | 0 | 0 | 0 | 0 | 0 | 0 | 0 | 0
H2 Pipeline - Repurposed | 0 | 0 | 0 | 0 | 0 | 0 | 0 | 0 | 0 | 0 | 291122573.1747 | 291122573.1747 | 291122573.1747 | 291122573.1747 | 291122573.1747 | 291122573.1747 | 291122573.1747 | 291122573.1747 | 291122573.1747 | 291122573.1747 | 941970860.5585 | 941970860.5585 | 941970860.5585 | 941970860.5585 | 941970860.5585 | 941970860.5585 | 941970860.5585 | 941970860.5585 | 941970860.5585 | 941970860.5585 | 1704303201.4629 | 14035237538.7949
MI | 0 | 0 | 0 | 0 | 0 | 0 | 0 | 0 | 0 | 0 | 0 | 0 | 0 | 0 | 0 | 0 | 0 | 0 | 0 | 0 | 0 | 0 | 0 | 0 | 0 | 0 | 0 | 0 | 0 | 0 | 0 | 0
NY | 0 | 0 | 0 | 0 | 0 | 0 | 0 | 0 | 0 | 0 | 0 | 0 | 0 | 0 | 0 | 0 | 0 | 0 | 0 | 0 | 0 | 0 | 0 | 0 | 0 | 0 | 0 | 0 | 0 | 0 | 0 | 0
ON | 0 | 0 | 0 | 0 | 0 | 0 | 0 | 0 | 0 | 0 | 291122573.1747 | 291122573.1747 | 291122573.1747 | 291122573.1747 | 291122573.1747 | 291122573.1747 | 291122573.1747 | 291122573.1747 | 291122573.1747 | 291122573.1747 | 941970860.5585 | 941970860.5585 | 941970860.5585 | 941970860.5585 | 941970860.5585 | 941970860.5585 | 941970860.5585 | 941970860.5585 | 941970860.5585 | 941970860.5585 | 1704303201.4629 | 14035237538.7949
PJ | 0 | 0 | 0 | 0 | 0 | 0 | 0 | 0 | 0 | 0 | 0 | 0 | 0 | 0 | 0 | 0 | 0 | 0 | 0 | 0 | 0 | 0 | 0 | 0 | 0 | 0 | 0 | 0 | 0 | 0 | 0 | 0
QC | 0 | 0 | 0 | 0 | 0 | 0 | 0 | 0 | 0 | 0 | 0 | 0 | 0 | 0 | 0 | 0 | 0 | 0 | 0 | 0 | 0 | 0 | 0 | 0 | 0 | 0 | 0 | 0 | 0 | 0 | 0 | 0
WC | 0 | 0 | 0 | 0 | 0 | 0 | 0 | 0 | 0 | 0 | 0 | 0 | 0 | 0 | 0 | 0 | 0 | 0 | 0 | 0 | 0 | 0 | 0 | 0 | 0 | 0 | 0 | 0 | 0 | 0 | 0 | 0
Methane | 775556548.9 | 775556548.9 | 775556548.9 | 775556548.9 | 775556548.9 | 775556548.9 | 775556548.9 | 775556548.9 | 775556548.9 | 775556548.9 | 727112349.4526 | 727112349.4526 | 727112349.4526 | 727112349.4526 | 727112349.4526 | 727112349.4526 | 727112349.4526 | 727112349.4526 | 727112349.4526 | 727112349.4526 | 520847193.3407 | 520847193.3407 | 520847193.3407 | 520847193.3407 | 520847193.3407 | 520847193.3407 | 520847193.3407 | 520847193.3407 | 520847193.3407 | 520847193.3407 | 255781646.581 | 20490942563.5138
CH4 Pipeline | 775556548.9 | 775556548.9 | 775556548.9 | 775556548.9 | 775556548.9 | 775556548.9 | 775556548.9 | 775556548.9 | 775556548.9 | 775556548.9 | 727112349.4526 | 727112349.4526 | 727112349.4526 | 727112349.4526 | 727112349.4526 | 727112349.4526 | 727112349.4526 | 727112349.4526 | 727112349.4526 | 727112349.4526 | 520847193.3407 | 520847193.3407 | 520847193.3407 | 520847193.3407 | 520847193.3407 | 520847193.3407 | 520847193.3407 | 520847193.3407 | 520847193.3407 | 520847193.3407 | 255781646.581 | 20490942563.5138
MI | 0 | 0 | 0 | 0 | 0 | 0 | 0 | 0 | 0 | 0 | 0 | 0 | 0 | 0 | 0 | 0 | 0 | 0 | 0 | 0 | 0 | 0 | 0 | 0 | 0 | 0 | 0 | 0 | 0 | 0 | 0 | 0
NY | 0 | 0 | 0 | 0 | 0 | 0 | 0 | 0 | 0 | 0 | 0 | 0 | 0 | 0 | 0 | 0 | 0 | 0 | 0 | 0 | 0 | 0 | 0 | 0 | 0 | 0 | 0 | 0 | 0 | 0 | 0 | 0
ON | 775556548.9 | 775556548.9 | 775556548.9 | 775556548.9 | 775556548.9 | 775556548.9 | 775556548.9 | 775556548.9 | 775556548.9 | 775556548.9 | 727112349.4526 | 727112349.4526 | 727112349.4526 | 727112349.4526 | 727112349.4526 | 727112349.4526 | 727112349.4526 | 727112349.4526 | 727112349.4526 | 727112349.4526 | 520847193.3407 | 520847193.3407 | 520847193.3407 | 520847193.3407 | 520847193.3407 | 520847193.3407 | 520847193.3407 | 520847193.3407 | 520847193.3407 | 520847193.3407 | 255781646.581 | 20490942563.5138
PJ | 0 | 0 | 0 | 0 | 0 | 0 | 0 | 0 | 0 | 0 | 0 | 0 | 0 | 0 | 0 | 0 | 0 | 0 | 0 | 0 | 0 | 0 | 0 | 0 | 0 | 0 | 0 | 0 | 0 | 0 | 0 | 0
QC | 0 | 0 | 0 | 0 | 0 | 0 | 0 | 0 | 0 | 0 | 0 | 0 | 0 | 0 | 0 | 0 | 0 | 0 | 0 | 0 | 0 | 0 | 0 | 0 | 0 | 0 | 0 | 0 | 0 | 0 | 0 | 0
WC | 0 | 0 | 0 | 0 | 0 | 0 | 0 | 0 | 0 | 0 | 0 | 0 | 0 | 0 | 0 | 0 | 0 | 0 | 0 | 0 | 0 | 0 | 0 | 0 | 0 | 0 | 0 | 0 | 0 | 0 | 0 | 0
Grand Total | 814368908.5323 | 814368908.5323 | 814368908.5323 | 814368908.5323 | 814368908.5323 | 814368908.5323 | 814368908.5323 | 814368908.5323 | 814368908.5323 | 814368908.5323 | 1053810010.146 | 1053810010.146 | 1053810010.146 | 1053810010.146 | 1053810010.146 | 1053810010.146 | 1053810010.146 | 1053810010.146 | 1053810010.146 | 1053810010.146 | 1526622343.8159 | 1526622343.8159 | 1526622343.8159 | 1526622343.8159 | 1526622343.8159 | 1526622343.8159 | 1526622343.8159 | 1526622343.8159 | 1526622343.8159 | 1526622343.8159 | 2030923989.1143 | 35978936614.0565

## InfraTech Capacity Costs
Year Range: | 2020-2030 | 2020-2030 | 2020-2030 | 2020-2030 | 2020-2030 | 2020-2030 | 2020-2030 | 2020-2030 | 2020-2030 | 2020-2030 | 2020-2030 | 2030-2040 | 2030-2040 | 2030-2040 | 2030-2040 | 2030-2040 | 2030-2040 | 2030-2040 | 2030-2040 | 2030-2040 | 2030-2040 | 2040-2050 | 2040-2050 | 2040-2050 | 2040-2050 | 2040-2050 | 2040-2050 | 2040-2050 | 2040-2050 | 2040-2050 | 2040-2050
ScenarioName | LCP_Inputs_ON_Diverse_IEA_2023_05_05
var_type | (Multiple Items)
SubRegion1 | ON
Sum of SolutionCost | Column Labels
Row Labels | 2020 | 2021 | 2022 | 2023 | 2024 | 2025 | 2026 | 2027 | 2028 | 2029 | 2030 | 2031 | 2032 | 2033 | 2034 | 2035 | 2036 | 2037 | 2038 | 2039 | 2040 | 2041 | 2042 | 2043 | 2044 | 2045 | 2046 | 2047 | 2048 | 2049 | 2050 | Grand Total
Electricity | 0 | 0 | 0 | 0 | 0 | 0 | 0 | 0 | 0 | 0 | 1272932661.9933 | 20881875 | 20881875 | 20881875 | 20881875 | 20881875 | 20881875 | 20881875 | 20881875 | 20881875 | 696551166.5568 | 42892500 | 42892500 | 42892500 | 42892500 | 42892500 | 42892500 | 42892500 | 42892500 | 42892500 | 119769505.0179 | 2663222708.5681
Electricity Transmission Line | 0 | 0 | 0 | 0 | 0 | 0 | 0 | 0 | 0 | 0 | 1272932661.9933 | 20881875 | 20881875 | 20881875 | 20881875 | 20881875 | 20881875 | 20881875 | 20881875 | 20881875 | 696551166.5568 | 42892500 | 42892500 | 42892500 | 42892500 | 42892500 | 42892500 | 42892500 | 42892500 | 42892500 | 119769505.0179 | 2663222708.5681
MI | 0 | 0 | 0 | 0 | 0 | 0 | 0 | 0 | 0 | 0 | 87478125 | 2821875 | 2821875 | 2821875 | 2821875 | 2821875 | 2821875 | 2821875 | 2821875 | 2821875 | 49987500 | 5643750 | 5643750 | 5643750 | 5643750 | 5643750 | 5643750 | 5643750 | 5643750 | 5643750 | 12496875 | 226153125
NY | 0 | 0 | 0 | 0 | 0 | 0 | 0 | 0 | 0 | 0 | 87478125 | 2821875 | 2821875 | 2821875 | 2821875 | 2821875 | 2821875 | 2821875 | 2821875 | 2821875 | 49987500 | 5643750 | 5643750 | 5643750 | 5643750 | 5643750 | 5643750 | 5643750 | 5643750 | 5643750 | 12496875 | 226153125
ON | 0 | 0 | 0 | 0 | 0 | 0 | 0 | 0 | 0 | 0 | 625594536.9933 | 0 | 0 | 0 | 0 | 0 | 0 | 0 | 0 | 0 | 307777416.5568 | 0 | 0 | 0 | 0 | 0 | 0 | 0 | 0 | 0 | 23422630.0179 | 956794583.5681
PJ | 0 | 0 | 0 | 0 | 0 | 0 | 0 | 0 | 0 | 0 | 0 | 0 | 0 | 0 | 0 | 0 | 0 | 0 | 0 | 0 | 18866250 | 1128750 | 1128750 | 1128750 | 1128750 | 1128750 | 1128750 | 1128750 | 1128750 | 1128750 | 3870000 | 32895000
QC | 0 | 0 | 0 | 0 | 0 | 0 | 0 | 0 | 0 | 0 | 122469375 | 3950625 | 3950625 | 3950625 | 3950625 | 3950625 | 3950625 | 3950625 | 3950625 | 3950625 | 69982500 | 7901250 | 7901250 | 7901250 | 7901250 | 7901250 | 7901250 | 7901250 | 7901250 | 7901250 | 17495625 | 316614375
WC | 0 | 0 | 0 | 0 | 0 | 0 | 0 | 0 | 0 | 0 | 349912500 | 11287500 | 11287500 | 11287500 | 11287500 | 11287500 | 11287500 | 11287500 | 11287500 | 11287500 | 199950000 | 22575000 | 22575000 | 22575000 | 22575000 | 22575000 | 22575000 | 22575000 | 22575000 | 22575000 | 49987500 | 904612500
Hydrogen | 0 | 0 | 0 | 0 | 0 | 0 | 0 | 0 | 0 | 0 | 124755358.4872 | 0 | 0 | 0 | 0 | 0 | 0 | 0 | 0 | 0 | 245350043.3702 | 10880975.7466 | 10880975.7466 | 10880975.7466 | 10880975.7466 | 10880975.7466 | 10880975.7466 | 10880975.7466 | 10880975.7466 | 10880975.7466 | 147863196.5827 | 615897380.1596
H2 Pipeline - New | 0 | 0 | 0 | 0 | 0 | 0 | 0 | 0 | 0 | 0 | 0 | 0 | 0 | 0 | 0 | 0 | 0 | 0 | 0 | 0 | 0 | 0 | 0 | 0 | 0 | 0 | 0 | 0 | 0 | 0 | 0 | 0
MI | 0 | 0 | 0 | 0 | 0 | 0 | 0 | 0 | 0 | 0 | 0 | 0 | 0 | 0 | 0 | 0 | 0 | 0 | 0 | 0 | 0 | 0 | 0 | 0 | 0 | 0 | 0 | 0 | 0 | 0 | 0 | 0
NY | 0 | 0 | 0 | 0 | 0 | 0 | 0 | 0 | 0 | 0 | 0 | 0 | 0 | 0 | 0 | 0 | 0 | 0 | 0 | 0 | 0 | 0 | 0 | 0 | 0 | 0 | 0 | 0 | 0 | 0 | 0 | 0
ON | 0 | 0 | 0 | 0 | 0 | 0 | 0 | 0 | 0 | 0 | 0 | 0 | 0 | 0 | 0 | 0 | 0 | 0 | 0 | 0 | 0 | 0 | 0 | 0 | 0 | 0 | 0 | 0 | 0 | 0 | 0 | 0
PJ | 0 | 0 | 0 | 0 | 0 | 0 | 0 | 0 | 0 | 0 | 0 | 0 | 0 | 0 | 0 | 0 | 0 | 0 | 0 | 0 | 0 | 0 | 0 | 0 | 0 | 0 | 0 | 0 | 0 | 0 | 0 | 0
QC | 0 | 0 | 0 | 0 | 0 | 0 | 0 | 0 | 0 | 0 | 0 | 0 | 0 | 0 | 0 | 0 | 0 | 0 | 0 | 0 | 0 | 0 | 0 | 0 | 0 | 0 | 0 | 0 | 0 | 0 | 0 | 0
WC | 0 | 0 | 0 | 0 | 0 | 0 | 0 | 0 | 0 | 0 | 0 | 0 | 0 | 0 | 0 | 0 | 0 | 0 | 0 | 0 | 0 | 0 | 0 | 0 | 0 | 0 | 0 | 0 | 0 | 0 | 0 | 0
H2 Pipeline - Repurposed | 0 | 0 | 0 | 0 | 0 | 0 | 0 | 0 | 0 | 0 | 124755358.4872 | 0 | 0 | 0 | 0 | 0 | 0 | 0 | 0 | 0 | 245350043.3702 | 10880975.7466 | 10880975.7466 | 10880975.7466 | 10880975.7466 | 10880975.7466 | 10880975.7466 | 10880975.7466 | 10880975.7466 | 10880975.7466 | 147863196.5827 | 615897380.1596
MI | 0 | 0 | 0 | 0 | 0 | 0 | 0 | 0 | 0 | 0 | 0 | 0 | 0 | 0 | 0 | 0 | 0 | 0 | 0 | 0 | 0 | 0 | 0 | 0 | 0 | 0 | 0 | 0 | 0 | 0 | 0 | 0
NY | 0 | 0 | 0 | 0 | 0 | 0 | 0 | 0 | 0 | 0 | 0 | 0 | 0 | 0 | 0 | 0 | 0 | 0 | 0 | 0 | 0 | 0 | 0 | 0 | 0 | 0 | 0 | 0 | 0 | 0 | 0 | 0
ON | 0 | 0 | 0 | 0 | 0 | 0 | 0 | 0 | 0 | 0 | 124755358.4872 | 0 | 0 | 0 | 0 | 0 | 0 | 0 | 0 | 0 | 203691450.5117 | 0 | 0 | 0 | 0 | 0 | 0 | 0 | 0 | 0 | 21541693.4645 | 349988502.4634
PJ | 0 | 0 | 0 | 0 | 0 | 0 | 0 | 0 | 0 | 0 | 0 | 0 | 0 | 0 | 0 | 0 | 0 | 0 | 0 | 0 | 0 | 0 | 0 | 0 | 0 | 0 | 0 | 0 | 0 | 0 | 0 | 0
QC | 0 | 0 | 0 | 0 | 0 | 0 | 0 | 0 | 0 | 0 | 0 | 0 | 0 | 0 | 0 | 0 | 0 | 0 | 0 | 0 | 0 | 0 | 0 | 0 | 0 | 0 | 0 | 0 | 0 | 0 | 4936074.7253 | 4936074.7253
WC | 0 | 0 | 0 | 0 | 0 | 0 | 0 | 0 | 0 | 0 | 0 | 0 | 0 | 0 | 0 | 0 | 0 | 0 | 0 | 0 | 41658592.8585 | 10880975.7466 | 10880975.7466 | 10880975.7466 | 10880975.7466 | 10880975.7466 | 10880975.7466 | 10880975.7466 | 10880975.7466 | 10880975.7466 | 121385428.393 | 260972802.971
Methane | 0 | 0 | 0 | 0 | 0 | 0 | 0 | 0 | 0 | 0 | 0 | 0 | 0 | 0 | 0 | 0 | 0 | 0 | 0 | 0 | 0 | 0 | 0 | 0 | 0 | 0 | 0 | 0 | 0 | 0 | 0 | 0
CH4 Pipeline | 0 | 0 | 0 | 0 | 0 | 0 | 0 | 0 | 0 | 0 | 0 | 0 | 0 | 0 | 0 | 0 | 0 | 0 | 0 | 0 | 0 | 0 | 0 | 0 | 0 | 0 | 0 | 0 | 0 | 0 | 0 | 0
MI | 0 | 0 | 0 | 0 | 0 | 0 | 0 | 0 | 0 | 0 | 0 | 0 | 0 | 0 | 0 | 0 | 0 | 0 | 0 | 0 | 0 | 0 | 0 | 0 | 0 | 0 | 0 | 0 | 0 | 0 | 0 | 0
NY | 0 | 0 | 0 | 0 | 0 | 0 | 0 | 0 | 0 | 0 | 0 | 0 | 0 | 0 | 0 | 0 | 0 | 0 | 0 | 0 | 0 | 0 | 0 | 0 | 0 | 0 | 0 | 0 | 0 | 0 | 0 | 0
ON | 0 | 0 | 0 | 0 | 0 | 0 | 0 | 0 | 0 | 0 | 0 | 0 | 0 | 0 | 0 | 0 | 0 | 0 | 0 | 0 | 0 | 0 | 0 | 0 | 0 | 0 | 0 | 0 | 0 | 0 | 0 | 0
PJ | 0 | 0 | 0 | 0 | 0 | 0 | 0 | 0 | 0 | 0 | 0 | 0 | 0 | 0 | 0 | 0 | 0 | 0 | 0 | 0 | 0 | 0 | 0 | 0 | 0 | 0 | 0 | 0 | 0 | 0 | 0 | 0
QC | 0 | 0 | 0 | 0 | 0 | 0 | 0 | 0 | 0 | 0 | 0 | 0 | 0 | 0 | 0 | 0 | 0 | 0 | 0 | 0 | 0 | 0 | 0 | 0 | 0 | 0 | 0 | 0 | 0 | 0 | 0 | 0
WC | 0 | 0 | 0 | 0 | 0 | 0 | 0 | 0 | 0 | 0 | 0 | 0 | 0 | 0 | 0 | 0 | 0 | 0 | 0 | 0 | 0 | 0 | 0 | 0 | 0 | 0 | 0 | 0 | 0 | 0 | 0 | 0
Grand Total | 0 | 0 | 0 | 0 | 0 | 0 | 0 | 0 | 0 | 0 | 1397688020.4805 | 20881875 | 20881875 | 20881875 | 20881875 | 20881875 | 20881875 | 20881875 | 20881875 | 20881875 | 941901209.927 | 53773475.7466 | 53773475.7466 | 53773475.7466 | 53773475.7466 | 53773475.7466 | 53773475.7466 | 53773475.7466 | 53773475.7466 | 53773475.7466 | 267632701.6007 | 3279120088.7277
Note: These costs are the CONE and FOM interconnections and intraconnection infratructure in real 2020 dollars.

## Carbon Offset Costs (hidden)
ScenarioName | LCP_Inputs_ON_Diverse_2023_04_03
var_type | (Multiple Items)
Sum of SolutionCost | Column Labels
Row Labels | Grand Total
Grand Total

## InfraTech Capacity Cost by Type
Year Range: | 2020-2030 | 2020-2030 | 2020-2030 | 2020-2030 | 2020-2030 | 2020-2030 | 2020-2030 | 2020-2030 | 2020-2030 | 2020-2030 | 2020-2030 | 2030-2040 | 2030-2040 | 2030-2040 | 2030-2040 | 2030-2040 | 2030-2040 | 2030-2040 | 2030-2040 | 2030-2040 | 2030-2040 | 2040-2050 | 2040-2050 | 2040-2050 | 2040-2050 | 2040-2050 | 2040-2050 | 2040-2050 | 2040-2050 | 2040-2050 | 2040-2050
ScenarioName | LCP_Inputs_ON_Diverse_IEA_2023_05_05
var_type | (Multiple Items)
SubRegion1 | ON
Sum of SolutionCost | Column Labels
Row Labels | 2020 | 2021 | 2022 | 2023 | 2024 | 2025 | 2026 | 2027 | 2028 | 2029 | 2030 | 2031 | 2032 | 2033 | 2034 | 2035 | 2036 | 2037 | 2038 | 2039 | 2040 | 2041 | 2042 | 2043 | 2044 | 2045 | 2046 | 2047 | 2048 | 2049 | 2050 | Grand Total
Electricity | 0 | 0 | 0 | 0 | 0 | 0 | 0 | 0 | 0 | 0 | 1272932661.9933 | 20881875 | 20881875 | 20881875 | 20881875 | 20881875 | 20881875 | 20881875 | 20881875 | 20881875 | 696551166.5568 | 42892500 | 42892500 | 42892500 | 42892500 | 42892500 | 42892500 | 42892500 | 42892500 | 42892500 | 119769505.0179 | 2663222708.5681
Electricity Transmission Line | 0 | 0 | 0 | 0 | 0 | 0 | 0 | 0 | 0 | 0 | 1272932661.9933 | 20881875 | 20881875 | 20881875 | 20881875 | 20881875 | 20881875 | 20881875 | 20881875 | 20881875 | 696551166.5568 | 42892500 | 42892500 | 42892500 | 42892500 | 42892500 | 42892500 | 42892500 | 42892500 | 42892500 | 119769505.0179 | 2663222708.5681
MI | 0 | 0 | 0 | 0 | 0 | 0 | 0 | 0 | 0 | 0 | 87478125 | 2821875 | 2821875 | 2821875 | 2821875 | 2821875 | 2821875 | 2821875 | 2821875 | 2821875 | 49987500 | 5643750 | 5643750 | 5643750 | 5643750 | 5643750 | 5643750 | 5643750 | 5643750 | 5643750 | 12496875 | 226153125
CONE | 0 | [9 empty] | 84656250 | [9 empty] | 44343750 | [9 empty] | 4031250 | 133031250
FOM | 0 | 0 | 0 | 0 | 0 | 0 | 0 | 0 | 0 | 0 | 2821875 | 2821875 | 2821875 | 2821875 | 2821875 | 2821875 | 2821875 | 2821875 | 2821875 | 2821875 | 5643750 | 5643750 | 5643750 | 5643750 | 5643750 | 5643750 | 5643750 | 5643750 | 5643750 | 5643750 | 8465625 | 93121875
NY | 0 | 0 | 0 | 0 | 0 | 0 | 0 | 0 | 0 | 0 | 87478125 | 2821875 | 2821875 | 2821875 | 2821875 | 2821875 | 2821875 | 2821875 | 2821875 | 2821875 | 49987500 | 5643750 | 5643750 | 5643750 | 5643750 | 5643750 | 5643750 | 5643750 | 5643750 | 5643750 | 12496875 | 226153125
CONE | 0 | [9 empty] | 84656250 | [9 empty] | 44343750 | [9 empty] | 4031250 | 133031250
FOM | 0 | 0 | 0 | 0 | 0 | 0 | 0 | 0 | 0 | 0 | 2821875 | 2821875 | 2821875 | 2821875 | 2821875 | 2821875 | 2821875 | 2821875 | 2821875 | 2821875 | 5643750 | 5643750 | 5643750 | 5643750 | 5643750 | 5643750 | 5643750 | 5643750 | 5643750 | 5643750 | 8465625 | 93121875
ON | 0 | 0 | 0 | 0 | 0 | 0 | 0 | 0 | 0 | 0 | 625594536.9933 | 0 | 0 | 0 | 0 | 0 | 0 | 0 | 0 | 0 | 307777416.5568 | 0 | 0 | 0 | 0 | 0 | 0 | 0 | 0 | 0 | 23422630.0179 | 956794583.5681
CONE | 0 | [9 empty] | 625594536.9933 | [9 empty] | 307777416.5568 | [9 empty] | 23422630.0179 | 956794583.5681
FOM | 0 | 0 | 0 | 0 | 0 | 0 | 0 | 0 | 0 | 0 | 0 | 0 | 0 | 0 | 0 | 0 | 0 | 0 | 0 | 0 | 0 | 0 | 0 | 0 | 0 | 0 | 0 | 0 | 0 | 0 | 0 | 0
PJ | 0 | 0 | 0 | 0 | 0 | 0 | 0 | 0 | 0 | 0 | 0 | 0 | 0 | 0 | 0 | 0 | 0 | 0 | 0 | 0 | 18866250 | 1128750 | 1128750 | 1128750 | 1128750 | 1128750 | 1128750 | 1128750 | 1128750 | 1128750 | 3870000 | 32895000
CONE | 0 | [9 empty] | 0 | [9 empty] | 17737500 | [9 empty] | 1612500 | 19350000
FOM | 0 | 0 | 0 | 0 | 0 | 0 | 0 | 0 | 0 | 0 | 0 | 0 | 0 | 0 | 0 | 0 | 0 | 0 | 0 | 0 | 1128750 | 1128750 | 1128750 | 1128750 | 1128750 | 1128750 | 1128750 | 1128750 | 1128750 | 1128750 | 2257500 | 13545000
QC | 0 | 0 | 0 | 0 | 0 | 0 | 0 | 0 | 0 | 0 | 122469375 | 3950625 | 3950625 | 3950625 | 3950625 | 3950625 | 3950625 | 3950625 | 3950625 | 3950625 | 69982500 | 7901250 | 7901250 | 7901250 | 7901250 | 7901250 | 7901250 | 7901250 | 7901250 | 7901250 | 17495625 | 316614375
CONE | 0 | [9 empty] | 118518750 | [9 empty] | 62081250 | [9 empty] | 5643750 | 186243750
FOM | 0 | 0 | 0 | 0 | 0 | 0 | 0 | 0 | 0 | 0 | 3950625 | 3950625 | 3950625 | 3950625 | 3950625 | 3950625 | 3950625 | 3950625 | 3950625 | 3950625 | 7901250 | 7901250 | 7901250 | 7901250 | 7901250 | 7901250 | 7901250 | 7901250 | 7901250 | 7901250 | 11851875 | 130370625
WC | 0 | 0 | 0 | 0 | 0 | 0 | 0 | 0 | 0 | 0 | 349912500 | 11287500 | 11287500 | 11287500 | 11287500 | 11287500 | 11287500 | 11287500 | 11287500 | 11287500 | 199950000 | 22575000 | 22575000 | 22575000 | 22575000 | 22575000 | 22575000 | 22575000 | 22575000 | 22575000 | 49987500 | 904612500
CONE | 0 | [9 empty] | 338625000 | [9 empty] | 177375000 | [9 empty] | 16125000 | 532125000
FOM | 0 | 0 | 0 | 0 | 0 | 0 | 0 | 0 | 0 | 0 | 11287500 | 11287500 | 11287500 | 11287500 | 11287500 | 11287500 | 11287500 | 11287500 | 11287500 | 11287500 | 22575000 | 22575000 | 22575000 | 22575000 | 22575000 | 22575000 | 22575000 | 22575000 | 22575000 | 22575000 | 33862500 | 372487500
Hydrogen | 0 | 0 | 0 | 0 | 0 | 0 | 0 | 0 | 0 | 0 | 124755358.4872 | 0 | 0 | 0 | 0 | 0 | 0 | 0 | 0 | 0 | 245350043.3702 | 10880975.7466 | 10880975.7466 | 10880975.7466 | 10880975.7466 | 10880975.7466 | 10880975.7466 | 10880975.7466 | 10880975.7466 | 10880975.7466 | 147863196.5827 | 615897380.1596
H2 Pipeline - New | 0 | 0 | 0 | 0 | 0 | 0 | 0 | 0 | 0 | 0 | 0 | 0 | 0 | 0 | 0 | 0 | 0 | 0 | 0 | 0 | 0 | 0 | 0 | 0 | 0 | 0 | 0 | 0 | 0 | 0 | 0 | 0
MI | 0 | 0 | 0 | 0 | 0 | 0 | 0 | 0 | 0 | 0 | 0 | 0 | 0 | 0 | 0 | 0 | 0 | 0 | 0 | 0 | 0 | 0 | 0 | 0 | 0 | 0 | 0 | 0 | 0 | 0 | 0 | 0
CONE | 0 | [9 empty] | 0 | [9 empty] | 0 | [9 empty] | 0 | 0
FOM | 0 | 0 | 0 | 0 | 0 | 0 | 0 | 0 | 0 | 0 | 0 | 0 | 0 | 0 | 0 | 0 | 0 | 0 | 0 | 0 | 0 | 0 | 0 | 0 | 0 | 0 | 0 | 0 | 0 | 0 | 0 | 0
NY | 0 | 0 | 0 | 0 | 0 | 0 | 0 | 0 | 0 | 0 | 0 | 0 | 0 | 0 | 0 | 0 | 0 | 0 | 0 | 0 | 0 | 0 | 0 | 0 | 0 | 0 | 0 | 0 | 0 | 0 | 0 | 0
CONE | 0 | [9 empty] | 0 | [9 empty] | 0 | [9 empty] | 0 | 0
FOM | 0 | 0 | 0 | 0 | 0 | 0 | 0 | 0 | 0 | 0 | 0 | 0 | 0 | 0 | 0 | 0 | 0 | 0 | 0 | 0 | 0 | 0 | 0 | 0 | 0 | 0 | 0 | 0 | 0 | 0 | 0 | 0
ON | 0 | 0 | 0 | 0 | 0 | 0 | 0 | 0 | 0 | 0 | 0 | 0 | 0 | 0 | 0 | 0 | 0 | 0 | 0 | 0 | 0 | 0 | 0 | 0 | 0 | 0 | 0 | 0 | 0 | 0 | 0 | 0
CONE | 0 | [9 empty] | 0 | [9 empty] | 0 | [9 empty] | 0 | 0
FOM | 0 | 0 | 0 | 0 | 0 | 0 | 0 | 0 | 0 | 0 | 0 | 0 | 0 | 0 | 0 | 0 | 0 | 0 | 0 | 0 | 0 | 0 | 0 | 0 | 0 | 0 | 0 | 0 | 0 | 0 | 0 | 0
PJ | 0 | 0 | 0 | 0 | 0 | 0 | 0 | 0 | 0 | 0 | 0 | 0 | 0 | 0 | 0 | 0 | 0 | 0 | 0 | 0 | 0 | 0 | 0 | 0 | 0 | 0 | 0 | 0 | 0 | 0 | 0 | 0
CONE | 0 | [9 empty] | 0 | [9 empty] | 0 | [9 empty] | 0 | 0
FOM | 0 | 0 | 0 | 0 | 0 | 0 | 0 | 0 | 0 | 0 | 0 | 0 | 0 | 0 | 0 | 0 | 0 | 0 | 0 | 0 | 0 | 0 | 0 | 0 | 0 | 0 | 0 | 0 | 0 | 0 | 0 | 0
QC | 0 | 0 | 0 | 0 | 0 | 0 | 0 | 0 | 0 | 0 | 0 | 0 | 0 | 0 | 0 | 0 | 0 | 0 | 0 | 0 | 0 | 0 | 0 | 0 | 0 | 0 | 0 | 0 | 0 | 0 | 0 | 0
CONE | 0 | [9 empty] | 0 | [9 empty] | 0 | [9 empty] | 0 | 0
FOM | 0 | 0 | 0 | 0 | 0 | 0 | 0 | 0 | 0 | 0 | 0 | 0 | 0 | 0 | 0 | 0 | 0 | 0 | 0 | 0 | 0 | 0 | 0 | 0 | 0 | 0 | 0 | 0 | 0 | 0 | 0 | 0
WC | 0 | 0 | 0 | 0 | 0 | 0 | 0 | 0 | 0 | 0 | 0 | 0 | 0 | 0 | 0 | 0 | 0 | 0 | 0 | 0 | 0 | 0 | 0 | 0 | 0 | 0 | 0 | 0 | 0 | 0 | 0 | 0
CONE | 0 | [9 empty] | 0 | [9 empty] | 0 | [9 empty] | 0 | 0
FOM | 0 | 0 | 0 | 0 | 0 | 0 | 0 | 0 | 0 | 0 | 0 | 0 | 0 | 0 | 0 | 0 | 0 | 0 | 0 | 0 | 0 | 0 | 0 | 0 | 0 | 0 | 0 | 0 | 0 | 0 | 0 | 0
H2 Pipeline - Repurposed | 0 | 0 | 0 | 0 | 0 | 0 | 0 | 0 | 0 | 0 | 124755358.4872 | 0 | 0 | 0 | 0 | 0 | 0 | 0 | 0 | 0 | 245350043.3702 | 10880975.7466 | 10880975.7466 | 10880975.7466 | 10880975.7466 | 10880975.7466 | 10880975.7466 | 10880975.7466 | 10880975.7466 | 10880975.7466 | 147863196.5827 | 615897380.1596
MI | 0 | 0 | 0 | 0 | 0 | 0 | 0 | 0 | 0 | 0 | 0 | 0 | 0 | 0 | 0 | 0 | 0 | 0 | 0 | 0 | 0 | 0 | 0 | 0 | 0 | 0 | 0 | 0 | 0 | 0 | 0 | 0
CONE | 0 | [9 empty] | 0 | [9 empty] | 0 | [9 empty] | 0 | 0
FOM | 0 | 0 | 0 | 0 | 0 | 0 | 0 | 0 | 0 | 0 | 0 | 0 | 0 | 0 | 0 | 0 | 0 | 0 | 0 | 0 | 0 | 0 | 0 | 0 | 0 | 0 | 0 | 0 | 0 | 0 | 0 | 0
NY | 0 | 0 | 0 | 0 | 0 | 0 | 0 | 0 | 0 | 0 | 0 | 0 | 0 | 0 | 0 | 0 | 0 | 0 | 0 | 0 | 0 | 0 | 0 | 0 | 0 | 0 | 0 | 0 | 0 | 0 | 0 | 0
CONE | 0 | [9 empty] | 0 | [9 empty] | 0 | [9 empty] | 0 | 0
FOM | 0 | 0 | 0 | 0 | 0 | 0 | 0 | 0 | 0 | 0 | 0 | 0 | 0 | 0 | 0 | 0 | 0 | 0 | 0 | 0 | 0 | 0 | 0 | 0 | 0 | 0 | 0 | 0 | 0 | 0 | 0 | 0
ON | 0 | 0 | 0 | 0 | 0 | 0 | 0 | 0 | 0 | 0 | 124755358.4872 | 0 | 0 | 0 | 0 | 0 | 0 | 0 | 0 | 0 | 203691450.5117 | 0 | 0 | 0 | 0 | 0 | 0 | 0 | 0 | 0 | 21541693.4645 | 349988502.4634
CONE | 0 | [9 empty] | 124755358.4872 | [9 empty] | 203691450.5117 | [9 empty] | 21541693.4645 | 349988502.4634
FOM | 0 | 0 | 0 | 0 | 0 | 0 | 0 | 0 | 0 | 0 | 0 | 0 | 0 | 0 | 0 | 0 | 0 | 0 | 0 | 0 | 0 | 0 | 0 | 0 | 0 | 0 | 0 | 0 | 0 | 0 | 0 | 0
PJ | 0 | 0 | 0 | 0 | 0 | 0 | 0 | 0 | 0 | 0 | 0 | 0 | 0 | 0 | 0 | 0 | 0 | 0 | 0 | 0 | 0 | 0 | 0 | 0 | 0 | 0 | 0 | 0 | 0 | 0 | 0 | 0
CONE | 0 | [9 empty] | 0 | [9 empty] | 0 | [9 empty] | 0 | 0
FOM | 0 | 0 | 0 | 0 | 0 | 0 | 0 | 0 | 0 | 0 | 0 | 0 | 0 | 0 | 0 | 0 | 0 | 0 | 0 | 0 | 0 | 0 | 0 | 0 | 0 | 0 | 0 | 0 | 0 | 0 | 0 | 0
QC | 0 | 0 | 0 | 0 | 0 | 0 | 0 | 0 | 0 | 0 | 0 | 0 | 0 | 0 | 0 | 0 | 0 | 0 | 0 | 0 | 0 | 0 | 0 | 0 | 0 | 0 | 0 | 0 | 0 | 0 | 4936074.7253 | 4936074.7253
CONE | 0 | [9 empty] | 0 | [9 empty] | 0 | [9 empty] | 1009651.6484 | 1009651.6484
FOM | 0 | 0 | 0 | 0 | 0 | 0 | 0 | 0 | 0 | 0 | 0 | 0 | 0 | 0 | 0 | 0 | 0 | 0 | 0 | 0 | 0 | 0 | 0 | 0 | 0 | 0 | 0 | 0 | 0 | 0 | 3926423.0769 | 3926423.0769
WC | 0 | 0 | 0 | 0 | 0 | 0 | 0 | 0 | 0 | 0 | 0 | 0 | 0 | 0 | 0 | 0 | 0 | 0 | 0 | 0 | 41658592.8585 | 10880975.7466 | 10880975.7466 | 10880975.7466 | 10880975.7466 | 10880975.7466 | 10880975.7466 | 10880975.7466 | 10880975.7466 | 10880975.7466 | 121385428.393 | 260972802.971
CONE | 0 | [9 empty] | 0 | [9 empty] | 30777617.1119 | [9 empty] | 22603183.4958 | 53380800.6077
FOM | 0 | 0 | 0 | 0 | 0 | 0 | 0 | 0 | 0 | 0 | 0 | 0 | 0 | 0 | 0 | 0 | 0 | 0 | 0 | 0 | 10880975.7466 | 10880975.7466 | 10880975.7466 | 10880975.7466 | 10880975.7466 | 10880975.7466 | 10880975.7466 | 10880975.7466 | 10880975.7466 | 10880975.7466 | 98782244.8971 | 207592002.3633
Methane | 0 | 0 | 0 | 0 | 0 | 0 | 0 | 0 | 0 | 0 | 0 | 0 | 0 | 0 | 0 | 0 | 0 | 0 | 0 | 0 | 0 | 0 | 0 | 0 | 0 | 0 | 0 | 0 | 0 | 0 | 0 | 0
CH4 Pipeline | 0 | 0 | 0 | 0 | 0 | 0 | 0 | 0 | 0 | 0 | 0 | 0 | 0 | 0 | 0 | 0 | 0 | 0 | 0 | 0 | 0 | 0 | 0 | 0 | 0 | 0 | 0 | 0 | 0 | 0 | 0 | 0
MI | 0 | 0 | 0 | 0 | 0 | 0 | 0 | 0 | 0 | 0 | 0 | 0 | 0 | 0 | 0 | 0 | 0 | 0 | 0 | 0 | 0 | 0 | 0 | 0 | 0 | 0 | 0 | 0 | 0 | 0 | 0 | 0
CONE | 0 | [9 empty] | 0 | [9 empty] | 0 | [9 empty] | 0 | 0
FOM | 0 | 0 | 0 | 0 | 0 | 0 | 0 | 0 | 0 | 0 | 0 | 0 | 0 | 0 | 0 | 0 | 0 | 0 | 0 | 0 | 0 | 0 | 0 | 0 | 0 | 0 | 0 | 0 | 0 | 0 | 0 | 0
NY | 0 | 0 | 0 | 0 | 0 | 0 | 0 | 0 | 0 | 0 | 0 | 0 | 0 | 0 | 0 | 0 | 0 | 0 | 0 | 0 | 0 | 0 | 0 | 0 | 0 | 0 | 0 | 0 | 0 | 0 | 0 | 0
CONE | 0 | [9 empty] | 0 | [9 empty] | 0 | [9 empty] | 0 | 0
FOM | 0 | 0 | 0 | 0 | 0 | 0 | 0 | 0 | 0 | 0 | 0 | 0 | 0 | 0 | 0 | 0 | 0 | 0 | 0 | 0 | 0 | 0 | 0 | 0 | 0 | 0 | 0 | 0 | 0 | 0 | 0 | 0
ON | 0 | 0 | 0 | 0 | 0 | 0 | 0 | 0 | 0 | 0 | 0 | 0 | 0 | 0 | 0 | 0 | 0 | 0 | 0 | 0 | 0 | 0 | 0 | 0 | 0 | 0 | 0 | 0 | 0 | 0 | 0 | 0
CONE | 0 | [9 empty] | 0 | [9 empty] | 0 | [9 empty] | 0 | 0
FOM | 0 | 0 | 0 | 0 | 0 | 0 | 0 | 0 | 0 | 0 | 0 | 0 | 0 | 0 | 0 | 0 | 0 | 0 | 0 | 0 | 0 | 0 | 0 | 0 | 0 | 0 | 0 | 0 | 0 | 0 | 0 | 0
PJ | 0 | 0 | 0 | 0 | 0 | 0 | 0 | 0 | 0 | 0 | 0 | 0 | 0 | 0 | 0 | 0 | 0 | 0 | 0 | 0 | 0 | 0 | 0 | 0 | 0 | 0 | 0 | 0 | 0 | 0 | 0 | 0
CONE | 0 | [9 empty] | 0 | [9 empty] | 0 | [9 empty] | 0 | 0
FOM | 0 | 0 | 0 | 0 | 0 | 0 | 0 | 0 | 0 | 0 | 0 | 0 | 0 | 0 | 0 | 0 | 0 | 0 | 0 | 0 | 0 | 0 | 0 | 0 | 0 | 0 | 0 | 0 | 0 | 0 | 0 | 0
QC | 0 | 0 | 0 | 0 | 0 | 0 | 0 | 0 | 0 | 0 | 0 | 0 | 0 | 0 | 0 | 0 | 0 | 0 | 0 | 0 | 0 | 0 | 0 | 0 | 0 | 0 | 0 | 0 | 0 | 0 | 0 | 0
CONE | 0 | [9 empty] | 0 | [9 empty] | 0 | [9 empty] | 0 | 0
FOM | 0 | 0 | 0 | 0 | 0 | 0 | 0 | 0 | 0 | 0 | 0 | 0 | 0 | 0 | 0 | 0 | 0 | 0 | 0 | 0 | 0 | 0 | 0 | 0 | 0 | 0 | 0 | 0 | 0 | 0 | 0 | 0
WC | 0 | 0 | 0 | 0 | 0 | 0 | 0 | 0 | 0 | 0 | 0 | 0 | 0 | 0 | 0 | 0 | 0 | 0 | 0 | 0 | 0 | 0 | 0 | 0 | 0 | 0 | 0 | 0 | 0 | 0 | 0 | 0
CONE | 0 | [9 empty] | 0 | [9 empty] | 0 | [9 empty] | 0 | 0
FOM | 0 | 0 | 0 | 0 | 0 | 0 | 0 | 0 | 0 | 0 | 0 | 0 | 0 | 0 | 0 | 0 | 0 | 0 | 0 | 0 | 0 | 0 | 0 | 0 | 0 | 0 | 0 | 0 | 0 | 0 | 0 | 0
Grand Total | 0 | 0 | 0 | 0 | 0 | 0 | 0 | 0 | 0 | 0 | 1397688020.4805 | 20881875 | 20881875 | 20881875 | 20881875 | 20881875 | 20881875 | 20881875 | 20881875 | 20881875 | 941901209.927 | 53773475.7466 | 53773475.7466 | 53773475.7466 | 53773475.7466 | 53773475.7466 | 53773475.7466 | 53773475.7466 | 53773475.7466 | 53773475.7466 | 267632701.6007 | 3279120088.7277
Note: These costs are the CONE and FOM interconnections and intraconnection infratructure in real 2020 dollars.

## CF_all_discounted
ScenarioName | ModelYr | SupplyTechnology | SupplyTechType | GENtoDISFuel | SubRegion | var_type | CostType | SolutionCost | SubRegion_From | SubRegion_To | InfraTechnology | SubRegion1 | SubRegion2 | CarbonOffset | DiscountVector | PV_SolutionCost
LCP_Inputs_ON_Diverse_IEA_2023_05_05 | 2020 | Anaerobic Digestion | Generation | Methane | MI | Dispatch-Generation | EmissionsCost | 0 | [6 empty] | 1 | 0
LCP_Inputs_ON_Diverse_IEA_2023_05_05 | 2020 | Anaerobic Digestion | Generation | Methane | MI | Dispatch-Generation | FuelCost | 0 | [6 empty] | 1 | 0
LCP_Inputs_ON_Diverse_IEA_2023_05_05 | 2020 | Anaerobic Digestion | Generation | Methane | MI | Dispatch-Generation | VOM | 0 | [6 empty] | 1 | 0
LCP_Inputs_ON_Diverse_IEA_2023_05_05 | 2020 | Anaerobic Digestion | Generation | Methane | NY | Dispatch-Generation | EmissionsCost | 0 | [6 empty] | 1 | 0
LCP_Inputs_ON_Diverse_IEA_2023_05_05 | 2020 | Anaerobic Digestion | Generation | Methane | NY | Dispatch-Generation | FuelCost | 0 | [6 empty] | 1 | 0
LCP_Inputs_ON_Diverse_IEA_2023_05_05 | 2020 | Anaerobic Digestion | Generation | Methane | NY | Dispatch-Generation | VOM | 0 | [6 empty] | 1 | 0
LCP_Inputs_ON_Diverse_IEA_2023_05_05 | 2020 | Anaerobic Digestion | Generation | Methane | ON | Dispatch-Generation | EmissionsCost | 0 | [6 empty] | 1 | 0
LCP_Inputs_ON_Diverse_IEA_2023_05_05 | 2020 | Anaerobic Digestion | Generation | Methane | ON | Dispatch-Generation | FuelCost | 0 | [6 empty] | 1 | 0
LCP_Inputs_ON_Diverse_IEA_2023_05_05 | 2020 | Anaerobic Digestion | Generation | Methane | ON | Dispatch-Generation | VOM | 0 | [6 empty] | 1 | 0
LCP_Inputs_ON_Diverse_IEA_2023_05_05 | 2020 | Anaerobic Digestion | Generation | Methane | PJ | Dispatch-Generation | EmissionsCost | 0 | [6 empty] | 1 | 0
LCP_Inputs_ON_Diverse_IEA_2023_05_05 | 2020 | Anaerobic Digestion | Generation | Methane | PJ | Dispatch-Generation | FuelCost | 0 | [6 empty] | 1 | 0
LCP_Inputs_ON_Diverse_IEA_2023_05_05 | 2020 | Anaerobic Digestion | Generation | Methane | PJ | Dispatch-Generation | VOM | 0 | [6 empty] | 1 | 0
LCP_Inputs_ON_Diverse_IEA_2023_05_05 | 2020 | Anaerobic Digestion | Generation | Methane | QC | Dispatch-Generation | EmissionsCost | 0 | [6 empty] | 1 | 0
LCP_Inputs_ON_Diverse_IEA_2023_05_05 | 2020 | Anaerobic Digestion | Generation | Methane | QC | Dispatch-Generation | FuelCost | 0 | [6 empty] | 1 | 0
LCP_Inputs_ON_Diverse_IEA_2023_05_05 | 2020 | Anaerobic Digestion | Generation | Methane | QC | Dispatch-Generation | VOM | 0 | [6 empty] | 1 | 0
LCP_Inputs_ON_Diverse_IEA_2023_05_05 | 2020 | Anaerobic Digestion | Generation | Methane | WC | Dispatch-Generation | EmissionsCost | 0 | [6 empty] | 1 | 0
LCP_Inputs_ON_Diverse_IEA_2023_05_05 | 2020 | Anaerobic Digestion | Generation | Methane | WC | Dispatch-Generation | FuelCost | 0 | [6 empty] | 1 | 0
LCP_Inputs_ON_Diverse_IEA_2023_05_05 | 2020 | Anaerobic Digestion | Generation | Methane | WC | Dispatch-Generation | VOM | 0 | [6 empty] | 1 | 0
LCP_Inputs_ON_Diverse_IEA_2023_05_05 | 2020 | Battery Storage | Storage | Electricity | MI | Dispatch-Storage | EmissionsCost | 0 | [6 empty] | 1 | 0
LCP_Inputs_ON_Diverse_IEA_2023_05_05 | 2020 | Battery Storage | Storage | Electricity | MI | Dispatch-Storage | FuelCost | 0 | [6 empty] | 1 | 0
LCP_Inputs_ON_Diverse_IEA_2023_05_05 | 2020 | Battery Storage | Storage | Electricity | MI | Dispatch-Storage | VOM | 0 | [6 empty] | 1 | 0
LCP_Inputs_ON_Diverse_IEA_2023_05_05 | 2020 | Battery Storage | Storage | Electricity | NY | Dispatch-Storage | EmissionsCost | 0 | [6 empty] | 1 | 0
LCP_Inputs_ON_Diverse_IEA_2023_05_05 | 2020 | Battery Storage | Storage | Electricity | NY | Dispatch-Storage | FuelCost | 0 | [6 empty] | 1 | 0
LCP_Inputs_ON_Diverse_IEA_2023_05_05 | 2020 | Battery Storage | Storage | Electricity | NY | Dispatch-Storage | VOM | 0 | [6 empty] | 1 | 0
LCP_Inputs_ON_Diverse_IEA_2023_05_05 | 2020 | Battery Storage | Storage | Electricity | ON | Dispatch-Storage | EmissionsCost | 0 | [6 empty] | 1 | 0
LCP_Inputs_ON_Diverse_IEA_2023_05_05 | 2020 | Battery Storage | Storage | Electricity | ON | Dispatch-Storage | FuelCost | 0 | [6 empty] | 1 | 0
LCP_Inputs_ON_Diverse_IEA_2023_05_05 | 2020 | Battery Storage | Storage | Electricity | ON | Dispatch-Storage | VOM | 0 | [6 empty] | 1 | 0
LCP_Inputs_ON_Diverse_IEA_2023_05_05 | 2020 | Battery Storage | Storage | Electricity | PJ | Dispatch-Storage | EmissionsCost | 0 | [6 empty] | 1 | 0
LCP_Inputs_ON_Diverse_IEA_2023_05_05 | 2020 | Battery Storage | Storage | Electricity | PJ | Dispatch-Storage | FuelCost | 0 | [6 empty] | 1 | 0
LCP_Inputs_ON_Diverse_IEA_2023_05_05 | 2020 | Battery Storage | Storage | Electricity | PJ | Dispatch-Storage | VOM | 0 | [6 empty] | 1 | 0
LCP_Inputs_ON_Diverse_IEA_2023_05_05 | 2020 | Battery Storage | Storage | Electricity | QC | Dispatch-Storage | EmissionsCost | 0 | [6 empty] | 1 | 0
LCP_Inputs_ON_Diverse_IEA_2023_05_05 | 2020 | Battery Storage | Storage | Electricity | QC | Dispatch-Storage | FuelCost | 0 | [6 empty] | 1 | 0
LCP_Inputs_ON_Diverse_IEA_2023_05_05 | 2020 | Battery Storage | Storage | Electricity | QC | Dispatch-Storage | VOM | 0 | [6 empty] | 1 | 0
LCP_Inputs_ON_Diverse_IEA_2023_05_05 | 2020 | Battery Storage | Storage | Electricity | WC | Dispatch-Storage | EmissionsCost | 0 | [6 empty] | 1 | 0
LCP_Inputs_ON_Diverse_IEA_2023_05_05 | 2020 | Battery Storage | Storage | Electricity | WC | Dispatch-Storage | FuelCost | 0 | [6 empty] | 1 | 0
LCP_Inputs_ON_Diverse_IEA_2023_05_05 | 2020 | Battery Storage | Storage | Electricity | WC | Dispatch-Storage | VOM | 0 | [6 empty] | 1 | 0
LCP_Inputs_ON_Diverse_IEA_2023_05_05 | 2020 | Biomass | Generation | Electricity | MI | Dispatch-Generation | EmissionsCost | 0 | [6 empty] | 1 | 0
LCP_Inputs_ON_Diverse_IEA_2023_05_05 | 2020 | Biomass | Generation | Electricity | MI | Dispatch-Generation | FuelCost | 0 | [6 empty] | 1 | 0
LCP_Inputs_ON_Diverse_IEA_2023_05_05 | 2020 | Biomass | Generation | Electricity | MI | Dispatch-Generation | VOM | 0 | [6 empty] | 1 | 0
LCP_Inputs_ON_Diverse_IEA_2023_05_05 | 2020 | Biomass | Generation | Electricity | NY | Dispatch-Generation | EmissionsCost | 0 | [6 empty] | 1 | 0
LCP_Inputs_ON_Diverse_IEA_2023_05_05 | 2020 | Biomass | Generation | Electricity | NY | Dispatch-Generation | FuelCost | 0 | [6 empty] | 1 | 0
LCP_Inputs_ON_Diverse_IEA_2023_05_05 | 2020 | Biomass | Generation | Electricity | NY | Dispatch-Generation | VOM | 0 | [6 empty] | 1 | 0
LCP_Inputs_ON_Diverse_IEA_2023_05_05 | 2020 | Biomass | Generation | Electricity | ON | Dispatch-Generation | EmissionsCost | 0 | [6 empty] | 1 | 0
LCP_Inputs_ON_Diverse_IEA_2023_05_05 | 2020 | Biomass | Generation | Electricity | ON | Dispatch-Generation | FuelCost | 0 | [6 empty] | 1 | 0
LCP_Inputs_ON_Diverse_IEA_2023_05_05 | 2020 | Biomass | Generation | Electricity | ON | Dispatch-Generation | VOM | 0 | [6 empty] | 1 | 0
LCP_Inputs_ON_Diverse_IEA_2023_05_05 | 2020 | Biomass | Generation | Electricity | PJ | Dispatch-Generation | EmissionsCost | 0 | [6 empty] | 1 | 0
LCP_Inputs_ON_Diverse_IEA_2023_05_05 | 2020 | Biomass | Generation | Electricity | PJ | Dispatch-Generation | FuelCost | 0 | [6 empty] | 1 | 0
LCP_Inputs_ON_Diverse_IEA_2023_05_05 | 2020 | Biomass | Generation | Electricity | PJ | Dispatch-Generation | VOM | 0 | [6 empty] | 1 | 0
LCP_Inputs_ON_Diverse_IEA_2023_05_05 | 2020 | Biomass | Generation | Electricity | QC | Dispatch-Generation | EmissionsCost | 0 | [6 empty] | 1 | 0
LCP_Inputs_ON_Diverse_IEA_2023_05_05 | 2020 | Biomass | Generation | Electricity | QC | Dispatch-Generation | FuelCost | 0 | [6 empty] | 1 | 0
LCP_Inputs_ON_Diverse_IEA_2023_05_05 | 2020 | Biomass | Generation | Electricity | QC | Dispatch-Generation | VOM | 0 | [6 empty] | 1 | 0
LCP_Inputs_ON_Diverse_IEA_2023_05_05 | 2020 | Biomass | Generation | Electricity | WC | Dispatch-Generation | EmissionsCost | 0 | [6 empty] | 1 | 0
LCP_Inputs_ON_Diverse_IEA_2023_05_05 | 2020 | Biomass | Generation | Electricity | WC | Dispatch-Generation | FuelCost | 0 | [6 empty] | 1 | 0
LCP_Inputs_ON_Diverse_IEA_2023_05_05 | 2020 | Biomass | Generation | Electricity | WC | Dispatch-Generation | VOM | 0 | [6 empty] | 1 | 0
LCP_Inputs_ON_Diverse_IEA_2023_05_05 | 2020 | Biomass + CCS | Generation | Electricity | MI | Dispatch-Generation | EmissionsCost | 0 | [6 empty] | 1 | 0
LCP_Inputs_ON_Diverse_IEA_2023_05_05 | 2020 | Biomass + CCS | Generation | Electricity | MI | Dispatch-Generation | FuelCost | 0 | [6 empty] | 1 | 0
LCP_Inputs_ON_Diverse_IEA_2023_05_05 | 2020 | Biomass + CCS | Generation | Electricity | MI | Dispatch-Generation | VOM | 0 | [6 empty] | 1 | 0
LCP_Inputs_ON_Diverse_IEA_2023_05_05 | 2020 | Biomass + CCS | Generation | Electricity | NY | Dispatch-Generation | EmissionsCost | 0 | [6 empty] | 1 | 0
LCP_Inputs_ON_Diverse_IEA_2023_05_05 | 2020 | Biomass + CCS | Generation | Electricity | NY | Dispatch-Generation | FuelCost | 0 | [6 empty] | 1 | 0
LCP_Inputs_ON_Diverse_IEA_2023_05_05 | 2020 | Biomass + CCS | Generation | Electricity | NY | Dispatch-Generation | VOM | 0 | [6 empty] | 1 | 0
LCP_Inputs_ON_Diverse_IEA_2023_05_05 | 2020 | Biomass + CCS | Generation | Electricity | ON | Dispatch-Generation | EmissionsCost | 0 | [6 empty] | 1 | 0
LCP_Inputs_ON_Diverse_IEA_2023_05_05 | 2020 | Biomass + CCS | Generation | Electricity | ON | Dispatch-Generation | FuelCost | 0 | [6 empty] | 1 | 0
LCP_Inputs_ON_Diverse_IEA_2023_05_05 | 2020 | Biomass + CCS | Generation | Electricity | ON | Dispatch-Generation | VOM | 0 | [6 empty] | 1 | 0
LCP_Inputs_ON_Diverse_IEA_2023_05_05 | 2020 | Biomass + CCS | Generation | Electricity | PJ | Dispatch-Generation | EmissionsCost | 0 | [6 empty] | 1 | 0
LCP_Inputs_ON_Diverse_IEA_2023_05_05 | 2020 | Biomass + CCS | Generation | Electricity | PJ | Dispatch-Generation | FuelCost | 0 | [6 empty] | 1 | 0
LCP_Inputs_ON_Diverse_IEA_2023_05_05 | 2020 | Biomass + CCS | Generation | Electricity | PJ | Dispatch-Generation | VOM | 0 | [6 empty] | 1 | 0
LCP_Inputs_ON_Diverse_IEA_2023_05_05 | 2020 | Biomass + CCS | Generation | Electricity | QC | Dispatch-Generation | EmissionsCost | 0 | [6 empty] | 1 | 0
LCP_Inputs_ON_Diverse_IEA_2023_05_05 | 2020 | Biomass + CCS | Generation | Electricity | QC | Dispatch-Generation | FuelCost | 0 | [6 empty] | 1 | 0
LCP_Inputs_ON_Diverse_IEA_2023_05_05 | 2020 | Biomass + CCS | Generation | Electricity | QC | Dispatch-Generation | VOM | 0 | [6 empty] | 1 | 0
LCP_Inputs_ON_Diverse_IEA_2023_05_05 | 2020 | Biomass + CCS | Generation | Electricity | WC | Dispatch-Generation | EmissionsCost | 0 | [6 empty] | 1 | 0
LCP_Inputs_ON_Diverse_IEA_2023_05_05 | 2020 | Biomass + CCS | Generation | Electricity | WC | Dispatch-Generation | FuelCost | 0 | [6 empty] | 1 | 0
LCP_Inputs_ON_Diverse_IEA_2023_05_05 | 2020 | Biomass + CCS | Generation | Electricity | WC | Dispatch-Generation | VOM | 0 | [6 empty] | 1 | 0
LCP_Inputs_ON_Diverse_IEA_2023_05_05 | 2020 | CH4 + CCS | Generation | Methane | MI | Dispatch-Generation | EmissionsCost | 0 | [6 empty] | 1 | 0
LCP_Inputs_ON_Diverse_IEA_2023_05_05 | 2020 | CH4 + CCS | Generation | Methane | MI | Dispatch-Generation | FuelCost | 0 | [6 empty] | 1 | 0
LCP_Inputs_ON_Diverse_IEA_2023_05_05 | 2020 | CH4 + CCS | Generation | Methane | MI | Dispatch-Generation | VOM | 0 | [6 empty] | 1 | 0
LCP_Inputs_ON_Diverse_IEA_2023_05_05 | 2020 | CH4 + CCS | Generation | Methane | NY | Dispatch-Generation | EmissionsCost | 0 | [6 empty] | 1 | 0
LCP_Inputs_ON_Diverse_IEA_2023_05_05 | 2020 | CH4 + CCS | Generation | Methane | NY | Dispatch-Generation | FuelCost | 0 | [6 empty] | 1 | 0
LCP_Inputs_ON_Diverse_IEA_2023_05_05 | 2020 | CH4 + CCS | Generation | Methane | NY | Dispatch-Generation | VOM | 0 | [6 empty] | 1 | 0
LCP_Inputs_ON_Diverse_IEA_2023_05_05 | 2020 | CH4 + CCS | Generation | Methane | ON | Dispatch-Generation | EmissionsCost | 0 | [6 empty] | 1 | 0
LCP_Inputs_ON_Diverse_IEA_2023_05_05 | 2020 | CH4 + CCS | Generation | Methane | ON | Dispatch-Generation | FuelCost | 0 | [6 empty] | 1 | 0
LCP_Inputs_ON_Diverse_IEA_2023_05_05 | 2020 | CH4 + CCS | Generation | Methane | ON | Dispatch-Generation | VOM | 0 | [6 empty] | 1 | 0
LCP_Inputs_ON_Diverse_IEA_2023_05_05 | 2020 | CH4 + CCS | Generation | Methane | PJ | Dispatch-Generation | EmissionsCost | 0 | [6 empty] | 1 | 0
LCP_Inputs_ON_Diverse_IEA_2023_05_05 | 2020 | CH4 + CCS | Generation | Methane | PJ | Dispatch-Generation | FuelCost | 0 | [6 empty] | 1 | 0
LCP_Inputs_ON_Diverse_IEA_2023_05_05 | 2020 | CH4 + CCS | Generation | Methane | PJ | Dispatch-Generation | VOM | 0 | [6 empty] | 1 | 0
LCP_Inputs_ON_Diverse_IEA_2023_05_05 | 2020 | CH4 + CCS | Generation | Methane | QC | Dispatch-Generation | EmissionsCost | 0 | [6 empty] | 1 | 0
LCP_Inputs_ON_Diverse_IEA_2023_05_05 | 2020 | CH4 + CCS | Generation | Methane | QC | Dispatch-Generation | FuelCost | 0 | [6 empty] | 1 | 0
LCP_Inputs_ON_Diverse_IEA_2023_05_05 | 2020 | CH4 + CCS | Generation | Methane | QC | Dispatch-Generation | VOM | 0 | [6 empty] | 1 | 0
LCP_Inputs_ON_Diverse_IEA_2023_05_05 | 2020 | CH4 + CCS | Generation | Methane | WC | Dispatch-Generation | EmissionsCost | 0 | [6 empty] | 1 | 0
LCP_Inputs_ON_Diverse_IEA_2023_05_05 | 2020 | CH4 + CCS | Generation | Methane | WC | Dispatch-Generation | FuelCost | 0 | [6 empty] | 1 | 0
LCP_Inputs_ON_Diverse_IEA_2023_05_05 | 2020 | CH4 + CCS | Generation | Methane | WC | Dispatch-Generation | VOM | 0 | [6 empty] | 1 | 0
LCP_Inputs_ON_Diverse_IEA_2023_05_05 | 2020 | CH4 Import - NY 2020 | Import | Methane | MI | Dispatch-Import | EmissionsCost | 0 | [6 empty] | 1 | 0
LCP_Inputs_ON_Diverse_IEA_2023_05_05 | 2020 | CH4 Import - NY 2020 | Import | Methane | MI | Dispatch-Import | FuelCost | 0 | [6 empty] | 1 | 0
LCP_Inputs_ON_Diverse_IEA_2023_05_05 | 2020 | CH4 Import - NY 2020 | Import | Methane | MI | Dispatch-Import | VOM | 0 | [6 empty] | 1 | 0
LCP_Inputs_ON_Diverse_IEA_2023_05_05 | 2020 | CH4 Import - NY 2020 | Import | Methane | NY | Dispatch-Import | EmissionsCost | 282343065.1873 | [6 empty] | 1 | 282343065.1873
LCP_Inputs_ON_Diverse_IEA_2023_05_05 | 2020 | CH4 Import - NY 2020 | Import | Methane | NY | Dispatch-Import | FuelCost | 407790143.0843 | [6 empty] | 1 | 407790143.0843
LCP_Inputs_ON_Diverse_IEA_2023_05_05 | 2020 | CH4 Import - NY 2020 | Import | Methane | NY | Dispatch-Import | VOM | 0 | [6 empty] | 1 | 0
LCP_Inputs_ON_Diverse_IEA_2023_05_05 | 2020 | CH4 Import - NY 2020 | Import | Methane | ON | Dispatch-Import | EmissionsCost | 0 | [6 empty] | 1 | 0
LCP_Inputs_ON_Diverse_IEA_2023_05_05 | 2020 | CH4 Import - NY 2020 | Import | Methane | ON | Dispatch-Import | FuelCost | 0 | [6 empty] | 1 | 0
LCP_Inputs_ON_Diverse_IEA_2023_05_05 | 2020 | CH4 Import - NY 2020 | Import | Methane | ON | Dispatch-Import | VOM | 0 | [6 empty] | 1 | 0
LCP_Inputs_ON_Diverse_IEA_2023_05_05 | 2020 | CH4 Import - NY 2020 | Import | Methane | PJ | Dispatch-Import | EmissionsCost | 0 | [6 empty] | 1 | 0
LCP_Inputs_ON_Diverse_IEA_2023_05_05 | 2020 | CH4 Import - NY 2020 | Import | Methane | PJ | Dispatch-Import | FuelCost | 0 | [6 empty] | 1 | 0
LCP_Inputs_ON_Diverse_IEA_2023_05_05 | 2020 | CH4 Import - NY 2020 | Import | Methane | PJ | Dispatch-Import | VOM | 0 | [6 empty] | 1 | 0
LCP_Inputs_ON_Diverse_IEA_2023_05_05 | 2020 | CH4 Import - NY 2020 | Import | Methane | QC | Dispatch-Import | EmissionsCost | 0 | [6 empty] | 1 | 0
LCP_Inputs_ON_Diverse_IEA_2023_05_05 | 2020 | CH4 Import - NY 2020 | Import | Methane | QC | Dispatch-Import | FuelCost | 0 | [6 empty] | 1 | 0
LCP_Inputs_ON_Diverse_IEA_2023_05_05 | 2020 | CH4 Import - NY 2020 | Import | Methane | QC | Dispatch-Import | VOM | 0 | [6 empty] | 1 | 0
LCP_Inputs_ON_Diverse_IEA_2023_05_05 | 2020 | CH4 Import - NY 2020 | Import | Methane | WC | Dispatch-Import | EmissionsCost | 0 | [6 empty] | 1 | 0
LCP_Inputs_ON_Diverse_IEA_2023_05_05 | 2020 | CH4 Import - NY 2020 | Import | Methane | WC | Dispatch-Import | FuelCost | 0 | [6 empty] | 1 | 0
LCP_Inputs_ON_Diverse_IEA_2023_05_05 | 2020 | CH4 Import - NY 2020 | Import | Methane | WC | Dispatch-Import | VOM | 0 | [6 empty] | 1 | 0
LCP_Inputs_ON_Diverse_IEA_2023_05_05 | 2020 | CH4 Import - NY 2030 | Import | Methane | MI | Dispatch-Import | EmissionsCost | 0 | [6 empty] | 1 | 0
LCP_Inputs_ON_Diverse_IEA_2023_05_05 | 2020 | CH4 Import - NY 2030 | Import | Methane | MI | Dispatch-Import | FuelCost | 0 | [6 empty] | 1 | 0
LCP_Inputs_ON_Diverse_IEA_2023_05_05 | 2020 | CH4 Import - NY 2030 | Import | Methane | MI | Dispatch-Import | VOM | 0 | [6 empty] | 1 | 0
LCP_Inputs_ON_Diverse_IEA_2023_05_05 | 2020 | CH4 Import - NY 2030 | Import | Methane | NY | Dispatch-Import | EmissionsCost | 0 | [6 empty] | 1 | 0
LCP_Inputs_ON_Diverse_IEA_2023_05_05 | 2020 | CH4 Import - NY 2030 | Import | Methane | NY | Dispatch-Import | FuelCost | 0 | [6 empty] | 1 | 0
LCP_Inputs_ON_Diverse_IEA_2023_05_05 | 2020 | CH4 Import - NY 2030 | Import | Methane | NY | Dispatch-Import | VOM | 0 | [6 empty] | 1 | 0
LCP_Inputs_ON_Diverse_IEA_2023_05_05 | 2020 | CH4 Import - NY 2030 | Import | Methane | ON | Dispatch-Import | EmissionsCost | 0 | [6 empty] | 1 | 0
LCP_Inputs_ON_Diverse_IEA_2023_05_05 | 2020 | CH4 Import - NY 2030 | Import | Methane | ON | Dispatch-Import | FuelCost | 0 | [6 empty] | 1 | 0
LCP_Inputs_ON_Diverse_IEA_2023_05_05 | 2020 | CH4 Import - NY 2030 | Import | Methane | ON | Dispatch-Import | VOM | 0 | [6 empty] | 1 | 0
LCP_Inputs_ON_Diverse_IEA_2023_05_05 | 2020 | CH4 Import - NY 2030 | Import | Methane | PJ | Dispatch-Import | EmissionsCost | 0 | [6 empty] | 1 | 0
LCP_Inputs_ON_Diverse_IEA_2023_05_05 | 2020 | CH4 Import - NY 2030 | Import | Methane | PJ | Dispatch-Import | FuelCost | 0 | [6 empty] | 1 | 0
LCP_Inputs_ON_Diverse_IEA_2023_05_05 | 2020 | CH4 Import - NY 2030 | Import | Methane | PJ | Dispatch-Import | VOM | 0 | [6 empty] | 1 | 0
LCP_Inputs_ON_Diverse_IEA_2023_05_05 | 2020 | CH4 Import - NY 2030 | Import | Methane | QC | Dispatch-Import | EmissionsCost | 0 | [6 empty] | 1 | 0
LCP_Inputs_ON_Diverse_IEA_2023_05_05 | 2020 | CH4 Import - NY 2030 | Import | Methane | QC | Dispatch-Import | FuelCost | 0 | [6 empty] | 1 | 0
LCP_Inputs_ON_Diverse_IEA_2023_05_05 | 2020 | CH4 Import - NY 2030 | Import | Methane | QC | Dispatch-Import | VOM | 0 | [6 empty] | 1 | 0
LCP_Inputs_ON_Diverse_IEA_2023_05_05 | 2020 | CH4 Import - NY 2030 | Import | Methane | WC | Dispatch-Import | EmissionsCost | 0 | [6 empty] | 1 | 0
LCP_Inputs_ON_Diverse_IEA_2023_05_05 | 2020 | CH4 Import - NY 2030 | Import | Methane | WC | Dispatch-Import | FuelCost | 0 | [6 empty] | 1 | 0
LCP_Inputs_ON_Diverse_IEA_2023_05_05 | 2020 | CH4 Import - NY 2030 | Import | Methane | WC | Dispatch-Import | VOM | 0 | [6 empty] | 1 | 0
LCP_Inputs_ON_Diverse_IEA_2023_05_05 | 2020 | CH4 Import - NY 2040 | Import | Methane | MI | Dispatch-Import | EmissionsCost | 0 | [6 empty] | 1 | 0
LCP_Inputs_ON_Diverse_IEA_2023_05_05 | 2020 | CH4 Import - NY 2040 | Import | Methane | MI | Dispatch-Import | FuelCost | 0 | [6 empty] | 1 | 0
LCP_Inputs_ON_Diverse_IEA_2023_05_05 | 2020 | CH4 Import - NY 2040 | Import | Methane | MI | Dispatch-Import | VOM | 0 | [6 empty] | 1 | 0
LCP_Inputs_ON_Diverse_IEA_2023_05_05 | 2020 | CH4 Import - NY 2040 | Import | Methane | NY | Dispatch-Import | EmissionsCost | 0 | [6 empty] | 1 | 0
LCP_Inputs_ON_Diverse_IEA_2023_05_05 | 2020 | CH4 Import - NY 2040 | Import | Methane | NY | Dispatch-Import | FuelCost | 0 | [6 empty] | 1 | 0
LCP_Inputs_ON_Diverse_IEA_2023_05_05 | 2020 | CH4 Import - NY 2040 | Import | Methane | NY | Dispatch-Import | VOM | 0 | [6 empty] | 1 | 0
LCP_Inputs_ON_Diverse_IEA_2023_05_05 | 2020 | CH4 Import - NY 2040 | Import | Methane | ON | Dispatch-Import | EmissionsCost | 0 | [6 empty] | 1 | 0
LCP_Inputs_ON_Diverse_IEA_2023_05_05 | 2020 | CH4 Import - NY 2040 | Import | Methane | ON | Dispatch-Import | FuelCost | 0 | [6 empty] | 1 | 0
LCP_Inputs_ON_Diverse_IEA_2023_05_05 | 2020 | CH4 Import - NY 2040 | Import | Methane | ON | Dispatch-Import | VOM | 0 | [6 empty] | 1 | 0
LCP_Inputs_ON_Diverse_IEA_2023_05_05 | 2020 | CH4 Import - NY 2040 | Import | Methane | PJ | Dispatch-Import | EmissionsCost | 0 | [6 empty] | 1 | 0
LCP_Inputs_ON_Diverse_IEA_2023_05_05 | 2020 | CH4 Import - NY 2040 | Import | Methane | PJ | Dispatch-Import | FuelCost | 0 | [6 empty] | 1 | 0
LCP_Inputs_ON_Diverse_IEA_2023_05_05 | 2020 | CH4 Import - NY 2040 | Import | Methane | PJ | Dispatch-Import | VOM | 0 | [6 empty] | 1 | 0
LCP_Inputs_ON_Diverse_IEA_2023_05_05 | 2020 | CH4 Import - NY 2040 | Import | Methane | QC | Dispatch-Import | EmissionsCost | 0 | [6 empty] | 1 | 0
LCP_Inputs_ON_Diverse_IEA_2023_05_05 | 2020 | CH4 Import - NY 2040 | Import | Methane | QC | Dispatch-Import | FuelCost | 0 | [6 empty] | 1 | 0
LCP_Inputs_ON_Diverse_IEA_2023_05_05 | 2020 | CH4 Import - NY 2040 | Import | Methane | QC | Dispatch-Import | VOM | 0 | [6 empty] | 1 | 0
LCP_Inputs_ON_Diverse_IEA_2023_05_05 | 2020 | CH4 Import - NY 2040 | Import | Methane | WC | Dispatch-Import | EmissionsCost | 0 | [6 empty] | 1 | 0
LCP_Inputs_ON_Diverse_IEA_2023_05_05 | 2020 | CH4 Import - NY 2040 | Import | Methane | WC | Dispatch-Import | FuelCost | 0 | [6 empty] | 1 | 0
LCP_Inputs_ON_Diverse_IEA_2023_05_05 | 2020 | CH4 Import - NY 2040 | Import | Methane | WC | Dispatch-Import | VOM | 0 | [6 empty] | 1 | 0
LCP_Inputs_ON_Diverse_IEA_2023_05_05 | 2020 | CH4 Import - NY 2050 | Import | Methane | MI | Dispatch-Import | EmissionsCost | 0 | [6 empty] | 1 | 0
LCP_Inputs_ON_Diverse_IEA_2023_05_05 | 2020 | CH4 Import - NY 2050 | Import | Methane | MI | Dispatch-Import | FuelCost | 0 | [6 empty] | 1 | 0
LCP_Inputs_ON_Diverse_IEA_2023_05_05 | 2020 | CH4 Import - NY 2050 | Import | Methane | MI | Dispatch-Import | VOM | 0 | [6 empty] | 1 | 0
LCP_Inputs_ON_Diverse_IEA_2023_05_05 | 2020 | CH4 Import - NY 2050 | Import | Methane | NY | Dispatch-Import | EmissionsCost | 0 | [6 empty] | 1 | 0
LCP_Inputs_ON_Diverse_IEA_2023_05_05 | 2020 | CH4 Import - NY 2050 | Import | Methane | NY | Dispatch-Import | FuelCost | 0 | [6 empty] | 1 | 0
LCP_Inputs_ON_Diverse_IEA_2023_05_05 | 2020 | CH4 Import - NY 2050 | Import | Methane | NY | Dispatch-Import | VOM | 0 | [6 empty] | 1 | 0
LCP_Inputs_ON_Diverse_IEA_2023_05_05 | 2020 | CH4 Import - NY 2050 | Import | Methane | ON | Dispatch-Import | EmissionsCost | 0 | [6 empty] | 1 | 0
LCP_Inputs_ON_Diverse_IEA_2023_05_05 | 2020 | CH4 Import - NY 2050 | Import | Methane | ON | Dispatch-Import | FuelCost | 0 | [6 empty] | 1 | 0
LCP_Inputs_ON_Diverse_IEA_2023_05_05 | 2020 | CH4 Import - NY 2050 | Import | Methane | ON | Dispatch-Import | VOM | 0 | [6 empty] | 1 | 0
LCP_Inputs_ON_Diverse_IEA_2023_05_05 | 2020 | CH4 Import - NY 2050 | Import | Methane | PJ | Dispatch-Import | EmissionsCost | 0 | [6 empty] | 1 | 0
LCP_Inputs_ON_Diverse_IEA_2023_05_05 | 2020 | CH4 Import - NY 2050 | Import | Methane | PJ | Dispatch-Import | FuelCost | 0 | [6 empty] | 1 | 0
LCP_Inputs_ON_Diverse_IEA_2023_05_05 | 2020 | CH4 Import - NY 2050 | Import | Methane | PJ | Dispatch-Import | VOM | 0 | [6 empty] | 1 | 0
LCP_Inputs_ON_Diverse_IEA_2023_05_05 | 2020 | CH4 Import - NY 2050 | Import | Methane | QC | Dispatch-Import | EmissionsCost | 0 | [6 empty] | 1 | 0
LCP_Inputs_ON_Diverse_IEA_2023_05_05 | 2020 | CH4 Import - NY 2050 | Import | Methane | QC | Dispatch-Import | FuelCost | 0 | [6 empty] | 1 | 0
LCP_Inputs_ON_Diverse_IEA_2023_05_05 | 2020 | CH4 Import - NY 2050 | Import | Methane | QC | Dispatch-Import | VOM | 0 | [6 empty] | 1 | 0
LCP_Inputs_ON_Diverse_IEA_2023_05_05 | 2020 | CH4 Import - NY 2050 | Import | Methane | WC | Dispatch-Import | EmissionsCost | 0 | [6 empty] | 1 | 0
LCP_Inputs_ON_Diverse_IEA_2023_05_05 | 2020 | CH4 Import - NY 2050 | Import | Methane | WC | Dispatch-Import | FuelCost | 0 | [6 empty] | 1 | 0
LCP_Inputs_ON_Diverse_IEA_2023_05_05 | 2020 | CH4 Import - NY 2050 | Import | Methane | WC | Dispatch-Import | VOM | 0 | [6 empty] | 1 | 0
LCP_Inputs_ON_Diverse_IEA_2023_05_05 | 2020 | CH4 Import - WC 2020 | Import | Methane | MI | Dispatch-Import | EmissionsCost | 0 | [6 empty] | 1 | 0
LCP_Inputs_ON_Diverse_IEA_2023_05_05 | 2020 | CH4 Import - WC 2020 | Import | Methane | MI | Dispatch-Import | FuelCost | 0 | [6 empty] | 1 | 0
LCP_Inputs_ON_Diverse_IEA_2023_05_05 | 2020 | CH4 Import - WC 2020 | Import | Methane | MI | Dispatch-Import | VOM | 0 | [6 empty] | 1 | 0
LCP_Inputs_ON_Diverse_IEA_2023_05_05 | 2020 | CH4 Import - WC 2020 | Import | Methane | NY | Dispatch-Import | EmissionsCost | 0 | [6 empty] | 1 | 0
LCP_Inputs_ON_Diverse_IEA_2023_05_05 | 2020 | CH4 Import - WC 2020 | Import | Methane | NY | Dispatch-Import | FuelCost | 0 | [6 empty] | 1 | 0
LCP_Inputs_ON_Diverse_IEA_2023_05_05 | 2020 | CH4 Import - WC 2020 | Import | Methane | NY | Dispatch-Import | VOM | 0 | [6 empty] | 1 | 0
LCP_Inputs_ON_Diverse_IEA_2023_05_05 | 2020 | CH4 Import - WC 2020 | Import | Methane | ON | Dispatch-Import | EmissionsCost | 0 | [6 empty] | 1 | 0
LCP_Inputs_ON_Diverse_IEA_2023_05_05 | 2020 | CH4 Import - WC 2020 | Import | Methane | ON | Dispatch-Import | FuelCost | 0 | [6 empty] | 1 | 0
LCP_Inputs_ON_Diverse_IEA_2023_05_05 | 2020 | CH4 Import - WC 2020 | Import | Methane | ON | Dispatch-Import | VOM | 0 | [6 empty] | 1 | 0
LCP_Inputs_ON_Diverse_IEA_2023_05_05 | 2020 | CH4 Import - WC 2020 | Import | Methane | PJ | Dispatch-Import | EmissionsCost | 0 | [6 empty] | 1 | 0
LCP_Inputs_ON_Diverse_IEA_2023_05_05 | 2020 | CH4 Import - WC 2020 | Import | Methane | PJ | Dispatch-Import | FuelCost | 0 | [6 empty] | 1 | 0
LCP_Inputs_ON_Diverse_IEA_2023_05_05 | 2020 | CH4 Import - WC 2020 | Import | Methane | PJ | Dispatch-Import | VOM | 0 | [6 empty] | 1 | 0
LCP_Inputs_ON_Diverse_IEA_2023_05_05 | 2020 | CH4 Import - WC 2020 | Import | Methane | QC | Dispatch-Import | EmissionsCost | 0 | [6 empty] | 1 | 0
LCP_Inputs_ON_Diverse_IEA_2023_05_05 | 2020 | CH4 Import - WC 2020 | Import | Methane | QC | Dispatch-Import | FuelCost | 0 | [6 empty] | 1 | 0
LCP_Inputs_ON_Diverse_IEA_2023_05_05 | 2020 | CH4 Import - WC 2020 | Import | Methane | QC | Dispatch-Import | VOM | 0 | [6 empty] | 1 | 0
LCP_Inputs_ON_Diverse_IEA_2023_05_05 | 2020 | CH4 Import - WC 2020 | Import | Methane | WC | Dispatch-Import | EmissionsCost | 1306945425.5377 | [6 empty] | 1 | 1306945425.5377
LCP_Inputs_ON_Diverse_IEA_2023_05_05 | 2020 | CH4 Import - WC 2020 | Import | Methane | WC | Dispatch-Import | FuelCost | 1887630786.0789 | [6 empty] | 1 | 1887630786.0789
LCP_Inputs_ON_Diverse_IEA_2023_05_05 | 2020 | CH4 Import - WC 2020 | Import | Methane | WC | Dispatch-Import | VOM | 0 | [6 empty] | 1 | 0
LCP_Inputs_ON_Diverse_IEA_2023_05_05 | 2020 | CH4 Import - WC 2030 | Import | Methane | MI | Dispatch-Import | EmissionsCost | 0 | [6 empty] | 1 | 0
LCP_Inputs_ON_Diverse_IEA_2023_05_05 | 2020 | CH4 Import - WC 2030 | Import | Methane | MI | Dispatch-Import | FuelCost | 0 | [6 empty] | 1 | 0
LCP_Inputs_ON_Diverse_IEA_2023_05_05 | 2020 | CH4 Import - WC 2030 | Import | Methane | MI | Dispatch-Import | VOM | 0 | [6 empty] | 1 | 0
LCP_Inputs_ON_Diverse_IEA_2023_05_05 | 2020 | CH4 Import - WC 2030 | Import | Methane | NY | Dispatch-Import | EmissionsCost | 0 | [6 empty] | 1 | 0
LCP_Inputs_ON_Diverse_IEA_2023_05_05 | 2020 | CH4 Import - WC 2030 | Import | Methane | NY | Dispatch-Import | FuelCost | 0 | [6 empty] | 1 | 0
LCP_Inputs_ON_Diverse_IEA_2023_05_05 | 2020 | CH4 Import - WC 2030 | Import | Methane | NY | Dispatch-Import | VOM | 0 | [6 empty] | 1 | 0
LCP_Inputs_ON_Diverse_IEA_2023_05_05 | 2020 | CH4 Import - WC 2030 | Import | Methane | ON | Dispatch-Import | EmissionsCost | 0 | [6 empty] | 1 | 0
LCP_Inputs_ON_Diverse_IEA_2023_05_05 | 2020 | CH4 Import - WC 2030 | Import | Methane | ON | Dispatch-Import | FuelCost | 0 | [6 empty] | 1 | 0
LCP_Inputs_ON_Diverse_IEA_2023_05_05 | 2020 | CH4 Import - WC 2030 | Import | Methane | ON | Dispatch-Import | VOM | 0 | [6 empty] | 1 | 0
LCP_Inputs_ON_Diverse_IEA_2023_05_05 | 2020 | CH4 Import - WC 2030 | Import | Methane | PJ | Dispatch-Import | EmissionsCost | 0 | [6 empty] | 1 | 0
LCP_Inputs_ON_Diverse_IEA_2023_05_05 | 2020 | CH4 Import - WC 2030 | Import | Methane | PJ | Dispatch-Import | FuelCost | 0 | [6 empty] | 1 | 0
LCP_Inputs_ON_Diverse_IEA_2023_05_05 | 2020 | CH4 Import - WC 2030 | Import | Methane | PJ | Dispatch-Import | VOM | 0 | [6 empty] | 1 | 0
LCP_Inputs_ON_Diverse_IEA_2023_05_05 | 2020 | CH4 Import - WC 2030 | Import | Methane | QC | Dispatch-Import | EmissionsCost | 0 | [6 empty] | 1 | 0
LCP_Inputs_ON_Diverse_IEA_2023_05_05 | 2020 | CH4 Import - WC 2030 | Import | Methane | QC | Dispatch-Import | FuelCost | 0 | [6 empty] | 1 | 0
LCP_Inputs_ON_Diverse_IEA_2023_05_05 | 2020 | CH4 Import - WC 2030 | Import | Methane | QC | Dispatch-Import | VOM | 0 | [6 empty] | 1 | 0
LCP_Inputs_ON_Diverse_IEA_2023_05_05 | 2020 | CH4 Import - WC 2030 | Import | Methane | WC | Dispatch-Import | EmissionsCost | 0 | [6 empty] | 1 | 0
LCP_Inputs_ON_Diverse_IEA_2023_05_05 | 2020 | CH4 Import - WC 2030 | Import | Methane | WC | Dispatch-Import | FuelCost | 0 | [6 empty] | 1 | 0
LCP_Inputs_ON_Diverse_IEA_2023_05_05 | 2020 | CH4 Import - WC 2030 | Import | Methane | WC | Dispatch-Import | VOM | 0 | [6 empty] | 1 | 0
LCP_Inputs_ON_Diverse_IEA_2023_05_05 | 2020 | CH4 Import - WC 2040 | Import | Methane | MI | Dispatch-Import | EmissionsCost | 0 | [6 empty] | 1 | 0
LCP_Inputs_ON_Diverse_IEA_2023_05_05 | 2020 | CH4 Import - WC 2040 | Import | Methane | MI | Dispatch-Import | FuelCost | 0 | [6 empty] | 1 | 0
LCP_Inputs_ON_Diverse_IEA_2023_05_05 | 2020 | CH4 Import - WC 2040 | Import | Methane | MI | Dispatch-Import | VOM | 0 | [6 empty] | 1 | 0
LCP_Inputs_ON_Diverse_IEA_2023_05_05 | 2020 | CH4 Import - WC 2040 | Import | Methane | NY | Dispatch-Import | EmissionsCost | 0 | [6 empty] | 1 | 0
LCP_Inputs_ON_Diverse_IEA_2023_05_05 | 2020 | CH4 Import - WC 2040 | Import | Methane | NY | Dispatch-Import | FuelCost | 0 | [6 empty] | 1 | 0
LCP_Inputs_ON_Diverse_IEA_2023_05_05 | 2020 | CH4 Import - WC 2040 | Import | Methane | NY | Dispatch-Import | VOM | 0 | [6 empty] | 1 | 0
LCP_Inputs_ON_Diverse_IEA_2023_05_05 | 2020 | CH4 Import - WC 2040 | Import | Methane | ON | Dispatch-Import | EmissionsCost | 0 | [6 empty] | 1 | 0
LCP_Inputs_ON_Diverse_IEA_2023_05_05 | 2020 | CH4 Import - WC 2040 | Import | Methane | ON | Dispatch-Import | FuelCost | 0 | [6 empty] | 1 | 0
LCP_Inputs_ON_Diverse_IEA_2023_05_05 | 2020 | CH4 Import - WC 2040 | Import | Methane | ON | Dispatch-Import | VOM | 0 | [6 empty] | 1 | 0
LCP_Inputs_ON_Diverse_IEA_2023_05_05 | 2020 | CH4 Import - WC 2040 | Import | Methane | PJ | Dispatch-Import | EmissionsCost | 0 | [6 empty] | 1 | 0
LCP_Inputs_ON_Diverse_IEA_2023_05_05 | 2020 | CH4 Import - WC 2040 | Import | Methane | PJ | Dispatch-Import | FuelCost | 0 | [6 empty] | 1 | 0
LCP_Inputs_ON_Diverse_IEA_2023_05_05 | 2020 | CH4 Import - WC 2040 | Import | Methane | PJ | Dispatch-Import | VOM | 0 | [6 empty] | 1 | 0
LCP_Inputs_ON_Diverse_IEA_2023_05_05 | 2020 | CH4 Import - WC 2040 | Import | Methane | QC | Dispatch-Import | EmissionsCost | 0 | [6 empty] | 1 | 0
LCP_Inputs_ON_Diverse_IEA_2023_05_05 | 2020 | CH4 Import - WC 2040 | Import | Methane | QC | Dispatch-Import | FuelCost | 0 | [6 empty] | 1 | 0
LCP_Inputs_ON_Diverse_IEA_2023_05_05 | 2020 | CH4 Import - WC 2040 | Import | Methane | QC | Dispatch-Import | VOM | 0 | [6 empty] | 1 | 0
LCP_Inputs_ON_Diverse_IEA_2023_05_05 | 2020 | CH4 Import - WC 2040 | Import | Methane | WC | Dispatch-Import | EmissionsCost | 0 | [6 empty] | 1 | 0
LCP_Inputs_ON_Diverse_IEA_2023_05_05 | 2020 | CH4 Import - WC 2040 | Import | Methane | WC | Dispatch-Import | FuelCost | 0 | [6 empty] | 1 | 0
LCP_Inputs_ON_Diverse_IEA_2023_05_05 | 2020 | CH4 Import - WC 2040 | Import | Methane | WC | Dispatch-Import | VOM | 0 | [6 empty] | 1 | 0
LCP_Inputs_ON_Diverse_IEA_2023_05_05 | 2020 | CH4 Import - WC 2050 | Import | Methane | MI | Dispatch-Import | EmissionsCost | 0 | [6 empty] | 1 | 0
LCP_Inputs_ON_Diverse_IEA_2023_05_05 | 2020 | CH4 Import - WC 2050 | Import | Methane | MI | Dispatch-Import | FuelCost | 0 | [6 empty] | 1 | 0
LCP_Inputs_ON_Diverse_IEA_2023_05_05 | 2020 | CH4 Import - WC 2050 | Import | Methane | MI | Dispatch-Import | VOM | 0 | [6 empty] | 1 | 0
LCP_Inputs_ON_Diverse_IEA_2023_05_05 | 2020 | CH4 Import - WC 2050 | Import | Methane | NY | Dispatch-Import | EmissionsCost | 0 | [6 empty] | 1 | 0
LCP_Inputs_ON_Diverse_IEA_2023_05_05 | 2020 | CH4 Import - WC 2050 | Import | Methane | NY | Dispatch-Import | FuelCost | 0 | [6 empty] | 1 | 0
LCP_Inputs_ON_Diverse_IEA_2023_05_05 | 2020 | CH4 Import - WC 2050 | Import | Methane | NY | Dispatch-Import | VOM | 0 | [6 empty] | 1 | 0
LCP_Inputs_ON_Diverse_IEA_2023_05_05 | 2020 | CH4 Import - WC 2050 | Import | Methane | ON | Dispatch-Import | EmissionsCost | 0 | [6 empty] | 1 | 0
LCP_Inputs_ON_Diverse_IEA_2023_05_05 | 2020 | CH4 Import - WC 2050 | Import | Methane | ON | Dispatch-Import | FuelCost | 0 | [6 empty] | 1 | 0
LCP_Inputs_ON_Diverse_IEA_2023_05_05 | 2020 | CH4 Import - WC 2050 | Import | Methane | ON | Dispatch-Import | VOM | 0 | [6 empty] | 1 | 0
LCP_Inputs_ON_Diverse_IEA_2023_05_05 | 2020 | CH4 Import - WC 2050 | Import | Methane | PJ | Dispatch-Import | EmissionsCost | 0 | [6 empty] | 1 | 0
LCP_Inputs_ON_Diverse_IEA_2023_05_05 | 2020 | CH4 Import - WC 2050 | Import | Methane | PJ | Dispatch-Import | FuelCost | 0 | [6 empty] | 1 | 0
LCP_Inputs_ON_Diverse_IEA_2023_05_05 | 2020 | CH4 Import - WC 2050 | Import | Methane | PJ | Dispatch-Import | VOM | 0 | [6 empty] | 1 | 0
LCP_Inputs_ON_Diverse_IEA_2023_05_05 | 2020 | CH4 Import - WC 2050 | Import | Methane | QC | Dispatch-Import | EmissionsCost | 0 | [6 empty] | 1 | 0
LCP_Inputs_ON_Diverse_IEA_2023_05_05 | 2020 | CH4 Import - WC 2050 | Import | Methane | QC | Dispatch-Import | FuelCost | 0 | [6 empty] | 1 | 0
LCP_Inputs_ON_Diverse_IEA_2023_05_05 | 2020 | CH4 Import - WC 2050 | Import | Methane | QC | Dispatch-Import | VOM | 0 | [6 empty] | 1 | 0
LCP_Inputs_ON_Diverse_IEA_2023_05_05 | 2020 | CH4 Import - WC 2050 | Import | Methane | WC | Dispatch-Import | EmissionsCost | 0 | [6 empty] | 1 | 0
LCP_Inputs_ON_Diverse_IEA_2023_05_05 | 2020 | CH4 Import - WC 2050 | Import | Methane | WC | Dispatch-Import | FuelCost | 0 | [6 empty] | 1 | 0
LCP_Inputs_ON_Diverse_IEA_2023_05_05 | 2020 | CH4 Import - WC 2050 | Import | Methane | WC | Dispatch-Import | VOM | 0 | [6 empty] | 1 | 0
LCP_Inputs_ON_Diverse_IEA_2023_05_05 | 2020 | CH4 Salt Cavern Storage - ON | Storage | Methane | MI | Dispatch-Storage | EmissionsCost | 0 | [6 empty] | 1 | 0
LCP_Inputs_ON_Diverse_IEA_2023_05_05 | 2020 | CH4 Salt Cavern Storage - ON | Storage | Methane | MI | Dispatch-Storage | FuelCost | 0 | [6 empty] | 1 | 0
LCP_Inputs_ON_Diverse_IEA_2023_05_05 | 2020 | CH4 Salt Cavern Storage - ON | Storage | Methane | MI | Dispatch-Storage | VOM | 0 | [6 empty] | 1 | 0
LCP_Inputs_ON_Diverse_IEA_2023_05_05 | 2020 | CH4 Salt Cavern Storage - ON | Storage | Methane | NY | Dispatch-Storage | EmissionsCost | 0 | [6 empty] | 1 | 0
LCP_Inputs_ON_Diverse_IEA_2023_05_05 | 2020 | CH4 Salt Cavern Storage - ON | Storage | Methane | NY | Dispatch-Storage | FuelCost | 0 | [6 empty] | 1 | 0
LCP_Inputs_ON_Diverse_IEA_2023_05_05 | 2020 | CH4 Salt Cavern Storage - ON | Storage | Methane | NY | Dispatch-Storage | VOM | 0 | [6 empty] | 1 | 0
LCP_Inputs_ON_Diverse_IEA_2023_05_05 | 2020 | CH4 Salt Cavern Storage - ON | Storage | Methane | ON | Dispatch-Storage | EmissionsCost | 0 | [6 empty] | 1 | 0
LCP_Inputs_ON_Diverse_IEA_2023_05_05 | 2020 | CH4 Salt Cavern Storage - ON | Storage | Methane | ON | Dispatch-Storage | FuelCost | 0 | [6 empty] | 1 | 0
LCP_Inputs_ON_Diverse_IEA_2023_05_05 | 2020 | CH4 Salt Cavern Storage - ON | Storage | Methane | ON | Dispatch-Storage | VOM | 691417.795 | [6 empty] | 1 | 691417.795
LCP_Inputs_ON_Diverse_IEA_2023_05_05 | 2020 | CH4 Salt Cavern Storage - ON | Storage | Methane | PJ | Dispatch-Storage | EmissionsCost | 0 | [6 empty] | 1 | 0
LCP_Inputs_ON_Diverse_IEA_2023_05_05 | 2020 | CH4 Salt Cavern Storage - ON | Storage | Methane | PJ | Dispatch-Storage | FuelCost | 0 | [6 empty] | 1 | 0
LCP_Inputs_ON_Diverse_IEA_2023_05_05 | 2020 | CH4 Salt Cavern Storage - ON | Storage | Methane | PJ | Dispatch-Storage | VOM | 0 | [6 empty] | 1 | 0
LCP_Inputs_ON_Diverse_IEA_2023_05_05 | 2020 | CH4 Salt Cavern Storage - ON | Storage | Methane | QC | Dispatch-Storage | EmissionsCost | 0 | [6 empty] | 1 | 0
LCP_Inputs_ON_Diverse_IEA_2023_05_05 | 2020 | CH4 Salt Cavern Storage - ON | Storage | Methane | QC | Dispatch-Storage | FuelCost | 0 | [6 empty] | 1 | 0
LCP_Inputs_ON_Diverse_IEA_2023_05_05 | 2020 | CH4 Salt Cavern Storage - ON | Storage | Methane | QC | Dispatch-Storage | VOM | 0 | [6 empty] | 1 | 0
LCP_Inputs_ON_Diverse_IEA_2023_05_05 | 2020 | CH4 Salt Cavern Storage - ON | Storage | Methane | WC | Dispatch-Storage | EmissionsCost | 0 | [6 empty] | 1 | 0
LCP_Inputs_ON_Diverse_IEA_2023_05_05 | 2020 | CH4 Salt Cavern Storage - ON | Storage | Methane | WC | Dispatch-Storage | FuelCost | 0 | [6 empty] | 1 | 0
LCP_Inputs_ON_Diverse_IEA_2023_05_05 | 2020 | CH4 Salt Cavern Storage - ON | Storage | Methane | WC | Dispatch-Storage | VOM | 0 | [6 empty] | 1 | 0
LCP_Inputs_ON_Diverse_IEA_2023_05_05 | 2020 | Electrolyser 2020/2030 | Crossload | Hydrogen | MI | Dispatch-Crossload | EmissionsCost | 0 | [6 empty] | 1 | 0
LCP_Inputs_ON_Diverse_IEA_2023_05_05 | 2020 | Electrolyser 2020/2030 | Crossload | Hydrogen | MI | Dispatch-Crossload | FuelCost | 0 | [6 empty] | 1 | 0
LCP_Inputs_ON_Diverse_IEA_2023_05_05 | 2020 | Electrolyser 2020/2030 | Crossload | Hydrogen | MI | Dispatch-Crossload | VOM | 0 | [6 empty] | 1 | 0
LCP_Inputs_ON_Diverse_IEA_2023_05_05 | 2020 | Electrolyser 2020/2030 | Crossload | Hydrogen | NY | Dispatch-Crossload | EmissionsCost | 0 | [6 empty] | 1 | 0
LCP_Inputs_ON_Diverse_IEA_2023_05_05 | 2020 | Electrolyser 2020/2030 | Crossload | Hydrogen | NY | Dispatch-Crossload | FuelCost | 0 | [6 empty] | 1 | 0
LCP_Inputs_ON_Diverse_IEA_2023_05_05 | 2020 | Electrolyser 2020/2030 | Crossload | Hydrogen | NY | Dispatch-Crossload | VOM | 0 | [6 empty] | 1 | 0
LCP_Inputs_ON_Diverse_IEA_2023_05_05 | 2020 | Electrolyser 2020/2030 | Crossload | Hydrogen | ON | Dispatch-Crossload | EmissionsCost | 0 | [6 empty] | 1 | 0
LCP_Inputs_ON_Diverse_IEA_2023_05_05 | 2020 | Electrolyser 2020/2030 | Crossload | Hydrogen | ON | Dispatch-Crossload | FuelCost | 0 | [6 empty] | 1 | 0
LCP_Inputs_ON_Diverse_IEA_2023_05_05 | 2020 | Electrolyser 2020/2030 | Crossload | Hydrogen | ON | Dispatch-Crossload | VOM | 0 | [6 empty] | 1 | 0
LCP_Inputs_ON_Diverse_IEA_2023_05_05 | 2020 | Electrolyser 2020/2030 | Crossload | Hydrogen | PJ | Dispatch-Crossload | EmissionsCost | 0 | [6 empty] | 1 | 0
LCP_Inputs_ON_Diverse_IEA_2023_05_05 | 2020 | Electrolyser 2020/2030 | Crossload | Hydrogen | PJ | Dispatch-Crossload | FuelCost | 0 | [6 empty] | 1 | 0
LCP_Inputs_ON_Diverse_IEA_2023_05_05 | 2020 | Electrolyser 2020/2030 | Crossload | Hydrogen | PJ | Dispatch-Crossload | VOM | 0 | [6 empty] | 1 | 0
LCP_Inputs_ON_Diverse_IEA_2023_05_05 | 2020 | Electrolyser 2020/2030 | Crossload | Hydrogen | QC | Dispatch-Crossload | EmissionsCost | 0 | [6 empty] | 1 | 0
LCP_Inputs_ON_Diverse_IEA_2023_05_05 | 2020 | Electrolyser 2020/2030 | Crossload | Hydrogen | QC | Dispatch-Crossload | FuelCost | 0 | [6 empty] | 1 | 0
LCP_Inputs_ON_Diverse_IEA_2023_05_05 | 2020 | Electrolyser 2020/2030 | Crossload | Hydrogen | QC | Dispatch-Crossload | VOM | 0 | [6 empty] | 1 | 0
LCP_Inputs_ON_Diverse_IEA_2023_05_05 | 2020 | Electrolyser 2020/2030 | Crossload | Hydrogen | WC | Dispatch-Crossload | EmissionsCost | 0 | [6 empty] | 1 | 0
LCP_Inputs_ON_Diverse_IEA_2023_05_05 | 2020 | Electrolyser 2020/2030 | Crossload | Hydrogen | WC | Dispatch-Crossload | FuelCost | 0 | [6 empty] | 1 | 0
LCP_Inputs_ON_Diverse_IEA_2023_05_05 | 2020 | Electrolyser 2020/2030 | Crossload | Hydrogen | WC | Dispatch-Crossload | VOM | 0 | [6 empty] | 1 | 0
LCP_Inputs_ON_Diverse_IEA_2023_05_05 | 2020 | Electrolyser 2040 | Crossload | Hydrogen | MI | Dispatch-Crossload | EmissionsCost | 0 | [6 empty] | 1 | 0
LCP_Inputs_ON_Diverse_IEA_2023_05_05 | 2020 | Electrolyser 2040 | Crossload | Hydrogen | MI | Dispatch-Crossload | FuelCost | 0 | [6 empty] | 1 | 0
LCP_Inputs_ON_Diverse_IEA_2023_05_05 | 2020 | Electrolyser 2040 | Crossload | Hydrogen | MI | Dispatch-Crossload | VOM | 0 | [6 empty] | 1 | 0
LCP_Inputs_ON_Diverse_IEA_2023_05_05 | 2020 | Electrolyser 2040 | Crossload | Hydrogen | NY | Dispatch-Crossload | EmissionsCost | 0 | [6 empty] | 1 | 0
LCP_Inputs_ON_Diverse_IEA_2023_05_05 | 2020 | Electrolyser 2040 | Crossload | Hydrogen | NY | Dispatch-Crossload | FuelCost | 0 | [6 empty] | 1 | 0
LCP_Inputs_ON_Diverse_IEA_2023_05_05 | 2020 | Electrolyser 2040 | Crossload | Hydrogen | NY | Dispatch-Crossload | VOM | 0 | [6 empty] | 1 | 0
LCP_Inputs_ON_Diverse_IEA_2023_05_05 | 2020 | Electrolyser 2040 | Crossload | Hydrogen | ON | Dispatch-Crossload | EmissionsCost | 0 | [6 empty] | 1 | 0
LCP_Inputs_ON_Diverse_IEA_2023_05_05 | 2020 | Electrolyser 2040 | Crossload | Hydrogen | ON | Dispatch-Crossload | FuelCost | 0 | [6 empty] | 1 | 0
LCP_Inputs_ON_Diverse_IEA_2023_05_05 | 2020 | Electrolyser 2040 | Crossload | Hydrogen | ON | Dispatch-Crossload | VOM | 0 | [6 empty] | 1 | 0
LCP_Inputs_ON_Diverse_IEA_2023_05_05 | 2020 | Electrolyser 2040 | Crossload | Hydrogen | PJ | Dispatch-Crossload | EmissionsCost | 0 | [6 empty] | 1 | 0
LCP_Inputs_ON_Diverse_IEA_2023_05_05 | 2020 | Electrolyser 2040 | Crossload | Hydrogen | PJ | Dispatch-Crossload | FuelCost | 0 | [6 empty] | 1 | 0
LCP_Inputs_ON_Diverse_IEA_2023_05_05 | 2020 | Electrolyser 2040 | Crossload | Hydrogen | PJ | Dispatch-Crossload | VOM | 0 | [6 empty] | 1 | 0
LCP_Inputs_ON_Diverse_IEA_2023_05_05 | 2020 | Electrolyser 2040 | Crossload | Hydrogen | QC | Dispatch-Crossload | EmissionsCost | 0 | [6 empty] | 1 | 0
LCP_Inputs_ON_Diverse_IEA_2023_05_05 | 2020 | Electrolyser 2040 | Crossload | Hydrogen | QC | Dispatch-Crossload | FuelCost | 0 | [6 empty] | 1 | 0
LCP_Inputs_ON_Diverse_IEA_2023_05_05 | 2020 | Electrolyser 2040 | Crossload | Hydrogen | QC | Dispatch-Crossload | VOM | 0 | [6 empty] | 1 | 0
LCP_Inputs_ON_Diverse_IEA_2023_05_05 | 2020 | Electrolyser 2040 | Crossload | Hydrogen | WC | Dispatch-Crossload | EmissionsCost | 0 | [6 empty] | 1 | 0
LCP_Inputs_ON_Diverse_IEA_2023_05_05 | 2020 | Electrolyser 2040 | Crossload | Hydrogen | WC | Dispatch-Crossload | FuelCost | 0 | [6 empty] | 1 | 0
LCP_Inputs_ON_Diverse_IEA_2023_05_05 | 2020 | Electrolyser 2040 | Crossload | Hydrogen | WC | Dispatch-Crossload | VOM | 0 | [6 empty] | 1 | 0
LCP_Inputs_ON_Diverse_IEA_2023_05_05 | 2020 | Electrolyser 2050 | Crossload | Hydrogen | MI | Dispatch-Crossload | EmissionsCost | 0 | [6 empty] | 1 | 0
LCP_Inputs_ON_Diverse_IEA_2023_05_05 | 2020 | Electrolyser 2050 | Crossload | Hydrogen | MI | Dispatch-Crossload | FuelCost | 0 | [6 empty] | 1 | 0
LCP_Inputs_ON_Diverse_IEA_2023_05_05 | 2020 | Electrolyser 2050 | Crossload | Hydrogen | MI | Dispatch-Crossload | VOM | 0 | [6 empty] | 1 | 0
LCP_Inputs_ON_Diverse_IEA_2023_05_05 | 2020 | Electrolyser 2050 | Crossload | Hydrogen | NY | Dispatch-Crossload | EmissionsCost | 0 | [6 empty] | 1 | 0
LCP_Inputs_ON_Diverse_IEA_2023_05_05 | 2020 | Electrolyser 2050 | Crossload | Hydrogen | NY | Dispatch-Crossload | FuelCost | 0 | [6 empty] | 1 | 0
LCP_Inputs_ON_Diverse_IEA_2023_05_05 | 2020 | Electrolyser 2050 | Crossload | Hydrogen | NY | Dispatch-Crossload | VOM | 0 | [6 empty] | 1 | 0
LCP_Inputs_ON_Diverse_IEA_2023_05_05 | 2020 | Electrolyser 2050 | Crossload | Hydrogen | ON | Dispatch-Crossload | EmissionsCost | 0 | [6 empty] | 1 | 0
LCP_Inputs_ON_Diverse_IEA_2023_05_05 | 2020 | Electrolyser 2050 | Crossload | Hydrogen | ON | Dispatch-Crossload | FuelCost | 0 | [6 empty] | 1 | 0
LCP_Inputs_ON_Diverse_IEA_2023_05_05 | 2020 | Electrolyser 2050 | Crossload | Hydrogen | ON | Dispatch-Crossload | VOM | 0 | [6 empty] | 1 | 0
LCP_Inputs_ON_Diverse_IEA_2023_05_05 | 2020 | Electrolyser 2050 | Crossload | Hydrogen | PJ | Dispatch-Crossload | EmissionsCost | 0 | [6 empty] | 1 | 0
LCP_Inputs_ON_Diverse_IEA_2023_05_05 | 2020 | Electrolyser 2050 | Crossload | Hydrogen | PJ | Dispatch-Crossload | FuelCost | 0 | [6 empty] | 1 | 0
LCP_Inputs_ON_Diverse_IEA_2023_05_05 | 2020 | Electrolyser 2050 | Crossload | Hydrogen | PJ | Dispatch-Crossload | VOM | 0 | [6 empty] | 1 | 0
LCP_Inputs_ON_Diverse_IEA_2023_05_05 | 2020 | Electrolyser 2050 | Crossload | Hydrogen | QC | Dispatch-Crossload | EmissionsCost | 0 | [6 empty] | 1 | 0
LCP_Inputs_ON_Diverse_IEA_2023_05_05 | 2020 | Electrolyser 2050 | Crossload | Hydrogen | QC | Dispatch-Crossload | FuelCost | 0 | [6 empty] | 1 | 0
LCP_Inputs_ON_Diverse_IEA_2023_05_05 | 2020 | Electrolyser 2050 | Crossload | Hydrogen | QC | Dispatch-Crossload | VOM | 0 | [6 empty] | 1 | 0
LCP_Inputs_ON_Diverse_IEA_2023_05_05 | 2020 | Electrolyser 2050 | Crossload | Hydrogen | WC | Dispatch-Crossload | EmissionsCost | 0 | [6 empty] | 1 | 0
LCP_Inputs_ON_Diverse_IEA_2023_05_05 | 2020 | Electrolyser 2050 | Crossload | Hydrogen | WC | Dispatch-Crossload | FuelCost | 0 | [6 empty] | 1 | 0
LCP_Inputs_ON_Diverse_IEA_2023_05_05 | 2020 | Electrolyser 2050 | Crossload | Hydrogen | WC | Dispatch-Crossload | VOM | 0 | [6 empty] | 1 | 0
LCP_Inputs_ON_Diverse_IEA_2023_05_05 | 2020 | Fossil Fuel Thermal (Coal, Peat, Oil) | Generation | Electricity | MI | Dispatch-Generation | EmissionsCost | 0 | [6 empty] | 1 | 0
LCP_Inputs_ON_Diverse_IEA_2023_05_05 | 2020 | Fossil Fuel Thermal (Coal, Peat, Oil) | Generation | Electricity | MI | Dispatch-Generation | FuelCost | 0 | [6 empty] | 1 | 0
LCP_Inputs_ON_Diverse_IEA_2023_05_05 | 2020 | Fossil Fuel Thermal (Coal, Peat, Oil) | Generation | Electricity | MI | Dispatch-Generation | VOM | 0 | [6 empty] | 1 | 0
LCP_Inputs_ON_Diverse_IEA_2023_05_05 | 2020 | Fossil Fuel Thermal (Coal, Peat, Oil) | Generation | Electricity | NY | Dispatch-Generation | EmissionsCost | 0 | [6 empty] | 1 | 0
LCP_Inputs_ON_Diverse_IEA_2023_05_05 | 2020 | Fossil Fuel Thermal (Coal, Peat, Oil) | Generation | Electricity | NY | Dispatch-Generation | FuelCost | 0 | [6 empty] | 1 | 0
LCP_Inputs_ON_Diverse_IEA_2023_05_05 | 2020 | Fossil Fuel Thermal (Coal, Peat, Oil) | Generation | Electricity | NY | Dispatch-Generation | VOM | 0 | [6 empty] | 1 | 0
LCP_Inputs_ON_Diverse_IEA_2023_05_05 | 2020 | Fossil Fuel Thermal (Coal, Peat, Oil) | Generation | Electricity | ON | Dispatch-Generation | EmissionsCost | 0 | [6 empty] | 1 | 0
LCP_Inputs_ON_Diverse_IEA_2023_05_05 | 2020 | Fossil Fuel Thermal (Coal, Peat, Oil) | Generation | Electricity | ON | Dispatch-Generation | FuelCost | 0 | [6 empty] | 1 | 0
LCP_Inputs_ON_Diverse_IEA_2023_05_05 | 2020 | Fossil Fuel Thermal (Coal, Peat, Oil) | Generation | Electricity | ON | Dispatch-Generation | VOM | 0 | [6 empty] | 1 | 0
LCP_Inputs_ON_Diverse_IEA_2023_05_05 | 2020 | Fossil Fuel Thermal (Coal, Peat, Oil) | Generation | Electricity | PJ | Dispatch-Generation | EmissionsCost | 0 | [6 empty] | 1 | 0
LCP_Inputs_ON_Diverse_IEA_2023_05_05 | 2020 | Fossil Fuel Thermal (Coal, Peat, Oil) | Generation | Electricity | PJ | Dispatch-Generation | FuelCost | 0 | [6 empty] | 1 | 0
LCP_Inputs_ON_Diverse_IEA_2023_05_05 | 2020 | Fossil Fuel Thermal (Coal, Peat, Oil) | Generation | Electricity | PJ | Dispatch-Generation | VOM | 0 | [6 empty] | 1 | 0
LCP_Inputs_ON_Diverse_IEA_2023_05_05 | 2020 | Fossil Fuel Thermal (Coal, Peat, Oil) | Generation | Electricity | QC | Dispatch-Generation | EmissionsCost | 0 | [6 empty] | 1 | 0
LCP_Inputs_ON_Diverse_IEA_2023_05_05 | 2020 | Fossil Fuel Thermal (Coal, Peat, Oil) | Generation | Electricity | QC | Dispatch-Generation | FuelCost | 0 | [6 empty] | 1 | 0
LCP_Inputs_ON_Diverse_IEA_2023_05_05 | 2020 | Fossil Fuel Thermal (Coal, Peat, Oil) | Generation | Electricity | QC | Dispatch-Generation | VOM | 0 | [6 empty] | 1 | 0
LCP_Inputs_ON_Diverse_IEA_2023_05_05 | 2020 | Fossil Fuel Thermal (Coal, Peat, Oil) | Generation | Electricity | WC | Dispatch-Generation | EmissionsCost | 0 | [6 empty] | 1 | 0
LCP_Inputs_ON_Diverse_IEA_2023_05_05 | 2020 | Fossil Fuel Thermal (Coal, Peat, Oil) | Generation | Electricity | WC | Dispatch-Generation | FuelCost | 0 | [6 empty] | 1 | 0
LCP_Inputs_ON_Diverse_IEA_2023_05_05 | 2020 | Fossil Fuel Thermal (Coal, Peat, Oil) | Generation | Electricity | WC | Dispatch-Generation | VOM | 0 | [6 empty] | 1 | 0
LCP_Inputs_ON_Diverse_IEA_2023_05_05 | 2020 | Generic - Generator | Generation | Electricity | MI | Dispatch-Generation | EmissionsCost | 0 | [6 empty] | 1 | 0
LCP_Inputs_ON_Diverse_IEA_2023_05_05 | 2020 | Generic - Generator | Generation | Electricity | MI | Dispatch-Generation | FuelCost | 3910350973.1086 | [6 empty] | 1 | 3910350973.1086
LCP_Inputs_ON_Diverse_IEA_2023_05_05 | 2020 | Generic - Generator | Generation | Electricity | MI | Dispatch-Generation | VOM | 404558215.912 | [6 empty] | 1 | 404558215.912
LCP_Inputs_ON_Diverse_IEA_2023_05_05 | 2020 | Generic - Generator | Generation | Electricity | NY | Dispatch-Generation | EmissionsCost | 0 | [6 empty] | 1 | 0
LCP_Inputs_ON_Diverse_IEA_2023_05_05 | 2020 | Generic - Generator | Generation | Electricity | NY | Dispatch-Generation | FuelCost | 1636940140.2623 | [6 empty] | 1 | 1636940140.2623
LCP_Inputs_ON_Diverse_IEA_2023_05_05 | 2020 | Generic - Generator | Generation | Electricity | NY | Dispatch-Generation | VOM | 169355023.9489 | [6 empty] | 1 | 169355023.9489
LCP_Inputs_ON_Diverse_IEA_2023_05_05 | 2020 | Generic - Generator | Generation | Electricity | ON | Dispatch-Generation | EmissionsCost | 0 | [6 empty] | 1 | 0
LCP_Inputs_ON_Diverse_IEA_2023_05_05 | 2020 | Generic - Generator | Generation | Electricity | ON | Dispatch-Generation | FuelCost | 0 | [6 empty] | 1 | 0
LCP_Inputs_ON_Diverse_IEA_2023_05_05 | 2020 | Generic - Generator | Generation | Electricity | ON | Dispatch-Generation | VOM | 0 | [6 empty] | 1 | 0
LCP_Inputs_ON_Diverse_IEA_2023_05_05 | 2020 | Generic - Generator | Generation | Electricity | PJ | Dispatch-Generation | EmissionsCost | 0 | [6 empty] | 1 | 0
LCP_Inputs_ON_Diverse_IEA_2023_05_05 | 2020 | Generic - Generator | Generation | Electricity | PJ | Dispatch-Generation | FuelCost | 14422259590.9655 | [6 empty] | 1 | 14422259590.9655
LCP_Inputs_ON_Diverse_IEA_2023_05_05 | 2020 | Generic - Generator | Generation | Electricity | PJ | Dispatch-Generation | VOM | 1492102281.7812 | [6 empty] | 1 | 1492102281.7812
LCP_Inputs_ON_Diverse_IEA_2023_05_05 | 2020 | Generic - Generator | Generation | Electricity | QC | Dispatch-Generation | EmissionsCost | 0 | [6 empty] | 1 | 0
LCP_Inputs_ON_Diverse_IEA_2023_05_05 | 2020 | Generic - Generator | Generation | Electricity | QC | Dispatch-Generation | FuelCost | 0 | [6 empty] | 1 | 0
LCP_Inputs_ON_Diverse_IEA_2023_05_05 | 2020 | Generic - Generator | Generation | Electricity | QC | Dispatch-Generation | VOM | 0 | [6 empty] | 1 | 0
LCP_Inputs_ON_Diverse_IEA_2023_05_05 | 2020 | Generic - Generator | Generation | Electricity | WC | Dispatch-Generation | EmissionsCost | 0 | [6 empty] | 1 | 0
LCP_Inputs_ON_Diverse_IEA_2023_05_05 | 2020 | Generic - Generator | Generation | Electricity | WC | Dispatch-Generation | FuelCost | 1069473.0011 | [6 empty] | 1 | 1069473.0011
LCP_Inputs_ON_Diverse_IEA_2023_05_05 | 2020 | Generic - Generator | Generation | Electricity | WC | Dispatch-Generation | VOM | 110645.8454 | [6 empty] | 1 | 110645.8454
LCP_Inputs_ON_Diverse_IEA_2023_05_05 | 2020 | H2 Import - QC | Import | Hydrogen | MI | Dispatch-Import | EmissionsCost | 0 | [6 empty] | 1 | 0
LCP_Inputs_ON_Diverse_IEA_2023_05_05 | 2020 | H2 Import - QC | Import | Hydrogen | MI | Dispatch-Import | FuelCost | 0 | [6 empty] | 1 | 0
LCP_Inputs_ON_Diverse_IEA_2023_05_05 | 2020 | H2 Import - QC | Import | Hydrogen | MI | Dispatch-Import | VOM | 0 | [6 empty] | 1 | 0
LCP_Inputs_ON_Diverse_IEA_2023_05_05 | 2020 | H2 Import - QC | Import | Hydrogen | NY | Dispatch-Import | EmissionsCost | 0 | [6 empty] | 1 | 0
LCP_Inputs_ON_Diverse_IEA_2023_05_05 | 2020 | H2 Import - QC | Import | Hydrogen | NY | Dispatch-Import | FuelCost | 0 | [6 empty] | 1 | 0
LCP_Inputs_ON_Diverse_IEA_2023_05_05 | 2020 | H2 Import - QC | Import | Hydrogen | NY | Dispatch-Import | VOM | 0 | [6 empty] | 1 | 0
LCP_Inputs_ON_Diverse_IEA_2023_05_05 | 2020 | H2 Import - QC | Import | Hydrogen | ON | Dispatch-Import | EmissionsCost | 0 | [6 empty] | 1 | 0
LCP_Inputs_ON_Diverse_IEA_2023_05_05 | 2020 | H2 Import - QC | Import | Hydrogen | ON | Dispatch-Import | FuelCost | 0 | [6 empty] | 1 | 0
LCP_Inputs_ON_Diverse_IEA_2023_05_05 | 2020 | H2 Import - QC | Import | Hydrogen | ON | Dispatch-Import | VOM | 0 | [6 empty] | 1 | 0
LCP_Inputs_ON_Diverse_IEA_2023_05_05 | 2020 | H2 Import - QC | Import | Hydrogen | PJ | Dispatch-Import | EmissionsCost | 0 | [6 empty] | 1 | 0
LCP_Inputs_ON_Diverse_IEA_2023_05_05 | 2020 | H2 Import - QC | Import | Hydrogen | PJ | Dispatch-Import | FuelCost | 0 | [6 empty] | 1 | 0
LCP_Inputs_ON_Diverse_IEA_2023_05_05 | 2020 | H2 Import - QC | Import | Hydrogen | PJ | Dispatch-Import | VOM | 0 | [6 empty] | 1 | 0
LCP_Inputs_ON_Diverse_IEA_2023_05_05 | 2020 | H2 Import - QC | Import | Hydrogen | QC | Dispatch-Import | EmissionsCost | 0 | [6 empty] | 1 | 0
LCP_Inputs_ON_Diverse_IEA_2023_05_05 | 2020 | H2 Import - QC | Import | Hydrogen | QC | Dispatch-Import | FuelCost | 0 | [6 empty] | 1 | 0
LCP_Inputs_ON_Diverse_IEA_2023_05_05 | 2020 | H2 Import - QC | Import | Hydrogen | QC | Dispatch-Import | VOM | 0 | [6 empty] | 1 | 0
LCP_Inputs_ON_Diverse_IEA_2023_05_05 | 2020 | H2 Import - QC | Import | Hydrogen | WC | Dispatch-Import | EmissionsCost | 0 | [6 empty] | 1 | 0
LCP_Inputs_ON_Diverse_IEA_2023_05_05 | 2020 | H2 Import - QC | Import | Hydrogen | WC | Dispatch-Import | FuelCost | 0 | [6 empty] | 1 | 0
LCP_Inputs_ON_Diverse_IEA_2023_05_05 | 2020 | H2 Import - QC | Import | Hydrogen | WC | Dispatch-Import | VOM | 0 | [6 empty] | 1 | 0
LCP_Inputs_ON_Diverse_IEA_2023_05_05 | 2020 | H2 Import - WC | Import | Hydrogen | MI | Dispatch-Import | EmissionsCost | 0 | [6 empty] | 1 | 0
LCP_Inputs_ON_Diverse_IEA_2023_05_05 | 2020 | H2 Import - WC | Import | Hydrogen | MI | Dispatch-Import | FuelCost | 0 | [6 empty] | 1 | 0
LCP_Inputs_ON_Diverse_IEA_2023_05_05 | 2020 | H2 Import - WC | Import | Hydrogen | MI | Dispatch-Import | VOM | 0 | [6 empty] | 1 | 0
LCP_Inputs_ON_Diverse_IEA_2023_05_05 | 2020 | H2 Import - WC | Import | Hydrogen | NY | Dispatch-Import | EmissionsCost | 0 | [6 empty] | 1 | 0
LCP_Inputs_ON_Diverse_IEA_2023_05_05 | 2020 | H2 Import - WC | Import | Hydrogen | NY | Dispatch-Import | FuelCost | 0 | [6 empty] | 1 | 0
LCP_Inputs_ON_Diverse_IEA_2023_05_05 | 2020 | H2 Import - WC | Import | Hydrogen | NY | Dispatch-Import | VOM | 0 | [6 empty] | 1 | 0
LCP_Inputs_ON_Diverse_IEA_2023_05_05 | 2020 | H2 Import - WC | Import | Hydrogen | ON | Dispatch-Import | EmissionsCost | 0 | [6 empty] | 1 | 0
LCP_Inputs_ON_Diverse_IEA_2023_05_05 | 2020 | H2 Import - WC | Import | Hydrogen | ON | Dispatch-Import | FuelCost | 0 | [6 empty] | 1 | 0
LCP_Inputs_ON_Diverse_IEA_2023_05_05 | 2020 | H2 Import - WC | Import | Hydrogen | ON | Dispatch-Import | VOM | 0 | [6 empty] | 1 | 0
LCP_Inputs_ON_Diverse_IEA_2023_05_05 | 2020 | H2 Import - WC | Import | Hydrogen | PJ | Dispatch-Import | EmissionsCost | 0 | [6 empty] | 1 | 0
LCP_Inputs_ON_Diverse_IEA_2023_05_05 | 2020 | H2 Import - WC | Import | Hydrogen | PJ | Dispatch-Import | FuelCost | 0 | [6 empty] | 1 | 0
LCP_Inputs_ON_Diverse_IEA_2023_05_05 | 2020 | H2 Import - WC | Import | Hydrogen | PJ | Dispatch-Import | VOM | 0 | [6 empty] | 1 | 0
LCP_Inputs_ON_Diverse_IEA_2023_05_05 | 2020 | H2 Import - WC | Import | Hydrogen | QC | Dispatch-Import | EmissionsCost | 0 | [6 empty] | 1 | 0
LCP_Inputs_ON_Diverse_IEA_2023_05_05 | 2020 | H2 Import - WC | Import | Hydrogen | QC | Dispatch-Import | FuelCost | 0 | [6 empty] | 1 | 0
LCP_Inputs_ON_Diverse_IEA_2023_05_05 | 2020 | H2 Import - WC | Import | Hydrogen | QC | Dispatch-Import | VOM | 0 | [6 empty] | 1 | 0
LCP_Inputs_ON_Diverse_IEA_2023_05_05 | 2020 | H2 Import - WC | Import | Hydrogen | WC | Dispatch-Import | EmissionsCost | 0 | [6 empty] | 1 | 0
LCP_Inputs_ON_Diverse_IEA_2023_05_05 | 2020 | H2 Import - WC | Import | Hydrogen | WC | Dispatch-Import | FuelCost | 0 | [6 empty] | 1 | 0
LCP_Inputs_ON_Diverse_IEA_2023_05_05 | 2020 | H2 Import - WC | Import | Hydrogen | WC | Dispatch-Import | VOM | 0 | [6 empty] | 1 | 0
LCP_Inputs_ON_Diverse_IEA_2023_05_05 | 2020 | H2 Salt Cavern Storage - ON | Storage | Hydrogen | MI | Dispatch-Storage | EmissionsCost | 0 | [6 empty] | 1 | 0
LCP_Inputs_ON_Diverse_IEA_2023_05_05 | 2020 | H2 Salt Cavern Storage - ON | Storage | Hydrogen | MI | Dispatch-Storage | FuelCost | 0 | [6 empty] | 1 | 0
LCP_Inputs_ON_Diverse_IEA_2023_05_05 | 2020 | H2 Salt Cavern Storage - ON | Storage | Hydrogen | MI | Dispatch-Storage | VOM | 0 | [6 empty] | 1 | 0
LCP_Inputs_ON_Diverse_IEA_2023_05_05 | 2020 | H2 Salt Cavern Storage - ON | Storage | Hydrogen | NY | Dispatch-Storage | EmissionsCost | 0 | [6 empty] | 1 | 0
LCP_Inputs_ON_Diverse_IEA_2023_05_05 | 2020 | H2 Salt Cavern Storage - ON | Storage | Hydrogen | NY | Dispatch-Storage | FuelCost | 0 | [6 empty] | 1 | 0
LCP_Inputs_ON_Diverse_IEA_2023_05_05 | 2020 | H2 Salt Cavern Storage - ON | Storage | Hydrogen | NY | Dispatch-Storage | VOM | 0 | [6 empty] | 1 | 0
LCP_Inputs_ON_Diverse_IEA_2023_05_05 | 2020 | H2 Salt Cavern Storage - ON | Storage | Hydrogen | ON | Dispatch-Storage | EmissionsCost | 0 | [6 empty] | 1 | 0
LCP_Inputs_ON_Diverse_IEA_2023_05_05 | 2020 | H2 Salt Cavern Storage - ON | Storage | Hydrogen | ON | Dispatch-Storage | FuelCost | 0 | [6 empty] | 1 | 0
LCP_Inputs_ON_Diverse_IEA_2023_05_05 | 2020 | H2 Salt Cavern Storage - ON | Storage | Hydrogen | ON | Dispatch-Storage | VOM | 0 | [6 empty] | 1 | 0
LCP_Inputs_ON_Diverse_IEA_2023_05_05 | 2020 | H2 Salt Cavern Storage - ON | Storage | Hydrogen | PJ | Dispatch-Storage | EmissionsCost | 0 | [6 empty] | 1 | 0
LCP_Inputs_ON_Diverse_IEA_2023_05_05 | 2020 | H2 Salt Cavern Storage - ON | Storage | Hydrogen | PJ | Dispatch-Storage | FuelCost | 0 | [6 empty] | 1 | 0
LCP_Inputs_ON_Diverse_IEA_2023_05_05 | 2020 | H2 Salt Cavern Storage - ON | Storage | Hydrogen | PJ | Dispatch-Storage | VOM | 0 | [6 empty] | 1 | 0
LCP_Inputs_ON_Diverse_IEA_2023_05_05 | 2020 | H2 Salt Cavern Storage - ON | Storage | Hydrogen | QC | Dispatch-Storage | EmissionsCost | 0 | [6 empty] | 1 | 0
LCP_Inputs_ON_Diverse_IEA_2023_05_05 | 2020 | H2 Salt Cavern Storage - ON | Storage | Hydrogen | QC | Dispatch-Storage | FuelCost | 0 | [6 empty] | 1 | 0
LCP_Inputs_ON_Diverse_IEA_2023_05_05 | 2020 | H2 Salt Cavern Storage - ON | Storage | Hydrogen | QC | Dispatch-Storage | VOM | 0 | [6 empty] | 1 | 0
LCP_Inputs_ON_Diverse_IEA_2023_05_05 | 2020 | H2 Salt Cavern Storage - ON | Storage | Hydrogen | WC | Dispatch-Storage | EmissionsCost | 0 | [6 empty] | 1 | 0
LCP_Inputs_ON_Diverse_IEA_2023_05_05 | 2020 | H2 Salt Cavern Storage - ON | Storage | Hydrogen | WC | Dispatch-Storage | FuelCost | 0 | [6 empty] | 1 | 0
LCP_Inputs_ON_Diverse_IEA_2023_05_05 | 2020 | H2 Salt Cavern Storage - ON | Storage | Hydrogen | WC | Dispatch-Storage | VOM | 0 | [6 empty] | 1 | 0
LCP_Inputs_ON_Diverse_IEA_2023_05_05 | 2020 | Hydro | Generation | Electricity | MI | Dispatch-Generation | EmissionsCost | 0 | [6 empty] | 1 | 0
LCP_Inputs_ON_Diverse_IEA_2023_05_05 | 2020 | Hydro | Generation | Electricity | MI | Dispatch-Generation | FuelCost | 0 | [6 empty] | 1 | 0
LCP_Inputs_ON_Diverse_IEA_2023_05_05 | 2020 | Hydro | Generation | Electricity | MI | Dispatch-Generation | VOM | 0 | [6 empty] | 1 | 0
LCP_Inputs_ON_Diverse_IEA_2023_05_05 | 2020 | Hydro | Generation | Electricity | NY | Dispatch-Generation | EmissionsCost | 0 | [6 empty] | 1 | 0
LCP_Inputs_ON_Diverse_IEA_2023_05_05 | 2020 | Hydro | Generation | Electricity | NY | Dispatch-Generation | FuelCost | 0 | [6 empty] | 1 | 0
LCP_Inputs_ON_Diverse_IEA_2023_05_05 | 2020 | Hydro | Generation | Electricity | NY | Dispatch-Generation | VOM | 0 | [6 empty] | 1 | 0
LCP_Inputs_ON_Diverse_IEA_2023_05_05 | 2020 | Hydro | Generation | Electricity | ON | Dispatch-Generation | EmissionsCost | 0 | [6 empty] | 1 | 0
LCP_Inputs_ON_Diverse_IEA_2023_05_05 | 2020 | Hydro | Generation | Electricity | ON | Dispatch-Generation | FuelCost | 0 | [6 empty] | 1 | 0
LCP_Inputs_ON_Diverse_IEA_2023_05_05 | 2020 | Hydro | Generation | Electricity | ON | Dispatch-Generation | VOM | 0 | [6 empty] | 1 | 0
LCP_Inputs_ON_Diverse_IEA_2023_05_05 | 2020 | Hydro | Generation | Electricity | PJ | Dispatch-Generation | EmissionsCost | 0 | [6 empty] | 1 | 0
LCP_Inputs_ON_Diverse_IEA_2023_05_05 | 2020 | Hydro | Generation | Electricity | PJ | Dispatch-Generation | FuelCost | 0 | [6 empty] | 1 | 0
LCP_Inputs_ON_Diverse_IEA_2023_05_05 | 2020 | Hydro | Generation | Electricity | PJ | Dispatch-Generation | VOM | 0 | [6 empty] | 1 | 0
LCP_Inputs_ON_Diverse_IEA_2023_05_05 | 2020 | Hydro | Generation | Electricity | QC | Dispatch-Generation | EmissionsCost | 0 | [6 empty] | 1 | 0
LCP_Inputs_ON_Diverse_IEA_2023_05_05 | 2020 | Hydro | Generation | Electricity | QC | Dispatch-Generation | FuelCost | 0 | [6 empty] | 1 | 0
LCP_Inputs_ON_Diverse_IEA_2023_05_05 | 2020 | Hydro | Generation | Electricity | QC | Dispatch-Generation | VOM | 0 | [6 empty] | 1 | 0
LCP_Inputs_ON_Diverse_IEA_2023_05_05 | 2020 | Hydro | Generation | Electricity | WC | Dispatch-Generation | EmissionsCost | 0 | [6 empty] | 1 | 0
LCP_Inputs_ON_Diverse_IEA_2023_05_05 | 2020 | Hydro | Generation | Electricity | WC | Dispatch-Generation | FuelCost | 0 | [6 empty] | 1 | 0
LCP_Inputs_ON_Diverse_IEA_2023_05_05 | 2020 | Hydro | Generation | Electricity | WC | Dispatch-Generation | VOM | 0 | [6 empty] | 1 | 0
LCP_Inputs_ON_Diverse_IEA_2023_05_05 | 2020 | Hydro Pumped Storage | Storage | Electricity | MI | Dispatch-Storage | EmissionsCost | 0 | [6 empty] | 1 | 0
LCP_Inputs_ON_Diverse_IEA_2023_05_05 | 2020 | Hydro Pumped Storage | Storage | Electricity | MI | Dispatch-Storage | FuelCost | 0 | [6 empty] | 1 | 0
LCP_Inputs_ON_Diverse_IEA_2023_05_05 | 2020 | Hydro Pumped Storage | Storage | Electricity | MI | Dispatch-Storage | VOM | 0 | [6 empty] | 1 | 0
LCP_Inputs_ON_Diverse_IEA_2023_05_05 | 2020 | Hydro Pumped Storage | Storage | Electricity | NY | Dispatch-Storage | EmissionsCost | 0 | [6 empty] | 1 | 0
LCP_Inputs_ON_Diverse_IEA_2023_05_05 | 2020 | Hydro Pumped Storage | Storage | Electricity | NY | Dispatch-Storage | FuelCost | 0 | [6 empty] | 1 | 0
LCP_Inputs_ON_Diverse_IEA_2023_05_05 | 2020 | Hydro Pumped Storage | Storage | Electricity | NY | Dispatch-Storage | VOM | 0 | [6 empty] | 1 | 0
LCP_Inputs_ON_Diverse_IEA_2023_05_05 | 2020 | Hydro Pumped Storage | Storage | Electricity | ON | Dispatch-Storage | EmissionsCost | 0 | [6 empty] | 1 | 0
LCP_Inputs_ON_Diverse_IEA_2023_05_05 | 2020 | Hydro Pumped Storage | Storage | Electricity | ON | Dispatch-Storage | FuelCost | 0 | [6 empty] | 1 | 0
LCP_Inputs_ON_Diverse_IEA_2023_05_05 | 2020 | Hydro Pumped Storage | Storage | Electricity | ON | Dispatch-Storage | VOM | 0 | [6 empty] | 1 | 0
LCP_Inputs_ON_Diverse_IEA_2023_05_05 | 2020 | Hydro Pumped Storage | Storage | Electricity | PJ | Dispatch-Storage | EmissionsCost | 0 | [6 empty] | 1 | 0
LCP_Inputs_ON_Diverse_IEA_2023_05_05 | 2020 | Hydro Pumped Storage | Storage | Electricity | PJ | Dispatch-Storage | FuelCost | 0 | [6 empty] | 1 | 0
LCP_Inputs_ON_Diverse_IEA_2023_05_05 | 2020 | Hydro Pumped Storage | Storage | Electricity | PJ | Dispatch-Storage | VOM | 0 | [6 empty] | 1 | 0
LCP_Inputs_ON_Diverse_IEA_2023_05_05 | 2020 | Hydro Pumped Storage | Storage | Electricity | QC | Dispatch-Storage | EmissionsCost | 0 | [6 empty] | 1 | 0
LCP_Inputs_ON_Diverse_IEA_2023_05_05 | 2020 | Hydro Pumped Storage | Storage | Electricity | QC | Dispatch-Storage | FuelCost | 0 | [6 empty] | 1 | 0
LCP_Inputs_ON_Diverse_IEA_2023_05_05 | 2020 | Hydro Pumped Storage | Storage | Electricity | QC | Dispatch-Storage | VOM | 0 | [6 empty] | 1 | 0
LCP_Inputs_ON_Diverse_IEA_2023_05_05 | 2020 | Hydro Pumped Storage | Storage | Electricity | WC | Dispatch-Storage | EmissionsCost | 0 | [6 empty] | 1 | 0
LCP_Inputs_ON_Diverse_IEA_2023_05_05 | 2020 | Hydro Pumped Storage | Storage | Electricity | WC | Dispatch-Storage | FuelCost | 0 | [6 empty] | 1 | 0
LCP_Inputs_ON_Diverse_IEA_2023_05_05 | 2020 | Hydro Pumped Storage | Storage | Electricity | WC | Dispatch-Storage | VOM | 0 | [6 empty] | 1 | 0
LCP_Inputs_ON_Diverse_IEA_2023_05_05 | 2020 | Nuclear | Generation | Electricity | MI | Dispatch-Generation | EmissionsCost | 0 | [6 empty] | 1 | 0
LCP_Inputs_ON_Diverse_IEA_2023_05_05 | 2020 | Nuclear | Generation | Electricity | MI | Dispatch-Generation | FuelCost | 0 | [6 empty] | 1 | 0
LCP_Inputs_ON_Diverse_IEA_2023_05_05 | 2020 | Nuclear | Generation | Electricity | MI | Dispatch-Generation | VOM | 3301336446.912 | [6 empty] | 1 | 3301336446.912
LCP_Inputs_ON_Diverse_IEA_2023_05_05 | 2020 | Nuclear | Generation | Electricity | NY | Dispatch-Generation | EmissionsCost | 0 | [6 empty] | 1 | 0
LCP_Inputs_ON_Diverse_IEA_2023_05_05 | 2020 | Nuclear | Generation | Electricity | NY | Dispatch-Generation | FuelCost | 0 | [6 empty] | 1 | 0
LCP_Inputs_ON_Diverse_IEA_2023_05_05 | 2020 | Nuclear | Generation | Electricity | NY | Dispatch-Generation | VOM | 2246155230.144 | [6 empty] | 1 | 2246155230.144
LCP_Inputs_ON_Diverse_IEA_2023_05_05 | 2020 | Nuclear | Generation | Electricity | ON | Dispatch-Generation | EmissionsCost | 0 | [6 empty] | 1 | 0
LCP_Inputs_ON_Diverse_IEA_2023_05_05 | 2020 | Nuclear | Generation | Electricity | ON | Dispatch-Generation | FuelCost | 0 | [6 empty] | 1 | 0
LCP_Inputs_ON_Diverse_IEA_2023_05_05 | 2020 | Nuclear | Generation | Electricity | ON | Dispatch-Generation | VOM | 8790266640.96 | [6 empty] | 1 | 8790266640.96
LCP_Inputs_ON_Diverse_IEA_2023_05_05 | 2020 | Nuclear | Generation | Electricity | PJ | Dispatch-Generation | EmissionsCost | 0 | [6 empty] | 1 | 0
LCP_Inputs_ON_Diverse_IEA_2023_05_05 | 2020 | Nuclear | Generation | Electricity | PJ | Dispatch-Generation | FuelCost | 0 | [6 empty] | 1 | 0
LCP_Inputs_ON_Diverse_IEA_2023_05_05 | 2020 | Nuclear | Generation | Electricity | PJ | Dispatch-Generation | VOM | 9110487814.4448 | [6 empty] | 1 | 9110487814.4448
LCP_Inputs_ON_Diverse_IEA_2023_05_05 | 2020 | Nuclear | Generation | Electricity | QC | Dispatch-Generation | EmissionsCost | 0 | [6 empty] | 1 | 0
LCP_Inputs_ON_Diverse_IEA_2023_05_05 | 2020 | Nuclear | Generation | Electricity | QC | Dispatch-Generation | FuelCost | 0 | [6 empty] | 1 | 0
LCP_Inputs_ON_Diverse_IEA_2023_05_05 | 2020 | Nuclear | Generation | Electricity | QC | Dispatch-Generation | VOM | 0 | [6 empty] | 1 | 0
LCP_Inputs_ON_Diverse_IEA_2023_05_05 | 2020 | Nuclear | Generation | Electricity | WC | Dispatch-Generation | EmissionsCost | 0 | [6 empty] | 1 | 0
LCP_Inputs_ON_Diverse_IEA_2023_05_05 | 2020 | Nuclear | Generation | Electricity | WC | Dispatch-Generation | FuelCost | 0 | [6 empty] | 1 | 0
LCP_Inputs_ON_Diverse_IEA_2023_05_05 | 2020 | Nuclear | Generation | Electricity | WC | Dispatch-Generation | VOM | 0 | [6 empty] | 1 | 0
LCP_Inputs_ON_Diverse_IEA_2023_05_05 | 2020 | Nuclear SMR | Generation | Electricity | MI | Dispatch-Generation | EmissionsCost | 0 | [6 empty] | 1 | 0
LCP_Inputs_ON_Diverse_IEA_2023_05_05 | 2020 | Nuclear SMR | Generation | Electricity | MI | Dispatch-Generation | FuelCost | 0 | [6 empty] | 1 | 0
LCP_Inputs_ON_Diverse_IEA_2023_05_05 | 2020 | Nuclear SMR | Generation | Electricity | MI | Dispatch-Generation | VOM | 0 | [6 empty] | 1 | 0
LCP_Inputs_ON_Diverse_IEA_2023_05_05 | 2020 | Nuclear SMR | Generation | Electricity | NY | Dispatch-Generation | EmissionsCost | 0 | [6 empty] | 1 | 0
LCP_Inputs_ON_Diverse_IEA_2023_05_05 | 2020 | Nuclear SMR | Generation | Electricity | NY | Dispatch-Generation | FuelCost | 0 | [6 empty] | 1 | 0
LCP_Inputs_ON_Diverse_IEA_2023_05_05 | 2020 | Nuclear SMR | Generation | Electricity | NY | Dispatch-Generation | VOM | 0 | [6 empty] | 1 | 0
LCP_Inputs_ON_Diverse_IEA_2023_05_05 | 2020 | Nuclear SMR | Generation | Electricity | ON | Dispatch-Generation | EmissionsCost | 0 | [6 empty] | 1 | 0
LCP_Inputs_ON_Diverse_IEA_2023_05_05 | 2020 | Nuclear SMR | Generation | Electricity | ON | Dispatch-Generation | FuelCost | 0 | [6 empty] | 1 | 0
LCP_Inputs_ON_Diverse_IEA_2023_05_05 | 2020 | Nuclear SMR | Generation | Electricity | ON | Dispatch-Generation | VOM | 0 | [6 empty] | 1 | 0
LCP_Inputs_ON_Diverse_IEA_2023_05_05 | 2020 | Nuclear SMR | Generation | Electricity | PJ | Dispatch-Generation | EmissionsCost | 0 | [6 empty] | 1 | 0
LCP_Inputs_ON_Diverse_IEA_2023_05_05 | 2020 | Nuclear SMR | Generation | Electricity | PJ | Dispatch-Generation | FuelCost | 0 | [6 empty] | 1 | 0
LCP_Inputs_ON_Diverse_IEA_2023_05_05 | 2020 | Nuclear SMR | Generation | Electricity | PJ | Dispatch-Generation | VOM | 0 | [6 empty] | 1 | 0
LCP_Inputs_ON_Diverse_IEA_2023_05_05 | 2020 | Nuclear SMR | Generation | Electricity | QC | Dispatch-Generation | EmissionsCost | 0 | [6 empty] | 1 | 0
LCP_Inputs_ON_Diverse_IEA_2023_05_05 | 2020 | Nuclear SMR | Generation | Electricity | QC | Dispatch-Generation | FuelCost | 0 | [6 empty] | 1 | 0
LCP_Inputs_ON_Diverse_IEA_2023_05_05 | 2020 | Nuclear SMR | Generation | Electricity | QC | Dispatch-Generation | VOM | 0 | [6 empty] | 1 | 0
LCP_Inputs_ON_Diverse_IEA_2023_05_05 | 2020 | Nuclear SMR | Generation | Electricity | WC | Dispatch-Generation | EmissionsCost | 0 | [6 empty] | 1 | 0
LCP_Inputs_ON_Diverse_IEA_2023_05_05 | 2020 | Nuclear SMR | Generation | Electricity | WC | Dispatch-Generation | FuelCost | 0 | [6 empty] | 1 | 0
LCP_Inputs_ON_Diverse_IEA_2023_05_05 | 2020 | Nuclear SMR | Generation | Electricity | WC | Dispatch-Generation | VOM | 0 | [6 empty] | 1 | 0
LCP_Inputs_ON_Diverse_IEA_2023_05_05 | 2020 | O/CCGT - CH4 Existing | Crossload | Electricity | MI | Dispatch-Crossload | EmissionsCost | 0 | [6 empty] | 1 | 0
LCP_Inputs_ON_Diverse_IEA_2023_05_05 | 2020 | O/CCGT - CH4 Existing | Crossload | Electricity | MI | Dispatch-Crossload | FuelCost | 0 | [6 empty] | 1 | 0
LCP_Inputs_ON_Diverse_IEA_2023_05_05 | 2020 | O/CCGT - CH4 Existing | Crossload | Electricity | MI | Dispatch-Crossload | VOM | 0 | [6 empty] | 1 | 0
LCP_Inputs_ON_Diverse_IEA_2023_05_05 | 2020 | O/CCGT - CH4 Existing | Crossload | Electricity | NY | Dispatch-Crossload | EmissionsCost | 0 | [6 empty] | 1 | 0
LCP_Inputs_ON_Diverse_IEA_2023_05_05 | 2020 | O/CCGT - CH4 Existing | Crossload | Electricity | NY | Dispatch-Crossload | FuelCost | 0 | [6 empty] | 1 | 0
LCP_Inputs_ON_Diverse_IEA_2023_05_05 | 2020 | O/CCGT - CH4 Existing | Crossload | Electricity | NY | Dispatch-Crossload | VOM | 0 | [6 empty] | 1 | 0
LCP_Inputs_ON_Diverse_IEA_2023_05_05 | 2020 | O/CCGT - CH4 Existing | Crossload | Electricity | ON | Dispatch-Crossload | EmissionsCost | 0 | [6 empty] | 1 | 0
LCP_Inputs_ON_Diverse_IEA_2023_05_05 | 2020 | O/CCGT - CH4 Existing | Crossload | Electricity | ON | Dispatch-Crossload | FuelCost | 0 | [6 empty] | 1 | 0
LCP_Inputs_ON_Diverse_IEA_2023_05_05 | 2020 | O/CCGT - CH4 Existing | Crossload | Electricity | ON | Dispatch-Crossload | VOM | 0 | [6 empty] | 1 | 0
LCP_Inputs_ON_Diverse_IEA_2023_05_05 | 2020 | O/CCGT - CH4 Existing | Crossload | Electricity | PJ | Dispatch-Crossload | EmissionsCost | 0 | [6 empty] | 1 | 0
LCP_Inputs_ON_Diverse_IEA_2023_05_05 | 2020 | O/CCGT - CH4 Existing | Crossload | Electricity | PJ | Dispatch-Crossload | FuelCost | 0 | [6 empty] | 1 | 0
LCP_Inputs_ON_Diverse_IEA_2023_05_05 | 2020 | O/CCGT - CH4 Existing | Crossload | Electricity | PJ | Dispatch-Crossload | VOM | 0 | [6 empty] | 1 | 0
LCP_Inputs_ON_Diverse_IEA_2023_05_05 | 2020 | O/CCGT - CH4 Existing | Crossload | Electricity | QC | Dispatch-Crossload | EmissionsCost | 0 | [6 empty] | 1 | 0
LCP_Inputs_ON_Diverse_IEA_2023_05_05 | 2020 | O/CCGT - CH4 Existing | Crossload | Electricity | QC | Dispatch-Crossload | FuelCost | 0 | [6 empty] | 1 | 0
LCP_Inputs_ON_Diverse_IEA_2023_05_05 | 2020 | O/CCGT - CH4 Existing | Crossload | Electricity | QC | Dispatch-Crossload | VOM | 0 | [6 empty] | 1 | 0
LCP_Inputs_ON_Diverse_IEA_2023_05_05 | 2020 | O/CCGT - CH4 Existing | Crossload | Electricity | WC | Dispatch-Crossload | EmissionsCost | 0 | [6 empty] | 1 | 0
LCP_Inputs_ON_Diverse_IEA_2023_05_05 | 2020 | O/CCGT - CH4 Existing | Crossload | Electricity | WC | Dispatch-Crossload | FuelCost | 0 | [6 empty] | 1 | 0
LCP_Inputs_ON_Diverse_IEA_2023_05_05 | 2020 | O/CCGT - CH4 Existing | Crossload | Electricity | WC | Dispatch-Crossload | VOM | 0 | [6 empty] | 1 | 0
LCP_Inputs_ON_Diverse_IEA_2023_05_05 | 2020 | O/CCGT - CH4 New | Crossload | Electricity | MI | Dispatch-Crossload | EmissionsCost | 0 | [6 empty] | 1 | 0
LCP_Inputs_ON_Diverse_IEA_2023_05_05 | 2020 | O/CCGT - CH4 New | Crossload | Electricity | MI | Dispatch-Crossload | FuelCost | 0 | [6 empty] | 1 | 0
LCP_Inputs_ON_Diverse_IEA_2023_05_05 | 2020 | O/CCGT - CH4 New | Crossload | Electricity | MI | Dispatch-Crossload | VOM | 0 | [6 empty] | 1 | 0
LCP_Inputs_ON_Diverse_IEA_2023_05_05 | 2020 | O/CCGT - CH4 New | Crossload | Electricity | NY | Dispatch-Crossload | EmissionsCost | 0 | [6 empty] | 1 | 0
LCP_Inputs_ON_Diverse_IEA_2023_05_05 | 2020 | O/CCGT - CH4 New | Crossload | Electricity | NY | Dispatch-Crossload | FuelCost | 0 | [6 empty] | 1 | 0
LCP_Inputs_ON_Diverse_IEA_2023_05_05 | 2020 | O/CCGT - CH4 New | Crossload | Electricity | NY | Dispatch-Crossload | VOM | 0 | [6 empty] | 1 | 0
LCP_Inputs_ON_Diverse_IEA_2023_05_05 | 2020 | O/CCGT - CH4 New | Crossload | Electricity | ON | Dispatch-Crossload | EmissionsCost | 0 | [6 empty] | 1 | 0
LCP_Inputs_ON_Diverse_IEA_2023_05_05 | 2020 | O/CCGT - CH4 New | Crossload | Electricity | ON | Dispatch-Crossload | FuelCost | 0 | [6 empty] | 1 | 0
LCP_Inputs_ON_Diverse_IEA_2023_05_05 | 2020 | O/CCGT - CH4 New | Crossload | Electricity | ON | Dispatch-Crossload | VOM | 0 | [6 empty] | 1 | 0
LCP_Inputs_ON_Diverse_IEA_2023_05_05 | 2020 | O/CCGT - CH4 New | Crossload | Electricity | PJ | Dispatch-Crossload | EmissionsCost | 0 | [6 empty] | 1 | 0
LCP_Inputs_ON_Diverse_IEA_2023_05_05 | 2020 | O/CCGT - CH4 New | Crossload | Electricity | PJ | Dispatch-Crossload | FuelCost | 0 | [6 empty] | 1 | 0
LCP_Inputs_ON_Diverse_IEA_2023_05_05 | 2020 | O/CCGT - CH4 New | Crossload | Electricity | PJ | Dispatch-Crossload | VOM | 0 | [6 empty] | 1 | 0
LCP_Inputs_ON_Diverse_IEA_2023_05_05 | 2020 | O/CCGT - CH4 New | Crossload | Electricity | QC | Dispatch-Crossload | EmissionsCost | 0 | [6 empty] | 1 | 0
LCP_Inputs_ON_Diverse_IEA_2023_05_05 | 2020 | O/CCGT - CH4 New | Crossload | Electricity | QC | Dispatch-Crossload | FuelCost | 0 | [6 empty] | 1 | 0
LCP_Inputs_ON_Diverse_IEA_2023_05_05 | 2020 | O/CCGT - CH4 New | Crossload | Electricity | QC | Dispatch-Crossload | VOM | 0 | [6 empty] | 1 | 0
LCP_Inputs_ON_Diverse_IEA_2023_05_05 | 2020 | O/CCGT - CH4 New | Crossload | Electricity | WC | Dispatch-Crossload | EmissionsCost | 0 | [6 empty] | 1 | 0
LCP_Inputs_ON_Diverse_IEA_2023_05_05 | 2020 | O/CCGT - CH4 New | Crossload | Electricity | WC | Dispatch-Crossload | FuelCost | 0 | [6 empty] | 1 | 0
LCP_Inputs_ON_Diverse_IEA_2023_05_05 | 2020 | O/CCGT - CH4 New | Crossload | Electricity | WC | Dispatch-Crossload | VOM | 0 | [6 empty] | 1 | 0
LCP_Inputs_ON_Diverse_IEA_2023_05_05 | 2020 | O/CCGT - H2 New | Crossload | Electricity | MI | Dispatch-Crossload | EmissionsCost | 0 | [6 empty] | 1 | 0
LCP_Inputs_ON_Diverse_IEA_2023_05_05 | 2020 | O/CCGT - H2 New | Crossload | Electricity | MI | Dispatch-Crossload | FuelCost | 0 | [6 empty] | 1 | 0
LCP_Inputs_ON_Diverse_IEA_2023_05_05 | 2020 | O/CCGT - H2 New | Crossload | Electricity | MI | Dispatch-Crossload | VOM | 0 | [6 empty] | 1 | 0
LCP_Inputs_ON_Diverse_IEA_2023_05_05 | 2020 | O/CCGT - H2 New | Crossload | Electricity | NY | Dispatch-Crossload | EmissionsCost | 0 | [6 empty] | 1 | 0
LCP_Inputs_ON_Diverse_IEA_2023_05_05 | 2020 | O/CCGT - H2 New | Crossload | Electricity | NY | Dispatch-Crossload | FuelCost | 0 | [6 empty] | 1 | 0
LCP_Inputs_ON_Diverse_IEA_2023_05_05 | 2020 | O/CCGT - H2 New | Crossload | Electricity | NY | Dispatch-Crossload | VOM | 0 | [6 empty] | 1 | 0
LCP_Inputs_ON_Diverse_IEA_2023_05_05 | 2020 | O/CCGT - H2 New | Crossload | Electricity | ON | Dispatch-Crossload | EmissionsCost | 0 | [6 empty] | 1 | 0
LCP_Inputs_ON_Diverse_IEA_2023_05_05 | 2020 | O/CCGT - H2 New | Crossload | Electricity | ON | Dispatch-Crossload | FuelCost | 0 | [6 empty] | 1 | 0
LCP_Inputs_ON_Diverse_IEA_2023_05_05 | 2020 | O/CCGT - H2 New | Crossload | Electricity | ON | Dispatch-Crossload | VOM | 0 | [6 empty] | 1 | 0
LCP_Inputs_ON_Diverse_IEA_2023_05_05 | 2020 | O/CCGT - H2 New | Crossload | Electricity | PJ | Dispatch-Crossload | EmissionsCost | 0 | [6 empty] | 1 | 0
LCP_Inputs_ON_Diverse_IEA_2023_05_05 | 2020 | O/CCGT - H2 New | Crossload | Electricity | PJ | Dispatch-Crossload | FuelCost | 0 | [6 empty] | 1 | 0
LCP_Inputs_ON_Diverse_IEA_2023_05_05 | 2020 | O/CCGT - H2 New | Crossload | Electricity | PJ | Dispatch-Crossload | VOM | 0 | [6 empty] | 1 | 0
LCP_Inputs_ON_Diverse_IEA_2023_05_05 | 2020 | O/CCGT - H2 New | Crossload | Electricity | QC | Dispatch-Crossload | EmissionsCost | 0 | [6 empty] | 1 | 0
LCP_Inputs_ON_Diverse_IEA_2023_05_05 | 2020 | O/CCGT - H2 New | Crossload | Electricity | QC | Dispatch-Crossload | FuelCost | 0 | [6 empty] | 1 | 0
LCP_Inputs_ON_Diverse_IEA_2023_05_05 | 2020 | O/CCGT - H2 New | Crossload | Electricity | QC | Dispatch-Crossload | VOM | 0 | [6 empty] | 1 | 0
LCP_Inputs_ON_Diverse_IEA_2023_05_05 | 2020 | O/CCGT - H2 New | Crossload | Electricity | WC | Dispatch-Crossload | EmissionsCost | 0 | [6 empty] | 1 | 0
LCP_Inputs_ON_Diverse_IEA_2023_05_05 | 2020 | O/CCGT - H2 New | Crossload | Electricity | WC | Dispatch-Crossload | FuelCost | 0 | [6 empty] | 1 | 0
LCP_Inputs_ON_Diverse_IEA_2023_05_05 | 2020 | O/CCGT - H2 New | Crossload | Electricity | WC | Dispatch-Crossload | VOM | 0 | [6 empty] | 1 | 0
LCP_Inputs_ON_Diverse_IEA_2023_05_05 | 2020 | SMR CCS | Generation | Hydrogen | MI | Dispatch-Generation | EmissionsCost | 0 | [6 empty] | 1 | 0
LCP_Inputs_ON_Diverse_IEA_2023_05_05 | 2020 | SMR CCS | Generation | Hydrogen | MI | Dispatch-Generation | FuelCost | 0 | [6 empty] | 1 | 0
LCP_Inputs_ON_Diverse_IEA_2023_05_05 | 2020 | SMR CCS | Generation | Hydrogen | MI | Dispatch-Generation | VOM | 0 | [6 empty] | 1 | 0
LCP_Inputs_ON_Diverse_IEA_2023_05_05 | 2020 | SMR CCS | Generation | Hydrogen | NY | Dispatch-Generation | EmissionsCost | 0 | [6 empty] | 1 | 0
LCP_Inputs_ON_Diverse_IEA_2023_05_05 | 2020 | SMR CCS | Generation | Hydrogen | NY | Dispatch-Generation | FuelCost | 0 | [6 empty] | 1 | 0
LCP_Inputs_ON_Diverse_IEA_2023_05_05 | 2020 | SMR CCS | Generation | Hydrogen | NY | Dispatch-Generation | VOM | 0 | [6 empty] | 1 | 0
LCP_Inputs_ON_Diverse_IEA_2023_05_05 | 2020 | SMR CCS | Generation | Hydrogen | ON | Dispatch-Generation | EmissionsCost | 0 | [6 empty] | 1 | 0
LCP_Inputs_ON_Diverse_IEA_2023_05_05 | 2020 | SMR CCS | Generation | Hydrogen | ON | Dispatch-Generation | FuelCost | 0 | [6 empty] | 1 | 0
LCP_Inputs_ON_Diverse_IEA_2023_05_05 | 2020 | SMR CCS | Generation | Hydrogen | ON | Dispatch-Generation | VOM | 0 | [6 empty] | 1 | 0
LCP_Inputs_ON_Diverse_IEA_2023_05_05 | 2020 | SMR CCS | Generation | Hydrogen | PJ | Dispatch-Generation | EmissionsCost | 0 | [6 empty] | 1 | 0
LCP_Inputs_ON_Diverse_IEA_2023_05_05 | 2020 | SMR CCS | Generation | Hydrogen | PJ | Dispatch-Generation | FuelCost | 0 | [6 empty] | 1 | 0
LCP_Inputs_ON_Diverse_IEA_2023_05_05 | 2020 | SMR CCS | Generation | Hydrogen | PJ | Dispatch-Generation | VOM | 0 | [6 empty] | 1 | 0
LCP_Inputs_ON_Diverse_IEA_2023_05_05 | 2020 | SMR CCS | Generation | Hydrogen | QC | Dispatch-Generation | EmissionsCost | 0 | [6 empty] | 1 | 0
LCP_Inputs_ON_Diverse_IEA_2023_05_05 | 2020 | SMR CCS | Generation | Hydrogen | QC | Dispatch-Generation | FuelCost | 0 | [6 empty] | 1 | 0
LCP_Inputs_ON_Diverse_IEA_2023_05_05 | 2020 | SMR CCS | Generation | Hydrogen | QC | Dispatch-Generation | VOM | 0 | [6 empty] | 1 | 0
LCP_Inputs_ON_Diverse_IEA_2023_05_05 | 2020 | SMR CCS | Generation | Hydrogen | WC | Dispatch-Generation | EmissionsCost | 0 | [6 empty] | 1 | 0
LCP_Inputs_ON_Diverse_IEA_2023_05_05 | 2020 | SMR CCS | Generation | Hydrogen | WC | Dispatch-Generation | FuelCost | 0 | [6 empty] | 1 | 0
LCP_Inputs_ON_Diverse_IEA_2023_05_05 | 2020 | SMR CCS | Generation | Hydrogen | WC | Dispatch-Generation | VOM | 0 | [6 empty] | 1 | 0
LCP_Inputs_ON_Diverse_IEA_2023_05_05 | 2020 | Solar PV | Generation | Electricity | MI | Dispatch-Generation | EmissionsCost | 0 | [6 empty] | 1 | 0
LCP_Inputs_ON_Diverse_IEA_2023_05_05 | 2020 | Solar PV | Generation | Electricity | MI | Dispatch-Generation | FuelCost | 0 | [6 empty] | 1 | 0
LCP_Inputs_ON_Diverse_IEA_2023_05_05 | 2020 | Solar PV | Generation | Electricity | MI | Dispatch-Generation | VOM | 0 | [6 empty] | 1 | 0
LCP_Inputs_ON_Diverse_IEA_2023_05_05 | 2020 | Solar PV | Generation | Electricity | NY | Dispatch-Generation | EmissionsCost | 0 | [6 empty] | 1 | 0
LCP_Inputs_ON_Diverse_IEA_2023_05_05 | 2020 | Solar PV | Generation | Electricity | NY | Dispatch-Generation | FuelCost | 0 | [6 empty] | 1 | 0
LCP_Inputs_ON_Diverse_IEA_2023_05_05 | 2020 | Solar PV | Generation | Electricity | NY | Dispatch-Generation | VOM | 0 | [6 empty] | 1 | 0
LCP_Inputs_ON_Diverse_IEA_2023_05_05 | 2020 | Solar PV | Generation | Electricity | ON | Dispatch-Generation | EmissionsCost | 0 | [6 empty] | 1 | 0
LCP_Inputs_ON_Diverse_IEA_2023_05_05 | 2020 | Solar PV | Generation | Electricity | ON | Dispatch-Generation | FuelCost | 0 | [6 empty] | 1 | 0
LCP_Inputs_ON_Diverse_IEA_2023_05_05 | 2020 | Solar PV | Generation | Electricity | ON | Dispatch-Generation | VOM | 0 | [6 empty] | 1 | 0
LCP_Inputs_ON_Diverse_IEA_2023_05_05 | 2020 | Solar PV | Generation | Electricity | PJ | Dispatch-Generation | EmissionsCost | 0 | [6 empty] | 1 | 0
LCP_Inputs_ON_Diverse_IEA_2023_05_05 | 2020 | Solar PV | Generation | Electricity | PJ | Dispatch-Generation | FuelCost | 0 | [6 empty] | 1 | 0
LCP_Inputs_ON_Diverse_IEA_2023_05_05 | 2020 | Solar PV | Generation | Electricity | PJ | Dispatch-Generation | VOM | 0 | [6 empty] | 1 | 0
LCP_Inputs_ON_Diverse_IEA_2023_05_05 | 2020 | Solar PV | Generation | Electricity | QC | Dispatch-Generation | EmissionsCost | 0 | [6 empty] | 1 | 0
LCP_Inputs_ON_Diverse_IEA_2023_05_05 | 2020 | Solar PV | Generation | Electricity | QC | Dispatch-Generation | FuelCost | 0 | [6 empty] | 1 | 0
LCP_Inputs_ON_Diverse_IEA_2023_05_05 | 2020 | Solar PV | Generation | Electricity | QC | Dispatch-Generation | VOM | 0 | [6 empty] | 1 | 0
LCP_Inputs_ON_Diverse_IEA_2023_05_05 | 2020 | Solar PV | Generation | Electricity | WC | Dispatch-Generation | EmissionsCost | 0 | [6 empty] | 1 | 0
LCP_Inputs_ON_Diverse_IEA_2023_05_05 | 2020 | Solar PV | Generation | Electricity | WC | Dispatch-Generation | FuelCost | 0 | [6 empty] | 1 | 0
LCP_Inputs_ON_Diverse_IEA_2023_05_05 | 2020 | Solar PV | Generation | Electricity | WC | Dispatch-Generation | VOM | 0 | [6 empty] | 1 | 0
LCP_Inputs_ON_Diverse_IEA_2023_05_05 | 2020 | Wind Offshore | Generation | Electricity | MI | Dispatch-Generation | EmissionsCost | 0 | [6 empty] | 1 | 0
LCP_Inputs_ON_Diverse_IEA_2023_05_05 | 2020 | Wind Offshore | Generation | Electricity | MI | Dispatch-Generation | FuelCost | 0 | [6 empty] | 1 | 0
LCP_Inputs_ON_Diverse_IEA_2023_05_05 | 2020 | Wind Offshore | Generation | Electricity | MI | Dispatch-Generation | VOM | 0 | [6 empty] | 1 | 0
LCP_Inputs_ON_Diverse_IEA_2023_05_05 | 2020 | Wind Offshore | Generation | Electricity | NY | Dispatch-Generation | EmissionsCost | 0 | [6 empty] | 1 | 0
LCP_Inputs_ON_Diverse_IEA_2023_05_05 | 2020 | Wind Offshore | Generation | Electricity | NY | Dispatch-Generation | FuelCost | 0 | [6 empty] | 1 | 0
LCP_Inputs_ON_Diverse_IEA_2023_05_05 | 2020 | Wind Offshore | Generation | Electricity | NY | Dispatch-Generation | VOM | 0 | [6 empty] | 1 | 0
LCP_Inputs_ON_Diverse_IEA_2023_05_05 | 2020 | Wind Offshore | Generation | Electricity | ON | Dispatch-Generation | EmissionsCost | 0 | [6 empty] | 1 | 0
LCP_Inputs_ON_Diverse_IEA_2023_05_05 | 2020 | Wind Offshore | Generation | Electricity | ON | Dispatch-Generation | FuelCost | 0 | [6 empty] | 1 | 0
LCP_Inputs_ON_Diverse_IEA_2023_05_05 | 2020 | Wind Offshore | Generation | Electricity | ON | Dispatch-Generation | VOM | 0 | [6 empty] | 1 | 0
LCP_Inputs_ON_Diverse_IEA_2023_05_05 | 2020 | Wind Offshore | Generation | Electricity | PJ | Dispatch-Generation | EmissionsCost | 0 | [6 empty] | 1 | 0
LCP_Inputs_ON_Diverse_IEA_2023_05_05 | 2020 | Wind Offshore | Generation | Electricity | PJ | Dispatch-Generation | FuelCost | 0 | [6 empty] | 1 | 0
LCP_Inputs_ON_Diverse_IEA_2023_05_05 | 2020 | Wind Offshore | Generation | Electricity | PJ | Dispatch-Generation | VOM | 0 | [6 empty] | 1 | 0
LCP_Inputs_ON_Diverse_IEA_2023_05_05 | 2020 | Wind Offshore | Generation | Electricity | QC | Dispatch-Generation | EmissionsCost | 0 | [6 empty] | 1 | 0
LCP_Inputs_ON_Diverse_IEA_2023_05_05 | 2020 | Wind Offshore | Generation | Electricity | QC | Dispatch-Generation | FuelCost | 0 | [6 empty] | 1 | 0
LCP_Inputs_ON_Diverse_IEA_2023_05_05 | 2020 | Wind Offshore | Generation | Electricity | QC | Dispatch-Generation | VOM | 0 | [6 empty] | 1 | 0
LCP_Inputs_ON_Diverse_IEA_2023_05_05 | 2020 | Wind Offshore | Generation | Electricity | WC | Dispatch-Generation | EmissionsCost | 0 | [6 empty] | 1 | 0
LCP_Inputs_ON_Diverse_IEA_2023_05_05 | 2020 | Wind Offshore | Generation | Electricity | WC | Dispatch-Generation | FuelCost | 0 | [6 empty] | 1 | 0
LCP_Inputs_ON_Diverse_IEA_2023_05_05 | 2020 | Wind Offshore | Generation | Electricity | WC | Dispatch-Generation | VOM | 0 | [6 empty] | 1 | 0
LCP_Inputs_ON_Diverse_IEA_2023_05_05 | 2020 | Wind Onshore | Generation | Electricity | MI | Dispatch-Generation | EmissionsCost | 0 | [6 empty] | 1 | 0
LCP_Inputs_ON_Diverse_IEA_2023_05_05 | 2020 | Wind Onshore | Generation | Electricity | MI | Dispatch-Generation | FuelCost | 0 | [6 empty] | 1 | 0
LCP_Inputs_ON_Diverse_IEA_2023_05_05 | 2020 | Wind Onshore | Generation | Electricity | MI | Dispatch-Generation | VOM | 0 | [6 empty] | 1 | 0
LCP_Inputs_ON_Diverse_IEA_2023_05_05 | 2020 | Wind Onshore | Generation | Electricity | NY | Dispatch-Generation | EmissionsCost | 0 | [6 empty] | 1 | 0
LCP_Inputs_ON_Diverse_IEA_2023_05_05 | 2020 | Wind Onshore | Generation | Electricity | NY | Dispatch-Generation | FuelCost | 0 | [6 empty] | 1 | 0
LCP_Inputs_ON_Diverse_IEA_2023_05_05 | 2020 | Wind Onshore | Generation | Electricity | NY | Dispatch-Generation | VOM | 0 | [6 empty] | 1 | 0
LCP_Inputs_ON_Diverse_IEA_2023_05_05 | 2020 | Wind Onshore | Generation | Electricity | ON | Dispatch-Generation | EmissionsCost | 0 | [6 empty] | 1 | 0
LCP_Inputs_ON_Diverse_IEA_2023_05_05 | 2020 | Wind Onshore | Generation | Electricity | ON | Dispatch-Generation | FuelCost | 0 | [6 empty] | 1 | 0
LCP_Inputs_ON_Diverse_IEA_2023_05_05 | 2020 | Wind Onshore | Generation | Electricity | ON | Dispatch-Generation | VOM | 0 | [6 empty] | 1 | 0
LCP_Inputs_ON_Diverse_IEA_2023_05_05 | 2020 | Wind Onshore | Generation | Electricity | PJ | Dispatch-Generation | EmissionsCost | 0 | [6 empty] | 1 | 0
LCP_Inputs_ON_Diverse_IEA_2023_05_05 | 2020 | Wind Onshore | Generation | Electricity | PJ | Dispatch-Generation | FuelCost | 0 | [6 empty] | 1 | 0
LCP_Inputs_ON_Diverse_IEA_2023_05_05 | 2020 | Wind Onshore | Generation | Electricity | PJ | Dispatch-Generation | VOM | 0 | [6 empty] | 1 | 0
LCP_Inputs_ON_Diverse_IEA_2023_05_05 | 2020 | Wind Onshore | Generation | Electricity | QC | Dispatch-Generation | EmissionsCost | 0 | [6 empty] | 1 | 0
LCP_Inputs_ON_Diverse_IEA_2023_05_05 | 2020 | Wind Onshore | Generation | Electricity | QC | Dispatch-Generation | FuelCost | 0 | [6 empty] | 1 | 0
LCP_Inputs_ON_Diverse_IEA_2023_05_05 | 2020 | Wind Onshore | Generation | Electricity | QC | Dispatch-Generation | VOM | 0 | [6 empty] | 1 | 0
LCP_Inputs_ON_Diverse_IEA_2023_05_05 | 2020 | Wind Onshore | Generation | Electricity | WC | Dispatch-Generation | EmissionsCost | 0 | [6 empty] | 1 | 0
LCP_Inputs_ON_Diverse_IEA_2023_05_05 | 2020 | Wind Onshore | Generation | Electricity | WC | Dispatch-Generation | FuelCost | 0 | [6 empty] | 1 | 0
LCP_Inputs_ON_Diverse_IEA_2023_05_05 | 2020 | Wind Onshore | Generation | Electricity | WC | Dispatch-Generation | VOM | 0 | [6 empty] | 1 | 0
LCP_Inputs_ON_Diverse_IEA_2023_05_05 | 2021 | Anaerobic Digestion | Generation | Methane | MI | Dispatch-Generation | EmissionsCost | 0 | [6 empty] | 0.96154 | 0
LCP_Inputs_ON_Diverse_IEA_2023_05_05 | 2021 | Anaerobic Digestion | Generation | Methane | MI | Dispatch-Generation | FuelCost | 0 | [6 empty] | 0.96154 | 0
LCP_Inputs_ON_Diverse_IEA_2023_05_05 | 2021 | Anaerobic Digestion | Generation | Methane | MI | Dispatch-Generation | VOM | 0 | [6 empty] | 0.96154 | 0
LCP_Inputs_ON_Diverse_IEA_2023_05_05 | 2021 | Anaerobic Digestion | Generation | Methane | NY | Dispatch-Generation | EmissionsCost | 0 | [6 empty] | 0.96154 | 0
LCP_Inputs_ON_Diverse_IEA_2023_05_05 | 2021 | Anaerobic Digestion | Generation | Methane | NY | Dispatch-Generation | FuelCost | 0 | [6 empty] | 0.96154 | 0
LCP_Inputs_ON_Diverse_IEA_2023_05_05 | 2021 | Anaerobic Digestion | Generation | Methane | NY | Dispatch-Generation | VOM | 0 | [6 empty] | 0.96154 | 0
LCP_Inputs_ON_Diverse_IEA_2023_05_05 | 2021 | Anaerobic Digestion | Generation | Methane | ON | Dispatch-Generation | EmissionsCost | 0 | [6 empty] | 0.96154 | 0
LCP_Inputs_ON_Diverse_IEA_2023_05_05 | 2021 | Anaerobic Digestion | Generation | Methane | ON | Dispatch-Generation | FuelCost | 0 | [6 empty] | 0.96154 | 0
LCP_Inputs_ON_Diverse_IEA_2023_05_05 | 2021 | Anaerobic Digestion | Generation | Methane | ON | Dispatch-Generation | VOM | 0 | [6 empty] | 0.96154 | 0
LCP_Inputs_ON_Diverse_IEA_2023_05_05 | 2021 | Anaerobic Digestion | Generation | Methane | PJ | Dispatch-Generation | EmissionsCost | 0 | [6 empty] | 0.96154 | 0
LCP_Inputs_ON_Diverse_IEA_2023_05_05 | 2021 | Anaerobic Digestion | Generation | Methane | PJ | Dispatch-Generation | FuelCost | 0 | [6 empty] | 0.96154 | 0
LCP_Inputs_ON_Diverse_IEA_2023_05_05 | 2021 | Anaerobic Digestion | Generation | Methane | PJ | Dispatch-Generation | VOM | 0 | [6 empty] | 0.96154 | 0
LCP_Inputs_ON_Diverse_IEA_2023_05_05 | 2021 | Anaerobic Digestion | Generation | Methane | QC | Dispatch-Generation | EmissionsCost | 0 | [6 empty] | 0.96154 | 0
LCP_Inputs_ON_Diverse_IEA_2023_05_05 | 2021 | Anaerobic Digestion | Generation | Methane | QC | Dispatch-Generation | FuelCost | 0 | [6 empty] | 0.96154 | 0
LCP_Inputs_ON_Diverse_IEA_2023_05_05 | 2021 | Anaerobic Digestion | Generation | Methane | QC | Dispatch-Generation | VOM | 0 | [6 empty] | 0.96154 | 0
LCP_Inputs_ON_Diverse_IEA_2023_05_05 | 2021 | Anaerobic Digestion | Generation | Methane | WC | Dispatch-Generation | EmissionsCost | 0 | [6 empty] | 0.96154 | 0
LCP_Inputs_ON_Diverse_IEA_2023_05_05 | 2021 | Anaerobic Digestion | Generation | Methane | WC | Dispatch-Generation | FuelCost | 0 | [6 empty] | 0.96154 | 0
LCP_Inputs_ON_Diverse_IEA_2023_05_05 | 2021 | Anaerobic Digestion | Generation | Methane | WC | Dispatch-Generation | VOM | 0 | [6 empty] | 0.96154 | 0
LCP_Inputs_ON_Diverse_IEA_2023_05_05 | 2021 | Battery Storage | Storage | Electricity | MI | Dispatch-Storage | EmissionsCost | 0 | [6 empty] | 0.96154 | 0
LCP_Inputs_ON_Diverse_IEA_2023_05_05 | 2021 | Battery Storage | Storage | Electricity | MI | Dispatch-Storage | FuelCost | 0 | [6 empty] | 0.96154 | 0
LCP_Inputs_ON_Diverse_IEA_2023_05_05 | 2021 | Battery Storage | Storage | Electricity | MI | Dispatch-Storage | VOM | 0 | [6 empty] | 0.96154 | 0
LCP_Inputs_ON_Diverse_IEA_2023_05_05 | 2021 | Battery Storage | Storage | Electricity | NY | Dispatch-Storage | EmissionsCost | 0 | [6 empty] | 0.96154 | 0
LCP_Inputs_ON_Diverse_IEA_2023_05_05 | 2021 | Battery Storage | Storage | Electricity | NY | Dispatch-Storage | FuelCost | 0 | [6 empty] | 0.96154 | 0
LCP_Inputs_ON_Diverse_IEA_2023_05_05 | 2021 | Battery Storage | Storage | Electricity | NY | Dispatch-Storage | VOM | 0 | [6 empty] | 0.96154 | 0
LCP_Inputs_ON_Diverse_IEA_2023_05_05 | 2021 | Battery Storage | Storage | Electricity | ON | Dispatch-Storage | EmissionsCost | 0 | [6 empty] | 0.96154 | 0
LCP_Inputs_ON_Diverse_IEA_2023_05_05 | 2021 | Battery Storage | Storage | Electricity | ON | Dispatch-Storage | FuelCost | 0 | [6 empty] | 0.96154 | 0
LCP_Inputs_ON_Diverse_IEA_2023_05_05 | 2021 | Battery Storage | Storage | Electricity | ON | Dispatch-Storage | VOM | 0 | [6 empty] | 0.96154 | 0
LCP_Inputs_ON_Diverse_IEA_2023_05_05 | 2021 | Battery Storage | Storage | Electricity | PJ | Dispatch-Storage | EmissionsCost | 0 | [6 empty] | 0.96154 | 0
LCP_Inputs_ON_Diverse_IEA_2023_05_05 | 2021 | Battery Storage | Storage | Electricity | PJ | Dispatch-Storage | FuelCost | 0 | [6 empty] | 0.96154 | 0
LCP_Inputs_ON_Diverse_IEA_2023_05_05 | 2021 | Battery Storage | Storage | Electricity | PJ | Dispatch-Storage | VOM | 0 | [6 empty] | 0.96154 | 0
LCP_Inputs_ON_Diverse_IEA_2023_05_05 | 2021 | Battery Storage | Storage | Electricity | QC | Dispatch-Storage | EmissionsCost | 0 | [6 empty] | 0.96154 | 0
LCP_Inputs_ON_Diverse_IEA_2023_05_05 | 2021 | Battery Storage | Storage | Electricity | QC | Dispatch-Storage | FuelCost | 0 | [6 empty] | 0.96154 | 0
LCP_Inputs_ON_Diverse_IEA_2023_05_05 | 2021 | Battery Storage | Storage | Electricity | QC | Dispatch-Storage | VOM | 0 | [6 empty] | 0.96154 | 0
LCP_Inputs_ON_Diverse_IEA_2023_05_05 | 2021 | Battery Storage | Storage | Electricity | WC | Dispatch-Storage | EmissionsCost | 0 | [6 empty] | 0.96154 | 0
LCP_Inputs_ON_Diverse_IEA_2023_05_05 | 2021 | Battery Storage | Storage | Electricity | WC | Dispatch-Storage | FuelCost | 0 | [6 empty] | 0.96154 | 0
LCP_Inputs_ON_Diverse_IEA_2023_05_05 | 2021 | Battery Storage | Storage | Electricity | WC | Dispatch-Storage | VOM | 0 | [6 empty] | 0.96154 | 0
LCP_Inputs_ON_Diverse_IEA_2023_05_05 | 2021 | Biomass | Generation | Electricity | MI | Dispatch-Generation | EmissionsCost | 0 | [6 empty] | 0.96154 | 0
LCP_Inputs_ON_Diverse_IEA_2023_05_05 | 2021 | Biomass | Generation | Electricity | MI | Dispatch-Generation | FuelCost | 0 | [6 empty] | 0.96154 | 0
LCP_Inputs_ON_Diverse_IEA_2023_05_05 | 2021 | Biomass | Generation | Electricity | MI | Dispatch-Generation | VOM | 0 | [6 empty] | 0.96154 | 0
LCP_Inputs_ON_Diverse_IEA_2023_05_05 | 2021 | Biomass | Generation | Electricity | NY | Dispatch-Generation | EmissionsCost | 0 | [6 empty] | 0.96154 | 0
LCP_Inputs_ON_Diverse_IEA_2023_05_05 | 2021 | Biomass | Generation | Electricity | NY | Dispatch-Generation | FuelCost | 0 | [6 empty] | 0.96154 | 0
LCP_Inputs_ON_Diverse_IEA_2023_05_05 | 2021 | Biomass | Generation | Electricity | NY | Dispatch-Generation | VOM | 0 | [6 empty] | 0.96154 | 0
LCP_Inputs_ON_Diverse_IEA_2023_05_05 | 2021 | Biomass | Generation | Electricity | ON | Dispatch-Generation | EmissionsCost | 0 | [6 empty] | 0.96154 | 0
LCP_Inputs_ON_Diverse_IEA_2023_05_05 | 2021 | Biomass | Generation | Electricity | ON | Dispatch-Generation | FuelCost | 0 | [6 empty] | 0.96154 | 0
LCP_Inputs_ON_Diverse_IEA_2023_05_05 | 2021 | Biomass | Generation | Electricity | ON | Dispatch-Generation | VOM | 0 | [6 empty] | 0.96154 | 0
LCP_Inputs_ON_Diverse_IEA_2023_05_05 | 2021 | Biomass | Generation | Electricity | PJ | Dispatch-Generation | EmissionsCost | 0 | [6 empty] | 0.96154 | 0
LCP_Inputs_ON_Diverse_IEA_2023_05_05 | 2021 | Biomass | Generation | Electricity | PJ | Dispatch-Generation | FuelCost | 0 | [6 empty] | 0.96154 | 0
LCP_Inputs_ON_Diverse_IEA_2023_05_05 | 2021 | Biomass | Generation | Electricity | PJ | Dispatch-Generation | VOM | 0 | [6 empty] | 0.96154 | 0
LCP_Inputs_ON_Diverse_IEA_2023_05_05 | 2021 | Biomass | Generation | Electricity | QC | Dispatch-Generation | EmissionsCost | 0 | [6 empty] | 0.96154 | 0
LCP_Inputs_ON_Diverse_IEA_2023_05_05 | 2021 | Biomass | Generation | Electricity | QC | Dispatch-Generation | FuelCost | 0 | [6 empty] | 0.96154 | 0
LCP_Inputs_ON_Diverse_IEA_2023_05_05 | 2021 | Biomass | Generation | Electricity | QC | Dispatch-Generation | VOM | 0 | [6 empty] | 0.96154 | 0
LCP_Inputs_ON_Diverse_IEA_2023_05_05 | 2021 | Biomass | Generation | Electricity | WC | Dispatch-Generation | EmissionsCost | 0 | [6 empty] | 0.96154 | 0
LCP_Inputs_ON_Diverse_IEA_2023_05_05 | 2021 | Biomass | Generation | Electricity | WC | Dispatch-Generation | FuelCost | 0 | [6 empty] | 0.96154 | 0
LCP_Inputs_ON_Diverse_IEA_2023_05_05 | 2021 | Biomass | Generation | Electricity | WC | Dispatch-Generation | VOM | 0 | [6 empty] | 0.96154 | 0
LCP_Inputs_ON_Diverse_IEA_2023_05_05 | 2021 | Biomass + CCS | Generation | Electricity | MI | Dispatch-Generation | EmissionsCost | 0 | [6 empty] | 0.96154 | 0
LCP_Inputs_ON_Diverse_IEA_2023_05_05 | 2021 | Biomass + CCS | Generation | Electricity | MI | Dispatch-Generation | FuelCost | 0 | [6 empty] | 0.96154 | 0
LCP_Inputs_ON_Diverse_IEA_2023_05_05 | 2021 | Biomass + CCS | Generation | Electricity | MI | Dispatch-Generation | VOM | 0 | [6 empty] | 0.96154 | 0
LCP_Inputs_ON_Diverse_IEA_2023_05_05 | 2021 | Biomass + CCS | Generation | Electricity | NY | Dispatch-Generation | EmissionsCost | 0 | [6 empty] | 0.96154 | 0
LCP_Inputs_ON_Diverse_IEA_2023_05_05 | 2021 | Biomass + CCS | Generation | Electricity | NY | Dispatch-Generation | FuelCost | 0 | [6 empty] | 0.96154 | 0
LCP_Inputs_ON_Diverse_IEA_2023_05_05 | 2021 | Biomass + CCS | Generation | Electricity | NY | Dispatch-Generation | VOM | 0 | [6 empty] | 0.96154 | 0
LCP_Inputs_ON_Diverse_IEA_2023_05_05 | 2021 | Biomass + CCS | Generation | Electricity | ON | Dispatch-Generation | EmissionsCost | 0 | [6 empty] | 0.96154 | 0
LCP_Inputs_ON_Diverse_IEA_2023_05_05 | 2021 | Biomass + CCS | Generation | Electricity | ON | Dispatch-Generation | FuelCost | 0 | [6 empty] | 0.96154 | 0
LCP_Inputs_ON_Diverse_IEA_2023_05_05 | 2021 | Biomass + CCS | Generation | Electricity | ON | Dispatch-Generation | VOM | 0 | [6 empty] | 0.96154 | 0
LCP_Inputs_ON_Diverse_IEA_2023_05_05 | 2021 | Biomass + CCS | Generation | Electricity | PJ | Dispatch-Generation | EmissionsCost | 0 | [6 empty] | 0.96154 | 0
LCP_Inputs_ON_Diverse_IEA_2023_05_05 | 2021 | Biomass + CCS | Generation | Electricity | PJ | Dispatch-Generation | FuelCost | 0 | [6 empty] | 0.96154 | 0
LCP_Inputs_ON_Diverse_IEA_2023_05_05 | 2021 | Biomass + CCS | Generation | Electricity | PJ | Dispatch-Generation | VOM | 0 | [6 empty] | 0.96154 | 0
LCP_Inputs_ON_Diverse_IEA_2023_05_05 | 2021 | Biomass + CCS | Generation | Electricity | QC | Dispatch-Generation | EmissionsCost | 0 | [6 empty] | 0.96154 | 0
LCP_Inputs_ON_Diverse_IEA_2023_05_05 | 2021 | Biomass + CCS | Generation | Electricity | QC | Dispatch-Generation | FuelCost | 0 | [6 empty] | 0.96154 | 0
LCP_Inputs_ON_Diverse_IEA_2023_05_05 | 2021 | Biomass + CCS | Generation | Electricity | QC | Dispatch-Generation | VOM | 0 | [6 empty] | 0.96154 | 0
LCP_Inputs_ON_Diverse_IEA_2023_05_05 | 2021 | Biomass + CCS | Generation | Electricity | WC | Dispatch-Generation | EmissionsCost | 0 | [6 empty] | 0.96154 | 0
LCP_Inputs_ON_Diverse_IEA_2023_05_05 | 2021 | Biomass + CCS | Generation | Electricity | WC | Dispatch-Generation | FuelCost | 0 | [6 empty] | 0.96154 | 0
LCP_Inputs_ON_Diverse_IEA_2023_05_05 | 2021 | Biomass + CCS | Generation | Electricity | WC | Dispatch-Generation | VOM | 0 | [6 empty] | 0.96154 | 0
LCP_Inputs_ON_Diverse_IEA_2023_05_05 | 2021 | CH4 + CCS | Generation | Methane | MI | Dispatch-Generation | EmissionsCost | 0 | [6 empty] | 0.96154 | 0
LCP_Inputs_ON_Diverse_IEA_2023_05_05 | 2021 | CH4 + CCS | Generation | Methane | MI | Dispatch-Generation | FuelCost | 0 | [6 empty] | 0.96154 | 0
LCP_Inputs_ON_Diverse_IEA_2023_05_05 | 2021 | CH4 + CCS | Generation | Methane | MI | Dispatch-Generation | VOM | 0 | [6 empty] | 0.96154 | 0
LCP_Inputs_ON_Diverse_IEA_2023_05_05 | 2021 | CH4 + CCS | Generation | Methane | NY | Dispatch-Generation | EmissionsCost | 0 | [6 empty] | 0.96154 | 0
LCP_Inputs_ON_Diverse_IEA_2023_05_05 | 2021 | CH4 + CCS | Generation | Methane | NY | Dispatch-Generation | FuelCost | 0 | [6 empty] | 0.96154 | 0
LCP_Inputs_ON_Diverse_IEA_2023_05_05 | 2021 | CH4 + CCS | Generation | Methane | NY | Dispatch-Generation | VOM | 0 | [6 empty] | 0.96154 | 0
LCP_Inputs_ON_Diverse_IEA_2023_05_05 | 2021 | CH4 + CCS | Generation | Methane | ON | Dispatch-Generation | EmissionsCost | 0 | [6 empty] | 0.96154 | 0
LCP_Inputs_ON_Diverse_IEA_2023_05_05 | 2021 | CH4 + CCS | Generation | Methane | ON | Dispatch-Generation | FuelCost | 0 | [6 empty] | 0.96154 | 0
LCP_Inputs_ON_Diverse_IEA_2023_05_05 | 2021 | CH4 + CCS | Generation | Methane | ON | Dispatch-Generation | VOM | 0 | [6 empty] | 0.96154 | 0
LCP_Inputs_ON_Diverse_IEA_2023_05_05 | 2021 | CH4 + CCS | Generation | Methane | PJ | Dispatch-Generation | EmissionsCost | 0 | [6 empty] | 0.96154 | 0
LCP_Inputs_ON_Diverse_IEA_2023_05_05 | 2021 | CH4 + CCS | Generation | Methane | PJ | Dispatch-Generation | FuelCost | 0 | [6 empty] | 0.96154 | 0
LCP_Inputs_ON_Diverse_IEA_2023_05_05 | 2021 | CH4 + CCS | Generation | Methane | PJ | Dispatch-Generation | VOM | 0 | [6 empty] | 0.96154 | 0
LCP_Inputs_ON_Diverse_IEA_2023_05_05 | 2021 | CH4 + CCS | Generation | Methane | QC | Dispatch-Generation | EmissionsCost | 0 | [6 empty] | 0.96154 | 0
LCP_Inputs_ON_Diverse_IEA_2023_05_05 | 2021 | CH4 + CCS | Generation | Methane | QC | Dispatch-Generation | FuelCost | 0 | [6 empty] | 0.96154 | 0
LCP_Inputs_ON_Diverse_IEA_2023_05_05 | 2021 | CH4 + CCS | Generation | Methane | QC | Dispatch-Generation | VOM | 0 | [6 empty] | 0.96154 | 0
LCP_Inputs_ON_Diverse_IEA_2023_05_05 | 2021 | CH4 + CCS | Generation | Methane | WC | Dispatch-Generation | EmissionsCost | 0 | [6 empty] | 0.96154 | 0
LCP_Inputs_ON_Diverse_IEA_2023_05_05 | 2021 | CH4 + CCS | Generation | Methane | WC | Dispatch-Generation | FuelCost | 0 | [6 empty] | 0.96154 | 0
LCP_Inputs_ON_Diverse_IEA_2023_05_05 | 2021 | CH4 + CCS | Generation | Methane | WC | Dispatch-Generation | VOM | 0 | [6 empty] | 0.96154 | 0
LCP_Inputs_ON_Diverse_IEA_2023_05_05 | 2021 | CH4 Import - NY 2020 | Import | Methane | MI | Dispatch-Import | EmissionsCost | 0 | [6 empty] | 0.96154 | 0
LCP_Inputs_ON_Diverse_IEA_2023_05_05 | 2021 | CH4 Import - NY 2020 | Import | Methane | MI | Dispatch-Import | FuelCost | 0 | [6 empty] | 0.96154 | 0
LCP_Inputs_ON_Diverse_IEA_2023_05_05 | 2021 | CH4 Import - NY 2020 | Import | Methane | MI | Dispatch-Import | VOM | 0 | [6 empty] | 0.96154 | 0
LCP_Inputs_ON_Diverse_IEA_2023_05_05 | 2021 | CH4 Import - NY 2020 | Import | Methane | NY | Dispatch-Import | EmissionsCost | 282343065.1873 | [6 empty] | 0.96154 | 271483716.5262
LCP_Inputs_ON_Diverse_IEA_2023_05_05 | 2021 | CH4 Import - NY 2020 | Import | Methane | NY | Dispatch-Import | FuelCost | 407790143.0843 | [6 empty] | 0.96154 | 392105906.8118
LCP_Inputs_ON_Diverse_IEA_2023_05_05 | 2021 | CH4 Import - NY 2020 | Import | Methane | NY | Dispatch-Import | VOM | 0 | [6 empty] | 0.96154 | 0
LCP_Inputs_ON_Diverse_IEA_2023_05_05 | 2021 | CH4 Import - NY 2020 | Import | Methane | ON | Dispatch-Import | EmissionsCost | 0 | [6 empty] | 0.96154 | 0
LCP_Inputs_ON_Diverse_IEA_2023_05_05 | 2021 | CH4 Import - NY 2020 | Import | Methane | ON | Dispatch-Import | FuelCost | 0 | [6 empty] | 0.96154 | 0
LCP_Inputs_ON_Diverse_IEA_2023_05_05 | 2021 | CH4 Import - NY 2020 | Import | Methane | ON | Dispatch-Import | VOM | 0 | [6 empty] | 0.96154 | 0
LCP_Inputs_ON_Diverse_IEA_2023_05_05 | 2021 | CH4 Import - NY 2020 | Import | Methane | PJ | Dispatch-Import | EmissionsCost | 0 | [6 empty] | 0.96154 | 0
LCP_Inputs_ON_Diverse_IEA_2023_05_05 | 2021 | CH4 Import - NY 2020 | Import | Methane | PJ | Dispatch-Import | FuelCost | 0 | [6 empty] | 0.96154 | 0
LCP_Inputs_ON_Diverse_IEA_2023_05_05 | 2021 | CH4 Import - NY 2020 | Import | Methane | PJ | Dispatch-Import | VOM | 0 | [6 empty] | 0.96154 | 0
LCP_Inputs_ON_Diverse_IEA_2023_05_05 | 2021 | CH4 Import - NY 2020 | Import | Methane | QC | Dispatch-Import | EmissionsCost | 0 | [6 empty] | 0.96154 | 0
LCP_Inputs_ON_Diverse_IEA_2023_05_05 | 2021 | CH4 Import - NY 2020 | Import | Methane | QC | Dispatch-Import | FuelCost | 0 | [6 empty] | 0.96154 | 0
LCP_Inputs_ON_Diverse_IEA_2023_05_05 | 2021 | CH4 Import - NY 2020 | Import | Methane | QC | Dispatch-Import | VOM | 0 | [6 empty] | 0.96154 | 0
LCP_Inputs_ON_Diverse_IEA_2023_05_05 | 2021 | CH4 Import - NY 2020 | Import | Methane | WC | Dispatch-Import | EmissionsCost | 0 | [6 empty] | 0.96154 | 0
LCP_Inputs_ON_Diverse_IEA_2023_05_05 | 2021 | CH4 Import - NY 2020 | Import | Methane | WC | Dispatch-Import | FuelCost | 0 | [6 empty] | 0.96154 | 0
LCP_Inputs_ON_Diverse_IEA_2023_05_05 | 2021 | CH4 Import - NY 2020 | Import | Methane | WC | Dispatch-Import | VOM | 0 | [6 empty] | 0.96154 | 0
LCP_Inputs_ON_Diverse_IEA_2023_05_05 | 2021 | CH4 Import - NY 2030 | Import | Methane | MI | Dispatch-Import | EmissionsCost | 0 | [6 empty] | 0.96154 | 0
LCP_Inputs_ON_Diverse_IEA_2023_05_05 | 2021 | CH4 Import - NY 2030 | Import | Methane | MI | Dispatch-Import | FuelCost | 0 | [6 empty] | 0.96154 | 0
LCP_Inputs_ON_Diverse_IEA_2023_05_05 | 2021 | CH4 Import - NY 2030 | Import | Methane | MI | Dispatch-Import | VOM | 0 | [6 empty] | 0.96154 | 0
LCP_Inputs_ON_Diverse_IEA_2023_05_05 | 2021 | CH4 Import - NY 2030 | Import | Methane | NY | Dispatch-Import | EmissionsCost | 0 | [6 empty] | 0.96154 | 0
LCP_Inputs_ON_Diverse_IEA_2023_05_05 | 2021 | CH4 Import - NY 2030 | Import | Methane | NY | Dispatch-Import | FuelCost | 0 | [6 empty] | 0.96154 | 0
LCP_Inputs_ON_Diverse_IEA_2023_05_05 | 2021 | CH4 Import - NY 2030 | Import | Methane | NY | Dispatch-Import | VOM | 0 | [6 empty] | 0.96154 | 0
LCP_Inputs_ON_Diverse_IEA_2023_05_05 | 2021 | CH4 Import - NY 2030 | Import | Methane | ON | Dispatch-Import | EmissionsCost | 0 | [6 empty] | 0.96154 | 0
LCP_Inputs_ON_Diverse_IEA_2023_05_05 | 2021 | CH4 Import - NY 2030 | Import | Methane | ON | Dispatch-Import | FuelCost | 0 | [6 empty] | 0.96154 | 0
LCP_Inputs_ON_Diverse_IEA_2023_05_05 | 2021 | CH4 Import - NY 2030 | Import | Methane | ON | Dispatch-Import | VOM | 0 | [6 empty] | 0.96154 | 0
LCP_Inputs_ON_Diverse_IEA_2023_05_05 | 2021 | CH4 Import - NY 2030 | Import | Methane | PJ | Dispatch-Import | EmissionsCost | 0 | [6 empty] | 0.96154 | 0
LCP_Inputs_ON_Diverse_IEA_2023_05_05 | 2021 | CH4 Import - NY 2030 | Import | Methane | PJ | Dispatch-Import | FuelCost | 0 | [6 empty] | 0.96154 | 0
LCP_Inputs_ON_Diverse_IEA_2023_05_05 | 2021 | CH4 Import - NY 2030 | Import | Methane | PJ | Dispatch-Import | VOM | 0 | [6 empty] | 0.96154 | 0
LCP_Inputs_ON_Diverse_IEA_2023_05_05 | 2021 | CH4 Import - NY 2030 | Import | Methane | QC | Dispatch-Import | EmissionsCost | 0 | [6 empty] | 0.96154 | 0
LCP_Inputs_ON_Diverse_IEA_2023_05_05 | 2021 | CH4 Import - NY 2030 | Import | Methane | QC | Dispatch-Import | FuelCost | 0 | [6 empty] | 0.96154 | 0
LCP_Inputs_ON_Diverse_IEA_2023_05_05 | 2021 | CH4 Import - NY 2030 | Import | Methane | QC | Dispatch-Import | VOM | 0 | [6 empty] | 0.96154 | 0
LCP_Inputs_ON_Diverse_IEA_2023_05_05 | 2021 | CH4 Import - NY 2030 | Import | Methane | WC | Dispatch-Import | EmissionsCost | 0 | [6 empty] | 0.96154 | 0
LCP_Inputs_ON_Diverse_IEA_2023_05_05 | 2021 | CH4 Import - NY 2030 | Import | Methane | WC | Dispatch-Import | FuelCost | 0 | [6 empty] | 0.96154 | 0
LCP_Inputs_ON_Diverse_IEA_2023_05_05 | 2021 | CH4 Import - NY 2030 | Import | Methane | WC | Dispatch-Import | VOM | 0 | [6 empty] | 0.96154 | 0
LCP_Inputs_ON_Diverse_IEA_2023_05_05 | 2021 | CH4 Import - NY 2040 | Import | Methane | MI | Dispatch-Import | EmissionsCost | 0 | [6 empty] | 0.96154 | 0
LCP_Inputs_ON_Diverse_IEA_2023_05_05 | 2021 | CH4 Import - NY 2040 | Import | Methane | MI | Dispatch-Import | FuelCost | 0 | [6 empty] | 0.96154 | 0
LCP_Inputs_ON_Diverse_IEA_2023_05_05 | 2021 | CH4 Import - NY 2040 | Import | Methane | MI | Dispatch-Import | VOM | 0 | [6 empty] | 0.96154 | 0
LCP_Inputs_ON_Diverse_IEA_2023_05_05 | 2021 | CH4 Import - NY 2040 | Import | Methane | NY | Dispatch-Import | EmissionsCost | 0 | [6 empty] | 0.96154 | 0
LCP_Inputs_ON_Diverse_IEA_2023_05_05 | 2021 | CH4 Import - NY 2040 | Import | Methane | NY | Dispatch-Import | FuelCost | 0 | [6 empty] | 0.96154 | 0
LCP_Inputs_ON_Diverse_IEA_2023_05_05 | 2021 | CH4 Import - NY 2040 | Import | Methane | NY | Dispatch-Import | VOM | 0 | [6 empty] | 0.96154 | 0
LCP_Inputs_ON_Diverse_IEA_2023_05_05 | 2021 | CH4 Import - NY 2040 | Import | Methane | ON | Dispatch-Import | EmissionsCost | 0 | [6 empty] | 0.96154 | 0
LCP_Inputs_ON_Diverse_IEA_2023_05_05 | 2021 | CH4 Import - NY 2040 | Import | Methane | ON | Dispatch-Import | FuelCost | 0 | [6 empty] | 0.96154 | 0
LCP_Inputs_ON_Diverse_IEA_2023_05_05 | 2021 | CH4 Import - NY 2040 | Import | Methane | ON | Dispatch-Import | VOM | 0 | [6 empty] | 0.96154 | 0
LCP_Inputs_ON_Diverse_IEA_2023_05_05 | 2021 | CH4 Import - NY 2040 | Import | Methane | PJ | Dispatch-Import | EmissionsCost | 0 | [6 empty] | 0.96154 | 0
LCP_Inputs_ON_Diverse_IEA_2023_05_05 | 2021 | CH4 Import - NY 2040 | Import | Methane | PJ | Dispatch-Import | FuelCost | 0 | [6 empty] | 0.96154 | 0
LCP_Inputs_ON_Diverse_IEA_2023_05_05 | 2021 | CH4 Import - NY 2040 | Import | Methane | PJ | Dispatch-Import | VOM | 0 | [6 empty] | 0.96154 | 0
LCP_Inputs_ON_Diverse_IEA_2023_05_05 | 2021 | CH4 Import - NY 2040 | Import | Methane | QC | Dispatch-Import | EmissionsCost | 0 | [6 empty] | 0.96154 | 0
LCP_Inputs_ON_Diverse_IEA_2023_05_05 | 2021 | CH4 Import - NY 2040 | Import | Methane | QC | Dispatch-Import | FuelCost | 0 | [6 empty] | 0.96154 | 0
LCP_Inputs_ON_Diverse_IEA_2023_05_05 | 2021 | CH4 Import - NY 2040 | Import | Methane | QC | Dispatch-Import | VOM | 0 | [6 empty] | 0.96154 | 0
LCP_Inputs_ON_Diverse_IEA_2023_05_05 | 2021 | CH4 Import - NY 2040 | Import | Methane | WC | Dispatch-Import | EmissionsCost | 0 | [6 empty] | 0.96154 | 0
LCP_Inputs_ON_Diverse_IEA_2023_05_05 | 2021 | CH4 Import - NY 2040 | Import | Methane | WC | Dispatch-Import | FuelCost | 0 | [6 empty] | 0.96154 | 0
LCP_Inputs_ON_Diverse_IEA_2023_05_05 | 2021 | CH4 Import - NY 2040 | Import | Methane | WC | Dispatch-Import | VOM | 0 | [6 empty] | 0.96154 | 0
LCP_Inputs_ON_Diverse_IEA_2023_05_05 | 2021 | CH4 Import - NY 2050 | Import | Methane | MI | Dispatch-Import | EmissionsCost | 0 | [6 empty] | 0.96154 | 0
LCP_Inputs_ON_Diverse_IEA_2023_05_05 | 2021 | CH4 Import - NY 2050 | Import | Methane | MI | Dispatch-Import | FuelCost | 0 | [6 empty] | 0.96154 | 0
LCP_Inputs_ON_Diverse_IEA_2023_05_05 | 2021 | CH4 Import - NY 2050 | Import | Methane | MI | Dispatch-Import | VOM | 0 | [6 empty] | 0.96154 | 0
LCP_Inputs_ON_Diverse_IEA_2023_05_05 | 2021 | CH4 Import - NY 2050 | Import | Methane | NY | Dispatch-Import | EmissionsCost | 0 | [6 empty] | 0.96154 | 0
LCP_Inputs_ON_Diverse_IEA_2023_05_05 | 2021 | CH4 Import - NY 2050 | Import | Methane | NY | Dispatch-Import | FuelCost | 0 | [6 empty] | 0.96154 | 0
LCP_Inputs_ON_Diverse_IEA_2023_05_05 | 2021 | CH4 Import - NY 2050 | Import | Methane | NY | Dispatch-Import | VOM | 0 | [6 empty] | 0.96154 | 0
LCP_Inputs_ON_Diverse_IEA_2023_05_05 | 2021 | CH4 Import - NY 2050 | Import | Methane | ON | Dispatch-Import | EmissionsCost | 0 | [6 empty] | 0.96154 | 0
LCP_Inputs_ON_Diverse_IEA_2023_05_05 | 2021 | CH4 Import - NY 2050 | Import | Methane | ON | Dispatch-Import | FuelCost | 0 | [6 empty] | 0.96154 | 0
LCP_Inputs_ON_Diverse_IEA_2023_05_05 | 2021 | CH4 Import - NY 2050 | Import | Methane | ON | Dispatch-Import | VOM | 0 | [6 empty] | 0.96154 | 0
LCP_Inputs_ON_Diverse_IEA_2023_05_05 | 2021 | CH4 Import - NY 2050 | Import | Methane | PJ | Dispatch-Import | EmissionsCost | 0 | [6 empty] | 0.96154 | 0
LCP_Inputs_ON_Diverse_IEA_2023_05_05 | 2021 | CH4 Import - NY 2050 | Import | Methane | PJ | Dispatch-Import | FuelCost | 0 | [6 empty] | 0.96154 | 0
LCP_Inputs_ON_Diverse_IEA_2023_05_05 | 2021 | CH4 Import - NY 2050 | Import | Methane | PJ | Dispatch-Import | VOM | 0 | [6 empty] | 0.96154 | 0
LCP_Inputs_ON_Diverse_IEA_2023_05_05 | 2021 | CH4 Import - NY 2050 | Import | Methane | QC | Dispatch-Import | EmissionsCost | 0 | [6 empty] | 0.96154 | 0
LCP_Inputs_ON_Diverse_IEA_2023_05_05 | 2021 | CH4 Import - NY 2050 | Import | Methane | QC | Dispatch-Import | FuelCost | 0 | [6 empty] | 0.96154 | 0
LCP_Inputs_ON_Diverse_IEA_2023_05_05 | 2021 | CH4 Import - NY 2050 | Import | Methane | QC | Dispatch-Import | VOM | 0 | [6 empty] | 0.96154 | 0
LCP_Inputs_ON_Diverse_IEA_2023_05_05 | 2021 | CH4 Import - NY 2050 | Import | Methane | WC | Dispatch-Import | EmissionsCost | 0 | [6 empty] | 0.96154 | 0
LCP_Inputs_ON_Diverse_IEA_2023_05_05 | 2021 | CH4 Import - NY 2050 | Import | Methane | WC | Dispatch-Import | FuelCost | 0 | [6 empty] | 0.96154 | 0
LCP_Inputs_ON_Diverse_IEA_2023_05_05 | 2021 | CH4 Import - NY 2050 | Import | Methane | WC | Dispatch-Import | VOM | 0 | [6 empty] | 0.96154 | 0
LCP_Inputs_ON_Diverse_IEA_2023_05_05 | 2021 | CH4 Import - WC 2020 | Import | Methane | MI | Dispatch-Import | EmissionsCost | 0 | [6 empty] | 0.96154 | 0
LCP_Inputs_ON_Diverse_IEA_2023_05_05 | 2021 | CH4 Import - WC 2020 | Import | Methane | MI | Dispatch-Import | FuelCost | 0 | [6 empty] | 0.96154 | 0
LCP_Inputs_ON_Diverse_IEA_2023_05_05 | 2021 | CH4 Import - WC 2020 | Import | Methane | MI | Dispatch-Import | VOM | 0 | [6 empty] | 0.96154 | 0
LCP_Inputs_ON_Diverse_IEA_2023_05_05 | 2021 | CH4 Import - WC 2020 | Import | Methane | NY | Dispatch-Import | EmissionsCost | 0 | [6 empty] | 0.96154 | 0
LCP_Inputs_ON_Diverse_IEA_2023_05_05 | 2021 | CH4 Import - WC 2020 | Import | Methane | NY | Dispatch-Import | FuelCost | 0 | [6 empty] | 0.96154 | 0
LCP_Inputs_ON_Diverse_IEA_2023_05_05 | 2021 | CH4 Import - WC 2020 | Import | Methane | NY | Dispatch-Import | VOM | 0 | [6 empty] | 0.96154 | 0
LCP_Inputs_ON_Diverse_IEA_2023_05_05 | 2021 | CH4 Import - WC 2020 | Import | Methane | ON | Dispatch-Import | EmissionsCost | 0 | [6 empty] | 0.96154 | 0
LCP_Inputs_ON_Diverse_IEA_2023_05_05 | 2021 | CH4 Import - WC 2020 | Import | Methane | ON | Dispatch-Import | FuelCost | 0 | [6 empty] | 0.96154 | 0
LCP_Inputs_ON_Diverse_IEA_2023_05_05 | 2021 | CH4 Import - WC 2020 | Import | Methane | ON | Dispatch-Import | VOM | 0 | [6 empty] | 0.96154 | 0
LCP_Inputs_ON_Diverse_IEA_2023_05_05 | 2021 | CH4 Import - WC 2020 | Import | Methane | PJ | Dispatch-Import | EmissionsCost | 0 | [6 empty] | 0.96154 | 0
LCP_Inputs_ON_Diverse_IEA_2023_05_05 | 2021 | CH4 Import - WC 2020 | Import | Methane | PJ | Dispatch-Import | FuelCost | 0 | [6 empty] | 0.96154 | 0
LCP_Inputs_ON_Diverse_IEA_2023_05_05 | 2021 | CH4 Import - WC 2020 | Import | Methane | PJ | Dispatch-Import | VOM | 0 | [6 empty] | 0.96154 | 0
LCP_Inputs_ON_Diverse_IEA_2023_05_05 | 2021 | CH4 Import - WC 2020 | Import | Methane | QC | Dispatch-Import | EmissionsCost | 0 | [6 empty] | 0.96154 | 0
LCP_Inputs_ON_Diverse_IEA_2023_05_05 | 2021 | CH4 Import - WC 2020 | Import | Methane | QC | Dispatch-Import | FuelCost | 0 | [6 empty] | 0.96154 | 0
LCP_Inputs_ON_Diverse_IEA_2023_05_05 | 2021 | CH4 Import - WC 2020 | Import | Methane | QC | Dispatch-Import | VOM | 0 | [6 empty] | 0.96154 | 0
LCP_Inputs_ON_Diverse_IEA_2023_05_05 | 2021 | CH4 Import - WC 2020 | Import | Methane | WC | Dispatch-Import | EmissionsCost | 1306945425.5377 | [6 empty] | 0.96154 | 1256678293.7863
LCP_Inputs_ON_Diverse_IEA_2023_05_05 | 2021 | CH4 Import - WC 2020 | Import | Methane | WC | Dispatch-Import | FuelCost | 1887630786.0789 | [6 empty] | 0.96154 | 1815029601.999
LCP_Inputs_ON_Diverse_IEA_2023_05_05 | 2021 | CH4 Import - WC 2020 | Import | Methane | WC | Dispatch-Import | VOM | 0 | [6 empty] | 0.96154 | 0
LCP_Inputs_ON_Diverse_IEA_2023_05_05 | 2021 | CH4 Import - WC 2030 | Import | Methane | MI | Dispatch-Import | EmissionsCost | 0 | [6 empty] | 0.96154 | 0
LCP_Inputs_ON_Diverse_IEA_2023_05_05 | 2021 | CH4 Import - WC 2030 | Import | Methane | MI | Dispatch-Import | FuelCost | 0 | [6 empty] | 0.96154 | 0
LCP_Inputs_ON_Diverse_IEA_2023_05_05 | 2021 | CH4 Import - WC 2030 | Import | Methane | MI | Dispatch-Import | VOM | 0 | [6 empty] | 0.96154 | 0
LCP_Inputs_ON_Diverse_IEA_2023_05_05 | 2021 | CH4 Import - WC 2030 | Import | Methane | NY | Dispatch-Import | EmissionsCost | 0 | [6 empty] | 0.96154 | 0
LCP_Inputs_ON_Diverse_IEA_2023_05_05 | 2021 | CH4 Import - WC 2030 | Import | Methane | NY | Dispatch-Import | FuelCost | 0 | [6 empty] | 0.96154 | 0
LCP_Inputs_ON_Diverse_IEA_2023_05_05 | 2021 | CH4 Import - WC 2030 | Import | Methane | NY | Dispatch-Import | VOM | 0 | [6 empty] | 0.96154 | 0
LCP_Inputs_ON_Diverse_IEA_2023_05_05 | 2021 | CH4 Import - WC 2030 | Import | Methane | ON | Dispatch-Import | EmissionsCost | 0 | [6 empty] | 0.96154 | 0
LCP_Inputs_ON_Diverse_IEA_2023_05_05 | 2021 | CH4 Import - WC 2030 | Import | Methane | ON | Dispatch-Import | FuelCost | 0 | [6 empty] | 0.96154 | 0
LCP_Inputs_ON_Diverse_IEA_2023_05_05 | 2021 | CH4 Import - WC 2030 | Import | Methane | ON | Dispatch-Import | VOM | 0 | [6 empty] | 0.96154 | 0
LCP_Inputs_ON_Diverse_IEA_2023_05_05 | 2021 | CH4 Import - WC 2030 | Import | Methane | PJ | Dispatch-Import | EmissionsCost | 0 | [6 empty] | 0.96154 | 0
LCP_Inputs_ON_Diverse_IEA_2023_05_05 | 2021 | CH4 Import - WC 2030 | Import | Methane | PJ | Dispatch-Import | FuelCost | 0 | [6 empty] | 0.96154 | 0
LCP_Inputs_ON_Diverse_IEA_2023_05_05 | 2021 | CH4 Import - WC 2030 | Import | Methane | PJ | Dispatch-Import | VOM | 0 | [6 empty] | 0.96154 | 0
LCP_Inputs_ON_Diverse_IEA_2023_05_05 | 2021 | CH4 Import - WC 2030 | Import | Methane | QC | Dispatch-Import | EmissionsCost | 0 | [6 empty] | 0.96154 | 0
LCP_Inputs_ON_Diverse_IEA_2023_05_05 | 2021 | CH4 Import - WC 2030 | Import | Methane | QC | Dispatch-Import | FuelCost | 0 | [6 empty] | 0.96154 | 0
LCP_Inputs_ON_Diverse_IEA_2023_05_05 | 2021 | CH4 Import - WC 2030 | Import | Methane | QC | Dispatch-Import | VOM | 0 | [6 empty] | 0.96154 | 0
LCP_Inputs_ON_Diverse_IEA_2023_05_05 | 2021 | CH4 Import - WC 2030 | Import | Methane | WC | Dispatch-Import | EmissionsCost | 0 | [6 empty] | 0.96154 | 0
LCP_Inputs_ON_Diverse_IEA_2023_05_05 | 2021 | CH4 Import - WC 2030 | Import | Methane | WC | Dispatch-Import | FuelCost | 0 | [6 empty] | 0.96154 | 0
LCP_Inputs_ON_Diverse_IEA_2023_05_05 | 2021 | CH4 Import - WC 2030 | Import | Methane | WC | Dispatch-Import | VOM | 0 | [6 empty] | 0.96154 | 0
LCP_Inputs_ON_Diverse_IEA_2023_05_05 | 2021 | CH4 Import - WC 2040 | Import | Methane | MI | Dispatch-Import | EmissionsCost | 0 | [6 empty] | 0.96154 | 0
LCP_Inputs_ON_Diverse_IEA_2023_05_05 | 2021 | CH4 Import - WC 2040 | Import | Methane | MI | Dispatch-Import | FuelCost | 0 | [6 empty] | 0.96154 | 0
LCP_Inputs_ON_Diverse_IEA_2023_05_05 | 2021 | CH4 Import - WC 2040 | Import | Methane | MI | Dispatch-Import | VOM | 0 | [6 empty] | 0.96154 | 0
LCP_Inputs_ON_Diverse_IEA_2023_05_05 | 2021 | CH4 Import - WC 2040 | Import | Methane | NY | Dispatch-Import | EmissionsCost | 0 | [6 empty] | 0.96154 | 0
LCP_Inputs_ON_Diverse_IEA_2023_05_05 | 2021 | CH4 Import - WC 2040 | Import | Methane | NY | Dispatch-Import | FuelCost | 0 | [6 empty] | 0.96154 | 0
LCP_Inputs_ON_Diverse_IEA_2023_05_05 | 2021 | CH4 Import - WC 2040 | Import | Methane | NY | Dispatch-Import | VOM | 0 | [6 empty] | 0.96154 | 0
LCP_Inputs_ON_Diverse_IEA_2023_05_05 | 2021 | CH4 Import - WC 2040 | Import | Methane | ON | Dispatch-Import | EmissionsCost | 0 | [6 empty] | 0.96154 | 0
LCP_Inputs_ON_Diverse_IEA_2023_05_05 | 2021 | CH4 Import - WC 2040 | Import | Methane | ON | Dispatch-Import | FuelCost | 0 | [6 empty] | 0.96154 | 0
LCP_Inputs_ON_Diverse_IEA_2023_05_05 | 2021 | CH4 Import - WC 2040 | Import | Methane | ON | Dispatch-Import | VOM | 0 | [6 empty] | 0.96154 | 0
LCP_Inputs_ON_Diverse_IEA_2023_05_05 | 2021 | CH4 Import - WC 2040 | Import | Methane | PJ | Dispatch-Import | EmissionsCost | 0 | [6 empty] | 0.96154 | 0
LCP_Inputs_ON_Diverse_IEA_2023_05_05 | 2021 | CH4 Import - WC 2040 | Import | Methane | PJ | Dispatch-Import | FuelCost | 0 | [6 empty] | 0.96154 | 0
LCP_Inputs_ON_Diverse_IEA_2023_05_05 | 2021 | CH4 Import - WC 2040 | Import | Methane | PJ | Dispatch-Import | VOM | 0 | [6 empty] | 0.96154 | 0
LCP_Inputs_ON_Diverse_IEA_2023_05_05 | 2021 | CH4 Import - WC 2040 | Import | Methane | QC | Dispatch-Import | EmissionsCost | 0 | [6 empty] | 0.96154 | 0
LCP_Inputs_ON_Diverse_IEA_2023_05_05 | 2021 | CH4 Import - WC 2040 | Import | Methane | QC | Dispatch-Import | FuelCost | 0 | [6 empty] | 0.96154 | 0
LCP_Inputs_ON_Diverse_IEA_2023_05_05 | 2021 | CH4 Import - WC 2040 | Import | Methane | QC | Dispatch-Import | VOM | 0 | [6 empty] | 0.96154 | 0
LCP_Inputs_ON_Diverse_IEA_2023_05_05 | 2021 | CH4 Import - WC 2040 | Import | Methane | WC | Dispatch-Import | EmissionsCost | 0 | [6 empty] | 0.96154 | 0
LCP_Inputs_ON_Diverse_IEA_2023_05_05 | 2021 | CH4 Import - WC 2040 | Import | Methane | WC | Dispatch-Import | FuelCost | 0 | [6 empty] | 0.96154 | 0
LCP_Inputs_ON_Diverse_IEA_2023_05_05 | 2021 | CH4 Import - WC 2040 | Import | Methane | WC | Dispatch-Import | VOM | 0 | [6 empty] | 0.96154 | 0
LCP_Inputs_ON_Diverse_IEA_2023_05_05 | 2021 | CH4 Import - WC 2050 | Import | Methane | MI | Dispatch-Import | EmissionsCost | 0 | [6 empty] | 0.96154 | 0
LCP_Inputs_ON_Diverse_IEA_2023_05_05 | 2021 | CH4 Import - WC 2050 | Import | Methane | MI | Dispatch-Import | FuelCost | 0 | [6 empty] | 0.96154 | 0
LCP_Inputs_ON_Diverse_IEA_2023_05_05 | 2021 | CH4 Import - WC 2050 | Import | Methane | MI | Dispatch-Import | VOM | 0 | [6 empty] | 0.96154 | 0
LCP_Inputs_ON_Diverse_IEA_2023_05_05 | 2021 | CH4 Import - WC 2050 | Import | Methane | NY | Dispatch-Import | EmissionsCost | 0 | [6 empty] | 0.96154 | 0
LCP_Inputs_ON_Diverse_IEA_2023_05_05 | 2021 | CH4 Import - WC 2050 | Import | Methane | NY | Dispatch-Import | FuelCost | 0 | [6 empty] | 0.96154 | 0
LCP_Inputs_ON_Diverse_IEA_2023_05_05 | 2021 | CH4 Import - WC 2050 | Import | Methane | NY | Dispatch-Import | VOM | 0 | [6 empty] | 0.96154 | 0
LCP_Inputs_ON_Diverse_IEA_2023_05_05 | 2021 | CH4 Import - WC 2050 | Import | Methane | ON | Dispatch-Import | EmissionsCost | 0 | [6 empty] | 0.96154 | 0
LCP_Inputs_ON_Diverse_IEA_2023_05_05 | 2021 | CH4 Import - WC 2050 | Import | Methane | ON | Dispatch-Import | FuelCost | 0 | [6 empty] | 0.96154 | 0
LCP_Inputs_ON_Diverse_IEA_2023_05_05 | 2021 | CH4 Import - WC 2050 | Import | Methane | ON | Dispatch-Import | VOM | 0 | [6 empty] | 0.96154 | 0
LCP_Inputs_ON_Diverse_IEA_2023_05_05 | 2021 | CH4 Import - WC 2050 | Import | Methane | PJ | Dispatch-Import | EmissionsCost | 0 | [6 empty] | 0.96154 | 0
LCP_Inputs_ON_Diverse_IEA_2023_05_05 | 2021 | CH4 Import - WC 2050 | Import | Methane | PJ | Dispatch-Import | FuelCost | 0 | [6 empty] | 0.96154 | 0
LCP_Inputs_ON_Diverse_IEA_2023_05_05 | 2021 | CH4 Import - WC 2050 | Import | Methane | PJ | Dispatch-Import | VOM | 0 | [6 empty] | 0.96154 | 0
LCP_Inputs_ON_Diverse_IEA_2023_05_05 | 2021 | CH4 Import - WC 2050 | Import | Methane | QC | Dispatch-Import | EmissionsCost | 0 | [6 empty] | 0.96154 | 0
LCP_Inputs_ON_Diverse_IEA_2023_05_05 | 2021 | CH4 Import - WC 2050 | Import | Methane | QC | Dispatch-Import | FuelCost | 0 | [6 empty] | 0.96154 | 0
LCP_Inputs_ON_Diverse_IEA_2023_05_05 | 2021 | CH4 Import - WC 2050 | Import | Methane | QC | Dispatch-Import | VOM | 0 | [6 empty] | 0.96154 | 0
LCP_Inputs_ON_Diverse_IEA_2023_05_05 | 2021 | CH4 Import - WC 2050 | Import | Methane | WC | Dispatch-Import | EmissionsCost | 0 | [6 empty] | 0.96154 | 0
LCP_Inputs_ON_Diverse_IEA_2023_05_05 | 2021 | CH4 Import - WC 2050 | Import | Methane | WC | Dispatch-Import | FuelCost | 0 | [6 empty] | 0.96154 | 0
LCP_Inputs_ON_Diverse_IEA_2023_05_05 | 2021 | CH4 Import - WC 2050 | Import | Methane | WC | Dispatch-Import | VOM | 0 | [6 empty] | 0.96154 | 0
LCP_Inputs_ON_Diverse_IEA_2023_05_05 | 2021 | CH4 Salt Cavern Storage - ON | Storage | Methane | MI | Dispatch-Storage | EmissionsCost | 0 | [6 empty] | 0.96154 | 0
LCP_Inputs_ON_Diverse_IEA_2023_05_05 | 2021 | CH4 Salt Cavern Storage - ON | Storage | Methane | MI | Dispatch-Storage | FuelCost | 0 | [6 empty] | 0.96154 | 0
LCP_Inputs_ON_Diverse_IEA_2023_05_05 | 2021 | CH4 Salt Cavern Storage - ON | Storage | Methane | MI | Dispatch-Storage | VOM | 0 | [6 empty] | 0.96154 | 0
LCP_Inputs_ON_Diverse_IEA_2023_05_05 | 2021 | CH4 Salt Cavern Storage - ON | Storage | Methane | NY | Dispatch-Storage | EmissionsCost | 0 | [6 empty] | 0.96154 | 0
LCP_Inputs_ON_Diverse_IEA_2023_05_05 | 2021 | CH4 Salt Cavern Storage - ON | Storage | Methane | NY | Dispatch-Storage | FuelCost | 0 | [6 empty] | 0.96154 | 0
LCP_Inputs_ON_Diverse_IEA_2023_05_05 | 2021 | CH4 Salt Cavern Storage - ON | Storage | Methane | NY | Dispatch-Storage | VOM | 0 | [6 empty] | 0.96154 | 0
LCP_Inputs_ON_Diverse_IEA_2023_05_05 | 2021 | CH4 Salt Cavern Storage - ON | Storage | Methane | ON | Dispatch-Storage | EmissionsCost | 0 | [6 empty] | 0.96154 | 0
LCP_Inputs_ON_Diverse_IEA_2023_05_05 | 2021 | CH4 Salt Cavern Storage - ON | Storage | Methane | ON | Dispatch-Storage | FuelCost | 0 | [6 empty] | 0.96154 | 0
LCP_Inputs_ON_Diverse_IEA_2023_05_05 | 2021 | CH4 Salt Cavern Storage - ON | Storage | Methane | ON | Dispatch-Storage | VOM | 691417.795 | [6 empty] | 0.96154 | 664824.8029
LCP_Inputs_ON_Diverse_IEA_2023_05_05 | 2021 | CH4 Salt Cavern Storage - ON | Storage | Methane | PJ | Dispatch-Storage | EmissionsCost | 0 | [6 empty] | 0.96154 | 0
LCP_Inputs_ON_Diverse_IEA_2023_05_05 | 2021 | CH4 Salt Cavern Storage - ON | Storage | Methane | PJ | Dispatch-Storage | FuelCost | 0 | [6 empty] | 0.96154 | 0
LCP_Inputs_ON_Diverse_IEA_2023_05_05 | 2021 | CH4 Salt Cavern Storage - ON | Storage | Methane | PJ | Dispatch-Storage | VOM | 0 | [6 empty] | 0.96154 | 0
LCP_Inputs_ON_Diverse_IEA_2023_05_05 | 2021 | CH4 Salt Cavern Storage - ON | Storage | Methane | QC | Dispatch-Storage | EmissionsCost | 0 | [6 empty] | 0.96154 | 0
LCP_Inputs_ON_Diverse_IEA_2023_05_05 | 2021 | CH4 Salt Cavern Storage - ON | Storage | Methane | QC | Dispatch-Storage | FuelCost | 0 | [6 empty] | 0.96154 | 0
LCP_Inputs_ON_Diverse_IEA_2023_05_05 | 2021 | CH4 Salt Cavern Storage - ON | Storage | Methane | QC | Dispatch-Storage | VOM | 0 | [6 empty] | 0.96154 | 0
LCP_Inputs_ON_Diverse_IEA_2023_05_05 | 2021 | CH4 Salt Cavern Storage - ON | Storage | Methane | WC | Dispatch-Storage | EmissionsCost | 0 | [6 empty] | 0.96154 | 0
LCP_Inputs_ON_Diverse_IEA_2023_05_05 | 2021 | CH4 Salt Cavern Storage - ON | Storage | Methane | WC | Dispatch-Storage | FuelCost | 0 | [6 empty] | 0.96154 | 0
LCP_Inputs_ON_Diverse_IEA_2023_05_05 | 2021 | CH4 Salt Cavern Storage - ON | Storage | Methane | WC | Dispatch-Storage | VOM | 0 | [6 empty] | 0.96154 | 0
LCP_Inputs_ON_Diverse_IEA_2023_05_05 | 2021 | Electrolyser 2020/2030 | Crossload | Hydrogen | MI | Dispatch-Crossload | EmissionsCost | 0 | [6 empty] | 0.96154 | 0
LCP_Inputs_ON_Diverse_IEA_2023_05_05 | 2021 | Electrolyser 2020/2030 | Crossload | Hydrogen | MI | Dispatch-Crossload | FuelCost | 0 | [6 empty] | 0.96154 | 0
LCP_Inputs_ON_Diverse_IEA_2023_05_05 | 2021 | Electrolyser 2020/2030 | Crossload | Hydrogen | MI | Dispatch-Crossload | VOM | 0 | [6 empty] | 0.96154 | 0
LCP_Inputs_ON_Diverse_IEA_2023_05_05 | 2021 | Electrolyser 2020/2030 | Crossload | Hydrogen | NY | Dispatch-Crossload | EmissionsCost | 0 | [6 empty] | 0.96154 | 0
LCP_Inputs_ON_Diverse_IEA_2023_05_05 | 2021 | Electrolyser 2020/2030 | Crossload | Hydrogen | NY | Dispatch-Crossload | FuelCost | 0 | [6 empty] | 0.96154 | 0
LCP_Inputs_ON_Diverse_IEA_2023_05_05 | 2021 | Electrolyser 2020/2030 | Crossload | Hydrogen | NY | Dispatch-Crossload | VOM | 0 | [6 empty] | 0.96154 | 0
LCP_Inputs_ON_Diverse_IEA_2023_05_05 | 2021 | Electrolyser 2020/2030 | Crossload | Hydrogen | ON | Dispatch-Crossload | EmissionsCost | 0 | [6 empty] | 0.96154 | 0
LCP_Inputs_ON_Diverse_IEA_2023_05_05 | 2021 | Electrolyser 2020/2030 | Crossload | Hydrogen | ON | Dispatch-Crossload | FuelCost | 0 | [6 empty] | 0.96154 | 0
LCP_Inputs_ON_Diverse_IEA_2023_05_05 | 2021 | Electrolyser 2020/2030 | Crossload | Hydrogen | ON | Dispatch-Crossload | VOM | 0 | [6 empty] | 0.96154 | 0
LCP_Inputs_ON_Diverse_IEA_2023_05_05 | 2021 | Electrolyser 2020/2030 | Crossload | Hydrogen | PJ | Dispatch-Crossload | EmissionsCost | 0 | [6 empty] | 0.96154 | 0
LCP_Inputs_ON_Diverse_IEA_2023_05_05 | 2021 | Electrolyser 2020/2030 | Crossload | Hydrogen | PJ | Dispatch-Crossload | FuelCost | 0 | [6 empty] | 0.96154 | 0
LCP_Inputs_ON_Diverse_IEA_2023_05_05 | 2021 | Electrolyser 2020/2030 | Crossload | Hydrogen | PJ | Dispatch-Crossload | VOM | 0 | [6 empty] | 0.96154 | 0
LCP_Inputs_ON_Diverse_IEA_2023_05_05 | 2021 | Electrolyser 2020/2030 | Crossload | Hydrogen | QC | Dispatch-Crossload | EmissionsCost | 0 | [6 empty] | 0.96154 | 0
LCP_Inputs_ON_Diverse_IEA_2023_05_05 | 2021 | Electrolyser 2020/2030 | Crossload | Hydrogen | QC | Dispatch-Crossload | FuelCost | 0 | [6 empty] | 0.96154 | 0
LCP_Inputs_ON_Diverse_IEA_2023_05_05 | 2021 | Electrolyser 2020/2030 | Crossload | Hydrogen | QC | Dispatch-Crossload | VOM | 0 | [6 empty] | 0.96154 | 0
LCP_Inputs_ON_Diverse_IEA_2023_05_05 | 2021 | Electrolyser 2020/2030 | Crossload | Hydrogen | WC | Dispatch-Crossload | EmissionsCost | 0 | [6 empty] | 0.96154 | 0
LCP_Inputs_ON_Diverse_IEA_2023_05_05 | 2021 | Electrolyser 2020/2030 | Crossload | Hydrogen | WC | Dispatch-Crossload | FuelCost | 0 | [6 empty] | 0.96154 | 0
LCP_Inputs_ON_Diverse_IEA_2023_05_05 | 2021 | Electrolyser 2020/2030 | Crossload | Hydrogen | WC | Dispatch-Crossload | VOM | 0 | [6 empty] | 0.96154 | 0
LCP_Inputs_ON_Diverse_IEA_2023_05_05 | 2021 | Electrolyser 2040 | Crossload | Hydrogen | MI | Dispatch-Crossload | EmissionsCost | 0 | [6 empty] | 0.96154 | 0
LCP_Inputs_ON_Diverse_IEA_2023_05_05 | 2021 | Electrolyser 2040 | Crossload | Hydrogen | MI | Dispatch-Crossload | FuelCost | 0 | [6 empty] | 0.96154 | 0
LCP_Inputs_ON_Diverse_IEA_2023_05_05 | 2021 | Electrolyser 2040 | Crossload | Hydrogen | MI | Dispatch-Crossload | VOM | 0 | [6 empty] | 0.96154 | 0
LCP_Inputs_ON_Diverse_IEA_2023_05_05 | 2021 | Electrolyser 2040 | Crossload | Hydrogen | NY | Dispatch-Crossload | EmissionsCost | 0 | [6 empty] | 0.96154 | 0
LCP_Inputs_ON_Diverse_IEA_2023_05_05 | 2021 | Electrolyser 2040 | Crossload | Hydrogen | NY | Dispatch-Crossload | FuelCost | 0 | [6 empty] | 0.96154 | 0
LCP_Inputs_ON_Diverse_IEA_2023_05_05 | 2021 | Electrolyser 2040 | Crossload | Hydrogen | NY | Dispatch-Crossload | VOM | 0 | [6 empty] | 0.96154 | 0
LCP_Inputs_ON_Diverse_IEA_2023_05_05 | 2021 | Electrolyser 2040 | Crossload | Hydrogen | ON | Dispatch-Crossload | EmissionsCost | 0 | [6 empty] | 0.96154 | 0
LCP_Inputs_ON_Diverse_IEA_2023_05_05 | 2021 | Electrolyser 2040 | Crossload | Hydrogen | ON | Dispatch-Crossload | FuelCost | 0 | [6 empty] | 0.96154 | 0
LCP_Inputs_ON_Diverse_IEA_2023_05_05 | 2021 | Electrolyser 2040 | Crossload | Hydrogen | ON | Dispatch-Crossload | VOM | 0 | [6 empty] | 0.96154 | 0
LCP_Inputs_ON_Diverse_IEA_2023_05_05 | 2021 | Electrolyser 2040 | Crossload | Hydrogen | PJ | Dispatch-Crossload | EmissionsCost | 0 | [6 empty] | 0.96154 | 0
LCP_Inputs_ON_Diverse_IEA_2023_05_05 | 2021 | Electrolyser 2040 | Crossload | Hydrogen | PJ | Dispatch-Crossload | FuelCost | 0 | [6 empty] | 0.96154 | 0
LCP_Inputs_ON_Diverse_IEA_2023_05_05 | 2021 | Electrolyser 2040 | Crossload | Hydrogen | PJ | Dispatch-Crossload | VOM | 0 | [6 empty] | 0.96154 | 0
LCP_Inputs_ON_Diverse_IEA_2023_05_05 | 2021 | Electrolyser 2040 | Crossload | Hydrogen | QC | Dispatch-Crossload | EmissionsCost | 0 | [6 empty] | 0.96154 | 0
LCP_Inputs_ON_Diverse_IEA_2023_05_05 | 2021 | Electrolyser 2040 | Crossload | Hydrogen | QC | Dispatch-Crossload | FuelCost | 0 | [6 empty] | 0.96154 | 0
LCP_Inputs_ON_Diverse_IEA_2023_05_05 | 2021 | Electrolyser 2040 | Crossload | Hydrogen | QC | Dispatch-Crossload | VOM | 0 | [6 empty] | 0.96154 | 0
LCP_Inputs_ON_Diverse_IEA_2023_05_05 | 2021 | Electrolyser 2040 | Crossload | Hydrogen | WC | Dispatch-Crossload | EmissionsCost | 0 | [6 empty] | 0.96154 | 0
LCP_Inputs_ON_Diverse_IEA_2023_05_05 | 2021 | Electrolyser 2040 | Crossload | Hydrogen | WC | Dispatch-Crossload | FuelCost | 0 | [6 empty] | 0.96154 | 0
LCP_Inputs_ON_Diverse_IEA_2023_05_05 | 2021 | Electrolyser 2040 | Crossload | Hydrogen | WC | Dispatch-Crossload | VOM | 0 | [6 empty] | 0.96154 | 0
LCP_Inputs_ON_Diverse_IEA_2023_05_05 | 2021 | Electrolyser 2050 | Crossload | Hydrogen | MI | Dispatch-Crossload | EmissionsCost | 0 | [6 empty] | 0.96154 | 0
LCP_Inputs_ON_Diverse_IEA_2023_05_05 | 2021 | Electrolyser 2050 | Crossload | Hydrogen | MI | Dispatch-Crossload | FuelCost | 0 | [6 empty] | 0.96154 | 0
LCP_Inputs_ON_Diverse_IEA_2023_05_05 | 2021 | Electrolyser 2050 | Crossload | Hydrogen | MI | Dispatch-Crossload | VOM | 0 | [6 empty] | 0.96154 | 0
LCP_Inputs_ON_Diverse_IEA_2023_05_05 | 2021 | Electrolyser 2050 | Crossload | Hydrogen | NY | Dispatch-Crossload | EmissionsCost | 0 | [6 empty] | 0.96154 | 0
LCP_Inputs_ON_Diverse_IEA_2023_05_05 | 2021 | Electrolyser 2050 | Crossload | Hydrogen | NY | Dispatch-Crossload | FuelCost | 0 | [6 empty] | 0.96154 | 0
LCP_Inputs_ON_Diverse_IEA_2023_05_05 | 2021 | Electrolyser 2050 | Crossload | Hydrogen | NY | Dispatch-Crossload | VOM | 0 | [6 empty] | 0.96154 | 0
LCP_Inputs_ON_Diverse_IEA_2023_05_05 | 2021 | Electrolyser 2050 | Crossload | Hydrogen | ON | Dispatch-Crossload | EmissionsCost | 0 | [6 empty] | 0.96154 | 0
LCP_Inputs_ON_Diverse_IEA_2023_05_05 | 2021 | Electrolyser 2050 | Crossload | Hydrogen | ON | Dispatch-Crossload | FuelCost | 0 | [6 empty] | 0.96154 | 0
LCP_Inputs_ON_Diverse_IEA_2023_05_05 | 2021 | Electrolyser 2050 | Crossload | Hydrogen | ON | Dispatch-Crossload | VOM | 0 | [6 empty] | 0.96154 | 0
LCP_Inputs_ON_Diverse_IEA_2023_05_05 | 2021 | Electrolyser 2050 | Crossload | Hydrogen | PJ | Dispatch-Crossload | EmissionsCost | 0 | [6 empty] | 0.96154 | 0
LCP_Inputs_ON_Diverse_IEA_2023_05_05 | 2021 | Electrolyser 2050 | Crossload | Hydrogen | PJ | Dispatch-Crossload | FuelCost | 0 | [6 empty] | 0.96154 | 0
LCP_Inputs_ON_Diverse_IEA_2023_05_05 | 2021 | Electrolyser 2050 | Crossload | Hydrogen | PJ | Dispatch-Crossload | VOM | 0 | [6 empty] | 0.96154 | 0
LCP_Inputs_ON_Diverse_IEA_2023_05_05 | 2021 | Electrolyser 2050 | Crossload | Hydrogen | QC | Dispatch-Crossload | EmissionsCost | 0 | [6 empty] | 0.96154 | 0
LCP_Inputs_ON_Diverse_IEA_2023_05_05 | 2021 | Electrolyser 2050 | Crossload | Hydrogen | QC | Dispatch-Crossload | FuelCost | 0 | [6 empty] | 0.96154 | 0
LCP_Inputs_ON_Diverse_IEA_2023_05_05 | 2021 | Electrolyser 2050 | Crossload | Hydrogen | QC | Dispatch-Crossload | VOM | 0 | [6 empty] | 0.96154 | 0
LCP_Inputs_ON_Diverse_IEA_2023_05_05 | 2021 | Electrolyser 2050 | Crossload | Hydrogen | WC | Dispatch-Crossload | EmissionsCost | 0 | [6 empty] | 0.96154 | 0
LCP_Inputs_ON_Diverse_IEA_2023_05_05 | 2021 | Electrolyser 2050 | Crossload | Hydrogen | WC | Dispatch-Crossload | FuelCost | 0 | [6 empty] | 0.96154 | 0
LCP_Inputs_ON_Diverse_IEA_2023_05_05 | 2021 | Electrolyser 2050 | Crossload | Hydrogen | WC | Dispatch-Crossload | VOM | 0 | [6 empty] | 0.96154 | 0
LCP_Inputs_ON_Diverse_IEA_2023_05_05 | 2021 | Fossil Fuel Thermal (Coal, Peat, Oil) | Generation | Electricity | MI | Dispatch-Generation | EmissionsCost | 0 | [6 empty] | 0.96154 | 0
LCP_Inputs_ON_Diverse_IEA_2023_05_05 | 2021 | Fossil Fuel Thermal (Coal, Peat, Oil) | Generation | Electricity | MI | Dispatch-Generation | FuelCost | 0 | [6 empty] | 0.96154 | 0
LCP_Inputs_ON_Diverse_IEA_2023_05_05 | 2021 | Fossil Fuel Thermal (Coal, Peat, Oil) | Generation | Electricity | MI | Dispatch-Generation | VOM | 0 | [6 empty] | 0.96154 | 0
LCP_Inputs_ON_Diverse_IEA_2023_05_05 | 2021 | Fossil Fuel Thermal (Coal, Peat, Oil) | Generation | Electricity | NY | Dispatch-Generation | EmissionsCost | 0 | [6 empty] | 0.96154 | 0
LCP_Inputs_ON_Diverse_IEA_2023_05_05 | 2021 | Fossil Fuel Thermal (Coal, Peat, Oil) | Generation | Electricity | NY | Dispatch-Generation | FuelCost | 0 | [6 empty] | 0.96154 | 0
LCP_Inputs_ON_Diverse_IEA_2023_05_05 | 2021 | Fossil Fuel Thermal (Coal, Peat, Oil) | Generation | Electricity | NY | Dispatch-Generation | VOM | 0 | [6 empty] | 0.96154 | 0
LCP_Inputs_ON_Diverse_IEA_2023_05_05 | 2021 | Fossil Fuel Thermal (Coal, Peat, Oil) | Generation | Electricity | ON | Dispatch-Generation | EmissionsCost | 0 | [6 empty] | 0.96154 | 0
LCP_Inputs_ON_Diverse_IEA_2023_05_05 | 2021 | Fossil Fuel Thermal (Coal, Peat, Oil) | Generation | Electricity | ON | Dispatch-Generation | FuelCost | 0 | [6 empty] | 0.96154 | 0
LCP_Inputs_ON_Diverse_IEA_2023_05_05 | 2021 | Fossil Fuel Thermal (Coal, Peat, Oil) | Generation | Electricity | ON | Dispatch-Generation | VOM | 0 | [6 empty] | 0.96154 | 0
LCP_Inputs_ON_Diverse_IEA_2023_05_05 | 2021 | Fossil Fuel Thermal (Coal, Peat, Oil) | Generation | Electricity | PJ | Dispatch-Generation | EmissionsCost | 0 | [6 empty] | 0.96154 | 0
LCP_Inputs_ON_Diverse_IEA_2023_05_05 | 2021 | Fossil Fuel Thermal (Coal, Peat, Oil) | Generation | Electricity | PJ | Dispatch-Generation | FuelCost | 0 | [6 empty] | 0.96154 | 0
LCP_Inputs_ON_Diverse_IEA_2023_05_05 | 2021 | Fossil Fuel Thermal (Coal, Peat, Oil) | Generation | Electricity | PJ | Dispatch-Generation | VOM | 0 | [6 empty] | 0.96154 | 0
LCP_Inputs_ON_Diverse_IEA_2023_05_05 | 2021 | Fossil Fuel Thermal (Coal, Peat, Oil) | Generation | Electricity | QC | Dispatch-Generation | EmissionsCost | 0 | [6 empty] | 0.96154 | 0
LCP_Inputs_ON_Diverse_IEA_2023_05_05 | 2021 | Fossil Fuel Thermal (Coal, Peat, Oil) | Generation | Electricity | QC | Dispatch-Generation | FuelCost | 0 | [6 empty] | 0.96154 | 0
LCP_Inputs_ON_Diverse_IEA_2023_05_05 | 2021 | Fossil Fuel Thermal (Coal, Peat, Oil) | Generation | Electricity | QC | Dispatch-Generation | VOM | 0 | [6 empty] | 0.96154 | 0
LCP_Inputs_ON_Diverse_IEA_2023_05_05 | 2021 | Fossil Fuel Thermal (Coal, Peat, Oil) | Generation | Electricity | WC | Dispatch-Generation | EmissionsCost | 0 | [6 empty] | 0.96154 | 0
LCP_Inputs_ON_Diverse_IEA_2023_05_05 | 2021 | Fossil Fuel Thermal (Coal, Peat, Oil) | Generation | Electricity | WC | Dispatch-Generation | FuelCost | 0 | [6 empty] | 0.96154 | 0
LCP_Inputs_ON_Diverse_IEA_2023_05_05 | 2021 | Fossil Fuel Thermal (Coal, Peat, Oil) | Generation | Electricity | WC | Dispatch-Generation | VOM | 0 | [6 empty] | 0.96154 | 0
LCP_Inputs_ON_Diverse_IEA_2023_05_05 | 2021 | Generic - Generator | Generation | Electricity | MI | Dispatch-Generation | EmissionsCost | 0 | [6 empty] | 0.96154 | 0
LCP_Inputs_ON_Diverse_IEA_2023_05_05 | 2021 | Generic - Generator | Generation | Electricity | MI | Dispatch-Generation | FuelCost | 3910350973.1086 | [6 empty] | 0.96154 | 3759952858.7583
LCP_Inputs_ON_Diverse_IEA_2023_05_05 | 2021 | Generic - Generator | Generation | Electricity | MI | Dispatch-Generation | VOM | 404558215.912 | [6 empty] | 0.96154 | 388998284.5308
LCP_Inputs_ON_Diverse_IEA_2023_05_05 | 2021 | Generic - Generator | Generation | Electricity | NY | Dispatch-Generation | EmissionsCost | 0 | [6 empty] | 0.96154 | 0
LCP_Inputs_ON_Diverse_IEA_2023_05_05 | 2021 | Generic - Generator | Generation | Electricity | NY | Dispatch-Generation | FuelCost | 1636940140.2623 | [6 empty] | 0.96154 | 1573980904.0984
LCP_Inputs_ON_Diverse_IEA_2023_05_05 | 2021 | Generic - Generator | Generation | Electricity | NY | Dispatch-Generation | VOM | 169355023.9489 | [6 empty] | 0.96154 | 162841369.1816
LCP_Inputs_ON_Diverse_IEA_2023_05_05 | 2021 | Generic - Generator | Generation | Electricity | ON | Dispatch-Generation | EmissionsCost | 0 | [6 empty] | 0.96154 | 0
LCP_Inputs_ON_Diverse_IEA_2023_05_05 | 2021 | Generic - Generator | Generation | Electricity | ON | Dispatch-Generation | FuelCost | 0 | [6 empty] | 0.96154 | 0
LCP_Inputs_ON_Diverse_IEA_2023_05_05 | 2021 | Generic - Generator | Generation | Electricity | ON | Dispatch-Generation | VOM | 0 | [6 empty] | 0.96154 | 0
LCP_Inputs_ON_Diverse_IEA_2023_05_05 | 2021 | Generic - Generator | Generation | Electricity | PJ | Dispatch-Generation | EmissionsCost | 0 | [6 empty] | 0.96154 | 0
LCP_Inputs_ON_Diverse_IEA_2023_05_05 | 2021 | Generic - Generator | Generation | Electricity | PJ | Dispatch-Generation | FuelCost | 14422259590.9655 | [6 empty] | 0.96154 | 13867557299.0053
LCP_Inputs_ON_Diverse_IEA_2023_05_05 | 2021 | Generic - Generator | Generation | Electricity | PJ | Dispatch-Generation | VOM | 1492102281.7812 | [6 empty] | 0.96154 | 1434713732.482
LCP_Inputs_ON_Diverse_IEA_2023_05_05 | 2021 | Generic - Generator | Generation | Electricity | QC | Dispatch-Generation | EmissionsCost | 0 | [6 empty] | 0.96154 | 0
LCP_Inputs_ON_Diverse_IEA_2023_05_05 | 2021 | Generic - Generator | Generation | Electricity | QC | Dispatch-Generation | FuelCost | 0 | [6 empty] | 0.96154 | 0
LCP_Inputs_ON_Diverse_IEA_2023_05_05 | 2021 | Generic - Generator | Generation | Electricity | QC | Dispatch-Generation | VOM | 0 | [6 empty] | 0.96154 | 0
LCP_Inputs_ON_Diverse_IEA_2023_05_05 | 2021 | Generic - Generator | Generation | Electricity | WC | Dispatch-Generation | EmissionsCost | 0 | [6 empty] | 0.96154 | 0
LCP_Inputs_ON_Diverse_IEA_2023_05_05 | 2021 | Generic - Generator | Generation | Electricity | WC | Dispatch-Generation | FuelCost | 1069473.0011 | [6 empty] | 0.96154 | 1028339.4241
LCP_Inputs_ON_Diverse_IEA_2023_05_05 | 2021 | Generic - Generator | Generation | Electricity | WC | Dispatch-Generation | VOM | 110645.8454 | [6 empty] | 0.96154 | 106390.236
LCP_Inputs_ON_Diverse_IEA_2023_05_05 | 2021 | H2 Import - QC | Import | Hydrogen | MI | Dispatch-Import | EmissionsCost | 0 | [6 empty] | 0.96154 | 0
LCP_Inputs_ON_Diverse_IEA_2023_05_05 | 2021 | H2 Import - QC | Import | Hydrogen | MI | Dispatch-Import | FuelCost | 0 | [6 empty] | 0.96154 | 0
LCP_Inputs_ON_Diverse_IEA_2023_05_05 | 2021 | H2 Import - QC | Import | Hydrogen | MI | Dispatch-Import | VOM | 0 | [6 empty] | 0.96154 | 0
LCP_Inputs_ON_Diverse_IEA_2023_05_05 | 2021 | H2 Import - QC | Import | Hydrogen | NY | Dispatch-Import | EmissionsCost | 0 | [6 empty] | 0.96154 | 0
LCP_Inputs_ON_Diverse_IEA_2023_05_05 | 2021 | H2 Import - QC | Import | Hydrogen | NY | Dispatch-Import | FuelCost | 0 | [6 empty] | 0.96154 | 0
LCP_Inputs_ON_Diverse_IEA_2023_05_05 | 2021 | H2 Import - QC | Import | Hydrogen | NY | Dispatch-Import | VOM | 0 | [6 empty] | 0.96154 | 0
LCP_Inputs_ON_Diverse_IEA_2023_05_05 | 2021 | H2 Import - QC | Import | Hydrogen | ON | Dispatch-Import | EmissionsCost | 0 | [6 empty] | 0.96154 | 0
LCP_Inputs_ON_Diverse_IEA_2023_05_05 | 2021 | H2 Import - QC | Import | Hydrogen | ON | Dispatch-Import | FuelCost | 0 | [6 empty] | 0.96154 | 0
LCP_Inputs_ON_Diverse_IEA_2023_05_05 | 2021 | H2 Import - QC | Import | Hydrogen | ON | Dispatch-Import | VOM | 0 | [6 empty] | 0.96154 | 0
LCP_Inputs_ON_Diverse_IEA_2023_05_05 | 2021 | H2 Import - QC | Import | Hydrogen | PJ | Dispatch-Import | EmissionsCost | 0 | [6 empty] | 0.96154 | 0
LCP_Inputs_ON_Diverse_IEA_2023_05_05 | 2021 | H2 Import - QC | Import | Hydrogen | PJ | Dispatch-Import | FuelCost | 0 | [6 empty] | 0.96154 | 0
LCP_Inputs_ON_Diverse_IEA_2023_05_05 | 2021 | H2 Import - QC | Import | Hydrogen | PJ | Dispatch-Import | VOM | 0 | [6 empty] | 0.96154 | 0
LCP_Inputs_ON_Diverse_IEA_2023_05_05 | 2021 | H2 Import - QC | Import | Hydrogen | QC | Dispatch-Import | EmissionsCost | 0 | [6 empty] | 0.96154 | 0
LCP_Inputs_ON_Diverse_IEA_2023_05_05 | 2021 | H2 Import - QC | Import | Hydrogen | QC | Dispatch-Import | FuelCost | 0 | [6 empty] | 0.96154 | 0
LCP_Inputs_ON_Diverse_IEA_2023_05_05 | 2021 | H2 Import - QC | Import | Hydrogen | QC | Dispatch-Import | VOM | 0 | [6 empty] | 0.96154 | 0
LCP_Inputs_ON_Diverse_IEA_2023_05_05 | 2021 | H2 Import - QC | Import | Hydrogen | WC | Dispatch-Import | EmissionsCost | 0 | [6 empty] | 0.96154 | 0
LCP_Inputs_ON_Diverse_IEA_2023_05_05 | 2021 | H2 Import - QC | Import | Hydrogen | WC | Dispatch-Import | FuelCost | 0 | [6 empty] | 0.96154 | 0
LCP_Inputs_ON_Diverse_IEA_2023_05_05 | 2021 | H2 Import - QC | Import | Hydrogen | WC | Dispatch-Import | VOM | 0 | [6 empty] | 0.96154 | 0
LCP_Inputs_ON_Diverse_IEA_2023_05_05 | 2021 | H2 Import - WC | Import | Hydrogen | MI | Dispatch-Import | EmissionsCost | 0 | [6 empty] | 0.96154 | 0
LCP_Inputs_ON_Diverse_IEA_2023_05_05 | 2021 | H2 Import - WC | Import | Hydrogen | MI | Dispatch-Import | FuelCost | 0 | [6 empty] | 0.96154 | 0
LCP_Inputs_ON_Diverse_IEA_2023_05_05 | 2021 | H2 Import - WC | Import | Hydrogen | MI | Dispatch-Import | VOM | 0 | [6 empty] | 0.96154 | 0
LCP_Inputs_ON_Diverse_IEA_2023_05_05 | 2021 | H2 Import - WC | Import | Hydrogen | NY | Dispatch-Import | EmissionsCost | 0 | [6 empty] | 0.96154 | 0
LCP_Inputs_ON_Diverse_IEA_2023_05_05 | 2021 | H2 Import - WC | Import | Hydrogen | NY | Dispatch-Import | FuelCost | 0 | [6 empty] | 0.96154 | 0
LCP_Inputs_ON_Diverse_IEA_2023_05_05 | 2021 | H2 Import - WC | Import | Hydrogen | NY | Dispatch-Import | VOM | 0 | [6 empty] | 0.96154 | 0
LCP_Inputs_ON_Diverse_IEA_2023_05_05 | 2021 | H2 Import - WC | Import | Hydrogen | ON | Dispatch-Import | EmissionsCost | 0 | [6 empty] | 0.96154 | 0
LCP_Inputs_ON_Diverse_IEA_2023_05_05 | 2021 | H2 Import - WC | Import | Hydrogen | ON | Dispatch-Import | FuelCost | 0 | [6 empty] | 0.96154 | 0
LCP_Inputs_ON_Diverse_IEA_2023_05_05 | 2021 | H2 Import - WC | Import | Hydrogen | ON | Dispatch-Import | VOM | 0 | [6 empty] | 0.96154 | 0
LCP_Inputs_ON_Diverse_IEA_2023_05_05 | 2021 | H2 Import - WC | Import | Hydrogen | PJ | Dispatch-Import | EmissionsCost | 0 | [6 empty] | 0.96154 | 0
LCP_Inputs_ON_Diverse_IEA_2023_05_05 | 2021 | H2 Import - WC | Import | Hydrogen | PJ | Dispatch-Import | FuelCost | 0 | [6 empty] | 0.96154 | 0
LCP_Inputs_ON_Diverse_IEA_2023_05_05 | 2021 | H2 Import - WC | Import | Hydrogen | PJ | Dispatch-Import | VOM | 0 | [6 empty] | 0.96154 | 0
LCP_Inputs_ON_Diverse_IEA_2023_05_05 | 2021 | H2 Import - WC | Import | Hydrogen | QC | Dispatch-Import | EmissionsCost | 0 | [6 empty] | 0.96154 | 0
LCP_Inputs_ON_Diverse_IEA_2023_05_05 | 2021 | H2 Import - WC | Import | Hydrogen | QC | Dispatch-Import | FuelCost | 0 | [6 empty] | 0.96154 | 0
LCP_Inputs_ON_Diverse_IEA_2023_05_05 | 2021 | H2 Import - WC | Import | Hydrogen | QC | Dispatch-Import | VOM | 0 | [6 empty] | 0.96154 | 0
LCP_Inputs_ON_Diverse_IEA_2023_05_05 | 2021 | H2 Import - WC | Import | Hydrogen | WC | Dispatch-Import | EmissionsCost | 0 | [6 empty] | 0.96154 | 0
LCP_Inputs_ON_Diverse_IEA_2023_05_05 | 2021 | H2 Import - WC | Import | Hydrogen | WC | Dispatch-Import | FuelCost | 0 | [6 empty] | 0.96154 | 0
LCP_Inputs_ON_Diverse_IEA_2023_05_05 | 2021 | H2 Import - WC | Import | Hydrogen | WC | Dispatch-Import | VOM | 0 | [6 empty] | 0.96154 | 0
LCP_Inputs_ON_Diverse_IEA_2023_05_05 | 2021 | H2 Salt Cavern Storage - ON | Storage | Hydrogen | MI | Dispatch-Storage | EmissionsCost | 0 | [6 empty] | 0.96154 | 0
LCP_Inputs_ON_Diverse_IEA_2023_05_05 | 2021 | H2 Salt Cavern Storage - ON | Storage | Hydrogen | MI | Dispatch-Storage | FuelCost | 0 | [6 empty] | 0.96154 | 0
LCP_Inputs_ON_Diverse_IEA_2023_05_05 | 2021 | H2 Salt Cavern Storage - ON | Storage | Hydrogen | MI | Dispatch-Storage | VOM | 0 | [6 empty] | 0.96154 | 0
LCP_Inputs_ON_Diverse_IEA_2023_05_05 | 2021 | H2 Salt Cavern Storage - ON | Storage | Hydrogen | NY | Dispatch-Storage | EmissionsCost | 0 | [6 empty] | 0.96154 | 0
LCP_Inputs_ON_Diverse_IEA_2023_05_05 | 2021 | H2 Salt Cavern Storage - ON | Storage | Hydrogen | NY | Dispatch-Storage | FuelCost | 0 | [6 empty] | 0.96154 | 0
LCP_Inputs_ON_Diverse_IEA_2023_05_05 | 2021 | H2 Salt Cavern Storage - ON | Storage | Hydrogen | NY | Dispatch-Storage | VOM | 0 | [6 empty] | 0.96154 | 0
LCP_Inputs_ON_Diverse_IEA_2023_05_05 | 2021 | H2 Salt Cavern Storage - ON | Storage | Hydrogen | ON | Dispatch-Storage | EmissionsCost | 0 | [6 empty] | 0.96154 | 0
LCP_Inputs_ON_Diverse_IEA_2023_05_05 | 2021 | H2 Salt Cavern Storage - ON | Storage | Hydrogen | ON | Dispatch-Storage | FuelCost | 0 | [6 empty] | 0.96154 | 0
LCP_Inputs_ON_Diverse_IEA_2023_05_05 | 2021 | H2 Salt Cavern Storage - ON | Storage | Hydrogen | ON | Dispatch-Storage | VOM | 0 | [6 empty] | 0.96154 | 0
LCP_Inputs_ON_Diverse_IEA_2023_05_05 | 2021 | H2 Salt Cavern Storage - ON | Storage | Hydrogen | PJ | Dispatch-Storage | EmissionsCost | 0 | [6 empty] | 0.96154 | 0
LCP_Inputs_ON_Diverse_IEA_2023_05_05 | 2021 | H2 Salt Cavern Storage - ON | Storage | Hydrogen | PJ | Dispatch-Storage | FuelCost | 0 | [6 empty] | 0.96154 | 0
LCP_Inputs_ON_Diverse_IEA_2023_05_05 | 2021 | H2 Salt Cavern Storage - ON | Storage | Hydrogen | PJ | Dispatch-Storage | VOM | 0 | [6 empty] | 0.96154 | 0
LCP_Inputs_ON_Diverse_IEA_2023_05_05 | 2021 | H2 Salt Cavern Storage - ON | Storage | Hydrogen | QC | Dispatch-Storage | EmissionsCost | 0 | [6 empty] | 0.96154 | 0
LCP_Inputs_ON_Diverse_IEA_2023_05_05 | 2021 | H2 Salt Cavern Storage - ON | Storage | Hydrogen | QC | Dispatch-Storage | FuelCost | 0 | [6 empty] | 0.96154 | 0
LCP_Inputs_ON_Diverse_IEA_2023_05_05 | 2021 | H2 Salt Cavern Storage - ON | Storage | Hydrogen | QC | Dispatch-Storage | VOM | 0 | [6 empty] | 0.96154 | 0
LCP_Inputs_ON_Diverse_IEA_2023_05_05 | 2021 | H2 Salt Cavern Storage - ON | Storage | Hydrogen | WC | Dispatch-Storage | EmissionsCost | 0 | [6 empty] | 0.96154 | 0
LCP_Inputs_ON_Diverse_IEA_2023_05_05 | 2021 | H2 Salt Cavern Storage - ON | Storage | Hydrogen | WC | Dispatch-Storage | FuelCost | 0 | [6 empty] | 0.96154 | 0
LCP_Inputs_ON_Diverse_IEA_2023_05_05 | 2021 | H2 Salt Cavern Storage - ON | Storage | Hydrogen | WC | Dispatch-Storage | VOM | 0 | [6 empty] | 0.96154 | 0
LCP_Inputs_ON_Diverse_IEA_2023_05_05 | 2021 | Hydro | Generation | Electricity | MI | Dispatch-Generation | EmissionsCost | 0 | [6 empty] | 0.96154 | 0
LCP_Inputs_ON_Diverse_IEA_2023_05_05 | 2021 | Hydro | Generation | Electricity | MI | Dispatch-Generation | FuelCost | 0 | [6 empty] | 0.96154 | 0
LCP_Inputs_ON_Diverse_IEA_2023_05_05 | 2021 | Hydro | Generation | Electricity | MI | Dispatch-Generation | VOM | 0 | [6 empty] | 0.96154 | 0
LCP_Inputs_ON_Diverse_IEA_2023_05_05 | 2021 | Hydro | Generation | Electricity | NY | Dispatch-Generation | EmissionsCost | 0 | [6 empty] | 0.96154 | 0
LCP_Inputs_ON_Diverse_IEA_2023_05_05 | 2021 | Hydro | Generation | Electricity | NY | Dispatch-Generation | FuelCost | 0 | [6 empty] | 0.96154 | 0
LCP_Inputs_ON_Diverse_IEA_2023_05_05 | 2021 | Hydro | Generation | Electricity | NY | Dispatch-Generation | VOM | 0 | [6 empty] | 0.96154 | 0
LCP_Inputs_ON_Diverse_IEA_2023_05_05 | 2021 | Hydro | Generation | Electricity | ON | Dispatch-Generation | EmissionsCost | 0 | [6 empty] | 0.96154 | 0
LCP_Inputs_ON_Diverse_IEA_2023_05_05 | 2021 | Hydro | Generation | Electricity | ON | Dispatch-Generation | FuelCost | 0 | [6 empty] | 0.96154 | 0
LCP_Inputs_ON_Diverse_IEA_2023_05_05 | 2021 | Hydro | Generation | Electricity | ON | Dispatch-Generation | VOM | 0 | [6 empty] | 0.96154 | 0
LCP_Inputs_ON_Diverse_IEA_2023_05_05 | 2021 | Hydro | Generation | Electricity | PJ | Dispatch-Generation | EmissionsCost | 0 | [6 empty] | 0.96154 | 0
LCP_Inputs_ON_Diverse_IEA_2023_05_05 | 2021 | Hydro | Generation | Electricity | PJ | Dispatch-Generation | FuelCost | 0 | [6 empty] | 0.96154 | 0
LCP_Inputs_ON_Diverse_IEA_2023_05_05 | 2021 | Hydro | Generation | Electricity | PJ | Dispatch-Generation | VOM | 0 | [6 empty] | 0.96154 | 0
LCP_Inputs_ON_Diverse_IEA_2023_05_05 | 2021 | Hydro | Generation | Electricity | QC | Dispatch-Generation | EmissionsCost | 0 | [6 empty] | 0.96154 | 0
LCP_Inputs_ON_Diverse_IEA_2023_05_05 | 2021 | Hydro | Generation | Electricity | QC | Dispatch-Generation | FuelCost | 0 | [6 empty] | 0.96154 | 0
LCP_Inputs_ON_Diverse_IEA_2023_05_05 | 2021 | Hydro | Generation | Electricity | QC | Dispatch-Generation | VOM | 0 | [6 empty] | 0.96154 | 0
LCP_Inputs_ON_Diverse_IEA_2023_05_05 | 2021 | Hydro | Generation | Electricity | WC | Dispatch-Generation | EmissionsCost | 0 | [6 empty] | 0.96154 | 0
LCP_Inputs_ON_Diverse_IEA_2023_05_05 | 2021 | Hydro | Generation | Electricity | WC | Dispatch-Generation | FuelCost | 0 | [6 empty] | 0.96154 | 0
LCP_Inputs_ON_Diverse_IEA_2023_05_05 | 2021 | Hydro | Generation | Electricity | WC | Dispatch-Generation | VOM | 0 | [6 empty] | 0.96154 | 0
LCP_Inputs_ON_Diverse_IEA_2023_05_05 | 2021 | Hydro Pumped Storage | Storage | Electricity | MI | Dispatch-Storage | EmissionsCost | 0 | [6 empty] | 0.96154 | 0
LCP_Inputs_ON_Diverse_IEA_2023_05_05 | 2021 | Hydro Pumped Storage | Storage | Electricity | MI | Dispatch-Storage | FuelCost | 0 | [6 empty] | 0.96154 | 0
LCP_Inputs_ON_Diverse_IEA_2023_05_05 | 2021 | Hydro Pumped Storage | Storage | Electricity | MI | Dispatch-Storage | VOM | 0 | [6 empty] | 0.96154 | 0
LCP_Inputs_ON_Diverse_IEA_2023_05_05 | 2021 | Hydro Pumped Storage | Storage | Electricity | NY | Dispatch-Storage | EmissionsCost | 0 | [6 empty] | 0.96154 | 0
LCP_Inputs_ON_Diverse_IEA_2023_05_05 | 2021 | Hydro Pumped Storage | Storage | Electricity | NY | Dispatch-Storage | FuelCost | 0 | [6 empty] | 0.96154 | 0
LCP_Inputs_ON_Diverse_IEA_2023_05_05 | 2021 | Hydro Pumped Storage | Storage | Electricity | NY | Dispatch-Storage | VOM | 0 | [6 empty] | 0.96154 | 0
LCP_Inputs_ON_Diverse_IEA_2023_05_05 | 2021 | Hydro Pumped Storage | Storage | Electricity | ON | Dispatch-Storage | EmissionsCost | 0 | [6 empty] | 0.96154 | 0
LCP_Inputs_ON_Diverse_IEA_2023_05_05 | 2021 | Hydro Pumped Storage | Storage | Electricity | ON | Dispatch-Storage | FuelCost | 0 | [6 empty] | 0.96154 | 0
LCP_Inputs_ON_Diverse_IEA_2023_05_05 | 2021 | Hydro Pumped Storage | Storage | Electricity | ON | Dispatch-Storage | VOM | 0 | [6 empty] | 0.96154 | 0
LCP_Inputs_ON_Diverse_IEA_2023_05_05 | 2021 | Hydro Pumped Storage | Storage | Electricity | PJ | Dispatch-Storage | EmissionsCost | 0 | [6 empty] | 0.96154 | 0
LCP_Inputs_ON_Diverse_IEA_2023_05_05 | 2021 | Hydro Pumped Storage | Storage | Electricity | PJ | Dispatch-Storage | FuelCost | 0 | [6 empty] | 0.96154 | 0
LCP_Inputs_ON_Diverse_IEA_2023_05_05 | 2021 | Hydro Pumped Storage | Storage | Electricity | PJ | Dispatch-Storage | VOM | 0 | [6 empty] | 0.96154 | 0
LCP_Inputs_ON_Diverse_IEA_2023_05_05 | 2021 | Hydro Pumped Storage | Storage | Electricity | QC | Dispatch-Storage | EmissionsCost | 0 | [6 empty] | 0.96154 | 0
LCP_Inputs_ON_Diverse_IEA_2023_05_05 | 2021 | Hydro Pumped Storage | Storage | Electricity | QC | Dispatch-Storage | FuelCost | 0 | [6 empty] | 0.96154 | 0
LCP_Inputs_ON_Diverse_IEA_2023_05_05 | 2021 | Hydro Pumped Storage | Storage | Electricity | QC | Dispatch-Storage | VOM | 0 | [6 empty] | 0.96154 | 0
LCP_Inputs_ON_Diverse_IEA_2023_05_05 | 2021 | Hydro Pumped Storage | Storage | Electricity | WC | Dispatch-Storage | EmissionsCost | 0 | [6 empty] | 0.96154 | 0
LCP_Inputs_ON_Diverse_IEA_2023_05_05 | 2021 | Hydro Pumped Storage | Storage | Electricity | WC | Dispatch-Storage | FuelCost | 0 | [6 empty] | 0.96154 | 0
LCP_Inputs_ON_Diverse_IEA_2023_05_05 | 2021 | Hydro Pumped Storage | Storage | Electricity | WC | Dispatch-Storage | VOM | 0 | [6 empty] | 0.96154 | 0
LCP_Inputs_ON_Diverse_IEA_2023_05_05 | 2021 | Nuclear | Generation | Electricity | MI | Dispatch-Generation | EmissionsCost | 0 | [6 empty] | 0.96154 | 0
LCP_Inputs_ON_Diverse_IEA_2023_05_05 | 2021 | Nuclear | Generation | Electricity | MI | Dispatch-Generation | FuelCost | 0 | [6 empty] | 0.96154 | 0
LCP_Inputs_ON_Diverse_IEA_2023_05_05 | 2021 | Nuclear | Generation | Electricity | MI | Dispatch-Generation | VOM | 3301336446.912 | [6 empty] | 0.96154 | 3174361968.1846
LCP_Inputs_ON_Diverse_IEA_2023_05_05 | 2021 | Nuclear | Generation | Electricity | NY | Dispatch-Generation | EmissionsCost | 0 | [6 empty] | 0.96154 | 0
LCP_Inputs_ON_Diverse_IEA_2023_05_05 | 2021 | Nuclear | Generation | Electricity | NY | Dispatch-Generation | FuelCost | 0 | [6 empty] | 0.96154 | 0
LCP_Inputs_ON_Diverse_IEA_2023_05_05 | 2021 | Nuclear | Generation | Electricity | NY | Dispatch-Generation | VOM | 2246155230.144 | [6 empty] | 0.96154 | 2159764644.3692
LCP_Inputs_ON_Diverse_IEA_2023_05_05 | 2021 | Nuclear | Generation | Electricity | ON | Dispatch-Generation | EmissionsCost | 0 | [6 empty] | 0.96154 | 0
LCP_Inputs_ON_Diverse_IEA_2023_05_05 | 2021 | Nuclear | Generation | Electricity | ON | Dispatch-Generation | FuelCost | 0 | [6 empty] | 0.96154 | 0
LCP_Inputs_ON_Diverse_IEA_2023_05_05 | 2021 | Nuclear | Generation | Electricity | ON | Dispatch-Generation | VOM | 8790266640.96 | [6 empty] | 0.96154 | 8452179462.4615
LCP_Inputs_ON_Diverse_IEA_2023_05_05 | 2021 | Nuclear | Generation | Electricity | PJ | Dispatch-Generation | EmissionsCost | 0 | [6 empty] | 0.96154 | 0
LCP_Inputs_ON_Diverse_IEA_2023_05_05 | 2021 | Nuclear | Generation | Electricity | PJ | Dispatch-Generation | FuelCost | 0 | [6 empty] | 0.96154 | 0
LCP_Inputs_ON_Diverse_IEA_2023_05_05 | 2021 | Nuclear | Generation | Electricity | PJ | Dispatch-Generation | VOM | 9110487814.4448 | [6 empty] | 0.96154 | 8760084436.9662
LCP_Inputs_ON_Diverse_IEA_2023_05_05 | 2021 | Nuclear | Generation | Electricity | QC | Dispatch-Generation | EmissionsCost | 0 | [6 empty] | 0.96154 | 0
LCP_Inputs_ON_Diverse_IEA_2023_05_05 | 2021 | Nuclear | Generation | Electricity | QC | Dispatch-Generation | FuelCost | 0 | [6 empty] | 0.96154 | 0
LCP_Inputs_ON_Diverse_IEA_2023_05_05 | 2021 | Nuclear | Generation | Electricity | QC | Dispatch-Generation | VOM | 0 | [6 empty] | 0.96154 | 0
LCP_Inputs_ON_Diverse_IEA_2023_05_05 | 2021 | Nuclear | Generation | Electricity | WC | Dispatch-Generation | EmissionsCost | 0 | [6 empty] | 0.96154 | 0
LCP_Inputs_ON_Diverse_IEA_2023_05_05 | 2021 | Nuclear | Generation | Electricity | WC | Dispatch-Generation | FuelCost | 0 | [6 empty] | 0.96154 | 0
LCP_Inputs_ON_Diverse_IEA_2023_05_05 | 2021 | Nuclear | Generation | Electricity | WC | Dispatch-Generation | VOM | 0 | [6 empty] | 0.96154 | 0
LCP_Inputs_ON_Diverse_IEA_2023_05_05 | 2021 | Nuclear SMR | Generation | Electricity | MI | Dispatch-Generation | EmissionsCost | 0 | [6 empty] | 0.96154 | 0
LCP_Inputs_ON_Diverse_IEA_2023_05_05 | 2021 | Nuclear SMR | Generation | Electricity | MI | Dispatch-Generation | FuelCost | 0 | [6 empty] | 0.96154 | 0
LCP_Inputs_ON_Diverse_IEA_2023_05_05 | 2021 | Nuclear SMR | Generation | Electricity | MI | Dispatch-Generation | VOM | 0 | [6 empty] | 0.96154 | 0
LCP_Inputs_ON_Diverse_IEA_2023_05_05 | 2021 | Nuclear SMR | Generation | Electricity | NY | Dispatch-Generation | EmissionsCost | 0 | [6 empty] | 0.96154 | 0
LCP_Inputs_ON_Diverse_IEA_2023_05_05 | 2021 | Nuclear SMR | Generation | Electricity | NY | Dispatch-Generation | FuelCost | 0 | [6 empty] | 0.96154 | 0
LCP_Inputs_ON_Diverse_IEA_2023_05_05 | 2021 | Nuclear SMR | Generation | Electricity | NY | Dispatch-Generation | VOM | 0 | [6 empty] | 0.96154 | 0
LCP_Inputs_ON_Diverse_IEA_2023_05_05 | 2021 | Nuclear SMR | Generation | Electricity | ON | Dispatch-Generation | EmissionsCost | 0 | [6 empty] | 0.96154 | 0
LCP_Inputs_ON_Diverse_IEA_2023_05_05 | 2021 | Nuclear SMR | Generation | Electricity | ON | Dispatch-Generation | FuelCost | 0 | [6 empty] | 0.96154 | 0
LCP_Inputs_ON_Diverse_IEA_2023_05_05 | 2021 | Nuclear SMR | Generation | Electricity | ON | Dispatch-Generation | VOM | 0 | [6 empty] | 0.96154 | 0
LCP_Inputs_ON_Diverse_IEA_2023_05_05 | 2021 | Nuclear SMR | Generation | Electricity | PJ | Dispatch-Generation | EmissionsCost | 0 | [6 empty] | 0.96154 | 0
LCP_Inputs_ON_Diverse_IEA_2023_05_05 | 2021 | Nuclear SMR | Generation | Electricity | PJ | Dispatch-Generation | FuelCost | 0 | [6 empty] | 0.96154 | 0
LCP_Inputs_ON_Diverse_IEA_2023_05_05 | 2021 | Nuclear SMR | Generation | Electricity | PJ | Dispatch-Generation | VOM | 0 | [6 empty] | 0.96154 | 0
LCP_Inputs_ON_Diverse_IEA_2023_05_05 | 2021 | Nuclear SMR | Generation | Electricity | QC | Dispatch-Generation | EmissionsCost | 0 | [6 empty] | 0.96154 | 0
LCP_Inputs_ON_Diverse_IEA_2023_05_05 | 2021 | Nuclear SMR | Generation | Electricity | QC | Dispatch-Generation | FuelCost | 0 | [6 empty] | 0.96154 | 0
LCP_Inputs_ON_Diverse_IEA_2023_05_05 | 2021 | Nuclear SMR | Generation | Electricity | QC | Dispatch-Generation | VOM | 0 | [6 empty] | 0.96154 | 0
LCP_Inputs_ON_Diverse_IEA_2023_05_05 | 2021 | Nuclear SMR | Generation | Electricity | WC | Dispatch-Generation | EmissionsCost | 0 | [6 empty] | 0.96154 | 0
LCP_Inputs_ON_Diverse_IEA_2023_05_05 | 2021 | Nuclear SMR | Generation | Electricity | WC | Dispatch-Generation | FuelCost | 0 | [6 empty] | 0.96154 | 0
LCP_Inputs_ON_Diverse_IEA_2023_05_05 | 2021 | Nuclear SMR | Generation | Electricity | WC | Dispatch-Generation | VOM | 0 | [6 empty] | 0.96154 | 0
LCP_Inputs_ON_Diverse_IEA_2023_05_05 | 2021 | O/CCGT - CH4 Existing | Crossload | Electricity | MI | Dispatch-Crossload | EmissionsCost | 0 | [6 empty] | 0.96154 | 0
LCP_Inputs_ON_Diverse_IEA_2023_05_05 | 2021 | O/CCGT - CH4 Existing | Crossload | Electricity | MI | Dispatch-Crossload | FuelCost | 0 | [6 empty] | 0.96154 | 0
LCP_Inputs_ON_Diverse_IEA_2023_05_05 | 2021 | O/CCGT - CH4 Existing | Crossload | Electricity | MI | Dispatch-Crossload | VOM | 0 | [6 empty] | 0.96154 | 0
LCP_Inputs_ON_Diverse_IEA_2023_05_05 | 2021 | O/CCGT - CH4 Existing | Crossload | Electricity | NY | Dispatch-Crossload | EmissionsCost | 0 | [6 empty] | 0.96154 | 0
LCP_Inputs_ON_Diverse_IEA_2023_05_05 | 2021 | O/CCGT - CH4 Existing | Crossload | Electricity | NY | Dispatch-Crossload | FuelCost | 0 | [6 empty] | 0.96154 | 0
LCP_Inputs_ON_Diverse_IEA_2023_05_05 | 2021 | O/CCGT - CH4 Existing | Crossload | Electricity | NY | Dispatch-Crossload | VOM | 0 | [6 empty] | 0.96154 | 0
LCP_Inputs_ON_Diverse_IEA_2023_05_05 | 2021 | O/CCGT - CH4 Existing | Crossload | Electricity | ON | Dispatch-Crossload | EmissionsCost | 0 | [6 empty] | 0.96154 | 0
LCP_Inputs_ON_Diverse_IEA_2023_05_05 | 2021 | O/CCGT - CH4 Existing | Crossload | Electricity | ON | Dispatch-Crossload | FuelCost | 0 | [6 empty] | 0.96154 | 0
LCP_Inputs_ON_Diverse_IEA_2023_05_05 | 2021 | O/CCGT - CH4 Existing | Crossload | Electricity | ON | Dispatch-Crossload | VOM | 0 | [6 empty] | 0.96154 | 0
LCP_Inputs_ON_Diverse_IEA_2023_05_05 | 2021 | O/CCGT - CH4 Existing | Crossload | Electricity | PJ | Dispatch-Crossload | EmissionsCost | 0 | [6 empty] | 0.96154 | 0
LCP_Inputs_ON_Diverse_IEA_2023_05_05 | 2021 | O/CCGT - CH4 Existing | Crossload | Electricity | PJ | Dispatch-Crossload | FuelCost | 0 | [6 empty] | 0.96154 | 0
LCP_Inputs_ON_Diverse_IEA_2023_05_05 | 2021 | O/CCGT - CH4 Existing | Crossload | Electricity | PJ | Dispatch-Crossload | VOM | 0 | [6 empty] | 0.96154 | 0
LCP_Inputs_ON_Diverse_IEA_2023_05_05 | 2021 | O/CCGT - CH4 Existing | Crossload | Electricity | QC | Dispatch-Crossload | EmissionsCost | 0 | [6 empty] | 0.96154 | 0
LCP_Inputs_ON_Diverse_IEA_2023_05_05 | 2021 | O/CCGT - CH4 Existing | Crossload | Electricity | QC | Dispatch-Crossload | FuelCost | 0 | [6 empty] | 0.96154 | 0
LCP_Inputs_ON_Diverse_IEA_2023_05_05 | 2021 | O/CCGT - CH4 Existing | Crossload | Electricity | QC | Dispatch-Crossload | VOM | 0 | [6 empty] | 0.96154 | 0
LCP_Inputs_ON_Diverse_IEA_2023_05_05 | 2021 | O/CCGT - CH4 Existing | Crossload | Electricity | WC | Dispatch-Crossload | EmissionsCost | 0 | [6 empty] | 0.96154 | 0
LCP_Inputs_ON_Diverse_IEA_2023_05_05 | 2021 | O/CCGT - CH4 Existing | Crossload | Electricity | WC | Dispatch-Crossload | FuelCost | 0 | [6 empty] | 0.96154 | 0
LCP_Inputs_ON_Diverse_IEA_2023_05_05 | 2021 | O/CCGT - CH4 Existing | Crossload | Electricity | WC | Dispatch-Crossload | VOM | 0 | [6 empty] | 0.96154 | 0
LCP_Inputs_ON_Diverse_IEA_2023_05_05 | 2021 | O/CCGT - CH4 New | Crossload | Electricity | MI | Dispatch-Crossload | EmissionsCost | 0 | [6 empty] | 0.96154 | 0
LCP_Inputs_ON_Diverse_IEA_2023_05_05 | 2021 | O/CCGT - CH4 New | Crossload | Electricity | MI | Dispatch-Crossload | FuelCost | 0 | [6 empty] | 0.96154 | 0
LCP_Inputs_ON_Diverse_IEA_2023_05_05 | 2021 | O/CCGT - CH4 New | Crossload | Electricity | MI | Dispatch-Crossload | VOM | 0 | [6 empty] | 0.96154 | 0
LCP_Inputs_ON_Diverse_IEA_2023_05_05 | 2021 | O/CCGT - CH4 New | Crossload | Electricity | NY | Dispatch-Crossload | EmissionsCost | 0 | [6 empty] | 0.96154 | 0
LCP_Inputs_ON_Diverse_IEA_2023_05_05 | 2021 | O/CCGT - CH4 New | Crossload | Electricity | NY | Dispatch-Crossload | FuelCost | 0 | [6 empty] | 0.96154 | 0
LCP_Inputs_ON_Diverse_IEA_2023_05_05 | 2021 | O/CCGT - CH4 New | Crossload | Electricity | NY | Dispatch-Crossload | VOM | 0 | [6 empty] | 0.96154 | 0
LCP_Inputs_ON_Diverse_IEA_2023_05_05 | 2021 | O/CCGT - CH4 New | Crossload | Electricity | ON | Dispatch-Crossload | EmissionsCost | 0 | [6 empty] | 0.96154 | 0
LCP_Inputs_ON_Diverse_IEA_2023_05_05 | 2021 | O/CCGT - CH4 New | Crossload | Electricity | ON | Dispatch-Crossload | FuelCost | 0 | [6 empty] | 0.96154 | 0
LCP_Inputs_ON_Diverse_IEA_2023_05_05 | 2021 | O/CCGT - CH4 New | Crossload | Electricity | ON | Dispatch-Crossload | VOM | 0 | [6 empty] | 0.96154 | 0
LCP_Inputs_ON_Diverse_IEA_2023_05_05 | 2021 | O/CCGT - CH4 New | Crossload | Electricity | PJ | Dispatch-Crossload | EmissionsCost | 0 | [6 empty] | 0.96154 | 0
LCP_Inputs_ON_Diverse_IEA_2023_05_05 | 2021 | O/CCGT - CH4 New | Crossload | Electricity | PJ | Dispatch-Crossload | FuelCost | 0 | [6 empty] | 0.96154 | 0
LCP_Inputs_ON_Diverse_IEA_2023_05_05 | 2021 | O/CCGT - CH4 New | Crossload | Electricity | PJ | Dispatch-Crossload | VOM | 0 | [6 empty] | 0.96154 | 0
LCP_Inputs_ON_Diverse_IEA_2023_05_05 | 2021 | O/CCGT - CH4 New | Crossload | Electricity | QC | Dispatch-Crossload | EmissionsCost | 0 | [6 empty] | 0.96154 | 0
LCP_Inputs_ON_Diverse_IEA_2023_05_05 | 2021 | O/CCGT - CH4 New | Crossload | Electricity | QC | Dispatch-Crossload | FuelCost | 0 | [6 empty] | 0.96154 | 0
LCP_Inputs_ON_Diverse_IEA_2023_05_05 | 2021 | O/CCGT - CH4 New | Crossload | Electricity | QC | Dispatch-Crossload | VOM | 0 | [6 empty] | 0.96154 | 0
LCP_Inputs_ON_Diverse_IEA_2023_05_05 | 2021 | O/CCGT - CH4 New | Crossload | Electricity | WC | Dispatch-Crossload | EmissionsCost | 0 | [6 empty] | 0.96154 | 0
LCP_Inputs_ON_Diverse_IEA_2023_05_05 | 2021 | O/CCGT - CH4 New | Crossload | Electricity | WC | Dispatch-Crossload | FuelCost | 0 | [6 empty] | 0.96154 | 0
LCP_Inputs_ON_Diverse_IEA_2023_05_05 | 2021 | O/CCGT - CH4 New | Crossload | Electricity | WC | Dispatch-Crossload | VOM | 0 | [6 empty] | 0.96154 | 0
LCP_Inputs_ON_Diverse_IEA_2023_05_05 | 2021 | O/CCGT - H2 New | Crossload | Electricity | MI | Dispatch-Crossload | EmissionsCost | 0 | [6 empty] | 0.96154 | 0
LCP_Inputs_ON_Diverse_IEA_2023_05_05 | 2021 | O/CCGT - H2 New | Crossload | Electricity | MI | Dispatch-Crossload | FuelCost | 0 | [6 empty] | 0.96154 | 0
LCP_Inputs_ON_Diverse_IEA_2023_05_05 | 2021 | O/CCGT - H2 New | Crossload | Electricity | MI | Dispatch-Crossload | VOM | 0 | [6 empty] | 0.96154 | 0
LCP_Inputs_ON_Diverse_IEA_2023_05_05 | 2021 | O/CCGT - H2 New | Crossload | Electricity | NY | Dispatch-Crossload | EmissionsCost | 0 | [6 empty] | 0.96154 | 0
LCP_Inputs_ON_Diverse_IEA_2023_05_05 | 2021 | O/CCGT - H2 New | Crossload | Electricity | NY | Dispatch-Crossload | FuelCost | 0 | [6 empty] | 0.96154 | 0
LCP_Inputs_ON_Diverse_IEA_2023_05_05 | 2021 | O/CCGT - H2 New | Crossload | Electricity | NY | Dispatch-Crossload | VOM | 0 | [6 empty] | 0.96154 | 0
LCP_Inputs_ON_Diverse_IEA_2023_05_05 | 2021 | O/CCGT - H2 New | Crossload | Electricity | ON | Dispatch-Crossload | EmissionsCost | 0 | [6 empty] | 0.96154 | 0
LCP_Inputs_ON_Diverse_IEA_2023_05_05 | 2021 | O/CCGT - H2 New | Crossload | Electricity | ON | Dispatch-Crossload | FuelCost | 0 | [6 empty] | 0.96154 | 0
LCP_Inputs_ON_Diverse_IEA_2023_05_05 | 2021 | O/CCGT - H2 New | Crossload | Electricity | ON | Dispatch-Crossload | VOM | 0 | [6 empty] | 0.96154 | 0
LCP_Inputs_ON_Diverse_IEA_2023_05_05 | 2021 | O/CCGT - H2 New | Crossload | Electricity | PJ | Dispatch-Crossload | EmissionsCost | 0 | [6 empty] | 0.96154 | 0
LCP_Inputs_ON_Diverse_IEA_2023_05_05 | 2021 | O/CCGT - H2 New | Crossload | Electricity | PJ | Dispatch-Crossload | FuelCost | 0 | [6 empty] | 0.96154 | 0
LCP_Inputs_ON_Diverse_IEA_2023_05_05 | 2021 | O/CCGT - H2 New | Crossload | Electricity | PJ | Dispatch-Crossload | VOM | 0 | [6 empty] | 0.96154 | 0
LCP_Inputs_ON_Diverse_IEA_2023_05_05 | 2021 | O/CCGT - H2 New | Crossload | Electricity | QC | Dispatch-Crossload | EmissionsCost | 0 | [6 empty] | 0.96154 | 0
LCP_Inputs_ON_Diverse_IEA_2023_05_05 | 2021 | O/CCGT - H2 New | Crossload | Electricity | QC | Dispatch-Crossload | FuelCost | 0 | [6 empty] | 0.96154 | 0
LCP_Inputs_ON_Diverse_IEA_2023_05_05 | 2021 | O/CCGT - H2 New | Crossload | Electricity | QC | Dispatch-Crossload | VOM | 0 | [6 empty] | 0.96154 | 0
LCP_Inputs_ON_Diverse_IEA_2023_05_05 | 2021 | O/CCGT - H2 New | Crossload | Electricity | WC | Dispatch-Crossload | EmissionsCost | 0 | [6 empty] | 0.96154 | 0
LCP_Inputs_ON_Diverse_IEA_2023_05_05 | 2021 | O/CCGT - H2 New | Crossload | Electricity | WC | Dispatch-Crossload | FuelCost | 0 | [6 empty] | 0.96154 | 0
LCP_Inputs_ON_Diverse_IEA_2023_05_05 | 2021 | O/CCGT - H2 New | Crossload | Electricity | WC | Dispatch-Crossload | VOM | 0 | [6 empty] | 0.96154 | 0
LCP_Inputs_ON_Diverse_IEA_2023_05_05 | 2021 | SMR CCS | Generation | Hydrogen | MI | Dispatch-Generation | EmissionsCost | 0 | [6 empty] | 0.96154 | 0
LCP_Inputs_ON_Diverse_IEA_2023_05_05 | 2021 | SMR CCS | Generation | Hydrogen | MI | Dispatch-Generation | FuelCost | 0 | [6 empty] | 0.96154 | 0
LCP_Inputs_ON_Diverse_IEA_2023_05_05 | 2021 | SMR CCS | Generation | Hydrogen | MI | Dispatch-Generation | VOM | 0 | [6 empty] | 0.96154 | 0
LCP_Inputs_ON_Diverse_IEA_2023_05_05 | 2021 | SMR CCS | Generation | Hydrogen | NY | Dispatch-Generation | EmissionsCost | 0 | [6 empty] | 0.96154 | 0
LCP_Inputs_ON_Diverse_IEA_2023_05_05 | 2021 | SMR CCS | Generation | Hydrogen | NY | Dispatch-Generation | FuelCost | 0 | [6 empty] | 0.96154 | 0
LCP_Inputs_ON_Diverse_IEA_2023_05_05 | 2021 | SMR CCS | Generation | Hydrogen | NY | Dispatch-Generation | VOM | 0 | [6 empty] | 0.96154 | 0
LCP_Inputs_ON_Diverse_IEA_2023_05_05 | 2021 | SMR CCS | Generation | Hydrogen | ON | Dispatch-Generation | EmissionsCost | 0 | [6 empty] | 0.96154 | 0
LCP_Inputs_ON_Diverse_IEA_2023_05_05 | 2021 | SMR CCS | Generation | Hydrogen | ON | Dispatch-Generation | FuelCost | 0 | [6 empty] | 0.96154 | 0
LCP_Inputs_ON_Diverse_IEA_2023_05_05 | 2021 | SMR CCS | Generation | Hydrogen | ON | Dispatch-Generation | VOM | 0 | [6 empty] | 0.96154 | 0
LCP_Inputs_ON_Diverse_IEA_2023_05_05 | 2021 | SMR CCS | Generation | Hydrogen | PJ | Dispatch-Generation | EmissionsCost | 0 | [6 empty] | 0.96154 | 0
LCP_Inputs_ON_Diverse_IEA_2023_05_05 | 2021 | SMR CCS | Generation | Hydrogen | PJ | Dispatch-Generation | FuelCost | 0 | [6 empty] | 0.96154 | 0
LCP_Inputs_ON_Diverse_IEA_2023_05_05 | 2021 | SMR CCS | Generation | Hydrogen | PJ | Dispatch-Generation | VOM | 0 | [6 empty] | 0.96154 | 0
LCP_Inputs_ON_Diverse_IEA_2023_05_05 | 2021 | SMR CCS | Generation | Hydrogen | QC | Dispatch-Generation | EmissionsCost | 0 | [6 empty] | 0.96154 | 0
LCP_Inputs_ON_Diverse_IEA_2023_05_05 | 2021 | SMR CCS | Generation | Hydrogen | QC | Dispatch-Generation | FuelCost | 0 | [6 empty] | 0.96154 | 0
LCP_Inputs_ON_Diverse_IEA_2023_05_05 | 2021 | SMR CCS | Generation | Hydrogen | QC | Dispatch-Generation | VOM | 0 | [6 empty] | 0.96154 | 0
LCP_Inputs_ON_Diverse_IEA_2023_05_05 | 2021 | SMR CCS | Generation | Hydrogen | WC | Dispatch-Generation | EmissionsCost | 0 | [6 empty] | 0.96154 | 0
LCP_Inputs_ON_Diverse_IEA_2023_05_05 | 2021 | SMR CCS | Generation | Hydrogen | WC | Dispatch-Generation | FuelCost | 0 | [6 empty] | 0.96154 | 0
LCP_Inputs_ON_Diverse_IEA_2023_05_05 | 2021 | SMR CCS | Generation | Hydrogen | WC | Dispatch-Generation | VOM | 0 | [6 empty] | 0.96154 | 0
LCP_Inputs_ON_Diverse_IEA_2023_05_05 | 2021 | Solar PV | Generation | Electricity | MI | Dispatch-Generation | EmissionsCost | 0 | [6 empty] | 0.96154 | 0
LCP_Inputs_ON_Diverse_IEA_2023_05_05 | 2021 | Solar PV | Generation | Electricity | MI | Dispatch-Generation | FuelCost | 0 | [6 empty] | 0.96154 | 0
LCP_Inputs_ON_Diverse_IEA_2023_05_05 | 2021 | Solar PV | Generation | Electricity | MI | Dispatch-Generation | VOM | 0 | [6 empty] | 0.96154 | 0
LCP_Inputs_ON_Diverse_IEA_2023_05_05 | 2021 | Solar PV | Generation | Electricity | NY | Dispatch-Generation | EmissionsCost | 0 | [6 empty] | 0.96154 | 0
LCP_Inputs_ON_Diverse_IEA_2023_05_05 | 2021 | Solar PV | Generation | Electricity | NY | Dispatch-Generation | FuelCost | 0 | [6 empty] | 0.96154 | 0
LCP_Inputs_ON_Diverse_IEA_2023_05_05 | 2021 | Solar PV | Generation | Electricity | NY | Dispatch-Generation | VOM | 0 | [6 empty] | 0.96154 | 0
LCP_Inputs_ON_Diverse_IEA_2023_05_05 | 2021 | Solar PV | Generation | Electricity | ON | Dispatch-Generation | EmissionsCost | 0 | [6 empty] | 0.96154 | 0
LCP_Inputs_ON_Diverse_IEA_2023_05_05 | 2021 | Solar PV | Generation | Electricity | ON | Dispatch-Generation | FuelCost | 0 | [6 empty] | 0.96154 | 0
LCP_Inputs_ON_Diverse_IEA_2023_05_05 | 2021 | Solar PV | Generation | Electricity | ON | Dispatch-Generation | VOM | 0 | [6 empty] | 0.96154 | 0
LCP_Inputs_ON_Diverse_IEA_2023_05_05 | 2021 | Solar PV | Generation | Electricity | PJ | Dispatch-Generation | EmissionsCost | 0 | [6 empty] | 0.96154 | 0
LCP_Inputs_ON_Diverse_IEA_2023_05_05 | 2021 | Solar PV | Generation | Electricity | PJ | Dispatch-Generation | FuelCost | 0 | [6 empty] | 0.96154 | 0
LCP_Inputs_ON_Diverse_IEA_2023_05_05 | 2021 | Solar PV | Generation | Electricity | PJ | Dispatch-Generation | VOM | 0 | [6 empty] | 0.96154 | 0
LCP_Inputs_ON_Diverse_IEA_2023_05_05 | 2021 | Solar PV | Generation | Electricity | QC | Dispatch-Generation | EmissionsCost | 0 | [6 empty] | 0.96154 | 0
LCP_Inputs_ON_Diverse_IEA_2023_05_05 | 2021 | Solar PV | Generation | Electricity | QC | Dispatch-Generation | FuelCost | 0 | [6 empty] | 0.96154 | 0
LCP_Inputs_ON_Diverse_IEA_2023_05_05 | 2021 | Solar PV | Generation | Electricity | QC | Dispatch-Generation | VOM | 0 | [6 empty] | 0.96154 | 0
LCP_Inputs_ON_Diverse_IEA_2023_05_05 | 2021 | Solar PV | Generation | Electricity | WC | Dispatch-Generation | EmissionsCost | 0 | [6 empty] | 0.96154 | 0
LCP_Inputs_ON_Diverse_IEA_2023_05_05 | 2021 | Solar PV | Generation | Electricity | WC | Dispatch-Generation | FuelCost | 0 | [6 empty] | 0.96154 | 0
LCP_Inputs_ON_Diverse_IEA_2023_05_05 | 2021 | Solar PV | Generation | Electricity | WC | Dispatch-Generation | VOM | 0 | [6 empty] | 0.96154 | 0
LCP_Inputs_ON_Diverse_IEA_2023_05_05 | 2021 | Wind Offshore | Generation | Electricity | MI | Dispatch-Generation | EmissionsCost | 0 | [6 empty] | 0.96154 | 0
LCP_Inputs_ON_Diverse_IEA_2023_05_05 | 2021 | Wind Offshore | Generation | Electricity | MI | Dispatch-Generation | FuelCost | 0 | [6 empty] | 0.96154 | 0
LCP_Inputs_ON_Diverse_IEA_2023_05_05 | 2021 | Wind Offshore | Generation | Electricity | MI | Dispatch-Generation | VOM | 0 | [6 empty] | 0.96154 | 0
LCP_Inputs_ON_Diverse_IEA_2023_05_05 | 2021 | Wind Offshore | Generation | Electricity | NY | Dispatch-Generation | EmissionsCost | 0 | [6 empty] | 0.96154 | 0
LCP_Inputs_ON_Diverse_IEA_2023_05_05 | 2021 | Wind Offshore | Generation | Electricity | NY | Dispatch-Generation | FuelCost | 0 | [6 empty] | 0.96154 | 0
LCP_Inputs_ON_Diverse_IEA_2023_05_05 | 2021 | Wind Offshore | Generation | Electricity | NY | Dispatch-Generation | VOM | 0 | [6 empty] | 0.96154 | 0
LCP_Inputs_ON_Diverse_IEA_2023_05_05 | 2021 | Wind Offshore | Generation | Electricity | ON | Dispatch-Generation | EmissionsCost | 0 | [6 empty] | 0.96154 | 0
LCP_Inputs_ON_Diverse_IEA_2023_05_05 | 2021 | Wind Offshore | Generation | Electricity | ON | Dispatch-Generation | FuelCost | 0 | [6 empty] | 0.96154 | 0
LCP_Inputs_ON_Diverse_IEA_2023_05_05 | 2021 | Wind Offshore | Generation | Electricity | ON | Dispatch-Generation | VOM | 0 | [6 empty] | 0.96154 | 0
LCP_Inputs_ON_Diverse_IEA_2023_05_05 | 2021 | Wind Offshore | Generation | Electricity | PJ | Dispatch-Generation | EmissionsCost | 0 | [6 empty] | 0.96154 | 0
LCP_Inputs_ON_Diverse_IEA_2023_05_05 | 2021 | Wind Offshore | Generation | Electricity | PJ | Dispatch-Generation | FuelCost | 0 | [6 empty] | 0.96154 | 0
LCP_Inputs_ON_Diverse_IEA_2023_05_05 | 2021 | Wind Offshore | Generation | Electricity | PJ | Dispatch-Generation | VOM | 0 | [6 empty] | 0.96154 | 0
LCP_Inputs_ON_Diverse_IEA_2023_05_05 | 2021 | Wind Offshore | Generation | Electricity | QC | Dispatch-Generation | EmissionsCost | 0 | [6 empty] | 0.96154 | 0
LCP_Inputs_ON_Diverse_IEA_2023_05_05 | 2021 | Wind Offshore | Generation | Electricity | QC | Dispatch-Generation | FuelCost | 0 | [6 empty] | 0.96154 | 0
LCP_Inputs_ON_Diverse_IEA_2023_05_05 | 2021 | Wind Offshore | Generation | Electricity | QC | Dispatch-Generation | VOM | 0 | [6 empty] | 0.96154 | 0
LCP_Inputs_ON_Diverse_IEA_2023_05_05 | 2021 | Wind Offshore | Generation | Electricity | WC | Dispatch-Generation | EmissionsCost | 0 | [6 empty] | 0.96154 | 0
LCP_Inputs_ON_Diverse_IEA_2023_05_05 | 2021 | Wind Offshore | Generation | Electricity | WC | Dispatch-Generation | FuelCost | 0 | [6 empty] | 0.96154 | 0
LCP_Inputs_ON_Diverse_IEA_2023_05_05 | 2021 | Wind Offshore | Generation | Electricity | WC | Dispatch-Generation | VOM | 0 | [6 empty] | 0.96154 | 0
LCP_Inputs_ON_Diverse_IEA_2023_05_05 | 2021 | Wind Onshore | Generation | Electricity | MI | Dispatch-Generation | EmissionsCost | 0 | [6 empty] | 0.96154 | 0
LCP_Inputs_ON_Diverse_IEA_2023_05_05 | 2021 | Wind Onshore | Generation | Electricity | MI | Dispatch-Generation | FuelCost | 0 | [6 empty] | 0.96154 | 0
LCP_Inputs_ON_Diverse_IEA_2023_05_05 | 2021 | Wind Onshore | Generation | Electricity | MI | Dispatch-Generation | VOM | 0 | [6 empty] | 0.96154 | 0
LCP_Inputs_ON_Diverse_IEA_2023_05_05 | 2021 | Wind Onshore | Generation | Electricity | NY | Dispatch-Generation | EmissionsCost | 0 | [6 empty] | 0.96154 | 0
LCP_Inputs_ON_Diverse_IEA_2023_05_05 | 2021 | Wind Onshore | Generation | Electricity | NY | Dispatch-Generation | FuelCost | 0 | [6 empty] | 0.96154 | 0
LCP_Inputs_ON_Diverse_IEA_2023_05_05 | 2021 | Wind Onshore | Generation | Electricity | NY | Dispatch-Generation | VOM | 0 | [6 empty] | 0.96154 | 0
LCP_Inputs_ON_Diverse_IEA_2023_05_05 | 2021 | Wind Onshore | Generation | Electricity | ON | Dispatch-Generation | EmissionsCost | 0 | [6 empty] | 0.96154 | 0
LCP_Inputs_ON_Diverse_IEA_2023_05_05 | 2021 | Wind Onshore | Generation | Electricity | ON | Dispatch-Generation | FuelCost | 0 | [6 empty] | 0.96154 | 0
LCP_Inputs_ON_Diverse_IEA_2023_05_05 | 2021 | Wind Onshore | Generation | Electricity | ON | Dispatch-Generation | VOM | 0 | [6 empty] | 0.96154 | 0
LCP_Inputs_ON_Diverse_IEA_2023_05_05 | 2021 | Wind Onshore | Generation | Electricity | PJ | Dispatch-Generation | EmissionsCost | 0 | [6 empty] | 0.96154 | 0
LCP_Inputs_ON_Diverse_IEA_2023_05_05 | 2021 | Wind Onshore | Generation | Electricity | PJ | Dispatch-Generation | FuelCost | 0 | [6 empty] | 0.96154 | 0
LCP_Inputs_ON_Diverse_IEA_2023_05_05 | 2021 | Wind Onshore | Generation | Electricity | PJ | Dispatch-Generation | VOM | 0 | [6 empty] | 0.96154 | 0
LCP_Inputs_ON_Diverse_IEA_2023_05_05 | 2021 | Wind Onshore | Generation | Electricity | QC | Dispatch-Generation | EmissionsCost | 0 | [6 empty] | 0.96154 | 0
LCP_Inputs_ON_Diverse_IEA_2023_05_05 | 2021 | Wind Onshore | Generation | Electricity | QC | Dispatch-Generation | FuelCost | 0 | [6 empty] | 0.96154 | 0
LCP_Inputs_ON_Diverse_IEA_2023_05_05 | 2021 | Wind Onshore | Generation | Electricity | QC | Dispatch-Generation | VOM | 0 | [6 empty] | 0.96154 | 0
LCP_Inputs_ON_Diverse_IEA_2023_05_05 | 2021 | Wind Onshore | Generation | Electricity | WC | Dispatch-Generation | EmissionsCost | 0 | [6 empty] | 0.96154 | 0
LCP_Inputs_ON_Diverse_IEA_2023_05_05 | 2021 | Wind Onshore | Generation | Electricity | WC | Dispatch-Generation | FuelCost | 0 | [6 empty] | 0.96154 | 0
LCP_Inputs_ON_Diverse_IEA_2023_05_05 | 2021 | Wind Onshore | Generation | Electricity | WC | Dispatch-Generation | VOM | 0 | [6 empty] | 0.96154 | 0
LCP_Inputs_ON_Diverse_IEA_2023_05_05 | 2022 | Anaerobic Digestion | Generation | Methane | MI | Dispatch-Generation | EmissionsCost | 0 | [6 empty] | 0.92456 | 0
LCP_Inputs_ON_Diverse_IEA_2023_05_05 | 2022 | Anaerobic Digestion | Generation | Methane | MI | Dispatch-Generation | FuelCost | 0 | [6 empty] | 0.92456 | 0
LCP_Inputs_ON_Diverse_IEA_2023_05_05 | 2022 | Anaerobic Digestion | Generation | Methane | MI | Dispatch-Generation | VOM | 0 | [6 empty] | 0.92456 | 0
LCP_Inputs_ON_Diverse_IEA_2023_05_05 | 2022 | Anaerobic Digestion | Generation | Methane | NY | Dispatch-Generation | EmissionsCost | 0 | [6 empty] | 0.92456 | 0
LCP_Inputs_ON_Diverse_IEA_2023_05_05 | 2022 | Anaerobic Digestion | Generation | Methane | NY | Dispatch-Generation | FuelCost | 0 | [6 empty] | 0.92456 | 0
LCP_Inputs_ON_Diverse_IEA_2023_05_05 | 2022 | Anaerobic Digestion | Generation | Methane | NY | Dispatch-Generation | VOM | 0 | [6 empty] | 0.92456 | 0
LCP_Inputs_ON_Diverse_IEA_2023_05_05 | 2022 | Anaerobic Digestion | Generation | Methane | ON | Dispatch-Generation | EmissionsCost | 0 | [6 empty] | 0.92456 | 0
LCP_Inputs_ON_Diverse_IEA_2023_05_05 | 2022 | Anaerobic Digestion | Generation | Methane | ON | Dispatch-Generation | FuelCost | 0 | [6 empty] | 0.92456 | 0
LCP_Inputs_ON_Diverse_IEA_2023_05_05 | 2022 | Anaerobic Digestion | Generation | Methane | ON | Dispatch-Generation | VOM | 0 | [6 empty] | 0.92456 | 0
LCP_Inputs_ON_Diverse_IEA_2023_05_05 | 2022 | Anaerobic Digestion | Generation | Methane | PJ | Dispatch-Generation | EmissionsCost | 0 | [6 empty] | 0.92456 | 0
LCP_Inputs_ON_Diverse_IEA_2023_05_05 | 2022 | Anaerobic Digestion | Generation | Methane | PJ | Dispatch-Generation | FuelCost | 0 | [6 empty] | 0.92456 | 0
LCP_Inputs_ON_Diverse_IEA_2023_05_05 | 2022 | Anaerobic Digestion | Generation | Methane | PJ | Dispatch-Generation | VOM | 0 | [6 empty] | 0.92456 | 0
LCP_Inputs_ON_Diverse_IEA_2023_05_05 | 2022 | Anaerobic Digestion | Generation | Methane | QC | Dispatch-Generation | EmissionsCost | 0 | [6 empty] | 0.92456 | 0
LCP_Inputs_ON_Diverse_IEA_2023_05_05 | 2022 | Anaerobic Digestion | Generation | Methane | QC | Dispatch-Generation | FuelCost | 0 | [6 empty] | 0.92456 | 0
LCP_Inputs_ON_Diverse_IEA_2023_05_05 | 2022 | Anaerobic Digestion | Generation | Methane | QC | Dispatch-Generation | VOM | 0 | [6 empty] | 0.92456 | 0
LCP_Inputs_ON_Diverse_IEA_2023_05_05 | 2022 | Anaerobic Digestion | Generation | Methane | WC | Dispatch-Generation | EmissionsCost | 0 | [6 empty] | 0.92456 | 0
LCP_Inputs_ON_Diverse_IEA_2023_05_05 | 2022 | Anaerobic Digestion | Generation | Methane | WC | Dispatch-Generation | FuelCost | 0 | [6 empty] | 0.92456 | 0
LCP_Inputs_ON_Diverse_IEA_2023_05_05 | 2022 | Anaerobic Digestion | Generation | Methane | WC | Dispatch-Generation | VOM | 0 | [6 empty] | 0.92456 | 0
LCP_Inputs_ON_Diverse_IEA_2023_05_05 | 2022 | Battery Storage | Storage | Electricity | MI | Dispatch-Storage | EmissionsCost | 0 | [6 empty] | 0.92456 | 0
LCP_Inputs_ON_Diverse_IEA_2023_05_05 | 2022 | Battery Storage | Storage | Electricity | MI | Dispatch-Storage | FuelCost | 0 | [6 empty] | 0.92456 | 0
LCP_Inputs_ON_Diverse_IEA_2023_05_05 | 2022 | Battery Storage | Storage | Electricity | MI | Dispatch-Storage | VOM | 0 | [6 empty] | 0.92456 | 0
LCP_Inputs_ON_Diverse_IEA_2023_05_05 | 2022 | Battery Storage | Storage | Electricity | NY | Dispatch-Storage | EmissionsCost | 0 | [6 empty] | 0.92456 | 0
LCP_Inputs_ON_Diverse_IEA_2023_05_05 | 2022 | Battery Storage | Storage | Electricity | NY | Dispatch-Storage | FuelCost | 0 | [6 empty] | 0.92456 | 0
LCP_Inputs_ON_Diverse_IEA_2023_05_05 | 2022 | Battery Storage | Storage | Electricity | NY | Dispatch-Storage | VOM | 0 | [6 empty] | 0.92456 | 0
LCP_Inputs_ON_Diverse_IEA_2023_05_05 | 2022 | Battery Storage | Storage | Electricity | ON | Dispatch-Storage | EmissionsCost | 0 | [6 empty] | 0.92456 | 0
LCP_Inputs_ON_Diverse_IEA_2023_05_05 | 2022 | Battery Storage | Storage | Electricity | ON | Dispatch-Storage | FuelCost | 0 | [6 empty] | 0.92456 | 0
LCP_Inputs_ON_Diverse_IEA_2023_05_05 | 2022 | Battery Storage | Storage | Electricity | ON | Dispatch-Storage | VOM | 0 | [6 empty] | 0.92456 | 0
LCP_Inputs_ON_Diverse_IEA_2023_05_05 | 2022 | Battery Storage | Storage | Electricity | PJ | Dispatch-Storage | EmissionsCost | 0 | [6 empty] | 0.92456 | 0
LCP_Inputs_ON_Diverse_IEA_2023_05_05 | 2022 | Battery Storage | Storage | Electricity | PJ | Dispatch-Storage | FuelCost | 0 | [6 empty] | 0.92456 | 0
LCP_Inputs_ON_Diverse_IEA_2023_05_05 | 2022 | Battery Storage | Storage | Electricity | PJ | Dispatch-Storage | VOM | 0 | [6 empty] | 0.92456 | 0
LCP_Inputs_ON_Diverse_IEA_2023_05_05 | 2022 | Battery Storage | Storage | Electricity | QC | Dispatch-Storage | EmissionsCost | 0 | [6 empty] | 0.92456 | 0
LCP_Inputs_ON_Diverse_IEA_2023_05_05 | 2022 | Battery Storage | Storage | Electricity | QC | Dispatch-Storage | FuelCost | 0 | [6 empty] | 0.92456 | 0
LCP_Inputs_ON_Diverse_IEA_2023_05_05 | 2022 | Battery Storage | Storage | Electricity | QC | Dispatch-Storage | VOM | 0 | [6 empty] | 0.92456 | 0
LCP_Inputs_ON_Diverse_IEA_2023_05_05 | 2022 | Battery Storage | Storage | Electricity | WC | Dispatch-Storage | EmissionsCost | 0 | [6 empty] | 0.92456 | 0
LCP_Inputs_ON_Diverse_IEA_2023_05_05 | 2022 | Battery Storage | Storage | Electricity | WC | Dispatch-Storage | FuelCost | 0 | [6 empty] | 0.92456 | 0
LCP_Inputs_ON_Diverse_IEA_2023_05_05 | 2022 | Battery Storage | Storage | Electricity | WC | Dispatch-Storage | VOM | 0 | [6 empty] | 0.92456 | 0
LCP_Inputs_ON_Diverse_IEA_2023_05_05 | 2022 | Biomass | Generation | Electricity | MI | Dispatch-Generation | EmissionsCost | 0 | [6 empty] | 0.92456 | 0
LCP_Inputs_ON_Diverse_IEA_2023_05_05 | 2022 | Biomass | Generation | Electricity | MI | Dispatch-Generation | FuelCost | 0 | [6 empty] | 0.92456 | 0
LCP_Inputs_ON_Diverse_IEA_2023_05_05 | 2022 | Biomass | Generation | Electricity | MI | Dispatch-Generation | VOM | 0 | [6 empty] | 0.92456 | 0
LCP_Inputs_ON_Diverse_IEA_2023_05_05 | 2022 | Biomass | Generation | Electricity | NY | Dispatch-Generation | EmissionsCost | 0 | [6 empty] | 0.92456 | 0
LCP_Inputs_ON_Diverse_IEA_2023_05_05 | 2022 | Biomass | Generation | Electricity | NY | Dispatch-Generation | FuelCost | 0 | [6 empty] | 0.92456 | 0
LCP_Inputs_ON_Diverse_IEA_2023_05_05 | 2022 | Biomass | Generation | Electricity | NY | Dispatch-Generation | VOM | 0 | [6 empty] | 0.92456 | 0
LCP_Inputs_ON_Diverse_IEA_2023_05_05 | 2022 | Biomass | Generation | Electricity | ON | Dispatch-Generation | EmissionsCost | 0 | [6 empty] | 0.92456 | 0
LCP_Inputs_ON_Diverse_IEA_2023_05_05 | 2022 | Biomass | Generation | Electricity | ON | Dispatch-Generation | FuelCost | 0 | [6 empty] | 0.92456 | 0
LCP_Inputs_ON_Diverse_IEA_2023_05_05 | 2022 | Biomass | Generation | Electricity | ON | Dispatch-Generation | VOM | 0 | [6 empty] | 0.92456 | 0
LCP_Inputs_ON_Diverse_IEA_2023_05_05 | 2022 | Biomass | Generation | Electricity | PJ | Dispatch-Generation | EmissionsCost | 0 | [6 empty] | 0.92456 | 0
LCP_Inputs_ON_Diverse_IEA_2023_05_05 | 2022 | Biomass | Generation | Electricity | PJ | Dispatch-Generation | FuelCost | 0 | [6 empty] | 0.92456 | 0
LCP_Inputs_ON_Diverse_IEA_2023_05_05 | 2022 | Biomass | Generation | Electricity | PJ | Dispatch-Generation | VOM | 0 | [6 empty] | 0.92456 | 0
LCP_Inputs_ON_Diverse_IEA_2023_05_05 | 2022 | Biomass | Generation | Electricity | QC | Dispatch-Generation | EmissionsCost | 0 | [6 empty] | 0.92456 | 0
LCP_Inputs_ON_Diverse_IEA_2023_05_05 | 2022 | Biomass | Generation | Electricity | QC | Dispatch-Generation | FuelCost | 0 | [6 empty] | 0.92456 | 0
LCP_Inputs_ON_Diverse_IEA_2023_05_05 | 2022 | Biomass | Generation | Electricity | QC | Dispatch-Generation | VOM | 0 | [6 empty] | 0.92456 | 0
LCP_Inputs_ON_Diverse_IEA_2023_05_05 | 2022 | Biomass | Generation | Electricity | WC | Dispatch-Generation | EmissionsCost | 0 | [6 empty] | 0.92456 | 0
LCP_Inputs_ON_Diverse_IEA_2023_05_05 | 2022 | Biomass | Generation | Electricity | WC | Dispatch-Generation | FuelCost | 0 | [6 empty] | 0.92456 | 0
LCP_Inputs_ON_Diverse_IEA_2023_05_05 | 2022 | Biomass | Generation | Electricity | WC | Dispatch-Generation | VOM | 0 | [6 empty] | 0.92456 | 0
LCP_Inputs_ON_Diverse_IEA_2023_05_05 | 2022 | Biomass + CCS | Generation | Electricity | MI | Dispatch-Generation | EmissionsCost | 0 | [6 empty] | 0.92456 | 0
LCP_Inputs_ON_Diverse_IEA_2023_05_05 | 2022 | Biomass + CCS | Generation | Electricity | MI | Dispatch-Generation | FuelCost | 0 | [6 empty] | 0.92456 | 0
LCP_Inputs_ON_Diverse_IEA_2023_05_05 | 2022 | Biomass + CCS | Generation | Electricity | MI | Dispatch-Generation | VOM | 0 | [6 empty] | 0.92456 | 0
LCP_Inputs_ON_Diverse_IEA_2023_05_05 | 2022 | Biomass + CCS | Generation | Electricity | NY | Dispatch-Generation | EmissionsCost | 0 | [6 empty] | 0.92456 | 0
LCP_Inputs_ON_Diverse_IEA_2023_05_05 | 2022 | Biomass + CCS | Generation | Electricity | NY | Dispatch-Generation | FuelCost | 0 | [6 empty] | 0.92456 | 0
LCP_Inputs_ON_Diverse_IEA_2023_05_05 | 2022 | Biomass + CCS | Generation | Electricity | NY | Dispatch-Generation | VOM | 0 | [6 empty] | 0.92456 | 0
LCP_Inputs_ON_Diverse_IEA_2023_05_05 | 2022 | Biomass + CCS | Generation | Electricity | ON | Dispatch-Generation | EmissionsCost | 0 | [6 empty] | 0.92456 | 0
LCP_Inputs_ON_Diverse_IEA_2023_05_05 | 2022 | Biomass + CCS | Generation | Electricity | ON | Dispatch-Generation | FuelCost | 0 | [6 empty] | 0.92456 | 0
LCP_Inputs_ON_Diverse_IEA_2023_05_05 | 2022 | Biomass + CCS | Generation | Electricity | ON | Dispatch-Generation | VOM | 0 | [6 empty] | 0.92456 | 0
LCP_Inputs_ON_Diverse_IEA_2023_05_05 | 2022 | Biomass + CCS | Generation | Electricity | PJ | Dispatch-Generation | EmissionsCost | 0 | [6 empty] | 0.92456 | 0
LCP_Inputs_ON_Diverse_IEA_2023_05_05 | 2022 | Biomass + CCS | Generation | Electricity | PJ | Dispatch-Generation | FuelCost | 0 | [6 empty] | 0.92456 | 0
LCP_Inputs_ON_Diverse_IEA_2023_05_05 | 2022 | Biomass + CCS | Generation | Electricity | PJ | Dispatch-Generation | VOM | 0 | [6 empty] | 0.92456 | 0
LCP_Inputs_ON_Diverse_IEA_2023_05_05 | 2022 | Biomass + CCS | Generation | Electricity | QC | Dispatch-Generation | EmissionsCost | 0 | [6 empty] | 0.92456 | 0
LCP_Inputs_ON_Diverse_IEA_2023_05_05 | 2022 | Biomass + CCS | Generation | Electricity | QC | Dispatch-Generation | FuelCost | 0 | [6 empty] | 0.92456 | 0
LCP_Inputs_ON_Diverse_IEA_2023_05_05 | 2022 | Biomass + CCS | Generation | Electricity | QC | Dispatch-Generation | VOM | 0 | [6 empty] | 0.92456 | 0
LCP_Inputs_ON_Diverse_IEA_2023_05_05 | 2022 | Biomass + CCS | Generation | Electricity | WC | Dispatch-Generation | EmissionsCost | 0 | [6 empty] | 0.92456 | 0
LCP_Inputs_ON_Diverse_IEA_2023_05_05 | 2022 | Biomass + CCS | Generation | Electricity | WC | Dispatch-Generation | FuelCost | 0 | [6 empty] | 0.92456 | 0
LCP_Inputs_ON_Diverse_IEA_2023_05_05 | 2022 | Biomass + CCS | Generation | Electricity | WC | Dispatch-Generation | VOM | 0 | [6 empty] | 0.92456 | 0
LCP_Inputs_ON_Diverse_IEA_2023_05_05 | 2022 | CH4 + CCS | Generation | Methane | MI | Dispatch-Generation | EmissionsCost | 0 | [6 empty] | 0.92456 | 0
LCP_Inputs_ON_Diverse_IEA_2023_05_05 | 2022 | CH4 + CCS | Generation | Methane | MI | Dispatch-Generation | FuelCost | 0 | [6 empty] | 0.92456 | 0
LCP_Inputs_ON_Diverse_IEA_2023_05_05 | 2022 | CH4 + CCS | Generation | Methane | MI | Dispatch-Generation | VOM | 0 | [6 empty] | 0.92456 | 0
LCP_Inputs_ON_Diverse_IEA_2023_05_05 | 2022 | CH4 + CCS | Generation | Methane | NY | Dispatch-Generation | EmissionsCost | 0 | [6 empty] | 0.92456 | 0
LCP_Inputs_ON_Diverse_IEA_2023_05_05 | 2022 | CH4 + CCS | Generation | Methane | NY | Dispatch-Generation | FuelCost | 0 | [6 empty] | 0.92456 | 0
LCP_Inputs_ON_Diverse_IEA_2023_05_05 | 2022 | CH4 + CCS | Generation | Methane | NY | Dispatch-Generation | VOM | 0 | [6 empty] | 0.92456 | 0
LCP_Inputs_ON_Diverse_IEA_2023_05_05 | 2022 | CH4 + CCS | Generation | Methane | ON | Dispatch-Generation | EmissionsCost | 0 | [6 empty] | 0.92456 | 0
LCP_Inputs_ON_Diverse_IEA_2023_05_05 | 2022 | CH4 + CCS | Generation | Methane | ON | Dispatch-Generation | FuelCost | 0 | [6 empty] | 0.92456 | 0
LCP_Inputs_ON_Diverse_IEA_2023_05_05 | 2022 | CH4 + CCS | Generation | Methane | ON | Dispatch-Generation | VOM | 0 | [6 empty] | 0.92456 | 0
LCP_Inputs_ON_Diverse_IEA_2023_05_05 | 2022 | CH4 + CCS | Generation | Methane | PJ | Dispatch-Generation | EmissionsCost | 0 | [6 empty] | 0.92456 | 0
LCP_Inputs_ON_Diverse_IEA_2023_05_05 | 2022 | CH4 + CCS | Generation | Methane | PJ | Dispatch-Generation | FuelCost | 0 | [6 empty] | 0.92456 | 0
LCP_Inputs_ON_Diverse_IEA_2023_05_05 | 2022 | CH4 + CCS | Generation | Methane | PJ | Dispatch-Generation | VOM | 0 | [6 empty] | 0.92456 | 0
LCP_Inputs_ON_Diverse_IEA_2023_05_05 | 2022 | CH4 + CCS | Generation | Methane | QC | Dispatch-Generation | EmissionsCost | 0 | [6 empty] | 0.92456 | 0
LCP_Inputs_ON_Diverse_IEA_2023_05_05 | 2022 | CH4 + CCS | Generation | Methane | QC | Dispatch-Generation | FuelCost | 0 | [6 empty] | 0.92456 | 0
LCP_Inputs_ON_Diverse_IEA_2023_05_05 | 2022 | CH4 + CCS | Generation | Methane | QC | Dispatch-Generation | VOM | 0 | [6 empty] | 0.92456 | 0
LCP_Inputs_ON_Diverse_IEA_2023_05_05 | 2022 | CH4 + CCS | Generation | Methane | WC | Dispatch-Generation | EmissionsCost | 0 | [6 empty] | 0.92456 | 0
LCP_Inputs_ON_Diverse_IEA_2023_05_05 | 2022 | CH4 + CCS | Generation | Methane | WC | Dispatch-Generation | FuelCost | 0 | [6 empty] | 0.92456 | 0
LCP_Inputs_ON_Diverse_IEA_2023_05_05 | 2022 | CH4 + CCS | Generation | Methane | WC | Dispatch-Generation | VOM | 0 | [6 empty] | 0.92456 | 0
LCP_Inputs_ON_Diverse_IEA_2023_05_05 | 2022 | CH4 Import - NY 2020 | Import | Methane | MI | Dispatch-Import | EmissionsCost | 0 | [6 empty] | 0.92456 | 0
LCP_Inputs_ON_Diverse_IEA_2023_05_05 | 2022 | CH4 Import - NY 2020 | Import | Methane | MI | Dispatch-Import | FuelCost | 0 | [6 empty] | 0.92456 | 0
LCP_Inputs_ON_Diverse_IEA_2023_05_05 | 2022 | CH4 Import - NY 2020 | Import | Methane | MI | Dispatch-Import | VOM | 0 | [6 empty] | 0.92456 | 0
LCP_Inputs_ON_Diverse_IEA_2023_05_05 | 2022 | CH4 Import - NY 2020 | Import | Methane | NY | Dispatch-Import | EmissionsCost | 282343065.1873 | [6 empty] | 0.92456 | 261042035.1214
LCP_Inputs_ON_Diverse_IEA_2023_05_05 | 2022 | CH4 Import - NY 2020 | Import | Methane | NY | Dispatch-Import | FuelCost | 407790143.0843 | [6 empty] | 0.92456 | 377024910.396
LCP_Inputs_ON_Diverse_IEA_2023_05_05 | 2022 | CH4 Import - NY 2020 | Import | Methane | NY | Dispatch-Import | VOM | 0 | [6 empty] | 0.92456 | 0
LCP_Inputs_ON_Diverse_IEA_2023_05_05 | 2022 | CH4 Import - NY 2020 | Import | Methane | ON | Dispatch-Import | EmissionsCost | 0 | [6 empty] | 0.92456 | 0
LCP_Inputs_ON_Diverse_IEA_2023_05_05 | 2022 | CH4 Import - NY 2020 | Import | Methane | ON | Dispatch-Import | FuelCost | 0 | [6 empty] | 0.92456 | 0
LCP_Inputs_ON_Diverse_IEA_2023_05_05 | 2022 | CH4 Import - NY 2020 | Import | Methane | ON | Dispatch-Import | VOM | 0 | [6 empty] | 0.92456 | 0
LCP_Inputs_ON_Diverse_IEA_2023_05_05 | 2022 | CH4 Import - NY 2020 | Import | Methane | PJ | Dispatch-Import | EmissionsCost | 0 | [6 empty] | 0.92456 | 0
LCP_Inputs_ON_Diverse_IEA_2023_05_05 | 2022 | CH4 Import - NY 2020 | Import | Methane | PJ | Dispatch-Import | FuelCost | 0 | [6 empty] | 0.92456 | 0
LCP_Inputs_ON_Diverse_IEA_2023_05_05 | 2022 | CH4 Import - NY 2020 | Import | Methane | PJ | Dispatch-Import | VOM | 0 | [6 empty] | 0.92456 | 0
LCP_Inputs_ON_Diverse_IEA_2023_05_05 | 2022 | CH4 Import - NY 2020 | Import | Methane | QC | Dispatch-Import | EmissionsCost | 0 | [6 empty] | 0.92456 | 0
LCP_Inputs_ON_Diverse_IEA_2023_05_05 | 2022 | CH4 Import - NY 2020 | Import | Methane | QC | Dispatch-Import | FuelCost | 0 | [6 empty] | 0.92456 | 0
LCP_Inputs_ON_Diverse_IEA_2023_05_05 | 2022 | CH4 Import - NY 2020 | Import | Methane | QC | Dispatch-Import | VOM | 0 | [6 empty] | 0.92456 | 0
LCP_Inputs_ON_Diverse_IEA_2023_05_05 | 2022 | CH4 Import - NY 2020 | Import | Methane | WC | Dispatch-Import | EmissionsCost | 0 | [6 empty] | 0.92456 | 0
LCP_Inputs_ON_Diverse_IEA_2023_05_05 | 2022 | CH4 Import - NY 2020 | Import | Methane | WC | Dispatch-Import | FuelCost | 0 | [6 empty] | 0.92456 | 0
LCP_Inputs_ON_Diverse_IEA_2023_05_05 | 2022 | CH4 Import - NY 2020 | Import | Methane | WC | Dispatch-Import | VOM | 0 | [6 empty] | 0.92456 | 0
LCP_Inputs_ON_Diverse_IEA_2023_05_05 | 2022 | CH4 Import - NY 2030 | Import | Methane | MI | Dispatch-Import | EmissionsCost | 0 | [6 empty] | 0.92456 | 0
LCP_Inputs_ON_Diverse_IEA_2023_05_05 | 2022 | CH4 Import - NY 2030 | Import | Methane | MI | Dispatch-Import | FuelCost | 0 | [6 empty] | 0.92456 | 0
LCP_Inputs_ON_Diverse_IEA_2023_05_05 | 2022 | CH4 Import - NY 2030 | Import | Methane | MI | Dispatch-Import | VOM | 0 | [6 empty] | 0.92456 | 0
LCP_Inputs_ON_Diverse_IEA_2023_05_05 | 2022 | CH4 Import - NY 2030 | Import | Methane | NY | Dispatch-Import | EmissionsCost | 0 | [6 empty] | 0.92456 | 0
LCP_Inputs_ON_Diverse_IEA_2023_05_05 | 2022 | CH4 Import - NY 2030 | Import | Methane | NY | Dispatch-Import | FuelCost | 0 | [6 empty] | 0.92456 | 0
LCP_Inputs_ON_Diverse_IEA_2023_05_05 | 2022 | CH4 Import - NY 2030 | Import | Methane | NY | Dispatch-Import | VOM | 0 | [6 empty] | 0.92456 | 0
LCP_Inputs_ON_Diverse_IEA_2023_05_05 | 2022 | CH4 Import - NY 2030 | Import | Methane | ON | Dispatch-Import | EmissionsCost | 0 | [6 empty] | 0.92456 | 0
LCP_Inputs_ON_Diverse_IEA_2023_05_05 | 2022 | CH4 Import - NY 2030 | Import | Methane | ON | Dispatch-Import | FuelCost | 0 | [6 empty] | 0.92456 | 0
LCP_Inputs_ON_Diverse_IEA_2023_05_05 | 2022 | CH4 Import - NY 2030 | Import | Methane | ON | Dispatch-Import | VOM | 0 | [6 empty] | 0.92456 | 0
LCP_Inputs_ON_Diverse_IEA_2023_05_05 | 2022 | CH4 Import - NY 2030 | Import | Methane | PJ | Dispatch-Import | EmissionsCost | 0 | [6 empty] | 0.92456 | 0
LCP_Inputs_ON_Diverse_IEA_2023_05_05 | 2022 | CH4 Import - NY 2030 | Import | Methane | PJ | Dispatch-Import | FuelCost | 0 | [6 empty] | 0.92456 | 0
LCP_Inputs_ON_Diverse_IEA_2023_05_05 | 2022 | CH4 Import - NY 2030 | Import | Methane | PJ | Dispatch-Import | VOM | 0 | [6 empty] | 0.92456 | 0
LCP_Inputs_ON_Diverse_IEA_2023_05_05 | 2022 | CH4 Import - NY 2030 | Import | Methane | QC | Dispatch-Import | EmissionsCost | 0 | [6 empty] | 0.92456 | 0
LCP_Inputs_ON_Diverse_IEA_2023_05_05 | 2022 | CH4 Import - NY 2030 | Import | Methane | QC | Dispatch-Import | FuelCost | 0 | [6 empty] | 0.92456 | 0
LCP_Inputs_ON_Diverse_IEA_2023_05_05 | 2022 | CH4 Import - NY 2030 | Import | Methane | QC | Dispatch-Import | VOM | 0 | [6 empty] | 0.92456 | 0
LCP_Inputs_ON_Diverse_IEA_2023_05_05 | 2022 | CH4 Import - NY 2030 | Import | Methane | WC | Dispatch-Import | EmissionsCost | 0 | [6 empty] | 0.92456 | 0
LCP_Inputs_ON_Diverse_IEA_2023_05_05 | 2022 | CH4 Import - NY 2030 | Import | Methane | WC | Dispatch-Import | FuelCost | 0 | [6 empty] | 0.92456 | 0
LCP_Inputs_ON_Diverse_IEA_2023_05_05 | 2022 | CH4 Import - NY 2030 | Import | Methane | WC | Dispatch-Import | VOM | 0 | [6 empty] | 0.92456 | 0
LCP_Inputs_ON_Diverse_IEA_2023_05_05 | 2022 | CH4 Import - NY 2040 | Import | Methane | MI | Dispatch-Import | EmissionsCost | 0 | [6 empty] | 0.92456 | 0
LCP_Inputs_ON_Diverse_IEA_2023_05_05 | 2022 | CH4 Import - NY 2040 | Import | Methane | MI | Dispatch-Import | FuelCost | 0 | [6 empty] | 0.92456 | 0
LCP_Inputs_ON_Diverse_IEA_2023_05_05 | 2022 | CH4 Import - NY 2040 | Import | Methane | MI | Dispatch-Import | VOM | 0 | [6 empty] | 0.92456 | 0
LCP_Inputs_ON_Diverse_IEA_2023_05_05 | 2022 | CH4 Import - NY 2040 | Import | Methane | NY | Dispatch-Import | EmissionsCost | 0 | [6 empty] | 0.92456 | 0
LCP_Inputs_ON_Diverse_IEA_2023_05_05 | 2022 | CH4 Import - NY 2040 | Import | Methane | NY | Dispatch-Import | FuelCost | 0 | [6 empty] | 0.92456 | 0
LCP_Inputs_ON_Diverse_IEA_2023_05_05 | 2022 | CH4 Import - NY 2040 | Import | Methane | NY | Dispatch-Import | VOM | 0 | [6 empty] | 0.92456 | 0
LCP_Inputs_ON_Diverse_IEA_2023_05_05 | 2022 | CH4 Import - NY 2040 | Import | Methane | ON | Dispatch-Import | EmissionsCost | 0 | [6 empty] | 0.92456 | 0
LCP_Inputs_ON_Diverse_IEA_2023_05_05 | 2022 | CH4 Import - NY 2040 | Import | Methane | ON | Dispatch-Import | FuelCost | 0 | [6 empty] | 0.92456 | 0
LCP_Inputs_ON_Diverse_IEA_2023_05_05 | 2022 | CH4 Import - NY 2040 | Import | Methane | ON | Dispatch-Import | VOM | 0 | [6 empty] | 0.92456 | 0
LCP_Inputs_ON_Diverse_IEA_2023_05_05 | 2022 | CH4 Import - NY 2040 | Import | Methane | PJ | Dispatch-Import | EmissionsCost | 0 | [6 empty] | 0.92456 | 0
LCP_Inputs_ON_Diverse_IEA_2023_05_05 | 2022 | CH4 Import - NY 2040 | Import | Methane | PJ | Dispatch-Import | FuelCost | 0 | [6 empty] | 0.92456 | 0
LCP_Inputs_ON_Diverse_IEA_2023_05_05 | 2022 | CH4 Import - NY 2040 | Import | Methane | PJ | Dispatch-Import | VOM | 0 | [6 empty] | 0.92456 | 0
LCP_Inputs_ON_Diverse_IEA_2023_05_05 | 2022 | CH4 Import - NY 2040 | Import | Methane | QC | Dispatch-Import | EmissionsCost | 0 | [6 empty] | 0.92456 | 0
LCP_Inputs_ON_Diverse_IEA_2023_05_05 | 2022 | CH4 Import - NY 2040 | Import | Methane | QC | Dispatch-Import | FuelCost | 0 | [6 empty] | 0.92456 | 0
LCP_Inputs_ON_Diverse_IEA_2023_05_05 | 2022 | CH4 Import - NY 2040 | Import | Methane | QC | Dispatch-Import | VOM | 0 | [6 empty] | 0.92456 | 0
LCP_Inputs_ON_Diverse_IEA_2023_05_05 | 2022 | CH4 Import - NY 2040 | Import | Methane | WC | Dispatch-Import | EmissionsCost | 0 | [6 empty] | 0.92456 | 0
LCP_Inputs_ON_Diverse_IEA_2023_05_05 | 2022 | CH4 Import - NY 2040 | Import | Methane | WC | Dispatch-Import | FuelCost | 0 | [6 empty] | 0.92456 | 0
LCP_Inputs_ON_Diverse_IEA_2023_05_05 | 2022 | CH4 Import - NY 2040 | Import | Methane | WC | Dispatch-Import | VOM | 0 | [6 empty] | 0.92456 | 0
LCP_Inputs_ON_Diverse_IEA_2023_05_05 | 2022 | CH4 Import - NY 2050 | Import | Methane | MI | Dispatch-Import | EmissionsCost | 0 | [6 empty] | 0.92456 | 0
LCP_Inputs_ON_Diverse_IEA_2023_05_05 | 2022 | CH4 Import - NY 2050 | Import | Methane | MI | Dispatch-Import | FuelCost | 0 | [6 empty] | 0.92456 | 0
LCP_Inputs_ON_Diverse_IEA_2023_05_05 | 2022 | CH4 Import - NY 2050 | Import | Methane | MI | Dispatch-Import | VOM | 0 | [6 empty] | 0.92456 | 0
LCP_Inputs_ON_Diverse_IEA_2023_05_05 | 2022 | CH4 Import - NY 2050 | Import | Methane | NY | Dispatch-Import | EmissionsCost | 0 | [6 empty] | 0.92456 | 0
LCP_Inputs_ON_Diverse_IEA_2023_05_05 | 2022 | CH4 Import - NY 2050 | Import | Methane | NY | Dispatch-Import | FuelCost | 0 | [6 empty] | 0.92456 | 0
LCP_Inputs_ON_Diverse_IEA_2023_05_05 | 2022 | CH4 Import - NY 2050 | Import | Methane | NY | Dispatch-Import | VOM | 0 | [6 empty] | 0.92456 | 0
LCP_Inputs_ON_Diverse_IEA_2023_05_05 | 2022 | CH4 Import - NY 2050 | Import | Methane | ON | Dispatch-Import | EmissionsCost | 0 | [6 empty] | 0.92456 | 0
LCP_Inputs_ON_Diverse_IEA_2023_05_05 | 2022 | CH4 Import - NY 2050 | Import | Methane | ON | Dispatch-Import | FuelCost | 0 | [6 empty] | 0.92456 | 0
LCP_Inputs_ON_Diverse_IEA_2023_05_05 | 2022 | CH4 Import - NY 2050 | Import | Methane | ON | Dispatch-Import | VOM | 0 | [6 empty] | 0.92456 | 0
LCP_Inputs_ON_Diverse_IEA_2023_05_05 | 2022 | CH4 Import - NY 2050 | Import | Methane | PJ | Dispatch-Import | EmissionsCost | 0 | [6 empty] | 0.92456 | 0
LCP_Inputs_ON_Diverse_IEA_2023_05_05 | 2022 | CH4 Import - NY 2050 | Import | Methane | PJ | Dispatch-Import | FuelCost | 0 | [6 empty] | 0.92456 | 0
LCP_Inputs_ON_Diverse_IEA_2023_05_05 | 2022 | CH4 Import - NY 2050 | Import | Methane | PJ | Dispatch-Import | VOM | 0 | [6 empty] | 0.92456 | 0
LCP_Inputs_ON_Diverse_IEA_2023_05_05 | 2022 | CH4 Import - NY 2050 | Import | Methane | QC | Dispatch-Import | EmissionsCost | 0 | [6 empty] | 0.92456 | 0
LCP_Inputs_ON_Diverse_IEA_2023_05_05 | 2022 | CH4 Import - NY 2050 | Import | Methane | QC | Dispatch-Import | FuelCost | 0 | [6 empty] | 0.92456 | 0
LCP_Inputs_ON_Diverse_IEA_2023_05_05 | 2022 | CH4 Import - NY 2050 | Import | Methane | QC | Dispatch-Import | VOM | 0 | [6 empty] | 0.92456 | 0
LCP_Inputs_ON_Diverse_IEA_2023_05_05 | 2022 | CH4 Import - NY 2050 | Import | Methane | WC | Dispatch-Import | EmissionsCost | 0 | [6 empty] | 0.92456 | 0
LCP_Inputs_ON_Diverse_IEA_2023_05_05 | 2022 | CH4 Import - NY 2050 | Import | Methane | WC | Dispatch-Import | FuelCost | 0 | [6 empty] | 0.92456 | 0
LCP_Inputs_ON_Diverse_IEA_2023_05_05 | 2022 | CH4 Import - NY 2050 | Import | Methane | WC | Dispatch-Import | VOM | 0 | [6 empty] | 0.92456 | 0
LCP_Inputs_ON_Diverse_IEA_2023_05_05 | 2022 | CH4 Import - WC 2020 | Import | Methane | MI | Dispatch-Import | EmissionsCost | 0 | [6 empty] | 0.92456 | 0
LCP_Inputs_ON_Diverse_IEA_2023_05_05 | 2022 | CH4 Import - WC 2020 | Import | Methane | MI | Dispatch-Import | FuelCost | 0 | [6 empty] | 0.92456 | 0
LCP_Inputs_ON_Diverse_IEA_2023_05_05 | 2022 | CH4 Import - WC 2020 | Import | Methane | MI | Dispatch-Import | VOM | 0 | [6 empty] | 0.92456 | 0
LCP_Inputs_ON_Diverse_IEA_2023_05_05 | 2022 | CH4 Import - WC 2020 | Import | Methane | NY | Dispatch-Import | EmissionsCost | 0 | [6 empty] | 0.92456 | 0
LCP_Inputs_ON_Diverse_IEA_2023_05_05 | 2022 | CH4 Import - WC 2020 | Import | Methane | NY | Dispatch-Import | FuelCost | 0 | [6 empty] | 0.92456 | 0
LCP_Inputs_ON_Diverse_IEA_2023_05_05 | 2022 | CH4 Import - WC 2020 | Import | Methane | NY | Dispatch-Import | VOM | 0 | [6 empty] | 0.92456 | 0
LCP_Inputs_ON_Diverse_IEA_2023_05_05 | 2022 | CH4 Import - WC 2020 | Import | Methane | ON | Dispatch-Import | EmissionsCost | 0 | [6 empty] | 0.92456 | 0
LCP_Inputs_ON_Diverse_IEA_2023_05_05 | 2022 | CH4 Import - WC 2020 | Import | Methane | ON | Dispatch-Import | FuelCost | 0 | [6 empty] | 0.92456 | 0
LCP_Inputs_ON_Diverse_IEA_2023_05_05 | 2022 | CH4 Import - WC 2020 | Import | Methane | ON | Dispatch-Import | VOM | 0 | [6 empty] | 0.92456 | 0
LCP_Inputs_ON_Diverse_IEA_2023_05_05 | 2022 | CH4 Import - WC 2020 | Import | Methane | PJ | Dispatch-Import | EmissionsCost | 0 | [6 empty] | 0.92456 | 0
LCP_Inputs_ON_Diverse_IEA_2023_05_05 | 2022 | CH4 Import - WC 2020 | Import | Methane | PJ | Dispatch-Import | FuelCost | 0 | [6 empty] | 0.92456 | 0
LCP_Inputs_ON_Diverse_IEA_2023_05_05 | 2022 | CH4 Import - WC 2020 | Import | Methane | PJ | Dispatch-Import | VOM | 0 | [6 empty] | 0.92456 | 0
LCP_Inputs_ON_Diverse_IEA_2023_05_05 | 2022 | CH4 Import - WC 2020 | Import | Methane | QC | Dispatch-Import | EmissionsCost | 0 | [6 empty] | 0.92456 | 0
LCP_Inputs_ON_Diverse_IEA_2023_05_05 | 2022 | CH4 Import - WC 2020 | Import | Methane | QC | Dispatch-Import | FuelCost | 0 | [6 empty] | 0.92456 | 0
LCP_Inputs_ON_Diverse_IEA_2023_05_05 | 2022 | CH4 Import - WC 2020 | Import | Methane | QC | Dispatch-Import | VOM | 0 | [6 empty] | 0.92456 | 0
LCP_Inputs_ON_Diverse_IEA_2023_05_05 | 2022 | CH4 Import - WC 2020 | Import | Methane | WC | Dispatch-Import | EmissionsCost | 1306945425.5377 | [6 empty] | 0.92456 | 1208344513.2561
LCP_Inputs_ON_Diverse_IEA_2023_05_05 | 2022 | CH4 Import - WC 2020 | Import | Methane | WC | Dispatch-Import | FuelCost | 1887630786.0789 | [6 empty] | 0.92456 | 1745220771.1528
LCP_Inputs_ON_Diverse_IEA_2023_05_05 | 2022 | CH4 Import - WC 2020 | Import | Methane | WC | Dispatch-Import | VOM | 0 | [6 empty] | 0.92456 | 0
LCP_Inputs_ON_Diverse_IEA_2023_05_05 | 2022 | CH4 Import - WC 2030 | Import | Methane | MI | Dispatch-Import | EmissionsCost | 0 | [6 empty] | 0.92456 | 0
LCP_Inputs_ON_Diverse_IEA_2023_05_05 | 2022 | CH4 Import - WC 2030 | Import | Methane | MI | Dispatch-Import | FuelCost | 0 | [6 empty] | 0.92456 | 0
LCP_Inputs_ON_Diverse_IEA_2023_05_05 | 2022 | CH4 Import - WC 2030 | Import | Methane | MI | Dispatch-Import | VOM | 0 | [6 empty] | 0.92456 | 0
LCP_Inputs_ON_Diverse_IEA_2023_05_05 | 2022 | CH4 Import - WC 2030 | Import | Methane | NY | Dispatch-Import | EmissionsCost | 0 | [6 empty] | 0.92456 | 0
LCP_Inputs_ON_Diverse_IEA_2023_05_05 | 2022 | CH4 Import - WC 2030 | Import | Methane | NY | Dispatch-Import | FuelCost | 0 | [6 empty] | 0.92456 | 0
LCP_Inputs_ON_Diverse_IEA_2023_05_05 | 2022 | CH4 Import - WC 2030 | Import | Methane | NY | Dispatch-Import | VOM | 0 | [6 empty] | 0.92456 | 0
LCP_Inputs_ON_Diverse_IEA_2023_05_05 | 2022 | CH4 Import - WC 2030 | Import | Methane | ON | Dispatch-Import | EmissionsCost | 0 | [6 empty] | 0.92456 | 0
LCP_Inputs_ON_Diverse_IEA_2023_05_05 | 2022 | CH4 Import - WC 2030 | Import | Methane | ON | Dispatch-Import | FuelCost | 0 | [6 empty] | 0.92456 | 0
LCP_Inputs_ON_Diverse_IEA_2023_05_05 | 2022 | CH4 Import - WC 2030 | Import | Methane | ON | Dispatch-Import | VOM | 0 | [6 empty] | 0.92456 | 0
LCP_Inputs_ON_Diverse_IEA_2023_05_05 | 2022 | CH4 Import - WC 2030 | Import | Methane | PJ | Dispatch-Import | EmissionsCost | 0 | [6 empty] | 0.92456 | 0
LCP_Inputs_ON_Diverse_IEA_2023_05_05 | 2022 | CH4 Import - WC 2030 | Import | Methane | PJ | Dispatch-Import | FuelCost | 0 | [6 empty] | 0.92456 | 0
LCP_Inputs_ON_Diverse_IEA_2023_05_05 | 2022 | CH4 Import - WC 2030 | Import | Methane | PJ | Dispatch-Import | VOM | 0 | [6 empty] | 0.92456 | 0
LCP_Inputs_ON_Diverse_IEA_2023_05_05 | 2022 | CH4 Import - WC 2030 | Import | Methane | QC | Dispatch-Import | EmissionsCost | 0 | [6 empty] | 0.92456 | 0
LCP_Inputs_ON_Diverse_IEA_2023_05_05 | 2022 | CH4 Import - WC 2030 | Import | Methane | QC | Dispatch-Import | FuelCost | 0 | [6 empty] | 0.92456 | 0
LCP_Inputs_ON_Diverse_IEA_2023_05_05 | 2022 | CH4 Import - WC 2030 | Import | Methane | QC | Dispatch-Import | VOM | 0 | [6 empty] | 0.92456 | 0
LCP_Inputs_ON_Diverse_IEA_2023_05_05 | 2022 | CH4 Import - WC 2030 | Import | Methane | WC | Dispatch-Import | EmissionsCost | 0 | [6 empty] | 0.92456 | 0
LCP_Inputs_ON_Diverse_IEA_2023_05_05 | 2022 | CH4 Import - WC 2030 | Import | Methane | WC | Dispatch-Import | FuelCost | 0 | [6 empty] | 0.92456 | 0
LCP_Inputs_ON_Diverse_IEA_2023_05_05 | 2022 | CH4 Import - WC 2030 | Import | Methane | WC | Dispatch-Import | VOM | 0 | [6 empty] | 0.92456 | 0
LCP_Inputs_ON_Diverse_IEA_2023_05_05 | 2022 | CH4 Import - WC 2040 | Import | Methane | MI | Dispatch-Import | EmissionsCost | 0 | [6 empty] | 0.92456 | 0
LCP_Inputs_ON_Diverse_IEA_2023_05_05 | 2022 | CH4 Import - WC 2040 | Import | Methane | MI | Dispatch-Import | FuelCost | 0 | [6 empty] | 0.92456 | 0
LCP_Inputs_ON_Diverse_IEA_2023_05_05 | 2022 | CH4 Import - WC 2040 | Import | Methane | MI | Dispatch-Import | VOM | 0 | [6 empty] | 0.92456 | 0
LCP_Inputs_ON_Diverse_IEA_2023_05_05 | 2022 | CH4 Import - WC 2040 | Import | Methane | NY | Dispatch-Import | EmissionsCost | 0 | [6 empty] | 0.92456 | 0
LCP_Inputs_ON_Diverse_IEA_2023_05_05 | 2022 | CH4 Import - WC 2040 | Import | Methane | NY | Dispatch-Import | FuelCost | 0 | [6 empty] | 0.92456 | 0
LCP_Inputs_ON_Diverse_IEA_2023_05_05 | 2022 | CH4 Import - WC 2040 | Import | Methane | NY | Dispatch-Import | VOM | 0 | [6 empty] | 0.92456 | 0
LCP_Inputs_ON_Diverse_IEA_2023_05_05 | 2022 | CH4 Import - WC 2040 | Import | Methane | ON | Dispatch-Import | EmissionsCost | 0 | [6 empty] | 0.92456 | 0
LCP_Inputs_ON_Diverse_IEA_2023_05_05 | 2022 | CH4 Import - WC 2040 | Import | Methane | ON | Dispatch-Import | FuelCost | 0 | [6 empty] | 0.92456 | 0
LCP_Inputs_ON_Diverse_IEA_2023_05_05 | 2022 | CH4 Import - WC 2040 | Import | Methane | ON | Dispatch-Import | VOM | 0 | [6 empty] | 0.92456 | 0
LCP_Inputs_ON_Diverse_IEA_2023_05_05 | 2022 | CH4 Import - WC 2040 | Import | Methane | PJ | Dispatch-Import | EmissionsCost | 0 | [6 empty] | 0.92456 | 0
LCP_Inputs_ON_Diverse_IEA_2023_05_05 | 2022 | CH4 Import - WC 2040 | Import | Methane | PJ | Dispatch-Import | FuelCost | 0 | [6 empty] | 0.92456 | 0
LCP_Inputs_ON_Diverse_IEA_2023_05_05 | 2022 | CH4 Import - WC 2040 | Import | Methane | PJ | Dispatch-Import | VOM | 0 | [6 empty] | 0.92456 | 0
LCP_Inputs_ON_Diverse_IEA_2023_05_05 | 2022 | CH4 Import - WC 2040 | Import | Methane | QC | Dispatch-Import | EmissionsCost | 0 | [6 empty] | 0.92456 | 0
LCP_Inputs_ON_Diverse_IEA_2023_05_05 | 2022 | CH4 Import - WC 2040 | Import | Methane | QC | Dispatch-Import | FuelCost | 0 | [6 empty] | 0.92456 | 0
LCP_Inputs_ON_Diverse_IEA_2023_05_05 | 2022 | CH4 Import - WC 2040 | Import | Methane | QC | Dispatch-Import | VOM | 0 | [6 empty] | 0.92456 | 0
LCP_Inputs_ON_Diverse_IEA_2023_05_05 | 2022 | CH4 Import - WC 2040 | Import | Methane | WC | Dispatch-Import | EmissionsCost | 0 | [6 empty] | 0.92456 | 0
LCP_Inputs_ON_Diverse_IEA_2023_05_05 | 2022 | CH4 Import - WC 2040 | Import | Methane | WC | Dispatch-Import | FuelCost | 0 | [6 empty] | 0.92456 | 0
LCP_Inputs_ON_Diverse_IEA_2023_05_05 | 2022 | CH4 Import - WC 2040 | Import | Methane | WC | Dispatch-Import | VOM | 0 | [6 empty] | 0.92456 | 0
LCP_Inputs_ON_Diverse_IEA_2023_05_05 | 2022 | CH4 Import - WC 2050 | Import | Methane | MI | Dispatch-Import | EmissionsCost | 0 | [6 empty] | 0.92456 | 0
LCP_Inputs_ON_Diverse_IEA_2023_05_05 | 2022 | CH4 Import - WC 2050 | Import | Methane | MI | Dispatch-Import | FuelCost | 0 | [6 empty] | 0.92456 | 0
LCP_Inputs_ON_Diverse_IEA_2023_05_05 | 2022 | CH4 Import - WC 2050 | Import | Methane | MI | Dispatch-Import | VOM | 0 | [6 empty] | 0.92456 | 0
LCP_Inputs_ON_Diverse_IEA_2023_05_05 | 2022 | CH4 Import - WC 2050 | Import | Methane | NY | Dispatch-Import | EmissionsCost | 0 | [6 empty] | 0.92456 | 0
LCP_Inputs_ON_Diverse_IEA_2023_05_05 | 2022 | CH4 Import - WC 2050 | Import | Methane | NY | Dispatch-Import | FuelCost | 0 | [6 empty] | 0.92456 | 0
LCP_Inputs_ON_Diverse_IEA_2023_05_05 | 2022 | CH4 Import - WC 2050 | Import | Methane | NY | Dispatch-Import | VOM | 0 | [6 empty] | 0.92456 | 0
LCP_Inputs_ON_Diverse_IEA_2023_05_05 | 2022 | CH4 Import - WC 2050 | Import | Methane | ON | Dispatch-Import | EmissionsCost | 0 | [6 empty] | 0.92456 | 0
LCP_Inputs_ON_Diverse_IEA_2023_05_05 | 2022 | CH4 Import - WC 2050 | Import | Methane | ON | Dispatch-Import | FuelCost | 0 | [6 empty] | 0.92456 | 0
LCP_Inputs_ON_Diverse_IEA_2023_05_05 | 2022 | CH4 Import - WC 2050 | Import | Methane | ON | Dispatch-Import | VOM | 0 | [6 empty] | 0.92456 | 0
LCP_Inputs_ON_Diverse_IEA_2023_05_05 | 2022 | CH4 Import - WC 2050 | Import | Methane | PJ | Dispatch-Import | EmissionsCost | 0 | [6 empty] | 0.92456 | 0
LCP_Inputs_ON_Diverse_IEA_2023_05_05 | 2022 | CH4 Import - WC 2050 | Import | Methane | PJ | Dispatch-Import | FuelCost | 0 | [6 empty] | 0.92456 | 0
LCP_Inputs_ON_Diverse_IEA_2023_05_05 | 2022 | CH4 Import - WC 2050 | Import | Methane | PJ | Dispatch-Import | VOM | 0 | [6 empty] | 0.92456 | 0
LCP_Inputs_ON_Diverse_IEA_2023_05_05 | 2022 | CH4 Import - WC 2050 | Import | Methane | QC | Dispatch-Import | EmissionsCost | 0 | [6 empty] | 0.92456 | 0
LCP_Inputs_ON_Diverse_IEA_2023_05_05 | 2022 | CH4 Import - WC 2050 | Import | Methane | QC | Dispatch-Import | FuelCost | 0 | [6 empty] | 0.92456 | 0
LCP_Inputs_ON_Diverse_IEA_2023_05_05 | 2022 | CH4 Import - WC 2050 | Import | Methane | QC | Dispatch-Import | VOM | 0 | [6 empty] | 0.92456 | 0
LCP_Inputs_ON_Diverse_IEA_2023_05_05 | 2022 | CH4 Import - WC 2050 | Import | Methane | WC | Dispatch-Import | EmissionsCost | 0 | [6 empty] | 0.92456 | 0
LCP_Inputs_ON_Diverse_IEA_2023_05_05 | 2022 | CH4 Import - WC 2050 | Import | Methane | WC | Dispatch-Import | FuelCost | 0 | [6 empty] | 0.92456 | 0
LCP_Inputs_ON_Diverse_IEA_2023_05_05 | 2022 | CH4 Import - WC 2050 | Import | Methane | WC | Dispatch-Import | VOM | 0 | [6 empty] | 0.92456 | 0
LCP_Inputs_ON_Diverse_IEA_2023_05_05 | 2022 | CH4 Salt Cavern Storage - ON | Storage | Methane | MI | Dispatch-Storage | EmissionsCost | 0 | [6 empty] | 0.92456 | 0
LCP_Inputs_ON_Diverse_IEA_2023_05_05 | 2022 | CH4 Salt Cavern Storage - ON | Storage | Methane | MI | Dispatch-Storage | FuelCost | 0 | [6 empty] | 0.92456 | 0
LCP_Inputs_ON_Diverse_IEA_2023_05_05 | 2022 | CH4 Salt Cavern Storage - ON | Storage | Methane | MI | Dispatch-Storage | VOM | 0 | [6 empty] | 0.92456 | 0
LCP_Inputs_ON_Diverse_IEA_2023_05_05 | 2022 | CH4 Salt Cavern Storage - ON | Storage | Methane | NY | Dispatch-Storage | EmissionsCost | 0 | [6 empty] | 0.92456 | 0
LCP_Inputs_ON_Diverse_IEA_2023_05_05 | 2022 | CH4 Salt Cavern Storage - ON | Storage | Methane | NY | Dispatch-Storage | FuelCost | 0 | [6 empty] | 0.92456 | 0
LCP_Inputs_ON_Diverse_IEA_2023_05_05 | 2022 | CH4 Salt Cavern Storage - ON | Storage | Methane | NY | Dispatch-Storage | VOM | 0 | [6 empty] | 0.92456 | 0
LCP_Inputs_ON_Diverse_IEA_2023_05_05 | 2022 | CH4 Salt Cavern Storage - ON | Storage | Methane | ON | Dispatch-Storage | EmissionsCost | 0 | [6 empty] | 0.92456 | 0
LCP_Inputs_ON_Diverse_IEA_2023_05_05 | 2022 | CH4 Salt Cavern Storage - ON | Storage | Methane | ON | Dispatch-Storage | FuelCost | 0 | [6 empty] | 0.92456 | 0
LCP_Inputs_ON_Diverse_IEA_2023_05_05 | 2022 | CH4 Salt Cavern Storage - ON | Storage | Methane | ON | Dispatch-Storage | VOM | 691417.795 | [6 empty] | 0.92456 | 639254.6181
LCP_Inputs_ON_Diverse_IEA_2023_05_05 | 2022 | CH4 Salt Cavern Storage - ON | Storage | Methane | PJ | Dispatch-Storage | EmissionsCost | 0 | [6 empty] | 0.92456 | 0
LCP_Inputs_ON_Diverse_IEA_2023_05_05 | 2022 | CH4 Salt Cavern Storage - ON | Storage | Methane | PJ | Dispatch-Storage | FuelCost | 0 | [6 empty] | 0.92456 | 0
LCP_Inputs_ON_Diverse_IEA_2023_05_05 | 2022 | CH4 Salt Cavern Storage - ON | Storage | Methane | PJ | Dispatch-Storage | VOM | 0 | [6 empty] | 0.92456 | 0
LCP_Inputs_ON_Diverse_IEA_2023_05_05 | 2022 | CH4 Salt Cavern Storage - ON | Storage | Methane | QC | Dispatch-Storage | EmissionsCost | 0 | [6 empty] | 0.92456 | 0
LCP_Inputs_ON_Diverse_IEA_2023_05_05 | 2022 | CH4 Salt Cavern Storage - ON | Storage | Methane | QC | Dispatch-Storage | FuelCost | 0 | [6 empty] | 0.92456 | 0
LCP_Inputs_ON_Diverse_IEA_2023_05_05 | 2022 | CH4 Salt Cavern Storage - ON | Storage | Methane | QC | Dispatch-Storage | VOM | 0 | [6 empty] | 0.92456 | 0
LCP_Inputs_ON_Diverse_IEA_2023_05_05 | 2022 | CH4 Salt Cavern Storage - ON | Storage | Methane | WC | Dispatch-Storage | EmissionsCost | 0 | [6 empty] | 0.92456 | 0
LCP_Inputs_ON_Diverse_IEA_2023_05_05 | 2022 | CH4 Salt Cavern Storage - ON | Storage | Methane | WC | Dispatch-Storage | FuelCost | 0 | [6 empty] | 0.92456 | 0
LCP_Inputs_ON_Diverse_IEA_2023_05_05 | 2022 | CH4 Salt Cavern Storage - ON | Storage | Methane | WC | Dispatch-Storage | VOM | 0 | [6 empty] | 0.92456 | 0
LCP_Inputs_ON_Diverse_IEA_2023_05_05 | 2022 | Electrolyser 2020/2030 | Crossload | Hydrogen | MI | Dispatch-Crossload | EmissionsCost | 0 | [6 empty] | 0.92456 | 0
LCP_Inputs_ON_Diverse_IEA_2023_05_05 | 2022 | Electrolyser 2020/2030 | Crossload | Hydrogen | MI | Dispatch-Crossload | FuelCost | 0 | [6 empty] | 0.92456 | 0
LCP_Inputs_ON_Diverse_IEA_2023_05_05 | 2022 | Electrolyser 2020/2030 | Crossload | Hydrogen | MI | Dispatch-Crossload | VOM | 0 | [6 empty] | 0.92456 | 0
LCP_Inputs_ON_Diverse_IEA_2023_05_05 | 2022 | Electrolyser 2020/2030 | Crossload | Hydrogen | NY | Dispatch-Crossload | EmissionsCost | 0 | [6 empty] | 0.92456 | 0
LCP_Inputs_ON_Diverse_IEA_2023_05_05 | 2022 | Electrolyser 2020/2030 | Crossload | Hydrogen | NY | Dispatch-Crossload | FuelCost | 0 | [6 empty] | 0.92456 | 0
LCP_Inputs_ON_Diverse_IEA_2023_05_05 | 2022 | Electrolyser 2020/2030 | Crossload | Hydrogen | NY | Dispatch-Crossload | VOM | 0 | [6 empty] | 0.92456 | 0
LCP_Inputs_ON_Diverse_IEA_2023_05_05 | 2022 | Electrolyser 2020/2030 | Crossload | Hydrogen | ON | Dispatch-Crossload | EmissionsCost | 0 | [6 empty] | 0.92456 | 0
LCP_Inputs_ON_Diverse_IEA_2023_05_05 | 2022 | Electrolyser 2020/2030 | Crossload | Hydrogen | ON | Dispatch-Crossload | FuelCost | 0 | [6 empty] | 0.92456 | 0
LCP_Inputs_ON_Diverse_IEA_2023_05_05 | 2022 | Electrolyser 2020/2030 | Crossload | Hydrogen | ON | Dispatch-Crossload | VOM | 0 | [6 empty] | 0.92456 | 0
LCP_Inputs_ON_Diverse_IEA_2023_05_05 | 2022 | Electrolyser 2020/2030 | Crossload | Hydrogen | PJ | Dispatch-Crossload | EmissionsCost | 0 | [6 empty] | 0.92456 | 0
LCP_Inputs_ON_Diverse_IEA_2023_05_05 | 2022 | Electrolyser 2020/2030 | Crossload | Hydrogen | PJ | Dispatch-Crossload | FuelCost | 0 | [6 empty] | 0.92456 | 0
LCP_Inputs_ON_Diverse_IEA_2023_05_05 | 2022 | Electrolyser 2020/2030 | Crossload | Hydrogen | PJ | Dispatch-Crossload | VOM | 0 | [6 empty] | 0.92456 | 0
LCP_Inputs_ON_Diverse_IEA_2023_05_05 | 2022 | Electrolyser 2020/2030 | Crossload | Hydrogen | QC | Dispatch-Crossload | EmissionsCost | 0 | [6 empty] | 0.92456 | 0
LCP_Inputs_ON_Diverse_IEA_2023_05_05 | 2022 | Electrolyser 2020/2030 | Crossload | Hydrogen | QC | Dispatch-Crossload | FuelCost | 0 | [6 empty] | 0.92456 | 0
LCP_Inputs_ON_Diverse_IEA_2023_05_05 | 2022 | Electrolyser 2020/2030 | Crossload | Hydrogen | QC | Dispatch-Crossload | VOM | 0 | [6 empty] | 0.92456 | 0
LCP_Inputs_ON_Diverse_IEA_2023_05_05 | 2022 | Electrolyser 2020/2030 | Crossload | Hydrogen | WC | Dispatch-Crossload | EmissionsCost | 0 | [6 empty] | 0.92456 | 0
LCP_Inputs_ON_Diverse_IEA_2023_05_05 | 2022 | Electrolyser 2020/2030 | Crossload | Hydrogen | WC | Dispatch-Crossload | FuelCost | 0 | [6 empty] | 0.92456 | 0
LCP_Inputs_ON_Diverse_IEA_2023_05_05 | 2022 | Electrolyser 2020/2030 | Crossload | Hydrogen | WC | Dispatch-Crossload | VOM | 0 | [6 empty] | 0.92456 | 0
LCP_Inputs_ON_Diverse_IEA_2023_05_05 | 2022 | Electrolyser 2040 | Crossload | Hydrogen | MI | Dispatch-Crossload | EmissionsCost | 0 | [6 empty] | 0.92456 | 0
LCP_Inputs_ON_Diverse_IEA_2023_05_05 | 2022 | Electrolyser 2040 | Crossload | Hydrogen | MI | Dispatch-Crossload | FuelCost | 0 | [6 empty] | 0.92456 | 0
LCP_Inputs_ON_Diverse_IEA_2023_05_05 | 2022 | Electrolyser 2040 | Crossload | Hydrogen | MI | Dispatch-Crossload | VOM | 0 | [6 empty] | 0.92456 | 0
LCP_Inputs_ON_Diverse_IEA_2023_05_05 | 2022 | Electrolyser 2040 | Crossload | Hydrogen | NY | Dispatch-Crossload | EmissionsCost | 0 | [6 empty] | 0.92456 | 0
LCP_Inputs_ON_Diverse_IEA_2023_05_05 | 2022 | Electrolyser 2040 | Crossload | Hydrogen | NY | Dispatch-Crossload | FuelCost | 0 | [6 empty] | 0.92456 | 0
LCP_Inputs_ON_Diverse_IEA_2023_05_05 | 2022 | Electrolyser 2040 | Crossload | Hydrogen | NY | Dispatch-Crossload | VOM | 0 | [6 empty] | 0.92456 | 0
LCP_Inputs_ON_Diverse_IEA_2023_05_05 | 2022 | Electrolyser 2040 | Crossload | Hydrogen | ON | Dispatch-Crossload | EmissionsCost | 0 | [6 empty] | 0.92456 | 0
LCP_Inputs_ON_Diverse_IEA_2023_05_05 | 2022 | Electrolyser 2040 | Crossload | Hydrogen | ON | Dispatch-Crossload | FuelCost | 0 | [6 empty] | 0.92456 | 0
LCP_Inputs_ON_Diverse_IEA_2023_05_05 | 2022 | Electrolyser 2040 | Crossload | Hydrogen | ON | Dispatch-Crossload | VOM | 0 | [6 empty] | 0.92456 | 0
LCP_Inputs_ON_Diverse_IEA_2023_05_05 | 2022 | Electrolyser 2040 | Crossload | Hydrogen | PJ | Dispatch-Crossload | EmissionsCost | 0 | [6 empty] | 0.92456 | 0
LCP_Inputs_ON_Diverse_IEA_2023_05_05 | 2022 | Electrolyser 2040 | Crossload | Hydrogen | PJ | Dispatch-Crossload | FuelCost | 0 | [6 empty] | 0.92456 | 0
LCP_Inputs_ON_Diverse_IEA_2023_05_05 | 2022 | Electrolyser 2040 | Crossload | Hydrogen | PJ | Dispatch-Crossload | VOM | 0 | [6 empty] | 0.92456 | 0
LCP_Inputs_ON_Diverse_IEA_2023_05_05 | 2022 | Electrolyser 2040 | Crossload | Hydrogen | QC | Dispatch-Crossload | EmissionsCost | 0 | [6 empty] | 0.92456 | 0
LCP_Inputs_ON_Diverse_IEA_2023_05_05 | 2022 | Electrolyser 2040 | Crossload | Hydrogen | QC | Dispatch-Crossload | FuelCost | 0 | [6 empty] | 0.92456 | 0
LCP_Inputs_ON_Diverse_IEA_2023_05_05 | 2022 | Electrolyser 2040 | Crossload | Hydrogen | QC | Dispatch-Crossload | VOM | 0 | [6 empty] | 0.92456 | 0
LCP_Inputs_ON_Diverse_IEA_2023_05_05 | 2022 | Electrolyser 2040 | Crossload | Hydrogen | WC | Dispatch-Crossload | EmissionsCost | 0 | [6 empty] | 0.92456 | 0
LCP_Inputs_ON_Diverse_IEA_2023_05_05 | 2022 | Electrolyser 2040 | Crossload | Hydrogen | WC | Dispatch-Crossload | FuelCost | 0 | [6 empty] | 0.92456 | 0
LCP_Inputs_ON_Diverse_IEA_2023_05_05 | 2022 | Electrolyser 2040 | Crossload | Hydrogen | WC | Dispatch-Crossload | VOM | 0 | [6 empty] | 0.92456 | 0
LCP_Inputs_ON_Diverse_IEA_2023_05_05 | 2022 | Electrolyser 2050 | Crossload | Hydrogen | MI | Dispatch-Crossload | EmissionsCost | 0 | [6 empty] | 0.92456 | 0
LCP_Inputs_ON_Diverse_IEA_2023_05_05 | 2022 | Electrolyser 2050 | Crossload | Hydrogen | MI | Dispatch-Crossload | FuelCost | 0 | [6 empty] | 0.92456 | 0
LCP_Inputs_ON_Diverse_IEA_2023_05_05 | 2022 | Electrolyser 2050 | Crossload | Hydrogen | MI | Dispatch-Crossload | VOM | 0 | [6 empty] | 0.92456 | 0
LCP_Inputs_ON_Diverse_IEA_2023_05_05 | 2022 | Electrolyser 2050 | Crossload | Hydrogen | NY | Dispatch-Crossload | EmissionsCost | 0 | [6 empty] | 0.92456 | 0
LCP_Inputs_ON_Diverse_IEA_2023_05_05 | 2022 | Electrolyser 2050 | Crossload | Hydrogen | NY | Dispatch-Crossload | FuelCost | 0 | [6 empty] | 0.92456 | 0
LCP_Inputs_ON_Diverse_IEA_2023_05_05 | 2022 | Electrolyser 2050 | Crossload | Hydrogen | NY | Dispatch-Crossload | VOM | 0 | [6 empty] | 0.92456 | 0
LCP_Inputs_ON_Diverse_IEA_2023_05_05 | 2022 | Electrolyser 2050 | Crossload | Hydrogen | ON | Dispatch-Crossload | EmissionsCost | 0 | [6 empty] | 0.92456 | 0
LCP_Inputs_ON_Diverse_IEA_2023_05_05 | 2022 | Electrolyser 2050 | Crossload | Hydrogen | ON | Dispatch-Crossload | FuelCost | 0 | [6 empty] | 0.92456 | 0
LCP_Inputs_ON_Diverse_IEA_2023_05_05 | 2022 | Electrolyser 2050 | Crossload | Hydrogen | ON | Dispatch-Crossload | VOM | 0 | [6 empty] | 0.92456 | 0
LCP_Inputs_ON_Diverse_IEA_2023_05_05 | 2022 | Electrolyser 2050 | Crossload | Hydrogen | PJ | Dispatch-Crossload | EmissionsCost | 0 | [6 empty] | 0.92456 | 0
LCP_Inputs_ON_Diverse_IEA_2023_05_05 | 2022 | Electrolyser 2050 | Crossload | Hydrogen | PJ | Dispatch-Crossload | FuelCost | 0 | [6 empty] | 0.92456 | 0
LCP_Inputs_ON_Diverse_IEA_2023_05_05 | 2022 | Electrolyser 2050 | Crossload | Hydrogen | PJ | Dispatch-Crossload | VOM | 0 | [6 empty] | 0.92456 | 0
LCP_Inputs_ON_Diverse_IEA_2023_05_05 | 2022 | Electrolyser 2050 | Crossload | Hydrogen | QC | Dispatch-Crossload | EmissionsCost | 0 | [6 empty] | 0.92456 | 0
LCP_Inputs_ON_Diverse_IEA_2023_05_05 | 2022 | Electrolyser 2050 | Crossload | Hydrogen | QC | Dispatch-Crossload | FuelCost | 0 | [6 empty] | 0.92456 | 0
LCP_Inputs_ON_Diverse_IEA_2023_05_05 | 2022 | Electrolyser 2050 | Crossload | Hydrogen | QC | Dispatch-Crossload | VOM | 0 | [6 empty] | 0.92456 | 0
LCP_Inputs_ON_Diverse_IEA_2023_05_05 | 2022 | Electrolyser 2050 | Crossload | Hydrogen | WC | Dispatch-Crossload | EmissionsCost | 0 | [6 empty] | 0.92456 | 0
LCP_Inputs_ON_Diverse_IEA_2023_05_05 | 2022 | Electrolyser 2050 | Crossload | Hydrogen | WC | Dispatch-Crossload | FuelCost | 0 | [6 empty] | 0.92456 | 0
LCP_Inputs_ON_Diverse_IEA_2023_05_05 | 2022 | Electrolyser 2050 | Crossload | Hydrogen | WC | Dispatch-Crossload | VOM | 0 | [6 empty] | 0.92456 | 0
LCP_Inputs_ON_Diverse_IEA_2023_05_05 | 2022 | Fossil Fuel Thermal (Coal, Peat, Oil) | Generation | Electricity | MI | Dispatch-Generation | EmissionsCost | 0 | [6 empty] | 0.92456 | 0
LCP_Inputs_ON_Diverse_IEA_2023_05_05 | 2022 | Fossil Fuel Thermal (Coal, Peat, Oil) | Generation | Electricity | MI | Dispatch-Generation | FuelCost | 0 | [6 empty] | 0.92456 | 0
LCP_Inputs_ON_Diverse_IEA_2023_05_05 | 2022 | Fossil Fuel Thermal (Coal, Peat, Oil) | Generation | Electricity | MI | Dispatch-Generation | VOM | 0 | [6 empty] | 0.92456 | 0
LCP_Inputs_ON_Diverse_IEA_2023_05_05 | 2022 | Fossil Fuel Thermal (Coal, Peat, Oil) | Generation | Electricity | NY | Dispatch-Generation | EmissionsCost | 0 | [6 empty] | 0.92456 | 0
LCP_Inputs_ON_Diverse_IEA_2023_05_05 | 2022 | Fossil Fuel Thermal (Coal, Peat, Oil) | Generation | Electricity | NY | Dispatch-Generation | FuelCost | 0 | [6 empty] | 0.92456 | 0
LCP_Inputs_ON_Diverse_IEA_2023_05_05 | 2022 | Fossil Fuel Thermal (Coal, Peat, Oil) | Generation | Electricity | NY | Dispatch-Generation | VOM | 0 | [6 empty] | 0.92456 | 0
LCP_Inputs_ON_Diverse_IEA_2023_05_05 | 2022 | Fossil Fuel Thermal (Coal, Peat, Oil) | Generation | Electricity | ON | Dispatch-Generation | EmissionsCost | 0 | [6 empty] | 0.92456 | 0
LCP_Inputs_ON_Diverse_IEA_2023_05_05 | 2022 | Fossil Fuel Thermal (Coal, Peat, Oil) | Generation | Electricity | ON | Dispatch-Generation | FuelCost | 0 | [6 empty] | 0.92456 | 0
LCP_Inputs_ON_Diverse_IEA_2023_05_05 | 2022 | Fossil Fuel Thermal (Coal, Peat, Oil) | Generation | Electricity | ON | Dispatch-Generation | VOM | 0 | [6 empty] | 0.92456 | 0
LCP_Inputs_ON_Diverse_IEA_2023_05_05 | 2022 | Fossil Fuel Thermal (Coal, Peat, Oil) | Generation | Electricity | PJ | Dispatch-Generation | EmissionsCost | 0 | [6 empty] | 0.92456 | 0
LCP_Inputs_ON_Diverse_IEA_2023_05_05 | 2022 | Fossil Fuel Thermal (Coal, Peat, Oil) | Generation | Electricity | PJ | Dispatch-Generation | FuelCost | 0 | [6 empty] | 0.92456 | 0
LCP_Inputs_ON_Diverse_IEA_2023_05_05 | 2022 | Fossil Fuel Thermal (Coal, Peat, Oil) | Generation | Electricity | PJ | Dispatch-Generation | VOM | 0 | [6 empty] | 0.92456 | 0
LCP_Inputs_ON_Diverse_IEA_2023_05_05 | 2022 | Fossil Fuel Thermal (Coal, Peat, Oil) | Generation | Electricity | QC | Dispatch-Generation | EmissionsCost | 0 | [6 empty] | 0.92456 | 0
LCP_Inputs_ON_Diverse_IEA_2023_05_05 | 2022 | Fossil Fuel Thermal (Coal, Peat, Oil) | Generation | Electricity | QC | Dispatch-Generation | FuelCost | 0 | [6 empty] | 0.92456 | 0
LCP_Inputs_ON_Diverse_IEA_2023_05_05 | 2022 | Fossil Fuel Thermal (Coal, Peat, Oil) | Generation | Electricity | QC | Dispatch-Generation | VOM | 0 | [6 empty] | 0.92456 | 0
LCP_Inputs_ON_Diverse_IEA_2023_05_05 | 2022 | Fossil Fuel Thermal (Coal, Peat, Oil) | Generation | Electricity | WC | Dispatch-Generation | EmissionsCost | 0 | [6 empty] | 0.92456 | 0
LCP_Inputs_ON_Diverse_IEA_2023_05_05 | 2022 | Fossil Fuel Thermal (Coal, Peat, Oil) | Generation | Electricity | WC | Dispatch-Generation | FuelCost | 0 | [6 empty] | 0.92456 | 0
LCP_Inputs_ON_Diverse_IEA_2023_05_05 | 2022 | Fossil Fuel Thermal (Coal, Peat, Oil) | Generation | Electricity | WC | Dispatch-Generation | VOM | 0 | [6 empty] | 0.92456 | 0
LCP_Inputs_ON_Diverse_IEA_2023_05_05 | 2022 | Generic - Generator | Generation | Electricity | MI | Dispatch-Generation | EmissionsCost | 0 | [6 empty] | 0.92456 | 0
LCP_Inputs_ON_Diverse_IEA_2023_05_05 | 2022 | Generic - Generator | Generation | Electricity | MI | Dispatch-Generation | FuelCost | 3910350973.1086 | [6 empty] | 0.92456 | 3615339287.2676
LCP_Inputs_ON_Diverse_IEA_2023_05_05 | 2022 | Generic - Generator | Generation | Electricity | MI | Dispatch-Generation | VOM | 404558215.912 | [6 empty] | 0.92456 | 374036812.0488
LCP_Inputs_ON_Diverse_IEA_2023_05_05 | 2022 | Generic - Generator | Generation | Electricity | NY | Dispatch-Generation | EmissionsCost | 0 | [6 empty] | 0.92456 | 0
LCP_Inputs_ON_Diverse_IEA_2023_05_05 | 2022 | Generic - Generator | Generation | Electricity | NY | Dispatch-Generation | FuelCost | 1636940140.2623 | [6 empty] | 0.92456 | 1513443177.0177
LCP_Inputs_ON_Diverse_IEA_2023_05_05 | 2022 | Generic - Generator | Generation | Electricity | NY | Dispatch-Generation | VOM | 169355023.9489 | [6 empty] | 0.92456 | 156578239.5977
LCP_Inputs_ON_Diverse_IEA_2023_05_05 | 2022 | Generic - Generator | Generation | Electricity | ON | Dispatch-Generation | EmissionsCost | 0 | [6 empty] | 0.92456 | 0
LCP_Inputs_ON_Diverse_IEA_2023_05_05 | 2022 | Generic - Generator | Generation | Electricity | ON | Dispatch-Generation | FuelCost | 0 | [6 empty] | 0.92456 | 0
LCP_Inputs_ON_Diverse_IEA_2023_05_05 | 2022 | Generic - Generator | Generation | Electricity | ON | Dispatch-Generation | VOM | 0 | [6 empty] | 0.92456 | 0
LCP_Inputs_ON_Diverse_IEA_2023_05_05 | 2022 | Generic - Generator | Generation | Electricity | PJ | Dispatch-Generation | EmissionsCost | 0 | [6 empty] | 0.92456 | 0
LCP_Inputs_ON_Diverse_IEA_2023_05_05 | 2022 | Generic - Generator | Generation | Electricity | PJ | Dispatch-Generation | FuelCost | 14422259590.9655 | [6 empty] | 0.92456 | 13334189710.582
LCP_Inputs_ON_Diverse_IEA_2023_05_05 | 2022 | Generic - Generator | Generation | Electricity | PJ | Dispatch-Generation | VOM | 1492102281.7812 | [6 empty] | 0.92456 | 1379532435.0788
LCP_Inputs_ON_Diverse_IEA_2023_05_05 | 2022 | Generic - Generator | Generation | Electricity | QC | Dispatch-Generation | EmissionsCost | 0 | [6 empty] | 0.92456 | 0
LCP_Inputs_ON_Diverse_IEA_2023_05_05 | 2022 | Generic - Generator | Generation | Electricity | QC | Dispatch-Generation | FuelCost | 0 | [6 empty] | 0.92456 | 0
LCP_Inputs_ON_Diverse_IEA_2023_05_05 | 2022 | Generic - Generator | Generation | Electricity | QC | Dispatch-Generation | VOM | 0 | [6 empty] | 0.92456 | 0
LCP_Inputs_ON_Diverse_IEA_2023_05_05 | 2022 | Generic - Generator | Generation | Electricity | WC | Dispatch-Generation | EmissionsCost | 0 | [6 empty] | 0.92456 | 0
LCP_Inputs_ON_Diverse_IEA_2023_05_05 | 2022 | Generic - Generator | Generation | Electricity | WC | Dispatch-Generation | FuelCost | 1069473.0011 | [6 empty] | 0.92456 | 988787.9078
LCP_Inputs_ON_Diverse_IEA_2023_05_05 | 2022 | Generic - Generator | Generation | Electricity | WC | Dispatch-Generation | VOM | 110645.8454 | [6 empty] | 0.92456 | 102298.3038
LCP_Inputs_ON_Diverse_IEA_2023_05_05 | 2022 | H2 Import - QC | Import | Hydrogen | MI | Dispatch-Import | EmissionsCost | 0 | [6 empty] | 0.92456 | 0
LCP_Inputs_ON_Diverse_IEA_2023_05_05 | 2022 | H2 Import - QC | Import | Hydrogen | MI | Dispatch-Import | FuelCost | 0 | [6 empty] | 0.92456 | 0
LCP_Inputs_ON_Diverse_IEA_2023_05_05 | 2022 | H2 Import - QC | Import | Hydrogen | MI | Dispatch-Import | VOM | 0 | [6 empty] | 0.92456 | 0
LCP_Inputs_ON_Diverse_IEA_2023_05_05 | 2022 | H2 Import - QC | Import | Hydrogen | NY | Dispatch-Import | EmissionsCost | 0 | [6 empty] | 0.92456 | 0
LCP_Inputs_ON_Diverse_IEA_2023_05_05 | 2022 | H2 Import - QC | Import | Hydrogen | NY | Dispatch-Import | FuelCost | 0 | [6 empty] | 0.92456 | 0
LCP_Inputs_ON_Diverse_IEA_2023_05_05 | 2022 | H2 Import - QC | Import | Hydrogen | NY | Dispatch-Import | VOM | 0 | [6 empty] | 0.92456 | 0
LCP_Inputs_ON_Diverse_IEA_2023_05_05 | 2022 | H2 Import - QC | Import | Hydrogen | ON | Dispatch-Import | EmissionsCost | 0 | [6 empty] | 0.92456 | 0
LCP_Inputs_ON_Diverse_IEA_2023_05_05 | 2022 | H2 Import - QC | Import | Hydrogen | ON | Dispatch-Import | FuelCost | 0 | [6 empty] | 0.92456 | 0
LCP_Inputs_ON_Diverse_IEA_2023_05_05 | 2022 | H2 Import - QC | Import | Hydrogen | ON | Dispatch-Import | VOM | 0 | [6 empty] | 0.92456 | 0
LCP_Inputs_ON_Diverse_IEA_2023_05_05 | 2022 | H2 Import - QC | Import | Hydrogen | PJ | Dispatch-Import | EmissionsCost | 0 | [6 empty] | 0.92456 | 0
LCP_Inputs_ON_Diverse_IEA_2023_05_05 | 2022 | H2 Import - QC | Import | Hydrogen | PJ | Dispatch-Import | FuelCost | 0 | [6 empty] | 0.92456 | 0
LCP_Inputs_ON_Diverse_IEA_2023_05_05 | 2022 | H2 Import - QC | Import | Hydrogen | PJ | Dispatch-Import | VOM | 0 | [6 empty] | 0.92456 | 0
LCP_Inputs_ON_Diverse_IEA_2023_05_05 | 2022 | H2 Import - QC | Import | Hydrogen | QC | Dispatch-Import | EmissionsCost | 0 | [6 empty] | 0.92456 | 0
LCP_Inputs_ON_Diverse_IEA_2023_05_05 | 2022 | H2 Import - QC | Import | Hydrogen | QC | Dispatch-Import | FuelCost | 0 | [6 empty] | 0.92456 | 0
LCP_Inputs_ON_Diverse_IEA_2023_05_05 | 2022 | H2 Import - QC | Import | Hydrogen | QC | Dispatch-Import | VOM | 0 | [6 empty] | 0.92456 | 0
LCP_Inputs_ON_Diverse_IEA_2023_05_05 | 2022 | H2 Import - QC | Import | Hydrogen | WC | Dispatch-Import | EmissionsCost | 0 | [6 empty] | 0.92456 | 0
LCP_Inputs_ON_Diverse_IEA_2023_05_05 | 2022 | H2 Import - QC | Import | Hydrogen | WC | Dispatch-Import | FuelCost | 0 | [6 empty] | 0.92456 | 0
LCP_Inputs_ON_Diverse_IEA_2023_05_05 | 2022 | H2 Import - QC | Import | Hydrogen | WC | Dispatch-Import | VOM | 0 | [6 empty] | 0.92456 | 0
LCP_Inputs_ON_Diverse_IEA_2023_05_05 | 2022 | H2 Import - WC | Import | Hydrogen | MI | Dispatch-Import | EmissionsCost | 0 | [6 empty] | 0.92456 | 0
LCP_Inputs_ON_Diverse_IEA_2023_05_05 | 2022 | H2 Import - WC | Import | Hydrogen | MI | Dispatch-Import | FuelCost | 0 | [6 empty] | 0.92456 | 0
LCP_Inputs_ON_Diverse_IEA_2023_05_05 | 2022 | H2 Import - WC | Import | Hydrogen | MI | Dispatch-Import | VOM | 0 | [6 empty] | 0.92456 | 0
LCP_Inputs_ON_Diverse_IEA_2023_05_05 | 2022 | H2 Import - WC | Import | Hydrogen | NY | Dispatch-Import | EmissionsCost | 0 | [6 empty] | 0.92456 | 0
LCP_Inputs_ON_Diverse_IEA_2023_05_05 | 2022 | H2 Import - WC | Import | Hydrogen | NY | Dispatch-Import | FuelCost | 0 | [6 empty] | 0.92456 | 0
LCP_Inputs_ON_Diverse_IEA_2023_05_05 | 2022 | H2 Import - WC | Import | Hydrogen | NY | Dispatch-Import | VOM | 0 | [6 empty] | 0.92456 | 0
LCP_Inputs_ON_Diverse_IEA_2023_05_05 | 2022 | H2 Import - WC | Import | Hydrogen | ON | Dispatch-Import | EmissionsCost | 0 | [6 empty] | 0.92456 | 0
LCP_Inputs_ON_Diverse_IEA_2023_05_05 | 2022 | H2 Import - WC | Import | Hydrogen | ON | Dispatch-Import | FuelCost | 0 | [6 empty] | 0.92456 | 0
LCP_Inputs_ON_Diverse_IEA_2023_05_05 | 2022 | H2 Import - WC | Import | Hydrogen | ON | Dispatch-Import | VOM | 0 | [6 empty] | 0.92456 | 0
LCP_Inputs_ON_Diverse_IEA_2023_05_05 | 2022 | H2 Import - WC | Import | Hydrogen | PJ | Dispatch-Import | EmissionsCost | 0 | [6 empty] | 0.92456 | 0
LCP_Inputs_ON_Diverse_IEA_2023_05_05 | 2022 | H2 Import - WC | Import | Hydrogen | PJ | Dispatch-Import | FuelCost | 0 | [6 empty] | 0.92456 | 0
LCP_Inputs_ON_Diverse_IEA_2023_05_05 | 2022 | H2 Import - WC | Import | Hydrogen | PJ | Dispatch-Import | VOM | 0 | [6 empty] | 0.92456 | 0
LCP_Inputs_ON_Diverse_IEA_2023_05_05 | 2022 | H2 Import - WC | Import | Hydrogen | QC | Dispatch-Import | EmissionsCost | 0 | [6 empty] | 0.92456 | 0
LCP_Inputs_ON_Diverse_IEA_2023_05_05 | 2022 | H2 Import - WC | Import | Hydrogen | QC | Dispatch-Import | FuelCost | 0 | [6 empty] | 0.92456 | 0
LCP_Inputs_ON_Diverse_IEA_2023_05_05 | 2022 | H2 Import - WC | Import | Hydrogen | QC | Dispatch-Import | VOM | 0 | [6 empty] | 0.92456 | 0
LCP_Inputs_ON_Diverse_IEA_2023_05_05 | 2022 | H2 Import - WC | Import | Hydrogen | WC | Dispatch-Import | EmissionsCost | 0 | [6 empty] | 0.92456 | 0
LCP_Inputs_ON_Diverse_IEA_2023_05_05 | 2022 | H2 Import - WC | Import | Hydrogen | WC | Dispatch-Import | FuelCost | 0 | [6 empty] | 0.92456 | 0
LCP_Inputs_ON_Diverse_IEA_2023_05_05 | 2022 | H2 Import - WC | Import | Hydrogen | WC | Dispatch-Import | VOM | 0 | [6 empty] | 0.92456 | 0
LCP_Inputs_ON_Diverse_IEA_2023_05_05 | 2022 | H2 Salt Cavern Storage - ON | Storage | Hydrogen | MI | Dispatch-Storage | EmissionsCost | 0 | [6 empty] | 0.92456 | 0
LCP_Inputs_ON_Diverse_IEA_2023_05_05 | 2022 | H2 Salt Cavern Storage - ON | Storage | Hydrogen | MI | Dispatch-Storage | FuelCost | 0 | [6 empty] | 0.92456 | 0
LCP_Inputs_ON_Diverse_IEA_2023_05_05 | 2022 | H2 Salt Cavern Storage - ON | Storage | Hydrogen | MI | Dispatch-Storage | VOM | 0 | [6 empty] | 0.92456 | 0
LCP_Inputs_ON_Diverse_IEA_2023_05_05 | 2022 | H2 Salt Cavern Storage - ON | Storage | Hydrogen | NY | Dispatch-Storage | EmissionsCost | 0 | [6 empty] | 0.92456 | 0
LCP_Inputs_ON_Diverse_IEA_2023_05_05 | 2022 | H2 Salt Cavern Storage - ON | Storage | Hydrogen | NY | Dispatch-Storage | FuelCost | 0 | [6 empty] | 0.92456 | 0
LCP_Inputs_ON_Diverse_IEA_2023_05_05 | 2022 | H2 Salt Cavern Storage - ON | Storage | Hydrogen | NY | Dispatch-Storage | VOM | 0 | [6 empty] | 0.92456 | 0
LCP_Inputs_ON_Diverse_IEA_2023_05_05 | 2022 | H2 Salt Cavern Storage - ON | Storage | Hydrogen | ON | Dispatch-Storage | EmissionsCost | 0 | [6 empty] | 0.92456 | 0
LCP_Inputs_ON_Diverse_IEA_2023_05_05 | 2022 | H2 Salt Cavern Storage - ON | Storage | Hydrogen | ON | Dispatch-Storage | FuelCost | 0 | [6 empty] | 0.92456 | 0
LCP_Inputs_ON_Diverse_IEA_2023_05_05 | 2022 | H2 Salt Cavern Storage - ON | Storage | Hydrogen | ON | Dispatch-Storage | VOM | 0 | [6 empty] | 0.92456 | 0
LCP_Inputs_ON_Diverse_IEA_2023_05_05 | 2022 | H2 Salt Cavern Storage - ON | Storage | Hydrogen | PJ | Dispatch-Storage | EmissionsCost | 0 | [6 empty] | 0.92456 | 0
LCP_Inputs_ON_Diverse_IEA_2023_05_05 | 2022 | H2 Salt Cavern Storage - ON | Storage | Hydrogen | PJ | Dispatch-Storage | FuelCost | 0 | [6 empty] | 0.92456 | 0
LCP_Inputs_ON_Diverse_IEA_2023_05_05 | 2022 | H2 Salt Cavern Storage - ON | Storage | Hydrogen | PJ | Dispatch-Storage | VOM | 0 | [6 empty] | 0.92456 | 0
LCP_Inputs_ON_Diverse_IEA_2023_05_05 | 2022 | H2 Salt Cavern Storage - ON | Storage | Hydrogen | QC | Dispatch-Storage | EmissionsCost | 0 | [6 empty] | 0.92456 | 0
LCP_Inputs_ON_Diverse_IEA_2023_05_05 | 2022 | H2 Salt Cavern Storage - ON | Storage | Hydrogen | QC | Dispatch-Storage | FuelCost | 0 | [6 empty] | 0.92456 | 0
LCP_Inputs_ON_Diverse_IEA_2023_05_05 | 2022 | H2 Salt Cavern Storage - ON | Storage | Hydrogen | QC | Dispatch-Storage | VOM | 0 | [6 empty] | 0.92456 | 0
LCP_Inputs_ON_Diverse_IEA_2023_05_05 | 2022 | H2 Salt Cavern Storage - ON | Storage | Hydrogen | WC | Dispatch-Storage | EmissionsCost | 0 | [6 empty] | 0.92456 | 0
LCP_Inputs_ON_Diverse_IEA_2023_05_05 | 2022 | H2 Salt Cavern Storage - ON | Storage | Hydrogen | WC | Dispatch-Storage | FuelCost | 0 | [6 empty] | 0.92456 | 0
LCP_Inputs_ON_Diverse_IEA_2023_05_05 | 2022 | H2 Salt Cavern Storage - ON | Storage | Hydrogen | WC | Dispatch-Storage | VOM | 0 | [6 empty] | 0.92456 | 0
LCP_Inputs_ON_Diverse_IEA_2023_05_05 | 2022 | Hydro | Generation | Electricity | MI | Dispatch-Generation | EmissionsCost | 0 | [6 empty] | 0.92456 | 0
LCP_Inputs_ON_Diverse_IEA_2023_05_05 | 2022 | Hydro | Generation | Electricity | MI | Dispatch-Generation | FuelCost | 0 | [6 empty] | 0.92456 | 0
LCP_Inputs_ON_Diverse_IEA_2023_05_05 | 2022 | Hydro | Generation | Electricity | MI | Dispatch-Generation | VOM | 0 | [6 empty] | 0.92456 | 0
LCP_Inputs_ON_Diverse_IEA_2023_05_05 | 2022 | Hydro | Generation | Electricity | NY | Dispatch-Generation | EmissionsCost | 0 | [6 empty] | 0.92456 | 0
LCP_Inputs_ON_Diverse_IEA_2023_05_05 | 2022 | Hydro | Generation | Electricity | NY | Dispatch-Generation | FuelCost | 0 | [6 empty] | 0.92456 | 0
LCP_Inputs_ON_Diverse_IEA_2023_05_05 | 2022 | Hydro | Generation | Electricity | NY | Dispatch-Generation | VOM | 0 | [6 empty] | 0.92456 | 0
LCP_Inputs_ON_Diverse_IEA_2023_05_05 | 2022 | Hydro | Generation | Electricity | ON | Dispatch-Generation | EmissionsCost | 0 | [6 empty] | 0.92456 | 0
LCP_Inputs_ON_Diverse_IEA_2023_05_05 | 2022 | Hydro | Generation | Electricity | ON | Dispatch-Generation | FuelCost | 0 | [6 empty] | 0.92456 | 0
LCP_Inputs_ON_Diverse_IEA_2023_05_05 | 2022 | Hydro | Generation | Electricity | ON | Dispatch-Generation | VOM | 0 | [6 empty] | 0.92456 | 0
LCP_Inputs_ON_Diverse_IEA_2023_05_05 | 2022 | Hydro | Generation | Electricity | PJ | Dispatch-Generation | EmissionsCost | 0 | [6 empty] | 0.92456 | 0
LCP_Inputs_ON_Diverse_IEA_2023_05_05 | 2022 | Hydro | Generation | Electricity | PJ | Dispatch-Generation | FuelCost | 0 | [6 empty] | 0.92456 | 0
LCP_Inputs_ON_Diverse_IEA_2023_05_05 | 2022 | Hydro | Generation | Electricity | PJ | Dispatch-Generation | VOM | 0 | [6 empty] | 0.92456 | 0
LCP_Inputs_ON_Diverse_IEA_2023_05_05 | 2022 | Hydro | Generation | Electricity | QC | Dispatch-Generation | EmissionsCost | 0 | [6 empty] | 0.92456 | 0
LCP_Inputs_ON_Diverse_IEA_2023_05_05 | 2022 | Hydro | Generation | Electricity | QC | Dispatch-Generation | FuelCost | 0 | [6 empty] | 0.92456 | 0
LCP_Inputs_ON_Diverse_IEA_2023_05_05 | 2022 | Hydro | Generation | Electricity | QC | Dispatch-Generation | VOM | 0 | [6 empty] | 0.92456 | 0
LCP_Inputs_ON_Diverse_IEA_2023_05_05 | 2022 | Hydro | Generation | Electricity | WC | Dispatch-Generation | EmissionsCost | 0 | [6 empty] | 0.92456 | 0
LCP_Inputs_ON_Diverse_IEA_2023_05_05 | 2022 | Hydro | Generation | Electricity | WC | Dispatch-Generation | FuelCost | 0 | [6 empty] | 0.92456 | 0
LCP_Inputs_ON_Diverse_IEA_2023_05_05 | 2022 | Hydro | Generation | Electricity | WC | Dispatch-Generation | VOM | 0 | [6 empty] | 0.92456 | 0
LCP_Inputs_ON_Diverse_IEA_2023_05_05 | 2022 | Hydro Pumped Storage | Storage | Electricity | MI | Dispatch-Storage | EmissionsCost | 0 | [6 empty] | 0.92456 | 0
LCP_Inputs_ON_Diverse_IEA_2023_05_05 | 2022 | Hydro Pumped Storage | Storage | Electricity | MI | Dispatch-Storage | FuelCost | 0 | [6 empty] | 0.92456 | 0
LCP_Inputs_ON_Diverse_IEA_2023_05_05 | 2022 | Hydro Pumped Storage | Storage | Electricity | MI | Dispatch-Storage | VOM | 0 | [6 empty] | 0.92456 | 0
LCP_Inputs_ON_Diverse_IEA_2023_05_05 | 2022 | Hydro Pumped Storage | Storage | Electricity | NY | Dispatch-Storage | EmissionsCost | 0 | [6 empty] | 0.92456 | 0
LCP_Inputs_ON_Diverse_IEA_2023_05_05 | 2022 | Hydro Pumped Storage | Storage | Electricity | NY | Dispatch-Storage | FuelCost | 0 | [6 empty] | 0.92456 | 0
LCP_Inputs_ON_Diverse_IEA_2023_05_05 | 2022 | Hydro Pumped Storage | Storage | Electricity | NY | Dispatch-Storage | VOM | 0 | [6 empty] | 0.92456 | 0
LCP_Inputs_ON_Diverse_IEA_2023_05_05 | 2022 | Hydro Pumped Storage | Storage | Electricity | ON | Dispatch-Storage | EmissionsCost | 0 | [6 empty] | 0.92456 | 0
LCP_Inputs_ON_Diverse_IEA_2023_05_05 | 2022 | Hydro Pumped Storage | Storage | Electricity | ON | Dispatch-Storage | FuelCost | 0 | [6 empty] | 0.92456 | 0
LCP_Inputs_ON_Diverse_IEA_2023_05_05 | 2022 | Hydro Pumped Storage | Storage | Electricity | ON | Dispatch-Storage | VOM | 0 | [6 empty] | 0.92456 | 0
LCP_Inputs_ON_Diverse_IEA_2023_05_05 | 2022 | Hydro Pumped Storage | Storage | Electricity | PJ | Dispatch-Storage | EmissionsCost | 0 | [6 empty] | 0.92456 | 0
LCP_Inputs_ON_Diverse_IEA_2023_05_05 | 2022 | Hydro Pumped Storage | Storage | Electricity | PJ | Dispatch-Storage | FuelCost | 0 | [6 empty] | 0.92456 | 0
LCP_Inputs_ON_Diverse_IEA_2023_05_05 | 2022 | Hydro Pumped Storage | Storage | Electricity | PJ | Dispatch-Storage | VOM | 0 | [6 empty] | 0.92456 | 0
LCP_Inputs_ON_Diverse_IEA_2023_05_05 | 2022 | Hydro Pumped Storage | Storage | Electricity | QC | Dispatch-Storage | EmissionsCost | 0 | [6 empty] | 0.92456 | 0
LCP_Inputs_ON_Diverse_IEA_2023_05_05 | 2022 | Hydro Pumped Storage | Storage | Electricity | QC | Dispatch-Storage | FuelCost | 0 | [6 empty] | 0.92456 | 0
LCP_Inputs_ON_Diverse_IEA_2023_05_05 | 2022 | Hydro Pumped Storage | Storage | Electricity | QC | Dispatch-Storage | VOM | 0 | [6 empty] | 0.92456 | 0
LCP_Inputs_ON_Diverse_IEA_2023_05_05 | 2022 | Hydro Pumped Storage | Storage | Electricity | WC | Dispatch-Storage | EmissionsCost | 0 | [6 empty] | 0.92456 | 0
LCP_Inputs_ON_Diverse_IEA_2023_05_05 | 2022 | Hydro Pumped Storage | Storage | Electricity | WC | Dispatch-Storage | FuelCost | 0 | [6 empty] | 0.92456 | 0
LCP_Inputs_ON_Diverse_IEA_2023_05_05 | 2022 | Hydro Pumped Storage | Storage | Electricity | WC | Dispatch-Storage | VOM | 0 | [6 empty] | 0.92456 | 0
LCP_Inputs_ON_Diverse_IEA_2023_05_05 | 2022 | Nuclear | Generation | Electricity | MI | Dispatch-Generation | EmissionsCost | 0 | [6 empty] | 0.92456 | 0
LCP_Inputs_ON_Diverse_IEA_2023_05_05 | 2022 | Nuclear | Generation | Electricity | MI | Dispatch-Generation | FuelCost | 0 | [6 empty] | 0.92456 | 0
LCP_Inputs_ON_Diverse_IEA_2023_05_05 | 2022 | Nuclear | Generation | Electricity | MI | Dispatch-Generation | VOM | 3301336446.912 | [6 empty] | 0.92456 | 3052271123.2544
LCP_Inputs_ON_Diverse_IEA_2023_05_05 | 2022 | Nuclear | Generation | Electricity | NY | Dispatch-Generation | EmissionsCost | 0 | [6 empty] | 0.92456 | 0
LCP_Inputs_ON_Diverse_IEA_2023_05_05 | 2022 | Nuclear | Generation | Electricity | NY | Dispatch-Generation | FuelCost | 0 | [6 empty] | 0.92456 | 0
LCP_Inputs_ON_Diverse_IEA_2023_05_05 | 2022 | Nuclear | Generation | Electricity | NY | Dispatch-Generation | VOM | 2246155230.144 | [6 empty] | 0.92456 | 2076696773.432
LCP_Inputs_ON_Diverse_IEA_2023_05_05 | 2022 | Nuclear | Generation | Electricity | ON | Dispatch-Generation | EmissionsCost | 0 | [6 empty] | 0.92456 | 0
LCP_Inputs_ON_Diverse_IEA_2023_05_05 | 2022 | Nuclear | Generation | Electricity | ON | Dispatch-Generation | FuelCost | 0 | [6 empty] | 0.92456 | 0
LCP_Inputs_ON_Diverse_IEA_2023_05_05 | 2022 | Nuclear | Generation | Electricity | ON | Dispatch-Generation | VOM | 8790266640.96 | [6 empty] | 0.92456 | 8127095636.9823
LCP_Inputs_ON_Diverse_IEA_2023_05_05 | 2022 | Nuclear | Generation | Electricity | PJ | Dispatch-Generation | EmissionsCost | 0 | [6 empty] | 0.92456 | 0
LCP_Inputs_ON_Diverse_IEA_2023_05_05 | 2022 | Nuclear | Generation | Electricity | PJ | Dispatch-Generation | FuelCost | 0 | [6 empty] | 0.92456 | 0
LCP_Inputs_ON_Diverse_IEA_2023_05_05 | 2022 | Nuclear | Generation | Electricity | PJ | Dispatch-Generation | VOM | 9110487814.4448 | [6 empty] | 0.92456 | 8423158112.4675
LCP_Inputs_ON_Diverse_IEA_2023_05_05 | 2022 | Nuclear | Generation | Electricity | QC | Dispatch-Generation | EmissionsCost | 0 | [6 empty] | 0.92456 | 0
LCP_Inputs_ON_Diverse_IEA_2023_05_05 | 2022 | Nuclear | Generation | Electricity | QC | Dispatch-Generation | FuelCost | 0 | [6 empty] | 0.92456 | 0
LCP_Inputs_ON_Diverse_IEA_2023_05_05 | 2022 | Nuclear | Generation | Electricity | QC | Dispatch-Generation | VOM | 0 | [6 empty] | 0.92456 | 0
LCP_Inputs_ON_Diverse_IEA_2023_05_05 | 2022 | Nuclear | Generation | Electricity | WC | Dispatch-Generation | EmissionsCost | 0 | [6 empty] | 0.92456 | 0
LCP_Inputs_ON_Diverse_IEA_2023_05_05 | 2022 | Nuclear | Generation | Electricity | WC | Dispatch-Generation | FuelCost | 0 | [6 empty] | 0.92456 | 0
LCP_Inputs_ON_Diverse_IEA_2023_05_05 | 2022 | Nuclear | Generation | Electricity | WC | Dispatch-Generation | VOM | 0 | [6 empty] | 0.92456 | 0
LCP_Inputs_ON_Diverse_IEA_2023_05_05 | 2022 | Nuclear SMR | Generation | Electricity | MI | Dispatch-Generation | EmissionsCost | 0 | [6 empty] | 0.92456 | 0
LCP_Inputs_ON_Diverse_IEA_2023_05_05 | 2022 | Nuclear SMR | Generation | Electricity | MI | Dispatch-Generation | FuelCost | 0 | [6 empty] | 0.92456 | 0
LCP_Inputs_ON_Diverse_IEA_2023_05_05 | 2022 | Nuclear SMR | Generation | Electricity | MI | Dispatch-Generation | VOM | 0 | [6 empty] | 0.92456 | 0
LCP_Inputs_ON_Diverse_IEA_2023_05_05 | 2022 | Nuclear SMR | Generation | Electricity | NY | Dispatch-Generation | EmissionsCost | 0 | [6 empty] | 0.92456 | 0
LCP_Inputs_ON_Diverse_IEA_2023_05_05 | 2022 | Nuclear SMR | Generation | Electricity | NY | Dispatch-Generation | FuelCost | 0 | [6 empty] | 0.92456 | 0
LCP_Inputs_ON_Diverse_IEA_2023_05_05 | 2022 | Nuclear SMR | Generation | Electricity | NY | Dispatch-Generation | VOM | 0 | [6 empty] | 0.92456 | 0
LCP_Inputs_ON_Diverse_IEA_2023_05_05 | 2022 | Nuclear SMR | Generation | Electricity | ON | Dispatch-Generation | EmissionsCost | 0 | [6 empty] | 0.92456 | 0
LCP_Inputs_ON_Diverse_IEA_2023_05_05 | 2022 | Nuclear SMR | Generation | Electricity | ON | Dispatch-Generation | FuelCost | 0 | [6 empty] | 0.92456 | 0
LCP_Inputs_ON_Diverse_IEA_2023_05_05 | 2022 | Nuclear SMR | Generation | Electricity | ON | Dispatch-Generation | VOM | 0 | [6 empty] | 0.92456 | 0
LCP_Inputs_ON_Diverse_IEA_2023_05_05 | 2022 | Nuclear SMR | Generation | Electricity | PJ | Dispatch-Generation | EmissionsCost | 0 | [6 empty] | 0.92456 | 0
LCP_Inputs_ON_Diverse_IEA_2023_05_05 | 2022 | Nuclear SMR | Generation | Electricity | PJ | Dispatch-Generation | FuelCost | 0 | [6 empty] | 0.92456 | 0
LCP_Inputs_ON_Diverse_IEA_2023_05_05 | 2022 | Nuclear SMR | Generation | Electricity | PJ | Dispatch-Generation | VOM | 0 | [6 empty] | 0.92456 | 0
LCP_Inputs_ON_Diverse_IEA_2023_05_05 | 2022 | Nuclear SMR | Generation | Electricity | QC | Dispatch-Generation | EmissionsCost | 0 | [6 empty] | 0.92456 | 0
LCP_Inputs_ON_Diverse_IEA_2023_05_05 | 2022 | Nuclear SMR | Generation | Electricity | QC | Dispatch-Generation | FuelCost | 0 | [6 empty] | 0.92456 | 0
LCP_Inputs_ON_Diverse_IEA_2023_05_05 | 2022 | Nuclear SMR | Generation | Electricity | QC | Dispatch-Generation | VOM | 0 | [6 empty] | 0.92456 | 0
LCP_Inputs_ON_Diverse_IEA_2023_05_05 | 2022 | Nuclear SMR | Generation | Electricity | WC | Dispatch-Generation | EmissionsCost | 0 | [6 empty] | 0.92456 | 0
LCP_Inputs_ON_Diverse_IEA_2023_05_05 | 2022 | Nuclear SMR | Generation | Electricity | WC | Dispatch-Generation | FuelCost | 0 | [6 empty] | 0.92456 | 0
LCP_Inputs_ON_Diverse_IEA_2023_05_05 | 2022 | Nuclear SMR | Generation | Electricity | WC | Dispatch-Generation | VOM | 0 | [6 empty] | 0.92456 | 0
LCP_Inputs_ON_Diverse_IEA_2023_05_05 | 2022 | O/CCGT - CH4 Existing | Crossload | Electricity | MI | Dispatch-Crossload | EmissionsCost | 0 | [6 empty] | 0.92456 | 0
LCP_Inputs_ON_Diverse_IEA_2023_05_05 | 2022 | O/CCGT - CH4 Existing | Crossload | Electricity | MI | Dispatch-Crossload | FuelCost | 0 | [6 empty] | 0.92456 | 0
LCP_Inputs_ON_Diverse_IEA_2023_05_05 | 2022 | O/CCGT - CH4 Existing | Crossload | Electricity | MI | Dispatch-Crossload | VOM | 0 | [6 empty] | 0.92456 | 0
LCP_Inputs_ON_Diverse_IEA_2023_05_05 | 2022 | O/CCGT - CH4 Existing | Crossload | Electricity | NY | Dispatch-Crossload | EmissionsCost | 0 | [6 empty] | 0.92456 | 0
LCP_Inputs_ON_Diverse_IEA_2023_05_05 | 2022 | O/CCGT - CH4 Existing | Crossload | Electricity | NY | Dispatch-Crossload | FuelCost | 0 | [6 empty] | 0.92456 | 0
LCP_Inputs_ON_Diverse_IEA_2023_05_05 | 2022 | O/CCGT - CH4 Existing | Crossload | Electricity | NY | Dispatch-Crossload | VOM | 0 | [6 empty] | 0.92456 | 0
LCP_Inputs_ON_Diverse_IEA_2023_05_05 | 2022 | O/CCGT - CH4 Existing | Crossload | Electricity | ON | Dispatch-Crossload | EmissionsCost | 0 | [6 empty] | 0.92456 | 0
LCP_Inputs_ON_Diverse_IEA_2023_05_05 | 2022 | O/CCGT - CH4 Existing | Crossload | Electricity | ON | Dispatch-Crossload | FuelCost | 0 | [6 empty] | 0.92456 | 0
LCP_Inputs_ON_Diverse_IEA_2023_05_05 | 2022 | O/CCGT - CH4 Existing | Crossload | Electricity | ON | Dispatch-Crossload | VOM | 0 | [6 empty] | 0.92456 | 0
LCP_Inputs_ON_Diverse_IEA_2023_05_05 | 2022 | O/CCGT - CH4 Existing | Crossload | Electricity | PJ | Dispatch-Crossload | EmissionsCost | 0 | [6 empty] | 0.92456 | 0
LCP_Inputs_ON_Diverse_IEA_2023_05_05 | 2022 | O/CCGT - CH4 Existing | Crossload | Electricity | PJ | Dispatch-Crossload | FuelCost | 0 | [6 empty] | 0.92456 | 0
LCP_Inputs_ON_Diverse_IEA_2023_05_05 | 2022 | O/CCGT - CH4 Existing | Crossload | Electricity | PJ | Dispatch-Crossload | VOM | 0 | [6 empty] | 0.92456 | 0
LCP_Inputs_ON_Diverse_IEA_2023_05_05 | 2022 | O/CCGT - CH4 Existing | Crossload | Electricity | QC | Dispatch-Crossload | EmissionsCost | 0 | [6 empty] | 0.92456 | 0
LCP_Inputs_ON_Diverse_IEA_2023_05_05 | 2022 | O/CCGT - CH4 Existing | Crossload | Electricity | QC | Dispatch-Crossload | FuelCost | 0 | [6 empty] | 0.92456 | 0
LCP_Inputs_ON_Diverse_IEA_2023_05_05 | 2022 | O/CCGT - CH4 Existing | Crossload | Electricity | QC | Dispatch-Crossload | VOM | 0 | [6 empty] | 0.92456 | 0
LCP_Inputs_ON_Diverse_IEA_2023_05_05 | 2022 | O/CCGT - CH4 Existing | Crossload | Electricity | WC | Dispatch-Crossload | EmissionsCost | 0 | [6 empty] | 0.92456 | 0
LCP_Inputs_ON_Diverse_IEA_2023_05_05 | 2022 | O/CCGT - CH4 Existing | Crossload | Electricity | WC | Dispatch-Crossload | FuelCost | 0 | [6 empty] | 0.92456 | 0
LCP_Inputs_ON_Diverse_IEA_2023_05_05 | 2022 | O/CCGT - CH4 Existing | Crossload | Electricity | WC | Dispatch-Crossload | VOM | 0 | [6 empty] | 0.92456 | 0
LCP_Inputs_ON_Diverse_IEA_2023_05_05 | 2022 | O/CCGT - CH4 New | Crossload | Electricity | MI | Dispatch-Crossload | EmissionsCost | 0 | [6 empty] | 0.92456 | 0
LCP_Inputs_ON_Diverse_IEA_2023_05_05 | 2022 | O/CCGT - CH4 New | Crossload | Electricity | MI | Dispatch-Crossload | FuelCost | 0 | [6 empty] | 0.92456 | 0
LCP_Inputs_ON_Diverse_IEA_2023_05_05 | 2022 | O/CCGT - CH4 New | Crossload | Electricity | MI | Dispatch-Crossload | VOM | 0 | [6 empty] | 0.92456 | 0
LCP_Inputs_ON_Diverse_IEA_2023_05_05 | 2022 | O/CCGT - CH4 New | Crossload | Electricity | NY | Dispatch-Crossload | EmissionsCost | 0 | [6 empty] | 0.92456 | 0
LCP_Inputs_ON_Diverse_IEA_2023_05_05 | 2022 | O/CCGT - CH4 New | Crossload | Electricity | NY | Dispatch-Crossload | FuelCost | 0 | [6 empty] | 0.92456 | 0
LCP_Inputs_ON_Diverse_IEA_2023_05_05 | 2022 | O/CCGT - CH4 New | Crossload | Electricity | NY | Dispatch-Crossload | VOM | 0 | [6 empty] | 0.92456 | 0
LCP_Inputs_ON_Diverse_IEA_2023_05_05 | 2022 | O/CCGT - CH4 New | Crossload | Electricity | ON | Dispatch-Crossload | EmissionsCost | 0 | [6 empty] | 0.92456 | 0
LCP_Inputs_ON_Diverse_IEA_2023_05_05 | 2022 | O/CCGT - CH4 New | Crossload | Electricity | ON | Dispatch-Crossload | FuelCost | 0 | [6 empty] | 0.92456 | 0
LCP_Inputs_ON_Diverse_IEA_2023_05_05 | 2022 | O/CCGT - CH4 New | Crossload | Electricity | ON | Dispatch-Crossload | VOM | 0 | [6 empty] | 0.92456 | 0
LCP_Inputs_ON_Diverse_IEA_2023_05_05 | 2022 | O/CCGT - CH4 New | Crossload | Electricity | PJ | Dispatch-Crossload | EmissionsCost | 0 | [6 empty] | 0.92456 | 0
LCP_Inputs_ON_Diverse_IEA_2023_05_05 | 2022 | O/CCGT - CH4 New | Crossload | Electricity | PJ | Dispatch-Crossload | FuelCost | 0 | [6 empty] | 0.92456 | 0
LCP_Inputs_ON_Diverse_IEA_2023_05_05 | 2022 | O/CCGT - CH4 New | Crossload | Electricity | PJ | Dispatch-Crossload | VOM | 0 | [6 empty] | 0.92456 | 0
LCP_Inputs_ON_Diverse_IEA_2023_05_05 | 2022 | O/CCGT - CH4 New | Crossload | Electricity | QC | Dispatch-Crossload | EmissionsCost | 0 | [6 empty] | 0.92456 | 0
LCP_Inputs_ON_Diverse_IEA_2023_05_05 | 2022 | O/CCGT - CH4 New | Crossload | Electricity | QC | Dispatch-Crossload | FuelCost | 0 | [6 empty] | 0.92456 | 0
LCP_Inputs_ON_Diverse_IEA_2023_05_05 | 2022 | O/CCGT - CH4 New | Crossload | Electricity | QC | Dispatch-Crossload | VOM | 0 | [6 empty] | 0.92456 | 0
LCP_Inputs_ON_Diverse_IEA_2023_05_05 | 2022 | O/CCGT - CH4 New | Crossload | Electricity | WC | Dispatch-Crossload | EmissionsCost | 0 | [6 empty] | 0.92456 | 0
LCP_Inputs_ON_Diverse_IEA_2023_05_05 | 2022 | O/CCGT - CH4 New | Crossload | Electricity | WC | Dispatch-Crossload | FuelCost | 0 | [6 empty] | 0.92456 | 0
LCP_Inputs_ON_Diverse_IEA_2023_05_05 | 2022 | O/CCGT - CH4 New | Crossload | Electricity | WC | Dispatch-Crossload | VOM | 0 | [6 empty] | 0.92456 | 0
LCP_Inputs_ON_Diverse_IEA_2023_05_05 | 2022 | O/CCGT - H2 New | Crossload | Electricity | MI | Dispatch-Crossload | EmissionsCost | 0 | [6 empty] | 0.92456 | 0
LCP_Inputs_ON_Diverse_IEA_2023_05_05 | 2022 | O/CCGT - H2 New | Crossload | Electricity | MI | Dispatch-Crossload | FuelCost | 0 | [6 empty] | 0.92456 | 0
LCP_Inputs_ON_Diverse_IEA_2023_05_05 | 2022 | O/CCGT - H2 New | Crossload | Electricity | MI | Dispatch-Crossload | VOM | 0 | [6 empty] | 0.92456 | 0
LCP_Inputs_ON_Diverse_IEA_2023_05_05 | 2022 | O/CCGT - H2 New | Crossload | Electricity | NY | Dispatch-Crossload | EmissionsCost | 0 | [6 empty] | 0.92456 | 0
LCP_Inputs_ON_Diverse_IEA_2023_05_05 | 2022 | O/CCGT - H2 New | Crossload | Electricity | NY | Dispatch-Crossload | FuelCost | 0 | [6 empty] | 0.92456 | 0
LCP_Inputs_ON_Diverse_IEA_2023_05_05 | 2022 | O/CCGT - H2 New | Crossload | Electricity | NY | Dispatch-Crossload | VOM | 0 | [6 empty] | 0.92456 | 0
LCP_Inputs_ON_Diverse_IEA_2023_05_05 | 2022 | O/CCGT - H2 New | Crossload | Electricity | ON | Dispatch-Crossload | EmissionsCost | 0 | [6 empty] | 0.92456 | 0
LCP_Inputs_ON_Diverse_IEA_2023_05_05 | 2022 | O/CCGT - H2 New | Crossload | Electricity | ON | Dispatch-Crossload | FuelCost | 0 | [6 empty] | 0.92456 | 0
LCP_Inputs_ON_Diverse_IEA_2023_05_05 | 2022 | O/CCGT - H2 New | Crossload | Electricity | ON | Dispatch-Crossload | VOM | 0 | [6 empty] | 0.92456 | 0
LCP_Inputs_ON_Diverse_IEA_2023_05_05 | 2022 | O/CCGT - H2 New | Crossload | Electricity | PJ | Dispatch-Crossload | EmissionsCost | 0 | [6 empty] | 0.92456 | 0
LCP_Inputs_ON_Diverse_IEA_2023_05_05 | 2022 | O/CCGT - H2 New | Crossload | Electricity | PJ | Dispatch-Crossload | FuelCost | 0 | [6 empty] | 0.92456 | 0
LCP_Inputs_ON_Diverse_IEA_2023_05_05 | 2022 | O/CCGT - H2 New | Crossload | Electricity | PJ | Dispatch-Crossload | VOM | 0 | [6 empty] | 0.92456 | 0
LCP_Inputs_ON_Diverse_IEA_2023_05_05 | 2022 | O/CCGT - H2 New | Crossload | Electricity | QC | Dispatch-Crossload | EmissionsCost | 0 | [6 empty] | 0.92456 | 0
LCP_Inputs_ON_Diverse_IEA_2023_05_05 | 2022 | O/CCGT - H2 New | Crossload | Electricity | QC | Dispatch-Crossload | FuelCost | 0 | [6 empty] | 0.92456 | 0
LCP_Inputs_ON_Diverse_IEA_2023_05_05 | 2022 | O/CCGT - H2 New | Crossload | Electricity | QC | Dispatch-Crossload | VOM | 0 | [6 empty] | 0.92456 | 0
LCP_Inputs_ON_Diverse_IEA_2023_05_05 | 2022 | O/CCGT - H2 New | Crossload | Electricity | WC | Dispatch-Crossload | EmissionsCost | 0 | [6 empty] | 0.92456 | 0
LCP_Inputs_ON_Diverse_IEA_2023_05_05 | 2022 | O/CCGT - H2 New | Crossload | Electricity | WC | Dispatch-Crossload | FuelCost | 0 | [6 empty] | 0.92456 | 0
LCP_Inputs_ON_Diverse_IEA_2023_05_05 | 2022 | O/CCGT - H2 New | Crossload | Electricity | WC | Dispatch-Crossload | VOM | 0 | [6 empty] | 0.92456 | 0
LCP_Inputs_ON_Diverse_IEA_2023_05_05 | 2022 | SMR CCS | Generation | Hydrogen | MI | Dispatch-Generation | EmissionsCost | 0 | [6 empty] | 0.92456 | 0
LCP_Inputs_ON_Diverse_IEA_2023_05_05 | 2022 | SMR CCS | Generation | Hydrogen | MI | Dispatch-Generation | FuelCost | 0 | [6 empty] | 0.92456 | 0
LCP_Inputs_ON_Diverse_IEA_2023_05_05 | 2022 | SMR CCS | Generation | Hydrogen | MI | Dispatch-Generation | VOM | 0 | [6 empty] | 0.92456 | 0
LCP_Inputs_ON_Diverse_IEA_2023_05_05 | 2022 | SMR CCS | Generation | Hydrogen | NY | Dispatch-Generation | EmissionsCost | 0 | [6 empty] | 0.92456 | 0
LCP_Inputs_ON_Diverse_IEA_2023_05_05 | 2022 | SMR CCS | Generation | Hydrogen | NY | Dispatch-Generation | FuelCost | 0 | [6 empty] | 0.92456 | 0
LCP_Inputs_ON_Diverse_IEA_2023_05_05 | 2022 | SMR CCS | Generation | Hydrogen | NY | Dispatch-Generation | VOM | 0 | [6 empty] | 0.92456 | 0
LCP_Inputs_ON_Diverse_IEA_2023_05_05 | 2022 | SMR CCS | Generation | Hydrogen | ON | Dispatch-Generation | EmissionsCost | 0 | [6 empty] | 0.92456 | 0
LCP_Inputs_ON_Diverse_IEA_2023_05_05 | 2022 | SMR CCS | Generation | Hydrogen | ON | Dispatch-Generation | FuelCost | 0 | [6 empty] | 0.92456 | 0
LCP_Inputs_ON_Diverse_IEA_2023_05_05 | 2022 | SMR CCS | Generation | Hydrogen | ON | Dispatch-Generation | VOM | 0 | [6 empty] | 0.92456 | 0
LCP_Inputs_ON_Diverse_IEA_2023_05_05 | 2022 | SMR CCS | Generation | Hydrogen | PJ | Dispatch-Generation | EmissionsCost | 0 | [6 empty] | 0.92456 | 0
LCP_Inputs_ON_Diverse_IEA_2023_05_05 | 2022 | SMR CCS | Generation | Hydrogen | PJ | Dispatch-Generation | FuelCost | 0 | [6 empty] | 0.92456 | 0
LCP_Inputs_ON_Diverse_IEA_2023_05_05 | 2022 | SMR CCS | Generation | Hydrogen | PJ | Dispatch-Generation | VOM | 0 | [6 empty] | 0.92456 | 0
LCP_Inputs_ON_Diverse_IEA_2023_05_05 | 2022 | SMR CCS | Generation | Hydrogen | QC | Dispatch-Generation | EmissionsCost | 0 | [6 empty] | 0.92456 | 0
LCP_Inputs_ON_Diverse_IEA_2023_05_05 | 2022 | SMR CCS | Generation | Hydrogen | QC | Dispatch-Generation | FuelCost | 0 | [6 empty] | 0.92456 | 0
LCP_Inputs_ON_Diverse_IEA_2023_05_05 | 2022 | SMR CCS | Generation | Hydrogen | QC | Dispatch-Generation | VOM | 0 | [6 empty] | 0.92456 | 0
LCP_Inputs_ON_Diverse_IEA_2023_05_05 | 2022 | SMR CCS | Generation | Hydrogen | WC | Dispatch-Generation | EmissionsCost | 0 | [6 empty] | 0.92456 | 0
LCP_Inputs_ON_Diverse_IEA_2023_05_05 | 2022 | SMR CCS | Generation | Hydrogen | WC | Dispatch-Generation | FuelCost | 0 | [6 empty] | 0.92456 | 0
LCP_Inputs_ON_Diverse_IEA_2023_05_05 | 2022 | SMR CCS | Generation | Hydrogen | WC | Dispatch-Generation | VOM | 0 | [6 empty] | 0.92456 | 0
LCP_Inputs_ON_Diverse_IEA_2023_05_05 | 2022 | Solar PV | Generation | Electricity | MI | Dispatch-Generation | EmissionsCost | 0 | [6 empty] | 0.92456 | 0
LCP_Inputs_ON_Diverse_IEA_2023_05_05 | 2022 | Solar PV | Generation | Electricity | MI | Dispatch-Generation | FuelCost | 0 | [6 empty] | 0.92456 | 0
LCP_Inputs_ON_Diverse_IEA_2023_05_05 | 2022 | Solar PV | Generation | Electricity | MI | Dispatch-Generation | VOM | 0 | [6 empty] | 0.92456 | 0
LCP_Inputs_ON_Diverse_IEA_2023_05_05 | 2022 | Solar PV | Generation | Electricity | NY | Dispatch-Generation | EmissionsCost | 0 | [6 empty] | 0.92456 | 0
LCP_Inputs_ON_Diverse_IEA_2023_05_05 | 2022 | Solar PV | Generation | Electricity | NY | Dispatch-Generation | FuelCost | 0 | [6 empty] | 0.92456 | 0
LCP_Inputs_ON_Diverse_IEA_2023_05_05 | 2022 | Solar PV | Generation | Electricity | NY | Dispatch-Generation | VOM | 0 | [6 empty] | 0.92456 | 0
LCP_Inputs_ON_Diverse_IEA_2023_05_05 | 2022 | Solar PV | Generation | Electricity | ON | Dispatch-Generation | EmissionsCost | 0 | [6 empty] | 0.92456 | 0
LCP_Inputs_ON_Diverse_IEA_2023_05_05 | 2022 | Solar PV | Generation | Electricity | ON | Dispatch-Generation | FuelCost | 0 | [6 empty] | 0.92456 | 0
LCP_Inputs_ON_Diverse_IEA_2023_05_05 | 2022 | Solar PV | Generation | Electricity | ON | Dispatch-Generation | VOM | 0 | [6 empty] | 0.92456 | 0
LCP_Inputs_ON_Diverse_IEA_2023_05_05 | 2022 | Solar PV | Generation | Electricity | PJ | Dispatch-Generation | EmissionsCost | 0 | [6 empty] | 0.92456 | 0
LCP_Inputs_ON_Diverse_IEA_2023_05_05 | 2022 | Solar PV | Generation | Electricity | PJ | Dispatch-Generation | FuelCost | 0 | [6 empty] | 0.92456 | 0
LCP_Inputs_ON_Diverse_IEA_2023_05_05 | 2022 | Solar PV | Generation | Electricity | PJ | Dispatch-Generation | VOM | 0 | [6 empty] | 0.92456 | 0
LCP_Inputs_ON_Diverse_IEA_2023_05_05 | 2022 | Solar PV | Generation | Electricity | QC | Dispatch-Generation | EmissionsCost | 0 | [6 empty] | 0.92456 | 0
LCP_Inputs_ON_Diverse_IEA_2023_05_05 | 2022 | Solar PV | Generation | Electricity | QC | Dispatch-Generation | FuelCost | 0 | [6 empty] | 0.92456 | 0
LCP_Inputs_ON_Diverse_IEA_2023_05_05 | 2022 | Solar PV | Generation | Electricity | QC | Dispatch-Generation | VOM | 0 | [6 empty] | 0.92456 | 0
LCP_Inputs_ON_Diverse_IEA_2023_05_05 | 2022 | Solar PV | Generation | Electricity | WC | Dispatch-Generation | EmissionsCost | 0 | [6 empty] | 0.92456 | 0
LCP_Inputs_ON_Diverse_IEA_2023_05_05 | 2022 | Solar PV | Generation | Electricity | WC | Dispatch-Generation | FuelCost | 0 | [6 empty] | 0.92456 | 0
LCP_Inputs_ON_Diverse_IEA_2023_05_05 | 2022 | Solar PV | Generation | Electricity | WC | Dispatch-Generation | VOM | 0 | [6 empty] | 0.92456 | 0
LCP_Inputs_ON_Diverse_IEA_2023_05_05 | 2022 | Wind Offshore | Generation | Electricity | MI | Dispatch-Generation | EmissionsCost | 0 | [6 empty] | 0.92456 | 0
LCP_Inputs_ON_Diverse_IEA_2023_05_05 | 2022 | Wind Offshore | Generation | Electricity | MI | Dispatch-Generation | FuelCost | 0 | [6 empty] | 0.92456 | 0
LCP_Inputs_ON_Diverse_IEA_2023_05_05 | 2022 | Wind Offshore | Generation | Electricity | MI | Dispatch-Generation | VOM | 0 | [6 empty] | 0.92456 | 0
LCP_Inputs_ON_Diverse_IEA_2023_05_05 | 2022 | Wind Offshore | Generation | Electricity | NY | Dispatch-Generation | EmissionsCost | 0 | [6 empty] | 0.92456 | 0
LCP_Inputs_ON_Diverse_IEA_2023_05_05 | 2022 | Wind Offshore | Generation | Electricity | NY | Dispatch-Generation | FuelCost | 0 | [6 empty] | 0.92456 | 0
LCP_Inputs_ON_Diverse_IEA_2023_05_05 | 2022 | Wind Offshore | Generation | Electricity | NY | Dispatch-Generation | VOM | 0 | [6 empty] | 0.92456 | 0
LCP_Inputs_ON_Diverse_IEA_2023_05_05 | 2022 | Wind Offshore | Generation | Electricity | ON | Dispatch-Generation | EmissionsCost | 0 | [6 empty] | 0.92456 | 0
LCP_Inputs_ON_Diverse_IEA_2023_05_05 | 2022 | Wind Offshore | Generation | Electricity | ON | Dispatch-Generation | FuelCost | 0 | [6 empty] | 0.92456 | 0
LCP_Inputs_ON_Diverse_IEA_2023_05_05 | 2022 | Wind Offshore | Generation | Electricity | ON | Dispatch-Generation | VOM | 0 | [6 empty] | 0.92456 | 0
LCP_Inputs_ON_Diverse_IEA_2023_05_05 | 2022 | Wind Offshore | Generation | Electricity | PJ | Dispatch-Generation | EmissionsCost | 0 | [6 empty] | 0.92456 | 0
LCP_Inputs_ON_Diverse_IEA_2023_05_05 | 2022 | Wind Offshore | Generation | Electricity | PJ | Dispatch-Generation | FuelCost | 0 | [6 empty] | 0.92456 | 0
LCP_Inputs_ON_Diverse_IEA_2023_05_05 | 2022 | Wind Offshore | Generation | Electricity | PJ | Dispatch-Generation | VOM | 0 | [6 empty] | 0.92456 | 0
LCP_Inputs_ON_Diverse_IEA_2023_05_05 | 2022 | Wind Offshore | Generation | Electricity | QC | Dispatch-Generation | EmissionsCost | 0 | [6 empty] | 0.92456 | 0
LCP_Inputs_ON_Diverse_IEA_2023_05_05 | 2022 | Wind Offshore | Generation | Electricity | QC | Dispatch-Generation | FuelCost | 0 | [6 empty] | 0.92456 | 0
LCP_Inputs_ON_Diverse_IEA_2023_05_05 | 2022 | Wind Offshore | Generation | Electricity | QC | Dispatch-Generation | VOM | 0 | [6 empty] | 0.92456 | 0
LCP_Inputs_ON_Diverse_IEA_2023_05_05 | 2022 | Wind Offshore | Generation | Electricity | WC | Dispatch-Generation | EmissionsCost | 0 | [6 empty] | 0.92456 | 0
LCP_Inputs_ON_Diverse_IEA_2023_05_05 | 2022 | Wind Offshore | Generation | Electricity | WC | Dispatch-Generation | FuelCost | 0 | [6 empty] | 0.92456 | 0
LCP_Inputs_ON_Diverse_IEA_2023_05_05 | 2022 | Wind Offshore | Generation | Electricity | WC | Dispatch-Generation | VOM | 0 | [6 empty] | 0.92456 | 0
LCP_Inputs_ON_Diverse_IEA_2023_05_05 | 2022 | Wind Onshore | Generation | Electricity | MI | Dispatch-Generation | EmissionsCost | 0 | [6 empty] | 0.92456 | 0
LCP_Inputs_ON_Diverse_IEA_2023_05_05 | 2022 | Wind Onshore | Generation | Electricity | MI | Dispatch-Generation | FuelCost | 0 | [6 empty] | 0.92456 | 0
LCP_Inputs_ON_Diverse_IEA_2023_05_05 | 2022 | Wind Onshore | Generation | Electricity | MI | Dispatch-Generation | VOM | 0 | [6 empty] | 0.92456 | 0
LCP_Inputs_ON_Diverse_IEA_2023_05_05 | 2022 | Wind Onshore | Generation | Electricity | NY | Dispatch-Generation | EmissionsCost | 0 | [6 empty] | 0.92456 | 0
LCP_Inputs_ON_Diverse_IEA_2023_05_05 | 2022 | Wind Onshore | Generation | Electricity | NY | Dispatch-Generation | FuelCost | 0 | [6 empty] | 0.92456 | 0
LCP_Inputs_ON_Diverse_IEA_2023_05_05 | 2022 | Wind Onshore | Generation | Electricity | NY | Dispatch-Generation | VOM | 0 | [6 empty] | 0.92456 | 0
LCP_Inputs_ON_Diverse_IEA_2023_05_05 | 2022 | Wind Onshore | Generation | Electricity | ON | Dispatch-Generation | EmissionsCost | 0 | [6 empty] | 0.92456 | 0
LCP_Inputs_ON_Diverse_IEA_2023_05_05 | 2022 | Wind Onshore | Generation | Electricity | ON | Dispatch-Generation | FuelCost | 0 | [6 empty] | 0.92456 | 0
LCP_Inputs_ON_Diverse_IEA_2023_05_05 | 2022 | Wind Onshore | Generation | Electricity | ON | Dispatch-Generation | VOM | 0 | [6 empty] | 0.92456 | 0
LCP_Inputs_ON_Diverse_IEA_2023_05_05 | 2022 | Wind Onshore | Generation | Electricity | PJ | Dispatch-Generation | EmissionsCost | 0 | [6 empty] | 0.92456 | 0
LCP_Inputs_ON_Diverse_IEA_2023_05_05 | 2022 | Wind Onshore | Generation | Electricity | PJ | Dispatch-Generation | FuelCost | 0 | [6 empty] | 0.92456 | 0
LCP_Inputs_ON_Diverse_IEA_2023_05_05 | 2022 | Wind Onshore | Generation | Electricity | PJ | Dispatch-Generation | VOM | 0 | [6 empty] | 0.92456 | 0
LCP_Inputs_ON_Diverse_IEA_2023_05_05 | 2022 | Wind Onshore | Generation | Electricity | QC | Dispatch-Generation | EmissionsCost | 0 | [6 empty] | 0.92456 | 0
LCP_Inputs_ON_Diverse_IEA_2023_05_05 | 2022 | Wind Onshore | Generation | Electricity | QC | Dispatch-Generation | FuelCost | 0 | [6 empty] | 0.92456 | 0
LCP_Inputs_ON_Diverse_IEA_2023_05_05 | 2022 | Wind Onshore | Generation | Electricity | QC | Dispatch-Generation | VOM | 0 | [6 empty] | 0.92456 | 0
LCP_Inputs_ON_Diverse_IEA_2023_05_05 | 2022 | Wind Onshore | Generation | Electricity | WC | Dispatch-Generation | EmissionsCost | 0 | [6 empty] | 0.92456 | 0
LCP_Inputs_ON_Diverse_IEA_2023_05_05 | 2022 | Wind Onshore | Generation | Electricity | WC | Dispatch-Generation | FuelCost | 0 | [6 empty] | 0.92456 | 0
LCP_Inputs_ON_Diverse_IEA_2023_05_05 | 2022 | Wind Onshore | Generation | Electricity | WC | Dispatch-Generation | VOM | 0 | [6 empty] | 0.92456 | 0
LCP_Inputs_ON_Diverse_IEA_2023_05_05 | 2023 | Anaerobic Digestion | Generation | Methane | MI | Dispatch-Generation | EmissionsCost | 0 | [6 empty] | 0.889 | 0
LCP_Inputs_ON_Diverse_IEA_2023_05_05 | 2023 | Anaerobic Digestion | Generation | Methane | MI | Dispatch-Generation | FuelCost | 0 | [6 empty] | 0.889 | 0
LCP_Inputs_ON_Diverse_IEA_2023_05_05 | 2023 | Anaerobic Digestion | Generation | Methane | MI | Dispatch-Generation | VOM | 0 | [6 empty] | 0.889 | 0
LCP_Inputs_ON_Diverse_IEA_2023_05_05 | 2023 | Anaerobic Digestion | Generation | Methane | NY | Dispatch-Generation | EmissionsCost | 0 | [6 empty] | 0.889 | 0
LCP_Inputs_ON_Diverse_IEA_2023_05_05 | 2023 | Anaerobic Digestion | Generation | Methane | NY | Dispatch-Generation | FuelCost | 0 | [6 empty] | 0.889 | 0
LCP_Inputs_ON_Diverse_IEA_2023_05_05 | 2023 | Anaerobic Digestion | Generation | Methane | NY | Dispatch-Generation | VOM | 0 | [6 empty] | 0.889 | 0
LCP_Inputs_ON_Diverse_IEA_2023_05_05 | 2023 | Anaerobic Digestion | Generation | Methane | ON | Dispatch-Generation | EmissionsCost | 0 | [6 empty] | 0.889 | 0
LCP_Inputs_ON_Diverse_IEA_2023_05_05 | 2023 | Anaerobic Digestion | Generation | Methane | ON | Dispatch-Generation | FuelCost | 0 | [6 empty] | 0.889 | 0
LCP_Inputs_ON_Diverse_IEA_2023_05_05 | 2023 | Anaerobic Digestion | Generation | Methane | ON | Dispatch-Generation | VOM | 0 | [6 empty] | 0.889 | 0
LCP_Inputs_ON_Diverse_IEA_2023_05_05 | 2023 | Anaerobic Digestion | Generation | Methane | PJ | Dispatch-Generation | EmissionsCost | 0 | [6 empty] | 0.889 | 0
LCP_Inputs_ON_Diverse_IEA_2023_05_05 | 2023 | Anaerobic Digestion | Generation | Methane | PJ | Dispatch-Generation | FuelCost | 0 | [6 empty] | 0.889 | 0
LCP_Inputs_ON_Diverse_IEA_2023_05_05 | 2023 | Anaerobic Digestion | Generation | Methane | PJ | Dispatch-Generation | VOM | 0 | [6 empty] | 0.889 | 0
LCP_Inputs_ON_Diverse_IEA_2023_05_05 | 2023 | Anaerobic Digestion | Generation | Methane | QC | Dispatch-Generation | EmissionsCost | 0 | [6 empty] | 0.889 | 0
LCP_Inputs_ON_Diverse_IEA_2023_05_05 | 2023 | Anaerobic Digestion | Generation | Methane | QC | Dispatch-Generation | FuelCost | 0 | [6 empty] | 0.889 | 0
LCP_Inputs_ON_Diverse_IEA_2023_05_05 | 2023 | Anaerobic Digestion | Generation | Methane | QC | Dispatch-Generation | VOM | 0 | [6 empty] | 0.889 | 0
LCP_Inputs_ON_Diverse_IEA_2023_05_05 | 2023 | Anaerobic Digestion | Generation | Methane | WC | Dispatch-Generation | EmissionsCost | 0 | [6 empty] | 0.889 | 0
LCP_Inputs_ON_Diverse_IEA_2023_05_05 | 2023 | Anaerobic Digestion | Generation | Methane | WC | Dispatch-Generation | FuelCost | 0 | [6 empty] | 0.889 | 0
LCP_Inputs_ON_Diverse_IEA_2023_05_05 | 2023 | Anaerobic Digestion | Generation | Methane | WC | Dispatch-Generation | VOM | 0 | [6 empty] | 0.889 | 0
LCP_Inputs_ON_Diverse_IEA_2023_05_05 | 2023 | Battery Storage | Storage | Electricity | MI | Dispatch-Storage | EmissionsCost | 0 | [6 empty] | 0.889 | 0
LCP_Inputs_ON_Diverse_IEA_2023_05_05 | 2023 | Battery Storage | Storage | Electricity | MI | Dispatch-Storage | FuelCost | 0 | [6 empty] | 0.889 | 0
LCP_Inputs_ON_Diverse_IEA_2023_05_05 | 2023 | Battery Storage | Storage | Electricity | MI | Dispatch-Storage | VOM | 0 | [6 empty] | 0.889 | 0
LCP_Inputs_ON_Diverse_IEA_2023_05_05 | 2023 | Battery Storage | Storage | Electricity | NY | Dispatch-Storage | EmissionsCost | 0 | [6 empty] | 0.889 | 0
LCP_Inputs_ON_Diverse_IEA_2023_05_05 | 2023 | Battery Storage | Storage | Electricity | NY | Dispatch-Storage | FuelCost | 0 | [6 empty] | 0.889 | 0
LCP_Inputs_ON_Diverse_IEA_2023_05_05 | 2023 | Battery Storage | Storage | Electricity | NY | Dispatch-Storage | VOM | 0 | [6 empty] | 0.889 | 0
LCP_Inputs_ON_Diverse_IEA_2023_05_05 | 2023 | Battery Storage | Storage | Electricity | ON | Dispatch-Storage | EmissionsCost | 0 | [6 empty] | 0.889 | 0
LCP_Inputs_ON_Diverse_IEA_2023_05_05 | 2023 | Battery Storage | Storage | Electricity | ON | Dispatch-Storage | FuelCost | 0 | [6 empty] | 0.889 | 0
LCP_Inputs_ON_Diverse_IEA_2023_05_05 | 2023 | Battery Storage | Storage | Electricity | ON | Dispatch-Storage | VOM | 0 | [6 empty] | 0.889 | 0
LCP_Inputs_ON_Diverse_IEA_2023_05_05 | 2023 | Battery Storage | Storage | Electricity | PJ | Dispatch-Storage | EmissionsCost | 0 | [6 empty] | 0.889 | 0
LCP_Inputs_ON_Diverse_IEA_2023_05_05 | 2023 | Battery Storage | Storage | Electricity | PJ | Dispatch-Storage | FuelCost | 0 | [6 empty] | 0.889 | 0
LCP_Inputs_ON_Diverse_IEA_2023_05_05 | 2023 | Battery Storage | Storage | Electricity | PJ | Dispatch-Storage | VOM | 0 | [6 empty] | 0.889 | 0
LCP_Inputs_ON_Diverse_IEA_2023_05_05 | 2023 | Battery Storage | Storage | Electricity | QC | Dispatch-Storage | EmissionsCost | 0 | [6 empty] | 0.889 | 0
LCP_Inputs_ON_Diverse_IEA_2023_05_05 | 2023 | Battery Storage | Storage | Electricity | QC | Dispatch-Storage | FuelCost | 0 | [6 empty] | 0.889 | 0
LCP_Inputs_ON_Diverse_IEA_2023_05_05 | 2023 | Battery Storage | Storage | Electricity | QC | Dispatch-Storage | VOM | 0 | [6 empty] | 0.889 | 0
LCP_Inputs_ON_Diverse_IEA_2023_05_05 | 2023 | Battery Storage | Storage | Electricity | WC | Dispatch-Storage | EmissionsCost | 0 | [6 empty] | 0.889 | 0
LCP_Inputs_ON_Diverse_IEA_2023_05_05 | 2023 | Battery Storage | Storage | Electricity | WC | Dispatch-Storage | FuelCost | 0 | [6 empty] | 0.889 | 0
LCP_Inputs_ON_Diverse_IEA_2023_05_05 | 2023 | Battery Storage | Storage | Electricity | WC | Dispatch-Storage | VOM | 0 | [6 empty] | 0.889 | 0
LCP_Inputs_ON_Diverse_IEA_2023_05_05 | 2023 | Biomass | Generation | Electricity | MI | Dispatch-Generation | EmissionsCost | 0 | [6 empty] | 0.889 | 0
LCP_Inputs_ON_Diverse_IEA_2023_05_05 | 2023 | Biomass | Generation | Electricity | MI | Dispatch-Generation | FuelCost | 0 | [6 empty] | 0.889 | 0
LCP_Inputs_ON_Diverse_IEA_2023_05_05 | 2023 | Biomass | Generation | Electricity | MI | Dispatch-Generation | VOM | 0 | [6 empty] | 0.889 | 0
LCP_Inputs_ON_Diverse_IEA_2023_05_05 | 2023 | Biomass | Generation | Electricity | NY | Dispatch-Generation | EmissionsCost | 0 | [6 empty] | 0.889 | 0
LCP_Inputs_ON_Diverse_IEA_2023_05_05 | 2023 | Biomass | Generation | Electricity | NY | Dispatch-Generation | FuelCost | 0 | [6 empty] | 0.889 | 0
LCP_Inputs_ON_Diverse_IEA_2023_05_05 | 2023 | Biomass | Generation | Electricity | NY | Dispatch-Generation | VOM | 0 | [6 empty] | 0.889 | 0
LCP_Inputs_ON_Diverse_IEA_2023_05_05 | 2023 | Biomass | Generation | Electricity | ON | Dispatch-Generation | EmissionsCost | 0 | [6 empty] | 0.889 | 0
LCP_Inputs_ON_Diverse_IEA_2023_05_05 | 2023 | Biomass | Generation | Electricity | ON | Dispatch-Generation | FuelCost | 0 | [6 empty] | 0.889 | 0
LCP_Inputs_ON_Diverse_IEA_2023_05_05 | 2023 | Biomass | Generation | Electricity | ON | Dispatch-Generation | VOM | 0 | [6 empty] | 0.889 | 0
LCP_Inputs_ON_Diverse_IEA_2023_05_05 | 2023 | Biomass | Generation | Electricity | PJ | Dispatch-Generation | EmissionsCost | 0 | [6 empty] | 0.889 | 0
LCP_Inputs_ON_Diverse_IEA_2023_05_05 | 2023 | Biomass | Generation | Electricity | PJ | Dispatch-Generation | FuelCost | 0 | [6 empty] | 0.889 | 0
LCP_Inputs_ON_Diverse_IEA_2023_05_05 | 2023 | Biomass | Generation | Electricity | PJ | Dispatch-Generation | VOM | 0 | [6 empty] | 0.889 | 0
LCP_Inputs_ON_Diverse_IEA_2023_05_05 | 2023 | Biomass | Generation | Electricity | QC | Dispatch-Generation | EmissionsCost | 0 | [6 empty] | 0.889 | 0
LCP_Inputs_ON_Diverse_IEA_2023_05_05 | 2023 | Biomass | Generation | Electricity | QC | Dispatch-Generation | FuelCost | 0 | [6 empty] | 0.889 | 0
LCP_Inputs_ON_Diverse_IEA_2023_05_05 | 2023 | Biomass | Generation | Electricity | QC | Dispatch-Generation | VOM | 0 | [6 empty] | 0.889 | 0
LCP_Inputs_ON_Diverse_IEA_2023_05_05 | 2023 | Biomass | Generation | Electricity | WC | Dispatch-Generation | EmissionsCost | 0 | [6 empty] | 0.889 | 0
LCP_Inputs_ON_Diverse_IEA_2023_05_05 | 2023 | Biomass | Generation | Electricity | WC | Dispatch-Generation | FuelCost | 0 | [6 empty] | 0.889 | 0
LCP_Inputs_ON_Diverse_IEA_2023_05_05 | 2023 | Biomass | Generation | Electricity | WC | Dispatch-Generation | VOM | 0 | [6 empty] | 0.889 | 0
LCP_Inputs_ON_Diverse_IEA_2023_05_05 | 2023 | Biomass + CCS | Generation | Electricity | MI | Dispatch-Generation | EmissionsCost | 0 | [6 empty] | 0.889 | 0
LCP_Inputs_ON_Diverse_IEA_2023_05_05 | 2023 | Biomass + CCS | Generation | Electricity | MI | Dispatch-Generation | FuelCost | 0 | [6 empty] | 0.889 | 0
LCP_Inputs_ON_Diverse_IEA_2023_05_05 | 2023 | Biomass + CCS | Generation | Electricity | MI | Dispatch-Generation | VOM | 0 | [6 empty] | 0.889 | 0
LCP_Inputs_ON_Diverse_IEA_2023_05_05 | 2023 | Biomass + CCS | Generation | Electricity | NY | Dispatch-Generation | EmissionsCost | 0 | [6 empty] | 0.889 | 0
LCP_Inputs_ON_Diverse_IEA_2023_05_05 | 2023 | Biomass + CCS | Generation | Electricity | NY | Dispatch-Generation | FuelCost | 0 | [6 empty] | 0.889 | 0
LCP_Inputs_ON_Diverse_IEA_2023_05_05 | 2023 | Biomass + CCS | Generation | Electricity | NY | Dispatch-Generation | VOM | 0 | [6 empty] | 0.889 | 0
LCP_Inputs_ON_Diverse_IEA_2023_05_05 | 2023 | Biomass + CCS | Generation | Electricity | ON | Dispatch-Generation | EmissionsCost | 0 | [6 empty] | 0.889 | 0
LCP_Inputs_ON_Diverse_IEA_2023_05_05 | 2023 | Biomass + CCS | Generation | Electricity | ON | Dispatch-Generation | FuelCost | 0 | [6 empty] | 0.889 | 0
LCP_Inputs_ON_Diverse_IEA_2023_05_05 | 2023 | Biomass + CCS | Generation | Electricity | ON | Dispatch-Generation | VOM | 0 | [6 empty] | 0.889 | 0
LCP_Inputs_ON_Diverse_IEA_2023_05_05 | 2023 | Biomass + CCS | Generation | Electricity | PJ | Dispatch-Generation | EmissionsCost | 0 | [6 empty] | 0.889 | 0
LCP_Inputs_ON_Diverse_IEA_2023_05_05 | 2023 | Biomass + CCS | Generation | Electricity | PJ | Dispatch-Generation | FuelCost | 0 | [6 empty] | 0.889 | 0
LCP_Inputs_ON_Diverse_IEA_2023_05_05 | 2023 | Biomass + CCS | Generation | Electricity | PJ | Dispatch-Generation | VOM | 0 | [6 empty] | 0.889 | 0
LCP_Inputs_ON_Diverse_IEA_2023_05_05 | 2023 | Biomass + CCS | Generation | Electricity | QC | Dispatch-Generation | EmissionsCost | 0 | [6 empty] | 0.889 | 0
LCP_Inputs_ON_Diverse_IEA_2023_05_05 | 2023 | Biomass + CCS | Generation | Electricity | QC | Dispatch-Generation | FuelCost | 0 | [6 empty] | 0.889 | 0
LCP_Inputs_ON_Diverse_IEA_2023_05_05 | 2023 | Biomass + CCS | Generation | Electricity | QC | Dispatch-Generation | VOM | 0 | [6 empty] | 0.889 | 0
LCP_Inputs_ON_Diverse_IEA_2023_05_05 | 2023 | Biomass + CCS | Generation | Electricity | WC | Dispatch-Generation | EmissionsCost | 0 | [6 empty] | 0.889 | 0
LCP_Inputs_ON_Diverse_IEA_2023_05_05 | 2023 | Biomass + CCS | Generation | Electricity | WC | Dispatch-Generation | FuelCost | 0 | [6 empty] | 0.889 | 0
LCP_Inputs_ON_Diverse_IEA_2023_05_05 | 2023 | Biomass + CCS | Generation | Electricity | WC | Dispatch-Generation | VOM | 0 | [6 empty] | 0.889 | 0
LCP_Inputs_ON_Diverse_IEA_2023_05_05 | 2023 | CH4 + CCS | Generation | Methane | MI | Dispatch-Generation | EmissionsCost | 0 | [6 empty] | 0.889 | 0
LCP_Inputs_ON_Diverse_IEA_2023_05_05 | 2023 | CH4 + CCS | Generation | Methane | MI | Dispatch-Generation | FuelCost | 0 | [6 empty] | 0.889 | 0
LCP_Inputs_ON_Diverse_IEA_2023_05_05 | 2023 | CH4 + CCS | Generation | Methane | MI | Dispatch-Generation | VOM | 0 | [6 empty] | 0.889 | 0
LCP_Inputs_ON_Diverse_IEA_2023_05_05 | 2023 | CH4 + CCS | Generation | Methane | NY | Dispatch-Generation | EmissionsCost | 0 | [6 empty] | 0.889 | 0
LCP_Inputs_ON_Diverse_IEA_2023_05_05 | 2023 | CH4 + CCS | Generation | Methane | NY | Dispatch-Generation | FuelCost | 0 | [6 empty] | 0.889 | 0
LCP_Inputs_ON_Diverse_IEA_2023_05_05 | 2023 | CH4 + CCS | Generation | Methane | NY | Dispatch-Generation | VOM | 0 | [6 empty] | 0.889 | 0
LCP_Inputs_ON_Diverse_IEA_2023_05_05 | 2023 | CH4 + CCS | Generation | Methane | ON | Dispatch-Generation | EmissionsCost | 0 | [6 empty] | 0.889 | 0
LCP_Inputs_ON_Diverse_IEA_2023_05_05 | 2023 | CH4 + CCS | Generation | Methane | ON | Dispatch-Generation | FuelCost | 0 | [6 empty] | 0.889 | 0
LCP_Inputs_ON_Diverse_IEA_2023_05_05 | 2023 | CH4 + CCS | Generation | Methane | ON | Dispatch-Generation | VOM | 0 | [6 empty] | 0.889 | 0
LCP_Inputs_ON_Diverse_IEA_2023_05_05 | 2023 | CH4 + CCS | Generation | Methane | PJ | Dispatch-Generation | EmissionsCost | 0 | [6 empty] | 0.889 | 0
LCP_Inputs_ON_Diverse_IEA_2023_05_05 | 2023 | CH4 + CCS | Generation | Methane | PJ | Dispatch-Generation | FuelCost | 0 | [6 empty] | 0.889 | 0
LCP_Inputs_ON_Diverse_IEA_2023_05_05 | 2023 | CH4 + CCS | Generation | Methane | PJ | Dispatch-Generation | VOM | 0 | [6 empty] | 0.889 | 0
LCP_Inputs_ON_Diverse_IEA_2023_05_05 | 2023 | CH4 + CCS | Generation | Methane | QC | Dispatch-Generation | EmissionsCost | 0 | [6 empty] | 0.889 | 0
LCP_Inputs_ON_Diverse_IEA_2023_05_05 | 2023 | CH4 + CCS | Generation | Methane | QC | Dispatch-Generation | FuelCost | 0 | [6 empty] | 0.889 | 0
LCP_Inputs_ON_Diverse_IEA_2023_05_05 | 2023 | CH4 + CCS | Generation | Methane | QC | Dispatch-Generation | VOM | 0 | [6 empty] | 0.889 | 0
LCP_Inputs_ON_Diverse_IEA_2023_05_05 | 2023 | CH4 + CCS | Generation | Methane | WC | Dispatch-Generation | EmissionsCost | 0 | [6 empty] | 0.889 | 0
LCP_Inputs_ON_Diverse_IEA_2023_05_05 | 2023 | CH4 + CCS | Generation | Methane | WC | Dispatch-Generation | FuelCost | 0 | [6 empty] | 0.889 | 0
LCP_Inputs_ON_Diverse_IEA_2023_05_05 | 2023 | CH4 + CCS | Generation | Methane | WC | Dispatch-Generation | VOM | 0 | [6 empty] | 0.889 | 0
LCP_Inputs_ON_Diverse_IEA_2023_05_05 | 2023 | CH4 Import - NY 2020 | Import | Methane | MI | Dispatch-Import | EmissionsCost | 0 | [6 empty] | 0.889 | 0
LCP_Inputs_ON_Diverse_IEA_2023_05_05 | 2023 | CH4 Import - NY 2020 | Import | Methane | MI | Dispatch-Import | FuelCost | 0 | [6 empty] | 0.889 | 0
LCP_Inputs_ON_Diverse_IEA_2023_05_05 | 2023 | CH4 Import - NY 2020 | Import | Methane | MI | Dispatch-Import | VOM | 0 | [6 empty] | 0.889 | 0
LCP_Inputs_ON_Diverse_IEA_2023_05_05 | 2023 | CH4 Import - NY 2020 | Import | Methane | NY | Dispatch-Import | EmissionsCost | 282343065.1873 | [6 empty] | 0.889 | 251001956.8475
LCP_Inputs_ON_Diverse_IEA_2023_05_05 | 2023 | CH4 Import - NY 2020 | Import | Methane | NY | Dispatch-Import | FuelCost | 407790143.0843 | [6 empty] | 0.889 | 362523952.3038
LCP_Inputs_ON_Diverse_IEA_2023_05_05 | 2023 | CH4 Import - NY 2020 | Import | Methane | NY | Dispatch-Import | VOM | 0 | [6 empty] | 0.889 | 0
LCP_Inputs_ON_Diverse_IEA_2023_05_05 | 2023 | CH4 Import - NY 2020 | Import | Methane | ON | Dispatch-Import | EmissionsCost | 0 | [6 empty] | 0.889 | 0
LCP_Inputs_ON_Diverse_IEA_2023_05_05 | 2023 | CH4 Import - NY 2020 | Import | Methane | ON | Dispatch-Import | FuelCost | 0 | [6 empty] | 0.889 | 0
LCP_Inputs_ON_Diverse_IEA_2023_05_05 | 2023 | CH4 Import - NY 2020 | Import | Methane | ON | Dispatch-Import | VOM | 0 | [6 empty] | 0.889 | 0
LCP_Inputs_ON_Diverse_IEA_2023_05_05 | 2023 | CH4 Import - NY 2020 | Import | Methane | PJ | Dispatch-Import | EmissionsCost | 0 | [6 empty] | 0.889 | 0
LCP_Inputs_ON_Diverse_IEA_2023_05_05 | 2023 | CH4 Import - NY 2020 | Import | Methane | PJ | Dispatch-Import | FuelCost | 0 | [6 empty] | 0.889 | 0
LCP_Inputs_ON_Diverse_IEA_2023_05_05 | 2023 | CH4 Import - NY 2020 | Import | Methane | PJ | Dispatch-Import | VOM | 0 | [6 empty] | 0.889 | 0
LCP_Inputs_ON_Diverse_IEA_2023_05_05 | 2023 | CH4 Import - NY 2020 | Import | Methane | QC | Dispatch-Import | EmissionsCost | 0 | [6 empty] | 0.889 | 0
LCP_Inputs_ON_Diverse_IEA_2023_05_05 | 2023 | CH4 Import - NY 2020 | Import | Methane | QC | Dispatch-Import | FuelCost | 0 | [6 empty] | 0.889 | 0
LCP_Inputs_ON_Diverse_IEA_2023_05_05 | 2023 | CH4 Import - NY 2020 | Import | Methane | QC | Dispatch-Import | VOM | 0 | [6 empty] | 0.889 | 0
LCP_Inputs_ON_Diverse_IEA_2023_05_05 | 2023 | CH4 Import - NY 2020 | Import | Methane | WC | Dispatch-Import | EmissionsCost | 0 | [6 empty] | 0.889 | 0
LCP_Inputs_ON_Diverse_IEA_2023_05_05 | 2023 | CH4 Import - NY 2020 | Import | Methane | WC | Dispatch-Import | FuelCost | 0 | [6 empty] | 0.889 | 0
LCP_Inputs_ON_Diverse_IEA_2023_05_05 | 2023 | CH4 Import - NY 2020 | Import | Methane | WC | Dispatch-Import | VOM | 0 | [6 empty] | 0.889 | 0
LCP_Inputs_ON_Diverse_IEA_2023_05_05 | 2023 | CH4 Import - NY 2030 | Import | Methane | MI | Dispatch-Import | EmissionsCost | 0 | [6 empty] | 0.889 | 0
LCP_Inputs_ON_Diverse_IEA_2023_05_05 | 2023 | CH4 Import - NY 2030 | Import | Methane | MI | Dispatch-Import | FuelCost | 0 | [6 empty] | 0.889 | 0
LCP_Inputs_ON_Diverse_IEA_2023_05_05 | 2023 | CH4 Import - NY 2030 | Import | Methane | MI | Dispatch-Import | VOM | 0 | [6 empty] | 0.889 | 0
LCP_Inputs_ON_Diverse_IEA_2023_05_05 | 2023 | CH4 Import - NY 2030 | Import | Methane | NY | Dispatch-Import | EmissionsCost | 0 | [6 empty] | 0.889 | 0
LCP_Inputs_ON_Diverse_IEA_2023_05_05 | 2023 | CH4 Import - NY 2030 | Import | Methane | NY | Dispatch-Import | FuelCost | 0 | [6 empty] | 0.889 | 0
LCP_Inputs_ON_Diverse_IEA_2023_05_05 | 2023 | CH4 Import - NY 2030 | Import | Methane | NY | Dispatch-Import | VOM | 0 | [6 empty] | 0.889 | 0
LCP_Inputs_ON_Diverse_IEA_2023_05_05 | 2023 | CH4 Import - NY 2030 | Import | Methane | ON | Dispatch-Import | EmissionsCost | 0 | [6 empty] | 0.889 | 0
LCP_Inputs_ON_Diverse_IEA_2023_05_05 | 2023 | CH4 Import - NY 2030 | Import | Methane | ON | Dispatch-Import | FuelCost | 0 | [6 empty] | 0.889 | 0
LCP_Inputs_ON_Diverse_IEA_2023_05_05 | 2023 | CH4 Import - NY 2030 | Import | Methane | ON | Dispatch-Import | VOM | 0 | [6 empty] | 0.889 | 0
LCP_Inputs_ON_Diverse_IEA_2023_05_05 | 2023 | CH4 Import - NY 2030 | Import | Methane | PJ | Dispatch-Import | EmissionsCost | 0 | [6 empty] | 0.889 | 0
LCP_Inputs_ON_Diverse_IEA_2023_05_05 | 2023 | CH4 Import - NY 2030 | Import | Methane | PJ | Dispatch-Import | FuelCost | 0 | [6 empty] | 0.889 | 0
LCP_Inputs_ON_Diverse_IEA_2023_05_05 | 2023 | CH4 Import - NY 2030 | Import | Methane | PJ | Dispatch-Import | VOM | 0 | [6 empty] | 0.889 | 0
LCP_Inputs_ON_Diverse_IEA_2023_05_05 | 2023 | CH4 Import - NY 2030 | Import | Methane | QC | Dispatch-Import | EmissionsCost | 0 | [6 empty] | 0.889 | 0
LCP_Inputs_ON_Diverse_IEA_2023_05_05 | 2023 | CH4 Import - NY 2030 | Import | Methane | QC | Dispatch-Import | FuelCost | 0 | [6 empty] | 0.889 | 0
LCP_Inputs_ON_Diverse_IEA_2023_05_05 | 2023 | CH4 Import - NY 2030 | Import | Methane | QC | Dispatch-Import | VOM | 0 | [6 empty] | 0.889 | 0
LCP_Inputs_ON_Diverse_IEA_2023_05_05 | 2023 | CH4 Import - NY 2030 | Import | Methane | WC | Dispatch-Import | EmissionsCost | 0 | [6 empty] | 0.889 | 0
LCP_Inputs_ON_Diverse_IEA_2023_05_05 | 2023 | CH4 Import - NY 2030 | Import | Methane | WC | Dispatch-Import | FuelCost | 0 | [6 empty] | 0.889 | 0
LCP_Inputs_ON_Diverse_IEA_2023_05_05 | 2023 | CH4 Import - NY 2030 | Import | Methane | WC | Dispatch-Import | VOM | 0 | [6 empty] | 0.889 | 0
LCP_Inputs_ON_Diverse_IEA_2023_05_05 | 2023 | CH4 Import - NY 2040 | Import | Methane | MI | Dispatch-Import | EmissionsCost | 0 | [6 empty] | 0.889 | 0
LCP_Inputs_ON_Diverse_IEA_2023_05_05 | 2023 | CH4 Import - NY 2040 | Import | Methane | MI | Dispatch-Import | FuelCost | 0 | [6 empty] | 0.889 | 0
LCP_Inputs_ON_Diverse_IEA_2023_05_05 | 2023 | CH4 Import - NY 2040 | Import | Methane | MI | Dispatch-Import | VOM | 0 | [6 empty] | 0.889 | 0
LCP_Inputs_ON_Diverse_IEA_2023_05_05 | 2023 | CH4 Import - NY 2040 | Import | Methane | NY | Dispatch-Import | EmissionsCost | 0 | [6 empty] | 0.889 | 0
LCP_Inputs_ON_Diverse_IEA_2023_05_05 | 2023 | CH4 Import - NY 2040 | Import | Methane | NY | Dispatch-Import | FuelCost | 0 | [6 empty] | 0.889 | 0
LCP_Inputs_ON_Diverse_IEA_2023_05_05 | 2023 | CH4 Import - NY 2040 | Import | Methane | NY | Dispatch-Import | VOM | 0 | [6 empty] | 0.889 | 0
LCP_Inputs_ON_Diverse_IEA_2023_05_05 | 2023 | CH4 Import - NY 2040 | Import | Methane | ON | Dispatch-Import | EmissionsCost | 0 | [6 empty] | 0.889 | 0
LCP_Inputs_ON_Diverse_IEA_2023_05_05 | 2023 | CH4 Import - NY 2040 | Import | Methane | ON | Dispatch-Import | FuelCost | 0 | [6 empty] | 0.889 | 0
LCP_Inputs_ON_Diverse_IEA_2023_05_05 | 2023 | CH4 Import - NY 2040 | Import | Methane | ON | Dispatch-Import | VOM | 0 | [6 empty] | 0.889 | 0
LCP_Inputs_ON_Diverse_IEA_2023_05_05 | 2023 | CH4 Import - NY 2040 | Import | Methane | PJ | Dispatch-Import | EmissionsCost | 0 | [6 empty] | 0.889 | 0
LCP_Inputs_ON_Diverse_IEA_2023_05_05 | 2023 | CH4 Import - NY 2040 | Import | Methane | PJ | Dispatch-Import | FuelCost | 0 | [6 empty] | 0.889 | 0
LCP_Inputs_ON_Diverse_IEA_2023_05_05 | 2023 | CH4 Import - NY 2040 | Import | Methane | PJ | Dispatch-Import | VOM | 0 | [6 empty] | 0.889 | 0
LCP_Inputs_ON_Diverse_IEA_2023_05_05 | 2023 | CH4 Import - NY 2040 | Import | Methane | QC | Dispatch-Import | EmissionsCost | 0 | [6 empty] | 0.889 | 0
LCP_Inputs_ON_Diverse_IEA_2023_05_05 | 2023 | CH4 Import - NY 2040 | Import | Methane | QC | Dispatch-Import | FuelCost | 0 | [6 empty] | 0.889 | 0
LCP_Inputs_ON_Diverse_IEA_2023_05_05 | 2023 | CH4 Import - NY 2040 | Import | Methane | QC | Dispatch-Import | VOM | 0 | [6 empty] | 0.889 | 0
LCP_Inputs_ON_Diverse_IEA_2023_05_05 | 2023 | CH4 Import - NY 2040 | Import | Methane | WC | Dispatch-Import | EmissionsCost | 0 | [6 empty] | 0.889 | 0
LCP_Inputs_ON_Diverse_IEA_2023_05_05 | 2023 | CH4 Import - NY 2040 | Import | Methane | WC | Dispatch-Import | FuelCost | 0 | [6 empty] | 0.889 | 0
LCP_Inputs_ON_Diverse_IEA_2023_05_05 | 2023 | CH4 Import - NY 2040 | Import | Methane | WC | Dispatch-Import | VOM | 0 | [6 empty] | 0.889 | 0
LCP_Inputs_ON_Diverse_IEA_2023_05_05 | 2023 | CH4 Import - NY 2050 | Import | Methane | MI | Dispatch-Import | EmissionsCost | 0 | [6 empty] | 0.889 | 0
LCP_Inputs_ON_Diverse_IEA_2023_05_05 | 2023 | CH4 Import - NY 2050 | Import | Methane | MI | Dispatch-Import | FuelCost | 0 | [6 empty] | 0.889 | 0
LCP_Inputs_ON_Diverse_IEA_2023_05_05 | 2023 | CH4 Import - NY 2050 | Import | Methane | MI | Dispatch-Import | VOM | 0 | [6 empty] | 0.889 | 0
LCP_Inputs_ON_Diverse_IEA_2023_05_05 | 2023 | CH4 Import - NY 2050 | Import | Methane | NY | Dispatch-Import | EmissionsCost | 0 | [6 empty] | 0.889 | 0
LCP_Inputs_ON_Diverse_IEA_2023_05_05 | 2023 | CH4 Import - NY 2050 | Import | Methane | NY | Dispatch-Import | FuelCost | 0 | [6 empty] | 0.889 | 0
LCP_Inputs_ON_Diverse_IEA_2023_05_05 | 2023 | CH4 Import - NY 2050 | Import | Methane | NY | Dispatch-Import | VOM | 0 | [6 empty] | 0.889 | 0
LCP_Inputs_ON_Diverse_IEA_2023_05_05 | 2023 | CH4 Import - NY 2050 | Import | Methane | ON | Dispatch-Import | EmissionsCost | 0 | [6 empty] | 0.889 | 0
LCP_Inputs_ON_Diverse_IEA_2023_05_05 | 2023 | CH4 Import - NY 2050 | Import | Methane | ON | Dispatch-Import | FuelCost | 0 | [6 empty] | 0.889 | 0
LCP_Inputs_ON_Diverse_IEA_2023_05_05 | 2023 | CH4 Import - NY 2050 | Import | Methane | ON | Dispatch-Import | VOM | 0 | [6 empty] | 0.889 | 0
LCP_Inputs_ON_Diverse_IEA_2023_05_05 | 2023 | CH4 Import - NY 2050 | Import | Methane | PJ | Dispatch-Import | EmissionsCost | 0 | [6 empty] | 0.889 | 0
LCP_Inputs_ON_Diverse_IEA_2023_05_05 | 2023 | CH4 Import - NY 2050 | Import | Methane | PJ | Dispatch-Import | FuelCost | 0 | [6 empty] | 0.889 | 0
LCP_Inputs_ON_Diverse_IEA_2023_05_05 | 2023 | CH4 Import - NY 2050 | Import | Methane | PJ | Dispatch-Import | VOM | 0 | [6 empty] | 0.889 | 0
LCP_Inputs_ON_Diverse_IEA_2023_05_05 | 2023 | CH4 Import - NY 2050 | Import | Methane | QC | Dispatch-Import | EmissionsCost | 0 | [6 empty] | 0.889 | 0
LCP_Inputs_ON_Diverse_IEA_2023_05_05 | 2023 | CH4 Import - NY 2050 | Import | Methane | QC | Dispatch-Import | FuelCost | 0 | [6 empty] | 0.889 | 0
LCP_Inputs_ON_Diverse_IEA_2023_05_05 | 2023 | CH4 Import - NY 2050 | Import | Methane | QC | Dispatch-Import | VOM | 0 | [6 empty] | 0.889 | 0
LCP_Inputs_ON_Diverse_IEA_2023_05_05 | 2023 | CH4 Import - NY 2050 | Import | Methane | WC | Dispatch-Import | EmissionsCost | 0 | [6 empty] | 0.889 | 0
LCP_Inputs_ON_Diverse_IEA_2023_05_05 | 2023 | CH4 Import - NY 2050 | Import | Methane | WC | Dispatch-Import | FuelCost | 0 | [6 empty] | 0.889 | 0
LCP_Inputs_ON_Diverse_IEA_2023_05_05 | 2023 | CH4 Import - NY 2050 | Import | Methane | WC | Dispatch-Import | VOM | 0 | [6 empty] | 0.889 | 0
LCP_Inputs_ON_Diverse_IEA_2023_05_05 | 2023 | CH4 Import - WC 2020 | Import | Methane | MI | Dispatch-Import | EmissionsCost | 0 | [6 empty] | 0.889 | 0
LCP_Inputs_ON_Diverse_IEA_2023_05_05 | 2023 | CH4 Import - WC 2020 | Import | Methane | MI | Dispatch-Import | FuelCost | 0 | [6 empty] | 0.889 | 0
LCP_Inputs_ON_Diverse_IEA_2023_05_05 | 2023 | CH4 Import - WC 2020 | Import | Methane | MI | Dispatch-Import | VOM | 0 | [6 empty] | 0.889 | 0
LCP_Inputs_ON_Diverse_IEA_2023_05_05 | 2023 | CH4 Import - WC 2020 | Import | Methane | NY | Dispatch-Import | EmissionsCost | 0 | [6 empty] | 0.889 | 0
LCP_Inputs_ON_Diverse_IEA_2023_05_05 | 2023 | CH4 Import - WC 2020 | Import | Methane | NY | Dispatch-Import | FuelCost | 0 | [6 empty] | 0.889 | 0
LCP_Inputs_ON_Diverse_IEA_2023_05_05 | 2023 | CH4 Import - WC 2020 | Import | Methane | NY | Dispatch-Import | VOM | 0 | [6 empty] | 0.889 | 0
LCP_Inputs_ON_Diverse_IEA_2023_05_05 | 2023 | CH4 Import - WC 2020 | Import | Methane | ON | Dispatch-Import | EmissionsCost | 0 | [6 empty] | 0.889 | 0
LCP_Inputs_ON_Diverse_IEA_2023_05_05 | 2023 | CH4 Import - WC 2020 | Import | Methane | ON | Dispatch-Import | FuelCost | 0 | [6 empty] | 0.889 | 0
LCP_Inputs_ON_Diverse_IEA_2023_05_05 | 2023 | CH4 Import - WC 2020 | Import | Methane | ON | Dispatch-Import | VOM | 0 | [6 empty] | 0.889 | 0
LCP_Inputs_ON_Diverse_IEA_2023_05_05 | 2023 | CH4 Import - WC 2020 | Import | Methane | PJ | Dispatch-Import | EmissionsCost | 0 | [6 empty] | 0.889 | 0
LCP_Inputs_ON_Diverse_IEA_2023_05_05 | 2023 | CH4 Import - WC 2020 | Import | Methane | PJ | Dispatch-Import | FuelCost | 0 | [6 empty] | 0.889 | 0
LCP_Inputs_ON_Diverse_IEA_2023_05_05 | 2023 | CH4 Import - WC 2020 | Import | Methane | PJ | Dispatch-Import | VOM | 0 | [6 empty] | 0.889 | 0
LCP_Inputs_ON_Diverse_IEA_2023_05_05 | 2023 | CH4 Import - WC 2020 | Import | Methane | QC | Dispatch-Import | EmissionsCost | 0 | [6 empty] | 0.889 | 0
LCP_Inputs_ON_Diverse_IEA_2023_05_05 | 2023 | CH4 Import - WC 2020 | Import | Methane | QC | Dispatch-Import | FuelCost | 0 | [6 empty] | 0.889 | 0
LCP_Inputs_ON_Diverse_IEA_2023_05_05 | 2023 | CH4 Import - WC 2020 | Import | Methane | QC | Dispatch-Import | VOM | 0 | [6 empty] | 0.889 | 0
LCP_Inputs_ON_Diverse_IEA_2023_05_05 | 2023 | CH4 Import - WC 2020 | Import | Methane | WC | Dispatch-Import | EmissionsCost | 1306945425.5377 | [6 empty] | 0.889 | 1161869724.2847
LCP_Inputs_ON_Diverse_IEA_2023_05_05 | 2023 | CH4 Import - WC 2020 | Import | Methane | WC | Dispatch-Import | FuelCost | 1887630786.0789 | [6 empty] | 0.889 | 1678096895.3393
LCP_Inputs_ON_Diverse_IEA_2023_05_05 | 2023 | CH4 Import - WC 2020 | Import | Methane | WC | Dispatch-Import | VOM | 0 | [6 empty] | 0.889 | 0
LCP_Inputs_ON_Diverse_IEA_2023_05_05 | 2023 | CH4 Import - WC 2030 | Import | Methane | MI | Dispatch-Import | EmissionsCost | 0 | [6 empty] | 0.889 | 0
LCP_Inputs_ON_Diverse_IEA_2023_05_05 | 2023 | CH4 Import - WC 2030 | Import | Methane | MI | Dispatch-Import | FuelCost | 0 | [6 empty] | 0.889 | 0
LCP_Inputs_ON_Diverse_IEA_2023_05_05 | 2023 | CH4 Import - WC 2030 | Import | Methane | MI | Dispatch-Import | VOM | 0 | [6 empty] | 0.889 | 0
LCP_Inputs_ON_Diverse_IEA_2023_05_05 | 2023 | CH4 Import - WC 2030 | Import | Methane | NY | Dispatch-Import | EmissionsCost | 0 | [6 empty] | 0.889 | 0
LCP_Inputs_ON_Diverse_IEA_2023_05_05 | 2023 | CH4 Import - WC 2030 | Import | Methane | NY | Dispatch-Import | FuelCost | 0 | [6 empty] | 0.889 | 0
LCP_Inputs_ON_Diverse_IEA_2023_05_05 | 2023 | CH4 Import - WC 2030 | Import | Methane | NY | Dispatch-Import | VOM | 0 | [6 empty] | 0.889 | 0
LCP_Inputs_ON_Diverse_IEA_2023_05_05 | 2023 | CH4 Import - WC 2030 | Import | Methane | ON | Dispatch-Import | EmissionsCost | 0 | [6 empty] | 0.889 | 0
LCP_Inputs_ON_Diverse_IEA_2023_05_05 | 2023 | CH4 Import - WC 2030 | Import | Methane | ON | Dispatch-Import | FuelCost | 0 | [6 empty] | 0.889 | 0
LCP_Inputs_ON_Diverse_IEA_2023_05_05 | 2023 | CH4 Import - WC 2030 | Import | Methane | ON | Dispatch-Import | VOM | 0 | [6 empty] | 0.889 | 0
LCP_Inputs_ON_Diverse_IEA_2023_05_05 | 2023 | CH4 Import - WC 2030 | Import | Methane | PJ | Dispatch-Import | EmissionsCost | 0 | [6 empty] | 0.889 | 0
LCP_Inputs_ON_Diverse_IEA_2023_05_05 | 2023 | CH4 Import - WC 2030 | Import | Methane | PJ | Dispatch-Import | FuelCost | 0 | [6 empty] | 0.889 | 0
LCP_Inputs_ON_Diverse_IEA_2023_05_05 | 2023 | CH4 Import - WC 2030 | Import | Methane | PJ | Dispatch-Import | VOM | 0 | [6 empty] | 0.889 | 0
LCP_Inputs_ON_Diverse_IEA_2023_05_05 | 2023 | CH4 Import - WC 2030 | Import | Methane | QC | Dispatch-Import | EmissionsCost | 0 | [6 empty] | 0.889 | 0
LCP_Inputs_ON_Diverse_IEA_2023_05_05 | 2023 | CH4 Import - WC 2030 | Import | Methane | QC | Dispatch-Import | FuelCost | 0 | [6 empty] | 0.889 | 0
LCP_Inputs_ON_Diverse_IEA_2023_05_05 | 2023 | CH4 Import - WC 2030 | Import | Methane | QC | Dispatch-Import | VOM | 0 | [6 empty] | 0.889 | 0
LCP_Inputs_ON_Diverse_IEA_2023_05_05 | 2023 | CH4 Import - WC 2030 | Import | Methane | WC | Dispatch-Import | EmissionsCost | 0 | [6 empty] | 0.889 | 0
LCP_Inputs_ON_Diverse_IEA_2023_05_05 | 2023 | CH4 Import - WC 2030 | Import | Methane | WC | Dispatch-Import | FuelCost | 0 | [6 empty] | 0.889 | 0
LCP_Inputs_ON_Diverse_IEA_2023_05_05 | 2023 | CH4 Import - WC 2030 | Import | Methane | WC | Dispatch-Import | VOM | 0 | [6 empty] | 0.889 | 0
LCP_Inputs_ON_Diverse_IEA_2023_05_05 | 2023 | CH4 Import - WC 2040 | Import | Methane | MI | Dispatch-Import | EmissionsCost | 0 | [6 empty] | 0.889 | 0
LCP_Inputs_ON_Diverse_IEA_2023_05_05 | 2023 | CH4 Import - WC 2040 | Import | Methane | MI | Dispatch-Import | FuelCost | 0 | [6 empty] | 0.889 | 0
LCP_Inputs_ON_Diverse_IEA_2023_05_05 | 2023 | CH4 Import - WC 2040 | Import | Methane | MI | Dispatch-Import | VOM | 0 | [6 empty] | 0.889 | 0
LCP_Inputs_ON_Diverse_IEA_2023_05_05 | 2023 | CH4 Import - WC 2040 | Import | Methane | NY | Dispatch-Import | EmissionsCost | 0 | [6 empty] | 0.889 | 0
LCP_Inputs_ON_Diverse_IEA_2023_05_05 | 2023 | CH4 Import - WC 2040 | Import | Methane | NY | Dispatch-Import | FuelCost | 0 | [6 empty] | 0.889 | 0
LCP_Inputs_ON_Diverse_IEA_2023_05_05 | 2023 | CH4 Import - WC 2040 | Import | Methane | NY | Dispatch-Import | VOM | 0 | [6 empty] | 0.889 | 0
LCP_Inputs_ON_Diverse_IEA_2023_05_05 | 2023 | CH4 Import - WC 2040 | Import | Methane | ON | Dispatch-Import | EmissionsCost | 0 | [6 empty] | 0.889 | 0
LCP_Inputs_ON_Diverse_IEA_2023_05_05 | 2023 | CH4 Import - WC 2040 | Import | Methane | ON | Dispatch-Import | FuelCost | 0 | [6 empty] | 0.889 | 0
LCP_Inputs_ON_Diverse_IEA_2023_05_05 | 2023 | CH4 Import - WC 2040 | Import | Methane | ON | Dispatch-Import | VOM | 0 | [6 empty] | 0.889 | 0
LCP_Inputs_ON_Diverse_IEA_2023_05_05 | 2023 | CH4 Import - WC 2040 | Import | Methane | PJ | Dispatch-Import | EmissionsCost | 0 | [6 empty] | 0.889 | 0
LCP_Inputs_ON_Diverse_IEA_2023_05_05 | 2023 | CH4 Import - WC 2040 | Import | Methane | PJ | Dispatch-Import | FuelCost | 0 | [6 empty] | 0.889 | 0
LCP_Inputs_ON_Diverse_IEA_2023_05_05 | 2023 | CH4 Import - WC 2040 | Import | Methane | PJ | Dispatch-Import | VOM | 0 | [6 empty] | 0.889 | 0
LCP_Inputs_ON_Diverse_IEA_2023_05_05 | 2023 | CH4 Import - WC 2040 | Import | Methane | QC | Dispatch-Import | EmissionsCost | 0 | [6 empty] | 0.889 | 0
LCP_Inputs_ON_Diverse_IEA_2023_05_05 | 2023 | CH4 Import - WC 2040 | Import | Methane | QC | Dispatch-Import | FuelCost | 0 | [6 empty] | 0.889 | 0
LCP_Inputs_ON_Diverse_IEA_2023_05_05 | 2023 | CH4 Import - WC 2040 | Import | Methane | QC | Dispatch-Import | VOM | 0 | [6 empty] | 0.889 | 0
LCP_Inputs_ON_Diverse_IEA_2023_05_05 | 2023 | CH4 Import - WC 2040 | Import | Methane | WC | Dispatch-Import | EmissionsCost | 0 | [6 empty] | 0.889 | 0
LCP_Inputs_ON_Diverse_IEA_2023_05_05 | 2023 | CH4 Import - WC 2040 | Import | Methane | WC | Dispatch-Import | FuelCost | 0 | [6 empty] | 0.889 | 0
LCP_Inputs_ON_Diverse_IEA_2023_05_05 | 2023 | CH4 Import - WC 2040 | Import | Methane | WC | Dispatch-Import | VOM | 0 | [6 empty] | 0.889 | 0
LCP_Inputs_ON_Diverse_IEA_2023_05_05 | 2023 | CH4 Import - WC 2050 | Import | Methane | MI | Dispatch-Import | EmissionsCost | 0 | [6 empty] | 0.889 | 0
LCP_Inputs_ON_Diverse_IEA_2023_05_05 | 2023 | CH4 Import - WC 2050 | Import | Methane | MI | Dispatch-Import | FuelCost | 0 | [6 empty] | 0.889 | 0
LCP_Inputs_ON_Diverse_IEA_2023_05_05 | 2023 | CH4 Import - WC 2050 | Import | Methane | MI | Dispatch-Import | VOM | 0 | [6 empty] | 0.889 | 0
LCP_Inputs_ON_Diverse_IEA_2023_05_05 | 2023 | CH4 Import - WC 2050 | Import | Methane | NY | Dispatch-Import | EmissionsCost | 0 | [6 empty] | 0.889 | 0
LCP_Inputs_ON_Diverse_IEA_2023_05_05 | 2023 | CH4 Import - WC 2050 | Import | Methane | NY | Dispatch-Import | FuelCost | 0 | [6 empty] | 0.889 | 0
LCP_Inputs_ON_Diverse_IEA_2023_05_05 | 2023 | CH4 Import - WC 2050 | Import | Methane | NY | Dispatch-Import | VOM | 0 | [6 empty] | 0.889 | 0
LCP_Inputs_ON_Diverse_IEA_2023_05_05 | 2023 | CH4 Import - WC 2050 | Import | Methane | ON | Dispatch-Import | EmissionsCost | 0 | [6 empty] | 0.889 | 0
LCP_Inputs_ON_Diverse_IEA_2023_05_05 | 2023 | CH4 Import - WC 2050 | Import | Methane | ON | Dispatch-Import | FuelCost | 0 | [6 empty] | 0.889 | 0
LCP_Inputs_ON_Diverse_IEA_2023_05_05 | 2023 | CH4 Import - WC 2050 | Import | Methane | ON | Dispatch-Import | VOM | 0 | [6 empty] | 0.889 | 0
LCP_Inputs_ON_Diverse_IEA_2023_05_05 | 2023 | CH4 Import - WC 2050 | Import | Methane | PJ | Dispatch-Import | EmissionsCost | 0 | [6 empty] | 0.889 | 0
LCP_Inputs_ON_Diverse_IEA_2023_05_05 | 2023 | CH4 Import - WC 2050 | Import | Methane | PJ | Dispatch-Import | FuelCost | 0 | [6 empty] | 0.889 | 0
LCP_Inputs_ON_Diverse_IEA_2023_05_05 | 2023 | CH4 Import - WC 2050 | Import | Methane | PJ | Dispatch-Import | VOM | 0 | [6 empty] | 0.889 | 0
LCP_Inputs_ON_Diverse_IEA_2023_05_05 | 2023 | CH4 Import - WC 2050 | Import | Methane | QC | Dispatch-Import | EmissionsCost | 0 | [6 empty] | 0.889 | 0
LCP_Inputs_ON_Diverse_IEA_2023_05_05 | 2023 | CH4 Import - WC 2050 | Import | Methane | QC | Dispatch-Import | FuelCost | 0 | [6 empty] | 0.889 | 0
LCP_Inputs_ON_Diverse_IEA_2023_05_05 | 2023 | CH4 Import - WC 2050 | Import | Methane | QC | Dispatch-Import | VOM | 0 | [6 empty] | 0.889 | 0
LCP_Inputs_ON_Diverse_IEA_2023_05_05 | 2023 | CH4 Import - WC 2050 | Import | Methane | WC | Dispatch-Import | EmissionsCost | 0 | [6 empty] | 0.889 | 0
LCP_Inputs_ON_Diverse_IEA_2023_05_05 | 2023 | CH4 Import - WC 2050 | Import | Methane | WC | Dispatch-Import | FuelCost | 0 | [6 empty] | 0.889 | 0
LCP_Inputs_ON_Diverse_IEA_2023_05_05 | 2023 | CH4 Import - WC 2050 | Import | Methane | WC | Dispatch-Import | VOM | 0 | [6 empty] | 0.889 | 0
LCP_Inputs_ON_Diverse_IEA_2023_05_05 | 2023 | CH4 Salt Cavern Storage - ON | Storage | Methane | MI | Dispatch-Storage | EmissionsCost | 0 | [6 empty] | 0.889 | 0
LCP_Inputs_ON_Diverse_IEA_2023_05_05 | 2023 | CH4 Salt Cavern Storage - ON | Storage | Methane | MI | Dispatch-Storage | FuelCost | 0 | [6 empty] | 0.889 | 0
LCP_Inputs_ON_Diverse_IEA_2023_05_05 | 2023 | CH4 Salt Cavern Storage - ON | Storage | Methane | MI | Dispatch-Storage | VOM | 0 | [6 empty] | 0.889 | 0
LCP_Inputs_ON_Diverse_IEA_2023_05_05 | 2023 | CH4 Salt Cavern Storage - ON | Storage | Methane | NY | Dispatch-Storage | EmissionsCost | 0 | [6 empty] | 0.889 | 0
LCP_Inputs_ON_Diverse_IEA_2023_05_05 | 2023 | CH4 Salt Cavern Storage - ON | Storage | Methane | NY | Dispatch-Storage | FuelCost | 0 | [6 empty] | 0.889 | 0
LCP_Inputs_ON_Diverse_IEA_2023_05_05 | 2023 | CH4 Salt Cavern Storage - ON | Storage | Methane | NY | Dispatch-Storage | VOM | 0 | [6 empty] | 0.889 | 0
LCP_Inputs_ON_Diverse_IEA_2023_05_05 | 2023 | CH4 Salt Cavern Storage - ON | Storage | Methane | ON | Dispatch-Storage | EmissionsCost | 0 | [6 empty] | 0.889 | 0
LCP_Inputs_ON_Diverse_IEA_2023_05_05 | 2023 | CH4 Salt Cavern Storage - ON | Storage | Methane | ON | Dispatch-Storage | FuelCost | 0 | [6 empty] | 0.889 | 0
LCP_Inputs_ON_Diverse_IEA_2023_05_05 | 2023 | CH4 Salt Cavern Storage - ON | Storage | Methane | ON | Dispatch-Storage | VOM | 691417.795 | [6 empty] | 0.889 | 614667.9021
LCP_Inputs_ON_Diverse_IEA_2023_05_05 | 2023 | CH4 Salt Cavern Storage - ON | Storage | Methane | PJ | Dispatch-Storage | EmissionsCost | 0 | [6 empty] | 0.889 | 0
LCP_Inputs_ON_Diverse_IEA_2023_05_05 | 2023 | CH4 Salt Cavern Storage - ON | Storage | Methane | PJ | Dispatch-Storage | FuelCost | 0 | [6 empty] | 0.889 | 0
LCP_Inputs_ON_Diverse_IEA_2023_05_05 | 2023 | CH4 Salt Cavern Storage - ON | Storage | Methane | PJ | Dispatch-Storage | VOM | 0 | [6 empty] | 0.889 | 0
LCP_Inputs_ON_Diverse_IEA_2023_05_05 | 2023 | CH4 Salt Cavern Storage - ON | Storage | Methane | QC | Dispatch-Storage | EmissionsCost | 0 | [6 empty] | 0.889 | 0
LCP_Inputs_ON_Diverse_IEA_2023_05_05 | 2023 | CH4 Salt Cavern Storage - ON | Storage | Methane | QC | Dispatch-Storage | FuelCost | 0 | [6 empty] | 0.889 | 0
LCP_Inputs_ON_Diverse_IEA_2023_05_05 | 2023 | CH4 Salt Cavern Storage - ON | Storage | Methane | QC | Dispatch-Storage | VOM | 0 | [6 empty] | 0.889 | 0
LCP_Inputs_ON_Diverse_IEA_2023_05_05 | 2023 | CH4 Salt Cavern Storage - ON | Storage | Methane | WC | Dispatch-Storage | EmissionsCost | 0 | [6 empty] | 0.889 | 0
LCP_Inputs_ON_Diverse_IEA_2023_05_05 | 2023 | CH4 Salt Cavern Storage - ON | Storage | Methane | WC | Dispatch-Storage | FuelCost | 0 | [6 empty] | 0.889 | 0
LCP_Inputs_ON_Diverse_IEA_2023_05_05 | 2023 | CH4 Salt Cavern Storage - ON | Storage | Methane | WC | Dispatch-Storage | VOM | 0 | [6 empty] | 0.889 | 0
LCP_Inputs_ON_Diverse_IEA_2023_05_05 | 2023 | Electrolyser 2020/2030 | Crossload | Hydrogen | MI | Dispatch-Crossload | EmissionsCost | 0 | [6 empty] | 0.889 | 0
LCP_Inputs_ON_Diverse_IEA_2023_05_05 | 2023 | Electrolyser 2020/2030 | Crossload | Hydrogen | MI | Dispatch-Crossload | FuelCost | 0 | [6 empty] | 0.889 | 0
LCP_Inputs_ON_Diverse_IEA_2023_05_05 | 2023 | Electrolyser 2020/2030 | Crossload | Hydrogen | MI | Dispatch-Crossload | VOM | 0 | [6 empty] | 0.889 | 0
LCP_Inputs_ON_Diverse_IEA_2023_05_05 | 2023 | Electrolyser 2020/2030 | Crossload | Hydrogen | NY | Dispatch-Crossload | EmissionsCost | 0 | [6 empty] | 0.889 | 0
LCP_Inputs_ON_Diverse_IEA_2023_05_05 | 2023 | Electrolyser 2020/2030 | Crossload | Hydrogen | NY | Dispatch-Crossload | FuelCost | 0 | [6 empty] | 0.889 | 0
LCP_Inputs_ON_Diverse_IEA_2023_05_05 | 2023 | Electrolyser 2020/2030 | Crossload | Hydrogen | NY | Dispatch-Crossload | VOM | 0 | [6 empty] | 0.889 | 0
LCP_Inputs_ON_Diverse_IEA_2023_05_05 | 2023 | Electrolyser 2020/2030 | Crossload | Hydrogen | ON | Dispatch-Crossload | EmissionsCost | 0 | [6 empty] | 0.889 | 0
LCP_Inputs_ON_Diverse_IEA_2023_05_05 | 2023 | Electrolyser 2020/2030 | Crossload | Hydrogen | ON | Dispatch-Crossload | FuelCost | 0 | [6 empty] | 0.889 | 0
LCP_Inputs_ON_Diverse_IEA_2023_05_05 | 2023 | Electrolyser 2020/2030 | Crossload | Hydrogen | ON | Dispatch-Crossload | VOM | 0 | [6 empty] | 0.889 | 0
LCP_Inputs_ON_Diverse_IEA_2023_05_05 | 2023 | Electrolyser 2020/2030 | Crossload | Hydrogen | PJ | Dispatch-Crossload | EmissionsCost | 0 | [6 empty] | 0.889 | 0
LCP_Inputs_ON_Diverse_IEA_2023_05_05 | 2023 | Electrolyser 2020/2030 | Crossload | Hydrogen | PJ | Dispatch-Crossload | FuelCost | 0 | [6 empty] | 0.889 | 0
LCP_Inputs_ON_Diverse_IEA_2023_05_05 | 2023 | Electrolyser 2020/2030 | Crossload | Hydrogen | PJ | Dispatch-Crossload | VOM | 0 | [6 empty] | 0.889 | 0
LCP_Inputs_ON_Diverse_IEA_2023_05_05 | 2023 | Electrolyser 2020/2030 | Crossload | Hydrogen | QC | Dispatch-Crossload | EmissionsCost | 0 | [6 empty] | 0.889 | 0
LCP_Inputs_ON_Diverse_IEA_2023_05_05 | 2023 | Electrolyser 2020/2030 | Crossload | Hydrogen | QC | Dispatch-Crossload | FuelCost | 0 | [6 empty] | 0.889 | 0
LCP_Inputs_ON_Diverse_IEA_2023_05_05 | 2023 | Electrolyser 2020/2030 | Crossload | Hydrogen | QC | Dispatch-Crossload | VOM | 0 | [6 empty] | 0.889 | 0
LCP_Inputs_ON_Diverse_IEA_2023_05_05 | 2023 | Electrolyser 2020/2030 | Crossload | Hydrogen | WC | Dispatch-Crossload | EmissionsCost | 0 | [6 empty] | 0.889 | 0
LCP_Inputs_ON_Diverse_IEA_2023_05_05 | 2023 | Electrolyser 2020/2030 | Crossload | Hydrogen | WC | Dispatch-Crossload | FuelCost | 0 | [6 empty] | 0.889 | 0
LCP_Inputs_ON_Diverse_IEA_2023_05_05 | 2023 | Electrolyser 2020/2030 | Crossload | Hydrogen | WC | Dispatch-Crossload | VOM | 0 | [6 empty] | 0.889 | 0
LCP_Inputs_ON_Diverse_IEA_2023_05_05 | 2023 | Electrolyser 2040 | Crossload | Hydrogen | MI | Dispatch-Crossload | EmissionsCost | 0 | [6 empty] | 0.889 | 0
LCP_Inputs_ON_Diverse_IEA_2023_05_05 | 2023 | Electrolyser 2040 | Crossload | Hydrogen | MI | Dispatch-Crossload | FuelCost | 0 | [6 empty] | 0.889 | 0
LCP_Inputs_ON_Diverse_IEA_2023_05_05 | 2023 | Electrolyser 2040 | Crossload | Hydrogen | MI | Dispatch-Crossload | VOM | 0 | [6 empty] | 0.889 | 0
LCP_Inputs_ON_Diverse_IEA_2023_05_05 | 2023 | Electrolyser 2040 | Crossload | Hydrogen | NY | Dispatch-Crossload | EmissionsCost | 0 | [6 empty] | 0.889 | 0
LCP_Inputs_ON_Diverse_IEA_2023_05_05 | 2023 | Electrolyser 2040 | Crossload | Hydrogen | NY | Dispatch-Crossload | FuelCost | 0 | [6 empty] | 0.889 | 0
LCP_Inputs_ON_Diverse_IEA_2023_05_05 | 2023 | Electrolyser 2040 | Crossload | Hydrogen | NY | Dispatch-Crossload | VOM | 0 | [6 empty] | 0.889 | 0
LCP_Inputs_ON_Diverse_IEA_2023_05_05 | 2023 | Electrolyser 2040 | Crossload | Hydrogen | ON | Dispatch-Crossload | EmissionsCost | 0 | [6 empty] | 0.889 | 0
LCP_Inputs_ON_Diverse_IEA_2023_05_05 | 2023 | Electrolyser 2040 | Crossload | Hydrogen | ON | Dispatch-Crossload | FuelCost | 0 | [6 empty] | 0.889 | 0
LCP_Inputs_ON_Diverse_IEA_2023_05_05 | 2023 | Electrolyser 2040 | Crossload | Hydrogen | ON | Dispatch-Crossload | VOM | 0 | [6 empty] | 0.889 | 0
LCP_Inputs_ON_Diverse_IEA_2023_05_05 | 2023 | Electrolyser 2040 | Crossload | Hydrogen | PJ | Dispatch-Crossload | EmissionsCost | 0 | [6 empty] | 0.889 | 0
LCP_Inputs_ON_Diverse_IEA_2023_05_05 | 2023 | Electrolyser 2040 | Crossload | Hydrogen | PJ | Dispatch-Crossload | FuelCost | 0 | [6 empty] | 0.889 | 0
LCP_Inputs_ON_Diverse_IEA_2023_05_05 | 2023 | Electrolyser 2040 | Crossload | Hydrogen | PJ | Dispatch-Crossload | VOM | 0 | [6 empty] | 0.889 | 0
LCP_Inputs_ON_Diverse_IEA_2023_05_05 | 2023 | Electrolyser 2040 | Crossload | Hydrogen | QC | Dispatch-Crossload | EmissionsCost | 0 | [6 empty] | 0.889 | 0
LCP_Inputs_ON_Diverse_IEA_2023_05_05 | 2023 | Electrolyser 2040 | Crossload | Hydrogen | QC | Dispatch-Crossload | FuelCost | 0 | [6 empty] | 0.889 | 0
LCP_Inputs_ON_Diverse_IEA_2023_05_05 | 2023 | Electrolyser 2040 | Crossload | Hydrogen | QC | Dispatch-Crossload | VOM | 0 | [6 empty] | 0.889 | 0
LCP_Inputs_ON_Diverse_IEA_2023_05_05 | 2023 | Electrolyser 2040 | Crossload | Hydrogen | WC | Dispatch-Crossload | EmissionsCost | 0 | [6 empty] | 0.889 | 0
LCP_Inputs_ON_Diverse_IEA_2023_05_05 | 2023 | Electrolyser 2040 | Crossload | Hydrogen | WC | Dispatch-Crossload | FuelCost | 0 | [6 empty] | 0.889 | 0
LCP_Inputs_ON_Diverse_IEA_2023_05_05 | 2023 | Electrolyser 2040 | Crossload | Hydrogen | WC | Dispatch-Crossload | VOM | 0 | [6 empty] | 0.889 | 0
LCP_Inputs_ON_Diverse_IEA_2023_05_05 | 2023 | Electrolyser 2050 | Crossload | Hydrogen | MI | Dispatch-Crossload | EmissionsCost | 0 | [6 empty] | 0.889 | 0
LCP_Inputs_ON_Diverse_IEA_2023_05_05 | 2023 | Electrolyser 2050 | Crossload | Hydrogen | MI | Dispatch-Crossload | FuelCost | 0 | [6 empty] | 0.889 | 0
LCP_Inputs_ON_Diverse_IEA_2023_05_05 | 2023 | Electrolyser 2050 | Crossload | Hydrogen | MI | Dispatch-Crossload | VOM | 0 | [6 empty] | 0.889 | 0
LCP_Inputs_ON_Diverse_IEA_2023_05_05 | 2023 | Electrolyser 2050 | Crossload | Hydrogen | NY | Dispatch-Crossload | EmissionsCost | 0 | [6 empty] | 0.889 | 0
LCP_Inputs_ON_Diverse_IEA_2023_05_05 | 2023 | Electrolyser 2050 | Crossload | Hydrogen | NY | Dispatch-Crossload | FuelCost | 0 | [6 empty] | 0.889 | 0
LCP_Inputs_ON_Diverse_IEA_2023_05_05 | 2023 | Electrolyser 2050 | Crossload | Hydrogen | NY | Dispatch-Crossload | VOM | 0 | [6 empty] | 0.889 | 0
LCP_Inputs_ON_Diverse_IEA_2023_05_05 | 2023 | Electrolyser 2050 | Crossload | Hydrogen | ON | Dispatch-Crossload | EmissionsCost | 0 | [6 empty] | 0.889 | 0
LCP_Inputs_ON_Diverse_IEA_2023_05_05 | 2023 | Electrolyser 2050 | Crossload | Hydrogen | ON | Dispatch-Crossload | FuelCost | 0 | [6 empty] | 0.889 | 0
LCP_Inputs_ON_Diverse_IEA_2023_05_05 | 2023 | Electrolyser 2050 | Crossload | Hydrogen | ON | Dispatch-Crossload | VOM | 0 | [6 empty] | 0.889 | 0
LCP_Inputs_ON_Diverse_IEA_2023_05_05 | 2023 | Electrolyser 2050 | Crossload | Hydrogen | PJ | Dispatch-Crossload | EmissionsCost | 0 | [6 empty] | 0.889 | 0
LCP_Inputs_ON_Diverse_IEA_2023_05_05 | 2023 | Electrolyser 2050 | Crossload | Hydrogen | PJ | Dispatch-Crossload | FuelCost | 0 | [6 empty] | 0.889 | 0
LCP_Inputs_ON_Diverse_IEA_2023_05_05 | 2023 | Electrolyser 2050 | Crossload | Hydrogen | PJ | Dispatch-Crossload | VOM | 0 | [6 empty] | 0.889 | 0
LCP_Inputs_ON_Diverse_IEA_2023_05_05 | 2023 | Electrolyser 2050 | Crossload | Hydrogen | QC | Dispatch-Crossload | EmissionsCost | 0 | [6 empty] | 0.889 | 0
LCP_Inputs_ON_Diverse_IEA_2023_05_05 | 2023 | Electrolyser 2050 | Crossload | Hydrogen | QC | Dispatch-Crossload | FuelCost | 0 | [6 empty] | 0.889 | 0
LCP_Inputs_ON_Diverse_IEA_2023_05_05 | 2023 | Electrolyser 2050 | Crossload | Hydrogen | QC | Dispatch-Crossload | VOM | 0 | [6 empty] | 0.889 | 0
LCP_Inputs_ON_Diverse_IEA_2023_05_05 | 2023 | Electrolyser 2050 | Crossload | Hydrogen | WC | Dispatch-Crossload | EmissionsCost | 0 | [6 empty] | 0.889 | 0
LCP_Inputs_ON_Diverse_IEA_2023_05_05 | 2023 | Electrolyser 2050 | Crossload | Hydrogen | WC | Dispatch-Crossload | FuelCost | 0 | [6 empty] | 0.889 | 0
LCP_Inputs_ON_Diverse_IEA_2023_05_05 | 2023 | Electrolyser 2050 | Crossload | Hydrogen | WC | Dispatch-Crossload | VOM | 0 | [6 empty] | 0.889 | 0
LCP_Inputs_ON_Diverse_IEA_2023_05_05 | 2023 | Fossil Fuel Thermal (Coal, Peat, Oil) | Generation | Electricity | MI | Dispatch-Generation | EmissionsCost | 0 | [6 empty] | 0.889 | 0
LCP_Inputs_ON_Diverse_IEA_2023_05_05 | 2023 | Fossil Fuel Thermal (Coal, Peat, Oil) | Generation | Electricity | MI | Dispatch-Generation | FuelCost | 0 | [6 empty] | 0.889 | 0
LCP_Inputs_ON_Diverse_IEA_2023_05_05 | 2023 | Fossil Fuel Thermal (Coal, Peat, Oil) | Generation | Electricity | MI | Dispatch-Generation | VOM | 0 | [6 empty] | 0.889 | 0
LCP_Inputs_ON_Diverse_IEA_2023_05_05 | 2023 | Fossil Fuel Thermal (Coal, Peat, Oil) | Generation | Electricity | NY | Dispatch-Generation | EmissionsCost | 0 | [6 empty] | 0.889 | 0
LCP_Inputs_ON_Diverse_IEA_2023_05_05 | 2023 | Fossil Fuel Thermal (Coal, Peat, Oil) | Generation | Electricity | NY | Dispatch-Generation | FuelCost | 0 | [6 empty] | 0.889 | 0
LCP_Inputs_ON_Diverse_IEA_2023_05_05 | 2023 | Fossil Fuel Thermal (Coal, Peat, Oil) | Generation | Electricity | NY | Dispatch-Generation | VOM | 0 | [6 empty] | 0.889 | 0
LCP_Inputs_ON_Diverse_IEA_2023_05_05 | 2023 | Fossil Fuel Thermal (Coal, Peat, Oil) | Generation | Electricity | ON | Dispatch-Generation | EmissionsCost | 0 | [6 empty] | 0.889 | 0
LCP_Inputs_ON_Diverse_IEA_2023_05_05 | 2023 | Fossil Fuel Thermal (Coal, Peat, Oil) | Generation | Electricity | ON | Dispatch-Generation | FuelCost | 0 | [6 empty] | 0.889 | 0
LCP_Inputs_ON_Diverse_IEA_2023_05_05 | 2023 | Fossil Fuel Thermal (Coal, Peat, Oil) | Generation | Electricity | ON | Dispatch-Generation | VOM | 0 | [6 empty] | 0.889 | 0
LCP_Inputs_ON_Diverse_IEA_2023_05_05 | 2023 | Fossil Fuel Thermal (Coal, Peat, Oil) | Generation | Electricity | PJ | Dispatch-Generation | EmissionsCost | 0 | [6 empty] | 0.889 | 0
LCP_Inputs_ON_Diverse_IEA_2023_05_05 | 2023 | Fossil Fuel Thermal (Coal, Peat, Oil) | Generation | Electricity | PJ | Dispatch-Generation | FuelCost | 0 | [6 empty] | 0.889 | 0
LCP_Inputs_ON_Diverse_IEA_2023_05_05 | 2023 | Fossil Fuel Thermal (Coal, Peat, Oil) | Generation | Electricity | PJ | Dispatch-Generation | VOM | 0 | [6 empty] | 0.889 | 0
LCP_Inputs_ON_Diverse_IEA_2023_05_05 | 2023 | Fossil Fuel Thermal (Coal, Peat, Oil) | Generation | Electricity | QC | Dispatch-Generation | EmissionsCost | 0 | [6 empty] | 0.889 | 0
LCP_Inputs_ON_Diverse_IEA_2023_05_05 | 2023 | Fossil Fuel Thermal (Coal, Peat, Oil) | Generation | Electricity | QC | Dispatch-Generation | FuelCost | 0 | [6 empty] | 0.889 | 0
LCP_Inputs_ON_Diverse_IEA_2023_05_05 | 2023 | Fossil Fuel Thermal (Coal, Peat, Oil) | Generation | Electricity | QC | Dispatch-Generation | VOM | 0 | [6 empty] | 0.889 | 0
LCP_Inputs_ON_Diverse_IEA_2023_05_05 | 2023 | Fossil Fuel Thermal (Coal, Peat, Oil) | Generation | Electricity | WC | Dispatch-Generation | EmissionsCost | 0 | [6 empty] | 0.889 | 0
LCP_Inputs_ON_Diverse_IEA_2023_05_05 | 2023 | Fossil Fuel Thermal (Coal, Peat, Oil) | Generation | Electricity | WC | Dispatch-Generation | FuelCost | 0 | [6 empty] | 0.889 | 0
LCP_Inputs_ON_Diverse_IEA_2023_05_05 | 2023 | Fossil Fuel Thermal (Coal, Peat, Oil) | Generation | Electricity | WC | Dispatch-Generation | VOM | 0 | [6 empty] | 0.889 | 0
LCP_Inputs_ON_Diverse_IEA_2023_05_05 | 2023 | Generic - Generator | Generation | Electricity | MI | Dispatch-Generation | EmissionsCost | 0 | [6 empty] | 0.889 | 0
LCP_Inputs_ON_Diverse_IEA_2023_05_05 | 2023 | Generic - Generator | Generation | Electricity | MI | Dispatch-Generation | FuelCost | 3910350973.1086 | [6 empty] | 0.889 | 3476287776.2188
LCP_Inputs_ON_Diverse_IEA_2023_05_05 | 2023 | Generic - Generator | Generation | Electricity | MI | Dispatch-Generation | VOM | 404558215.912 | [6 empty] | 0.889 | 359650780.8162
LCP_Inputs_ON_Diverse_IEA_2023_05_05 | 2023 | Generic - Generator | Generation | Electricity | NY | Dispatch-Generation | EmissionsCost | 0 | [6 empty] | 0.889 | 0
LCP_Inputs_ON_Diverse_IEA_2023_05_05 | 2023 | Generic - Generator | Generation | Electricity | NY | Dispatch-Generation | FuelCost | 1636940140.2623 | [6 empty] | 0.889 | 1455233824.0554
LCP_Inputs_ON_Diverse_IEA_2023_05_05 | 2023 | Generic - Generator | Generation | Electricity | NY | Dispatch-Generation | VOM | 169355023.9489 | [6 empty] | 0.889 | 150555999.6132
LCP_Inputs_ON_Diverse_IEA_2023_05_05 | 2023 | Generic - Generator | Generation | Electricity | ON | Dispatch-Generation | EmissionsCost | 0 | [6 empty] | 0.889 | 0
LCP_Inputs_ON_Diverse_IEA_2023_05_05 | 2023 | Generic - Generator | Generation | Electricity | ON | Dispatch-Generation | FuelCost | 0 | [6 empty] | 0.889 | 0
LCP_Inputs_ON_Diverse_IEA_2023_05_05 | 2023 | Generic - Generator | Generation | Electricity | ON | Dispatch-Generation | VOM | 0 | [6 empty] | 0.889 | 0
LCP_Inputs_ON_Diverse_IEA_2023_05_05 | 2023 | Generic - Generator | Generation | Electricity | PJ | Dispatch-Generation | EmissionsCost | 0 | [6 empty] | 0.889 | 0
LCP_Inputs_ON_Diverse_IEA_2023_05_05 | 2023 | Generic - Generator | Generation | Electricity | PJ | Dispatch-Generation | FuelCost | 14422259590.9655 | [6 empty] | 0.889 | 12821336260.175
LCP_Inputs_ON_Diverse_IEA_2023_05_05 | 2023 | Generic - Generator | Generation | Electricity | PJ | Dispatch-Generation | VOM | 1492102281.7812 | [6 empty] | 0.889 | 1326473495.2681
LCP_Inputs_ON_Diverse_IEA_2023_05_05 | 2023 | Generic - Generator | Generation | Electricity | QC | Dispatch-Generation | EmissionsCost | 0 | [6 empty] | 0.889 | 0
LCP_Inputs_ON_Diverse_IEA_2023_05_05 | 2023 | Generic - Generator | Generation | Electricity | QC | Dispatch-Generation | FuelCost | 0 | [6 empty] | 0.889 | 0
LCP_Inputs_ON_Diverse_IEA_2023_05_05 | 2023 | Generic - Generator | Generation | Electricity | QC | Dispatch-Generation | VOM | 0 | [6 empty] | 0.889 | 0
LCP_Inputs_ON_Diverse_IEA_2023_05_05 | 2023 | Generic - Generator | Generation | Electricity | WC | Dispatch-Generation | EmissionsCost | 0 | [6 empty] | 0.889 | 0
LCP_Inputs_ON_Diverse_IEA_2023_05_05 | 2023 | Generic - Generator | Generation | Electricity | WC | Dispatch-Generation | FuelCost | 1069473.0011 | [6 empty] | 0.889 | 950757.6037
LCP_Inputs_ON_Diverse_IEA_2023_05_05 | 2023 | Generic - Generator | Generation | Electricity | WC | Dispatch-Generation | VOM | 110645.8454 | [6 empty] | 0.889 | 98363.7537
LCP_Inputs_ON_Diverse_IEA_2023_05_05 | 2023 | H2 Import - QC | Import | Hydrogen | MI | Dispatch-Import | EmissionsCost | 0 | [6 empty] | 0.889 | 0
LCP_Inputs_ON_Diverse_IEA_2023_05_05 | 2023 | H2 Import - QC | Import | Hydrogen | MI | Dispatch-Import | FuelCost | 0 | [6 empty] | 0.889 | 0
LCP_Inputs_ON_Diverse_IEA_2023_05_05 | 2023 | H2 Import - QC | Import | Hydrogen | MI | Dispatch-Import | VOM | 0 | [6 empty] | 0.889 | 0
LCP_Inputs_ON_Diverse_IEA_2023_05_05 | 2023 | H2 Import - QC | Import | Hydrogen | NY | Dispatch-Import | EmissionsCost | 0 | [6 empty] | 0.889 | 0
LCP_Inputs_ON_Diverse_IEA_2023_05_05 | 2023 | H2 Import - QC | Import | Hydrogen | NY | Dispatch-Import | FuelCost | 0 | [6 empty] | 0.889 | 0
LCP_Inputs_ON_Diverse_IEA_2023_05_05 | 2023 | H2 Import - QC | Import | Hydrogen | NY | Dispatch-Import | VOM | 0 | [6 empty] | 0.889 | 0
LCP_Inputs_ON_Diverse_IEA_2023_05_05 | 2023 | H2 Import - QC | Import | Hydrogen | ON | Dispatch-Import | EmissionsCost | 0 | [6 empty] | 0.889 | 0
LCP_Inputs_ON_Diverse_IEA_2023_05_05 | 2023 | H2 Import - QC | Import | Hydrogen | ON | Dispatch-Import | FuelCost | 0 | [6 empty] | 0.889 | 0
LCP_Inputs_ON_Diverse_IEA_2023_05_05 | 2023 | H2 Import - QC | Import | Hydrogen | ON | Dispatch-Import | VOM | 0 | [6 empty] | 0.889 | 0
LCP_Inputs_ON_Diverse_IEA_2023_05_05 | 2023 | H2 Import - QC | Import | Hydrogen | PJ | Dispatch-Import | EmissionsCost | 0 | [6 empty] | 0.889 | 0
LCP_Inputs_ON_Diverse_IEA_2023_05_05 | 2023 | H2 Import - QC | Import | Hydrogen | PJ | Dispatch-Import | FuelCost | 0 | [6 empty] | 0.889 | 0
LCP_Inputs_ON_Diverse_IEA_2023_05_05 | 2023 | H2 Import - QC | Import | Hydrogen | PJ | Dispatch-Import | VOM | 0 | [6 empty] | 0.889 | 0
LCP_Inputs_ON_Diverse_IEA_2023_05_05 | 2023 | H2 Import - QC | Import | Hydrogen | QC | Dispatch-Import | EmissionsCost | 0 | [6 empty] | 0.889 | 0
LCP_Inputs_ON_Diverse_IEA_2023_05_05 | 2023 | H2 Import - QC | Import | Hydrogen | QC | Dispatch-Import | FuelCost | 0 | [6 empty] | 0.889 | 0
LCP_Inputs_ON_Diverse_IEA_2023_05_05 | 2023 | H2 Import - QC | Import | Hydrogen | QC | Dispatch-Import | VOM | 0 | [6 empty] | 0.889 | 0
LCP_Inputs_ON_Diverse_IEA_2023_05_05 | 2023 | H2 Import - QC | Import | Hydrogen | WC | Dispatch-Import | EmissionsCost | 0 | [6 empty] | 0.889 | 0
LCP_Inputs_ON_Diverse_IEA_2023_05_05 | 2023 | H2 Import - QC | Import | Hydrogen | WC | Dispatch-Import | FuelCost | 0 | [6 empty] | 0.889 | 0
LCP_Inputs_ON_Diverse_IEA_2023_05_05 | 2023 | H2 Import - QC | Import | Hydrogen | WC | Dispatch-Import | VOM | 0 | [6 empty] | 0.889 | 0
LCP_Inputs_ON_Diverse_IEA_2023_05_05 | 2023 | H2 Import - WC | Import | Hydrogen | MI | Dispatch-Import | EmissionsCost | 0 | [6 empty] | 0.889 | 0
LCP_Inputs_ON_Diverse_IEA_2023_05_05 | 2023 | H2 Import - WC | Import | Hydrogen | MI | Dispatch-Import | FuelCost | 0 | [6 empty] | 0.889 | 0
LCP_Inputs_ON_Diverse_IEA_2023_05_05 | 2023 | H2 Import - WC | Import | Hydrogen | MI | Dispatch-Import | VOM | 0 | [6 empty] | 0.889 | 0
LCP_Inputs_ON_Diverse_IEA_2023_05_05 | 2023 | H2 Import - WC | Import | Hydrogen | NY | Dispatch-Import | EmissionsCost | 0 | [6 empty] | 0.889 | 0
LCP_Inputs_ON_Diverse_IEA_2023_05_05 | 2023 | H2 Import - WC | Import | Hydrogen | NY | Dispatch-Import | FuelCost | 0 | [6 empty] | 0.889 | 0
LCP_Inputs_ON_Diverse_IEA_2023_05_05 | 2023 | H2 Import - WC | Import | Hydrogen | NY | Dispatch-Import | VOM | 0 | [6 empty] | 0.889 | 0
LCP_Inputs_ON_Diverse_IEA_2023_05_05 | 2023 | H2 Import - WC | Import | Hydrogen | ON | Dispatch-Import | EmissionsCost | 0 | [6 empty] | 0.889 | 0
LCP_Inputs_ON_Diverse_IEA_2023_05_05 | 2023 | H2 Import - WC | Import | Hydrogen | ON | Dispatch-Import | FuelCost | 0 | [6 empty] | 0.889 | 0
LCP_Inputs_ON_Diverse_IEA_2023_05_05 | 2023 | H2 Import - WC | Import | Hydrogen | ON | Dispatch-Import | VOM | 0 | [6 empty] | 0.889 | 0
LCP_Inputs_ON_Diverse_IEA_2023_05_05 | 2023 | H2 Import - WC | Import | Hydrogen | PJ | Dispatch-Import | EmissionsCost | 0 | [6 empty] | 0.889 | 0
LCP_Inputs_ON_Diverse_IEA_2023_05_05 | 2023 | H2 Import - WC | Import | Hydrogen | PJ | Dispatch-Import | FuelCost | 0 | [6 empty] | 0.889 | 0
LCP_Inputs_ON_Diverse_IEA_2023_05_05 | 2023 | H2 Import - WC | Import | Hydrogen | PJ | Dispatch-Import | VOM | 0 | [6 empty] | 0.889 | 0
LCP_Inputs_ON_Diverse_IEA_2023_05_05 | 2023 | H2 Import - WC | Import | Hydrogen | QC | Dispatch-Import | EmissionsCost | 0 | [6 empty] | 0.889 | 0
LCP_Inputs_ON_Diverse_IEA_2023_05_05 | 2023 | H2 Import - WC | Import | Hydrogen | QC | Dispatch-Import | FuelCost | 0 | [6 empty] | 0.889 | 0
LCP_Inputs_ON_Diverse_IEA_2023_05_05 | 2023 | H2 Import - WC | Import | Hydrogen | QC | Dispatch-Import | VOM | 0 | [6 empty] | 0.889 | 0
LCP_Inputs_ON_Diverse_IEA_2023_05_05 | 2023 | H2 Import - WC | Import | Hydrogen | WC | Dispatch-Import | EmissionsCost | 0 | [6 empty] | 0.889 | 0
LCP_Inputs_ON_Diverse_IEA_2023_05_05 | 2023 | H2 Import - WC | Import | Hydrogen | WC | Dispatch-Import | FuelCost | 0 | [6 empty] | 0.889 | 0
LCP_Inputs_ON_Diverse_IEA_2023_05_05 | 2023 | H2 Import - WC | Import | Hydrogen | WC | Dispatch-Import | VOM | 0 | [6 empty] | 0.889 | 0
LCP_Inputs_ON_Diverse_IEA_2023_05_05 | 2023 | H2 Salt Cavern Storage - ON | Storage | Hydrogen | MI | Dispatch-Storage | EmissionsCost | 0 | [6 empty] | 0.889 | 0
LCP_Inputs_ON_Diverse_IEA_2023_05_05 | 2023 | H2 Salt Cavern Storage - ON | Storage | Hydrogen | MI | Dispatch-Storage | FuelCost | 0 | [6 empty] | 0.889 | 0
LCP_Inputs_ON_Diverse_IEA_2023_05_05 | 2023 | H2 Salt Cavern Storage - ON | Storage | Hydrogen | MI | Dispatch-Storage | VOM | 0 | [6 empty] | 0.889 | 0
LCP_Inputs_ON_Diverse_IEA_2023_05_05 | 2023 | H2 Salt Cavern Storage - ON | Storage | Hydrogen | NY | Dispatch-Storage | EmissionsCost | 0 | [6 empty] | 0.889 | 0
LCP_Inputs_ON_Diverse_IEA_2023_05_05 | 2023 | H2 Salt Cavern Storage - ON | Storage | Hydrogen | NY | Dispatch-Storage | FuelCost | 0 | [6 empty] | 0.889 | 0
LCP_Inputs_ON_Diverse_IEA_2023_05_05 | 2023 | H2 Salt Cavern Storage - ON | Storage | Hydrogen | NY | Dispatch-Storage | VOM | 0 | [6 empty] | 0.889 | 0
LCP_Inputs_ON_Diverse_IEA_2023_05_05 | 2023 | H2 Salt Cavern Storage - ON | Storage | Hydrogen | ON | Dispatch-Storage | EmissionsCost | 0 | [6 empty] | 0.889 | 0
LCP_Inputs_ON_Diverse_IEA_2023_05_05 | 2023 | H2 Salt Cavern Storage - ON | Storage | Hydrogen | ON | Dispatch-Storage | FuelCost | 0 | [6 empty] | 0.889 | 0
LCP_Inputs_ON_Diverse_IEA_2023_05_05 | 2023 | H2 Salt Cavern Storage - ON | Storage | Hydrogen | ON | Dispatch-Storage | VOM | 0 | [6 empty] | 0.889 | 0
LCP_Inputs_ON_Diverse_IEA_2023_05_05 | 2023 | H2 Salt Cavern Storage - ON | Storage | Hydrogen | PJ | Dispatch-Storage | EmissionsCost | 0 | [6 empty] | 0.889 | 0
LCP_Inputs_ON_Diverse_IEA_2023_05_05 | 2023 | H2 Salt Cavern Storage - ON | Storage | Hydrogen | PJ | Dispatch-Storage | FuelCost | 0 | [6 empty] | 0.889 | 0
LCP_Inputs_ON_Diverse_IEA_2023_05_05 | 2023 | H2 Salt Cavern Storage - ON | Storage | Hydrogen | PJ | Dispatch-Storage | VOM | 0 | [6 empty] | 0.889 | 0
LCP_Inputs_ON_Diverse_IEA_2023_05_05 | 2023 | H2 Salt Cavern Storage - ON | Storage | Hydrogen | QC | Dispatch-Storage | EmissionsCost | 0 | [6 empty] | 0.889 | 0
LCP_Inputs_ON_Diverse_IEA_2023_05_05 | 2023 | H2 Salt Cavern Storage - ON | Storage | Hydrogen | QC | Dispatch-Storage | FuelCost | 0 | [6 empty] | 0.889 | 0
LCP_Inputs_ON_Diverse_IEA_2023_05_05 | 2023 | H2 Salt Cavern Storage - ON | Storage | Hydrogen | QC | Dispatch-Storage | VOM | 0 | [6 empty] | 0.889 | 0
LCP_Inputs_ON_Diverse_IEA_2023_05_05 | 2023 | H2 Salt Cavern Storage - ON | Storage | Hydrogen | WC | Dispatch-Storage | EmissionsCost | 0 | [6 empty] | 0.889 | 0
LCP_Inputs_ON_Diverse_IEA_2023_05_05 | 2023 | H2 Salt Cavern Storage - ON | Storage | Hydrogen | WC | Dispatch-Storage | FuelCost | 0 | [6 empty] | 0.889 | 0
LCP_Inputs_ON_Diverse_IEA_2023_05_05 | 2023 | H2 Salt Cavern Storage - ON | Storage | Hydrogen | WC | Dispatch-Storage | VOM | 0 | [6 empty] | 0.889 | 0
LCP_Inputs_ON_Diverse_IEA_2023_05_05 | 2023 | Hydro | Generation | Electricity | MI | Dispatch-Generation | EmissionsCost | 0 | [6 empty] | 0.889 | 0
LCP_Inputs_ON_Diverse_IEA_2023_05_05 | 2023 | Hydro | Generation | Electricity | MI | Dispatch-Generation | FuelCost | 0 | [6 empty] | 0.889 | 0
LCP_Inputs_ON_Diverse_IEA_2023_05_05 | 2023 | Hydro | Generation | Electricity | MI | Dispatch-Generation | VOM | 0 | [6 empty] | 0.889 | 0
LCP_Inputs_ON_Diverse_IEA_2023_05_05 | 2023 | Hydro | Generation | Electricity | NY | Dispatch-Generation | EmissionsCost | 0 | [6 empty] | 0.889 | 0
LCP_Inputs_ON_Diverse_IEA_2023_05_05 | 2023 | Hydro | Generation | Electricity | NY | Dispatch-Generation | FuelCost | 0 | [6 empty] | 0.889 | 0
LCP_Inputs_ON_Diverse_IEA_2023_05_05 | 2023 | Hydro | Generation | Electricity | NY | Dispatch-Generation | VOM | 0 | [6 empty] | 0.889 | 0
LCP_Inputs_ON_Diverse_IEA_2023_05_05 | 2023 | Hydro | Generation | Electricity | ON | Dispatch-Generation | EmissionsCost | 0 | [6 empty] | 0.889 | 0
LCP_Inputs_ON_Diverse_IEA_2023_05_05 | 2023 | Hydro | Generation | Electricity | ON | Dispatch-Generation | FuelCost | 0 | [6 empty] | 0.889 | 0
LCP_Inputs_ON_Diverse_IEA_2023_05_05 | 2023 | Hydro | Generation | Electricity | ON | Dispatch-Generation | VOM | 0 | [6 empty] | 0.889 | 0
LCP_Inputs_ON_Diverse_IEA_2023_05_05 | 2023 | Hydro | Generation | Electricity | PJ | Dispatch-Generation | EmissionsCost | 0 | [6 empty] | 0.889 | 0
LCP_Inputs_ON_Diverse_IEA_2023_05_05 | 2023 | Hydro | Generation | Electricity | PJ | Dispatch-Generation | FuelCost | 0 | [6 empty] | 0.889 | 0
LCP_Inputs_ON_Diverse_IEA_2023_05_05 | 2023 | Hydro | Generation | Electricity | PJ | Dispatch-Generation | VOM | 0 | [6 empty] | 0.889 | 0
LCP_Inputs_ON_Diverse_IEA_2023_05_05 | 2023 | Hydro | Generation | Electricity | QC | Dispatch-Generation | EmissionsCost | 0 | [6 empty] | 0.889 | 0
LCP_Inputs_ON_Diverse_IEA_2023_05_05 | 2023 | Hydro | Generation | Electricity | QC | Dispatch-Generation | FuelCost | 0 | [6 empty] | 0.889 | 0
LCP_Inputs_ON_Diverse_IEA_2023_05_05 | 2023 | Hydro | Generation | Electricity | QC | Dispatch-Generation | VOM | 0 | [6 empty] | 0.889 | 0
LCP_Inputs_ON_Diverse_IEA_2023_05_05 | 2023 | Hydro | Generation | Electricity | WC | Dispatch-Generation | EmissionsCost | 0 | [6 empty] | 0.889 | 0
LCP_Inputs_ON_Diverse_IEA_2023_05_05 | 2023 | Hydro | Generation | Electricity | WC | Dispatch-Generation | FuelCost | 0 | [6 empty] | 0.889 | 0
LCP_Inputs_ON_Diverse_IEA_2023_05_05 | 2023 | Hydro | Generation | Electricity | WC | Dispatch-Generation | VOM | 0 | [6 empty] | 0.889 | 0
LCP_Inputs_ON_Diverse_IEA_2023_05_05 | 2023 | Hydro Pumped Storage | Storage | Electricity | MI | Dispatch-Storage | EmissionsCost | 0 | [6 empty] | 0.889 | 0
LCP_Inputs_ON_Diverse_IEA_2023_05_05 | 2023 | Hydro Pumped Storage | Storage | Electricity | MI | Dispatch-Storage | FuelCost | 0 | [6 empty] | 0.889 | 0
LCP_Inputs_ON_Diverse_IEA_2023_05_05 | 2023 | Hydro Pumped Storage | Storage | Electricity | MI | Dispatch-Storage | VOM | 0 | [6 empty] | 0.889 | 0
LCP_Inputs_ON_Diverse_IEA_2023_05_05 | 2023 | Hydro Pumped Storage | Storage | Electricity | NY | Dispatch-Storage | EmissionsCost | 0 | [6 empty] | 0.889 | 0
LCP_Inputs_ON_Diverse_IEA_2023_05_05 | 2023 | Hydro Pumped Storage | Storage | Electricity | NY | Dispatch-Storage | FuelCost | 0 | [6 empty] | 0.889 | 0
LCP_Inputs_ON_Diverse_IEA_2023_05_05 | 2023 | Hydro Pumped Storage | Storage | Electricity | NY | Dispatch-Storage | VOM | 0 | [6 empty] | 0.889 | 0
LCP_Inputs_ON_Diverse_IEA_2023_05_05 | 2023 | Hydro Pumped Storage | Storage | Electricity | ON | Dispatch-Storage | EmissionsCost | 0 | [6 empty] | 0.889 | 0
LCP_Inputs_ON_Diverse_IEA_2023_05_05 | 2023 | Hydro Pumped Storage | Storage | Electricity | ON | Dispatch-Storage | FuelCost | 0 | [6 empty] | 0.889 | 0
LCP_Inputs_ON_Diverse_IEA_2023_05_05 | 2023 | Hydro Pumped Storage | Storage | Electricity | ON | Dispatch-Storage | VOM | 0 | [6 empty] | 0.889 | 0
LCP_Inputs_ON_Diverse_IEA_2023_05_05 | 2023 | Hydro Pumped Storage | Storage | Electricity | PJ | Dispatch-Storage | EmissionsCost | 0 | [6 empty] | 0.889 | 0
LCP_Inputs_ON_Diverse_IEA_2023_05_05 | 2023 | Hydro Pumped Storage | Storage | Electricity | PJ | Dispatch-Storage | FuelCost | 0 | [6 empty] | 0.889 | 0
LCP_Inputs_ON_Diverse_IEA_2023_05_05 | 2023 | Hydro Pumped Storage | Storage | Electricity | PJ | Dispatch-Storage | VOM | 0 | [6 empty] | 0.889 | 0
LCP_Inputs_ON_Diverse_IEA_2023_05_05 | 2023 | Hydro Pumped Storage | Storage | Electricity | QC | Dispatch-Storage | EmissionsCost | 0 | [6 empty] | 0.889 | 0
LCP_Inputs_ON_Diverse_IEA_2023_05_05 | 2023 | Hydro Pumped Storage | Storage | Electricity | QC | Dispatch-Storage | FuelCost | 0 | [6 empty] | 0.889 | 0
LCP_Inputs_ON_Diverse_IEA_2023_05_05 | 2023 | Hydro Pumped Storage | Storage | Electricity | QC | Dispatch-Storage | VOM | 0 | [6 empty] | 0.889 | 0
LCP_Inputs_ON_Diverse_IEA_2023_05_05 | 2023 | Hydro Pumped Storage | Storage | Electricity | WC | Dispatch-Storage | EmissionsCost | 0 | [6 empty] | 0.889 | 0
LCP_Inputs_ON_Diverse_IEA_2023_05_05 | 2023 | Hydro Pumped Storage | Storage | Electricity | WC | Dispatch-Storage | FuelCost | 0 | [6 empty] | 0.889 | 0
LCP_Inputs_ON_Diverse_IEA_2023_05_05 | 2023 | Hydro Pumped Storage | Storage | Electricity | WC | Dispatch-Storage | VOM | 0 | [6 empty] | 0.889 | 0
LCP_Inputs_ON_Diverse_IEA_2023_05_05 | 2023 | Nuclear | Generation | Electricity | MI | Dispatch-Generation | EmissionsCost | 0 | [6 empty] | 0.889 | 0
LCP_Inputs_ON_Diverse_IEA_2023_05_05 | 2023 | Nuclear | Generation | Electricity | MI | Dispatch-Generation | FuelCost | 0 | [6 empty] | 0.889 | 0
LCP_Inputs_ON_Diverse_IEA_2023_05_05 | 2023 | Nuclear | Generation | Electricity | MI | Dispatch-Generation | VOM | 3301336446.912 | [6 empty] | 0.889 | 2934876080.0523
LCP_Inputs_ON_Diverse_IEA_2023_05_05 | 2023 | Nuclear | Generation | Electricity | NY | Dispatch-Generation | EmissionsCost | 0 | [6 empty] | 0.889 | 0
LCP_Inputs_ON_Diverse_IEA_2023_05_05 | 2023 | Nuclear | Generation | Electricity | NY | Dispatch-Generation | FuelCost | 0 | [6 empty] | 0.889 | 0
LCP_Inputs_ON_Diverse_IEA_2023_05_05 | 2023 | Nuclear | Generation | Electricity | NY | Dispatch-Generation | VOM | 2246155230.144 | [6 empty] | 0.889 | 1996823820.6077
LCP_Inputs_ON_Diverse_IEA_2023_05_05 | 2023 | Nuclear | Generation | Electricity | ON | Dispatch-Generation | EmissionsCost | 0 | [6 empty] | 0.889 | 0
LCP_Inputs_ON_Diverse_IEA_2023_05_05 | 2023 | Nuclear | Generation | Electricity | ON | Dispatch-Generation | FuelCost | 0 | [6 empty] | 0.889 | 0
LCP_Inputs_ON_Diverse_IEA_2023_05_05 | 2023 | Nuclear | Generation | Electricity | ON | Dispatch-Generation | VOM | 8790266640.96 | [6 empty] | 0.889 | 7814515035.5599
LCP_Inputs_ON_Diverse_IEA_2023_05_05 | 2023 | Nuclear | Generation | Electricity | PJ | Dispatch-Generation | EmissionsCost | 0 | [6 empty] | 0.889 | 0
LCP_Inputs_ON_Diverse_IEA_2023_05_05 | 2023 | Nuclear | Generation | Electricity | PJ | Dispatch-Generation | FuelCost | 0 | [6 empty] | 0.889 | 0
LCP_Inputs_ON_Diverse_IEA_2023_05_05 | 2023 | Nuclear | Generation | Electricity | PJ | Dispatch-Generation | VOM | 9110487814.4448 | [6 empty] | 0.889 | 8099190492.7572
LCP_Inputs_ON_Diverse_IEA_2023_05_05 | 2023 | Nuclear | Generation | Electricity | QC | Dispatch-Generation | EmissionsCost | 0 | [6 empty] | 0.889 | 0
LCP_Inputs_ON_Diverse_IEA_2023_05_05 | 2023 | Nuclear | Generation | Electricity | QC | Dispatch-Generation | FuelCost | 0 | [6 empty] | 0.889 | 0
LCP_Inputs_ON_Diverse_IEA_2023_05_05 | 2023 | Nuclear | Generation | Electricity | QC | Dispatch-Generation | VOM | 0 | [6 empty] | 0.889 | 0
LCP_Inputs_ON_Diverse_IEA_2023_05_05 | 2023 | Nuclear | Generation | Electricity | WC | Dispatch-Generation | EmissionsCost | 0 | [6 empty] | 0.889 | 0
LCP_Inputs_ON_Diverse_IEA_2023_05_05 | 2023 | Nuclear | Generation | Electricity | WC | Dispatch-Generation | FuelCost | 0 | [6 empty] | 0.889 | 0
LCP_Inputs_ON_Diverse_IEA_2023_05_05 | 2023 | Nuclear | Generation | Electricity | WC | Dispatch-Generation | VOM | 0 | [6 empty] | 0.889 | 0
LCP_Inputs_ON_Diverse_IEA_2023_05_05 | 2023 | Nuclear SMR | Generation | Electricity | MI | Dispatch-Generation | EmissionsCost | 0 | [6 empty] | 0.889 | 0
LCP_Inputs_ON_Diverse_IEA_2023_05_05 | 2023 | Nuclear SMR | Generation | Electricity | MI | Dispatch-Generation | FuelCost | 0 | [6 empty] | 0.889 | 0
LCP_Inputs_ON_Diverse_IEA_2023_05_05 | 2023 | Nuclear SMR | Generation | Electricity | MI | Dispatch-Generation | VOM | 0 | [6 empty] | 0.889 | 0
LCP_Inputs_ON_Diverse_IEA_2023_05_05 | 2023 | Nuclear SMR | Generation | Electricity | NY | Dispatch-Generation | EmissionsCost | 0 | [6 empty] | 0.889 | 0
LCP_Inputs_ON_Diverse_IEA_2023_05_05 | 2023 | Nuclear SMR | Generation | Electricity | NY | Dispatch-Generation | FuelCost | 0 | [6 empty] | 0.889 | 0
LCP_Inputs_ON_Diverse_IEA_2023_05_05 | 2023 | Nuclear SMR | Generation | Electricity | NY | Dispatch-Generation | VOM | 0 | [6 empty] | 0.889 | 0
LCP_Inputs_ON_Diverse_IEA_2023_05_05 | 2023 | Nuclear SMR | Generation | Electricity | ON | Dispatch-Generation | EmissionsCost | 0 | [6 empty] | 0.889 | 0
LCP_Inputs_ON_Diverse_IEA_2023_05_05 | 2023 | Nuclear SMR | Generation | Electricity | ON | Dispatch-Generation | FuelCost | 0 | [6 empty] | 0.889 | 0
LCP_Inputs_ON_Diverse_IEA_2023_05_05 | 2023 | Nuclear SMR | Generation | Electricity | ON | Dispatch-Generation | VOM | 0 | [6 empty] | 0.889 | 0
LCP_Inputs_ON_Diverse_IEA_2023_05_05 | 2023 | Nuclear SMR | Generation | Electricity | PJ | Dispatch-Generation | EmissionsCost | 0 | [6 empty] | 0.889 | 0
LCP_Inputs_ON_Diverse_IEA_2023_05_05 | 2023 | Nuclear SMR | Generation | Electricity | PJ | Dispatch-Generation | FuelCost | 0 | [6 empty] | 0.889 | 0
LCP_Inputs_ON_Diverse_IEA_2023_05_05 | 2023 | Nuclear SMR | Generation | Electricity | PJ | Dispatch-Generation | VOM | 0 | [6 empty] | 0.889 | 0
LCP_Inputs_ON_Diverse_IEA_2023_05_05 | 2023 | Nuclear SMR | Generation | Electricity | QC | Dispatch-Generation | EmissionsCost | 0 | [6 empty] | 0.889 | 0
LCP_Inputs_ON_Diverse_IEA_2023_05_05 | 2023 | Nuclear SMR | Generation | Electricity | QC | Dispatch-Generation | FuelCost | 0 | [6 empty] | 0.889 | 0
LCP_Inputs_ON_Diverse_IEA_2023_05_05 | 2023 | Nuclear SMR | Generation | Electricity | QC | Dispatch-Generation | VOM | 0 | [6 empty] | 0.889 | 0
LCP_Inputs_ON_Diverse_IEA_2023_05_05 | 2023 | Nuclear SMR | Generation | Electricity | WC | Dispatch-Generation | EmissionsCost | 0 | [6 empty] | 0.889 | 0
LCP_Inputs_ON_Diverse_IEA_2023_05_05 | 2023 | Nuclear SMR | Generation | Electricity | WC | Dispatch-Generation | FuelCost | 0 | [6 empty] | 0.889 | 0
LCP_Inputs_ON_Diverse_IEA_2023_05_05 | 2023 | Nuclear SMR | Generation | Electricity | WC | Dispatch-Generation | VOM | 0 | [6 empty] | 0.889 | 0
LCP_Inputs_ON_Diverse_IEA_2023_05_05 | 2023 | O/CCGT - CH4 Existing | Crossload | Electricity | MI | Dispatch-Crossload | EmissionsCost | 0 | [6 empty] | 0.889 | 0
LCP_Inputs_ON_Diverse_IEA_2023_05_05 | 2023 | O/CCGT - CH4 Existing | Crossload | Electricity | MI | Dispatch-Crossload | FuelCost | 0 | [6 empty] | 0.889 | 0
LCP_Inputs_ON_Diverse_IEA_2023_05_05 | 2023 | O/CCGT - CH4 Existing | Crossload | Electricity | MI | Dispatch-Crossload | VOM | 0 | [6 empty] | 0.889 | 0
LCP_Inputs_ON_Diverse_IEA_2023_05_05 | 2023 | O/CCGT - CH4 Existing | Crossload | Electricity | NY | Dispatch-Crossload | EmissionsCost | 0 | [6 empty] | 0.889 | 0
LCP_Inputs_ON_Diverse_IEA_2023_05_05 | 2023 | O/CCGT - CH4 Existing | Crossload | Electricity | NY | Dispatch-Crossload | FuelCost | 0 | [6 empty] | 0.889 | 0
LCP_Inputs_ON_Diverse_IEA_2023_05_05 | 2023 | O/CCGT - CH4 Existing | Crossload | Electricity | NY | Dispatch-Crossload | VOM | 0 | [6 empty] | 0.889 | 0
LCP_Inputs_ON_Diverse_IEA_2023_05_05 | 2023 | O/CCGT - CH4 Existing | Crossload | Electricity | ON | Dispatch-Crossload | EmissionsCost | 0 | [6 empty] | 0.889 | 0
LCP_Inputs_ON_Diverse_IEA_2023_05_05 | 2023 | O/CCGT - CH4 Existing | Crossload | Electricity | ON | Dispatch-Crossload | FuelCost | 0 | [6 empty] | 0.889 | 0
LCP_Inputs_ON_Diverse_IEA_2023_05_05 | 2023 | O/CCGT - CH4 Existing | Crossload | Electricity | ON | Dispatch-Crossload | VOM | 0 | [6 empty] | 0.889 | 0
LCP_Inputs_ON_Diverse_IEA_2023_05_05 | 2023 | O/CCGT - CH4 Existing | Crossload | Electricity | PJ | Dispatch-Crossload | EmissionsCost | 0 | [6 empty] | 0.889 | 0
LCP_Inputs_ON_Diverse_IEA_2023_05_05 | 2023 | O/CCGT - CH4 Existing | Crossload | Electricity | PJ | Dispatch-Crossload | FuelCost | 0 | [6 empty] | 0.889 | 0
LCP_Inputs_ON_Diverse_IEA_2023_05_05 | 2023 | O/CCGT - CH4 Existing | Crossload | Electricity | PJ | Dispatch-Crossload | VOM | 0 | [6 empty] | 0.889 | 0
LCP_Inputs_ON_Diverse_IEA_2023_05_05 | 2023 | O/CCGT - CH4 Existing | Crossload | Electricity | QC | Dispatch-Crossload | EmissionsCost | 0 | [6 empty] | 0.889 | 0
LCP_Inputs_ON_Diverse_IEA_2023_05_05 | 2023 | O/CCGT - CH4 Existing | Crossload | Electricity | QC | Dispatch-Crossload | FuelCost | 0 | [6 empty] | 0.889 | 0
LCP_Inputs_ON_Diverse_IEA_2023_05_05 | 2023 | O/CCGT - CH4 Existing | Crossload | Electricity | QC | Dispatch-Crossload | VOM | 0 | [6 empty] | 0.889 | 0
LCP_Inputs_ON_Diverse_IEA_2023_05_05 | 2023 | O/CCGT - CH4 Existing | Crossload | Electricity | WC | Dispatch-Crossload | EmissionsCost | 0 | [6 empty] | 0.889 | 0
LCP_Inputs_ON_Diverse_IEA_2023_05_05 | 2023 | O/CCGT - CH4 Existing | Crossload | Electricity | WC | Dispatch-Crossload | FuelCost | 0 | [6 empty] | 0.889 | 0
LCP_Inputs_ON_Diverse_IEA_2023_05_05 | 2023 | O/CCGT - CH4 Existing | Crossload | Electricity | WC | Dispatch-Crossload | VOM | 0 | [6 empty] | 0.889 | 0
LCP_Inputs_ON_Diverse_IEA_2023_05_05 | 2023 | O/CCGT - CH4 New | Crossload | Electricity | MI | Dispatch-Crossload | EmissionsCost | 0 | [6 empty] | 0.889 | 0
LCP_Inputs_ON_Diverse_IEA_2023_05_05 | 2023 | O/CCGT - CH4 New | Crossload | Electricity | MI | Dispatch-Crossload | FuelCost | 0 | [6 empty] | 0.889 | 0
LCP_Inputs_ON_Diverse_IEA_2023_05_05 | 2023 | O/CCGT - CH4 New | Crossload | Electricity | MI | Dispatch-Crossload | VOM | 0 | [6 empty] | 0.889 | 0
LCP_Inputs_ON_Diverse_IEA_2023_05_05 | 2023 | O/CCGT - CH4 New | Crossload | Electricity | NY | Dispatch-Crossload | EmissionsCost | 0 | [6 empty] | 0.889 | 0
LCP_Inputs_ON_Diverse_IEA_2023_05_05 | 2023 | O/CCGT - CH4 New | Crossload | Electricity | NY | Dispatch-Crossload | FuelCost | 0 | [6 empty] | 0.889 | 0
LCP_Inputs_ON_Diverse_IEA_2023_05_05 | 2023 | O/CCGT - CH4 New | Crossload | Electricity | NY | Dispatch-Crossload | VOM | 0 | [6 empty] | 0.889 | 0
LCP_Inputs_ON_Diverse_IEA_2023_05_05 | 2023 | O/CCGT - CH4 New | Crossload | Electricity | ON | Dispatch-Crossload | EmissionsCost | 0 | [6 empty] | 0.889 | 0
LCP_Inputs_ON_Diverse_IEA_2023_05_05 | 2023 | O/CCGT - CH4 New | Crossload | Electricity | ON | Dispatch-Crossload | FuelCost | 0 | [6 empty] | 0.889 | 0
LCP_Inputs_ON_Diverse_IEA_2023_05_05 | 2023 | O/CCGT - CH4 New | Crossload | Electricity | ON | Dispatch-Crossload | VOM | 0 | [6 empty] | 0.889 | 0
LCP_Inputs_ON_Diverse_IEA_2023_05_05 | 2023 | O/CCGT - CH4 New | Crossload | Electricity | PJ | Dispatch-Crossload | EmissionsCost | 0 | [6 empty] | 0.889 | 0
LCP_Inputs_ON_Diverse_IEA_2023_05_05 | 2023 | O/CCGT - CH4 New | Crossload | Electricity | PJ | Dispatch-Crossload | FuelCost | 0 | [6 empty] | 0.889 | 0
LCP_Inputs_ON_Diverse_IEA_2023_05_05 | 2023 | O/CCGT - CH4 New | Crossload | Electricity | PJ | Dispatch-Crossload | VOM | 0 | [6 empty] | 0.889 | 0
LCP_Inputs_ON_Diverse_IEA_2023_05_05 | 2023 | O/CCGT - CH4 New | Crossload | Electricity | QC | Dispatch-Crossload | EmissionsCost | 0 | [6 empty] | 0.889 | 0
LCP_Inputs_ON_Diverse_IEA_2023_05_05 | 2023 | O/CCGT - CH4 New | Crossload | Electricity | QC | Dispatch-Crossload | FuelCost | 0 | [6 empty] | 0.889 | 0
LCP_Inputs_ON_Diverse_IEA_2023_05_05 | 2023 | O/CCGT - CH4 New | Crossload | Electricity | QC | Dispatch-Crossload | VOM | 0 | [6 empty] | 0.889 | 0
LCP_Inputs_ON_Diverse_IEA_2023_05_05 | 2023 | O/CCGT - CH4 New | Crossload | Electricity | WC | Dispatch-Crossload | EmissionsCost | 0 | [6 empty] | 0.889 | 0
LCP_Inputs_ON_Diverse_IEA_2023_05_05 | 2023 | O/CCGT - CH4 New | Crossload | Electricity | WC | Dispatch-Crossload | FuelCost | 0 | [6 empty] | 0.889 | 0
LCP_Inputs_ON_Diverse_IEA_2023_05_05 | 2023 | O/CCGT - CH4 New | Crossload | Electricity | WC | Dispatch-Crossload | VOM | 0 | [6 empty] | 0.889 | 0
LCP_Inputs_ON_Diverse_IEA_2023_05_05 | 2023 | O/CCGT - H2 New | Crossload | Electricity | MI | Dispatch-Crossload | EmissionsCost | 0 | [6 empty] | 0.889 | 0
LCP_Inputs_ON_Diverse_IEA_2023_05_05 | 2023 | O/CCGT - H2 New | Crossload | Electricity | MI | Dispatch-Crossload | FuelCost | 0 | [6 empty] | 0.889 | 0
LCP_Inputs_ON_Diverse_IEA_2023_05_05 | 2023 | O/CCGT - H2 New | Crossload | Electricity | MI | Dispatch-Crossload | VOM | 0 | [6 empty] | 0.889 | 0
LCP_Inputs_ON_Diverse_IEA_2023_05_05 | 2023 | O/CCGT - H2 New | Crossload | Electricity | NY | Dispatch-Crossload | EmissionsCost | 0 | [6 empty] | 0.889 | 0
LCP_Inputs_ON_Diverse_IEA_2023_05_05 | 2023 | O/CCGT - H2 New | Crossload | Electricity | NY | Dispatch-Crossload | FuelCost | 0 | [6 empty] | 0.889 | 0
LCP_Inputs_ON_Diverse_IEA_2023_05_05 | 2023 | O/CCGT - H2 New | Crossload | Electricity | NY | Dispatch-Crossload | VOM | 0 | [6 empty] | 0.889 | 0
LCP_Inputs_ON_Diverse_IEA_2023_05_05 | 2023 | O/CCGT - H2 New | Crossload | Electricity | ON | Dispatch-Crossload | EmissionsCost | 0 | [6 empty] | 0.889 | 0
LCP_Inputs_ON_Diverse_IEA_2023_05_05 | 2023 | O/CCGT - H2 New | Crossload | Electricity | ON | Dispatch-Crossload | FuelCost | 0 | [6 empty] | 0.889 | 0
LCP_Inputs_ON_Diverse_IEA_2023_05_05 | 2023 | O/CCGT - H2 New | Crossload | Electricity | ON | Dispatch-Crossload | VOM | 0 | [6 empty] | 0.889 | 0
LCP_Inputs_ON_Diverse_IEA_2023_05_05 | 2023 | O/CCGT - H2 New | Crossload | Electricity | PJ | Dispatch-Crossload | EmissionsCost | 0 | [6 empty] | 0.889 | 0
LCP_Inputs_ON_Diverse_IEA_2023_05_05 | 2023 | O/CCGT - H2 New | Crossload | Electricity | PJ | Dispatch-Crossload | FuelCost | 0 | [6 empty] | 0.889 | 0
LCP_Inputs_ON_Diverse_IEA_2023_05_05 | 2023 | O/CCGT - H2 New | Crossload | Electricity | PJ | Dispatch-Crossload | VOM | 0 | [6 empty] | 0.889 | 0
LCP_Inputs_ON_Diverse_IEA_2023_05_05 | 2023 | O/CCGT - H2 New | Crossload | Electricity | QC | Dispatch-Crossload | EmissionsCost | 0 | [6 empty] | 0.889 | 0
LCP_Inputs_ON_Diverse_IEA_2023_05_05 | 2023 | O/CCGT - H2 New | Crossload | Electricity | QC | Dispatch-Crossload | FuelCost | 0 | [6 empty] | 0.889 | 0
LCP_Inputs_ON_Diverse_IEA_2023_05_05 | 2023 | O/CCGT - H2 New | Crossload | Electricity | QC | Dispatch-Crossload | VOM | 0 | [6 empty] | 0.889 | 0
LCP_Inputs_ON_Diverse_IEA_2023_05_05 | 2023 | O/CCGT - H2 New | Crossload | Electricity | WC | Dispatch-Crossload | EmissionsCost | 0 | [6 empty] | 0.889 | 0
LCP_Inputs_ON_Diverse_IEA_2023_05_05 | 2023 | O/CCGT - H2 New | Crossload | Electricity | WC | Dispatch-Crossload | FuelCost | 0 | [6 empty] | 0.889 | 0
LCP_Inputs_ON_Diverse_IEA_2023_05_05 | 2023 | O/CCGT - H2 New | Crossload | Electricity | WC | Dispatch-Crossload | VOM | 0 | [6 empty] | 0.889 | 0
LCP_Inputs_ON_Diverse_IEA_2023_05_05 | 2023 | SMR CCS | Generation | Hydrogen | MI | Dispatch-Generation | EmissionsCost | 0 | [6 empty] | 0.889 | 0
LCP_Inputs_ON_Diverse_IEA_2023_05_05 | 2023 | SMR CCS | Generation | Hydrogen | MI | Dispatch-Generation | FuelCost | 0 | [6 empty] | 0.889 | 0
LCP_Inputs_ON_Diverse_IEA_2023_05_05 | 2023 | SMR CCS | Generation | Hydrogen | MI | Dispatch-Generation | VOM | 0 | [6 empty] | 0.889 | 0
LCP_Inputs_ON_Diverse_IEA_2023_05_05 | 2023 | SMR CCS | Generation | Hydrogen | NY | Dispatch-Generation | EmissionsCost | 0 | [6 empty] | 0.889 | 0
LCP_Inputs_ON_Diverse_IEA_2023_05_05 | 2023 | SMR CCS | Generation | Hydrogen | NY | Dispatch-Generation | FuelCost | 0 | [6 empty] | 0.889 | 0
LCP_Inputs_ON_Diverse_IEA_2023_05_05 | 2023 | SMR CCS | Generation | Hydrogen | NY | Dispatch-Generation | VOM | 0 | [6 empty] | 0.889 | 0
LCP_Inputs_ON_Diverse_IEA_2023_05_05 | 2023 | SMR CCS | Generation | Hydrogen | ON | Dispatch-Generation | EmissionsCost | 0 | [6 empty] | 0.889 | 0
LCP_Inputs_ON_Diverse_IEA_2023_05_05 | 2023 | SMR CCS | Generation | Hydrogen | ON | Dispatch-Generation | FuelCost | 0 | [6 empty] | 0.889 | 0
LCP_Inputs_ON_Diverse_IEA_2023_05_05 | 2023 | SMR CCS | Generation | Hydrogen | ON | Dispatch-Generation | VOM | 0 | [6 empty] | 0.889 | 0
LCP_Inputs_ON_Diverse_IEA_2023_05_05 | 2023 | SMR CCS | Generation | Hydrogen | PJ | Dispatch-Generation | EmissionsCost | 0 | [6 empty] | 0.889 | 0
LCP_Inputs_ON_Diverse_IEA_2023_05_05 | 2023 | SMR CCS | Generation | Hydrogen | PJ | Dispatch-Generation | FuelCost | 0 | [6 empty] | 0.889 | 0
LCP_Inputs_ON_Diverse_IEA_2023_05_05 | 2023 | SMR CCS | Generation | Hydrogen | PJ | Dispatch-Generation | VOM | 0 | [6 empty] | 0.889 | 0
LCP_Inputs_ON_Diverse_IEA_2023_05_05 | 2023 | SMR CCS | Generation | Hydrogen | QC | Dispatch-Generation | EmissionsCost | 0 | [6 empty] | 0.889 | 0
LCP_Inputs_ON_Diverse_IEA_2023_05_05 | 2023 | SMR CCS | Generation | Hydrogen | QC | Dispatch-Generation | FuelCost | 0 | [6 empty] | 0.889 | 0
LCP_Inputs_ON_Diverse_IEA_2023_05_05 | 2023 | SMR CCS | Generation | Hydrogen | QC | Dispatch-Generation | VOM | 0 | [6 empty] | 0.889 | 0
LCP_Inputs_ON_Diverse_IEA_2023_05_05 | 2023 | SMR CCS | Generation | Hydrogen | WC | Dispatch-Generation | EmissionsCost | 0 | [6 empty] | 0.889 | 0
LCP_Inputs_ON_Diverse_IEA_2023_05_05 | 2023 | SMR CCS | Generation | Hydrogen | WC | Dispatch-Generation | FuelCost | 0 | [6 empty] | 0.889 | 0
LCP_Inputs_ON_Diverse_IEA_2023_05_05 | 2023 | SMR CCS | Generation | Hydrogen | WC | Dispatch-Generation | VOM | 0 | [6 empty] | 0.889 | 0
LCP_Inputs_ON_Diverse_IEA_2023_05_05 | 2023 | Solar PV | Generation | Electricity | MI | Dispatch-Generation | EmissionsCost | 0 | [6 empty] | 0.889 | 0
LCP_Inputs_ON_Diverse_IEA_2023_05_05 | 2023 | Solar PV | Generation | Electricity | MI | Dispatch-Generation | FuelCost | 0 | [6 empty] | 0.889 | 0
LCP_Inputs_ON_Diverse_IEA_2023_05_05 | 2023 | Solar PV | Generation | Electricity | MI | Dispatch-Generation | VOM | 0 | [6 empty] | 0.889 | 0
LCP_Inputs_ON_Diverse_IEA_2023_05_05 | 2023 | Solar PV | Generation | Electricity | NY | Dispatch-Generation | EmissionsCost | 0 | [6 empty] | 0.889 | 0
LCP_Inputs_ON_Diverse_IEA_2023_05_05 | 2023 | Solar PV | Generation | Electricity | NY | Dispatch-Generation | FuelCost | 0 | [6 empty] | 0.889 | 0
LCP_Inputs_ON_Diverse_IEA_2023_05_05 | 2023 | Solar PV | Generation | Electricity | NY | Dispatch-Generation | VOM | 0 | [6 empty] | 0.889 | 0
LCP_Inputs_ON_Diverse_IEA_2023_05_05 | 2023 | Solar PV | Generation | Electricity | ON | Dispatch-Generation | EmissionsCost | 0 | [6 empty] | 0.889 | 0
LCP_Inputs_ON_Diverse_IEA_2023_05_05 | 2023 | Solar PV | Generation | Electricity | ON | Dispatch-Generation | FuelCost | 0 | [6 empty] | 0.889 | 0
LCP_Inputs_ON_Diverse_IEA_2023_05_05 | 2023 | Solar PV | Generation | Electricity | ON | Dispatch-Generation | VOM | 0 | [6 empty] | 0.889 | 0
LCP_Inputs_ON_Diverse_IEA_2023_05_05 | 2023 | Solar PV | Generation | Electricity | PJ | Dispatch-Generation | EmissionsCost | 0 | [6 empty] | 0.889 | 0
LCP_Inputs_ON_Diverse_IEA_2023_05_05 | 2023 | Solar PV | Generation | Electricity | PJ | Dispatch-Generation | FuelCost | 0 | [6 empty] | 0.889 | 0
LCP_Inputs_ON_Diverse_IEA_2023_05_05 | 2023 | Solar PV | Generation | Electricity | PJ | Dispatch-Generation | VOM | 0 | [6 empty] | 0.889 | 0
LCP_Inputs_ON_Diverse_IEA_2023_05_05 | 2023 | Solar PV | Generation | Electricity | QC | Dispatch-Generation | EmissionsCost | 0 | [6 empty] | 0.889 | 0
LCP_Inputs_ON_Diverse_IEA_2023_05_05 | 2023 | Solar PV | Generation | Electricity | QC | Dispatch-Generation | FuelCost | 0 | [6 empty] | 0.889 | 0
LCP_Inputs_ON_Diverse_IEA_2023_05_05 | 2023 | Solar PV | Generation | Electricity | QC | Dispatch-Generation | VOM | 0 | [6 empty] | 0.889 | 0
LCP_Inputs_ON_Diverse_IEA_2023_05_05 | 2023 | Solar PV | Generation | Electricity | WC | Dispatch-Generation | EmissionsCost | 0 | [6 empty] | 0.889 | 0
LCP_Inputs_ON_Diverse_IEA_2023_05_05 | 2023 | Solar PV | Generation | Electricity | WC | Dispatch-Generation | FuelCost | 0 | [6 empty] | 0.889 | 0
LCP_Inputs_ON_Diverse_IEA_2023_05_05 | 2023 | Solar PV | Generation | Electricity | WC | Dispatch-Generation | VOM | 0 | [6 empty] | 0.889 | 0
LCP_Inputs_ON_Diverse_IEA_2023_05_05 | 2023 | Wind Offshore | Generation | Electricity | MI | Dispatch-Generation | EmissionsCost | 0 | [6 empty] | 0.889 | 0
LCP_Inputs_ON_Diverse_IEA_2023_05_05 | 2023 | Wind Offshore | Generation | Electricity | MI | Dispatch-Generation | FuelCost | 0 | [6 empty] | 0.889 | 0
LCP_Inputs_ON_Diverse_IEA_2023_05_05 | 2023 | Wind Offshore | Generation | Electricity | MI | Dispatch-Generation | VOM | 0 | [6 empty] | 0.889 | 0
LCP_Inputs_ON_Diverse_IEA_2023_05_05 | 2023 | Wind Offshore | Generation | Electricity | NY | Dispatch-Generation | EmissionsCost | 0 | [6 empty] | 0.889 | 0
LCP_Inputs_ON_Diverse_IEA_2023_05_05 | 2023 | Wind Offshore | Generation | Electricity | NY | Dispatch-Generation | FuelCost | 0 | [6 empty] | 0.889 | 0
LCP_Inputs_ON_Diverse_IEA_2023_05_05 | 2023 | Wind Offshore | Generation | Electricity | NY | Dispatch-Generation | VOM | 0 | [6 empty] | 0.889 | 0
LCP_Inputs_ON_Diverse_IEA_2023_05_05 | 2023 | Wind Offshore | Generation | Electricity | ON | Dispatch-Generation | EmissionsCost | 0 | [6 empty] | 0.889 | 0
LCP_Inputs_ON_Diverse_IEA_2023_05_05 | 2023 | Wind Offshore | Generation | Electricity | ON | Dispatch-Generation | FuelCost | 0 | [6 empty] | 0.889 | 0
LCP_Inputs_ON_Diverse_IEA_2023_05_05 | 2023 | Wind Offshore | Generation | Electricity | ON | Dispatch-Generation | VOM | 0 | [6 empty] | 0.889 | 0
LCP_Inputs_ON_Diverse_IEA_2023_05_05 | 2023 | Wind Offshore | Generation | Electricity | PJ | Dispatch-Generation | EmissionsCost | 0 | [6 empty] | 0.889 | 0
LCP_Inputs_ON_Diverse_IEA_2023_05_05 | 2023 | Wind Offshore | Generation | Electricity | PJ | Dispatch-Generation | FuelCost | 0 | [6 empty] | 0.889 | 0
LCP_Inputs_ON_Diverse_IEA_2023_05_05 | 2023 | Wind Offshore | Generation | Electricity | PJ | Dispatch-Generation | VOM | 0 | [6 empty] | 0.889 | 0
LCP_Inputs_ON_Diverse_IEA_2023_05_05 | 2023 | Wind Offshore | Generation | Electricity | QC | Dispatch-Generation | EmissionsCost | 0 | [6 empty] | 0.889 | 0
LCP_Inputs_ON_Diverse_IEA_2023_05_05 | 2023 | Wind Offshore | Generation | Electricity | QC | Dispatch-Generation | FuelCost | 0 | [6 empty] | 0.889 | 0
LCP_Inputs_ON_Diverse_IEA_2023_05_05 | 2023 | Wind Offshore | Generation | Electricity | QC | Dispatch-Generation | VOM | 0 | [6 empty] | 0.889 | 0
LCP_Inputs_ON_Diverse_IEA_2023_05_05 | 2023 | Wind Offshore | Generation | Electricity | WC | Dispatch-Generation | EmissionsCost | 0 | [6 empty] | 0.889 | 0
LCP_Inputs_ON_Diverse_IEA_2023_05_05 | 2023 | Wind Offshore | Generation | Electricity | WC | Dispatch-Generation | FuelCost | 0 | [6 empty] | 0.889 | 0
LCP_Inputs_ON_Diverse_IEA_2023_05_05 | 2023 | Wind Offshore | Generation | Electricity | WC | Dispatch-Generation | VOM | 0 | [6 empty] | 0.889 | 0
LCP_Inputs_ON_Diverse_IEA_2023_05_05 | 2023 | Wind Onshore | Generation | Electricity | MI | Dispatch-Generation | EmissionsCost | 0 | [6 empty] | 0.889 | 0
LCP_Inputs_ON_Diverse_IEA_2023_05_05 | 2023 | Wind Onshore | Generation | Electricity | MI | Dispatch-Generation | FuelCost | 0 | [6 empty] | 0.889 | 0
LCP_Inputs_ON_Diverse_IEA_2023_05_05 | 2023 | Wind Onshore | Generation | Electricity | MI | Dispatch-Generation | VOM | 0 | [6 empty] | 0.889 | 0
LCP_Inputs_ON_Diverse_IEA_2023_05_05 | 2023 | Wind Onshore | Generation | Electricity | NY | Dispatch-Generation | EmissionsCost | 0 | [6 empty] | 0.889 | 0
LCP_Inputs_ON_Diverse_IEA_2023_05_05 | 2023 | Wind Onshore | Generation | Electricity | NY | Dispatch-Generation | FuelCost | 0 | [6 empty] | 0.889 | 0
LCP_Inputs_ON_Diverse_IEA_2023_05_05 | 2023 | Wind Onshore | Generation | Electricity | NY | Dispatch-Generation | VOM | 0 | [6 empty] | 0.889 | 0
LCP_Inputs_ON_Diverse_IEA_2023_05_05 | 2023 | Wind Onshore | Generation | Electricity | ON | Dispatch-Generation | EmissionsCost | 0 | [6 empty] | 0.889 | 0
LCP_Inputs_ON_Diverse_IEA_2023_05_05 | 2023 | Wind Onshore | Generation | Electricity | ON | Dispatch-Generation | FuelCost | 0 | [6 empty] | 0.889 | 0
LCP_Inputs_ON_Diverse_IEA_2023_05_05 | 2023 | Wind Onshore | Generation | Electricity | ON | Dispatch-Generation | VOM | 0 | [6 empty] | 0.889 | 0
LCP_Inputs_ON_Diverse_IEA_2023_05_05 | 2023 | Wind Onshore | Generation | Electricity | PJ | Dispatch-Generation | EmissionsCost | 0 | [6 empty] | 0.889 | 0
LCP_Inputs_ON_Diverse_IEA_2023_05_05 | 2023 | Wind Onshore | Generation | Electricity | PJ | Dispatch-Generation | FuelCost | 0 | [6 empty] | 0.889 | 0
LCP_Inputs_ON_Diverse_IEA_2023_05_05 | 2023 | Wind Onshore | Generation | Electricity | PJ | Dispatch-Generation | VOM | 0 | [6 empty] | 0.889 | 0
LCP_Inputs_ON_Diverse_IEA_2023_05_05 | 2023 | Wind Onshore | Generation | Electricity | QC | Dispatch-Generation | EmissionsCost | 0 | [6 empty] | 0.889 | 0
LCP_Inputs_ON_Diverse_IEA_2023_05_05 | 2023 | Wind Onshore | Generation | Electricity | QC | Dispatch-Generation | FuelCost | 0 | [6 empty] | 0.889 | 0
LCP_Inputs_ON_Diverse_IEA_2023_05_05 | 2023 | Wind Onshore | Generation | Electricity | QC | Dispatch-Generation | VOM | 0 | [6 empty] | 0.889 | 0
LCP_Inputs_ON_Diverse_IEA_2023_05_05 | 2023 | Wind Onshore | Generation | Electricity | WC | Dispatch-Generation | EmissionsCost | 0 | [6 empty] | 0.889 | 0
LCP_Inputs_ON_Diverse_IEA_2023_05_05 | 2023 | Wind Onshore | Generation | Electricity | WC | Dispatch-Generation | FuelCost | 0 | [6 empty] | 0.889 | 0
LCP_Inputs_ON_Diverse_IEA_2023_05_05 | 2023 | Wind Onshore | Generation | Electricity | WC | Dispatch-Generation | VOM | 0 | [6 empty] | 0.889 | 0
LCP_Inputs_ON_Diverse_IEA_2023_05_05 | 2024 | Anaerobic Digestion | Generation | Methane | MI | Dispatch-Generation | EmissionsCost | 0 | [6 empty] | 0.8548 | 0
LCP_Inputs_ON_Diverse_IEA_2023_05_05 | 2024 | Anaerobic Digestion | Generation | Methane | MI | Dispatch-Generation | FuelCost | 0 | [6 empty] | 0.8548 | 0
LCP_Inputs_ON_Diverse_IEA_2023_05_05 | 2024 | Anaerobic Digestion | Generation | Methane | MI | Dispatch-Generation | VOM | 0 | [6 empty] | 0.8548 | 0
LCP_Inputs_ON_Diverse_IEA_2023_05_05 | 2024 | Anaerobic Digestion | Generation | Methane | NY | Dispatch-Generation | EmissionsCost | 0 | [6 empty] | 0.8548 | 0
LCP_Inputs_ON_Diverse_IEA_2023_05_05 | 2024 | Anaerobic Digestion | Generation | Methane | NY | Dispatch-Generation | FuelCost | 0 | [6 empty] | 0.8548 | 0
LCP_Inputs_ON_Diverse_IEA_2023_05_05 | 2024 | Anaerobic Digestion | Generation | Methane | NY | Dispatch-Generation | VOM | 0 | [6 empty] | 0.8548 | 0
LCP_Inputs_ON_Diverse_IEA_2023_05_05 | 2024 | Anaerobic Digestion | Generation | Methane | ON | Dispatch-Generation | EmissionsCost | 0 | [6 empty] | 0.8548 | 0
LCP_Inputs_ON_Diverse_IEA_2023_05_05 | 2024 | Anaerobic Digestion | Generation | Methane | ON | Dispatch-Generation | FuelCost | 0 | [6 empty] | 0.8548 | 0
LCP_Inputs_ON_Diverse_IEA_2023_05_05 | 2024 | Anaerobic Digestion | Generation | Methane | ON | Dispatch-Generation | VOM | 0 | [6 empty] | 0.8548 | 0
LCP_Inputs_ON_Diverse_IEA_2023_05_05 | 2024 | Anaerobic Digestion | Generation | Methane | PJ | Dispatch-Generation | EmissionsCost | 0 | [6 empty] | 0.8548 | 0
LCP_Inputs_ON_Diverse_IEA_2023_05_05 | 2024 | Anaerobic Digestion | Generation | Methane | PJ | Dispatch-Generation | FuelCost | 0 | [6 empty] | 0.8548 | 0
LCP_Inputs_ON_Diverse_IEA_2023_05_05 | 2024 | Anaerobic Digestion | Generation | Methane | PJ | Dispatch-Generation | VOM | 0 | [6 empty] | 0.8548 | 0
LCP_Inputs_ON_Diverse_IEA_2023_05_05 | 2024 | Anaerobic Digestion | Generation | Methane | QC | Dispatch-Generation | EmissionsCost | 0 | [6 empty] | 0.8548 | 0
LCP_Inputs_ON_Diverse_IEA_2023_05_05 | 2024 | Anaerobic Digestion | Generation | Methane | QC | Dispatch-Generation | FuelCost | 0 | [6 empty] | 0.8548 | 0
LCP_Inputs_ON_Diverse_IEA_2023_05_05 | 2024 | Anaerobic Digestion | Generation | Methane | QC | Dispatch-Generation | VOM | 0 | [6 empty] | 0.8548 | 0
LCP_Inputs_ON_Diverse_IEA_2023_05_05 | 2024 | Anaerobic Digestion | Generation | Methane | WC | Dispatch-Generation | EmissionsCost | 0 | [6 empty] | 0.8548 | 0
LCP_Inputs_ON_Diverse_IEA_2023_05_05 | 2024 | Anaerobic Digestion | Generation | Methane | WC | Dispatch-Generation | FuelCost | 0 | [6 empty] | 0.8548 | 0
LCP_Inputs_ON_Diverse_IEA_2023_05_05 | 2024 | Anaerobic Digestion | Generation | Methane | WC | Dispatch-Generation | VOM | 0 | [6 empty] | 0.8548 | 0
LCP_Inputs_ON_Diverse_IEA_2023_05_05 | 2024 | Battery Storage | Storage | Electricity | MI | Dispatch-Storage | EmissionsCost | 0 | [6 empty] | 0.8548 | 0
LCP_Inputs_ON_Diverse_IEA_2023_05_05 | 2024 | Battery Storage | Storage | Electricity | MI | Dispatch-Storage | FuelCost | 0 | [6 empty] | 0.8548 | 0
LCP_Inputs_ON_Diverse_IEA_2023_05_05 | 2024 | Battery Storage | Storage | Electricity | MI | Dispatch-Storage | VOM | 0 | [6 empty] | 0.8548 | 0
LCP_Inputs_ON_Diverse_IEA_2023_05_05 | 2024 | Battery Storage | Storage | Electricity | NY | Dispatch-Storage | EmissionsCost | 0 | [6 empty] | 0.8548 | 0
LCP_Inputs_ON_Diverse_IEA_2023_05_05 | 2024 | Battery Storage | Storage | Electricity | NY | Dispatch-Storage | FuelCost | 0 | [6 empty] | 0.8548 | 0
LCP_Inputs_ON_Diverse_IEA_2023_05_05 | 2024 | Battery Storage | Storage | Electricity | NY | Dispatch-Storage | VOM | 0 | [6 empty] | 0.8548 | 0
LCP_Inputs_ON_Diverse_IEA_2023_05_05 | 2024 | Battery Storage | Storage | Electricity | ON | Dispatch-Storage | EmissionsCost | 0 | [6 empty] | 0.8548 | 0
LCP_Inputs_ON_Diverse_IEA_2023_05_05 | 2024 | Battery Storage | Storage | Electricity | ON | Dispatch-Storage | FuelCost | 0 | [6 empty] | 0.8548 | 0
LCP_Inputs_ON_Diverse_IEA_2023_05_05 | 2024 | Battery Storage | Storage | Electricity | ON | Dispatch-Storage | VOM | 0 | [6 empty] | 0.8548 | 0
LCP_Inputs_ON_Diverse_IEA_2023_05_05 | 2024 | Battery Storage | Storage | Electricity | PJ | Dispatch-Storage | EmissionsCost | 0 | [6 empty] | 0.8548 | 0
LCP_Inputs_ON_Diverse_IEA_2023_05_05 | 2024 | Battery Storage | Storage | Electricity | PJ | Dispatch-Storage | FuelCost | 0 | [6 empty] | 0.8548 | 0
LCP_Inputs_ON_Diverse_IEA_2023_05_05 | 2024 | Battery Storage | Storage | Electricity | PJ | Dispatch-Storage | VOM | 0 | [6 empty] | 0.8548 | 0
LCP_Inputs_ON_Diverse_IEA_2023_05_05 | 2024 | Battery Storage | Storage | Electricity | QC | Dispatch-Storage | EmissionsCost | 0 | [6 empty] | 0.8548 | 0
LCP_Inputs_ON_Diverse_IEA_2023_05_05 | 2024 | Battery Storage | Storage | Electricity | QC | Dispatch-Storage | FuelCost | 0 | [6 empty] | 0.8548 | 0
LCP_Inputs_ON_Diverse_IEA_2023_05_05 | 2024 | Battery Storage | Storage | Electricity | QC | Dispatch-Storage | VOM | 0 | [6 empty] | 0.8548 | 0
LCP_Inputs_ON_Diverse_IEA_2023_05_05 | 2024 | Battery Storage | Storage | Electricity | WC | Dispatch-Storage | EmissionsCost | 0 | [6 empty] | 0.8548 | 0
LCP_Inputs_ON_Diverse_IEA_2023_05_05 | 2024 | Battery Storage | Storage | Electricity | WC | Dispatch-Storage | FuelCost | 0 | [6 empty] | 0.8548 | 0
LCP_Inputs_ON_Diverse_IEA_2023_05_05 | 2024 | Battery Storage | Storage | Electricity | WC | Dispatch-Storage | VOM | 0 | [6 empty] | 0.8548 | 0
LCP_Inputs_ON_Diverse_IEA_2023_05_05 | 2024 | Biomass | Generation | Electricity | MI | Dispatch-Generation | EmissionsCost | 0 | [6 empty] | 0.8548 | 0
LCP_Inputs_ON_Diverse_IEA_2023_05_05 | 2024 | Biomass | Generation | Electricity | MI | Dispatch-Generation | FuelCost | 0 | [6 empty] | 0.8548 | 0
LCP_Inputs_ON_Diverse_IEA_2023_05_05 | 2024 | Biomass | Generation | Electricity | MI | Dispatch-Generation | VOM | 0 | [6 empty] | 0.8548 | 0
LCP_Inputs_ON_Diverse_IEA_2023_05_05 | 2024 | Biomass | Generation | Electricity | NY | Dispatch-Generation | EmissionsCost | 0 | [6 empty] | 0.8548 | 0
LCP_Inputs_ON_Diverse_IEA_2023_05_05 | 2024 | Biomass | Generation | Electricity | NY | Dispatch-Generation | FuelCost | 0 | [6 empty] | 0.8548 | 0
LCP_Inputs_ON_Diverse_IEA_2023_05_05 | 2024 | Biomass | Generation | Electricity | NY | Dispatch-Generation | VOM | 0 | [6 empty] | 0.8548 | 0
LCP_Inputs_ON_Diverse_IEA_2023_05_05 | 2024 | Biomass | Generation | Electricity | ON | Dispatch-Generation | EmissionsCost | 0 | [6 empty] | 0.8548 | 0
LCP_Inputs_ON_Diverse_IEA_2023_05_05 | 2024 | Biomass | Generation | Electricity | ON | Dispatch-Generation | FuelCost | 0 | [6 empty] | 0.8548 | 0
LCP_Inputs_ON_Diverse_IEA_2023_05_05 | 2024 | Biomass | Generation | Electricity | ON | Dispatch-Generation | VOM | 0 | [6 empty] | 0.8548 | 0
LCP_Inputs_ON_Diverse_IEA_2023_05_05 | 2024 | Biomass | Generation | Electricity | PJ | Dispatch-Generation | EmissionsCost | 0 | [6 empty] | 0.8548 | 0
LCP_Inputs_ON_Diverse_IEA_2023_05_05 | 2024 | Biomass | Generation | Electricity | PJ | Dispatch-Generation | FuelCost | 0 | [6 empty] | 0.8548 | 0
LCP_Inputs_ON_Diverse_IEA_2023_05_05 | 2024 | Biomass | Generation | Electricity | PJ | Dispatch-Generation | VOM | 0 | [6 empty] | 0.8548 | 0
LCP_Inputs_ON_Diverse_IEA_2023_05_05 | 2024 | Biomass | Generation | Electricity | QC | Dispatch-Generation | EmissionsCost | 0 | [6 empty] | 0.8548 | 0
LCP_Inputs_ON_Diverse_IEA_2023_05_05 | 2024 | Biomass | Generation | Electricity | QC | Dispatch-Generation | FuelCost | 0 | [6 empty] | 0.8548 | 0
LCP_Inputs_ON_Diverse_IEA_2023_05_05 | 2024 | Biomass | Generation | Electricity | QC | Dispatch-Generation | VOM | 0 | [6 empty] | 0.8548 | 0
LCP_Inputs_ON_Diverse_IEA_2023_05_05 | 2024 | Biomass | Generation | Electricity | WC | Dispatch-Generation | EmissionsCost | 0 | [6 empty] | 0.8548 | 0
LCP_Inputs_ON_Diverse_IEA_2023_05_05 | 2024 | Biomass | Generation | Electricity | WC | Dispatch-Generation | FuelCost | 0 | [6 empty] | 0.8548 | 0
LCP_Inputs_ON_Diverse_IEA_2023_05_05 | 2024 | Biomass | Generation | Electricity | WC | Dispatch-Generation | VOM | 0 | [6 empty] | 0.8548 | 0
LCP_Inputs_ON_Diverse_IEA_2023_05_05 | 2024 | Biomass + CCS | Generation | Electricity | MI | Dispatch-Generation | EmissionsCost | 0 | [6 empty] | 0.8548 | 0
LCP_Inputs_ON_Diverse_IEA_2023_05_05 | 2024 | Biomass + CCS | Generation | Electricity | MI | Dispatch-Generation | FuelCost | 0 | [6 empty] | 0.8548 | 0
LCP_Inputs_ON_Diverse_IEA_2023_05_05 | 2024 | Biomass + CCS | Generation | Electricity | MI | Dispatch-Generation | VOM | 0 | [6 empty] | 0.8548 | 0
LCP_Inputs_ON_Diverse_IEA_2023_05_05 | 2024 | Biomass + CCS | Generation | Electricity | NY | Dispatch-Generation | EmissionsCost | 0 | [6 empty] | 0.8548 | 0
LCP_Inputs_ON_Diverse_IEA_2023_05_05 | 2024 | Biomass + CCS | Generation | Electricity | NY | Dispatch-Generation | FuelCost | 0 | [6 empty] | 0.8548 | 0
LCP_Inputs_ON_Diverse_IEA_2023_05_05 | 2024 | Biomass + CCS | Generation | Electricity | NY | Dispatch-Generation | VOM | 0 | [6 empty] | 0.8548 | 0
LCP_Inputs_ON_Diverse_IEA_2023_05_05 | 2024 | Biomass + CCS | Generation | Electricity | ON | Dispatch-Generation | EmissionsCost | 0 | [6 empty] | 0.8548 | 0
LCP_Inputs_ON_Diverse_IEA_2023_05_05 | 2024 | Biomass + CCS | Generation | Electricity | ON | Dispatch-Generation | FuelCost | 0 | [6 empty] | 0.8548 | 0
LCP_Inputs_ON_Diverse_IEA_2023_05_05 | 2024 | Biomass + CCS | Generation | Electricity | ON | Dispatch-Generation | VOM | 0 | [6 empty] | 0.8548 | 0
LCP_Inputs_ON_Diverse_IEA_2023_05_05 | 2024 | Biomass + CCS | Generation | Electricity | PJ | Dispatch-Generation | EmissionsCost | 0 | [6 empty] | 0.8548 | 0
LCP_Inputs_ON_Diverse_IEA_2023_05_05 | 2024 | Biomass + CCS | Generation | Electricity | PJ | Dispatch-Generation | FuelCost | 0 | [6 empty] | 0.8548 | 0
LCP_Inputs_ON_Diverse_IEA_2023_05_05 | 2024 | Biomass + CCS | Generation | Electricity | PJ | Dispatch-Generation | VOM | 0 | [6 empty] | 0.8548 | 0
LCP_Inputs_ON_Diverse_IEA_2023_05_05 | 2024 | Biomass + CCS | Generation | Electricity | QC | Dispatch-Generation | EmissionsCost | 0 | [6 empty] | 0.8548 | 0
LCP_Inputs_ON_Diverse_IEA_2023_05_05 | 2024 | Biomass + CCS | Generation | Electricity | QC | Dispatch-Generation | FuelCost | 0 | [6 empty] | 0.8548 | 0
LCP_Inputs_ON_Diverse_IEA_2023_05_05 | 2024 | Biomass + CCS | Generation | Electricity | QC | Dispatch-Generation | VOM | 0 | [6 empty] | 0.8548 | 0
LCP_Inputs_ON_Diverse_IEA_2023_05_05 | 2024 | Biomass + CCS | Generation | Electricity | WC | Dispatch-Generation | EmissionsCost | 0 | [6 empty] | 0.8548 | 0
LCP_Inputs_ON_Diverse_IEA_2023_05_05 | 2024 | Biomass + CCS | Generation | Electricity | WC | Dispatch-Generation | FuelCost | 0 | [6 empty] | 0.8548 | 0
LCP_Inputs_ON_Diverse_IEA_2023_05_05 | 2024 | Biomass + CCS | Generation | Electricity | WC | Dispatch-Generation | VOM | 0 | [6 empty] | 0.8548 | 0
LCP_Inputs_ON_Diverse_IEA_2023_05_05 | 2024 | CH4 + CCS | Generation | Methane | MI | Dispatch-Generation | EmissionsCost | 0 | [6 empty] | 0.8548 | 0
LCP_Inputs_ON_Diverse_IEA_2023_05_05 | 2024 | CH4 + CCS | Generation | Methane | MI | Dispatch-Generation | FuelCost | 0 | [6 empty] | 0.8548 | 0
LCP_Inputs_ON_Diverse_IEA_2023_05_05 | 2024 | CH4 + CCS | Generation | Methane | MI | Dispatch-Generation | VOM | 0 | [6 empty] | 0.8548 | 0
LCP_Inputs_ON_Diverse_IEA_2023_05_05 | 2024 | CH4 + CCS | Generation | Methane | NY | Dispatch-Generation | EmissionsCost | 0 | [6 empty] | 0.8548 | 0
LCP_Inputs_ON_Diverse_IEA_2023_05_05 | 2024 | CH4 + CCS | Generation | Methane | NY | Dispatch-Generation | FuelCost | 0 | [6 empty] | 0.8548 | 0
LCP_Inputs_ON_Diverse_IEA_2023_05_05 | 2024 | CH4 + CCS | Generation | Methane | NY | Dispatch-Generation | VOM | 0 | [6 empty] | 0.8548 | 0
LCP_Inputs_ON_Diverse_IEA_2023_05_05 | 2024 | CH4 + CCS | Generation | Methane | ON | Dispatch-Generation | EmissionsCost | 0 | [6 empty] | 0.8548 | 0
LCP_Inputs_ON_Diverse_IEA_2023_05_05 | 2024 | CH4 + CCS | Generation | Methane | ON | Dispatch-Generation | FuelCost | 0 | [6 empty] | 0.8548 | 0
LCP_Inputs_ON_Diverse_IEA_2023_05_05 | 2024 | CH4 + CCS | Generation | Methane | ON | Dispatch-Generation | VOM | 0 | [6 empty] | 0.8548 | 0
LCP_Inputs_ON_Diverse_IEA_2023_05_05 | 2024 | CH4 + CCS | Generation | Methane | PJ | Dispatch-Generation | EmissionsCost | 0 | [6 empty] | 0.8548 | 0
LCP_Inputs_ON_Diverse_IEA_2023_05_05 | 2024 | CH4 + CCS | Generation | Methane | PJ | Dispatch-Generation | FuelCost | 0 | [6 empty] | 0.8548 | 0
LCP_Inputs_ON_Diverse_IEA_2023_05_05 | 2024 | CH4 + CCS | Generation | Methane | PJ | Dispatch-Generation | VOM | 0 | [6 empty] | 0.8548 | 0
LCP_Inputs_ON_Diverse_IEA_2023_05_05 | 2024 | CH4 + CCS | Generation | Methane | QC | Dispatch-Generation | EmissionsCost | 0 | [6 empty] | 0.8548 | 0
LCP_Inputs_ON_Diverse_IEA_2023_05_05 | 2024 | CH4 + CCS | Generation | Methane | QC | Dispatch-Generation | FuelCost | 0 | [6 empty] | 0.8548 | 0
LCP_Inputs_ON_Diverse_IEA_2023_05_05 | 2024 | CH4 + CCS | Generation | Methane | QC | Dispatch-Generation | VOM | 0 | [6 empty] | 0.8548 | 0
LCP_Inputs_ON_Diverse_IEA_2023_05_05 | 2024 | CH4 + CCS | Generation | Methane | WC | Dispatch-Generation | EmissionsCost | 0 | [6 empty] | 0.8548 | 0
LCP_Inputs_ON_Diverse_IEA_2023_05_05 | 2024 | CH4 + CCS | Generation | Methane | WC | Dispatch-Generation | FuelCost | 0 | [6 empty] | 0.8548 | 0
LCP_Inputs_ON_Diverse_IEA_2023_05_05 | 2024 | CH4 + CCS | Generation | Methane | WC | Dispatch-Generation | VOM | 0 | [6 empty] | 0.8548 | 0
LCP_Inputs_ON_Diverse_IEA_2023_05_05 | 2024 | CH4 Import - NY 2020 | Import | Methane | MI | Dispatch-Import | EmissionsCost | 0 | [6 empty] | 0.8548 | 0
LCP_Inputs_ON_Diverse_IEA_2023_05_05 | 2024 | CH4 Import - NY 2020 | Import | Methane | MI | Dispatch-Import | FuelCost | 0 | [6 empty] | 0.8548 | 0
LCP_Inputs_ON_Diverse_IEA_2023_05_05 | 2024 | CH4 Import - NY 2020 | Import | Methane | MI | Dispatch-Import | VOM | 0 | [6 empty] | 0.8548 | 0
LCP_Inputs_ON_Diverse_IEA_2023_05_05 | 2024 | CH4 Import - NY 2020 | Import | Methane | NY | Dispatch-Import | EmissionsCost | 282343065.1873 | [6 empty] | 0.8548 | 241348035.4302
LCP_Inputs_ON_Diverse_IEA_2023_05_05 | 2024 | CH4 Import - NY 2020 | Import | Methane | NY | Dispatch-Import | FuelCost | 407790143.0843 | [6 empty] | 0.8548 | 348580723.369
LCP_Inputs_ON_Diverse_IEA_2023_05_05 | 2024 | CH4 Import - NY 2020 | Import | Methane | NY | Dispatch-Import | VOM | 0 | [6 empty] | 0.8548 | 0
LCP_Inputs_ON_Diverse_IEA_2023_05_05 | 2024 | CH4 Import - NY 2020 | Import | Methane | ON | Dispatch-Import | EmissionsCost | 0 | [6 empty] | 0.8548 | 0
LCP_Inputs_ON_Diverse_IEA_2023_05_05 | 2024 | CH4 Import - NY 2020 | Import | Methane | ON | Dispatch-Import | FuelCost | 0 | [6 empty] | 0.8548 | 0
LCP_Inputs_ON_Diverse_IEA_2023_05_05 | 2024 | CH4 Import - NY 2020 | Import | Methane | ON | Dispatch-Import | VOM | 0 | [6 empty] | 0.8548 | 0
LCP_Inputs_ON_Diverse_IEA_2023_05_05 | 2024 | CH4 Import - NY 2020 | Import | Methane | PJ | Dispatch-Import | EmissionsCost | 0 | [6 empty] | 0.8548 | 0
LCP_Inputs_ON_Diverse_IEA_2023_05_05 | 2024 | CH4 Import - NY 2020 | Import | Methane | PJ | Dispatch-Import | FuelCost | 0 | [6 empty] | 0.8548 | 0
LCP_Inputs_ON_Diverse_IEA_2023_05_05 | 2024 | CH4 Import - NY 2020 | Import | Methane | PJ | Dispatch-Import | VOM | 0 | [6 empty] | 0.8548 | 0
LCP_Inputs_ON_Diverse_IEA_2023_05_05 | 2024 | CH4 Import - NY 2020 | Import | Methane | QC | Dispatch-Import | EmissionsCost | 0 | [6 empty] | 0.8548 | 0
LCP_Inputs_ON_Diverse_IEA_2023_05_05 | 2024 | CH4 Import - NY 2020 | Import | Methane | QC | Dispatch-Import | FuelCost | 0 | [6 empty] | 0.8548 | 0
LCP_Inputs_ON_Diverse_IEA_2023_05_05 | 2024 | CH4 Import - NY 2020 | Import | Methane | QC | Dispatch-Import | VOM | 0 | [6 empty] | 0.8548 | 0
LCP_Inputs_ON_Diverse_IEA_2023_05_05 | 2024 | CH4 Import - NY 2020 | Import | Methane | WC | Dispatch-Import | EmissionsCost | 0 | [6 empty] | 0.8548 | 0
LCP_Inputs_ON_Diverse_IEA_2023_05_05 | 2024 | CH4 Import - NY 2020 | Import | Methane | WC | Dispatch-Import | FuelCost | 0 | [6 empty] | 0.8548 | 0
LCP_Inputs_ON_Diverse_IEA_2023_05_05 | 2024 | CH4 Import - NY 2020 | Import | Methane | WC | Dispatch-Import | VOM | 0 | [6 empty] | 0.8548 | 0
LCP_Inputs_ON_Diverse_IEA_2023_05_05 | 2024 | CH4 Import - NY 2030 | Import | Methane | MI | Dispatch-Import | EmissionsCost | 0 | [6 empty] | 0.8548 | 0
LCP_Inputs_ON_Diverse_IEA_2023_05_05 | 2024 | CH4 Import - NY 2030 | Import | Methane | MI | Dispatch-Import | FuelCost | 0 | [6 empty] | 0.8548 | 0
LCP_Inputs_ON_Diverse_IEA_2023_05_05 | 2024 | CH4 Import - NY 2030 | Import | Methane | MI | Dispatch-Import | VOM | 0 | [6 empty] | 0.8548 | 0
LCP_Inputs_ON_Diverse_IEA_2023_05_05 | 2024 | CH4 Import - NY 2030 | Import | Methane | NY | Dispatch-Import | EmissionsCost | 0 | [6 empty] | 0.8548 | 0
LCP_Inputs_ON_Diverse_IEA_2023_05_05 | 2024 | CH4 Import - NY 2030 | Import | Methane | NY | Dispatch-Import | FuelCost | 0 | [6 empty] | 0.8548 | 0
LCP_Inputs_ON_Diverse_IEA_2023_05_05 | 2024 | CH4 Import - NY 2030 | Import | Methane | NY | Dispatch-Import | VOM | 0 | [6 empty] | 0.8548 | 0
LCP_Inputs_ON_Diverse_IEA_2023_05_05 | 2024 | CH4 Import - NY 2030 | Import | Methane | ON | Dispatch-Import | EmissionsCost | 0 | [6 empty] | 0.8548 | 0
LCP_Inputs_ON_Diverse_IEA_2023_05_05 | 2024 | CH4 Import - NY 2030 | Import | Methane | ON | Dispatch-Import | FuelCost | 0 | [6 empty] | 0.8548 | 0
LCP_Inputs_ON_Diverse_IEA_2023_05_05 | 2024 | CH4 Import - NY 2030 | Import | Methane | ON | Dispatch-Import | VOM | 0 | [6 empty] | 0.8548 | 0
LCP_Inputs_ON_Diverse_IEA_2023_05_05 | 2024 | CH4 Import - NY 2030 | Import | Methane | PJ | Dispatch-Import | EmissionsCost | 0 | [6 empty] | 0.8548 | 0
LCP_Inputs_ON_Diverse_IEA_2023_05_05 | 2024 | CH4 Import - NY 2030 | Import | Methane | PJ | Dispatch-Import | FuelCost | 0 | [6 empty] | 0.8548 | 0
LCP_Inputs_ON_Diverse_IEA_2023_05_05 | 2024 | CH4 Import - NY 2030 | Import | Methane | PJ | Dispatch-Import | VOM | 0 | [6 empty] | 0.8548 | 0
LCP_Inputs_ON_Diverse_IEA_2023_05_05 | 2024 | CH4 Import - NY 2030 | Import | Methane | QC | Dispatch-Import | EmissionsCost | 0 | [6 empty] | 0.8548 | 0
LCP_Inputs_ON_Diverse_IEA_2023_05_05 | 2024 | CH4 Import - NY 2030 | Import | Methane | QC | Dispatch-Import | FuelCost | 0 | [6 empty] | 0.8548 | 0
LCP_Inputs_ON_Diverse_IEA_2023_05_05 | 2024 | CH4 Import - NY 2030 | Import | Methane | QC | Dispatch-Import | VOM | 0 | [6 empty] | 0.8548 | 0
LCP_Inputs_ON_Diverse_IEA_2023_05_05 | 2024 | CH4 Import - NY 2030 | Import | Methane | WC | Dispatch-Import | EmissionsCost | 0 | [6 empty] | 0.8548 | 0
LCP_Inputs_ON_Diverse_IEA_2023_05_05 | 2024 | CH4 Import - NY 2030 | Import | Methane | WC | Dispatch-Import | FuelCost | 0 | [6 empty] | 0.8548 | 0
LCP_Inputs_ON_Diverse_IEA_2023_05_05 | 2024 | CH4 Import - NY 2030 | Import | Methane | WC | Dispatch-Import | VOM | 0 | [6 empty] | 0.8548 | 0
LCP_Inputs_ON_Diverse_IEA_2023_05_05 | 2024 | CH4 Import - NY 2040 | Import | Methane | MI | Dispatch-Import | EmissionsCost | 0 | [6 empty] | 0.8548 | 0
LCP_Inputs_ON_Diverse_IEA_2023_05_05 | 2024 | CH4 Import - NY 2040 | Import | Methane | MI | Dispatch-Import | FuelCost | 0 | [6 empty] | 0.8548 | 0
LCP_Inputs_ON_Diverse_IEA_2023_05_05 | 2024 | CH4 Import - NY 2040 | Import | Methane | MI | Dispatch-Import | VOM | 0 | [6 empty] | 0.8548 | 0
LCP_Inputs_ON_Diverse_IEA_2023_05_05 | 2024 | CH4 Import - NY 2040 | Import | Methane | NY | Dispatch-Import | EmissionsCost | 0 | [6 empty] | 0.8548 | 0
LCP_Inputs_ON_Diverse_IEA_2023_05_05 | 2024 | CH4 Import - NY 2040 | Import | Methane | NY | Dispatch-Import | FuelCost | 0 | [6 empty] | 0.8548 | 0
LCP_Inputs_ON_Diverse_IEA_2023_05_05 | 2024 | CH4 Import - NY 2040 | Import | Methane | NY | Dispatch-Import | VOM | 0 | [6 empty] | 0.8548 | 0
LCP_Inputs_ON_Diverse_IEA_2023_05_05 | 2024 | CH4 Import - NY 2040 | Import | Methane | ON | Dispatch-Import | EmissionsCost | 0 | [6 empty] | 0.8548 | 0
LCP_Inputs_ON_Diverse_IEA_2023_05_05 | 2024 | CH4 Import - NY 2040 | Import | Methane | ON | Dispatch-Import | FuelCost | 0 | [6 empty] | 0.8548 | 0
LCP_Inputs_ON_Diverse_IEA_2023_05_05 | 2024 | CH4 Import - NY 2040 | Import | Methane | ON | Dispatch-Import | VOM | 0 | [6 empty] | 0.8548 | 0
LCP_Inputs_ON_Diverse_IEA_2023_05_05 | 2024 | CH4 Import - NY 2040 | Import | Methane | PJ | Dispatch-Import | EmissionsCost | 0 | [6 empty] | 0.8548 | 0
LCP_Inputs_ON_Diverse_IEA_2023_05_05 | 2024 | CH4 Import - NY 2040 | Import | Methane | PJ | Dispatch-Import | FuelCost | 0 | [6 empty] | 0.8548 | 0
LCP_Inputs_ON_Diverse_IEA_2023_05_05 | 2024 | CH4 Import - NY 2040 | Import | Methane | PJ | Dispatch-Import | VOM | 0 | [6 empty] | 0.8548 | 0
LCP_Inputs_ON_Diverse_IEA_2023_05_05 | 2024 | CH4 Import - NY 2040 | Import | Methane | QC | Dispatch-Import | EmissionsCost | 0 | [6 empty] | 0.8548 | 0
LCP_Inputs_ON_Diverse_IEA_2023_05_05 | 2024 | CH4 Import - NY 2040 | Import | Methane | QC | Dispatch-Import | FuelCost | 0 | [6 empty] | 0.8548 | 0
LCP_Inputs_ON_Diverse_IEA_2023_05_05 | 2024 | CH4 Import - NY 2040 | Import | Methane | QC | Dispatch-Import | VOM | 0 | [6 empty] | 0.8548 | 0
LCP_Inputs_ON_Diverse_IEA_2023_05_05 | 2024 | CH4 Import - NY 2040 | Import | Methane | WC | Dispatch-Import | EmissionsCost | 0 | [6 empty] | 0.8548 | 0
LCP_Inputs_ON_Diverse_IEA_2023_05_05 | 2024 | CH4 Import - NY 2040 | Import | Methane | WC | Dispatch-Import | FuelCost | 0 | [6 empty] | 0.8548 | 0
LCP_Inputs_ON_Diverse_IEA_2023_05_05 | 2024 | CH4 Import - NY 2040 | Import | Methane | WC | Dispatch-Import | VOM | 0 | [6 empty] | 0.8548 | 0
LCP_Inputs_ON_Diverse_IEA_2023_05_05 | 2024 | CH4 Import - NY 2050 | Import | Methane | MI | Dispatch-Import | EmissionsCost | 0 | [6 empty] | 0.8548 | 0
LCP_Inputs_ON_Diverse_IEA_2023_05_05 | 2024 | CH4 Import - NY 2050 | Import | Methane | MI | Dispatch-Import | FuelCost | 0 | [6 empty] | 0.8548 | 0
LCP_Inputs_ON_Diverse_IEA_2023_05_05 | 2024 | CH4 Import - NY 2050 | Import | Methane | MI | Dispatch-Import | VOM | 0 | [6 empty] | 0.8548 | 0
LCP_Inputs_ON_Diverse_IEA_2023_05_05 | 2024 | CH4 Import - NY 2050 | Import | Methane | NY | Dispatch-Import | EmissionsCost | 0 | [6 empty] | 0.8548 | 0
LCP_Inputs_ON_Diverse_IEA_2023_05_05 | 2024 | CH4 Import - NY 2050 | Import | Methane | NY | Dispatch-Import | FuelCost | 0 | [6 empty] | 0.8548 | 0
LCP_Inputs_ON_Diverse_IEA_2023_05_05 | 2024 | CH4 Import - NY 2050 | Import | Methane | NY | Dispatch-Import | VOM | 0 | [6 empty] | 0.8548 | 0
LCP_Inputs_ON_Diverse_IEA_2023_05_05 | 2024 | CH4 Import - NY 2050 | Import | Methane | ON | Dispatch-Import | EmissionsCost | 0 | [6 empty] | 0.8548 | 0
LCP_Inputs_ON_Diverse_IEA_2023_05_05 | 2024 | CH4 Import - NY 2050 | Import | Methane | ON | Dispatch-Import | FuelCost | 0 | [6 empty] | 0.8548 | 0
LCP_Inputs_ON_Diverse_IEA_2023_05_05 | 2024 | CH4 Import - NY 2050 | Import | Methane | ON | Dispatch-Import | VOM | 0 | [6 empty] | 0.8548 | 0
LCP_Inputs_ON_Diverse_IEA_2023_05_05 | 2024 | CH4 Import - NY 2050 | Import | Methane | PJ | Dispatch-Import | EmissionsCost | 0 | [6 empty] | 0.8548 | 0
LCP_Inputs_ON_Diverse_IEA_2023_05_05 | 2024 | CH4 Import - NY 2050 | Import | Methane | PJ | Dispatch-Import | FuelCost | 0 | [6 empty] | 0.8548 | 0
LCP_Inputs_ON_Diverse_IEA_2023_05_05 | 2024 | CH4 Import - NY 2050 | Import | Methane | PJ | Dispatch-Import | VOM | 0 | [6 empty] | 0.8548 | 0
LCP_Inputs_ON_Diverse_IEA_2023_05_05 | 2024 | CH4 Import - NY 2050 | Import | Methane | QC | Dispatch-Import | EmissionsCost | 0 | [6 empty] | 0.8548 | 0
LCP_Inputs_ON_Diverse_IEA_2023_05_05 | 2024 | CH4 Import - NY 2050 | Import | Methane | QC | Dispatch-Import | FuelCost | 0 | [6 empty] | 0.8548 | 0
LCP_Inputs_ON_Diverse_IEA_2023_05_05 | 2024 | CH4 Import - NY 2050 | Import | Methane | QC | Dispatch-Import | VOM | 0 | [6 empty] | 0.8548 | 0
LCP_Inputs_ON_Diverse_IEA_2023_05_05 | 2024 | CH4 Import - NY 2050 | Import | Methane | WC | Dispatch-Import | EmissionsCost | 0 | [6 empty] | 0.8548 | 0
LCP_Inputs_ON_Diverse_IEA_2023_05_05 | 2024 | CH4 Import - NY 2050 | Import | Methane | WC | Dispatch-Import | FuelCost | 0 | [6 empty] | 0.8548 | 0
LCP_Inputs_ON_Diverse_IEA_2023_05_05 | 2024 | CH4 Import - NY 2050 | Import | Methane | WC | Dispatch-Import | VOM | 0 | [6 empty] | 0.8548 | 0
LCP_Inputs_ON_Diverse_IEA_2023_05_05 | 2024 | CH4 Import - WC 2020 | Import | Methane | MI | Dispatch-Import | EmissionsCost | 0 | [6 empty] | 0.8548 | 0
LCP_Inputs_ON_Diverse_IEA_2023_05_05 | 2024 | CH4 Import - WC 2020 | Import | Methane | MI | Dispatch-Import | FuelCost | 0 | [6 empty] | 0.8548 | 0
LCP_Inputs_ON_Diverse_IEA_2023_05_05 | 2024 | CH4 Import - WC 2020 | Import | Methane | MI | Dispatch-Import | VOM | 0 | [6 empty] | 0.8548 | 0
LCP_Inputs_ON_Diverse_IEA_2023_05_05 | 2024 | CH4 Import - WC 2020 | Import | Methane | NY | Dispatch-Import | EmissionsCost | 0 | [6 empty] | 0.8548 | 0
LCP_Inputs_ON_Diverse_IEA_2023_05_05 | 2024 | CH4 Import - WC 2020 | Import | Methane | NY | Dispatch-Import | FuelCost | 0 | [6 empty] | 0.8548 | 0
LCP_Inputs_ON_Diverse_IEA_2023_05_05 | 2024 | CH4 Import - WC 2020 | Import | Methane | NY | Dispatch-Import | VOM | 0 | [6 empty] | 0.8548 | 0
LCP_Inputs_ON_Diverse_IEA_2023_05_05 | 2024 | CH4 Import - WC 2020 | Import | Methane | ON | Dispatch-Import | EmissionsCost | 0 | [6 empty] | 0.8548 | 0
LCP_Inputs_ON_Diverse_IEA_2023_05_05 | 2024 | CH4 Import - WC 2020 | Import | Methane | ON | Dispatch-Import | FuelCost | 0 | [6 empty] | 0.8548 | 0
LCP_Inputs_ON_Diverse_IEA_2023_05_05 | 2024 | CH4 Import - WC 2020 | Import | Methane | ON | Dispatch-Import | VOM | 0 | [6 empty] | 0.8548 | 0
LCP_Inputs_ON_Diverse_IEA_2023_05_05 | 2024 | CH4 Import - WC 2020 | Import | Methane | PJ | Dispatch-Import | EmissionsCost | 0 | [6 empty] | 0.8548 | 0
LCP_Inputs_ON_Diverse_IEA_2023_05_05 | 2024 | CH4 Import - WC 2020 | Import | Methane | PJ | Dispatch-Import | FuelCost | 0 | [6 empty] | 0.8548 | 0
LCP_Inputs_ON_Diverse_IEA_2023_05_05 | 2024 | CH4 Import - WC 2020 | Import | Methane | PJ | Dispatch-Import | VOM | 0 | [6 empty] | 0.8548 | 0
LCP_Inputs_ON_Diverse_IEA_2023_05_05 | 2024 | CH4 Import - WC 2020 | Import | Methane | QC | Dispatch-Import | EmissionsCost | 0 | [6 empty] | 0.8548 | 0
LCP_Inputs_ON_Diverse_IEA_2023_05_05 | 2024 | CH4 Import - WC 2020 | Import | Methane | QC | Dispatch-Import | FuelCost | 0 | [6 empty] | 0.8548 | 0
LCP_Inputs_ON_Diverse_IEA_2023_05_05 | 2024 | CH4 Import - WC 2020 | Import | Methane | QC | Dispatch-Import | VOM | 0 | [6 empty] | 0.8548 | 0
LCP_Inputs_ON_Diverse_IEA_2023_05_05 | 2024 | CH4 Import - WC 2020 | Import | Methane | WC | Dispatch-Import | EmissionsCost | 1306945425.5377 | [6 empty] | 0.8548 | 1117182427.1968
LCP_Inputs_ON_Diverse_IEA_2023_05_05 | 2024 | CH4 Import - WC 2020 | Import | Methane | WC | Dispatch-Import | FuelCost | 1887630786.0789 | [6 empty] | 0.8548 | 1613554707.057
LCP_Inputs_ON_Diverse_IEA_2023_05_05 | 2024 | CH4 Import - WC 2020 | Import | Methane | WC | Dispatch-Import | VOM | 0 | [6 empty] | 0.8548 | 0
LCP_Inputs_ON_Diverse_IEA_2023_05_05 | 2024 | CH4 Import - WC 2030 | Import | Methane | MI | Dispatch-Import | EmissionsCost | 0 | [6 empty] | 0.8548 | 0
LCP_Inputs_ON_Diverse_IEA_2023_05_05 | 2024 | CH4 Import - WC 2030 | Import | Methane | MI | Dispatch-Import | FuelCost | 0 | [6 empty] | 0.8548 | 0
LCP_Inputs_ON_Diverse_IEA_2023_05_05 | 2024 | CH4 Import - WC 2030 | Import | Methane | MI | Dispatch-Import | VOM | 0 | [6 empty] | 0.8548 | 0
LCP_Inputs_ON_Diverse_IEA_2023_05_05 | 2024 | CH4 Import - WC 2030 | Import | Methane | NY | Dispatch-Import | EmissionsCost | 0 | [6 empty] | 0.8548 | 0
LCP_Inputs_ON_Diverse_IEA_2023_05_05 | 2024 | CH4 Import - WC 2030 | Import | Methane | NY | Dispatch-Import | FuelCost | 0 | [6 empty] | 0.8548 | 0
LCP_Inputs_ON_Diverse_IEA_2023_05_05 | 2024 | CH4 Import - WC 2030 | Import | Methane | NY | Dispatch-Import | VOM | 0 | [6 empty] | 0.8548 | 0
LCP_Inputs_ON_Diverse_IEA_2023_05_05 | 2024 | CH4 Import - WC 2030 | Import | Methane | ON | Dispatch-Import | EmissionsCost | 0 | [6 empty] | 0.8548 | 0
LCP_Inputs_ON_Diverse_IEA_2023_05_05 | 2024 | CH4 Import - WC 2030 | Import | Methane | ON | Dispatch-Import | FuelCost | 0 | [6 empty] | 0.8548 | 0
LCP_Inputs_ON_Diverse_IEA_2023_05_05 | 2024 | CH4 Import - WC 2030 | Import | Methane | ON | Dispatch-Import | VOM | 0 | [6 empty] | 0.8548 | 0
LCP_Inputs_ON_Diverse_IEA_2023_05_05 | 2024 | CH4 Import - WC 2030 | Import | Methane | PJ | Dispatch-Import | EmissionsCost | 0 | [6 empty] | 0.8548 | 0
LCP_Inputs_ON_Diverse_IEA_2023_05_05 | 2024 | CH4 Import - WC 2030 | Import | Methane | PJ | Dispatch-Import | FuelCost | 0 | [6 empty] | 0.8548 | 0
LCP_Inputs_ON_Diverse_IEA_2023_05_05 | 2024 | CH4 Import - WC 2030 | Import | Methane | PJ | Dispatch-Import | VOM | 0 | [6 empty] | 0.8548 | 0
LCP_Inputs_ON_Diverse_IEA_2023_05_05 | 2024 | CH4 Import - WC 2030 | Import | Methane | QC | Dispatch-Import | EmissionsCost | 0 | [6 empty] | 0.8548 | 0
LCP_Inputs_ON_Diverse_IEA_2023_05_05 | 2024 | CH4 Import - WC 2030 | Import | Methane | QC | Dispatch-Import | FuelCost | 0 | [6 empty] | 0.8548 | 0
LCP_Inputs_ON_Diverse_IEA_2023_05_05 | 2024 | CH4 Import - WC 2030 | Import | Methane | QC | Dispatch-Import | VOM | 0 | [6 empty] | 0.8548 | 0
LCP_Inputs_ON_Diverse_IEA_2023_05_05 | 2024 | CH4 Import - WC 2030 | Import | Methane | WC | Dispatch-Import | EmissionsCost | 0 | [6 empty] | 0.8548 | 0
LCP_Inputs_ON_Diverse_IEA_2023_05_05 | 2024 | CH4 Import - WC 2030 | Import | Methane | WC | Dispatch-Import | FuelCost | 0 | [6 empty] | 0.8548 | 0
LCP_Inputs_ON_Diverse_IEA_2023_05_05 | 2024 | CH4 Import - WC 2030 | Import | Methane | WC | Dispatch-Import | VOM | 0 | [6 empty] | 0.8548 | 0
LCP_Inputs_ON_Diverse_IEA_2023_05_05 | 2024 | CH4 Import - WC 2040 | Import | Methane | MI | Dispatch-Import | EmissionsCost | 0 | [6 empty] | 0.8548 | 0
LCP_Inputs_ON_Diverse_IEA_2023_05_05 | 2024 | CH4 Import - WC 2040 | Import | Methane | MI | Dispatch-Import | FuelCost | 0 | [6 empty] | 0.8548 | 0
LCP_Inputs_ON_Diverse_IEA_2023_05_05 | 2024 | CH4 Import - WC 2040 | Import | Methane | MI | Dispatch-Import | VOM | 0 | [6 empty] | 0.8548 | 0
LCP_Inputs_ON_Diverse_IEA_2023_05_05 | 2024 | CH4 Import - WC 2040 | Import | Methane | NY | Dispatch-Import | EmissionsCost | 0 | [6 empty] | 0.8548 | 0
LCP_Inputs_ON_Diverse_IEA_2023_05_05 | 2024 | CH4 Import - WC 2040 | Import | Methane | NY | Dispatch-Import | FuelCost | 0 | [6 empty] | 0.8548 | 0
LCP_Inputs_ON_Diverse_IEA_2023_05_05 | 2024 | CH4 Import - WC 2040 | Import | Methane | NY | Dispatch-Import | VOM | 0 | [6 empty] | 0.8548 | 0
LCP_Inputs_ON_Diverse_IEA_2023_05_05 | 2024 | CH4 Import - WC 2040 | Import | Methane | ON | Dispatch-Import | EmissionsCost | 0 | [6 empty] | 0.8548 | 0
LCP_Inputs_ON_Diverse_IEA_2023_05_05 | 2024 | CH4 Import - WC 2040 | Import | Methane | ON | Dispatch-Import | FuelCost | 0 | [6 empty] | 0.8548 | 0
LCP_Inputs_ON_Diverse_IEA_2023_05_05 | 2024 | CH4 Import - WC 2040 | Import | Methane | ON | Dispatch-Import | VOM | 0 | [6 empty] | 0.8548 | 0
LCP_Inputs_ON_Diverse_IEA_2023_05_05 | 2024 | CH4 Import - WC 2040 | Import | Methane | PJ | Dispatch-Import | EmissionsCost | 0 | [6 empty] | 0.8548 | 0
LCP_Inputs_ON_Diverse_IEA_2023_05_05 | 2024 | CH4 Import - WC 2040 | Import | Methane | PJ | Dispatch-Import | FuelCost | 0 | [6 empty] | 0.8548 | 0
LCP_Inputs_ON_Diverse_IEA_2023_05_05 | 2024 | CH4 Import - WC 2040 | Import | Methane | PJ | Dispatch-Import | VOM | 0 | [6 empty] | 0.8548 | 0
LCP_Inputs_ON_Diverse_IEA_2023_05_05 | 2024 | CH4 Import - WC 2040 | Import | Methane | QC | Dispatch-Import | EmissionsCost | 0 | [6 empty] | 0.8548 | 0
LCP_Inputs_ON_Diverse_IEA_2023_05_05 | 2024 | CH4 Import - WC 2040 | Import | Methane | QC | Dispatch-Import | FuelCost | 0 | [6 empty] | 0.8548 | 0
LCP_Inputs_ON_Diverse_IEA_2023_05_05 | 2024 | CH4 Import - WC 2040 | Import | Methane | QC | Dispatch-Import | VOM | 0 | [6 empty] | 0.8548 | 0
LCP_Inputs_ON_Diverse_IEA_2023_05_05 | 2024 | CH4 Import - WC 2040 | Import | Methane | WC | Dispatch-Import | EmissionsCost | 0 | [6 empty] | 0.8548 | 0
LCP_Inputs_ON_Diverse_IEA_2023_05_05 | 2024 | CH4 Import - WC 2040 | Import | Methane | WC | Dispatch-Import | FuelCost | 0 | [6 empty] | 0.8548 | 0
LCP_Inputs_ON_Diverse_IEA_2023_05_05 | 2024 | CH4 Import - WC 2040 | Import | Methane | WC | Dispatch-Import | VOM | 0 | [6 empty] | 0.8548 | 0
LCP_Inputs_ON_Diverse_IEA_2023_05_05 | 2024 | CH4 Import - WC 2050 | Import | Methane | MI | Dispatch-Import | EmissionsCost | 0 | [6 empty] | 0.8548 | 0
LCP_Inputs_ON_Diverse_IEA_2023_05_05 | 2024 | CH4 Import - WC 2050 | Import | Methane | MI | Dispatch-Import | FuelCost | 0 | [6 empty] | 0.8548 | 0
LCP_Inputs_ON_Diverse_IEA_2023_05_05 | 2024 | CH4 Import - WC 2050 | Import | Methane | MI | Dispatch-Import | VOM | 0 | [6 empty] | 0.8548 | 0
LCP_Inputs_ON_Diverse_IEA_2023_05_05 | 2024 | CH4 Import - WC 2050 | Import | Methane | NY | Dispatch-Import | EmissionsCost | 0 | [6 empty] | 0.8548 | 0
LCP_Inputs_ON_Diverse_IEA_2023_05_05 | 2024 | CH4 Import - WC 2050 | Import | Methane | NY | Dispatch-Import | FuelCost | 0 | [6 empty] | 0.8548 | 0
LCP_Inputs_ON_Diverse_IEA_2023_05_05 | 2024 | CH4 Import - WC 2050 | Import | Methane | NY | Dispatch-Import | VOM | 0 | [6 empty] | 0.8548 | 0
LCP_Inputs_ON_Diverse_IEA_2023_05_05 | 2024 | CH4 Import - WC 2050 | Import | Methane | ON | Dispatch-Import | EmissionsCost | 0 | [6 empty] | 0.8548 | 0
LCP_Inputs_ON_Diverse_IEA_2023_05_05 | 2024 | CH4 Import - WC 2050 | Import | Methane | ON | Dispatch-Import | FuelCost | 0 | [6 empty] | 0.8548 | 0
LCP_Inputs_ON_Diverse_IEA_2023_05_05 | 2024 | CH4 Import - WC 2050 | Import | Methane | ON | Dispatch-Import | VOM | 0 | [6 empty] | 0.8548 | 0
LCP_Inputs_ON_Diverse_IEA_2023_05_05 | 2024 | CH4 Import - WC 2050 | Import | Methane | PJ | Dispatch-Import | EmissionsCost | 0 | [6 empty] | 0.8548 | 0
LCP_Inputs_ON_Diverse_IEA_2023_05_05 | 2024 | CH4 Import - WC 2050 | Import | Methane | PJ | Dispatch-Import | FuelCost | 0 | [6 empty] | 0.8548 | 0
LCP_Inputs_ON_Diverse_IEA_2023_05_05 | 2024 | CH4 Import - WC 2050 | Import | Methane | PJ | Dispatch-Import | VOM | 0 | [6 empty] | 0.8548 | 0
LCP_Inputs_ON_Diverse_IEA_2023_05_05 | 2024 | CH4 Import - WC 2050 | Import | Methane | QC | Dispatch-Import | EmissionsCost | 0 | [6 empty] | 0.8548 | 0
LCP_Inputs_ON_Diverse_IEA_2023_05_05 | 2024 | CH4 Import - WC 2050 | Import | Methane | QC | Dispatch-Import | FuelCost | 0 | [6 empty] | 0.8548 | 0
LCP_Inputs_ON_Diverse_IEA_2023_05_05 | 2024 | CH4 Import - WC 2050 | Import | Methane | QC | Dispatch-Import | VOM | 0 | [6 empty] | 0.8548 | 0
LCP_Inputs_ON_Diverse_IEA_2023_05_05 | 2024 | CH4 Import - WC 2050 | Import | Methane | WC | Dispatch-Import | EmissionsCost | 0 | [6 empty] | 0.8548 | 0
LCP_Inputs_ON_Diverse_IEA_2023_05_05 | 2024 | CH4 Import - WC 2050 | Import | Methane | WC | Dispatch-Import | FuelCost | 0 | [6 empty] | 0.8548 | 0
LCP_Inputs_ON_Diverse_IEA_2023_05_05 | 2024 | CH4 Import - WC 2050 | Import | Methane | WC | Dispatch-Import | VOM | 0 | [6 empty] | 0.8548 | 0
LCP_Inputs_ON_Diverse_IEA_2023_05_05 | 2024 | CH4 Salt Cavern Storage - ON | Storage | Methane | MI | Dispatch-Storage | EmissionsCost | 0 | [6 empty] | 0.8548 | 0
LCP_Inputs_ON_Diverse_IEA_2023_05_05 | 2024 | CH4 Salt Cavern Storage - ON | Storage | Methane | MI | Dispatch-Storage | FuelCost | 0 | [6 empty] | 0.8548 | 0
LCP_Inputs_ON_Diverse_IEA_2023_05_05 | 2024 | CH4 Salt Cavern Storage - ON | Storage | Methane | MI | Dispatch-Storage | VOM | 0 | [6 empty] | 0.8548 | 0
LCP_Inputs_ON_Diverse_IEA_2023_05_05 | 2024 | CH4 Salt Cavern Storage - ON | Storage | Methane | NY | Dispatch-Storage | EmissionsCost | 0 | [6 empty] | 0.8548 | 0
LCP_Inputs_ON_Diverse_IEA_2023_05_05 | 2024 | CH4 Salt Cavern Storage - ON | Storage | Methane | NY | Dispatch-Storage | FuelCost | 0 | [6 empty] | 0.8548 | 0
LCP_Inputs_ON_Diverse_IEA_2023_05_05 | 2024 | CH4 Salt Cavern Storage - ON | Storage | Methane | NY | Dispatch-Storage | VOM | 0 | [6 empty] | 0.8548 | 0
LCP_Inputs_ON_Diverse_IEA_2023_05_05 | 2024 | CH4 Salt Cavern Storage - ON | Storage | Methane | ON | Dispatch-Storage | EmissionsCost | 0 | [6 empty] | 0.8548 | 0
LCP_Inputs_ON_Diverse_IEA_2023_05_05 | 2024 | CH4 Salt Cavern Storage - ON | Storage | Methane | ON | Dispatch-Storage | FuelCost | 0 | [6 empty] | 0.8548 | 0
LCP_Inputs_ON_Diverse_IEA_2023_05_05 | 2024 | CH4 Salt Cavern Storage - ON | Storage | Methane | ON | Dispatch-Storage | VOM | 691417.795 | [6 empty] | 0.8548 | 591026.8289
LCP_Inputs_ON_Diverse_IEA_2023_05_05 | 2024 | CH4 Salt Cavern Storage - ON | Storage | Methane | PJ | Dispatch-Storage | EmissionsCost | 0 | [6 empty] | 0.8548 | 0
LCP_Inputs_ON_Diverse_IEA_2023_05_05 | 2024 | CH4 Salt Cavern Storage - ON | Storage | Methane | PJ | Dispatch-Storage | FuelCost | 0 | [6 empty] | 0.8548 | 0
LCP_Inputs_ON_Diverse_IEA_2023_05_05 | 2024 | CH4 Salt Cavern Storage - ON | Storage | Methane | PJ | Dispatch-Storage | VOM | 0 | [6 empty] | 0.8548 | 0
LCP_Inputs_ON_Diverse_IEA_2023_05_05 | 2024 | CH4 Salt Cavern Storage - ON | Storage | Methane | QC | Dispatch-Storage | EmissionsCost | 0 | [6 empty] | 0.8548 | 0
LCP_Inputs_ON_Diverse_IEA_2023_05_05 | 2024 | CH4 Salt Cavern Storage - ON | Storage | Methane | QC | Dispatch-Storage | FuelCost | 0 | [6 empty] | 0.8548 | 0
LCP_Inputs_ON_Diverse_IEA_2023_05_05 | 2024 | CH4 Salt Cavern Storage - ON | Storage | Methane | QC | Dispatch-Storage | VOM | 0 | [6 empty] | 0.8548 | 0
LCP_Inputs_ON_Diverse_IEA_2023_05_05 | 2024 | CH4 Salt Cavern Storage - ON | Storage | Methane | WC | Dispatch-Storage | EmissionsCost | 0 | [6 empty] | 0.8548 | 0
LCP_Inputs_ON_Diverse_IEA_2023_05_05 | 2024 | CH4 Salt Cavern Storage - ON | Storage | Methane | WC | Dispatch-Storage | FuelCost | 0 | [6 empty] | 0.8548 | 0
LCP_Inputs_ON_Diverse_IEA_2023_05_05 | 2024 | CH4 Salt Cavern Storage - ON | Storage | Methane | WC | Dispatch-Storage | VOM | 0 | [6 empty] | 0.8548 | 0
LCP_Inputs_ON_Diverse_IEA_2023_05_05 | 2024 | Electrolyser 2020/2030 | Crossload | Hydrogen | MI | Dispatch-Crossload | EmissionsCost | 0 | [6 empty] | 0.8548 | 0
LCP_Inputs_ON_Diverse_IEA_2023_05_05 | 2024 | Electrolyser 2020/2030 | Crossload | Hydrogen | MI | Dispatch-Crossload | FuelCost | 0 | [6 empty] | 0.8548 | 0
LCP_Inputs_ON_Diverse_IEA_2023_05_05 | 2024 | Electrolyser 2020/2030 | Crossload | Hydrogen | MI | Dispatch-Crossload | VOM | 0 | [6 empty] | 0.8548 | 0
LCP_Inputs_ON_Diverse_IEA_2023_05_05 | 2024 | Electrolyser 2020/2030 | Crossload | Hydrogen | NY | Dispatch-Crossload | EmissionsCost | 0 | [6 empty] | 0.8548 | 0
LCP_Inputs_ON_Diverse_IEA_2023_05_05 | 2024 | Electrolyser 2020/2030 | Crossload | Hydrogen | NY | Dispatch-Crossload | FuelCost | 0 | [6 empty] | 0.8548 | 0
LCP_Inputs_ON_Diverse_IEA_2023_05_05 | 2024 | Electrolyser 2020/2030 | Crossload | Hydrogen | NY | Dispatch-Crossload | VOM | 0 | [6 empty] | 0.8548 | 0
LCP_Inputs_ON_Diverse_IEA_2023_05_05 | 2024 | Electrolyser 2020/2030 | Crossload | Hydrogen | ON | Dispatch-Crossload | EmissionsCost | 0 | [6 empty] | 0.8548 | 0
LCP_Inputs_ON_Diverse_IEA_2023_05_05 | 2024 | Electrolyser 2020/2030 | Crossload | Hydrogen | ON | Dispatch-Crossload | FuelCost | 0 | [6 empty] | 0.8548 | 0
LCP_Inputs_ON_Diverse_IEA_2023_05_05 | 2024 | Electrolyser 2020/2030 | Crossload | Hydrogen | ON | Dispatch-Crossload | VOM | 0 | [6 empty] | 0.8548 | 0
LCP_Inputs_ON_Diverse_IEA_2023_05_05 | 2024 | Electrolyser 2020/2030 | Crossload | Hydrogen | PJ | Dispatch-Crossload | EmissionsCost | 0 | [6 empty] | 0.8548 | 0
LCP_Inputs_ON_Diverse_IEA_2023_05_05 | 2024 | Electrolyser 2020/2030 | Crossload | Hydrogen | PJ | Dispatch-Crossload | FuelCost | 0 | [6 empty] | 0.8548 | 0
LCP_Inputs_ON_Diverse_IEA_2023_05_05 | 2024 | Electrolyser 2020/2030 | Crossload | Hydrogen | PJ | Dispatch-Crossload | VOM | 0 | [6 empty] | 0.8548 | 0
LCP_Inputs_ON_Diverse_IEA_2023_05_05 | 2024 | Electrolyser 2020/2030 | Crossload | Hydrogen | QC | Dispatch-Crossload | EmissionsCost | 0 | [6 empty] | 0.8548 | 0
LCP_Inputs_ON_Diverse_IEA_2023_05_05 | 2024 | Electrolyser 2020/2030 | Crossload | Hydrogen | QC | Dispatch-Crossload | FuelCost | 0 | [6 empty] | 0.8548 | 0
LCP_Inputs_ON_Diverse_IEA_2023_05_05 | 2024 | Electrolyser 2020/2030 | Crossload | Hydrogen | QC | Dispatch-Crossload | VOM | 0 | [6 empty] | 0.8548 | 0
LCP_Inputs_ON_Diverse_IEA_2023_05_05 | 2024 | Electrolyser 2020/2030 | Crossload | Hydrogen | WC | Dispatch-Crossload | EmissionsCost | 0 | [6 empty] | 0.8548 | 0
LCP_Inputs_ON_Diverse_IEA_2023_05_05 | 2024 | Electrolyser 2020/2030 | Crossload | Hydrogen | WC | Dispatch-Crossload | FuelCost | 0 | [6 empty] | 0.8548 | 0
LCP_Inputs_ON_Diverse_IEA_2023_05_05 | 2024 | Electrolyser 2020/2030 | Crossload | Hydrogen | WC | Dispatch-Crossload | VOM | 0 | [6 empty] | 0.8548 | 0
LCP_Inputs_ON_Diverse_IEA_2023_05_05 | 2024 | Electrolyser 2040 | Crossload | Hydrogen | MI | Dispatch-Crossload | EmissionsCost | 0 | [6 empty] | 0.8548 | 0
LCP_Inputs_ON_Diverse_IEA_2023_05_05 | 2024 | Electrolyser 2040 | Crossload | Hydrogen | MI | Dispatch-Crossload | FuelCost | 0 | [6 empty] | 0.8548 | 0
LCP_Inputs_ON_Diverse_IEA_2023_05_05 | 2024 | Electrolyser 2040 | Crossload | Hydrogen | MI | Dispatch-Crossload | VOM | 0 | [6 empty] | 0.8548 | 0
LCP_Inputs_ON_Diverse_IEA_2023_05_05 | 2024 | Electrolyser 2040 | Crossload | Hydrogen | NY | Dispatch-Crossload | EmissionsCost | 0 | [6 empty] | 0.8548 | 0
LCP_Inputs_ON_Diverse_IEA_2023_05_05 | 2024 | Electrolyser 2040 | Crossload | Hydrogen | NY | Dispatch-Crossload | FuelCost | 0 | [6 empty] | 0.8548 | 0
LCP_Inputs_ON_Diverse_IEA_2023_05_05 | 2024 | Electrolyser 2040 | Crossload | Hydrogen | NY | Dispatch-Crossload | VOM | 0 | [6 empty] | 0.8548 | 0
LCP_Inputs_ON_Diverse_IEA_2023_05_05 | 2024 | Electrolyser 2040 | Crossload | Hydrogen | ON | Dispatch-Crossload | EmissionsCost | 0 | [6 empty] | 0.8548 | 0
LCP_Inputs_ON_Diverse_IEA_2023_05_05 | 2024 | Electrolyser 2040 | Crossload | Hydrogen | ON | Dispatch-Crossload | FuelCost | 0 | [6 empty] | 0.8548 | 0
LCP_Inputs_ON_Diverse_IEA_2023_05_05 | 2024 | Electrolyser 2040 | Crossload | Hydrogen | ON | Dispatch-Crossload | VOM | 0 | [6 empty] | 0.8548 | 0
LCP_Inputs_ON_Diverse_IEA_2023_05_05 | 2024 | Electrolyser 2040 | Crossload | Hydrogen | PJ | Dispatch-Crossload | EmissionsCost | 0 | [6 empty] | 0.8548 | 0
LCP_Inputs_ON_Diverse_IEA_2023_05_05 | 2024 | Electrolyser 2040 | Crossload | Hydrogen | PJ | Dispatch-Crossload | FuelCost | 0 | [6 empty] | 0.8548 | 0
LCP_Inputs_ON_Diverse_IEA_2023_05_05 | 2024 | Electrolyser 2040 | Crossload | Hydrogen | PJ | Dispatch-Crossload | VOM | 0 | [6 empty] | 0.8548 | 0
LCP_Inputs_ON_Diverse_IEA_2023_05_05 | 2024 | Electrolyser 2040 | Crossload | Hydrogen | QC | Dispatch-Crossload | EmissionsCost | 0 | [6 empty] | 0.8548 | 0
LCP_Inputs_ON_Diverse_IEA_2023_05_05 | 2024 | Electrolyser 2040 | Crossload | Hydrogen | QC | Dispatch-Crossload | FuelCost | 0 | [6 empty] | 0.8548 | 0
LCP_Inputs_ON_Diverse_IEA_2023_05_05 | 2024 | Electrolyser 2040 | Crossload | Hydrogen | QC | Dispatch-Crossload | VOM | 0 | [6 empty] | 0.8548 | 0
LCP_Inputs_ON_Diverse_IEA_2023_05_05 | 2024 | Electrolyser 2040 | Crossload | Hydrogen | WC | Dispatch-Crossload | EmissionsCost | 0 | [6 empty] | 0.8548 | 0
LCP_Inputs_ON_Diverse_IEA_2023_05_05 | 2024 | Electrolyser 2040 | Crossload | Hydrogen | WC | Dispatch-Crossload | FuelCost | 0 | [6 empty] | 0.8548 | 0
LCP_Inputs_ON_Diverse_IEA_2023_05_05 | 2024 | Electrolyser 2040 | Crossload | Hydrogen | WC | Dispatch-Crossload | VOM | 0 | [6 empty] | 0.8548 | 0
LCP_Inputs_ON_Diverse_IEA_2023_05_05 | 2024 | Electrolyser 2050 | Crossload | Hydrogen | MI | Dispatch-Crossload | EmissionsCost | 0 | [6 empty] | 0.8548 | 0
LCP_Inputs_ON_Diverse_IEA_2023_05_05 | 2024 | Electrolyser 2050 | Crossload | Hydrogen | MI | Dispatch-Crossload | FuelCost | 0 | [6 empty] | 0.8548 | 0
LCP_Inputs_ON_Diverse_IEA_2023_05_05 | 2024 | Electrolyser 2050 | Crossload | Hydrogen | MI | Dispatch-Crossload | VOM | 0 | [6 empty] | 0.8548 | 0
LCP_Inputs_ON_Diverse_IEA_2023_05_05 | 2024 | Electrolyser 2050 | Crossload | Hydrogen | NY | Dispatch-Crossload | EmissionsCost | 0 | [6 empty] | 0.8548 | 0
LCP_Inputs_ON_Diverse_IEA_2023_05_05 | 2024 | Electrolyser 2050 | Crossload | Hydrogen | NY | Dispatch-Crossload | FuelCost | 0 | [6 empty] | 0.8548 | 0
LCP_Inputs_ON_Diverse_IEA_2023_05_05 | 2024 | Electrolyser 2050 | Crossload | Hydrogen | NY | Dispatch-Crossload | VOM | 0 | [6 empty] | 0.8548 | 0
LCP_Inputs_ON_Diverse_IEA_2023_05_05 | 2024 | Electrolyser 2050 | Crossload | Hydrogen | ON | Dispatch-Crossload | EmissionsCost | 0 | [6 empty] | 0.8548 | 0
LCP_Inputs_ON_Diverse_IEA_2023_05_05 | 2024 | Electrolyser 2050 | Crossload | Hydrogen | ON | Dispatch-Crossload | FuelCost | 0 | [6 empty] | 0.8548 | 0
LCP_Inputs_ON_Diverse_IEA_2023_05_05 | 2024 | Electrolyser 2050 | Crossload | Hydrogen | ON | Dispatch-Crossload | VOM | 0 | [6 empty] | 0.8548 | 0
LCP_Inputs_ON_Diverse_IEA_2023_05_05 | 2024 | Electrolyser 2050 | Crossload | Hydrogen | PJ | Dispatch-Crossload | EmissionsCost | 0 | [6 empty] | 0.8548 | 0
LCP_Inputs_ON_Diverse_IEA_2023_05_05 | 2024 | Electrolyser 2050 | Crossload | Hydrogen | PJ | Dispatch-Crossload | FuelCost | 0 | [6 empty] | 0.8548 | 0
LCP_Inputs_ON_Diverse_IEA_2023_05_05 | 2024 | Electrolyser 2050 | Crossload | Hydrogen | PJ | Dispatch-Crossload | VOM | 0 | [6 empty] | 0.8548 | 0
LCP_Inputs_ON_Diverse_IEA_2023_05_05 | 2024 | Electrolyser 2050 | Crossload | Hydrogen | QC | Dispatch-Crossload | EmissionsCost | 0 | [6 empty] | 0.8548 | 0
LCP_Inputs_ON_Diverse_IEA_2023_05_05 | 2024 | Electrolyser 2050 | Crossload | Hydrogen | QC | Dispatch-Crossload | FuelCost | 0 | [6 empty] | 0.8548 | 0
LCP_Inputs_ON_Diverse_IEA_2023_05_05 | 2024 | Electrolyser 2050 | Crossload | Hydrogen | QC | Dispatch-Crossload | VOM | 0 | [6 empty] | 0.8548 | 0
LCP_Inputs_ON_Diverse_IEA_2023_05_05 | 2024 | Electrolyser 2050 | Crossload | Hydrogen | WC | Dispatch-Crossload | EmissionsCost | 0 | [6 empty] | 0.8548 | 0
LCP_Inputs_ON_Diverse_IEA_2023_05_05 | 2024 | Electrolyser 2050 | Crossload | Hydrogen | WC | Dispatch-Crossload | FuelCost | 0 | [6 empty] | 0.8548 | 0
LCP_Inputs_ON_Diverse_IEA_2023_05_05 | 2024 | Electrolyser 2050 | Crossload | Hydrogen | WC | Dispatch-Crossload | VOM | 0 | [6 empty] | 0.8548 | 0
LCP_Inputs_ON_Diverse_IEA_2023_05_05 | 2024 | Fossil Fuel Thermal (Coal, Peat, Oil) | Generation | Electricity | MI | Dispatch-Generation | EmissionsCost | 0 | [6 empty] | 0.8548 | 0
LCP_Inputs_ON_Diverse_IEA_2023_05_05 | 2024 | Fossil Fuel Thermal (Coal, Peat, Oil) | Generation | Electricity | MI | Dispatch-Generation | FuelCost | 0 | [6 empty] | 0.8548 | 0
LCP_Inputs_ON_Diverse_IEA_2023_05_05 | 2024 | Fossil Fuel Thermal (Coal, Peat, Oil) | Generation | Electricity | MI | Dispatch-Generation | VOM | 0 | [6 empty] | 0.8548 | 0
LCP_Inputs_ON_Diverse_IEA_2023_05_05 | 2024 | Fossil Fuel Thermal (Coal, Peat, Oil) | Generation | Electricity | NY | Dispatch-Generation | EmissionsCost | 0 | [6 empty] | 0.8548 | 0
LCP_Inputs_ON_Diverse_IEA_2023_05_05 | 2024 | Fossil Fuel Thermal (Coal, Peat, Oil) | Generation | Electricity | NY | Dispatch-Generation | FuelCost | 0 | [6 empty] | 0.8548 | 0
LCP_Inputs_ON_Diverse_IEA_2023_05_05 | 2024 | Fossil Fuel Thermal (Coal, Peat, Oil) | Generation | Electricity | NY | Dispatch-Generation | VOM | 0 | [6 empty] | 0.8548 | 0
LCP_Inputs_ON_Diverse_IEA_2023_05_05 | 2024 | Fossil Fuel Thermal (Coal, Peat, Oil) | Generation | Electricity | ON | Dispatch-Generation | EmissionsCost | 0 | [6 empty] | 0.8548 | 0
LCP_Inputs_ON_Diverse_IEA_2023_05_05 | 2024 | Fossil Fuel Thermal (Coal, Peat, Oil) | Generation | Electricity | ON | Dispatch-Generation | FuelCost | 0 | [6 empty] | 0.8548 | 0
LCP_Inputs_ON_Diverse_IEA_2023_05_05 | 2024 | Fossil Fuel Thermal (Coal, Peat, Oil) | Generation | Electricity | ON | Dispatch-Generation | VOM | 0 | [6 empty] | 0.8548 | 0
LCP_Inputs_ON_Diverse_IEA_2023_05_05 | 2024 | Fossil Fuel Thermal (Coal, Peat, Oil) | Generation | Electricity | PJ | Dispatch-Generation | EmissionsCost | 0 | [6 empty] | 0.8548 | 0
LCP_Inputs_ON_Diverse_IEA_2023_05_05 | 2024 | Fossil Fuel Thermal (Coal, Peat, Oil) | Generation | Electricity | PJ | Dispatch-Generation | FuelCost | 0 | [6 empty] | 0.8548 | 0
LCP_Inputs_ON_Diverse_IEA_2023_05_05 | 2024 | Fossil Fuel Thermal (Coal, Peat, Oil) | Generation | Electricity | PJ | Dispatch-Generation | VOM | 0 | [6 empty] | 0.8548 | 0
LCP_Inputs_ON_Diverse_IEA_2023_05_05 | 2024 | Fossil Fuel Thermal (Coal, Peat, Oil) | Generation | Electricity | QC | Dispatch-Generation | EmissionsCost | 0 | [6 empty] | 0.8548 | 0
LCP_Inputs_ON_Diverse_IEA_2023_05_05 | 2024 | Fossil Fuel Thermal (Coal, Peat, Oil) | Generation | Electricity | QC | Dispatch-Generation | FuelCost | 0 | [6 empty] | 0.8548 | 0
LCP_Inputs_ON_Diverse_IEA_2023_05_05 | 2024 | Fossil Fuel Thermal (Coal, Peat, Oil) | Generation | Electricity | QC | Dispatch-Generation | VOM | 0 | [6 empty] | 0.8548 | 0
LCP_Inputs_ON_Diverse_IEA_2023_05_05 | 2024 | Fossil Fuel Thermal (Coal, Peat, Oil) | Generation | Electricity | WC | Dispatch-Generation | EmissionsCost | 0 | [6 empty] | 0.8548 | 0
LCP_Inputs_ON_Diverse_IEA_2023_05_05 | 2024 | Fossil Fuel Thermal (Coal, Peat, Oil) | Generation | Electricity | WC | Dispatch-Generation | FuelCost | 0 | [6 empty] | 0.8548 | 0
LCP_Inputs_ON_Diverse_IEA_2023_05_05 | 2024 | Fossil Fuel Thermal (Coal, Peat, Oil) | Generation | Electricity | WC | Dispatch-Generation | VOM | 0 | [6 empty] | 0.8548 | 0
LCP_Inputs_ON_Diverse_IEA_2023_05_05 | 2024 | Generic - Generator | Generation | Electricity | MI | Dispatch-Generation | EmissionsCost | 0 | [6 empty] | 0.8548 | 0
LCP_Inputs_ON_Diverse_IEA_2023_05_05 | 2024 | Generic - Generator | Generation | Electricity | MI | Dispatch-Generation | FuelCost | 3910350973.1086 | [6 empty] | 0.8548 | 3342584400.2104
LCP_Inputs_ON_Diverse_IEA_2023_05_05 | 2024 | Generic - Generator | Generation | Electricity | MI | Dispatch-Generation | VOM | 404558215.912 | [6 empty] | 0.8548 | 345818058.4771
LCP_Inputs_ON_Diverse_IEA_2023_05_05 | 2024 | Generic - Generator | Generation | Electricity | NY | Dispatch-Generation | EmissionsCost | 0 | [6 empty] | 0.8548 | 0
LCP_Inputs_ON_Diverse_IEA_2023_05_05 | 2024 | Generic - Generator | Generation | Electricity | NY | Dispatch-Generation | FuelCost | 1636940140.2623 | [6 empty] | 0.8548 | 1399263292.361
LCP_Inputs_ON_Diverse_IEA_2023_05_05 | 2024 | Generic - Generator | Generation | Electricity | NY | Dispatch-Generation | VOM | 169355023.9489 | [6 empty] | 0.8548 | 144765384.2434
LCP_Inputs_ON_Diverse_IEA_2023_05_05 | 2024 | Generic - Generator | Generation | Electricity | ON | Dispatch-Generation | EmissionsCost | 0 | [6 empty] | 0.8548 | 0
LCP_Inputs_ON_Diverse_IEA_2023_05_05 | 2024 | Generic - Generator | Generation | Electricity | ON | Dispatch-Generation | FuelCost | 0 | [6 empty] | 0.8548 | 0
LCP_Inputs_ON_Diverse_IEA_2023_05_05 | 2024 | Generic - Generator | Generation | Electricity | ON | Dispatch-Generation | VOM | 0 | [6 empty] | 0.8548 | 0
LCP_Inputs_ON_Diverse_IEA_2023_05_05 | 2024 | Generic - Generator | Generation | Electricity | PJ | Dispatch-Generation | EmissionsCost | 0 | [6 empty] | 0.8548 | 0
LCP_Inputs_ON_Diverse_IEA_2023_05_05 | 2024 | Generic - Generator | Generation | Electricity | PJ | Dispatch-Generation | FuelCost | 14422259590.9655 | [6 empty] | 0.8548 | 12328207942.476
LCP_Inputs_ON_Diverse_IEA_2023_05_05 | 2024 | Generic - Generator | Generation | Electricity | PJ | Dispatch-Generation | VOM | 1492102281.7812 | [6 empty] | 0.8548 | 1275455283.9116
LCP_Inputs_ON_Diverse_IEA_2023_05_05 | 2024 | Generic - Generator | Generation | Electricity | QC | Dispatch-Generation | EmissionsCost | 0 | [6 empty] | 0.8548 | 0
LCP_Inputs_ON_Diverse_IEA_2023_05_05 | 2024 | Generic - Generator | Generation | Electricity | QC | Dispatch-Generation | FuelCost | 0 | [6 empty] | 0.8548 | 0
LCP_Inputs_ON_Diverse_IEA_2023_05_05 | 2024 | Generic - Generator | Generation | Electricity | QC | Dispatch-Generation | VOM | 0 | [6 empty] | 0.8548 | 0
LCP_Inputs_ON_Diverse_IEA_2023_05_05 | 2024 | Generic - Generator | Generation | Electricity | WC | Dispatch-Generation | EmissionsCost | 0 | [6 empty] | 0.8548 | 0
LCP_Inputs_ON_Diverse_IEA_2023_05_05 | 2024 | Generic - Generator | Generation | Electricity | WC | Dispatch-Generation | FuelCost | 1069473.0011 | [6 empty] | 0.8548 | 914190.0035
LCP_Inputs_ON_Diverse_IEA_2023_05_05 | 2024 | Generic - Generator | Generation | Electricity | WC | Dispatch-Generation | VOM | 110645.8454 | [6 empty] | 0.8548 | 94580.5324
LCP_Inputs_ON_Diverse_IEA_2023_05_05 | 2024 | H2 Import - QC | Import | Hydrogen | MI | Dispatch-Import | EmissionsCost | 0 | [6 empty] | 0.8548 | 0
LCP_Inputs_ON_Diverse_IEA_2023_05_05 | 2024 | H2 Import - QC | Import | Hydrogen | MI | Dispatch-Import | FuelCost | 0 | [6 empty] | 0.8548 | 0
LCP_Inputs_ON_Diverse_IEA_2023_05_05 | 2024 | H2 Import - QC | Import | Hydrogen | MI | Dispatch-Import | VOM | 0 | [6 empty] | 0.8548 | 0
LCP_Inputs_ON_Diverse_IEA_2023_05_05 | 2024 | H2 Import - QC | Import | Hydrogen | NY | Dispatch-Import | EmissionsCost | 0 | [6 empty] | 0.8548 | 0
LCP_Inputs_ON_Diverse_IEA_2023_05_05 | 2024 | H2 Import - QC | Import | Hydrogen | NY | Dispatch-Import | FuelCost | 0 | [6 empty] | 0.8548 | 0
LCP_Inputs_ON_Diverse_IEA_2023_05_05 | 2024 | H2 Import - QC | Import | Hydrogen | NY | Dispatch-Import | VOM | 0 | [6 empty] | 0.8548 | 0
LCP_Inputs_ON_Diverse_IEA_2023_05_05 | 2024 | H2 Import - QC | Import | Hydrogen | ON | Dispatch-Import | EmissionsCost | 0 | [6 empty] | 0.8548 | 0
LCP_Inputs_ON_Diverse_IEA_2023_05_05 | 2024 | H2 Import - QC | Import | Hydrogen | ON | Dispatch-Import | FuelCost | 0 | [6 empty] | 0.8548 | 0
LCP_Inputs_ON_Diverse_IEA_2023_05_05 | 2024 | H2 Import - QC | Import | Hydrogen | ON | Dispatch-Import | VOM | 0 | [6 empty] | 0.8548 | 0
LCP_Inputs_ON_Diverse_IEA_2023_05_05 | 2024 | H2 Import - QC | Import | Hydrogen | PJ | Dispatch-Import | EmissionsCost | 0 | [6 empty] | 0.8548 | 0
LCP_Inputs_ON_Diverse_IEA_2023_05_05 | 2024 | H2 Import - QC | Import | Hydrogen | PJ | Dispatch-Import | FuelCost | 0 | [6 empty] | 0.8548 | 0
LCP_Inputs_ON_Diverse_IEA_2023_05_05 | 2024 | H2 Import - QC | Import | Hydrogen | PJ | Dispatch-Import | VOM | 0 | [6 empty] | 0.8548 | 0
LCP_Inputs_ON_Diverse_IEA_2023_05_05 | 2024 | H2 Import - QC | Import | Hydrogen | QC | Dispatch-Import | EmissionsCost | 0 | [6 empty] | 0.8548 | 0
LCP_Inputs_ON_Diverse_IEA_2023_05_05 | 2024 | H2 Import - QC | Import | Hydrogen | QC | Dispatch-Import | FuelCost | 0 | [6 empty] | 0.8548 | 0
LCP_Inputs_ON_Diverse_IEA_2023_05_05 | 2024 | H2 Import - QC | Import | Hydrogen | QC | Dispatch-Import | VOM | 0 | [6 empty] | 0.8548 | 0
LCP_Inputs_ON_Diverse_IEA_2023_05_05 | 2024 | H2 Import - QC | Import | Hydrogen | WC | Dispatch-Import | EmissionsCost | 0 | [6 empty] | 0.8548 | 0
LCP_Inputs_ON_Diverse_IEA_2023_05_05 | 2024 | H2 Import - QC | Import | Hydrogen | WC | Dispatch-Import | FuelCost | 0 | [6 empty] | 0.8548 | 0
LCP_Inputs_ON_Diverse_IEA_2023_05_05 | 2024 | H2 Import - QC | Import | Hydrogen | WC | Dispatch-Import | VOM | 0 | [6 empty] | 0.8548 | 0
LCP_Inputs_ON_Diverse_IEA_2023_05_05 | 2024 | H2 Import - WC | Import | Hydrogen | MI | Dispatch-Import | EmissionsCost | 0 | [6 empty] | 0.8548 | 0
LCP_Inputs_ON_Diverse_IEA_2023_05_05 | 2024 | H2 Import - WC | Import | Hydrogen | MI | Dispatch-Import | FuelCost | 0 | [6 empty] | 0.8548 | 0
LCP_Inputs_ON_Diverse_IEA_2023_05_05 | 2024 | H2 Import - WC | Import | Hydrogen | MI | Dispatch-Import | VOM | 0 | [6 empty] | 0.8548 | 0
LCP_Inputs_ON_Diverse_IEA_2023_05_05 | 2024 | H2 Import - WC | Import | Hydrogen | NY | Dispatch-Import | EmissionsCost | 0 | [6 empty] | 0.8548 | 0
LCP_Inputs_ON_Diverse_IEA_2023_05_05 | 2024 | H2 Import - WC | Import | Hydrogen | NY | Dispatch-Import | FuelCost | 0 | [6 empty] | 0.8548 | 0
LCP_Inputs_ON_Diverse_IEA_2023_05_05 | 2024 | H2 Import - WC | Import | Hydrogen | NY | Dispatch-Import | VOM | 0 | [6 empty] | 0.8548 | 0
LCP_Inputs_ON_Diverse_IEA_2023_05_05 | 2024 | H2 Import - WC | Import | Hydrogen | ON | Dispatch-Import | EmissionsCost | 0 | [6 empty] | 0.8548 | 0
LCP_Inputs_ON_Diverse_IEA_2023_05_05 | 2024 | H2 Import - WC | Import | Hydrogen | ON | Dispatch-Import | FuelCost | 0 | [6 empty] | 0.8548 | 0
LCP_Inputs_ON_Diverse_IEA_2023_05_05 | 2024 | H2 Import - WC | Import | Hydrogen | ON | Dispatch-Import | VOM | 0 | [6 empty] | 0.8548 | 0
LCP_Inputs_ON_Diverse_IEA_2023_05_05 | 2024 | H2 Import - WC | Import | Hydrogen | PJ | Dispatch-Import | EmissionsCost | 0 | [6 empty] | 0.8548 | 0
LCP_Inputs_ON_Diverse_IEA_2023_05_05 | 2024 | H2 Import - WC | Import | Hydrogen | PJ | Dispatch-Import | FuelCost | 0 | [6 empty] | 0.8548 | 0
LCP_Inputs_ON_Diverse_IEA_2023_05_05 | 2024 | H2 Import - WC | Import | Hydrogen | PJ | Dispatch-Import | VOM | 0 | [6 empty] | 0.8548 | 0
LCP_Inputs_ON_Diverse_IEA_2023_05_05 | 2024 | H2 Import - WC | Import | Hydrogen | QC | Dispatch-Import | EmissionsCost | 0 | [6 empty] | 0.8548 | 0
LCP_Inputs_ON_Diverse_IEA_2023_05_05 | 2024 | H2 Import - WC | Import | Hydrogen | QC | Dispatch-Import | FuelCost | 0 | [6 empty] | 0.8548 | 0
LCP_Inputs_ON_Diverse_IEA_2023_05_05 | 2024 | H2 Import - WC | Import | Hydrogen | QC | Dispatch-Import | VOM | 0 | [6 empty] | 0.8548 | 0
LCP_Inputs_ON_Diverse_IEA_2023_05_05 | 2024 | H2 Import - WC | Import | Hydrogen | WC | Dispatch-Import | EmissionsCost | 0 | [6 empty] | 0.8548 | 0
LCP_Inputs_ON_Diverse_IEA_2023_05_05 | 2024 | H2 Import - WC | Import | Hydrogen | WC | Dispatch-Import | FuelCost | 0 | [6 empty] | 0.8548 | 0
LCP_Inputs_ON_Diverse_IEA_2023_05_05 | 2024 | H2 Import - WC | Import | Hydrogen | WC | Dispatch-Import | VOM | 0 | [6 empty] | 0.8548 | 0
LCP_Inputs_ON_Diverse_IEA_2023_05_05 | 2024 | H2 Salt Cavern Storage - ON | Storage | Hydrogen | MI | Dispatch-Storage | EmissionsCost | 0 | [6 empty] | 0.8548 | 0
LCP_Inputs_ON_Diverse_IEA_2023_05_05 | 2024 | H2 Salt Cavern Storage - ON | Storage | Hydrogen | MI | Dispatch-Storage | FuelCost | 0 | [6 empty] | 0.8548 | 0
LCP_Inputs_ON_Diverse_IEA_2023_05_05 | 2024 | H2 Salt Cavern Storage - ON | Storage | Hydrogen | MI | Dispatch-Storage | VOM | 0 | [6 empty] | 0.8548 | 0
LCP_Inputs_ON_Diverse_IEA_2023_05_05 | 2024 | H2 Salt Cavern Storage - ON | Storage | Hydrogen | NY | Dispatch-Storage | EmissionsCost | 0 | [6 empty] | 0.8548 | 0
LCP_Inputs_ON_Diverse_IEA_2023_05_05 | 2024 | H2 Salt Cavern Storage - ON | Storage | Hydrogen | NY | Dispatch-Storage | FuelCost | 0 | [6 empty] | 0.8548 | 0
LCP_Inputs_ON_Diverse_IEA_2023_05_05 | 2024 | H2 Salt Cavern Storage - ON | Storage | Hydrogen | NY | Dispatch-Storage | VOM | 0 | [6 empty] | 0.8548 | 0
LCP_Inputs_ON_Diverse_IEA_2023_05_05 | 2024 | H2 Salt Cavern Storage - ON | Storage | Hydrogen | ON | Dispatch-Storage | EmissionsCost | 0 | [6 empty] | 0.8548 | 0
LCP_Inputs_ON_Diverse_IEA_2023_05_05 | 2024 | H2 Salt Cavern Storage - ON | Storage | Hydrogen | ON | Dispatch-Storage | FuelCost | 0 | [6 empty] | 0.8548 | 0
LCP_Inputs_ON_Diverse_IEA_2023_05_05 | 2024 | H2 Salt Cavern Storage - ON | Storage | Hydrogen | ON | Dispatch-Storage | VOM | 0 | [6 empty] | 0.8548 | 0
LCP_Inputs_ON_Diverse_IEA_2023_05_05 | 2024 | H2 Salt Cavern Storage - ON | Storage | Hydrogen | PJ | Dispatch-Storage | EmissionsCost | 0 | [6 empty] | 0.8548 | 0
LCP_Inputs_ON_Diverse_IEA_2023_05_05 | 2024 | H2 Salt Cavern Storage - ON | Storage | Hydrogen | PJ | Dispatch-Storage | FuelCost | 0 | [6 empty] | 0.8548 | 0
LCP_Inputs_ON_Diverse_IEA_2023_05_05 | 2024 | H2 Salt Cavern Storage - ON | Storage | Hydrogen | PJ | Dispatch-Storage | VOM | 0 | [6 empty] | 0.8548 | 0
LCP_Inputs_ON_Diverse_IEA_2023_05_05 | 2024 | H2 Salt Cavern Storage - ON | Storage | Hydrogen | QC | Dispatch-Storage | EmissionsCost | 0 | [6 empty] | 0.8548 | 0
LCP_Inputs_ON_Diverse_IEA_2023_05_05 | 2024 | H2 Salt Cavern Storage - ON | Storage | Hydrogen | QC | Dispatch-Storage | FuelCost | 0 | [6 empty] | 0.8548 | 0
LCP_Inputs_ON_Diverse_IEA_2023_05_05 | 2024 | H2 Salt Cavern Storage - ON | Storage | Hydrogen | QC | Dispatch-Storage | VOM | 0 | [6 empty] | 0.8548 | 0
LCP_Inputs_ON_Diverse_IEA_2023_05_05 | 2024 | H2 Salt Cavern Storage - ON | Storage | Hydrogen | WC | Dispatch-Storage | EmissionsCost | 0 | [6 empty] | 0.8548 | 0
LCP_Inputs_ON_Diverse_IEA_2023_05_05 | 2024 | H2 Salt Cavern Storage - ON | Storage | Hydrogen | WC | Dispatch-Storage | FuelCost | 0 | [6 empty] | 0.8548 | 0
LCP_Inputs_ON_Diverse_IEA_2023_05_05 | 2024 | H2 Salt Cavern Storage - ON | Storage | Hydrogen | WC | Dispatch-Storage | VOM | 0 | [6 empty] | 0.8548 | 0
LCP_Inputs_ON_Diverse_IEA_2023_05_05 | 2024 | Hydro | Generation | Electricity | MI | Dispatch-Generation | EmissionsCost | 0 | [6 empty] | 0.8548 | 0
LCP_Inputs_ON_Diverse_IEA_2023_05_05 | 2024 | Hydro | Generation | Electricity | MI | Dispatch-Generation | FuelCost | 0 | [6 empty] | 0.8548 | 0
LCP_Inputs_ON_Diverse_IEA_2023_05_05 | 2024 | Hydro | Generation | Electricity | MI | Dispatch-Generation | VOM | 0 | [6 empty] | 0.8548 | 0
LCP_Inputs_ON_Diverse_IEA_2023_05_05 | 2024 | Hydro | Generation | Electricity | NY | Dispatch-Generation | EmissionsCost | 0 | [6 empty] | 0.8548 | 0
LCP_Inputs_ON_Diverse_IEA_2023_05_05 | 2024 | Hydro | Generation | Electricity | NY | Dispatch-Generation | FuelCost | 0 | [6 empty] | 0.8548 | 0
LCP_Inputs_ON_Diverse_IEA_2023_05_05 | 2024 | Hydro | Generation | Electricity | NY | Dispatch-Generation | VOM | 0 | [6 empty] | 0.8548 | 0
LCP_Inputs_ON_Diverse_IEA_2023_05_05 | 2024 | Hydro | Generation | Electricity | ON | Dispatch-Generation | EmissionsCost | 0 | [6 empty] | 0.8548 | 0
LCP_Inputs_ON_Diverse_IEA_2023_05_05 | 2024 | Hydro | Generation | Electricity | ON | Dispatch-Generation | FuelCost | 0 | [6 empty] | 0.8548 | 0
LCP_Inputs_ON_Diverse_IEA_2023_05_05 | 2024 | Hydro | Generation | Electricity | ON | Dispatch-Generation | VOM | 0 | [6 empty] | 0.8548 | 0
LCP_Inputs_ON_Diverse_IEA_2023_05_05 | 2024 | Hydro | Generation | Electricity | PJ | Dispatch-Generation | EmissionsCost | 0 | [6 empty] | 0.8548 | 0
LCP_Inputs_ON_Diverse_IEA_2023_05_05 | 2024 | Hydro | Generation | Electricity | PJ | Dispatch-Generation | FuelCost | 0 | [6 empty] | 0.8548 | 0
LCP_Inputs_ON_Diverse_IEA_2023_05_05 | 2024 | Hydro | Generation | Electricity | PJ | Dispatch-Generation | VOM | 0 | [6 empty] | 0.8548 | 0
LCP_Inputs_ON_Diverse_IEA_2023_05_05 | 2024 | Hydro | Generation | Electricity | QC | Dispatch-Generation | EmissionsCost | 0 | [6 empty] | 0.8548 | 0
LCP_Inputs_ON_Diverse_IEA_2023_05_05 | 2024 | Hydro | Generation | Electricity | QC | Dispatch-Generation | FuelCost | 0 | [6 empty] | 0.8548 | 0
LCP_Inputs_ON_Diverse_IEA_2023_05_05 | 2024 | Hydro | Generation | Electricity | QC | Dispatch-Generation | VOM | 0 | [6 empty] | 0.8548 | 0
LCP_Inputs_ON_Diverse_IEA_2023_05_05 | 2024 | Hydro | Generation | Electricity | WC | Dispatch-Generation | EmissionsCost | 0 | [6 empty] | 0.8548 | 0
LCP_Inputs_ON_Diverse_IEA_2023_05_05 | 2024 | Hydro | Generation | Electricity | WC | Dispatch-Generation | FuelCost | 0 | [6 empty] | 0.8548 | 0
LCP_Inputs_ON_Diverse_IEA_2023_05_05 | 2024 | Hydro | Generation | Electricity | WC | Dispatch-Generation | VOM | 0 | [6 empty] | 0.8548 | 0
LCP_Inputs_ON_Diverse_IEA_2023_05_05 | 2024 | Hydro Pumped Storage | Storage | Electricity | MI | Dispatch-Storage | EmissionsCost | 0 | [6 empty] | 0.8548 | 0
LCP_Inputs_ON_Diverse_IEA_2023_05_05 | 2024 | Hydro Pumped Storage | Storage | Electricity | MI | Dispatch-Storage | FuelCost | 0 | [6 empty] | 0.8548 | 0
LCP_Inputs_ON_Diverse_IEA_2023_05_05 | 2024 | Hydro Pumped Storage | Storage | Electricity | MI | Dispatch-Storage | VOM | 0 | [6 empty] | 0.8548 | 0
LCP_Inputs_ON_Diverse_IEA_2023_05_05 | 2024 | Hydro Pumped Storage | Storage | Electricity | NY | Dispatch-Storage | EmissionsCost | 0 | [6 empty] | 0.8548 | 0
LCP_Inputs_ON_Diverse_IEA_2023_05_05 | 2024 | Hydro Pumped Storage | Storage | Electricity | NY | Dispatch-Storage | FuelCost | 0 | [6 empty] | 0.8548 | 0
LCP_Inputs_ON_Diverse_IEA_2023_05_05 | 2024 | Hydro Pumped Storage | Storage | Electricity | NY | Dispatch-Storage | VOM | 0 | [6 empty] | 0.8548 | 0
LCP_Inputs_ON_Diverse_IEA_2023_05_05 | 2024 | Hydro Pumped Storage | Storage | Electricity | ON | Dispatch-Storage | EmissionsCost | 0 | [6 empty] | 0.8548 | 0
LCP_Inputs_ON_Diverse_IEA_2023_05_05 | 2024 | Hydro Pumped Storage | Storage | Electricity | ON | Dispatch-Storage | FuelCost | 0 | [6 empty] | 0.8548 | 0
LCP_Inputs_ON_Diverse_IEA_2023_05_05 | 2024 | Hydro Pumped Storage | Storage | Electricity | ON | Dispatch-Storage | VOM | 0 | [6 empty] | 0.8548 | 0
LCP_Inputs_ON_Diverse_IEA_2023_05_05 | 2024 | Hydro Pumped Storage | Storage | Electricity | PJ | Dispatch-Storage | EmissionsCost | 0 | [6 empty] | 0.8548 | 0
LCP_Inputs_ON_Diverse_IEA_2023_05_05 | 2024 | Hydro Pumped Storage | Storage | Electricity | PJ | Dispatch-Storage | FuelCost | 0 | [6 empty] | 0.8548 | 0
LCP_Inputs_ON_Diverse_IEA_2023_05_05 | 2024 | Hydro Pumped Storage | Storage | Electricity | PJ | Dispatch-Storage | VOM | 0 | [6 empty] | 0.8548 | 0
LCP_Inputs_ON_Diverse_IEA_2023_05_05 | 2024 | Hydro Pumped Storage | Storage | Electricity | QC | Dispatch-Storage | EmissionsCost | 0 | [6 empty] | 0.8548 | 0
LCP_Inputs_ON_Diverse_IEA_2023_05_05 | 2024 | Hydro Pumped Storage | Storage | Electricity | QC | Dispatch-Storage | FuelCost | 0 | [6 empty] | 0.8548 | 0
LCP_Inputs_ON_Diverse_IEA_2023_05_05 | 2024 | Hydro Pumped Storage | Storage | Electricity | QC | Dispatch-Storage | VOM | 0 | [6 empty] | 0.8548 | 0
LCP_Inputs_ON_Diverse_IEA_2023_05_05 | 2024 | Hydro Pumped Storage | Storage | Electricity | WC | Dispatch-Storage | EmissionsCost | 0 | [6 empty] | 0.8548 | 0
LCP_Inputs_ON_Diverse_IEA_2023_05_05 | 2024 | Hydro Pumped Storage | Storage | Electricity | WC | Dispatch-Storage | FuelCost | 0 | [6 empty] | 0.8548 | 0
LCP_Inputs_ON_Diverse_IEA_2023_05_05 | 2024 | Hydro Pumped Storage | Storage | Electricity | WC | Dispatch-Storage | VOM | 0 | [6 empty] | 0.8548 | 0
LCP_Inputs_ON_Diverse_IEA_2023_05_05 | 2024 | Nuclear | Generation | Electricity | MI | Dispatch-Generation | EmissionsCost | 0 | [6 empty] | 0.8548 | 0
LCP_Inputs_ON_Diverse_IEA_2023_05_05 | 2024 | Nuclear | Generation | Electricity | MI | Dispatch-Generation | FuelCost | 0 | [6 empty] | 0.8548 | 0
LCP_Inputs_ON_Diverse_IEA_2023_05_05 | 2024 | Nuclear | Generation | Electricity | MI | Dispatch-Generation | VOM | 3301336446.912 | [6 empty] | 0.8548 | 2821996230.8196
LCP_Inputs_ON_Diverse_IEA_2023_05_05 | 2024 | Nuclear | Generation | Electricity | NY | Dispatch-Generation | EmissionsCost | 0 | [6 empty] | 0.8548 | 0
LCP_Inputs_ON_Diverse_IEA_2023_05_05 | 2024 | Nuclear | Generation | Electricity | NY | Dispatch-Generation | FuelCost | 0 | [6 empty] | 0.8548 | 0
LCP_Inputs_ON_Diverse_IEA_2023_05_05 | 2024 | Nuclear | Generation | Electricity | NY | Dispatch-Generation | VOM | 2246155230.144 | [6 empty] | 0.8548 | 1920022904.4304
LCP_Inputs_ON_Diverse_IEA_2023_05_05 | 2024 | Nuclear | Generation | Electricity | ON | Dispatch-Generation | EmissionsCost | 0 | [6 empty] | 0.8548 | 0
LCP_Inputs_ON_Diverse_IEA_2023_05_05 | 2024 | Nuclear | Generation | Electricity | ON | Dispatch-Generation | FuelCost | 0 | [6 empty] | 0.8548 | 0
LCP_Inputs_ON_Diverse_IEA_2023_05_05 | 2024 | Nuclear | Generation | Electricity | ON | Dispatch-Generation | VOM | 8790266640.96 | [6 empty] | 0.8548 | 7513956764.9614
LCP_Inputs_ON_Diverse_IEA_2023_05_05 | 2024 | Nuclear | Generation | Electricity | PJ | Dispatch-Generation | EmissionsCost | 0 | [6 empty] | 0.8548 | 0
LCP_Inputs_ON_Diverse_IEA_2023_05_05 | 2024 | Nuclear | Generation | Electricity | PJ | Dispatch-Generation | FuelCost | 0 | [6 empty] | 0.8548 | 0
LCP_Inputs_ON_Diverse_IEA_2023_05_05 | 2024 | Nuclear | Generation | Electricity | PJ | Dispatch-Generation | VOM | 9110487814.4448 | [6 empty] | 0.8548 | 7787683166.1127
LCP_Inputs_ON_Diverse_IEA_2023_05_05 | 2024 | Nuclear | Generation | Electricity | QC | Dispatch-Generation | EmissionsCost | 0 | [6 empty] | 0.8548 | 0
LCP_Inputs_ON_Diverse_IEA_2023_05_05 | 2024 | Nuclear | Generation | Electricity | QC | Dispatch-Generation | FuelCost | 0 | [6 empty] | 0.8548 | 0
LCP_Inputs_ON_Diverse_IEA_2023_05_05 | 2024 | Nuclear | Generation | Electricity | QC | Dispatch-Generation | VOM | 0 | [6 empty] | 0.8548 | 0
LCP_Inputs_ON_Diverse_IEA_2023_05_05 | 2024 | Nuclear | Generation | Electricity | WC | Dispatch-Generation | EmissionsCost | 0 | [6 empty] | 0.8548 | 0
LCP_Inputs_ON_Diverse_IEA_2023_05_05 | 2024 | Nuclear | Generation | Electricity | WC | Dispatch-Generation | FuelCost | 0 | [6 empty] | 0.8548 | 0
LCP_Inputs_ON_Diverse_IEA_2023_05_05 | 2024 | Nuclear | Generation | Electricity | WC | Dispatch-Generation | VOM | 0 | [6 empty] | 0.8548 | 0
LCP_Inputs_ON_Diverse_IEA_2023_05_05 | 2024 | Nuclear SMR | Generation | Electricity | MI | Dispatch-Generation | EmissionsCost | 0 | [6 empty] | 0.8548 | 0
LCP_Inputs_ON_Diverse_IEA_2023_05_05 | 2024 | Nuclear SMR | Generation | Electricity | MI | Dispatch-Generation | FuelCost | 0 | [6 empty] | 0.8548 | 0
LCP_Inputs_ON_Diverse_IEA_2023_05_05 | 2024 | Nuclear SMR | Generation | Electricity | MI | Dispatch-Generation | VOM | 0 | [6 empty] | 0.8548 | 0
LCP_Inputs_ON_Diverse_IEA_2023_05_05 | 2024 | Nuclear SMR | Generation | Electricity | NY | Dispatch-Generation | EmissionsCost | 0 | [6 empty] | 0.8548 | 0
LCP_Inputs_ON_Diverse_IEA_2023_05_05 | 2024 | Nuclear SMR | Generation | Electricity | NY | Dispatch-Generation | FuelCost | 0 | [6 empty] | 0.8548 | 0
LCP_Inputs_ON_Diverse_IEA_2023_05_05 | 2024 | Nuclear SMR | Generation | Electricity | NY | Dispatch-Generation | VOM | 0 | [6 empty] | 0.8548 | 0
LCP_Inputs_ON_Diverse_IEA_2023_05_05 | 2024 | Nuclear SMR | Generation | Electricity | ON | Dispatch-Generation | EmissionsCost | 0 | [6 empty] | 0.8548 | 0
LCP_Inputs_ON_Diverse_IEA_2023_05_05 | 2024 | Nuclear SMR | Generation | Electricity | ON | Dispatch-Generation | FuelCost | 0 | [6 empty] | 0.8548 | 0
LCP_Inputs_ON_Diverse_IEA_2023_05_05 | 2024 | Nuclear SMR | Generation | Electricity | ON | Dispatch-Generation | VOM | 0 | [6 empty] | 0.8548 | 0
LCP_Inputs_ON_Diverse_IEA_2023_05_05 | 2024 | Nuclear SMR | Generation | Electricity | PJ | Dispatch-Generation | EmissionsCost | 0 | [6 empty] | 0.8548 | 0
LCP_Inputs_ON_Diverse_IEA_2023_05_05 | 2024 | Nuclear SMR | Generation | Electricity | PJ | Dispatch-Generation | FuelCost | 0 | [6 empty] | 0.8548 | 0
LCP_Inputs_ON_Diverse_IEA_2023_05_05 | 2024 | Nuclear SMR | Generation | Electricity | PJ | Dispatch-Generation | VOM | 0 | [6 empty] | 0.8548 | 0
LCP_Inputs_ON_Diverse_IEA_2023_05_05 | 2024 | Nuclear SMR | Generation | Electricity | QC | Dispatch-Generation | EmissionsCost | 0 | [6 empty] | 0.8548 | 0
LCP_Inputs_ON_Diverse_IEA_2023_05_05 | 2024 | Nuclear SMR | Generation | Electricity | QC | Dispatch-Generation | FuelCost | 0 | [6 empty] | 0.8548 | 0
LCP_Inputs_ON_Diverse_IEA_2023_05_05 | 2024 | Nuclear SMR | Generation | Electricity | QC | Dispatch-Generation | VOM | 0 | [6 empty] | 0.8548 | 0
LCP_Inputs_ON_Diverse_IEA_2023_05_05 | 2024 | Nuclear SMR | Generation | Electricity | WC | Dispatch-Generation | EmissionsCost | 0 | [6 empty] | 0.8548 | 0
LCP_Inputs_ON_Diverse_IEA_2023_05_05 | 2024 | Nuclear SMR | Generation | Electricity | WC | Dispatch-Generation | FuelCost | 0 | [6 empty] | 0.8548 | 0
LCP_Inputs_ON_Diverse_IEA_2023_05_05 | 2024 | Nuclear SMR | Generation | Electricity | WC | Dispatch-Generation | VOM | 0 | [6 empty] | 0.8548 | 0
LCP_Inputs_ON_Diverse_IEA_2023_05_05 | 2024 | O/CCGT - CH4 Existing | Crossload | Electricity | MI | Dispatch-Crossload | EmissionsCost | 0 | [6 empty] | 0.8548 | 0
LCP_Inputs_ON_Diverse_IEA_2023_05_05 | 2024 | O/CCGT - CH4 Existing | Crossload | Electricity | MI | Dispatch-Crossload | FuelCost | 0 | [6 empty] | 0.8548 | 0
LCP_Inputs_ON_Diverse_IEA_2023_05_05 | 2024 | O/CCGT - CH4 Existing | Crossload | Electricity | MI | Dispatch-Crossload | VOM | 0 | [6 empty] | 0.8548 | 0
LCP_Inputs_ON_Diverse_IEA_2023_05_05 | 2024 | O/CCGT - CH4 Existing | Crossload | Electricity | NY | Dispatch-Crossload | EmissionsCost | 0 | [6 empty] | 0.8548 | 0
LCP_Inputs_ON_Diverse_IEA_2023_05_05 | 2024 | O/CCGT - CH4 Existing | Crossload | Electricity | NY | Dispatch-Crossload | FuelCost | 0 | [6 empty] | 0.8548 | 0
LCP_Inputs_ON_Diverse_IEA_2023_05_05 | 2024 | O/CCGT - CH4 Existing | Crossload | Electricity | NY | Dispatch-Crossload | VOM | 0 | [6 empty] | 0.8548 | 0
LCP_Inputs_ON_Diverse_IEA_2023_05_05 | 2024 | O/CCGT - CH4 Existing | Crossload | Electricity | ON | Dispatch-Crossload | EmissionsCost | 0 | [6 empty] | 0.8548 | 0
LCP_Inputs_ON_Diverse_IEA_2023_05_05 | 2024 | O/CCGT - CH4 Existing | Crossload | Electricity | ON | Dispatch-Crossload | FuelCost | 0 | [6 empty] | 0.8548 | 0
LCP_Inputs_ON_Diverse_IEA_2023_05_05 | 2024 | O/CCGT - CH4 Existing | Crossload | Electricity | ON | Dispatch-Crossload | VOM | 0 | [6 empty] | 0.8548 | 0
LCP_Inputs_ON_Diverse_IEA_2023_05_05 | 2024 | O/CCGT - CH4 Existing | Crossload | Electricity | PJ | Dispatch-Crossload | EmissionsCost | 0 | [6 empty] | 0.8548 | 0
LCP_Inputs_ON_Diverse_IEA_2023_05_05 | 2024 | O/CCGT - CH4 Existing | Crossload | Electricity | PJ | Dispatch-Crossload | FuelCost | 0 | [6 empty] | 0.8548 | 0
LCP_Inputs_ON_Diverse_IEA_2023_05_05 | 2024 | O/CCGT - CH4 Existing | Crossload | Electricity | PJ | Dispatch-Crossload | VOM | 0 | [6 empty] | 0.8548 | 0
LCP_Inputs_ON_Diverse_IEA_2023_05_05 | 2024 | O/CCGT - CH4 Existing | Crossload | Electricity | QC | Dispatch-Crossload | EmissionsCost | 0 | [6 empty] | 0.8548 | 0
LCP_Inputs_ON_Diverse_IEA_2023_05_05 | 2024 | O/CCGT - CH4 Existing | Crossload | Electricity | QC | Dispatch-Crossload | FuelCost | 0 | [6 empty] | 0.8548 | 0
LCP_Inputs_ON_Diverse_IEA_2023_05_05 | 2024 | O/CCGT - CH4 Existing | Crossload | Electricity | QC | Dispatch-Crossload | VOM | 0 | [6 empty] | 0.8548 | 0
LCP_Inputs_ON_Diverse_IEA_2023_05_05 | 2024 | O/CCGT - CH4 Existing | Crossload | Electricity | WC | Dispatch-Crossload | EmissionsCost | 0 | [6 empty] | 0.8548 | 0
LCP_Inputs_ON_Diverse_IEA_2023_05_05 | 2024 | O/CCGT - CH4 Existing | Crossload | Electricity | WC | Dispatch-Crossload | FuelCost | 0 | [6 empty] | 0.8548 | 0
LCP_Inputs_ON_Diverse_IEA_2023_05_05 | 2024 | O/CCGT - CH4 Existing | Crossload | Electricity | WC | Dispatch-Crossload | VOM | 0 | [6 empty] | 0.8548 | 0
LCP_Inputs_ON_Diverse_IEA_2023_05_05 | 2024 | O/CCGT - CH4 New | Crossload | Electricity | MI | Dispatch-Crossload | EmissionsCost | 0 | [6 empty] | 0.8548 | 0
LCP_Inputs_ON_Diverse_IEA_2023_05_05 | 2024 | O/CCGT - CH4 New | Crossload | Electricity | MI | Dispatch-Crossload | FuelCost | 0 | [6 empty] | 0.8548 | 0
LCP_Inputs_ON_Diverse_IEA_2023_05_05 | 2024 | O/CCGT - CH4 New | Crossload | Electricity | MI | Dispatch-Crossload | VOM | 0 | [6 empty] | 0.8548 | 0
LCP_Inputs_ON_Diverse_IEA_2023_05_05 | 2024 | O/CCGT - CH4 New | Crossload | Electricity | NY | Dispatch-Crossload | EmissionsCost | 0 | [6 empty] | 0.8548 | 0
LCP_Inputs_ON_Diverse_IEA_2023_05_05 | 2024 | O/CCGT - CH4 New | Crossload | Electricity | NY | Dispatch-Crossload | FuelCost | 0 | [6 empty] | 0.8548 | 0
LCP_Inputs_ON_Diverse_IEA_2023_05_05 | 2024 | O/CCGT - CH4 New | Crossload | Electricity | NY | Dispatch-Crossload | VOM | 0 | [6 empty] | 0.8548 | 0
LCP_Inputs_ON_Diverse_IEA_2023_05_05 | 2024 | O/CCGT - CH4 New | Crossload | Electricity | ON | Dispatch-Crossload | EmissionsCost | 0 | [6 empty] | 0.8548 | 0
LCP_Inputs_ON_Diverse_IEA_2023_05_05 | 2024 | O/CCGT - CH4 New | Crossload | Electricity | ON | Dispatch-Crossload | FuelCost | 0 | [6 empty] | 0.8548 | 0
LCP_Inputs_ON_Diverse_IEA_2023_05_05 | 2024 | O/CCGT - CH4 New | Crossload | Electricity | ON | Dispatch-Crossload | VOM | 0 | [6 empty] | 0.8548 | 0
LCP_Inputs_ON_Diverse_IEA_2023_05_05 | 2024 | O/CCGT - CH4 New | Crossload | Electricity | PJ | Dispatch-Crossload | EmissionsCost | 0 | [6 empty] | 0.8548 | 0
LCP_Inputs_ON_Diverse_IEA_2023_05_05 | 2024 | O/CCGT - CH4 New | Crossload | Electricity | PJ | Dispatch-Crossload | FuelCost | 0 | [6 empty] | 0.8548 | 0
LCP_Inputs_ON_Diverse_IEA_2023_05_05 | 2024 | O/CCGT - CH4 New | Crossload | Electricity | PJ | Dispatch-Crossload | VOM | 0 | [6 empty] | 0.8548 | 0
LCP_Inputs_ON_Diverse_IEA_2023_05_05 | 2024 | O/CCGT - CH4 New | Crossload | Electricity | QC | Dispatch-Crossload | EmissionsCost | 0 | [6 empty] | 0.8548 | 0
LCP_Inputs_ON_Diverse_IEA_2023_05_05 | 2024 | O/CCGT - CH4 New | Crossload | Electricity | QC | Dispatch-Crossload | FuelCost | 0 | [6 empty] | 0.8548 | 0
LCP_Inputs_ON_Diverse_IEA_2023_05_05 | 2024 | O/CCGT - CH4 New | Crossload | Electricity | QC | Dispatch-Crossload | VOM | 0 | [6 empty] | 0.8548 | 0
LCP_Inputs_ON_Diverse_IEA_2023_05_05 | 2024 | O/CCGT - CH4 New | Crossload | Electricity | WC | Dispatch-Crossload | EmissionsCost | 0 | [6 empty] | 0.8548 | 0
LCP_Inputs_ON_Diverse_IEA_2023_05_05 | 2024 | O/CCGT - CH4 New | Crossload | Electricity | WC | Dispatch-Crossload | FuelCost | 0 | [6 empty] | 0.8548 | 0
LCP_Inputs_ON_Diverse_IEA_2023_05_05 | 2024 | O/CCGT - CH4 New | Crossload | Electricity | WC | Dispatch-Crossload | VOM | 0 | [6 empty] | 0.8548 | 0
LCP_Inputs_ON_Diverse_IEA_2023_05_05 | 2024 | O/CCGT - H2 New | Crossload | Electricity | MI | Dispatch-Crossload | EmissionsCost | 0 | [6 empty] | 0.8548 | 0
LCP_Inputs_ON_Diverse_IEA_2023_05_05 | 2024 | O/CCGT - H2 New | Crossload | Electricity | MI | Dispatch-Crossload | FuelCost | 0 | [6 empty] | 0.8548 | 0
LCP_Inputs_ON_Diverse_IEA_2023_05_05 | 2024 | O/CCGT - H2 New | Crossload | Electricity | MI | Dispatch-Crossload | VOM | 0 | [6 empty] | 0.8548 | 0
LCP_Inputs_ON_Diverse_IEA_2023_05_05 | 2024 | O/CCGT - H2 New | Crossload | Electricity | NY | Dispatch-Crossload | EmissionsCost | 0 | [6 empty] | 0.8548 | 0
LCP_Inputs_ON_Diverse_IEA_2023_05_05 | 2024 | O/CCGT - H2 New | Crossload | Electricity | NY | Dispatch-Crossload | FuelCost | 0 | [6 empty] | 0.8548 | 0
LCP_Inputs_ON_Diverse_IEA_2023_05_05 | 2024 | O/CCGT - H2 New | Crossload | Electricity | NY | Dispatch-Crossload | VOM | 0 | [6 empty] | 0.8548 | 0
LCP_Inputs_ON_Diverse_IEA_2023_05_05 | 2024 | O/CCGT - H2 New | Crossload | Electricity | ON | Dispatch-Crossload | EmissionsCost | 0 | [6 empty] | 0.8548 | 0
LCP_Inputs_ON_Diverse_IEA_2023_05_05 | 2024 | O/CCGT - H2 New | Crossload | Electricity | ON | Dispatch-Crossload | FuelCost | 0 | [6 empty] | 0.8548 | 0
LCP_Inputs_ON_Diverse_IEA_2023_05_05 | 2024 | O/CCGT - H2 New | Crossload | Electricity | ON | Dispatch-Crossload | VOM | 0 | [6 empty] | 0.8548 | 0
LCP_Inputs_ON_Diverse_IEA_2023_05_05 | 2024 | O/CCGT - H2 New | Crossload | Electricity | PJ | Dispatch-Crossload | EmissionsCost | 0 | [6 empty] | 0.8548 | 0
LCP_Inputs_ON_Diverse_IEA_2023_05_05 | 2024 | O/CCGT - H2 New | Crossload | Electricity | PJ | Dispatch-Crossload | FuelCost | 0 | [6 empty] | 0.8548 | 0
LCP_Inputs_ON_Diverse_IEA_2023_05_05 | 2024 | O/CCGT - H2 New | Crossload | Electricity | PJ | Dispatch-Crossload | VOM | 0 | [6 empty] | 0.8548 | 0
LCP_Inputs_ON_Diverse_IEA_2023_05_05 | 2024 | O/CCGT - H2 New | Crossload | Electricity | QC | Dispatch-Crossload | EmissionsCost | 0 | [6 empty] | 0.8548 | 0
LCP_Inputs_ON_Diverse_IEA_2023_05_05 | 2024 | O/CCGT - H2 New | Crossload | Electricity | QC | Dispatch-Crossload | FuelCost | 0 | [6 empty] | 0.8548 | 0
LCP_Inputs_ON_Diverse_IEA_2023_05_05 | 2024 | O/CCGT - H2 New | Crossload | Electricity | QC | Dispatch-Crossload | VOM | 0 | [6 empty] | 0.8548 | 0
LCP_Inputs_ON_Diverse_IEA_2023_05_05 | 2024 | O/CCGT - H2 New | Crossload | Electricity | WC | Dispatch-Crossload | EmissionsCost | 0 | [6 empty] | 0.8548 | 0
LCP_Inputs_ON_Diverse_IEA_2023_05_05 | 2024 | O/CCGT - H2 New | Crossload | Electricity | WC | Dispatch-Crossload | FuelCost | 0 | [6 empty] | 0.8548 | 0
LCP_Inputs_ON_Diverse_IEA_2023_05_05 | 2024 | O/CCGT - H2 New | Crossload | Electricity | WC | Dispatch-Crossload | VOM | 0 | [6 empty] | 0.8548 | 0
LCP_Inputs_ON_Diverse_IEA_2023_05_05 | 2024 | SMR CCS | Generation | Hydrogen | MI | Dispatch-Generation | EmissionsCost | 0 | [6 empty] | 0.8548 | 0
LCP_Inputs_ON_Diverse_IEA_2023_05_05 | 2024 | SMR CCS | Generation | Hydrogen | MI | Dispatch-Generation | FuelCost | 0 | [6 empty] | 0.8548 | 0
LCP_Inputs_ON_Diverse_IEA_2023_05_05 | 2024 | SMR CCS | Generation | Hydrogen | MI | Dispatch-Generation | VOM | 0 | [6 empty] | 0.8548 | 0
LCP_Inputs_ON_Diverse_IEA_2023_05_05 | 2024 | SMR CCS | Generation | Hydrogen | NY | Dispatch-Generation | EmissionsCost | 0 | [6 empty] | 0.8548 | 0
LCP_Inputs_ON_Diverse_IEA_2023_05_05 | 2024 | SMR CCS | Generation | Hydrogen | NY | Dispatch-Generation | FuelCost | 0 | [6 empty] | 0.8548 | 0
LCP_Inputs_ON_Diverse_IEA_2023_05_05 | 2024 | SMR CCS | Generation | Hydrogen | NY | Dispatch-Generation | VOM | 0 | [6 empty] | 0.8548 | 0
LCP_Inputs_ON_Diverse_IEA_2023_05_05 | 2024 | SMR CCS | Generation | Hydrogen | ON | Dispatch-Generation | EmissionsCost | 0 | [6 empty] | 0.8548 | 0
LCP_Inputs_ON_Diverse_IEA_2023_05_05 | 2024 | SMR CCS | Generation | Hydrogen | ON | Dispatch-Generation | FuelCost | 0 | [6 empty] | 0.8548 | 0
LCP_Inputs_ON_Diverse_IEA_2023_05_05 | 2024 | SMR CCS | Generation | Hydrogen | ON | Dispatch-Generation | VOM | 0 | [6 empty] | 0.8548 | 0
LCP_Inputs_ON_Diverse_IEA_2023_05_05 | 2024 | SMR CCS | Generation | Hydrogen | PJ | Dispatch-Generation | EmissionsCost | 0 | [6 empty] | 0.8548 | 0
LCP_Inputs_ON_Diverse_IEA_2023_05_05 | 2024 | SMR CCS | Generation | Hydrogen | PJ | Dispatch-Generation | FuelCost | 0 | [6 empty] | 0.8548 | 0
LCP_Inputs_ON_Diverse_IEA_2023_05_05 | 2024 | SMR CCS | Generation | Hydrogen | PJ | Dispatch-Generation | VOM | 0 | [6 empty] | 0.8548 | 0
LCP_Inputs_ON_Diverse_IEA_2023_05_05 | 2024 | SMR CCS | Generation | Hydrogen | QC | Dispatch-Generation | EmissionsCost | 0 | [6 empty] | 0.8548 | 0
LCP_Inputs_ON_Diverse_IEA_2023_05_05 | 2024 | SMR CCS | Generation | Hydrogen | QC | Dispatch-Generation | FuelCost | 0 | [6 empty] | 0.8548 | 0
LCP_Inputs_ON_Diverse_IEA_2023_05_05 | 2024 | SMR CCS | Generation | Hydrogen | QC | Dispatch-Generation | VOM | 0 | [6 empty] | 0.8548 | 0
LCP_Inputs_ON_Diverse_IEA_2023_05_05 | 2024 | SMR CCS | Generation | Hydrogen | WC | Dispatch-Generation | EmissionsCost | 0 | [6 empty] | 0.8548 | 0
LCP_Inputs_ON_Diverse_IEA_2023_05_05 | 2024 | SMR CCS | Generation | Hydrogen | WC | Dispatch-Generation | FuelCost | 0 | [6 empty] | 0.8548 | 0
LCP_Inputs_ON_Diverse_IEA_2023_05_05 | 2024 | SMR CCS | Generation | Hydrogen | WC | Dispatch-Generation | VOM | 0 | [6 empty] | 0.8548 | 0
LCP_Inputs_ON_Diverse_IEA_2023_05_05 | 2024 | Solar PV | Generation | Electricity | MI | Dispatch-Generation | EmissionsCost | 0 | [6 empty] | 0.8548 | 0
LCP_Inputs_ON_Diverse_IEA_2023_05_05 | 2024 | Solar PV | Generation | Electricity | MI | Dispatch-Generation | FuelCost | 0 | [6 empty] | 0.8548 | 0
LCP_Inputs_ON_Diverse_IEA_2023_05_05 | 2024 | Solar PV | Generation | Electricity | MI | Dispatch-Generation | VOM | 0 | [6 empty] | 0.8548 | 0
LCP_Inputs_ON_Diverse_IEA_2023_05_05 | 2024 | Solar PV | Generation | Electricity | NY | Dispatch-Generation | EmissionsCost | 0 | [6 empty] | 0.8548 | 0
LCP_Inputs_ON_Diverse_IEA_2023_05_05 | 2024 | Solar PV | Generation | Electricity | NY | Dispatch-Generation | FuelCost | 0 | [6 empty] | 0.8548 | 0
LCP_Inputs_ON_Diverse_IEA_2023_05_05 | 2024 | Solar PV | Generation | Electricity | NY | Dispatch-Generation | VOM | 0 | [6 empty] | 0.8548 | 0
LCP_Inputs_ON_Diverse_IEA_2023_05_05 | 2024 | Solar PV | Generation | Electricity | ON | Dispatch-Generation | EmissionsCost | 0 | [6 empty] | 0.8548 | 0
LCP_Inputs_ON_Diverse_IEA_2023_05_05 | 2024 | Solar PV | Generation | Electricity | ON | Dispatch-Generation | FuelCost | 0 | [6 empty] | 0.8548 | 0
LCP_Inputs_ON_Diverse_IEA_2023_05_05 | 2024 | Solar PV | Generation | Electricity | ON | Dispatch-Generation | VOM | 0 | [6 empty] | 0.8548 | 0
LCP_Inputs_ON_Diverse_IEA_2023_05_05 | 2024 | Solar PV | Generation | Electricity | PJ | Dispatch-Generation | EmissionsCost | 0 | [6 empty] | 0.8548 | 0
LCP_Inputs_ON_Diverse_IEA_2023_05_05 | 2024 | Solar PV | Generation | Electricity | PJ | Dispatch-Generation | FuelCost | 0 | [6 empty] | 0.8548 | 0
LCP_Inputs_ON_Diverse_IEA_2023_05_05 | 2024 | Solar PV | Generation | Electricity | PJ | Dispatch-Generation | VOM | 0 | [6 empty] | 0.8548 | 0
LCP_Inputs_ON_Diverse_IEA_2023_05_05 | 2024 | Solar PV | Generation | Electricity | QC | Dispatch-Generation | EmissionsCost | 0 | [6 empty] | 0.8548 | 0
LCP_Inputs_ON_Diverse_IEA_2023_05_05 | 2024 | Solar PV | Generation | Electricity | QC | Dispatch-Generation | FuelCost | 0 | [6 empty] | 0.8548 | 0
LCP_Inputs_ON_Diverse_IEA_2023_05_05 | 2024 | Solar PV | Generation | Electricity | QC | Dispatch-Generation | VOM | 0 | [6 empty] | 0.8548 | 0
LCP_Inputs_ON_Diverse_IEA_2023_05_05 | 2024 | Solar PV | Generation | Electricity | WC | Dispatch-Generation | EmissionsCost | 0 | [6 empty] | 0.8548 | 0
LCP_Inputs_ON_Diverse_IEA_2023_05_05 | 2024 | Solar PV | Generation | Electricity | WC | Dispatch-Generation | FuelCost | 0 | [6 empty] | 0.8548 | 0
LCP_Inputs_ON_Diverse_IEA_2023_05_05 | 2024 | Solar PV | Generation | Electricity | WC | Dispatch-Generation | VOM | 0 | [6 empty] | 0.8548 | 0
LCP_Inputs_ON_Diverse_IEA_2023_05_05 | 2024 | Wind Offshore | Generation | Electricity | MI | Dispatch-Generation | EmissionsCost | 0 | [6 empty] | 0.8548 | 0
LCP_Inputs_ON_Diverse_IEA_2023_05_05 | 2024 | Wind Offshore | Generation | Electricity | MI | Dispatch-Generation | FuelCost | 0 | [6 empty] | 0.8548 | 0
LCP_Inputs_ON_Diverse_IEA_2023_05_05 | 2024 | Wind Offshore | Generation | Electricity | MI | Dispatch-Generation | VOM | 0 | [6 empty] | 0.8548 | 0
LCP_Inputs_ON_Diverse_IEA_2023_05_05 | 2024 | Wind Offshore | Generation | Electricity | NY | Dispatch-Generation | EmissionsCost | 0 | [6 empty] | 0.8548 | 0
LCP_Inputs_ON_Diverse_IEA_2023_05_05 | 2024 | Wind Offshore | Generation | Electricity | NY | Dispatch-Generation | FuelCost | 0 | [6 empty] | 0.8548 | 0
LCP_Inputs_ON_Diverse_IEA_2023_05_05 | 2024 | Wind Offshore | Generation | Electricity | NY | Dispatch-Generation | VOM | 0 | [6 empty] | 0.8548 | 0
LCP_Inputs_ON_Diverse_IEA_2023_05_05 | 2024 | Wind Offshore | Generation | Electricity | ON | Dispatch-Generation | EmissionsCost | 0 | [6 empty] | 0.8548 | 0
LCP_Inputs_ON_Diverse_IEA_2023_05_05 | 2024 | Wind Offshore | Generation | Electricity | ON | Dispatch-Generation | FuelCost | 0 | [6 empty] | 0.8548 | 0
LCP_Inputs_ON_Diverse_IEA_2023_05_05 | 2024 | Wind Offshore | Generation | Electricity | ON | Dispatch-Generation | VOM | 0 | [6 empty] | 0.8548 | 0
LCP_Inputs_ON_Diverse_IEA_2023_05_05 | 2024 | Wind Offshore | Generation | Electricity | PJ | Dispatch-Generation | EmissionsCost | 0 | [6 empty] | 0.8548 | 0
LCP_Inputs_ON_Diverse_IEA_2023_05_05 | 2024 | Wind Offshore | Generation | Electricity | PJ | Dispatch-Generation | FuelCost | 0 | [6 empty] | 0.8548 | 0
LCP_Inputs_ON_Diverse_IEA_2023_05_05 | 2024 | Wind Offshore | Generation | Electricity | PJ | Dispatch-Generation | VOM | 0 | [6 empty] | 0.8548 | 0
LCP_Inputs_ON_Diverse_IEA_2023_05_05 | 2024 | Wind Offshore | Generation | Electricity | QC | Dispatch-Generation | EmissionsCost | 0 | [6 empty] | 0.8548 | 0
LCP_Inputs_ON_Diverse_IEA_2023_05_05 | 2024 | Wind Offshore | Generation | Electricity | QC | Dispatch-Generation | FuelCost | 0 | [6 empty] | 0.8548 | 0
LCP_Inputs_ON_Diverse_IEA_2023_05_05 | 2024 | Wind Offshore | Generation | Electricity | QC | Dispatch-Generation | VOM | 0 | [6 empty] | 0.8548 | 0
LCP_Inputs_ON_Diverse_IEA_2023_05_05 | 2024 | Wind Offshore | Generation | Electricity | WC | Dispatch-Generation | EmissionsCost | 0 | [6 empty] | 0.8548 | 0
LCP_Inputs_ON_Diverse_IEA_2023_05_05 | 2024 | Wind Offshore | Generation | Electricity | WC | Dispatch-Generation | FuelCost | 0 | [6 empty] | 0.8548 | 0
LCP_Inputs_ON_Diverse_IEA_2023_05_05 | 2024 | Wind Offshore | Generation | Electricity | WC | Dispatch-Generation | VOM | 0 | [6 empty] | 0.8548 | 0
LCP_Inputs_ON_Diverse_IEA_2023_05_05 | 2024 | Wind Onshore | Generation | Electricity | MI | Dispatch-Generation | EmissionsCost | 0 | [6 empty] | 0.8548 | 0
LCP_Inputs_ON_Diverse_IEA_2023_05_05 | 2024 | Wind Onshore | Generation | Electricity | MI | Dispatch-Generation | FuelCost | 0 | [6 empty] | 0.8548 | 0
LCP_Inputs_ON_Diverse_IEA_2023_05_05 | 2024 | Wind Onshore | Generation | Electricity | MI | Dispatch-Generation | VOM | 0 | [6 empty] | 0.8548 | 0
LCP_Inputs_ON_Diverse_IEA_2023_05_05 | 2024 | Wind Onshore | Generation | Electricity | NY | Dispatch-Generation | EmissionsCost | 0 | [6 empty] | 0.8548 | 0
LCP_Inputs_ON_Diverse_IEA_2023_05_05 | 2024 | Wind Onshore | Generation | Electricity | NY | Dispatch-Generation | FuelCost | 0 | [6 empty] | 0.8548 | 0
LCP_Inputs_ON_Diverse_IEA_2023_05_05 | 2024 | Wind Onshore | Generation | Electricity | NY | Dispatch-Generation | VOM | 0 | [6 empty] | 0.8548 | 0
LCP_Inputs_ON_Diverse_IEA_2023_05_05 | 2024 | Wind Onshore | Generation | Electricity | ON | Dispatch-Generation | EmissionsCost | 0 | [6 empty] | 0.8548 | 0
LCP_Inputs_ON_Diverse_IEA_2023_05_05 | 2024 | Wind Onshore | Generation | Electricity | ON | Dispatch-Generation | FuelCost | 0 | [6 empty] | 0.8548 | 0
LCP_Inputs_ON_Diverse_IEA_2023_05_05 | 2024 | Wind Onshore | Generation | Electricity | ON | Dispatch-Generation | VOM | 0 | [6 empty] | 0.8548 | 0
LCP_Inputs_ON_Diverse_IEA_2023_05_05 | 2024 | Wind Onshore | Generation | Electricity | PJ | Dispatch-Generation | EmissionsCost | 0 | [6 empty] | 0.8548 | 0
LCP_Inputs_ON_Diverse_IEA_2023_05_05 | 2024 | Wind Onshore | Generation | Electricity | PJ | Dispatch-Generation | FuelCost | 0 | [6 empty] | 0.8548 | 0
LCP_Inputs_ON_Diverse_IEA_2023_05_05 | 2024 | Wind Onshore | Generation | Electricity | PJ | Dispatch-Generation | VOM | 0 | [6 empty] | 0.8548 | 0
LCP_Inputs_ON_Diverse_IEA_2023_05_05 | 2024 | Wind Onshore | Generation | Electricity | QC | Dispatch-Generation | EmissionsCost | 0 | [6 empty] | 0.8548 | 0
LCP_Inputs_ON_Diverse_IEA_2023_05_05 | 2024 | Wind Onshore | Generation | Electricity | QC | Dispatch-Generation | FuelCost | 0 | [6 empty] | 0.8548 | 0
LCP_Inputs_ON_Diverse_IEA_2023_05_05 | 2024 | Wind Onshore | Generation | Electricity | QC | Dispatch-Generation | VOM | 0 | [6 empty] | 0.8548 | 0
LCP_Inputs_ON_Diverse_IEA_2023_05_05 | 2024 | Wind Onshore | Generation | Electricity | WC | Dispatch-Generation | EmissionsCost | 0 | [6 empty] | 0.8548 | 0
LCP_Inputs_ON_Diverse_IEA_2023_05_05 | 2024 | Wind Onshore | Generation | Electricity | WC | Dispatch-Generation | FuelCost | 0 | [6 empty] | 0.8548 | 0
LCP_Inputs_ON_Diverse_IEA_2023_05_05 | 2024 | Wind Onshore | Generation | Electricity | WC | Dispatch-Generation | VOM | 0 | [6 empty] | 0.8548 | 0
LCP_Inputs_ON_Diverse_IEA_2023_05_05 | 2025 | Anaerobic Digestion | Generation | Methane | MI | Dispatch-Generation | EmissionsCost | 0 | [6 empty] | 0.82193 | 0
LCP_Inputs_ON_Diverse_IEA_2023_05_05 | 2025 | Anaerobic Digestion | Generation | Methane | MI | Dispatch-Generation | FuelCost | 0 | [6 empty] | 0.82193 | 0
LCP_Inputs_ON_Diverse_IEA_2023_05_05 | 2025 | Anaerobic Digestion | Generation | Methane | MI | Dispatch-Generation | VOM | 0 | [6 empty] | 0.82193 | 0
LCP_Inputs_ON_Diverse_IEA_2023_05_05 | 2025 | Anaerobic Digestion | Generation | Methane | NY | Dispatch-Generation | EmissionsCost | 0 | [6 empty] | 0.82193 | 0
LCP_Inputs_ON_Diverse_IEA_2023_05_05 | 2025 | Anaerobic Digestion | Generation | Methane | NY | Dispatch-Generation | FuelCost | 0 | [6 empty] | 0.82193 | 0
LCP_Inputs_ON_Diverse_IEA_2023_05_05 | 2025 | Anaerobic Digestion | Generation | Methane | NY | Dispatch-Generation | VOM | 0 | [6 empty] | 0.82193 | 0
LCP_Inputs_ON_Diverse_IEA_2023_05_05 | 2025 | Anaerobic Digestion | Generation | Methane | ON | Dispatch-Generation | EmissionsCost | 0 | [6 empty] | 0.82193 | 0
LCP_Inputs_ON_Diverse_IEA_2023_05_05 | 2025 | Anaerobic Digestion | Generation | Methane | ON | Dispatch-Generation | FuelCost | 0 | [6 empty] | 0.82193 | 0
LCP_Inputs_ON_Diverse_IEA_2023_05_05 | 2025 | Anaerobic Digestion | Generation | Methane | ON | Dispatch-Generation | VOM | 0 | [6 empty] | 0.82193 | 0
LCP_Inputs_ON_Diverse_IEA_2023_05_05 | 2025 | Anaerobic Digestion | Generation | Methane | PJ | Dispatch-Generation | EmissionsCost | 0 | [6 empty] | 0.82193 | 0
LCP_Inputs_ON_Diverse_IEA_2023_05_05 | 2025 | Anaerobic Digestion | Generation | Methane | PJ | Dispatch-Generation | FuelCost | 0 | [6 empty] | 0.82193 | 0
LCP_Inputs_ON_Diverse_IEA_2023_05_05 | 2025 | Anaerobic Digestion | Generation | Methane | PJ | Dispatch-Generation | VOM | 0 | [6 empty] | 0.82193 | 0
LCP_Inputs_ON_Diverse_IEA_2023_05_05 | 2025 | Anaerobic Digestion | Generation | Methane | QC | Dispatch-Generation | EmissionsCost | 0 | [6 empty] | 0.82193 | 0
LCP_Inputs_ON_Diverse_IEA_2023_05_05 | 2025 | Anaerobic Digestion | Generation | Methane | QC | Dispatch-Generation | FuelCost | 0 | [6 empty] | 0.82193 | 0
LCP_Inputs_ON_Diverse_IEA_2023_05_05 | 2025 | Anaerobic Digestion | Generation | Methane | QC | Dispatch-Generation | VOM | 0 | [6 empty] | 0.82193 | 0
LCP_Inputs_ON_Diverse_IEA_2023_05_05 | 2025 | Anaerobic Digestion | Generation | Methane | WC | Dispatch-Generation | EmissionsCost | 0 | [6 empty] | 0.82193 | 0
LCP_Inputs_ON_Diverse_IEA_2023_05_05 | 2025 | Anaerobic Digestion | Generation | Methane | WC | Dispatch-Generation | FuelCost | 0 | [6 empty] | 0.82193 | 0
LCP_Inputs_ON_Diverse_IEA_2023_05_05 | 2025 | Anaerobic Digestion | Generation | Methane | WC | Dispatch-Generation | VOM | 0 | [6 empty] | 0.82193 | 0
LCP_Inputs_ON_Diverse_IEA_2023_05_05 | 2025 | Battery Storage | Storage | Electricity | MI | Dispatch-Storage | EmissionsCost | 0 | [6 empty] | 0.82193 | 0
LCP_Inputs_ON_Diverse_IEA_2023_05_05 | 2025 | Battery Storage | Storage | Electricity | MI | Dispatch-Storage | FuelCost | 0 | [6 empty] | 0.82193 | 0
LCP_Inputs_ON_Diverse_IEA_2023_05_05 | 2025 | Battery Storage | Storage | Electricity | MI | Dispatch-Storage | VOM | 0 | [6 empty] | 0.82193 | 0
LCP_Inputs_ON_Diverse_IEA_2023_05_05 | 2025 | Battery Storage | Storage | Electricity | NY | Dispatch-Storage | EmissionsCost | 0 | [6 empty] | 0.82193 | 0
LCP_Inputs_ON_Diverse_IEA_2023_05_05 | 2025 | Battery Storage | Storage | Electricity | NY | Dispatch-Storage | FuelCost | 0 | [6 empty] | 0.82193 | 0
LCP_Inputs_ON_Diverse_IEA_2023_05_05 | 2025 | Battery Storage | Storage | Electricity | NY | Dispatch-Storage | VOM | 0 | [6 empty] | 0.82193 | 0
LCP_Inputs_ON_Diverse_IEA_2023_05_05 | 2025 | Battery Storage | Storage | Electricity | ON | Dispatch-Storage | EmissionsCost | 0 | [6 empty] | 0.82193 | 0
LCP_Inputs_ON_Diverse_IEA_2023_05_05 | 2025 | Battery Storage | Storage | Electricity | ON | Dispatch-Storage | FuelCost | 0 | [6 empty] | 0.82193 | 0
LCP_Inputs_ON_Diverse_IEA_2023_05_05 | 2025 | Battery Storage | Storage | Electricity | ON | Dispatch-Storage | VOM | 0 | [6 empty] | 0.82193 | 0
LCP_Inputs_ON_Diverse_IEA_2023_05_05 | 2025 | Battery Storage | Storage | Electricity | PJ | Dispatch-Storage | EmissionsCost | 0 | [6 empty] | 0.82193 | 0
LCP_Inputs_ON_Diverse_IEA_2023_05_05 | 2025 | Battery Storage | Storage | Electricity | PJ | Dispatch-Storage | FuelCost | 0 | [6 empty] | 0.82193 | 0
LCP_Inputs_ON_Diverse_IEA_2023_05_05 | 2025 | Battery Storage | Storage | Electricity | PJ | Dispatch-Storage | VOM | 0 | [6 empty] | 0.82193 | 0
LCP_Inputs_ON_Diverse_IEA_2023_05_05 | 2025 | Battery Storage | Storage | Electricity | QC | Dispatch-Storage | EmissionsCost | 0 | [6 empty] | 0.82193 | 0
LCP_Inputs_ON_Diverse_IEA_2023_05_05 | 2025 | Battery Storage | Storage | Electricity | QC | Dispatch-Storage | FuelCost | 0 | [6 empty] | 0.82193 | 0
LCP_Inputs_ON_Diverse_IEA_2023_05_05 | 2025 | Battery Storage | Storage | Electricity | QC | Dispatch-Storage | VOM | 0 | [6 empty] | 0.82193 | 0
LCP_Inputs_ON_Diverse_IEA_2023_05_05 | 2025 | Battery Storage | Storage | Electricity | WC | Dispatch-Storage | EmissionsCost | 0 | [6 empty] | 0.82193 | 0
LCP_Inputs_ON_Diverse_IEA_2023_05_05 | 2025 | Battery Storage | Storage | Electricity | WC | Dispatch-Storage | FuelCost | 0 | [6 empty] | 0.82193 | 0
LCP_Inputs_ON_Diverse_IEA_2023_05_05 | 2025 | Battery Storage | Storage | Electricity | WC | Dispatch-Storage | VOM | 0 | [6 empty] | 0.82193 | 0
LCP_Inputs_ON_Diverse_IEA_2023_05_05 | 2025 | Biomass | Generation | Electricity | MI | Dispatch-Generation | EmissionsCost | 0 | [6 empty] | 0.82193 | 0
LCP_Inputs_ON_Diverse_IEA_2023_05_05 | 2025 | Biomass | Generation | Electricity | MI | Dispatch-Generation | FuelCost | 0 | [6 empty] | 0.82193 | 0
LCP_Inputs_ON_Diverse_IEA_2023_05_05 | 2025 | Biomass | Generation | Electricity | MI | Dispatch-Generation | VOM | 0 | [6 empty] | 0.82193 | 0
LCP_Inputs_ON_Diverse_IEA_2023_05_05 | 2025 | Biomass | Generation | Electricity | NY | Dispatch-Generation | EmissionsCost | 0 | [6 empty] | 0.82193 | 0
LCP_Inputs_ON_Diverse_IEA_2023_05_05 | 2025 | Biomass | Generation | Electricity | NY | Dispatch-Generation | FuelCost | 0 | [6 empty] | 0.82193 | 0
LCP_Inputs_ON_Diverse_IEA_2023_05_05 | 2025 | Biomass | Generation | Electricity | NY | Dispatch-Generation | VOM | 0 | [6 empty] | 0.82193 | 0
LCP_Inputs_ON_Diverse_IEA_2023_05_05 | 2025 | Biomass | Generation | Electricity | ON | Dispatch-Generation | EmissionsCost | 0 | [6 empty] | 0.82193 | 0
LCP_Inputs_ON_Diverse_IEA_2023_05_05 | 2025 | Biomass | Generation | Electricity | ON | Dispatch-Generation | FuelCost | 0 | [6 empty] | 0.82193 | 0
LCP_Inputs_ON_Diverse_IEA_2023_05_05 | 2025 | Biomass | Generation | Electricity | ON | Dispatch-Generation | VOM | 0 | [6 empty] | 0.82193 | 0
LCP_Inputs_ON_Diverse_IEA_2023_05_05 | 2025 | Biomass | Generation | Electricity | PJ | Dispatch-Generation | EmissionsCost | 0 | [6 empty] | 0.82193 | 0
LCP_Inputs_ON_Diverse_IEA_2023_05_05 | 2025 | Biomass | Generation | Electricity | PJ | Dispatch-Generation | FuelCost | 0 | [6 empty] | 0.82193 | 0
LCP_Inputs_ON_Diverse_IEA_2023_05_05 | 2025 | Biomass | Generation | Electricity | PJ | Dispatch-Generation | VOM | 0 | [6 empty] | 0.82193 | 0
LCP_Inputs_ON_Diverse_IEA_2023_05_05 | 2025 | Biomass | Generation | Electricity | QC | Dispatch-Generation | EmissionsCost | 0 | [6 empty] | 0.82193 | 0
LCP_Inputs_ON_Diverse_IEA_2023_05_05 | 2025 | Biomass | Generation | Electricity | QC | Dispatch-Generation | FuelCost | 0 | [6 empty] | 0.82193 | 0
LCP_Inputs_ON_Diverse_IEA_2023_05_05 | 2025 | Biomass | Generation | Electricity | QC | Dispatch-Generation | VOM | 0 | [6 empty] | 0.82193 | 0
LCP_Inputs_ON_Diverse_IEA_2023_05_05 | 2025 | Biomass | Generation | Electricity | WC | Dispatch-Generation | EmissionsCost | 0 | [6 empty] | 0.82193 | 0
LCP_Inputs_ON_Diverse_IEA_2023_05_05 | 2025 | Biomass | Generation | Electricity | WC | Dispatch-Generation | FuelCost | 0 | [6 empty] | 0.82193 | 0
LCP_Inputs_ON_Diverse_IEA_2023_05_05 | 2025 | Biomass | Generation | Electricity | WC | Dispatch-Generation | VOM | 0 | [6 empty] | 0.82193 | 0
LCP_Inputs_ON_Diverse_IEA_2023_05_05 | 2025 | Biomass + CCS | Generation | Electricity | MI | Dispatch-Generation | EmissionsCost | 0 | [6 empty] | 0.82193 | 0
LCP_Inputs_ON_Diverse_IEA_2023_05_05 | 2025 | Biomass + CCS | Generation | Electricity | MI | Dispatch-Generation | FuelCost | 0 | [6 empty] | 0.82193 | 0
LCP_Inputs_ON_Diverse_IEA_2023_05_05 | 2025 | Biomass + CCS | Generation | Electricity | MI | Dispatch-Generation | VOM | 0 | [6 empty] | 0.82193 | 0
LCP_Inputs_ON_Diverse_IEA_2023_05_05 | 2025 | Biomass + CCS | Generation | Electricity | NY | Dispatch-Generation | EmissionsCost | 0 | [6 empty] | 0.82193 | 0
LCP_Inputs_ON_Diverse_IEA_2023_05_05 | 2025 | Biomass + CCS | Generation | Electricity | NY | Dispatch-Generation | FuelCost | 0 | [6 empty] | 0.82193 | 0
LCP_Inputs_ON_Diverse_IEA_2023_05_05 | 2025 | Biomass + CCS | Generation | Electricity | NY | Dispatch-Generation | VOM | 0 | [6 empty] | 0.82193 | 0
LCP_Inputs_ON_Diverse_IEA_2023_05_05 | 2025 | Biomass + CCS | Generation | Electricity | ON | Dispatch-Generation | EmissionsCost | 0 | [6 empty] | 0.82193 | 0
LCP_Inputs_ON_Diverse_IEA_2023_05_05 | 2025 | Biomass + CCS | Generation | Electricity | ON | Dispatch-Generation | FuelCost | 0 | [6 empty] | 0.82193 | 0
LCP_Inputs_ON_Diverse_IEA_2023_05_05 | 2025 | Biomass + CCS | Generation | Electricity | ON | Dispatch-Generation | VOM | 0 | [6 empty] | 0.82193 | 0
LCP_Inputs_ON_Diverse_IEA_2023_05_05 | 2025 | Biomass + CCS | Generation | Electricity | PJ | Dispatch-Generation | EmissionsCost | 0 | [6 empty] | 0.82193 | 0
LCP_Inputs_ON_Diverse_IEA_2023_05_05 | 2025 | Biomass + CCS | Generation | Electricity | PJ | Dispatch-Generation | FuelCost | 0 | [6 empty] | 0.82193 | 0
LCP_Inputs_ON_Diverse_IEA_2023_05_05 | 2025 | Biomass + CCS | Generation | Electricity | PJ | Dispatch-Generation | VOM | 0 | [6 empty] | 0.82193 | 0
LCP_Inputs_ON_Diverse_IEA_2023_05_05 | 2025 | Biomass + CCS | Generation | Electricity | QC | Dispatch-Generation | EmissionsCost | 0 | [6 empty] | 0.82193 | 0
LCP_Inputs_ON_Diverse_IEA_2023_05_05 | 2025 | Biomass + CCS | Generation | Electricity | QC | Dispatch-Generation | FuelCost | 0 | [6 empty] | 0.82193 | 0
LCP_Inputs_ON_Diverse_IEA_2023_05_05 | 2025 | Biomass + CCS | Generation | Electricity | QC | Dispatch-Generation | VOM | 0 | [6 empty] | 0.82193 | 0
LCP_Inputs_ON_Diverse_IEA_2023_05_05 | 2025 | Biomass + CCS | Generation | Electricity | WC | Dispatch-Generation | EmissionsCost | 0 | [6 empty] | 0.82193 | 0
LCP_Inputs_ON_Diverse_IEA_2023_05_05 | 2025 | Biomass + CCS | Generation | Electricity | WC | Dispatch-Generation | FuelCost | 0 | [6 empty] | 0.82193 | 0
LCP_Inputs_ON_Diverse_IEA_2023_05_05 | 2025 | Biomass + CCS | Generation | Electricity | WC | Dispatch-Generation | VOM | 0 | [6 empty] | 0.82193 | 0
LCP_Inputs_ON_Diverse_IEA_2023_05_05 | 2025 | CH4 + CCS | Generation | Methane | MI | Dispatch-Generation | EmissionsCost | 0 | [6 empty] | 0.82193 | 0
LCP_Inputs_ON_Diverse_IEA_2023_05_05 | 2025 | CH4 + CCS | Generation | Methane | MI | Dispatch-Generation | FuelCost | 0 | [6 empty] | 0.82193 | 0
LCP_Inputs_ON_Diverse_IEA_2023_05_05 | 2025 | CH4 + CCS | Generation | Methane | MI | Dispatch-Generation | VOM | 0 | [6 empty] | 0.82193 | 0
LCP_Inputs_ON_Diverse_IEA_2023_05_05 | 2025 | CH4 + CCS | Generation | Methane | NY | Dispatch-Generation | EmissionsCost | 0 | [6 empty] | 0.82193 | 0
LCP_Inputs_ON_Diverse_IEA_2023_05_05 | 2025 | CH4 + CCS | Generation | Methane | NY | Dispatch-Generation | FuelCost | 0 | [6 empty] | 0.82193 | 0
LCP_Inputs_ON_Diverse_IEA_2023_05_05 | 2025 | CH4 + CCS | Generation | Methane | NY | Dispatch-Generation | VOM | 0 | [6 empty] | 0.82193 | 0
LCP_Inputs_ON_Diverse_IEA_2023_05_05 | 2025 | CH4 + CCS | Generation | Methane | ON | Dispatch-Generation | EmissionsCost | 0 | [6 empty] | 0.82193 | 0
LCP_Inputs_ON_Diverse_IEA_2023_05_05 | 2025 | CH4 + CCS | Generation | Methane | ON | Dispatch-Generation | FuelCost | 0 | [6 empty] | 0.82193 | 0
LCP_Inputs_ON_Diverse_IEA_2023_05_05 | 2025 | CH4 + CCS | Generation | Methane | ON | Dispatch-Generation | VOM | 0 | [6 empty] | 0.82193 | 0
LCP_Inputs_ON_Diverse_IEA_2023_05_05 | 2025 | CH4 + CCS | Generation | Methane | PJ | Dispatch-Generation | EmissionsCost | 0 | [6 empty] | 0.82193 | 0
LCP_Inputs_ON_Diverse_IEA_2023_05_05 | 2025 | CH4 + CCS | Generation | Methane | PJ | Dispatch-Generation | FuelCost | 0 | [6 empty] | 0.82193 | 0
LCP_Inputs_ON_Diverse_IEA_2023_05_05 | 2025 | CH4 + CCS | Generation | Methane | PJ | Dispatch-Generation | VOM | 0 | [6 empty] | 0.82193 | 0
LCP_Inputs_ON_Diverse_IEA_2023_05_05 | 2025 | CH4 + CCS | Generation | Methane | QC | Dispatch-Generation | EmissionsCost | 0 | [6 empty] | 0.82193 | 0
LCP_Inputs_ON_Diverse_IEA_2023_05_05 | 2025 | CH4 + CCS | Generation | Methane | QC | Dispatch-Generation | FuelCost | 0 | [6 empty] | 0.82193 | 0
LCP_Inputs_ON_Diverse_IEA_2023_05_05 | 2025 | CH4 + CCS | Generation | Methane | QC | Dispatch-Generation | VOM | 0 | [6 empty] | 0.82193 | 0
LCP_Inputs_ON_Diverse_IEA_2023_05_05 | 2025 | CH4 + CCS | Generation | Methane | WC | Dispatch-Generation | EmissionsCost | 0 | [6 empty] | 0.82193 | 0
LCP_Inputs_ON_Diverse_IEA_2023_05_05 | 2025 | CH4 + CCS | Generation | Methane | WC | Dispatch-Generation | FuelCost | 0 | [6 empty] | 0.82193 | 0
LCP_Inputs_ON_Diverse_IEA_2023_05_05 | 2025 | CH4 + CCS | Generation | Methane | WC | Dispatch-Generation | VOM | 0 | [6 empty] | 0.82193 | 0
LCP_Inputs_ON_Diverse_IEA_2023_05_05 | 2025 | CH4 Import - NY 2020 | Import | Methane | MI | Dispatch-Import | EmissionsCost | 0 | [6 empty] | 0.82193 | 0
LCP_Inputs_ON_Diverse_IEA_2023_05_05 | 2025 | CH4 Import - NY 2020 | Import | Methane | MI | Dispatch-Import | FuelCost | 0 | [6 empty] | 0.82193 | 0
LCP_Inputs_ON_Diverse_IEA_2023_05_05 | 2025 | CH4 Import - NY 2020 | Import | Methane | MI | Dispatch-Import | VOM | 0 | [6 empty] | 0.82193 | 0
LCP_Inputs_ON_Diverse_IEA_2023_05_05 | 2025 | CH4 Import - NY 2020 | Import | Methane | NY | Dispatch-Import | EmissionsCost | 282343065.1873 | [6 empty] | 0.82193 | 232065418.6829
LCP_Inputs_ON_Diverse_IEA_2023_05_05 | 2025 | CH4 Import - NY 2020 | Import | Methane | NY | Dispatch-Import | FuelCost | 407790143.0843 | [6 empty] | 0.82193 | 335173772.4702
LCP_Inputs_ON_Diverse_IEA_2023_05_05 | 2025 | CH4 Import - NY 2020 | Import | Methane | NY | Dispatch-Import | VOM | 0 | [6 empty] | 0.82193 | 0
LCP_Inputs_ON_Diverse_IEA_2023_05_05 | 2025 | CH4 Import - NY 2020 | Import | Methane | ON | Dispatch-Import | EmissionsCost | 0 | [6 empty] | 0.82193 | 0
LCP_Inputs_ON_Diverse_IEA_2023_05_05 | 2025 | CH4 Import - NY 2020 | Import | Methane | ON | Dispatch-Import | FuelCost | 0 | [6 empty] | 0.82193 | 0
LCP_Inputs_ON_Diverse_IEA_2023_05_05 | 2025 | CH4 Import - NY 2020 | Import | Methane | ON | Dispatch-Import | VOM | 0 | [6 empty] | 0.82193 | 0
LCP_Inputs_ON_Diverse_IEA_2023_05_05 | 2025 | CH4 Import - NY 2020 | Import | Methane | PJ | Dispatch-Import | EmissionsCost | 0 | [6 empty] | 0.82193 | 0
LCP_Inputs_ON_Diverse_IEA_2023_05_05 | 2025 | CH4 Import - NY 2020 | Import | Methane | PJ | Dispatch-Import | FuelCost | 0 | [6 empty] | 0.82193 | 0
LCP_Inputs_ON_Diverse_IEA_2023_05_05 | 2025 | CH4 Import - NY 2020 | Import | Methane | PJ | Dispatch-Import | VOM | 0 | [6 empty] | 0.82193 | 0
LCP_Inputs_ON_Diverse_IEA_2023_05_05 | 2025 | CH4 Import - NY 2020 | Import | Methane | QC | Dispatch-Import | EmissionsCost | 0 | [6 empty] | 0.82193 | 0
LCP_Inputs_ON_Diverse_IEA_2023_05_05 | 2025 | CH4 Import - NY 2020 | Import | Methane | QC | Dispatch-Import | FuelCost | 0 | [6 empty] | 0.82193 | 0
LCP_Inputs_ON_Diverse_IEA_2023_05_05 | 2025 | CH4 Import - NY 2020 | Import | Methane | QC | Dispatch-Import | VOM | 0 | [6 empty] | 0.82193 | 0
LCP_Inputs_ON_Diverse_IEA_2023_05_05 | 2025 | CH4 Import - NY 2020 | Import | Methane | WC | Dispatch-Import | EmissionsCost | 0 | [6 empty] | 0.82193 | 0
LCP_Inputs_ON_Diverse_IEA_2023_05_05 | 2025 | CH4 Import - NY 2020 | Import | Methane | WC | Dispatch-Import | FuelCost | 0 | [6 empty] | 0.82193 | 0
LCP_Inputs_ON_Diverse_IEA_2023_05_05 | 2025 | CH4 Import - NY 2020 | Import | Methane | WC | Dispatch-Import | VOM | 0 | [6 empty] | 0.82193 | 0
LCP_Inputs_ON_Diverse_IEA_2023_05_05 | 2025 | CH4 Import - NY 2030 | Import | Methane | MI | Dispatch-Import | EmissionsCost | 0 | [6 empty] | 0.82193 | 0
LCP_Inputs_ON_Diverse_IEA_2023_05_05 | 2025 | CH4 Import - NY 2030 | Import | Methane | MI | Dispatch-Import | FuelCost | 0 | [6 empty] | 0.82193 | 0
LCP_Inputs_ON_Diverse_IEA_2023_05_05 | 2025 | CH4 Import - NY 2030 | Import | Methane | MI | Dispatch-Import | VOM | 0 | [6 empty] | 0.82193 | 0
LCP_Inputs_ON_Diverse_IEA_2023_05_05 | 2025 | CH4 Import - NY 2030 | Import | Methane | NY | Dispatch-Import | EmissionsCost | 0 | [6 empty] | 0.82193 | 0
LCP_Inputs_ON_Diverse_IEA_2023_05_05 | 2025 | CH4 Import - NY 2030 | Import | Methane | NY | Dispatch-Import | FuelCost | 0 | [6 empty] | 0.82193 | 0
LCP_Inputs_ON_Diverse_IEA_2023_05_05 | 2025 | CH4 Import - NY 2030 | Import | Methane | NY | Dispatch-Import | VOM | 0 | [6 empty] | 0.82193 | 0
LCP_Inputs_ON_Diverse_IEA_2023_05_05 | 2025 | CH4 Import - NY 2030 | Import | Methane | ON | Dispatch-Import | EmissionsCost | 0 | [6 empty] | 0.82193 | 0
LCP_Inputs_ON_Diverse_IEA_2023_05_05 | 2025 | CH4 Import - NY 2030 | Import | Methane | ON | Dispatch-Import | FuelCost | 0 | [6 empty] | 0.82193 | 0
LCP_Inputs_ON_Diverse_IEA_2023_05_05 | 2025 | CH4 Import - NY 2030 | Import | Methane | ON | Dispatch-Import | VOM | 0 | [6 empty] | 0.82193 | 0
LCP_Inputs_ON_Diverse_IEA_2023_05_05 | 2025 | CH4 Import - NY 2030 | Import | Methane | PJ | Dispatch-Import | EmissionsCost | 0 | [6 empty] | 0.82193 | 0
LCP_Inputs_ON_Diverse_IEA_2023_05_05 | 2025 | CH4 Import - NY 2030 | Import | Methane | PJ | Dispatch-Import | FuelCost | 0 | [6 empty] | 0.82193 | 0
LCP_Inputs_ON_Diverse_IEA_2023_05_05 | 2025 | CH4 Import - NY 2030 | Import | Methane | PJ | Dispatch-Import | VOM | 0 | [6 empty] | 0.82193 | 0
LCP_Inputs_ON_Diverse_IEA_2023_05_05 | 2025 | CH4 Import - NY 2030 | Import | Methane | QC | Dispatch-Import | EmissionsCost | 0 | [6 empty] | 0.82193 | 0
LCP_Inputs_ON_Diverse_IEA_2023_05_05 | 2025 | CH4 Import - NY 2030 | Import | Methane | QC | Dispatch-Import | FuelCost | 0 | [6 empty] | 0.82193 | 0
LCP_Inputs_ON_Diverse_IEA_2023_05_05 | 2025 | CH4 Import - NY 2030 | Import | Methane | QC | Dispatch-Import | VOM | 0 | [6 empty] | 0.82193 | 0
LCP_Inputs_ON_Diverse_IEA_2023_05_05 | 2025 | CH4 Import - NY 2030 | Import | Methane | WC | Dispatch-Import | EmissionsCost | 0 | [6 empty] | 0.82193 | 0
LCP_Inputs_ON_Diverse_IEA_2023_05_05 | 2025 | CH4 Import - NY 2030 | Import | Methane | WC | Dispatch-Import | FuelCost | 0 | [6 empty] | 0.82193 | 0
LCP_Inputs_ON_Diverse_IEA_2023_05_05 | 2025 | CH4 Import - NY 2030 | Import | Methane | WC | Dispatch-Import | VOM | 0 | [6 empty] | 0.82193 | 0
LCP_Inputs_ON_Diverse_IEA_2023_05_05 | 2025 | CH4 Import - NY 2040 | Import | Methane | MI | Dispatch-Import | EmissionsCost | 0 | [6 empty] | 0.82193 | 0
LCP_Inputs_ON_Diverse_IEA_2023_05_05 | 2025 | CH4 Import - NY 2040 | Import | Methane | MI | Dispatch-Import | FuelCost | 0 | [6 empty] | 0.82193 | 0
LCP_Inputs_ON_Diverse_IEA_2023_05_05 | 2025 | CH4 Import - NY 2040 | Import | Methane | MI | Dispatch-Import | VOM | 0 | [6 empty] | 0.82193 | 0
LCP_Inputs_ON_Diverse_IEA_2023_05_05 | 2025 | CH4 Import - NY 2040 | Import | Methane | NY | Dispatch-Import | EmissionsCost | 0 | [6 empty] | 0.82193 | 0
LCP_Inputs_ON_Diverse_IEA_2023_05_05 | 2025 | CH4 Import - NY 2040 | Import | Methane | NY | Dispatch-Import | FuelCost | 0 | [6 empty] | 0.82193 | 0
LCP_Inputs_ON_Diverse_IEA_2023_05_05 | 2025 | CH4 Import - NY 2040 | Import | Methane | NY | Dispatch-Import | VOM | 0 | [6 empty] | 0.82193 | 0
LCP_Inputs_ON_Diverse_IEA_2023_05_05 | 2025 | CH4 Import - NY 2040 | Import | Methane | ON | Dispatch-Import | EmissionsCost | 0 | [6 empty] | 0.82193 | 0
LCP_Inputs_ON_Diverse_IEA_2023_05_05 | 2025 | CH4 Import - NY 2040 | Import | Methane | ON | Dispatch-Import | FuelCost | 0 | [6 empty] | 0.82193 | 0
LCP_Inputs_ON_Diverse_IEA_2023_05_05 | 2025 | CH4 Import - NY 2040 | Import | Methane | ON | Dispatch-Import | VOM | 0 | [6 empty] | 0.82193 | 0
LCP_Inputs_ON_Diverse_IEA_2023_05_05 | 2025 | CH4 Import - NY 2040 | Import | Methane | PJ | Dispatch-Import | EmissionsCost | 0 | [6 empty] | 0.82193 | 0
LCP_Inputs_ON_Diverse_IEA_2023_05_05 | 2025 | CH4 Import - NY 2040 | Import | Methane | PJ | Dispatch-Import | FuelCost | 0 | [6 empty] | 0.82193 | 0
LCP_Inputs_ON_Diverse_IEA_2023_05_05 | 2025 | CH4 Import - NY 2040 | Import | Methane | PJ | Dispatch-Import | VOM | 0 | [6 empty] | 0.82193 | 0
LCP_Inputs_ON_Diverse_IEA_2023_05_05 | 2025 | CH4 Import - NY 2040 | Import | Methane | QC | Dispatch-Import | EmissionsCost | 0 | [6 empty] | 0.82193 | 0
LCP_Inputs_ON_Diverse_IEA_2023_05_05 | 2025 | CH4 Import - NY 2040 | Import | Methane | QC | Dispatch-Import | FuelCost | 0 | [6 empty] | 0.82193 | 0
LCP_Inputs_ON_Diverse_IEA_2023_05_05 | 2025 | CH4 Import - NY 2040 | Import | Methane | QC | Dispatch-Import | VOM | 0 | [6 empty] | 0.82193 | 0
LCP_Inputs_ON_Diverse_IEA_2023_05_05 | 2025 | CH4 Import - NY 2040 | Import | Methane | WC | Dispatch-Import | EmissionsCost | 0 | [6 empty] | 0.82193 | 0
LCP_Inputs_ON_Diverse_IEA_2023_05_05 | 2025 | CH4 Import - NY 2040 | Import | Methane | WC | Dispatch-Import | FuelCost | 0 | [6 empty] | 0.82193 | 0
LCP_Inputs_ON_Diverse_IEA_2023_05_05 | 2025 | CH4 Import - NY 2040 | Import | Methane | WC | Dispatch-Import | VOM | 0 | [6 empty] | 0.82193 | 0
LCP_Inputs_ON_Diverse_IEA_2023_05_05 | 2025 | CH4 Import - NY 2050 | Import | Methane | MI | Dispatch-Import | EmissionsCost | 0 | [6 empty] | 0.82193 | 0
LCP_Inputs_ON_Diverse_IEA_2023_05_05 | 2025 | CH4 Import - NY 2050 | Import | Methane | MI | Dispatch-Import | FuelCost | 0 | [6 empty] | 0.82193 | 0
LCP_Inputs_ON_Diverse_IEA_2023_05_05 | 2025 | CH4 Import - NY 2050 | Import | Methane | MI | Dispatch-Import | VOM | 0 | [6 empty] | 0.82193 | 0
LCP_Inputs_ON_Diverse_IEA_2023_05_05 | 2025 | CH4 Import - NY 2050 | Import | Methane | NY | Dispatch-Import | EmissionsCost | 0 | [6 empty] | 0.82193 | 0
LCP_Inputs_ON_Diverse_IEA_2023_05_05 | 2025 | CH4 Import - NY 2050 | Import | Methane | NY | Dispatch-Import | FuelCost | 0 | [6 empty] | 0.82193 | 0
LCP_Inputs_ON_Diverse_IEA_2023_05_05 | 2025 | CH4 Import - NY 2050 | Import | Methane | NY | Dispatch-Import | VOM | 0 | [6 empty] | 0.82193 | 0
LCP_Inputs_ON_Diverse_IEA_2023_05_05 | 2025 | CH4 Import - NY 2050 | Import | Methane | ON | Dispatch-Import | EmissionsCost | 0 | [6 empty] | 0.82193 | 0
LCP_Inputs_ON_Diverse_IEA_2023_05_05 | 2025 | CH4 Import - NY 2050 | Import | Methane | ON | Dispatch-Import | FuelCost | 0 | [6 empty] | 0.82193 | 0
LCP_Inputs_ON_Diverse_IEA_2023_05_05 | 2025 | CH4 Import - NY 2050 | Import | Methane | ON | Dispatch-Import | VOM | 0 | [6 empty] | 0.82193 | 0
LCP_Inputs_ON_Diverse_IEA_2023_05_05 | 2025 | CH4 Import - NY 2050 | Import | Methane | PJ | Dispatch-Import | EmissionsCost | 0 | [6 empty] | 0.82193 | 0
LCP_Inputs_ON_Diverse_IEA_2023_05_05 | 2025 | CH4 Import - NY 2050 | Import | Methane | PJ | Dispatch-Import | FuelCost | 0 | [6 empty] | 0.82193 | 0
LCP_Inputs_ON_Diverse_IEA_2023_05_05 | 2025 | CH4 Import - NY 2050 | Import | Methane | PJ | Dispatch-Import | VOM | 0 | [6 empty] | 0.82193 | 0
LCP_Inputs_ON_Diverse_IEA_2023_05_05 | 2025 | CH4 Import - NY 2050 | Import | Methane | QC | Dispatch-Import | EmissionsCost | 0 | [6 empty] | 0.82193 | 0
LCP_Inputs_ON_Diverse_IEA_2023_05_05 | 2025 | CH4 Import - NY 2050 | Import | Methane | QC | Dispatch-Import | FuelCost | 0 | [6 empty] | 0.82193 | 0
LCP_Inputs_ON_Diverse_IEA_2023_05_05 | 2025 | CH4 Import - NY 2050 | Import | Methane | QC | Dispatch-Import | VOM | 0 | [6 empty] | 0.82193 | 0
LCP_Inputs_ON_Diverse_IEA_2023_05_05 | 2025 | CH4 Import - NY 2050 | Import | Methane | WC | Dispatch-Import | EmissionsCost | 0 | [6 empty] | 0.82193 | 0
LCP_Inputs_ON_Diverse_IEA_2023_05_05 | 2025 | CH4 Import - NY 2050 | Import | Methane | WC | Dispatch-Import | FuelCost | 0 | [6 empty] | 0.82193 | 0
LCP_Inputs_ON_Diverse_IEA_2023_05_05 | 2025 | CH4 Import - NY 2050 | Import | Methane | WC | Dispatch-Import | VOM | 0 | [6 empty] | 0.82193 | 0
LCP_Inputs_ON_Diverse_IEA_2023_05_05 | 2025 | CH4 Import - WC 2020 | Import | Methane | MI | Dispatch-Import | EmissionsCost | 0 | [6 empty] | 0.82193 | 0
LCP_Inputs_ON_Diverse_IEA_2023_05_05 | 2025 | CH4 Import - WC 2020 | Import | Methane | MI | Dispatch-Import | FuelCost | 0 | [6 empty] | 0.82193 | 0
LCP_Inputs_ON_Diverse_IEA_2023_05_05 | 2025 | CH4 Import - WC 2020 | Import | Methane | MI | Dispatch-Import | VOM | 0 | [6 empty] | 0.82193 | 0
LCP_Inputs_ON_Diverse_IEA_2023_05_05 | 2025 | CH4 Import - WC 2020 | Import | Methane | NY | Dispatch-Import | EmissionsCost | 0 | [6 empty] | 0.82193 | 0
LCP_Inputs_ON_Diverse_IEA_2023_05_05 | 2025 | CH4 Import - WC 2020 | Import | Methane | NY | Dispatch-Import | FuelCost | 0 | [6 empty] | 0.82193 | 0
LCP_Inputs_ON_Diverse_IEA_2023_05_05 | 2025 | CH4 Import - WC 2020 | Import | Methane | NY | Dispatch-Import | VOM | 0 | [6 empty] | 0.82193 | 0
LCP_Inputs_ON_Diverse_IEA_2023_05_05 | 2025 | CH4 Import - WC 2020 | Import | Methane | ON | Dispatch-Import | EmissionsCost | 0 | [6 empty] | 0.82193 | 0
LCP_Inputs_ON_Diverse_IEA_2023_05_05 | 2025 | CH4 Import - WC 2020 | Import | Methane | ON | Dispatch-Import | FuelCost | 0 | [6 empty] | 0.82193 | 0
LCP_Inputs_ON_Diverse_IEA_2023_05_05 | 2025 | CH4 Import - WC 2020 | Import | Methane | ON | Dispatch-Import | VOM | 0 | [6 empty] | 0.82193 | 0
LCP_Inputs_ON_Diverse_IEA_2023_05_05 | 2025 | CH4 Import - WC 2020 | Import | Methane | PJ | Dispatch-Import | EmissionsCost | 0 | [6 empty] | 0.82193 | 0
LCP_Inputs_ON_Diverse_IEA_2023_05_05 | 2025 | CH4 Import - WC 2020 | Import | Methane | PJ | Dispatch-Import | FuelCost | 0 | [6 empty] | 0.82193 | 0
LCP_Inputs_ON_Diverse_IEA_2023_05_05 | 2025 | CH4 Import - WC 2020 | Import | Methane | PJ | Dispatch-Import | VOM | 0 | [6 empty] | 0.82193 | 0
LCP_Inputs_ON_Diverse_IEA_2023_05_05 | 2025 | CH4 Import - WC 2020 | Import | Methane | QC | Dispatch-Import | EmissionsCost | 0 | [6 empty] | 0.82193 | 0
LCP_Inputs_ON_Diverse_IEA_2023_05_05 | 2025 | CH4 Import - WC 2020 | Import | Methane | QC | Dispatch-Import | FuelCost | 0 | [6 empty] | 0.82193 | 0
LCP_Inputs_ON_Diverse_IEA_2023_05_05 | 2025 | CH4 Import - WC 2020 | Import | Methane | QC | Dispatch-Import | VOM | 0 | [6 empty] | 0.82193 | 0
LCP_Inputs_ON_Diverse_IEA_2023_05_05 | 2025 | CH4 Import - WC 2020 | Import | Methane | WC | Dispatch-Import | EmissionsCost | 1306945425.5377 | [6 empty] | 0.82193 | 1074213872.3046
LCP_Inputs_ON_Diverse_IEA_2023_05_05 | 2025 | CH4 Import - WC 2020 | Import | Methane | WC | Dispatch-Import | FuelCost | 1887630786.0789 | [6 empty] | 0.82193 | 1551494910.6317
LCP_Inputs_ON_Diverse_IEA_2023_05_05 | 2025 | CH4 Import - WC 2020 | Import | Methane | WC | Dispatch-Import | VOM | 0 | [6 empty] | 0.82193 | 0
LCP_Inputs_ON_Diverse_IEA_2023_05_05 | 2025 | CH4 Import - WC 2030 | Import | Methane | MI | Dispatch-Import | EmissionsCost | 0 | [6 empty] | 0.82193 | 0
LCP_Inputs_ON_Diverse_IEA_2023_05_05 | 2025 | CH4 Import - WC 2030 | Import | Methane | MI | Dispatch-Import | FuelCost | 0 | [6 empty] | 0.82193 | 0
LCP_Inputs_ON_Diverse_IEA_2023_05_05 | 2025 | CH4 Import - WC 2030 | Import | Methane | MI | Dispatch-Import | VOM | 0 | [6 empty] | 0.82193 | 0
LCP_Inputs_ON_Diverse_IEA_2023_05_05 | 2025 | CH4 Import - WC 2030 | Import | Methane | NY | Dispatch-Import | EmissionsCost | 0 | [6 empty] | 0.82193 | 0
LCP_Inputs_ON_Diverse_IEA_2023_05_05 | 2025 | CH4 Import - WC 2030 | Import | Methane | NY | Dispatch-Import | FuelCost | 0 | [6 empty] | 0.82193 | 0
LCP_Inputs_ON_Diverse_IEA_2023_05_05 | 2025 | CH4 Import - WC 2030 | Import | Methane | NY | Dispatch-Import | VOM | 0 | [6 empty] | 0.82193 | 0
LCP_Inputs_ON_Diverse_IEA_2023_05_05 | 2025 | CH4 Import - WC 2030 | Import | Methane | ON | Dispatch-Import | EmissionsCost | 0 | [6 empty] | 0.82193 | 0
LCP_Inputs_ON_Diverse_IEA_2023_05_05 | 2025 | CH4 Import - WC 2030 | Import | Methane | ON | Dispatch-Import | FuelCost | 0 | [6 empty] | 0.82193 | 0
LCP_Inputs_ON_Diverse_IEA_2023_05_05 | 2025 | CH4 Import - WC 2030 | Import | Methane | ON | Dispatch-Import | VOM | 0 | [6 empty] | 0.82193 | 0
LCP_Inputs_ON_Diverse_IEA_2023_05_05 | 2025 | CH4 Import - WC 2030 | Import | Methane | PJ | Dispatch-Import | EmissionsCost | 0 | [6 empty] | 0.82193 | 0
LCP_Inputs_ON_Diverse_IEA_2023_05_05 | 2025 | CH4 Import - WC 2030 | Import | Methane | PJ | Dispatch-Import | FuelCost | 0 | [6 empty] | 0.82193 | 0
LCP_Inputs_ON_Diverse_IEA_2023_05_05 | 2025 | CH4 Import - WC 2030 | Import | Methane | PJ | Dispatch-Import | VOM | 0 | [6 empty] | 0.82193 | 0
LCP_Inputs_ON_Diverse_IEA_2023_05_05 | 2025 | CH4 Import - WC 2030 | Import | Methane | QC | Dispatch-Import | EmissionsCost | 0 | [6 empty] | 0.82193 | 0
LCP_Inputs_ON_Diverse_IEA_2023_05_05 | 2025 | CH4 Import - WC 2030 | Import | Methane | QC | Dispatch-Import | FuelCost | 0 | [6 empty] | 0.82193 | 0
LCP_Inputs_ON_Diverse_IEA_2023_05_05 | 2025 | CH4 Import - WC 2030 | Import | Methane | QC | Dispatch-Import | VOM | 0 | [6 empty] | 0.82193 | 0
LCP_Inputs_ON_Diverse_IEA_2023_05_05 | 2025 | CH4 Import - WC 2030 | Import | Methane | WC | Dispatch-Import | EmissionsCost | 0 | [6 empty] | 0.82193 | 0
LCP_Inputs_ON_Diverse_IEA_2023_05_05 | 2025 | CH4 Import - WC 2030 | Import | Methane | WC | Dispatch-Import | FuelCost | 0 | [6 empty] | 0.82193 | 0
LCP_Inputs_ON_Diverse_IEA_2023_05_05 | 2025 | CH4 Import - WC 2030 | Import | Methane | WC | Dispatch-Import | VOM | 0 | [6 empty] | 0.82193 | 0
LCP_Inputs_ON_Diverse_IEA_2023_05_05 | 2025 | CH4 Import - WC 2040 | Import | Methane | MI | Dispatch-Import | EmissionsCost | 0 | [6 empty] | 0.82193 | 0
LCP_Inputs_ON_Diverse_IEA_2023_05_05 | 2025 | CH4 Import - WC 2040 | Import | Methane | MI | Dispatch-Import | FuelCost | 0 | [6 empty] | 0.82193 | 0
LCP_Inputs_ON_Diverse_IEA_2023_05_05 | 2025 | CH4 Import - WC 2040 | Import | Methane | MI | Dispatch-Import | VOM | 0 | [6 empty] | 0.82193 | 0
LCP_Inputs_ON_Diverse_IEA_2023_05_05 | 2025 | CH4 Import - WC 2040 | Import | Methane | NY | Dispatch-Import | EmissionsCost | 0 | [6 empty] | 0.82193 | 0
LCP_Inputs_ON_Diverse_IEA_2023_05_05 | 2025 | CH4 Import - WC 2040 | Import | Methane | NY | Dispatch-Import | FuelCost | 0 | [6 empty] | 0.82193 | 0
LCP_Inputs_ON_Diverse_IEA_2023_05_05 | 2025 | CH4 Import - WC 2040 | Import | Methane | NY | Dispatch-Import | VOM | 0 | [6 empty] | 0.82193 | 0
LCP_Inputs_ON_Diverse_IEA_2023_05_05 | 2025 | CH4 Import - WC 2040 | Import | Methane | ON | Dispatch-Import | EmissionsCost | 0 | [6 empty] | 0.82193 | 0
LCP_Inputs_ON_Diverse_IEA_2023_05_05 | 2025 | CH4 Import - WC 2040 | Import | Methane | ON | Dispatch-Import | FuelCost | 0 | [6 empty] | 0.82193 | 0
LCP_Inputs_ON_Diverse_IEA_2023_05_05 | 2025 | CH4 Import - WC 2040 | Import | Methane | ON | Dispatch-Import | VOM | 0 | [6 empty] | 0.82193 | 0
LCP_Inputs_ON_Diverse_IEA_2023_05_05 | 2025 | CH4 Import - WC 2040 | Import | Methane | PJ | Dispatch-Import | EmissionsCost | 0 | [6 empty] | 0.82193 | 0
LCP_Inputs_ON_Diverse_IEA_2023_05_05 | 2025 | CH4 Import - WC 2040 | Import | Methane | PJ | Dispatch-Import | FuelCost | 0 | [6 empty] | 0.82193 | 0
LCP_Inputs_ON_Diverse_IEA_2023_05_05 | 2025 | CH4 Import - WC 2040 | Import | Methane | PJ | Dispatch-Import | VOM | 0 | [6 empty] | 0.82193 | 0
LCP_Inputs_ON_Diverse_IEA_2023_05_05 | 2025 | CH4 Import - WC 2040 | Import | Methane | QC | Dispatch-Import | EmissionsCost | 0 | [6 empty] | 0.82193 | 0
LCP_Inputs_ON_Diverse_IEA_2023_05_05 | 2025 | CH4 Import - WC 2040 | Import | Methane | QC | Dispatch-Import | FuelCost | 0 | [6 empty] | 0.82193 | 0
LCP_Inputs_ON_Diverse_IEA_2023_05_05 | 2025 | CH4 Import - WC 2040 | Import | Methane | QC | Dispatch-Import | VOM | 0 | [6 empty] | 0.82193 | 0
LCP_Inputs_ON_Diverse_IEA_2023_05_05 | 2025 | CH4 Import - WC 2040 | Import | Methane | WC | Dispatch-Import | EmissionsCost | 0 | [6 empty] | 0.82193 | 0
LCP_Inputs_ON_Diverse_IEA_2023_05_05 | 2025 | CH4 Import - WC 2040 | Import | Methane | WC | Dispatch-Import | FuelCost | 0 | [6 empty] | 0.82193 | 0
LCP_Inputs_ON_Diverse_IEA_2023_05_05 | 2025 | CH4 Import - WC 2040 | Import | Methane | WC | Dispatch-Import | VOM | 0 | [6 empty] | 0.82193 | 0
LCP_Inputs_ON_Diverse_IEA_2023_05_05 | 2025 | CH4 Import - WC 2050 | Import | Methane | MI | Dispatch-Import | EmissionsCost | 0 | [6 empty] | 0.82193 | 0
LCP_Inputs_ON_Diverse_IEA_2023_05_05 | 2025 | CH4 Import - WC 2050 | Import | Methane | MI | Dispatch-Import | FuelCost | 0 | [6 empty] | 0.82193 | 0
LCP_Inputs_ON_Diverse_IEA_2023_05_05 | 2025 | CH4 Import - WC 2050 | Import | Methane | MI | Dispatch-Import | VOM | 0 | [6 empty] | 0.82193 | 0
LCP_Inputs_ON_Diverse_IEA_2023_05_05 | 2025 | CH4 Import - WC 2050 | Import | Methane | NY | Dispatch-Import | EmissionsCost | 0 | [6 empty] | 0.82193 | 0
LCP_Inputs_ON_Diverse_IEA_2023_05_05 | 2025 | CH4 Import - WC 2050 | Import | Methane | NY | Dispatch-Import | FuelCost | 0 | [6 empty] | 0.82193 | 0
LCP_Inputs_ON_Diverse_IEA_2023_05_05 | 2025 | CH4 Import - WC 2050 | Import | Methane | NY | Dispatch-Import | VOM | 0 | [6 empty] | 0.82193 | 0
LCP_Inputs_ON_Diverse_IEA_2023_05_05 | 2025 | CH4 Import - WC 2050 | Import | Methane | ON | Dispatch-Import | EmissionsCost | 0 | [6 empty] | 0.82193 | 0
LCP_Inputs_ON_Diverse_IEA_2023_05_05 | 2025 | CH4 Import - WC 2050 | Import | Methane | ON | Dispatch-Import | FuelCost | 0 | [6 empty] | 0.82193 | 0
LCP_Inputs_ON_Diverse_IEA_2023_05_05 | 2025 | CH4 Import - WC 2050 | Import | Methane | ON | Dispatch-Import | VOM | 0 | [6 empty] | 0.82193 | 0
LCP_Inputs_ON_Diverse_IEA_2023_05_05 | 2025 | CH4 Import - WC 2050 | Import | Methane | PJ | Dispatch-Import | EmissionsCost | 0 | [6 empty] | 0.82193 | 0
LCP_Inputs_ON_Diverse_IEA_2023_05_05 | 2025 | CH4 Import - WC 2050 | Import | Methane | PJ | Dispatch-Import | FuelCost | 0 | [6 empty] | 0.82193 | 0
LCP_Inputs_ON_Diverse_IEA_2023_05_05 | 2025 | CH4 Import - WC 2050 | Import | Methane | PJ | Dispatch-Import | VOM | 0 | [6 empty] | 0.82193 | 0
LCP_Inputs_ON_Diverse_IEA_2023_05_05 | 2025 | CH4 Import - WC 2050 | Import | Methane | QC | Dispatch-Import | EmissionsCost | 0 | [6 empty] | 0.82193 | 0
LCP_Inputs_ON_Diverse_IEA_2023_05_05 | 2025 | CH4 Import - WC 2050 | Import | Methane | QC | Dispatch-Import | FuelCost | 0 | [6 empty] | 0.82193 | 0
LCP_Inputs_ON_Diverse_IEA_2023_05_05 | 2025 | CH4 Import - WC 2050 | Import | Methane | QC | Dispatch-Import | VOM | 0 | [6 empty] | 0.82193 | 0
LCP_Inputs_ON_Diverse_IEA_2023_05_05 | 2025 | CH4 Import - WC 2050 | Import | Methane | WC | Dispatch-Import | EmissionsCost | 0 | [6 empty] | 0.82193 | 0
LCP_Inputs_ON_Diverse_IEA_2023_05_05 | 2025 | CH4 Import - WC 2050 | Import | Methane | WC | Dispatch-Import | FuelCost | 0 | [6 empty] | 0.82193 | 0
LCP_Inputs_ON_Diverse_IEA_2023_05_05 | 2025 | CH4 Import - WC 2050 | Import | Methane | WC | Dispatch-Import | VOM | 0 | [6 empty] | 0.82193 | 0
LCP_Inputs_ON_Diverse_IEA_2023_05_05 | 2025 | CH4 Salt Cavern Storage - ON | Storage | Methane | MI | Dispatch-Storage | EmissionsCost | 0 | [6 empty] | 0.82193 | 0
LCP_Inputs_ON_Diverse_IEA_2023_05_05 | 2025 | CH4 Salt Cavern Storage - ON | Storage | Methane | MI | Dispatch-Storage | FuelCost | 0 | [6 empty] | 0.82193 | 0
LCP_Inputs_ON_Diverse_IEA_2023_05_05 | 2025 | CH4 Salt Cavern Storage - ON | Storage | Methane | MI | Dispatch-Storage | VOM | 0 | [6 empty] | 0.82193 | 0
LCP_Inputs_ON_Diverse_IEA_2023_05_05 | 2025 | CH4 Salt Cavern Storage - ON | Storage | Methane | NY | Dispatch-Storage | EmissionsCost | 0 | [6 empty] | 0.82193 | 0
LCP_Inputs_ON_Diverse_IEA_2023_05_05 | 2025 | CH4 Salt Cavern Storage - ON | Storage | Methane | NY | Dispatch-Storage | FuelCost | 0 | [6 empty] | 0.82193 | 0
LCP_Inputs_ON_Diverse_IEA_2023_05_05 | 2025 | CH4 Salt Cavern Storage - ON | Storage | Methane | NY | Dispatch-Storage | VOM | 0 | [6 empty] | 0.82193 | 0
LCP_Inputs_ON_Diverse_IEA_2023_05_05 | 2025 | CH4 Salt Cavern Storage - ON | Storage | Methane | ON | Dispatch-Storage | EmissionsCost | 0 | [6 empty] | 0.82193 | 0
LCP_Inputs_ON_Diverse_IEA_2023_05_05 | 2025 | CH4 Salt Cavern Storage - ON | Storage | Methane | ON | Dispatch-Storage | FuelCost | 0 | [6 empty] | 0.82193 | 0
LCP_Inputs_ON_Diverse_IEA_2023_05_05 | 2025 | CH4 Salt Cavern Storage - ON | Storage | Methane | ON | Dispatch-Storage | VOM | 691417.795 | [6 empty] | 0.82193 | 568295.0278
LCP_Inputs_ON_Diverse_IEA_2023_05_05 | 2025 | CH4 Salt Cavern Storage - ON | Storage | Methane | PJ | Dispatch-Storage | EmissionsCost | 0 | [6 empty] | 0.82193 | 0
LCP_Inputs_ON_Diverse_IEA_2023_05_05 | 2025 | CH4 Salt Cavern Storage - ON | Storage | Methane | PJ | Dispatch-Storage | FuelCost | 0 | [6 empty] | 0.82193 | 0
LCP_Inputs_ON_Diverse_IEA_2023_05_05 | 2025 | CH4 Salt Cavern Storage - ON | Storage | Methane | PJ | Dispatch-Storage | VOM | 0 | [6 empty] | 0.82193 | 0
LCP_Inputs_ON_Diverse_IEA_2023_05_05 | 2025 | CH4 Salt Cavern Storage - ON | Storage | Methane | QC | Dispatch-Storage | EmissionsCost | 0 | [6 empty] | 0.82193 | 0
LCP_Inputs_ON_Diverse_IEA_2023_05_05 | 2025 | CH4 Salt Cavern Storage - ON | Storage | Methane | QC | Dispatch-Storage | FuelCost | 0 | [6 empty] | 0.82193 | 0
LCP_Inputs_ON_Diverse_IEA_2023_05_05 | 2025 | CH4 Salt Cavern Storage - ON | Storage | Methane | QC | Dispatch-Storage | VOM | 0 | [6 empty] | 0.82193 | 0
LCP_Inputs_ON_Diverse_IEA_2023_05_05 | 2025 | CH4 Salt Cavern Storage - ON | Storage | Methane | WC | Dispatch-Storage | EmissionsCost | 0 | [6 empty] | 0.82193 | 0
LCP_Inputs_ON_Diverse_IEA_2023_05_05 | 2025 | CH4 Salt Cavern Storage - ON | Storage | Methane | WC | Dispatch-Storage | FuelCost | 0 | [6 empty] | 0.82193 | 0
LCP_Inputs_ON_Diverse_IEA_2023_05_05 | 2025 | CH4 Salt Cavern Storage - ON | Storage | Methane | WC | Dispatch-Storage | VOM | 0 | [6 empty] | 0.82193 | 0
LCP_Inputs_ON_Diverse_IEA_2023_05_05 | 2025 | Electrolyser 2020/2030 | Crossload | Hydrogen | MI | Dispatch-Crossload | EmissionsCost | 0 | [6 empty] | 0.82193 | 0
LCP_Inputs_ON_Diverse_IEA_2023_05_05 | 2025 | Electrolyser 2020/2030 | Crossload | Hydrogen | MI | Dispatch-Crossload | FuelCost | 0 | [6 empty] | 0.82193 | 0
LCP_Inputs_ON_Diverse_IEA_2023_05_05 | 2025 | Electrolyser 2020/2030 | Crossload | Hydrogen | MI | Dispatch-Crossload | VOM | 0 | [6 empty] | 0.82193 | 0
LCP_Inputs_ON_Diverse_IEA_2023_05_05 | 2025 | Electrolyser 2020/2030 | Crossload | Hydrogen | NY | Dispatch-Crossload | EmissionsCost | 0 | [6 empty] | 0.82193 | 0
LCP_Inputs_ON_Diverse_IEA_2023_05_05 | 2025 | Electrolyser 2020/2030 | Crossload | Hydrogen | NY | Dispatch-Crossload | FuelCost | 0 | [6 empty] | 0.82193 | 0
LCP_Inputs_ON_Diverse_IEA_2023_05_05 | 2025 | Electrolyser 2020/2030 | Crossload | Hydrogen | NY | Dispatch-Crossload | VOM | 0 | [6 empty] | 0.82193 | 0
LCP_Inputs_ON_Diverse_IEA_2023_05_05 | 2025 | Electrolyser 2020/2030 | Crossload | Hydrogen | ON | Dispatch-Crossload | EmissionsCost | 0 | [6 empty] | 0.82193 | 0
LCP_Inputs_ON_Diverse_IEA_2023_05_05 | 2025 | Electrolyser 2020/2030 | Crossload | Hydrogen | ON | Dispatch-Crossload | FuelCost | 0 | [6 empty] | 0.82193 | 0
LCP_Inputs_ON_Diverse_IEA_2023_05_05 | 2025 | Electrolyser 2020/2030 | Crossload | Hydrogen | ON | Dispatch-Crossload | VOM | 0 | [6 empty] | 0.82193 | 0
LCP_Inputs_ON_Diverse_IEA_2023_05_05 | 2025 | Electrolyser 2020/2030 | Crossload | Hydrogen | PJ | Dispatch-Crossload | EmissionsCost | 0 | [6 empty] | 0.82193 | 0
LCP_Inputs_ON_Diverse_IEA_2023_05_05 | 2025 | Electrolyser 2020/2030 | Crossload | Hydrogen | PJ | Dispatch-Crossload | FuelCost | 0 | [6 empty] | 0.82193 | 0
LCP_Inputs_ON_Diverse_IEA_2023_05_05 | 2025 | Electrolyser 2020/2030 | Crossload | Hydrogen | PJ | Dispatch-Crossload | VOM | 0 | [6 empty] | 0.82193 | 0
LCP_Inputs_ON_Diverse_IEA_2023_05_05 | 2025 | Electrolyser 2020/2030 | Crossload | Hydrogen | QC | Dispatch-Crossload | EmissionsCost | 0 | [6 empty] | 0.82193 | 0
LCP_Inputs_ON_Diverse_IEA_2023_05_05 | 2025 | Electrolyser 2020/2030 | Crossload | Hydrogen | QC | Dispatch-Crossload | FuelCost | 0 | [6 empty] | 0.82193 | 0
LCP_Inputs_ON_Diverse_IEA_2023_05_05 | 2025 | Electrolyser 2020/2030 | Crossload | Hydrogen | QC | Dispatch-Crossload | VOM | 0 | [6 empty] | 0.82193 | 0
LCP_Inputs_ON_Diverse_IEA_2023_05_05 | 2025 | Electrolyser 2020/2030 | Crossload | Hydrogen | WC | Dispatch-Crossload | EmissionsCost | 0 | [6 empty] | 0.82193 | 0
LCP_Inputs_ON_Diverse_IEA_2023_05_05 | 2025 | Electrolyser 2020/2030 | Crossload | Hydrogen | WC | Dispatch-Crossload | FuelCost | 0 | [6 empty] | 0.82193 | 0
LCP_Inputs_ON_Diverse_IEA_2023_05_05 | 2025 | Electrolyser 2020/2030 | Crossload | Hydrogen | WC | Dispatch-Crossload | VOM | 0 | [6 empty] | 0.82193 | 0
LCP_Inputs_ON_Diverse_IEA_2023_05_05 | 2025 | Electrolyser 2040 | Crossload | Hydrogen | MI | Dispatch-Crossload | EmissionsCost | 0 | [6 empty] | 0.82193 | 0
LCP_Inputs_ON_Diverse_IEA_2023_05_05 | 2025 | Electrolyser 2040 | Crossload | Hydrogen | MI | Dispatch-Crossload | FuelCost | 0 | [6 empty] | 0.82193 | 0
LCP_Inputs_ON_Diverse_IEA_2023_05_05 | 2025 | Electrolyser 2040 | Crossload | Hydrogen | MI | Dispatch-Crossload | VOM | 0 | [6 empty] | 0.82193 | 0
LCP_Inputs_ON_Diverse_IEA_2023_05_05 | 2025 | Electrolyser 2040 | Crossload | Hydrogen | NY | Dispatch-Crossload | EmissionsCost | 0 | [6 empty] | 0.82193 | 0
LCP_Inputs_ON_Diverse_IEA_2023_05_05 | 2025 | Electrolyser 2040 | Crossload | Hydrogen | NY | Dispatch-Crossload | FuelCost | 0 | [6 empty] | 0.82193 | 0
LCP_Inputs_ON_Diverse_IEA_2023_05_05 | 2025 | Electrolyser 2040 | Crossload | Hydrogen | NY | Dispatch-Crossload | VOM | 0 | [6 empty] | 0.82193 | 0
LCP_Inputs_ON_Diverse_IEA_2023_05_05 | 2025 | Electrolyser 2040 | Crossload | Hydrogen | ON | Dispatch-Crossload | EmissionsCost | 0 | [6 empty] | 0.82193 | 0
LCP_Inputs_ON_Diverse_IEA_2023_05_05 | 2025 | Electrolyser 2040 | Crossload | Hydrogen | ON | Dispatch-Crossload | FuelCost | 0 | [6 empty] | 0.82193 | 0
LCP_Inputs_ON_Diverse_IEA_2023_05_05 | 2025 | Electrolyser 2040 | Crossload | Hydrogen | ON | Dispatch-Crossload | VOM | 0 | [6 empty] | 0.82193 | 0
LCP_Inputs_ON_Diverse_IEA_2023_05_05 | 2025 | Electrolyser 2040 | Crossload | Hydrogen | PJ | Dispatch-Crossload | EmissionsCost | 0 | [6 empty] | 0.82193 | 0
LCP_Inputs_ON_Diverse_IEA_2023_05_05 | 2025 | Electrolyser 2040 | Crossload | Hydrogen | PJ | Dispatch-Crossload | FuelCost | 0 | [6 empty] | 0.82193 | 0
LCP_Inputs_ON_Diverse_IEA_2023_05_05 | 2025 | Electrolyser 2040 | Crossload | Hydrogen | PJ | Dispatch-Crossload | VOM | 0 | [6 empty] | 0.82193 | 0
LCP_Inputs_ON_Diverse_IEA_2023_05_05 | 2025 | Electrolyser 2040 | Crossload | Hydrogen | QC | Dispatch-Crossload | EmissionsCost | 0 | [6 empty] | 0.82193 | 0
LCP_Inputs_ON_Diverse_IEA_2023_05_05 | 2025 | Electrolyser 2040 | Crossload | Hydrogen | QC | Dispatch-Crossload | FuelCost | 0 | [6 empty] | 0.82193 | 0
LCP_Inputs_ON_Diverse_IEA_2023_05_05 | 2025 | Electrolyser 2040 | Crossload | Hydrogen | QC | Dispatch-Crossload | VOM | 0 | [6 empty] | 0.82193 | 0
LCP_Inputs_ON_Diverse_IEA_2023_05_05 | 2025 | Electrolyser 2040 | Crossload | Hydrogen | WC | Dispatch-Crossload | EmissionsCost | 0 | [6 empty] | 0.82193 | 0
LCP_Inputs_ON_Diverse_IEA_2023_05_05 | 2025 | Electrolyser 2040 | Crossload | Hydrogen | WC | Dispatch-Crossload | FuelCost | 0 | [6 empty] | 0.82193 | 0
LCP_Inputs_ON_Diverse_IEA_2023_05_05 | 2025 | Electrolyser 2040 | Crossload | Hydrogen | WC | Dispatch-Crossload | VOM | 0 | [6 empty] | 0.82193 | 0
LCP_Inputs_ON_Diverse_IEA_2023_05_05 | 2025 | Electrolyser 2050 | Crossload | Hydrogen | MI | Dispatch-Crossload | EmissionsCost | 0 | [6 empty] | 0.82193 | 0
LCP_Inputs_ON_Diverse_IEA_2023_05_05 | 2025 | Electrolyser 2050 | Crossload | Hydrogen | MI | Dispatch-Crossload | FuelCost | 0 | [6 empty] | 0.82193 | 0
LCP_Inputs_ON_Diverse_IEA_2023_05_05 | 2025 | Electrolyser 2050 | Crossload | Hydrogen | MI | Dispatch-Crossload | VOM | 0 | [6 empty] | 0.82193 | 0
LCP_Inputs_ON_Diverse_IEA_2023_05_05 | 2025 | Electrolyser 2050 | Crossload | Hydrogen | NY | Dispatch-Crossload | EmissionsCost | 0 | [6 empty] | 0.82193 | 0
LCP_Inputs_ON_Diverse_IEA_2023_05_05 | 2025 | Electrolyser 2050 | Crossload | Hydrogen | NY | Dispatch-Crossload | FuelCost | 0 | [6 empty] | 0.82193 | 0
LCP_Inputs_ON_Diverse_IEA_2023_05_05 | 2025 | Electrolyser 2050 | Crossload | Hydrogen | NY | Dispatch-Crossload | VOM | 0 | [6 empty] | 0.82193 | 0
LCP_Inputs_ON_Diverse_IEA_2023_05_05 | 2025 | Electrolyser 2050 | Crossload | Hydrogen | ON | Dispatch-Crossload | EmissionsCost | 0 | [6 empty] | 0.82193 | 0
LCP_Inputs_ON_Diverse_IEA_2023_05_05 | 2025 | Electrolyser 2050 | Crossload | Hydrogen | ON | Dispatch-Crossload | FuelCost | 0 | [6 empty] | 0.82193 | 0
LCP_Inputs_ON_Diverse_IEA_2023_05_05 | 2025 | Electrolyser 2050 | Crossload | Hydrogen | ON | Dispatch-Crossload | VOM | 0 | [6 empty] | 0.82193 | 0
LCP_Inputs_ON_Diverse_IEA_2023_05_05 | 2025 | Electrolyser 2050 | Crossload | Hydrogen | PJ | Dispatch-Crossload | EmissionsCost | 0 | [6 empty] | 0.82193 | 0
LCP_Inputs_ON_Diverse_IEA_2023_05_05 | 2025 | Electrolyser 2050 | Crossload | Hydrogen | PJ | Dispatch-Crossload | FuelCost | 0 | [6 empty] | 0.82193 | 0
LCP_Inputs_ON_Diverse_IEA_2023_05_05 | 2025 | Electrolyser 2050 | Crossload | Hydrogen | PJ | Dispatch-Crossload | VOM | 0 | [6 empty] | 0.82193 | 0
LCP_Inputs_ON_Diverse_IEA_2023_05_05 | 2025 | Electrolyser 2050 | Crossload | Hydrogen | QC | Dispatch-Crossload | EmissionsCost | 0 | [6 empty] | 0.82193 | 0
LCP_Inputs_ON_Diverse_IEA_2023_05_05 | 2025 | Electrolyser 2050 | Crossload | Hydrogen | QC | Dispatch-Crossload | FuelCost | 0 | [6 empty] | 0.82193 | 0
LCP_Inputs_ON_Diverse_IEA_2023_05_05 | 2025 | Electrolyser 2050 | Crossload | Hydrogen | QC | Dispatch-Crossload | VOM | 0 | [6 empty] | 0.82193 | 0
LCP_Inputs_ON_Diverse_IEA_2023_05_05 | 2025 | Electrolyser 2050 | Crossload | Hydrogen | WC | Dispatch-Crossload | EmissionsCost | 0 | [6 empty] | 0.82193 | 0
LCP_Inputs_ON_Diverse_IEA_2023_05_05 | 2025 | Electrolyser 2050 | Crossload | Hydrogen | WC | Dispatch-Crossload | FuelCost | 0 | [6 empty] | 0.82193 | 0
LCP_Inputs_ON_Diverse_IEA_2023_05_05 | 2025 | Electrolyser 2050 | Crossload | Hydrogen | WC | Dispatch-Crossload | VOM | 0 | [6 empty] | 0.82193 | 0
LCP_Inputs_ON_Diverse_IEA_2023_05_05 | 2025 | Fossil Fuel Thermal (Coal, Peat, Oil) | Generation | Electricity | MI | Dispatch-Generation | EmissionsCost | 0 | [6 empty] | 0.82193 | 0
LCP_Inputs_ON_Diverse_IEA_2023_05_05 | 2025 | Fossil Fuel Thermal (Coal, Peat, Oil) | Generation | Electricity | MI | Dispatch-Generation | FuelCost | 0 | [6 empty] | 0.82193 | 0
LCP_Inputs_ON_Diverse_IEA_2023_05_05 | 2025 | Fossil Fuel Thermal (Coal, Peat, Oil) | Generation | Electricity | MI | Dispatch-Generation | VOM | 0 | [6 empty] | 0.82193 | 0
LCP_Inputs_ON_Diverse_IEA_2023_05_05 | 2025 | Fossil Fuel Thermal (Coal, Peat, Oil) | Generation | Electricity | NY | Dispatch-Generation | EmissionsCost | 0 | [6 empty] | 0.82193 | 0
LCP_Inputs_ON_Diverse_IEA_2023_05_05 | 2025 | Fossil Fuel Thermal (Coal, Peat, Oil) | Generation | Electricity | NY | Dispatch-Generation | FuelCost | 0 | [6 empty] | 0.82193 | 0
LCP_Inputs_ON_Diverse_IEA_2023_05_05 | 2025 | Fossil Fuel Thermal (Coal, Peat, Oil) | Generation | Electricity | NY | Dispatch-Generation | VOM | 0 | [6 empty] | 0.82193 | 0
LCP_Inputs_ON_Diverse_IEA_2023_05_05 | 2025 | Fossil Fuel Thermal (Coal, Peat, Oil) | Generation | Electricity | ON | Dispatch-Generation | EmissionsCost | 0 | [6 empty] | 0.82193 | 0
LCP_Inputs_ON_Diverse_IEA_2023_05_05 | 2025 | Fossil Fuel Thermal (Coal, Peat, Oil) | Generation | Electricity | ON | Dispatch-Generation | FuelCost | 0 | [6 empty] | 0.82193 | 0
LCP_Inputs_ON_Diverse_IEA_2023_05_05 | 2025 | Fossil Fuel Thermal (Coal, Peat, Oil) | Generation | Electricity | ON | Dispatch-Generation | VOM | 0 | [6 empty] | 0.82193 | 0
LCP_Inputs_ON_Diverse_IEA_2023_05_05 | 2025 | Fossil Fuel Thermal (Coal, Peat, Oil) | Generation | Electricity | PJ | Dispatch-Generation | EmissionsCost | 0 | [6 empty] | 0.82193 | 0
LCP_Inputs_ON_Diverse_IEA_2023_05_05 | 2025 | Fossil Fuel Thermal (Coal, Peat, Oil) | Generation | Electricity | PJ | Dispatch-Generation | FuelCost | 0 | [6 empty] | 0.82193 | 0
LCP_Inputs_ON_Diverse_IEA_2023_05_05 | 2025 | Fossil Fuel Thermal (Coal, Peat, Oil) | Generation | Electricity | PJ | Dispatch-Generation | VOM | 0 | [6 empty] | 0.82193 | 0
LCP_Inputs_ON_Diverse_IEA_2023_05_05 | 2025 | Fossil Fuel Thermal (Coal, Peat, Oil) | Generation | Electricity | QC | Dispatch-Generation | EmissionsCost | 0 | [6 empty] | 0.82193 | 0
LCP_Inputs_ON_Diverse_IEA_2023_05_05 | 2025 | Fossil Fuel Thermal (Coal, Peat, Oil) | Generation | Electricity | QC | Dispatch-Generation | FuelCost | 0 | [6 empty] | 0.82193 | 0
LCP_Inputs_ON_Diverse_IEA_2023_05_05 | 2025 | Fossil Fuel Thermal (Coal, Peat, Oil) | Generation | Electricity | QC | Dispatch-Generation | VOM | 0 | [6 empty] | 0.82193 | 0
LCP_Inputs_ON_Diverse_IEA_2023_05_05 | 2025 | Fossil Fuel Thermal (Coal, Peat, Oil) | Generation | Electricity | WC | Dispatch-Generation | EmissionsCost | 0 | [6 empty] | 0.82193 | 0
LCP_Inputs_ON_Diverse_IEA_2023_05_05 | 2025 | Fossil Fuel Thermal (Coal, Peat, Oil) | Generation | Electricity | WC | Dispatch-Generation | FuelCost | 0 | [6 empty] | 0.82193 | 0
LCP_Inputs_ON_Diverse_IEA_2023_05_05 | 2025 | Fossil Fuel Thermal (Coal, Peat, Oil) | Generation | Electricity | WC | Dispatch-Generation | VOM | 0 | [6 empty] | 0.82193 | 0
LCP_Inputs_ON_Diverse_IEA_2023_05_05 | 2025 | Generic - Generator | Generation | Electricity | MI | Dispatch-Generation | EmissionsCost | 0 | [6 empty] | 0.82193 | 0
LCP_Inputs_ON_Diverse_IEA_2023_05_05 | 2025 | Generic - Generator | Generation | Electricity | MI | Dispatch-Generation | FuelCost | 3910350973.1086 | [6 empty] | 0.82193 | 3214023461.7408
LCP_Inputs_ON_Diverse_IEA_2023_05_05 | 2025 | Generic - Generator | Generation | Electricity | MI | Dispatch-Generation | VOM | 404558215.912 | [6 empty] | 0.82193 | 332517363.9203
LCP_Inputs_ON_Diverse_IEA_2023_05_05 | 2025 | Generic - Generator | Generation | Electricity | NY | Dispatch-Generation | EmissionsCost | 0 | [6 empty] | 0.82193 | 0
LCP_Inputs_ON_Diverse_IEA_2023_05_05 | 2025 | Generic - Generator | Generation | Electricity | NY | Dispatch-Generation | FuelCost | 1636940140.2623 | [6 empty] | 0.82193 | 1345445473.4241
LCP_Inputs_ON_Diverse_IEA_2023_05_05 | 2025 | Generic - Generator | Generation | Electricity | NY | Dispatch-Generation | VOM | 169355023.9489 | [6 empty] | 0.82193 | 139197484.8494
LCP_Inputs_ON_Diverse_IEA_2023_05_05 | 2025 | Generic - Generator | Generation | Electricity | ON | Dispatch-Generation | EmissionsCost | 0 | [6 empty] | 0.82193 | 0
LCP_Inputs_ON_Diverse_IEA_2023_05_05 | 2025 | Generic - Generator | Generation | Electricity | ON | Dispatch-Generation | FuelCost | 0 | [6 empty] | 0.82193 | 0
LCP_Inputs_ON_Diverse_IEA_2023_05_05 | 2025 | Generic - Generator | Generation | Electricity | ON | Dispatch-Generation | VOM | 0 | [6 empty] | 0.82193 | 0
LCP_Inputs_ON_Diverse_IEA_2023_05_05 | 2025 | Generic - Generator | Generation | Electricity | PJ | Dispatch-Generation | EmissionsCost | 0 | [6 empty] | 0.82193 | 0
LCP_Inputs_ON_Diverse_IEA_2023_05_05 | 2025 | Generic - Generator | Generation | Electricity | PJ | Dispatch-Generation | FuelCost | 14422259590.9655 | [6 empty] | 0.82193 | 11854046098.5346
LCP_Inputs_ON_Diverse_IEA_2023_05_05 | 2025 | Generic - Generator | Generation | Electricity | PJ | Dispatch-Generation | VOM | 1492102281.7812 | [6 empty] | 0.82193 | 1226399311.4535
LCP_Inputs_ON_Diverse_IEA_2023_05_05 | 2025 | Generic - Generator | Generation | Electricity | QC | Dispatch-Generation | EmissionsCost | 0 | [6 empty] | 0.82193 | 0
LCP_Inputs_ON_Diverse_IEA_2023_05_05 | 2025 | Generic - Generator | Generation | Electricity | QC | Dispatch-Generation | FuelCost | 0 | [6 empty] | 0.82193 | 0
LCP_Inputs_ON_Diverse_IEA_2023_05_05 | 2025 | Generic - Generator | Generation | Electricity | QC | Dispatch-Generation | VOM | 0 | [6 empty] | 0.82193 | 0
LCP_Inputs_ON_Diverse_IEA_2023_05_05 | 2025 | Generic - Generator | Generation | Electricity | WC | Dispatch-Generation | EmissionsCost | 0 | [6 empty] | 0.82193 | 0
LCP_Inputs_ON_Diverse_IEA_2023_05_05 | 2025 | Generic - Generator | Generation | Electricity | WC | Dispatch-Generation | FuelCost | 1069473.0011 | [6 empty] | 0.82193 | 879028.8495
LCP_Inputs_ON_Diverse_IEA_2023_05_05 | 2025 | Generic - Generator | Generation | Electricity | WC | Dispatch-Generation | VOM | 110645.8454 | [6 empty] | 0.82193 | 90942.8196
LCP_Inputs_ON_Diverse_IEA_2023_05_05 | 2025 | H2 Import - QC | Import | Hydrogen | MI | Dispatch-Import | EmissionsCost | 0 | [6 empty] | 0.82193 | 0
LCP_Inputs_ON_Diverse_IEA_2023_05_05 | 2025 | H2 Import - QC | Import | Hydrogen | MI | Dispatch-Import | FuelCost | 0 | [6 empty] | 0.82193 | 0
LCP_Inputs_ON_Diverse_IEA_2023_05_05 | 2025 | H2 Import - QC | Import | Hydrogen | MI | Dispatch-Import | VOM | 0 | [6 empty] | 0.82193 | 0
LCP_Inputs_ON_Diverse_IEA_2023_05_05 | 2025 | H2 Import - QC | Import | Hydrogen | NY | Dispatch-Import | EmissionsCost | 0 | [6 empty] | 0.82193 | 0
LCP_Inputs_ON_Diverse_IEA_2023_05_05 | 2025 | H2 Import - QC | Import | Hydrogen | NY | Dispatch-Import | FuelCost | 0 | [6 empty] | 0.82193 | 0
LCP_Inputs_ON_Diverse_IEA_2023_05_05 | 2025 | H2 Import - QC | Import | Hydrogen | NY | Dispatch-Import | VOM | 0 | [6 empty] | 0.82193 | 0
LCP_Inputs_ON_Diverse_IEA_2023_05_05 | 2025 | H2 Import - QC | Import | Hydrogen | ON | Dispatch-Import | EmissionsCost | 0 | [6 empty] | 0.82193 | 0
LCP_Inputs_ON_Diverse_IEA_2023_05_05 | 2025 | H2 Import - QC | Import | Hydrogen | ON | Dispatch-Import | FuelCost | 0 | [6 empty] | 0.82193 | 0
LCP_Inputs_ON_Diverse_IEA_2023_05_05 | 2025 | H2 Import - QC | Import | Hydrogen | ON | Dispatch-Import | VOM | 0 | [6 empty] | 0.82193 | 0
LCP_Inputs_ON_Diverse_IEA_2023_05_05 | 2025 | H2 Import - QC | Import | Hydrogen | PJ | Dispatch-Import | EmissionsCost | 0 | [6 empty] | 0.82193 | 0
LCP_Inputs_ON_Diverse_IEA_2023_05_05 | 2025 | H2 Import - QC | Import | Hydrogen | PJ | Dispatch-Import | FuelCost | 0 | [6 empty] | 0.82193 | 0
LCP_Inputs_ON_Diverse_IEA_2023_05_05 | 2025 | H2 Import - QC | Import | Hydrogen | PJ | Dispatch-Import | VOM | 0 | [6 empty] | 0.82193 | 0
LCP_Inputs_ON_Diverse_IEA_2023_05_05 | 2025 | H2 Import - QC | Import | Hydrogen | QC | Dispatch-Import | EmissionsCost | 0 | [6 empty] | 0.82193 | 0
LCP_Inputs_ON_Diverse_IEA_2023_05_05 | 2025 | H2 Import - QC | Import | Hydrogen | QC | Dispatch-Import | FuelCost | 0 | [6 empty] | 0.82193 | 0
LCP_Inputs_ON_Diverse_IEA_2023_05_05 | 2025 | H2 Import - QC | Import | Hydrogen | QC | Dispatch-Import | VOM | 0 | [6 empty] | 0.82193 | 0
LCP_Inputs_ON_Diverse_IEA_2023_05_05 | 2025 | H2 Import - QC | Import | Hydrogen | WC | Dispatch-Import | EmissionsCost | 0 | [6 empty] | 0.82193 | 0
LCP_Inputs_ON_Diverse_IEA_2023_05_05 | 2025 | H2 Import - QC | Import | Hydrogen | WC | Dispatch-Import | FuelCost | 0 | [6 empty] | 0.82193 | 0
LCP_Inputs_ON_Diverse_IEA_2023_05_05 | 2025 | H2 Import - QC | Import | Hydrogen | WC | Dispatch-Import | VOM | 0 | [6 empty] | 0.82193 | 0
LCP_Inputs_ON_Diverse_IEA_2023_05_05 | 2025 | H2 Import - WC | Import | Hydrogen | MI | Dispatch-Import | EmissionsCost | 0 | [6 empty] | 0.82193 | 0
LCP_Inputs_ON_Diverse_IEA_2023_05_05 | 2025 | H2 Import - WC | Import | Hydrogen | MI | Dispatch-Import | FuelCost | 0 | [6 empty] | 0.82193 | 0
LCP_Inputs_ON_Diverse_IEA_2023_05_05 | 2025 | H2 Import - WC | Import | Hydrogen | MI | Dispatch-Import | VOM | 0 | [6 empty] | 0.82193 | 0
LCP_Inputs_ON_Diverse_IEA_2023_05_05 | 2025 | H2 Import - WC | Import | Hydrogen | NY | Dispatch-Import | EmissionsCost | 0 | [6 empty] | 0.82193 | 0
LCP_Inputs_ON_Diverse_IEA_2023_05_05 | 2025 | H2 Import - WC | Import | Hydrogen | NY | Dispatch-Import | FuelCost | 0 | [6 empty] | 0.82193 | 0
LCP_Inputs_ON_Diverse_IEA_2023_05_05 | 2025 | H2 Import - WC | Import | Hydrogen | NY | Dispatch-Import | VOM | 0 | [6 empty] | 0.82193 | 0
LCP_Inputs_ON_Diverse_IEA_2023_05_05 | 2025 | H2 Import - WC | Import | Hydrogen | ON | Dispatch-Import | EmissionsCost | 0 | [6 empty] | 0.82193 | 0
LCP_Inputs_ON_Diverse_IEA_2023_05_05 | 2025 | H2 Import - WC | Import | Hydrogen | ON | Dispatch-Import | FuelCost | 0 | [6 empty] | 0.82193 | 0
LCP_Inputs_ON_Diverse_IEA_2023_05_05 | 2025 | H2 Import - WC | Import | Hydrogen | ON | Dispatch-Import | VOM | 0 | [6 empty] | 0.82193 | 0
LCP_Inputs_ON_Diverse_IEA_2023_05_05 | 2025 | H2 Import - WC | Import | Hydrogen | PJ | Dispatch-Import | EmissionsCost | 0 | [6 empty] | 0.82193 | 0
LCP_Inputs_ON_Diverse_IEA_2023_05_05 | 2025 | H2 Import - WC | Import | Hydrogen | PJ | Dispatch-Import | FuelCost | 0 | [6 empty] | 0.82193 | 0
LCP_Inputs_ON_Diverse_IEA_2023_05_05 | 2025 | H2 Import - WC | Import | Hydrogen | PJ | Dispatch-Import | VOM | 0 | [6 empty] | 0.82193 | 0
LCP_Inputs_ON_Diverse_IEA_2023_05_05 | 2025 | H2 Import - WC | Import | Hydrogen | QC | Dispatch-Import | EmissionsCost | 0 | [6 empty] | 0.82193 | 0
LCP_Inputs_ON_Diverse_IEA_2023_05_05 | 2025 | H2 Import - WC | Import | Hydrogen | QC | Dispatch-Import | FuelCost | 0 | [6 empty] | 0.82193 | 0
LCP_Inputs_ON_Diverse_IEA_2023_05_05 | 2025 | H2 Import - WC | Import | Hydrogen | QC | Dispatch-Import | VOM | 0 | [6 empty] | 0.82193 | 0
LCP_Inputs_ON_Diverse_IEA_2023_05_05 | 2025 | H2 Import - WC | Import | Hydrogen | WC | Dispatch-Import | EmissionsCost | 0 | [6 empty] | 0.82193 | 0
LCP_Inputs_ON_Diverse_IEA_2023_05_05 | 2025 | H2 Import - WC | Import | Hydrogen | WC | Dispatch-Import | FuelCost | 0 | [6 empty] | 0.82193 | 0
LCP_Inputs_ON_Diverse_IEA_2023_05_05 | 2025 | H2 Import - WC | Import | Hydrogen | WC | Dispatch-Import | VOM | 0 | [6 empty] | 0.82193 | 0
LCP_Inputs_ON_Diverse_IEA_2023_05_05 | 2025 | H2 Salt Cavern Storage - ON | Storage | Hydrogen | MI | Dispatch-Storage | EmissionsCost | 0 | [6 empty] | 0.82193 | 0
LCP_Inputs_ON_Diverse_IEA_2023_05_05 | 2025 | H2 Salt Cavern Storage - ON | Storage | Hydrogen | MI | Dispatch-Storage | FuelCost | 0 | [6 empty] | 0.82193 | 0
LCP_Inputs_ON_Diverse_IEA_2023_05_05 | 2025 | H2 Salt Cavern Storage - ON | Storage | Hydrogen | MI | Dispatch-Storage | VOM | 0 | [6 empty] | 0.82193 | 0
LCP_Inputs_ON_Diverse_IEA_2023_05_05 | 2025 | H2 Salt Cavern Storage - ON | Storage | Hydrogen | NY | Dispatch-Storage | EmissionsCost | 0 | [6 empty] | 0.82193 | 0
LCP_Inputs_ON_Diverse_IEA_2023_05_05 | 2025 | H2 Salt Cavern Storage - ON | Storage | Hydrogen | NY | Dispatch-Storage | FuelCost | 0 | [6 empty] | 0.82193 | 0
LCP_Inputs_ON_Diverse_IEA_2023_05_05 | 2025 | H2 Salt Cavern Storage - ON | Storage | Hydrogen | NY | Dispatch-Storage | VOM | 0 | [6 empty] | 0.82193 | 0
LCP_Inputs_ON_Diverse_IEA_2023_05_05 | 2025 | H2 Salt Cavern Storage - ON | Storage | Hydrogen | ON | Dispatch-Storage | EmissionsCost | 0 | [6 empty] | 0.82193 | 0
LCP_Inputs_ON_Diverse_IEA_2023_05_05 | 2025 | H2 Salt Cavern Storage - ON | Storage | Hydrogen | ON | Dispatch-Storage | FuelCost | 0 | [6 empty] | 0.82193 | 0
LCP_Inputs_ON_Diverse_IEA_2023_05_05 | 2025 | H2 Salt Cavern Storage - ON | Storage | Hydrogen | ON | Dispatch-Storage | VOM | 0 | [6 empty] | 0.82193 | 0
LCP_Inputs_ON_Diverse_IEA_2023_05_05 | 2025 | H2 Salt Cavern Storage - ON | Storage | Hydrogen | PJ | Dispatch-Storage | EmissionsCost | 0 | [6 empty] | 0.82193 | 0
LCP_Inputs_ON_Diverse_IEA_2023_05_05 | 2025 | H2 Salt Cavern Storage - ON | Storage | Hydrogen | PJ | Dispatch-Storage | FuelCost | 0 | [6 empty] | 0.82193 | 0
LCP_Inputs_ON_Diverse_IEA_2023_05_05 | 2025 | H2 Salt Cavern Storage - ON | Storage | Hydrogen | PJ | Dispatch-Storage | VOM | 0 | [6 empty] | 0.82193 | 0
LCP_Inputs_ON_Diverse_IEA_2023_05_05 | 2025 | H2 Salt Cavern Storage - ON | Storage | Hydrogen | QC | Dispatch-Storage | EmissionsCost | 0 | [6 empty] | 0.82193 | 0
LCP_Inputs_ON_Diverse_IEA_2023_05_05 | 2025 | H2 Salt Cavern Storage - ON | Storage | Hydrogen | QC | Dispatch-Storage | FuelCost | 0 | [6 empty] | 0.82193 | 0
LCP_Inputs_ON_Diverse_IEA_2023_05_05 | 2025 | H2 Salt Cavern Storage - ON | Storage | Hydrogen | QC | Dispatch-Storage | VOM | 0 | [6 empty] | 0.82193 | 0
LCP_Inputs_ON_Diverse_IEA_2023_05_05 | 2025 | H2 Salt Cavern Storage - ON | Storage | Hydrogen | WC | Dispatch-Storage | EmissionsCost | 0 | [6 empty] | 0.82193 | 0
LCP_Inputs_ON_Diverse_IEA_2023_05_05 | 2025 | H2 Salt Cavern Storage - ON | Storage | Hydrogen | WC | Dispatch-Storage | FuelCost | 0 | [6 empty] | 0.82193 | 0
LCP_Inputs_ON_Diverse_IEA_2023_05_05 | 2025 | H2 Salt Cavern Storage - ON | Storage | Hydrogen | WC | Dispatch-Storage | VOM | 0 | [6 empty] | 0.82193 | 0
LCP_Inputs_ON_Diverse_IEA_2023_05_05 | 2025 | Hydro | Generation | Electricity | MI | Dispatch-Generation | EmissionsCost | 0 | [6 empty] | 0.82193 | 0
LCP_Inputs_ON_Diverse_IEA_2023_05_05 | 2025 | Hydro | Generation | Electricity | MI | Dispatch-Generation | FuelCost | 0 | [6 empty] | 0.82193 | 0
LCP_Inputs_ON_Diverse_IEA_2023_05_05 | 2025 | Hydro | Generation | Electricity | MI | Dispatch-Generation | VOM | 0 | [6 empty] | 0.82193 | 0
LCP_Inputs_ON_Diverse_IEA_2023_05_05 | 2025 | Hydro | Generation | Electricity | NY | Dispatch-Generation | EmissionsCost | 0 | [6 empty] | 0.82193 | 0
LCP_Inputs_ON_Diverse_IEA_2023_05_05 | 2025 | Hydro | Generation | Electricity | NY | Dispatch-Generation | FuelCost | 0 | [6 empty] | 0.82193 | 0
LCP_Inputs_ON_Diverse_IEA_2023_05_05 | 2025 | Hydro | Generation | Electricity | NY | Dispatch-Generation | VOM | 0 | [6 empty] | 0.82193 | 0
LCP_Inputs_ON_Diverse_IEA_2023_05_05 | 2025 | Hydro | Generation | Electricity | ON | Dispatch-Generation | EmissionsCost | 0 | [6 empty] | 0.82193 | 0
LCP_Inputs_ON_Diverse_IEA_2023_05_05 | 2025 | Hydro | Generation | Electricity | ON | Dispatch-Generation | FuelCost | 0 | [6 empty] | 0.82193 | 0
LCP_Inputs_ON_Diverse_IEA_2023_05_05 | 2025 | Hydro | Generation | Electricity | ON | Dispatch-Generation | VOM | 0 | [6 empty] | 0.82193 | 0
LCP_Inputs_ON_Diverse_IEA_2023_05_05 | 2025 | Hydro | Generation | Electricity | PJ | Dispatch-Generation | EmissionsCost | 0 | [6 empty] | 0.82193 | 0
LCP_Inputs_ON_Diverse_IEA_2023_05_05 | 2025 | Hydro | Generation | Electricity | PJ | Dispatch-Generation | FuelCost | 0 | [6 empty] | 0.82193 | 0
LCP_Inputs_ON_Diverse_IEA_2023_05_05 | 2025 | Hydro | Generation | Electricity | PJ | Dispatch-Generation | VOM | 0 | [6 empty] | 0.82193 | 0
LCP_Inputs_ON_Diverse_IEA_2023_05_05 | 2025 | Hydro | Generation | Electricity | QC | Dispatch-Generation | EmissionsCost | 0 | [6 empty] | 0.82193 | 0
LCP_Inputs_ON_Diverse_IEA_2023_05_05 | 2025 | Hydro | Generation | Electricity | QC | Dispatch-Generation | FuelCost | 0 | [6 empty] | 0.82193 | 0
LCP_Inputs_ON_Diverse_IEA_2023_05_05 | 2025 | Hydro | Generation | Electricity | QC | Dispatch-Generation | VOM | 0 | [6 empty] | 0.82193 | 0
LCP_Inputs_ON_Diverse_IEA_2023_05_05 | 2025 | Hydro | Generation | Electricity | WC | Dispatch-Generation | EmissionsCost | 0 | [6 empty] | 0.82193 | 0
LCP_Inputs_ON_Diverse_IEA_2023_05_05 | 2025 | Hydro | Generation | Electricity | WC | Dispatch-Generation | FuelCost | 0 | [6 empty] | 0.82193 | 0
LCP_Inputs_ON_Diverse_IEA_2023_05_05 | 2025 | Hydro | Generation | Electricity | WC | Dispatch-Generation | VOM | 0 | [6 empty] | 0.82193 | 0
LCP_Inputs_ON_Diverse_IEA_2023_05_05 | 2025 | Hydro Pumped Storage | Storage | Electricity | MI | Dispatch-Storage | EmissionsCost | 0 | [6 empty] | 0.82193 | 0
LCP_Inputs_ON_Diverse_IEA_2023_05_05 | 2025 | Hydro Pumped Storage | Storage | Electricity | MI | Dispatch-Storage | FuelCost | 0 | [6 empty] | 0.82193 | 0
LCP_Inputs_ON_Diverse_IEA_2023_05_05 | 2025 | Hydro Pumped Storage | Storage | Electricity | MI | Dispatch-Storage | VOM | 0 | [6 empty] | 0.82193 | 0
LCP_Inputs_ON_Diverse_IEA_2023_05_05 | 2025 | Hydro Pumped Storage | Storage | Electricity | NY | Dispatch-Storage | EmissionsCost | 0 | [6 empty] | 0.82193 | 0
LCP_Inputs_ON_Diverse_IEA_2023_05_05 | 2025 | Hydro Pumped Storage | Storage | Electricity | NY | Dispatch-Storage | FuelCost | 0 | [6 empty] | 0.82193 | 0
LCP_Inputs_ON_Diverse_IEA_2023_05_05 | 2025 | Hydro Pumped Storage | Storage | Electricity | NY | Dispatch-Storage | VOM | 0 | [6 empty] | 0.82193 | 0
LCP_Inputs_ON_Diverse_IEA_2023_05_05 | 2025 | Hydro Pumped Storage | Storage | Electricity | ON | Dispatch-Storage | EmissionsCost | 0 | [6 empty] | 0.82193 | 0
LCP_Inputs_ON_Diverse_IEA_2023_05_05 | 2025 | Hydro Pumped Storage | Storage | Electricity | ON | Dispatch-Storage | FuelCost | 0 | [6 empty] | 0.82193 | 0
LCP_Inputs_ON_Diverse_IEA_2023_05_05 | 2025 | Hydro Pumped Storage | Storage | Electricity | ON | Dispatch-Storage | VOM | 0 | [6 empty] | 0.82193 | 0
LCP_Inputs_ON_Diverse_IEA_2023_05_05 | 2025 | Hydro Pumped Storage | Storage | Electricity | PJ | Dispatch-Storage | EmissionsCost | 0 | [6 empty] | 0.82193 | 0
LCP_Inputs_ON_Diverse_IEA_2023_05_05 | 2025 | Hydro Pumped Storage | Storage | Electricity | PJ | Dispatch-Storage | FuelCost | 0 | [6 empty] | 0.82193 | 0
LCP_Inputs_ON_Diverse_IEA_2023_05_05 | 2025 | Hydro Pumped Storage | Storage | Electricity | PJ | Dispatch-Storage | VOM | 0 | [6 empty] | 0.82193 | 0
LCP_Inputs_ON_Diverse_IEA_2023_05_05 | 2025 | Hydro Pumped Storage | Storage | Electricity | QC | Dispatch-Storage | EmissionsCost | 0 | [6 empty] | 0.82193 | 0
LCP_Inputs_ON_Diverse_IEA_2023_05_05 | 2025 | Hydro Pumped Storage | Storage | Electricity | QC | Dispatch-Storage | FuelCost | 0 | [6 empty] | 0.82193 | 0
LCP_Inputs_ON_Diverse_IEA_2023_05_05 | 2025 | Hydro Pumped Storage | Storage | Electricity | QC | Dispatch-Storage | VOM | 0 | [6 empty] | 0.82193 | 0
LCP_Inputs_ON_Diverse_IEA_2023_05_05 | 2025 | Hydro Pumped Storage | Storage | Electricity | WC | Dispatch-Storage | EmissionsCost | 0 | [6 empty] | 0.82193 | 0
LCP_Inputs_ON_Diverse_IEA_2023_05_05 | 2025 | Hydro Pumped Storage | Storage | Electricity | WC | Dispatch-Storage | FuelCost | 0 | [6 empty] | 0.82193 | 0
LCP_Inputs_ON_Diverse_IEA_2023_05_05 | 2025 | Hydro Pumped Storage | Storage | Electricity | WC | Dispatch-Storage | VOM | 0 | [6 empty] | 0.82193 | 0
LCP_Inputs_ON_Diverse_IEA_2023_05_05 | 2025 | Nuclear | Generation | Electricity | MI | Dispatch-Generation | EmissionsCost | 0 | [6 empty] | 0.82193 | 0
LCP_Inputs_ON_Diverse_IEA_2023_05_05 | 2025 | Nuclear | Generation | Electricity | MI | Dispatch-Generation | FuelCost | 0 | [6 empty] | 0.82193 | 0
LCP_Inputs_ON_Diverse_IEA_2023_05_05 | 2025 | Nuclear | Generation | Electricity | MI | Dispatch-Generation | VOM | 3301336446.912 | [6 empty] | 0.82193 | 2713457914.2496
LCP_Inputs_ON_Diverse_IEA_2023_05_05 | 2025 | Nuclear | Generation | Electricity | NY | Dispatch-Generation | EmissionsCost | 0 | [6 empty] | 0.82193 | 0
LCP_Inputs_ON_Diverse_IEA_2023_05_05 | 2025 | Nuclear | Generation | Electricity | NY | Dispatch-Generation | FuelCost | 0 | [6 empty] | 0.82193 | 0
LCP_Inputs_ON_Diverse_IEA_2023_05_05 | 2025 | Nuclear | Generation | Electricity | NY | Dispatch-Generation | VOM | 2246155230.144 | [6 empty] | 0.82193 | 1846175869.6446
LCP_Inputs_ON_Diverse_IEA_2023_05_05 | 2025 | Nuclear | Generation | Electricity | ON | Dispatch-Generation | EmissionsCost | 0 | [6 empty] | 0.82193 | 0
LCP_Inputs_ON_Diverse_IEA_2023_05_05 | 2025 | Nuclear | Generation | Electricity | ON | Dispatch-Generation | FuelCost | 0 | [6 empty] | 0.82193 | 0
LCP_Inputs_ON_Diverse_IEA_2023_05_05 | 2025 | Nuclear | Generation | Electricity | ON | Dispatch-Generation | VOM | 8790266640.96 | [6 empty] | 0.82193 | 7224958427.8475
LCP_Inputs_ON_Diverse_IEA_2023_05_05 | 2025 | Nuclear | Generation | Electricity | PJ | Dispatch-Generation | EmissionsCost | 0 | [6 empty] | 0.82193 | 0
LCP_Inputs_ON_Diverse_IEA_2023_05_05 | 2025 | Nuclear | Generation | Electricity | PJ | Dispatch-Generation | FuelCost | 0 | [6 empty] | 0.82193 | 0
LCP_Inputs_ON_Diverse_IEA_2023_05_05 | 2025 | Nuclear | Generation | Electricity | PJ | Dispatch-Generation | VOM | 9110487814.4448 | [6 empty] | 0.82193 | 7488156890.4929
LCP_Inputs_ON_Diverse_IEA_2023_05_05 | 2025 | Nuclear | Generation | Electricity | QC | Dispatch-Generation | EmissionsCost | 0 | [6 empty] | 0.82193 | 0
LCP_Inputs_ON_Diverse_IEA_2023_05_05 | 2025 | Nuclear | Generation | Electricity | QC | Dispatch-Generation | FuelCost | 0 | [6 empty] | 0.82193 | 0
LCP_Inputs_ON_Diverse_IEA_2023_05_05 | 2025 | Nuclear | Generation | Electricity | QC | Dispatch-Generation | VOM | 0 | [6 empty] | 0.82193 | 0
LCP_Inputs_ON_Diverse_IEA_2023_05_05 | 2025 | Nuclear | Generation | Electricity | WC | Dispatch-Generation | EmissionsCost | 0 | [6 empty] | 0.82193 | 0
LCP_Inputs_ON_Diverse_IEA_2023_05_05 | 2025 | Nuclear | Generation | Electricity | WC | Dispatch-Generation | FuelCost | 0 | [6 empty] | 0.82193 | 0
LCP_Inputs_ON_Diverse_IEA_2023_05_05 | 2025 | Nuclear | Generation | Electricity | WC | Dispatch-Generation | VOM | 0 | [6 empty] | 0.82193 | 0
LCP_Inputs_ON_Diverse_IEA_2023_05_05 | 2025 | Nuclear SMR | Generation | Electricity | MI | Dispatch-Generation | EmissionsCost | 0 | [6 empty] | 0.82193 | 0
LCP_Inputs_ON_Diverse_IEA_2023_05_05 | 2025 | Nuclear SMR | Generation | Electricity | MI | Dispatch-Generation | FuelCost | 0 | [6 empty] | 0.82193 | 0
LCP_Inputs_ON_Diverse_IEA_2023_05_05 | 2025 | Nuclear SMR | Generation | Electricity | MI | Dispatch-Generation | VOM | 0 | [6 empty] | 0.82193 | 0
LCP_Inputs_ON_Diverse_IEA_2023_05_05 | 2025 | Nuclear SMR | Generation | Electricity | NY | Dispatch-Generation | EmissionsCost | 0 | [6 empty] | 0.82193 | 0
LCP_Inputs_ON_Diverse_IEA_2023_05_05 | 2025 | Nuclear SMR | Generation | Electricity | NY | Dispatch-Generation | FuelCost | 0 | [6 empty] | 0.82193 | 0
LCP_Inputs_ON_Diverse_IEA_2023_05_05 | 2025 | Nuclear SMR | Generation | Electricity | NY | Dispatch-Generation | VOM | 0 | [6 empty] | 0.82193 | 0
LCP_Inputs_ON_Diverse_IEA_2023_05_05 | 2025 | Nuclear SMR | Generation | Electricity | ON | Dispatch-Generation | EmissionsCost | 0 | [6 empty] | 0.82193 | 0
LCP_Inputs_ON_Diverse_IEA_2023_05_05 | 2025 | Nuclear SMR | Generation | Electricity | ON | Dispatch-Generation | FuelCost | 0 | [6 empty] | 0.82193 | 0
LCP_Inputs_ON_Diverse_IEA_2023_05_05 | 2025 | Nuclear SMR | Generation | Electricity | ON | Dispatch-Generation | VOM | 0 | [6 empty] | 0.82193 | 0
LCP_Inputs_ON_Diverse_IEA_2023_05_05 | 2025 | Nuclear SMR | Generation | Electricity | PJ | Dispatch-Generation | EmissionsCost | 0 | [6 empty] | 0.82193 | 0
LCP_Inputs_ON_Diverse_IEA_2023_05_05 | 2025 | Nuclear SMR | Generation | Electricity | PJ | Dispatch-Generation | FuelCost | 0 | [6 empty] | 0.82193 | 0
LCP_Inputs_ON_Diverse_IEA_2023_05_05 | 2025 | Nuclear SMR | Generation | Electricity | PJ | Dispatch-Generation | VOM | 0 | [6 empty] | 0.82193 | 0
LCP_Inputs_ON_Diverse_IEA_2023_05_05 | 2025 | Nuclear SMR | Generation | Electricity | QC | Dispatch-Generation | EmissionsCost | 0 | [6 empty] | 0.82193 | 0
LCP_Inputs_ON_Diverse_IEA_2023_05_05 | 2025 | Nuclear SMR | Generation | Electricity | QC | Dispatch-Generation | FuelCost | 0 | [6 empty] | 0.82193 | 0
LCP_Inputs_ON_Diverse_IEA_2023_05_05 | 2025 | Nuclear SMR | Generation | Electricity | QC | Dispatch-Generation | VOM | 0 | [6 empty] | 0.82193 | 0
LCP_Inputs_ON_Diverse_IEA_2023_05_05 | 2025 | Nuclear SMR | Generation | Electricity | WC | Dispatch-Generation | EmissionsCost | 0 | [6 empty] | 0.82193 | 0
LCP_Inputs_ON_Diverse_IEA_2023_05_05 | 2025 | Nuclear SMR | Generation | Electricity | WC | Dispatch-Generation | FuelCost | 0 | [6 empty] | 0.82193 | 0
LCP_Inputs_ON_Diverse_IEA_2023_05_05 | 2025 | Nuclear SMR | Generation | Electricity | WC | Dispatch-Generation | VOM | 0 | [6 empty] | 0.82193 | 0
LCP_Inputs_ON_Diverse_IEA_2023_05_05 | 2025 | O/CCGT - CH4 Existing | Crossload | Electricity | MI | Dispatch-Crossload | EmissionsCost | 0 | [6 empty] | 0.82193 | 0
LCP_Inputs_ON_Diverse_IEA_2023_05_05 | 2025 | O/CCGT - CH4 Existing | Crossload | Electricity | MI | Dispatch-Crossload | FuelCost | 0 | [6 empty] | 0.82193 | 0
LCP_Inputs_ON_Diverse_IEA_2023_05_05 | 2025 | O/CCGT - CH4 Existing | Crossload | Electricity | MI | Dispatch-Crossload | VOM | 0 | [6 empty] | 0.82193 | 0
LCP_Inputs_ON_Diverse_IEA_2023_05_05 | 2025 | O/CCGT - CH4 Existing | Crossload | Electricity | NY | Dispatch-Crossload | EmissionsCost | 0 | [6 empty] | 0.82193 | 0
LCP_Inputs_ON_Diverse_IEA_2023_05_05 | 2025 | O/CCGT - CH4 Existing | Crossload | Electricity | NY | Dispatch-Crossload | FuelCost | 0 | [6 empty] | 0.82193 | 0
LCP_Inputs_ON_Diverse_IEA_2023_05_05 | 2025 | O/CCGT - CH4 Existing | Crossload | Electricity | NY | Dispatch-Crossload | VOM | 0 | [6 empty] | 0.82193 | 0
LCP_Inputs_ON_Diverse_IEA_2023_05_05 | 2025 | O/CCGT - CH4 Existing | Crossload | Electricity | ON | Dispatch-Crossload | EmissionsCost | 0 | [6 empty] | 0.82193 | 0
LCP_Inputs_ON_Diverse_IEA_2023_05_05 | 2025 | O/CCGT - CH4 Existing | Crossload | Electricity | ON | Dispatch-Crossload | FuelCost | 0 | [6 empty] | 0.82193 | 0
LCP_Inputs_ON_Diverse_IEA_2023_05_05 | 2025 | O/CCGT - CH4 Existing | Crossload | Electricity | ON | Dispatch-Crossload | VOM | 0 | [6 empty] | 0.82193 | 0
LCP_Inputs_ON_Diverse_IEA_2023_05_05 | 2025 | O/CCGT - CH4 Existing | Crossload | Electricity | PJ | Dispatch-Crossload | EmissionsCost | 0 | [6 empty] | 0.82193 | 0
LCP_Inputs_ON_Diverse_IEA_2023_05_05 | 2025 | O/CCGT - CH4 Existing | Crossload | Electricity | PJ | Dispatch-Crossload | FuelCost | 0 | [6 empty] | 0.82193 | 0
LCP_Inputs_ON_Diverse_IEA_2023_05_05 | 2025 | O/CCGT - CH4 Existing | Crossload | Electricity | PJ | Dispatch-Crossload | VOM | 0 | [6 empty] | 0.82193 | 0
LCP_Inputs_ON_Diverse_IEA_2023_05_05 | 2025 | O/CCGT - CH4 Existing | Crossload | Electricity | QC | Dispatch-Crossload | EmissionsCost | 0 | [6 empty] | 0.82193 | 0
LCP_Inputs_ON_Diverse_IEA_2023_05_05 | 2025 | O/CCGT - CH4 Existing | Crossload | Electricity | QC | Dispatch-Crossload | FuelCost | 0 | [6 empty] | 0.82193 | 0
LCP_Inputs_ON_Diverse_IEA_2023_05_05 | 2025 | O/CCGT - CH4 Existing | Crossload | Electricity | QC | Dispatch-Crossload | VOM | 0 | [6 empty] | 0.82193 | 0
LCP_Inputs_ON_Diverse_IEA_2023_05_05 | 2025 | O/CCGT - CH4 Existing | Crossload | Electricity | WC | Dispatch-Crossload | EmissionsCost | 0 | [6 empty] | 0.82193 | 0
LCP_Inputs_ON_Diverse_IEA_2023_05_05 | 2025 | O/CCGT - CH4 Existing | Crossload | Electricity | WC | Dispatch-Crossload | FuelCost | 0 | [6 empty] | 0.82193 | 0
LCP_Inputs_ON_Diverse_IEA_2023_05_05 | 2025 | O/CCGT - CH4 Existing | Crossload | Electricity | WC | Dispatch-Crossload | VOM | 0 | [6 empty] | 0.82193 | 0
LCP_Inputs_ON_Diverse_IEA_2023_05_05 | 2025 | O/CCGT - CH4 New | Crossload | Electricity | MI | Dispatch-Crossload | EmissionsCost | 0 | [6 empty] | 0.82193 | 0
LCP_Inputs_ON_Diverse_IEA_2023_05_05 | 2025 | O/CCGT - CH4 New | Crossload | Electricity | MI | Dispatch-Crossload | FuelCost | 0 | [6 empty] | 0.82193 | 0
LCP_Inputs_ON_Diverse_IEA_2023_05_05 | 2025 | O/CCGT - CH4 New | Crossload | Electricity | MI | Dispatch-Crossload | VOM | 0 | [6 empty] | 0.82193 | 0
LCP_Inputs_ON_Diverse_IEA_2023_05_05 | 2025 | O/CCGT - CH4 New | Crossload | Electricity | NY | Dispatch-Crossload | EmissionsCost | 0 | [6 empty] | 0.82193 | 0
LCP_Inputs_ON_Diverse_IEA_2023_05_05 | 2025 | O/CCGT - CH4 New | Crossload | Electricity | NY | Dispatch-Crossload | FuelCost | 0 | [6 empty] | 0.82193 | 0
LCP_Inputs_ON_Diverse_IEA_2023_05_05 | 2025 | O/CCGT - CH4 New | Crossload | Electricity | NY | Dispatch-Crossload | VOM | 0 | [6 empty] | 0.82193 | 0
LCP_Inputs_ON_Diverse_IEA_2023_05_05 | 2025 | O/CCGT - CH4 New | Crossload | Electricity | ON | Dispatch-Crossload | EmissionsCost | 0 | [6 empty] | 0.82193 | 0
LCP_Inputs_ON_Diverse_IEA_2023_05_05 | 2025 | O/CCGT - CH4 New | Crossload | Electricity | ON | Dispatch-Crossload | FuelCost | 0 | [6 empty] | 0.82193 | 0
LCP_Inputs_ON_Diverse_IEA_2023_05_05 | 2025 | O/CCGT - CH4 New | Crossload | Electricity | ON | Dispatch-Crossload | VOM | 0 | [6 empty] | 0.82193 | 0
LCP_Inputs_ON_Diverse_IEA_2023_05_05 | 2025 | O/CCGT - CH4 New | Crossload | Electricity | PJ | Dispatch-Crossload | EmissionsCost | 0 | [6 empty] | 0.82193 | 0
LCP_Inputs_ON_Diverse_IEA_2023_05_05 | 2025 | O/CCGT - CH4 New | Crossload | Electricity | PJ | Dispatch-Crossload | FuelCost | 0 | [6 empty] | 0.82193 | 0
LCP_Inputs_ON_Diverse_IEA_2023_05_05 | 2025 | O/CCGT - CH4 New | Crossload | Electricity | PJ | Dispatch-Crossload | VOM | 0 | [6 empty] | 0.82193 | 0
LCP_Inputs_ON_Diverse_IEA_2023_05_05 | 2025 | O/CCGT - CH4 New | Crossload | Electricity | QC | Dispatch-Crossload | EmissionsCost | 0 | [6 empty] | 0.82193 | 0
LCP_Inputs_ON_Diverse_IEA_2023_05_05 | 2025 | O/CCGT - CH4 New | Crossload | Electricity | QC | Dispatch-Crossload | FuelCost | 0 | [6 empty] | 0.82193 | 0
LCP_Inputs_ON_Diverse_IEA_2023_05_05 | 2025 | O/CCGT - CH4 New | Crossload | Electricity | QC | Dispatch-Crossload | VOM | 0 | [6 empty] | 0.82193 | 0
LCP_Inputs_ON_Diverse_IEA_2023_05_05 | 2025 | O/CCGT - CH4 New | Crossload | Electricity | WC | Dispatch-Crossload | EmissionsCost | 0 | [6 empty] | 0.82193 | 0
LCP_Inputs_ON_Diverse_IEA_2023_05_05 | 2025 | O/CCGT - CH4 New | Crossload | Electricity | WC | Dispatch-Crossload | FuelCost | 0 | [6 empty] | 0.82193 | 0
LCP_Inputs_ON_Diverse_IEA_2023_05_05 | 2025 | O/CCGT - CH4 New | Crossload | Electricity | WC | Dispatch-Crossload | VOM | 0 | [6 empty] | 0.82193 | 0
LCP_Inputs_ON_Diverse_IEA_2023_05_05 | 2025 | O/CCGT - H2 New | Crossload | Electricity | MI | Dispatch-Crossload | EmissionsCost | 0 | [6 empty] | 0.82193 | 0
LCP_Inputs_ON_Diverse_IEA_2023_05_05 | 2025 | O/CCGT - H2 New | Crossload | Electricity | MI | Dispatch-Crossload | FuelCost | 0 | [6 empty] | 0.82193 | 0
LCP_Inputs_ON_Diverse_IEA_2023_05_05 | 2025 | O/CCGT - H2 New | Crossload | Electricity | MI | Dispatch-Crossload | VOM | 0 | [6 empty] | 0.82193 | 0
LCP_Inputs_ON_Diverse_IEA_2023_05_05 | 2025 | O/CCGT - H2 New | Crossload | Electricity | NY | Dispatch-Crossload | EmissionsCost | 0 | [6 empty] | 0.82193 | 0
LCP_Inputs_ON_Diverse_IEA_2023_05_05 | 2025 | O/CCGT - H2 New | Crossload | Electricity | NY | Dispatch-Crossload | FuelCost | 0 | [6 empty] | 0.82193 | 0
LCP_Inputs_ON_Diverse_IEA_2023_05_05 | 2025 | O/CCGT - H2 New | Crossload | Electricity | NY | Dispatch-Crossload | VOM | 0 | [6 empty] | 0.82193 | 0
LCP_Inputs_ON_Diverse_IEA_2023_05_05 | 2025 | O/CCGT - H2 New | Crossload | Electricity | ON | Dispatch-Crossload | EmissionsCost | 0 | [6 empty] | 0.82193 | 0
LCP_Inputs_ON_Diverse_IEA_2023_05_05 | 2025 | O/CCGT - H2 New | Crossload | Electricity | ON | Dispatch-Crossload | FuelCost | 0 | [6 empty] | 0.82193 | 0
LCP_Inputs_ON_Diverse_IEA_2023_05_05 | 2025 | O/CCGT - H2 New | Crossload | Electricity | ON | Dispatch-Crossload | VOM | 0 | [6 empty] | 0.82193 | 0
LCP_Inputs_ON_Diverse_IEA_2023_05_05 | 2025 | O/CCGT - H2 New | Crossload | Electricity | PJ | Dispatch-Crossload | EmissionsCost | 0 | [6 empty] | 0.82193 | 0
LCP_Inputs_ON_Diverse_IEA_2023_05_05 | 2025 | O/CCGT - H2 New | Crossload | Electricity | PJ | Dispatch-Crossload | FuelCost | 0 | [6 empty] | 0.82193 | 0
LCP_Inputs_ON_Diverse_IEA_2023_05_05 | 2025 | O/CCGT - H2 New | Crossload | Electricity | PJ | Dispatch-Crossload | VOM | 0 | [6 empty] | 0.82193 | 0
LCP_Inputs_ON_Diverse_IEA_2023_05_05 | 2025 | O/CCGT - H2 New | Crossload | Electricity | QC | Dispatch-Crossload | EmissionsCost | 0 | [6 empty] | 0.82193 | 0
LCP_Inputs_ON_Diverse_IEA_2023_05_05 | 2025 | O/CCGT - H2 New | Crossload | Electricity | QC | Dispatch-Crossload | FuelCost | 0 | [6 empty] | 0.82193 | 0
LCP_Inputs_ON_Diverse_IEA_2023_05_05 | 2025 | O/CCGT - H2 New | Crossload | Electricity | QC | Dispatch-Crossload | VOM | 0 | [6 empty] | 0.82193 | 0
LCP_Inputs_ON_Diverse_IEA_2023_05_05 | 2025 | O/CCGT - H2 New | Crossload | Electricity | WC | Dispatch-Crossload | EmissionsCost | 0 | [6 empty] | 0.82193 | 0
LCP_Inputs_ON_Diverse_IEA_2023_05_05 | 2025 | O/CCGT - H2 New | Crossload | Electricity | WC | Dispatch-Crossload | FuelCost | 0 | [6 empty] | 0.82193 | 0
LCP_Inputs_ON_Diverse_IEA_2023_05_05 | 2025 | O/CCGT - H2 New | Crossload | Electricity | WC | Dispatch-Crossload | VOM | 0 | [6 empty] | 0.82193 | 0
LCP_Inputs_ON_Diverse_IEA_2023_05_05 | 2025 | SMR CCS | Generation | Hydrogen | MI | Dispatch-Generation | EmissionsCost | 0 | [6 empty] | 0.82193 | 0
LCP_Inputs_ON_Diverse_IEA_2023_05_05 | 2025 | SMR CCS | Generation | Hydrogen | MI | Dispatch-Generation | FuelCost | 0 | [6 empty] | 0.82193 | 0
LCP_Inputs_ON_Diverse_IEA_2023_05_05 | 2025 | SMR CCS | Generation | Hydrogen | MI | Dispatch-Generation | VOM | 0 | [6 empty] | 0.82193 | 0
LCP_Inputs_ON_Diverse_IEA_2023_05_05 | 2025 | SMR CCS | Generation | Hydrogen | NY | Dispatch-Generation | EmissionsCost | 0 | [6 empty] | 0.82193 | 0
LCP_Inputs_ON_Diverse_IEA_2023_05_05 | 2025 | SMR CCS | Generation | Hydrogen | NY | Dispatch-Generation | FuelCost | 0 | [6 empty] | 0.82193 | 0
LCP_Inputs_ON_Diverse_IEA_2023_05_05 | 2025 | SMR CCS | Generation | Hydrogen | NY | Dispatch-Generation | VOM | 0 | [6 empty] | 0.82193 | 0
LCP_Inputs_ON_Diverse_IEA_2023_05_05 | 2025 | SMR CCS | Generation | Hydrogen | ON | Dispatch-Generation | EmissionsCost | 0 | [6 empty] | 0.82193 | 0
LCP_Inputs_ON_Diverse_IEA_2023_05_05 | 2025 | SMR CCS | Generation | Hydrogen | ON | Dispatch-Generation | FuelCost | 0 | [6 empty] | 0.82193 | 0
LCP_Inputs_ON_Diverse_IEA_2023_05_05 | 2025 | SMR CCS | Generation | Hydrogen | ON | Dispatch-Generation | VOM | 0 | [6 empty] | 0.82193 | 0
LCP_Inputs_ON_Diverse_IEA_2023_05_05 | 2025 | SMR CCS | Generation | Hydrogen | PJ | Dispatch-Generation | EmissionsCost | 0 | [6 empty] | 0.82193 | 0
LCP_Inputs_ON_Diverse_IEA_2023_05_05 | 2025 | SMR CCS | Generation | Hydrogen | PJ | Dispatch-Generation | FuelCost | 0 | [6 empty] | 0.82193 | 0
LCP_Inputs_ON_Diverse_IEA_2023_05_05 | 2025 | SMR CCS | Generation | Hydrogen | PJ | Dispatch-Generation | VOM | 0 | [6 empty] | 0.82193 | 0
LCP_Inputs_ON_Diverse_IEA_2023_05_05 | 2025 | SMR CCS | Generation | Hydrogen | QC | Dispatch-Generation | EmissionsCost | 0 | [6 empty] | 0.82193 | 0
LCP_Inputs_ON_Diverse_IEA_2023_05_05 | 2025 | SMR CCS | Generation | Hydrogen | QC | Dispatch-Generation | FuelCost | 0 | [6 empty] | 0.82193 | 0
LCP_Inputs_ON_Diverse_IEA_2023_05_05 | 2025 | SMR CCS | Generation | Hydrogen | QC | Dispatch-Generation | VOM | 0 | [6 empty] | 0.82193 | 0
LCP_Inputs_ON_Diverse_IEA_2023_05_05 | 2025 | SMR CCS | Generation | Hydrogen | WC | Dispatch-Generation | EmissionsCost | 0 | [6 empty] | 0.82193 | 0
LCP_Inputs_ON_Diverse_IEA_2023_05_05 | 2025 | SMR CCS | Generation | Hydrogen | WC | Dispatch-Generation | FuelCost | 0 | [6 empty] | 0.82193 | 0
LCP_Inputs_ON_Diverse_IEA_2023_05_05 | 2025 | SMR CCS | Generation | Hydrogen | WC | Dispatch-Generation | VOM | 0 | [6 empty] | 0.82193 | 0
LCP_Inputs_ON_Diverse_IEA_2023_05_05 | 2025 | Solar PV | Generation | Electricity | MI | Dispatch-Generation | EmissionsCost | 0 | [6 empty] | 0.82193 | 0
LCP_Inputs_ON_Diverse_IEA_2023_05_05 | 2025 | Solar PV | Generation | Electricity | MI | Dispatch-Generation | FuelCost | 0 | [6 empty] | 0.82193 | 0
LCP_Inputs_ON_Diverse_IEA_2023_05_05 | 2025 | Solar PV | Generation | Electricity | MI | Dispatch-Generation | VOM | 0 | [6 empty] | 0.82193 | 0
LCP_Inputs_ON_Diverse_IEA_2023_05_05 | 2025 | Solar PV | Generation | Electricity | NY | Dispatch-Generation | EmissionsCost | 0 | [6 empty] | 0.82193 | 0
LCP_Inputs_ON_Diverse_IEA_2023_05_05 | 2025 | Solar PV | Generation | Electricity | NY | Dispatch-Generation | FuelCost | 0 | [6 empty] | 0.82193 | 0
LCP_Inputs_ON_Diverse_IEA_2023_05_05 | 2025 | Solar PV | Generation | Electricity | NY | Dispatch-Generation | VOM | 0 | [6 empty] | 0.82193 | 0
LCP_Inputs_ON_Diverse_IEA_2023_05_05 | 2025 | Solar PV | Generation | Electricity | ON | Dispatch-Generation | EmissionsCost | 0 | [6 empty] | 0.82193 | 0
LCP_Inputs_ON_Diverse_IEA_2023_05_05 | 2025 | Solar PV | Generation | Electricity | ON | Dispatch-Generation | FuelCost | 0 | [6 empty] | 0.82193 | 0
LCP_Inputs_ON_Diverse_IEA_2023_05_05 | 2025 | Solar PV | Generation | Electricity | ON | Dispatch-Generation | VOM | 0 | [6 empty] | 0.82193 | 0
LCP_Inputs_ON_Diverse_IEA_2023_05_05 | 2025 | Solar PV | Generation | Electricity | PJ | Dispatch-Generation | EmissionsCost | 0 | [6 empty] | 0.82193 | 0
LCP_Inputs_ON_Diverse_IEA_2023_05_05 | 2025 | Solar PV | Generation | Electricity | PJ | Dispatch-Generation | FuelCost | 0 | [6 empty] | 0.82193 | 0
LCP_Inputs_ON_Diverse_IEA_2023_05_05 | 2025 | Solar PV | Generation | Electricity | PJ | Dispatch-Generation | VOM | 0 | [6 empty] | 0.82193 | 0
LCP_Inputs_ON_Diverse_IEA_2023_05_05 | 2025 | Solar PV | Generation | Electricity | QC | Dispatch-Generation | EmissionsCost | 0 | [6 empty] | 0.82193 | 0
LCP_Inputs_ON_Diverse_IEA_2023_05_05 | 2025 | Solar PV | Generation | Electricity | QC | Dispatch-Generation | FuelCost | 0 | [6 empty] | 0.82193 | 0
LCP_Inputs_ON_Diverse_IEA_2023_05_05 | 2025 | Solar PV | Generation | Electricity | QC | Dispatch-Generation | VOM | 0 | [6 empty] | 0.82193 | 0
LCP_Inputs_ON_Diverse_IEA_2023_05_05 | 2025 | Solar PV | Generation | Electricity | WC | Dispatch-Generation | EmissionsCost | 0 | [6 empty] | 0.82193 | 0
LCP_Inputs_ON_Diverse_IEA_2023_05_05 | 2025 | Solar PV | Generation | Electricity | WC | Dispatch-Generation | FuelCost | 0 | [6 empty] | 0.82193 | 0
LCP_Inputs_ON_Diverse_IEA_2023_05_05 | 2025 | Solar PV | Generation | Electricity | WC | Dispatch-Generation | VOM | 0 | [6 empty] | 0.82193 | 0
LCP_Inputs_ON_Diverse_IEA_2023_05_05 | 2025 | Wind Offshore | Generation | Electricity | MI | Dispatch-Generation | EmissionsCost | 0 | [6 empty] | 0.82193 | 0
LCP_Inputs_ON_Diverse_IEA_2023_05_05 | 2025 | Wind Offshore | Generation | Electricity | MI | Dispatch-Generation | FuelCost | 0 | [6 empty] | 0.82193 | 0
LCP_Inputs_ON_Diverse_IEA_2023_05_05 | 2025 | Wind Offshore | Generation | Electricity | MI | Dispatch-Generation | VOM | 0 | [6 empty] | 0.82193 | 0
LCP_Inputs_ON_Diverse_IEA_2023_05_05 | 2025 | Wind Offshore | Generation | Electricity | NY | Dispatch-Generation | EmissionsCost | 0 | [6 empty] | 0.82193 | 0
LCP_Inputs_ON_Diverse_IEA_2023_05_05 | 2025 | Wind Offshore | Generation | Electricity | NY | Dispatch-Generation | FuelCost | 0 | [6 empty] | 0.82193 | 0
LCP_Inputs_ON_Diverse_IEA_2023_05_05 | 2025 | Wind Offshore | Generation | Electricity | NY | Dispatch-Generation | VOM | 0 | [6 empty] | 0.82193 | 0
LCP_Inputs_ON_Diverse_IEA_2023_05_05 | 2025 | Wind Offshore | Generation | Electricity | ON | Dispatch-Generation | EmissionsCost | 0 | [6 empty] | 0.82193 | 0
LCP_Inputs_ON_Diverse_IEA_2023_05_05 | 2025 | Wind Offshore | Generation | Electricity | ON | Dispatch-Generation | FuelCost | 0 | [6 empty] | 0.82193 | 0
LCP_Inputs_ON_Diverse_IEA_2023_05_05 | 2025 | Wind Offshore | Generation | Electricity | ON | Dispatch-Generation | VOM | 0 | [6 empty] | 0.82193 | 0
LCP_Inputs_ON_Diverse_IEA_2023_05_05 | 2025 | Wind Offshore | Generation | Electricity | PJ | Dispatch-Generation | EmissionsCost | 0 | [6 empty] | 0.82193 | 0
LCP_Inputs_ON_Diverse_IEA_2023_05_05 | 2025 | Wind Offshore | Generation | Electricity | PJ | Dispatch-Generation | FuelCost | 0 | [6 empty] | 0.82193 | 0
LCP_Inputs_ON_Diverse_IEA_2023_05_05 | 2025 | Wind Offshore | Generation | Electricity | PJ | Dispatch-Generation | VOM | 0 | [6 empty] | 0.82193 | 0
LCP_Inputs_ON_Diverse_IEA_2023_05_05 | 2025 | Wind Offshore | Generation | Electricity | QC | Dispatch-Generation | EmissionsCost | 0 | [6 empty] | 0.82193 | 0
LCP_Inputs_ON_Diverse_IEA_2023_05_05 | 2025 | Wind Offshore | Generation | Electricity | QC | Dispatch-Generation | FuelCost | 0 | [6 empty] | 0.82193 | 0
LCP_Inputs_ON_Diverse_IEA_2023_05_05 | 2025 | Wind Offshore | Generation | Electricity | QC | Dispatch-Generation | VOM | 0 | [6 empty] | 0.82193 | 0
LCP_Inputs_ON_Diverse_IEA_2023_05_05 | 2025 | Wind Offshore | Generation | Electricity | WC | Dispatch-Generation | EmissionsCost | 0 | [6 empty] | 0.82193 | 0
LCP_Inputs_ON_Diverse_IEA_2023_05_05 | 2025 | Wind Offshore | Generation | Electricity | WC | Dispatch-Generation | FuelCost | 0 | [6 empty] | 0.82193 | 0
LCP_Inputs_ON_Diverse_IEA_2023_05_05 | 2025 | Wind Offshore | Generation | Electricity | WC | Dispatch-Generation | VOM | 0 | [6 empty] | 0.82193 | 0
LCP_Inputs_ON_Diverse_IEA_2023_05_05 | 2025 | Wind Onshore | Generation | Electricity | MI | Dispatch-Generation | EmissionsCost | 0 | [6 empty] | 0.82193 | 0
LCP_Inputs_ON_Diverse_IEA_2023_05_05 | 2025 | Wind Onshore | Generation | Electricity | MI | Dispatch-Generation | FuelCost | 0 | [6 empty] | 0.82193 | 0
LCP_Inputs_ON_Diverse_IEA_2023_05_05 | 2025 | Wind Onshore | Generation | Electricity | MI | Dispatch-Generation | VOM | 0 | [6 empty] | 0.82193 | 0
LCP_Inputs_ON_Diverse_IEA_2023_05_05 | 2025 | Wind Onshore | Generation | Electricity | NY | Dispatch-Generation | EmissionsCost | 0 | [6 empty] | 0.82193 | 0
LCP_Inputs_ON_Diverse_IEA_2023_05_05 | 2025 | Wind Onshore | Generation | Electricity | NY | Dispatch-Generation | FuelCost | 0 | [6 empty] | 0.82193 | 0
LCP_Inputs_ON_Diverse_IEA_2023_05_05 | 2025 | Wind Onshore | Generation | Electricity | NY | Dispatch-Generation | VOM | 0 | [6 empty] | 0.82193 | 0
LCP_Inputs_ON_Diverse_IEA_2023_05_05 | 2025 | Wind Onshore | Generation | Electricity | ON | Dispatch-Generation | EmissionsCost | 0 | [6 empty] | 0.82193 | 0
LCP_Inputs_ON_Diverse_IEA_2023_05_05 | 2025 | Wind Onshore | Generation | Electricity | ON | Dispatch-Generation | FuelCost | 0 | [6 empty] | 0.82193 | 0
LCP_Inputs_ON_Diverse_IEA_2023_05_05 | 2025 | Wind Onshore | Generation | Electricity | ON | Dispatch-Generation | VOM | 0 | [6 empty] | 0.82193 | 0
LCP_Inputs_ON_Diverse_IEA_2023_05_05 | 2025 | Wind Onshore | Generation | Electricity | PJ | Dispatch-Generation | EmissionsCost | 0 | [6 empty] | 0.82193 | 0
LCP_Inputs_ON_Diverse_IEA_2023_05_05 | 2025 | Wind Onshore | Generation | Electricity | PJ | Dispatch-Generation | FuelCost | 0 | [6 empty] | 0.82193 | 0
LCP_Inputs_ON_Diverse_IEA_2023_05_05 | 2025 | Wind Onshore | Generation | Electricity | PJ | Dispatch-Generation | VOM | 0 | [6 empty] | 0.82193 | 0
LCP_Inputs_ON_Diverse_IEA_2023_05_05 | 2025 | Wind Onshore | Generation | Electricity | QC | Dispatch-Generation | EmissionsCost | 0 | [6 empty] | 0.82193 | 0
LCP_Inputs_ON_Diverse_IEA_2023_05_05 | 2025 | Wind Onshore | Generation | Electricity | QC | Dispatch-Generation | FuelCost | 0 | [6 empty] | 0.82193 | 0
LCP_Inputs_ON_Diverse_IEA_2023_05_05 | 2025 | Wind Onshore | Generation | Electricity | QC | Dispatch-Generation | VOM | 0 | [6 empty] | 0.82193 | 0
LCP_Inputs_ON_Diverse_IEA_2023_05_05 | 2025 | Wind Onshore | Generation | Electricity | WC | Dispatch-Generation | EmissionsCost | 0 | [6 empty] | 0.82193 | 0
LCP_Inputs_ON_Diverse_IEA_2023_05_05 | 2025 | Wind Onshore | Generation | Electricity | WC | Dispatch-Generation | FuelCost | 0 | [6 empty] | 0.82193 | 0
LCP_Inputs_ON_Diverse_IEA_2023_05_05 | 2025 | Wind Onshore | Generation | Electricity | WC | Dispatch-Generation | VOM | 0 | [6 empty] | 0.82193 | 0
LCP_Inputs_ON_Diverse_IEA_2023_05_05 | 2026 | Anaerobic Digestion | Generation | Methane | MI | Dispatch-Generation | EmissionsCost | 0 | [6 empty] | 0.79031 | 0
LCP_Inputs_ON_Diverse_IEA_2023_05_05 | 2026 | Anaerobic Digestion | Generation | Methane | MI | Dispatch-Generation | FuelCost | 0 | [6 empty] | 0.79031 | 0
LCP_Inputs_ON_Diverse_IEA_2023_05_05 | 2026 | Anaerobic Digestion | Generation | Methane | MI | Dispatch-Generation | VOM | 0 | [6 empty] | 0.79031 | 0
LCP_Inputs_ON_Diverse_IEA_2023_05_05 | 2026 | Anaerobic Digestion | Generation | Methane | NY | Dispatch-Generation | EmissionsCost | 0 | [6 empty] | 0.79031 | 0
LCP_Inputs_ON_Diverse_IEA_2023_05_05 | 2026 | Anaerobic Digestion | Generation | Methane | NY | Dispatch-Generation | FuelCost | 0 | [6 empty] | 0.79031 | 0
LCP_Inputs_ON_Diverse_IEA_2023_05_05 | 2026 | Anaerobic Digestion | Generation | Methane | NY | Dispatch-Generation | VOM | 0 | [6 empty] | 0.79031 | 0
LCP_Inputs_ON_Diverse_IEA_2023_05_05 | 2026 | Anaerobic Digestion | Generation | Methane | ON | Dispatch-Generation | EmissionsCost | 0 | [6 empty] | 0.79031 | 0
LCP_Inputs_ON_Diverse_IEA_2023_05_05 | 2026 | Anaerobic Digestion | Generation | Methane | ON | Dispatch-Generation | FuelCost | 0 | [6 empty] | 0.79031 | 0
LCP_Inputs_ON_Diverse_IEA_2023_05_05 | 2026 | Anaerobic Digestion | Generation | Methane | ON | Dispatch-Generation | VOM | 0 | [6 empty] | 0.79031 | 0
LCP_Inputs_ON_Diverse_IEA_2023_05_05 | 2026 | Anaerobic Digestion | Generation | Methane | PJ | Dispatch-Generation | EmissionsCost | 0 | [6 empty] | 0.79031 | 0
LCP_Inputs_ON_Diverse_IEA_2023_05_05 | 2026 | Anaerobic Digestion | Generation | Methane | PJ | Dispatch-Generation | FuelCost | 0 | [6 empty] | 0.79031 | 0
LCP_Inputs_ON_Diverse_IEA_2023_05_05 | 2026 | Anaerobic Digestion | Generation | Methane | PJ | Dispatch-Generation | VOM | 0 | [6 empty] | 0.79031 | 0
LCP_Inputs_ON_Diverse_IEA_2023_05_05 | 2026 | Anaerobic Digestion | Generation | Methane | QC | Dispatch-Generation | EmissionsCost | 0 | [6 empty] | 0.79031 | 0
LCP_Inputs_ON_Diverse_IEA_2023_05_05 | 2026 | Anaerobic Digestion | Generation | Methane | QC | Dispatch-Generation | FuelCost | 0 | [6 empty] | 0.79031 | 0
LCP_Inputs_ON_Diverse_IEA_2023_05_05 | 2026 | Anaerobic Digestion | Generation | Methane | QC | Dispatch-Generation | VOM | 0 | [6 empty] | 0.79031 | 0
LCP_Inputs_ON_Diverse_IEA_2023_05_05 | 2026 | Anaerobic Digestion | Generation | Methane | WC | Dispatch-Generation | EmissionsCost | 0 | [6 empty] | 0.79031 | 0
LCP_Inputs_ON_Diverse_IEA_2023_05_05 | 2026 | Anaerobic Digestion | Generation | Methane | WC | Dispatch-Generation | FuelCost | 0 | [6 empty] | 0.79031 | 0
LCP_Inputs_ON_Diverse_IEA_2023_05_05 | 2026 | Anaerobic Digestion | Generation | Methane | WC | Dispatch-Generation | VOM | 0 | [6 empty] | 0.79031 | 0
LCP_Inputs_ON_Diverse_IEA_2023_05_05 | 2026 | Battery Storage | Storage | Electricity | MI | Dispatch-Storage | EmissionsCost | 0 | [6 empty] | 0.79031 | 0
LCP_Inputs_ON_Diverse_IEA_2023_05_05 | 2026 | Battery Storage | Storage | Electricity | MI | Dispatch-Storage | FuelCost | 0 | [6 empty] | 0.79031 | 0
LCP_Inputs_ON_Diverse_IEA_2023_05_05 | 2026 | Battery Storage | Storage | Electricity | MI | Dispatch-Storage | VOM | 0 | [6 empty] | 0.79031 | 0
LCP_Inputs_ON_Diverse_IEA_2023_05_05 | 2026 | Battery Storage | Storage | Electricity | NY | Dispatch-Storage | EmissionsCost | 0 | [6 empty] | 0.79031 | 0
LCP_Inputs_ON_Diverse_IEA_2023_05_05 | 2026 | Battery Storage | Storage | Electricity | NY | Dispatch-Storage | FuelCost | 0 | [6 empty] | 0.79031 | 0
LCP_Inputs_ON_Diverse_IEA_2023_05_05 | 2026 | Battery Storage | Storage | Electricity | NY | Dispatch-Storage | VOM | 0 | [6 empty] | 0.79031 | 0
LCP_Inputs_ON_Diverse_IEA_2023_05_05 | 2026 | Battery Storage | Storage | Electricity | ON | Dispatch-Storage | EmissionsCost | 0 | [6 empty] | 0.79031 | 0
LCP_Inputs_ON_Diverse_IEA_2023_05_05 | 2026 | Battery Storage | Storage | Electricity | ON | Dispatch-Storage | FuelCost | 0 | [6 empty] | 0.79031 | 0
LCP_Inputs_ON_Diverse_IEA_2023_05_05 | 2026 | Battery Storage | Storage | Electricity | ON | Dispatch-Storage | VOM | 0 | [6 empty] | 0.79031 | 0
LCP_Inputs_ON_Diverse_IEA_2023_05_05 | 2026 | Battery Storage | Storage | Electricity | PJ | Dispatch-Storage | EmissionsCost | 0 | [6 empty] | 0.79031 | 0
LCP_Inputs_ON_Diverse_IEA_2023_05_05 | 2026 | Battery Storage | Storage | Electricity | PJ | Dispatch-Storage | FuelCost | 0 | [6 empty] | 0.79031 | 0
LCP_Inputs_ON_Diverse_IEA_2023_05_05 | 2026 | Battery Storage | Storage | Electricity | PJ | Dispatch-Storage | VOM | 0 | [6 empty] | 0.79031 | 0
LCP_Inputs_ON_Diverse_IEA_2023_05_05 | 2026 | Battery Storage | Storage | Electricity | QC | Dispatch-Storage | EmissionsCost | 0 | [6 empty] | 0.79031 | 0
LCP_Inputs_ON_Diverse_IEA_2023_05_05 | 2026 | Battery Storage | Storage | Electricity | QC | Dispatch-Storage | FuelCost | 0 | [6 empty] | 0.79031 | 0
LCP_Inputs_ON_Diverse_IEA_2023_05_05 | 2026 | Battery Storage | Storage | Electricity | QC | Dispatch-Storage | VOM | 0 | [6 empty] | 0.79031 | 0
LCP_Inputs_ON_Diverse_IEA_2023_05_05 | 2026 | Battery Storage | Storage | Electricity | WC | Dispatch-Storage | EmissionsCost | 0 | [6 empty] | 0.79031 | 0
LCP_Inputs_ON_Diverse_IEA_2023_05_05 | 2026 | Battery Storage | Storage | Electricity | WC | Dispatch-Storage | FuelCost | 0 | [6 empty] | 0.79031 | 0
LCP_Inputs_ON_Diverse_IEA_2023_05_05 | 2026 | Battery Storage | Storage | Electricity | WC | Dispatch-Storage | VOM | 0 | [6 empty] | 0.79031 | 0
LCP_Inputs_ON_Diverse_IEA_2023_05_05 | 2026 | Biomass | Generation | Electricity | MI | Dispatch-Generation | EmissionsCost | 0 | [6 empty] | 0.79031 | 0
LCP_Inputs_ON_Diverse_IEA_2023_05_05 | 2026 | Biomass | Generation | Electricity | MI | Dispatch-Generation | FuelCost | 0 | [6 empty] | 0.79031 | 0
LCP_Inputs_ON_Diverse_IEA_2023_05_05 | 2026 | Biomass | Generation | Electricity | MI | Dispatch-Generation | VOM | 0 | [6 empty] | 0.79031 | 0
LCP_Inputs_ON_Diverse_IEA_2023_05_05 | 2026 | Biomass | Generation | Electricity | NY | Dispatch-Generation | EmissionsCost | 0 | [6 empty] | 0.79031 | 0
LCP_Inputs_ON_Diverse_IEA_2023_05_05 | 2026 | Biomass | Generation | Electricity | NY | Dispatch-Generation | FuelCost | 0 | [6 empty] | 0.79031 | 0
LCP_Inputs_ON_Diverse_IEA_2023_05_05 | 2026 | Biomass | Generation | Electricity | NY | Dispatch-Generation | VOM | 0 | [6 empty] | 0.79031 | 0
LCP_Inputs_ON_Diverse_IEA_2023_05_05 | 2026 | Biomass | Generation | Electricity | ON | Dispatch-Generation | EmissionsCost | 0 | [6 empty] | 0.79031 | 0
LCP_Inputs_ON_Diverse_IEA_2023_05_05 | 2026 | Biomass | Generation | Electricity | ON | Dispatch-Generation | FuelCost | 0 | [6 empty] | 0.79031 | 0
LCP_Inputs_ON_Diverse_IEA_2023_05_05 | 2026 | Biomass | Generation | Electricity | ON | Dispatch-Generation | VOM | 0 | [6 empty] | 0.79031 | 0
LCP_Inputs_ON_Diverse_IEA_2023_05_05 | 2026 | Biomass | Generation | Electricity | PJ | Dispatch-Generation | EmissionsCost | 0 | [6 empty] | 0.79031 | 0
LCP_Inputs_ON_Diverse_IEA_2023_05_05 | 2026 | Biomass | Generation | Electricity | PJ | Dispatch-Generation | FuelCost | 0 | [6 empty] | 0.79031 | 0
LCP_Inputs_ON_Diverse_IEA_2023_05_05 | 2026 | Biomass | Generation | Electricity | PJ | Dispatch-Generation | VOM | 0 | [6 empty] | 0.79031 | 0
LCP_Inputs_ON_Diverse_IEA_2023_05_05 | 2026 | Biomass | Generation | Electricity | QC | Dispatch-Generation | EmissionsCost | 0 | [6 empty] | 0.79031 | 0
LCP_Inputs_ON_Diverse_IEA_2023_05_05 | 2026 | Biomass | Generation | Electricity | QC | Dispatch-Generation | FuelCost | 0 | [6 empty] | 0.79031 | 0
LCP_Inputs_ON_Diverse_IEA_2023_05_05 | 2026 | Biomass | Generation | Electricity | QC | Dispatch-Generation | VOM | 0 | [6 empty] | 0.79031 | 0
LCP_Inputs_ON_Diverse_IEA_2023_05_05 | 2026 | Biomass | Generation | Electricity | WC | Dispatch-Generation | EmissionsCost | 0 | [6 empty] | 0.79031 | 0
LCP_Inputs_ON_Diverse_IEA_2023_05_05 | 2026 | Biomass | Generation | Electricity | WC | Dispatch-Generation | FuelCost | 0 | [6 empty] | 0.79031 | 0
LCP_Inputs_ON_Diverse_IEA_2023_05_05 | 2026 | Biomass | Generation | Electricity | WC | Dispatch-Generation | VOM | 0 | [6 empty] | 0.79031 | 0
LCP_Inputs_ON_Diverse_IEA_2023_05_05 | 2026 | Biomass + CCS | Generation | Electricity | MI | Dispatch-Generation | EmissionsCost | 0 | [6 empty] | 0.79031 | 0
LCP_Inputs_ON_Diverse_IEA_2023_05_05 | 2026 | Biomass + CCS | Generation | Electricity | MI | Dispatch-Generation | FuelCost | 0 | [6 empty] | 0.79031 | 0
LCP_Inputs_ON_Diverse_IEA_2023_05_05 | 2026 | Biomass + CCS | Generation | Electricity | MI | Dispatch-Generation | VOM | 0 | [6 empty] | 0.79031 | 0
LCP_Inputs_ON_Diverse_IEA_2023_05_05 | 2026 | Biomass + CCS | Generation | Electricity | NY | Dispatch-Generation | EmissionsCost | 0 | [6 empty] | 0.79031 | 0
LCP_Inputs_ON_Diverse_IEA_2023_05_05 | 2026 | Biomass + CCS | Generation | Electricity | NY | Dispatch-Generation | FuelCost | 0 | [6 empty] | 0.79031 | 0
LCP_Inputs_ON_Diverse_IEA_2023_05_05 | 2026 | Biomass + CCS | Generation | Electricity | NY | Dispatch-Generation | VOM | 0 | [6 empty] | 0.79031 | 0
LCP_Inputs_ON_Diverse_IEA_2023_05_05 | 2026 | Biomass + CCS | Generation | Electricity | ON | Dispatch-Generation | EmissionsCost | 0 | [6 empty] | 0.79031 | 0
LCP_Inputs_ON_Diverse_IEA_2023_05_05 | 2026 | Biomass + CCS | Generation | Electricity | ON | Dispatch-Generation | FuelCost | 0 | [6 empty] | 0.79031 | 0
LCP_Inputs_ON_Diverse_IEA_2023_05_05 | 2026 | Biomass + CCS | Generation | Electricity | ON | Dispatch-Generation | VOM | 0 | [6 empty] | 0.79031 | 0
LCP_Inputs_ON_Diverse_IEA_2023_05_05 | 2026 | Biomass + CCS | Generation | Electricity | PJ | Dispatch-Generation | EmissionsCost | 0 | [6 empty] | 0.79031 | 0
LCP_Inputs_ON_Diverse_IEA_2023_05_05 | 2026 | Biomass + CCS | Generation | Electricity | PJ | Dispatch-Generation | FuelCost | 0 | [6 empty] | 0.79031 | 0
LCP_Inputs_ON_Diverse_IEA_2023_05_05 | 2026 | Biomass + CCS | Generation | Electricity | PJ | Dispatch-Generation | VOM | 0 | [6 empty] | 0.79031 | 0
LCP_Inputs_ON_Diverse_IEA_2023_05_05 | 2026 | Biomass + CCS | Generation | Electricity | QC | Dispatch-Generation | EmissionsCost | 0 | [6 empty] | 0.79031 | 0
LCP_Inputs_ON_Diverse_IEA_2023_05_05 | 2026 | Biomass + CCS | Generation | Electricity | QC | Dispatch-Generation | FuelCost | 0 | [6 empty] | 0.79031 | 0
LCP_Inputs_ON_Diverse_IEA_2023_05_05 | 2026 | Biomass + CCS | Generation | Electricity | QC | Dispatch-Generation | VOM | 0 | [6 empty] | 0.79031 | 0
LCP_Inputs_ON_Diverse_IEA_2023_05_05 | 2026 | Biomass + CCS | Generation | Electricity | WC | Dispatch-Generation | EmissionsCost | 0 | [6 empty] | 0.79031 | 0
LCP_Inputs_ON_Diverse_IEA_2023_05_05 | 2026 | Biomass + CCS | Generation | Electricity | WC | Dispatch-Generation | FuelCost | 0 | [6 empty] | 0.79031 | 0
LCP_Inputs_ON_Diverse_IEA_2023_05_05 | 2026 | Biomass + CCS | Generation | Electricity | WC | Dispatch-Generation | VOM | 0 | [6 empty] | 0.79031 | 0
LCP_Inputs_ON_Diverse_IEA_2023_05_05 | 2026 | CH4 + CCS | Generation | Methane | MI | Dispatch-Generation | EmissionsCost | 0 | [6 empty] | 0.79031 | 0
LCP_Inputs_ON_Diverse_IEA_2023_05_05 | 2026 | CH4 + CCS | Generation | Methane | MI | Dispatch-Generation | FuelCost | 0 | [6 empty] | 0.79031 | 0
LCP_Inputs_ON_Diverse_IEA_2023_05_05 | 2026 | CH4 + CCS | Generation | Methane | MI | Dispatch-Generation | VOM | 0 | [6 empty] | 0.79031 | 0
LCP_Inputs_ON_Diverse_IEA_2023_05_05 | 2026 | CH4 + CCS | Generation | Methane | NY | Dispatch-Generation | EmissionsCost | 0 | [6 empty] | 0.79031 | 0
LCP_Inputs_ON_Diverse_IEA_2023_05_05 | 2026 | CH4 + CCS | Generation | Methane | NY | Dispatch-Generation | FuelCost | 0 | [6 empty] | 0.79031 | 0
LCP_Inputs_ON_Diverse_IEA_2023_05_05 | 2026 | CH4 + CCS | Generation | Methane | NY | Dispatch-Generation | VOM | 0 | [6 empty] | 0.79031 | 0
LCP_Inputs_ON_Diverse_IEA_2023_05_05 | 2026 | CH4 + CCS | Generation | Methane | ON | Dispatch-Generation | EmissionsCost | 0 | [6 empty] | 0.79031 | 0
LCP_Inputs_ON_Diverse_IEA_2023_05_05 | 2026 | CH4 + CCS | Generation | Methane | ON | Dispatch-Generation | FuelCost | 0 | [6 empty] | 0.79031 | 0
LCP_Inputs_ON_Diverse_IEA_2023_05_05 | 2026 | CH4 + CCS | Generation | Methane | ON | Dispatch-Generation | VOM | 0 | [6 empty] | 0.79031 | 0
LCP_Inputs_ON_Diverse_IEA_2023_05_05 | 2026 | CH4 + CCS | Generation | Methane | PJ | Dispatch-Generation | EmissionsCost | 0 | [6 empty] | 0.79031 | 0
LCP_Inputs_ON_Diverse_IEA_2023_05_05 | 2026 | CH4 + CCS | Generation | Methane | PJ | Dispatch-Generation | FuelCost | 0 | [6 empty] | 0.79031 | 0
LCP_Inputs_ON_Diverse_IEA_2023_05_05 | 2026 | CH4 + CCS | Generation | Methane | PJ | Dispatch-Generation | VOM | 0 | [6 empty] | 0.79031 | 0
LCP_Inputs_ON_Diverse_IEA_2023_05_05 | 2026 | CH4 + CCS | Generation | Methane | QC | Dispatch-Generation | EmissionsCost | 0 | [6 empty] | 0.79031 | 0
LCP_Inputs_ON_Diverse_IEA_2023_05_05 | 2026 | CH4 + CCS | Generation | Methane | QC | Dispatch-Generation | FuelCost | 0 | [6 empty] | 0.79031 | 0
LCP_Inputs_ON_Diverse_IEA_2023_05_05 | 2026 | CH4 + CCS | Generation | Methane | QC | Dispatch-Generation | VOM | 0 | [6 empty] | 0.79031 | 0
LCP_Inputs_ON_Diverse_IEA_2023_05_05 | 2026 | CH4 + CCS | Generation | Methane | WC | Dispatch-Generation | EmissionsCost | 0 | [6 empty] | 0.79031 | 0
LCP_Inputs_ON_Diverse_IEA_2023_05_05 | 2026 | CH4 + CCS | Generation | Methane | WC | Dispatch-Generation | FuelCost | 0 | [6 empty] | 0.79031 | 0
LCP_Inputs_ON_Diverse_IEA_2023_05_05 | 2026 | CH4 + CCS | Generation | Methane | WC | Dispatch-Generation | VOM | 0 | [6 empty] | 0.79031 | 0
LCP_Inputs_ON_Diverse_IEA_2023_05_05 | 2026 | CH4 Import - NY 2020 | Import | Methane | MI | Dispatch-Import | EmissionsCost | 0 | [6 empty] | 0.79031 | 0
LCP_Inputs_ON_Diverse_IEA_2023_05_05 | 2026 | CH4 Import - NY 2020 | Import | Methane | MI | Dispatch-Import | FuelCost | 0 | [6 empty] | 0.79031 | 0
LCP_Inputs_ON_Diverse_IEA_2023_05_05 | 2026 | CH4 Import - NY 2020 | Import | Methane | MI | Dispatch-Import | VOM | 0 | [6 empty] | 0.79031 | 0
LCP_Inputs_ON_Diverse_IEA_2023_05_05 | 2026 | CH4 Import - NY 2020 | Import | Methane | NY | Dispatch-Import | EmissionsCost | 282343065.1873 | [6 empty] | 0.79031 | 223139825.6567
LCP_Inputs_ON_Diverse_IEA_2023_05_05 | 2026 | CH4 Import - NY 2020 | Import | Methane | NY | Dispatch-Import | FuelCost | 407790143.0843 | [6 empty] | 0.79031 | 322282473.5291
LCP_Inputs_ON_Diverse_IEA_2023_05_05 | 2026 | CH4 Import - NY 2020 | Import | Methane | NY | Dispatch-Import | VOM | 0 | [6 empty] | 0.79031 | 0
LCP_Inputs_ON_Diverse_IEA_2023_05_05 | 2026 | CH4 Import - NY 2020 | Import | Methane | ON | Dispatch-Import | EmissionsCost | 0 | [6 empty] | 0.79031 | 0
LCP_Inputs_ON_Diverse_IEA_2023_05_05 | 2026 | CH4 Import - NY 2020 | Import | Methane | ON | Dispatch-Import | FuelCost | 0 | [6 empty] | 0.79031 | 0
LCP_Inputs_ON_Diverse_IEA_2023_05_05 | 2026 | CH4 Import - NY 2020 | Import | Methane | ON | Dispatch-Import | VOM | 0 | [6 empty] | 0.79031 | 0
LCP_Inputs_ON_Diverse_IEA_2023_05_05 | 2026 | CH4 Import - NY 2020 | Import | Methane | PJ | Dispatch-Import | EmissionsCost | 0 | [6 empty] | 0.79031 | 0
LCP_Inputs_ON_Diverse_IEA_2023_05_05 | 2026 | CH4 Import - NY 2020 | Import | Methane | PJ | Dispatch-Import | FuelCost | 0 | [6 empty] | 0.79031 | 0
LCP_Inputs_ON_Diverse_IEA_2023_05_05 | 2026 | CH4 Import - NY 2020 | Import | Methane | PJ | Dispatch-Import | VOM | 0 | [6 empty] | 0.79031 | 0
LCP_Inputs_ON_Diverse_IEA_2023_05_05 | 2026 | CH4 Import - NY 2020 | Import | Methane | QC | Dispatch-Import | EmissionsCost | 0 | [6 empty] | 0.79031 | 0
LCP_Inputs_ON_Diverse_IEA_2023_05_05 | 2026 | CH4 Import - NY 2020 | Import | Methane | QC | Dispatch-Import | FuelCost | 0 | [6 empty] | 0.79031 | 0
LCP_Inputs_ON_Diverse_IEA_2023_05_05 | 2026 | CH4 Import - NY 2020 | Import | Methane | QC | Dispatch-Import | VOM | 0 | [6 empty] | 0.79031 | 0
LCP_Inputs_ON_Diverse_IEA_2023_05_05 | 2026 | CH4 Import - NY 2020 | Import | Methane | WC | Dispatch-Import | EmissionsCost | 0 | [6 empty] | 0.79031 | 0
LCP_Inputs_ON_Diverse_IEA_2023_05_05 | 2026 | CH4 Import - NY 2020 | Import | Methane | WC | Dispatch-Import | FuelCost | 0 | [6 empty] | 0.79031 | 0
LCP_Inputs_ON_Diverse_IEA_2023_05_05 | 2026 | CH4 Import - NY 2020 | Import | Methane | WC | Dispatch-Import | VOM | 0 | [6 empty] | 0.79031 | 0
LCP_Inputs_ON_Diverse_IEA_2023_05_05 | 2026 | CH4 Import - NY 2030 | Import | Methane | MI | Dispatch-Import | EmissionsCost | 0 | [6 empty] | 0.79031 | 0
LCP_Inputs_ON_Diverse_IEA_2023_05_05 | 2026 | CH4 Import - NY 2030 | Import | Methane | MI | Dispatch-Import | FuelCost | 0 | [6 empty] | 0.79031 | 0
LCP_Inputs_ON_Diverse_IEA_2023_05_05 | 2026 | CH4 Import - NY 2030 | Import | Methane | MI | Dispatch-Import | VOM | 0 | [6 empty] | 0.79031 | 0
LCP_Inputs_ON_Diverse_IEA_2023_05_05 | 2026 | CH4 Import - NY 2030 | Import | Methane | NY | Dispatch-Import | EmissionsCost | 0 | [6 empty] | 0.79031 | 0
LCP_Inputs_ON_Diverse_IEA_2023_05_05 | 2026 | CH4 Import - NY 2030 | Import | Methane | NY | Dispatch-Import | FuelCost | 0 | [6 empty] | 0.79031 | 0
LCP_Inputs_ON_Diverse_IEA_2023_05_05 | 2026 | CH4 Import - NY 2030 | Import | Methane | NY | Dispatch-Import | VOM | 0 | [6 empty] | 0.79031 | 0
LCP_Inputs_ON_Diverse_IEA_2023_05_05 | 2026 | CH4 Import - NY 2030 | Import | Methane | ON | Dispatch-Import | EmissionsCost | 0 | [6 empty] | 0.79031 | 0
LCP_Inputs_ON_Diverse_IEA_2023_05_05 | 2026 | CH4 Import - NY 2030 | Import | Methane | ON | Dispatch-Import | FuelCost | 0 | [6 empty] | 0.79031 | 0
LCP_Inputs_ON_Diverse_IEA_2023_05_05 | 2026 | CH4 Import - NY 2030 | Import | Methane | ON | Dispatch-Import | VOM | 0 | [6 empty] | 0.79031 | 0
LCP_Inputs_ON_Diverse_IEA_2023_05_05 | 2026 | CH4 Import - NY 2030 | Import | Methane | PJ | Dispatch-Import | EmissionsCost | 0 | [6 empty] | 0.79031 | 0
LCP_Inputs_ON_Diverse_IEA_2023_05_05 | 2026 | CH4 Import - NY 2030 | Import | Methane | PJ | Dispatch-Import | FuelCost | 0 | [6 empty] | 0.79031 | 0
LCP_Inputs_ON_Diverse_IEA_2023_05_05 | 2026 | CH4 Import - NY 2030 | Import | Methane | PJ | Dispatch-Import | VOM | 0 | [6 empty] | 0.79031 | 0
LCP_Inputs_ON_Diverse_IEA_2023_05_05 | 2026 | CH4 Import - NY 2030 | Import | Methane | QC | Dispatch-Import | EmissionsCost | 0 | [6 empty] | 0.79031 | 0
LCP_Inputs_ON_Diverse_IEA_2023_05_05 | 2026 | CH4 Import - NY 2030 | Import | Methane | QC | Dispatch-Import | FuelCost | 0 | [6 empty] | 0.79031 | 0
LCP_Inputs_ON_Diverse_IEA_2023_05_05 | 2026 | CH4 Import - NY 2030 | Import | Methane | QC | Dispatch-Import | VOM | 0 | [6 empty] | 0.79031 | 0
LCP_Inputs_ON_Diverse_IEA_2023_05_05 | 2026 | CH4 Import - NY 2030 | Import | Methane | WC | Dispatch-Import | EmissionsCost | 0 | [6 empty] | 0.79031 | 0
LCP_Inputs_ON_Diverse_IEA_2023_05_05 | 2026 | CH4 Import - NY 2030 | Import | Methane | WC | Dispatch-Import | FuelCost | 0 | [6 empty] | 0.79031 | 0
LCP_Inputs_ON_Diverse_IEA_2023_05_05 | 2026 | CH4 Import - NY 2030 | Import | Methane | WC | Dispatch-Import | VOM | 0 | [6 empty] | 0.79031 | 0
LCP_Inputs_ON_Diverse_IEA_2023_05_05 | 2026 | CH4 Import - NY 2040 | Import | Methane | MI | Dispatch-Import | EmissionsCost | 0 | [6 empty] | 0.79031 | 0
LCP_Inputs_ON_Diverse_IEA_2023_05_05 | 2026 | CH4 Import - NY 2040 | Import | Methane | MI | Dispatch-Import | FuelCost | 0 | [6 empty] | 0.79031 | 0
LCP_Inputs_ON_Diverse_IEA_2023_05_05 | 2026 | CH4 Import - NY 2040 | Import | Methane | MI | Dispatch-Import | VOM | 0 | [6 empty] | 0.79031 | 0
LCP_Inputs_ON_Diverse_IEA_2023_05_05 | 2026 | CH4 Import - NY 2040 | Import | Methane | NY | Dispatch-Import | EmissionsCost | 0 | [6 empty] | 0.79031 | 0
LCP_Inputs_ON_Diverse_IEA_2023_05_05 | 2026 | CH4 Import - NY 2040 | Import | Methane | NY | Dispatch-Import | FuelCost | 0 | [6 empty] | 0.79031 | 0
LCP_Inputs_ON_Diverse_IEA_2023_05_05 | 2026 | CH4 Import - NY 2040 | Import | Methane | NY | Dispatch-Import | VOM | 0 | [6 empty] | 0.79031 | 0
LCP_Inputs_ON_Diverse_IEA_2023_05_05 | 2026 | CH4 Import - NY 2040 | Import | Methane | ON | Dispatch-Import | EmissionsCost | 0 | [6 empty] | 0.79031 | 0
LCP_Inputs_ON_Diverse_IEA_2023_05_05 | 2026 | CH4 Import - NY 2040 | Import | Methane | ON | Dispatch-Import | FuelCost | 0 | [6 empty] | 0.79031 | 0
LCP_Inputs_ON_Diverse_IEA_2023_05_05 | 2026 | CH4 Import - NY 2040 | Import | Methane | ON | Dispatch-Import | VOM | 0 | [6 empty] | 0.79031 | 0
LCP_Inputs_ON_Diverse_IEA_2023_05_05 | 2026 | CH4 Import - NY 2040 | Import | Methane | PJ | Dispatch-Import | EmissionsCost | 0 | [6 empty] | 0.79031 | 0
LCP_Inputs_ON_Diverse_IEA_2023_05_05 | 2026 | CH4 Import - NY 2040 | Import | Methane | PJ | Dispatch-Import | FuelCost | 0 | [6 empty] | 0.79031 | 0
LCP_Inputs_ON_Diverse_IEA_2023_05_05 | 2026 | CH4 Import - NY 2040 | Import | Methane | PJ | Dispatch-Import | VOM | 0 | [6 empty] | 0.79031 | 0
LCP_Inputs_ON_Diverse_IEA_2023_05_05 | 2026 | CH4 Import - NY 2040 | Import | Methane | QC | Dispatch-Import | EmissionsCost | 0 | [6 empty] | 0.79031 | 0
LCP_Inputs_ON_Diverse_IEA_2023_05_05 | 2026 | CH4 Import - NY 2040 | Import | Methane | QC | Dispatch-Import | FuelCost | 0 | [6 empty] | 0.79031 | 0
LCP_Inputs_ON_Diverse_IEA_2023_05_05 | 2026 | CH4 Import - NY 2040 | Import | Methane | QC | Dispatch-Import | VOM | 0 | [6 empty] | 0.79031 | 0
LCP_Inputs_ON_Diverse_IEA_2023_05_05 | 2026 | CH4 Import - NY 2040 | Import | Methane | WC | Dispatch-Import | EmissionsCost | 0 | [6 empty] | 0.79031 | 0
LCP_Inputs_ON_Diverse_IEA_2023_05_05 | 2026 | CH4 Import - NY 2040 | Import | Methane | WC | Dispatch-Import | FuelCost | 0 | [6 empty] | 0.79031 | 0
LCP_Inputs_ON_Diverse_IEA_2023_05_05 | 2026 | CH4 Import - NY 2040 | Import | Methane | WC | Dispatch-Import | VOM | 0 | [6 empty] | 0.79031 | 0
LCP_Inputs_ON_Diverse_IEA_2023_05_05 | 2026 | CH4 Import - NY 2050 | Import | Methane | MI | Dispatch-Import | EmissionsCost | 0 | [6 empty] | 0.79031 | 0
LCP_Inputs_ON_Diverse_IEA_2023_05_05 | 2026 | CH4 Import - NY 2050 | Import | Methane | MI | Dispatch-Import | FuelCost | 0 | [6 empty] | 0.79031 | 0
LCP_Inputs_ON_Diverse_IEA_2023_05_05 | 2026 | CH4 Import - NY 2050 | Import | Methane | MI | Dispatch-Import | VOM | 0 | [6 empty] | 0.79031 | 0
LCP_Inputs_ON_Diverse_IEA_2023_05_05 | 2026 | CH4 Import - NY 2050 | Import | Methane | NY | Dispatch-Import | EmissionsCost | 0 | [6 empty] | 0.79031 | 0
LCP_Inputs_ON_Diverse_IEA_2023_05_05 | 2026 | CH4 Import - NY 2050 | Import | Methane | NY | Dispatch-Import | FuelCost | 0 | [6 empty] | 0.79031 | 0
LCP_Inputs_ON_Diverse_IEA_2023_05_05 | 2026 | CH4 Import - NY 2050 | Import | Methane | NY | Dispatch-Import | VOM | 0 | [6 empty] | 0.79031 | 0
LCP_Inputs_ON_Diverse_IEA_2023_05_05 | 2026 | CH4 Import - NY 2050 | Import | Methane | ON | Dispatch-Import | EmissionsCost | 0 | [6 empty] | 0.79031 | 0
LCP_Inputs_ON_Diverse_IEA_2023_05_05 | 2026 | CH4 Import - NY 2050 | Import | Methane | ON | Dispatch-Import | FuelCost | 0 | [6 empty] | 0.79031 | 0
LCP_Inputs_ON_Diverse_IEA_2023_05_05 | 2026 | CH4 Import - NY 2050 | Import | Methane | ON | Dispatch-Import | VOM | 0 | [6 empty] | 0.79031 | 0
LCP_Inputs_ON_Diverse_IEA_2023_05_05 | 2026 | CH4 Import - NY 2050 | Import | Methane | PJ | Dispatch-Import | EmissionsCost | 0 | [6 empty] | 0.79031 | 0
LCP_Inputs_ON_Diverse_IEA_2023_05_05 | 2026 | CH4 Import - NY 2050 | Import | Methane | PJ | Dispatch-Import | FuelCost | 0 | [6 empty] | 0.79031 | 0
LCP_Inputs_ON_Diverse_IEA_2023_05_05 | 2026 | CH4 Import - NY 2050 | Import | Methane | PJ | Dispatch-Import | VOM | 0 | [6 empty] | 0.79031 | 0
LCP_Inputs_ON_Diverse_IEA_2023_05_05 | 2026 | CH4 Import - NY 2050 | Import | Methane | QC | Dispatch-Import | EmissionsCost | 0 | [6 empty] | 0.79031 | 0
LCP_Inputs_ON_Diverse_IEA_2023_05_05 | 2026 | CH4 Import - NY 2050 | Import | Methane | QC | Dispatch-Import | FuelCost | 0 | [6 empty] | 0.79031 | 0
LCP_Inputs_ON_Diverse_IEA_2023_05_05 | 2026 | CH4 Import - NY 2050 | Import | Methane | QC | Dispatch-Import | VOM | 0 | [6 empty] | 0.79031 | 0
LCP_Inputs_ON_Diverse_IEA_2023_05_05 | 2026 | CH4 Import - NY 2050 | Import | Methane | WC | Dispatch-Import | EmissionsCost | 0 | [6 empty] | 0.79031 | 0
LCP_Inputs_ON_Diverse_IEA_2023_05_05 | 2026 | CH4 Import - NY 2050 | Import | Methane | WC | Dispatch-Import | FuelCost | 0 | [6 empty] | 0.79031 | 0
LCP_Inputs_ON_Diverse_IEA_2023_05_05 | 2026 | CH4 Import - NY 2050 | Import | Methane | WC | Dispatch-Import | VOM | 0 | [6 empty] | 0.79031 | 0
LCP_Inputs_ON_Diverse_IEA_2023_05_05 | 2026 | CH4 Import - WC 2020 | Import | Methane | MI | Dispatch-Import | EmissionsCost | 0 | [6 empty] | 0.79031 | 0
LCP_Inputs_ON_Diverse_IEA_2023_05_05 | 2026 | CH4 Import - WC 2020 | Import | Methane | MI | Dispatch-Import | FuelCost | 0 | [6 empty] | 0.79031 | 0
LCP_Inputs_ON_Diverse_IEA_2023_05_05 | 2026 | CH4 Import - WC 2020 | Import | Methane | MI | Dispatch-Import | VOM | 0 | [6 empty] | 0.79031 | 0
LCP_Inputs_ON_Diverse_IEA_2023_05_05 | 2026 | CH4 Import - WC 2020 | Import | Methane | NY | Dispatch-Import | EmissionsCost | 0 | [6 empty] | 0.79031 | 0
LCP_Inputs_ON_Diverse_IEA_2023_05_05 | 2026 | CH4 Import - WC 2020 | Import | Methane | NY | Dispatch-Import | FuelCost | 0 | [6 empty] | 0.79031 | 0
LCP_Inputs_ON_Diverse_IEA_2023_05_05 | 2026 | CH4 Import - WC 2020 | Import | Methane | NY | Dispatch-Import | VOM | 0 | [6 empty] | 0.79031 | 0
LCP_Inputs_ON_Diverse_IEA_2023_05_05 | 2026 | CH4 Import - WC 2020 | Import | Methane | ON | Dispatch-Import | EmissionsCost | 0 | [6 empty] | 0.79031 | 0
LCP_Inputs_ON_Diverse_IEA_2023_05_05 | 2026 | CH4 Import - WC 2020 | Import | Methane | ON | Dispatch-Import | FuelCost | 0 | [6 empty] | 0.79031 | 0
LCP_Inputs_ON_Diverse_IEA_2023_05_05 | 2026 | CH4 Import - WC 2020 | Import | Methane | ON | Dispatch-Import | VOM | 0 | [6 empty] | 0.79031 | 0
LCP_Inputs_ON_Diverse_IEA_2023_05_05 | 2026 | CH4 Import - WC 2020 | Import | Methane | PJ | Dispatch-Import | EmissionsCost | 0 | [6 empty] | 0.79031 | 0
LCP_Inputs_ON_Diverse_IEA_2023_05_05 | 2026 | CH4 Import - WC 2020 | Import | Methane | PJ | Dispatch-Import | FuelCost | 0 | [6 empty] | 0.79031 | 0
LCP_Inputs_ON_Diverse_IEA_2023_05_05 | 2026 | CH4 Import - WC 2020 | Import | Methane | PJ | Dispatch-Import | VOM | 0 | [6 empty] | 0.79031 | 0
LCP_Inputs_ON_Diverse_IEA_2023_05_05 | 2026 | CH4 Import - WC 2020 | Import | Methane | QC | Dispatch-Import | EmissionsCost | 0 | [6 empty] | 0.79031 | 0
LCP_Inputs_ON_Diverse_IEA_2023_05_05 | 2026 | CH4 Import - WC 2020 | Import | Methane | QC | Dispatch-Import | FuelCost | 0 | [6 empty] | 0.79031 | 0
LCP_Inputs_ON_Diverse_IEA_2023_05_05 | 2026 | CH4 Import - WC 2020 | Import | Methane | QC | Dispatch-Import | VOM | 0 | [6 empty] | 0.79031 | 0
LCP_Inputs_ON_Diverse_IEA_2023_05_05 | 2026 | CH4 Import - WC 2020 | Import | Methane | WC | Dispatch-Import | EmissionsCost | 1306945425.5377 | [6 empty] | 0.79031 | 1032897954.139
LCP_Inputs_ON_Diverse_IEA_2023_05_05 | 2026 | CH4 Import - WC 2020 | Import | Methane | WC | Dispatch-Import | FuelCost | 1887630786.0789 | [6 empty] | 0.79031 | 1491822029.4536
LCP_Inputs_ON_Diverse_IEA_2023_05_05 | 2026 | CH4 Import - WC 2020 | Import | Methane | WC | Dispatch-Import | VOM | 0 | [6 empty] | 0.79031 | 0
LCP_Inputs_ON_Diverse_IEA_2023_05_05 | 2026 | CH4 Import - WC 2030 | Import | Methane | MI | Dispatch-Import | EmissionsCost | 0 | [6 empty] | 0.79031 | 0
LCP_Inputs_ON_Diverse_IEA_2023_05_05 | 2026 | CH4 Import - WC 2030 | Import | Methane | MI | Dispatch-Import | FuelCost | 0 | [6 empty] | 0.79031 | 0
LCP_Inputs_ON_Diverse_IEA_2023_05_05 | 2026 | CH4 Import - WC 2030 | Import | Methane | MI | Dispatch-Import | VOM | 0 | [6 empty] | 0.79031 | 0
LCP_Inputs_ON_Diverse_IEA_2023_05_05 | 2026 | CH4 Import - WC 2030 | Import | Methane | NY | Dispatch-Import | EmissionsCost | 0 | [6 empty] | 0.79031 | 0
LCP_Inputs_ON_Diverse_IEA_2023_05_05 | 2026 | CH4 Import - WC 2030 | Import | Methane | NY | Dispatch-Import | FuelCost | 0 | [6 empty] | 0.79031 | 0
LCP_Inputs_ON_Diverse_IEA_2023_05_05 | 2026 | CH4 Import - WC 2030 | Import | Methane | NY | Dispatch-Import | VOM | 0 | [6 empty] | 0.79031 | 0
LCP_Inputs_ON_Diverse_IEA_2023_05_05 | 2026 | CH4 Import - WC 2030 | Import | Methane | ON | Dispatch-Import | EmissionsCost | 0 | [6 empty] | 0.79031 | 0
LCP_Inputs_ON_Diverse_IEA_2023_05_05 | 2026 | CH4 Import - WC 2030 | Import | Methane | ON | Dispatch-Import | FuelCost | 0 | [6 empty] | 0.79031 | 0
LCP_Inputs_ON_Diverse_IEA_2023_05_05 | 2026 | CH4 Import - WC 2030 | Import | Methane | ON | Dispatch-Import | VOM | 0 | [6 empty] | 0.79031 | 0
LCP_Inputs_ON_Diverse_IEA_2023_05_05 | 2026 | CH4 Import - WC 2030 | Import | Methane | PJ | Dispatch-Import | EmissionsCost | 0 | [6 empty] | 0.79031 | 0
LCP_Inputs_ON_Diverse_IEA_2023_05_05 | 2026 | CH4 Import - WC 2030 | Import | Methane | PJ | Dispatch-Import | FuelCost | 0 | [6 empty] | 0.79031 | 0
LCP_Inputs_ON_Diverse_IEA_2023_05_05 | 2026 | CH4 Import - WC 2030 | Import | Methane | PJ | Dispatch-Import | VOM | 0 | [6 empty] | 0.79031 | 0
LCP_Inputs_ON_Diverse_IEA_2023_05_05 | 2026 | CH4 Import - WC 2030 | Import | Methane | QC | Dispatch-Import | EmissionsCost | 0 | [6 empty] | 0.79031 | 0
LCP_Inputs_ON_Diverse_IEA_2023_05_05 | 2026 | CH4 Import - WC 2030 | Import | Methane | QC | Dispatch-Import | FuelCost | 0 | [6 empty] | 0.79031 | 0
LCP_Inputs_ON_Diverse_IEA_2023_05_05 | 2026 | CH4 Import - WC 2030 | Import | Methane | QC | Dispatch-Import | VOM | 0 | [6 empty] | 0.79031 | 0
LCP_Inputs_ON_Diverse_IEA_2023_05_05 | 2026 | CH4 Import - WC 2030 | Import | Methane | WC | Dispatch-Import | EmissionsCost | 0 | [6 empty] | 0.79031 | 0
LCP_Inputs_ON_Diverse_IEA_2023_05_05 | 2026 | CH4 Import - WC 2030 | Import | Methane | WC | Dispatch-Import | FuelCost | 0 | [6 empty] | 0.79031 | 0
LCP_Inputs_ON_Diverse_IEA_2023_05_05 | 2026 | CH4 Import - WC 2030 | Import | Methane | WC | Dispatch-Import | VOM | 0 | [6 empty] | 0.79031 | 0
LCP_Inputs_ON_Diverse_IEA_2023_05_05 | 2026 | CH4 Import - WC 2040 | Import | Methane | MI | Dispatch-Import | EmissionsCost | 0 | [6 empty] | 0.79031 | 0
LCP_Inputs_ON_Diverse_IEA_2023_05_05 | 2026 | CH4 Import - WC 2040 | Import | Methane | MI | Dispatch-Import | FuelCost | 0 | [6 empty] | 0.79031 | 0
LCP_Inputs_ON_Diverse_IEA_2023_05_05 | 2026 | CH4 Import - WC 2040 | Import | Methane | MI | Dispatch-Import | VOM | 0 | [6 empty] | 0.79031 | 0
LCP_Inputs_ON_Diverse_IEA_2023_05_05 | 2026 | CH4 Import - WC 2040 | Import | Methane | NY | Dispatch-Import | EmissionsCost | 0 | [6 empty] | 0.79031 | 0
LCP_Inputs_ON_Diverse_IEA_2023_05_05 | 2026 | CH4 Import - WC 2040 | Import | Methane | NY | Dispatch-Import | FuelCost | 0 | [6 empty] | 0.79031 | 0
LCP_Inputs_ON_Diverse_IEA_2023_05_05 | 2026 | CH4 Import - WC 2040 | Import | Methane | NY | Dispatch-Import | VOM | 0 | [6 empty] | 0.79031 | 0
LCP_Inputs_ON_Diverse_IEA_2023_05_05 | 2026 | CH4 Import - WC 2040 | Import | Methane | ON | Dispatch-Import | EmissionsCost | 0 | [6 empty] | 0.79031 | 0
LCP_Inputs_ON_Diverse_IEA_2023_05_05 | 2026 | CH4 Import - WC 2040 | Import | Methane | ON | Dispatch-Import | FuelCost | 0 | [6 empty] | 0.79031 | 0
LCP_Inputs_ON_Diverse_IEA_2023_05_05 | 2026 | CH4 Import - WC 2040 | Import | Methane | ON | Dispatch-Import | VOM | 0 | [6 empty] | 0.79031 | 0
LCP_Inputs_ON_Diverse_IEA_2023_05_05 | 2026 | CH4 Import - WC 2040 | Import | Methane | PJ | Dispatch-Import | EmissionsCost | 0 | [6 empty] | 0.79031 | 0
LCP_Inputs_ON_Diverse_IEA_2023_05_05 | 2026 | CH4 Import - WC 2040 | Import | Methane | PJ | Dispatch-Import | FuelCost | 0 | [6 empty] | 0.79031 | 0
LCP_Inputs_ON_Diverse_IEA_2023_05_05 | 2026 | CH4 Import - WC 2040 | Import | Methane | PJ | Dispatch-Import | VOM | 0 | [6 empty] | 0.79031 | 0
LCP_Inputs_ON_Diverse_IEA_2023_05_05 | 2026 | CH4 Import - WC 2040 | Import | Methane | QC | Dispatch-Import | EmissionsCost | 0 | [6 empty] | 0.79031 | 0
LCP_Inputs_ON_Diverse_IEA_2023_05_05 | 2026 | CH4 Import - WC 2040 | Import | Methane | QC | Dispatch-Import | FuelCost | 0 | [6 empty] | 0.79031 | 0
LCP_Inputs_ON_Diverse_IEA_2023_05_05 | 2026 | CH4 Import - WC 2040 | Import | Methane | QC | Dispatch-Import | VOM | 0 | [6 empty] | 0.79031 | 0
LCP_Inputs_ON_Diverse_IEA_2023_05_05 | 2026 | CH4 Import - WC 2040 | Import | Methane | WC | Dispatch-Import | EmissionsCost | 0 | [6 empty] | 0.79031 | 0
LCP_Inputs_ON_Diverse_IEA_2023_05_05 | 2026 | CH4 Import - WC 2040 | Import | Methane | WC | Dispatch-Import | FuelCost | 0 | [6 empty] | 0.79031 | 0
LCP_Inputs_ON_Diverse_IEA_2023_05_05 | 2026 | CH4 Import - WC 2040 | Import | Methane | WC | Dispatch-Import | VOM | 0 | [6 empty] | 0.79031 | 0
LCP_Inputs_ON_Diverse_IEA_2023_05_05 | 2026 | CH4 Import - WC 2050 | Import | Methane | MI | Dispatch-Import | EmissionsCost | 0 | [6 empty] | 0.79031 | 0
LCP_Inputs_ON_Diverse_IEA_2023_05_05 | 2026 | CH4 Import - WC 2050 | Import | Methane | MI | Dispatch-Import | FuelCost | 0 | [6 empty] | 0.79031 | 0
LCP_Inputs_ON_Diverse_IEA_2023_05_05 | 2026 | CH4 Import - WC 2050 | Import | Methane | MI | Dispatch-Import | VOM | 0 | [6 empty] | 0.79031 | 0
LCP_Inputs_ON_Diverse_IEA_2023_05_05 | 2026 | CH4 Import - WC 2050 | Import | Methane | NY | Dispatch-Import | EmissionsCost | 0 | [6 empty] | 0.79031 | 0
LCP_Inputs_ON_Diverse_IEA_2023_05_05 | 2026 | CH4 Import - WC 2050 | Import | Methane | NY | Dispatch-Import | FuelCost | 0 | [6 empty] | 0.79031 | 0
LCP_Inputs_ON_Diverse_IEA_2023_05_05 | 2026 | CH4 Import - WC 2050 | Import | Methane | NY | Dispatch-Import | VOM | 0 | [6 empty] | 0.79031 | 0
LCP_Inputs_ON_Diverse_IEA_2023_05_05 | 2026 | CH4 Import - WC 2050 | Import | Methane | ON | Dispatch-Import | EmissionsCost | 0 | [6 empty] | 0.79031 | 0
LCP_Inputs_ON_Diverse_IEA_2023_05_05 | 2026 | CH4 Import - WC 2050 | Import | Methane | ON | Dispatch-Import | FuelCost | 0 | [6 empty] | 0.79031 | 0
LCP_Inputs_ON_Diverse_IEA_2023_05_05 | 2026 | CH4 Import - WC 2050 | Import | Methane | ON | Dispatch-Import | VOM | 0 | [6 empty] | 0.79031 | 0
LCP_Inputs_ON_Diverse_IEA_2023_05_05 | 2026 | CH4 Import - WC 2050 | Import | Methane | PJ | Dispatch-Import | EmissionsCost | 0 | [6 empty] | 0.79031 | 0
LCP_Inputs_ON_Diverse_IEA_2023_05_05 | 2026 | CH4 Import - WC 2050 | Import | Methane | PJ | Dispatch-Import | FuelCost | 0 | [6 empty] | 0.79031 | 0
LCP_Inputs_ON_Diverse_IEA_2023_05_05 | 2026 | CH4 Import - WC 2050 | Import | Methane | PJ | Dispatch-Import | VOM | 0 | [6 empty] | 0.79031 | 0
LCP_Inputs_ON_Diverse_IEA_2023_05_05 | 2026 | CH4 Import - WC 2050 | Import | Methane | QC | Dispatch-Import | EmissionsCost | 0 | [6 empty] | 0.79031 | 0
LCP_Inputs_ON_Diverse_IEA_2023_05_05 | 2026 | CH4 Import - WC 2050 | Import | Methane | QC | Dispatch-Import | FuelCost | 0 | [6 empty] | 0.79031 | 0
LCP_Inputs_ON_Diverse_IEA_2023_05_05 | 2026 | CH4 Import - WC 2050 | Import | Methane | QC | Dispatch-Import | VOM | 0 | [6 empty] | 0.79031 | 0
LCP_Inputs_ON_Diverse_IEA_2023_05_05 | 2026 | CH4 Import - WC 2050 | Import | Methane | WC | Dispatch-Import | EmissionsCost | 0 | [6 empty] | 0.79031 | 0
LCP_Inputs_ON_Diverse_IEA_2023_05_05 | 2026 | CH4 Import - WC 2050 | Import | Methane | WC | Dispatch-Import | FuelCost | 0 | [6 empty] | 0.79031 | 0
LCP_Inputs_ON_Diverse_IEA_2023_05_05 | 2026 | CH4 Import - WC 2050 | Import | Methane | WC | Dispatch-Import | VOM | 0 | [6 empty] | 0.79031 | 0
LCP_Inputs_ON_Diverse_IEA_2023_05_05 | 2026 | CH4 Salt Cavern Storage - ON | Storage | Methane | MI | Dispatch-Storage | EmissionsCost | 0 | [6 empty] | 0.79031 | 0
LCP_Inputs_ON_Diverse_IEA_2023_05_05 | 2026 | CH4 Salt Cavern Storage - ON | Storage | Methane | MI | Dispatch-Storage | FuelCost | 0 | [6 empty] | 0.79031 | 0
LCP_Inputs_ON_Diverse_IEA_2023_05_05 | 2026 | CH4 Salt Cavern Storage - ON | Storage | Methane | MI | Dispatch-Storage | VOM | 0 | [6 empty] | 0.79031 | 0
LCP_Inputs_ON_Diverse_IEA_2023_05_05 | 2026 | CH4 Salt Cavern Storage - ON | Storage | Methane | NY | Dispatch-Storage | EmissionsCost | 0 | [6 empty] | 0.79031 | 0
LCP_Inputs_ON_Diverse_IEA_2023_05_05 | 2026 | CH4 Salt Cavern Storage - ON | Storage | Methane | NY | Dispatch-Storage | FuelCost | 0 | [6 empty] | 0.79031 | 0
LCP_Inputs_ON_Diverse_IEA_2023_05_05 | 2026 | CH4 Salt Cavern Storage - ON | Storage | Methane | NY | Dispatch-Storage | VOM | 0 | [6 empty] | 0.79031 | 0
LCP_Inputs_ON_Diverse_IEA_2023_05_05 | 2026 | CH4 Salt Cavern Storage - ON | Storage | Methane | ON | Dispatch-Storage | EmissionsCost | 0 | [6 empty] | 0.79031 | 0
LCP_Inputs_ON_Diverse_IEA_2023_05_05 | 2026 | CH4 Salt Cavern Storage - ON | Storage | Methane | ON | Dispatch-Storage | FuelCost | 0 | [6 empty] | 0.79031 | 0
LCP_Inputs_ON_Diverse_IEA_2023_05_05 | 2026 | CH4 Salt Cavern Storage - ON | Storage | Methane | ON | Dispatch-Storage | VOM | 691417.795 | [6 empty] | 0.79031 | 546437.5267
LCP_Inputs_ON_Diverse_IEA_2023_05_05 | 2026 | CH4 Salt Cavern Storage - ON | Storage | Methane | PJ | Dispatch-Storage | EmissionsCost | 0 | [6 empty] | 0.79031 | 0
LCP_Inputs_ON_Diverse_IEA_2023_05_05 | 2026 | CH4 Salt Cavern Storage - ON | Storage | Methane | PJ | Dispatch-Storage | FuelCost | 0 | [6 empty] | 0.79031 | 0
LCP_Inputs_ON_Diverse_IEA_2023_05_05 | 2026 | CH4 Salt Cavern Storage - ON | Storage | Methane | PJ | Dispatch-Storage | VOM | 0 | [6 empty] | 0.79031 | 0
LCP_Inputs_ON_Diverse_IEA_2023_05_05 | 2026 | CH4 Salt Cavern Storage - ON | Storage | Methane | QC | Dispatch-Storage | EmissionsCost | 0 | [6 empty] | 0.79031 | 0
LCP_Inputs_ON_Diverse_IEA_2023_05_05 | 2026 | CH4 Salt Cavern Storage - ON | Storage | Methane | QC | Dispatch-Storage | FuelCost | 0 | [6 empty] | 0.79031 | 0
LCP_Inputs_ON_Diverse_IEA_2023_05_05 | 2026 | CH4 Salt Cavern Storage - ON | Storage | Methane | QC | Dispatch-Storage | VOM | 0 | [6 empty] | 0.79031 | 0
LCP_Inputs_ON_Diverse_IEA_2023_05_05 | 2026 | CH4 Salt Cavern Storage - ON | Storage | Methane | WC | Dispatch-Storage | EmissionsCost | 0 | [6 empty] | 0.79031 | 0
LCP_Inputs_ON_Diverse_IEA_2023_05_05 | 2026 | CH4 Salt Cavern Storage - ON | Storage | Methane | WC | Dispatch-Storage | FuelCost | 0 | [6 empty] | 0.79031 | 0
LCP_Inputs_ON_Diverse_IEA_2023_05_05 | 2026 | CH4 Salt Cavern Storage - ON | Storage | Methane | WC | Dispatch-Storage | VOM | 0 | [6 empty] | 0.79031 | 0
LCP_Inputs_ON_Diverse_IEA_2023_05_05 | 2026 | Electrolyser 2020/2030 | Crossload | Hydrogen | MI | Dispatch-Crossload | EmissionsCost | 0 | [6 empty] | 0.79031 | 0
LCP_Inputs_ON_Diverse_IEA_2023_05_05 | 2026 | Electrolyser 2020/2030 | Crossload | Hydrogen | MI | Dispatch-Crossload | FuelCost | 0 | [6 empty] | 0.79031 | 0
LCP_Inputs_ON_Diverse_IEA_2023_05_05 | 2026 | Electrolyser 2020/2030 | Crossload | Hydrogen | MI | Dispatch-Crossload | VOM | 0 | [6 empty] | 0.79031 | 0
LCP_Inputs_ON_Diverse_IEA_2023_05_05 | 2026 | Electrolyser 2020/2030 | Crossload | Hydrogen | NY | Dispatch-Crossload | EmissionsCost | 0 | [6 empty] | 0.79031 | 0
LCP_Inputs_ON_Diverse_IEA_2023_05_05 | 2026 | Electrolyser 2020/2030 | Crossload | Hydrogen | NY | Dispatch-Crossload | FuelCost | 0 | [6 empty] | 0.79031 | 0
LCP_Inputs_ON_Diverse_IEA_2023_05_05 | 2026 | Electrolyser 2020/2030 | Crossload | Hydrogen | NY | Dispatch-Crossload | VOM | 0 | [6 empty] | 0.79031 | 0
LCP_Inputs_ON_Diverse_IEA_2023_05_05 | 2026 | Electrolyser 2020/2030 | Crossload | Hydrogen | ON | Dispatch-Crossload | EmissionsCost | 0 | [6 empty] | 0.79031 | 0
LCP_Inputs_ON_Diverse_IEA_2023_05_05 | 2026 | Electrolyser 2020/2030 | Crossload | Hydrogen | ON | Dispatch-Crossload | FuelCost | 0 | [6 empty] | 0.79031 | 0
LCP_Inputs_ON_Diverse_IEA_2023_05_05 | 2026 | Electrolyser 2020/2030 | Crossload | Hydrogen | ON | Dispatch-Crossload | VOM | 0 | [6 empty] | 0.79031 | 0
LCP_Inputs_ON_Diverse_IEA_2023_05_05 | 2026 | Electrolyser 2020/2030 | Crossload | Hydrogen | PJ | Dispatch-Crossload | EmissionsCost | 0 | [6 empty] | 0.79031 | 0
LCP_Inputs_ON_Diverse_IEA_2023_05_05 | 2026 | Electrolyser 2020/2030 | Crossload | Hydrogen | PJ | Dispatch-Crossload | FuelCost | 0 | [6 empty] | 0.79031 | 0
LCP_Inputs_ON_Diverse_IEA_2023_05_05 | 2026 | Electrolyser 2020/2030 | Crossload | Hydrogen | PJ | Dispatch-Crossload | VOM | 0 | [6 empty] | 0.79031 | 0
LCP_Inputs_ON_Diverse_IEA_2023_05_05 | 2026 | Electrolyser 2020/2030 | Crossload | Hydrogen | QC | Dispatch-Crossload | EmissionsCost | 0 | [6 empty] | 0.79031 | 0
LCP_Inputs_ON_Diverse_IEA_2023_05_05 | 2026 | Electrolyser 2020/2030 | Crossload | Hydrogen | QC | Dispatch-Crossload | FuelCost | 0 | [6 empty] | 0.79031 | 0
LCP_Inputs_ON_Diverse_IEA_2023_05_05 | 2026 | Electrolyser 2020/2030 | Crossload | Hydrogen | QC | Dispatch-Crossload | VOM | 0 | [6 empty] | 0.79031 | 0
LCP_Inputs_ON_Diverse_IEA_2023_05_05 | 2026 | Electrolyser 2020/2030 | Crossload | Hydrogen | WC | Dispatch-Crossload | EmissionsCost | 0 | [6 empty] | 0.79031 | 0
LCP_Inputs_ON_Diverse_IEA_2023_05_05 | 2026 | Electrolyser 2020/2030 | Crossload | Hydrogen | WC | Dispatch-Crossload | FuelCost | 0 | [6 empty] | 0.79031 | 0
LCP_Inputs_ON_Diverse_IEA_2023_05_05 | 2026 | Electrolyser 2020/2030 | Crossload | Hydrogen | WC | Dispatch-Crossload | VOM | 0 | [6 empty] | 0.79031 | 0
LCP_Inputs_ON_Diverse_IEA_2023_05_05 | 2026 | Electrolyser 2040 | Crossload | Hydrogen | MI | Dispatch-Crossload | EmissionsCost | 0 | [6 empty] | 0.79031 | 0
LCP_Inputs_ON_Diverse_IEA_2023_05_05 | 2026 | Electrolyser 2040 | Crossload | Hydrogen | MI | Dispatch-Crossload | FuelCost | 0 | [6 empty] | 0.79031 | 0
LCP_Inputs_ON_Diverse_IEA_2023_05_05 | 2026 | Electrolyser 2040 | Crossload | Hydrogen | MI | Dispatch-Crossload | VOM | 0 | [6 empty] | 0.79031 | 0
LCP_Inputs_ON_Diverse_IEA_2023_05_05 | 2026 | Electrolyser 2040 | Crossload | Hydrogen | NY | Dispatch-Crossload | EmissionsCost | 0 | [6 empty] | 0.79031 | 0
LCP_Inputs_ON_Diverse_IEA_2023_05_05 | 2026 | Electrolyser 2040 | Crossload | Hydrogen | NY | Dispatch-Crossload | FuelCost | 0 | [6 empty] | 0.79031 | 0
LCP_Inputs_ON_Diverse_IEA_2023_05_05 | 2026 | Electrolyser 2040 | Crossload | Hydrogen | NY | Dispatch-Crossload | VOM | 0 | [6 empty] | 0.79031 | 0
LCP_Inputs_ON_Diverse_IEA_2023_05_05 | 2026 | Electrolyser 2040 | Crossload | Hydrogen | ON | Dispatch-Crossload | EmissionsCost | 0 | [6 empty] | 0.79031 | 0
LCP_Inputs_ON_Diverse_IEA_2023_05_05 | 2026 | Electrolyser 2040 | Crossload | Hydrogen | ON | Dispatch-Crossload | FuelCost | 0 | [6 empty] | 0.79031 | 0
LCP_Inputs_ON_Diverse_IEA_2023_05_05 | 2026 | Electrolyser 2040 | Crossload | Hydrogen | ON | Dispatch-Crossload | VOM | 0 | [6 empty] | 0.79031 | 0
LCP_Inputs_ON_Diverse_IEA_2023_05_05 | 2026 | Electrolyser 2040 | Crossload | Hydrogen | PJ | Dispatch-Crossload | EmissionsCost | 0 | [6 empty] | 0.79031 | 0
LCP_Inputs_ON_Diverse_IEA_2023_05_05 | 2026 | Electrolyser 2040 | Crossload | Hydrogen | PJ | Dispatch-Crossload | FuelCost | 0 | [6 empty] | 0.79031 | 0
LCP_Inputs_ON_Diverse_IEA_2023_05_05 | 2026 | Electrolyser 2040 | Crossload | Hydrogen | PJ | Dispatch-Crossload | VOM | 0 | [6 empty] | 0.79031 | 0
LCP_Inputs_ON_Diverse_IEA_2023_05_05 | 2026 | Electrolyser 2040 | Crossload | Hydrogen | QC | Dispatch-Crossload | EmissionsCost | 0 | [6 empty] | 0.79031 | 0
LCP_Inputs_ON_Diverse_IEA_2023_05_05 | 2026 | Electrolyser 2040 | Crossload | Hydrogen | QC | Dispatch-Crossload | FuelCost | 0 | [6 empty] | 0.79031 | 0
LCP_Inputs_ON_Diverse_IEA_2023_05_05 | 2026 | Electrolyser 2040 | Crossload | Hydrogen | QC | Dispatch-Crossload | VOM | 0 | [6 empty] | 0.79031 | 0
LCP_Inputs_ON_Diverse_IEA_2023_05_05 | 2026 | Electrolyser 2040 | Crossload | Hydrogen | WC | Dispatch-Crossload | EmissionsCost | 0 | [6 empty] | 0.79031 | 0
LCP_Inputs_ON_Diverse_IEA_2023_05_05 | 2026 | Electrolyser 2040 | Crossload | Hydrogen | WC | Dispatch-Crossload | FuelCost | 0 | [6 empty] | 0.79031 | 0
LCP_Inputs_ON_Diverse_IEA_2023_05_05 | 2026 | Electrolyser 2040 | Crossload | Hydrogen | WC | Dispatch-Crossload | VOM | 0 | [6 empty] | 0.79031 | 0
LCP_Inputs_ON_Diverse_IEA_2023_05_05 | 2026 | Electrolyser 2050 | Crossload | Hydrogen | MI | Dispatch-Crossload | EmissionsCost | 0 | [6 empty] | 0.79031 | 0
LCP_Inputs_ON_Diverse_IEA_2023_05_05 | 2026 | Electrolyser 2050 | Crossload | Hydrogen | MI | Dispatch-Crossload | FuelCost | 0 | [6 empty] | 0.79031 | 0
LCP_Inputs_ON_Diverse_IEA_2023_05_05 | 2026 | Electrolyser 2050 | Crossload | Hydrogen | MI | Dispatch-Crossload | VOM | 0 | [6 empty] | 0.79031 | 0
LCP_Inputs_ON_Diverse_IEA_2023_05_05 | 2026 | Electrolyser 2050 | Crossload | Hydrogen | NY | Dispatch-Crossload | EmissionsCost | 0 | [6 empty] | 0.79031 | 0
LCP_Inputs_ON_Diverse_IEA_2023_05_05 | 2026 | Electrolyser 2050 | Crossload | Hydrogen | NY | Dispatch-Crossload | FuelCost | 0 | [6 empty] | 0.79031 | 0
LCP_Inputs_ON_Diverse_IEA_2023_05_05 | 2026 | Electrolyser 2050 | Crossload | Hydrogen | NY | Dispatch-Crossload | VOM | 0 | [6 empty] | 0.79031 | 0
LCP_Inputs_ON_Diverse_IEA_2023_05_05 | 2026 | Electrolyser 2050 | Crossload | Hydrogen | ON | Dispatch-Crossload | EmissionsCost | 0 | [6 empty] | 0.79031 | 0
LCP_Inputs_ON_Diverse_IEA_2023_05_05 | 2026 | Electrolyser 2050 | Crossload | Hydrogen | ON | Dispatch-Crossload | FuelCost | 0 | [6 empty] | 0.79031 | 0
LCP_Inputs_ON_Diverse_IEA_2023_05_05 | 2026 | Electrolyser 2050 | Crossload | Hydrogen | ON | Dispatch-Crossload | VOM | 0 | [6 empty] | 0.79031 | 0
LCP_Inputs_ON_Diverse_IEA_2023_05_05 | 2026 | Electrolyser 2050 | Crossload | Hydrogen | PJ | Dispatch-Crossload | EmissionsCost | 0 | [6 empty] | 0.79031 | 0
LCP_Inputs_ON_Diverse_IEA_2023_05_05 | 2026 | Electrolyser 2050 | Crossload | Hydrogen | PJ | Dispatch-Crossload | FuelCost | 0 | [6 empty] | 0.79031 | 0
LCP_Inputs_ON_Diverse_IEA_2023_05_05 | 2026 | Electrolyser 2050 | Crossload | Hydrogen | PJ | Dispatch-Crossload | VOM | 0 | [6 empty] | 0.79031 | 0
LCP_Inputs_ON_Diverse_IEA_2023_05_05 | 2026 | Electrolyser 2050 | Crossload | Hydrogen | QC | Dispatch-Crossload | EmissionsCost | 0 | [6 empty] | 0.79031 | 0
LCP_Inputs_ON_Diverse_IEA_2023_05_05 | 2026 | Electrolyser 2050 | Crossload | Hydrogen | QC | Dispatch-Crossload | FuelCost | 0 | [6 empty] | 0.79031 | 0
LCP_Inputs_ON_Diverse_IEA_2023_05_05 | 2026 | Electrolyser 2050 | Crossload | Hydrogen | QC | Dispatch-Crossload | VOM | 0 | [6 empty] | 0.79031 | 0
LCP_Inputs_ON_Diverse_IEA_2023_05_05 | 2026 | Electrolyser 2050 | Crossload | Hydrogen | WC | Dispatch-Crossload | EmissionsCost | 0 | [6 empty] | 0.79031 | 0
LCP_Inputs_ON_Diverse_IEA_2023_05_05 | 2026 | Electrolyser 2050 | Crossload | Hydrogen | WC | Dispatch-Crossload | FuelCost | 0 | [6 empty] | 0.79031 | 0
LCP_Inputs_ON_Diverse_IEA_2023_05_05 | 2026 | Electrolyser 2050 | Crossload | Hydrogen | WC | Dispatch-Crossload | VOM | 0 | [6 empty] | 0.79031 | 0
LCP_Inputs_ON_Diverse_IEA_2023_05_05 | 2026 | Fossil Fuel Thermal (Coal, Peat, Oil) | Generation | Electricity | MI | Dispatch-Generation | EmissionsCost | 0 | [6 empty] | 0.79031 | 0
LCP_Inputs_ON_Diverse_IEA_2023_05_05 | 2026 | Fossil Fuel Thermal (Coal, Peat, Oil) | Generation | Electricity | MI | Dispatch-Generation | FuelCost | 0 | [6 empty] | 0.79031 | 0
LCP_Inputs_ON_Diverse_IEA_2023_05_05 | 2026 | Fossil Fuel Thermal (Coal, Peat, Oil) | Generation | Electricity | MI | Dispatch-Generation | VOM | 0 | [6 empty] | 0.79031 | 0
LCP_Inputs_ON_Diverse_IEA_2023_05_05 | 2026 | Fossil Fuel Thermal (Coal, Peat, Oil) | Generation | Electricity | NY | Dispatch-Generation | EmissionsCost | 0 | [6 empty] | 0.79031 | 0
LCP_Inputs_ON_Diverse_IEA_2023_05_05 | 2026 | Fossil Fuel Thermal (Coal, Peat, Oil) | Generation | Electricity | NY | Dispatch-Generation | FuelCost | 0 | [6 empty] | 0.79031 | 0
LCP_Inputs_ON_Diverse_IEA_2023_05_05 | 2026 | Fossil Fuel Thermal (Coal, Peat, Oil) | Generation | Electricity | NY | Dispatch-Generation | VOM | 0 | [6 empty] | 0.79031 | 0
LCP_Inputs_ON_Diverse_IEA_2023_05_05 | 2026 | Fossil Fuel Thermal (Coal, Peat, Oil) | Generation | Electricity | ON | Dispatch-Generation | EmissionsCost | 0 | [6 empty] | 0.79031 | 0
LCP_Inputs_ON_Diverse_IEA_2023_05_05 | 2026 | Fossil Fuel Thermal (Coal, Peat, Oil) | Generation | Electricity | ON | Dispatch-Generation | FuelCost | 0 | [6 empty] | 0.79031 | 0
LCP_Inputs_ON_Diverse_IEA_2023_05_05 | 2026 | Fossil Fuel Thermal (Coal, Peat, Oil) | Generation | Electricity | ON | Dispatch-Generation | VOM | 0 | [6 empty] | 0.79031 | 0
LCP_Inputs_ON_Diverse_IEA_2023_05_05 | 2026 | Fossil Fuel Thermal (Coal, Peat, Oil) | Generation | Electricity | PJ | Dispatch-Generation | EmissionsCost | 0 | [6 empty] | 0.79031 | 0
LCP_Inputs_ON_Diverse_IEA_2023_05_05 | 2026 | Fossil Fuel Thermal (Coal, Peat, Oil) | Generation | Electricity | PJ | Dispatch-Generation | FuelCost | 0 | [6 empty] | 0.79031 | 0
LCP_Inputs_ON_Diverse_IEA_2023_05_05 | 2026 | Fossil Fuel Thermal (Coal, Peat, Oil) | Generation | Electricity | PJ | Dispatch-Generation | VOM | 0 | [6 empty] | 0.79031 | 0
LCP_Inputs_ON_Diverse_IEA_2023_05_05 | 2026 | Fossil Fuel Thermal (Coal, Peat, Oil) | Generation | Electricity | QC | Dispatch-Generation | EmissionsCost | 0 | [6 empty] | 0.79031 | 0
LCP_Inputs_ON_Diverse_IEA_2023_05_05 | 2026 | Fossil Fuel Thermal (Coal, Peat, Oil) | Generation | Electricity | QC | Dispatch-Generation | FuelCost | 0 | [6 empty] | 0.79031 | 0
LCP_Inputs_ON_Diverse_IEA_2023_05_05 | 2026 | Fossil Fuel Thermal (Coal, Peat, Oil) | Generation | Electricity | QC | Dispatch-Generation | VOM | 0 | [6 empty] | 0.79031 | 0
LCP_Inputs_ON_Diverse_IEA_2023_05_05 | 2026 | Fossil Fuel Thermal (Coal, Peat, Oil) | Generation | Electricity | WC | Dispatch-Generation | EmissionsCost | 0 | [6 empty] | 0.79031 | 0
LCP_Inputs_ON_Diverse_IEA_2023_05_05 | 2026 | Fossil Fuel Thermal (Coal, Peat, Oil) | Generation | Electricity | WC | Dispatch-Generation | FuelCost | 0 | [6 empty] | 0.79031 | 0
LCP_Inputs_ON_Diverse_IEA_2023_05_05 | 2026 | Fossil Fuel Thermal (Coal, Peat, Oil) | Generation | Electricity | WC | Dispatch-Generation | VOM | 0 | [6 empty] | 0.79031 | 0
LCP_Inputs_ON_Diverse_IEA_2023_05_05 | 2026 | Generic - Generator | Generation | Electricity | MI | Dispatch-Generation | EmissionsCost | 0 | [6 empty] | 0.79031 | 0
LCP_Inputs_ON_Diverse_IEA_2023_05_05 | 2026 | Generic - Generator | Generation | Electricity | MI | Dispatch-Generation | FuelCost | 3910350973.1086 | [6 empty] | 0.79031 | 3090407174.7507
LCP_Inputs_ON_Diverse_IEA_2023_05_05 | 2026 | Generic - Generator | Generation | Electricity | MI | Dispatch-Generation | VOM | 404558215.912 | [6 empty] | 0.79031 | 319728234.5387
LCP_Inputs_ON_Diverse_IEA_2023_05_05 | 2026 | Generic - Generator | Generation | Electricity | NY | Dispatch-Generation | EmissionsCost | 0 | [6 empty] | 0.79031 | 0
LCP_Inputs_ON_Diverse_IEA_2023_05_05 | 2026 | Generic - Generator | Generation | Electricity | NY | Dispatch-Generation | FuelCost | 1636940140.2623 | [6 empty] | 0.79031 | 1293697570.6
LCP_Inputs_ON_Diverse_IEA_2023_05_05 | 2026 | Generic - Generator | Generation | Electricity | NY | Dispatch-Generation | VOM | 169355023.9489 | [6 empty] | 0.79031 | 133843735.4322
LCP_Inputs_ON_Diverse_IEA_2023_05_05 | 2026 | Generic - Generator | Generation | Electricity | ON | Dispatch-Generation | EmissionsCost | 0 | [6 empty] | 0.79031 | 0
LCP_Inputs_ON_Diverse_IEA_2023_05_05 | 2026 | Generic - Generator | Generation | Electricity | ON | Dispatch-Generation | FuelCost | 0 | [6 empty] | 0.79031 | 0
LCP_Inputs_ON_Diverse_IEA_2023_05_05 | 2026 | Generic - Generator | Generation | Electricity | ON | Dispatch-Generation | VOM | 0 | [6 empty] | 0.79031 | 0
LCP_Inputs_ON_Diverse_IEA_2023_05_05 | 2026 | Generic - Generator | Generation | Electricity | PJ | Dispatch-Generation | EmissionsCost | 0 | [6 empty] | 0.79031 | 0
LCP_Inputs_ON_Diverse_IEA_2023_05_05 | 2026 | Generic - Generator | Generation | Electricity | PJ | Dispatch-Generation | FuelCost | 14422259590.9655 | [6 empty] | 0.79031 | 11398121248.591
LCP_Inputs_ON_Diverse_IEA_2023_05_05 | 2026 | Generic - Generator | Generation | Electricity | PJ | Dispatch-Generation | VOM | 1492102281.7812 | [6 empty] | 0.79031 | 1179230107.1668
LCP_Inputs_ON_Diverse_IEA_2023_05_05 | 2026 | Generic - Generator | Generation | Electricity | QC | Dispatch-Generation | EmissionsCost | 0 | [6 empty] | 0.79031 | 0
LCP_Inputs_ON_Diverse_IEA_2023_05_05 | 2026 | Generic - Generator | Generation | Electricity | QC | Dispatch-Generation | FuelCost | 0 | [6 empty] | 0.79031 | 0
LCP_Inputs_ON_Diverse_IEA_2023_05_05 | 2026 | Generic - Generator | Generation | Electricity | QC | Dispatch-Generation | VOM | 0 | [6 empty] | 0.79031 | 0
LCP_Inputs_ON_Diverse_IEA_2023_05_05 | 2026 | Generic - Generator | Generation | Electricity | WC | Dispatch-Generation | EmissionsCost | 0 | [6 empty] | 0.79031 | 0
LCP_Inputs_ON_Diverse_IEA_2023_05_05 | 2026 | Generic - Generator | Generation | Electricity | WC | Dispatch-Generation | FuelCost | 1069473.0011 | [6 empty] | 0.79031 | 845220.0476
LCP_Inputs_ON_Diverse_IEA_2023_05_05 | 2026 | Generic - Generator | Generation | Electricity | WC | Dispatch-Generation | VOM | 110645.8454 | [6 empty] | 0.79031 | 87445.0188
LCP_Inputs_ON_Diverse_IEA_2023_05_05 | 2026 | H2 Import - QC | Import | Hydrogen | MI | Dispatch-Import | EmissionsCost | 0 | [6 empty] | 0.79031 | 0
LCP_Inputs_ON_Diverse_IEA_2023_05_05 | 2026 | H2 Import - QC | Import | Hydrogen | MI | Dispatch-Import | FuelCost | 0 | [6 empty] | 0.79031 | 0
LCP_Inputs_ON_Diverse_IEA_2023_05_05 | 2026 | H2 Import - QC | Import | Hydrogen | MI | Dispatch-Import | VOM | 0 | [6 empty] | 0.79031 | 0
LCP_Inputs_ON_Diverse_IEA_2023_05_05 | 2026 | H2 Import - QC | Import | Hydrogen | NY | Dispatch-Import | EmissionsCost | 0 | [6 empty] | 0.79031 | 0
LCP_Inputs_ON_Diverse_IEA_2023_05_05 | 2026 | H2 Import - QC | Import | Hydrogen | NY | Dispatch-Import | FuelCost | 0 | [6 empty] | 0.79031 | 0
LCP_Inputs_ON_Diverse_IEA_2023_05_05 | 2026 | H2 Import - QC | Import | Hydrogen | NY | Dispatch-Import | VOM | 0 | [6 empty] | 0.79031 | 0
LCP_Inputs_ON_Diverse_IEA_2023_05_05 | 2026 | H2 Import - QC | Import | Hydrogen | ON | Dispatch-Import | EmissionsCost | 0 | [6 empty] | 0.79031 | 0
LCP_Inputs_ON_Diverse_IEA_2023_05_05 | 2026 | H2 Import - QC | Import | Hydrogen | ON | Dispatch-Import | FuelCost | 0 | [6 empty] | 0.79031 | 0
LCP_Inputs_ON_Diverse_IEA_2023_05_05 | 2026 | H2 Import - QC | Import | Hydrogen | ON | Dispatch-Import | VOM | 0 | [6 empty] | 0.79031 | 0
LCP_Inputs_ON_Diverse_IEA_2023_05_05 | 2026 | H2 Import - QC | Import | Hydrogen | PJ | Dispatch-Import | EmissionsCost | 0 | [6 empty] | 0.79031 | 0
LCP_Inputs_ON_Diverse_IEA_2023_05_05 | 2026 | H2 Import - QC | Import | Hydrogen | PJ | Dispatch-Import | FuelCost | 0 | [6 empty] | 0.79031 | 0
LCP_Inputs_ON_Diverse_IEA_2023_05_05 | 2026 | H2 Import - QC | Import | Hydrogen | PJ | Dispatch-Import | VOM | 0 | [6 empty] | 0.79031 | 0
LCP_Inputs_ON_Diverse_IEA_2023_05_05 | 2026 | H2 Import - QC | Import | Hydrogen | QC | Dispatch-Import | EmissionsCost | 0 | [6 empty] | 0.79031 | 0
LCP_Inputs_ON_Diverse_IEA_2023_05_05 | 2026 | H2 Import - QC | Import | Hydrogen | QC | Dispatch-Import | FuelCost | 0 | [6 empty] | 0.79031 | 0
LCP_Inputs_ON_Diverse_IEA_2023_05_05 | 2026 | H2 Import - QC | Import | Hydrogen | QC | Dispatch-Import | VOM | 0 | [6 empty] | 0.79031 | 0
LCP_Inputs_ON_Diverse_IEA_2023_05_05 | 2026 | H2 Import - QC | Import | Hydrogen | WC | Dispatch-Import | EmissionsCost | 0 | [6 empty] | 0.79031 | 0
LCP_Inputs_ON_Diverse_IEA_2023_05_05 | 2026 | H2 Import - QC | Import | Hydrogen | WC | Dispatch-Import | FuelCost | 0 | [6 empty] | 0.79031 | 0
LCP_Inputs_ON_Diverse_IEA_2023_05_05 | 2026 | H2 Import - QC | Import | Hydrogen | WC | Dispatch-Import | VOM | 0 | [6 empty] | 0.79031 | 0
LCP_Inputs_ON_Diverse_IEA_2023_05_05 | 2026 | H2 Import - WC | Import | Hydrogen | MI | Dispatch-Import | EmissionsCost | 0 | [6 empty] | 0.79031 | 0
LCP_Inputs_ON_Diverse_IEA_2023_05_05 | 2026 | H2 Import - WC | Import | Hydrogen | MI | Dispatch-Import | FuelCost | 0 | [6 empty] | 0.79031 | 0
LCP_Inputs_ON_Diverse_IEA_2023_05_05 | 2026 | H2 Import - WC | Import | Hydrogen | MI | Dispatch-Import | VOM | 0 | [6 empty] | 0.79031 | 0
LCP_Inputs_ON_Diverse_IEA_2023_05_05 | 2026 | H2 Import - WC | Import | Hydrogen | NY | Dispatch-Import | EmissionsCost | 0 | [6 empty] | 0.79031 | 0
LCP_Inputs_ON_Diverse_IEA_2023_05_05 | 2026 | H2 Import - WC | Import | Hydrogen | NY | Dispatch-Import | FuelCost | 0 | [6 empty] | 0.79031 | 0
LCP_Inputs_ON_Diverse_IEA_2023_05_05 | 2026 | H2 Import - WC | Import | Hydrogen | NY | Dispatch-Import | VOM | 0 | [6 empty] | 0.79031 | 0
LCP_Inputs_ON_Diverse_IEA_2023_05_05 | 2026 | H2 Import - WC | Import | Hydrogen | ON | Dispatch-Import | EmissionsCost | 0 | [6 empty] | 0.79031 | 0
LCP_Inputs_ON_Diverse_IEA_2023_05_05 | 2026 | H2 Import - WC | Import | Hydrogen | ON | Dispatch-Import | FuelCost | 0 | [6 empty] | 0.79031 | 0
LCP_Inputs_ON_Diverse_IEA_2023_05_05 | 2026 | H2 Import - WC | Import | Hydrogen | ON | Dispatch-Import | VOM | 0 | [6 empty] | 0.79031 | 0
LCP_Inputs_ON_Diverse_IEA_2023_05_05 | 2026 | H2 Import - WC | Import | Hydrogen | PJ | Dispatch-Import | EmissionsCost | 0 | [6 empty] | 0.79031 | 0
LCP_Inputs_ON_Diverse_IEA_2023_05_05 | 2026 | H2 Import - WC | Import | Hydrogen | PJ | Dispatch-Import | FuelCost | 0 | [6 empty] | 0.79031 | 0
LCP_Inputs_ON_Diverse_IEA_2023_05_05 | 2026 | H2 Import - WC | Import | Hydrogen | PJ | Dispatch-Import | VOM | 0 | [6 empty] | 0.79031 | 0
LCP_Inputs_ON_Diverse_IEA_2023_05_05 | 2026 | H2 Import - WC | Import | Hydrogen | QC | Dispatch-Import | EmissionsCost | 0 | [6 empty] | 0.79031 | 0
LCP_Inputs_ON_Diverse_IEA_2023_05_05 | 2026 | H2 Import - WC | Import | Hydrogen | QC | Dispatch-Import | FuelCost | 0 | [6 empty] | 0.79031 | 0
LCP_Inputs_ON_Diverse_IEA_2023_05_05 | 2026 | H2 Import - WC | Import | Hydrogen | QC | Dispatch-Import | VOM | 0 | [6 empty] | 0.79031 | 0
LCP_Inputs_ON_Diverse_IEA_2023_05_05 | 2026 | H2 Import - WC | Import | Hydrogen | WC | Dispatch-Import | EmissionsCost | 0 | [6 empty] | 0.79031 | 0
LCP_Inputs_ON_Diverse_IEA_2023_05_05 | 2026 | H2 Import - WC | Import | Hydrogen | WC | Dispatch-Import | FuelCost | 0 | [6 empty] | 0.79031 | 0
LCP_Inputs_ON_Diverse_IEA_2023_05_05 | 2026 | H2 Import - WC | Import | Hydrogen | WC | Dispatch-Import | VOM | 0 | [6 empty] | 0.79031 | 0
LCP_Inputs_ON_Diverse_IEA_2023_05_05 | 2026 | H2 Salt Cavern Storage - ON | Storage | Hydrogen | MI | Dispatch-Storage | EmissionsCost | 0 | [6 empty] | 0.79031 | 0
LCP_Inputs_ON_Diverse_IEA_2023_05_05 | 2026 | H2 Salt Cavern Storage - ON | Storage | Hydrogen | MI | Dispatch-Storage | FuelCost | 0 | [6 empty] | 0.79031 | 0
LCP_Inputs_ON_Diverse_IEA_2023_05_05 | 2026 | H2 Salt Cavern Storage - ON | Storage | Hydrogen | MI | Dispatch-Storage | VOM | 0 | [6 empty] | 0.79031 | 0
LCP_Inputs_ON_Diverse_IEA_2023_05_05 | 2026 | H2 Salt Cavern Storage - ON | Storage | Hydrogen | NY | Dispatch-Storage | EmissionsCost | 0 | [6 empty] | 0.79031 | 0
LCP_Inputs_ON_Diverse_IEA_2023_05_05 | 2026 | H2 Salt Cavern Storage - ON | Storage | Hydrogen | NY | Dispatch-Storage | FuelCost | 0 | [6 empty] | 0.79031 | 0
LCP_Inputs_ON_Diverse_IEA_2023_05_05 | 2026 | H2 Salt Cavern Storage - ON | Storage | Hydrogen | NY | Dispatch-Storage | VOM | 0 | [6 empty] | 0.79031 | 0
LCP_Inputs_ON_Diverse_IEA_2023_05_05 | 2026 | H2 Salt Cavern Storage - ON | Storage | Hydrogen | ON | Dispatch-Storage | EmissionsCost | 0 | [6 empty] | 0.79031 | 0
LCP_Inputs_ON_Diverse_IEA_2023_05_05 | 2026 | H2 Salt Cavern Storage - ON | Storage | Hydrogen | ON | Dispatch-Storage | FuelCost | 0 | [6 empty] | 0.79031 | 0
LCP_Inputs_ON_Diverse_IEA_2023_05_05 | 2026 | H2 Salt Cavern Storage - ON | Storage | Hydrogen | ON | Dispatch-Storage | VOM | 0 | [6 empty] | 0.79031 | 0
LCP_Inputs_ON_Diverse_IEA_2023_05_05 | 2026 | H2 Salt Cavern Storage - ON | Storage | Hydrogen | PJ | Dispatch-Storage | EmissionsCost | 0 | [6 empty] | 0.79031 | 0
LCP_Inputs_ON_Diverse_IEA_2023_05_05 | 2026 | H2 Salt Cavern Storage - ON | Storage | Hydrogen | PJ | Dispatch-Storage | FuelCost | 0 | [6 empty] | 0.79031 | 0
LCP_Inputs_ON_Diverse_IEA_2023_05_05 | 2026 | H2 Salt Cavern Storage - ON | Storage | Hydrogen | PJ | Dispatch-Storage | VOM | 0 | [6 empty] | 0.79031 | 0
LCP_Inputs_ON_Diverse_IEA_2023_05_05 | 2026 | H2 Salt Cavern Storage - ON | Storage | Hydrogen | QC | Dispatch-Storage | EmissionsCost | 0 | [6 empty] | 0.79031 | 0
LCP_Inputs_ON_Diverse_IEA_2023_05_05 | 2026 | H2 Salt Cavern Storage - ON | Storage | Hydrogen | QC | Dispatch-Storage | FuelCost | 0 | [6 empty] | 0.79031 | 0
LCP_Inputs_ON_Diverse_IEA_2023_05_05 | 2026 | H2 Salt Cavern Storage - ON | Storage | Hydrogen | QC | Dispatch-Storage | VOM | 0 | [6 empty] | 0.79031 | 0
LCP_Inputs_ON_Diverse_IEA_2023_05_05 | 2026 | H2 Salt Cavern Storage - ON | Storage | Hydrogen | WC | Dispatch-Storage | EmissionsCost | 0 | [6 empty] | 0.79031 | 0
LCP_Inputs_ON_Diverse_IEA_2023_05_05 | 2026 | H2 Salt Cavern Storage - ON | Storage | Hydrogen | WC | Dispatch-Storage | FuelCost | 0 | [6 empty] | 0.79031 | 0
LCP_Inputs_ON_Diverse_IEA_2023_05_05 | 2026 | H2 Salt Cavern Storage - ON | Storage | Hydrogen | WC | Dispatch-Storage | VOM | 0 | [6 empty] | 0.79031 | 0
LCP_Inputs_ON_Diverse_IEA_2023_05_05 | 2026 | Hydro | Generation | Electricity | MI | Dispatch-Generation | EmissionsCost | 0 | [6 empty] | 0.79031 | 0
LCP_Inputs_ON_Diverse_IEA_2023_05_05 | 2026 | Hydro | Generation | Electricity | MI | Dispatch-Generation | FuelCost | 0 | [6 empty] | 0.79031 | 0
LCP_Inputs_ON_Diverse_IEA_2023_05_05 | 2026 | Hydro | Generation | Electricity | MI | Dispatch-Generation | VOM | 0 | [6 empty] | 0.79031 | 0
LCP_Inputs_ON_Diverse_IEA_2023_05_05 | 2026 | Hydro | Generation | Electricity | NY | Dispatch-Generation | EmissionsCost | 0 | [6 empty] | 0.79031 | 0
LCP_Inputs_ON_Diverse_IEA_2023_05_05 | 2026 | Hydro | Generation | Electricity | NY | Dispatch-Generation | FuelCost | 0 | [6 empty] | 0.79031 | 0
LCP_Inputs_ON_Diverse_IEA_2023_05_05 | 2026 | Hydro | Generation | Electricity | NY | Dispatch-Generation | VOM | 0 | [6 empty] | 0.79031 | 0
LCP_Inputs_ON_Diverse_IEA_2023_05_05 | 2026 | Hydro | Generation | Electricity | ON | Dispatch-Generation | EmissionsCost | 0 | [6 empty] | 0.79031 | 0
LCP_Inputs_ON_Diverse_IEA_2023_05_05 | 2026 | Hydro | Generation | Electricity | ON | Dispatch-Generation | FuelCost | 0 | [6 empty] | 0.79031 | 0
LCP_Inputs_ON_Diverse_IEA_2023_05_05 | 2026 | Hydro | Generation | Electricity | ON | Dispatch-Generation | VOM | 0 | [6 empty] | 0.79031 | 0
LCP_Inputs_ON_Diverse_IEA_2023_05_05 | 2026 | Hydro | Generation | Electricity | PJ | Dispatch-Generation | EmissionsCost | 0 | [6 empty] | 0.79031 | 0
LCP_Inputs_ON_Diverse_IEA_2023_05_05 | 2026 | Hydro | Generation | Electricity | PJ | Dispatch-Generation | FuelCost | 0 | [6 empty] | 0.79031 | 0
LCP_Inputs_ON_Diverse_IEA_2023_05_05 | 2026 | Hydro | Generation | Electricity | PJ | Dispatch-Generation | VOM | 0 | [6 empty] | 0.79031 | 0
LCP_Inputs_ON_Diverse_IEA_2023_05_05 | 2026 | Hydro | Generation | Electricity | QC | Dispatch-Generation | EmissionsCost | 0 | [6 empty] | 0.79031 | 0
LCP_Inputs_ON_Diverse_IEA_2023_05_05 | 2026 | Hydro | Generation | Electricity | QC | Dispatch-Generation | FuelCost | 0 | [6 empty] | 0.79031 | 0
LCP_Inputs_ON_Diverse_IEA_2023_05_05 | 2026 | Hydro | Generation | Electricity | QC | Dispatch-Generation | VOM | 0 | [6 empty] | 0.79031 | 0
LCP_Inputs_ON_Diverse_IEA_2023_05_05 | 2026 | Hydro | Generation | Electricity | WC | Dispatch-Generation | EmissionsCost | 0 | [6 empty] | 0.79031 | 0
LCP_Inputs_ON_Diverse_IEA_2023_05_05 | 2026 | Hydro | Generation | Electricity | WC | Dispatch-Generation | FuelCost | 0 | [6 empty] | 0.79031 | 0
LCP_Inputs_ON_Diverse_IEA_2023_05_05 | 2026 | Hydro | Generation | Electricity | WC | Dispatch-Generation | VOM | 0 | [6 empty] | 0.79031 | 0
LCP_Inputs_ON_Diverse_IEA_2023_05_05 | 2026 | Hydro Pumped Storage | Storage | Electricity | MI | Dispatch-Storage | EmissionsCost | 0 | [6 empty] | 0.79031 | 0
LCP_Inputs_ON_Diverse_IEA_2023_05_05 | 2026 | Hydro Pumped Storage | Storage | Electricity | MI | Dispatch-Storage | FuelCost | 0 | [6 empty] | 0.79031 | 0
LCP_Inputs_ON_Diverse_IEA_2023_05_05 | 2026 | Hydro Pumped Storage | Storage | Electricity | MI | Dispatch-Storage | VOM | 0 | [6 empty] | 0.79031 | 0
LCP_Inputs_ON_Diverse_IEA_2023_05_05 | 2026 | Hydro Pumped Storage | Storage | Electricity | NY | Dispatch-Storage | EmissionsCost | 0 | [6 empty] | 0.79031 | 0
LCP_Inputs_ON_Diverse_IEA_2023_05_05 | 2026 | Hydro Pumped Storage | Storage | Electricity | NY | Dispatch-Storage | FuelCost | 0 | [6 empty] | 0.79031 | 0
LCP_Inputs_ON_Diverse_IEA_2023_05_05 | 2026 | Hydro Pumped Storage | Storage | Electricity | NY | Dispatch-Storage | VOM | 0 | [6 empty] | 0.79031 | 0
LCP_Inputs_ON_Diverse_IEA_2023_05_05 | 2026 | Hydro Pumped Storage | Storage | Electricity | ON | Dispatch-Storage | EmissionsCost | 0 | [6 empty] | 0.79031 | 0
LCP_Inputs_ON_Diverse_IEA_2023_05_05 | 2026 | Hydro Pumped Storage | Storage | Electricity | ON | Dispatch-Storage | FuelCost | 0 | [6 empty] | 0.79031 | 0
LCP_Inputs_ON_Diverse_IEA_2023_05_05 | 2026 | Hydro Pumped Storage | Storage | Electricity | ON | Dispatch-Storage | VOM | 0 | [6 empty] | 0.79031 | 0
LCP_Inputs_ON_Diverse_IEA_2023_05_05 | 2026 | Hydro Pumped Storage | Storage | Electricity | PJ | Dispatch-Storage | EmissionsCost | 0 | [6 empty] | 0.79031 | 0
LCP_Inputs_ON_Diverse_IEA_2023_05_05 | 2026 | Hydro Pumped Storage | Storage | Electricity | PJ | Dispatch-Storage | FuelCost | 0 | [6 empty] | 0.79031 | 0
LCP_Inputs_ON_Diverse_IEA_2023_05_05 | 2026 | Hydro Pumped Storage | Storage | Electricity | PJ | Dispatch-Storage | VOM | 0 | [6 empty] | 0.79031 | 0
LCP_Inputs_ON_Diverse_IEA_2023_05_05 | 2026 | Hydro Pumped Storage | Storage | Electricity | QC | Dispatch-Storage | EmissionsCost | 0 | [6 empty] | 0.79031 | 0
LCP_Inputs_ON_Diverse_IEA_2023_05_05 | 2026 | Hydro Pumped Storage | Storage | Electricity | QC | Dispatch-Storage | FuelCost | 0 | [6 empty] | 0.79031 | 0
LCP_Inputs_ON_Diverse_IEA_2023_05_05 | 2026 | Hydro Pumped Storage | Storage | Electricity | QC | Dispatch-Storage | VOM | 0 | [6 empty] | 0.79031 | 0
LCP_Inputs_ON_Diverse_IEA_2023_05_05 | 2026 | Hydro Pumped Storage | Storage | Electricity | WC | Dispatch-Storage | EmissionsCost | 0 | [6 empty] | 0.79031 | 0
LCP_Inputs_ON_Diverse_IEA_2023_05_05 | 2026 | Hydro Pumped Storage | Storage | Electricity | WC | Dispatch-Storage | FuelCost | 0 | [6 empty] | 0.79031 | 0
LCP_Inputs_ON_Diverse_IEA_2023_05_05 | 2026 | Hydro Pumped Storage | Storage | Electricity | WC | Dispatch-Storage | VOM | 0 | [6 empty] | 0.79031 | 0
LCP_Inputs_ON_Diverse_IEA_2023_05_05 | 2026 | Nuclear | Generation | Electricity | MI | Dispatch-Generation | EmissionsCost | 0 | [6 empty] | 0.79031 | 0
LCP_Inputs_ON_Diverse_IEA_2023_05_05 | 2026 | Nuclear | Generation | Electricity | MI | Dispatch-Generation | FuelCost | 0 | [6 empty] | 0.79031 | 0
LCP_Inputs_ON_Diverse_IEA_2023_05_05 | 2026 | Nuclear | Generation | Electricity | MI | Dispatch-Generation | VOM | 3301336446.912 | [6 empty] | 0.79031 | 2609094148.3169
LCP_Inputs_ON_Diverse_IEA_2023_05_05 | 2026 | Nuclear | Generation | Electricity | NY | Dispatch-Generation | EmissionsCost | 0 | [6 empty] | 0.79031 | 0
LCP_Inputs_ON_Diverse_IEA_2023_05_05 | 2026 | Nuclear | Generation | Electricity | NY | Dispatch-Generation | FuelCost | 0 | [6 empty] | 0.79031 | 0
LCP_Inputs_ON_Diverse_IEA_2023_05_05 | 2026 | Nuclear | Generation | Electricity | NY | Dispatch-Generation | VOM | 2246155230.144 | [6 empty] | 0.79031 | 1775169105.4275
LCP_Inputs_ON_Diverse_IEA_2023_05_05 | 2026 | Nuclear | Generation | Electricity | ON | Dispatch-Generation | EmissionsCost | 0 | [6 empty] | 0.79031 | 0
LCP_Inputs_ON_Diverse_IEA_2023_05_05 | 2026 | Nuclear | Generation | Electricity | ON | Dispatch-Generation | FuelCost | 0 | [6 empty] | 0.79031 | 0
LCP_Inputs_ON_Diverse_IEA_2023_05_05 | 2026 | Nuclear | Generation | Electricity | ON | Dispatch-Generation | VOM | 8790266640.96 | [6 empty] | 0.79031 | 6947075411.3918
LCP_Inputs_ON_Diverse_IEA_2023_05_05 | 2026 | Nuclear | Generation | Electricity | PJ | Dispatch-Generation | EmissionsCost | 0 | [6 empty] | 0.79031 | 0
LCP_Inputs_ON_Diverse_IEA_2023_05_05 | 2026 | Nuclear | Generation | Electricity | PJ | Dispatch-Generation | FuelCost | 0 | [6 empty] | 0.79031 | 0
LCP_Inputs_ON_Diverse_IEA_2023_05_05 | 2026 | Nuclear | Generation | Electricity | PJ | Dispatch-Generation | VOM | 9110487814.4448 | [6 empty] | 0.79031 | 7200150856.2432
LCP_Inputs_ON_Diverse_IEA_2023_05_05 | 2026 | Nuclear | Generation | Electricity | QC | Dispatch-Generation | EmissionsCost | 0 | [6 empty] | 0.79031 | 0
LCP_Inputs_ON_Diverse_IEA_2023_05_05 | 2026 | Nuclear | Generation | Electricity | QC | Dispatch-Generation | FuelCost | 0 | [6 empty] | 0.79031 | 0
LCP_Inputs_ON_Diverse_IEA_2023_05_05 | 2026 | Nuclear | Generation | Electricity | QC | Dispatch-Generation | VOM | 0 | [6 empty] | 0.79031 | 0
LCP_Inputs_ON_Diverse_IEA_2023_05_05 | 2026 | Nuclear | Generation | Electricity | WC | Dispatch-Generation | EmissionsCost | 0 | [6 empty] | 0.79031 | 0
LCP_Inputs_ON_Diverse_IEA_2023_05_05 | 2026 | Nuclear | Generation | Electricity | WC | Dispatch-Generation | FuelCost | 0 | [6 empty] | 0.79031 | 0
LCP_Inputs_ON_Diverse_IEA_2023_05_05 | 2026 | Nuclear | Generation | Electricity | WC | Dispatch-Generation | VOM | 0 | [6 empty] | 0.79031 | 0
LCP_Inputs_ON_Diverse_IEA_2023_05_05 | 2026 | Nuclear SMR | Generation | Electricity | MI | Dispatch-Generation | EmissionsCost | 0 | [6 empty] | 0.79031 | 0
LCP_Inputs_ON_Diverse_IEA_2023_05_05 | 2026 | Nuclear SMR | Generation | Electricity | MI | Dispatch-Generation | FuelCost | 0 | [6 empty] | 0.79031 | 0
LCP_Inputs_ON_Diverse_IEA_2023_05_05 | 2026 | Nuclear SMR | Generation | Electricity | MI | Dispatch-Generation | VOM | 0 | [6 empty] | 0.79031 | 0
LCP_Inputs_ON_Diverse_IEA_2023_05_05 | 2026 | Nuclear SMR | Generation | Electricity | NY | Dispatch-Generation | EmissionsCost | 0 | [6 empty] | 0.79031 | 0
LCP_Inputs_ON_Diverse_IEA_2023_05_05 | 2026 | Nuclear SMR | Generation | Electricity | NY | Dispatch-Generation | FuelCost | 0 | [6 empty] | 0.79031 | 0
LCP_Inputs_ON_Diverse_IEA_2023_05_05 | 2026 | Nuclear SMR | Generation | Electricity | NY | Dispatch-Generation | VOM | 0 | [6 empty] | 0.79031 | 0
LCP_Inputs_ON_Diverse_IEA_2023_05_05 | 2026 | Nuclear SMR | Generation | Electricity | ON | Dispatch-Generation | EmissionsCost | 0 | [6 empty] | 0.79031 | 0
LCP_Inputs_ON_Diverse_IEA_2023_05_05 | 2026 | Nuclear SMR | Generation | Electricity | ON | Dispatch-Generation | FuelCost | 0 | [6 empty] | 0.79031 | 0
LCP_Inputs_ON_Diverse_IEA_2023_05_05 | 2026 | Nuclear SMR | Generation | Electricity | ON | Dispatch-Generation | VOM | 0 | [6 empty] | 0.79031 | 0
LCP_Inputs_ON_Diverse_IEA_2023_05_05 | 2026 | Nuclear SMR | Generation | Electricity | PJ | Dispatch-Generation | EmissionsCost | 0 | [6 empty] | 0.79031 | 0
LCP_Inputs_ON_Diverse_IEA_2023_05_05 | 2026 | Nuclear SMR | Generation | Electricity | PJ | Dispatch-Generation | FuelCost | 0 | [6 empty] | 0.79031 | 0
LCP_Inputs_ON_Diverse_IEA_2023_05_05 | 2026 | Nuclear SMR | Generation | Electricity | PJ | Dispatch-Generation | VOM | 0 | [6 empty] | 0.79031 | 0
LCP_Inputs_ON_Diverse_IEA_2023_05_05 | 2026 | Nuclear SMR | Generation | Electricity | QC | Dispatch-Generation | EmissionsCost | 0 | [6 empty] | 0.79031 | 0
LCP_Inputs_ON_Diverse_IEA_2023_05_05 | 2026 | Nuclear SMR | Generation | Electricity | QC | Dispatch-Generation | FuelCost | 0 | [6 empty] | 0.79031 | 0
LCP_Inputs_ON_Diverse_IEA_2023_05_05 | 2026 | Nuclear SMR | Generation | Electricity | QC | Dispatch-Generation | VOM | 0 | [6 empty] | 0.79031 | 0
LCP_Inputs_ON_Diverse_IEA_2023_05_05 | 2026 | Nuclear SMR | Generation | Electricity | WC | Dispatch-Generation | EmissionsCost | 0 | [6 empty] | 0.79031 | 0
LCP_Inputs_ON_Diverse_IEA_2023_05_05 | 2026 | Nuclear SMR | Generation | Electricity | WC | Dispatch-Generation | FuelCost | 0 | [6 empty] | 0.79031 | 0
LCP_Inputs_ON_Diverse_IEA_2023_05_05 | 2026 | Nuclear SMR | Generation | Electricity | WC | Dispatch-Generation | VOM | 0 | [6 empty] | 0.79031 | 0
LCP_Inputs_ON_Diverse_IEA_2023_05_05 | 2026 | O/CCGT - CH4 Existing | Crossload | Electricity | MI | Dispatch-Crossload | EmissionsCost | 0 | [6 empty] | 0.79031 | 0
LCP_Inputs_ON_Diverse_IEA_2023_05_05 | 2026 | O/CCGT - CH4 Existing | Crossload | Electricity | MI | Dispatch-Crossload | FuelCost | 0 | [6 empty] | 0.79031 | 0
LCP_Inputs_ON_Diverse_IEA_2023_05_05 | 2026 | O/CCGT - CH4 Existing | Crossload | Electricity | MI | Dispatch-Crossload | VOM | 0 | [6 empty] | 0.79031 | 0
LCP_Inputs_ON_Diverse_IEA_2023_05_05 | 2026 | O/CCGT - CH4 Existing | Crossload | Electricity | NY | Dispatch-Crossload | EmissionsCost | 0 | [6 empty] | 0.79031 | 0
LCP_Inputs_ON_Diverse_IEA_2023_05_05 | 2026 | O/CCGT - CH4 Existing | Crossload | Electricity | NY | Dispatch-Crossload | FuelCost | 0 | [6 empty] | 0.79031 | 0
LCP_Inputs_ON_Diverse_IEA_2023_05_05 | 2026 | O/CCGT - CH4 Existing | Crossload | Electricity | NY | Dispatch-Crossload | VOM | 0 | [6 empty] | 0.79031 | 0
LCP_Inputs_ON_Diverse_IEA_2023_05_05 | 2026 | O/CCGT - CH4 Existing | Crossload | Electricity | ON | Dispatch-Crossload | EmissionsCost | 0 | [6 empty] | 0.79031 | 0
LCP_Inputs_ON_Diverse_IEA_2023_05_05 | 2026 | O/CCGT - CH4 Existing | Crossload | Electricity | ON | Dispatch-Crossload | FuelCost | 0 | [6 empty] | 0.79031 | 0
LCP_Inputs_ON_Diverse_IEA_2023_05_05 | 2026 | O/CCGT - CH4 Existing | Crossload | Electricity | ON | Dispatch-Crossload | VOM | 0 | [6 empty] | 0.79031 | 0
LCP_Inputs_ON_Diverse_IEA_2023_05_05 | 2026 | O/CCGT - CH4 Existing | Crossload | Electricity | PJ | Dispatch-Crossload | EmissionsCost | 0 | [6 empty] | 0.79031 | 0
LCP_Inputs_ON_Diverse_IEA_2023_05_05 | 2026 | O/CCGT - CH4 Existing | Crossload | Electricity | PJ | Dispatch-Crossload | FuelCost | 0 | [6 empty] | 0.79031 | 0
LCP_Inputs_ON_Diverse_IEA_2023_05_05 | 2026 | O/CCGT - CH4 Existing | Crossload | Electricity | PJ | Dispatch-Crossload | VOM | 0 | [6 empty] | 0.79031 | 0
LCP_Inputs_ON_Diverse_IEA_2023_05_05 | 2026 | O/CCGT - CH4 Existing | Crossload | Electricity | QC | Dispatch-Crossload | EmissionsCost | 0 | [6 empty] | 0.79031 | 0
LCP_Inputs_ON_Diverse_IEA_2023_05_05 | 2026 | O/CCGT - CH4 Existing | Crossload | Electricity | QC | Dispatch-Crossload | FuelCost | 0 | [6 empty] | 0.79031 | 0
LCP_Inputs_ON_Diverse_IEA_2023_05_05 | 2026 | O/CCGT - CH4 Existing | Crossload | Electricity | QC | Dispatch-Crossload | VOM | 0 | [6 empty] | 0.79031 | 0
LCP_Inputs_ON_Diverse_IEA_2023_05_05 | 2026 | O/CCGT - CH4 Existing | Crossload | Electricity | WC | Dispatch-Crossload | EmissionsCost | 0 | [6 empty] | 0.79031 | 0
LCP_Inputs_ON_Diverse_IEA_2023_05_05 | 2026 | O/CCGT - CH4 Existing | Crossload | Electricity | WC | Dispatch-Crossload | FuelCost | 0 | [6 empty] | 0.79031 | 0
LCP_Inputs_ON_Diverse_IEA_2023_05_05 | 2026 | O/CCGT - CH4 Existing | Crossload | Electricity | WC | Dispatch-Crossload | VOM | 0 | [6 empty] | 0.79031 | 0
LCP_Inputs_ON_Diverse_IEA_2023_05_05 | 2026 | O/CCGT - CH4 New | Crossload | Electricity | MI | Dispatch-Crossload | EmissionsCost | 0 | [6 empty] | 0.79031 | 0
LCP_Inputs_ON_Diverse_IEA_2023_05_05 | 2026 | O/CCGT - CH4 New | Crossload | Electricity | MI | Dispatch-Crossload | FuelCost | 0 | [6 empty] | 0.79031 | 0
LCP_Inputs_ON_Diverse_IEA_2023_05_05 | 2026 | O/CCGT - CH4 New | Crossload | Electricity | MI | Dispatch-Crossload | VOM | 0 | [6 empty] | 0.79031 | 0
LCP_Inputs_ON_Diverse_IEA_2023_05_05 | 2026 | O/CCGT - CH4 New | Crossload | Electricity | NY | Dispatch-Crossload | EmissionsCost | 0 | [6 empty] | 0.79031 | 0
LCP_Inputs_ON_Diverse_IEA_2023_05_05 | 2026 | O/CCGT - CH4 New | Crossload | Electricity | NY | Dispatch-Crossload | FuelCost | 0 | [6 empty] | 0.79031 | 0
LCP_Inputs_ON_Diverse_IEA_2023_05_05 | 2026 | O/CCGT - CH4 New | Crossload | Electricity | NY | Dispatch-Crossload | VOM | 0 | [6 empty] | 0.79031 | 0
LCP_Inputs_ON_Diverse_IEA_2023_05_05 | 2026 | O/CCGT - CH4 New | Crossload | Electricity | ON | Dispatch-Crossload | EmissionsCost | 0 | [6 empty] | 0.79031 | 0
LCP_Inputs_ON_Diverse_IEA_2023_05_05 | 2026 | O/CCGT - CH4 New | Crossload | Electricity | ON | Dispatch-Crossload | FuelCost | 0 | [6 empty] | 0.79031 | 0
LCP_Inputs_ON_Diverse_IEA_2023_05_05 | 2026 | O/CCGT - CH4 New | Crossload | Electricity | ON | Dispatch-Crossload | VOM | 0 | [6 empty] | 0.79031 | 0
LCP_Inputs_ON_Diverse_IEA_2023_05_05 | 2026 | O/CCGT - CH4 New | Crossload | Electricity | PJ | Dispatch-Crossload | EmissionsCost | 0 | [6 empty] | 0.79031 | 0
LCP_Inputs_ON_Diverse_IEA_2023_05_05 | 2026 | O/CCGT - CH4 New | Crossload | Electricity | PJ | Dispatch-Crossload | FuelCost | 0 | [6 empty] | 0.79031 | 0
LCP_Inputs_ON_Diverse_IEA_2023_05_05 | 2026 | O/CCGT - CH4 New | Crossload | Electricity | PJ | Dispatch-Crossload | VOM | 0 | [6 empty] | 0.79031 | 0
LCP_Inputs_ON_Diverse_IEA_2023_05_05 | 2026 | O/CCGT - CH4 New | Crossload | Electricity | QC | Dispatch-Crossload | EmissionsCost | 0 | [6 empty] | 0.79031 | 0
LCP_Inputs_ON_Diverse_IEA_2023_05_05 | 2026 | O/CCGT - CH4 New | Crossload | Electricity | QC | Dispatch-Crossload | FuelCost | 0 | [6 empty] | 0.79031 | 0
LCP_Inputs_ON_Diverse_IEA_2023_05_05 | 2026 | O/CCGT - CH4 New | Crossload | Electricity | QC | Dispatch-Crossload | VOM | 0 | [6 empty] | 0.79031 | 0
LCP_Inputs_ON_Diverse_IEA_2023_05_05 | 2026 | O/CCGT - CH4 New | Crossload | Electricity | WC | Dispatch-Crossload | EmissionsCost | 0 | [6 empty] | 0.79031 | 0
LCP_Inputs_ON_Diverse_IEA_2023_05_05 | 2026 | O/CCGT - CH4 New | Crossload | Electricity | WC | Dispatch-Crossload | FuelCost | 0 | [6 empty] | 0.79031 | 0
LCP_Inputs_ON_Diverse_IEA_2023_05_05 | 2026 | O/CCGT - CH4 New | Crossload | Electricity | WC | Dispatch-Crossload | VOM | 0 | [6 empty] | 0.79031 | 0
LCP_Inputs_ON_Diverse_IEA_2023_05_05 | 2026 | O/CCGT - H2 New | Crossload | Electricity | MI | Dispatch-Crossload | EmissionsCost | 0 | [6 empty] | 0.79031 | 0
LCP_Inputs_ON_Diverse_IEA_2023_05_05 | 2026 | O/CCGT - H2 New | Crossload | Electricity | MI | Dispatch-Crossload | FuelCost | 0 | [6 empty] | 0.79031 | 0
LCP_Inputs_ON_Diverse_IEA_2023_05_05 | 2026 | O/CCGT - H2 New | Crossload | Electricity | MI | Dispatch-Crossload | VOM | 0 | [6 empty] | 0.79031 | 0
LCP_Inputs_ON_Diverse_IEA_2023_05_05 | 2026 | O/CCGT - H2 New | Crossload | Electricity | NY | Dispatch-Crossload | EmissionsCost | 0 | [6 empty] | 0.79031 | 0
LCP_Inputs_ON_Diverse_IEA_2023_05_05 | 2026 | O/CCGT - H2 New | Crossload | Electricity | NY | Dispatch-Crossload | FuelCost | 0 | [6 empty] | 0.79031 | 0
LCP_Inputs_ON_Diverse_IEA_2023_05_05 | 2026 | O/CCGT - H2 New | Crossload | Electricity | NY | Dispatch-Crossload | VOM | 0 | [6 empty] | 0.79031 | 0
LCP_Inputs_ON_Diverse_IEA_2023_05_05 | 2026 | O/CCGT - H2 New | Crossload | Electricity | ON | Dispatch-Crossload | EmissionsCost | 0 | [6 empty] | 0.79031 | 0
LCP_Inputs_ON_Diverse_IEA_2023_05_05 | 2026 | O/CCGT - H2 New | Crossload | Electricity | ON | Dispatch-Crossload | FuelCost | 0 | [6 empty] | 0.79031 | 0
LCP_Inputs_ON_Diverse_IEA_2023_05_05 | 2026 | O/CCGT - H2 New | Crossload | Electricity | ON | Dispatch-Crossload | VOM | 0 | [6 empty] | 0.79031 | 0
LCP_Inputs_ON_Diverse_IEA_2023_05_05 | 2026 | O/CCGT - H2 New | Crossload | Electricity | PJ | Dispatch-Crossload | EmissionsCost | 0 | [6 empty] | 0.79031 | 0
LCP_Inputs_ON_Diverse_IEA_2023_05_05 | 2026 | O/CCGT - H2 New | Crossload | Electricity | PJ | Dispatch-Crossload | FuelCost | 0 | [6 empty] | 0.79031 | 0
LCP_Inputs_ON_Diverse_IEA_2023_05_05 | 2026 | O/CCGT - H2 New | Crossload | Electricity | PJ | Dispatch-Crossload | VOM | 0 | [6 empty] | 0.79031 | 0
LCP_Inputs_ON_Diverse_IEA_2023_05_05 | 2026 | O/CCGT - H2 New | Crossload | Electricity | QC | Dispatch-Crossload | EmissionsCost | 0 | [6 empty] | 0.79031 | 0
LCP_Inputs_ON_Diverse_IEA_2023_05_05 | 2026 | O/CCGT - H2 New | Crossload | Electricity | QC | Dispatch-Crossload | FuelCost | 0 | [6 empty] | 0.79031 | 0
LCP_Inputs_ON_Diverse_IEA_2023_05_05 | 2026 | O/CCGT - H2 New | Crossload | Electricity | QC | Dispatch-Crossload | VOM | 0 | [6 empty] | 0.79031 | 0
LCP_Inputs_ON_Diverse_IEA_2023_05_05 | 2026 | O/CCGT - H2 New | Crossload | Electricity | WC | Dispatch-Crossload | EmissionsCost | 0 | [6 empty] | 0.79031 | 0
LCP_Inputs_ON_Diverse_IEA_2023_05_05 | 2026 | O/CCGT - H2 New | Crossload | Electricity | WC | Dispatch-Crossload | FuelCost | 0 | [6 empty] | 0.79031 | 0
LCP_Inputs_ON_Diverse_IEA_2023_05_05 | 2026 | O/CCGT - H2 New | Crossload | Electricity | WC | Dispatch-Crossload | VOM | 0 | [6 empty] | 0.79031 | 0
LCP_Inputs_ON_Diverse_IEA_2023_05_05 | 2026 | SMR CCS | Generation | Hydrogen | MI | Dispatch-Generation | EmissionsCost | 0 | [6 empty] | 0.79031 | 0
LCP_Inputs_ON_Diverse_IEA_2023_05_05 | 2026 | SMR CCS | Generation | Hydrogen | MI | Dispatch-Generation | FuelCost | 0 | [6 empty] | 0.79031 | 0
LCP_Inputs_ON_Diverse_IEA_2023_05_05 | 2026 | SMR CCS | Generation | Hydrogen | MI | Dispatch-Generation | VOM | 0 | [6 empty] | 0.79031 | 0
LCP_Inputs_ON_Diverse_IEA_2023_05_05 | 2026 | SMR CCS | Generation | Hydrogen | NY | Dispatch-Generation | EmissionsCost | 0 | [6 empty] | 0.79031 | 0
LCP_Inputs_ON_Diverse_IEA_2023_05_05 | 2026 | SMR CCS | Generation | Hydrogen | NY | Dispatch-Generation | FuelCost | 0 | [6 empty] | 0.79031 | 0
LCP_Inputs_ON_Diverse_IEA_2023_05_05 | 2026 | SMR CCS | Generation | Hydrogen | NY | Dispatch-Generation | VOM | 0 | [6 empty] | 0.79031 | 0
LCP_Inputs_ON_Diverse_IEA_2023_05_05 | 2026 | SMR CCS | Generation | Hydrogen | ON | Dispatch-Generation | EmissionsCost | 0 | [6 empty] | 0.79031 | 0
LCP_Inputs_ON_Diverse_IEA_2023_05_05 | 2026 | SMR CCS | Generation | Hydrogen | ON | Dispatch-Generation | FuelCost | 0 | [6 empty] | 0.79031 | 0
LCP_Inputs_ON_Diverse_IEA_2023_05_05 | 2026 | SMR CCS | Generation | Hydrogen | ON | Dispatch-Generation | VOM | 0 | [6 empty] | 0.79031 | 0
LCP_Inputs_ON_Diverse_IEA_2023_05_05 | 2026 | SMR CCS | Generation | Hydrogen | PJ | Dispatch-Generation | EmissionsCost | 0 | [6 empty] | 0.79031 | 0
LCP_Inputs_ON_Diverse_IEA_2023_05_05 | 2026 | SMR CCS | Generation | Hydrogen | PJ | Dispatch-Generation | FuelCost | 0 | [6 empty] | 0.79031 | 0
LCP_Inputs_ON_Diverse_IEA_2023_05_05 | 2026 | SMR CCS | Generation | Hydrogen | PJ | Dispatch-Generation | VOM | 0 | [6 empty] | 0.79031 | 0
LCP_Inputs_ON_Diverse_IEA_2023_05_05 | 2026 | SMR CCS | Generation | Hydrogen | QC | Dispatch-Generation | EmissionsCost | 0 | [6 empty] | 0.79031 | 0
LCP_Inputs_ON_Diverse_IEA_2023_05_05 | 2026 | SMR CCS | Generation | Hydrogen | QC | Dispatch-Generation | FuelCost | 0 | [6 empty] | 0.79031 | 0
LCP_Inputs_ON_Diverse_IEA_2023_05_05 | 2026 | SMR CCS | Generation | Hydrogen | QC | Dispatch-Generation | VOM | 0 | [6 empty] | 0.79031 | 0
LCP_Inputs_ON_Diverse_IEA_2023_05_05 | 2026 | SMR CCS | Generation | Hydrogen | WC | Dispatch-Generation | EmissionsCost | 0 | [6 empty] | 0.79031 | 0
LCP_Inputs_ON_Diverse_IEA_2023_05_05 | 2026 | SMR CCS | Generation | Hydrogen | WC | Dispatch-Generation | FuelCost | 0 | [6 empty] | 0.79031 | 0
LCP_Inputs_ON_Diverse_IEA_2023_05_05 | 2026 | SMR CCS | Generation | Hydrogen | WC | Dispatch-Generation | VOM | 0 | [6 empty] | 0.79031 | 0
LCP_Inputs_ON_Diverse_IEA_2023_05_05 | 2026 | Solar PV | Generation | Electricity | MI | Dispatch-Generation | EmissionsCost | 0 | [6 empty] | 0.79031 | 0
LCP_Inputs_ON_Diverse_IEA_2023_05_05 | 2026 | Solar PV | Generation | Electricity | MI | Dispatch-Generation | FuelCost | 0 | [6 empty] | 0.79031 | 0
LCP_Inputs_ON_Diverse_IEA_2023_05_05 | 2026 | Solar PV | Generation | Electricity | MI | Dispatch-Generation | VOM | 0 | [6 empty] | 0.79031 | 0
LCP_Inputs_ON_Diverse_IEA_2023_05_05 | 2026 | Solar PV | Generation | Electricity | NY | Dispatch-Generation | EmissionsCost | 0 | [6 empty] | 0.79031 | 0
LCP_Inputs_ON_Diverse_IEA_2023_05_05 | 2026 | Solar PV | Generation | Electricity | NY | Dispatch-Generation | FuelCost | 0 | [6 empty] | 0.79031 | 0
LCP_Inputs_ON_Diverse_IEA_2023_05_05 | 2026 | Solar PV | Generation | Electricity | NY | Dispatch-Generation | VOM | 0 | [6 empty] | 0.79031 | 0
LCP_Inputs_ON_Diverse_IEA_2023_05_05 | 2026 | Solar PV | Generation | Electricity | ON | Dispatch-Generation | EmissionsCost | 0 | [6 empty] | 0.79031 | 0
LCP_Inputs_ON_Diverse_IEA_2023_05_05 | 2026 | Solar PV | Generation | Electricity | ON | Dispatch-Generation | FuelCost | 0 | [6 empty] | 0.79031 | 0
LCP_Inputs_ON_Diverse_IEA_2023_05_05 | 2026 | Solar PV | Generation | Electricity | ON | Dispatch-Generation | VOM | 0 | [6 empty] | 0.79031 | 0
LCP_Inputs_ON_Diverse_IEA_2023_05_05 | 2026 | Solar PV | Generation | Electricity | PJ | Dispatch-Generation | EmissionsCost | 0 | [6 empty] | 0.79031 | 0
LCP_Inputs_ON_Diverse_IEA_2023_05_05 | 2026 | Solar PV | Generation | Electricity | PJ | Dispatch-Generation | FuelCost | 0 | [6 empty] | 0.79031 | 0
LCP_Inputs_ON_Diverse_IEA_2023_05_05 | 2026 | Solar PV | Generation | Electricity | PJ | Dispatch-Generation | VOM | 0 | [6 empty] | 0.79031 | 0
LCP_Inputs_ON_Diverse_IEA_2023_05_05 | 2026 | Solar PV | Generation | Electricity | QC | Dispatch-Generation | EmissionsCost | 0 | [6 empty] | 0.79031 | 0
LCP_Inputs_ON_Diverse_IEA_2023_05_05 | 2026 | Solar PV | Generation | Electricity | QC | Dispatch-Generation | FuelCost | 0 | [6 empty] | 0.79031 | 0
LCP_Inputs_ON_Diverse_IEA_2023_05_05 | 2026 | Solar PV | Generation | Electricity | QC | Dispatch-Generation | VOM | 0 | [6 empty] | 0.79031 | 0
LCP_Inputs_ON_Diverse_IEA_2023_05_05 | 2026 | Solar PV | Generation | Electricity | WC | Dispatch-Generation | EmissionsCost | 0 | [6 empty] | 0.79031 | 0
LCP_Inputs_ON_Diverse_IEA_2023_05_05 | 2026 | Solar PV | Generation | Electricity | WC | Dispatch-Generation | FuelCost | 0 | [6 empty] | 0.79031 | 0
LCP_Inputs_ON_Diverse_IEA_2023_05_05 | 2026 | Solar PV | Generation | Electricity | WC | Dispatch-Generation | VOM | 0 | [6 empty] | 0.79031 | 0
LCP_Inputs_ON_Diverse_IEA_2023_05_05 | 2026 | Wind Offshore | Generation | Electricity | MI | Dispatch-Generation | EmissionsCost | 0 | [6 empty] | 0.79031 | 0
LCP_Inputs_ON_Diverse_IEA_2023_05_05 | 2026 | Wind Offshore | Generation | Electricity | MI | Dispatch-Generation | FuelCost | 0 | [6 empty] | 0.79031 | 0
LCP_Inputs_ON_Diverse_IEA_2023_05_05 | 2026 | Wind Offshore | Generation | Electricity | MI | Dispatch-Generation | VOM | 0 | [6 empty] | 0.79031 | 0
LCP_Inputs_ON_Diverse_IEA_2023_05_05 | 2026 | Wind Offshore | Generation | Electricity | NY | Dispatch-Generation | EmissionsCost | 0 | [6 empty] | 0.79031 | 0
LCP_Inputs_ON_Diverse_IEA_2023_05_05 | 2026 | Wind Offshore | Generation | Electricity | NY | Dispatch-Generation | FuelCost | 0 | [6 empty] | 0.79031 | 0
LCP_Inputs_ON_Diverse_IEA_2023_05_05 | 2026 | Wind Offshore | Generation | Electricity | NY | Dispatch-Generation | VOM | 0 | [6 empty] | 0.79031 | 0
LCP_Inputs_ON_Diverse_IEA_2023_05_05 | 2026 | Wind Offshore | Generation | Electricity | ON | Dispatch-Generation | EmissionsCost | 0 | [6 empty] | 0.79031 | 0
LCP_Inputs_ON_Diverse_IEA_2023_05_05 | 2026 | Wind Offshore | Generation | Electricity | ON | Dispatch-Generation | FuelCost | 0 | [6 empty] | 0.79031 | 0
LCP_Inputs_ON_Diverse_IEA_2023_05_05 | 2026 | Wind Offshore | Generation | Electricity | ON | Dispatch-Generation | VOM | 0 | [6 empty] | 0.79031 | 0
LCP_Inputs_ON_Diverse_IEA_2023_05_05 | 2026 | Wind Offshore | Generation | Electricity | PJ | Dispatch-Generation | EmissionsCost | 0 | [6 empty] | 0.79031 | 0
LCP_Inputs_ON_Diverse_IEA_2023_05_05 | 2026 | Wind Offshore | Generation | Electricity | PJ | Dispatch-Generation | FuelCost | 0 | [6 empty] | 0.79031 | 0
LCP_Inputs_ON_Diverse_IEA_2023_05_05 | 2026 | Wind Offshore | Generation | Electricity | PJ | Dispatch-Generation | VOM | 0 | [6 empty] | 0.79031 | 0
LCP_Inputs_ON_Diverse_IEA_2023_05_05 | 2026 | Wind Offshore | Generation | Electricity | QC | Dispatch-Generation | EmissionsCost | 0 | [6 empty] | 0.79031 | 0
LCP_Inputs_ON_Diverse_IEA_2023_05_05 | 2026 | Wind Offshore | Generation | Electricity | QC | Dispatch-Generation | FuelCost | 0 | [6 empty] | 0.79031 | 0
LCP_Inputs_ON_Diverse_IEA_2023_05_05 | 2026 | Wind Offshore | Generation | Electricity | QC | Dispatch-Generation | VOM | 0 | [6 empty] | 0.79031 | 0
LCP_Inputs_ON_Diverse_IEA_2023_05_05 | 2026 | Wind Offshore | Generation | Electricity | WC | Dispatch-Generation | EmissionsCost | 0 | [6 empty] | 0.79031 | 0
LCP_Inputs_ON_Diverse_IEA_2023_05_05 | 2026 | Wind Offshore | Generation | Electricity | WC | Dispatch-Generation | FuelCost | 0 | [6 empty] | 0.79031 | 0
LCP_Inputs_ON_Diverse_IEA_2023_05_05 | 2026 | Wind Offshore | Generation | Electricity | WC | Dispatch-Generation | VOM | 0 | [6 empty] | 0.79031 | 0
LCP_Inputs_ON_Diverse_IEA_2023_05_05 | 2026 | Wind Onshore | Generation | Electricity | MI | Dispatch-Generation | EmissionsCost | 0 | [6 empty] | 0.79031 | 0
LCP_Inputs_ON_Diverse_IEA_2023_05_05 | 2026 | Wind Onshore | Generation | Electricity | MI | Dispatch-Generation | FuelCost | 0 | [6 empty] | 0.79031 | 0
LCP_Inputs_ON_Diverse_IEA_2023_05_05 | 2026 | Wind Onshore | Generation | Electricity | MI | Dispatch-Generation | VOM | 0 | [6 empty] | 0.79031 | 0
LCP_Inputs_ON_Diverse_IEA_2023_05_05 | 2026 | Wind Onshore | Generation | Electricity | NY | Dispatch-Generation | EmissionsCost | 0 | [6 empty] | 0.79031 | 0
LCP_Inputs_ON_Diverse_IEA_2023_05_05 | 2026 | Wind Onshore | Generation | Electricity | NY | Dispatch-Generation | FuelCost | 0 | [6 empty] | 0.79031 | 0
LCP_Inputs_ON_Diverse_IEA_2023_05_05 | 2026 | Wind Onshore | Generation | Electricity | NY | Dispatch-Generation | VOM | 0 | [6 empty] | 0.79031 | 0
LCP_Inputs_ON_Diverse_IEA_2023_05_05 | 2026 | Wind Onshore | Generation | Electricity | ON | Dispatch-Generation | EmissionsCost | 0 | [6 empty] | 0.79031 | 0
LCP_Inputs_ON_Diverse_IEA_2023_05_05 | 2026 | Wind Onshore | Generation | Electricity | ON | Dispatch-Generation | FuelCost | 0 | [6 empty] | 0.79031 | 0
LCP_Inputs_ON_Diverse_IEA_2023_05_05 | 2026 | Wind Onshore | Generation | Electricity | ON | Dispatch-Generation | VOM | 0 | [6 empty] | 0.79031 | 0
LCP_Inputs_ON_Diverse_IEA_2023_05_05 | 2026 | Wind Onshore | Generation | Electricity | PJ | Dispatch-Generation | EmissionsCost | 0 | [6 empty] | 0.79031 | 0
LCP_Inputs_ON_Diverse_IEA_2023_05_05 | 2026 | Wind Onshore | Generation | Electricity | PJ | Dispatch-Generation | FuelCost | 0 | [6 empty] | 0.79031 | 0
LCP_Inputs_ON_Diverse_IEA_2023_05_05 | 2026 | Wind Onshore | Generation | Electricity | PJ | Dispatch-Generation | VOM | 0 | [6 empty] | 0.79031 | 0
LCP_Inputs_ON_Diverse_IEA_2023_05_05 | 2026 | Wind Onshore | Generation | Electricity | QC | Dispatch-Generation | EmissionsCost | 0 | [6 empty] | 0.79031 | 0
LCP_Inputs_ON_Diverse_IEA_2023_05_05 | 2026 | Wind Onshore | Generation | Electricity | QC | Dispatch-Generation | FuelCost | 0 | [6 empty] | 0.79031 | 0
LCP_Inputs_ON_Diverse_IEA_2023_05_05 | 2026 | Wind Onshore | Generation | Electricity | QC | Dispatch-Generation | VOM | 0 | [6 empty] | 0.79031 | 0
LCP_Inputs_ON_Diverse_IEA_2023_05_05 | 2026 | Wind Onshore | Generation | Electricity | WC | Dispatch-Generation | EmissionsCost | 0 | [6 empty] | 0.79031 | 0
LCP_Inputs_ON_Diverse_IEA_2023_05_05 | 2026 | Wind Onshore | Generation | Electricity | WC | Dispatch-Generation | FuelCost | 0 | [6 empty] | 0.79031 | 0
LCP_Inputs_ON_Diverse_IEA_2023_05_05 | 2026 | Wind Onshore | Generation | Electricity | WC | Dispatch-Generation | VOM | 0 | [6 empty] | 0.79031 | 0
LCP_Inputs_ON_Diverse_IEA_2023_05_05 | 2027 | Anaerobic Digestion | Generation | Methane | MI | Dispatch-Generation | EmissionsCost | 0 | [6 empty] | 0.75992 | 0
LCP_Inputs_ON_Diverse_IEA_2023_05_05 | 2027 | Anaerobic Digestion | Generation | Methane | MI | Dispatch-Generation | FuelCost | 0 | [6 empty] | 0.75992 | 0
LCP_Inputs_ON_Diverse_IEA_2023_05_05 | 2027 | Anaerobic Digestion | Generation | Methane | MI | Dispatch-Generation | VOM | 0 | [6 empty] | 0.75992 | 0
LCP_Inputs_ON_Diverse_IEA_2023_05_05 | 2027 | Anaerobic Digestion | Generation | Methane | NY | Dispatch-Generation | EmissionsCost | 0 | [6 empty] | 0.75992 | 0
LCP_Inputs_ON_Diverse_IEA_2023_05_05 | 2027 | Anaerobic Digestion | Generation | Methane | NY | Dispatch-Generation | FuelCost | 0 | [6 empty] | 0.75992 | 0
LCP_Inputs_ON_Diverse_IEA_2023_05_05 | 2027 | Anaerobic Digestion | Generation | Methane | NY | Dispatch-Generation | VOM | 0 | [6 empty] | 0.75992 | 0
LCP_Inputs_ON_Diverse_IEA_2023_05_05 | 2027 | Anaerobic Digestion | Generation | Methane | ON | Dispatch-Generation | EmissionsCost | 0 | [6 empty] | 0.75992 | 0
LCP_Inputs_ON_Diverse_IEA_2023_05_05 | 2027 | Anaerobic Digestion | Generation | Methane | ON | Dispatch-Generation | FuelCost | 0 | [6 empty] | 0.75992 | 0
LCP_Inputs_ON_Diverse_IEA_2023_05_05 | 2027 | Anaerobic Digestion | Generation | Methane | ON | Dispatch-Generation | VOM | 0 | [6 empty] | 0.75992 | 0
LCP_Inputs_ON_Diverse_IEA_2023_05_05 | 2027 | Anaerobic Digestion | Generation | Methane | PJ | Dispatch-Generation | EmissionsCost | 0 | [6 empty] | 0.75992 | 0
LCP_Inputs_ON_Diverse_IEA_2023_05_05 | 2027 | Anaerobic Digestion | Generation | Methane | PJ | Dispatch-Generation | FuelCost | 0 | [6 empty] | 0.75992 | 0
LCP_Inputs_ON_Diverse_IEA_2023_05_05 | 2027 | Anaerobic Digestion | Generation | Methane | PJ | Dispatch-Generation | VOM | 0 | [6 empty] | 0.75992 | 0
LCP_Inputs_ON_Diverse_IEA_2023_05_05 | 2027 | Anaerobic Digestion | Generation | Methane | QC | Dispatch-Generation | EmissionsCost | 0 | [6 empty] | 0.75992 | 0
LCP_Inputs_ON_Diverse_IEA_2023_05_05 | 2027 | Anaerobic Digestion | Generation | Methane | QC | Dispatch-Generation | FuelCost | 0 | [6 empty] | 0.75992 | 0
LCP_Inputs_ON_Diverse_IEA_2023_05_05 | 2027 | Anaerobic Digestion | Generation | Methane | QC | Dispatch-Generation | VOM | 0 | [6 empty] | 0.75992 | 0
LCP_Inputs_ON_Diverse_IEA_2023_05_05 | 2027 | Anaerobic Digestion | Generation | Methane | WC | Dispatch-Generation | EmissionsCost | 0 | [6 empty] | 0.75992 | 0
LCP_Inputs_ON_Diverse_IEA_2023_05_05 | 2027 | Anaerobic Digestion | Generation | Methane | WC | Dispatch-Generation | FuelCost | 0 | [6 empty] | 0.75992 | 0
LCP_Inputs_ON_Diverse_IEA_2023_05_05 | 2027 | Anaerobic Digestion | Generation | Methane | WC | Dispatch-Generation | VOM | 0 | [6 empty] | 0.75992 | 0
LCP_Inputs_ON_Diverse_IEA_2023_05_05 | 2027 | Battery Storage | Storage | Electricity | MI | Dispatch-Storage | EmissionsCost | 0 | [6 empty] | 0.75992 | 0
LCP_Inputs_ON_Diverse_IEA_2023_05_05 | 2027 | Battery Storage | Storage | Electricity | MI | Dispatch-Storage | FuelCost | 0 | [6 empty] | 0.75992 | 0
LCP_Inputs_ON_Diverse_IEA_2023_05_05 | 2027 | Battery Storage | Storage | Electricity | MI | Dispatch-Storage | VOM | 0 | [6 empty] | 0.75992 | 0
LCP_Inputs_ON_Diverse_IEA_2023_05_05 | 2027 | Battery Storage | Storage | Electricity | NY | Dispatch-Storage | EmissionsCost | 0 | [6 empty] | 0.75992 | 0
LCP_Inputs_ON_Diverse_IEA_2023_05_05 | 2027 | Battery Storage | Storage | Electricity | NY | Dispatch-Storage | FuelCost | 0 | [6 empty] | 0.75992 | 0
LCP_Inputs_ON_Diverse_IEA_2023_05_05 | 2027 | Battery Storage | Storage | Electricity | NY | Dispatch-Storage | VOM | 0 | [6 empty] | 0.75992 | 0
LCP_Inputs_ON_Diverse_IEA_2023_05_05 | 2027 | Battery Storage | Storage | Electricity | ON | Dispatch-Storage | EmissionsCost | 0 | [6 empty] | 0.75992 | 0
LCP_Inputs_ON_Diverse_IEA_2023_05_05 | 2027 | Battery Storage | Storage | Electricity | ON | Dispatch-Storage | FuelCost | 0 | [6 empty] | 0.75992 | 0
LCP_Inputs_ON_Diverse_IEA_2023_05_05 | 2027 | Battery Storage | Storage | Electricity | ON | Dispatch-Storage | VOM | 0 | [6 empty] | 0.75992 | 0
LCP_Inputs_ON_Diverse_IEA_2023_05_05 | 2027 | Battery Storage | Storage | Electricity | PJ | Dispatch-Storage | EmissionsCost | 0 | [6 empty] | 0.75992 | 0
LCP_Inputs_ON_Diverse_IEA_2023_05_05 | 2027 | Battery Storage | Storage | Electricity | PJ | Dispatch-Storage | FuelCost | 0 | [6 empty] | 0.75992 | 0
LCP_Inputs_ON_Diverse_IEA_2023_05_05 | 2027 | Battery Storage | Storage | Electricity | PJ | Dispatch-Storage | VOM | 0 | [6 empty] | 0.75992 | 0
LCP_Inputs_ON_Diverse_IEA_2023_05_05 | 2027 | Battery Storage | Storage | Electricity | QC | Dispatch-Storage | EmissionsCost | 0 | [6 empty] | 0.75992 | 0
LCP_Inputs_ON_Diverse_IEA_2023_05_05 | 2027 | Battery Storage | Storage | Electricity | QC | Dispatch-Storage | FuelCost | 0 | [6 empty] | 0.75992 | 0
LCP_Inputs_ON_Diverse_IEA_2023_05_05 | 2027 | Battery Storage | Storage | Electricity | QC | Dispatch-Storage | VOM | 0 | [6 empty] | 0.75992 | 0
LCP_Inputs_ON_Diverse_IEA_2023_05_05 | 2027 | Battery Storage | Storage | Electricity | WC | Dispatch-Storage | EmissionsCost | 0 | [6 empty] | 0.75992 | 0
LCP_Inputs_ON_Diverse_IEA_2023_05_05 | 2027 | Battery Storage | Storage | Electricity | WC | Dispatch-Storage | FuelCost | 0 | [6 empty] | 0.75992 | 0
LCP_Inputs_ON_Diverse_IEA_2023_05_05 | 2027 | Battery Storage | Storage | Electricity | WC | Dispatch-Storage | VOM | 0 | [6 empty] | 0.75992 | 0
LCP_Inputs_ON_Diverse_IEA_2023_05_05 | 2027 | Biomass | Generation | Electricity | MI | Dispatch-Generation | EmissionsCost | 0 | [6 empty] | 0.75992 | 0
LCP_Inputs_ON_Diverse_IEA_2023_05_05 | 2027 | Biomass | Generation | Electricity | MI | Dispatch-Generation | FuelCost | 0 | [6 empty] | 0.75992 | 0
LCP_Inputs_ON_Diverse_IEA_2023_05_05 | 2027 | Biomass | Generation | Electricity | MI | Dispatch-Generation | VOM | 0 | [6 empty] | 0.75992 | 0
LCP_Inputs_ON_Diverse_IEA_2023_05_05 | 2027 | Biomass | Generation | Electricity | NY | Dispatch-Generation | EmissionsCost | 0 | [6 empty] | 0.75992 | 0
LCP_Inputs_ON_Diverse_IEA_2023_05_05 | 2027 | Biomass | Generation | Electricity | NY | Dispatch-Generation | FuelCost | 0 | [6 empty] | 0.75992 | 0
LCP_Inputs_ON_Diverse_IEA_2023_05_05 | 2027 | Biomass | Generation | Electricity | NY | Dispatch-Generation | VOM | 0 | [6 empty] | 0.75992 | 0
LCP_Inputs_ON_Diverse_IEA_2023_05_05 | 2027 | Biomass | Generation | Electricity | ON | Dispatch-Generation | EmissionsCost | 0 | [6 empty] | 0.75992 | 0
LCP_Inputs_ON_Diverse_IEA_2023_05_05 | 2027 | Biomass | Generation | Electricity | ON | Dispatch-Generation | FuelCost | 0 | [6 empty] | 0.75992 | 0
LCP_Inputs_ON_Diverse_IEA_2023_05_05 | 2027 | Biomass | Generation | Electricity | ON | Dispatch-Generation | VOM | 0 | [6 empty] | 0.75992 | 0
LCP_Inputs_ON_Diverse_IEA_2023_05_05 | 2027 | Biomass | Generation | Electricity | PJ | Dispatch-Generation | EmissionsCost | 0 | [6 empty] | 0.75992 | 0
LCP_Inputs_ON_Diverse_IEA_2023_05_05 | 2027 | Biomass | Generation | Electricity | PJ | Dispatch-Generation | FuelCost | 0 | [6 empty] | 0.75992 | 0
LCP_Inputs_ON_Diverse_IEA_2023_05_05 | 2027 | Biomass | Generation | Electricity | PJ | Dispatch-Generation | VOM | 0 | [6 empty] | 0.75992 | 0
LCP_Inputs_ON_Diverse_IEA_2023_05_05 | 2027 | Biomass | Generation | Electricity | QC | Dispatch-Generation | EmissionsCost | 0 | [6 empty] | 0.75992 | 0
LCP_Inputs_ON_Diverse_IEA_2023_05_05 | 2027 | Biomass | Generation | Electricity | QC | Dispatch-Generation | FuelCost | 0 | [6 empty] | 0.75992 | 0
LCP_Inputs_ON_Diverse_IEA_2023_05_05 | 2027 | Biomass | Generation | Electricity | QC | Dispatch-Generation | VOM | 0 | [6 empty] | 0.75992 | 0
LCP_Inputs_ON_Diverse_IEA_2023_05_05 | 2027 | Biomass | Generation | Electricity | WC | Dispatch-Generation | EmissionsCost | 0 | [6 empty] | 0.75992 | 0
LCP_Inputs_ON_Diverse_IEA_2023_05_05 | 2027 | Biomass | Generation | Electricity | WC | Dispatch-Generation | FuelCost | 0 | [6 empty] | 0.75992 | 0
LCP_Inputs_ON_Diverse_IEA_2023_05_05 | 2027 | Biomass | Generation | Electricity | WC | Dispatch-Generation | VOM | 0 | [6 empty] | 0.75992 | 0
LCP_Inputs_ON_Diverse_IEA_2023_05_05 | 2027 | Biomass + CCS | Generation | Electricity | MI | Dispatch-Generation | EmissionsCost | 0 | [6 empty] | 0.75992 | 0
LCP_Inputs_ON_Diverse_IEA_2023_05_05 | 2027 | Biomass + CCS | Generation | Electricity | MI | Dispatch-Generation | FuelCost | 0 | [6 empty] | 0.75992 | 0
LCP_Inputs_ON_Diverse_IEA_2023_05_05 | 2027 | Biomass + CCS | Generation | Electricity | MI | Dispatch-Generation | VOM | 0 | [6 empty] | 0.75992 | 0
LCP_Inputs_ON_Diverse_IEA_2023_05_05 | 2027 | Biomass + CCS | Generation | Electricity | NY | Dispatch-Generation | EmissionsCost | 0 | [6 empty] | 0.75992 | 0
LCP_Inputs_ON_Diverse_IEA_2023_05_05 | 2027 | Biomass + CCS | Generation | Electricity | NY | Dispatch-Generation | FuelCost | 0 | [6 empty] | 0.75992 | 0
LCP_Inputs_ON_Diverse_IEA_2023_05_05 | 2027 | Biomass + CCS | Generation | Electricity | NY | Dispatch-Generation | VOM | 0 | [6 empty] | 0.75992 | 0
LCP_Inputs_ON_Diverse_IEA_2023_05_05 | 2027 | Biomass + CCS | Generation | Electricity | ON | Dispatch-Generation | EmissionsCost | 0 | [6 empty] | 0.75992 | 0
LCP_Inputs_ON_Diverse_IEA_2023_05_05 | 2027 | Biomass + CCS | Generation | Electricity | ON | Dispatch-Generation | FuelCost | 0 | [6 empty] | 0.75992 | 0
LCP_Inputs_ON_Diverse_IEA_2023_05_05 | 2027 | Biomass + CCS | Generation | Electricity | ON | Dispatch-Generation | VOM | 0 | [6 empty] | 0.75992 | 0
LCP_Inputs_ON_Diverse_IEA_2023_05_05 | 2027 | Biomass + CCS | Generation | Electricity | PJ | Dispatch-Generation | EmissionsCost | 0 | [6 empty] | 0.75992 | 0
LCP_Inputs_ON_Diverse_IEA_2023_05_05 | 2027 | Biomass + CCS | Generation | Electricity | PJ | Dispatch-Generation | FuelCost | 0 | [6 empty] | 0.75992 | 0
LCP_Inputs_ON_Diverse_IEA_2023_05_05 | 2027 | Biomass + CCS | Generation | Electricity | PJ | Dispatch-Generation | VOM | 0 | [6 empty] | 0.75992 | 0
LCP_Inputs_ON_Diverse_IEA_2023_05_05 | 2027 | Biomass + CCS | Generation | Electricity | QC | Dispatch-Generation | EmissionsCost | 0 | [6 empty] | 0.75992 | 0
LCP_Inputs_ON_Diverse_IEA_2023_05_05 | 2027 | Biomass + CCS | Generation | Electricity | QC | Dispatch-Generation | FuelCost | 0 | [6 empty] | 0.75992 | 0
LCP_Inputs_ON_Diverse_IEA_2023_05_05 | 2027 | Biomass + CCS | Generation | Electricity | QC | Dispatch-Generation | VOM | 0 | [6 empty] | 0.75992 | 0
LCP_Inputs_ON_Diverse_IEA_2023_05_05 | 2027 | Biomass + CCS | Generation | Electricity | WC | Dispatch-Generation | EmissionsCost | 0 | [6 empty] | 0.75992 | 0
LCP_Inputs_ON_Diverse_IEA_2023_05_05 | 2027 | Biomass + CCS | Generation | Electricity | WC | Dispatch-Generation | FuelCost | 0 | [6 empty] | 0.75992 | 0
LCP_Inputs_ON_Diverse_IEA_2023_05_05 | 2027 | Biomass + CCS | Generation | Electricity | WC | Dispatch-Generation | VOM | 0 | [6 empty] | 0.75992 | 0
LCP_Inputs_ON_Diverse_IEA_2023_05_05 | 2027 | CH4 + CCS | Generation | Methane | MI | Dispatch-Generation | EmissionsCost | 0 | [6 empty] | 0.75992 | 0
LCP_Inputs_ON_Diverse_IEA_2023_05_05 | 2027 | CH4 + CCS | Generation | Methane | MI | Dispatch-Generation | FuelCost | 0 | [6 empty] | 0.75992 | 0
LCP_Inputs_ON_Diverse_IEA_2023_05_05 | 2027 | CH4 + CCS | Generation | Methane | MI | Dispatch-Generation | VOM | 0 | [6 empty] | 0.75992 | 0
LCP_Inputs_ON_Diverse_IEA_2023_05_05 | 2027 | CH4 + CCS | Generation | Methane | NY | Dispatch-Generation | EmissionsCost | 0 | [6 empty] | 0.75992 | 0
LCP_Inputs_ON_Diverse_IEA_2023_05_05 | 2027 | CH4 + CCS | Generation | Methane | NY | Dispatch-Generation | FuelCost | 0 | [6 empty] | 0.75992 | 0
LCP_Inputs_ON_Diverse_IEA_2023_05_05 | 2027 | CH4 + CCS | Generation | Methane | NY | Dispatch-Generation | VOM | 0 | [6 empty] | 0.75992 | 0
LCP_Inputs_ON_Diverse_IEA_2023_05_05 | 2027 | CH4 + CCS | Generation | Methane | ON | Dispatch-Generation | EmissionsCost | 0 | [6 empty] | 0.75992 | 0
LCP_Inputs_ON_Diverse_IEA_2023_05_05 | 2027 | CH4 + CCS | Generation | Methane | ON | Dispatch-Generation | FuelCost | 0 | [6 empty] | 0.75992 | 0
LCP_Inputs_ON_Diverse_IEA_2023_05_05 | 2027 | CH4 + CCS | Generation | Methane | ON | Dispatch-Generation | VOM | 0 | [6 empty] | 0.75992 | 0
LCP_Inputs_ON_Diverse_IEA_2023_05_05 | 2027 | CH4 + CCS | Generation | Methane | PJ | Dispatch-Generation | EmissionsCost | 0 | [6 empty] | 0.75992 | 0
LCP_Inputs_ON_Diverse_IEA_2023_05_05 | 2027 | CH4 + CCS | Generation | Methane | PJ | Dispatch-Generation | FuelCost | 0 | [6 empty] | 0.75992 | 0
LCP_Inputs_ON_Diverse_IEA_2023_05_05 | 2027 | CH4 + CCS | Generation | Methane | PJ | Dispatch-Generation | VOM | 0 | [6 empty] | 0.75992 | 0
LCP_Inputs_ON_Diverse_IEA_2023_05_05 | 2027 | CH4 + CCS | Generation | Methane | QC | Dispatch-Generation | EmissionsCost | 0 | [6 empty] | 0.75992 | 0
LCP_Inputs_ON_Diverse_IEA_2023_05_05 | 2027 | CH4 + CCS | Generation | Methane | QC | Dispatch-Generation | FuelCost | 0 | [6 empty] | 0.75992 | 0
LCP_Inputs_ON_Diverse_IEA_2023_05_05 | 2027 | CH4 + CCS | Generation | Methane | QC | Dispatch-Generation | VOM | 0 | [6 empty] | 0.75992 | 0
LCP_Inputs_ON_Diverse_IEA_2023_05_05 | 2027 | CH4 + CCS | Generation | Methane | WC | Dispatch-Generation | EmissionsCost | 0 | [6 empty] | 0.75992 | 0
LCP_Inputs_ON_Diverse_IEA_2023_05_05 | 2027 | CH4 + CCS | Generation | Methane | WC | Dispatch-Generation | FuelCost | 0 | [6 empty] | 0.75992 | 0
LCP_Inputs_ON_Diverse_IEA_2023_05_05 | 2027 | CH4 + CCS | Generation | Methane | WC | Dispatch-Generation | VOM | 0 | [6 empty] | 0.75992 | 0
LCP_Inputs_ON_Diverse_IEA_2023_05_05 | 2027 | CH4 Import - NY 2020 | Import | Methane | MI | Dispatch-Import | EmissionsCost | 0 | [6 empty] | 0.75992 | 0
LCP_Inputs_ON_Diverse_IEA_2023_05_05 | 2027 | CH4 Import - NY 2020 | Import | Methane | MI | Dispatch-Import | FuelCost | 0 | [6 empty] | 0.75992 | 0
LCP_Inputs_ON_Diverse_IEA_2023_05_05 | 2027 | CH4 Import - NY 2020 | Import | Methane | MI | Dispatch-Import | VOM | 0 | [6 empty] | 0.75992 | 0
LCP_Inputs_ON_Diverse_IEA_2023_05_05 | 2027 | CH4 Import - NY 2020 | Import | Methane | NY | Dispatch-Import | EmissionsCost | 282343065.1873 | [6 empty] | 0.75992 | 214557524.6699
LCP_Inputs_ON_Diverse_IEA_2023_05_05 | 2027 | CH4 Import - NY 2020 | Import | Methane | NY | Dispatch-Import | FuelCost | 407790143.0843 | [6 empty] | 0.75992 | 309886993.7779
LCP_Inputs_ON_Diverse_IEA_2023_05_05 | 2027 | CH4 Import - NY 2020 | Import | Methane | NY | Dispatch-Import | VOM | 0 | [6 empty] | 0.75992 | 0
LCP_Inputs_ON_Diverse_IEA_2023_05_05 | 2027 | CH4 Import - NY 2020 | Import | Methane | ON | Dispatch-Import | EmissionsCost | 0 | [6 empty] | 0.75992 | 0
LCP_Inputs_ON_Diverse_IEA_2023_05_05 | 2027 | CH4 Import - NY 2020 | Import | Methane | ON | Dispatch-Import | FuelCost | 0 | [6 empty] | 0.75992 | 0
LCP_Inputs_ON_Diverse_IEA_2023_05_05 | 2027 | CH4 Import - NY 2020 | Import | Methane | ON | Dispatch-Import | VOM | 0 | [6 empty] | 0.75992 | 0
LCP_Inputs_ON_Diverse_IEA_2023_05_05 | 2027 | CH4 Import - NY 2020 | Import | Methane | PJ | Dispatch-Import | EmissionsCost | 0 | [6 empty] | 0.75992 | 0
LCP_Inputs_ON_Diverse_IEA_2023_05_05 | 2027 | CH4 Import - NY 2020 | Import | Methane | PJ | Dispatch-Import | FuelCost | 0 | [6 empty] | 0.75992 | 0
LCP_Inputs_ON_Diverse_IEA_2023_05_05 | 2027 | CH4 Import - NY 2020 | Import | Methane | PJ | Dispatch-Import | VOM | 0 | [6 empty] | 0.75992 | 0
LCP_Inputs_ON_Diverse_IEA_2023_05_05 | 2027 | CH4 Import - NY 2020 | Import | Methane | QC | Dispatch-Import | EmissionsCost | 0 | [6 empty] | 0.75992 | 0
LCP_Inputs_ON_Diverse_IEA_2023_05_05 | 2027 | CH4 Import - NY 2020 | Import | Methane | QC | Dispatch-Import | FuelCost | 0 | [6 empty] | 0.75992 | 0
LCP_Inputs_ON_Diverse_IEA_2023_05_05 | 2027 | CH4 Import - NY 2020 | Import | Methane | QC | Dispatch-Import | VOM | 0 | [6 empty] | 0.75992 | 0
LCP_Inputs_ON_Diverse_IEA_2023_05_05 | 2027 | CH4 Import - NY 2020 | Import | Methane | WC | Dispatch-Import | EmissionsCost | 0 | [6 empty] | 0.75992 | 0
LCP_Inputs_ON_Diverse_IEA_2023_05_05 | 2027 | CH4 Import - NY 2020 | Import | Methane | WC | Dispatch-Import | FuelCost | 0 | [6 empty] | 0.75992 | 0
LCP_Inputs_ON_Diverse_IEA_2023_05_05 | 2027 | CH4 Import - NY 2020 | Import | Methane | WC | Dispatch-Import | VOM | 0 | [6 empty] | 0.75992 | 0
LCP_Inputs_ON_Diverse_IEA_2023_05_05 | 2027 | CH4 Import - NY 2030 | Import | Methane | MI | Dispatch-Import | EmissionsCost | 0 | [6 empty] | 0.75992 | 0
LCP_Inputs_ON_Diverse_IEA_2023_05_05 | 2027 | CH4 Import - NY 2030 | Import | Methane | MI | Dispatch-Import | FuelCost | 0 | [6 empty] | 0.75992 | 0
LCP_Inputs_ON_Diverse_IEA_2023_05_05 | 2027 | CH4 Import - NY 2030 | Import | Methane | MI | Dispatch-Import | VOM | 0 | [6 empty] | 0.75992 | 0
LCP_Inputs_ON_Diverse_IEA_2023_05_05 | 2027 | CH4 Import - NY 2030 | Import | Methane | NY | Dispatch-Import | EmissionsCost | 0 | [6 empty] | 0.75992 | 0
LCP_Inputs_ON_Diverse_IEA_2023_05_05 | 2027 | CH4 Import - NY 2030 | Import | Methane | NY | Dispatch-Import | FuelCost | 0 | [6 empty] | 0.75992 | 0
LCP_Inputs_ON_Diverse_IEA_2023_05_05 | 2027 | CH4 Import - NY 2030 | Import | Methane | NY | Dispatch-Import | VOM | 0 | [6 empty] | 0.75992 | 0
LCP_Inputs_ON_Diverse_IEA_2023_05_05 | 2027 | CH4 Import - NY 2030 | Import | Methane | ON | Dispatch-Import | EmissionsCost | 0 | [6 empty] | 0.75992 | 0
LCP_Inputs_ON_Diverse_IEA_2023_05_05 | 2027 | CH4 Import - NY 2030 | Import | Methane | ON | Dispatch-Import | FuelCost | 0 | [6 empty] | 0.75992 | 0
LCP_Inputs_ON_Diverse_IEA_2023_05_05 | 2027 | CH4 Import - NY 2030 | Import | Methane | ON | Dispatch-Import | VOM | 0 | [6 empty] | 0.75992 | 0
LCP_Inputs_ON_Diverse_IEA_2023_05_05 | 2027 | CH4 Import - NY 2030 | Import | Methane | PJ | Dispatch-Import | EmissionsCost | 0 | [6 empty] | 0.75992 | 0
LCP_Inputs_ON_Diverse_IEA_2023_05_05 | 2027 | CH4 Import - NY 2030 | Import | Methane | PJ | Dispatch-Import | FuelCost | 0 | [6 empty] | 0.75992 | 0
LCP_Inputs_ON_Diverse_IEA_2023_05_05 | 2027 | CH4 Import - NY 2030 | Import | Methane | PJ | Dispatch-Import | VOM | 0 | [6 empty] | 0.75992 | 0
LCP_Inputs_ON_Diverse_IEA_2023_05_05 | 2027 | CH4 Import - NY 2030 | Import | Methane | QC | Dispatch-Import | EmissionsCost | 0 | [6 empty] | 0.75992 | 0
LCP_Inputs_ON_Diverse_IEA_2023_05_05 | 2027 | CH4 Import - NY 2030 | Import | Methane | QC | Dispatch-Import | FuelCost | 0 | [6 empty] | 0.75992 | 0
LCP_Inputs_ON_Diverse_IEA_2023_05_05 | 2027 | CH4 Import - NY 2030 | Import | Methane | QC | Dispatch-Import | VOM | 0 | [6 empty] | 0.75992 | 0
LCP_Inputs_ON_Diverse_IEA_2023_05_05 | 2027 | CH4 Import - NY 2030 | Import | Methane | WC | Dispatch-Import | EmissionsCost | 0 | [6 empty] | 0.75992 | 0
LCP_Inputs_ON_Diverse_IEA_2023_05_05 | 2027 | CH4 Import - NY 2030 | Import | Methane | WC | Dispatch-Import | FuelCost | 0 | [6 empty] | 0.75992 | 0
LCP_Inputs_ON_Diverse_IEA_2023_05_05 | 2027 | CH4 Import - NY 2030 | Import | Methane | WC | Dispatch-Import | VOM | 0 | [6 empty] | 0.75992 | 0
LCP_Inputs_ON_Diverse_IEA_2023_05_05 | 2027 | CH4 Import - NY 2040 | Import | Methane | MI | Dispatch-Import | EmissionsCost | 0 | [6 empty] | 0.75992 | 0
LCP_Inputs_ON_Diverse_IEA_2023_05_05 | 2027 | CH4 Import - NY 2040 | Import | Methane | MI | Dispatch-Import | FuelCost | 0 | [6 empty] | 0.75992 | 0
LCP_Inputs_ON_Diverse_IEA_2023_05_05 | 2027 | CH4 Import - NY 2040 | Import | Methane | MI | Dispatch-Import | VOM | 0 | [6 empty] | 0.75992 | 0
LCP_Inputs_ON_Diverse_IEA_2023_05_05 | 2027 | CH4 Import - NY 2040 | Import | Methane | NY | Dispatch-Import | EmissionsCost | 0 | [6 empty] | 0.75992 | 0
LCP_Inputs_ON_Diverse_IEA_2023_05_05 | 2027 | CH4 Import - NY 2040 | Import | Methane | NY | Dispatch-Import | FuelCost | 0 | [6 empty] | 0.75992 | 0
LCP_Inputs_ON_Diverse_IEA_2023_05_05 | 2027 | CH4 Import - NY 2040 | Import | Methane | NY | Dispatch-Import | VOM | 0 | [6 empty] | 0.75992 | 0
LCP_Inputs_ON_Diverse_IEA_2023_05_05 | 2027 | CH4 Import - NY 2040 | Import | Methane | ON | Dispatch-Import | EmissionsCost | 0 | [6 empty] | 0.75992 | 0
LCP_Inputs_ON_Diverse_IEA_2023_05_05 | 2027 | CH4 Import - NY 2040 | Import | Methane | ON | Dispatch-Import | FuelCost | 0 | [6 empty] | 0.75992 | 0
LCP_Inputs_ON_Diverse_IEA_2023_05_05 | 2027 | CH4 Import - NY 2040 | Import | Methane | ON | Dispatch-Import | VOM | 0 | [6 empty] | 0.75992 | 0
LCP_Inputs_ON_Diverse_IEA_2023_05_05 | 2027 | CH4 Import - NY 2040 | Import | Methane | PJ | Dispatch-Import | EmissionsCost | 0 | [6 empty] | 0.75992 | 0
LCP_Inputs_ON_Diverse_IEA_2023_05_05 | 2027 | CH4 Import - NY 2040 | Import | Methane | PJ | Dispatch-Import | FuelCost | 0 | [6 empty] | 0.75992 | 0
LCP_Inputs_ON_Diverse_IEA_2023_05_05 | 2027 | CH4 Import - NY 2040 | Import | Methane | PJ | Dispatch-Import | VOM | 0 | [6 empty] | 0.75992 | 0
LCP_Inputs_ON_Diverse_IEA_2023_05_05 | 2027 | CH4 Import - NY 2040 | Import | Methane | QC | Dispatch-Import | EmissionsCost | 0 | [6 empty] | 0.75992 | 0
LCP_Inputs_ON_Diverse_IEA_2023_05_05 | 2027 | CH4 Import - NY 2040 | Import | Methane | QC | Dispatch-Import | FuelCost | 0 | [6 empty] | 0.75992 | 0
LCP_Inputs_ON_Diverse_IEA_2023_05_05 | 2027 | CH4 Import - NY 2040 | Import | Methane | QC | Dispatch-Import | VOM | 0 | [6 empty] | 0.75992 | 0
LCP_Inputs_ON_Diverse_IEA_2023_05_05 | 2027 | CH4 Import - NY 2040 | Import | Methane | WC | Dispatch-Import | EmissionsCost | 0 | [6 empty] | 0.75992 | 0
LCP_Inputs_ON_Diverse_IEA_2023_05_05 | 2027 | CH4 Import - NY 2040 | Import | Methane | WC | Dispatch-Import | FuelCost | 0 | [6 empty] | 0.75992 | 0
LCP_Inputs_ON_Diverse_IEA_2023_05_05 | 2027 | CH4 Import - NY 2040 | Import | Methane | WC | Dispatch-Import | VOM | 0 | [6 empty] | 0.75992 | 0
LCP_Inputs_ON_Diverse_IEA_2023_05_05 | 2027 | CH4 Import - NY 2050 | Import | Methane | MI | Dispatch-Import | EmissionsCost | 0 | [6 empty] | 0.75992 | 0
LCP_Inputs_ON_Diverse_IEA_2023_05_05 | 2027 | CH4 Import - NY 2050 | Import | Methane | MI | Dispatch-Import | FuelCost | 0 | [6 empty] | 0.75992 | 0
LCP_Inputs_ON_Diverse_IEA_2023_05_05 | 2027 | CH4 Import - NY 2050 | Import | Methane | MI | Dispatch-Import | VOM | 0 | [6 empty] | 0.75992 | 0
LCP_Inputs_ON_Diverse_IEA_2023_05_05 | 2027 | CH4 Import - NY 2050 | Import | Methane | NY | Dispatch-Import | EmissionsCost | 0 | [6 empty] | 0.75992 | 0
LCP_Inputs_ON_Diverse_IEA_2023_05_05 | 2027 | CH4 Import - NY 2050 | Import | Methane | NY | Dispatch-Import | FuelCost | 0 | [6 empty] | 0.75992 | 0
LCP_Inputs_ON_Diverse_IEA_2023_05_05 | 2027 | CH4 Import - NY 2050 | Import | Methane | NY | Dispatch-Import | VOM | 0 | [6 empty] | 0.75992 | 0
LCP_Inputs_ON_Diverse_IEA_2023_05_05 | 2027 | CH4 Import - NY 2050 | Import | Methane | ON | Dispatch-Import | EmissionsCost | 0 | [6 empty] | 0.75992 | 0
LCP_Inputs_ON_Diverse_IEA_2023_05_05 | 2027 | CH4 Import - NY 2050 | Import | Methane | ON | Dispatch-Import | FuelCost | 0 | [6 empty] | 0.75992 | 0
LCP_Inputs_ON_Diverse_IEA_2023_05_05 | 2027 | CH4 Import - NY 2050 | Import | Methane | ON | Dispatch-Import | VOM | 0 | [6 empty] | 0.75992 | 0
LCP_Inputs_ON_Diverse_IEA_2023_05_05 | 2027 | CH4 Import - NY 2050 | Import | Methane | PJ | Dispatch-Import | EmissionsCost | 0 | [6 empty] | 0.75992 | 0
LCP_Inputs_ON_Diverse_IEA_2023_05_05 | 2027 | CH4 Import - NY 2050 | Import | Methane | PJ | Dispatch-Import | FuelCost | 0 | [6 empty] | 0.75992 | 0
LCP_Inputs_ON_Diverse_IEA_2023_05_05 | 2027 | CH4 Import - NY 2050 | Import | Methane | PJ | Dispatch-Import | VOM | 0 | [6 empty] | 0.75992 | 0
LCP_Inputs_ON_Diverse_IEA_2023_05_05 | 2027 | CH4 Import - NY 2050 | Import | Methane | QC | Dispatch-Import | EmissionsCost | 0 | [6 empty] | 0.75992 | 0
LCP_Inputs_ON_Diverse_IEA_2023_05_05 | 2027 | CH4 Import - NY 2050 | Import | Methane | QC | Dispatch-Import | FuelCost | 0 | [6 empty] | 0.75992 | 0
LCP_Inputs_ON_Diverse_IEA_2023_05_05 | 2027 | CH4 Import - NY 2050 | Import | Methane | QC | Dispatch-Import | VOM | 0 | [6 empty] | 0.75992 | 0
LCP_Inputs_ON_Diverse_IEA_2023_05_05 | 2027 | CH4 Import - NY 2050 | Import | Methane | WC | Dispatch-Import | EmissionsCost | 0 | [6 empty] | 0.75992 | 0
LCP_Inputs_ON_Diverse_IEA_2023_05_05 | 2027 | CH4 Import - NY 2050 | Import | Methane | WC | Dispatch-Import | FuelCost | 0 | [6 empty] | 0.75992 | 0
LCP_Inputs_ON_Diverse_IEA_2023_05_05 | 2027 | CH4 Import - NY 2050 | Import | Methane | WC | Dispatch-Import | VOM | 0 | [6 empty] | 0.75992 | 0
LCP_Inputs_ON_Diverse_IEA_2023_05_05 | 2027 | CH4 Import - WC 2020 | Import | Methane | MI | Dispatch-Import | EmissionsCost | 0 | [6 empty] | 0.75992 | 0
LCP_Inputs_ON_Diverse_IEA_2023_05_05 | 2027 | CH4 Import - WC 2020 | Import | Methane | MI | Dispatch-Import | FuelCost | 0 | [6 empty] | 0.75992 | 0
LCP_Inputs_ON_Diverse_IEA_2023_05_05 | 2027 | CH4 Import - WC 2020 | Import | Methane | MI | Dispatch-Import | VOM | 0 | [6 empty] | 0.75992 | 0
LCP_Inputs_ON_Diverse_IEA_2023_05_05 | 2027 | CH4 Import - WC 2020 | Import | Methane | NY | Dispatch-Import | EmissionsCost | 0 | [6 empty] | 0.75992 | 0
LCP_Inputs_ON_Diverse_IEA_2023_05_05 | 2027 | CH4 Import - WC 2020 | Import | Methane | NY | Dispatch-Import | FuelCost | 0 | [6 empty] | 0.75992 | 0
LCP_Inputs_ON_Diverse_IEA_2023_05_05 | 2027 | CH4 Import - WC 2020 | Import | Methane | NY | Dispatch-Import | VOM | 0 | [6 empty] | 0.75992 | 0
LCP_Inputs_ON_Diverse_IEA_2023_05_05 | 2027 | CH4 Import - WC 2020 | Import | Methane | ON | Dispatch-Import | EmissionsCost | 0 | [6 empty] | 0.75992 | 0
LCP_Inputs_ON_Diverse_IEA_2023_05_05 | 2027 | CH4 Import - WC 2020 | Import | Methane | ON | Dispatch-Import | FuelCost | 0 | [6 empty] | 0.75992 | 0
LCP_Inputs_ON_Diverse_IEA_2023_05_05 | 2027 | CH4 Import - WC 2020 | Import | Methane | ON | Dispatch-Import | VOM | 0 | [6 empty] | 0.75992 | 0
LCP_Inputs_ON_Diverse_IEA_2023_05_05 | 2027 | CH4 Import - WC 2020 | Import | Methane | PJ | Dispatch-Import | EmissionsCost | 0 | [6 empty] | 0.75992 | 0
LCP_Inputs_ON_Diverse_IEA_2023_05_05 | 2027 | CH4 Import - WC 2020 | Import | Methane | PJ | Dispatch-Import | FuelCost | 0 | [6 empty] | 0.75992 | 0
LCP_Inputs_ON_Diverse_IEA_2023_05_05 | 2027 | CH4 Import - WC 2020 | Import | Methane | PJ | Dispatch-Import | VOM | 0 | [6 empty] | 0.75992 | 0
LCP_Inputs_ON_Diverse_IEA_2023_05_05 | 2027 | CH4 Import - WC 2020 | Import | Methane | QC | Dispatch-Import | EmissionsCost | 0 | [6 empty] | 0.75992 | 0
LCP_Inputs_ON_Diverse_IEA_2023_05_05 | 2027 | CH4 Import - WC 2020 | Import | Methane | QC | Dispatch-Import | FuelCost | 0 | [6 empty] | 0.75992 | 0
LCP_Inputs_ON_Diverse_IEA_2023_05_05 | 2027 | CH4 Import - WC 2020 | Import | Methane | QC | Dispatch-Import | VOM | 0 | [6 empty] | 0.75992 | 0
LCP_Inputs_ON_Diverse_IEA_2023_05_05 | 2027 | CH4 Import - WC 2020 | Import | Methane | WC | Dispatch-Import | EmissionsCost | 1306945425.5377 | [6 empty] | 0.75992 | 993171109.7491
LCP_Inputs_ON_Diverse_IEA_2023_05_05 | 2027 | CH4 Import - WC 2020 | Import | Methane | WC | Dispatch-Import | FuelCost | 1887630786.0789 | [6 empty] | 0.75992 | 1434444259.09
LCP_Inputs_ON_Diverse_IEA_2023_05_05 | 2027 | CH4 Import - WC 2020 | Import | Methane | WC | Dispatch-Import | VOM | 0 | [6 empty] | 0.75992 | 0
LCP_Inputs_ON_Diverse_IEA_2023_05_05 | 2027 | CH4 Import - WC 2030 | Import | Methane | MI | Dispatch-Import | EmissionsCost | 0 | [6 empty] | 0.75992 | 0
LCP_Inputs_ON_Diverse_IEA_2023_05_05 | 2027 | CH4 Import - WC 2030 | Import | Methane | MI | Dispatch-Import | FuelCost | 0 | [6 empty] | 0.75992 | 0
LCP_Inputs_ON_Diverse_IEA_2023_05_05 | 2027 | CH4 Import - WC 2030 | Import | Methane | MI | Dispatch-Import | VOM | 0 | [6 empty] | 0.75992 | 0
LCP_Inputs_ON_Diverse_IEA_2023_05_05 | 2027 | CH4 Import - WC 2030 | Import | Methane | NY | Dispatch-Import | EmissionsCost | 0 | [6 empty] | 0.75992 | 0
LCP_Inputs_ON_Diverse_IEA_2023_05_05 | 2027 | CH4 Import - WC 2030 | Import | Methane | NY | Dispatch-Import | FuelCost | 0 | [6 empty] | 0.75992 | 0
LCP_Inputs_ON_Diverse_IEA_2023_05_05 | 2027 | CH4 Import - WC 2030 | Import | Methane | NY | Dispatch-Import | VOM | 0 | [6 empty] | 0.75992 | 0
LCP_Inputs_ON_Diverse_IEA_2023_05_05 | 2027 | CH4 Import - WC 2030 | Import | Methane | ON | Dispatch-Import | EmissionsCost | 0 | [6 empty] | 0.75992 | 0
LCP_Inputs_ON_Diverse_IEA_2023_05_05 | 2027 | CH4 Import - WC 2030 | Import | Methane | ON | Dispatch-Import | FuelCost | 0 | [6 empty] | 0.75992 | 0
LCP_Inputs_ON_Diverse_IEA_2023_05_05 | 2027 | CH4 Import - WC 2030 | Import | Methane | ON | Dispatch-Import | VOM | 0 | [6 empty] | 0.75992 | 0
LCP_Inputs_ON_Diverse_IEA_2023_05_05 | 2027 | CH4 Import - WC 2030 | Import | Methane | PJ | Dispatch-Import | EmissionsCost | 0 | [6 empty] | 0.75992 | 0
LCP_Inputs_ON_Diverse_IEA_2023_05_05 | 2027 | CH4 Import - WC 2030 | Import | Methane | PJ | Dispatch-Import | FuelCost | 0 | [6 empty] | 0.75992 | 0
LCP_Inputs_ON_Diverse_IEA_2023_05_05 | 2027 | CH4 Import - WC 2030 | Import | Methane | PJ | Dispatch-Import | VOM | 0 | [6 empty] | 0.75992 | 0
LCP_Inputs_ON_Diverse_IEA_2023_05_05 | 2027 | CH4 Import - WC 2030 | Import | Methane | QC | Dispatch-Import | EmissionsCost | 0 | [6 empty] | 0.75992 | 0
LCP_Inputs_ON_Diverse_IEA_2023_05_05 | 2027 | CH4 Import - WC 2030 | Import | Methane | QC | Dispatch-Import | FuelCost | 0 | [6 empty] | 0.75992 | 0
LCP_Inputs_ON_Diverse_IEA_2023_05_05 | 2027 | CH4 Import - WC 2030 | Import | Methane | QC | Dispatch-Import | VOM | 0 | [6 empty] | 0.75992 | 0
LCP_Inputs_ON_Diverse_IEA_2023_05_05 | 2027 | CH4 Import - WC 2030 | Import | Methane | WC | Dispatch-Import | EmissionsCost | 0 | [6 empty] | 0.75992 | 0
LCP_Inputs_ON_Diverse_IEA_2023_05_05 | 2027 | CH4 Import - WC 2030 | Import | Methane | WC | Dispatch-Import | FuelCost | 0 | [6 empty] | 0.75992 | 0
LCP_Inputs_ON_Diverse_IEA_2023_05_05 | 2027 | CH4 Import - WC 2030 | Import | Methane | WC | Dispatch-Import | VOM | 0 | [6 empty] | 0.75992 | 0
LCP_Inputs_ON_Diverse_IEA_2023_05_05 | 2027 | CH4 Import - WC 2040 | Import | Methane | MI | Dispatch-Import | EmissionsCost | 0 | [6 empty] | 0.75992 | 0
LCP_Inputs_ON_Diverse_IEA_2023_05_05 | 2027 | CH4 Import - WC 2040 | Import | Methane | MI | Dispatch-Import | FuelCost | 0 | [6 empty] | 0.75992 | 0
LCP_Inputs_ON_Diverse_IEA_2023_05_05 | 2027 | CH4 Import - WC 2040 | Import | Methane | MI | Dispatch-Import | VOM | 0 | [6 empty] | 0.75992 | 0
LCP_Inputs_ON_Diverse_IEA_2023_05_05 | 2027 | CH4 Import - WC 2040 | Import | Methane | NY | Dispatch-Import | EmissionsCost | 0 | [6 empty] | 0.75992 | 0
LCP_Inputs_ON_Diverse_IEA_2023_05_05 | 2027 | CH4 Import - WC 2040 | Import | Methane | NY | Dispatch-Import | FuelCost | 0 | [6 empty] | 0.75992 | 0
LCP_Inputs_ON_Diverse_IEA_2023_05_05 | 2027 | CH4 Import - WC 2040 | Import | Methane | NY | Dispatch-Import | VOM | 0 | [6 empty] | 0.75992 | 0
LCP_Inputs_ON_Diverse_IEA_2023_05_05 | 2027 | CH4 Import - WC 2040 | Import | Methane | ON | Dispatch-Import | EmissionsCost | 0 | [6 empty] | 0.75992 | 0
LCP_Inputs_ON_Diverse_IEA_2023_05_05 | 2027 | CH4 Import - WC 2040 | Import | Methane | ON | Dispatch-Import | FuelCost | 0 | [6 empty] | 0.75992 | 0
LCP_Inputs_ON_Diverse_IEA_2023_05_05 | 2027 | CH4 Import - WC 2040 | Import | Methane | ON | Dispatch-Import | VOM | 0 | [6 empty] | 0.75992 | 0
LCP_Inputs_ON_Diverse_IEA_2023_05_05 | 2027 | CH4 Import - WC 2040 | Import | Methane | PJ | Dispatch-Import | EmissionsCost | 0 | [6 empty] | 0.75992 | 0
LCP_Inputs_ON_Diverse_IEA_2023_05_05 | 2027 | CH4 Import - WC 2040 | Import | Methane | PJ | Dispatch-Import | FuelCost | 0 | [6 empty] | 0.75992 | 0
LCP_Inputs_ON_Diverse_IEA_2023_05_05 | 2027 | CH4 Import - WC 2040 | Import | Methane | PJ | Dispatch-Import | VOM | 0 | [6 empty] | 0.75992 | 0
LCP_Inputs_ON_Diverse_IEA_2023_05_05 | 2027 | CH4 Import - WC 2040 | Import | Methane | QC | Dispatch-Import | EmissionsCost | 0 | [6 empty] | 0.75992 | 0
LCP_Inputs_ON_Diverse_IEA_2023_05_05 | 2027 | CH4 Import - WC 2040 | Import | Methane | QC | Dispatch-Import | FuelCost | 0 | [6 empty] | 0.75992 | 0
LCP_Inputs_ON_Diverse_IEA_2023_05_05 | 2027 | CH4 Import - WC 2040 | Import | Methane | QC | Dispatch-Import | VOM | 0 | [6 empty] | 0.75992 | 0
LCP_Inputs_ON_Diverse_IEA_2023_05_05 | 2027 | CH4 Import - WC 2040 | Import | Methane | WC | Dispatch-Import | EmissionsCost | 0 | [6 empty] | 0.75992 | 0
LCP_Inputs_ON_Diverse_IEA_2023_05_05 | 2027 | CH4 Import - WC 2040 | Import | Methane | WC | Dispatch-Import | FuelCost | 0 | [6 empty] | 0.75992 | 0
LCP_Inputs_ON_Diverse_IEA_2023_05_05 | 2027 | CH4 Import - WC 2040 | Import | Methane | WC | Dispatch-Import | VOM | 0 | [6 empty] | 0.75992 | 0
LCP_Inputs_ON_Diverse_IEA_2023_05_05 | 2027 | CH4 Import - WC 2050 | Import | Methane | MI | Dispatch-Import | EmissionsCost | 0 | [6 empty] | 0.75992 | 0
LCP_Inputs_ON_Diverse_IEA_2023_05_05 | 2027 | CH4 Import - WC 2050 | Import | Methane | MI | Dispatch-Import | FuelCost | 0 | [6 empty] | 0.75992 | 0
LCP_Inputs_ON_Diverse_IEA_2023_05_05 | 2027 | CH4 Import - WC 2050 | Import | Methane | MI | Dispatch-Import | VOM | 0 | [6 empty] | 0.75992 | 0
LCP_Inputs_ON_Diverse_IEA_2023_05_05 | 2027 | CH4 Import - WC 2050 | Import | Methane | NY | Dispatch-Import | EmissionsCost | 0 | [6 empty] | 0.75992 | 0
LCP_Inputs_ON_Diverse_IEA_2023_05_05 | 2027 | CH4 Import - WC 2050 | Import | Methane | NY | Dispatch-Import | FuelCost | 0 | [6 empty] | 0.75992 | 0
LCP_Inputs_ON_Diverse_IEA_2023_05_05 | 2027 | CH4 Import - WC 2050 | Import | Methane | NY | Dispatch-Import | VOM | 0 | [6 empty] | 0.75992 | 0
LCP_Inputs_ON_Diverse_IEA_2023_05_05 | 2027 | CH4 Import - WC 2050 | Import | Methane | ON | Dispatch-Import | EmissionsCost | 0 | [6 empty] | 0.75992 | 0
LCP_Inputs_ON_Diverse_IEA_2023_05_05 | 2027 | CH4 Import - WC 2050 | Import | Methane | ON | Dispatch-Import | FuelCost | 0 | [6 empty] | 0.75992 | 0
LCP_Inputs_ON_Diverse_IEA_2023_05_05 | 2027 | CH4 Import - WC 2050 | Import | Methane | ON | Dispatch-Import | VOM | 0 | [6 empty] | 0.75992 | 0
LCP_Inputs_ON_Diverse_IEA_2023_05_05 | 2027 | CH4 Import - WC 2050 | Import | Methane | PJ | Dispatch-Import | EmissionsCost | 0 | [6 empty] | 0.75992 | 0
LCP_Inputs_ON_Diverse_IEA_2023_05_05 | 2027 | CH4 Import - WC 2050 | Import | Methane | PJ | Dispatch-Import | FuelCost | 0 | [6 empty] | 0.75992 | 0
LCP_Inputs_ON_Diverse_IEA_2023_05_05 | 2027 | CH4 Import - WC 2050 | Import | Methane | PJ | Dispatch-Import | VOM | 0 | [6 empty] | 0.75992 | 0
LCP_Inputs_ON_Diverse_IEA_2023_05_05 | 2027 | CH4 Import - WC 2050 | Import | Methane | QC | Dispatch-Import | EmissionsCost | 0 | [6 empty] | 0.75992 | 0
LCP_Inputs_ON_Diverse_IEA_2023_05_05 | 2027 | CH4 Import - WC 2050 | Import | Methane | QC | Dispatch-Import | FuelCost | 0 | [6 empty] | 0.75992 | 0
LCP_Inputs_ON_Diverse_IEA_2023_05_05 | 2027 | CH4 Import - WC 2050 | Import | Methane | QC | Dispatch-Import | VOM | 0 | [6 empty] | 0.75992 | 0
LCP_Inputs_ON_Diverse_IEA_2023_05_05 | 2027 | CH4 Import - WC 2050 | Import | Methane | WC | Dispatch-Import | EmissionsCost | 0 | [6 empty] | 0.75992 | 0
LCP_Inputs_ON_Diverse_IEA_2023_05_05 | 2027 | CH4 Import - WC 2050 | Import | Methane | WC | Dispatch-Import | FuelCost | 0 | [6 empty] | 0.75992 | 0
LCP_Inputs_ON_Diverse_IEA_2023_05_05 | 2027 | CH4 Import - WC 2050 | Import | Methane | WC | Dispatch-Import | VOM | 0 | [6 empty] | 0.75992 | 0
LCP_Inputs_ON_Diverse_IEA_2023_05_05 | 2027 | CH4 Salt Cavern Storage - ON | Storage | Methane | MI | Dispatch-Storage | EmissionsCost | 0 | [6 empty] | 0.75992 | 0
LCP_Inputs_ON_Diverse_IEA_2023_05_05 | 2027 | CH4 Salt Cavern Storage - ON | Storage | Methane | MI | Dispatch-Storage | FuelCost | 0 | [6 empty] | 0.75992 | 0
LCP_Inputs_ON_Diverse_IEA_2023_05_05 | 2027 | CH4 Salt Cavern Storage - ON | Storage | Methane | MI | Dispatch-Storage | VOM | 0 | [6 empty] | 0.75992 | 0
LCP_Inputs_ON_Diverse_IEA_2023_05_05 | 2027 | CH4 Salt Cavern Storage - ON | Storage | Methane | NY | Dispatch-Storage | EmissionsCost | 0 | [6 empty] | 0.75992 | 0
LCP_Inputs_ON_Diverse_IEA_2023_05_05 | 2027 | CH4 Salt Cavern Storage - ON | Storage | Methane | NY | Dispatch-Storage | FuelCost | 0 | [6 empty] | 0.75992 | 0
LCP_Inputs_ON_Diverse_IEA_2023_05_05 | 2027 | CH4 Salt Cavern Storage - ON | Storage | Methane | NY | Dispatch-Storage | VOM | 0 | [6 empty] | 0.75992 | 0
LCP_Inputs_ON_Diverse_IEA_2023_05_05 | 2027 | CH4 Salt Cavern Storage - ON | Storage | Methane | ON | Dispatch-Storage | EmissionsCost | 0 | [6 empty] | 0.75992 | 0
LCP_Inputs_ON_Diverse_IEA_2023_05_05 | 2027 | CH4 Salt Cavern Storage - ON | Storage | Methane | ON | Dispatch-Storage | FuelCost | 0 | [6 empty] | 0.75992 | 0
LCP_Inputs_ON_Diverse_IEA_2023_05_05 | 2027 | CH4 Salt Cavern Storage - ON | Storage | Methane | ON | Dispatch-Storage | VOM | 691417.795 | [6 empty] | 0.75992 | 525420.6988
LCP_Inputs_ON_Diverse_IEA_2023_05_05 | 2027 | CH4 Salt Cavern Storage - ON | Storage | Methane | PJ | Dispatch-Storage | EmissionsCost | 0 | [6 empty] | 0.75992 | 0
LCP_Inputs_ON_Diverse_IEA_2023_05_05 | 2027 | CH4 Salt Cavern Storage - ON | Storage | Methane | PJ | Dispatch-Storage | FuelCost | 0 | [6 empty] | 0.75992 | 0
LCP_Inputs_ON_Diverse_IEA_2023_05_05 | 2027 | CH4 Salt Cavern Storage - ON | Storage | Methane | PJ | Dispatch-Storage | VOM | 0 | [6 empty] | 0.75992 | 0
LCP_Inputs_ON_Diverse_IEA_2023_05_05 | 2027 | CH4 Salt Cavern Storage - ON | Storage | Methane | QC | Dispatch-Storage | EmissionsCost | 0 | [6 empty] | 0.75992 | 0
LCP_Inputs_ON_Diverse_IEA_2023_05_05 | 2027 | CH4 Salt Cavern Storage - ON | Storage | Methane | QC | Dispatch-Storage | FuelCost | 0 | [6 empty] | 0.75992 | 0
LCP_Inputs_ON_Diverse_IEA_2023_05_05 | 2027 | CH4 Salt Cavern Storage - ON | Storage | Methane | QC | Dispatch-Storage | VOM | 0 | [6 empty] | 0.75992 | 0
LCP_Inputs_ON_Diverse_IEA_2023_05_05 | 2027 | CH4 Salt Cavern Storage - ON | Storage | Methane | WC | Dispatch-Storage | EmissionsCost | 0 | [6 empty] | 0.75992 | 0
LCP_Inputs_ON_Diverse_IEA_2023_05_05 | 2027 | CH4 Salt Cavern Storage - ON | Storage | Methane | WC | Dispatch-Storage | FuelCost | 0 | [6 empty] | 0.75992 | 0
LCP_Inputs_ON_Diverse_IEA_2023_05_05 | 2027 | CH4 Salt Cavern Storage - ON | Storage | Methane | WC | Dispatch-Storage | VOM | 0 | [6 empty] | 0.75992 | 0
LCP_Inputs_ON_Diverse_IEA_2023_05_05 | 2027 | Electrolyser 2020/2030 | Crossload | Hydrogen | MI | Dispatch-Crossload | EmissionsCost | 0 | [6 empty] | 0.75992 | 0
LCP_Inputs_ON_Diverse_IEA_2023_05_05 | 2027 | Electrolyser 2020/2030 | Crossload | Hydrogen | MI | Dispatch-Crossload | FuelCost | 0 | [6 empty] | 0.75992 | 0
LCP_Inputs_ON_Diverse_IEA_2023_05_05 | 2027 | Electrolyser 2020/2030 | Crossload | Hydrogen | MI | Dispatch-Crossload | VOM | 0 | [6 empty] | 0.75992 | 0
LCP_Inputs_ON_Diverse_IEA_2023_05_05 | 2027 | Electrolyser 2020/2030 | Crossload | Hydrogen | NY | Dispatch-Crossload | EmissionsCost | 0 | [6 empty] | 0.75992 | 0
LCP_Inputs_ON_Diverse_IEA_2023_05_05 | 2027 | Electrolyser 2020/2030 | Crossload | Hydrogen | NY | Dispatch-Crossload | FuelCost | 0 | [6 empty] | 0.75992 | 0
LCP_Inputs_ON_Diverse_IEA_2023_05_05 | 2027 | Electrolyser 2020/2030 | Crossload | Hydrogen | NY | Dispatch-Crossload | VOM | 0 | [6 empty] | 0.75992 | 0
LCP_Inputs_ON_Diverse_IEA_2023_05_05 | 2027 | Electrolyser 2020/2030 | Crossload | Hydrogen | ON | Dispatch-Crossload | EmissionsCost | 0 | [6 empty] | 0.75992 | 0
LCP_Inputs_ON_Diverse_IEA_2023_05_05 | 2027 | Electrolyser 2020/2030 | Crossload | Hydrogen | ON | Dispatch-Crossload | FuelCost | 0 | [6 empty] | 0.75992 | 0
LCP_Inputs_ON_Diverse_IEA_2023_05_05 | 2027 | Electrolyser 2020/2030 | Crossload | Hydrogen | ON | Dispatch-Crossload | VOM | 0 | [6 empty] | 0.75992 | 0
LCP_Inputs_ON_Diverse_IEA_2023_05_05 | 2027 | Electrolyser 2020/2030 | Crossload | Hydrogen | PJ | Dispatch-Crossload | EmissionsCost | 0 | [6 empty] | 0.75992 | 0
LCP_Inputs_ON_Diverse_IEA_2023_05_05 | 2027 | Electrolyser 2020/2030 | Crossload | Hydrogen | PJ | Dispatch-Crossload | FuelCost | 0 | [6 empty] | 0.75992 | 0
LCP_Inputs_ON_Diverse_IEA_2023_05_05 | 2027 | Electrolyser 2020/2030 | Crossload | Hydrogen | PJ | Dispatch-Crossload | VOM | 0 | [6 empty] | 0.75992 | 0
LCP_Inputs_ON_Diverse_IEA_2023_05_05 | 2027 | Electrolyser 2020/2030 | Crossload | Hydrogen | QC | Dispatch-Crossload | EmissionsCost | 0 | [6 empty] | 0.75992 | 0
LCP_Inputs_ON_Diverse_IEA_2023_05_05 | 2027 | Electrolyser 2020/2030 | Crossload | Hydrogen | QC | Dispatch-Crossload | FuelCost | 0 | [6 empty] | 0.75992 | 0
LCP_Inputs_ON_Diverse_IEA_2023_05_05 | 2027 | Electrolyser 2020/2030 | Crossload | Hydrogen | QC | Dispatch-Crossload | VOM | 0 | [6 empty] | 0.75992 | 0
LCP_Inputs_ON_Diverse_IEA_2023_05_05 | 2027 | Electrolyser 2020/2030 | Crossload | Hydrogen | WC | Dispatch-Crossload | EmissionsCost | 0 | [6 empty] | 0.75992 | 0
LCP_Inputs_ON_Diverse_IEA_2023_05_05 | 2027 | Electrolyser 2020/2030 | Crossload | Hydrogen | WC | Dispatch-Crossload | FuelCost | 0 | [6 empty] | 0.75992 | 0
LCP_Inputs_ON_Diverse_IEA_2023_05_05 | 2027 | Electrolyser 2020/2030 | Crossload | Hydrogen | WC | Dispatch-Crossload | VOM | 0 | [6 empty] | 0.75992 | 0
LCP_Inputs_ON_Diverse_IEA_2023_05_05 | 2027 | Electrolyser 2040 | Crossload | Hydrogen | MI | Dispatch-Crossload | EmissionsCost | 0 | [6 empty] | 0.75992 | 0
LCP_Inputs_ON_Diverse_IEA_2023_05_05 | 2027 | Electrolyser 2040 | Crossload | Hydrogen | MI | Dispatch-Crossload | FuelCost | 0 | [6 empty] | 0.75992 | 0
LCP_Inputs_ON_Diverse_IEA_2023_05_05 | 2027 | Electrolyser 2040 | Crossload | Hydrogen | MI | Dispatch-Crossload | VOM | 0 | [6 empty] | 0.75992 | 0
LCP_Inputs_ON_Diverse_IEA_2023_05_05 | 2027 | Electrolyser 2040 | Crossload | Hydrogen | NY | Dispatch-Crossload | EmissionsCost | 0 | [6 empty] | 0.75992 | 0
LCP_Inputs_ON_Diverse_IEA_2023_05_05 | 2027 | Electrolyser 2040 | Crossload | Hydrogen | NY | Dispatch-Crossload | FuelCost | 0 | [6 empty] | 0.75992 | 0
LCP_Inputs_ON_Diverse_IEA_2023_05_05 | 2027 | Electrolyser 2040 | Crossload | Hydrogen | NY | Dispatch-Crossload | VOM | 0 | [6 empty] | 0.75992 | 0
LCP_Inputs_ON_Diverse_IEA_2023_05_05 | 2027 | Electrolyser 2040 | Crossload | Hydrogen | ON | Dispatch-Crossload | EmissionsCost | 0 | [6 empty] | 0.75992 | 0
LCP_Inputs_ON_Diverse_IEA_2023_05_05 | 2027 | Electrolyser 2040 | Crossload | Hydrogen | ON | Dispatch-Crossload | FuelCost | 0 | [6 empty] | 0.75992 | 0
LCP_Inputs_ON_Diverse_IEA_2023_05_05 | 2027 | Electrolyser 2040 | Crossload | Hydrogen | ON | Dispatch-Crossload | VOM | 0 | [6 empty] | 0.75992 | 0
LCP_Inputs_ON_Diverse_IEA_2023_05_05 | 2027 | Electrolyser 2040 | Crossload | Hydrogen | PJ | Dispatch-Crossload | EmissionsCost | 0 | [6 empty] | 0.75992 | 0
LCP_Inputs_ON_Diverse_IEA_2023_05_05 | 2027 | Electrolyser 2040 | Crossload | Hydrogen | PJ | Dispatch-Crossload | FuelCost | 0 | [6 empty] | 0.75992 | 0
LCP_Inputs_ON_Diverse_IEA_2023_05_05 | 2027 | Electrolyser 2040 | Crossload | Hydrogen | PJ | Dispatch-Crossload | VOM | 0 | [6 empty] | 0.75992 | 0
LCP_Inputs_ON_Diverse_IEA_2023_05_05 | 2027 | Electrolyser 2040 | Crossload | Hydrogen | QC | Dispatch-Crossload | EmissionsCost | 0 | [6 empty] | 0.75992 | 0
LCP_Inputs_ON_Diverse_IEA_2023_05_05 | 2027 | Electrolyser 2040 | Crossload | Hydrogen | QC | Dispatch-Crossload | FuelCost | 0 | [6 empty] | 0.75992 | 0
LCP_Inputs_ON_Diverse_IEA_2023_05_05 | 2027 | Electrolyser 2040 | Crossload | Hydrogen | QC | Dispatch-Crossload | VOM | 0 | [6 empty] | 0.75992 | 0
LCP_Inputs_ON_Diverse_IEA_2023_05_05 | 2027 | Electrolyser 2040 | Crossload | Hydrogen | WC | Dispatch-Crossload | EmissionsCost | 0 | [6 empty] | 0.75992 | 0
LCP_Inputs_ON_Diverse_IEA_2023_05_05 | 2027 | Electrolyser 2040 | Crossload | Hydrogen | WC | Dispatch-Crossload | FuelCost | 0 | [6 empty] | 0.75992 | 0
LCP_Inputs_ON_Diverse_IEA_2023_05_05 | 2027 | Electrolyser 2040 | Crossload | Hydrogen | WC | Dispatch-Crossload | VOM | 0 | [6 empty] | 0.75992 | 0
LCP_Inputs_ON_Diverse_IEA_2023_05_05 | 2027 | Electrolyser 2050 | Crossload | Hydrogen | MI | Dispatch-Crossload | EmissionsCost | 0 | [6 empty] | 0.75992 | 0
LCP_Inputs_ON_Diverse_IEA_2023_05_05 | 2027 | Electrolyser 2050 | Crossload | Hydrogen | MI | Dispatch-Crossload | FuelCost | 0 | [6 empty] | 0.75992 | 0
LCP_Inputs_ON_Diverse_IEA_2023_05_05 | 2027 | Electrolyser 2050 | Crossload | Hydrogen | MI | Dispatch-Crossload | VOM | 0 | [6 empty] | 0.75992 | 0
LCP_Inputs_ON_Diverse_IEA_2023_05_05 | 2027 | Electrolyser 2050 | Crossload | Hydrogen | NY | Dispatch-Crossload | EmissionsCost | 0 | [6 empty] | 0.75992 | 0
LCP_Inputs_ON_Diverse_IEA_2023_05_05 | 2027 | Electrolyser 2050 | Crossload | Hydrogen | NY | Dispatch-Crossload | FuelCost | 0 | [6 empty] | 0.75992 | 0
LCP_Inputs_ON_Diverse_IEA_2023_05_05 | 2027 | Electrolyser 2050 | Crossload | Hydrogen | NY | Dispatch-Crossload | VOM | 0 | [6 empty] | 0.75992 | 0
LCP_Inputs_ON_Diverse_IEA_2023_05_05 | 2027 | Electrolyser 2050 | Crossload | Hydrogen | ON | Dispatch-Crossload | EmissionsCost | 0 | [6 empty] | 0.75992 | 0
LCP_Inputs_ON_Diverse_IEA_2023_05_05 | 2027 | Electrolyser 2050 | Crossload | Hydrogen | ON | Dispatch-Crossload | FuelCost | 0 | [6 empty] | 0.75992 | 0
LCP_Inputs_ON_Diverse_IEA_2023_05_05 | 2027 | Electrolyser 2050 | Crossload | Hydrogen | ON | Dispatch-Crossload | VOM | 0 | [6 empty] | 0.75992 | 0
LCP_Inputs_ON_Diverse_IEA_2023_05_05 | 2027 | Electrolyser 2050 | Crossload | Hydrogen | PJ | Dispatch-Crossload | EmissionsCost | 0 | [6 empty] | 0.75992 | 0
LCP_Inputs_ON_Diverse_IEA_2023_05_05 | 2027 | Electrolyser 2050 | Crossload | Hydrogen | PJ | Dispatch-Crossload | FuelCost | 0 | [6 empty] | 0.75992 | 0
LCP_Inputs_ON_Diverse_IEA_2023_05_05 | 2027 | Electrolyser 2050 | Crossload | Hydrogen | PJ | Dispatch-Crossload | VOM | 0 | [6 empty] | 0.75992 | 0
LCP_Inputs_ON_Diverse_IEA_2023_05_05 | 2027 | Electrolyser 2050 | Crossload | Hydrogen | QC | Dispatch-Crossload | EmissionsCost | 0 | [6 empty] | 0.75992 | 0
LCP_Inputs_ON_Diverse_IEA_2023_05_05 | 2027 | Electrolyser 2050 | Crossload | Hydrogen | QC | Dispatch-Crossload | FuelCost | 0 | [6 empty] | 0.75992 | 0
LCP_Inputs_ON_Diverse_IEA_2023_05_05 | 2027 | Electrolyser 2050 | Crossload | Hydrogen | QC | Dispatch-Crossload | VOM | 0 | [6 empty] | 0.75992 | 0
LCP_Inputs_ON_Diverse_IEA_2023_05_05 | 2027 | Electrolyser 2050 | Crossload | Hydrogen | WC | Dispatch-Crossload | EmissionsCost | 0 | [6 empty] | 0.75992 | 0
LCP_Inputs_ON_Diverse_IEA_2023_05_05 | 2027 | Electrolyser 2050 | Crossload | Hydrogen | WC | Dispatch-Crossload | FuelCost | 0 | [6 empty] | 0.75992 | 0
LCP_Inputs_ON_Diverse_IEA_2023_05_05 | 2027 | Electrolyser 2050 | Crossload | Hydrogen | WC | Dispatch-Crossload | VOM | 0 | [6 empty] | 0.75992 | 0
LCP_Inputs_ON_Diverse_IEA_2023_05_05 | 2027 | Fossil Fuel Thermal (Coal, Peat, Oil) | Generation | Electricity | MI | Dispatch-Generation | EmissionsCost | 0 | [6 empty] | 0.75992 | 0
LCP_Inputs_ON_Diverse_IEA_2023_05_05 | 2027 | Fossil Fuel Thermal (Coal, Peat, Oil) | Generation | Electricity | MI | Dispatch-Generation | FuelCost | 0 | [6 empty] | 0.75992 | 0
LCP_Inputs_ON_Diverse_IEA_2023_05_05 | 2027 | Fossil Fuel Thermal (Coal, Peat, Oil) | Generation | Electricity | MI | Dispatch-Generation | VOM | 0 | [6 empty] | 0.75992 | 0
LCP_Inputs_ON_Diverse_IEA_2023_05_05 | 2027 | Fossil Fuel Thermal (Coal, Peat, Oil) | Generation | Electricity | NY | Dispatch-Generation | EmissionsCost | 0 | [6 empty] | 0.75992 | 0
LCP_Inputs_ON_Diverse_IEA_2023_05_05 | 2027 | Fossil Fuel Thermal (Coal, Peat, Oil) | Generation | Electricity | NY | Dispatch-Generation | FuelCost | 0 | [6 empty] | 0.75992 | 0
LCP_Inputs_ON_Diverse_IEA_2023_05_05 | 2027 | Fossil Fuel Thermal (Coal, Peat, Oil) | Generation | Electricity | NY | Dispatch-Generation | VOM | 0 | [6 empty] | 0.75992 | 0
LCP_Inputs_ON_Diverse_IEA_2023_05_05 | 2027 | Fossil Fuel Thermal (Coal, Peat, Oil) | Generation | Electricity | ON | Dispatch-Generation | EmissionsCost | 0 | [6 empty] | 0.75992 | 0
LCP_Inputs_ON_Diverse_IEA_2023_05_05 | 2027 | Fossil Fuel Thermal (Coal, Peat, Oil) | Generation | Electricity | ON | Dispatch-Generation | FuelCost | 0 | [6 empty] | 0.75992 | 0
LCP_Inputs_ON_Diverse_IEA_2023_05_05 | 2027 | Fossil Fuel Thermal (Coal, Peat, Oil) | Generation | Electricity | ON | Dispatch-Generation | VOM | 0 | [6 empty] | 0.75992 | 0
LCP_Inputs_ON_Diverse_IEA_2023_05_05 | 2027 | Fossil Fuel Thermal (Coal, Peat, Oil) | Generation | Electricity | PJ | Dispatch-Generation | EmissionsCost | 0 | [6 empty] | 0.75992 | 0
LCP_Inputs_ON_Diverse_IEA_2023_05_05 | 2027 | Fossil Fuel Thermal (Coal, Peat, Oil) | Generation | Electricity | PJ | Dispatch-Generation | FuelCost | 0 | [6 empty] | 0.75992 | 0
LCP_Inputs_ON_Diverse_IEA_2023_05_05 | 2027 | Fossil Fuel Thermal (Coal, Peat, Oil) | Generation | Electricity | PJ | Dispatch-Generation | VOM | 0 | [6 empty] | 0.75992 | 0
LCP_Inputs_ON_Diverse_IEA_2023_05_05 | 2027 | Fossil Fuel Thermal (Coal, Peat, Oil) | Generation | Electricity | QC | Dispatch-Generation | EmissionsCost | 0 | [6 empty] | 0.75992 | 0
LCP_Inputs_ON_Diverse_IEA_2023_05_05 | 2027 | Fossil Fuel Thermal (Coal, Peat, Oil) | Generation | Electricity | QC | Dispatch-Generation | FuelCost | 0 | [6 empty] | 0.75992 | 0
LCP_Inputs_ON_Diverse_IEA_2023_05_05 | 2027 | Fossil Fuel Thermal (Coal, Peat, Oil) | Generation | Electricity | QC | Dispatch-Generation | VOM | 0 | [6 empty] | 0.75992 | 0
LCP_Inputs_ON_Diverse_IEA_2023_05_05 | 2027 | Fossil Fuel Thermal (Coal, Peat, Oil) | Generation | Electricity | WC | Dispatch-Generation | EmissionsCost | 0 | [6 empty] | 0.75992 | 0
LCP_Inputs_ON_Diverse_IEA_2023_05_05 | 2027 | Fossil Fuel Thermal (Coal, Peat, Oil) | Generation | Electricity | WC | Dispatch-Generation | FuelCost | 0 | [6 empty] | 0.75992 | 0
LCP_Inputs_ON_Diverse_IEA_2023_05_05 | 2027 | Fossil Fuel Thermal (Coal, Peat, Oil) | Generation | Electricity | WC | Dispatch-Generation | VOM | 0 | [6 empty] | 0.75992 | 0
LCP_Inputs_ON_Diverse_IEA_2023_05_05 | 2027 | Generic - Generator | Generation | Electricity | MI | Dispatch-Generation | EmissionsCost | 0 | [6 empty] | 0.75992 | 0
LCP_Inputs_ON_Diverse_IEA_2023_05_05 | 2027 | Generic - Generator | Generation | Electricity | MI | Dispatch-Generation | FuelCost | 3910350973.1086 | [6 empty] | 0.75992 | 2971545360.3373
LCP_Inputs_ON_Diverse_IEA_2023_05_05 | 2027 | Generic - Generator | Generation | Electricity | MI | Dispatch-Generation | VOM | 404558215.912 | [6 empty] | 0.75992 | 307430994.7488
LCP_Inputs_ON_Diverse_IEA_2023_05_05 | 2027 | Generic - Generator | Generation | Electricity | NY | Dispatch-Generation | EmissionsCost | 0 | [6 empty] | 0.75992 | 0
LCP_Inputs_ON_Diverse_IEA_2023_05_05 | 2027 | Generic - Generator | Generation | Electricity | NY | Dispatch-Generation | FuelCost | 1636940140.2623 | [6 empty] | 0.75992 | 1243939971.7308
LCP_Inputs_ON_Diverse_IEA_2023_05_05 | 2027 | Generic - Generator | Generation | Electricity | NY | Dispatch-Generation | VOM | 169355023.9489 | [6 empty] | 0.75992 | 128695899.454
LCP_Inputs_ON_Diverse_IEA_2023_05_05 | 2027 | Generic - Generator | Generation | Electricity | ON | Dispatch-Generation | EmissionsCost | 0 | [6 empty] | 0.75992 | 0
LCP_Inputs_ON_Diverse_IEA_2023_05_05 | 2027 | Generic - Generator | Generation | Electricity | ON | Dispatch-Generation | FuelCost | 0 | [6 empty] | 0.75992 | 0
LCP_Inputs_ON_Diverse_IEA_2023_05_05 | 2027 | Generic - Generator | Generation | Electricity | ON | Dispatch-Generation | VOM | 0 | [6 empty] | 0.75992 | 0
LCP_Inputs_ON_Diverse_IEA_2023_05_05 | 2027 | Generic - Generator | Generation | Electricity | PJ | Dispatch-Generation | EmissionsCost | 0 | [6 empty] | 0.75992 | 0
LCP_Inputs_ON_Diverse_IEA_2023_05_05 | 2027 | Generic - Generator | Generation | Electricity | PJ | Dispatch-Generation | FuelCost | 14422259590.9655 | [6 empty] | 0.75992 | 10959731969.799
LCP_Inputs_ON_Diverse_IEA_2023_05_05 | 2027 | Generic - Generator | Generation | Electricity | PJ | Dispatch-Generation | VOM | 1492102281.7812 | [6 empty] | 0.75992 | 1133875103.045
LCP_Inputs_ON_Diverse_IEA_2023_05_05 | 2027 | Generic - Generator | Generation | Electricity | QC | Dispatch-Generation | EmissionsCost | 0 | [6 empty] | 0.75992 | 0
LCP_Inputs_ON_Diverse_IEA_2023_05_05 | 2027 | Generic - Generator | Generation | Electricity | QC | Dispatch-Generation | FuelCost | 0 | [6 empty] | 0.75992 | 0
LCP_Inputs_ON_Diverse_IEA_2023_05_05 | 2027 | Generic - Generator | Generation | Electricity | QC | Dispatch-Generation | VOM | 0 | [6 empty] | 0.75992 | 0
LCP_Inputs_ON_Diverse_IEA_2023_05_05 | 2027 | Generic - Generator | Generation | Electricity | WC | Dispatch-Generation | EmissionsCost | 0 | [6 empty] | 0.75992 | 0
LCP_Inputs_ON_Diverse_IEA_2023_05_05 | 2027 | Generic - Generator | Generation | Electricity | WC | Dispatch-Generation | FuelCost | 1069473.0011 | [6 empty] | 0.75992 | 812711.5843
LCP_Inputs_ON_Diverse_IEA_2023_05_05 | 2027 | Generic - Generator | Generation | Electricity | WC | Dispatch-Generation | VOM | 110645.8454 | [6 empty] | 0.75992 | 84081.7489
LCP_Inputs_ON_Diverse_IEA_2023_05_05 | 2027 | H2 Import - QC | Import | Hydrogen | MI | Dispatch-Import | EmissionsCost | 0 | [6 empty] | 0.75992 | 0
LCP_Inputs_ON_Diverse_IEA_2023_05_05 | 2027 | H2 Import - QC | Import | Hydrogen | MI | Dispatch-Import | FuelCost | 0 | [6 empty] | 0.75992 | 0
LCP_Inputs_ON_Diverse_IEA_2023_05_05 | 2027 | H2 Import - QC | Import | Hydrogen | MI | Dispatch-Import | VOM | 0 | [6 empty] | 0.75992 | 0
LCP_Inputs_ON_Diverse_IEA_2023_05_05 | 2027 | H2 Import - QC | Import | Hydrogen | NY | Dispatch-Import | EmissionsCost | 0 | [6 empty] | 0.75992 | 0
LCP_Inputs_ON_Diverse_IEA_2023_05_05 | 2027 | H2 Import - QC | Import | Hydrogen | NY | Dispatch-Import | FuelCost | 0 | [6 empty] | 0.75992 | 0
LCP_Inputs_ON_Diverse_IEA_2023_05_05 | 2027 | H2 Import - QC | Import | Hydrogen | NY | Dispatch-Import | VOM | 0 | [6 empty] | 0.75992 | 0
LCP_Inputs_ON_Diverse_IEA_2023_05_05 | 2027 | H2 Import - QC | Import | Hydrogen | ON | Dispatch-Import | EmissionsCost | 0 | [6 empty] | 0.75992 | 0
LCP_Inputs_ON_Diverse_IEA_2023_05_05 | 2027 | H2 Import - QC | Import | Hydrogen | ON | Dispatch-Import | FuelCost | 0 | [6 empty] | 0.75992 | 0
LCP_Inputs_ON_Diverse_IEA_2023_05_05 | 2027 | H2 Import - QC | Import | Hydrogen | ON | Dispatch-Import | VOM | 0 | [6 empty] | 0.75992 | 0
LCP_Inputs_ON_Diverse_IEA_2023_05_05 | 2027 | H2 Import - QC | Import | Hydrogen | PJ | Dispatch-Import | EmissionsCost | 0 | [6 empty] | 0.75992 | 0
LCP_Inputs_ON_Diverse_IEA_2023_05_05 | 2027 | H2 Import - QC | Import | Hydrogen | PJ | Dispatch-Import | FuelCost | 0 | [6 empty] | 0.75992 | 0
LCP_Inputs_ON_Diverse_IEA_2023_05_05 | 2027 | H2 Import - QC | Import | Hydrogen | PJ | Dispatch-Import | VOM | 0 | [6 empty] | 0.75992 | 0
LCP_Inputs_ON_Diverse_IEA_2023_05_05 | 2027 | H2 Import - QC | Import | Hydrogen | QC | Dispatch-Import | EmissionsCost | 0 | [6 empty] | 0.75992 | 0
LCP_Inputs_ON_Diverse_IEA_2023_05_05 | 2027 | H2 Import - QC | Import | Hydrogen | QC | Dispatch-Import | FuelCost | 0 | [6 empty] | 0.75992 | 0
LCP_Inputs_ON_Diverse_IEA_2023_05_05 | 2027 | H2 Import - QC | Import | Hydrogen | QC | Dispatch-Import | VOM | 0 | [6 empty] | 0.75992 | 0
LCP_Inputs_ON_Diverse_IEA_2023_05_05 | 2027 | H2 Import - QC | Import | Hydrogen | WC | Dispatch-Import | EmissionsCost | 0 | [6 empty] | 0.75992 | 0
LCP_Inputs_ON_Diverse_IEA_2023_05_05 | 2027 | H2 Import - QC | Import | Hydrogen | WC | Dispatch-Import | FuelCost | 0 | [6 empty] | 0.75992 | 0
LCP_Inputs_ON_Diverse_IEA_2023_05_05 | 2027 | H2 Import - QC | Import | Hydrogen | WC | Dispatch-Import | VOM | 0 | [6 empty] | 0.75992 | 0
LCP_Inputs_ON_Diverse_IEA_2023_05_05 | 2027 | H2 Import - WC | Import | Hydrogen | MI | Dispatch-Import | EmissionsCost | 0 | [6 empty] | 0.75992 | 0
LCP_Inputs_ON_Diverse_IEA_2023_05_05 | 2027 | H2 Import - WC | Import | Hydrogen | MI | Dispatch-Import | FuelCost | 0 | [6 empty] | 0.75992 | 0
LCP_Inputs_ON_Diverse_IEA_2023_05_05 | 2027 | H2 Import - WC | Import | Hydrogen | MI | Dispatch-Import | VOM | 0 | [6 empty] | 0.75992 | 0
LCP_Inputs_ON_Diverse_IEA_2023_05_05 | 2027 | H2 Import - WC | Import | Hydrogen | NY | Dispatch-Import | EmissionsCost | 0 | [6 empty] | 0.75992 | 0
LCP_Inputs_ON_Diverse_IEA_2023_05_05 | 2027 | H2 Import - WC | Import | Hydrogen | NY | Dispatch-Import | FuelCost | 0 | [6 empty] | 0.75992 | 0
LCP_Inputs_ON_Diverse_IEA_2023_05_05 | 2027 | H2 Import - WC | Import | Hydrogen | NY | Dispatch-Import | VOM | 0 | [6 empty] | 0.75992 | 0
LCP_Inputs_ON_Diverse_IEA_2023_05_05 | 2027 | H2 Import - WC | Import | Hydrogen | ON | Dispatch-Import | EmissionsCost | 0 | [6 empty] | 0.75992 | 0
LCP_Inputs_ON_Diverse_IEA_2023_05_05 | 2027 | H2 Import - WC | Import | Hydrogen | ON | Dispatch-Import | FuelCost | 0 | [6 empty] | 0.75992 | 0
LCP_Inputs_ON_Diverse_IEA_2023_05_05 | 2027 | H2 Import - WC | Import | Hydrogen | ON | Dispatch-Import | VOM | 0 | [6 empty] | 0.75992 | 0
LCP_Inputs_ON_Diverse_IEA_2023_05_05 | 2027 | H2 Import - WC | Import | Hydrogen | PJ | Dispatch-Import | EmissionsCost | 0 | [6 empty] | 0.75992 | 0
LCP_Inputs_ON_Diverse_IEA_2023_05_05 | 2027 | H2 Import - WC | Import | Hydrogen | PJ | Dispatch-Import | FuelCost | 0 | [6 empty] | 0.75992 | 0
LCP_Inputs_ON_Diverse_IEA_2023_05_05 | 2027 | H2 Import - WC | Import | Hydrogen | PJ | Dispatch-Import | VOM | 0 | [6 empty] | 0.75992 | 0
LCP_Inputs_ON_Diverse_IEA_2023_05_05 | 2027 | H2 Import - WC | Import | Hydrogen | QC | Dispatch-Import | EmissionsCost | 0 | [6 empty] | 0.75992 | 0
LCP_Inputs_ON_Diverse_IEA_2023_05_05 | 2027 | H2 Import - WC | Import | Hydrogen | QC | Dispatch-Import | FuelCost | 0 | [6 empty] | 0.75992 | 0
LCP_Inputs_ON_Diverse_IEA_2023_05_05 | 2027 | H2 Import - WC | Import | Hydrogen | QC | Dispatch-Import | VOM | 0 | [6 empty] | 0.75992 | 0
LCP_Inputs_ON_Diverse_IEA_2023_05_05 | 2027 | H2 Import - WC | Import | Hydrogen | WC | Dispatch-Import | EmissionsCost | 0 | [6 empty] | 0.75992 | 0
LCP_Inputs_ON_Diverse_IEA_2023_05_05 | 2027 | H2 Import - WC | Import | Hydrogen | WC | Dispatch-Import | FuelCost | 0 | [6 empty] | 0.75992 | 0
LCP_Inputs_ON_Diverse_IEA_2023_05_05 | 2027 | H2 Import - WC | Import | Hydrogen | WC | Dispatch-Import | VOM | 0 | [6 empty] | 0.75992 | 0
LCP_Inputs_ON_Diverse_IEA_2023_05_05 | 2027 | H2 Salt Cavern Storage - ON | Storage | Hydrogen | MI | Dispatch-Storage | EmissionsCost | 0 | [6 empty] | 0.75992 | 0
LCP_Inputs_ON_Diverse_IEA_2023_05_05 | 2027 | H2 Salt Cavern Storage - ON | Storage | Hydrogen | MI | Dispatch-Storage | FuelCost | 0 | [6 empty] | 0.75992 | 0
LCP_Inputs_ON_Diverse_IEA_2023_05_05 | 2027 | H2 Salt Cavern Storage - ON | Storage | Hydrogen | MI | Dispatch-Storage | VOM | 0 | [6 empty] | 0.75992 | 0
LCP_Inputs_ON_Diverse_IEA_2023_05_05 | 2027 | H2 Salt Cavern Storage - ON | Storage | Hydrogen | NY | Dispatch-Storage | EmissionsCost | 0 | [6 empty] | 0.75992 | 0
LCP_Inputs_ON_Diverse_IEA_2023_05_05 | 2027 | H2 Salt Cavern Storage - ON | Storage | Hydrogen | NY | Dispatch-Storage | FuelCost | 0 | [6 empty] | 0.75992 | 0
LCP_Inputs_ON_Diverse_IEA_2023_05_05 | 2027 | H2 Salt Cavern Storage - ON | Storage | Hydrogen | NY | Dispatch-Storage | VOM | 0 | [6 empty] | 0.75992 | 0
LCP_Inputs_ON_Diverse_IEA_2023_05_05 | 2027 | H2 Salt Cavern Storage - ON | Storage | Hydrogen | ON | Dispatch-Storage | EmissionsCost | 0 | [6 empty] | 0.75992 | 0
LCP_Inputs_ON_Diverse_IEA_2023_05_05 | 2027 | H2 Salt Cavern Storage - ON | Storage | Hydrogen | ON | Dispatch-Storage | FuelCost | 0 | [6 empty] | 0.75992 | 0
LCP_Inputs_ON_Diverse_IEA_2023_05_05 | 2027 | H2 Salt Cavern Storage - ON | Storage | Hydrogen | ON | Dispatch-Storage | VOM | 0 | [6 empty] | 0.75992 | 0
LCP_Inputs_ON_Diverse_IEA_2023_05_05 | 2027 | H2 Salt Cavern Storage - ON | Storage | Hydrogen | PJ | Dispatch-Storage | EmissionsCost | 0 | [6 empty] | 0.75992 | 0
LCP_Inputs_ON_Diverse_IEA_2023_05_05 | 2027 | H2 Salt Cavern Storage - ON | Storage | Hydrogen | PJ | Dispatch-Storage | FuelCost | 0 | [6 empty] | 0.75992 | 0
LCP_Inputs_ON_Diverse_IEA_2023_05_05 | 2027 | H2 Salt Cavern Storage - ON | Storage | Hydrogen | PJ | Dispatch-Storage | VOM | 0 | [6 empty] | 0.75992 | 0
LCP_Inputs_ON_Diverse_IEA_2023_05_05 | 2027 | H2 Salt Cavern Storage - ON | Storage | Hydrogen | QC | Dispatch-Storage | EmissionsCost | 0 | [6 empty] | 0.75992 | 0
LCP_Inputs_ON_Diverse_IEA_2023_05_05 | 2027 | H2 Salt Cavern Storage - ON | Storage | Hydrogen | QC | Dispatch-Storage | FuelCost | 0 | [6 empty] | 0.75992 | 0
LCP_Inputs_ON_Diverse_IEA_2023_05_05 | 2027 | H2 Salt Cavern Storage - ON | Storage | Hydrogen | QC | Dispatch-Storage | VOM | 0 | [6 empty] | 0.75992 | 0
LCP_Inputs_ON_Diverse_IEA_2023_05_05 | 2027 | H2 Salt Cavern Storage - ON | Storage | Hydrogen | WC | Dispatch-Storage | EmissionsCost | 0 | [6 empty] | 0.75992 | 0
LCP_Inputs_ON_Diverse_IEA_2023_05_05 | 2027 | H2 Salt Cavern Storage - ON | Storage | Hydrogen | WC | Dispatch-Storage | FuelCost | 0 | [6 empty] | 0.75992 | 0
LCP_Inputs_ON_Diverse_IEA_2023_05_05 | 2027 | H2 Salt Cavern Storage - ON | Storage | Hydrogen | WC | Dispatch-Storage | VOM | 0 | [6 empty] | 0.75992 | 0
LCP_Inputs_ON_Diverse_IEA_2023_05_05 | 2027 | Hydro | Generation | Electricity | MI | Dispatch-Generation | EmissionsCost | 0 | [6 empty] | 0.75992 | 0
LCP_Inputs_ON_Diverse_IEA_2023_05_05 | 2027 | Hydro | Generation | Electricity | MI | Dispatch-Generation | FuelCost | 0 | [6 empty] | 0.75992 | 0
LCP_Inputs_ON_Diverse_IEA_2023_05_05 | 2027 | Hydro | Generation | Electricity | MI | Dispatch-Generation | VOM | 0 | [6 empty] | 0.75992 | 0
LCP_Inputs_ON_Diverse_IEA_2023_05_05 | 2027 | Hydro | Generation | Electricity | NY | Dispatch-Generation | EmissionsCost | 0 | [6 empty] | 0.75992 | 0
LCP_Inputs_ON_Diverse_IEA_2023_05_05 | 2027 | Hydro | Generation | Electricity | NY | Dispatch-Generation | FuelCost | 0 | [6 empty] | 0.75992 | 0
LCP_Inputs_ON_Diverse_IEA_2023_05_05 | 2027 | Hydro | Generation | Electricity | NY | Dispatch-Generation | VOM | 0 | [6 empty] | 0.75992 | 0
LCP_Inputs_ON_Diverse_IEA_2023_05_05 | 2027 | Hydro | Generation | Electricity | ON | Dispatch-Generation | EmissionsCost | 0 | [6 empty] | 0.75992 | 0
LCP_Inputs_ON_Diverse_IEA_2023_05_05 | 2027 | Hydro | Generation | Electricity | ON | Dispatch-Generation | FuelCost | 0 | [6 empty] | 0.75992 | 0
LCP_Inputs_ON_Diverse_IEA_2023_05_05 | 2027 | Hydro | Generation | Electricity | ON | Dispatch-Generation | VOM | 0 | [6 empty] | 0.75992 | 0
LCP_Inputs_ON_Diverse_IEA_2023_05_05 | 2027 | Hydro | Generation | Electricity | PJ | Dispatch-Generation | EmissionsCost | 0 | [6 empty] | 0.75992 | 0
LCP_Inputs_ON_Diverse_IEA_2023_05_05 | 2027 | Hydro | Generation | Electricity | PJ | Dispatch-Generation | FuelCost | 0 | [6 empty] | 0.75992 | 0
LCP_Inputs_ON_Diverse_IEA_2023_05_05 | 2027 | Hydro | Generation | Electricity | PJ | Dispatch-Generation | VOM | 0 | [6 empty] | 0.75992 | 0
LCP_Inputs_ON_Diverse_IEA_2023_05_05 | 2027 | Hydro | Generation | Electricity | QC | Dispatch-Generation | EmissionsCost | 0 | [6 empty] | 0.75992 | 0
LCP_Inputs_ON_Diverse_IEA_2023_05_05 | 2027 | Hydro | Generation | Electricity | QC | Dispatch-Generation | FuelCost | 0 | [6 empty] | 0.75992 | 0
LCP_Inputs_ON_Diverse_IEA_2023_05_05 | 2027 | Hydro | Generation | Electricity | QC | Dispatch-Generation | VOM | 0 | [6 empty] | 0.75992 | 0
LCP_Inputs_ON_Diverse_IEA_2023_05_05 | 2027 | Hydro | Generation | Electricity | WC | Dispatch-Generation | EmissionsCost | 0 | [6 empty] | 0.75992 | 0
LCP_Inputs_ON_Diverse_IEA_2023_05_05 | 2027 | Hydro | Generation | Electricity | WC | Dispatch-Generation | FuelCost | 0 | [6 empty] | 0.75992 | 0
LCP_Inputs_ON_Diverse_IEA_2023_05_05 | 2027 | Hydro | Generation | Electricity | WC | Dispatch-Generation | VOM | 0 | [6 empty] | 0.75992 | 0
LCP_Inputs_ON_Diverse_IEA_2023_05_05 | 2027 | Hydro Pumped Storage | Storage | Electricity | MI | Dispatch-Storage | EmissionsCost | 0 | [6 empty] | 0.75992 | 0
LCP_Inputs_ON_Diverse_IEA_2023_05_05 | 2027 | Hydro Pumped Storage | Storage | Electricity | MI | Dispatch-Storage | FuelCost | 0 | [6 empty] | 0.75992 | 0
LCP_Inputs_ON_Diverse_IEA_2023_05_05 | 2027 | Hydro Pumped Storage | Storage | Electricity | MI | Dispatch-Storage | VOM | 0 | [6 empty] | 0.75992 | 0
LCP_Inputs_ON_Diverse_IEA_2023_05_05 | 2027 | Hydro Pumped Storage | Storage | Electricity | NY | Dispatch-Storage | EmissionsCost | 0 | [6 empty] | 0.75992 | 0
LCP_Inputs_ON_Diverse_IEA_2023_05_05 | 2027 | Hydro Pumped Storage | Storage | Electricity | NY | Dispatch-Storage | FuelCost | 0 | [6 empty] | 0.75992 | 0
LCP_Inputs_ON_Diverse_IEA_2023_05_05 | 2027 | Hydro Pumped Storage | Storage | Electricity | NY | Dispatch-Storage | VOM | 0 | [6 empty] | 0.75992 | 0
LCP_Inputs_ON_Diverse_IEA_2023_05_05 | 2027 | Hydro Pumped Storage | Storage | Electricity | ON | Dispatch-Storage | EmissionsCost | 0 | [6 empty] | 0.75992 | 0
LCP_Inputs_ON_Diverse_IEA_2023_05_05 | 2027 | Hydro Pumped Storage | Storage | Electricity | ON | Dispatch-Storage | FuelCost | 0 | [6 empty] | 0.75992 | 0
LCP_Inputs_ON_Diverse_IEA_2023_05_05 | 2027 | Hydro Pumped Storage | Storage | Electricity | ON | Dispatch-Storage | VOM | 0 | [6 empty] | 0.75992 | 0
LCP_Inputs_ON_Diverse_IEA_2023_05_05 | 2027 | Hydro Pumped Storage | Storage | Electricity | PJ | Dispatch-Storage | EmissionsCost | 0 | [6 empty] | 0.75992 | 0
LCP_Inputs_ON_Diverse_IEA_2023_05_05 | 2027 | Hydro Pumped Storage | Storage | Electricity | PJ | Dispatch-Storage | FuelCost | 0 | [6 empty] | 0.75992 | 0
LCP_Inputs_ON_Diverse_IEA_2023_05_05 | 2027 | Hydro Pumped Storage | Storage | Electricity | PJ | Dispatch-Storage | VOM | 0 | [6 empty] | 0.75992 | 0
LCP_Inputs_ON_Diverse_IEA_2023_05_05 | 2027 | Hydro Pumped Storage | Storage | Electricity | QC | Dispatch-Storage | EmissionsCost | 0 | [6 empty] | 0.75992 | 0
LCP_Inputs_ON_Diverse_IEA_2023_05_05 | 2027 | Hydro Pumped Storage | Storage | Electricity | QC | Dispatch-Storage | FuelCost | 0 | [6 empty] | 0.75992 | 0
LCP_Inputs_ON_Diverse_IEA_2023_05_05 | 2027 | Hydro Pumped Storage | Storage | Electricity | QC | Dispatch-Storage | VOM | 0 | [6 empty] | 0.75992 | 0
LCP_Inputs_ON_Diverse_IEA_2023_05_05 | 2027 | Hydro Pumped Storage | Storage | Electricity | WC | Dispatch-Storage | EmissionsCost | 0 | [6 empty] | 0.75992 | 0
LCP_Inputs_ON_Diverse_IEA_2023_05_05 | 2027 | Hydro Pumped Storage | Storage | Electricity | WC | Dispatch-Storage | FuelCost | 0 | [6 empty] | 0.75992 | 0
LCP_Inputs_ON_Diverse_IEA_2023_05_05 | 2027 | Hydro Pumped Storage | Storage | Electricity | WC | Dispatch-Storage | VOM | 0 | [6 empty] | 0.75992 | 0
LCP_Inputs_ON_Diverse_IEA_2023_05_05 | 2027 | Nuclear | Generation | Electricity | MI | Dispatch-Generation | EmissionsCost | 0 | [6 empty] | 0.75992 | 0
LCP_Inputs_ON_Diverse_IEA_2023_05_05 | 2027 | Nuclear | Generation | Electricity | MI | Dispatch-Generation | FuelCost | 0 | [6 empty] | 0.75992 | 0
LCP_Inputs_ON_Diverse_IEA_2023_05_05 | 2027 | Nuclear | Generation | Electricity | MI | Dispatch-Generation | VOM | 3301336446.912 | [6 empty] | 0.75992 | 2508744373.3816
LCP_Inputs_ON_Diverse_IEA_2023_05_05 | 2027 | Nuclear | Generation | Electricity | NY | Dispatch-Generation | EmissionsCost | 0 | [6 empty] | 0.75992 | 0
LCP_Inputs_ON_Diverse_IEA_2023_05_05 | 2027 | Nuclear | Generation | Electricity | NY | Dispatch-Generation | FuelCost | 0 | [6 empty] | 0.75992 | 0
LCP_Inputs_ON_Diverse_IEA_2023_05_05 | 2027 | Nuclear | Generation | Electricity | NY | Dispatch-Generation | VOM | 2246155230.144 | [6 empty] | 0.75992 | 1706893370.6034
LCP_Inputs_ON_Diverse_IEA_2023_05_05 | 2027 | Nuclear | Generation | Electricity | ON | Dispatch-Generation | EmissionsCost | 0 | [6 empty] | 0.75992 | 0
LCP_Inputs_ON_Diverse_IEA_2023_05_05 | 2027 | Nuclear | Generation | Electricity | ON | Dispatch-Generation | FuelCost | 0 | [6 empty] | 0.75992 | 0
LCP_Inputs_ON_Diverse_IEA_2023_05_05 | 2027 | Nuclear | Generation | Electricity | ON | Dispatch-Generation | VOM | 8790266640.96 | [6 empty] | 0.75992 | 6679880203.2614
LCP_Inputs_ON_Diverse_IEA_2023_05_05 | 2027 | Nuclear | Generation | Electricity | PJ | Dispatch-Generation | EmissionsCost | 0 | [6 empty] | 0.75992 | 0
LCP_Inputs_ON_Diverse_IEA_2023_05_05 | 2027 | Nuclear | Generation | Electricity | PJ | Dispatch-Generation | FuelCost | 0 | [6 empty] | 0.75992 | 0
LCP_Inputs_ON_Diverse_IEA_2023_05_05 | 2027 | Nuclear | Generation | Electricity | PJ | Dispatch-Generation | VOM | 9110487814.4448 | [6 empty] | 0.75992 | 6923221977.1569
LCP_Inputs_ON_Diverse_IEA_2023_05_05 | 2027 | Nuclear | Generation | Electricity | QC | Dispatch-Generation | EmissionsCost | 0 | [6 empty] | 0.75992 | 0
LCP_Inputs_ON_Diverse_IEA_2023_05_05 | 2027 | Nuclear | Generation | Electricity | QC | Dispatch-Generation | FuelCost | 0 | [6 empty] | 0.75992 | 0
LCP_Inputs_ON_Diverse_IEA_2023_05_05 | 2027 | Nuclear | Generation | Electricity | QC | Dispatch-Generation | VOM | 0 | [6 empty] | 0.75992 | 0
LCP_Inputs_ON_Diverse_IEA_2023_05_05 | 2027 | Nuclear | Generation | Electricity | WC | Dispatch-Generation | EmissionsCost | 0 | [6 empty] | 0.75992 | 0
LCP_Inputs_ON_Diverse_IEA_2023_05_05 | 2027 | Nuclear | Generation | Electricity | WC | Dispatch-Generation | FuelCost | 0 | [6 empty] | 0.75992 | 0
LCP_Inputs_ON_Diverse_IEA_2023_05_05 | 2027 | Nuclear | Generation | Electricity | WC | Dispatch-Generation | VOM | 0 | [6 empty] | 0.75992 | 0
LCP_Inputs_ON_Diverse_IEA_2023_05_05 | 2027 | Nuclear SMR | Generation | Electricity | MI | Dispatch-Generation | EmissionsCost | 0 | [6 empty] | 0.75992 | 0
LCP_Inputs_ON_Diverse_IEA_2023_05_05 | 2027 | Nuclear SMR | Generation | Electricity | MI | Dispatch-Generation | FuelCost | 0 | [6 empty] | 0.75992 | 0
LCP_Inputs_ON_Diverse_IEA_2023_05_05 | 2027 | Nuclear SMR | Generation | Electricity | MI | Dispatch-Generation | VOM | 0 | [6 empty] | 0.75992 | 0
LCP_Inputs_ON_Diverse_IEA_2023_05_05 | 2027 | Nuclear SMR | Generation | Electricity | NY | Dispatch-Generation | EmissionsCost | 0 | [6 empty] | 0.75992 | 0
LCP_Inputs_ON_Diverse_IEA_2023_05_05 | 2027 | Nuclear SMR | Generation | Electricity | NY | Dispatch-Generation | FuelCost | 0 | [6 empty] | 0.75992 | 0
LCP_Inputs_ON_Diverse_IEA_2023_05_05 | 2027 | Nuclear SMR | Generation | Electricity | NY | Dispatch-Generation | VOM | 0 | [6 empty] | 0.75992 | 0
LCP_Inputs_ON_Diverse_IEA_2023_05_05 | 2027 | Nuclear SMR | Generation | Electricity | ON | Dispatch-Generation | EmissionsCost | 0 | [6 empty] | 0.75992 | 0
LCP_Inputs_ON_Diverse_IEA_2023_05_05 | 2027 | Nuclear SMR | Generation | Electricity | ON | Dispatch-Generation | FuelCost | 0 | [6 empty] | 0.75992 | 0
LCP_Inputs_ON_Diverse_IEA_2023_05_05 | 2027 | Nuclear SMR | Generation | Electricity | ON | Dispatch-Generation | VOM | 0 | [6 empty] | 0.75992 | 0
LCP_Inputs_ON_Diverse_IEA_2023_05_05 | 2027 | Nuclear SMR | Generation | Electricity | PJ | Dispatch-Generation | EmissionsCost | 0 | [6 empty] | 0.75992 | 0
LCP_Inputs_ON_Diverse_IEA_2023_05_05 | 2027 | Nuclear SMR | Generation | Electricity | PJ | Dispatch-Generation | FuelCost | 0 | [6 empty] | 0.75992 | 0
LCP_Inputs_ON_Diverse_IEA_2023_05_05 | 2027 | Nuclear SMR | Generation | Electricity | PJ | Dispatch-Generation | VOM | 0 | [6 empty] | 0.75992 | 0
LCP_Inputs_ON_Diverse_IEA_2023_05_05 | 2027 | Nuclear SMR | Generation | Electricity | QC | Dispatch-Generation | EmissionsCost | 0 | [6 empty] | 0.75992 | 0
LCP_Inputs_ON_Diverse_IEA_2023_05_05 | 2027 | Nuclear SMR | Generation | Electricity | QC | Dispatch-Generation | FuelCost | 0 | [6 empty] | 0.75992 | 0
LCP_Inputs_ON_Diverse_IEA_2023_05_05 | 2027 | Nuclear SMR | Generation | Electricity | QC | Dispatch-Generation | VOM | 0 | [6 empty] | 0.75992 | 0
LCP_Inputs_ON_Diverse_IEA_2023_05_05 | 2027 | Nuclear SMR | Generation | Electricity | WC | Dispatch-Generation | EmissionsCost | 0 | [6 empty] | 0.75992 | 0
LCP_Inputs_ON_Diverse_IEA_2023_05_05 | 2027 | Nuclear SMR | Generation | Electricity | WC | Dispatch-Generation | FuelCost | 0 | [6 empty] | 0.75992 | 0
LCP_Inputs_ON_Diverse_IEA_2023_05_05 | 2027 | Nuclear SMR | Generation | Electricity | WC | Dispatch-Generation | VOM | 0 | [6 empty] | 0.75992 | 0
LCP_Inputs_ON_Diverse_IEA_2023_05_05 | 2027 | O/CCGT - CH4 Existing | Crossload | Electricity | MI | Dispatch-Crossload | EmissionsCost | 0 | [6 empty] | 0.75992 | 0
LCP_Inputs_ON_Diverse_IEA_2023_05_05 | 2027 | O/CCGT - CH4 Existing | Crossload | Electricity | MI | Dispatch-Crossload | FuelCost | 0 | [6 empty] | 0.75992 | 0
LCP_Inputs_ON_Diverse_IEA_2023_05_05 | 2027 | O/CCGT - CH4 Existing | Crossload | Electricity | MI | Dispatch-Crossload | VOM | 0 | [6 empty] | 0.75992 | 0
LCP_Inputs_ON_Diverse_IEA_2023_05_05 | 2027 | O/CCGT - CH4 Existing | Crossload | Electricity | NY | Dispatch-Crossload | EmissionsCost | 0 | [6 empty] | 0.75992 | 0
LCP_Inputs_ON_Diverse_IEA_2023_05_05 | 2027 | O/CCGT - CH4 Existing | Crossload | Electricity | NY | Dispatch-Crossload | FuelCost | 0 | [6 empty] | 0.75992 | 0
LCP_Inputs_ON_Diverse_IEA_2023_05_05 | 2027 | O/CCGT - CH4 Existing | Crossload | Electricity | NY | Dispatch-Crossload | VOM | 0 | [6 empty] | 0.75992 | 0
LCP_Inputs_ON_Diverse_IEA_2023_05_05 | 2027 | O/CCGT - CH4 Existing | Crossload | Electricity | ON | Dispatch-Crossload | EmissionsCost | 0 | [6 empty] | 0.75992 | 0
LCP_Inputs_ON_Diverse_IEA_2023_05_05 | 2027 | O/CCGT - CH4 Existing | Crossload | Electricity | ON | Dispatch-Crossload | FuelCost | 0 | [6 empty] | 0.75992 | 0
LCP_Inputs_ON_Diverse_IEA_2023_05_05 | 2027 | O/CCGT - CH4 Existing | Crossload | Electricity | ON | Dispatch-Crossload | VOM | 0 | [6 empty] | 0.75992 | 0
LCP_Inputs_ON_Diverse_IEA_2023_05_05 | 2027 | O/CCGT - CH4 Existing | Crossload | Electricity | PJ | Dispatch-Crossload | EmissionsCost | 0 | [6 empty] | 0.75992 | 0
LCP_Inputs_ON_Diverse_IEA_2023_05_05 | 2027 | O/CCGT - CH4 Existing | Crossload | Electricity | PJ | Dispatch-Crossload | FuelCost | 0 | [6 empty] | 0.75992 | 0
LCP_Inputs_ON_Diverse_IEA_2023_05_05 | 2027 | O/CCGT - CH4 Existing | Crossload | Electricity | PJ | Dispatch-Crossload | VOM | 0 | [6 empty] | 0.75992 | 0
LCP_Inputs_ON_Diverse_IEA_2023_05_05 | 2027 | O/CCGT - CH4 Existing | Crossload | Electricity | QC | Dispatch-Crossload | EmissionsCost | 0 | [6 empty] | 0.75992 | 0
LCP_Inputs_ON_Diverse_IEA_2023_05_05 | 2027 | O/CCGT - CH4 Existing | Crossload | Electricity | QC | Dispatch-Crossload | FuelCost | 0 | [6 empty] | 0.75992 | 0
LCP_Inputs_ON_Diverse_IEA_2023_05_05 | 2027 | O/CCGT - CH4 Existing | Crossload | Electricity | QC | Dispatch-Crossload | VOM | 0 | [6 empty] | 0.75992 | 0
LCP_Inputs_ON_Diverse_IEA_2023_05_05 | 2027 | O/CCGT - CH4 Existing | Crossload | Electricity | WC | Dispatch-Crossload | EmissionsCost | 0 | [6 empty] | 0.75992 | 0
LCP_Inputs_ON_Diverse_IEA_2023_05_05 | 2027 | O/CCGT - CH4 Existing | Crossload | Electricity | WC | Dispatch-Crossload | FuelCost | 0 | [6 empty] | 0.75992 | 0
LCP_Inputs_ON_Diverse_IEA_2023_05_05 | 2027 | O/CCGT - CH4 Existing | Crossload | Electricity | WC | Dispatch-Crossload | VOM | 0 | [6 empty] | 0.75992 | 0
LCP_Inputs_ON_Diverse_IEA_2023_05_05 | 2027 | O/CCGT - CH4 New | Crossload | Electricity | MI | Dispatch-Crossload | EmissionsCost | 0 | [6 empty] | 0.75992 | 0
LCP_Inputs_ON_Diverse_IEA_2023_05_05 | 2027 | O/CCGT - CH4 New | Crossload | Electricity | MI | Dispatch-Crossload | FuelCost | 0 | [6 empty] | 0.75992 | 0
LCP_Inputs_ON_Diverse_IEA_2023_05_05 | 2027 | O/CCGT - CH4 New | Crossload | Electricity | MI | Dispatch-Crossload | VOM | 0 | [6 empty] | 0.75992 | 0
LCP_Inputs_ON_Diverse_IEA_2023_05_05 | 2027 | O/CCGT - CH4 New | Crossload | Electricity | NY | Dispatch-Crossload | EmissionsCost | 0 | [6 empty] | 0.75992 | 0
LCP_Inputs_ON_Diverse_IEA_2023_05_05 | 2027 | O/CCGT - CH4 New | Crossload | Electricity | NY | Dispatch-Crossload | FuelCost | 0 | [6 empty] | 0.75992 | 0
LCP_Inputs_ON_Diverse_IEA_2023_05_05 | 2027 | O/CCGT - CH4 New | Crossload | Electricity | NY | Dispatch-Crossload | VOM | 0 | [6 empty] | 0.75992 | 0
LCP_Inputs_ON_Diverse_IEA_2023_05_05 | 2027 | O/CCGT - CH4 New | Crossload | Electricity | ON | Dispatch-Crossload | EmissionsCost | 0 | [6 empty] | 0.75992 | 0
LCP_Inputs_ON_Diverse_IEA_2023_05_05 | 2027 | O/CCGT - CH4 New | Crossload | Electricity | ON | Dispatch-Crossload | FuelCost | 0 | [6 empty] | 0.75992 | 0
LCP_Inputs_ON_Diverse_IEA_2023_05_05 | 2027 | O/CCGT - CH4 New | Crossload | Electricity | ON | Dispatch-Crossload | VOM | 0 | [6 empty] | 0.75992 | 0
LCP_Inputs_ON_Diverse_IEA_2023_05_05 | 2027 | O/CCGT - CH4 New | Crossload | Electricity | PJ | Dispatch-Crossload | EmissionsCost | 0 | [6 empty] | 0.75992 | 0
LCP_Inputs_ON_Diverse_IEA_2023_05_05 | 2027 | O/CCGT - CH4 New | Crossload | Electricity | PJ | Dispatch-Crossload | FuelCost | 0 | [6 empty] | 0.75992 | 0
LCP_Inputs_ON_Diverse_IEA_2023_05_05 | 2027 | O/CCGT - CH4 New | Crossload | Electricity | PJ | Dispatch-Crossload | VOM | 0 | [6 empty] | 0.75992 | 0
LCP_Inputs_ON_Diverse_IEA_2023_05_05 | 2027 | O/CCGT - CH4 New | Crossload | Electricity | QC | Dispatch-Crossload | EmissionsCost | 0 | [6 empty] | 0.75992 | 0
LCP_Inputs_ON_Diverse_IEA_2023_05_05 | 2027 | O/CCGT - CH4 New | Crossload | Electricity | QC | Dispatch-Crossload | FuelCost | 0 | [6 empty] | 0.75992 | 0
LCP_Inputs_ON_Diverse_IEA_2023_05_05 | 2027 | O/CCGT - CH4 New | Crossload | Electricity | QC | Dispatch-Crossload | VOM | 0 | [6 empty] | 0.75992 | 0
LCP_Inputs_ON_Diverse_IEA_2023_05_05 | 2027 | O/CCGT - CH4 New | Crossload | Electricity | WC | Dispatch-Crossload | EmissionsCost | 0 | [6 empty] | 0.75992 | 0
LCP_Inputs_ON_Diverse_IEA_2023_05_05 | 2027 | O/CCGT - CH4 New | Crossload | Electricity | WC | Dispatch-Crossload | FuelCost | 0 | [6 empty] | 0.75992 | 0
LCP_Inputs_ON_Diverse_IEA_2023_05_05 | 2027 | O/CCGT - CH4 New | Crossload | Electricity | WC | Dispatch-Crossload | VOM | 0 | [6 empty] | 0.75992 | 0
LCP_Inputs_ON_Diverse_IEA_2023_05_05 | 2027 | O/CCGT - H2 New | Crossload | Electricity | MI | Dispatch-Crossload | EmissionsCost | 0 | [6 empty] | 0.75992 | 0
LCP_Inputs_ON_Diverse_IEA_2023_05_05 | 2027 | O/CCGT - H2 New | Crossload | Electricity | MI | Dispatch-Crossload | FuelCost | 0 | [6 empty] | 0.75992 | 0
LCP_Inputs_ON_Diverse_IEA_2023_05_05 | 2027 | O/CCGT - H2 New | Crossload | Electricity | MI | Dispatch-Crossload | VOM | 0 | [6 empty] | 0.75992 | 0
LCP_Inputs_ON_Diverse_IEA_2023_05_05 | 2027 | O/CCGT - H2 New | Crossload | Electricity | NY | Dispatch-Crossload | EmissionsCost | 0 | [6 empty] | 0.75992 | 0
LCP_Inputs_ON_Diverse_IEA_2023_05_05 | 2027 | O/CCGT - H2 New | Crossload | Electricity | NY | Dispatch-Crossload | FuelCost | 0 | [6 empty] | 0.75992 | 0
LCP_Inputs_ON_Diverse_IEA_2023_05_05 | 2027 | O/CCGT - H2 New | Crossload | Electricity | NY | Dispatch-Crossload | VOM | 0 | [6 empty] | 0.75992 | 0
LCP_Inputs_ON_Diverse_IEA_2023_05_05 | 2027 | O/CCGT - H2 New | Crossload | Electricity | ON | Dispatch-Crossload | EmissionsCost | 0 | [6 empty] | 0.75992 | 0
LCP_Inputs_ON_Diverse_IEA_2023_05_05 | 2027 | O/CCGT - H2 New | Crossload | Electricity | ON | Dispatch-Crossload | FuelCost | 0 | [6 empty] | 0.75992 | 0
LCP_Inputs_ON_Diverse_IEA_2023_05_05 | 2027 | O/CCGT - H2 New | Crossload | Electricity | ON | Dispatch-Crossload | VOM | 0 | [6 empty] | 0.75992 | 0
LCP_Inputs_ON_Diverse_IEA_2023_05_05 | 2027 | O/CCGT - H2 New | Crossload | Electricity | PJ | Dispatch-Crossload | EmissionsCost | 0 | [6 empty] | 0.75992 | 0
LCP_Inputs_ON_Diverse_IEA_2023_05_05 | 2027 | O/CCGT - H2 New | Crossload | Electricity | PJ | Dispatch-Crossload | FuelCost | 0 | [6 empty] | 0.75992 | 0
LCP_Inputs_ON_Diverse_IEA_2023_05_05 | 2027 | O/CCGT - H2 New | Crossload | Electricity | PJ | Dispatch-Crossload | VOM | 0 | [6 empty] | 0.75992 | 0
LCP_Inputs_ON_Diverse_IEA_2023_05_05 | 2027 | O/CCGT - H2 New | Crossload | Electricity | QC | Dispatch-Crossload | EmissionsCost | 0 | [6 empty] | 0.75992 | 0
LCP_Inputs_ON_Diverse_IEA_2023_05_05 | 2027 | O/CCGT - H2 New | Crossload | Electricity | QC | Dispatch-Crossload | FuelCost | 0 | [6 empty] | 0.75992 | 0
LCP_Inputs_ON_Diverse_IEA_2023_05_05 | 2027 | O/CCGT - H2 New | Crossload | Electricity | QC | Dispatch-Crossload | VOM | 0 | [6 empty] | 0.75992 | 0
LCP_Inputs_ON_Diverse_IEA_2023_05_05 | 2027 | O/CCGT - H2 New | Crossload | Electricity | WC | Dispatch-Crossload | EmissionsCost | 0 | [6 empty] | 0.75992 | 0
LCP_Inputs_ON_Diverse_IEA_2023_05_05 | 2027 | O/CCGT - H2 New | Crossload | Electricity | WC | Dispatch-Crossload | FuelCost | 0 | [6 empty] | 0.75992 | 0
LCP_Inputs_ON_Diverse_IEA_2023_05_05 | 2027 | O/CCGT - H2 New | Crossload | Electricity | WC | Dispatch-Crossload | VOM | 0 | [6 empty] | 0.75992 | 0
LCP_Inputs_ON_Diverse_IEA_2023_05_05 | 2027 | SMR CCS | Generation | Hydrogen | MI | Dispatch-Generation | EmissionsCost | 0 | [6 empty] | 0.75992 | 0
LCP_Inputs_ON_Diverse_IEA_2023_05_05 | 2027 | SMR CCS | Generation | Hydrogen | MI | Dispatch-Generation | FuelCost | 0 | [6 empty] | 0.75992 | 0
LCP_Inputs_ON_Diverse_IEA_2023_05_05 | 2027 | SMR CCS | Generation | Hydrogen | MI | Dispatch-Generation | VOM | 0 | [6 empty] | 0.75992 | 0
LCP_Inputs_ON_Diverse_IEA_2023_05_05 | 2027 | SMR CCS | Generation | Hydrogen | NY | Dispatch-Generation | EmissionsCost | 0 | [6 empty] | 0.75992 | 0
LCP_Inputs_ON_Diverse_IEA_2023_05_05 | 2027 | SMR CCS | Generation | Hydrogen | NY | Dispatch-Generation | FuelCost | 0 | [6 empty] | 0.75992 | 0
LCP_Inputs_ON_Diverse_IEA_2023_05_05 | 2027 | SMR CCS | Generation | Hydrogen | NY | Dispatch-Generation | VOM | 0 | [6 empty] | 0.75992 | 0
LCP_Inputs_ON_Diverse_IEA_2023_05_05 | 2027 | SMR CCS | Generation | Hydrogen | ON | Dispatch-Generation | EmissionsCost | 0 | [6 empty] | 0.75992 | 0
LCP_Inputs_ON_Diverse_IEA_2023_05_05 | 2027 | SMR CCS | Generation | Hydrogen | ON | Dispatch-Generation | FuelCost | 0 | [6 empty] | 0.75992 | 0
LCP_Inputs_ON_Diverse_IEA_2023_05_05 | 2027 | SMR CCS | Generation | Hydrogen | ON | Dispatch-Generation | VOM | 0 | [6 empty] | 0.75992 | 0
LCP_Inputs_ON_Diverse_IEA_2023_05_05 | 2027 | SMR CCS | Generation | Hydrogen | PJ | Dispatch-Generation | EmissionsCost | 0 | [6 empty] | 0.75992 | 0
LCP_Inputs_ON_Diverse_IEA_2023_05_05 | 2027 | SMR CCS | Generation | Hydrogen | PJ | Dispatch-Generation | FuelCost | 0 | [6 empty] | 0.75992 | 0
LCP_Inputs_ON_Diverse_IEA_2023_05_05 | 2027 | SMR CCS | Generation | Hydrogen | PJ | Dispatch-Generation | VOM | 0 | [6 empty] | 0.75992 | 0
LCP_Inputs_ON_Diverse_IEA_2023_05_05 | 2027 | SMR CCS | Generation | Hydrogen | QC | Dispatch-Generation | EmissionsCost | 0 | [6 empty] | 0.75992 | 0
LCP_Inputs_ON_Diverse_IEA_2023_05_05 | 2027 | SMR CCS | Generation | Hydrogen | QC | Dispatch-Generation | FuelCost | 0 | [6 empty] | 0.75992 | 0
LCP_Inputs_ON_Diverse_IEA_2023_05_05 | 2027 | SMR CCS | Generation | Hydrogen | QC | Dispatch-Generation | VOM | 0 | [6 empty] | 0.75992 | 0
LCP_Inputs_ON_Diverse_IEA_2023_05_05 | 2027 | SMR CCS | Generation | Hydrogen | WC | Dispatch-Generation | EmissionsCost | 0 | [6 empty] | 0.75992 | 0
LCP_Inputs_ON_Diverse_IEA_2023_05_05 | 2027 | SMR CCS | Generation | Hydrogen | WC | Dispatch-Generation | FuelCost | 0 | [6 empty] | 0.75992 | 0
LCP_Inputs_ON_Diverse_IEA_2023_05_05 | 2027 | SMR CCS | Generation | Hydrogen | WC | Dispatch-Generation | VOM | 0 | [6 empty] | 0.75992 | 0
LCP_Inputs_ON_Diverse_IEA_2023_05_05 | 2027 | Solar PV | Generation | Electricity | MI | Dispatch-Generation | EmissionsCost | 0 | [6 empty] | 0.75992 | 0
LCP_Inputs_ON_Diverse_IEA_2023_05_05 | 2027 | Solar PV | Generation | Electricity | MI | Dispatch-Generation | FuelCost | 0 | [6 empty] | 0.75992 | 0
LCP_Inputs_ON_Diverse_IEA_2023_05_05 | 2027 | Solar PV | Generation | Electricity | MI | Dispatch-Generation | VOM | 0 | [6 empty] | 0.75992 | 0
LCP_Inputs_ON_Diverse_IEA_2023_05_05 | 2027 | Solar PV | Generation | Electricity | NY | Dispatch-Generation | EmissionsCost | 0 | [6 empty] | 0.75992 | 0
LCP_Inputs_ON_Diverse_IEA_2023_05_05 | 2027 | Solar PV | Generation | Electricity | NY | Dispatch-Generation | FuelCost | 0 | [6 empty] | 0.75992 | 0
LCP_Inputs_ON_Diverse_IEA_2023_05_05 | 2027 | Solar PV | Generation | Electricity | NY | Dispatch-Generation | VOM | 0 | [6 empty] | 0.75992 | 0
LCP_Inputs_ON_Diverse_IEA_2023_05_05 | 2027 | Solar PV | Generation | Electricity | ON | Dispatch-Generation | EmissionsCost | 0 | [6 empty] | 0.75992 | 0
LCP_Inputs_ON_Diverse_IEA_2023_05_05 | 2027 | Solar PV | Generation | Electricity | ON | Dispatch-Generation | FuelCost | 0 | [6 empty] | 0.75992 | 0
LCP_Inputs_ON_Diverse_IEA_2023_05_05 | 2027 | Solar PV | Generation | Electricity | ON | Dispatch-Generation | VOM | 0 | [6 empty] | 0.75992 | 0
LCP_Inputs_ON_Diverse_IEA_2023_05_05 | 2027 | Solar PV | Generation | Electricity | PJ | Dispatch-Generation | EmissionsCost | 0 | [6 empty] | 0.75992 | 0
LCP_Inputs_ON_Diverse_IEA_2023_05_05 | 2027 | Solar PV | Generation | Electricity | PJ | Dispatch-Generation | FuelCost | 0 | [6 empty] | 0.75992 | 0
LCP_Inputs_ON_Diverse_IEA_2023_05_05 | 2027 | Solar PV | Generation | Electricity | PJ | Dispatch-Generation | VOM | 0 | [6 empty] | 0.75992 | 0
LCP_Inputs_ON_Diverse_IEA_2023_05_05 | 2027 | Solar PV | Generation | Electricity | QC | Dispatch-Generation | EmissionsCost | 0 | [6 empty] | 0.75992 | 0
LCP_Inputs_ON_Diverse_IEA_2023_05_05 | 2027 | Solar PV | Generation | Electricity | QC | Dispatch-Generation | FuelCost | 0 | [6 empty] | 0.75992 | 0
LCP_Inputs_ON_Diverse_IEA_2023_05_05 | 2027 | Solar PV | Generation | Electricity | QC | Dispatch-Generation | VOM | 0 | [6 empty] | 0.75992 | 0
LCP_Inputs_ON_Diverse_IEA_2023_05_05 | 2027 | Solar PV | Generation | Electricity | WC | Dispatch-Generation | EmissionsCost | 0 | [6 empty] | 0.75992 | 0
LCP_Inputs_ON_Diverse_IEA_2023_05_05 | 2027 | Solar PV | Generation | Electricity | WC | Dispatch-Generation | FuelCost | 0 | [6 empty] | 0.75992 | 0
LCP_Inputs_ON_Diverse_IEA_2023_05_05 | 2027 | Solar PV | Generation | Electricity | WC | Dispatch-Generation | VOM | 0 | [6 empty] | 0.75992 | 0
LCP_Inputs_ON_Diverse_IEA_2023_05_05 | 2027 | Wind Offshore | Generation | Electricity | MI | Dispatch-Generation | EmissionsCost | 0 | [6 empty] | 0.75992 | 0
LCP_Inputs_ON_Diverse_IEA_2023_05_05 | 2027 | Wind Offshore | Generation | Electricity | MI | Dispatch-Generation | FuelCost | 0 | [6 empty] | 0.75992 | 0
LCP_Inputs_ON_Diverse_IEA_2023_05_05 | 2027 | Wind Offshore | Generation | Electricity | MI | Dispatch-Generation | VOM | 0 | [6 empty] | 0.75992 | 0
LCP_Inputs_ON_Diverse_IEA_2023_05_05 | 2027 | Wind Offshore | Generation | Electricity | NY | Dispatch-Generation | EmissionsCost | 0 | [6 empty] | 0.75992 | 0
LCP_Inputs_ON_Diverse_IEA_2023_05_05 | 2027 | Wind Offshore | Generation | Electricity | NY | Dispatch-Generation | FuelCost | 0 | [6 empty] | 0.75992 | 0
LCP_Inputs_ON_Diverse_IEA_2023_05_05 | 2027 | Wind Offshore | Generation | Electricity | NY | Dispatch-Generation | VOM | 0 | [6 empty] | 0.75992 | 0
LCP_Inputs_ON_Diverse_IEA_2023_05_05 | 2027 | Wind Offshore | Generation | Electricity | ON | Dispatch-Generation | EmissionsCost | 0 | [6 empty] | 0.75992 | 0
LCP_Inputs_ON_Diverse_IEA_2023_05_05 | 2027 | Wind Offshore | Generation | Electricity | ON | Dispatch-Generation | FuelCost | 0 | [6 empty] | 0.75992 | 0
LCP_Inputs_ON_Diverse_IEA_2023_05_05 | 2027 | Wind Offshore | Generation | Electricity | ON | Dispatch-Generation | VOM | 0 | [6 empty] | 0.75992 | 0
LCP_Inputs_ON_Diverse_IEA_2023_05_05 | 2027 | Wind Offshore | Generation | Electricity | PJ | Dispatch-Generation | EmissionsCost | 0 | [6 empty] | 0.75992 | 0
LCP_Inputs_ON_Diverse_IEA_2023_05_05 | 2027 | Wind Offshore | Generation | Electricity | PJ | Dispatch-Generation | FuelCost | 0 | [6 empty] | 0.75992 | 0
LCP_Inputs_ON_Diverse_IEA_2023_05_05 | 2027 | Wind Offshore | Generation | Electricity | PJ | Dispatch-Generation | VOM | 0 | [6 empty] | 0.75992 | 0
LCP_Inputs_ON_Diverse_IEA_2023_05_05 | 2027 | Wind Offshore | Generation | Electricity | QC | Dispatch-Generation | EmissionsCost | 0 | [6 empty] | 0.75992 | 0
LCP_Inputs_ON_Diverse_IEA_2023_05_05 | 2027 | Wind Offshore | Generation | Electricity | QC | Dispatch-Generation | FuelCost | 0 | [6 empty] | 0.75992 | 0
LCP_Inputs_ON_Diverse_IEA_2023_05_05 | 2027 | Wind Offshore | Generation | Electricity | QC | Dispatch-Generation | VOM | 0 | [6 empty] | 0.75992 | 0
LCP_Inputs_ON_Diverse_IEA_2023_05_05 | 2027 | Wind Offshore | Generation | Electricity | WC | Dispatch-Generation | EmissionsCost | 0 | [6 empty] | 0.75992 | 0
LCP_Inputs_ON_Diverse_IEA_2023_05_05 | 2027 | Wind Offshore | Generation | Electricity | WC | Dispatch-Generation | FuelCost | 0 | [6 empty] | 0.75992 | 0
LCP_Inputs_ON_Diverse_IEA_2023_05_05 | 2027 | Wind Offshore | Generation | Electricity | WC | Dispatch-Generation | VOM | 0 | [6 empty] | 0.75992 | 0
LCP_Inputs_ON_Diverse_IEA_2023_05_05 | 2027 | Wind Onshore | Generation | Electricity | MI | Dispatch-Generation | EmissionsCost | 0 | [6 empty] | 0.75992 | 0
LCP_Inputs_ON_Diverse_IEA_2023_05_05 | 2027 | Wind Onshore | Generation | Electricity | MI | Dispatch-Generation | FuelCost | 0 | [6 empty] | 0.75992 | 0
LCP_Inputs_ON_Diverse_IEA_2023_05_05 | 2027 | Wind Onshore | Generation | Electricity | MI | Dispatch-Generation | VOM | 0 | [6 empty] | 0.75992 | 0
LCP_Inputs_ON_Diverse_IEA_2023_05_05 | 2027 | Wind Onshore | Generation | Electricity | NY | Dispatch-Generation | EmissionsCost | 0 | [6 empty] | 0.75992 | 0
LCP_Inputs_ON_Diverse_IEA_2023_05_05 | 2027 | Wind Onshore | Generation | Electricity | NY | Dispatch-Generation | FuelCost | 0 | [6 empty] | 0.75992 | 0
LCP_Inputs_ON_Diverse_IEA_2023_05_05 | 2027 | Wind Onshore | Generation | Electricity | NY | Dispatch-Generation | VOM | 0 | [6 empty] | 0.75992 | 0
LCP_Inputs_ON_Diverse_IEA_2023_05_05 | 2027 | Wind Onshore | Generation | Electricity | ON | Dispatch-Generation | EmissionsCost | 0 | [6 empty] | 0.75992 | 0
LCP_Inputs_ON_Diverse_IEA_2023_05_05 | 2027 | Wind Onshore | Generation | Electricity | ON | Dispatch-Generation | FuelCost | 0 | [6 empty] | 0.75992 | 0
LCP_Inputs_ON_Diverse_IEA_2023_05_05 | 2027 | Wind Onshore | Generation | Electricity | ON | Dispatch-Generation | VOM | 0 | [6 empty] | 0.75992 | 0
LCP_Inputs_ON_Diverse_IEA_2023_05_05 | 2027 | Wind Onshore | Generation | Electricity | PJ | Dispatch-Generation | EmissionsCost | 0 | [6 empty] | 0.75992 | 0
LCP_Inputs_ON_Diverse_IEA_2023_05_05 | 2027 | Wind Onshore | Generation | Electricity | PJ | Dispatch-Generation | FuelCost | 0 | [6 empty] | 0.75992 | 0
LCP_Inputs_ON_Diverse_IEA_2023_05_05 | 2027 | Wind Onshore | Generation | Electricity | PJ | Dispatch-Generation | VOM | 0 | [6 empty] | 0.75992 | 0
LCP_Inputs_ON_Diverse_IEA_2023_05_05 | 2027 | Wind Onshore | Generation | Electricity | QC | Dispatch-Generation | EmissionsCost | 0 | [6 empty] | 0.75992 | 0
LCP_Inputs_ON_Diverse_IEA_2023_05_05 | 2027 | Wind Onshore | Generation | Electricity | QC | Dispatch-Generation | FuelCost | 0 | [6 empty] | 0.75992 | 0
LCP_Inputs_ON_Diverse_IEA_2023_05_05 | 2027 | Wind Onshore | Generation | Electricity | QC | Dispatch-Generation | VOM | 0 | [6 empty] | 0.75992 | 0
LCP_Inputs_ON_Diverse_IEA_2023_05_05 | 2027 | Wind Onshore | Generation | Electricity | WC | Dispatch-Generation | EmissionsCost | 0 | [6 empty] | 0.75992 | 0
LCP_Inputs_ON_Diverse_IEA_2023_05_05 | 2027 | Wind Onshore | Generation | Electricity | WC | Dispatch-Generation | FuelCost | 0 | [6 empty] | 0.75992 | 0
LCP_Inputs_ON_Diverse_IEA_2023_05_05 | 2027 | Wind Onshore | Generation | Electricity | WC | Dispatch-Generation | VOM | 0 | [6 empty] | 0.75992 | 0
LCP_Inputs_ON_Diverse_IEA_2023_05_05 | 2028 | Anaerobic Digestion | Generation | Methane | MI | Dispatch-Generation | EmissionsCost | 0 | [6 empty] | 0.73069 | 0
LCP_Inputs_ON_Diverse_IEA_2023_05_05 | 2028 | Anaerobic Digestion | Generation | Methane | MI | Dispatch-Generation | FuelCost | 0 | [6 empty] | 0.73069 | 0
LCP_Inputs_ON_Diverse_IEA_2023_05_05 | 2028 | Anaerobic Digestion | Generation | Methane | MI | Dispatch-Generation | VOM | 0 | [6 empty] | 0.73069 | 0
LCP_Inputs_ON_Diverse_IEA_2023_05_05 | 2028 | Anaerobic Digestion | Generation | Methane | NY | Dispatch-Generation | EmissionsCost | 0 | [6 empty] | 0.73069 | 0
LCP_Inputs_ON_Diverse_IEA_2023_05_05 | 2028 | Anaerobic Digestion | Generation | Methane | NY | Dispatch-Generation | FuelCost | 0 | [6 empty] | 0.73069 | 0
LCP_Inputs_ON_Diverse_IEA_2023_05_05 | 2028 | Anaerobic Digestion | Generation | Methane | NY | Dispatch-Generation | VOM | 0 | [6 empty] | 0.73069 | 0
LCP_Inputs_ON_Diverse_IEA_2023_05_05 | 2028 | Anaerobic Digestion | Generation | Methane | ON | Dispatch-Generation | EmissionsCost | 0 | [6 empty] | 0.73069 | 0
LCP_Inputs_ON_Diverse_IEA_2023_05_05 | 2028 | Anaerobic Digestion | Generation | Methane | ON | Dispatch-Generation | FuelCost | 0 | [6 empty] | 0.73069 | 0
LCP_Inputs_ON_Diverse_IEA_2023_05_05 | 2028 | Anaerobic Digestion | Generation | Methane | ON | Dispatch-Generation | VOM | 0 | [6 empty] | 0.73069 | 0
LCP_Inputs_ON_Diverse_IEA_2023_05_05 | 2028 | Anaerobic Digestion | Generation | Methane | PJ | Dispatch-Generation | EmissionsCost | 0 | [6 empty] | 0.73069 | 0
LCP_Inputs_ON_Diverse_IEA_2023_05_05 | 2028 | Anaerobic Digestion | Generation | Methane | PJ | Dispatch-Generation | FuelCost | 0 | [6 empty] | 0.73069 | 0
LCP_Inputs_ON_Diverse_IEA_2023_05_05 | 2028 | Anaerobic Digestion | Generation | Methane | PJ | Dispatch-Generation | VOM | 0 | [6 empty] | 0.73069 | 0
LCP_Inputs_ON_Diverse_IEA_2023_05_05 | 2028 | Anaerobic Digestion | Generation | Methane | QC | Dispatch-Generation | EmissionsCost | 0 | [6 empty] | 0.73069 | 0
LCP_Inputs_ON_Diverse_IEA_2023_05_05 | 2028 | Anaerobic Digestion | Generation | Methane | QC | Dispatch-Generation | FuelCost | 0 | [6 empty] | 0.73069 | 0
LCP_Inputs_ON_Diverse_IEA_2023_05_05 | 2028 | Anaerobic Digestion | Generation | Methane | QC | Dispatch-Generation | VOM | 0 | [6 empty] | 0.73069 | 0
LCP_Inputs_ON_Diverse_IEA_2023_05_05 | 2028 | Anaerobic Digestion | Generation | Methane | WC | Dispatch-Generation | EmissionsCost | 0 | [6 empty] | 0.73069 | 0
LCP_Inputs_ON_Diverse_IEA_2023_05_05 | 2028 | Anaerobic Digestion | Generation | Methane | WC | Dispatch-Generation | FuelCost | 0 | [6 empty] | 0.73069 | 0
LCP_Inputs_ON_Diverse_IEA_2023_05_05 | 2028 | Anaerobic Digestion | Generation | Methane | WC | Dispatch-Generation | VOM | 0 | [6 empty] | 0.73069 | 0
LCP_Inputs_ON_Diverse_IEA_2023_05_05 | 2028 | Battery Storage | Storage | Electricity | MI | Dispatch-Storage | EmissionsCost | 0 | [6 empty] | 0.73069 | 0
LCP_Inputs_ON_Diverse_IEA_2023_05_05 | 2028 | Battery Storage | Storage | Electricity | MI | Dispatch-Storage | FuelCost | 0 | [6 empty] | 0.73069 | 0
LCP_Inputs_ON_Diverse_IEA_2023_05_05 | 2028 | Battery Storage | Storage | Electricity | MI | Dispatch-Storage | VOM | 0 | [6 empty] | 0.73069 | 0
LCP_Inputs_ON_Diverse_IEA_2023_05_05 | 2028 | Battery Storage | Storage | Electricity | NY | Dispatch-Storage | EmissionsCost | 0 | [6 empty] | 0.73069 | 0
LCP_Inputs_ON_Diverse_IEA_2023_05_05 | 2028 | Battery Storage | Storage | Electricity | NY | Dispatch-Storage | FuelCost | 0 | [6 empty] | 0.73069 | 0
LCP_Inputs_ON_Diverse_IEA_2023_05_05 | 2028 | Battery Storage | Storage | Electricity | NY | Dispatch-Storage | VOM | 0 | [6 empty] | 0.73069 | 0
LCP_Inputs_ON_Diverse_IEA_2023_05_05 | 2028 | Battery Storage | Storage | Electricity | ON | Dispatch-Storage | EmissionsCost | 0 | [6 empty] | 0.73069 | 0
LCP_Inputs_ON_Diverse_IEA_2023_05_05 | 2028 | Battery Storage | Storage | Electricity | ON | Dispatch-Storage | FuelCost | 0 | [6 empty] | 0.73069 | 0
LCP_Inputs_ON_Diverse_IEA_2023_05_05 | 2028 | Battery Storage | Storage | Electricity | ON | Dispatch-Storage | VOM | 0 | [6 empty] | 0.73069 | 0
LCP_Inputs_ON_Diverse_IEA_2023_05_05 | 2028 | Battery Storage | Storage | Electricity | PJ | Dispatch-Storage | EmissionsCost | 0 | [6 empty] | 0.73069 | 0
LCP_Inputs_ON_Diverse_IEA_2023_05_05 | 2028 | Battery Storage | Storage | Electricity | PJ | Dispatch-Storage | FuelCost | 0 | [6 empty] | 0.73069 | 0
LCP_Inputs_ON_Diverse_IEA_2023_05_05 | 2028 | Battery Storage | Storage | Electricity | PJ | Dispatch-Storage | VOM | 0 | [6 empty] | 0.73069 | 0
LCP_Inputs_ON_Diverse_IEA_2023_05_05 | 2028 | Battery Storage | Storage | Electricity | QC | Dispatch-Storage | EmissionsCost | 0 | [6 empty] | 0.73069 | 0
LCP_Inputs_ON_Diverse_IEA_2023_05_05 | 2028 | Battery Storage | Storage | Electricity | QC | Dispatch-Storage | FuelCost | 0 | [6 empty] | 0.73069 | 0
LCP_Inputs_ON_Diverse_IEA_2023_05_05 | 2028 | Battery Storage | Storage | Electricity | QC | Dispatch-Storage | VOM | 0 | [6 empty] | 0.73069 | 0
LCP_Inputs_ON_Diverse_IEA_2023_05_05 | 2028 | Battery Storage | Storage | Electricity | WC | Dispatch-Storage | EmissionsCost | 0 | [6 empty] | 0.73069 | 0
LCP_Inputs_ON_Diverse_IEA_2023_05_05 | 2028 | Battery Storage | Storage | Electricity | WC | Dispatch-Storage | FuelCost | 0 | [6 empty] | 0.73069 | 0
LCP_Inputs_ON_Diverse_IEA_2023_05_05 | 2028 | Battery Storage | Storage | Electricity | WC | Dispatch-Storage | VOM | 0 | [6 empty] | 0.73069 | 0
LCP_Inputs_ON_Diverse_IEA_2023_05_05 | 2028 | Biomass | Generation | Electricity | MI | Dispatch-Generation | EmissionsCost | 0 | [6 empty] | 0.73069 | 0
LCP_Inputs_ON_Diverse_IEA_2023_05_05 | 2028 | Biomass | Generation | Electricity | MI | Dispatch-Generation | FuelCost | 0 | [6 empty] | 0.73069 | 0
LCP_Inputs_ON_Diverse_IEA_2023_05_05 | 2028 | Biomass | Generation | Electricity | MI | Dispatch-Generation | VOM | 0 | [6 empty] | 0.73069 | 0
LCP_Inputs_ON_Diverse_IEA_2023_05_05 | 2028 | Biomass | Generation | Electricity | NY | Dispatch-Generation | EmissionsCost | 0 | [6 empty] | 0.73069 | 0
LCP_Inputs_ON_Diverse_IEA_2023_05_05 | 2028 | Biomass | Generation | Electricity | NY | Dispatch-Generation | FuelCost | 0 | [6 empty] | 0.73069 | 0
LCP_Inputs_ON_Diverse_IEA_2023_05_05 | 2028 | Biomass | Generation | Electricity | NY | Dispatch-Generation | VOM | 0 | [6 empty] | 0.73069 | 0
LCP_Inputs_ON_Diverse_IEA_2023_05_05 | 2028 | Biomass | Generation | Electricity | ON | Dispatch-Generation | EmissionsCost | 0 | [6 empty] | 0.73069 | 0
LCP_Inputs_ON_Diverse_IEA_2023_05_05 | 2028 | Biomass | Generation | Electricity | ON | Dispatch-Generation | FuelCost | 0 | [6 empty] | 0.73069 | 0
LCP_Inputs_ON_Diverse_IEA_2023_05_05 | 2028 | Biomass | Generation | Electricity | ON | Dispatch-Generation | VOM | 0 | [6 empty] | 0.73069 | 0
LCP_Inputs_ON_Diverse_IEA_2023_05_05 | 2028 | Biomass | Generation | Electricity | PJ | Dispatch-Generation | EmissionsCost | 0 | [6 empty] | 0.73069 | 0
LCP_Inputs_ON_Diverse_IEA_2023_05_05 | 2028 | Biomass | Generation | Electricity | PJ | Dispatch-Generation | FuelCost | 0 | [6 empty] | 0.73069 | 0
LCP_Inputs_ON_Diverse_IEA_2023_05_05 | 2028 | Biomass | Generation | Electricity | PJ | Dispatch-Generation | VOM | 0 | [6 empty] | 0.73069 | 0
LCP_Inputs_ON_Diverse_IEA_2023_05_05 | 2028 | Biomass | Generation | Electricity | QC | Dispatch-Generation | EmissionsCost | 0 | [6 empty] | 0.73069 | 0
LCP_Inputs_ON_Diverse_IEA_2023_05_05 | 2028 | Biomass | Generation | Electricity | QC | Dispatch-Generation | FuelCost | 0 | [6 empty] | 0.73069 | 0
LCP_Inputs_ON_Diverse_IEA_2023_05_05 | 2028 | Biomass | Generation | Electricity | QC | Dispatch-Generation | VOM | 0 | [6 empty] | 0.73069 | 0
LCP_Inputs_ON_Diverse_IEA_2023_05_05 | 2028 | Biomass | Generation | Electricity | WC | Dispatch-Generation | EmissionsCost | 0 | [6 empty] | 0.73069 | 0
LCP_Inputs_ON_Diverse_IEA_2023_05_05 | 2028 | Biomass | Generation | Electricity | WC | Dispatch-Generation | FuelCost | 0 | [6 empty] | 0.73069 | 0
LCP_Inputs_ON_Diverse_IEA_2023_05_05 | 2028 | Biomass | Generation | Electricity | WC | Dispatch-Generation | VOM | 0 | [6 empty] | 0.73069 | 0
LCP_Inputs_ON_Diverse_IEA_2023_05_05 | 2028 | Biomass + CCS | Generation | Electricity | MI | Dispatch-Generation | EmissionsCost | 0 | [6 empty] | 0.73069 | 0
LCP_Inputs_ON_Diverse_IEA_2023_05_05 | 2028 | Biomass + CCS | Generation | Electricity | MI | Dispatch-Generation | FuelCost | 0 | [6 empty] | 0.73069 | 0
LCP_Inputs_ON_Diverse_IEA_2023_05_05 | 2028 | Biomass + CCS | Generation | Electricity | MI | Dispatch-Generation | VOM | 0 | [6 empty] | 0.73069 | 0
LCP_Inputs_ON_Diverse_IEA_2023_05_05 | 2028 | Biomass + CCS | Generation | Electricity | NY | Dispatch-Generation | EmissionsCost | 0 | [6 empty] | 0.73069 | 0
LCP_Inputs_ON_Diverse_IEA_2023_05_05 | 2028 | Biomass + CCS | Generation | Electricity | NY | Dispatch-Generation | FuelCost | 0 | [6 empty] | 0.73069 | 0
LCP_Inputs_ON_Diverse_IEA_2023_05_05 | 2028 | Biomass + CCS | Generation | Electricity | NY | Dispatch-Generation | VOM | 0 | [6 empty] | 0.73069 | 0
LCP_Inputs_ON_Diverse_IEA_2023_05_05 | 2028 | Biomass + CCS | Generation | Electricity | ON | Dispatch-Generation | EmissionsCost | 0 | [6 empty] | 0.73069 | 0
LCP_Inputs_ON_Diverse_IEA_2023_05_05 | 2028 | Biomass + CCS | Generation | Electricity | ON | Dispatch-Generation | FuelCost | 0 | [6 empty] | 0.73069 | 0
LCP_Inputs_ON_Diverse_IEA_2023_05_05 | 2028 | Biomass + CCS | Generation | Electricity | ON | Dispatch-Generation | VOM | 0 | [6 empty] | 0.73069 | 0
LCP_Inputs_ON_Diverse_IEA_2023_05_05 | 2028 | Biomass + CCS | Generation | Electricity | PJ | Dispatch-Generation | EmissionsCost | 0 | [6 empty] | 0.73069 | 0
LCP_Inputs_ON_Diverse_IEA_2023_05_05 | 2028 | Biomass + CCS | Generation | Electricity | PJ | Dispatch-Generation | FuelCost | 0 | [6 empty] | 0.73069 | 0
LCP_Inputs_ON_Diverse_IEA_2023_05_05 | 2028 | Biomass + CCS | Generation | Electricity | PJ | Dispatch-Generation | VOM | 0 | [6 empty] | 0.73069 | 0
LCP_Inputs_ON_Diverse_IEA_2023_05_05 | 2028 | Biomass + CCS | Generation | Electricity | QC | Dispatch-Generation | EmissionsCost | 0 | [6 empty] | 0.73069 | 0
LCP_Inputs_ON_Diverse_IEA_2023_05_05 | 2028 | Biomass + CCS | Generation | Electricity | QC | Dispatch-Generation | FuelCost | 0 | [6 empty] | 0.73069 | 0
LCP_Inputs_ON_Diverse_IEA_2023_05_05 | 2028 | Biomass + CCS | Generation | Electricity | QC | Dispatch-Generation | VOM | 0 | [6 empty] | 0.73069 | 0
LCP_Inputs_ON_Diverse_IEA_2023_05_05 | 2028 | Biomass + CCS | Generation | Electricity | WC | Dispatch-Generation | EmissionsCost | 0 | [6 empty] | 0.73069 | 0
LCP_Inputs_ON_Diverse_IEA_2023_05_05 | 2028 | Biomass + CCS | Generation | Electricity | WC | Dispatch-Generation | FuelCost | 0 | [6 empty] | 0.73069 | 0
LCP_Inputs_ON_Diverse_IEA_2023_05_05 | 2028 | Biomass + CCS | Generation | Electricity | WC | Dispatch-Generation | VOM | 0 | [6 empty] | 0.73069 | 0
LCP_Inputs_ON_Diverse_IEA_2023_05_05 | 2028 | CH4 + CCS | Generation | Methane | MI | Dispatch-Generation | EmissionsCost | 0 | [6 empty] | 0.73069 | 0
LCP_Inputs_ON_Diverse_IEA_2023_05_05 | 2028 | CH4 + CCS | Generation | Methane | MI | Dispatch-Generation | FuelCost | 0 | [6 empty] | 0.73069 | 0
LCP_Inputs_ON_Diverse_IEA_2023_05_05 | 2028 | CH4 + CCS | Generation | Methane | MI | Dispatch-Generation | VOM | 0 | [6 empty] | 0.73069 | 0
LCP_Inputs_ON_Diverse_IEA_2023_05_05 | 2028 | CH4 + CCS | Generation | Methane | NY | Dispatch-Generation | EmissionsCost | 0 | [6 empty] | 0.73069 | 0
LCP_Inputs_ON_Diverse_IEA_2023_05_05 | 2028 | CH4 + CCS | Generation | Methane | NY | Dispatch-Generation | FuelCost | 0 | [6 empty] | 0.73069 | 0
LCP_Inputs_ON_Diverse_IEA_2023_05_05 | 2028 | CH4 + CCS | Generation | Methane | NY | Dispatch-Generation | VOM | 0 | [6 empty] | 0.73069 | 0
LCP_Inputs_ON_Diverse_IEA_2023_05_05 | 2028 | CH4 + CCS | Generation | Methane | ON | Dispatch-Generation | EmissionsCost | 0 | [6 empty] | 0.73069 | 0
LCP_Inputs_ON_Diverse_IEA_2023_05_05 | 2028 | CH4 + CCS | Generation | Methane | ON | Dispatch-Generation | FuelCost | 0 | [6 empty] | 0.73069 | 0
LCP_Inputs_ON_Diverse_IEA_2023_05_05 | 2028 | CH4 + CCS | Generation | Methane | ON | Dispatch-Generation | VOM | 0 | [6 empty] | 0.73069 | 0
LCP_Inputs_ON_Diverse_IEA_2023_05_05 | 2028 | CH4 + CCS | Generation | Methane | PJ | Dispatch-Generation | EmissionsCost | 0 | [6 empty] | 0.73069 | 0
LCP_Inputs_ON_Diverse_IEA_2023_05_05 | 2028 | CH4 + CCS | Generation | Methane | PJ | Dispatch-Generation | FuelCost | 0 | [6 empty] | 0.73069 | 0
LCP_Inputs_ON_Diverse_IEA_2023_05_05 | 2028 | CH4 + CCS | Generation | Methane | PJ | Dispatch-Generation | VOM | 0 | [6 empty] | 0.73069 | 0
LCP_Inputs_ON_Diverse_IEA_2023_05_05 | 2028 | CH4 + CCS | Generation | Methane | QC | Dispatch-Generation | EmissionsCost | 0 | [6 empty] | 0.73069 | 0
LCP_Inputs_ON_Diverse_IEA_2023_05_05 | 2028 | CH4 + CCS | Generation | Methane | QC | Dispatch-Generation | FuelCost | 0 | [6 empty] | 0.73069 | 0
LCP_Inputs_ON_Diverse_IEA_2023_05_05 | 2028 | CH4 + CCS | Generation | Methane | QC | Dispatch-Generation | VOM | 0 | [6 empty] | 0.73069 | 0
LCP_Inputs_ON_Diverse_IEA_2023_05_05 | 2028 | CH4 + CCS | Generation | Methane | WC | Dispatch-Generation | EmissionsCost | 0 | [6 empty] | 0.73069 | 0
LCP_Inputs_ON_Diverse_IEA_2023_05_05 | 2028 | CH4 + CCS | Generation | Methane | WC | Dispatch-Generation | FuelCost | 0 | [6 empty] | 0.73069 | 0
LCP_Inputs_ON_Diverse_IEA_2023_05_05 | 2028 | CH4 + CCS | Generation | Methane | WC | Dispatch-Generation | VOM | 0 | [6 empty] | 0.73069 | 0
LCP_Inputs_ON_Diverse_IEA_2023_05_05 | 2028 | CH4 Import - NY 2020 | Import | Methane | MI | Dispatch-Import | EmissionsCost | 0 | [6 empty] | 0.73069 | 0
LCP_Inputs_ON_Diverse_IEA_2023_05_05 | 2028 | CH4 Import - NY 2020 | Import | Methane | MI | Dispatch-Import | FuelCost | 0 | [6 empty] | 0.73069 | 0
LCP_Inputs_ON_Diverse_IEA_2023_05_05 | 2028 | CH4 Import - NY 2020 | Import | Methane | MI | Dispatch-Import | VOM | 0 | [6 empty] | 0.73069 | 0
LCP_Inputs_ON_Diverse_IEA_2023_05_05 | 2028 | CH4 Import - NY 2020 | Import | Methane | NY | Dispatch-Import | EmissionsCost | 282343065.1873 | [6 empty] | 0.73069 | 206305312.1826
LCP_Inputs_ON_Diverse_IEA_2023_05_05 | 2028 | CH4 Import - NY 2020 | Import | Methane | NY | Dispatch-Import | FuelCost | 407790143.0843 | [6 empty] | 0.73069 | 297968263.248
LCP_Inputs_ON_Diverse_IEA_2023_05_05 | 2028 | CH4 Import - NY 2020 | Import | Methane | NY | Dispatch-Import | VOM | 0 | [6 empty] | 0.73069 | 0
LCP_Inputs_ON_Diverse_IEA_2023_05_05 | 2028 | CH4 Import - NY 2020 | Import | Methane | ON | Dispatch-Import | EmissionsCost | 0 | [6 empty] | 0.73069 | 0
LCP_Inputs_ON_Diverse_IEA_2023_05_05 | 2028 | CH4 Import - NY 2020 | Import | Methane | ON | Dispatch-Import | FuelCost | 0 | [6 empty] | 0.73069 | 0
LCP_Inputs_ON_Diverse_IEA_2023_05_05 | 2028 | CH4 Import - NY 2020 | Import | Methane | ON | Dispatch-Import | VOM | 0 | [6 empty] | 0.73069 | 0
LCP_Inputs_ON_Diverse_IEA_2023_05_05 | 2028 | CH4 Import - NY 2020 | Import | Methane | PJ | Dispatch-Import | EmissionsCost | 0 | [6 empty] | 0.73069 | 0
LCP_Inputs_ON_Diverse_IEA_2023_05_05 | 2028 | CH4 Import - NY 2020 | Import | Methane | PJ | Dispatch-Import | FuelCost | 0 | [6 empty] | 0.73069 | 0
LCP_Inputs_ON_Diverse_IEA_2023_05_05 | 2028 | CH4 Import - NY 2020 | Import | Methane | PJ | Dispatch-Import | VOM | 0 | [6 empty] | 0.73069 | 0
LCP_Inputs_ON_Diverse_IEA_2023_05_05 | 2028 | CH4 Import - NY 2020 | Import | Methane | QC | Dispatch-Import | EmissionsCost | 0 | [6 empty] | 0.73069 | 0
LCP_Inputs_ON_Diverse_IEA_2023_05_05 | 2028 | CH4 Import - NY 2020 | Import | Methane | QC | Dispatch-Import | FuelCost | 0 | [6 empty] | 0.73069 | 0
LCP_Inputs_ON_Diverse_IEA_2023_05_05 | 2028 | CH4 Import - NY 2020 | Import | Methane | QC | Dispatch-Import | VOM | 0 | [6 empty] | 0.73069 | 0
LCP_Inputs_ON_Diverse_IEA_2023_05_05 | 2028 | CH4 Import - NY 2020 | Import | Methane | WC | Dispatch-Import | EmissionsCost | 0 | [6 empty] | 0.73069 | 0
LCP_Inputs_ON_Diverse_IEA_2023_05_05 | 2028 | CH4 Import - NY 2020 | Import | Methane | WC | Dispatch-Import | FuelCost | 0 | [6 empty] | 0.73069 | 0
LCP_Inputs_ON_Diverse_IEA_2023_05_05 | 2028 | CH4 Import - NY 2020 | Import | Methane | WC | Dispatch-Import | VOM | 0 | [6 empty] | 0.73069 | 0
LCP_Inputs_ON_Diverse_IEA_2023_05_05 | 2028 | CH4 Import - NY 2030 | Import | Methane | MI | Dispatch-Import | EmissionsCost | 0 | [6 empty] | 0.73069 | 0
LCP_Inputs_ON_Diverse_IEA_2023_05_05 | 2028 | CH4 Import - NY 2030 | Import | Methane | MI | Dispatch-Import | FuelCost | 0 | [6 empty] | 0.73069 | 0
LCP_Inputs_ON_Diverse_IEA_2023_05_05 | 2028 | CH4 Import - NY 2030 | Import | Methane | MI | Dispatch-Import | VOM | 0 | [6 empty] | 0.73069 | 0
LCP_Inputs_ON_Diverse_IEA_2023_05_05 | 2028 | CH4 Import - NY 2030 | Import | Methane | NY | Dispatch-Import | EmissionsCost | 0 | [6 empty] | 0.73069 | 0
LCP_Inputs_ON_Diverse_IEA_2023_05_05 | 2028 | CH4 Import - NY 2030 | Import | Methane | NY | Dispatch-Import | FuelCost | 0 | [6 empty] | 0.73069 | 0
LCP_Inputs_ON_Diverse_IEA_2023_05_05 | 2028 | CH4 Import - NY 2030 | Import | Methane | NY | Dispatch-Import | VOM | 0 | [6 empty] | 0.73069 | 0
LCP_Inputs_ON_Diverse_IEA_2023_05_05 | 2028 | CH4 Import - NY 2030 | Import | Methane | ON | Dispatch-Import | EmissionsCost | 0 | [6 empty] | 0.73069 | 0
LCP_Inputs_ON_Diverse_IEA_2023_05_05 | 2028 | CH4 Import - NY 2030 | Import | Methane | ON | Dispatch-Import | FuelCost | 0 | [6 empty] | 0.73069 | 0
LCP_Inputs_ON_Diverse_IEA_2023_05_05 | 2028 | CH4 Import - NY 2030 | Import | Methane | ON | Dispatch-Import | VOM | 0 | [6 empty] | 0.73069 | 0
LCP_Inputs_ON_Diverse_IEA_2023_05_05 | 2028 | CH4 Import - NY 2030 | Import | Methane | PJ | Dispatch-Import | EmissionsCost | 0 | [6 empty] | 0.73069 | 0
LCP_Inputs_ON_Diverse_IEA_2023_05_05 | 2028 | CH4 Import - NY 2030 | Import | Methane | PJ | Dispatch-Import | FuelCost | 0 | [6 empty] | 0.73069 | 0
LCP_Inputs_ON_Diverse_IEA_2023_05_05 | 2028 | CH4 Import - NY 2030 | Import | Methane | PJ | Dispatch-Import | VOM | 0 | [6 empty] | 0.73069 | 0
LCP_Inputs_ON_Diverse_IEA_2023_05_05 | 2028 | CH4 Import - NY 2030 | Import | Methane | QC | Dispatch-Import | EmissionsCost | 0 | [6 empty] | 0.73069 | 0
LCP_Inputs_ON_Diverse_IEA_2023_05_05 | 2028 | CH4 Import - NY 2030 | Import | Methane | QC | Dispatch-Import | FuelCost | 0 | [6 empty] | 0.73069 | 0
LCP_Inputs_ON_Diverse_IEA_2023_05_05 | 2028 | CH4 Import - NY 2030 | Import | Methane | QC | Dispatch-Import | VOM | 0 | [6 empty] | 0.73069 | 0
LCP_Inputs_ON_Diverse_IEA_2023_05_05 | 2028 | CH4 Import - NY 2030 | Import | Methane | WC | Dispatch-Import | EmissionsCost | 0 | [6 empty] | 0.73069 | 0
LCP_Inputs_ON_Diverse_IEA_2023_05_05 | 2028 | CH4 Import - NY 2030 | Import | Methane | WC | Dispatch-Import | FuelCost | 0 | [6 empty] | 0.73069 | 0
LCP_Inputs_ON_Diverse_IEA_2023_05_05 | 2028 | CH4 Import - NY 2030 | Import | Methane | WC | Dispatch-Import | VOM | 0 | [6 empty] | 0.73069 | 0
LCP_Inputs_ON_Diverse_IEA_2023_05_05 | 2028 | CH4 Import - NY 2040 | Import | Methane | MI | Dispatch-Import | EmissionsCost | 0 | [6 empty] | 0.73069 | 0
LCP_Inputs_ON_Diverse_IEA_2023_05_05 | 2028 | CH4 Import - NY 2040 | Import | Methane | MI | Dispatch-Import | FuelCost | 0 | [6 empty] | 0.73069 | 0
LCP_Inputs_ON_Diverse_IEA_2023_05_05 | 2028 | CH4 Import - NY 2040 | Import | Methane | MI | Dispatch-Import | VOM | 0 | [6 empty] | 0.73069 | 0
LCP_Inputs_ON_Diverse_IEA_2023_05_05 | 2028 | CH4 Import - NY 2040 | Import | Methane | NY | Dispatch-Import | EmissionsCost | 0 | [6 empty] | 0.73069 | 0
LCP_Inputs_ON_Diverse_IEA_2023_05_05 | 2028 | CH4 Import - NY 2040 | Import | Methane | NY | Dispatch-Import | FuelCost | 0 | [6 empty] | 0.73069 | 0
LCP_Inputs_ON_Diverse_IEA_2023_05_05 | 2028 | CH4 Import - NY 2040 | Import | Methane | NY | Dispatch-Import | VOM | 0 | [6 empty] | 0.73069 | 0
LCP_Inputs_ON_Diverse_IEA_2023_05_05 | 2028 | CH4 Import - NY 2040 | Import | Methane | ON | Dispatch-Import | EmissionsCost | 0 | [6 empty] | 0.73069 | 0
LCP_Inputs_ON_Diverse_IEA_2023_05_05 | 2028 | CH4 Import - NY 2040 | Import | Methane | ON | Dispatch-Import | FuelCost | 0 | [6 empty] | 0.73069 | 0
LCP_Inputs_ON_Diverse_IEA_2023_05_05 | 2028 | CH4 Import - NY 2040 | Import | Methane | ON | Dispatch-Import | VOM | 0 | [6 empty] | 0.73069 | 0
LCP_Inputs_ON_Diverse_IEA_2023_05_05 | 2028 | CH4 Import - NY 2040 | Import | Methane | PJ | Dispatch-Import | EmissionsCost | 0 | [6 empty] | 0.73069 | 0
LCP_Inputs_ON_Diverse_IEA_2023_05_05 | 2028 | CH4 Import - NY 2040 | Import | Methane | PJ | Dispatch-Import | FuelCost | 0 | [6 empty] | 0.73069 | 0
LCP_Inputs_ON_Diverse_IEA_2023_05_05 | 2028 | CH4 Import - NY 2040 | Import | Methane | PJ | Dispatch-Import | VOM | 0 | [6 empty] | 0.73069 | 0
LCP_Inputs_ON_Diverse_IEA_2023_05_05 | 2028 | CH4 Import - NY 2040 | Import | Methane | QC | Dispatch-Import | EmissionsCost | 0 | [6 empty] | 0.73069 | 0
LCP_Inputs_ON_Diverse_IEA_2023_05_05 | 2028 | CH4 Import - NY 2040 | Import | Methane | QC | Dispatch-Import | FuelCost | 0 | [6 empty] | 0.73069 | 0
LCP_Inputs_ON_Diverse_IEA_2023_05_05 | 2028 | CH4 Import - NY 2040 | Import | Methane | QC | Dispatch-Import | VOM | 0 | [6 empty] | 0.73069 | 0
LCP_Inputs_ON_Diverse_IEA_2023_05_05 | 2028 | CH4 Import - NY 2040 | Import | Methane | WC | Dispatch-Import | EmissionsCost | 0 | [6 empty] | 0.73069 | 0
LCP_Inputs_ON_Diverse_IEA_2023_05_05 | 2028 | CH4 Import - NY 2040 | Import | Methane | WC | Dispatch-Import | FuelCost | 0 | [6 empty] | 0.73069 | 0
LCP_Inputs_ON_Diverse_IEA_2023_05_05 | 2028 | CH4 Import - NY 2040 | Import | Methane | WC | Dispatch-Import | VOM | 0 | [6 empty] | 0.73069 | 0
LCP_Inputs_ON_Diverse_IEA_2023_05_05 | 2028 | CH4 Import - NY 2050 | Import | Methane | MI | Dispatch-Import | EmissionsCost | 0 | [6 empty] | 0.73069 | 0
LCP_Inputs_ON_Diverse_IEA_2023_05_05 | 2028 | CH4 Import - NY 2050 | Import | Methane | MI | Dispatch-Import | FuelCost | 0 | [6 empty] | 0.73069 | 0
LCP_Inputs_ON_Diverse_IEA_2023_05_05 | 2028 | CH4 Import - NY 2050 | Import | Methane | MI | Dispatch-Import | VOM | 0 | [6 empty] | 0.73069 | 0
LCP_Inputs_ON_Diverse_IEA_2023_05_05 | 2028 | CH4 Import - NY 2050 | Import | Methane | NY | Dispatch-Import | EmissionsCost | 0 | [6 empty] | 0.73069 | 0
LCP_Inputs_ON_Diverse_IEA_2023_05_05 | 2028 | CH4 Import - NY 2050 | Import | Methane | NY | Dispatch-Import | FuelCost | 0 | [6 empty] | 0.73069 | 0
LCP_Inputs_ON_Diverse_IEA_2023_05_05 | 2028 | CH4 Import - NY 2050 | Import | Methane | NY | Dispatch-Import | VOM | 0 | [6 empty] | 0.73069 | 0
LCP_Inputs_ON_Diverse_IEA_2023_05_05 | 2028 | CH4 Import - NY 2050 | Import | Methane | ON | Dispatch-Import | EmissionsCost | 0 | [6 empty] | 0.73069 | 0
LCP_Inputs_ON_Diverse_IEA_2023_05_05 | 2028 | CH4 Import - NY 2050 | Import | Methane | ON | Dispatch-Import | FuelCost | 0 | [6 empty] | 0.73069 | 0
LCP_Inputs_ON_Diverse_IEA_2023_05_05 | 2028 | CH4 Import - NY 2050 | Import | Methane | ON | Dispatch-Import | VOM | 0 | [6 empty] | 0.73069 | 0
LCP_Inputs_ON_Diverse_IEA_2023_05_05 | 2028 | CH4 Import - NY 2050 | Import | Methane | PJ | Dispatch-Import | EmissionsCost | 0 | [6 empty] | 0.73069 | 0
LCP_Inputs_ON_Diverse_IEA_2023_05_05 | 2028 | CH4 Import - NY 2050 | Import | Methane | PJ | Dispatch-Import | FuelCost | 0 | [6 empty] | 0.73069 | 0
LCP_Inputs_ON_Diverse_IEA_2023_05_05 | 2028 | CH4 Import - NY 2050 | Import | Methane | PJ | Dispatch-Import | VOM | 0 | [6 empty] | 0.73069 | 0
LCP_Inputs_ON_Diverse_IEA_2023_05_05 | 2028 | CH4 Import - NY 2050 | Import | Methane | QC | Dispatch-Import | EmissionsCost | 0 | [6 empty] | 0.73069 | 0
LCP_Inputs_ON_Diverse_IEA_2023_05_05 | 2028 | CH4 Import - NY 2050 | Import | Methane | QC | Dispatch-Import | FuelCost | 0 | [6 empty] | 0.73069 | 0
LCP_Inputs_ON_Diverse_IEA_2023_05_05 | 2028 | CH4 Import - NY 2050 | Import | Methane | QC | Dispatch-Import | VOM | 0 | [6 empty] | 0.73069 | 0
LCP_Inputs_ON_Diverse_IEA_2023_05_05 | 2028 | CH4 Import - NY 2050 | Import | Methane | WC | Dispatch-Import | EmissionsCost | 0 | [6 empty] | 0.73069 | 0
LCP_Inputs_ON_Diverse_IEA_2023_05_05 | 2028 | CH4 Import - NY 2050 | Import | Methane | WC | Dispatch-Import | FuelCost | 0 | [6 empty] | 0.73069 | 0
LCP_Inputs_ON_Diverse_IEA_2023_05_05 | 2028 | CH4 Import - NY 2050 | Import | Methane | WC | Dispatch-Import | VOM | 0 | [6 empty] | 0.73069 | 0
LCP_Inputs_ON_Diverse_IEA_2023_05_05 | 2028 | CH4 Import - WC 2020 | Import | Methane | MI | Dispatch-Import | EmissionsCost | 0 | [6 empty] | 0.73069 | 0
LCP_Inputs_ON_Diverse_IEA_2023_05_05 | 2028 | CH4 Import - WC 2020 | Import | Methane | MI | Dispatch-Import | FuelCost | 0 | [6 empty] | 0.73069 | 0
LCP_Inputs_ON_Diverse_IEA_2023_05_05 | 2028 | CH4 Import - WC 2020 | Import | Methane | MI | Dispatch-Import | VOM | 0 | [6 empty] | 0.73069 | 0
LCP_Inputs_ON_Diverse_IEA_2023_05_05 | 2028 | CH4 Import - WC 2020 | Import | Methane | NY | Dispatch-Import | EmissionsCost | 0 | [6 empty] | 0.73069 | 0
LCP_Inputs_ON_Diverse_IEA_2023_05_05 | 2028 | CH4 Import - WC 2020 | Import | Methane | NY | Dispatch-Import | FuelCost | 0 | [6 empty] | 0.73069 | 0
LCP_Inputs_ON_Diverse_IEA_2023_05_05 | 2028 | CH4 Import - WC 2020 | Import | Methane | NY | Dispatch-Import | VOM | 0 | [6 empty] | 0.73069 | 0
LCP_Inputs_ON_Diverse_IEA_2023_05_05 | 2028 | CH4 Import - WC 2020 | Import | Methane | ON | Dispatch-Import | EmissionsCost | 0 | [6 empty] | 0.73069 | 0
LCP_Inputs_ON_Diverse_IEA_2023_05_05 | 2028 | CH4 Import - WC 2020 | Import | Methane | ON | Dispatch-Import | FuelCost | 0 | [6 empty] | 0.73069 | 0
LCP_Inputs_ON_Diverse_IEA_2023_05_05 | 2028 | CH4 Import - WC 2020 | Import | Methane | ON | Dispatch-Import | VOM | 0 | [6 empty] | 0.73069 | 0
LCP_Inputs_ON_Diverse_IEA_2023_05_05 | 2028 | CH4 Import - WC 2020 | Import | Methane | PJ | Dispatch-Import | EmissionsCost | 0 | [6 empty] | 0.73069 | 0
LCP_Inputs_ON_Diverse_IEA_2023_05_05 | 2028 | CH4 Import - WC 2020 | Import | Methane | PJ | Dispatch-Import | FuelCost | 0 | [6 empty] | 0.73069 | 0
LCP_Inputs_ON_Diverse_IEA_2023_05_05 | 2028 | CH4 Import - WC 2020 | Import | Methane | PJ | Dispatch-Import | VOM | 0 | [6 empty] | 0.73069 | 0
LCP_Inputs_ON_Diverse_IEA_2023_05_05 | 2028 | CH4 Import - WC 2020 | Import | Methane | QC | Dispatch-Import | EmissionsCost | 0 | [6 empty] | 0.73069 | 0
LCP_Inputs_ON_Diverse_IEA_2023_05_05 | 2028 | CH4 Import - WC 2020 | Import | Methane | QC | Dispatch-Import | FuelCost | 0 | [6 empty] | 0.73069 | 0
LCP_Inputs_ON_Diverse_IEA_2023_05_05 | 2028 | CH4 Import - WC 2020 | Import | Methane | QC | Dispatch-Import | VOM | 0 | [6 empty] | 0.73069 | 0
LCP_Inputs_ON_Diverse_IEA_2023_05_05 | 2028 | CH4 Import - WC 2020 | Import | Methane | WC | Dispatch-Import | EmissionsCost | 1306945425.5377 | [6 empty] | 0.73069 | 954972220.9126
LCP_Inputs_ON_Diverse_IEA_2023_05_05 | 2028 | CH4 Import - WC 2020 | Import | Methane | WC | Dispatch-Import | FuelCost | 1887630786.0789 | [6 empty] | 0.73069 | 1379273326.048
LCP_Inputs_ON_Diverse_IEA_2023_05_05 | 2028 | CH4 Import - WC 2020 | Import | Methane | WC | Dispatch-Import | VOM | 0 | [6 empty] | 0.73069 | 0
LCP_Inputs_ON_Diverse_IEA_2023_05_05 | 2028 | CH4 Import - WC 2030 | Import | Methane | MI | Dispatch-Import | EmissionsCost | 0 | [6 empty] | 0.73069 | 0
LCP_Inputs_ON_Diverse_IEA_2023_05_05 | 2028 | CH4 Import - WC 2030 | Import | Methane | MI | Dispatch-Import | FuelCost | 0 | [6 empty] | 0.73069 | 0
LCP_Inputs_ON_Diverse_IEA_2023_05_05 | 2028 | CH4 Import - WC 2030 | Import | Methane | MI | Dispatch-Import | VOM | 0 | [6 empty] | 0.73069 | 0
LCP_Inputs_ON_Diverse_IEA_2023_05_05 | 2028 | CH4 Import - WC 2030 | Import | Methane | NY | Dispatch-Import | EmissionsCost | 0 | [6 empty] | 0.73069 | 0
LCP_Inputs_ON_Diverse_IEA_2023_05_05 | 2028 | CH4 Import - WC 2030 | Import | Methane | NY | Dispatch-Import | FuelCost | 0 | [6 empty] | 0.73069 | 0
LCP_Inputs_ON_Diverse_IEA_2023_05_05 | 2028 | CH4 Import - WC 2030 | Import | Methane | NY | Dispatch-Import | VOM | 0 | [6 empty] | 0.73069 | 0
LCP_Inputs_ON_Diverse_IEA_2023_05_05 | 2028 | CH4 Import - WC 2030 | Import | Methane | ON | Dispatch-Import | EmissionsCost | 0 | [6 empty] | 0.73069 | 0
LCP_Inputs_ON_Diverse_IEA_2023_05_05 | 2028 | CH4 Import - WC 2030 | Import | Methane | ON | Dispatch-Import | FuelCost | 0 | [6 empty] | 0.73069 | 0
LCP_Inputs_ON_Diverse_IEA_2023_05_05 | 2028 | CH4 Import - WC 2030 | Import | Methane | ON | Dispatch-Import | VOM | 0 | [6 empty] | 0.73069 | 0
LCP_Inputs_ON_Diverse_IEA_2023_05_05 | 2028 | CH4 Import - WC 2030 | Import | Methane | PJ | Dispatch-Import | EmissionsCost | 0 | [6 empty] | 0.73069 | 0
LCP_Inputs_ON_Diverse_IEA_2023_05_05 | 2028 | CH4 Import - WC 2030 | Import | Methane | PJ | Dispatch-Import | FuelCost | 0 | [6 empty] | 0.73069 | 0
LCP_Inputs_ON_Diverse_IEA_2023_05_05 | 2028 | CH4 Import - WC 2030 | Import | Methane | PJ | Dispatch-Import | VOM | 0 | [6 empty] | 0.73069 | 0
LCP_Inputs_ON_Diverse_IEA_2023_05_05 | 2028 | CH4 Import - WC 2030 | Import | Methane | QC | Dispatch-Import | EmissionsCost | 0 | [6 empty] | 0.73069 | 0
LCP_Inputs_ON_Diverse_IEA_2023_05_05 | 2028 | CH4 Import - WC 2030 | Import | Methane | QC | Dispatch-Import | FuelCost | 0 | [6 empty] | 0.73069 | 0
LCP_Inputs_ON_Diverse_IEA_2023_05_05 | 2028 | CH4 Import - WC 2030 | Import | Methane | QC | Dispatch-Import | VOM | 0 | [6 empty] | 0.73069 | 0
LCP_Inputs_ON_Diverse_IEA_2023_05_05 | 2028 | CH4 Import - WC 2030 | Import | Methane | WC | Dispatch-Import | EmissionsCost | 0 | [6 empty] | 0.73069 | 0
LCP_Inputs_ON_Diverse_IEA_2023_05_05 | 2028 | CH4 Import - WC 2030 | Import | Methane | WC | Dispatch-Import | FuelCost | 0 | [6 empty] | 0.73069 | 0
LCP_Inputs_ON_Diverse_IEA_2023_05_05 | 2028 | CH4 Import - WC 2030 | Import | Methane | WC | Dispatch-Import | VOM | 0 | [6 empty] | 0.73069 | 0
LCP_Inputs_ON_Diverse_IEA_2023_05_05 | 2028 | CH4 Import - WC 2040 | Import | Methane | MI | Dispatch-Import | EmissionsCost | 0 | [6 empty] | 0.73069 | 0
LCP_Inputs_ON_Diverse_IEA_2023_05_05 | 2028 | CH4 Import - WC 2040 | Import | Methane | MI | Dispatch-Import | FuelCost | 0 | [6 empty] | 0.73069 | 0
LCP_Inputs_ON_Diverse_IEA_2023_05_05 | 2028 | CH4 Import - WC 2040 | Import | Methane | MI | Dispatch-Import | VOM | 0 | [6 empty] | 0.73069 | 0
LCP_Inputs_ON_Diverse_IEA_2023_05_05 | 2028 | CH4 Import - WC 2040 | Import | Methane | NY | Dispatch-Import | EmissionsCost | 0 | [6 empty] | 0.73069 | 0
LCP_Inputs_ON_Diverse_IEA_2023_05_05 | 2028 | CH4 Import - WC 2040 | Import | Methane | NY | Dispatch-Import | FuelCost | 0 | [6 empty] | 0.73069 | 0
LCP_Inputs_ON_Diverse_IEA_2023_05_05 | 2028 | CH4 Import - WC 2040 | Import | Methane | NY | Dispatch-Import | VOM | 0 | [6 empty] | 0.73069 | 0
LCP_Inputs_ON_Diverse_IEA_2023_05_05 | 2028 | CH4 Import - WC 2040 | Import | Methane | ON | Dispatch-Import | EmissionsCost | 0 | [6 empty] | 0.73069 | 0
LCP_Inputs_ON_Diverse_IEA_2023_05_05 | 2028 | CH4 Import - WC 2040 | Import | Methane | ON | Dispatch-Import | FuelCost | 0 | [6 empty] | 0.73069 | 0
LCP_Inputs_ON_Diverse_IEA_2023_05_05 | 2028 | CH4 Import - WC 2040 | Import | Methane | ON | Dispatch-Import | VOM | 0 | [6 empty] | 0.73069 | 0
LCP_Inputs_ON_Diverse_IEA_2023_05_05 | 2028 | CH4 Import - WC 2040 | Import | Methane | PJ | Dispatch-Import | EmissionsCost | 0 | [6 empty] | 0.73069 | 0
LCP_Inputs_ON_Diverse_IEA_2023_05_05 | 2028 | CH4 Import - WC 2040 | Import | Methane | PJ | Dispatch-Import | FuelCost | 0 | [6 empty] | 0.73069 | 0
LCP_Inputs_ON_Diverse_IEA_2023_05_05 | 2028 | CH4 Import - WC 2040 | Import | Methane | PJ | Dispatch-Import | VOM | 0 | [6 empty] | 0.73069 | 0
LCP_Inputs_ON_Diverse_IEA_2023_05_05 | 2028 | CH4 Import - WC 2040 | Import | Methane | QC | Dispatch-Import | EmissionsCost | 0 | [6 empty] | 0.73069 | 0
LCP_Inputs_ON_Diverse_IEA_2023_05_05 | 2028 | CH4 Import - WC 2040 | Import | Methane | QC | Dispatch-Import | FuelCost | 0 | [6 empty] | 0.73069 | 0
LCP_Inputs_ON_Diverse_IEA_2023_05_05 | 2028 | CH4 Import - WC 2040 | Import | Methane | QC | Dispatch-Import | VOM | 0 | [6 empty] | 0.73069 | 0
LCP_Inputs_ON_Diverse_IEA_2023_05_05 | 2028 | CH4 Import - WC 2040 | Import | Methane | WC | Dispatch-Import | EmissionsCost | 0 | [6 empty] | 0.73069 | 0
LCP_Inputs_ON_Diverse_IEA_2023_05_05 | 2028 | CH4 Import - WC 2040 | Import | Methane | WC | Dispatch-Import | FuelCost | 0 | [6 empty] | 0.73069 | 0
LCP_Inputs_ON_Diverse_IEA_2023_05_05 | 2028 | CH4 Import - WC 2040 | Import | Methane | WC | Dispatch-Import | VOM | 0 | [6 empty] | 0.73069 | 0
LCP_Inputs_ON_Diverse_IEA_2023_05_05 | 2028 | CH4 Import - WC 2050 | Import | Methane | MI | Dispatch-Import | EmissionsCost | 0 | [6 empty] | 0.73069 | 0
LCP_Inputs_ON_Diverse_IEA_2023_05_05 | 2028 | CH4 Import - WC 2050 | Import | Methane | MI | Dispatch-Import | FuelCost | 0 | [6 empty] | 0.73069 | 0
LCP_Inputs_ON_Diverse_IEA_2023_05_05 | 2028 | CH4 Import - WC 2050 | Import | Methane | MI | Dispatch-Import | VOM | 0 | [6 empty] | 0.73069 | 0
LCP_Inputs_ON_Diverse_IEA_2023_05_05 | 2028 | CH4 Import - WC 2050 | Import | Methane | NY | Dispatch-Import | EmissionsCost | 0 | [6 empty] | 0.73069 | 0
LCP_Inputs_ON_Diverse_IEA_2023_05_05 | 2028 | CH4 Import - WC 2050 | Import | Methane | NY | Dispatch-Import | FuelCost | 0 | [6 empty] | 0.73069 | 0
LCP_Inputs_ON_Diverse_IEA_2023_05_05 | 2028 | CH4 Import - WC 2050 | Import | Methane | NY | Dispatch-Import | VOM | 0 | [6 empty] | 0.73069 | 0
LCP_Inputs_ON_Diverse_IEA_2023_05_05 | 2028 | CH4 Import - WC 2050 | Import | Methane | ON | Dispatch-Import | EmissionsCost | 0 | [6 empty] | 0.73069 | 0
LCP_Inputs_ON_Diverse_IEA_2023_05_05 | 2028 | CH4 Import - WC 2050 | Import | Methane | ON | Dispatch-Import | FuelCost | 0 | [6 empty] | 0.73069 | 0
LCP_Inputs_ON_Diverse_IEA_2023_05_05 | 2028 | CH4 Import - WC 2050 | Import | Methane | ON | Dispatch-Import | VOM | 0 | [6 empty] | 0.73069 | 0
LCP_Inputs_ON_Diverse_IEA_2023_05_05 | 2028 | CH4 Import - WC 2050 | Import | Methane | PJ | Dispatch-Import | EmissionsCost | 0 | [6 empty] | 0.73069 | 0
LCP_Inputs_ON_Diverse_IEA_2023_05_05 | 2028 | CH4 Import - WC 2050 | Import | Methane | PJ | Dispatch-Import | FuelCost | 0 | [6 empty] | 0.73069 | 0
LCP_Inputs_ON_Diverse_IEA_2023_05_05 | 2028 | CH4 Import - WC 2050 | Import | Methane | PJ | Dispatch-Import | VOM | 0 | [6 empty] | 0.73069 | 0
LCP_Inputs_ON_Diverse_IEA_2023_05_05 | 2028 | CH4 Import - WC 2050 | Import | Methane | QC | Dispatch-Import | EmissionsCost | 0 | [6 empty] | 0.73069 | 0
LCP_Inputs_ON_Diverse_IEA_2023_05_05 | 2028 | CH4 Import - WC 2050 | Import | Methane | QC | Dispatch-Import | FuelCost | 0 | [6 empty] | 0.73069 | 0
LCP_Inputs_ON_Diverse_IEA_2023_05_05 | 2028 | CH4 Import - WC 2050 | Import | Methane | QC | Dispatch-Import | VOM | 0 | [6 empty] | 0.73069 | 0
LCP_Inputs_ON_Diverse_IEA_2023_05_05 | 2028 | CH4 Import - WC 2050 | Import | Methane | WC | Dispatch-Import | EmissionsCost | 0 | [6 empty] | 0.73069 | 0
LCP_Inputs_ON_Diverse_IEA_2023_05_05 | 2028 | CH4 Import - WC 2050 | Import | Methane | WC | Dispatch-Import | FuelCost | 0 | [6 empty] | 0.73069 | 0
LCP_Inputs_ON_Diverse_IEA_2023_05_05 | 2028 | CH4 Import - WC 2050 | Import | Methane | WC | Dispatch-Import | VOM | 0 | [6 empty] | 0.73069 | 0
LCP_Inputs_ON_Diverse_IEA_2023_05_05 | 2028 | CH4 Salt Cavern Storage - ON | Storage | Methane | MI | Dispatch-Storage | EmissionsCost | 0 | [6 empty] | 0.73069 | 0
LCP_Inputs_ON_Diverse_IEA_2023_05_05 | 2028 | CH4 Salt Cavern Storage - ON | Storage | Methane | MI | Dispatch-Storage | FuelCost | 0 | [6 empty] | 0.73069 | 0
LCP_Inputs_ON_Diverse_IEA_2023_05_05 | 2028 | CH4 Salt Cavern Storage - ON | Storage | Methane | MI | Dispatch-Storage | VOM | 0 | [6 empty] | 0.73069 | 0
LCP_Inputs_ON_Diverse_IEA_2023_05_05 | 2028 | CH4 Salt Cavern Storage - ON | Storage | Methane | NY | Dispatch-Storage | EmissionsCost | 0 | [6 empty] | 0.73069 | 0
LCP_Inputs_ON_Diverse_IEA_2023_05_05 | 2028 | CH4 Salt Cavern Storage - ON | Storage | Methane | NY | Dispatch-Storage | FuelCost | 0 | [6 empty] | 0.73069 | 0
LCP_Inputs_ON_Diverse_IEA_2023_05_05 | 2028 | CH4 Salt Cavern Storage - ON | Storage | Methane | NY | Dispatch-Storage | VOM | 0 | [6 empty] | 0.73069 | 0
LCP_Inputs_ON_Diverse_IEA_2023_05_05 | 2028 | CH4 Salt Cavern Storage - ON | Storage | Methane | ON | Dispatch-Storage | EmissionsCost | 0 | [6 empty] | 0.73069 | 0
LCP_Inputs_ON_Diverse_IEA_2023_05_05 | 2028 | CH4 Salt Cavern Storage - ON | Storage | Methane | ON | Dispatch-Storage | FuelCost | 0 | [6 empty] | 0.73069 | 0
LCP_Inputs_ON_Diverse_IEA_2023_05_05 | 2028 | CH4 Salt Cavern Storage - ON | Storage | Methane | ON | Dispatch-Storage | VOM | 691417.795 | [6 empty] | 0.73069 | 505212.2104
LCP_Inputs_ON_Diverse_IEA_2023_05_05 | 2028 | CH4 Salt Cavern Storage - ON | Storage | Methane | PJ | Dispatch-Storage | EmissionsCost | 0 | [6 empty] | 0.73069 | 0
LCP_Inputs_ON_Diverse_IEA_2023_05_05 | 2028 | CH4 Salt Cavern Storage - ON | Storage | Methane | PJ | Dispatch-Storage | FuelCost | 0 | [6 empty] | 0.73069 | 0
LCP_Inputs_ON_Diverse_IEA_2023_05_05 | 2028 | CH4 Salt Cavern Storage - ON | Storage | Methane | PJ | Dispatch-Storage | VOM | 0 | [6 empty] | 0.73069 | 0
LCP_Inputs_ON_Diverse_IEA_2023_05_05 | 2028 | CH4 Salt Cavern Storage - ON | Storage | Methane | QC | Dispatch-Storage | EmissionsCost | 0 | [6 empty] | 0.73069 | 0
LCP_Inputs_ON_Diverse_IEA_2023_05_05 | 2028 | CH4 Salt Cavern Storage - ON | Storage | Methane | QC | Dispatch-Storage | FuelCost | 0 | [6 empty] | 0.73069 | 0
LCP_Inputs_ON_Diverse_IEA_2023_05_05 | 2028 | CH4 Salt Cavern Storage - ON | Storage | Methane | QC | Dispatch-Storage | VOM | 0 | [6 empty] | 0.73069 | 0
LCP_Inputs_ON_Diverse_IEA_2023_05_05 | 2028 | CH4 Salt Cavern Storage - ON | Storage | Methane | WC | Dispatch-Storage | EmissionsCost | 0 | [6 empty] | 0.73069 | 0
LCP_Inputs_ON_Diverse_IEA_2023_05_05 | 2028 | CH4 Salt Cavern Storage - ON | Storage | Methane | WC | Dispatch-Storage | FuelCost | 0 | [6 empty] | 0.73069 | 0
LCP_Inputs_ON_Diverse_IEA_2023_05_05 | 2028 | CH4 Salt Cavern Storage - ON | Storage | Methane | WC | Dispatch-Storage | VOM | 0 | [6 empty] | 0.73069 | 0
LCP_Inputs_ON_Diverse_IEA_2023_05_05 | 2028 | Electrolyser 2020/2030 | Crossload | Hydrogen | MI | Dispatch-Crossload | EmissionsCost | 0 | [6 empty] | 0.73069 | 0
LCP_Inputs_ON_Diverse_IEA_2023_05_05 | 2028 | Electrolyser 2020/2030 | Crossload | Hydrogen | MI | Dispatch-Crossload | FuelCost | 0 | [6 empty] | 0.73069 | 0
LCP_Inputs_ON_Diverse_IEA_2023_05_05 | 2028 | Electrolyser 2020/2030 | Crossload | Hydrogen | MI | Dispatch-Crossload | VOM | 0 | [6 empty] | 0.73069 | 0
LCP_Inputs_ON_Diverse_IEA_2023_05_05 | 2028 | Electrolyser 2020/2030 | Crossload | Hydrogen | NY | Dispatch-Crossload | EmissionsCost | 0 | [6 empty] | 0.73069 | 0
LCP_Inputs_ON_Diverse_IEA_2023_05_05 | 2028 | Electrolyser 2020/2030 | Crossload | Hydrogen | NY | Dispatch-Crossload | FuelCost | 0 | [6 empty] | 0.73069 | 0
LCP_Inputs_ON_Diverse_IEA_2023_05_05 | 2028 | Electrolyser 2020/2030 | Crossload | Hydrogen | NY | Dispatch-Crossload | VOM | 0 | [6 empty] | 0.73069 | 0
LCP_Inputs_ON_Diverse_IEA_2023_05_05 | 2028 | Electrolyser 2020/2030 | Crossload | Hydrogen | ON | Dispatch-Crossload | EmissionsCost | 0 | [6 empty] | 0.73069 | 0
LCP_Inputs_ON_Diverse_IEA_2023_05_05 | 2028 | Electrolyser 2020/2030 | Crossload | Hydrogen | ON | Dispatch-Crossload | FuelCost | 0 | [6 empty] | 0.73069 | 0
LCP_Inputs_ON_Diverse_IEA_2023_05_05 | 2028 | Electrolyser 2020/2030 | Crossload | Hydrogen | ON | Dispatch-Crossload | VOM | 0 | [6 empty] | 0.73069 | 0
LCP_Inputs_ON_Diverse_IEA_2023_05_05 | 2028 | Electrolyser 2020/2030 | Crossload | Hydrogen | PJ | Dispatch-Crossload | EmissionsCost | 0 | [6 empty] | 0.73069 | 0
LCP_Inputs_ON_Diverse_IEA_2023_05_05 | 2028 | Electrolyser 2020/2030 | Crossload | Hydrogen | PJ | Dispatch-Crossload | FuelCost | 0 | [6 empty] | 0.73069 | 0
LCP_Inputs_ON_Diverse_IEA_2023_05_05 | 2028 | Electrolyser 2020/2030 | Crossload | Hydrogen | PJ | Dispatch-Crossload | VOM | 0 | [6 empty] | 0.73069 | 0
LCP_Inputs_ON_Diverse_IEA_2023_05_05 | 2028 | Electrolyser 2020/2030 | Crossload | Hydrogen | QC | Dispatch-Crossload | EmissionsCost | 0 | [6 empty] | 0.73069 | 0
LCP_Inputs_ON_Diverse_IEA_2023_05_05 | 2028 | Electrolyser 2020/2030 | Crossload | Hydrogen | QC | Dispatch-Crossload | FuelCost | 0 | [6 empty] | 0.73069 | 0
LCP_Inputs_ON_Diverse_IEA_2023_05_05 | 2028 | Electrolyser 2020/2030 | Crossload | Hydrogen | QC | Dispatch-Crossload | VOM | 0 | [6 empty] | 0.73069 | 0
LCP_Inputs_ON_Diverse_IEA_2023_05_05 | 2028 | Electrolyser 2020/2030 | Crossload | Hydrogen | WC | Dispatch-Crossload | EmissionsCost | 0 | [6 empty] | 0.73069 | 0
LCP_Inputs_ON_Diverse_IEA_2023_05_05 | 2028 | Electrolyser 2020/2030 | Crossload | Hydrogen | WC | Dispatch-Crossload | FuelCost | 0 | [6 empty] | 0.73069 | 0
LCP_Inputs_ON_Diverse_IEA_2023_05_05 | 2028 | Electrolyser 2020/2030 | Crossload | Hydrogen | WC | Dispatch-Crossload | VOM | 0 | [6 empty] | 0.73069 | 0
LCP_Inputs_ON_Diverse_IEA_2023_05_05 | 2028 | Electrolyser 2040 | Crossload | Hydrogen | MI | Dispatch-Crossload | EmissionsCost | 0 | [6 empty] | 0.73069 | 0
LCP_Inputs_ON_Diverse_IEA_2023_05_05 | 2028 | Electrolyser 2040 | Crossload | Hydrogen | MI | Dispatch-Crossload | FuelCost | 0 | [6 empty] | 0.73069 | 0
LCP_Inputs_ON_Diverse_IEA_2023_05_05 | 2028 | Electrolyser 2040 | Crossload | Hydrogen | MI | Dispatch-Crossload | VOM | 0 | [6 empty] | 0.73069 | 0
LCP_Inputs_ON_Diverse_IEA_2023_05_05 | 2028 | Electrolyser 2040 | Crossload | Hydrogen | NY | Dispatch-Crossload | EmissionsCost | 0 | [6 empty] | 0.73069 | 0
LCP_Inputs_ON_Diverse_IEA_2023_05_05 | 2028 | Electrolyser 2040 | Crossload | Hydrogen | NY | Dispatch-Crossload | FuelCost | 0 | [6 empty] | 0.73069 | 0
LCP_Inputs_ON_Diverse_IEA_2023_05_05 | 2028 | Electrolyser 2040 | Crossload | Hydrogen | NY | Dispatch-Crossload | VOM | 0 | [6 empty] | 0.73069 | 0
LCP_Inputs_ON_Diverse_IEA_2023_05_05 | 2028 | Electrolyser 2040 | Crossload | Hydrogen | ON | Dispatch-Crossload | EmissionsCost | 0 | [6 empty] | 0.73069 | 0
LCP_Inputs_ON_Diverse_IEA_2023_05_05 | 2028 | Electrolyser 2040 | Crossload | Hydrogen | ON | Dispatch-Crossload | FuelCost | 0 | [6 empty] | 0.73069 | 0
LCP_Inputs_ON_Diverse_IEA_2023_05_05 | 2028 | Electrolyser 2040 | Crossload | Hydrogen | ON | Dispatch-Crossload | VOM | 0 | [6 empty] | 0.73069 | 0
LCP_Inputs_ON_Diverse_IEA_2023_05_05 | 2028 | Electrolyser 2040 | Crossload | Hydrogen | PJ | Dispatch-Crossload | EmissionsCost | 0 | [6 empty] | 0.73069 | 0
LCP_Inputs_ON_Diverse_IEA_2023_05_05 | 2028 | Electrolyser 2040 | Crossload | Hydrogen | PJ | Dispatch-Crossload | FuelCost | 0 | [6 empty] | 0.73069 | 0
LCP_Inputs_ON_Diverse_IEA_2023_05_05 | 2028 | Electrolyser 2040 | Crossload | Hydrogen | PJ | Dispatch-Crossload | VOM | 0 | [6 empty] | 0.73069 | 0
LCP_Inputs_ON_Diverse_IEA_2023_05_05 | 2028 | Electrolyser 2040 | Crossload | Hydrogen | QC | Dispatch-Crossload | EmissionsCost | 0 | [6 empty] | 0.73069 | 0
LCP_Inputs_ON_Diverse_IEA_2023_05_05 | 2028 | Electrolyser 2040 | Crossload | Hydrogen | QC | Dispatch-Crossload | FuelCost | 0 | [6 empty] | 0.73069 | 0
LCP_Inputs_ON_Diverse_IEA_2023_05_05 | 2028 | Electrolyser 2040 | Crossload | Hydrogen | QC | Dispatch-Crossload | VOM | 0 | [6 empty] | 0.73069 | 0
LCP_Inputs_ON_Diverse_IEA_2023_05_05 | 2028 | Electrolyser 2040 | Crossload | Hydrogen | WC | Dispatch-Crossload | EmissionsCost | 0 | [6 empty] | 0.73069 | 0
LCP_Inputs_ON_Diverse_IEA_2023_05_05 | 2028 | Electrolyser 2040 | Crossload | Hydrogen | WC | Dispatch-Crossload | FuelCost | 0 | [6 empty] | 0.73069 | 0
LCP_Inputs_ON_Diverse_IEA_2023_05_05 | 2028 | Electrolyser 2040 | Crossload | Hydrogen | WC | Dispatch-Crossload | VOM | 0 | [6 empty] | 0.73069 | 0
LCP_Inputs_ON_Diverse_IEA_2023_05_05 | 2028 | Electrolyser 2050 | Crossload | Hydrogen | MI | Dispatch-Crossload | EmissionsCost | 0 | [6 empty] | 0.73069 | 0
LCP_Inputs_ON_Diverse_IEA_2023_05_05 | 2028 | Electrolyser 2050 | Crossload | Hydrogen | MI | Dispatch-Crossload | FuelCost | 0 | [6 empty] | 0.73069 | 0
LCP_Inputs_ON_Diverse_IEA_2023_05_05 | 2028 | Electrolyser 2050 | Crossload | Hydrogen | MI | Dispatch-Crossload | VOM | 0 | [6 empty] | 0.73069 | 0
LCP_Inputs_ON_Diverse_IEA_2023_05_05 | 2028 | Electrolyser 2050 | Crossload | Hydrogen | NY | Dispatch-Crossload | EmissionsCost | 0 | [6 empty] | 0.73069 | 0
LCP_Inputs_ON_Diverse_IEA_2023_05_05 | 2028 | Electrolyser 2050 | Crossload | Hydrogen | NY | Dispatch-Crossload | FuelCost | 0 | [6 empty] | 0.73069 | 0
LCP_Inputs_ON_Diverse_IEA_2023_05_05 | 2028 | Electrolyser 2050 | Crossload | Hydrogen | NY | Dispatch-Crossload | VOM | 0 | [6 empty] | 0.73069 | 0
LCP_Inputs_ON_Diverse_IEA_2023_05_05 | 2028 | Electrolyser 2050 | Crossload | Hydrogen | ON | Dispatch-Crossload | EmissionsCost | 0 | [6 empty] | 0.73069 | 0
LCP_Inputs_ON_Diverse_IEA_2023_05_05 | 2028 | Electrolyser 2050 | Crossload | Hydrogen | ON | Dispatch-Crossload | FuelCost | 0 | [6 empty] | 0.73069 | 0
LCP_Inputs_ON_Diverse_IEA_2023_05_05 | 2028 | Electrolyser 2050 | Crossload | Hydrogen | ON | Dispatch-Crossload | VOM | 0 | [6 empty] | 0.73069 | 0
LCP_Inputs_ON_Diverse_IEA_2023_05_05 | 2028 | Electrolyser 2050 | Crossload | Hydrogen | PJ | Dispatch-Crossload | EmissionsCost | 0 | [6 empty] | 0.73069 | 0
LCP_Inputs_ON_Diverse_IEA_2023_05_05 | 2028 | Electrolyser 2050 | Crossload | Hydrogen | PJ | Dispatch-Crossload | FuelCost | 0 | [6 empty] | 0.73069 | 0
LCP_Inputs_ON_Diverse_IEA_2023_05_05 | 2028 | Electrolyser 2050 | Crossload | Hydrogen | PJ | Dispatch-Crossload | VOM | 0 | [6 empty] | 0.73069 | 0
LCP_Inputs_ON_Diverse_IEA_2023_05_05 | 2028 | Electrolyser 2050 | Crossload | Hydrogen | QC | Dispatch-Crossload | EmissionsCost | 0 | [6 empty] | 0.73069 | 0
LCP_Inputs_ON_Diverse_IEA_2023_05_05 | 2028 | Electrolyser 2050 | Crossload | Hydrogen | QC | Dispatch-Crossload | FuelCost | 0 | [6 empty] | 0.73069 | 0
LCP_Inputs_ON_Diverse_IEA_2023_05_05 | 2028 | Electrolyser 2050 | Crossload | Hydrogen | QC | Dispatch-Crossload | VOM | 0 | [6 empty] | 0.73069 | 0
LCP_Inputs_ON_Diverse_IEA_2023_05_05 | 2028 | Electrolyser 2050 | Crossload | Hydrogen | WC | Dispatch-Crossload | EmissionsCost | 0 | [6 empty] | 0.73069 | 0
LCP_Inputs_ON_Diverse_IEA_2023_05_05 | 2028 | Electrolyser 2050 | Crossload | Hydrogen | WC | Dispatch-Crossload | FuelCost | 0 | [6 empty] | 0.73069 | 0
LCP_Inputs_ON_Diverse_IEA_2023_05_05 | 2028 | Electrolyser 2050 | Crossload | Hydrogen | WC | Dispatch-Crossload | VOM | 0 | [6 empty] | 0.73069 | 0
LCP_Inputs_ON_Diverse_IEA_2023_05_05 | 2028 | Fossil Fuel Thermal (Coal, Peat, Oil) | Generation | Electricity | MI | Dispatch-Generation | EmissionsCost | 0 | [6 empty] | 0.73069 | 0
LCP_Inputs_ON_Diverse_IEA_2023_05_05 | 2028 | Fossil Fuel Thermal (Coal, Peat, Oil) | Generation | Electricity | MI | Dispatch-Generation | FuelCost | 0 | [6 empty] | 0.73069 | 0
LCP_Inputs_ON_Diverse_IEA_2023_05_05 | 2028 | Fossil Fuel Thermal (Coal, Peat, Oil) | Generation | Electricity | MI | Dispatch-Generation | VOM | 0 | [6 empty] | 0.73069 | 0
LCP_Inputs_ON_Diverse_IEA_2023_05_05 | 2028 | Fossil Fuel Thermal (Coal, Peat, Oil) | Generation | Electricity | NY | Dispatch-Generation | EmissionsCost | 0 | [6 empty] | 0.73069 | 0
LCP_Inputs_ON_Diverse_IEA_2023_05_05 | 2028 | Fossil Fuel Thermal (Coal, Peat, Oil) | Generation | Electricity | NY | Dispatch-Generation | FuelCost | 0 | [6 empty] | 0.73069 | 0
LCP_Inputs_ON_Diverse_IEA_2023_05_05 | 2028 | Fossil Fuel Thermal (Coal, Peat, Oil) | Generation | Electricity | NY | Dispatch-Generation | VOM | 0 | [6 empty] | 0.73069 | 0
LCP_Inputs_ON_Diverse_IEA_2023_05_05 | 2028 | Fossil Fuel Thermal (Coal, Peat, Oil) | Generation | Electricity | ON | Dispatch-Generation | EmissionsCost | 0 | [6 empty] | 0.73069 | 0
LCP_Inputs_ON_Diverse_IEA_2023_05_05 | 2028 | Fossil Fuel Thermal (Coal, Peat, Oil) | Generation | Electricity | ON | Dispatch-Generation | FuelCost | 0 | [6 empty] | 0.73069 | 0
LCP_Inputs_ON_Diverse_IEA_2023_05_05 | 2028 | Fossil Fuel Thermal (Coal, Peat, Oil) | Generation | Electricity | ON | Dispatch-Generation | VOM | 0 | [6 empty] | 0.73069 | 0
LCP_Inputs_ON_Diverse_IEA_2023_05_05 | 2028 | Fossil Fuel Thermal (Coal, Peat, Oil) | Generation | Electricity | PJ | Dispatch-Generation | EmissionsCost | 0 | [6 empty] | 0.73069 | 0
LCP_Inputs_ON_Diverse_IEA_2023_05_05 | 2028 | Fossil Fuel Thermal (Coal, Peat, Oil) | Generation | Electricity | PJ | Dispatch-Generation | FuelCost | 0 | [6 empty] | 0.73069 | 0
LCP_Inputs_ON_Diverse_IEA_2023_05_05 | 2028 | Fossil Fuel Thermal (Coal, Peat, Oil) | Generation | Electricity | PJ | Dispatch-Generation | VOM | 0 | [6 empty] | 0.73069 | 0
LCP_Inputs_ON_Diverse_IEA_2023_05_05 | 2028 | Fossil Fuel Thermal (Coal, Peat, Oil) | Generation | Electricity | QC | Dispatch-Generation | EmissionsCost | 0 | [6 empty] | 0.73069 | 0
LCP_Inputs_ON_Diverse_IEA_2023_05_05 | 2028 | Fossil Fuel Thermal (Coal, Peat, Oil) | Generation | Electricity | QC | Dispatch-Generation | FuelCost | 0 | [6 empty] | 0.73069 | 0
LCP_Inputs_ON_Diverse_IEA_2023_05_05 | 2028 | Fossil Fuel Thermal (Coal, Peat, Oil) | Generation | Electricity | QC | Dispatch-Generation | VOM | 0 | [6 empty] | 0.73069 | 0
LCP_Inputs_ON_Diverse_IEA_2023_05_05 | 2028 | Fossil Fuel Thermal (Coal, Peat, Oil) | Generation | Electricity | WC | Dispatch-Generation | EmissionsCost | 0 | [6 empty] | 0.73069 | 0
LCP_Inputs_ON_Diverse_IEA_2023_05_05 | 2028 | Fossil Fuel Thermal (Coal, Peat, Oil) | Generation | Electricity | WC | Dispatch-Generation | FuelCost | 0 | [6 empty] | 0.73069 | 0
LCP_Inputs_ON_Diverse_IEA_2023_05_05 | 2028 | Fossil Fuel Thermal (Coal, Peat, Oil) | Generation | Electricity | WC | Dispatch-Generation | VOM | 0 | [6 empty] | 0.73069 | 0
LCP_Inputs_ON_Diverse_IEA_2023_05_05 | 2028 | Generic - Generator | Generation | Electricity | MI | Dispatch-Generation | EmissionsCost | 0 | [6 empty] | 0.73069 | 0
LCP_Inputs_ON_Diverse_IEA_2023_05_05 | 2028 | Generic - Generator | Generation | Electricity | MI | Dispatch-Generation | FuelCost | 3910350973.1086 | [6 empty] | 0.73069 | 2857255154.1704
LCP_Inputs_ON_Diverse_IEA_2023_05_05 | 2028 | Generic - Generator | Generation | Electricity | MI | Dispatch-Generation | VOM | 404558215.912 | [6 empty] | 0.73069 | 295606725.72
LCP_Inputs_ON_Diverse_IEA_2023_05_05 | 2028 | Generic - Generator | Generation | Electricity | NY | Dispatch-Generation | EmissionsCost | 0 | [6 empty] | 0.73069 | 0
LCP_Inputs_ON_Diverse_IEA_2023_05_05 | 2028 | Generic - Generator | Generation | Electricity | NY | Dispatch-Generation | FuelCost | 1636940140.2623 | [6 empty] | 0.73069 | 1196096126.6642
LCP_Inputs_ON_Diverse_IEA_2023_05_05 | 2028 | Generic - Generator | Generation | Electricity | NY | Dispatch-Generation | VOM | 169355023.9489 | [6 empty] | 0.73069 | 123746057.1673
LCP_Inputs_ON_Diverse_IEA_2023_05_05 | 2028 | Generic - Generator | Generation | Electricity | ON | Dispatch-Generation | EmissionsCost | 0 | [6 empty] | 0.73069 | 0
LCP_Inputs_ON_Diverse_IEA_2023_05_05 | 2028 | Generic - Generator | Generation | Electricity | ON | Dispatch-Generation | FuelCost | 0 | [6 empty] | 0.73069 | 0
LCP_Inputs_ON_Diverse_IEA_2023_05_05 | 2028 | Generic - Generator | Generation | Electricity | ON | Dispatch-Generation | VOM | 0 | [6 empty] | 0.73069 | 0
LCP_Inputs_ON_Diverse_IEA_2023_05_05 | 2028 | Generic - Generator | Generation | Electricity | PJ | Dispatch-Generation | EmissionsCost | 0 | [6 empty] | 0.73069 | 0
LCP_Inputs_ON_Diverse_IEA_2023_05_05 | 2028 | Generic - Generator | Generation | Electricity | PJ | Dispatch-Generation | FuelCost | 14422259590.9655 | [6 empty] | 0.73069 | 10538203817.1144
LCP_Inputs_ON_Diverse_IEA_2023_05_05 | 2028 | Generic - Generator | Generation | Electricity | PJ | Dispatch-Generation | VOM | 1492102281.7812 | [6 empty] | 0.73069 | 1090264522.1587
LCP_Inputs_ON_Diverse_IEA_2023_05_05 | 2028 | Generic - Generator | Generation | Electricity | QC | Dispatch-Generation | EmissionsCost | 0 | [6 empty] | 0.73069 | 0
LCP_Inputs_ON_Diverse_IEA_2023_05_05 | 2028 | Generic - Generator | Generation | Electricity | QC | Dispatch-Generation | FuelCost | 0 | [6 empty] | 0.73069 | 0
LCP_Inputs_ON_Diverse_IEA_2023_05_05 | 2028 | Generic - Generator | Generation | Electricity | QC | Dispatch-Generation | VOM | 0 | [6 empty] | 0.73069 | 0
LCP_Inputs_ON_Diverse_IEA_2023_05_05 | 2028 | Generic - Generator | Generation | Electricity | WC | Dispatch-Generation | EmissionsCost | 0 | [6 empty] | 0.73069 | 0
LCP_Inputs_ON_Diverse_IEA_2023_05_05 | 2028 | Generic - Generator | Generation | Electricity | WC | Dispatch-Generation | FuelCost | 1069473.0011 | [6 empty] | 0.73069 | 781453.4464
LCP_Inputs_ON_Diverse_IEA_2023_05_05 | 2028 | Generic - Generator | Generation | Electricity | WC | Dispatch-Generation | VOM | 110645.8454 | [6 empty] | 0.73069 | 80847.8355
LCP_Inputs_ON_Diverse_IEA_2023_05_05 | 2028 | H2 Import - QC | Import | Hydrogen | MI | Dispatch-Import | EmissionsCost | 0 | [6 empty] | 0.73069 | 0
LCP_Inputs_ON_Diverse_IEA_2023_05_05 | 2028 | H2 Import - QC | Import | Hydrogen | MI | Dispatch-Import | FuelCost | 0 | [6 empty] | 0.73069 | 0
LCP_Inputs_ON_Diverse_IEA_2023_05_05 | 2028 | H2 Import - QC | Import | Hydrogen | MI | Dispatch-Import | VOM | 0 | [6 empty] | 0.73069 | 0
LCP_Inputs_ON_Diverse_IEA_2023_05_05 | 2028 | H2 Import - QC | Import | Hydrogen | NY | Dispatch-Import | EmissionsCost | 0 | [6 empty] | 0.73069 | 0
LCP_Inputs_ON_Diverse_IEA_2023_05_05 | 2028 | H2 Import - QC | Import | Hydrogen | NY | Dispatch-Import | FuelCost | 0 | [6 empty] | 0.73069 | 0
LCP_Inputs_ON_Diverse_IEA_2023_05_05 | 2028 | H2 Import - QC | Import | Hydrogen | NY | Dispatch-Import | VOM | 0 | [6 empty] | 0.73069 | 0
LCP_Inputs_ON_Diverse_IEA_2023_05_05 | 2028 | H2 Import - QC | Import | Hydrogen | ON | Dispatch-Import | EmissionsCost | 0 | [6 empty] | 0.73069 | 0
LCP_Inputs_ON_Diverse_IEA_2023_05_05 | 2028 | H2 Import - QC | Import | Hydrogen | ON | Dispatch-Import | FuelCost | 0 | [6 empty] | 0.73069 | 0
LCP_Inputs_ON_Diverse_IEA_2023_05_05 | 2028 | H2 Import - QC | Import | Hydrogen | ON | Dispatch-Import | VOM | 0 | [6 empty] | 0.73069 | 0
LCP_Inputs_ON_Diverse_IEA_2023_05_05 | 2028 | H2 Import - QC | Import | Hydrogen | PJ | Dispatch-Import | EmissionsCost | 0 | [6 empty] | 0.73069 | 0
LCP_Inputs_ON_Diverse_IEA_2023_05_05 | 2028 | H2 Import - QC | Import | Hydrogen | PJ | Dispatch-Import | FuelCost | 0 | [6 empty] | 0.73069 | 0
LCP_Inputs_ON_Diverse_IEA_2023_05_05 | 2028 | H2 Import - QC | Import | Hydrogen | PJ | Dispatch-Import | VOM | 0 | [6 empty] | 0.73069 | 0
LCP_Inputs_ON_Diverse_IEA_2023_05_05 | 2028 | H2 Import - QC | Import | Hydrogen | QC | Dispatch-Import | EmissionsCost | 0 | [6 empty] | 0.73069 | 0
LCP_Inputs_ON_Diverse_IEA_2023_05_05 | 2028 | H2 Import - QC | Import | Hydrogen | QC | Dispatch-Import | FuelCost | 0 | [6 empty] | 0.73069 | 0
LCP_Inputs_ON_Diverse_IEA_2023_05_05 | 2028 | H2 Import - QC | Import | Hydrogen | QC | Dispatch-Import | VOM | 0 | [6 empty] | 0.73069 | 0
LCP_Inputs_ON_Diverse_IEA_2023_05_05 | 2028 | H2 Import - QC | Import | Hydrogen | WC | Dispatch-Import | EmissionsCost | 0 | [6 empty] | 0.73069 | 0
LCP_Inputs_ON_Diverse_IEA_2023_05_05 | 2028 | H2 Import - QC | Import | Hydrogen | WC | Dispatch-Import | FuelCost | 0 | [6 empty] | 0.73069 | 0
LCP_Inputs_ON_Diverse_IEA_2023_05_05 | 2028 | H2 Import - QC | Import | Hydrogen | WC | Dispatch-Import | VOM | 0 | [6 empty] | 0.73069 | 0
LCP_Inputs_ON_Diverse_IEA_2023_05_05 | 2028 | H2 Import - WC | Import | Hydrogen | MI | Dispatch-Import | EmissionsCost | 0 | [6 empty] | 0.73069 | 0
LCP_Inputs_ON_Diverse_IEA_2023_05_05 | 2028 | H2 Import - WC | Import | Hydrogen | MI | Dispatch-Import | FuelCost | 0 | [6 empty] | 0.73069 | 0
LCP_Inputs_ON_Diverse_IEA_2023_05_05 | 2028 | H2 Import - WC | Import | Hydrogen | MI | Dispatch-Import | VOM | 0 | [6 empty] | 0.73069 | 0
LCP_Inputs_ON_Diverse_IEA_2023_05_05 | 2028 | H2 Import - WC | Import | Hydrogen | NY | Dispatch-Import | EmissionsCost | 0 | [6 empty] | 0.73069 | 0
LCP_Inputs_ON_Diverse_IEA_2023_05_05 | 2028 | H2 Import - WC | Import | Hydrogen | NY | Dispatch-Import | FuelCost | 0 | [6 empty] | 0.73069 | 0
LCP_Inputs_ON_Diverse_IEA_2023_05_05 | 2028 | H2 Import - WC | Import | Hydrogen | NY | Dispatch-Import | VOM | 0 | [6 empty] | 0.73069 | 0
LCP_Inputs_ON_Diverse_IEA_2023_05_05 | 2028 | H2 Import - WC | Import | Hydrogen | ON | Dispatch-Import | EmissionsCost | 0 | [6 empty] | 0.73069 | 0
LCP_Inputs_ON_Diverse_IEA_2023_05_05 | 2028 | H2 Import - WC | Import | Hydrogen | ON | Dispatch-Import | FuelCost | 0 | [6 empty] | 0.73069 | 0
LCP_Inputs_ON_Diverse_IEA_2023_05_05 | 2028 | H2 Import - WC | Import | Hydrogen | ON | Dispatch-Import | VOM | 0 | [6 empty] | 0.73069 | 0
LCP_Inputs_ON_Diverse_IEA_2023_05_05 | 2028 | H2 Import - WC | Import | Hydrogen | PJ | Dispatch-Import | EmissionsCost | 0 | [6 empty] | 0.73069 | 0
LCP_Inputs_ON_Diverse_IEA_2023_05_05 | 2028 | H2 Import - WC | Import | Hydrogen | PJ | Dispatch-Import | FuelCost | 0 | [6 empty] | 0.73069 | 0
LCP_Inputs_ON_Diverse_IEA_2023_05_05 | 2028 | H2 Import - WC | Import | Hydrogen | PJ | Dispatch-Import | VOM | 0 | [6 empty] | 0.73069 | 0
LCP_Inputs_ON_Diverse_IEA_2023_05_05 | 2028 | H2 Import - WC | Import | Hydrogen | QC | Dispatch-Import | EmissionsCost | 0 | [6 empty] | 0.73069 | 0
LCP_Inputs_ON_Diverse_IEA_2023_05_05 | 2028 | H2 Import - WC | Import | Hydrogen | QC | Dispatch-Import | FuelCost | 0 | [6 empty] | 0.73069 | 0
LCP_Inputs_ON_Diverse_IEA_2023_05_05 | 2028 | H2 Import - WC | Import | Hydrogen | QC | Dispatch-Import | VOM | 0 | [6 empty] | 0.73069 | 0
LCP_Inputs_ON_Diverse_IEA_2023_05_05 | 2028 | H2 Import - WC | Import | Hydrogen | WC | Dispatch-Import | EmissionsCost | 0 | [6 empty] | 0.73069 | 0
LCP_Inputs_ON_Diverse_IEA_2023_05_05 | 2028 | H2 Import - WC | Import | Hydrogen | WC | Dispatch-Import | FuelCost | 0 | [6 empty] | 0.73069 | 0
LCP_Inputs_ON_Diverse_IEA_2023_05_05 | 2028 | H2 Import - WC | Import | Hydrogen | WC | Dispatch-Import | VOM | 0 | [6 empty] | 0.73069 | 0
LCP_Inputs_ON_Diverse_IEA_2023_05_05 | 2028 | H2 Salt Cavern Storage - ON | Storage | Hydrogen | MI | Dispatch-Storage | EmissionsCost | 0 | [6 empty] | 0.73069 | 0
LCP_Inputs_ON_Diverse_IEA_2023_05_05 | 2028 | H2 Salt Cavern Storage - ON | Storage | Hydrogen | MI | Dispatch-Storage | FuelCost | 0 | [6 empty] | 0.73069 | 0
LCP_Inputs_ON_Diverse_IEA_2023_05_05 | 2028 | H2 Salt Cavern Storage - ON | Storage | Hydrogen | MI | Dispatch-Storage | VOM | 0 | [6 empty] | 0.73069 | 0
LCP_Inputs_ON_Diverse_IEA_2023_05_05 | 2028 | H2 Salt Cavern Storage - ON | Storage | Hydrogen | NY | Dispatch-Storage | EmissionsCost | 0 | [6 empty] | 0.73069 | 0
LCP_Inputs_ON_Diverse_IEA_2023_05_05 | 2028 | H2 Salt Cavern Storage - ON | Storage | Hydrogen | NY | Dispatch-Storage | FuelCost | 0 | [6 empty] | 0.73069 | 0
LCP_Inputs_ON_Diverse_IEA_2023_05_05 | 2028 | H2 Salt Cavern Storage - ON | Storage | Hydrogen | NY | Dispatch-Storage | VOM | 0 | [6 empty] | 0.73069 | 0
LCP_Inputs_ON_Diverse_IEA_2023_05_05 | 2028 | H2 Salt Cavern Storage - ON | Storage | Hydrogen | ON | Dispatch-Storage | EmissionsCost | 0 | [6 empty] | 0.73069 | 0
LCP_Inputs_ON_Diverse_IEA_2023_05_05 | 2028 | H2 Salt Cavern Storage - ON | Storage | Hydrogen | ON | Dispatch-Storage | FuelCost | 0 | [6 empty] | 0.73069 | 0
LCP_Inputs_ON_Diverse_IEA_2023_05_05 | 2028 | H2 Salt Cavern Storage - ON | Storage | Hydrogen | ON | Dispatch-Storage | VOM | 0 | [6 empty] | 0.73069 | 0
LCP_Inputs_ON_Diverse_IEA_2023_05_05 | 2028 | H2 Salt Cavern Storage - ON | Storage | Hydrogen | PJ | Dispatch-Storage | EmissionsCost | 0 | [6 empty] | 0.73069 | 0
LCP_Inputs_ON_Diverse_IEA_2023_05_05 | 2028 | H2 Salt Cavern Storage - ON | Storage | Hydrogen | PJ | Dispatch-Storage | FuelCost | 0 | [6 empty] | 0.73069 | 0
LCP_Inputs_ON_Diverse_IEA_2023_05_05 | 2028 | H2 Salt Cavern Storage - ON | Storage | Hydrogen | PJ | Dispatch-Storage | VOM | 0 | [6 empty] | 0.73069 | 0
LCP_Inputs_ON_Diverse_IEA_2023_05_05 | 2028 | H2 Salt Cavern Storage - ON | Storage | Hydrogen | QC | Dispatch-Storage | EmissionsCost | 0 | [6 empty] | 0.73069 | 0
LCP_Inputs_ON_Diverse_IEA_2023_05_05 | 2028 | H2 Salt Cavern Storage - ON | Storage | Hydrogen | QC | Dispatch-Storage | FuelCost | 0 | [6 empty] | 0.73069 | 0
LCP_Inputs_ON_Diverse_IEA_2023_05_05 | 2028 | H2 Salt Cavern Storage - ON | Storage | Hydrogen | QC | Dispatch-Storage | VOM | 0 | [6 empty] | 0.73069 | 0
LCP_Inputs_ON_Diverse_IEA_2023_05_05 | 2028 | H2 Salt Cavern Storage - ON | Storage | Hydrogen | WC | Dispatch-Storage | EmissionsCost | 0 | [6 empty] | 0.73069 | 0
LCP_Inputs_ON_Diverse_IEA_2023_05_05 | 2028 | H2 Salt Cavern Storage - ON | Storage | Hydrogen | WC | Dispatch-Storage | FuelCost | 0 | [6 empty] | 0.73069 | 0
LCP_Inputs_ON_Diverse_IEA_2023_05_05 | 2028 | H2 Salt Cavern Storage - ON | Storage | Hydrogen | WC | Dispatch-Storage | VOM | 0 | [6 empty] | 0.73069 | 0
LCP_Inputs_ON_Diverse_IEA_2023_05_05 | 2028 | Hydro | Generation | Electricity | MI | Dispatch-Generation | EmissionsCost | 0 | [6 empty] | 0.73069 | 0
LCP_Inputs_ON_Diverse_IEA_2023_05_05 | 2028 | Hydro | Generation | Electricity | MI | Dispatch-Generation | FuelCost | 0 | [6 empty] | 0.73069 | 0
LCP_Inputs_ON_Diverse_IEA_2023_05_05 | 2028 | Hydro | Generation | Electricity | MI | Dispatch-Generation | VOM | 0 | [6 empty] | 0.73069 | 0
LCP_Inputs_ON_Diverse_IEA_2023_05_05 | 2028 | Hydro | Generation | Electricity | NY | Dispatch-Generation | EmissionsCost | 0 | [6 empty] | 0.73069 | 0
LCP_Inputs_ON_Diverse_IEA_2023_05_05 | 2028 | Hydro | Generation | Electricity | NY | Dispatch-Generation | FuelCost | 0 | [6 empty] | 0.73069 | 0
LCP_Inputs_ON_Diverse_IEA_2023_05_05 | 2028 | Hydro | Generation | Electricity | NY | Dispatch-Generation | VOM | 0 | [6 empty] | 0.73069 | 0
LCP_Inputs_ON_Diverse_IEA_2023_05_05 | 2028 | Hydro | Generation | Electricity | ON | Dispatch-Generation | EmissionsCost | 0 | [6 empty] | 0.73069 | 0
LCP_Inputs_ON_Diverse_IEA_2023_05_05 | 2028 | Hydro | Generation | Electricity | ON | Dispatch-Generation | FuelCost | 0 | [6 empty] | 0.73069 | 0
LCP_Inputs_ON_Diverse_IEA_2023_05_05 | 2028 | Hydro | Generation | Electricity | ON | Dispatch-Generation | VOM | 0 | [6 empty] | 0.73069 | 0
LCP_Inputs_ON_Diverse_IEA_2023_05_05 | 2028 | Hydro | Generation | Electricity | PJ | Dispatch-Generation | EmissionsCost | 0 | [6 empty] | 0.73069 | 0
LCP_Inputs_ON_Diverse_IEA_2023_05_05 | 2028 | Hydro | Generation | Electricity | PJ | Dispatch-Generation | FuelCost | 0 | [6 empty] | 0.73069 | 0
LCP_Inputs_ON_Diverse_IEA_2023_05_05 | 2028 | Hydro | Generation | Electricity | PJ | Dispatch-Generation | VOM | 0 | [6 empty] | 0.73069 | 0
LCP_Inputs_ON_Diverse_IEA_2023_05_05 | 2028 | Hydro | Generation | Electricity | QC | Dispatch-Generation | EmissionsCost | 0 | [6 empty] | 0.73069 | 0
LCP_Inputs_ON_Diverse_IEA_2023_05_05 | 2028 | Hydro | Generation | Electricity | QC | Dispatch-Generation | FuelCost | 0 | [6 empty] | 0.73069 | 0
LCP_Inputs_ON_Diverse_IEA_2023_05_05 | 2028 | Hydro | Generation | Electricity | QC | Dispatch-Generation | VOM | 0 | [6 empty] | 0.73069 | 0
LCP_Inputs_ON_Diverse_IEA_2023_05_05 | 2028 | Hydro | Generation | Electricity | WC | Dispatch-Generation | EmissionsCost | 0 | [6 empty] | 0.73069 | 0
LCP_Inputs_ON_Diverse_IEA_2023_05_05 | 2028 | Hydro | Generation | Electricity | WC | Dispatch-Generation | FuelCost | 0 | [6 empty] | 0.73069 | 0
LCP_Inputs_ON_Diverse_IEA_2023_05_05 | 2028 | Hydro | Generation | Electricity | WC | Dispatch-Generation | VOM | 0 | [6 empty] | 0.73069 | 0
LCP_Inputs_ON_Diverse_IEA_2023_05_05 | 2028 | Hydro Pumped Storage | Storage | Electricity | MI | Dispatch-Storage | EmissionsCost | 0 | [6 empty] | 0.73069 | 0
LCP_Inputs_ON_Diverse_IEA_2023_05_05 | 2028 | Hydro Pumped Storage | Storage | Electricity | MI | Dispatch-Storage | FuelCost | 0 | [6 empty] | 0.73069 | 0
LCP_Inputs_ON_Diverse_IEA_2023_05_05 | 2028 | Hydro Pumped Storage | Storage | Electricity | MI | Dispatch-Storage | VOM | 0 | [6 empty] | 0.73069 | 0
LCP_Inputs_ON_Diverse_IEA_2023_05_05 | 2028 | Hydro Pumped Storage | Storage | Electricity | NY | Dispatch-Storage | EmissionsCost | 0 | [6 empty] | 0.73069 | 0
LCP_Inputs_ON_Diverse_IEA_2023_05_05 | 2028 | Hydro Pumped Storage | Storage | Electricity | NY | Dispatch-Storage | FuelCost | 0 | [6 empty] | 0.73069 | 0
LCP_Inputs_ON_Diverse_IEA_2023_05_05 | 2028 | Hydro Pumped Storage | Storage | Electricity | NY | Dispatch-Storage | VOM | 0 | [6 empty] | 0.73069 | 0
LCP_Inputs_ON_Diverse_IEA_2023_05_05 | 2028 | Hydro Pumped Storage | Storage | Electricity | ON | Dispatch-Storage | EmissionsCost | 0 | [6 empty] | 0.73069 | 0
LCP_Inputs_ON_Diverse_IEA_2023_05_05 | 2028 | Hydro Pumped Storage | Storage | Electricity | ON | Dispatch-Storage | FuelCost | 0 | [6 empty] | 0.73069 | 0
LCP_Inputs_ON_Diverse_IEA_2023_05_05 | 2028 | Hydro Pumped Storage | Storage | Electricity | ON | Dispatch-Storage | VOM | 0 | [6 empty] | 0.73069 | 0
LCP_Inputs_ON_Diverse_IEA_2023_05_05 | 2028 | Hydro Pumped Storage | Storage | Electricity | PJ | Dispatch-Storage | EmissionsCost | 0 | [6 empty] | 0.73069 | 0
LCP_Inputs_ON_Diverse_IEA_2023_05_05 | 2028 | Hydro Pumped Storage | Storage | Electricity | PJ | Dispatch-Storage | FuelCost | 0 | [6 empty] | 0.73069 | 0
LCP_Inputs_ON_Diverse_IEA_2023_05_05 | 2028 | Hydro Pumped Storage | Storage | Electricity | PJ | Dispatch-Storage | VOM | 0 | [6 empty] | 0.73069 | 0
LCP_Inputs_ON_Diverse_IEA_2023_05_05 | 2028 | Hydro Pumped Storage | Storage | Electricity | QC | Dispatch-Storage | EmissionsCost | 0 | [6 empty] | 0.73069 | 0
LCP_Inputs_ON_Diverse_IEA_2023_05_05 | 2028 | Hydro Pumped Storage | Storage | Electricity | QC | Dispatch-Storage | FuelCost | 0 | [6 empty] | 0.73069 | 0
LCP_Inputs_ON_Diverse_IEA_2023_05_05 | 2028 | Hydro Pumped Storage | Storage | Electricity | QC | Dispatch-Storage | VOM | 0 | [6 empty] | 0.73069 | 0
LCP_Inputs_ON_Diverse_IEA_2023_05_05 | 2028 | Hydro Pumped Storage | Storage | Electricity | WC | Dispatch-Storage | EmissionsCost | 0 | [6 empty] | 0.73069 | 0
LCP_Inputs_ON_Diverse_IEA_2023_05_05 | 2028 | Hydro Pumped Storage | Storage | Electricity | WC | Dispatch-Storage | FuelCost | 0 | [6 empty] | 0.73069 | 0
LCP_Inputs_ON_Diverse_IEA_2023_05_05 | 2028 | Hydro Pumped Storage | Storage | Electricity | WC | Dispatch-Storage | VOM | 0 | [6 empty] | 0.73069 | 0
LCP_Inputs_ON_Diverse_IEA_2023_05_05 | 2028 | Nuclear | Generation | Electricity | MI | Dispatch-Generation | EmissionsCost | 0 | [6 empty] | 0.73069 | 0
LCP_Inputs_ON_Diverse_IEA_2023_05_05 | 2028 | Nuclear | Generation | Electricity | MI | Dispatch-Generation | FuelCost | 0 | [6 empty] | 0.73069 | 0
LCP_Inputs_ON_Diverse_IEA_2023_05_05 | 2028 | Nuclear | Generation | Electricity | MI | Dispatch-Generation | VOM | 3301336446.912 | [6 empty] | 0.73069 | 2412254205.1747
LCP_Inputs_ON_Diverse_IEA_2023_05_05 | 2028 | Nuclear | Generation | Electricity | NY | Dispatch-Generation | EmissionsCost | 0 | [6 empty] | 0.73069 | 0
LCP_Inputs_ON_Diverse_IEA_2023_05_05 | 2028 | Nuclear | Generation | Electricity | NY | Dispatch-Generation | FuelCost | 0 | [6 empty] | 0.73069 | 0
LCP_Inputs_ON_Diverse_IEA_2023_05_05 | 2028 | Nuclear | Generation | Electricity | NY | Dispatch-Generation | VOM | 2246155230.144 | [6 empty] | 0.73069 | 1641243625.5802
LCP_Inputs_ON_Diverse_IEA_2023_05_05 | 2028 | Nuclear | Generation | Electricity | ON | Dispatch-Generation | EmissionsCost | 0 | [6 empty] | 0.73069 | 0
LCP_Inputs_ON_Diverse_IEA_2023_05_05 | 2028 | Nuclear | Generation | Electricity | ON | Dispatch-Generation | FuelCost | 0 | [6 empty] | 0.73069 | 0
LCP_Inputs_ON_Diverse_IEA_2023_05_05 | 2028 | Nuclear | Generation | Electricity | ON | Dispatch-Generation | VOM | 8790266640.96 | [6 empty] | 0.73069 | 6422961733.9052
LCP_Inputs_ON_Diverse_IEA_2023_05_05 | 2028 | Nuclear | Generation | Electricity | PJ | Dispatch-Generation | EmissionsCost | 0 | [6 empty] | 0.73069 | 0
LCP_Inputs_ON_Diverse_IEA_2023_05_05 | 2028 | Nuclear | Generation | Electricity | PJ | Dispatch-Generation | FuelCost | 0 | [6 empty] | 0.73069 | 0
LCP_Inputs_ON_Diverse_IEA_2023_05_05 | 2028 | Nuclear | Generation | Electricity | PJ | Dispatch-Generation | VOM | 9110487814.4448 | [6 empty] | 0.73069 | 6656944208.8048
LCP_Inputs_ON_Diverse_IEA_2023_05_05 | 2028 | Nuclear | Generation | Electricity | QC | Dispatch-Generation | EmissionsCost | 0 | [6 empty] | 0.73069 | 0
LCP_Inputs_ON_Diverse_IEA_2023_05_05 | 2028 | Nuclear | Generation | Electricity | QC | Dispatch-Generation | FuelCost | 0 | [6 empty] | 0.73069 | 0
LCP_Inputs_ON_Diverse_IEA_2023_05_05 | 2028 | Nuclear | Generation | Electricity | QC | Dispatch-Generation | VOM | 0 | [6 empty] | 0.73069 | 0
LCP_Inputs_ON_Diverse_IEA_2023_05_05 | 2028 | Nuclear | Generation | Electricity | WC | Dispatch-Generation | EmissionsCost | 0 | [6 empty] | 0.73069 | 0
LCP_Inputs_ON_Diverse_IEA_2023_05_05 | 2028 | Nuclear | Generation | Electricity | WC | Dispatch-Generation | FuelCost | 0 | [6 empty] | 0.73069 | 0
LCP_Inputs_ON_Diverse_IEA_2023_05_05 | 2028 | Nuclear | Generation | Electricity | WC | Dispatch-Generation | VOM | 0 | [6 empty] | 0.73069 | 0
LCP_Inputs_ON_Diverse_IEA_2023_05_05 | 2028 | Nuclear SMR | Generation | Electricity | MI | Dispatch-Generation | EmissionsCost | 0 | [6 empty] | 0.73069 | 0
LCP_Inputs_ON_Diverse_IEA_2023_05_05 | 2028 | Nuclear SMR | Generation | Electricity | MI | Dispatch-Generation | FuelCost | 0 | [6 empty] | 0.73069 | 0
LCP_Inputs_ON_Diverse_IEA_2023_05_05 | 2028 | Nuclear SMR | Generation | Electricity | MI | Dispatch-Generation | VOM | 0 | [6 empty] | 0.73069 | 0
LCP_Inputs_ON_Diverse_IEA_2023_05_05 | 2028 | Nuclear SMR | Generation | Electricity | NY | Dispatch-Generation | EmissionsCost | 0 | [6 empty] | 0.73069 | 0
LCP_Inputs_ON_Diverse_IEA_2023_05_05 | 2028 | Nuclear SMR | Generation | Electricity | NY | Dispatch-Generation | FuelCost | 0 | [6 empty] | 0.73069 | 0
LCP_Inputs_ON_Diverse_IEA_2023_05_05 | 2028 | Nuclear SMR | Generation | Electricity | NY | Dispatch-Generation | VOM | 0 | [6 empty] | 0.73069 | 0
LCP_Inputs_ON_Diverse_IEA_2023_05_05 | 2028 | Nuclear SMR | Generation | Electricity | ON | Dispatch-Generation | EmissionsCost | 0 | [6 empty] | 0.73069 | 0
LCP_Inputs_ON_Diverse_IEA_2023_05_05 | 2028 | Nuclear SMR | Generation | Electricity | ON | Dispatch-Generation | FuelCost | 0 | [6 empty] | 0.73069 | 0
LCP_Inputs_ON_Diverse_IEA_2023_05_05 | 2028 | Nuclear SMR | Generation | Electricity | ON | Dispatch-Generation | VOM | 0 | [6 empty] | 0.73069 | 0
LCP_Inputs_ON_Diverse_IEA_2023_05_05 | 2028 | Nuclear SMR | Generation | Electricity | PJ | Dispatch-Generation | EmissionsCost | 0 | [6 empty] | 0.73069 | 0
LCP_Inputs_ON_Diverse_IEA_2023_05_05 | 2028 | Nuclear SMR | Generation | Electricity | PJ | Dispatch-Generation | FuelCost | 0 | [6 empty] | 0.73069 | 0
LCP_Inputs_ON_Diverse_IEA_2023_05_05 | 2028 | Nuclear SMR | Generation | Electricity | PJ | Dispatch-Generation | VOM | 0 | [6 empty] | 0.73069 | 0
LCP_Inputs_ON_Diverse_IEA_2023_05_05 | 2028 | Nuclear SMR | Generation | Electricity | QC | Dispatch-Generation | EmissionsCost | 0 | [6 empty] | 0.73069 | 0
LCP_Inputs_ON_Diverse_IEA_2023_05_05 | 2028 | Nuclear SMR | Generation | Electricity | QC | Dispatch-Generation | FuelCost | 0 | [6 empty] | 0.73069 | 0
LCP_Inputs_ON_Diverse_IEA_2023_05_05 | 2028 | Nuclear SMR | Generation | Electricity | QC | Dispatch-Generation | VOM | 0 | [6 empty] | 0.73069 | 0
LCP_Inputs_ON_Diverse_IEA_2023_05_05 | 2028 | Nuclear SMR | Generation | Electricity | WC | Dispatch-Generation | EmissionsCost | 0 | [6 empty] | 0.73069 | 0
LCP_Inputs_ON_Diverse_IEA_2023_05_05 | 2028 | Nuclear SMR | Generation | Electricity | WC | Dispatch-Generation | FuelCost | 0 | [6 empty] | 0.73069 | 0
LCP_Inputs_ON_Diverse_IEA_2023_05_05 | 2028 | Nuclear SMR | Generation | Electricity | WC | Dispatch-Generation | VOM | 0 | [6 empty] | 0.73069 | 0
LCP_Inputs_ON_Diverse_IEA_2023_05_05 | 2028 | O/CCGT - CH4 Existing | Crossload | Electricity | MI | Dispatch-Crossload | EmissionsCost | 0 | [6 empty] | 0.73069 | 0
LCP_Inputs_ON_Diverse_IEA_2023_05_05 | 2028 | O/CCGT - CH4 Existing | Crossload | Electricity | MI | Dispatch-Crossload | FuelCost | 0 | [6 empty] | 0.73069 | 0
LCP_Inputs_ON_Diverse_IEA_2023_05_05 | 2028 | O/CCGT - CH4 Existing | Crossload | Electricity | MI | Dispatch-Crossload | VOM | 0 | [6 empty] | 0.73069 | 0
LCP_Inputs_ON_Diverse_IEA_2023_05_05 | 2028 | O/CCGT - CH4 Existing | Crossload | Electricity | NY | Dispatch-Crossload | EmissionsCost | 0 | [6 empty] | 0.73069 | 0
LCP_Inputs_ON_Diverse_IEA_2023_05_05 | 2028 | O/CCGT - CH4 Existing | Crossload | Electricity | NY | Dispatch-Crossload | FuelCost | 0 | [6 empty] | 0.73069 | 0
LCP_Inputs_ON_Diverse_IEA_2023_05_05 | 2028 | O/CCGT - CH4 Existing | Crossload | Electricity | NY | Dispatch-Crossload | VOM | 0 | [6 empty] | 0.73069 | 0
LCP_Inputs_ON_Diverse_IEA_2023_05_05 | 2028 | O/CCGT - CH4 Existing | Crossload | Electricity | ON | Dispatch-Crossload | EmissionsCost | 0 | [6 empty] | 0.73069 | 0
LCP_Inputs_ON_Diverse_IEA_2023_05_05 | 2028 | O/CCGT - CH4 Existing | Crossload | Electricity | ON | Dispatch-Crossload | FuelCost | 0 | [6 empty] | 0.73069 | 0
LCP_Inputs_ON_Diverse_IEA_2023_05_05 | 2028 | O/CCGT - CH4 Existing | Crossload | Electricity | ON | Dispatch-Crossload | VOM | 0 | [6 empty] | 0.73069 | 0
LCP_Inputs_ON_Diverse_IEA_2023_05_05 | 2028 | O/CCGT - CH4 Existing | Crossload | Electricity | PJ | Dispatch-Crossload | EmissionsCost | 0 | [6 empty] | 0.73069 | 0
LCP_Inputs_ON_Diverse_IEA_2023_05_05 | 2028 | O/CCGT - CH4 Existing | Crossload | Electricity | PJ | Dispatch-Crossload | FuelCost | 0 | [6 empty] | 0.73069 | 0
LCP_Inputs_ON_Diverse_IEA_2023_05_05 | 2028 | O/CCGT - CH4 Existing | Crossload | Electricity | PJ | Dispatch-Crossload | VOM | 0 | [6 empty] | 0.73069 | 0
LCP_Inputs_ON_Diverse_IEA_2023_05_05 | 2028 | O/CCGT - CH4 Existing | Crossload | Electricity | QC | Dispatch-Crossload | EmissionsCost | 0 | [6 empty] | 0.73069 | 0
LCP_Inputs_ON_Diverse_IEA_2023_05_05 | 2028 | O/CCGT - CH4 Existing | Crossload | Electricity | QC | Dispatch-Crossload | FuelCost | 0 | [6 empty] | 0.73069 | 0
LCP_Inputs_ON_Diverse_IEA_2023_05_05 | 2028 | O/CCGT - CH4 Existing | Crossload | Electricity | QC | Dispatch-Crossload | VOM | 0 | [6 empty] | 0.73069 | 0
LCP_Inputs_ON_Diverse_IEA_2023_05_05 | 2028 | O/CCGT - CH4 Existing | Crossload | Electricity | WC | Dispatch-Crossload | EmissionsCost | 0 | [6 empty] | 0.73069 | 0
LCP_Inputs_ON_Diverse_IEA_2023_05_05 | 2028 | O/CCGT - CH4 Existing | Crossload | Electricity | WC | Dispatch-Crossload | FuelCost | 0 | [6 empty] | 0.73069 | 0
LCP_Inputs_ON_Diverse_IEA_2023_05_05 | 2028 | O/CCGT - CH4 Existing | Crossload | Electricity | WC | Dispatch-Crossload | VOM | 0 | [6 empty] | 0.73069 | 0
LCP_Inputs_ON_Diverse_IEA_2023_05_05 | 2028 | O/CCGT - CH4 New | Crossload | Electricity | MI | Dispatch-Crossload | EmissionsCost | 0 | [6 empty] | 0.73069 | 0
LCP_Inputs_ON_Diverse_IEA_2023_05_05 | 2028 | O/CCGT - CH4 New | Crossload | Electricity | MI | Dispatch-Crossload | FuelCost | 0 | [6 empty] | 0.73069 | 0
LCP_Inputs_ON_Diverse_IEA_2023_05_05 | 2028 | O/CCGT - CH4 New | Crossload | Electricity | MI | Dispatch-Crossload | VOM | 0 | [6 empty] | 0.73069 | 0
LCP_Inputs_ON_Diverse_IEA_2023_05_05 | 2028 | O/CCGT - CH4 New | Crossload | Electricity | NY | Dispatch-Crossload | EmissionsCost | 0 | [6 empty] | 0.73069 | 0
LCP_Inputs_ON_Diverse_IEA_2023_05_05 | 2028 | O/CCGT - CH4 New | Crossload | Electricity | NY | Dispatch-Crossload | FuelCost | 0 | [6 empty] | 0.73069 | 0
LCP_Inputs_ON_Diverse_IEA_2023_05_05 | 2028 | O/CCGT - CH4 New | Crossload | Electricity | NY | Dispatch-Crossload | VOM | 0 | [6 empty] | 0.73069 | 0
LCP_Inputs_ON_Diverse_IEA_2023_05_05 | 2028 | O/CCGT - CH4 New | Crossload | Electricity | ON | Dispatch-Crossload | EmissionsCost | 0 | [6 empty] | 0.73069 | 0
LCP_Inputs_ON_Diverse_IEA_2023_05_05 | 2028 | O/CCGT - CH4 New | Crossload | Electricity | ON | Dispatch-Crossload | FuelCost | 0 | [6 empty] | 0.73069 | 0
LCP_Inputs_ON_Diverse_IEA_2023_05_05 | 2028 | O/CCGT - CH4 New | Crossload | Electricity | ON | Dispatch-Crossload | VOM | 0 | [6 empty] | 0.73069 | 0
LCP_Inputs_ON_Diverse_IEA_2023_05_05 | 2028 | O/CCGT - CH4 New | Crossload | Electricity | PJ | Dispatch-Crossload | EmissionsCost | 0 | [6 empty] | 0.73069 | 0
LCP_Inputs_ON_Diverse_IEA_2023_05_05 | 2028 | O/CCGT - CH4 New | Crossload | Electricity | PJ | Dispatch-Crossload | FuelCost | 0 | [6 empty] | 0.73069 | 0
LCP_Inputs_ON_Diverse_IEA_2023_05_05 | 2028 | O/CCGT - CH4 New | Crossload | Electricity | PJ | Dispatch-Crossload | VOM | 0 | [6 empty] | 0.73069 | 0
LCP_Inputs_ON_Diverse_IEA_2023_05_05 | 2028 | O/CCGT - CH4 New | Crossload | Electricity | QC | Dispatch-Crossload | EmissionsCost | 0 | [6 empty] | 0.73069 | 0
LCP_Inputs_ON_Diverse_IEA_2023_05_05 | 2028 | O/CCGT - CH4 New | Crossload | Electricity | QC | Dispatch-Crossload | FuelCost | 0 | [6 empty] | 0.73069 | 0
LCP_Inputs_ON_Diverse_IEA_2023_05_05 | 2028 | O/CCGT - CH4 New | Crossload | Electricity | QC | Dispatch-Crossload | VOM | 0 | [6 empty] | 0.73069 | 0
LCP_Inputs_ON_Diverse_IEA_2023_05_05 | 2028 | O/CCGT - CH4 New | Crossload | Electricity | WC | Dispatch-Crossload | EmissionsCost | 0 | [6 empty] | 0.73069 | 0
LCP_Inputs_ON_Diverse_IEA_2023_05_05 | 2028 | O/CCGT - CH4 New | Crossload | Electricity | WC | Dispatch-Crossload | FuelCost | 0 | [6 empty] | 0.73069 | 0
LCP_Inputs_ON_Diverse_IEA_2023_05_05 | 2028 | O/CCGT - CH4 New | Crossload | Electricity | WC | Dispatch-Crossload | VOM | 0 | [6 empty] | 0.73069 | 0
LCP_Inputs_ON_Diverse_IEA_2023_05_05 | 2028 | O/CCGT - H2 New | Crossload | Electricity | MI | Dispatch-Crossload | EmissionsCost | 0 | [6 empty] | 0.73069 | 0
LCP_Inputs_ON_Diverse_IEA_2023_05_05 | 2028 | O/CCGT - H2 New | Crossload | Electricity | MI | Dispatch-Crossload | FuelCost | 0 | [6 empty] | 0.73069 | 0
LCP_Inputs_ON_Diverse_IEA_2023_05_05 | 2028 | O/CCGT - H2 New | Crossload | Electricity | MI | Dispatch-Crossload | VOM | 0 | [6 empty] | 0.73069 | 0
LCP_Inputs_ON_Diverse_IEA_2023_05_05 | 2028 | O/CCGT - H2 New | Crossload | Electricity | NY | Dispatch-Crossload | EmissionsCost | 0 | [6 empty] | 0.73069 | 0
LCP_Inputs_ON_Diverse_IEA_2023_05_05 | 2028 | O/CCGT - H2 New | Crossload | Electricity | NY | Dispatch-Crossload | FuelCost | 0 | [6 empty] | 0.73069 | 0
LCP_Inputs_ON_Diverse_IEA_2023_05_05 | 2028 | O/CCGT - H2 New | Crossload | Electricity | NY | Dispatch-Crossload | VOM | 0 | [6 empty] | 0.73069 | 0
LCP_Inputs_ON_Diverse_IEA_2023_05_05 | 2028 | O/CCGT - H2 New | Crossload | Electricity | ON | Dispatch-Crossload | EmissionsCost | 0 | [6 empty] | 0.73069 | 0
LCP_Inputs_ON_Diverse_IEA_2023_05_05 | 2028 | O/CCGT - H2 New | Crossload | Electricity | ON | Dispatch-Crossload | FuelCost | 0 | [6 empty] | 0.73069 | 0
LCP_Inputs_ON_Diverse_IEA_2023_05_05 | 2028 | O/CCGT - H2 New | Crossload | Electricity | ON | Dispatch-Crossload | VOM | 0 | [6 empty] | 0.73069 | 0
LCP_Inputs_ON_Diverse_IEA_2023_05_05 | 2028 | O/CCGT - H2 New | Crossload | Electricity | PJ | Dispatch-Crossload | EmissionsCost | 0 | [6 empty] | 0.73069 | 0
LCP_Inputs_ON_Diverse_IEA_2023_05_05 | 2028 | O/CCGT - H2 New | Crossload | Electricity | PJ | Dispatch-Crossload | FuelCost | 0 | [6 empty] | 0.73069 | 0
LCP_Inputs_ON_Diverse_IEA_2023_05_05 | 2028 | O/CCGT - H2 New | Crossload | Electricity | PJ | Dispatch-Crossload | VOM | 0 | [6 empty] | 0.73069 | 0
LCP_Inputs_ON_Diverse_IEA_2023_05_05 | 2028 | O/CCGT - H2 New | Crossload | Electricity | QC | Dispatch-Crossload | EmissionsCost | 0 | [6 empty] | 0.73069 | 0
LCP_Inputs_ON_Diverse_IEA_2023_05_05 | 2028 | O/CCGT - H2 New | Crossload | Electricity | QC | Dispatch-Crossload | FuelCost | 0 | [6 empty] | 0.73069 | 0
LCP_Inputs_ON_Diverse_IEA_2023_05_05 | 2028 | O/CCGT - H2 New | Crossload | Electricity | QC | Dispatch-Crossload | VOM | 0 | [6 empty] | 0.73069 | 0
LCP_Inputs_ON_Diverse_IEA_2023_05_05 | 2028 | O/CCGT - H2 New | Crossload | Electricity | WC | Dispatch-Crossload | EmissionsCost | 0 | [6 empty] | 0.73069 | 0
LCP_Inputs_ON_Diverse_IEA_2023_05_05 | 2028 | O/CCGT - H2 New | Crossload | Electricity | WC | Dispatch-Crossload | FuelCost | 0 | [6 empty] | 0.73069 | 0
LCP_Inputs_ON_Diverse_IEA_2023_05_05 | 2028 | O/CCGT - H2 New | Crossload | Electricity | WC | Dispatch-Crossload | VOM | 0 | [6 empty] | 0.73069 | 0
LCP_Inputs_ON_Diverse_IEA_2023_05_05 | 2028 | SMR CCS | Generation | Hydrogen | MI | Dispatch-Generation | EmissionsCost | 0 | [6 empty] | 0.73069 | 0
LCP_Inputs_ON_Diverse_IEA_2023_05_05 | 2028 | SMR CCS | Generation | Hydrogen | MI | Dispatch-Generation | FuelCost | 0 | [6 empty] | 0.73069 | 0
LCP_Inputs_ON_Diverse_IEA_2023_05_05 | 2028 | SMR CCS | Generation | Hydrogen | MI | Dispatch-Generation | VOM | 0 | [6 empty] | 0.73069 | 0
LCP_Inputs_ON_Diverse_IEA_2023_05_05 | 2028 | SMR CCS | Generation | Hydrogen | NY | Dispatch-Generation | EmissionsCost | 0 | [6 empty] | 0.73069 | 0
LCP_Inputs_ON_Diverse_IEA_2023_05_05 | 2028 | SMR CCS | Generation | Hydrogen | NY | Dispatch-Generation | FuelCost | 0 | [6 empty] | 0.73069 | 0
LCP_Inputs_ON_Diverse_IEA_2023_05_05 | 2028 | SMR CCS | Generation | Hydrogen | NY | Dispatch-Generation | VOM | 0 | [6 empty] | 0.73069 | 0
LCP_Inputs_ON_Diverse_IEA_2023_05_05 | 2028 | SMR CCS | Generation | Hydrogen | ON | Dispatch-Generation | EmissionsCost | 0 | [6 empty] | 0.73069 | 0
LCP_Inputs_ON_Diverse_IEA_2023_05_05 | 2028 | SMR CCS | Generation | Hydrogen | ON | Dispatch-Generation | FuelCost | 0 | [6 empty] | 0.73069 | 0
LCP_Inputs_ON_Diverse_IEA_2023_05_05 | 2028 | SMR CCS | Generation | Hydrogen | ON | Dispatch-Generation | VOM | 0 | [6 empty] | 0.73069 | 0
LCP_Inputs_ON_Diverse_IEA_2023_05_05 | 2028 | SMR CCS | Generation | Hydrogen | PJ | Dispatch-Generation | EmissionsCost | 0 | [6 empty] | 0.73069 | 0
LCP_Inputs_ON_Diverse_IEA_2023_05_05 | 2028 | SMR CCS | Generation | Hydrogen | PJ | Dispatch-Generation | FuelCost | 0 | [6 empty] | 0.73069 | 0
LCP_Inputs_ON_Diverse_IEA_2023_05_05 | 2028 | SMR CCS | Generation | Hydrogen | PJ | Dispatch-Generation | VOM | 0 | [6 empty] | 0.73069 | 0
LCP_Inputs_ON_Diverse_IEA_2023_05_05 | 2028 | SMR CCS | Generation | Hydrogen | QC | Dispatch-Generation | EmissionsCost | 0 | [6 empty] | 0.73069 | 0
LCP_Inputs_ON_Diverse_IEA_2023_05_05 | 2028 | SMR CCS | Generation | Hydrogen | QC | Dispatch-Generation | FuelCost | 0 | [6 empty] | 0.73069 | 0
LCP_Inputs_ON_Diverse_IEA_2023_05_05 | 2028 | SMR CCS | Generation | Hydrogen | QC | Dispatch-Generation | VOM | 0 | [6 empty] | 0.73069 | 0
LCP_Inputs_ON_Diverse_IEA_2023_05_05 | 2028 | SMR CCS | Generation | Hydrogen | WC | Dispatch-Generation | EmissionsCost | 0 | [6 empty] | 0.73069 | 0
LCP_Inputs_ON_Diverse_IEA_2023_05_05 | 2028 | SMR CCS | Generation | Hydrogen | WC | Dispatch-Generation | FuelCost | 0 | [6 empty] | 0.73069 | 0
LCP_Inputs_ON_Diverse_IEA_2023_05_05 | 2028 | SMR CCS | Generation | Hydrogen | WC | Dispatch-Generation | VOM | 0 | [6 empty] | 0.73069 | 0
LCP_Inputs_ON_Diverse_IEA_2023_05_05 | 2028 | Solar PV | Generation | Electricity | MI | Dispatch-Generation | EmissionsCost | 0 | [6 empty] | 0.73069 | 0
LCP_Inputs_ON_Diverse_IEA_2023_05_05 | 2028 | Solar PV | Generation | Electricity | MI | Dispatch-Generation | FuelCost | 0 | [6 empty] | 0.73069 | 0
LCP_Inputs_ON_Diverse_IEA_2023_05_05 | 2028 | Solar PV | Generation | Electricity | MI | Dispatch-Generation | VOM | 0 | [6 empty] | 0.73069 | 0
LCP_Inputs_ON_Diverse_IEA_2023_05_05 | 2028 | Solar PV | Generation | Electricity | NY | Dispatch-Generation | EmissionsCost | 0 | [6 empty] | 0.73069 | 0
LCP_Inputs_ON_Diverse_IEA_2023_05_05 | 2028 | Solar PV | Generation | Electricity | NY | Dispatch-Generation | FuelCost | 0 | [6 empty] | 0.73069 | 0
LCP_Inputs_ON_Diverse_IEA_2023_05_05 | 2028 | Solar PV | Generation | Electricity | NY | Dispatch-Generation | VOM | 0 | [6 empty] | 0.73069 | 0
LCP_Inputs_ON_Diverse_IEA_2023_05_05 | 2028 | Solar PV | Generation | Electricity | ON | Dispatch-Generation | EmissionsCost | 0 | [6 empty] | 0.73069 | 0
LCP_Inputs_ON_Diverse_IEA_2023_05_05 | 2028 | Solar PV | Generation | Electricity | ON | Dispatch-Generation | FuelCost | 0 | [6 empty] | 0.73069 | 0
LCP_Inputs_ON_Diverse_IEA_2023_05_05 | 2028 | Solar PV | Generation | Electricity | ON | Dispatch-Generation | VOM | 0 | [6 empty] | 0.73069 | 0
LCP_Inputs_ON_Diverse_IEA_2023_05_05 | 2028 | Solar PV | Generation | Electricity | PJ | Dispatch-Generation | EmissionsCost | 0 | [6 empty] | 0.73069 | 0
LCP_Inputs_ON_Diverse_IEA_2023_05_05 | 2028 | Solar PV | Generation | Electricity | PJ | Dispatch-Generation | FuelCost | 0 | [6 empty] | 0.73069 | 0
LCP_Inputs_ON_Diverse_IEA_2023_05_05 | 2028 | Solar PV | Generation | Electricity | PJ | Dispatch-Generation | VOM | 0 | [6 empty] | 0.73069 | 0
LCP_Inputs_ON_Diverse_IEA_2023_05_05 | 2028 | Solar PV | Generation | Electricity | QC | Dispatch-Generation | EmissionsCost | 0 | [6 empty] | 0.73069 | 0
LCP_Inputs_ON_Diverse_IEA_2023_05_05 | 2028 | Solar PV | Generation | Electricity | QC | Dispatch-Generation | FuelCost | 0 | [6 empty] | 0.73069 | 0
LCP_Inputs_ON_Diverse_IEA_2023_05_05 | 2028 | Solar PV | Generation | Electricity | QC | Dispatch-Generation | VOM | 0 | [6 empty] | 0.73069 | 0
LCP_Inputs_ON_Diverse_IEA_2023_05_05 | 2028 | Solar PV | Generation | Electricity | WC | Dispatch-Generation | EmissionsCost | 0 | [6 empty] | 0.73069 | 0
LCP_Inputs_ON_Diverse_IEA_2023_05_05 | 2028 | Solar PV | Generation | Electricity | WC | Dispatch-Generation | FuelCost | 0 | [6 empty] | 0.73069 | 0
LCP_Inputs_ON_Diverse_IEA_2023_05_05 | 2028 | Solar PV | Generation | Electricity | WC | Dispatch-Generation | VOM | 0 | [6 empty] | 0.73069 | 0
LCP_Inputs_ON_Diverse_IEA_2023_05_05 | 2028 | Wind Offshore | Generation | Electricity | MI | Dispatch-Generation | EmissionsCost | 0 | [6 empty] | 0.73069 | 0
LCP_Inputs_ON_Diverse_IEA_2023_05_05 | 2028 | Wind Offshore | Generation | Electricity | MI | Dispatch-Generation | FuelCost | 0 | [6 empty] | 0.73069 | 0
LCP_Inputs_ON_Diverse_IEA_2023_05_05 | 2028 | Wind Offshore | Generation | Electricity | MI | Dispatch-Generation | VOM | 0 | [6 empty] | 0.73069 | 0
LCP_Inputs_ON_Diverse_IEA_2023_05_05 | 2028 | Wind Offshore | Generation | Electricity | NY | Dispatch-Generation | EmissionsCost | 0 | [6 empty] | 0.73069 | 0
LCP_Inputs_ON_Diverse_IEA_2023_05_05 | 2028 | Wind Offshore | Generation | Electricity | NY | Dispatch-Generation | FuelCost | 0 | [6 empty] | 0.73069 | 0
LCP_Inputs_ON_Diverse_IEA_2023_05_05 | 2028 | Wind Offshore | Generation | Electricity | NY | Dispatch-Generation | VOM | 0 | [6 empty] | 0.73069 | 0
LCP_Inputs_ON_Diverse_IEA_2023_05_05 | 2028 | Wind Offshore | Generation | Electricity | ON | Dispatch-Generation | EmissionsCost | 0 | [6 empty] | 0.73069 | 0
LCP_Inputs_ON_Diverse_IEA_2023_05_05 | 2028 | Wind Offshore | Generation | Electricity | ON | Dispatch-Generation | FuelCost | 0 | [6 empty] | 0.73069 | 0
LCP_Inputs_ON_Diverse_IEA_2023_05_05 | 2028 | Wind Offshore | Generation | Electricity | ON | Dispatch-Generation | VOM | 0 | [6 empty] | 0.73069 | 0
LCP_Inputs_ON_Diverse_IEA_2023_05_05 | 2028 | Wind Offshore | Generation | Electricity | PJ | Dispatch-Generation | EmissionsCost | 0 | [6 empty] | 0.73069 | 0
LCP_Inputs_ON_Diverse_IEA_2023_05_05 | 2028 | Wind Offshore | Generation | Electricity | PJ | Dispatch-Generation | FuelCost | 0 | [6 empty] | 0.73069 | 0
LCP_Inputs_ON_Diverse_IEA_2023_05_05 | 2028 | Wind Offshore | Generation | Electricity | PJ | Dispatch-Generation | VOM | 0 | [6 empty] | 0.73069 | 0
LCP_Inputs_ON_Diverse_IEA_2023_05_05 | 2028 | Wind Offshore | Generation | Electricity | QC | Dispatch-Generation | EmissionsCost | 0 | [6 empty] | 0.73069 | 0
LCP_Inputs_ON_Diverse_IEA_2023_05_05 | 2028 | Wind Offshore | Generation | Electricity | QC | Dispatch-Generation | FuelCost | 0 | [6 empty] | 0.73069 | 0
LCP_Inputs_ON_Diverse_IEA_2023_05_05 | 2028 | Wind Offshore | Generation | Electricity | QC | Dispatch-Generation | VOM | 0 | [6 empty] | 0.73069 | 0
LCP_Inputs_ON_Diverse_IEA_2023_05_05 | 2028 | Wind Offshore | Generation | Electricity | WC | Dispatch-Generation | EmissionsCost | 0 | [6 empty] | 0.73069 | 0
LCP_Inputs_ON_Diverse_IEA_2023_05_05 | 2028 | Wind Offshore | Generation | Electricity | WC | Dispatch-Generation | FuelCost | 0 | [6 empty] | 0.73069 | 0
LCP_Inputs_ON_Diverse_IEA_2023_05_05 | 2028 | Wind Offshore | Generation | Electricity | WC | Dispatch-Generation | VOM | 0 | [6 empty] | 0.73069 | 0
LCP_Inputs_ON_Diverse_IEA_2023_05_05 | 2028 | Wind Onshore | Generation | Electricity | MI | Dispatch-Generation | EmissionsCost | 0 | [6 empty] | 0.73069 | 0
LCP_Inputs_ON_Diverse_IEA_2023_05_05 | 2028 | Wind Onshore | Generation | Electricity | MI | Dispatch-Generation | FuelCost | 0 | [6 empty] | 0.73069 | 0
LCP_Inputs_ON_Diverse_IEA_2023_05_05 | 2028 | Wind Onshore | Generation | Electricity | MI | Dispatch-Generation | VOM | 0 | [6 empty] | 0.73069 | 0
LCP_Inputs_ON_Diverse_IEA_2023_05_05 | 2028 | Wind Onshore | Generation | Electricity | NY | Dispatch-Generation | EmissionsCost | 0 | [6 empty] | 0.73069 | 0
LCP_Inputs_ON_Diverse_IEA_2023_05_05 | 2028 | Wind Onshore | Generation | Electricity | NY | Dispatch-Generation | FuelCost | 0 | [6 empty] | 0.73069 | 0
LCP_Inputs_ON_Diverse_IEA_2023_05_05 | 2028 | Wind Onshore | Generation | Electricity | NY | Dispatch-Generation | VOM | 0 | [6 empty] | 0.73069 | 0
LCP_Inputs_ON_Diverse_IEA_2023_05_05 | 2028 | Wind Onshore | Generation | Electricity | ON | Dispatch-Generation | EmissionsCost | 0 | [6 empty] | 0.73069 | 0
LCP_Inputs_ON_Diverse_IEA_2023_05_05 | 2028 | Wind Onshore | Generation | Electricity | ON | Dispatch-Generation | FuelCost | 0 | [6 empty] | 0.73069 | 0
LCP_Inputs_ON_Diverse_IEA_2023_05_05 | 2028 | Wind Onshore | Generation | Electricity | ON | Dispatch-Generation | VOM | 0 | [6 empty] | 0.73069 | 0
LCP_Inputs_ON_Diverse_IEA_2023_05_05 | 2028 | Wind Onshore | Generation | Electricity | PJ | Dispatch-Generation | EmissionsCost | 0 | [6 empty] | 0.73069 | 0
LCP_Inputs_ON_Diverse_IEA_2023_05_05 | 2028 | Wind Onshore | Generation | Electricity | PJ | Dispatch-Generation | FuelCost | 0 | [6 empty] | 0.73069 | 0
LCP_Inputs_ON_Diverse_IEA_2023_05_05 | 2028 | Wind Onshore | Generation | Electricity | PJ | Dispatch-Generation | VOM | 0 | [6 empty] | 0.73069 | 0
LCP_Inputs_ON_Diverse_IEA_2023_05_05 | 2028 | Wind Onshore | Generation | Electricity | QC | Dispatch-Generation | EmissionsCost | 0 | [6 empty] | 0.73069 | 0
LCP_Inputs_ON_Diverse_IEA_2023_05_05 | 2028 | Wind Onshore | Generation | Electricity | QC | Dispatch-Generation | FuelCost | 0 | [6 empty] | 0.73069 | 0
LCP_Inputs_ON_Diverse_IEA_2023_05_05 | 2028 | Wind Onshore | Generation | Electricity | QC | Dispatch-Generation | VOM | 0 | [6 empty] | 0.73069 | 0
LCP_Inputs_ON_Diverse_IEA_2023_05_05 | 2028 | Wind Onshore | Generation | Electricity | WC | Dispatch-Generation | EmissionsCost | 0 | [6 empty] | 0.73069 | 0
LCP_Inputs_ON_Diverse_IEA_2023_05_05 | 2028 | Wind Onshore | Generation | Electricity | WC | Dispatch-Generation | FuelCost | 0 | [6 empty] | 0.73069 | 0
LCP_Inputs_ON_Diverse_IEA_2023_05_05 | 2028 | Wind Onshore | Generation | Electricity | WC | Dispatch-Generation | VOM | 0 | [6 empty] | 0.73069 | 0
LCP_Inputs_ON_Diverse_IEA_2023_05_05 | 2029 | Anaerobic Digestion | Generation | Methane | MI | Dispatch-Generation | EmissionsCost | 0 | [6 empty] | 0.70259 | 0
LCP_Inputs_ON_Diverse_IEA_2023_05_05 | 2029 | Anaerobic Digestion | Generation | Methane | MI | Dispatch-Generation | FuelCost | 0 | [6 empty] | 0.70259 | 0
LCP_Inputs_ON_Diverse_IEA_2023_05_05 | 2029 | Anaerobic Digestion | Generation | Methane | MI | Dispatch-Generation | VOM | 0 | [6 empty] | 0.70259 | 0
LCP_Inputs_ON_Diverse_IEA_2023_05_05 | 2029 | Anaerobic Digestion | Generation | Methane | NY | Dispatch-Generation | EmissionsCost | 0 | [6 empty] | 0.70259 | 0
LCP_Inputs_ON_Diverse_IEA_2023_05_05 | 2029 | Anaerobic Digestion | Generation | Methane | NY | Dispatch-Generation | FuelCost | 0 | [6 empty] | 0.70259 | 0
LCP_Inputs_ON_Diverse_IEA_2023_05_05 | 2029 | Anaerobic Digestion | Generation | Methane | NY | Dispatch-Generation | VOM | 0 | [6 empty] | 0.70259 | 0
LCP_Inputs_ON_Diverse_IEA_2023_05_05 | 2029 | Anaerobic Digestion | Generation | Methane | ON | Dispatch-Generation | EmissionsCost | 0 | [6 empty] | 0.70259 | 0
LCP_Inputs_ON_Diverse_IEA_2023_05_05 | 2029 | Anaerobic Digestion | Generation | Methane | ON | Dispatch-Generation | FuelCost | 0 | [6 empty] | 0.70259 | 0
LCP_Inputs_ON_Diverse_IEA_2023_05_05 | 2029 | Anaerobic Digestion | Generation | Methane | ON | Dispatch-Generation | VOM | 0 | [6 empty] | 0.70259 | 0
LCP_Inputs_ON_Diverse_IEA_2023_05_05 | 2029 | Anaerobic Digestion | Generation | Methane | PJ | Dispatch-Generation | EmissionsCost | 0 | [6 empty] | 0.70259 | 0
LCP_Inputs_ON_Diverse_IEA_2023_05_05 | 2029 | Anaerobic Digestion | Generation | Methane | PJ | Dispatch-Generation | FuelCost | 0 | [6 empty] | 0.70259 | 0
LCP_Inputs_ON_Diverse_IEA_2023_05_05 | 2029 | Anaerobic Digestion | Generation | Methane | PJ | Dispatch-Generation | VOM | 0 | [6 empty] | 0.70259 | 0
LCP_Inputs_ON_Diverse_IEA_2023_05_05 | 2029 | Anaerobic Digestion | Generation | Methane | QC | Dispatch-Generation | EmissionsCost | 0 | [6 empty] | 0.70259 | 0
LCP_Inputs_ON_Diverse_IEA_2023_05_05 | 2029 | Anaerobic Digestion | Generation | Methane | QC | Dispatch-Generation | FuelCost | 0 | [6 empty] | 0.70259 | 0
LCP_Inputs_ON_Diverse_IEA_2023_05_05 | 2029 | Anaerobic Digestion | Generation | Methane | QC | Dispatch-Generation | VOM | 0 | [6 empty] | 0.70259 | 0
LCP_Inputs_ON_Diverse_IEA_2023_05_05 | 2029 | Anaerobic Digestion | Generation | Methane | WC | Dispatch-Generation | EmissionsCost | 0 | [6 empty] | 0.70259 | 0
LCP_Inputs_ON_Diverse_IEA_2023_05_05 | 2029 | Anaerobic Digestion | Generation | Methane | WC | Dispatch-Generation | FuelCost | 0 | [6 empty] | 0.70259 | 0
LCP_Inputs_ON_Diverse_IEA_2023_05_05 | 2029 | Anaerobic Digestion | Generation | Methane | WC | Dispatch-Generation | VOM | 0 | [6 empty] | 0.70259 | 0
LCP_Inputs_ON_Diverse_IEA_2023_05_05 | 2029 | Battery Storage | Storage | Electricity | MI | Dispatch-Storage | EmissionsCost | 0 | [6 empty] | 0.70259 | 0
LCP_Inputs_ON_Diverse_IEA_2023_05_05 | 2029 | Battery Storage | Storage | Electricity | MI | Dispatch-Storage | FuelCost | 0 | [6 empty] | 0.70259 | 0
LCP_Inputs_ON_Diverse_IEA_2023_05_05 | 2029 | Battery Storage | Storage | Electricity | MI | Dispatch-Storage | VOM | 0 | [6 empty] | 0.70259 | 0
LCP_Inputs_ON_Diverse_IEA_2023_05_05 | 2029 | Battery Storage | Storage | Electricity | NY | Dispatch-Storage | EmissionsCost | 0 | [6 empty] | 0.70259 | 0
LCP_Inputs_ON_Diverse_IEA_2023_05_05 | 2029 | Battery Storage | Storage | Electricity | NY | Dispatch-Storage | FuelCost | 0 | [6 empty] | 0.70259 | 0
LCP_Inputs_ON_Diverse_IEA_2023_05_05 | 2029 | Battery Storage | Storage | Electricity | NY | Dispatch-Storage | VOM | 0 | [6 empty] | 0.70259 | 0
LCP_Inputs_ON_Diverse_IEA_2023_05_05 | 2029 | Battery Storage | Storage | Electricity | ON | Dispatch-Storage | EmissionsCost | 0 | [6 empty] | 0.70259 | 0
LCP_Inputs_ON_Diverse_IEA_2023_05_05 | 2029 | Battery Storage | Storage | Electricity | ON | Dispatch-Storage | FuelCost | 0 | [6 empty] | 0.70259 | 0
LCP_Inputs_ON_Diverse_IEA_2023_05_05 | 2029 | Battery Storage | Storage | Electricity | ON | Dispatch-Storage | VOM | 0 | [6 empty] | 0.70259 | 0
LCP_Inputs_ON_Diverse_IEA_2023_05_05 | 2029 | Battery Storage | Storage | Electricity | PJ | Dispatch-Storage | EmissionsCost | 0 | [6 empty] | 0.70259 | 0
LCP_Inputs_ON_Diverse_IEA_2023_05_05 | 2029 | Battery Storage | Storage | Electricity | PJ | Dispatch-Storage | FuelCost | 0 | [6 empty] | 0.70259 | 0
LCP_Inputs_ON_Diverse_IEA_2023_05_05 | 2029 | Battery Storage | Storage | Electricity | PJ | Dispatch-Storage | VOM | 0 | [6 empty] | 0.70259 | 0
LCP_Inputs_ON_Diverse_IEA_2023_05_05 | 2029 | Battery Storage | Storage | Electricity | QC | Dispatch-Storage | EmissionsCost | 0 | [6 empty] | 0.70259 | 0
LCP_Inputs_ON_Diverse_IEA_2023_05_05 | 2029 | Battery Storage | Storage | Electricity | QC | Dispatch-Storage | FuelCost | 0 | [6 empty] | 0.70259 | 0
LCP_Inputs_ON_Diverse_IEA_2023_05_05 | 2029 | Battery Storage | Storage | Electricity | QC | Dispatch-Storage | VOM | 0 | [6 empty] | 0.70259 | 0
LCP_Inputs_ON_Diverse_IEA_2023_05_05 | 2029 | Battery Storage | Storage | Electricity | WC | Dispatch-Storage | EmissionsCost | 0 | [6 empty] | 0.70259 | 0
LCP_Inputs_ON_Diverse_IEA_2023_05_05 | 2029 | Battery Storage | Storage | Electricity | WC | Dispatch-Storage | FuelCost | 0 | [6 empty] | 0.70259 | 0
LCP_Inputs_ON_Diverse_IEA_2023_05_05 | 2029 | Battery Storage | Storage | Electricity | WC | Dispatch-Storage | VOM | 0 | [6 empty] | 0.70259 | 0
LCP_Inputs_ON_Diverse_IEA_2023_05_05 | 2029 | Biomass | Generation | Electricity | MI | Dispatch-Generation | EmissionsCost | 0 | [6 empty] | 0.70259 | 0
LCP_Inputs_ON_Diverse_IEA_2023_05_05 | 2029 | Biomass | Generation | Electricity | MI | Dispatch-Generation | FuelCost | 0 | [6 empty] | 0.70259 | 0
LCP_Inputs_ON_Diverse_IEA_2023_05_05 | 2029 | Biomass | Generation | Electricity | MI | Dispatch-Generation | VOM | 0 | [6 empty] | 0.70259 | 0
LCP_Inputs_ON_Diverse_IEA_2023_05_05 | 2029 | Biomass | Generation | Electricity | NY | Dispatch-Generation | EmissionsCost | 0 | [6 empty] | 0.70259 | 0
LCP_Inputs_ON_Diverse_IEA_2023_05_05 | 2029 | Biomass | Generation | Electricity | NY | Dispatch-Generation | FuelCost | 0 | [6 empty] | 0.70259 | 0
LCP_Inputs_ON_Diverse_IEA_2023_05_05 | 2029 | Biomass | Generation | Electricity | NY | Dispatch-Generation | VOM | 0 | [6 empty] | 0.70259 | 0
LCP_Inputs_ON_Diverse_IEA_2023_05_05 | 2029 | Biomass | Generation | Electricity | ON | Dispatch-Generation | EmissionsCost | 0 | [6 empty] | 0.70259 | 0
LCP_Inputs_ON_Diverse_IEA_2023_05_05 | 2029 | Biomass | Generation | Electricity | ON | Dispatch-Generation | FuelCost | 0 | [6 empty] | 0.70259 | 0
LCP_Inputs_ON_Diverse_IEA_2023_05_05 | 2029 | Biomass | Generation | Electricity | ON | Dispatch-Generation | VOM | 0 | [6 empty] | 0.70259 | 0
LCP_Inputs_ON_Diverse_IEA_2023_05_05 | 2029 | Biomass | Generation | Electricity | PJ | Dispatch-Generation | EmissionsCost | 0 | [6 empty] | 0.70259 | 0
LCP_Inputs_ON_Diverse_IEA_2023_05_05 | 2029 | Biomass | Generation | Electricity | PJ | Dispatch-Generation | FuelCost | 0 | [6 empty] | 0.70259 | 0
LCP_Inputs_ON_Diverse_IEA_2023_05_05 | 2029 | Biomass | Generation | Electricity | PJ | Dispatch-Generation | VOM | 0 | [6 empty] | 0.70259 | 0
LCP_Inputs_ON_Diverse_IEA_2023_05_05 | 2029 | Biomass | Generation | Electricity | QC | Dispatch-Generation | EmissionsCost | 0 | [6 empty] | 0.70259 | 0
LCP_Inputs_ON_Diverse_IEA_2023_05_05 | 2029 | Biomass | Generation | Electricity | QC | Dispatch-Generation | FuelCost | 0 | [6 empty] | 0.70259 | 0
LCP_Inputs_ON_Diverse_IEA_2023_05_05 | 2029 | Biomass | Generation | Electricity | QC | Dispatch-Generation | VOM | 0 | [6 empty] | 0.70259 | 0
LCP_Inputs_ON_Diverse_IEA_2023_05_05 | 2029 | Biomass | Generation | Electricity | WC | Dispatch-Generation | EmissionsCost | 0 | [6 empty] | 0.70259 | 0
LCP_Inputs_ON_Diverse_IEA_2023_05_05 | 2029 | Biomass | Generation | Electricity | WC | Dispatch-Generation | FuelCost | 0 | [6 empty] | 0.70259 | 0
LCP_Inputs_ON_Diverse_IEA_2023_05_05 | 2029 | Biomass | Generation | Electricity | WC | Dispatch-Generation | VOM | 0 | [6 empty] | 0.70259 | 0
LCP_Inputs_ON_Diverse_IEA_2023_05_05 | 2029 | Biomass + CCS | Generation | Electricity | MI | Dispatch-Generation | EmissionsCost | 0 | [6 empty] | 0.70259 | 0
LCP_Inputs_ON_Diverse_IEA_2023_05_05 | 2029 | Biomass + CCS | Generation | Electricity | MI | Dispatch-Generation | FuelCost | 0 | [6 empty] | 0.70259 | 0
LCP_Inputs_ON_Diverse_IEA_2023_05_05 | 2029 | Biomass + CCS | Generation | Electricity | MI | Dispatch-Generation | VOM | 0 | [6 empty] | 0.70259 | 0
LCP_Inputs_ON_Diverse_IEA_2023_05_05 | 2029 | Biomass + CCS | Generation | Electricity | NY | Dispatch-Generation | EmissionsCost | 0 | [6 empty] | 0.70259 | 0
LCP_Inputs_ON_Diverse_IEA_2023_05_05 | 2029 | Biomass + CCS | Generation | Electricity | NY | Dispatch-Generation | FuelCost | 0 | [6 empty] | 0.70259 | 0
LCP_Inputs_ON_Diverse_IEA_2023_05_05 | 2029 | Biomass + CCS | Generation | Electricity | NY | Dispatch-Generation | VOM | 0 | [6 empty] | 0.70259 | 0
LCP_Inputs_ON_Diverse_IEA_2023_05_05 | 2029 | Biomass + CCS | Generation | Electricity | ON | Dispatch-Generation | EmissionsCost | 0 | [6 empty] | 0.70259 | 0
LCP_Inputs_ON_Diverse_IEA_2023_05_05 | 2029 | Biomass + CCS | Generation | Electricity | ON | Dispatch-Generation | FuelCost | 0 | [6 empty] | 0.70259 | 0
LCP_Inputs_ON_Diverse_IEA_2023_05_05 | 2029 | Biomass + CCS | Generation | Electricity | ON | Dispatch-Generation | VOM | 0 | [6 empty] | 0.70259 | 0
LCP_Inputs_ON_Diverse_IEA_2023_05_05 | 2029 | Biomass + CCS | Generation | Electricity | PJ | Dispatch-Generation | EmissionsCost | 0 | [6 empty] | 0.70259 | 0
LCP_Inputs_ON_Diverse_IEA_2023_05_05 | 2029 | Biomass + CCS | Generation | Electricity | PJ | Dispatch-Generation | FuelCost | 0 | [6 empty] | 0.70259 | 0
LCP_Inputs_ON_Diverse_IEA_2023_05_05 | 2029 | Biomass + CCS | Generation | Electricity | PJ | Dispatch-Generation | VOM | 0 | [6 empty] | 0.70259 | 0
LCP_Inputs_ON_Diverse_IEA_2023_05_05 | 2029 | Biomass + CCS | Generation | Electricity | QC | Dispatch-Generation | EmissionsCost | 0 | [6 empty] | 0.70259 | 0
LCP_Inputs_ON_Diverse_IEA_2023_05_05 | 2029 | Biomass + CCS | Generation | Electricity | QC | Dispatch-Generation | FuelCost | 0 | [6 empty] | 0.70259 | 0
LCP_Inputs_ON_Diverse_IEA_2023_05_05 | 2029 | Biomass + CCS | Generation | Electricity | QC | Dispatch-Generation | VOM | 0 | [6 empty] | 0.70259 | 0
LCP_Inputs_ON_Diverse_IEA_2023_05_05 | 2029 | Biomass + CCS | Generation | Electricity | WC | Dispatch-Generation | EmissionsCost | 0 | [6 empty] | 0.70259 | 0
LCP_Inputs_ON_Diverse_IEA_2023_05_05 | 2029 | Biomass + CCS | Generation | Electricity | WC | Dispatch-Generation | FuelCost | 0 | [6 empty] | 0.70259 | 0
LCP_Inputs_ON_Diverse_IEA_2023_05_05 | 2029 | Biomass + CCS | Generation | Electricity | WC | Dispatch-Generation | VOM | 0 | [6 empty] | 0.70259 | 0
LCP_Inputs_ON_Diverse_IEA_2023_05_05 | 2029 | CH4 + CCS | Generation | Methane | MI | Dispatch-Generation | EmissionsCost | 0 | [6 empty] | 0.70259 | 0
LCP_Inputs_ON_Diverse_IEA_2023_05_05 | 2029 | CH4 + CCS | Generation | Methane | MI | Dispatch-Generation | FuelCost | 0 | [6 empty] | 0.70259 | 0
LCP_Inputs_ON_Diverse_IEA_2023_05_05 | 2029 | CH4 + CCS | Generation | Methane | MI | Dispatch-Generation | VOM | 0 | [6 empty] | 0.70259 | 0
LCP_Inputs_ON_Diverse_IEA_2023_05_05 | 2029 | CH4 + CCS | Generation | Methane | NY | Dispatch-Generation | EmissionsCost | 0 | [6 empty] | 0.70259 | 0
LCP_Inputs_ON_Diverse_IEA_2023_05_05 | 2029 | CH4 + CCS | Generation | Methane | NY | Dispatch-Generation | FuelCost | 0 | [6 empty] | 0.70259 | 0
LCP_Inputs_ON_Diverse_IEA_2023_05_05 | 2029 | CH4 + CCS | Generation | Methane | NY | Dispatch-Generation | VOM | 0 | [6 empty] | 0.70259 | 0
LCP_Inputs_ON_Diverse_IEA_2023_05_05 | 2029 | CH4 + CCS | Generation | Methane | ON | Dispatch-Generation | EmissionsCost | 0 | [6 empty] | 0.70259 | 0
LCP_Inputs_ON_Diverse_IEA_2023_05_05 | 2029 | CH4 + CCS | Generation | Methane | ON | Dispatch-Generation | FuelCost | 0 | [6 empty] | 0.70259 | 0
LCP_Inputs_ON_Diverse_IEA_2023_05_05 | 2029 | CH4 + CCS | Generation | Methane | ON | Dispatch-Generation | VOM | 0 | [6 empty] | 0.70259 | 0
LCP_Inputs_ON_Diverse_IEA_2023_05_05 | 2029 | CH4 + CCS | Generation | Methane | PJ | Dispatch-Generation | EmissionsCost | 0 | [6 empty] | 0.70259 | 0
LCP_Inputs_ON_Diverse_IEA_2023_05_05 | 2029 | CH4 + CCS | Generation | Methane | PJ | Dispatch-Generation | FuelCost | 0 | [6 empty] | 0.70259 | 0
LCP_Inputs_ON_Diverse_IEA_2023_05_05 | 2029 | CH4 + CCS | Generation | Methane | PJ | Dispatch-Generation | VOM | 0 | [6 empty] | 0.70259 | 0
LCP_Inputs_ON_Diverse_IEA_2023_05_05 | 2029 | CH4 + CCS | Generation | Methane | QC | Dispatch-Generation | EmissionsCost | 0 | [6 empty] | 0.70259 | 0
LCP_Inputs_ON_Diverse_IEA_2023_05_05 | 2029 | CH4 + CCS | Generation | Methane | QC | Dispatch-Generation | FuelCost | 0 | [6 empty] | 0.70259 | 0
LCP_Inputs_ON_Diverse_IEA_2023_05_05 | 2029 | CH4 + CCS | Generation | Methane | QC | Dispatch-Generation | VOM | 0 | [6 empty] | 0.70259 | 0
LCP_Inputs_ON_Diverse_IEA_2023_05_05 | 2029 | CH4 + CCS | Generation | Methane | WC | Dispatch-Generation | EmissionsCost | 0 | [6 empty] | 0.70259 | 0
LCP_Inputs_ON_Diverse_IEA_2023_05_05 | 2029 | CH4 + CCS | Generation | Methane | WC | Dispatch-Generation | FuelCost | 0 | [6 empty] | 0.70259 | 0
LCP_Inputs_ON_Diverse_IEA_2023_05_05 | 2029 | CH4 + CCS | Generation | Methane | WC | Dispatch-Generation | VOM | 0 | [6 empty] | 0.70259 | 0
LCP_Inputs_ON_Diverse_IEA_2023_05_05 | 2029 | CH4 Import - NY 2020 | Import | Methane | MI | Dispatch-Import | EmissionsCost | 0 | [6 empty] | 0.70259 | 0
LCP_Inputs_ON_Diverse_IEA_2023_05_05 | 2029 | CH4 Import - NY 2020 | Import | Methane | MI | Dispatch-Import | FuelCost | 0 | [6 empty] | 0.70259 | 0
LCP_Inputs_ON_Diverse_IEA_2023_05_05 | 2029 | CH4 Import - NY 2020 | Import | Methane | MI | Dispatch-Import | VOM | 0 | [6 empty] | 0.70259 | 0
LCP_Inputs_ON_Diverse_IEA_2023_05_05 | 2029 | CH4 Import - NY 2020 | Import | Methane | NY | Dispatch-Import | EmissionsCost | 282343065.1873 | [6 empty] | 0.70259 | 198370492.4832
LCP_Inputs_ON_Diverse_IEA_2023_05_05 | 2029 | CH4 Import - NY 2020 | Import | Methane | NY | Dispatch-Import | FuelCost | 407790143.0843 | [6 empty] | 0.70259 | 286507945.4308
LCP_Inputs_ON_Diverse_IEA_2023_05_05 | 2029 | CH4 Import - NY 2020 | Import | Methane | NY | Dispatch-Import | VOM | 0 | [6 empty] | 0.70259 | 0
LCP_Inputs_ON_Diverse_IEA_2023_05_05 | 2029 | CH4 Import - NY 2020 | Import | Methane | ON | Dispatch-Import | EmissionsCost | 0 | [6 empty] | 0.70259 | 0
LCP_Inputs_ON_Diverse_IEA_2023_05_05 | 2029 | CH4 Import - NY 2020 | Import | Methane | ON | Dispatch-Import | FuelCost | 0 | [6 empty] | 0.70259 | 0
LCP_Inputs_ON_Diverse_IEA_2023_05_05 | 2029 | CH4 Import - NY 2020 | Import | Methane | ON | Dispatch-Import | VOM | 0 | [6 empty] | 0.70259 | 0
LCP_Inputs_ON_Diverse_IEA_2023_05_05 | 2029 | CH4 Import - NY 2020 | Import | Methane | PJ | Dispatch-Import | EmissionsCost | 0 | [6 empty] | 0.70259 | 0
LCP_Inputs_ON_Diverse_IEA_2023_05_05 | 2029 | CH4 Import - NY 2020 | Import | Methane | PJ | Dispatch-Import | FuelCost | 0 | [6 empty] | 0.70259 | 0
LCP_Inputs_ON_Diverse_IEA_2023_05_05 | 2029 | CH4 Import - NY 2020 | Import | Methane | PJ | Dispatch-Import | VOM | 0 | [6 empty] | 0.70259 | 0
LCP_Inputs_ON_Diverse_IEA_2023_05_05 | 2029 | CH4 Import - NY 2020 | Import | Methane | QC | Dispatch-Import | EmissionsCost | 0 | [6 empty] | 0.70259 | 0
LCP_Inputs_ON_Diverse_IEA_2023_05_05 | 2029 | CH4 Import - NY 2020 | Import | Methane | QC | Dispatch-Import | FuelCost | 0 | [6 empty] | 0.70259 | 0
LCP_Inputs_ON_Diverse_IEA_2023_05_05 | 2029 | CH4 Import - NY 2020 | Import | Methane | QC | Dispatch-Import | VOM | 0 | [6 empty] | 0.70259 | 0
LCP_Inputs_ON_Diverse_IEA_2023_05_05 | 2029 | CH4 Import - NY 2020 | Import | Methane | WC | Dispatch-Import | EmissionsCost | 0 | [6 empty] | 0.70259 | 0
LCP_Inputs_ON_Diverse_IEA_2023_05_05 | 2029 | CH4 Import - NY 2020 | Import | Methane | WC | Dispatch-Import | FuelCost | 0 | [6 empty] | 0.70259 | 0
LCP_Inputs_ON_Diverse_IEA_2023_05_05 | 2029 | CH4 Import - NY 2020 | Import | Methane | WC | Dispatch-Import | VOM | 0 | [6 empty] | 0.70259 | 0
LCP_Inputs_ON_Diverse_IEA_2023_05_05 | 2029 | CH4 Import - NY 2030 | Import | Methane | MI | Dispatch-Import | EmissionsCost | 0 | [6 empty] | 0.70259 | 0
LCP_Inputs_ON_Diverse_IEA_2023_05_05 | 2029 | CH4 Import - NY 2030 | Import | Methane | MI | Dispatch-Import | FuelCost | 0 | [6 empty] | 0.70259 | 0
LCP_Inputs_ON_Diverse_IEA_2023_05_05 | 2029 | CH4 Import - NY 2030 | Import | Methane | MI | Dispatch-Import | VOM | 0 | [6 empty] | 0.70259 | 0
LCP_Inputs_ON_Diverse_IEA_2023_05_05 | 2029 | CH4 Import - NY 2030 | Import | Methane | NY | Dispatch-Import | EmissionsCost | 0 | [6 empty] | 0.70259 | 0
LCP_Inputs_ON_Diverse_IEA_2023_05_05 | 2029 | CH4 Import - NY 2030 | Import | Methane | NY | Dispatch-Import | FuelCost | 0 | [6 empty] | 0.70259 | 0
LCP_Inputs_ON_Diverse_IEA_2023_05_05 | 2029 | CH4 Import - NY 2030 | Import | Methane | NY | Dispatch-Import | VOM | 0 | [6 empty] | 0.70259 | 0
LCP_Inputs_ON_Diverse_IEA_2023_05_05 | 2029 | CH4 Import - NY 2030 | Import | Methane | ON | Dispatch-Import | EmissionsCost | 0 | [6 empty] | 0.70259 | 0
LCP_Inputs_ON_Diverse_IEA_2023_05_05 | 2029 | CH4 Import - NY 2030 | Import | Methane | ON | Dispatch-Import | FuelCost | 0 | [6 empty] | 0.70259 | 0
LCP_Inputs_ON_Diverse_IEA_2023_05_05 | 2029 | CH4 Import - NY 2030 | Import | Methane | ON | Dispatch-Import | VOM | 0 | [6 empty] | 0.70259 | 0
LCP_Inputs_ON_Diverse_IEA_2023_05_05 | 2029 | CH4 Import - NY 2030 | Import | Methane | PJ | Dispatch-Import | EmissionsCost | 0 | [6 empty] | 0.70259 | 0
LCP_Inputs_ON_Diverse_IEA_2023_05_05 | 2029 | CH4 Import - NY 2030 | Import | Methane | PJ | Dispatch-Import | FuelCost | 0 | [6 empty] | 0.70259 | 0
LCP_Inputs_ON_Diverse_IEA_2023_05_05 | 2029 | CH4 Import - NY 2030 | Import | Methane | PJ | Dispatch-Import | VOM | 0 | [6 empty] | 0.70259 | 0
LCP_Inputs_ON_Diverse_IEA_2023_05_05 | 2029 | CH4 Import - NY 2030 | Import | Methane | QC | Dispatch-Import | EmissionsCost | 0 | [6 empty] | 0.70259 | 0
LCP_Inputs_ON_Diverse_IEA_2023_05_05 | 2029 | CH4 Import - NY 2030 | Import | Methane | QC | Dispatch-Import | FuelCost | 0 | [6 empty] | 0.70259 | 0
LCP_Inputs_ON_Diverse_IEA_2023_05_05 | 2029 | CH4 Import - NY 2030 | Import | Methane | QC | Dispatch-Import | VOM | 0 | [6 empty] | 0.70259 | 0
LCP_Inputs_ON_Diverse_IEA_2023_05_05 | 2029 | CH4 Import - NY 2030 | Import | Methane | WC | Dispatch-Import | EmissionsCost | 0 | [6 empty] | 0.70259 | 0
LCP_Inputs_ON_Diverse_IEA_2023_05_05 | 2029 | CH4 Import - NY 2030 | Import | Methane | WC | Dispatch-Import | FuelCost | 0 | [6 empty] | 0.70259 | 0
LCP_Inputs_ON_Diverse_IEA_2023_05_05 | 2029 | CH4 Import - NY 2030 | Import | Methane | WC | Dispatch-Import | VOM | 0 | [6 empty] | 0.70259 | 0
LCP_Inputs_ON_Diverse_IEA_2023_05_05 | 2029 | CH4 Import - NY 2040 | Import | Methane | MI | Dispatch-Import | EmissionsCost | 0 | [6 empty] | 0.70259 | 0
LCP_Inputs_ON_Diverse_IEA_2023_05_05 | 2029 | CH4 Import - NY 2040 | Import | Methane | MI | Dispatch-Import | FuelCost | 0 | [6 empty] | 0.70259 | 0
LCP_Inputs_ON_Diverse_IEA_2023_05_05 | 2029 | CH4 Import - NY 2040 | Import | Methane | MI | Dispatch-Import | VOM | 0 | [6 empty] | 0.70259 | 0
LCP_Inputs_ON_Diverse_IEA_2023_05_05 | 2029 | CH4 Import - NY 2040 | Import | Methane | NY | Dispatch-Import | EmissionsCost | 0 | [6 empty] | 0.70259 | 0
LCP_Inputs_ON_Diverse_IEA_2023_05_05 | 2029 | CH4 Import - NY 2040 | Import | Methane | NY | Dispatch-Import | FuelCost | 0 | [6 empty] | 0.70259 | 0
LCP_Inputs_ON_Diverse_IEA_2023_05_05 | 2029 | CH4 Import - NY 2040 | Import | Methane | NY | Dispatch-Import | VOM | 0 | [6 empty] | 0.70259 | 0
LCP_Inputs_ON_Diverse_IEA_2023_05_05 | 2029 | CH4 Import - NY 2040 | Import | Methane | ON | Dispatch-Import | EmissionsCost | 0 | [6 empty] | 0.70259 | 0
LCP_Inputs_ON_Diverse_IEA_2023_05_05 | 2029 | CH4 Import - NY 2040 | Import | Methane | ON | Dispatch-Import | FuelCost | 0 | [6 empty] | 0.70259 | 0
LCP_Inputs_ON_Diverse_IEA_2023_05_05 | 2029 | CH4 Import - NY 2040 | Import | Methane | ON | Dispatch-Import | VOM | 0 | [6 empty] | 0.70259 | 0
LCP_Inputs_ON_Diverse_IEA_2023_05_05 | 2029 | CH4 Import - NY 2040 | Import | Methane | PJ | Dispatch-Import | EmissionsCost | 0 | [6 empty] | 0.70259 | 0
LCP_Inputs_ON_Diverse_IEA_2023_05_05 | 2029 | CH4 Import - NY 2040 | Import | Methane | PJ | Dispatch-Import | FuelCost | 0 | [6 empty] | 0.70259 | 0
LCP_Inputs_ON_Diverse_IEA_2023_05_05 | 2029 | CH4 Import - NY 2040 | Import | Methane | PJ | Dispatch-Import | VOM | 0 | [6 empty] | 0.70259 | 0
LCP_Inputs_ON_Diverse_IEA_2023_05_05 | 2029 | CH4 Import - NY 2040 | Import | Methane | QC | Dispatch-Import | EmissionsCost | 0 | [6 empty] | 0.70259 | 0
LCP_Inputs_ON_Diverse_IEA_2023_05_05 | 2029 | CH4 Import - NY 2040 | Import | Methane | QC | Dispatch-Import | FuelCost | 0 | [6 empty] | 0.70259 | 0
LCP_Inputs_ON_Diverse_IEA_2023_05_05 | 2029 | CH4 Import - NY 2040 | Import | Methane | QC | Dispatch-Import | VOM | 0 | [6 empty] | 0.70259 | 0
LCP_Inputs_ON_Diverse_IEA_2023_05_05 | 2029 | CH4 Import - NY 2040 | Import | Methane | WC | Dispatch-Import | EmissionsCost | 0 | [6 empty] | 0.70259 | 0
LCP_Inputs_ON_Diverse_IEA_2023_05_05 | 2029 | CH4 Import - NY 2040 | Import | Methane | WC | Dispatch-Import | FuelCost | 0 | [6 empty] | 0.70259 | 0
LCP_Inputs_ON_Diverse_IEA_2023_05_05 | 2029 | CH4 Import - NY 2040 | Import | Methane | WC | Dispatch-Import | VOM | 0 | [6 empty] | 0.70259 | 0
LCP_Inputs_ON_Diverse_IEA_2023_05_05 | 2029 | CH4 Import - NY 2050 | Import | Methane | MI | Dispatch-Import | EmissionsCost | 0 | [6 empty] | 0.70259 | 0
LCP_Inputs_ON_Diverse_IEA_2023_05_05 | 2029 | CH4 Import - NY 2050 | Import | Methane | MI | Dispatch-Import | FuelCost | 0 | [6 empty] | 0.70259 | 0
LCP_Inputs_ON_Diverse_IEA_2023_05_05 | 2029 | CH4 Import - NY 2050 | Import | Methane | MI | Dispatch-Import | VOM | 0 | [6 empty] | 0.70259 | 0
LCP_Inputs_ON_Diverse_IEA_2023_05_05 | 2029 | CH4 Import - NY 2050 | Import | Methane | NY | Dispatch-Import | EmissionsCost | 0 | [6 empty] | 0.70259 | 0
LCP_Inputs_ON_Diverse_IEA_2023_05_05 | 2029 | CH4 Import - NY 2050 | Import | Methane | NY | Dispatch-Import | FuelCost | 0 | [6 empty] | 0.70259 | 0
LCP_Inputs_ON_Diverse_IEA_2023_05_05 | 2029 | CH4 Import - NY 2050 | Import | Methane | NY | Dispatch-Import | VOM | 0 | [6 empty] | 0.70259 | 0
LCP_Inputs_ON_Diverse_IEA_2023_05_05 | 2029 | CH4 Import - NY 2050 | Import | Methane | ON | Dispatch-Import | EmissionsCost | 0 | [6 empty] | 0.70259 | 0
LCP_Inputs_ON_Diverse_IEA_2023_05_05 | 2029 | CH4 Import - NY 2050 | Import | Methane | ON | Dispatch-Import | FuelCost | 0 | [6 empty] | 0.70259 | 0
LCP_Inputs_ON_Diverse_IEA_2023_05_05 | 2029 | CH4 Import - NY 2050 | Import | Methane | ON | Dispatch-Import | VOM | 0 | [6 empty] | 0.70259 | 0
LCP_Inputs_ON_Diverse_IEA_2023_05_05 | 2029 | CH4 Import - NY 2050 | Import | Methane | PJ | Dispatch-Import | EmissionsCost | 0 | [6 empty] | 0.70259 | 0
LCP_Inputs_ON_Diverse_IEA_2023_05_05 | 2029 | CH4 Import - NY 2050 | Import | Methane | PJ | Dispatch-Import | FuelCost | 0 | [6 empty] | 0.70259 | 0
LCP_Inputs_ON_Diverse_IEA_2023_05_05 | 2029 | CH4 Import - NY 2050 | Import | Methane | PJ | Dispatch-Import | VOM | 0 | [6 empty] | 0.70259 | 0
LCP_Inputs_ON_Diverse_IEA_2023_05_05 | 2029 | CH4 Import - NY 2050 | Import | Methane | QC | Dispatch-Import | EmissionsCost | 0 | [6 empty] | 0.70259 | 0
LCP_Inputs_ON_Diverse_IEA_2023_05_05 | 2029 | CH4 Import - NY 2050 | Import | Methane | QC | Dispatch-Import | FuelCost | 0 | [6 empty] | 0.70259 | 0
LCP_Inputs_ON_Diverse_IEA_2023_05_05 | 2029 | CH4 Import - NY 2050 | Import | Methane | QC | Dispatch-Import | VOM | 0 | [6 empty] | 0.70259 | 0
LCP_Inputs_ON_Diverse_IEA_2023_05_05 | 2029 | CH4 Import - NY 2050 | Import | Methane | WC | Dispatch-Import | EmissionsCost | 0 | [6 empty] | 0.70259 | 0
LCP_Inputs_ON_Diverse_IEA_2023_05_05 | 2029 | CH4 Import - NY 2050 | Import | Methane | WC | Dispatch-Import | FuelCost | 0 | [6 empty] | 0.70259 | 0
LCP_Inputs_ON_Diverse_IEA_2023_05_05 | 2029 | CH4 Import - NY 2050 | Import | Methane | WC | Dispatch-Import | VOM | 0 | [6 empty] | 0.70259 | 0
LCP_Inputs_ON_Diverse_IEA_2023_05_05 | 2029 | CH4 Import - WC 2020 | Import | Methane | MI | Dispatch-Import | EmissionsCost | 0 | [6 empty] | 0.70259 | 0
LCP_Inputs_ON_Diverse_IEA_2023_05_05 | 2029 | CH4 Import - WC 2020 | Import | Methane | MI | Dispatch-Import | FuelCost | 0 | [6 empty] | 0.70259 | 0
LCP_Inputs_ON_Diverse_IEA_2023_05_05 | 2029 | CH4 Import - WC 2020 | Import | Methane | MI | Dispatch-Import | VOM | 0 | [6 empty] | 0.70259 | 0
LCP_Inputs_ON_Diverse_IEA_2023_05_05 | 2029 | CH4 Import - WC 2020 | Import | Methane | NY | Dispatch-Import | EmissionsCost | 0 | [6 empty] | 0.70259 | 0
LCP_Inputs_ON_Diverse_IEA_2023_05_05 | 2029 | CH4 Import - WC 2020 | Import | Methane | NY | Dispatch-Import | FuelCost | 0 | [6 empty] | 0.70259 | 0
LCP_Inputs_ON_Diverse_IEA_2023_05_05 | 2029 | CH4 Import - WC 2020 | Import | Methane | NY | Dispatch-Import | VOM | 0 | [6 empty] | 0.70259 | 0
LCP_Inputs_ON_Diverse_IEA_2023_05_05 | 2029 | CH4 Import - WC 2020 | Import | Methane | ON | Dispatch-Import | EmissionsCost | 0 | [6 empty] | 0.70259 | 0
LCP_Inputs_ON_Diverse_IEA_2023_05_05 | 2029 | CH4 Import - WC 2020 | Import | Methane | ON | Dispatch-Import | FuelCost | 0 | [6 empty] | 0.70259 | 0
LCP_Inputs_ON_Diverse_IEA_2023_05_05 | 2029 | CH4 Import - WC 2020 | Import | Methane | ON | Dispatch-Import | VOM | 0 | [6 empty] | 0.70259 | 0
LCP_Inputs_ON_Diverse_IEA_2023_05_05 | 2029 | CH4 Import - WC 2020 | Import | Methane | PJ | Dispatch-Import | EmissionsCost | 0 | [6 empty] | 0.70259 | 0
LCP_Inputs_ON_Diverse_IEA_2023_05_05 | 2029 | CH4 Import - WC 2020 | Import | Methane | PJ | Dispatch-Import | FuelCost | 0 | [6 empty] | 0.70259 | 0
LCP_Inputs_ON_Diverse_IEA_2023_05_05 | 2029 | CH4 Import - WC 2020 | Import | Methane | PJ | Dispatch-Import | VOM | 0 | [6 empty] | 0.70259 | 0
LCP_Inputs_ON_Diverse_IEA_2023_05_05 | 2029 | CH4 Import - WC 2020 | Import | Methane | QC | Dispatch-Import | EmissionsCost | 0 | [6 empty] | 0.70259 | 0
LCP_Inputs_ON_Diverse_IEA_2023_05_05 | 2029 | CH4 Import - WC 2020 | Import | Methane | QC | Dispatch-Import | FuelCost | 0 | [6 empty] | 0.70259 | 0
LCP_Inputs_ON_Diverse_IEA_2023_05_05 | 2029 | CH4 Import - WC 2020 | Import | Methane | QC | Dispatch-Import | VOM | 0 | [6 empty] | 0.70259 | 0
LCP_Inputs_ON_Diverse_IEA_2023_05_05 | 2029 | CH4 Import - WC 2020 | Import | Methane | WC | Dispatch-Import | EmissionsCost | 1306945425.5377 | [6 empty] | 0.70259 | 918242520.1082
LCP_Inputs_ON_Diverse_IEA_2023_05_05 | 2029 | CH4 Import - WC 2020 | Import | Methane | WC | Dispatch-Import | FuelCost | 1887630786.0789 | [6 empty] | 0.70259 | 1326224351.9693
LCP_Inputs_ON_Diverse_IEA_2023_05_05 | 2029 | CH4 Import - WC 2020 | Import | Methane | WC | Dispatch-Import | VOM | 0 | [6 empty] | 0.70259 | 0
LCP_Inputs_ON_Diverse_IEA_2023_05_05 | 2029 | CH4 Import - WC 2030 | Import | Methane | MI | Dispatch-Import | EmissionsCost | 0 | [6 empty] | 0.70259 | 0
LCP_Inputs_ON_Diverse_IEA_2023_05_05 | 2029 | CH4 Import - WC 2030 | Import | Methane | MI | Dispatch-Import | FuelCost | 0 | [6 empty] | 0.70259 | 0
LCP_Inputs_ON_Diverse_IEA_2023_05_05 | 2029 | CH4 Import - WC 2030 | Import | Methane | MI | Dispatch-Import | VOM | 0 | [6 empty] | 0.70259 | 0
LCP_Inputs_ON_Diverse_IEA_2023_05_05 | 2029 | CH4 Import - WC 2030 | Import | Methane | NY | Dispatch-Import | EmissionsCost | 0 | [6 empty] | 0.70259 | 0
LCP_Inputs_ON_Diverse_IEA_2023_05_05 | 2029 | CH4 Import - WC 2030 | Import | Methane | NY | Dispatch-Import | FuelCost | 0 | [6 empty] | 0.70259 | 0
LCP_Inputs_ON_Diverse_IEA_2023_05_05 | 2029 | CH4 Import - WC 2030 | Import | Methane | NY | Dispatch-Import | VOM | 0 | [6 empty] | 0.70259 | 0
LCP_Inputs_ON_Diverse_IEA_2023_05_05 | 2029 | CH4 Import - WC 2030 | Import | Methane | ON | Dispatch-Import | EmissionsCost | 0 | [6 empty] | 0.70259 | 0
LCP_Inputs_ON_Diverse_IEA_2023_05_05 | 2029 | CH4 Import - WC 2030 | Import | Methane | ON | Dispatch-Import | FuelCost | 0 | [6 empty] | 0.70259 | 0
LCP_Inputs_ON_Diverse_IEA_2023_05_05 | 2029 | CH4 Import - WC 2030 | Import | Methane | ON | Dispatch-Import | VOM | 0 | [6 empty] | 0.70259 | 0
LCP_Inputs_ON_Diverse_IEA_2023_05_05 | 2029 | CH4 Import - WC 2030 | Import | Methane | PJ | Dispatch-Import | EmissionsCost | 0 | [6 empty] | 0.70259 | 0
LCP_Inputs_ON_Diverse_IEA_2023_05_05 | 2029 | CH4 Import - WC 2030 | Import | Methane | PJ | Dispatch-Import | FuelCost | 0 | [6 empty] | 0.70259 | 0
LCP_Inputs_ON_Diverse_IEA_2023_05_05 | 2029 | CH4 Import - WC 2030 | Import | Methane | PJ | Dispatch-Import | VOM | 0 | [6 empty] | 0.70259 | 0
LCP_Inputs_ON_Diverse_IEA_2023_05_05 | 2029 | CH4 Import - WC 2030 | Import | Methane | QC | Dispatch-Import | EmissionsCost | 0 | [6 empty] | 0.70259 | 0
LCP_Inputs_ON_Diverse_IEA_2023_05_05 | 2029 | CH4 Import - WC 2030 | Import | Methane | QC | Dispatch-Import | FuelCost | 0 | [6 empty] | 0.70259 | 0
LCP_Inputs_ON_Diverse_IEA_2023_05_05 | 2029 | CH4 Import - WC 2030 | Import | Methane | QC | Dispatch-Import | VOM | 0 | [6 empty] | 0.70259 | 0
LCP_Inputs_ON_Diverse_IEA_2023_05_05 | 2029 | CH4 Import - WC 2030 | Import | Methane | WC | Dispatch-Import | EmissionsCost | 0 | [6 empty] | 0.70259 | 0
LCP_Inputs_ON_Diverse_IEA_2023_05_05 | 2029 | CH4 Import - WC 2030 | Import | Methane | WC | Dispatch-Import | FuelCost | 0 | [6 empty] | 0.70259 | 0
LCP_Inputs_ON_Diverse_IEA_2023_05_05 | 2029 | CH4 Import - WC 2030 | Import | Methane | WC | Dispatch-Import | VOM | 0 | [6 empty] | 0.70259 | 0
LCP_Inputs_ON_Diverse_IEA_2023_05_05 | 2029 | CH4 Import - WC 2040 | Import | Methane | MI | Dispatch-Import | EmissionsCost | 0 | [6 empty] | 0.70259 | 0
LCP_Inputs_ON_Diverse_IEA_2023_05_05 | 2029 | CH4 Import - WC 2040 | Import | Methane | MI | Dispatch-Import | FuelCost | 0 | [6 empty] | 0.70259 | 0
LCP_Inputs_ON_Diverse_IEA_2023_05_05 | 2029 | CH4 Import - WC 2040 | Import | Methane | MI | Dispatch-Import | VOM | 0 | [6 empty] | 0.70259 | 0
LCP_Inputs_ON_Diverse_IEA_2023_05_05 | 2029 | CH4 Import - WC 2040 | Import | Methane | NY | Dispatch-Import | EmissionsCost | 0 | [6 empty] | 0.70259 | 0
LCP_Inputs_ON_Diverse_IEA_2023_05_05 | 2029 | CH4 Import - WC 2040 | Import | Methane | NY | Dispatch-Import | FuelCost | 0 | [6 empty] | 0.70259 | 0
LCP_Inputs_ON_Diverse_IEA_2023_05_05 | 2029 | CH4 Import - WC 2040 | Import | Methane | NY | Dispatch-Import | VOM | 0 | [6 empty] | 0.70259 | 0
LCP_Inputs_ON_Diverse_IEA_2023_05_05 | 2029 | CH4 Import - WC 2040 | Import | Methane | ON | Dispatch-Import | EmissionsCost | 0 | [6 empty] | 0.70259 | 0
LCP_Inputs_ON_Diverse_IEA_2023_05_05 | 2029 | CH4 Import - WC 2040 | Import | Methane | ON | Dispatch-Import | FuelCost | 0 | [6 empty] | 0.70259 | 0
LCP_Inputs_ON_Diverse_IEA_2023_05_05 | 2029 | CH4 Import - WC 2040 | Import | Methane | ON | Dispatch-Import | VOM | 0 | [6 empty] | 0.70259 | 0
LCP_Inputs_ON_Diverse_IEA_2023_05_05 | 2029 | CH4 Import - WC 2040 | Import | Methane | PJ | Dispatch-Import | EmissionsCost | 0 | [6 empty] | 0.70259 | 0
LCP_Inputs_ON_Diverse_IEA_2023_05_05 | 2029 | CH4 Import - WC 2040 | Import | Methane | PJ | Dispatch-Import | FuelCost | 0 | [6 empty] | 0.70259 | 0
LCP_Inputs_ON_Diverse_IEA_2023_05_05 | 2029 | CH4 Import - WC 2040 | Import | Methane | PJ | Dispatch-Import | VOM | 0 | [6 empty] | 0.70259 | 0
LCP_Inputs_ON_Diverse_IEA_2023_05_05 | 2029 | CH4 Import - WC 2040 | Import | Methane | QC | Dispatch-Import | EmissionsCost | 0 | [6 empty] | 0.70259 | 0
LCP_Inputs_ON_Diverse_IEA_2023_05_05 | 2029 | CH4 Import - WC 2040 | Import | Methane | QC | Dispatch-Import | FuelCost | 0 | [6 empty] | 0.70259 | 0
LCP_Inputs_ON_Diverse_IEA_2023_05_05 | 2029 | CH4 Import - WC 2040 | Import | Methane | QC | Dispatch-Import | VOM | 0 | [6 empty] | 0.70259 | 0
LCP_Inputs_ON_Diverse_IEA_2023_05_05 | 2029 | CH4 Import - WC 2040 | Import | Methane | WC | Dispatch-Import | EmissionsCost | 0 | [6 empty] | 0.70259 | 0
LCP_Inputs_ON_Diverse_IEA_2023_05_05 | 2029 | CH4 Import - WC 2040 | Import | Methane | WC | Dispatch-Import | FuelCost | 0 | [6 empty] | 0.70259 | 0
LCP_Inputs_ON_Diverse_IEA_2023_05_05 | 2029 | CH4 Import - WC 2040 | Import | Methane | WC | Dispatch-Import | VOM | 0 | [6 empty] | 0.70259 | 0
LCP_Inputs_ON_Diverse_IEA_2023_05_05 | 2029 | CH4 Import - WC 2050 | Import | Methane | MI | Dispatch-Import | EmissionsCost | 0 | [6 empty] | 0.70259 | 0
LCP_Inputs_ON_Diverse_IEA_2023_05_05 | 2029 | CH4 Import - WC 2050 | Import | Methane | MI | Dispatch-Import | FuelCost | 0 | [6 empty] | 0.70259 | 0
LCP_Inputs_ON_Diverse_IEA_2023_05_05 | 2029 | CH4 Import - WC 2050 | Import | Methane | MI | Dispatch-Import | VOM | 0 | [6 empty] | 0.70259 | 0
LCP_Inputs_ON_Diverse_IEA_2023_05_05 | 2029 | CH4 Import - WC 2050 | Import | Methane | NY | Dispatch-Import | EmissionsCost | 0 | [6 empty] | 0.70259 | 0
LCP_Inputs_ON_Diverse_IEA_2023_05_05 | 2029 | CH4 Import - WC 2050 | Import | Methane | NY | Dispatch-Import | FuelCost | 0 | [6 empty] | 0.70259 | 0
LCP_Inputs_ON_Diverse_IEA_2023_05_05 | 2029 | CH4 Import - WC 2050 | Import | Methane | NY | Dispatch-Import | VOM | 0 | [6 empty] | 0.70259 | 0
LCP_Inputs_ON_Diverse_IEA_2023_05_05 | 2029 | CH4 Import - WC 2050 | Import | Methane | ON | Dispatch-Import | EmissionsCost | 0 | [6 empty] | 0.70259 | 0
LCP_Inputs_ON_Diverse_IEA_2023_05_05 | 2029 | CH4 Import - WC 2050 | Import | Methane | ON | Dispatch-Import | FuelCost | 0 | [6 empty] | 0.70259 | 0
LCP_Inputs_ON_Diverse_IEA_2023_05_05 | 2029 | CH4 Import - WC 2050 | Import | Methane | ON | Dispatch-Import | VOM | 0 | [6 empty] | 0.70259 | 0
LCP_Inputs_ON_Diverse_IEA_2023_05_05 | 2029 | CH4 Import - WC 2050 | Import | Methane | PJ | Dispatch-Import | EmissionsCost | 0 | [6 empty] | 0.70259 | 0
LCP_Inputs_ON_Diverse_IEA_2023_05_05 | 2029 | CH4 Import - WC 2050 | Import | Methane | PJ | Dispatch-Import | FuelCost | 0 | [6 empty] | 0.70259 | 0
LCP_Inputs_ON_Diverse_IEA_2023_05_05 | 2029 | CH4 Import - WC 2050 | Import | Methane | PJ | Dispatch-Import | VOM | 0 | [6 empty] | 0.70259 | 0
LCP_Inputs_ON_Diverse_IEA_2023_05_05 | 2029 | CH4 Import - WC 2050 | Import | Methane | QC | Dispatch-Import | EmissionsCost | 0 | [6 empty] | 0.70259 | 0
LCP_Inputs_ON_Diverse_IEA_2023_05_05 | 2029 | CH4 Import - WC 2050 | Import | Methane | QC | Dispatch-Import | FuelCost | 0 | [6 empty] | 0.70259 | 0
LCP_Inputs_ON_Diverse_IEA_2023_05_05 | 2029 | CH4 Import - WC 2050 | Import | Methane | QC | Dispatch-Import | VOM | 0 | [6 empty] | 0.70259 | 0
LCP_Inputs_ON_Diverse_IEA_2023_05_05 | 2029 | CH4 Import - WC 2050 | Import | Methane | WC | Dispatch-Import | EmissionsCost | 0 | [6 empty] | 0.70259 | 0
LCP_Inputs_ON_Diverse_IEA_2023_05_05 | 2029 | CH4 Import - WC 2050 | Import | Methane | WC | Dispatch-Import | FuelCost | 0 | [6 empty] | 0.70259 | 0
LCP_Inputs_ON_Diverse_IEA_2023_05_05 | 2029 | CH4 Import - WC 2050 | Import | Methane | WC | Dispatch-Import | VOM | 0 | [6 empty] | 0.70259 | 0
LCP_Inputs_ON_Diverse_IEA_2023_05_05 | 2029 | CH4 Salt Cavern Storage - ON | Storage | Methane | MI | Dispatch-Storage | EmissionsCost | 0 | [6 empty] | 0.70259 | 0
LCP_Inputs_ON_Diverse_IEA_2023_05_05 | 2029 | CH4 Salt Cavern Storage - ON | Storage | Methane | MI | Dispatch-Storage | FuelCost | 0 | [6 empty] | 0.70259 | 0
LCP_Inputs_ON_Diverse_IEA_2023_05_05 | 2029 | CH4 Salt Cavern Storage - ON | Storage | Methane | MI | Dispatch-Storage | VOM | 0 | [6 empty] | 0.70259 | 0
LCP_Inputs_ON_Diverse_IEA_2023_05_05 | 2029 | CH4 Salt Cavern Storage - ON | Storage | Methane | NY | Dispatch-Storage | EmissionsCost | 0 | [6 empty] | 0.70259 | 0
LCP_Inputs_ON_Diverse_IEA_2023_05_05 | 2029 | CH4 Salt Cavern Storage - ON | Storage | Methane | NY | Dispatch-Storage | FuelCost | 0 | [6 empty] | 0.70259 | 0
LCP_Inputs_ON_Diverse_IEA_2023_05_05 | 2029 | CH4 Salt Cavern Storage - ON | Storage | Methane | NY | Dispatch-Storage | VOM | 0 | [6 empty] | 0.70259 | 0
LCP_Inputs_ON_Diverse_IEA_2023_05_05 | 2029 | CH4 Salt Cavern Storage - ON | Storage | Methane | ON | Dispatch-Storage | EmissionsCost | 0 | [6 empty] | 0.70259 | 0
LCP_Inputs_ON_Diverse_IEA_2023_05_05 | 2029 | CH4 Salt Cavern Storage - ON | Storage | Methane | ON | Dispatch-Storage | FuelCost | 0 | [6 empty] | 0.70259 | 0
LCP_Inputs_ON_Diverse_IEA_2023_05_05 | 2029 | CH4 Salt Cavern Storage - ON | Storage | Methane | ON | Dispatch-Storage | VOM | 691417.795 | [6 empty] | 0.70259 | 485780.9715
LCP_Inputs_ON_Diverse_IEA_2023_05_05 | 2029 | CH4 Salt Cavern Storage - ON | Storage | Methane | PJ | Dispatch-Storage | EmissionsCost | 0 | [6 empty] | 0.70259 | 0
LCP_Inputs_ON_Diverse_IEA_2023_05_05 | 2029 | CH4 Salt Cavern Storage - ON | Storage | Methane | PJ | Dispatch-Storage | FuelCost | 0 | [6 empty] | 0.70259 | 0
LCP_Inputs_ON_Diverse_IEA_2023_05_05 | 2029 | CH4 Salt Cavern Storage - ON | Storage | Methane | PJ | Dispatch-Storage | VOM | 0 | [6 empty] | 0.70259 | 0
LCP_Inputs_ON_Diverse_IEA_2023_05_05 | 2029 | CH4 Salt Cavern Storage - ON | Storage | Methane | QC | Dispatch-Storage | EmissionsCost | 0 | [6 empty] | 0.70259 | 0
LCP_Inputs_ON_Diverse_IEA_2023_05_05 | 2029 | CH4 Salt Cavern Storage - ON | Storage | Methane | QC | Dispatch-Storage | FuelCost | 0 | [6 empty] | 0.70259 | 0
LCP_Inputs_ON_Diverse_IEA_2023_05_05 | 2029 | CH4 Salt Cavern Storage - ON | Storage | Methane | QC | Dispatch-Storage | VOM | 0 | [6 empty] | 0.70259 | 0
LCP_Inputs_ON_Diverse_IEA_2023_05_05 | 2029 | CH4 Salt Cavern Storage - ON | Storage | Methane | WC | Dispatch-Storage | EmissionsCost | 0 | [6 empty] | 0.70259 | 0
LCP_Inputs_ON_Diverse_IEA_2023_05_05 | 2029 | CH4 Salt Cavern Storage - ON | Storage | Methane | WC | Dispatch-Storage | FuelCost | 0 | [6 empty] | 0.70259 | 0
LCP_Inputs_ON_Diverse_IEA_2023_05_05 | 2029 | CH4 Salt Cavern Storage - ON | Storage | Methane | WC | Dispatch-Storage | VOM | 0 | [6 empty] | 0.70259 | 0
LCP_Inputs_ON_Diverse_IEA_2023_05_05 | 2029 | Electrolyser 2020/2030 | Crossload | Hydrogen | MI | Dispatch-Crossload | EmissionsCost | 0 | [6 empty] | 0.70259 | 0
LCP_Inputs_ON_Diverse_IEA_2023_05_05 | 2029 | Electrolyser 2020/2030 | Crossload | Hydrogen | MI | Dispatch-Crossload | FuelCost | 0 | [6 empty] | 0.70259 | 0
LCP_Inputs_ON_Diverse_IEA_2023_05_05 | 2029 | Electrolyser 2020/2030 | Crossload | Hydrogen | MI | Dispatch-Crossload | VOM | 0 | [6 empty] | 0.70259 | 0
LCP_Inputs_ON_Diverse_IEA_2023_05_05 | 2029 | Electrolyser 2020/2030 | Crossload | Hydrogen | NY | Dispatch-Crossload | EmissionsCost | 0 | [6 empty] | 0.70259 | 0
LCP_Inputs_ON_Diverse_IEA_2023_05_05 | 2029 | Electrolyser 2020/2030 | Crossload | Hydrogen | NY | Dispatch-Crossload | FuelCost | 0 | [6 empty] | 0.70259 | 0
LCP_Inputs_ON_Diverse_IEA_2023_05_05 | 2029 | Electrolyser 2020/2030 | Crossload | Hydrogen | NY | Dispatch-Crossload | VOM | 0 | [6 empty] | 0.70259 | 0
LCP_Inputs_ON_Diverse_IEA_2023_05_05 | 2029 | Electrolyser 2020/2030 | Crossload | Hydrogen | ON | Dispatch-Crossload | EmissionsCost | 0 | [6 empty] | 0.70259 | 0
LCP_Inputs_ON_Diverse_IEA_2023_05_05 | 2029 | Electrolyser 2020/2030 | Crossload | Hydrogen | ON | Dispatch-Crossload | FuelCost | 0 | [6 empty] | 0.70259 | 0
LCP_Inputs_ON_Diverse_IEA_2023_05_05 | 2029 | Electrolyser 2020/2030 | Crossload | Hydrogen | ON | Dispatch-Crossload | VOM | 0 | [6 empty] | 0.70259 | 0
LCP_Inputs_ON_Diverse_IEA_2023_05_05 | 2029 | Electrolyser 2020/2030 | Crossload | Hydrogen | PJ | Dispatch-Crossload | EmissionsCost | 0 | [6 empty] | 0.70259 | 0
LCP_Inputs_ON_Diverse_IEA_2023_05_05 | 2029 | Electrolyser 2020/2030 | Crossload | Hydrogen | PJ | Dispatch-Crossload | FuelCost | 0 | [6 empty] | 0.70259 | 0
LCP_Inputs_ON_Diverse_IEA_2023_05_05 | 2029 | Electrolyser 2020/2030 | Crossload | Hydrogen | PJ | Dispatch-Crossload | VOM | 0 | [6 empty] | 0.70259 | 0
LCP_Inputs_ON_Diverse_IEA_2023_05_05 | 2029 | Electrolyser 2020/2030 | Crossload | Hydrogen | QC | Dispatch-Crossload | EmissionsCost | 0 | [6 empty] | 0.70259 | 0
LCP_Inputs_ON_Diverse_IEA_2023_05_05 | 2029 | Electrolyser 2020/2030 | Crossload | Hydrogen | QC | Dispatch-Crossload | FuelCost | 0 | [6 empty] | 0.70259 | 0
LCP_Inputs_ON_Diverse_IEA_2023_05_05 | 2029 | Electrolyser 2020/2030 | Crossload | Hydrogen | QC | Dispatch-Crossload | VOM | 0 | [6 empty] | 0.70259 | 0
LCP_Inputs_ON_Diverse_IEA_2023_05_05 | 2029 | Electrolyser 2020/2030 | Crossload | Hydrogen | WC | Dispatch-Crossload | EmissionsCost | 0 | [6 empty] | 0.70259 | 0
LCP_Inputs_ON_Diverse_IEA_2023_05_05 | 2029 | Electrolyser 2020/2030 | Crossload | Hydrogen | WC | Dispatch-Crossload | FuelCost | 0 | [6 empty] | 0.70259 | 0
LCP_Inputs_ON_Diverse_IEA_2023_05_05 | 2029 | Electrolyser 2020/2030 | Crossload | Hydrogen | WC | Dispatch-Crossload | VOM | 0 | [6 empty] | 0.70259 | 0
LCP_Inputs_ON_Diverse_IEA_2023_05_05 | 2029 | Electrolyser 2040 | Crossload | Hydrogen | MI | Dispatch-Crossload | EmissionsCost | 0 | [6 empty] | 0.70259 | 0
LCP_Inputs_ON_Diverse_IEA_2023_05_05 | 2029 | Electrolyser 2040 | Crossload | Hydrogen | MI | Dispatch-Crossload | FuelCost | 0 | [6 empty] | 0.70259 | 0
LCP_Inputs_ON_Diverse_IEA_2023_05_05 | 2029 | Electrolyser 2040 | Crossload | Hydrogen | MI | Dispatch-Crossload | VOM | 0 | [6 empty] | 0.70259 | 0
LCP_Inputs_ON_Diverse_IEA_2023_05_05 | 2029 | Electrolyser 2040 | Crossload | Hydrogen | NY | Dispatch-Crossload | EmissionsCost | 0 | [6 empty] | 0.70259 | 0
LCP_Inputs_ON_Diverse_IEA_2023_05_05 | 2029 | Electrolyser 2040 | Crossload | Hydrogen | NY | Dispatch-Crossload | FuelCost | 0 | [6 empty] | 0.70259 | 0
LCP_Inputs_ON_Diverse_IEA_2023_05_05 | 2029 | Electrolyser 2040 | Crossload | Hydrogen | NY | Dispatch-Crossload | VOM | 0 | [6 empty] | 0.70259 | 0
LCP_Inputs_ON_Diverse_IEA_2023_05_05 | 2029 | Electrolyser 2040 | Crossload | Hydrogen | ON | Dispatch-Crossload | EmissionsCost | 0 | [6 empty] | 0.70259 | 0
LCP_Inputs_ON_Diverse_IEA_2023_05_05 | 2029 | Electrolyser 2040 | Crossload | Hydrogen | ON | Dispatch-Crossload | FuelCost | 0 | [6 empty] | 0.70259 | 0
LCP_Inputs_ON_Diverse_IEA_2023_05_05 | 2029 | Electrolyser 2040 | Crossload | Hydrogen | ON | Dispatch-Crossload | VOM | 0 | [6 empty] | 0.70259 | 0
LCP_Inputs_ON_Diverse_IEA_2023_05_05 | 2029 | Electrolyser 2040 | Crossload | Hydrogen | PJ | Dispatch-Crossload | EmissionsCost | 0 | [6 empty] | 0.70259 | 0
LCP_Inputs_ON_Diverse_IEA_2023_05_05 | 2029 | Electrolyser 2040 | Crossload | Hydrogen | PJ | Dispatch-Crossload | FuelCost | 0 | [6 empty] | 0.70259 | 0
LCP_Inputs_ON_Diverse_IEA_2023_05_05 | 2029 | Electrolyser 2040 | Crossload | Hydrogen | PJ | Dispatch-Crossload | VOM | 0 | [6 empty] | 0.70259 | 0
LCP_Inputs_ON_Diverse_IEA_2023_05_05 | 2029 | Electrolyser 2040 | Crossload | Hydrogen | QC | Dispatch-Crossload | EmissionsCost | 0 | [6 empty] | 0.70259 | 0
LCP_Inputs_ON_Diverse_IEA_2023_05_05 | 2029 | Electrolyser 2040 | Crossload | Hydrogen | QC | Dispatch-Crossload | FuelCost | 0 | [6 empty] | 0.70259 | 0
LCP_Inputs_ON_Diverse_IEA_2023_05_05 | 2029 | Electrolyser 2040 | Crossload | Hydrogen | QC | Dispatch-Crossload | VOM | 0 | [6 empty] | 0.70259 | 0
LCP_Inputs_ON_Diverse_IEA_2023_05_05 | 2029 | Electrolyser 2040 | Crossload | Hydrogen | WC | Dispatch-Crossload | EmissionsCost | 0 | [6 empty] | 0.70259 | 0
LCP_Inputs_ON_Diverse_IEA_2023_05_05 | 2029 | Electrolyser 2040 | Crossload | Hydrogen | WC | Dispatch-Crossload | FuelCost | 0 | [6 empty] | 0.70259 | 0
LCP_Inputs_ON_Diverse_IEA_2023_05_05 | 2029 | Electrolyser 2040 | Crossload | Hydrogen | WC | Dispatch-Crossload | VOM | 0 | [6 empty] | 0.70259 | 0
LCP_Inputs_ON_Diverse_IEA_2023_05_05 | 2029 | Electrolyser 2050 | Crossload | Hydrogen | MI | Dispatch-Crossload | EmissionsCost | 0 | [6 empty] | 0.70259 | 0
LCP_Inputs_ON_Diverse_IEA_2023_05_05 | 2029 | Electrolyser 2050 | Crossload | Hydrogen | MI | Dispatch-Crossload | FuelCost | 0 | [6 empty] | 0.70259 | 0
LCP_Inputs_ON_Diverse_IEA_2023_05_05 | 2029 | Electrolyser 2050 | Crossload | Hydrogen | MI | Dispatch-Crossload | VOM | 0 | [6 empty] | 0.70259 | 0
LCP_Inputs_ON_Diverse_IEA_2023_05_05 | 2029 | Electrolyser 2050 | Crossload | Hydrogen | NY | Dispatch-Crossload | EmissionsCost | 0 | [6 empty] | 0.70259 | 0
LCP_Inputs_ON_Diverse_IEA_2023_05_05 | 2029 | Electrolyser 2050 | Crossload | Hydrogen | NY | Dispatch-Crossload | FuelCost | 0 | [6 empty] | 0.70259 | 0
LCP_Inputs_ON_Diverse_IEA_2023_05_05 | 2029 | Electrolyser 2050 | Crossload | Hydrogen | NY | Dispatch-Crossload | VOM | 0 | [6 empty] | 0.70259 | 0
LCP_Inputs_ON_Diverse_IEA_2023_05_05 | 2029 | Electrolyser 2050 | Crossload | Hydrogen | ON | Dispatch-Crossload | EmissionsCost | 0 | [6 empty] | 0.70259 | 0
LCP_Inputs_ON_Diverse_IEA_2023_05_05 | 2029 | Electrolyser 2050 | Crossload | Hydrogen | ON | Dispatch-Crossload | FuelCost | 0 | [6 empty] | 0.70259 | 0
LCP_Inputs_ON_Diverse_IEA_2023_05_05 | 2029 | Electrolyser 2050 | Crossload | Hydrogen | ON | Dispatch-Crossload | VOM | 0 | [6 empty] | 0.70259 | 0
LCP_Inputs_ON_Diverse_IEA_2023_05_05 | 2029 | Electrolyser 2050 | Crossload | Hydrogen | PJ | Dispatch-Crossload | EmissionsCost | 0 | [6 empty] | 0.70259 | 0
LCP_Inputs_ON_Diverse_IEA_2023_05_05 | 2029 | Electrolyser 2050 | Crossload | Hydrogen | PJ | Dispatch-Crossload | FuelCost | 0 | [6 empty] | 0.70259 | 0
LCP_Inputs_ON_Diverse_IEA_2023_05_05 | 2029 | Electrolyser 2050 | Crossload | Hydrogen | PJ | Dispatch-Crossload | VOM | 0 | [6 empty] | 0.70259 | 0
LCP_Inputs_ON_Diverse_IEA_2023_05_05 | 2029 | Electrolyser 2050 | Crossload | Hydrogen | QC | Dispatch-Crossload | EmissionsCost | 0 | [6 empty] | 0.70259 | 0
LCP_Inputs_ON_Diverse_IEA_2023_05_05 | 2029 | Electrolyser 2050 | Crossload | Hydrogen | QC | Dispatch-Crossload | FuelCost | 0 | [6 empty] | 0.70259 | 0
LCP_Inputs_ON_Diverse_IEA_2023_05_05 | 2029 | Electrolyser 2050 | Crossload | Hydrogen | QC | Dispatch-Crossload | VOM | 0 | [6 empty] | 0.70259 | 0
LCP_Inputs_ON_Diverse_IEA_2023_05_05 | 2029 | Electrolyser 2050 | Crossload | Hydrogen | WC | Dispatch-Crossload | EmissionsCost | 0 | [6 empty] | 0.70259 | 0
LCP_Inputs_ON_Diverse_IEA_2023_05_05 | 2029 | Electrolyser 2050 | Crossload | Hydrogen | WC | Dispatch-Crossload | FuelCost | 0 | [6 empty] | 0.70259 | 0
LCP_Inputs_ON_Diverse_IEA_2023_05_05 | 2029 | Electrolyser 2050 | Crossload | Hydrogen | WC | Dispatch-Crossload | VOM | 0 | [6 empty] | 0.70259 | 0
LCP_Inputs_ON_Diverse_IEA_2023_05_05 | 2029 | Fossil Fuel Thermal (Coal, Peat, Oil) | Generation | Electricity | MI | Dispatch-Generation | EmissionsCost | 0 | [6 empty] | 0.70259 | 0
LCP_Inputs_ON_Diverse_IEA_2023_05_05 | 2029 | Fossil Fuel Thermal (Coal, Peat, Oil) | Generation | Electricity | MI | Dispatch-Generation | FuelCost | 0 | [6 empty] | 0.70259 | 0
LCP_Inputs_ON_Diverse_IEA_2023_05_05 | 2029 | Fossil Fuel Thermal (Coal, Peat, Oil) | Generation | Electricity | MI | Dispatch-Generation | VOM | 0 | [6 empty] | 0.70259 | 0
LCP_Inputs_ON_Diverse_IEA_2023_05_05 | 2029 | Fossil Fuel Thermal (Coal, Peat, Oil) | Generation | Electricity | NY | Dispatch-Generation | EmissionsCost | 0 | [6 empty] | 0.70259 | 0
LCP_Inputs_ON_Diverse_IEA_2023_05_05 | 2029 | Fossil Fuel Thermal (Coal, Peat, Oil) | Generation | Electricity | NY | Dispatch-Generation | FuelCost | 0 | [6 empty] | 0.70259 | 0
LCP_Inputs_ON_Diverse_IEA_2023_05_05 | 2029 | Fossil Fuel Thermal (Coal, Peat, Oil) | Generation | Electricity | NY | Dispatch-Generation | VOM | 0 | [6 empty] | 0.70259 | 0
LCP_Inputs_ON_Diverse_IEA_2023_05_05 | 2029 | Fossil Fuel Thermal (Coal, Peat, Oil) | Generation | Electricity | ON | Dispatch-Generation | EmissionsCost | 0 | [6 empty] | 0.70259 | 0
LCP_Inputs_ON_Diverse_IEA_2023_05_05 | 2029 | Fossil Fuel Thermal (Coal, Peat, Oil) | Generation | Electricity | ON | Dispatch-Generation | FuelCost | 0 | [6 empty] | 0.70259 | 0
LCP_Inputs_ON_Diverse_IEA_2023_05_05 | 2029 | Fossil Fuel Thermal (Coal, Peat, Oil) | Generation | Electricity | ON | Dispatch-Generation | VOM | 0 | [6 empty] | 0.70259 | 0
LCP_Inputs_ON_Diverse_IEA_2023_05_05 | 2029 | Fossil Fuel Thermal (Coal, Peat, Oil) | Generation | Electricity | PJ | Dispatch-Generation | EmissionsCost | 0 | [6 empty] | 0.70259 | 0
LCP_Inputs_ON_Diverse_IEA_2023_05_05 | 2029 | Fossil Fuel Thermal (Coal, Peat, Oil) | Generation | Electricity | PJ | Dispatch-Generation | FuelCost | 0 | [6 empty] | 0.70259 | 0
LCP_Inputs_ON_Diverse_IEA_2023_05_05 | 2029 | Fossil Fuel Thermal (Coal, Peat, Oil) | Generation | Electricity | PJ | Dispatch-Generation | VOM | 0 | [6 empty] | 0.70259 | 0
LCP_Inputs_ON_Diverse_IEA_2023_05_05 | 2029 | Fossil Fuel Thermal (Coal, Peat, Oil) | Generation | Electricity | QC | Dispatch-Generation | EmissionsCost | 0 | [6 empty] | 0.70259 | 0
LCP_Inputs_ON_Diverse_IEA_2023_05_05 | 2029 | Fossil Fuel Thermal (Coal, Peat, Oil) | Generation | Electricity | QC | Dispatch-Generation | FuelCost | 0 | [6 empty] | 0.70259 | 0
LCP_Inputs_ON_Diverse_IEA_2023_05_05 | 2029 | Fossil Fuel Thermal (Coal, Peat, Oil) | Generation | Electricity | QC | Dispatch-Generation | VOM | 0 | [6 empty] | 0.70259 | 0
LCP_Inputs_ON_Diverse_IEA_2023_05_05 | 2029 | Fossil Fuel Thermal (Coal, Peat, Oil) | Generation | Electricity | WC | Dispatch-Generation | EmissionsCost | 0 | [6 empty] | 0.70259 | 0
LCP_Inputs_ON_Diverse_IEA_2023_05_05 | 2029 | Fossil Fuel Thermal (Coal, Peat, Oil) | Generation | Electricity | WC | Dispatch-Generation | FuelCost | 0 | [6 empty] | 0.70259 | 0
LCP_Inputs_ON_Diverse_IEA_2023_05_05 | 2029 | Fossil Fuel Thermal (Coal, Peat, Oil) | Generation | Electricity | WC | Dispatch-Generation | VOM | 0 | [6 empty] | 0.70259 | 0
LCP_Inputs_ON_Diverse_IEA_2023_05_05 | 2029 | Generic - Generator | Generation | Electricity | MI | Dispatch-Generation | EmissionsCost | 0 | [6 empty] | 0.70259 | 0
LCP_Inputs_ON_Diverse_IEA_2023_05_05 | 2029 | Generic - Generator | Generation | Electricity | MI | Dispatch-Generation | FuelCost | 3910350973.1086 | [6 empty] | 0.70259 | 2747360725.1639
LCP_Inputs_ON_Diverse_IEA_2023_05_05 | 2029 | Generic - Generator | Generation | Electricity | MI | Dispatch-Generation | VOM | 404558215.912 | [6 empty] | 0.70259 | 284237236.2692
LCP_Inputs_ON_Diverse_IEA_2023_05_05 | 2029 | Generic - Generator | Generation | Electricity | NY | Dispatch-Generation | EmissionsCost | 0 | [6 empty] | 0.70259 | 0
LCP_Inputs_ON_Diverse_IEA_2023_05_05 | 2029 | Generic - Generator | Generation | Electricity | NY | Dispatch-Generation | FuelCost | 1636940140.2623 | [6 empty] | 0.70259 | 1150092429.4848
LCP_Inputs_ON_Diverse_IEA_2023_05_05 | 2029 | Generic - Generator | Generation | Electricity | NY | Dispatch-Generation | VOM | 169355023.9489 | [6 empty] | 0.70259 | 118986593.4301
LCP_Inputs_ON_Diverse_IEA_2023_05_05 | 2029 | Generic - Generator | Generation | Electricity | ON | Dispatch-Generation | EmissionsCost | 0 | [6 empty] | 0.70259 | 0
LCP_Inputs_ON_Diverse_IEA_2023_05_05 | 2029 | Generic - Generator | Generation | Electricity | ON | Dispatch-Generation | FuelCost | 0 | [6 empty] | 0.70259 | 0
LCP_Inputs_ON_Diverse_IEA_2023_05_05 | 2029 | Generic - Generator | Generation | Electricity | ON | Dispatch-Generation | VOM | 0 | [6 empty] | 0.70259 | 0
LCP_Inputs_ON_Diverse_IEA_2023_05_05 | 2029 | Generic - Generator | Generation | Electricity | PJ | Dispatch-Generation | EmissionsCost | 0 | [6 empty] | 0.70259 | 0
LCP_Inputs_ON_Diverse_IEA_2023_05_05 | 2029 | Generic - Generator | Generation | Electricity | PJ | Dispatch-Generation | FuelCost | 14422259590.9655 | [6 empty] | 0.70259 | 10132888285.6869
LCP_Inputs_ON_Diverse_IEA_2023_05_05 | 2029 | Generic - Generator | Generation | Electricity | PJ | Dispatch-Generation | VOM | 1492102281.7812 | [6 empty] | 0.70259 | 1048331271.3064
LCP_Inputs_ON_Diverse_IEA_2023_05_05 | 2029 | Generic - Generator | Generation | Electricity | QC | Dispatch-Generation | EmissionsCost | 0 | [6 empty] | 0.70259 | 0
LCP_Inputs_ON_Diverse_IEA_2023_05_05 | 2029 | Generic - Generator | Generation | Electricity | QC | Dispatch-Generation | FuelCost | 0 | [6 empty] | 0.70259 | 0
LCP_Inputs_ON_Diverse_IEA_2023_05_05 | 2029 | Generic - Generator | Generation | Electricity | QC | Dispatch-Generation | VOM | 0 | [6 empty] | 0.70259 | 0
LCP_Inputs_ON_Diverse_IEA_2023_05_05 | 2029 | Generic - Generator | Generation | Electricity | WC | Dispatch-Generation | EmissionsCost | 0 | [6 empty] | 0.70259 | 0
LCP_Inputs_ON_Diverse_IEA_2023_05_05 | 2029 | Generic - Generator | Generation | Electricity | WC | Dispatch-Generation | FuelCost | 1069473.0011 | [6 empty] | 0.70259 | 751397.5446
LCP_Inputs_ON_Diverse_IEA_2023_05_05 | 2029 | Generic - Generator | Generation | Electricity | WC | Dispatch-Generation | VOM | 110645.8454 | [6 empty] | 0.70259 | 77738.3033
LCP_Inputs_ON_Diverse_IEA_2023_05_05 | 2029 | H2 Import - QC | Import | Hydrogen | MI | Dispatch-Import | EmissionsCost | 0 | [6 empty] | 0.70259 | 0
LCP_Inputs_ON_Diverse_IEA_2023_05_05 | 2029 | H2 Import - QC | Import | Hydrogen | MI | Dispatch-Import | FuelCost | 0 | [6 empty] | 0.70259 | 0
LCP_Inputs_ON_Diverse_IEA_2023_05_05 | 2029 | H2 Import - QC | Import | Hydrogen | MI | Dispatch-Import | VOM | 0 | [6 empty] | 0.70259 | 0
LCP_Inputs_ON_Diverse_IEA_2023_05_05 | 2029 | H2 Import - QC | Import | Hydrogen | NY | Dispatch-Import | EmissionsCost | 0 | [6 empty] | 0.70259 | 0
LCP_Inputs_ON_Diverse_IEA_2023_05_05 | 2029 | H2 Import - QC | Import | Hydrogen | NY | Dispatch-Import | FuelCost | 0 | [6 empty] | 0.70259 | 0
LCP_Inputs_ON_Diverse_IEA_2023_05_05 | 2029 | H2 Import - QC | Import | Hydrogen | NY | Dispatch-Import | VOM | 0 | [6 empty] | 0.70259 | 0
LCP_Inputs_ON_Diverse_IEA_2023_05_05 | 2029 | H2 Import - QC | Import | Hydrogen | ON | Dispatch-Import | EmissionsCost | 0 | [6 empty] | 0.70259 | 0
LCP_Inputs_ON_Diverse_IEA_2023_05_05 | 2029 | H2 Import - QC | Import | Hydrogen | ON | Dispatch-Import | FuelCost | 0 | [6 empty] | 0.70259 | 0
LCP_Inputs_ON_Diverse_IEA_2023_05_05 | 2029 | H2 Import - QC | Import | Hydrogen | ON | Dispatch-Import | VOM | 0 | [6 empty] | 0.70259 | 0
LCP_Inputs_ON_Diverse_IEA_2023_05_05 | 2029 | H2 Import - QC | Import | Hydrogen | PJ | Dispatch-Import | EmissionsCost | 0 | [6 empty] | 0.70259 | 0
LCP_Inputs_ON_Diverse_IEA_2023_05_05 | 2029 | H2 Import - QC | Import | Hydrogen | PJ | Dispatch-Import | FuelCost | 0 | [6 empty] | 0.70259 | 0
LCP_Inputs_ON_Diverse_IEA_2023_05_05 | 2029 | H2 Import - QC | Import | Hydrogen | PJ | Dispatch-Import | VOM | 0 | [6 empty] | 0.70259 | 0
LCP_Inputs_ON_Diverse_IEA_2023_05_05 | 2029 | H2 Import - QC | Import | Hydrogen | QC | Dispatch-Import | EmissionsCost | 0 | [6 empty] | 0.70259 | 0
LCP_Inputs_ON_Diverse_IEA_2023_05_05 | 2029 | H2 Import - QC | Import | Hydrogen | QC | Dispatch-Import | FuelCost | 0 | [6 empty] | 0.70259 | 0
LCP_Inputs_ON_Diverse_IEA_2023_05_05 | 2029 | H2 Import - QC | Import | Hydrogen | QC | Dispatch-Import | VOM | 0 | [6 empty] | 0.70259 | 0
LCP_Inputs_ON_Diverse_IEA_2023_05_05 | 2029 | H2 Import - QC | Import | Hydrogen | WC | Dispatch-Import | EmissionsCost | 0 | [6 empty] | 0.70259 | 0
LCP_Inputs_ON_Diverse_IEA_2023_05_05 | 2029 | H2 Import - QC | Import | Hydrogen | WC | Dispatch-Import | FuelCost | 0 | [6 empty] | 0.70259 | 0
LCP_Inputs_ON_Diverse_IEA_2023_05_05 | 2029 | H2 Import - QC | Import | Hydrogen | WC | Dispatch-Import | VOM | 0 | [6 empty] | 0.70259 | 0
LCP_Inputs_ON_Diverse_IEA_2023_05_05 | 2029 | H2 Import - WC | Import | Hydrogen | MI | Dispatch-Import | EmissionsCost | 0 | [6 empty] | 0.70259 | 0
LCP_Inputs_ON_Diverse_IEA_2023_05_05 | 2029 | H2 Import - WC | Import | Hydrogen | MI | Dispatch-Import | FuelCost | 0 | [6 empty] | 0.70259 | 0
LCP_Inputs_ON_Diverse_IEA_2023_05_05 | 2029 | H2 Import - WC | Import | Hydrogen | MI | Dispatch-Import | VOM | 0 | [6 empty] | 0.70259 | 0
LCP_Inputs_ON_Diverse_IEA_2023_05_05 | 2029 | H2 Import - WC | Import | Hydrogen | NY | Dispatch-Import | EmissionsCost | 0 | [6 empty] | 0.70259 | 0
LCP_Inputs_ON_Diverse_IEA_2023_05_05 | 2029 | H2 Import - WC | Import | Hydrogen | NY | Dispatch-Import | FuelCost | 0 | [6 empty] | 0.70259 | 0
LCP_Inputs_ON_Diverse_IEA_2023_05_05 | 2029 | H2 Import - WC | Import | Hydrogen | NY | Dispatch-Import | VOM | 0 | [6 empty] | 0.70259 | 0
LCP_Inputs_ON_Diverse_IEA_2023_05_05 | 2029 | H2 Import - WC | Import | Hydrogen | ON | Dispatch-Import | EmissionsCost | 0 | [6 empty] | 0.70259 | 0
LCP_Inputs_ON_Diverse_IEA_2023_05_05 | 2029 | H2 Import - WC | Import | Hydrogen | ON | Dispatch-Import | FuelCost | 0 | [6 empty] | 0.70259 | 0
LCP_Inputs_ON_Diverse_IEA_2023_05_05 | 2029 | H2 Import - WC | Import | Hydrogen | ON | Dispatch-Import | VOM | 0 | [6 empty] | 0.70259 | 0
LCP_Inputs_ON_Diverse_IEA_2023_05_05 | 2029 | H2 Import - WC | Import | Hydrogen | PJ | Dispatch-Import | EmissionsCost | 0 | [6 empty] | 0.70259 | 0
LCP_Inputs_ON_Diverse_IEA_2023_05_05 | 2029 | H2 Import - WC | Import | Hydrogen | PJ | Dispatch-Import | FuelCost | 0 | [6 empty] | 0.70259 | 0
LCP_Inputs_ON_Diverse_IEA_2023_05_05 | 2029 | H2 Import - WC | Import | Hydrogen | PJ | Dispatch-Import | VOM | 0 | [6 empty] | 0.70259 | 0
LCP_Inputs_ON_Diverse_IEA_2023_05_05 | 2029 | H2 Import - WC | Import | Hydrogen | QC | Dispatch-Import | EmissionsCost | 0 | [6 empty] | 0.70259 | 0
LCP_Inputs_ON_Diverse_IEA_2023_05_05 | 2029 | H2 Import - WC | Import | Hydrogen | QC | Dispatch-Import | FuelCost | 0 | [6 empty] | 0.70259 | 0
LCP_Inputs_ON_Diverse_IEA_2023_05_05 | 2029 | H2 Import - WC | Import | Hydrogen | QC | Dispatch-Import | VOM | 0 | [6 empty] | 0.70259 | 0
LCP_Inputs_ON_Diverse_IEA_2023_05_05 | 2029 | H2 Import - WC | Import | Hydrogen | WC | Dispatch-Import | EmissionsCost | 0 | [6 empty] | 0.70259 | 0
LCP_Inputs_ON_Diverse_IEA_2023_05_05 | 2029 | H2 Import - WC | Import | Hydrogen | WC | Dispatch-Import | FuelCost | 0 | [6 empty] | 0.70259 | 0
LCP_Inputs_ON_Diverse_IEA_2023_05_05 | 2029 | H2 Import - WC | Import | Hydrogen | WC | Dispatch-Import | VOM | 0 | [6 empty] | 0.70259 | 0
LCP_Inputs_ON_Diverse_IEA_2023_05_05 | 2029 | H2 Salt Cavern Storage - ON | Storage | Hydrogen | MI | Dispatch-Storage | EmissionsCost | 0 | [6 empty] | 0.70259 | 0
LCP_Inputs_ON_Diverse_IEA_2023_05_05 | 2029 | H2 Salt Cavern Storage - ON | Storage | Hydrogen | MI | Dispatch-Storage | FuelCost | 0 | [6 empty] | 0.70259 | 0
LCP_Inputs_ON_Diverse_IEA_2023_05_05 | 2029 | H2 Salt Cavern Storage - ON | Storage | Hydrogen | MI | Dispatch-Storage | VOM | 0 | [6 empty] | 0.70259 | 0
LCP_Inputs_ON_Diverse_IEA_2023_05_05 | 2029 | H2 Salt Cavern Storage - ON | Storage | Hydrogen | NY | Dispatch-Storage | EmissionsCost | 0 | [6 empty] | 0.70259 | 0
LCP_Inputs_ON_Diverse_IEA_2023_05_05 | 2029 | H2 Salt Cavern Storage - ON | Storage | Hydrogen | NY | Dispatch-Storage | FuelCost | 0 | [6 empty] | 0.70259 | 0
LCP_Inputs_ON_Diverse_IEA_2023_05_05 | 2029 | H2 Salt Cavern Storage - ON | Storage | Hydrogen | NY | Dispatch-Storage | VOM | 0 | [6 empty] | 0.70259 | 0
LCP_Inputs_ON_Diverse_IEA_2023_05_05 | 2029 | H2 Salt Cavern Storage - ON | Storage | Hydrogen | ON | Dispatch-Storage | EmissionsCost | 0 | [6 empty] | 0.70259 | 0
LCP_Inputs_ON_Diverse_IEA_2023_05_05 | 2029 | H2 Salt Cavern Storage - ON | Storage | Hydrogen | ON | Dispatch-Storage | FuelCost | 0 | [6 empty] | 0.70259 | 0
LCP_Inputs_ON_Diverse_IEA_2023_05_05 | 2029 | H2 Salt Cavern Storage - ON | Storage | Hydrogen | ON | Dispatch-Storage | VOM | 0 | [6 empty] | 0.70259 | 0
LCP_Inputs_ON_Diverse_IEA_2023_05_05 | 2029 | H2 Salt Cavern Storage - ON | Storage | Hydrogen | PJ | Dispatch-Storage | EmissionsCost | 0 | [6 empty] | 0.70259 | 0
LCP_Inputs_ON_Diverse_IEA_2023_05_05 | 2029 | H2 Salt Cavern Storage - ON | Storage | Hydrogen | PJ | Dispatch-Storage | FuelCost | 0 | [6 empty] | 0.70259 | 0
LCP_Inputs_ON_Diverse_IEA_2023_05_05 | 2029 | H2 Salt Cavern Storage - ON | Storage | Hydrogen | PJ | Dispatch-Storage | VOM | 0 | [6 empty] | 0.70259 | 0
LCP_Inputs_ON_Diverse_IEA_2023_05_05 | 2029 | H2 Salt Cavern Storage - ON | Storage | Hydrogen | QC | Dispatch-Storage | EmissionsCost | 0 | [6 empty] | 0.70259 | 0
LCP_Inputs_ON_Diverse_IEA_2023_05_05 | 2029 | H2 Salt Cavern Storage - ON | Storage | Hydrogen | QC | Dispatch-Storage | FuelCost | 0 | [6 empty] | 0.70259 | 0
LCP_Inputs_ON_Diverse_IEA_2023_05_05 | 2029 | H2 Salt Cavern Storage - ON | Storage | Hydrogen | QC | Dispatch-Storage | VOM | 0 | [6 empty] | 0.70259 | 0
LCP_Inputs_ON_Diverse_IEA_2023_05_05 | 2029 | H2 Salt Cavern Storage - ON | Storage | Hydrogen | WC | Dispatch-Storage | EmissionsCost | 0 | [6 empty] | 0.70259 | 0
LCP_Inputs_ON_Diverse_IEA_2023_05_05 | 2029 | H2 Salt Cavern Storage - ON | Storage | Hydrogen | WC | Dispatch-Storage | FuelCost | 0 | [6 empty] | 0.70259 | 0
LCP_Inputs_ON_Diverse_IEA_2023_05_05 | 2029 | H2 Salt Cavern Storage - ON | Storage | Hydrogen | WC | Dispatch-Storage | VOM | 0 | [6 empty] | 0.70259 | 0
LCP_Inputs_ON_Diverse_IEA_2023_05_05 | 2029 | Hydro | Generation | Electricity | MI | Dispatch-Generation | EmissionsCost | 0 | [6 empty] | 0.70259 | 0
LCP_Inputs_ON_Diverse_IEA_2023_05_05 | 2029 | Hydro | Generation | Electricity | MI | Dispatch-Generation | FuelCost | 0 | [6 empty] | 0.70259 | 0
LCP_Inputs_ON_Diverse_IEA_2023_05_05 | 2029 | Hydro | Generation | Electricity | MI | Dispatch-Generation | VOM | 0 | [6 empty] | 0.70259 | 0
LCP_Inputs_ON_Diverse_IEA_2023_05_05 | 2029 | Hydro | Generation | Electricity | NY | Dispatch-Generation | EmissionsCost | 0 | [6 empty] | 0.70259 | 0
LCP_Inputs_ON_Diverse_IEA_2023_05_05 | 2029 | Hydro | Generation | Electricity | NY | Dispatch-Generation | FuelCost | 0 | [6 empty] | 0.70259 | 0
LCP_Inputs_ON_Diverse_IEA_2023_05_05 | 2029 | Hydro | Generation | Electricity | NY | Dispatch-Generation | VOM | 0 | [6 empty] | 0.70259 | 0
LCP_Inputs_ON_Diverse_IEA_2023_05_05 | 2029 | Hydro | Generation | Electricity | ON | Dispatch-Generation | EmissionsCost | 0 | [6 empty] | 0.70259 | 0
LCP_Inputs_ON_Diverse_IEA_2023_05_05 | 2029 | Hydro | Generation | Electricity | ON | Dispatch-Generation | FuelCost | 0 | [6 empty] | 0.70259 | 0
LCP_Inputs_ON_Diverse_IEA_2023_05_05 | 2029 | Hydro | Generation | Electricity | ON | Dispatch-Generation | VOM | 0 | [6 empty] | 0.70259 | 0
LCP_Inputs_ON_Diverse_IEA_2023_05_05 | 2029 | Hydro | Generation | Electricity | PJ | Dispatch-Generation | EmissionsCost | 0 | [6 empty] | 0.70259 | 0
LCP_Inputs_ON_Diverse_IEA_2023_05_05 | 2029 | Hydro | Generation | Electricity | PJ | Dispatch-Generation | FuelCost | 0 | [6 empty] | 0.70259 | 0
LCP_Inputs_ON_Diverse_IEA_2023_05_05 | 2029 | Hydro | Generation | Electricity | PJ | Dispatch-Generation | VOM | 0 | [6 empty] | 0.70259 | 0
LCP_Inputs_ON_Diverse_IEA_2023_05_05 | 2029 | Hydro | Generation | Electricity | QC | Dispatch-Generation | EmissionsCost | 0 | [6 empty] | 0.70259 | 0
LCP_Inputs_ON_Diverse_IEA_2023_05_05 | 2029 | Hydro | Generation | Electricity | QC | Dispatch-Generation | FuelCost | 0 | [6 empty] | 0.70259 | 0
LCP_Inputs_ON_Diverse_IEA_2023_05_05 | 2029 | Hydro | Generation | Electricity | QC | Dispatch-Generation | VOM | 0 | [6 empty] | 0.70259 | 0
LCP_Inputs_ON_Diverse_IEA_2023_05_05 | 2029 | Hydro | Generation | Electricity | WC | Dispatch-Generation | EmissionsCost | 0 | [6 empty] | 0.70259 | 0
LCP_Inputs_ON_Diverse_IEA_2023_05_05 | 2029 | Hydro | Generation | Electricity | WC | Dispatch-Generation | FuelCost | 0 | [6 empty] | 0.70259 | 0
LCP_Inputs_ON_Diverse_IEA_2023_05_05 | 2029 | Hydro | Generation | Electricity | WC | Dispatch-Generation | VOM | 0 | [6 empty] | 0.70259 | 0
LCP_Inputs_ON_Diverse_IEA_2023_05_05 | 2029 | Hydro Pumped Storage | Storage | Electricity | MI | Dispatch-Storage | EmissionsCost | 0 | [6 empty] | 0.70259 | 0
LCP_Inputs_ON_Diverse_IEA_2023_05_05 | 2029 | Hydro Pumped Storage | Storage | Electricity | MI | Dispatch-Storage | FuelCost | 0 | [6 empty] | 0.70259 | 0
LCP_Inputs_ON_Diverse_IEA_2023_05_05 | 2029 | Hydro Pumped Storage | Storage | Electricity | MI | Dispatch-Storage | VOM | 0 | [6 empty] | 0.70259 | 0
LCP_Inputs_ON_Diverse_IEA_2023_05_05 | 2029 | Hydro Pumped Storage | Storage | Electricity | NY | Dispatch-Storage | EmissionsCost | 0 | [6 empty] | 0.70259 | 0
LCP_Inputs_ON_Diverse_IEA_2023_05_05 | 2029 | Hydro Pumped Storage | Storage | Electricity | NY | Dispatch-Storage | FuelCost | 0 | [6 empty] | 0.70259 | 0
LCP_Inputs_ON_Diverse_IEA_2023_05_05 | 2029 | Hydro Pumped Storage | Storage | Electricity | NY | Dispatch-Storage | VOM | 0 | [6 empty] | 0.70259 | 0
LCP_Inputs_ON_Diverse_IEA_2023_05_05 | 2029 | Hydro Pumped Storage | Storage | Electricity | ON | Dispatch-Storage | EmissionsCost | 0 | [6 empty] | 0.70259 | 0
LCP_Inputs_ON_Diverse_IEA_2023_05_05 | 2029 | Hydro Pumped Storage | Storage | Electricity | ON | Dispatch-Storage | FuelCost | 0 | [6 empty] | 0.70259 | 0
LCP_Inputs_ON_Diverse_IEA_2023_05_05 | 2029 | Hydro Pumped Storage | Storage | Electricity | ON | Dispatch-Storage | VOM | 0 | [6 empty] | 0.70259 | 0
LCP_Inputs_ON_Diverse_IEA_2023_05_05 | 2029 | Hydro Pumped Storage | Storage | Electricity | PJ | Dispatch-Storage | EmissionsCost | 0 | [6 empty] | 0.70259 | 0
LCP_Inputs_ON_Diverse_IEA_2023_05_05 | 2029 | Hydro Pumped Storage | Storage | Electricity | PJ | Dispatch-Storage | FuelCost | 0 | [6 empty] | 0.70259 | 0
LCP_Inputs_ON_Diverse_IEA_2023_05_05 | 2029 | Hydro Pumped Storage | Storage | Electricity | PJ | Dispatch-Storage | VOM | 0 | [6 empty] | 0.70259 | 0
LCP_Inputs_ON_Diverse_IEA_2023_05_05 | 2029 | Hydro Pumped Storage | Storage | Electricity | QC | Dispatch-Storage | EmissionsCost | 0 | [6 empty] | 0.70259 | 0
LCP_Inputs_ON_Diverse_IEA_2023_05_05 | 2029 | Hydro Pumped Storage | Storage | Electricity | QC | Dispatch-Storage | FuelCost | 0 | [6 empty] | 0.70259 | 0
LCP_Inputs_ON_Diverse_IEA_2023_05_05 | 2029 | Hydro Pumped Storage | Storage | Electricity | QC | Dispatch-Storage | VOM | 0 | [6 empty] | 0.70259 | 0
LCP_Inputs_ON_Diverse_IEA_2023_05_05 | 2029 | Hydro Pumped Storage | Storage | Electricity | WC | Dispatch-Storage | EmissionsCost | 0 | [6 empty] | 0.70259 | 0
LCP_Inputs_ON_Diverse_IEA_2023_05_05 | 2029 | Hydro Pumped Storage | Storage | Electricity | WC | Dispatch-Storage | FuelCost | 0 | [6 empty] | 0.70259 | 0
LCP_Inputs_ON_Diverse_IEA_2023_05_05 | 2029 | Hydro Pumped Storage | Storage | Electricity | WC | Dispatch-Storage | VOM | 0 | [6 empty] | 0.70259 | 0
LCP_Inputs_ON_Diverse_IEA_2023_05_05 | 2029 | Nuclear | Generation | Electricity | MI | Dispatch-Generation | EmissionsCost | 0 | [6 empty] | 0.70259 | 0
LCP_Inputs_ON_Diverse_IEA_2023_05_05 | 2029 | Nuclear | Generation | Electricity | MI | Dispatch-Generation | FuelCost | 0 | [6 empty] | 0.70259 | 0
LCP_Inputs_ON_Diverse_IEA_2023_05_05 | 2029 | Nuclear | Generation | Electricity | MI | Dispatch-Generation | VOM | 3301336446.912 | [6 empty] | 0.70259 | 2319475197.2833
LCP_Inputs_ON_Diverse_IEA_2023_05_05 | 2029 | Nuclear | Generation | Electricity | NY | Dispatch-Generation | EmissionsCost | 0 | [6 empty] | 0.70259 | 0
LCP_Inputs_ON_Diverse_IEA_2023_05_05 | 2029 | Nuclear | Generation | Electricity | NY | Dispatch-Generation | FuelCost | 0 | [6 empty] | 0.70259 | 0
LCP_Inputs_ON_Diverse_IEA_2023_05_05 | 2029 | Nuclear | Generation | Electricity | NY | Dispatch-Generation | VOM | 2246155230.144 | [6 empty] | 0.70259 | 1578118870.7502
LCP_Inputs_ON_Diverse_IEA_2023_05_05 | 2029 | Nuclear | Generation | Electricity | ON | Dispatch-Generation | EmissionsCost | 0 | [6 empty] | 0.70259 | 0
LCP_Inputs_ON_Diverse_IEA_2023_05_05 | 2029 | Nuclear | Generation | Electricity | ON | Dispatch-Generation | FuelCost | 0 | [6 empty] | 0.70259 | 0
LCP_Inputs_ON_Diverse_IEA_2023_05_05 | 2029 | Nuclear | Generation | Electricity | ON | Dispatch-Generation | VOM | 8790266640.96 | [6 empty] | 0.70259 | 6175924744.1396
LCP_Inputs_ON_Diverse_IEA_2023_05_05 | 2029 | Nuclear | Generation | Electricity | PJ | Dispatch-Generation | EmissionsCost | 0 | [6 empty] | 0.70259 | 0
LCP_Inputs_ON_Diverse_IEA_2023_05_05 | 2029 | Nuclear | Generation | Electricity | PJ | Dispatch-Generation | FuelCost | 0 | [6 empty] | 0.70259 | 0
LCP_Inputs_ON_Diverse_IEA_2023_05_05 | 2029 | Nuclear | Generation | Electricity | PJ | Dispatch-Generation | VOM | 9110487814.4448 | [6 empty] | 0.70259 | 6400907893.0815
LCP_Inputs_ON_Diverse_IEA_2023_05_05 | 2029 | Nuclear | Generation | Electricity | QC | Dispatch-Generation | EmissionsCost | 0 | [6 empty] | 0.70259 | 0
LCP_Inputs_ON_Diverse_IEA_2023_05_05 | 2029 | Nuclear | Generation | Electricity | QC | Dispatch-Generation | FuelCost | 0 | [6 empty] | 0.70259 | 0
LCP_Inputs_ON_Diverse_IEA_2023_05_05 | 2029 | Nuclear | Generation | Electricity | QC | Dispatch-Generation | VOM | 0 | [6 empty] | 0.70259 | 0
LCP_Inputs_ON_Diverse_IEA_2023_05_05 | 2029 | Nuclear | Generation | Electricity | WC | Dispatch-Generation | EmissionsCost | 0 | [6 empty] | 0.70259 | 0
LCP_Inputs_ON_Diverse_IEA_2023_05_05 | 2029 | Nuclear | Generation | Electricity | WC | Dispatch-Generation | FuelCost | 0 | [6 empty] | 0.70259 | 0
LCP_Inputs_ON_Diverse_IEA_2023_05_05 | 2029 | Nuclear | Generation | Electricity | WC | Dispatch-Generation | VOM | 0 | [6 empty] | 0.70259 | 0
LCP_Inputs_ON_Diverse_IEA_2023_05_05 | 2029 | Nuclear SMR | Generation | Electricity | MI | Dispatch-Generation | EmissionsCost | 0 | [6 empty] | 0.70259 | 0
LCP_Inputs_ON_Diverse_IEA_2023_05_05 | 2029 | Nuclear SMR | Generation | Electricity | MI | Dispatch-Generation | FuelCost | 0 | [6 empty] | 0.70259 | 0
LCP_Inputs_ON_Diverse_IEA_2023_05_05 | 2029 | Nuclear SMR | Generation | Electricity | MI | Dispatch-Generation | VOM | 0 | [6 empty] | 0.70259 | 0
LCP_Inputs_ON_Diverse_IEA_2023_05_05 | 2029 | Nuclear SMR | Generation | Electricity | NY | Dispatch-Generation | EmissionsCost | 0 | [6 empty] | 0.70259 | 0
LCP_Inputs_ON_Diverse_IEA_2023_05_05 | 2029 | Nuclear SMR | Generation | Electricity | NY | Dispatch-Generation | FuelCost | 0 | [6 empty] | 0.70259 | 0
LCP_Inputs_ON_Diverse_IEA_2023_05_05 | 2029 | Nuclear SMR | Generation | Electricity | NY | Dispatch-Generation | VOM | 0 | [6 empty] | 0.70259 | 0
LCP_Inputs_ON_Diverse_IEA_2023_05_05 | 2029 | Nuclear SMR | Generation | Electricity | ON | Dispatch-Generation | EmissionsCost | 0 | [6 empty] | 0.70259 | 0
LCP_Inputs_ON_Diverse_IEA_2023_05_05 | 2029 | Nuclear SMR | Generation | Electricity | ON | Dispatch-Generation | FuelCost | 0 | [6 empty] | 0.70259 | 0
LCP_Inputs_ON_Diverse_IEA_2023_05_05 | 2029 | Nuclear SMR | Generation | Electricity | ON | Dispatch-Generation | VOM | 0 | [6 empty] | 0.70259 | 0
LCP_Inputs_ON_Diverse_IEA_2023_05_05 | 2029 | Nuclear SMR | Generation | Electricity | PJ | Dispatch-Generation | EmissionsCost | 0 | [6 empty] | 0.70259 | 0
LCP_Inputs_ON_Diverse_IEA_2023_05_05 | 2029 | Nuclear SMR | Generation | Electricity | PJ | Dispatch-Generation | FuelCost | 0 | [6 empty] | 0.70259 | 0
LCP_Inputs_ON_Diverse_IEA_2023_05_05 | 2029 | Nuclear SMR | Generation | Electricity | PJ | Dispatch-Generation | VOM | 0 | [6 empty] | 0.70259 | 0
LCP_Inputs_ON_Diverse_IEA_2023_05_05 | 2029 | Nuclear SMR | Generation | Electricity | QC | Dispatch-Generation | EmissionsCost | 0 | [6 empty] | 0.70259 | 0
LCP_Inputs_ON_Diverse_IEA_2023_05_05 | 2029 | Nuclear SMR | Generation | Electricity | QC | Dispatch-Generation | FuelCost | 0 | [6 empty] | 0.70259 | 0
LCP_Inputs_ON_Diverse_IEA_2023_05_05 | 2029 | Nuclear SMR | Generation | Electricity | QC | Dispatch-Generation | VOM | 0 | [6 empty] | 0.70259 | 0
LCP_Inputs_ON_Diverse_IEA_2023_05_05 | 2029 | Nuclear SMR | Generation | Electricity | WC | Dispatch-Generation | EmissionsCost | 0 | [6 empty] | 0.70259 | 0
LCP_Inputs_ON_Diverse_IEA_2023_05_05 | 2029 | Nuclear SMR | Generation | Electricity | WC | Dispatch-Generation | FuelCost | 0 | [6 empty] | 0.70259 | 0
LCP_Inputs_ON_Diverse_IEA_2023_05_05 | 2029 | Nuclear SMR | Generation | Electricity | WC | Dispatch-Generation | VOM | 0 | [6 empty] | 0.70259 | 0
LCP_Inputs_ON_Diverse_IEA_2023_05_05 | 2029 | O/CCGT - CH4 Existing | Crossload | Electricity | MI | Dispatch-Crossload | EmissionsCost | 0 | [6 empty] | 0.70259 | 0
LCP_Inputs_ON_Diverse_IEA_2023_05_05 | 2029 | O/CCGT - CH4 Existing | Crossload | Electricity | MI | Dispatch-Crossload | FuelCost | 0 | [6 empty] | 0.70259 | 0
LCP_Inputs_ON_Diverse_IEA_2023_05_05 | 2029 | O/CCGT - CH4 Existing | Crossload | Electricity | MI | Dispatch-Crossload | VOM | 0 | [6 empty] | 0.70259 | 0
LCP_Inputs_ON_Diverse_IEA_2023_05_05 | 2029 | O/CCGT - CH4 Existing | Crossload | Electricity | NY | Dispatch-Crossload | EmissionsCost | 0 | [6 empty] | 0.70259 | 0
LCP_Inputs_ON_Diverse_IEA_2023_05_05 | 2029 | O/CCGT - CH4 Existing | Crossload | Electricity | NY | Dispatch-Crossload | FuelCost | 0 | [6 empty] | 0.70259 | 0
LCP_Inputs_ON_Diverse_IEA_2023_05_05 | 2029 | O/CCGT - CH4 Existing | Crossload | Electricity | NY | Dispatch-Crossload | VOM | 0 | [6 empty] | 0.70259 | 0
LCP_Inputs_ON_Diverse_IEA_2023_05_05 | 2029 | O/CCGT - CH4 Existing | Crossload | Electricity | ON | Dispatch-Crossload | EmissionsCost | 0 | [6 empty] | 0.70259 | 0
LCP_Inputs_ON_Diverse_IEA_2023_05_05 | 2029 | O/CCGT - CH4 Existing | Crossload | Electricity | ON | Dispatch-Crossload | FuelCost | 0 | [6 empty] | 0.70259 | 0
LCP_Inputs_ON_Diverse_IEA_2023_05_05 | 2029 | O/CCGT - CH4 Existing | Crossload | Electricity | ON | Dispatch-Crossload | VOM | 0 | [6 empty] | 0.70259 | 0
LCP_Inputs_ON_Diverse_IEA_2023_05_05 | 2029 | O/CCGT - CH4 Existing | Crossload | Electricity | PJ | Dispatch-Crossload | EmissionsCost | 0 | [6 empty] | 0.70259 | 0
LCP_Inputs_ON_Diverse_IEA_2023_05_05 | 2029 | O/CCGT - CH4 Existing | Crossload | Electricity | PJ | Dispatch-Crossload | FuelCost | 0 | [6 empty] | 0.70259 | 0
LCP_Inputs_ON_Diverse_IEA_2023_05_05 | 2029 | O/CCGT - CH4 Existing | Crossload | Electricity | PJ | Dispatch-Crossload | VOM | 0 | [6 empty] | 0.70259 | 0
LCP_Inputs_ON_Diverse_IEA_2023_05_05 | 2029 | O/CCGT - CH4 Existing | Crossload | Electricity | QC | Dispatch-Crossload | EmissionsCost | 0 | [6 empty] | 0.70259 | 0
LCP_Inputs_ON_Diverse_IEA_2023_05_05 | 2029 | O/CCGT - CH4 Existing | Crossload | Electricity | QC | Dispatch-Crossload | FuelCost | 0 | [6 empty] | 0.70259 | 0
LCP_Inputs_ON_Diverse_IEA_2023_05_05 | 2029 | O/CCGT - CH4 Existing | Crossload | Electricity | QC | Dispatch-Crossload | VOM | 0 | [6 empty] | 0.70259 | 0
LCP_Inputs_ON_Diverse_IEA_2023_05_05 | 2029 | O/CCGT - CH4 Existing | Crossload | Electricity | WC | Dispatch-Crossload | EmissionsCost | 0 | [6 empty] | 0.70259 | 0
LCP_Inputs_ON_Diverse_IEA_2023_05_05 | 2029 | O/CCGT - CH4 Existing | Crossload | Electricity | WC | Dispatch-Crossload | FuelCost | 0 | [6 empty] | 0.70259 | 0
LCP_Inputs_ON_Diverse_IEA_2023_05_05 | 2029 | O/CCGT - CH4 Existing | Crossload | Electricity | WC | Dispatch-Crossload | VOM | 0 | [6 empty] | 0.70259 | 0
LCP_Inputs_ON_Diverse_IEA_2023_05_05 | 2029 | O/CCGT - CH4 New | Crossload | Electricity | MI | Dispatch-Crossload | EmissionsCost | 0 | [6 empty] | 0.70259 | 0
LCP_Inputs_ON_Diverse_IEA_2023_05_05 | 2029 | O/CCGT - CH4 New | Crossload | Electricity | MI | Dispatch-Crossload | FuelCost | 0 | [6 empty] | 0.70259 | 0
LCP_Inputs_ON_Diverse_IEA_2023_05_05 | 2029 | O/CCGT - CH4 New | Crossload | Electricity | MI | Dispatch-Crossload | VOM | 0 | [6 empty] | 0.70259 | 0
LCP_Inputs_ON_Diverse_IEA_2023_05_05 | 2029 | O/CCGT - CH4 New | Crossload | Electricity | NY | Dispatch-Crossload | EmissionsCost | 0 | [6 empty] | 0.70259 | 0
LCP_Inputs_ON_Diverse_IEA_2023_05_05 | 2029 | O/CCGT - CH4 New | Crossload | Electricity | NY | Dispatch-Crossload | FuelCost | 0 | [6 empty] | 0.70259 | 0
LCP_Inputs_ON_Diverse_IEA_2023_05_05 | 2029 | O/CCGT - CH4 New | Crossload | Electricity | NY | Dispatch-Crossload | VOM | 0 | [6 empty] | 0.70259 | 0
LCP_Inputs_ON_Diverse_IEA_2023_05_05 | 2029 | O/CCGT - CH4 New | Crossload | Electricity | ON | Dispatch-Crossload | EmissionsCost | 0 | [6 empty] | 0.70259 | 0
LCP_Inputs_ON_Diverse_IEA_2023_05_05 | 2029 | O/CCGT - CH4 New | Crossload | Electricity | ON | Dispatch-Crossload | FuelCost | 0 | [6 empty] | 0.70259 | 0
LCP_Inputs_ON_Diverse_IEA_2023_05_05 | 2029 | O/CCGT - CH4 New | Crossload | Electricity | ON | Dispatch-Crossload | VOM | 0 | [6 empty] | 0.70259 | 0
LCP_Inputs_ON_Diverse_IEA_2023_05_05 | 2029 | O/CCGT - CH4 New | Crossload | Electricity | PJ | Dispatch-Crossload | EmissionsCost | 0 | [6 empty] | 0.70259 | 0
LCP_Inputs_ON_Diverse_IEA_2023_05_05 | 2029 | O/CCGT - CH4 New | Crossload | Electricity | PJ | Dispatch-Crossload | FuelCost | 0 | [6 empty] | 0.70259 | 0
LCP_Inputs_ON_Diverse_IEA_2023_05_05 | 2029 | O/CCGT - CH4 New | Crossload | Electricity | PJ | Dispatch-Crossload | VOM | 0 | [6 empty] | 0.70259 | 0
LCP_Inputs_ON_Diverse_IEA_2023_05_05 | 2029 | O/CCGT - CH4 New | Crossload | Electricity | QC | Dispatch-Crossload | EmissionsCost | 0 | [6 empty] | 0.70259 | 0
LCP_Inputs_ON_Diverse_IEA_2023_05_05 | 2029 | O/CCGT - CH4 New | Crossload | Electricity | QC | Dispatch-Crossload | FuelCost | 0 | [6 empty] | 0.70259 | 0
LCP_Inputs_ON_Diverse_IEA_2023_05_05 | 2029 | O/CCGT - CH4 New | Crossload | Electricity | QC | Dispatch-Crossload | VOM | 0 | [6 empty] | 0.70259 | 0
LCP_Inputs_ON_Diverse_IEA_2023_05_05 | 2029 | O/CCGT - CH4 New | Crossload | Electricity | WC | Dispatch-Crossload | EmissionsCost | 0 | [6 empty] | 0.70259 | 0
LCP_Inputs_ON_Diverse_IEA_2023_05_05 | 2029 | O/CCGT - CH4 New | Crossload | Electricity | WC | Dispatch-Crossload | FuelCost | 0 | [6 empty] | 0.70259 | 0
LCP_Inputs_ON_Diverse_IEA_2023_05_05 | 2029 | O/CCGT - CH4 New | Crossload | Electricity | WC | Dispatch-Crossload | VOM | 0 | [6 empty] | 0.70259 | 0
LCP_Inputs_ON_Diverse_IEA_2023_05_05 | 2029 | O/CCGT - H2 New | Crossload | Electricity | MI | Dispatch-Crossload | EmissionsCost | 0 | [6 empty] | 0.70259 | 0
LCP_Inputs_ON_Diverse_IEA_2023_05_05 | 2029 | O/CCGT - H2 New | Crossload | Electricity | MI | Dispatch-Crossload | FuelCost | 0 | [6 empty] | 0.70259 | 0
LCP_Inputs_ON_Diverse_IEA_2023_05_05 | 2029 | O/CCGT - H2 New | Crossload | Electricity | MI | Dispatch-Crossload | VOM | 0 | [6 empty] | 0.70259 | 0
LCP_Inputs_ON_Diverse_IEA_2023_05_05 | 2029 | O/CCGT - H2 New | Crossload | Electricity | NY | Dispatch-Crossload | EmissionsCost | 0 | [6 empty] | 0.70259 | 0
LCP_Inputs_ON_Diverse_IEA_2023_05_05 | 2029 | O/CCGT - H2 New | Crossload | Electricity | NY | Dispatch-Crossload | FuelCost | 0 | [6 empty] | 0.70259 | 0
LCP_Inputs_ON_Diverse_IEA_2023_05_05 | 2029 | O/CCGT - H2 New | Crossload | Electricity | NY | Dispatch-Crossload | VOM | 0 | [6 empty] | 0.70259 | 0
LCP_Inputs_ON_Diverse_IEA_2023_05_05 | 2029 | O/CCGT - H2 New | Crossload | Electricity | ON | Dispatch-Crossload | EmissionsCost | 0 | [6 empty] | 0.70259 | 0
LCP_Inputs_ON_Diverse_IEA_2023_05_05 | 2029 | O/CCGT - H2 New | Crossload | Electricity | ON | Dispatch-Crossload | FuelCost | 0 | [6 empty] | 0.70259 | 0
LCP_Inputs_ON_Diverse_IEA_2023_05_05 | 2029 | O/CCGT - H2 New | Crossload | Electricity | ON | Dispatch-Crossload | VOM | 0 | [6 empty] | 0.70259 | 0
LCP_Inputs_ON_Diverse_IEA_2023_05_05 | 2029 | O/CCGT - H2 New | Crossload | Electricity | PJ | Dispatch-Crossload | EmissionsCost | 0 | [6 empty] | 0.70259 | 0
LCP_Inputs_ON_Diverse_IEA_2023_05_05 | 2029 | O/CCGT - H2 New | Crossload | Electricity | PJ | Dispatch-Crossload | FuelCost | 0 | [6 empty] | 0.70259 | 0
LCP_Inputs_ON_Diverse_IEA_2023_05_05 | 2029 | O/CCGT - H2 New | Crossload | Electricity | PJ | Dispatch-Crossload | VOM | 0 | [6 empty] | 0.70259 | 0
LCP_Inputs_ON_Diverse_IEA_2023_05_05 | 2029 | O/CCGT - H2 New | Crossload | Electricity | QC | Dispatch-Crossload | EmissionsCost | 0 | [6 empty] | 0.70259 | 0
LCP_Inputs_ON_Diverse_IEA_2023_05_05 | 2029 | O/CCGT - H2 New | Crossload | Electricity | QC | Dispatch-Crossload | FuelCost | 0 | [6 empty] | 0.70259 | 0
LCP_Inputs_ON_Diverse_IEA_2023_05_05 | 2029 | O/CCGT - H2 New | Crossload | Electricity | QC | Dispatch-Crossload | VOM | 0 | [6 empty] | 0.70259 | 0
LCP_Inputs_ON_Diverse_IEA_2023_05_05 | 2029 | O/CCGT - H2 New | Crossload | Electricity | WC | Dispatch-Crossload | EmissionsCost | 0 | [6 empty] | 0.70259 | 0
LCP_Inputs_ON_Diverse_IEA_2023_05_05 | 2029 | O/CCGT - H2 New | Crossload | Electricity | WC | Dispatch-Crossload | FuelCost | 0 | [6 empty] | 0.70259 | 0
LCP_Inputs_ON_Diverse_IEA_2023_05_05 | 2029 | O/CCGT - H2 New | Crossload | Electricity | WC | Dispatch-Crossload | VOM | 0 | [6 empty] | 0.70259 | 0
LCP_Inputs_ON_Diverse_IEA_2023_05_05 | 2029 | SMR CCS | Generation | Hydrogen | MI | Dispatch-Generation | EmissionsCost | 0 | [6 empty] | 0.70259 | 0
LCP_Inputs_ON_Diverse_IEA_2023_05_05 | 2029 | SMR CCS | Generation | Hydrogen | MI | Dispatch-Generation | FuelCost | 0 | [6 empty] | 0.70259 | 0
LCP_Inputs_ON_Diverse_IEA_2023_05_05 | 2029 | SMR CCS | Generation | Hydrogen | MI | Dispatch-Generation | VOM | 0 | [6 empty] | 0.70259 | 0
LCP_Inputs_ON_Diverse_IEA_2023_05_05 | 2029 | SMR CCS | Generation | Hydrogen | NY | Dispatch-Generation | EmissionsCost | 0 | [6 empty] | 0.70259 | 0
LCP_Inputs_ON_Diverse_IEA_2023_05_05 | 2029 | SMR CCS | Generation | Hydrogen | NY | Dispatch-Generation | FuelCost | 0 | [6 empty] | 0.70259 | 0
LCP_Inputs_ON_Diverse_IEA_2023_05_05 | 2029 | SMR CCS | Generation | Hydrogen | NY | Dispatch-Generation | VOM | 0 | [6 empty] | 0.70259 | 0
LCP_Inputs_ON_Diverse_IEA_2023_05_05 | 2029 | SMR CCS | Generation | Hydrogen | ON | Dispatch-Generation | EmissionsCost | 0 | [6 empty] | 0.70259 | 0
LCP_Inputs_ON_Diverse_IEA_2023_05_05 | 2029 | SMR CCS | Generation | Hydrogen | ON | Dispatch-Generation | FuelCost | 0 | [6 empty] | 0.70259 | 0
LCP_Inputs_ON_Diverse_IEA_2023_05_05 | 2029 | SMR CCS | Generation | Hydrogen | ON | Dispatch-Generation | VOM | 0 | [6 empty] | 0.70259 | 0
LCP_Inputs_ON_Diverse_IEA_2023_05_05 | 2029 | SMR CCS | Generation | Hydrogen | PJ | Dispatch-Generation | EmissionsCost | 0 | [6 empty] | 0.70259 | 0
LCP_Inputs_ON_Diverse_IEA_2023_05_05 | 2029 | SMR CCS | Generation | Hydrogen | PJ | Dispatch-Generation | FuelCost | 0 | [6 empty] | 0.70259 | 0
LCP_Inputs_ON_Diverse_IEA_2023_05_05 | 2029 | SMR CCS | Generation | Hydrogen | PJ | Dispatch-Generation | VOM | 0 | [6 empty] | 0.70259 | 0
LCP_Inputs_ON_Diverse_IEA_2023_05_05 | 2029 | SMR CCS | Generation | Hydrogen | QC | Dispatch-Generation | EmissionsCost | 0 | [6 empty] | 0.70259 | 0
LCP_Inputs_ON_Diverse_IEA_2023_05_05 | 2029 | SMR CCS | Generation | Hydrogen | QC | Dispatch-Generation | FuelCost | 0 | [6 empty] | 0.70259 | 0
LCP_Inputs_ON_Diverse_IEA_2023_05_05 | 2029 | SMR CCS | Generation | Hydrogen | QC | Dispatch-Generation | VOM | 0 | [6 empty] | 0.70259 | 0
LCP_Inputs_ON_Diverse_IEA_2023_05_05 | 2029 | SMR CCS | Generation | Hydrogen | WC | Dispatch-Generation | EmissionsCost | 0 | [6 empty] | 0.70259 | 0
LCP_Inputs_ON_Diverse_IEA_2023_05_05 | 2029 | SMR CCS | Generation | Hydrogen | WC | Dispatch-Generation | FuelCost | 0 | [6 empty] | 0.70259 | 0
LCP_Inputs_ON_Diverse_IEA_2023_05_05 | 2029 | SMR CCS | Generation | Hydrogen | WC | Dispatch-Generation | VOM | 0 | [6 empty] | 0.70259 | 0
LCP_Inputs_ON_Diverse_IEA_2023_05_05 | 2029 | Solar PV | Generation | Electricity | MI | Dispatch-Generation | EmissionsCost | 0 | [6 empty] | 0.70259 | 0
LCP_Inputs_ON_Diverse_IEA_2023_05_05 | 2029 | Solar PV | Generation | Electricity | MI | Dispatch-Generation | FuelCost | 0 | [6 empty] | 0.70259 | 0
LCP_Inputs_ON_Diverse_IEA_2023_05_05 | 2029 | Solar PV | Generation | Electricity | MI | Dispatch-Generation | VOM | 0 | [6 empty] | 0.70259 | 0
LCP_Inputs_ON_Diverse_IEA_2023_05_05 | 2029 | Solar PV | Generation | Electricity | NY | Dispatch-Generation | EmissionsCost | 0 | [6 empty] | 0.70259 | 0
LCP_Inputs_ON_Diverse_IEA_2023_05_05 | 2029 | Solar PV | Generation | Electricity | NY | Dispatch-Generation | FuelCost | 0 | [6 empty] | 0.70259 | 0
LCP_Inputs_ON_Diverse_IEA_2023_05_05 | 2029 | Solar PV | Generation | Electricity | NY | Dispatch-Generation | VOM | 0 | [6 empty] | 0.70259 | 0
LCP_Inputs_ON_Diverse_IEA_2023_05_05 | 2029 | Solar PV | Generation | Electricity | ON | Dispatch-Generation | EmissionsCost | 0 | [6 empty] | 0.70259 | 0
LCP_Inputs_ON_Diverse_IEA_2023_05_05 | 2029 | Solar PV | Generation | Electricity | ON | Dispatch-Generation | FuelCost | 0 | [6 empty] | 0.70259 | 0
LCP_Inputs_ON_Diverse_IEA_2023_05_05 | 2029 | Solar PV | Generation | Electricity | ON | Dispatch-Generation | VOM | 0 | [6 empty] | 0.70259 | 0
LCP_Inputs_ON_Diverse_IEA_2023_05_05 | 2029 | Solar PV | Generation | Electricity | PJ | Dispatch-Generation | EmissionsCost | 0 | [6 empty] | 0.70259 | 0
LCP_Inputs_ON_Diverse_IEA_2023_05_05 | 2029 | Solar PV | Generation | Electricity | PJ | Dispatch-Generation | FuelCost | 0 | [6 empty] | 0.70259 | 0
LCP_Inputs_ON_Diverse_IEA_2023_05_05 | 2029 | Solar PV | Generation | Electricity | PJ | Dispatch-Generation | VOM | 0 | [6 empty] | 0.70259 | 0
LCP_Inputs_ON_Diverse_IEA_2023_05_05 | 2029 | Solar PV | Generation | Electricity | QC | Dispatch-Generation | EmissionsCost | 0 | [6 empty] | 0.70259 | 0
LCP_Inputs_ON_Diverse_IEA_2023_05_05 | 2029 | Solar PV | Generation | Electricity | QC | Dispatch-Generation | FuelCost | 0 | [6 empty] | 0.70259 | 0
LCP_Inputs_ON_Diverse_IEA_2023_05_05 | 2029 | Solar PV | Generation | Electricity | QC | Dispatch-Generation | VOM | 0 | [6 empty] | 0.70259 | 0
LCP_Inputs_ON_Diverse_IEA_2023_05_05 | 2029 | Solar PV | Generation | Electricity | WC | Dispatch-Generation | EmissionsCost | 0 | [6 empty] | 0.70259 | 0
LCP_Inputs_ON_Diverse_IEA_2023_05_05 | 2029 | Solar PV | Generation | Electricity | WC | Dispatch-Generation | FuelCost | 0 | [6 empty] | 0.70259 | 0
LCP_Inputs_ON_Diverse_IEA_2023_05_05 | 2029 | Solar PV | Generation | Electricity | WC | Dispatch-Generation | VOM | 0 | [6 empty] | 0.70259 | 0
LCP_Inputs_ON_Diverse_IEA_2023_05_05 | 2029 | Wind Offshore | Generation | Electricity | MI | Dispatch-Generation | EmissionsCost | 0 | [6 empty] | 0.70259 | 0
LCP_Inputs_ON_Diverse_IEA_2023_05_05 | 2029 | Wind Offshore | Generation | Electricity | MI | Dispatch-Generation | FuelCost | 0 | [6 empty] | 0.70259 | 0
LCP_Inputs_ON_Diverse_IEA_2023_05_05 | 2029 | Wind Offshore | Generation | Electricity | MI | Dispatch-Generation | VOM | 0 | [6 empty] | 0.70259 | 0
LCP_Inputs_ON_Diverse_IEA_2023_05_05 | 2029 | Wind Offshore | Generation | Electricity | NY | Dispatch-Generation | EmissionsCost | 0 | [6 empty] | 0.70259 | 0
LCP_Inputs_ON_Diverse_IEA_2023_05_05 | 2029 | Wind Offshore | Generation | Electricity | NY | Dispatch-Generation | FuelCost | 0 | [6 empty] | 0.70259 | 0
LCP_Inputs_ON_Diverse_IEA_2023_05_05 | 2029 | Wind Offshore | Generation | Electricity | NY | Dispatch-Generation | VOM | 0 | [6 empty] | 0.70259 | 0
LCP_Inputs_ON_Diverse_IEA_2023_05_05 | 2029 | Wind Offshore | Generation | Electricity | ON | Dispatch-Generation | EmissionsCost | 0 | [6 empty] | 0.70259 | 0
LCP_Inputs_ON_Diverse_IEA_2023_05_05 | 2029 | Wind Offshore | Generation | Electricity | ON | Dispatch-Generation | FuelCost | 0 | [6 empty] | 0.70259 | 0
LCP_Inputs_ON_Diverse_IEA_2023_05_05 | 2029 | Wind Offshore | Generation | Electricity | ON | Dispatch-Generation | VOM | 0 | [6 empty] | 0.70259 | 0
LCP_Inputs_ON_Diverse_IEA_2023_05_05 | 2029 | Wind Offshore | Generation | Electricity | PJ | Dispatch-Generation | EmissionsCost | 0 | [6 empty] | 0.70259 | 0
LCP_Inputs_ON_Diverse_IEA_2023_05_05 | 2029 | Wind Offshore | Generation | Electricity | PJ | Dispatch-Generation | FuelCost | 0 | [6 empty] | 0.70259 | 0
LCP_Inputs_ON_Diverse_IEA_2023_05_05 | 2029 | Wind Offshore | Generation | Electricity | PJ | Dispatch-Generation | VOM | 0 | [6 empty] | 0.70259 | 0
LCP_Inputs_ON_Diverse_IEA_2023_05_05 | 2029 | Wind Offshore | Generation | Electricity | QC | Dispatch-Generation | EmissionsCost | 0 | [6 empty] | 0.70259 | 0
LCP_Inputs_ON_Diverse_IEA_2023_05_05 | 2029 | Wind Offshore | Generation | Electricity | QC | Dispatch-Generation | FuelCost | 0 | [6 empty] | 0.70259 | 0
LCP_Inputs_ON_Diverse_IEA_2023_05_05 | 2029 | Wind Offshore | Generation | Electricity | QC | Dispatch-Generation | VOM | 0 | [6 empty] | 0.70259 | 0
LCP_Inputs_ON_Diverse_IEA_2023_05_05 | 2029 | Wind Offshore | Generation | Electricity | WC | Dispatch-Generation | EmissionsCost | 0 | [6 empty] | 0.70259 | 0
LCP_Inputs_ON_Diverse_IEA_2023_05_05 | 2029 | Wind Offshore | Generation | Electricity | WC | Dispatch-Generation | FuelCost | 0 | [6 empty] | 0.70259 | 0
LCP_Inputs_ON_Diverse_IEA_2023_05_05 | 2029 | Wind Offshore | Generation | Electricity | WC | Dispatch-Generation | VOM | 0 | [6 empty] | 0.70259 | 0
LCP_Inputs_ON_Diverse_IEA_2023_05_05 | 2029 | Wind Onshore | Generation | Electricity | MI | Dispatch-Generation | EmissionsCost | 0 | [6 empty] | 0.70259 | 0
LCP_Inputs_ON_Diverse_IEA_2023_05_05 | 2029 | Wind Onshore | Generation | Electricity | MI | Dispatch-Generation | FuelCost | 0 | [6 empty] | 0.70259 | 0
LCP_Inputs_ON_Diverse_IEA_2023_05_05 | 2029 | Wind Onshore | Generation | Electricity | MI | Dispatch-Generation | VOM | 0 | [6 empty] | 0.70259 | 0
LCP_Inputs_ON_Diverse_IEA_2023_05_05 | 2029 | Wind Onshore | Generation | Electricity | NY | Dispatch-Generation | EmissionsCost | 0 | [6 empty] | 0.70259 | 0
LCP_Inputs_ON_Diverse_IEA_2023_05_05 | 2029 | Wind Onshore | Generation | Electricity | NY | Dispatch-Generation | FuelCost | 0 | [6 empty] | 0.70259 | 0
LCP_Inputs_ON_Diverse_IEA_2023_05_05 | 2029 | Wind Onshore | Generation | Electricity | NY | Dispatch-Generation | VOM | 0 | [6 empty] | 0.70259 | 0
LCP_Inputs_ON_Diverse_IEA_2023_05_05 | 2029 | Wind Onshore | Generation | Electricity | ON | Dispatch-Generation | EmissionsCost | 0 | [6 empty] | 0.70259 | 0
LCP_Inputs_ON_Diverse_IEA_2023_05_05 | 2029 | Wind Onshore | Generation | Electricity | ON | Dispatch-Generation | FuelCost | 0 | [6 empty] | 0.70259 | 0
LCP_Inputs_ON_Diverse_IEA_2023_05_05 | 2029 | Wind Onshore | Generation | Electricity | ON | Dispatch-Generation | VOM | 0 | [6 empty] | 0.70259 | 0
LCP_Inputs_ON_Diverse_IEA_2023_05_05 | 2029 | Wind Onshore | Generation | Electricity | PJ | Dispatch-Generation | EmissionsCost | 0 | [6 empty] | 0.70259 | 0
LCP_Inputs_ON_Diverse_IEA_2023_05_05 | 2029 | Wind Onshore | Generation | Electricity | PJ | Dispatch-Generation | FuelCost | 0 | [6 empty] | 0.70259 | 0
LCP_Inputs_ON_Diverse_IEA_2023_05_05 | 2029 | Wind Onshore | Generation | Electricity | PJ | Dispatch-Generation | VOM | 0 | [6 empty] | 0.70259 | 0
LCP_Inputs_ON_Diverse_IEA_2023_05_05 | 2029 | Wind Onshore | Generation | Electricity | QC | Dispatch-Generation | EmissionsCost | 0 | [6 empty] | 0.70259 | 0
LCP_Inputs_ON_Diverse_IEA_2023_05_05 | 2029 | Wind Onshore | Generation | Electricity | QC | Dispatch-Generation | FuelCost | 0 | [6 empty] | 0.70259 | 0
LCP_Inputs_ON_Diverse_IEA_2023_05_05 | 2029 | Wind Onshore | Generation | Electricity | QC | Dispatch-Generation | VOM | 0 | [6 empty] | 0.70259 | 0
LCP_Inputs_ON_Diverse_IEA_2023_05_05 | 2029 | Wind Onshore | Generation | Electricity | WC | Dispatch-Generation | EmissionsCost | 0 | [6 empty] | 0.70259 | 0
LCP_Inputs_ON_Diverse_IEA_2023_05_05 | 2029 | Wind Onshore | Generation | Electricity | WC | Dispatch-Generation | FuelCost | 0 | [6 empty] | 0.70259 | 0
LCP_Inputs_ON_Diverse_IEA_2023_05_05 | 2029 | Wind Onshore | Generation | Electricity | WC | Dispatch-Generation | VOM | 0 | [6 empty] | 0.70259 | 0
LCP_Inputs_ON_Diverse_IEA_2023_05_05 | 2030 | Anaerobic Digestion | Generation | Methane | MI | Dispatch-Generation | EmissionsCost | 0 | [6 empty] | 0.67556 | 0
LCP_Inputs_ON_Diverse_IEA_2023_05_05 | 2030 | Anaerobic Digestion | Generation | Methane | MI | Dispatch-Generation | FuelCost | 0 | [6 empty] | 0.67556 | 0
LCP_Inputs_ON_Diverse_IEA_2023_05_05 | 2030 | Anaerobic Digestion | Generation | Methane | MI | Dispatch-Generation | VOM | 0 | [6 empty] | 0.67556 | 0
LCP_Inputs_ON_Diverse_IEA_2023_05_05 | 2030 | Anaerobic Digestion | Generation | Methane | NY | Dispatch-Generation | EmissionsCost | 0 | [6 empty] | 0.67556 | 0
LCP_Inputs_ON_Diverse_IEA_2023_05_05 | 2030 | Anaerobic Digestion | Generation | Methane | NY | Dispatch-Generation | FuelCost | 0 | [6 empty] | 0.67556 | 0
LCP_Inputs_ON_Diverse_IEA_2023_05_05 | 2030 | Anaerobic Digestion | Generation | Methane | NY | Dispatch-Generation | VOM | 0 | [6 empty] | 0.67556 | 0
LCP_Inputs_ON_Diverse_IEA_2023_05_05 | 2030 | Anaerobic Digestion | Generation | Methane | ON | Dispatch-Generation | EmissionsCost | 1840449.9197 | [6 empty] | 0.67556 | 1243342.0203
LCP_Inputs_ON_Diverse_IEA_2023_05_05 | 2030 | Anaerobic Digestion | Generation | Methane | ON | Dispatch-Generation | FuelCost | 0 | [6 empty] | 0.67556 | 0
LCP_Inputs_ON_Diverse_IEA_2023_05_05 | 2030 | Anaerobic Digestion | Generation | Methane | ON | Dispatch-Generation | VOM | 862230000 | [6 empty] | 0.67556 | 582491693.2867
LCP_Inputs_ON_Diverse_IEA_2023_05_05 | 2030 | Anaerobic Digestion | Generation | Methane | PJ | Dispatch-Generation | EmissionsCost | 0 | [6 empty] | 0.67556 | 0
LCP_Inputs_ON_Diverse_IEA_2023_05_05 | 2030 | Anaerobic Digestion | Generation | Methane | PJ | Dispatch-Generation | FuelCost | 0 | [6 empty] | 0.67556 | 0
LCP_Inputs_ON_Diverse_IEA_2023_05_05 | 2030 | Anaerobic Digestion | Generation | Methane | PJ | Dispatch-Generation | VOM | 0 | [6 empty] | 0.67556 | 0
LCP_Inputs_ON_Diverse_IEA_2023_05_05 | 2030 | Anaerobic Digestion | Generation | Methane | QC | Dispatch-Generation | EmissionsCost | 0 | [6 empty] | 0.67556 | 0
LCP_Inputs_ON_Diverse_IEA_2023_05_05 | 2030 | Anaerobic Digestion | Generation | Methane | QC | Dispatch-Generation | FuelCost | 0 | [6 empty] | 0.67556 | 0
LCP_Inputs_ON_Diverse_IEA_2023_05_05 | 2030 | Anaerobic Digestion | Generation | Methane | QC | Dispatch-Generation | VOM | 0 | [6 empty] | 0.67556 | 0
LCP_Inputs_ON_Diverse_IEA_2023_05_05 | 2030 | Anaerobic Digestion | Generation | Methane | WC | Dispatch-Generation | EmissionsCost | 0 | [6 empty] | 0.67556 | 0
LCP_Inputs_ON_Diverse_IEA_2023_05_05 | 2030 | Anaerobic Digestion | Generation | Methane | WC | Dispatch-Generation | FuelCost | 0 | [6 empty] | 0.67556 | 0
LCP_Inputs_ON_Diverse_IEA_2023_05_05 | 2030 | Anaerobic Digestion | Generation | Methane | WC | Dispatch-Generation | VOM | 0 | [6 empty] | 0.67556 | 0
LCP_Inputs_ON_Diverse_IEA_2023_05_05 | 2030 | Battery Storage | Storage | Electricity | MI | Dispatch-Storage | EmissionsCost | 0 | [6 empty] | 0.67556 | 0
LCP_Inputs_ON_Diverse_IEA_2023_05_05 | 2030 | Battery Storage | Storage | Electricity | MI | Dispatch-Storage | FuelCost | 0 | [6 empty] | 0.67556 | 0
LCP_Inputs_ON_Diverse_IEA_2023_05_05 | 2030 | Battery Storage | Storage | Electricity | MI | Dispatch-Storage | VOM | 0 | [6 empty] | 0.67556 | 0
LCP_Inputs_ON_Diverse_IEA_2023_05_05 | 2030 | Battery Storage | Storage | Electricity | NY | Dispatch-Storage | EmissionsCost | 0 | [6 empty] | 0.67556 | 0
LCP_Inputs_ON_Diverse_IEA_2023_05_05 | 2030 | Battery Storage | Storage | Electricity | NY | Dispatch-Storage | FuelCost | 0 | [6 empty] | 0.67556 | 0
LCP_Inputs_ON_Diverse_IEA_2023_05_05 | 2030 | Battery Storage | Storage | Electricity | NY | Dispatch-Storage | VOM | 0 | [6 empty] | 0.67556 | 0
LCP_Inputs_ON_Diverse_IEA_2023_05_05 | 2030 | Battery Storage | Storage | Electricity | ON | Dispatch-Storage | EmissionsCost | 0 | [6 empty] | 0.67556 | 0
LCP_Inputs_ON_Diverse_IEA_2023_05_05 | 2030 | Battery Storage | Storage | Electricity | ON | Dispatch-Storage | FuelCost | 0 | [6 empty] | 0.67556 | 0
LCP_Inputs_ON_Diverse_IEA_2023_05_05 | 2030 | Battery Storage | Storage | Electricity | ON | Dispatch-Storage | VOM | 0 | [6 empty] | 0.67556 | 0
LCP_Inputs_ON_Diverse_IEA_2023_05_05 | 2030 | Battery Storage | Storage | Electricity | PJ | Dispatch-Storage | EmissionsCost | 0 | [6 empty] | 0.67556 | 0
LCP_Inputs_ON_Diverse_IEA_2023_05_05 | 2030 | Battery Storage | Storage | Electricity | PJ | Dispatch-Storage | FuelCost | 0 | [6 empty] | 0.67556 | 0
LCP_Inputs_ON_Diverse_IEA_2023_05_05 | 2030 | Battery Storage | Storage | Electricity | PJ | Dispatch-Storage | VOM | 0 | [6 empty] | 0.67556 | 0
LCP_Inputs_ON_Diverse_IEA_2023_05_05 | 2030 | Battery Storage | Storage | Electricity | QC | Dispatch-Storage | EmissionsCost | 0 | [6 empty] | 0.67556 | 0
LCP_Inputs_ON_Diverse_IEA_2023_05_05 | 2030 | Battery Storage | Storage | Electricity | QC | Dispatch-Storage | FuelCost | 0 | [6 empty] | 0.67556 | 0
LCP_Inputs_ON_Diverse_IEA_2023_05_05 | 2030 | Battery Storage | Storage | Electricity | QC | Dispatch-Storage | VOM | 0 | [6 empty] | 0.67556 | 0
LCP_Inputs_ON_Diverse_IEA_2023_05_05 | 2030 | Battery Storage | Storage | Electricity | WC | Dispatch-Storage | EmissionsCost | 0 | [6 empty] | 0.67556 | 0
LCP_Inputs_ON_Diverse_IEA_2023_05_05 | 2030 | Battery Storage | Storage | Electricity | WC | Dispatch-Storage | FuelCost | 0 | [6 empty] | 0.67556 | 0
LCP_Inputs_ON_Diverse_IEA_2023_05_05 | 2030 | Battery Storage | Storage | Electricity | WC | Dispatch-Storage | VOM | 0 | [6 empty] | 0.67556 | 0
LCP_Inputs_ON_Diverse_IEA_2023_05_05 | 2030 | Biomass | Generation | Electricity | MI | Dispatch-Generation | EmissionsCost | 0 | [6 empty] | 0.67556 | 0
LCP_Inputs_ON_Diverse_IEA_2023_05_05 | 2030 | Biomass | Generation | Electricity | MI | Dispatch-Generation | FuelCost | 0 | [6 empty] | 0.67556 | 0
LCP_Inputs_ON_Diverse_IEA_2023_05_05 | 2030 | Biomass | Generation | Electricity | MI | Dispatch-Generation | VOM | 0 | [6 empty] | 0.67556 | 0
LCP_Inputs_ON_Diverse_IEA_2023_05_05 | 2030 | Biomass | Generation | Electricity | NY | Dispatch-Generation | EmissionsCost | 0 | [6 empty] | 0.67556 | 0
LCP_Inputs_ON_Diverse_IEA_2023_05_05 | 2030 | Biomass | Generation | Electricity | NY | Dispatch-Generation | FuelCost | 0 | [6 empty] | 0.67556 | 0
LCP_Inputs_ON_Diverse_IEA_2023_05_05 | 2030 | Biomass | Generation | Electricity | NY | Dispatch-Generation | VOM | 0 | [6 empty] | 0.67556 | 0
LCP_Inputs_ON_Diverse_IEA_2023_05_05 | 2030 | Biomass | Generation | Electricity | ON | Dispatch-Generation | EmissionsCost | 0 | [6 empty] | 0.67556 | 0
LCP_Inputs_ON_Diverse_IEA_2023_05_05 | 2030 | Biomass | Generation | Electricity | ON | Dispatch-Generation | FuelCost | 0 | [6 empty] | 0.67556 | 0
LCP_Inputs_ON_Diverse_IEA_2023_05_05 | 2030 | Biomass | Generation | Electricity | ON | Dispatch-Generation | VOM | 0 | [6 empty] | 0.67556 | 0
LCP_Inputs_ON_Diverse_IEA_2023_05_05 | 2030 | Biomass | Generation | Electricity | PJ | Dispatch-Generation | EmissionsCost | 0 | [6 empty] | 0.67556 | 0
LCP_Inputs_ON_Diverse_IEA_2023_05_05 | 2030 | Biomass | Generation | Electricity | PJ | Dispatch-Generation | FuelCost | 0 | [6 empty] | 0.67556 | 0
LCP_Inputs_ON_Diverse_IEA_2023_05_05 | 2030 | Biomass | Generation | Electricity | PJ | Dispatch-Generation | VOM | 0 | [6 empty] | 0.67556 | 0
LCP_Inputs_ON_Diverse_IEA_2023_05_05 | 2030 | Biomass | Generation | Electricity | QC | Dispatch-Generation | EmissionsCost | 0 | [6 empty] | 0.67556 | 0
LCP_Inputs_ON_Diverse_IEA_2023_05_05 | 2030 | Biomass | Generation | Electricity | QC | Dispatch-Generation | FuelCost | 82244.5648 | [6 empty] | 0.67556 | 55561.4811
LCP_Inputs_ON_Diverse_IEA_2023_05_05 | 2030 | Biomass | Generation | Electricity | QC | Dispatch-Generation | VOM | 1055.4719 | [6 empty] | 0.67556 | 713.039
LCP_Inputs_ON_Diverse_IEA_2023_05_05 | 2030 | Biomass | Generation | Electricity | WC | Dispatch-Generation | EmissionsCost | 0 | [6 empty] | 0.67556 | 0
LCP_Inputs_ON_Diverse_IEA_2023_05_05 | 2030 | Biomass | Generation | Electricity | WC | Dispatch-Generation | FuelCost | 0 | [6 empty] | 0.67556 | 0
LCP_Inputs_ON_Diverse_IEA_2023_05_05 | 2030 | Biomass | Generation | Electricity | WC | Dispatch-Generation | VOM | 0 | [6 empty] | 0.67556 | 0
LCP_Inputs_ON_Diverse_IEA_2023_05_05 | 2030 | Biomass + CCS | Generation | Electricity | MI | Dispatch-Generation | EmissionsCost | 0 | [6 empty] | 0.67556 | 0
LCP_Inputs_ON_Diverse_IEA_2023_05_05 | 2030 | Biomass + CCS | Generation | Electricity | MI | Dispatch-Generation | FuelCost | 0 | [6 empty] | 0.67556 | 0
LCP_Inputs_ON_Diverse_IEA_2023_05_05 | 2030 | Biomass + CCS | Generation | Electricity | MI | Dispatch-Generation | VOM | 0 | [6 empty] | 0.67556 | 0
LCP_Inputs_ON_Diverse_IEA_2023_05_05 | 2030 | Biomass + CCS | Generation | Electricity | NY | Dispatch-Generation | EmissionsCost | 0 | [6 empty] | 0.67556 | 0
LCP_Inputs_ON_Diverse_IEA_2023_05_05 | 2030 | Biomass + CCS | Generation | Electricity | NY | Dispatch-Generation | FuelCost | 0 | [6 empty] | 0.67556 | 0
LCP_Inputs_ON_Diverse_IEA_2023_05_05 | 2030 | Biomass + CCS | Generation | Electricity | NY | Dispatch-Generation | VOM | 0 | [6 empty] | 0.67556 | 0
LCP_Inputs_ON_Diverse_IEA_2023_05_05 | 2030 | Biomass + CCS | Generation | Electricity | ON | Dispatch-Generation | EmissionsCost | 0 | [6 empty] | 0.67556 | 0
LCP_Inputs_ON_Diverse_IEA_2023_05_05 | 2030 | Biomass + CCS | Generation | Electricity | ON | Dispatch-Generation | FuelCost | 0 | [6 empty] | 0.67556 | 0
LCP_Inputs_ON_Diverse_IEA_2023_05_05 | 2030 | Biomass + CCS | Generation | Electricity | ON | Dispatch-Generation | VOM | 0 | [6 empty] | 0.67556 | 0
LCP_Inputs_ON_Diverse_IEA_2023_05_05 | 2030 | Biomass + CCS | Generation | Electricity | PJ | Dispatch-Generation | EmissionsCost | 0 | [6 empty] | 0.67556 | 0
LCP_Inputs_ON_Diverse_IEA_2023_05_05 | 2030 | Biomass + CCS | Generation | Electricity | PJ | Dispatch-Generation | FuelCost | 0 | [6 empty] | 0.67556 | 0
LCP_Inputs_ON_Diverse_IEA_2023_05_05 | 2030 | Biomass + CCS | Generation | Electricity | PJ | Dispatch-Generation | VOM | 0 | [6 empty] | 0.67556 | 0
LCP_Inputs_ON_Diverse_IEA_2023_05_05 | 2030 | Biomass + CCS | Generation | Electricity | QC | Dispatch-Generation | EmissionsCost | 0 | [6 empty] | 0.67556 | 0
LCP_Inputs_ON_Diverse_IEA_2023_05_05 | 2030 | Biomass + CCS | Generation | Electricity | QC | Dispatch-Generation | FuelCost | 0 | [6 empty] | 0.67556 | 0
LCP_Inputs_ON_Diverse_IEA_2023_05_05 | 2030 | Biomass + CCS | Generation | Electricity | QC | Dispatch-Generation | VOM | 0 | [6 empty] | 0.67556 | 0
LCP_Inputs_ON_Diverse_IEA_2023_05_05 | 2030 | Biomass + CCS | Generation | Electricity | WC | Dispatch-Generation | EmissionsCost | 0 | [6 empty] | 0.67556 | 0
LCP_Inputs_ON_Diverse_IEA_2023_05_05 | 2030 | Biomass + CCS | Generation | Electricity | WC | Dispatch-Generation | FuelCost | 0 | [6 empty] | 0.67556 | 0
LCP_Inputs_ON_Diverse_IEA_2023_05_05 | 2030 | Biomass + CCS | Generation | Electricity | WC | Dispatch-Generation | VOM | 0 | [6 empty] | 0.67556 | 0
LCP_Inputs_ON_Diverse_IEA_2023_05_05 | 2030 | CH4 + CCS | Generation | Methane | MI | Dispatch-Generation | EmissionsCost | 0 | [6 empty] | 0.67556 | 0
LCP_Inputs_ON_Diverse_IEA_2023_05_05 | 2030 | CH4 + CCS | Generation | Methane | MI | Dispatch-Generation | FuelCost | 0 | [6 empty] | 0.67556 | 0
LCP_Inputs_ON_Diverse_IEA_2023_05_05 | 2030 | CH4 + CCS | Generation | Methane | MI | Dispatch-Generation | VOM | 0 | [6 empty] | 0.67556 | 0
LCP_Inputs_ON_Diverse_IEA_2023_05_05 | 2030 | CH4 + CCS | Generation | Methane | NY | Dispatch-Generation | EmissionsCost | 0 | [6 empty] | 0.67556 | 0
LCP_Inputs_ON_Diverse_IEA_2023_05_05 | 2030 | CH4 + CCS | Generation | Methane | NY | Dispatch-Generation | FuelCost | 0 | [6 empty] | 0.67556 | 0
LCP_Inputs_ON_Diverse_IEA_2023_05_05 | 2030 | CH4 + CCS | Generation | Methane | NY | Dispatch-Generation | VOM | 0 | [6 empty] | 0.67556 | 0
LCP_Inputs_ON_Diverse_IEA_2023_05_05 | 2030 | CH4 + CCS | Generation | Methane | ON | Dispatch-Generation | EmissionsCost | 36250644.3017 | [6 empty] | 0.67556 | 24489636.3871
LCP_Inputs_ON_Diverse_IEA_2023_05_05 | 2030 | CH4 + CCS | Generation | Methane | ON | Dispatch-Generation | FuelCost | 171398728.1399 | [6 empty] | 0.67556 | 115790839.3136
LCP_Inputs_ON_Diverse_IEA_2023_05_05 | 2030 | CH4 + CCS | Generation | Methane | ON | Dispatch-Generation | VOM | 19178821.6667 | [6 empty] | 0.67556 | 12956524.7183
LCP_Inputs_ON_Diverse_IEA_2023_05_05 | 2030 | CH4 + CCS | Generation | Methane | PJ | Dispatch-Generation | EmissionsCost | 0 | [6 empty] | 0.67556 | 0
LCP_Inputs_ON_Diverse_IEA_2023_05_05 | 2030 | CH4 + CCS | Generation | Methane | PJ | Dispatch-Generation | FuelCost | 0 | [6 empty] | 0.67556 | 0
LCP_Inputs_ON_Diverse_IEA_2023_05_05 | 2030 | CH4 + CCS | Generation | Methane | PJ | Dispatch-Generation | VOM | 0 | [6 empty] | 0.67556 | 0
LCP_Inputs_ON_Diverse_IEA_2023_05_05 | 2030 | CH4 + CCS | Generation | Methane | QC | Dispatch-Generation | EmissionsCost | 0 | [6 empty] | 0.67556 | 0
LCP_Inputs_ON_Diverse_IEA_2023_05_05 | 2030 | CH4 + CCS | Generation | Methane | QC | Dispatch-Generation | FuelCost | 0 | [6 empty] | 0.67556 | 0
LCP_Inputs_ON_Diverse_IEA_2023_05_05 | 2030 | CH4 + CCS | Generation | Methane | QC | Dispatch-Generation | VOM | 0 | [6 empty] | 0.67556 | 0
LCP_Inputs_ON_Diverse_IEA_2023_05_05 | 2030 | CH4 + CCS | Generation | Methane | WC | Dispatch-Generation | EmissionsCost | 0 | [6 empty] | 0.67556 | 0
LCP_Inputs_ON_Diverse_IEA_2023_05_05 | 2030 | CH4 + CCS | Generation | Methane | WC | Dispatch-Generation | FuelCost | 0 | [6 empty] | 0.67556 | 0
LCP_Inputs_ON_Diverse_IEA_2023_05_05 | 2030 | CH4 + CCS | Generation | Methane | WC | Dispatch-Generation | VOM | 0 | [6 empty] | 0.67556 | 0
LCP_Inputs_ON_Diverse_IEA_2023_05_05 | 2030 | CH4 Import - NY 2020 | Import | Methane | MI | Dispatch-Import | EmissionsCost | 0 | [6 empty] | 0.67556 | 0
LCP_Inputs_ON_Diverse_IEA_2023_05_05 | 2030 | CH4 Import - NY 2020 | Import | Methane | MI | Dispatch-Import | FuelCost | 0 | [6 empty] | 0.67556 | 0
LCP_Inputs_ON_Diverse_IEA_2023_05_05 | 2030 | CH4 Import - NY 2020 | Import | Methane | MI | Dispatch-Import | VOM | 0 | [6 empty] | 0.67556 | 0
LCP_Inputs_ON_Diverse_IEA_2023_05_05 | 2030 | CH4 Import - NY 2020 | Import | Methane | NY | Dispatch-Import | EmissionsCost | 0 | [6 empty] | 0.67556 | 0
LCP_Inputs_ON_Diverse_IEA_2023_05_05 | 2030 | CH4 Import - NY 2020 | Import | Methane | NY | Dispatch-Import | FuelCost | 0 | [6 empty] | 0.67556 | 0
LCP_Inputs_ON_Diverse_IEA_2023_05_05 | 2030 | CH4 Import - NY 2020 | Import | Methane | NY | Dispatch-Import | VOM | 0 | [6 empty] | 0.67556 | 0
LCP_Inputs_ON_Diverse_IEA_2023_05_05 | 2030 | CH4 Import - NY 2020 | Import | Methane | ON | Dispatch-Import | EmissionsCost | 0 | [6 empty] | 0.67556 | 0
LCP_Inputs_ON_Diverse_IEA_2023_05_05 | 2030 | CH4 Import - NY 2020 | Import | Methane | ON | Dispatch-Import | FuelCost | 0 | [6 empty] | 0.67556 | 0
LCP_Inputs_ON_Diverse_IEA_2023_05_05 | 2030 | CH4 Import - NY 2020 | Import | Methane | ON | Dispatch-Import | VOM | 0 | [6 empty] | 0.67556 | 0
LCP_Inputs_ON_Diverse_IEA_2023_05_05 | 2030 | CH4 Import - NY 2020 | Import | Methane | PJ | Dispatch-Import | EmissionsCost | 0 | [6 empty] | 0.67556 | 0
LCP_Inputs_ON_Diverse_IEA_2023_05_05 | 2030 | CH4 Import - NY 2020 | Import | Methane | PJ | Dispatch-Import | FuelCost | 0 | [6 empty] | 0.67556 | 0
LCP_Inputs_ON_Diverse_IEA_2023_05_05 | 2030 | CH4 Import - NY 2020 | Import | Methane | PJ | Dispatch-Import | VOM | 0 | [6 empty] | 0.67556 | 0
LCP_Inputs_ON_Diverse_IEA_2023_05_05 | 2030 | CH4 Import - NY 2020 | Import | Methane | QC | Dispatch-Import | EmissionsCost | 0 | [6 empty] | 0.67556 | 0
LCP_Inputs_ON_Diverse_IEA_2023_05_05 | 2030 | CH4 Import - NY 2020 | Import | Methane | QC | Dispatch-Import | FuelCost | 0 | [6 empty] | 0.67556 | 0
LCP_Inputs_ON_Diverse_IEA_2023_05_05 | 2030 | CH4 Import - NY 2020 | Import | Methane | QC | Dispatch-Import | VOM | 0 | [6 empty] | 0.67556 | 0
LCP_Inputs_ON_Diverse_IEA_2023_05_05 | 2030 | CH4 Import - NY 2020 | Import | Methane | WC | Dispatch-Import | EmissionsCost | 0 | [6 empty] | 0.67556 | 0
LCP_Inputs_ON_Diverse_IEA_2023_05_05 | 2030 | CH4 Import - NY 2020 | Import | Methane | WC | Dispatch-Import | FuelCost | 0 | [6 empty] | 0.67556 | 0
LCP_Inputs_ON_Diverse_IEA_2023_05_05 | 2030 | CH4 Import - NY 2020 | Import | Methane | WC | Dispatch-Import | VOM | 0 | [6 empty] | 0.67556 | 0
LCP_Inputs_ON_Diverse_IEA_2023_05_05 | 2030 | CH4 Import - NY 2030 | Import | Methane | MI | Dispatch-Import | EmissionsCost | 0 | [6 empty] | 0.67556 | 0
LCP_Inputs_ON_Diverse_IEA_2023_05_05 | 2030 | CH4 Import - NY 2030 | Import | Methane | MI | Dispatch-Import | FuelCost | 0 | [6 empty] | 0.67556 | 0
LCP_Inputs_ON_Diverse_IEA_2023_05_05 | 2030 | CH4 Import - NY 2030 | Import | Methane | MI | Dispatch-Import | VOM | 0 | [6 empty] | 0.67556 | 0
LCP_Inputs_ON_Diverse_IEA_2023_05_05 | 2030 | CH4 Import - NY 2030 | Import | Methane | NY | Dispatch-Import | EmissionsCost | 1400246087.116 | [6 empty] | 0.67556 | 945956083.9941
LCP_Inputs_ON_Diverse_IEA_2023_05_05 | 2030 | CH4 Import - NY 2030 | Import | Methane | NY | Dispatch-Import | FuelCost | 644356120.8267 | [6 empty] | 0.67556 | 435303907.1941
LCP_Inputs_ON_Diverse_IEA_2023_05_05 | 2030 | CH4 Import - NY 2030 | Import | Methane | NY | Dispatch-Import | VOM | 0 | [6 empty] | 0.67556 | 0
LCP_Inputs_ON_Diverse_IEA_2023_05_05 | 2030 | CH4 Import - NY 2030 | Import | Methane | ON | Dispatch-Import | EmissionsCost | 0 | [6 empty] | 0.67556 | 0
LCP_Inputs_ON_Diverse_IEA_2023_05_05 | 2030 | CH4 Import - NY 2030 | Import | Methane | ON | Dispatch-Import | FuelCost | 0 | [6 empty] | 0.67556 | 0
LCP_Inputs_ON_Diverse_IEA_2023_05_05 | 2030 | CH4 Import - NY 2030 | Import | Methane | ON | Dispatch-Import | VOM | 0 | [6 empty] | 0.67556 | 0
LCP_Inputs_ON_Diverse_IEA_2023_05_05 | 2030 | CH4 Import - NY 2030 | Import | Methane | PJ | Dispatch-Import | EmissionsCost | 0 | [6 empty] | 0.67556 | 0
LCP_Inputs_ON_Diverse_IEA_2023_05_05 | 2030 | CH4 Import - NY 2030 | Import | Methane | PJ | Dispatch-Import | FuelCost | 0 | [6 empty] | 0.67556 | 0
LCP_Inputs_ON_Diverse_IEA_2023_05_05 | 2030 | CH4 Import - NY 2030 | Import | Methane | PJ | Dispatch-Import | VOM | 0 | [6 empty] | 0.67556 | 0
LCP_Inputs_ON_Diverse_IEA_2023_05_05 | 2030 | CH4 Import - NY 2030 | Import | Methane | QC | Dispatch-Import | EmissionsCost | 0 | [6 empty] | 0.67556 | 0
LCP_Inputs_ON_Diverse_IEA_2023_05_05 | 2030 | CH4 Import - NY 2030 | Import | Methane | QC | Dispatch-Import | FuelCost | 0 | [6 empty] | 0.67556 | 0
LCP_Inputs_ON_Diverse_IEA_2023_05_05 | 2030 | CH4 Import - NY 2030 | Import | Methane | QC | Dispatch-Import | VOM | 0 | [6 empty] | 0.67556 | 0
LCP_Inputs_ON_Diverse_IEA_2023_05_05 | 2030 | CH4 Import - NY 2030 | Import | Methane | WC | Dispatch-Import | EmissionsCost | 0 | [6 empty] | 0.67556 | 0
LCP_Inputs_ON_Diverse_IEA_2023_05_05 | 2030 | CH4 Import - NY 2030 | Import | Methane | WC | Dispatch-Import | FuelCost | 0 | [6 empty] | 0.67556 | 0
LCP_Inputs_ON_Diverse_IEA_2023_05_05 | 2030 | CH4 Import - NY 2030 | Import | Methane | WC | Dispatch-Import | VOM | 0 | [6 empty] | 0.67556 | 0
LCP_Inputs_ON_Diverse_IEA_2023_05_05 | 2030 | CH4 Import - NY 2040 | Import | Methane | MI | Dispatch-Import | EmissionsCost | 0 | [6 empty] | 0.67556 | 0
LCP_Inputs_ON_Diverse_IEA_2023_05_05 | 2030 | CH4 Import - NY 2040 | Import | Methane | MI | Dispatch-Import | FuelCost | 0 | [6 empty] | 0.67556 | 0
LCP_Inputs_ON_Diverse_IEA_2023_05_05 | 2030 | CH4 Import - NY 2040 | Import | Methane | MI | Dispatch-Import | VOM | 0 | [6 empty] | 0.67556 | 0
LCP_Inputs_ON_Diverse_IEA_2023_05_05 | 2030 | CH4 Import - NY 2040 | Import | Methane | NY | Dispatch-Import | EmissionsCost | 0 | [6 empty] | 0.67556 | 0
LCP_Inputs_ON_Diverse_IEA_2023_05_05 | 2030 | CH4 Import - NY 2040 | Import | Methane | NY | Dispatch-Import | FuelCost | 0 | [6 empty] | 0.67556 | 0
LCP_Inputs_ON_Diverse_IEA_2023_05_05 | 2030 | CH4 Import - NY 2040 | Import | Methane | NY | Dispatch-Import | VOM | 0 | [6 empty] | 0.67556 | 0
LCP_Inputs_ON_Diverse_IEA_2023_05_05 | 2030 | CH4 Import - NY 2040 | Import | Methane | ON | Dispatch-Import | EmissionsCost | 0 | [6 empty] | 0.67556 | 0
LCP_Inputs_ON_Diverse_IEA_2023_05_05 | 2030 | CH4 Import - NY 2040 | Import | Methane | ON | Dispatch-Import | FuelCost | 0 | [6 empty] | 0.67556 | 0
LCP_Inputs_ON_Diverse_IEA_2023_05_05 | 2030 | CH4 Import - NY 2040 | Import | Methane | ON | Dispatch-Import | VOM | 0 | [6 empty] | 0.67556 | 0
LCP_Inputs_ON_Diverse_IEA_2023_05_05 | 2030 | CH4 Import - NY 2040 | Import | Methane | PJ | Dispatch-Import | EmissionsCost | 0 | [6 empty] | 0.67556 | 0
LCP_Inputs_ON_Diverse_IEA_2023_05_05 | 2030 | CH4 Import - NY 2040 | Import | Methane | PJ | Dispatch-Import | FuelCost | 0 | [6 empty] | 0.67556 | 0
LCP_Inputs_ON_Diverse_IEA_2023_05_05 | 2030 | CH4 Import - NY 2040 | Import | Methane | PJ | Dispatch-Import | VOM | 0 | [6 empty] | 0.67556 | 0
LCP_Inputs_ON_Diverse_IEA_2023_05_05 | 2030 | CH4 Import - NY 2040 | Import | Methane | QC | Dispatch-Import | EmissionsCost | 0 | [6 empty] | 0.67556 | 0
LCP_Inputs_ON_Diverse_IEA_2023_05_05 | 2030 | CH4 Import - NY 2040 | Import | Methane | QC | Dispatch-Import | FuelCost | 0 | [6 empty] | 0.67556 | 0
LCP_Inputs_ON_Diverse_IEA_2023_05_05 | 2030 | CH4 Import - NY 2040 | Import | Methane | QC | Dispatch-Import | VOM | 0 | [6 empty] | 0.67556 | 0
LCP_Inputs_ON_Diverse_IEA_2023_05_05 | 2030 | CH4 Import - NY 2040 | Import | Methane | WC | Dispatch-Import | EmissionsCost | 0 | [6 empty] | 0.67556 | 0
LCP_Inputs_ON_Diverse_IEA_2023_05_05 | 2030 | CH4 Import - NY 2040 | Import | Methane | WC | Dispatch-Import | FuelCost | 0 | [6 empty] | 0.67556 | 0
LCP_Inputs_ON_Diverse_IEA_2023_05_05 | 2030 | CH4 Import - NY 2040 | Import | Methane | WC | Dispatch-Import | VOM | 0 | [6 empty] | 0.67556 | 0
LCP_Inputs_ON_Diverse_IEA_2023_05_05 | 2030 | CH4 Import - NY 2050 | Import | Methane | MI | Dispatch-Import | EmissionsCost | 0 | [6 empty] | 0.67556 | 0
LCP_Inputs_ON_Diverse_IEA_2023_05_05 | 2030 | CH4 Import - NY 2050 | Import | Methane | MI | Dispatch-Import | FuelCost | 0 | [6 empty] | 0.67556 | 0
LCP_Inputs_ON_Diverse_IEA_2023_05_05 | 2030 | CH4 Import - NY 2050 | Import | Methane | MI | Dispatch-Import | VOM | 0 | [6 empty] | 0.67556 | 0
LCP_Inputs_ON_Diverse_IEA_2023_05_05 | 2030 | CH4 Import - NY 2050 | Import | Methane | NY | Dispatch-Import | EmissionsCost | 0 | [6 empty] | 0.67556 | 0
LCP_Inputs_ON_Diverse_IEA_2023_05_05 | 2030 | CH4 Import - NY 2050 | Import | Methane | NY | Dispatch-Import | FuelCost | 0 | [6 empty] | 0.67556 | 0
LCP_Inputs_ON_Diverse_IEA_2023_05_05 | 2030 | CH4 Import - NY 2050 | Import | Methane | NY | Dispatch-Import | VOM | 0 | [6 empty] | 0.67556 | 0
LCP_Inputs_ON_Diverse_IEA_2023_05_05 | 2030 | CH4 Import - NY 2050 | Import | Methane | ON | Dispatch-Import | EmissionsCost | 0 | [6 empty] | 0.67556 | 0
LCP_Inputs_ON_Diverse_IEA_2023_05_05 | 2030 | CH4 Import - NY 2050 | Import | Methane | ON | Dispatch-Import | FuelCost | 0 | [6 empty] | 0.67556 | 0
LCP_Inputs_ON_Diverse_IEA_2023_05_05 | 2030 | CH4 Import - NY 2050 | Import | Methane | ON | Dispatch-Import | VOM | 0 | [6 empty] | 0.67556 | 0
LCP_Inputs_ON_Diverse_IEA_2023_05_05 | 2030 | CH4 Import - NY 2050 | Import | Methane | PJ | Dispatch-Import | EmissionsCost | 0 | [6 empty] | 0.67556 | 0
LCP_Inputs_ON_Diverse_IEA_2023_05_05 | 2030 | CH4 Import - NY 2050 | Import | Methane | PJ | Dispatch-Import | FuelCost | 0 | [6 empty] | 0.67556 | 0
LCP_Inputs_ON_Diverse_IEA_2023_05_05 | 2030 | CH4 Import - NY 2050 | Import | Methane | PJ | Dispatch-Import | VOM | 0 | [6 empty] | 0.67556 | 0
LCP_Inputs_ON_Diverse_IEA_2023_05_05 | 2030 | CH4 Import - NY 2050 | Import | Methane | QC | Dispatch-Import | EmissionsCost | 0 | [6 empty] | 0.67556 | 0
LCP_Inputs_ON_Diverse_IEA_2023_05_05 | 2030 | CH4 Import - NY 2050 | Import | Methane | QC | Dispatch-Import | FuelCost | 0 | [6 empty] | 0.67556 | 0
LCP_Inputs_ON_Diverse_IEA_2023_05_05 | 2030 | CH4 Import - NY 2050 | Import | Methane | QC | Dispatch-Import | VOM | 0 | [6 empty] | 0.67556 | 0
LCP_Inputs_ON_Diverse_IEA_2023_05_05 | 2030 | CH4 Import - NY 2050 | Import | Methane | WC | Dispatch-Import | EmissionsCost | 0 | [6 empty] | 0.67556 | 0
LCP_Inputs_ON_Diverse_IEA_2023_05_05 | 2030 | CH4 Import - NY 2050 | Import | Methane | WC | Dispatch-Import | FuelCost | 0 | [6 empty] | 0.67556 | 0
LCP_Inputs_ON_Diverse_IEA_2023_05_05 | 2030 | CH4 Import - NY 2050 | Import | Methane | WC | Dispatch-Import | VOM | 0 | [6 empty] | 0.67556 | 0
LCP_Inputs_ON_Diverse_IEA_2023_05_05 | 2030 | CH4 Import - WC 2020 | Import | Methane | MI | Dispatch-Import | EmissionsCost | 0 | [6 empty] | 0.67556 | 0
LCP_Inputs_ON_Diverse_IEA_2023_05_05 | 2030 | CH4 Import - WC 2020 | Import | Methane | MI | Dispatch-Import | FuelCost | 0 | [6 empty] | 0.67556 | 0
LCP_Inputs_ON_Diverse_IEA_2023_05_05 | 2030 | CH4 Import - WC 2020 | Import | Methane | MI | Dispatch-Import | VOM | 0 | [6 empty] | 0.67556 | 0
LCP_Inputs_ON_Diverse_IEA_2023_05_05 | 2030 | CH4 Import - WC 2020 | Import | Methane | NY | Dispatch-Import | EmissionsCost | 0 | [6 empty] | 0.67556 | 0
LCP_Inputs_ON_Diverse_IEA_2023_05_05 | 2030 | CH4 Import - WC 2020 | Import | Methane | NY | Dispatch-Import | FuelCost | 0 | [6 empty] | 0.67556 | 0
LCP_Inputs_ON_Diverse_IEA_2023_05_05 | 2030 | CH4 Import - WC 2020 | Import | Methane | NY | Dispatch-Import | VOM | 0 | [6 empty] | 0.67556 | 0
LCP_Inputs_ON_Diverse_IEA_2023_05_05 | 2030 | CH4 Import - WC 2020 | Import | Methane | ON | Dispatch-Import | EmissionsCost | 0 | [6 empty] | 0.67556 | 0
LCP_Inputs_ON_Diverse_IEA_2023_05_05 | 2030 | CH4 Import - WC 2020 | Import | Methane | ON | Dispatch-Import | FuelCost | 0 | [6 empty] | 0.67556 | 0
LCP_Inputs_ON_Diverse_IEA_2023_05_05 | 2030 | CH4 Import - WC 2020 | Import | Methane | ON | Dispatch-Import | VOM | 0 | [6 empty] | 0.67556 | 0
LCP_Inputs_ON_Diverse_IEA_2023_05_05 | 2030 | CH4 Import - WC 2020 | Import | Methane | PJ | Dispatch-Import | EmissionsCost | 0 | [6 empty] | 0.67556 | 0
LCP_Inputs_ON_Diverse_IEA_2023_05_05 | 2030 | CH4 Import - WC 2020 | Import | Methane | PJ | Dispatch-Import | FuelCost | 0 | [6 empty] | 0.67556 | 0
LCP_Inputs_ON_Diverse_IEA_2023_05_05 | 2030 | CH4 Import - WC 2020 | Import | Methane | PJ | Dispatch-Import | VOM | 0 | [6 empty] | 0.67556 | 0
LCP_Inputs_ON_Diverse_IEA_2023_05_05 | 2030 | CH4 Import - WC 2020 | Import | Methane | QC | Dispatch-Import | EmissionsCost | 0 | [6 empty] | 0.67556 | 0
LCP_Inputs_ON_Diverse_IEA_2023_05_05 | 2030 | CH4 Import - WC 2020 | Import | Methane | QC | Dispatch-Import | FuelCost | 0 | [6 empty] | 0.67556 | 0
LCP_Inputs_ON_Diverse_IEA_2023_05_05 | 2030 | CH4 Import - WC 2020 | Import | Methane | QC | Dispatch-Import | VOM | 0 | [6 empty] | 0.67556 | 0
LCP_Inputs_ON_Diverse_IEA_2023_05_05 | 2030 | CH4 Import - WC 2020 | Import | Methane | WC | Dispatch-Import | EmissionsCost | 0 | [6 empty] | 0.67556 | 0
LCP_Inputs_ON_Diverse_IEA_2023_05_05 | 2030 | CH4 Import - WC 2020 | Import | Methane | WC | Dispatch-Import | FuelCost | 0 | [6 empty] | 0.67556 | 0
LCP_Inputs_ON_Diverse_IEA_2023_05_05 | 2030 | CH4 Import - WC 2020 | Import | Methane | WC | Dispatch-Import | VOM | 0 | [6 empty] | 0.67556 | 0
LCP_Inputs_ON_Diverse_IEA_2023_05_05 | 2030 | CH4 Import - WC 2030 | Import | Methane | MI | Dispatch-Import | EmissionsCost | 0 | [6 empty] | 0.67556 | 0
LCP_Inputs_ON_Diverse_IEA_2023_05_05 | 2030 | CH4 Import - WC 2030 | Import | Methane | MI | Dispatch-Import | FuelCost | 0 | [6 empty] | 0.67556 | 0
LCP_Inputs_ON_Diverse_IEA_2023_05_05 | 2030 | CH4 Import - WC 2030 | Import | Methane | MI | Dispatch-Import | VOM | 0 | [6 empty] | 0.67556 | 0
LCP_Inputs_ON_Diverse_IEA_2023_05_05 | 2030 | CH4 Import - WC 2030 | Import | Methane | NY | Dispatch-Import | EmissionsCost | 0 | [6 empty] | 0.67556 | 0
LCP_Inputs_ON_Diverse_IEA_2023_05_05 | 2030 | CH4 Import - WC 2030 | Import | Methane | NY | Dispatch-Import | FuelCost | 0 | [6 empty] | 0.67556 | 0
LCP_Inputs_ON_Diverse_IEA_2023_05_05 | 2030 | CH4 Import - WC 2030 | Import | Methane | NY | Dispatch-Import | VOM | 0 | [6 empty] | 0.67556 | 0
LCP_Inputs_ON_Diverse_IEA_2023_05_05 | 2030 | CH4 Import - WC 2030 | Import | Methane | ON | Dispatch-Import | EmissionsCost | 0 | [6 empty] | 0.67556 | 0
LCP_Inputs_ON_Diverse_IEA_2023_05_05 | 2030 | CH4 Import - WC 2030 | Import | Methane | ON | Dispatch-Import | FuelCost | 0 | [6 empty] | 0.67556 | 0
LCP_Inputs_ON_Diverse_IEA_2023_05_05 | 2030 | CH4 Import - WC 2030 | Import | Methane | ON | Dispatch-Import | VOM | 0 | [6 empty] | 0.67556 | 0
LCP_Inputs_ON_Diverse_IEA_2023_05_05 | 2030 | CH4 Import - WC 2030 | Import | Methane | PJ | Dispatch-Import | EmissionsCost | 0 | [6 empty] | 0.67556 | 0
LCP_Inputs_ON_Diverse_IEA_2023_05_05 | 2030 | CH4 Import - WC 2030 | Import | Methane | PJ | Dispatch-Import | FuelCost | 0 | [6 empty] | 0.67556 | 0
LCP_Inputs_ON_Diverse_IEA_2023_05_05 | 2030 | CH4 Import - WC 2030 | Import | Methane | PJ | Dispatch-Import | VOM | 0 | [6 empty] | 0.67556 | 0
LCP_Inputs_ON_Diverse_IEA_2023_05_05 | 2030 | CH4 Import - WC 2030 | Import | Methane | QC | Dispatch-Import | EmissionsCost | 0 | [6 empty] | 0.67556 | 0
LCP_Inputs_ON_Diverse_IEA_2023_05_05 | 2030 | CH4 Import - WC 2030 | Import | Methane | QC | Dispatch-Import | FuelCost | 0 | [6 empty] | 0.67556 | 0
LCP_Inputs_ON_Diverse_IEA_2023_05_05 | 2030 | CH4 Import - WC 2030 | Import | Methane | QC | Dispatch-Import | VOM | 0 | [6 empty] | 0.67556 | 0
LCP_Inputs_ON_Diverse_IEA_2023_05_05 | 2030 | CH4 Import - WC 2030 | Import | Methane | WC | Dispatch-Import | EmissionsCost | 5194715136.4488 | [6 empty] | 0.67556 | 3509363413.4419
LCP_Inputs_ON_Diverse_IEA_2023_05_05 | 2030 | CH4 Import - WC 2030 | Import | Methane | WC | Dispatch-Import | FuelCost | 2390470164.4381 | [6 empty] | 0.67556 | 1614915989.7415
LCP_Inputs_ON_Diverse_IEA_2023_05_05 | 2030 | CH4 Import - WC 2030 | Import | Methane | WC | Dispatch-Import | VOM | 0 | [6 empty] | 0.67556 | 0
LCP_Inputs_ON_Diverse_IEA_2023_05_05 | 2030 | CH4 Import - WC 2040 | Import | Methane | MI | Dispatch-Import | EmissionsCost | 0 | [6 empty] | 0.67556 | 0
LCP_Inputs_ON_Diverse_IEA_2023_05_05 | 2030 | CH4 Import - WC 2040 | Import | Methane | MI | Dispatch-Import | FuelCost | 0 | [6 empty] | 0.67556 | 0
LCP_Inputs_ON_Diverse_IEA_2023_05_05 | 2030 | CH4 Import - WC 2040 | Import | Methane | MI | Dispatch-Import | VOM | 0 | [6 empty] | 0.67556 | 0
LCP_Inputs_ON_Diverse_IEA_2023_05_05 | 2030 | CH4 Import - WC 2040 | Import | Methane | NY | Dispatch-Import | EmissionsCost | 0 | [6 empty] | 0.67556 | 0
LCP_Inputs_ON_Diverse_IEA_2023_05_05 | 2030 | CH4 Import - WC 2040 | Import | Methane | NY | Dispatch-Import | FuelCost | 0 | [6 empty] | 0.67556 | 0
LCP_Inputs_ON_Diverse_IEA_2023_05_05 | 2030 | CH4 Import - WC 2040 | Import | Methane | NY | Dispatch-Import | VOM | 0 | [6 empty] | 0.67556 | 0
LCP_Inputs_ON_Diverse_IEA_2023_05_05 | 2030 | CH4 Import - WC 2040 | Import | Methane | ON | Dispatch-Import | EmissionsCost | 0 | [6 empty] | 0.67556 | 0
LCP_Inputs_ON_Diverse_IEA_2023_05_05 | 2030 | CH4 Import - WC 2040 | Import | Methane | ON | Dispatch-Import | FuelCost | 0 | [6 empty] | 0.67556 | 0
LCP_Inputs_ON_Diverse_IEA_2023_05_05 | 2030 | CH4 Import - WC 2040 | Import | Methane | ON | Dispatch-Import | VOM | 0 | [6 empty] | 0.67556 | 0
LCP_Inputs_ON_Diverse_IEA_2023_05_05 | 2030 | CH4 Import - WC 2040 | Import | Methane | PJ | Dispatch-Import | EmissionsCost | 0 | [6 empty] | 0.67556 | 0
LCP_Inputs_ON_Diverse_IEA_2023_05_05 | 2030 | CH4 Import - WC 2040 | Import | Methane | PJ | Dispatch-Import | FuelCost | 0 | [6 empty] | 0.67556 | 0
LCP_Inputs_ON_Diverse_IEA_2023_05_05 | 2030 | CH4 Import - WC 2040 | Import | Methane | PJ | Dispatch-Import | VOM | 0 | [6 empty] | 0.67556 | 0
LCP_Inputs_ON_Diverse_IEA_2023_05_05 | 2030 | CH4 Import - WC 2040 | Import | Methane | QC | Dispatch-Import | EmissionsCost | 0 | [6 empty] | 0.67556 | 0
LCP_Inputs_ON_Diverse_IEA_2023_05_05 | 2030 | CH4 Import - WC 2040 | Import | Methane | QC | Dispatch-Import | FuelCost | 0 | [6 empty] | 0.67556 | 0
LCP_Inputs_ON_Diverse_IEA_2023_05_05 | 2030 | CH4 Import - WC 2040 | Import | Methane | QC | Dispatch-Import | VOM | 0 | [6 empty] | 0.67556 | 0
LCP_Inputs_ON_Diverse_IEA_2023_05_05 | 2030 | CH4 Import - WC 2040 | Import | Methane | WC | Dispatch-Import | EmissionsCost | 0 | [6 empty] | 0.67556 | 0
LCP_Inputs_ON_Diverse_IEA_2023_05_05 | 2030 | CH4 Import - WC 2040 | Import | Methane | WC | Dispatch-Import | FuelCost | 0 | [6 empty] | 0.67556 | 0
LCP_Inputs_ON_Diverse_IEA_2023_05_05 | 2030 | CH4 Import - WC 2040 | Import | Methane | WC | Dispatch-Import | VOM | 0 | [6 empty] | 0.67556 | 0
LCP_Inputs_ON_Diverse_IEA_2023_05_05 | 2030 | CH4 Import - WC 2050 | Import | Methane | MI | Dispatch-Import | EmissionsCost | 0 | [6 empty] | 0.67556 | 0
LCP_Inputs_ON_Diverse_IEA_2023_05_05 | 2030 | CH4 Import - WC 2050 | Import | Methane | MI | Dispatch-Import | FuelCost | 0 | [6 empty] | 0.67556 | 0
LCP_Inputs_ON_Diverse_IEA_2023_05_05 | 2030 | CH4 Import - WC 2050 | Import | Methane | MI | Dispatch-Import | VOM | 0 | [6 empty] | 0.67556 | 0
LCP_Inputs_ON_Diverse_IEA_2023_05_05 | 2030 | CH4 Import - WC 2050 | Import | Methane | NY | Dispatch-Import | EmissionsCost | 0 | [6 empty] | 0.67556 | 0
LCP_Inputs_ON_Diverse_IEA_2023_05_05 | 2030 | CH4 Import - WC 2050 | Import | Methane | NY | Dispatch-Import | FuelCost | 0 | [6 empty] | 0.67556 | 0
LCP_Inputs_ON_Diverse_IEA_2023_05_05 | 2030 | CH4 Import - WC 2050 | Import | Methane | NY | Dispatch-Import | VOM | 0 | [6 empty] | 0.67556 | 0
LCP_Inputs_ON_Diverse_IEA_2023_05_05 | 2030 | CH4 Import - WC 2050 | Import | Methane | ON | Dispatch-Import | EmissionsCost | 0 | [6 empty] | 0.67556 | 0
LCP_Inputs_ON_Diverse_IEA_2023_05_05 | 2030 | CH4 Import - WC 2050 | Import | Methane | ON | Dispatch-Import | FuelCost | 0 | [6 empty] | 0.67556 | 0
LCP_Inputs_ON_Diverse_IEA_2023_05_05 | 2030 | CH4 Import - WC 2050 | Import | Methane | ON | Dispatch-Import | VOM | 0 | [6 empty] | 0.67556 | 0
LCP_Inputs_ON_Diverse_IEA_2023_05_05 | 2030 | CH4 Import - WC 2050 | Import | Methane | PJ | Dispatch-Import | EmissionsCost | 0 | [6 empty] | 0.67556 | 0
LCP_Inputs_ON_Diverse_IEA_2023_05_05 | 2030 | CH4 Import - WC 2050 | Import | Methane | PJ | Dispatch-Import | FuelCost | 0 | [6 empty] | 0.67556 | 0
LCP_Inputs_ON_Diverse_IEA_2023_05_05 | 2030 | CH4 Import - WC 2050 | Import | Methane | PJ | Dispatch-Import | VOM | 0 | [6 empty] | 0.67556 | 0
LCP_Inputs_ON_Diverse_IEA_2023_05_05 | 2030 | CH4 Import - WC 2050 | Import | Methane | QC | Dispatch-Import | EmissionsCost | 0 | [6 empty] | 0.67556 | 0
LCP_Inputs_ON_Diverse_IEA_2023_05_05 | 2030 | CH4 Import - WC 2050 | Import | Methane | QC | Dispatch-Import | FuelCost | 0 | [6 empty] | 0.67556 | 0
LCP_Inputs_ON_Diverse_IEA_2023_05_05 | 2030 | CH4 Import - WC 2050 | Import | Methane | QC | Dispatch-Import | VOM | 0 | [6 empty] | 0.67556 | 0
LCP_Inputs_ON_Diverse_IEA_2023_05_05 | 2030 | CH4 Import - WC 2050 | Import | Methane | WC | Dispatch-Import | EmissionsCost | 0 | [6 empty] | 0.67556 | 0
LCP_Inputs_ON_Diverse_IEA_2023_05_05 | 2030 | CH4 Import - WC 2050 | Import | Methane | WC | Dispatch-Import | FuelCost | 0 | [6 empty] | 0.67556 | 0
LCP_Inputs_ON_Diverse_IEA_2023_05_05 | 2030 | CH4 Import - WC 2050 | Import | Methane | WC | Dispatch-Import | VOM | 0 | [6 empty] | 0.67556 | 0
LCP_Inputs_ON_Diverse_IEA_2023_05_05 | 2030 | CH4 Salt Cavern Storage - ON | Storage | Methane | MI | Dispatch-Storage | EmissionsCost | 0 | [6 empty] | 0.67556 | 0
LCP_Inputs_ON_Diverse_IEA_2023_05_05 | 2030 | CH4 Salt Cavern Storage - ON | Storage | Methane | MI | Dispatch-Storage | FuelCost | 0 | [6 empty] | 0.67556 | 0
LCP_Inputs_ON_Diverse_IEA_2023_05_05 | 2030 | CH4 Salt Cavern Storage - ON | Storage | Methane | MI | Dispatch-Storage | VOM | 0 | [6 empty] | 0.67556 | 0
LCP_Inputs_ON_Diverse_IEA_2023_05_05 | 2030 | CH4 Salt Cavern Storage - ON | Storage | Methane | NY | Dispatch-Storage | EmissionsCost | 0 | [6 empty] | 0.67556 | 0
LCP_Inputs_ON_Diverse_IEA_2023_05_05 | 2030 | CH4 Salt Cavern Storage - ON | Storage | Methane | NY | Dispatch-Storage | FuelCost | 0 | [6 empty] | 0.67556 | 0
LCP_Inputs_ON_Diverse_IEA_2023_05_05 | 2030 | CH4 Salt Cavern Storage - ON | Storage | Methane | NY | Dispatch-Storage | VOM | 0 | [6 empty] | 0.67556 | 0
LCP_Inputs_ON_Diverse_IEA_2023_05_05 | 2030 | CH4 Salt Cavern Storage - ON | Storage | Methane | ON | Dispatch-Storage | EmissionsCost | 0 | [6 empty] | 0.67556 | 0
LCP_Inputs_ON_Diverse_IEA_2023_05_05 | 2030 | CH4 Salt Cavern Storage - ON | Storage | Methane | ON | Dispatch-Storage | FuelCost | 0 | [6 empty] | 0.67556 | 0
LCP_Inputs_ON_Diverse_IEA_2023_05_05 | 2030 | CH4 Salt Cavern Storage - ON | Storage | Methane | ON | Dispatch-Storage | VOM | 0 | [6 empty] | 0.67556 | 0
LCP_Inputs_ON_Diverse_IEA_2023_05_05 | 2030 | CH4 Salt Cavern Storage - ON | Storage | Methane | PJ | Dispatch-Storage | EmissionsCost | 0 | [6 empty] | 0.67556 | 0
LCP_Inputs_ON_Diverse_IEA_2023_05_05 | 2030 | CH4 Salt Cavern Storage - ON | Storage | Methane | PJ | Dispatch-Storage | FuelCost | 0 | [6 empty] | 0.67556 | 0
LCP_Inputs_ON_Diverse_IEA_2023_05_05 | 2030 | CH4 Salt Cavern Storage - ON | Storage | Methane | PJ | Dispatch-Storage | VOM | 0 | [6 empty] | 0.67556 | 0
LCP_Inputs_ON_Diverse_IEA_2023_05_05 | 2030 | CH4 Salt Cavern Storage - ON | Storage | Methane | QC | Dispatch-Storage | EmissionsCost | 0 | [6 empty] | 0.67556 | 0
LCP_Inputs_ON_Diverse_IEA_2023_05_05 | 2030 | CH4 Salt Cavern Storage - ON | Storage | Methane | QC | Dispatch-Storage | FuelCost | 0 | [6 empty] | 0.67556 | 0
LCP_Inputs_ON_Diverse_IEA_2023_05_05 | 2030 | CH4 Salt Cavern Storage - ON | Storage | Methane | QC | Dispatch-Storage | VOM | 0 | [6 empty] | 0.67556 | 0
LCP_Inputs_ON_Diverse_IEA_2023_05_05 | 2030 | CH4 Salt Cavern Storage - ON | Storage | Methane | WC | Dispatch-Storage | EmissionsCost | 0 | [6 empty] | 0.67556 | 0
LCP_Inputs_ON_Diverse_IEA_2023_05_05 | 2030 | CH4 Salt Cavern Storage - ON | Storage | Methane | WC | Dispatch-Storage | FuelCost | 0 | [6 empty] | 0.67556 | 0
LCP_Inputs_ON_Diverse_IEA_2023_05_05 | 2030 | CH4 Salt Cavern Storage - ON | Storage | Methane | WC | Dispatch-Storage | VOM | 0 | [6 empty] | 0.67556 | 0
LCP_Inputs_ON_Diverse_IEA_2023_05_05 | 2030 | Electrolyser 2020/2030 | Crossload | Hydrogen | MI | Dispatch-Crossload | EmissionsCost | 0 | [6 empty] | 0.67556 | 0
LCP_Inputs_ON_Diverse_IEA_2023_05_05 | 2030 | Electrolyser 2020/2030 | Crossload | Hydrogen | MI | Dispatch-Crossload | FuelCost | 0 | [6 empty] | 0.67556 | 0
LCP_Inputs_ON_Diverse_IEA_2023_05_05 | 2030 | Electrolyser 2020/2030 | Crossload | Hydrogen | MI | Dispatch-Crossload | VOM | 0 | [6 empty] | 0.67556 | 0
LCP_Inputs_ON_Diverse_IEA_2023_05_05 | 2030 | Electrolyser 2020/2030 | Crossload | Hydrogen | NY | Dispatch-Crossload | EmissionsCost | 0 | [6 empty] | 0.67556 | 0
LCP_Inputs_ON_Diverse_IEA_2023_05_05 | 2030 | Electrolyser 2020/2030 | Crossload | Hydrogen | NY | Dispatch-Crossload | FuelCost | 0 | [6 empty] | 0.67556 | 0
LCP_Inputs_ON_Diverse_IEA_2023_05_05 | 2030 | Electrolyser 2020/2030 | Crossload | Hydrogen | NY | Dispatch-Crossload | VOM | 0 | [6 empty] | 0.67556 | 0
LCP_Inputs_ON_Diverse_IEA_2023_05_05 | 2030 | Electrolyser 2020/2030 | Crossload | Hydrogen | ON | Dispatch-Crossload | EmissionsCost | 0 | [6 empty] | 0.67556 | 0
LCP_Inputs_ON_Diverse_IEA_2023_05_05 | 2030 | Electrolyser 2020/2030 | Crossload | Hydrogen | ON | Dispatch-Crossload | FuelCost | 0 | [6 empty] | 0.67556 | 0
LCP_Inputs_ON_Diverse_IEA_2023_05_05 | 2030 | Electrolyser 2020/2030 | Crossload | Hydrogen | ON | Dispatch-Crossload | VOM | 0 | [6 empty] | 0.67556 | 0
LCP_Inputs_ON_Diverse_IEA_2023_05_05 | 2030 | Electrolyser 2020/2030 | Crossload | Hydrogen | PJ | Dispatch-Crossload | EmissionsCost | 0 | [6 empty] | 0.67556 | 0
LCP_Inputs_ON_Diverse_IEA_2023_05_05 | 2030 | Electrolyser 2020/2030 | Crossload | Hydrogen | PJ | Dispatch-Crossload | FuelCost | 0 | [6 empty] | 0.67556 | 0
LCP_Inputs_ON_Diverse_IEA_2023_05_05 | 2030 | Electrolyser 2020/2030 | Crossload | Hydrogen | PJ | Dispatch-Crossload | VOM | 0 | [6 empty] | 0.67556 | 0
LCP_Inputs_ON_Diverse_IEA_2023_05_05 | 2030 | Electrolyser 2020/2030 | Crossload | Hydrogen | QC | Dispatch-Crossload | EmissionsCost | 0 | [6 empty] | 0.67556 | 0
LCP_Inputs_ON_Diverse_IEA_2023_05_05 | 2030 | Electrolyser 2020/2030 | Crossload | Hydrogen | QC | Dispatch-Crossload | FuelCost | 0 | [6 empty] | 0.67556 | 0
LCP_Inputs_ON_Diverse_IEA_2023_05_05 | 2030 | Electrolyser 2020/2030 | Crossload | Hydrogen | QC | Dispatch-Crossload | VOM | 0 | [6 empty] | 0.67556 | 0
LCP_Inputs_ON_Diverse_IEA_2023_05_05 | 2030 | Electrolyser 2020/2030 | Crossload | Hydrogen | WC | Dispatch-Crossload | EmissionsCost | 0 | [6 empty] | 0.67556 | 0
LCP_Inputs_ON_Diverse_IEA_2023_05_05 | 2030 | Electrolyser 2020/2030 | Crossload | Hydrogen | WC | Dispatch-Crossload | FuelCost | 0 | [6 empty] | 0.67556 | 0
LCP_Inputs_ON_Diverse_IEA_2023_05_05 | 2030 | Electrolyser 2020/2030 | Crossload | Hydrogen | WC | Dispatch-Crossload | VOM | 0 | [6 empty] | 0.67556 | 0
LCP_Inputs_ON_Diverse_IEA_2023_05_05 | 2030 | Electrolyser 2040 | Crossload | Hydrogen | MI | Dispatch-Crossload | EmissionsCost | 0 | [6 empty] | 0.67556 | 0
LCP_Inputs_ON_Diverse_IEA_2023_05_05 | 2030 | Electrolyser 2040 | Crossload | Hydrogen | MI | Dispatch-Crossload | FuelCost | 0 | [6 empty] | 0.67556 | 0
LCP_Inputs_ON_Diverse_IEA_2023_05_05 | 2030 | Electrolyser 2040 | Crossload | Hydrogen | MI | Dispatch-Crossload | VOM | 0 | [6 empty] | 0.67556 | 0
LCP_Inputs_ON_Diverse_IEA_2023_05_05 | 2030 | Electrolyser 2040 | Crossload | Hydrogen | NY | Dispatch-Crossload | EmissionsCost | 0 | [6 empty] | 0.67556 | 0
LCP_Inputs_ON_Diverse_IEA_2023_05_05 | 2030 | Electrolyser 2040 | Crossload | Hydrogen | NY | Dispatch-Crossload | FuelCost | 0 | [6 empty] | 0.67556 | 0
LCP_Inputs_ON_Diverse_IEA_2023_05_05 | 2030 | Electrolyser 2040 | Crossload | Hydrogen | NY | Dispatch-Crossload | VOM | 0 | [6 empty] | 0.67556 | 0
LCP_Inputs_ON_Diverse_IEA_2023_05_05 | 2030 | Electrolyser 2040 | Crossload | Hydrogen | ON | Dispatch-Crossload | EmissionsCost | 0 | [6 empty] | 0.67556 | 0
LCP_Inputs_ON_Diverse_IEA_2023_05_05 | 2030 | Electrolyser 2040 | Crossload | Hydrogen | ON | Dispatch-Crossload | FuelCost | 0 | [6 empty] | 0.67556 | 0
LCP_Inputs_ON_Diverse_IEA_2023_05_05 | 2030 | Electrolyser 2040 | Crossload | Hydrogen | ON | Dispatch-Crossload | VOM | 0 | [6 empty] | 0.67556 | 0
LCP_Inputs_ON_Diverse_IEA_2023_05_05 | 2030 | Electrolyser 2040 | Crossload | Hydrogen | PJ | Dispatch-Crossload | EmissionsCost | 0 | [6 empty] | 0.67556 | 0
LCP_Inputs_ON_Diverse_IEA_2023_05_05 | 2030 | Electrolyser 2040 | Crossload | Hydrogen | PJ | Dispatch-Crossload | FuelCost | 0 | [6 empty] | 0.67556 | 0
LCP_Inputs_ON_Diverse_IEA_2023_05_05 | 2030 | Electrolyser 2040 | Crossload | Hydrogen | PJ | Dispatch-Crossload | VOM | 0 | [6 empty] | 0.67556 | 0
LCP_Inputs_ON_Diverse_IEA_2023_05_05 | 2030 | Electrolyser 2040 | Crossload | Hydrogen | QC | Dispatch-Crossload | EmissionsCost | 0 | [6 empty] | 0.67556 | 0
LCP_Inputs_ON_Diverse_IEA_2023_05_05 | 2030 | Electrolyser 2040 | Crossload | Hydrogen | QC | Dispatch-Crossload | FuelCost | 0 | [6 empty] | 0.67556 | 0
LCP_Inputs_ON_Diverse_IEA_2023_05_05 | 2030 | Electrolyser 2040 | Crossload | Hydrogen | QC | Dispatch-Crossload | VOM | 0 | [6 empty] | 0.67556 | 0
LCP_Inputs_ON_Diverse_IEA_2023_05_05 | 2030 | Electrolyser 2040 | Crossload | Hydrogen | WC | Dispatch-Crossload | EmissionsCost | 0 | [6 empty] | 0.67556 | 0
LCP_Inputs_ON_Diverse_IEA_2023_05_05 | 2030 | Electrolyser 2040 | Crossload | Hydrogen | WC | Dispatch-Crossload | FuelCost | 0 | [6 empty] | 0.67556 | 0
LCP_Inputs_ON_Diverse_IEA_2023_05_05 | 2030 | Electrolyser 2040 | Crossload | Hydrogen | WC | Dispatch-Crossload | VOM | 0 | [6 empty] | 0.67556 | 0
LCP_Inputs_ON_Diverse_IEA_2023_05_05 | 2030 | Electrolyser 2050 | Crossload | Hydrogen | MI | Dispatch-Crossload | EmissionsCost | 0 | [6 empty] | 0.67556 | 0
LCP_Inputs_ON_Diverse_IEA_2023_05_05 | 2030 | Electrolyser 2050 | Crossload | Hydrogen | MI | Dispatch-Crossload | FuelCost | 0 | [6 empty] | 0.67556 | 0
LCP_Inputs_ON_Diverse_IEA_2023_05_05 | 2030 | Electrolyser 2050 | Crossload | Hydrogen | MI | Dispatch-Crossload | VOM | 0 | [6 empty] | 0.67556 | 0
LCP_Inputs_ON_Diverse_IEA_2023_05_05 | 2030 | Electrolyser 2050 | Crossload | Hydrogen | NY | Dispatch-Crossload | EmissionsCost | 0 | [6 empty] | 0.67556 | 0
LCP_Inputs_ON_Diverse_IEA_2023_05_05 | 2030 | Electrolyser 2050 | Crossload | Hydrogen | NY | Dispatch-Crossload | FuelCost | 0 | [6 empty] | 0.67556 | 0
LCP_Inputs_ON_Diverse_IEA_2023_05_05 | 2030 | Electrolyser 2050 | Crossload | Hydrogen | NY | Dispatch-Crossload | VOM | 0 | [6 empty] | 0.67556 | 0
LCP_Inputs_ON_Diverse_IEA_2023_05_05 | 2030 | Electrolyser 2050 | Crossload | Hydrogen | ON | Dispatch-Crossload | EmissionsCost | 0 | [6 empty] | 0.67556 | 0
LCP_Inputs_ON_Diverse_IEA_2023_05_05 | 2030 | Electrolyser 2050 | Crossload | Hydrogen | ON | Dispatch-Crossload | FuelCost | 0 | [6 empty] | 0.67556 | 0
LCP_Inputs_ON_Diverse_IEA_2023_05_05 | 2030 | Electrolyser 2050 | Crossload | Hydrogen | ON | Dispatch-Crossload | VOM | 0 | [6 empty] | 0.67556 | 0
LCP_Inputs_ON_Diverse_IEA_2023_05_05 | 2030 | Electrolyser 2050 | Crossload | Hydrogen | PJ | Dispatch-Crossload | EmissionsCost | 0 | [6 empty] | 0.67556 | 0
LCP_Inputs_ON_Diverse_IEA_2023_05_05 | 2030 | Electrolyser 2050 | Crossload | Hydrogen | PJ | Dispatch-Crossload | FuelCost | 0 | [6 empty] | 0.67556 | 0
LCP_Inputs_ON_Diverse_IEA_2023_05_05 | 2030 | Electrolyser 2050 | Crossload | Hydrogen | PJ | Dispatch-Crossload | VOM | 0 | [6 empty] | 0.67556 | 0
LCP_Inputs_ON_Diverse_IEA_2023_05_05 | 2030 | Electrolyser 2050 | Crossload | Hydrogen | QC | Dispatch-Crossload | EmissionsCost | 0 | [6 empty] | 0.67556 | 0
LCP_Inputs_ON_Diverse_IEA_2023_05_05 | 2030 | Electrolyser 2050 | Crossload | Hydrogen | QC | Dispatch-Crossload | FuelCost | 0 | [6 empty] | 0.67556 | 0
LCP_Inputs_ON_Diverse_IEA_2023_05_05 | 2030 | Electrolyser 2050 | Crossload | Hydrogen | QC | Dispatch-Crossload | VOM | 0 | [6 empty] | 0.67556 | 0
LCP_Inputs_ON_Diverse_IEA_2023_05_05 | 2030 | Electrolyser 2050 | Crossload | Hydrogen | WC | Dispatch-Crossload | EmissionsCost | 0 | [6 empty] | 0.67556 | 0
LCP_Inputs_ON_Diverse_IEA_2023_05_05 | 2030 | Electrolyser 2050 | Crossload | Hydrogen | WC | Dispatch-Crossload | FuelCost | 0 | [6 empty] | 0.67556 | 0
LCP_Inputs_ON_Diverse_IEA_2023_05_05 | 2030 | Electrolyser 2050 | Crossload | Hydrogen | WC | Dispatch-Crossload | VOM | 0 | [6 empty] | 0.67556 | 0
LCP_Inputs_ON_Diverse_IEA_2023_05_05 | 2030 | Fossil Fuel Thermal (Coal, Peat, Oil) | Generation | Electricity | MI | Dispatch-Generation | EmissionsCost | 0 | [6 empty] | 0.67556 | 0
LCP_Inputs_ON_Diverse_IEA_2023_05_05 | 2030 | Fossil Fuel Thermal (Coal, Peat, Oil) | Generation | Electricity | MI | Dispatch-Generation | FuelCost | 0 | [6 empty] | 0.67556 | 0
LCP_Inputs_ON_Diverse_IEA_2023_05_05 | 2030 | Fossil Fuel Thermal (Coal, Peat, Oil) | Generation | Electricity | MI | Dispatch-Generation | VOM | 0 | [6 empty] | 0.67556 | 0
LCP_Inputs_ON_Diverse_IEA_2023_05_05 | 2030 | Fossil Fuel Thermal (Coal, Peat, Oil) | Generation | Electricity | NY | Dispatch-Generation | EmissionsCost | 0 | [6 empty] | 0.67556 | 0
LCP_Inputs_ON_Diverse_IEA_2023_05_05 | 2030 | Fossil Fuel Thermal (Coal, Peat, Oil) | Generation | Electricity | NY | Dispatch-Generation | FuelCost | 0 | [6 empty] | 0.67556 | 0
LCP_Inputs_ON_Diverse_IEA_2023_05_05 | 2030 | Fossil Fuel Thermal (Coal, Peat, Oil) | Generation | Electricity | NY | Dispatch-Generation | VOM | 0 | [6 empty] | 0.67556 | 0
LCP_Inputs_ON_Diverse_IEA_2023_05_05 | 2030 | Fossil Fuel Thermal (Coal, Peat, Oil) | Generation | Electricity | ON | Dispatch-Generation | EmissionsCost | 0 | [6 empty] | 0.67556 | 0
LCP_Inputs_ON_Diverse_IEA_2023_05_05 | 2030 | Fossil Fuel Thermal (Coal, Peat, Oil) | Generation | Electricity | ON | Dispatch-Generation | FuelCost | 0 | [6 empty] | 0.67556 | 0
LCP_Inputs_ON_Diverse_IEA_2023_05_05 | 2030 | Fossil Fuel Thermal (Coal, Peat, Oil) | Generation | Electricity | ON | Dispatch-Generation | VOM | 0 | [6 empty] | 0.67556 | 0
LCP_Inputs_ON_Diverse_IEA_2023_05_05 | 2030 | Fossil Fuel Thermal (Coal, Peat, Oil) | Generation | Electricity | PJ | Dispatch-Generation | EmissionsCost | 0 | [6 empty] | 0.67556 | 0
LCP_Inputs_ON_Diverse_IEA_2023_05_05 | 2030 | Fossil Fuel Thermal (Coal, Peat, Oil) | Generation | Electricity | PJ | Dispatch-Generation | FuelCost | 0 | [6 empty] | 0.67556 | 0
LCP_Inputs_ON_Diverse_IEA_2023_05_05 | 2030 | Fossil Fuel Thermal (Coal, Peat, Oil) | Generation | Electricity | PJ | Dispatch-Generation | VOM | 0 | [6 empty] | 0.67556 | 0
LCP_Inputs_ON_Diverse_IEA_2023_05_05 | 2030 | Fossil Fuel Thermal (Coal, Peat, Oil) | Generation | Electricity | QC | Dispatch-Generation | EmissionsCost | 0 | [6 empty] | 0.67556 | 0
LCP_Inputs_ON_Diverse_IEA_2023_05_05 | 2030 | Fossil Fuel Thermal (Coal, Peat, Oil) | Generation | Electricity | QC | Dispatch-Generation | FuelCost | 0 | [6 empty] | 0.67556 | 0
LCP_Inputs_ON_Diverse_IEA_2023_05_05 | 2030 | Fossil Fuel Thermal (Coal, Peat, Oil) | Generation | Electricity | QC | Dispatch-Generation | VOM | 0 | [6 empty] | 0.67556 | 0
LCP_Inputs_ON_Diverse_IEA_2023_05_05 | 2030 | Fossil Fuel Thermal (Coal, Peat, Oil) | Generation | Electricity | WC | Dispatch-Generation | EmissionsCost | 0 | [6 empty] | 0.67556 | 0
LCP_Inputs_ON_Diverse_IEA_2023_05_05 | 2030 | Fossil Fuel Thermal (Coal, Peat, Oil) | Generation | Electricity | WC | Dispatch-Generation | FuelCost | 0 | [6 empty] | 0.67556 | 0
LCP_Inputs_ON_Diverse_IEA_2023_05_05 | 2030 | Fossil Fuel Thermal (Coal, Peat, Oil) | Generation | Electricity | WC | Dispatch-Generation | VOM | 0 | [6 empty] | 0.67556 | 0
LCP_Inputs_ON_Diverse_IEA_2023_05_05 | 2030 | Generic - Generator | Generation | Electricity | MI | Dispatch-Generation | EmissionsCost | 0 | [6 empty] | 0.67556 | 0
LCP_Inputs_ON_Diverse_IEA_2023_05_05 | 2030 | Generic - Generator | Generation | Electricity | MI | Dispatch-Generation | FuelCost | 1917502431.2477 | [6 empty] | 0.67556 | 1295395936.1873
LCP_Inputs_ON_Diverse_IEA_2023_05_05 | 2030 | Generic - Generator | Generation | Electricity | MI | Dispatch-Generation | VOM | 66961520.9547 | [6 empty] | 0.67556 | 45236804.247
LCP_Inputs_ON_Diverse_IEA_2023_05_05 | 2030 | Generic - Generator | Generation | Electricity | NY | Dispatch-Generation | EmissionsCost | 0 | [6 empty] | 0.67556 | 0
LCP_Inputs_ON_Diverse_IEA_2023_05_05 | 2030 | Generic - Generator | Generation | Electricity | NY | Dispatch-Generation | FuelCost | 920281288.6875 | [6 empty] | 0.67556 | 621709063.8781
LCP_Inputs_ON_Diverse_IEA_2023_05_05 | 2030 | Generic - Generator | Generation | Electricity | NY | Dispatch-Generation | VOM | 32137343.7616 | [6 empty] | 0.67556 | 21710837.9265
LCP_Inputs_ON_Diverse_IEA_2023_05_05 | 2030 | Generic - Generator | Generation | Electricity | ON | Dispatch-Generation | EmissionsCost | 0 | [6 empty] | 0.67556 | 0
LCP_Inputs_ON_Diverse_IEA_2023_05_05 | 2030 | Generic - Generator | Generation | Electricity | ON | Dispatch-Generation | FuelCost | 0 | [6 empty] | 0.67556 | 0
LCP_Inputs_ON_Diverse_IEA_2023_05_05 | 2030 | Generic - Generator | Generation | Electricity | ON | Dispatch-Generation | VOM | 0 | [6 empty] | 0.67556 | 0
LCP_Inputs_ON_Diverse_IEA_2023_05_05 | 2030 | Generic - Generator | Generation | Electricity | PJ | Dispatch-Generation | EmissionsCost | 0 | [6 empty] | 0.67556 | 0
LCP_Inputs_ON_Diverse_IEA_2023_05_05 | 2030 | Generic - Generator | Generation | Electricity | PJ | Dispatch-Generation | FuelCost | 7259171776.6988 | [6 empty] | 0.67556 | 4904036347.6892
LCP_Inputs_ON_Diverse_IEA_2023_05_05 | 2030 | Generic - Generator | Generation | Electricity | PJ | Dispatch-Generation | VOM | 253499122.1485 | [6 empty] | 0.67556 | 171254923.7523
LCP_Inputs_ON_Diverse_IEA_2023_05_05 | 2030 | Generic - Generator | Generation | Electricity | QC | Dispatch-Generation | EmissionsCost | 0 | [6 empty] | 0.67556 | 0
LCP_Inputs_ON_Diverse_IEA_2023_05_05 | 2030 | Generic - Generator | Generation | Electricity | QC | Dispatch-Generation | FuelCost | 0 | [6 empty] | 0.67556 | 0
LCP_Inputs_ON_Diverse_IEA_2023_05_05 | 2030 | Generic - Generator | Generation | Electricity | QC | Dispatch-Generation | VOM | 0 | [6 empty] | 0.67556 | 0
LCP_Inputs_ON_Diverse_IEA_2023_05_05 | 2030 | Generic - Generator | Generation | Electricity | WC | Dispatch-Generation | EmissionsCost | 0 | [6 empty] | 0.67556 | 0
LCP_Inputs_ON_Diverse_IEA_2023_05_05 | 2030 | Generic - Generator | Generation | Electricity | WC | Dispatch-Generation | FuelCost | 1737227.6587 | [6 empty] | 0.67556 | 1173608.7593
LCP_Inputs_ON_Diverse_IEA_2023_05_05 | 2030 | Generic - Generator | Generation | Electricity | WC | Dispatch-Generation | VOM | 60666.1063 | [6 empty] | 0.67556 | 40983.8477
LCP_Inputs_ON_Diverse_IEA_2023_05_05 | 2030 | H2 Import - QC | Import | Hydrogen | MI | Dispatch-Import | EmissionsCost | 0 | [6 empty] | 0.67556 | 0
LCP_Inputs_ON_Diverse_IEA_2023_05_05 | 2030 | H2 Import - QC | Import | Hydrogen | MI | Dispatch-Import | FuelCost | 0 | [6 empty] | 0.67556 | 0
LCP_Inputs_ON_Diverse_IEA_2023_05_05 | 2030 | H2 Import - QC | Import | Hydrogen | MI | Dispatch-Import | VOM | 0 | [6 empty] | 0.67556 | 0
LCP_Inputs_ON_Diverse_IEA_2023_05_05 | 2030 | H2 Import - QC | Import | Hydrogen | NY | Dispatch-Import | EmissionsCost | 0 | [6 empty] | 0.67556 | 0
LCP_Inputs_ON_Diverse_IEA_2023_05_05 | 2030 | H2 Import - QC | Import | Hydrogen | NY | Dispatch-Import | FuelCost | 0 | [6 empty] | 0.67556 | 0
LCP_Inputs_ON_Diverse_IEA_2023_05_05 | 2030 | H2 Import - QC | Import | Hydrogen | NY | Dispatch-Import | VOM | 0 | [6 empty] | 0.67556 | 0
LCP_Inputs_ON_Diverse_IEA_2023_05_05 | 2030 | H2 Import - QC | Import | Hydrogen | ON | Dispatch-Import | EmissionsCost | 0 | [6 empty] | 0.67556 | 0
LCP_Inputs_ON_Diverse_IEA_2023_05_05 | 2030 | H2 Import - QC | Import | Hydrogen | ON | Dispatch-Import | FuelCost | 0 | [6 empty] | 0.67556 | 0
LCP_Inputs_ON_Diverse_IEA_2023_05_05 | 2030 | H2 Import - QC | Import | Hydrogen | ON | Dispatch-Import | VOM | 0 | [6 empty] | 0.67556 | 0
LCP_Inputs_ON_Diverse_IEA_2023_05_05 | 2030 | H2 Import - QC | Import | Hydrogen | PJ | Dispatch-Import | EmissionsCost | 0 | [6 empty] | 0.67556 | 0
LCP_Inputs_ON_Diverse_IEA_2023_05_05 | 2030 | H2 Import - QC | Import | Hydrogen | PJ | Dispatch-Import | FuelCost | 0 | [6 empty] | 0.67556 | 0
LCP_Inputs_ON_Diverse_IEA_2023_05_05 | 2030 | H2 Import - QC | Import | Hydrogen | PJ | Dispatch-Import | VOM | 0 | [6 empty] | 0.67556 | 0
LCP_Inputs_ON_Diverse_IEA_2023_05_05 | 2030 | H2 Import - QC | Import | Hydrogen | QC | Dispatch-Import | EmissionsCost | 0 | [6 empty] | 0.67556 | 0
LCP_Inputs_ON_Diverse_IEA_2023_05_05 | 2030 | H2 Import - QC | Import | Hydrogen | QC | Dispatch-Import | FuelCost | 0 | [6 empty] | 0.67556 | 0
LCP_Inputs_ON_Diverse_IEA_2023_05_05 | 2030 | H2 Import - QC | Import | Hydrogen | QC | Dispatch-Import | VOM | 0 | [6 empty] | 0.67556 | 0
LCP_Inputs_ON_Diverse_IEA_2023_05_05 | 2030 | H2 Import - QC | Import | Hydrogen | WC | Dispatch-Import | EmissionsCost | 0 | [6 empty] | 0.67556 | 0
LCP_Inputs_ON_Diverse_IEA_2023_05_05 | 2030 | H2 Import - QC | Import | Hydrogen | WC | Dispatch-Import | FuelCost | 0 | [6 empty] | 0.67556 | 0
LCP_Inputs_ON_Diverse_IEA_2023_05_05 | 2030 | H2 Import - QC | Import | Hydrogen | WC | Dispatch-Import | VOM | 0 | [6 empty] | 0.67556 | 0
LCP_Inputs_ON_Diverse_IEA_2023_05_05 | 2030 | H2 Import - WC | Import | Hydrogen | MI | Dispatch-Import | EmissionsCost | 0 | [6 empty] | 0.67556 | 0
LCP_Inputs_ON_Diverse_IEA_2023_05_05 | 2030 | H2 Import - WC | Import | Hydrogen | MI | Dispatch-Import | FuelCost | 0 | [6 empty] | 0.67556 | 0
LCP_Inputs_ON_Diverse_IEA_2023_05_05 | 2030 | H2 Import - WC | Import | Hydrogen | MI | Dispatch-Import | VOM | 0 | [6 empty] | 0.67556 | 0
LCP_Inputs_ON_Diverse_IEA_2023_05_05 | 2030 | H2 Import - WC | Import | Hydrogen | NY | Dispatch-Import | EmissionsCost | 0 | [6 empty] | 0.67556 | 0
LCP_Inputs_ON_Diverse_IEA_2023_05_05 | 2030 | H2 Import - WC | Import | Hydrogen | NY | Dispatch-Import | FuelCost | 0 | [6 empty] | 0.67556 | 0
LCP_Inputs_ON_Diverse_IEA_2023_05_05 | 2030 | H2 Import - WC | Import | Hydrogen | NY | Dispatch-Import | VOM | 0 | [6 empty] | 0.67556 | 0
LCP_Inputs_ON_Diverse_IEA_2023_05_05 | 2030 | H2 Import - WC | Import | Hydrogen | ON | Dispatch-Import | EmissionsCost | 0 | [6 empty] | 0.67556 | 0
LCP_Inputs_ON_Diverse_IEA_2023_05_05 | 2030 | H2 Import - WC | Import | Hydrogen | ON | Dispatch-Import | FuelCost | 0 | [6 empty] | 0.67556 | 0
LCP_Inputs_ON_Diverse_IEA_2023_05_05 | 2030 | H2 Import - WC | Import | Hydrogen | ON | Dispatch-Import | VOM | 0 | [6 empty] | 0.67556 | 0
LCP_Inputs_ON_Diverse_IEA_2023_05_05 | 2030 | H2 Import - WC | Import | Hydrogen | PJ | Dispatch-Import | EmissionsCost | 0 | [6 empty] | 0.67556 | 0
LCP_Inputs_ON_Diverse_IEA_2023_05_05 | 2030 | H2 Import - WC | Import | Hydrogen | PJ | Dispatch-Import | FuelCost | 0 | [6 empty] | 0.67556 | 0
LCP_Inputs_ON_Diverse_IEA_2023_05_05 | 2030 | H2 Import - WC | Import | Hydrogen | PJ | Dispatch-Import | VOM | 0 | [6 empty] | 0.67556 | 0
LCP_Inputs_ON_Diverse_IEA_2023_05_05 | 2030 | H2 Import - WC | Import | Hydrogen | QC | Dispatch-Import | EmissionsCost | 0 | [6 empty] | 0.67556 | 0
LCP_Inputs_ON_Diverse_IEA_2023_05_05 | 2030 | H2 Import - WC | Import | Hydrogen | QC | Dispatch-Import | FuelCost | 0 | [6 empty] | 0.67556 | 0
LCP_Inputs_ON_Diverse_IEA_2023_05_05 | 2030 | H2 Import - WC | Import | Hydrogen | QC | Dispatch-Import | VOM | 0 | [6 empty] | 0.67556 | 0
LCP_Inputs_ON_Diverse_IEA_2023_05_05 | 2030 | H2 Import - WC | Import | Hydrogen | WC | Dispatch-Import | EmissionsCost | 0 | [6 empty] | 0.67556 | 0
LCP_Inputs_ON_Diverse_IEA_2023_05_05 | 2030 | H2 Import - WC | Import | Hydrogen | WC | Dispatch-Import | FuelCost | 0 | [6 empty] | 0.67556 | 0
LCP_Inputs_ON_Diverse_IEA_2023_05_05 | 2030 | H2 Import - WC | Import | Hydrogen | WC | Dispatch-Import | VOM | 0 | [6 empty] | 0.67556 | 0
LCP_Inputs_ON_Diverse_IEA_2023_05_05 | 2030 | H2 Salt Cavern Storage - ON | Storage | Hydrogen | MI | Dispatch-Storage | EmissionsCost | 0 | [6 empty] | 0.67556 | 0
LCP_Inputs_ON_Diverse_IEA_2023_05_05 | 2030 | H2 Salt Cavern Storage - ON | Storage | Hydrogen | MI | Dispatch-Storage | FuelCost | 0 | [6 empty] | 0.67556 | 0
LCP_Inputs_ON_Diverse_IEA_2023_05_05 | 2030 | H2 Salt Cavern Storage - ON | Storage | Hydrogen | MI | Dispatch-Storage | VOM | 0 | [6 empty] | 0.67556 | 0
LCP_Inputs_ON_Diverse_IEA_2023_05_05 | 2030 | H2 Salt Cavern Storage - ON | Storage | Hydrogen | NY | Dispatch-Storage | EmissionsCost | 0 | [6 empty] | 0.67556 | 0
LCP_Inputs_ON_Diverse_IEA_2023_05_05 | 2030 | H2 Salt Cavern Storage - ON | Storage | Hydrogen | NY | Dispatch-Storage | FuelCost | 0 | [6 empty] | 0.67556 | 0
LCP_Inputs_ON_Diverse_IEA_2023_05_05 | 2030 | H2 Salt Cavern Storage - ON | Storage | Hydrogen | NY | Dispatch-Storage | VOM | 0 | [6 empty] | 0.67556 | 0
LCP_Inputs_ON_Diverse_IEA_2023_05_05 | 2030 | H2 Salt Cavern Storage - ON | Storage | Hydrogen | ON | Dispatch-Storage | EmissionsCost | 0 | [6 empty] | 0.67556 | 0
LCP_Inputs_ON_Diverse_IEA_2023_05_05 | 2030 | H2 Salt Cavern Storage - ON | Storage | Hydrogen | ON | Dispatch-Storage | FuelCost | 0 | [6 empty] | 0.67556 | 0
LCP_Inputs_ON_Diverse_IEA_2023_05_05 | 2030 | H2 Salt Cavern Storage - ON | Storage | Hydrogen | ON | Dispatch-Storage | VOM | 12624010.6118 | [6 empty] | 0.67556 | 8528329.2362
LCP_Inputs_ON_Diverse_IEA_2023_05_05 | 2030 | H2 Salt Cavern Storage - ON | Storage | Hydrogen | PJ | Dispatch-Storage | EmissionsCost | 0 | [6 empty] | 0.67556 | 0
LCP_Inputs_ON_Diverse_IEA_2023_05_05 | 2030 | H2 Salt Cavern Storage - ON | Storage | Hydrogen | PJ | Dispatch-Storage | FuelCost | 0 | [6 empty] | 0.67556 | 0
LCP_Inputs_ON_Diverse_IEA_2023_05_05 | 2030 | H2 Salt Cavern Storage - ON | Storage | Hydrogen | PJ | Dispatch-Storage | VOM | 0 | [6 empty] | 0.67556 | 0
LCP_Inputs_ON_Diverse_IEA_2023_05_05 | 2030 | H2 Salt Cavern Storage - ON | Storage | Hydrogen | QC | Dispatch-Storage | EmissionsCost | 0 | [6 empty] | 0.67556 | 0
LCP_Inputs_ON_Diverse_IEA_2023_05_05 | 2030 | H2 Salt Cavern Storage - ON | Storage | Hydrogen | QC | Dispatch-Storage | FuelCost | 0 | [6 empty] | 0.67556 | 0
LCP_Inputs_ON_Diverse_IEA_2023_05_05 | 2030 | H2 Salt Cavern Storage - ON | Storage | Hydrogen | QC | Dispatch-Storage | VOM | 0 | [6 empty] | 0.67556 | 0
LCP_Inputs_ON_Diverse_IEA_2023_05_05 | 2030 | H2 Salt Cavern Storage - ON | Storage | Hydrogen | WC | Dispatch-Storage | EmissionsCost | 0 | [6 empty] | 0.67556 | 0
LCP_Inputs_ON_Diverse_IEA_2023_05_05 | 2030 | H2 Salt Cavern Storage - ON | Storage | Hydrogen | WC | Dispatch-Storage | FuelCost | 0 | [6 empty] | 0.67556 | 0
LCP_Inputs_ON_Diverse_IEA_2023_05_05 | 2030 | H2 Salt Cavern Storage - ON | Storage | Hydrogen | WC | Dispatch-Storage | VOM | 0 | [6 empty] | 0.67556 | 0
LCP_Inputs_ON_Diverse_IEA_2023_05_05 | 2030 | Hydro | Generation | Electricity | MI | Dispatch-Generation | EmissionsCost | 0 | [6 empty] | 0.67556 | 0
LCP_Inputs_ON_Diverse_IEA_2023_05_05 | 2030 | Hydro | Generation | Electricity | MI | Dispatch-Generation | FuelCost | 0 | [6 empty] | 0.67556 | 0
LCP_Inputs_ON_Diverse_IEA_2023_05_05 | 2030 | Hydro | Generation | Electricity | MI | Dispatch-Generation | VOM | 0 | [6 empty] | 0.67556 | 0
LCP_Inputs_ON_Diverse_IEA_2023_05_05 | 2030 | Hydro | Generation | Electricity | NY | Dispatch-Generation | EmissionsCost | 0 | [6 empty] | 0.67556 | 0
LCP_Inputs_ON_Diverse_IEA_2023_05_05 | 2030 | Hydro | Generation | Electricity | NY | Dispatch-Generation | FuelCost | 0 | [6 empty] | 0.67556 | 0
LCP_Inputs_ON_Diverse_IEA_2023_05_05 | 2030 | Hydro | Generation | Electricity | NY | Dispatch-Generation | VOM | 0 | [6 empty] | 0.67556 | 0
LCP_Inputs_ON_Diverse_IEA_2023_05_05 | 2030 | Hydro | Generation | Electricity | ON | Dispatch-Generation | EmissionsCost | 0 | [6 empty] | 0.67556 | 0
LCP_Inputs_ON_Diverse_IEA_2023_05_05 | 2030 | Hydro | Generation | Electricity | ON | Dispatch-Generation | FuelCost | 0 | [6 empty] | 0.67556 | 0
LCP_Inputs_ON_Diverse_IEA_2023_05_05 | 2030 | Hydro | Generation | Electricity | ON | Dispatch-Generation | VOM | 0 | [6 empty] | 0.67556 | 0
LCP_Inputs_ON_Diverse_IEA_2023_05_05 | 2030 | Hydro | Generation | Electricity | PJ | Dispatch-Generation | EmissionsCost | 0 | [6 empty] | 0.67556 | 0
LCP_Inputs_ON_Diverse_IEA_2023_05_05 | 2030 | Hydro | Generation | Electricity | PJ | Dispatch-Generation | FuelCost | 0 | [6 empty] | 0.67556 | 0
LCP_Inputs_ON_Diverse_IEA_2023_05_05 | 2030 | Hydro | Generation | Electricity | PJ | Dispatch-Generation | VOM | 0 | [6 empty] | 0.67556 | 0
LCP_Inputs_ON_Diverse_IEA_2023_05_05 | 2030 | Hydro | Generation | Electricity | QC | Dispatch-Generation | EmissionsCost | 0 | [6 empty] | 0.67556 | 0
LCP_Inputs_ON_Diverse_IEA_2023_05_05 | 2030 | Hydro | Generation | Electricity | QC | Dispatch-Generation | FuelCost | 0 | [6 empty] | 0.67556 | 0
LCP_Inputs_ON_Diverse_IEA_2023_05_05 | 2030 | Hydro | Generation | Electricity | QC | Dispatch-Generation | VOM | 0 | [6 empty] | 0.67556 | 0
LCP_Inputs_ON_Diverse_IEA_2023_05_05 | 2030 | Hydro | Generation | Electricity | WC | Dispatch-Generation | EmissionsCost | 0 | [6 empty] | 0.67556 | 0
LCP_Inputs_ON_Diverse_IEA_2023_05_05 | 2030 | Hydro | Generation | Electricity | WC | Dispatch-Generation | FuelCost | 0 | [6 empty] | 0.67556 | 0
LCP_Inputs_ON_Diverse_IEA_2023_05_05 | 2030 | Hydro | Generation | Electricity | WC | Dispatch-Generation | VOM | 0 | [6 empty] | 0.67556 | 0
LCP_Inputs_ON_Diverse_IEA_2023_05_05 | 2030 | Hydro Pumped Storage | Storage | Electricity | MI | Dispatch-Storage | EmissionsCost | 0 | [6 empty] | 0.67556 | 0
LCP_Inputs_ON_Diverse_IEA_2023_05_05 | 2030 | Hydro Pumped Storage | Storage | Electricity | MI | Dispatch-Storage | FuelCost | 0 | [6 empty] | 0.67556 | 0
LCP_Inputs_ON_Diverse_IEA_2023_05_05 | 2030 | Hydro Pumped Storage | Storage | Electricity | MI | Dispatch-Storage | VOM | 0 | [6 empty] | 0.67556 | 0
LCP_Inputs_ON_Diverse_IEA_2023_05_05 | 2030 | Hydro Pumped Storage | Storage | Electricity | NY | Dispatch-Storage | EmissionsCost | 0 | [6 empty] | 0.67556 | 0
LCP_Inputs_ON_Diverse_IEA_2023_05_05 | 2030 | Hydro Pumped Storage | Storage | Electricity | NY | Dispatch-Storage | FuelCost | 0 | [6 empty] | 0.67556 | 0
LCP_Inputs_ON_Diverse_IEA_2023_05_05 | 2030 | Hydro Pumped Storage | Storage | Electricity | NY | Dispatch-Storage | VOM | 0 | [6 empty] | 0.67556 | 0
LCP_Inputs_ON_Diverse_IEA_2023_05_05 | 2030 | Hydro Pumped Storage | Storage | Electricity | ON | Dispatch-Storage | EmissionsCost | 0 | [6 empty] | 0.67556 | 0
LCP_Inputs_ON_Diverse_IEA_2023_05_05 | 2030 | Hydro Pumped Storage | Storage | Electricity | ON | Dispatch-Storage | FuelCost | 0 | [6 empty] | 0.67556 | 0
LCP_Inputs_ON_Diverse_IEA_2023_05_05 | 2030 | Hydro Pumped Storage | Storage | Electricity | ON | Dispatch-Storage | VOM | 0 | [6 empty] | 0.67556 | 0
LCP_Inputs_ON_Diverse_IEA_2023_05_05 | 2030 | Hydro Pumped Storage | Storage | Electricity | PJ | Dispatch-Storage | EmissionsCost | 0 | [6 empty] | 0.67556 | 0
LCP_Inputs_ON_Diverse_IEA_2023_05_05 | 2030 | Hydro Pumped Storage | Storage | Electricity | PJ | Dispatch-Storage | FuelCost | 0 | [6 empty] | 0.67556 | 0
LCP_Inputs_ON_Diverse_IEA_2023_05_05 | 2030 | Hydro Pumped Storage | Storage | Electricity | PJ | Dispatch-Storage | VOM | 0 | [6 empty] | 0.67556 | 0
LCP_Inputs_ON_Diverse_IEA_2023_05_05 | 2030 | Hydro Pumped Storage | Storage | Electricity | QC | Dispatch-Storage | EmissionsCost | 0 | [6 empty] | 0.67556 | 0
LCP_Inputs_ON_Diverse_IEA_2023_05_05 | 2030 | Hydro Pumped Storage | Storage | Electricity | QC | Dispatch-Storage | FuelCost | 0 | [6 empty] | 0.67556 | 0
LCP_Inputs_ON_Diverse_IEA_2023_05_05 | 2030 | Hydro Pumped Storage | Storage | Electricity | QC | Dispatch-Storage | VOM | 0 | [6 empty] | 0.67556 | 0
LCP_Inputs_ON_Diverse_IEA_2023_05_05 | 2030 | Hydro Pumped Storage | Storage | Electricity | WC | Dispatch-Storage | EmissionsCost | 0 | [6 empty] | 0.67556 | 0
LCP_Inputs_ON_Diverse_IEA_2023_05_05 | 2030 | Hydro Pumped Storage | Storage | Electricity | WC | Dispatch-Storage | FuelCost | 0 | [6 empty] | 0.67556 | 0
LCP_Inputs_ON_Diverse_IEA_2023_05_05 | 2030 | Hydro Pumped Storage | Storage | Electricity | WC | Dispatch-Storage | VOM | 0 | [6 empty] | 0.67556 | 0
LCP_Inputs_ON_Diverse_IEA_2023_05_05 | 2030 | Nuclear | Generation | Electricity | MI | Dispatch-Generation | EmissionsCost | 0 | [6 empty] | 0.67556 | 0
LCP_Inputs_ON_Diverse_IEA_2023_05_05 | 2030 | Nuclear | Generation | Electricity | MI | Dispatch-Generation | FuelCost | 0 | [6 empty] | 0.67556 | 0
LCP_Inputs_ON_Diverse_IEA_2023_05_05 | 2030 | Nuclear | Generation | Electricity | MI | Dispatch-Generation | VOM | 2762866296.96 | [6 empty] | 0.67556 | 1866493473.4826
LCP_Inputs_ON_Diverse_IEA_2023_05_05 | 2030 | Nuclear | Generation | Electricity | NY | Dispatch-Generation | EmissionsCost | 0 | [6 empty] | 0.67556 | 0
LCP_Inputs_ON_Diverse_IEA_2023_05_05 | 2030 | Nuclear | Generation | Electricity | NY | Dispatch-Generation | FuelCost | 0 | [6 empty] | 0.67556 | 0
LCP_Inputs_ON_Diverse_IEA_2023_05_05 | 2030 | Nuclear | Generation | Electricity | NY | Dispatch-Generation | VOM | 2246155230.144 | [6 empty] | 0.67556 | 1517421991.106
LCP_Inputs_ON_Diverse_IEA_2023_05_05 | 2030 | Nuclear | Generation | Electricity | ON | Dispatch-Generation | EmissionsCost | 0 | [6 empty] | 0.67556 | 0
LCP_Inputs_ON_Diverse_IEA_2023_05_05 | 2030 | Nuclear | Generation | Electricity | ON | Dispatch-Generation | FuelCost | 0 | [6 empty] | 0.67556 | 0
LCP_Inputs_ON_Diverse_IEA_2023_05_05 | 2030 | Nuclear | Generation | Electricity | ON | Dispatch-Generation | VOM | 6921207719.0302 | [6 empty] | 0.67556 | 4675719939.9773
LCP_Inputs_ON_Diverse_IEA_2023_05_05 | 2030 | Nuclear | Generation | Electricity | PJ | Dispatch-Generation | EmissionsCost | 0 | [6 empty] | 0.67556 | 0
LCP_Inputs_ON_Diverse_IEA_2023_05_05 | 2030 | Nuclear | Generation | Electricity | PJ | Dispatch-Generation | FuelCost | 0 | [6 empty] | 0.67556 | 0
LCP_Inputs_ON_Diverse_IEA_2023_05_05 | 2030 | Nuclear | Generation | Electricity | PJ | Dispatch-Generation | VOM | 6401347648.6848 | [6 empty] | 0.67556 | 4324521103.6487
LCP_Inputs_ON_Diverse_IEA_2023_05_05 | 2030 | Nuclear | Generation | Electricity | QC | Dispatch-Generation | EmissionsCost | 0 | [6 empty] | 0.67556 | 0
LCP_Inputs_ON_Diverse_IEA_2023_05_05 | 2030 | Nuclear | Generation | Electricity | QC | Dispatch-Generation | FuelCost | 0 | [6 empty] | 0.67556 | 0
LCP_Inputs_ON_Diverse_IEA_2023_05_05 | 2030 | Nuclear | Generation | Electricity | QC | Dispatch-Generation | VOM | 0 | [6 empty] | 0.67556 | 0
LCP_Inputs_ON_Diverse_IEA_2023_05_05 | 2030 | Nuclear | Generation | Electricity | WC | Dispatch-Generation | EmissionsCost | 0 | [6 empty] | 0.67556 | 0
LCP_Inputs_ON_Diverse_IEA_2023_05_05 | 2030 | Nuclear | Generation | Electricity | WC | Dispatch-Generation | FuelCost | 0 | [6 empty] | 0.67556 | 0
LCP_Inputs_ON_Diverse_IEA_2023_05_05 | 2030 | Nuclear | Generation | Electricity | WC | Dispatch-Generation | VOM | 0 | [6 empty] | 0.67556 | 0
LCP_Inputs_ON_Diverse_IEA_2023_05_05 | 2030 | Nuclear SMR | Generation | Electricity | MI | Dispatch-Generation | EmissionsCost | 0 | [6 empty] | 0.67556 | 0
LCP_Inputs_ON_Diverse_IEA_2023_05_05 | 2030 | Nuclear SMR | Generation | Electricity | MI | Dispatch-Generation | FuelCost | 0 | [6 empty] | 0.67556 | 0
LCP_Inputs_ON_Diverse_IEA_2023_05_05 | 2030 | Nuclear SMR | Generation | Electricity | MI | Dispatch-Generation | VOM | 0 | [6 empty] | 0.67556 | 0
LCP_Inputs_ON_Diverse_IEA_2023_05_05 | 2030 | Nuclear SMR | Generation | Electricity | NY | Dispatch-Generation | EmissionsCost | 0 | [6 empty] | 0.67556 | 0
LCP_Inputs_ON_Diverse_IEA_2023_05_05 | 2030 | Nuclear SMR | Generation | Electricity | NY | Dispatch-Generation | FuelCost | 0 | [6 empty] | 0.67556 | 0
LCP_Inputs_ON_Diverse_IEA_2023_05_05 | 2030 | Nuclear SMR | Generation | Electricity | NY | Dispatch-Generation | VOM | 0 | [6 empty] | 0.67556 | 0
LCP_Inputs_ON_Diverse_IEA_2023_05_05 | 2030 | Nuclear SMR | Generation | Electricity | ON | Dispatch-Generation | EmissionsCost | 0 | [6 empty] | 0.67556 | 0
LCP_Inputs_ON_Diverse_IEA_2023_05_05 | 2030 | Nuclear SMR | Generation | Electricity | ON | Dispatch-Generation | FuelCost | 0 | [6 empty] | 0.67556 | 0
LCP_Inputs_ON_Diverse_IEA_2023_05_05 | 2030 | Nuclear SMR | Generation | Electricity | ON | Dispatch-Generation | VOM | 18960361.2 | [6 empty] | 0.67556 | 12808940.6547
LCP_Inputs_ON_Diverse_IEA_2023_05_05 | 2030 | Nuclear SMR | Generation | Electricity | PJ | Dispatch-Generation | EmissionsCost | 0 | [6 empty] | 0.67556 | 0
LCP_Inputs_ON_Diverse_IEA_2023_05_05 | 2030 | Nuclear SMR | Generation | Electricity | PJ | Dispatch-Generation | FuelCost | 0 | [6 empty] | 0.67556 | 0
LCP_Inputs_ON_Diverse_IEA_2023_05_05 | 2030 | Nuclear SMR | Generation | Electricity | PJ | Dispatch-Generation | VOM | 0 | [6 empty] | 0.67556 | 0
LCP_Inputs_ON_Diverse_IEA_2023_05_05 | 2030 | Nuclear SMR | Generation | Electricity | QC | Dispatch-Generation | EmissionsCost | 0 | [6 empty] | 0.67556 | 0
LCP_Inputs_ON_Diverse_IEA_2023_05_05 | 2030 | Nuclear SMR | Generation | Electricity | QC | Dispatch-Generation | FuelCost | 0 | [6 empty] | 0.67556 | 0
LCP_Inputs_ON_Diverse_IEA_2023_05_05 | 2030 | Nuclear SMR | Generation | Electricity | QC | Dispatch-Generation | VOM | 0 | [6 empty] | 0.67556 | 0
LCP_Inputs_ON_Diverse_IEA_2023_05_05 | 2030 | Nuclear SMR | Generation | Electricity | WC | Dispatch-Generation | EmissionsCost | 0 | [6 empty] | 0.67556 | 0
LCP_Inputs_ON_Diverse_IEA_2023_05_05 | 2030 | Nuclear SMR | Generation | Electricity | WC | Dispatch-Generation | FuelCost | 0 | [6 empty] | 0.67556 | 0
LCP_Inputs_ON_Diverse_IEA_2023_05_05 | 2030 | Nuclear SMR | Generation | Electricity | WC | Dispatch-Generation | VOM | 0 | [6 empty] | 0.67556 | 0
LCP_Inputs_ON_Diverse_IEA_2023_05_05 | 2030 | O/CCGT - CH4 Existing | Crossload | Electricity | MI | Dispatch-Crossload | EmissionsCost | 0 | [6 empty] | 0.67556 | 0
LCP_Inputs_ON_Diverse_IEA_2023_05_05 | 2030 | O/CCGT - CH4 Existing | Crossload | Electricity | MI | Dispatch-Crossload | FuelCost | 0 | [6 empty] | 0.67556 | 0
LCP_Inputs_ON_Diverse_IEA_2023_05_05 | 2030 | O/CCGT - CH4 Existing | Crossload | Electricity | MI | Dispatch-Crossload | VOM | 0 | [6 empty] | 0.67556 | 0
LCP_Inputs_ON_Diverse_IEA_2023_05_05 | 2030 | O/CCGT - CH4 Existing | Crossload | Electricity | NY | Dispatch-Crossload | EmissionsCost | 0 | [6 empty] | 0.67556 | 0
LCP_Inputs_ON_Diverse_IEA_2023_05_05 | 2030 | O/CCGT - CH4 Existing | Crossload | Electricity | NY | Dispatch-Crossload | FuelCost | 0 | [6 empty] | 0.67556 | 0
LCP_Inputs_ON_Diverse_IEA_2023_05_05 | 2030 | O/CCGT - CH4 Existing | Crossload | Electricity | NY | Dispatch-Crossload | VOM | 0 | [6 empty] | 0.67556 | 0
LCP_Inputs_ON_Diverse_IEA_2023_05_05 | 2030 | O/CCGT - CH4 Existing | Crossload | Electricity | ON | Dispatch-Crossload | EmissionsCost | 4650844.1284 | [6 empty] | 0.67556 | 3141943.6479
LCP_Inputs_ON_Diverse_IEA_2023_05_05 | 2030 | O/CCGT - CH4 Existing | Crossload | Electricity | ON | Dispatch-Crossload | FuelCost | 0 | [6 empty] | 0.67556 | 0
LCP_Inputs_ON_Diverse_IEA_2023_05_05 | 2030 | O/CCGT - CH4 Existing | Crossload | Electricity | ON | Dispatch-Crossload | VOM | 286217.1645 | [6 empty] | 0.67556 | 193358.0609
LCP_Inputs_ON_Diverse_IEA_2023_05_05 | 2030 | O/CCGT - CH4 Existing | Crossload | Electricity | PJ | Dispatch-Crossload | EmissionsCost | 0 | [6 empty] | 0.67556 | 0
LCP_Inputs_ON_Diverse_IEA_2023_05_05 | 2030 | O/CCGT - CH4 Existing | Crossload | Electricity | PJ | Dispatch-Crossload | FuelCost | 0 | [6 empty] | 0.67556 | 0
LCP_Inputs_ON_Diverse_IEA_2023_05_05 | 2030 | O/CCGT - CH4 Existing | Crossload | Electricity | PJ | Dispatch-Crossload | VOM | 0 | [6 empty] | 0.67556 | 0
LCP_Inputs_ON_Diverse_IEA_2023_05_05 | 2030 | O/CCGT - CH4 Existing | Crossload | Electricity | QC | Dispatch-Crossload | EmissionsCost | 0 | [6 empty] | 0.67556 | 0
LCP_Inputs_ON_Diverse_IEA_2023_05_05 | 2030 | O/CCGT - CH4 Existing | Crossload | Electricity | QC | Dispatch-Crossload | FuelCost | 0 | [6 empty] | 0.67556 | 0
LCP_Inputs_ON_Diverse_IEA_2023_05_05 | 2030 | O/CCGT - CH4 Existing | Crossload | Electricity | QC | Dispatch-Crossload | VOM | 0 | [6 empty] | 0.67556 | 0
LCP_Inputs_ON_Diverse_IEA_2023_05_05 | 2030 | O/CCGT - CH4 Existing | Crossload | Electricity | WC | Dispatch-Crossload | EmissionsCost | 0 | [6 empty] | 0.67556 | 0
LCP_Inputs_ON_Diverse_IEA_2023_05_05 | 2030 | O/CCGT - CH4 Existing | Crossload | Electricity | WC | Dispatch-Crossload | FuelCost | 0 | [6 empty] | 0.67556 | 0
LCP_Inputs_ON_Diverse_IEA_2023_05_05 | 2030 | O/CCGT - CH4 Existing | Crossload | Electricity | WC | Dispatch-Crossload | VOM | 0 | [6 empty] | 0.67556 | 0
LCP_Inputs_ON_Diverse_IEA_2023_05_05 | 2030 | O/CCGT - CH4 New | Crossload | Electricity | MI | Dispatch-Crossload | EmissionsCost | 0 | [6 empty] | 0.67556 | 0
LCP_Inputs_ON_Diverse_IEA_2023_05_05 | 2030 | O/CCGT - CH4 New | Crossload | Electricity | MI | Dispatch-Crossload | FuelCost | 0 | [6 empty] | 0.67556 | 0
LCP_Inputs_ON_Diverse_IEA_2023_05_05 | 2030 | O/CCGT - CH4 New | Crossload | Electricity | MI | Dispatch-Crossload | VOM | 0 | [6 empty] | 0.67556 | 0
LCP_Inputs_ON_Diverse_IEA_2023_05_05 | 2030 | O/CCGT - CH4 New | Crossload | Electricity | NY | Dispatch-Crossload | EmissionsCost | 0 | [6 empty] | 0.67556 | 0
LCP_Inputs_ON_Diverse_IEA_2023_05_05 | 2030 | O/CCGT - CH4 New | Crossload | Electricity | NY | Dispatch-Crossload | FuelCost | 0 | [6 empty] | 0.67556 | 0
LCP_Inputs_ON_Diverse_IEA_2023_05_05 | 2030 | O/CCGT - CH4 New | Crossload | Electricity | NY | Dispatch-Crossload | VOM | 0 | [6 empty] | 0.67556 | 0
LCP_Inputs_ON_Diverse_IEA_2023_05_05 | 2030 | O/CCGT - CH4 New | Crossload | Electricity | ON | Dispatch-Crossload | EmissionsCost | 205377.4597 | [6 empty] | 0.67556 | 138745.6528
LCP_Inputs_ON_Diverse_IEA_2023_05_05 | 2030 | O/CCGT - CH4 New | Crossload | Electricity | ON | Dispatch-Crossload | FuelCost | 0 | [6 empty] | 0.67556 | 0
LCP_Inputs_ON_Diverse_IEA_2023_05_05 | 2030 | O/CCGT - CH4 New | Crossload | Electricity | ON | Dispatch-Crossload | VOM | 12639.1151 | [6 empty] | 0.67556 | 8538.5333
LCP_Inputs_ON_Diverse_IEA_2023_05_05 | 2030 | O/CCGT - CH4 New | Crossload | Electricity | PJ | Dispatch-Crossload | EmissionsCost | 0 | [6 empty] | 0.67556 | 0
LCP_Inputs_ON_Diverse_IEA_2023_05_05 | 2030 | O/CCGT - CH4 New | Crossload | Electricity | PJ | Dispatch-Crossload | FuelCost | 0 | [6 empty] | 0.67556 | 0
LCP_Inputs_ON_Diverse_IEA_2023_05_05 | 2030 | O/CCGT - CH4 New | Crossload | Electricity | PJ | Dispatch-Crossload | VOM | 0 | [6 empty] | 0.67556 | 0
LCP_Inputs_ON_Diverse_IEA_2023_05_05 | 2030 | O/CCGT - CH4 New | Crossload | Electricity | QC | Dispatch-Crossload | EmissionsCost | 0 | [6 empty] | 0.67556 | 0
LCP_Inputs_ON_Diverse_IEA_2023_05_05 | 2030 | O/CCGT - CH4 New | Crossload | Electricity | QC | Dispatch-Crossload | FuelCost | 0 | [6 empty] | 0.67556 | 0
LCP_Inputs_ON_Diverse_IEA_2023_05_05 | 2030 | O/CCGT - CH4 New | Crossload | Electricity | QC | Dispatch-Crossload | VOM | 0 | [6 empty] | 0.67556 | 0
LCP_Inputs_ON_Diverse_IEA_2023_05_05 | 2030 | O/CCGT - CH4 New | Crossload | Electricity | WC | Dispatch-Crossload | EmissionsCost | 0 | [6 empty] | 0.67556 | 0
LCP_Inputs_ON_Diverse_IEA_2023_05_05 | 2030 | O/CCGT - CH4 New | Crossload | Electricity | WC | Dispatch-Crossload | FuelCost | 0 | [6 empty] | 0.67556 | 0
LCP_Inputs_ON_Diverse_IEA_2023_05_05 | 2030 | O/CCGT - CH4 New | Crossload | Electricity | WC | Dispatch-Crossload | VOM | 0 | [6 empty] | 0.67556 | 0
LCP_Inputs_ON_Diverse_IEA_2023_05_05 | 2030 | O/CCGT - H2 New | Crossload | Electricity | MI | Dispatch-Crossload | EmissionsCost | 0 | [6 empty] | 0.67556 | 0
LCP_Inputs_ON_Diverse_IEA_2023_05_05 | 2030 | O/CCGT - H2 New | Crossload | Electricity | MI | Dispatch-Crossload | FuelCost | 0 | [6 empty] | 0.67556 | 0
LCP_Inputs_ON_Diverse_IEA_2023_05_05 | 2030 | O/CCGT - H2 New | Crossload | Electricity | MI | Dispatch-Crossload | VOM | 0 | [6 empty] | 0.67556 | 0
LCP_Inputs_ON_Diverse_IEA_2023_05_05 | 2030 | O/CCGT - H2 New | Crossload | Electricity | NY | Dispatch-Crossload | EmissionsCost | 0 | [6 empty] | 0.67556 | 0
LCP_Inputs_ON_Diverse_IEA_2023_05_05 | 2030 | O/CCGT - H2 New | Crossload | Electricity | NY | Dispatch-Crossload | FuelCost | 0 | [6 empty] | 0.67556 | 0
LCP_Inputs_ON_Diverse_IEA_2023_05_05 | 2030 | O/CCGT - H2 New | Crossload | Electricity | NY | Dispatch-Crossload | VOM | 0 | [6 empty] | 0.67556 | 0
LCP_Inputs_ON_Diverse_IEA_2023_05_05 | 2030 | O/CCGT - H2 New | Crossload | Electricity | ON | Dispatch-Crossload | EmissionsCost | 0 | [6 empty] | 0.67556 | 0
LCP_Inputs_ON_Diverse_IEA_2023_05_05 | 2030 | O/CCGT - H2 New | Crossload | Electricity | ON | Dispatch-Crossload | FuelCost | 0 | [6 empty] | 0.67556 | 0
LCP_Inputs_ON_Diverse_IEA_2023_05_05 | 2030 | O/CCGT - H2 New | Crossload | Electricity | ON | Dispatch-Crossload | VOM | 0 | [6 empty] | 0.67556 | 0
LCP_Inputs_ON_Diverse_IEA_2023_05_05 | 2030 | O/CCGT - H2 New | Crossload | Electricity | PJ | Dispatch-Crossload | EmissionsCost | 0 | [6 empty] | 0.67556 | 0
LCP_Inputs_ON_Diverse_IEA_2023_05_05 | 2030 | O/CCGT - H2 New | Crossload | Electricity | PJ | Dispatch-Crossload | FuelCost | 0 | [6 empty] | 0.67556 | 0
LCP_Inputs_ON_Diverse_IEA_2023_05_05 | 2030 | O/CCGT - H2 New | Crossload | Electricity | PJ | Dispatch-Crossload | VOM | 0 | [6 empty] | 0.67556 | 0
LCP_Inputs_ON_Diverse_IEA_2023_05_05 | 2030 | O/CCGT - H2 New | Crossload | Electricity | QC | Dispatch-Crossload | EmissionsCost | 0 | [6 empty] | 0.67556 | 0
LCP_Inputs_ON_Diverse_IEA_2023_05_05 | 2030 | O/CCGT - H2 New | Crossload | Electricity | QC | Dispatch-Crossload | FuelCost | 0 | [6 empty] | 0.67556 | 0
LCP_Inputs_ON_Diverse_IEA_2023_05_05 | 2030 | O/CCGT - H2 New | Crossload | Electricity | QC | Dispatch-Crossload | VOM | 0 | [6 empty] | 0.67556 | 0
LCP_Inputs_ON_Diverse_IEA_2023_05_05 | 2030 | O/CCGT - H2 New | Crossload | Electricity | WC | Dispatch-Crossload | EmissionsCost | 0 | [6 empty] | 0.67556 | 0
LCP_Inputs_ON_Diverse_IEA_2023_05_05 | 2030 | O/CCGT - H2 New | Crossload | Electricity | WC | Dispatch-Crossload | FuelCost | 0 | [6 empty] | 0.67556 | 0
LCP_Inputs_ON_Diverse_IEA_2023_05_05 | 2030 | O/CCGT - H2 New | Crossload | Electricity | WC | Dispatch-Crossload | VOM | 0 | [6 empty] | 0.67556 | 0
LCP_Inputs_ON_Diverse_IEA_2023_05_05 | 2030 | SMR CCS | Generation | Hydrogen | MI | Dispatch-Generation | EmissionsCost | 0 | [6 empty] | 0.67556 | 0
LCP_Inputs_ON_Diverse_IEA_2023_05_05 | 2030 | SMR CCS | Generation | Hydrogen | MI | Dispatch-Generation | FuelCost | 0 | [6 empty] | 0.67556 | 0
LCP_Inputs_ON_Diverse_IEA_2023_05_05 | 2030 | SMR CCS | Generation | Hydrogen | MI | Dispatch-Generation | VOM | 0 | [6 empty] | 0.67556 | 0
LCP_Inputs_ON_Diverse_IEA_2023_05_05 | 2030 | SMR CCS | Generation | Hydrogen | NY | Dispatch-Generation | EmissionsCost | 0 | [6 empty] | 0.67556 | 0
LCP_Inputs_ON_Diverse_IEA_2023_05_05 | 2030 | SMR CCS | Generation | Hydrogen | NY | Dispatch-Generation | FuelCost | 0 | [6 empty] | 0.67556 | 0
LCP_Inputs_ON_Diverse_IEA_2023_05_05 | 2030 | SMR CCS | Generation | Hydrogen | NY | Dispatch-Generation | VOM | 0 | [6 empty] | 0.67556 | 0
LCP_Inputs_ON_Diverse_IEA_2023_05_05 | 2030 | SMR CCS | Generation | Hydrogen | ON | Dispatch-Generation | EmissionsCost | 398520751.9847 | [6 empty] | 0.67556 | 269226340.5744
LCP_Inputs_ON_Diverse_IEA_2023_05_05 | 2030 | SMR CCS | Generation | Hydrogen | ON | Dispatch-Generation | FuelCost | 628171752.4376 | [6 empty] | 0.67556 | 424370327.8154
LCP_Inputs_ON_Diverse_IEA_2023_05_05 | 2030 | SMR CCS | Generation | Hydrogen | ON | Dispatch-Generation | VOM | 0 | [6 empty] | 0.67556 | 0
LCP_Inputs_ON_Diverse_IEA_2023_05_05 | 2030 | SMR CCS | Generation | Hydrogen | PJ | Dispatch-Generation | EmissionsCost | 0 | [6 empty] | 0.67556 | 0
LCP_Inputs_ON_Diverse_IEA_2023_05_05 | 2030 | SMR CCS | Generation | Hydrogen | PJ | Dispatch-Generation | FuelCost | 0 | [6 empty] | 0.67556 | 0
LCP_Inputs_ON_Diverse_IEA_2023_05_05 | 2030 | SMR CCS | Generation | Hydrogen | PJ | Dispatch-Generation | VOM | 0 | [6 empty] | 0.67556 | 0
LCP_Inputs_ON_Diverse_IEA_2023_05_05 | 2030 | SMR CCS | Generation | Hydrogen | QC | Dispatch-Generation | EmissionsCost | 0 | [6 empty] | 0.67556 | 0
LCP_Inputs_ON_Diverse_IEA_2023_05_05 | 2030 | SMR CCS | Generation | Hydrogen | QC | Dispatch-Generation | FuelCost | 0 | [6 empty] | 0.67556 | 0
LCP_Inputs_ON_Diverse_IEA_2023_05_05 | 2030 | SMR CCS | Generation | Hydrogen | QC | Dispatch-Generation | VOM | 0 | [6 empty] | 0.67556 | 0
LCP_Inputs_ON_Diverse_IEA_2023_05_05 | 2030 | SMR CCS | Generation | Hydrogen | WC | Dispatch-Generation | EmissionsCost | 0 | [6 empty] | 0.67556 | 0
LCP_Inputs_ON_Diverse_IEA_2023_05_05 | 2030 | SMR CCS | Generation | Hydrogen | WC | Dispatch-Generation | FuelCost | 0 | [6 empty] | 0.67556 | 0
LCP_Inputs_ON_Diverse_IEA_2023_05_05 | 2030 | SMR CCS | Generation | Hydrogen | WC | Dispatch-Generation | VOM | 0 | [6 empty] | 0.67556 | 0
LCP_Inputs_ON_Diverse_IEA_2023_05_05 | 2030 | Solar PV | Generation | Electricity | MI | Dispatch-Generation | EmissionsCost | 0 | [6 empty] | 0.67556 | 0
LCP_Inputs_ON_Diverse_IEA_2023_05_05 | 2030 | Solar PV | Generation | Electricity | MI | Dispatch-Generation | FuelCost | 0 | [6 empty] | 0.67556 | 0
LCP_Inputs_ON_Diverse_IEA_2023_05_05 | 2030 | Solar PV | Generation | Electricity | MI | Dispatch-Generation | VOM | 0 | [6 empty] | 0.67556 | 0
LCP_Inputs_ON_Diverse_IEA_2023_05_05 | 2030 | Solar PV | Generation | Electricity | NY | Dispatch-Generation | EmissionsCost | 0 | [6 empty] | 0.67556 | 0
LCP_Inputs_ON_Diverse_IEA_2023_05_05 | 2030 | Solar PV | Generation | Electricity | NY | Dispatch-Generation | FuelCost | 0 | [6 empty] | 0.67556 | 0
LCP_Inputs_ON_Diverse_IEA_2023_05_05 | 2030 | Solar PV | Generation | Electricity | NY | Dispatch-Generation | VOM | 0 | [6 empty] | 0.67556 | 0
LCP_Inputs_ON_Diverse_IEA_2023_05_05 | 2030 | Solar PV | Generation | Electricity | ON | Dispatch-Generation | EmissionsCost | 0 | [6 empty] | 0.67556 | 0
LCP_Inputs_ON_Diverse_IEA_2023_05_05 | 2030 | Solar PV | Generation | Electricity | ON | Dispatch-Generation | FuelCost | 0 | [6 empty] | 0.67556 | 0
LCP_Inputs_ON_Diverse_IEA_2023_05_05 | 2030 | Solar PV | Generation | Electricity | ON | Dispatch-Generation | VOM | 0 | [6 empty] | 0.67556 | 0
LCP_Inputs_ON_Diverse_IEA_2023_05_05 | 2030 | Solar PV | Generation | Electricity | PJ | Dispatch-Generation | EmissionsCost | 0 | [6 empty] | 0.67556 | 0
LCP_Inputs_ON_Diverse_IEA_2023_05_05 | 2030 | Solar PV | Generation | Electricity | PJ | Dispatch-Generation | FuelCost | 0 | [6 empty] | 0.67556 | 0
LCP_Inputs_ON_Diverse_IEA_2023_05_05 | 2030 | Solar PV | Generation | Electricity | PJ | Dispatch-Generation | VOM | 0 | [6 empty] | 0.67556 | 0
LCP_Inputs_ON_Diverse_IEA_2023_05_05 | 2030 | Solar PV | Generation | Electricity | QC | Dispatch-Generation | EmissionsCost | 0 | [6 empty] | 0.67556 | 0
LCP_Inputs_ON_Diverse_IEA_2023_05_05 | 2030 | Solar PV | Generation | Electricity | QC | Dispatch-Generation | FuelCost | 0 | [6 empty] | 0.67556 | 0
LCP_Inputs_ON_Diverse_IEA_2023_05_05 | 2030 | Solar PV | Generation | Electricity | QC | Dispatch-Generation | VOM | 0 | [6 empty] | 0.67556 | 0
LCP_Inputs_ON_Diverse_IEA_2023_05_05 | 2030 | Solar PV | Generation | Electricity | WC | Dispatch-Generation | EmissionsCost | 0 | [6 empty] | 0.67556 | 0
LCP_Inputs_ON_Diverse_IEA_2023_05_05 | 2030 | Solar PV | Generation | Electricity | WC | Dispatch-Generation | FuelCost | 0 | [6 empty] | 0.67556 | 0
LCP_Inputs_ON_Diverse_IEA_2023_05_05 | 2030 | Solar PV | Generation | Electricity | WC | Dispatch-Generation | VOM | 0 | [6 empty] | 0.67556 | 0
LCP_Inputs_ON_Diverse_IEA_2023_05_05 | 2030 | Wind Offshore | Generation | Electricity | MI | Dispatch-Generation | EmissionsCost | 0 | [6 empty] | 0.67556 | 0
LCP_Inputs_ON_Diverse_IEA_2023_05_05 | 2030 | Wind Offshore | Generation | Electricity | MI | Dispatch-Generation | FuelCost | 0 | [6 empty] | 0.67556 | 0
LCP_Inputs_ON_Diverse_IEA_2023_05_05 | 2030 | Wind Offshore | Generation | Electricity | MI | Dispatch-Generation | VOM | 0 | [6 empty] | 0.67556 | 0
LCP_Inputs_ON_Diverse_IEA_2023_05_05 | 2030 | Wind Offshore | Generation | Electricity | NY | Dispatch-Generation | EmissionsCost | 0 | [6 empty] | 0.67556 | 0
LCP_Inputs_ON_Diverse_IEA_2023_05_05 | 2030 | Wind Offshore | Generation | Electricity | NY | Dispatch-Generation | FuelCost | 0 | [6 empty] | 0.67556 | 0
LCP_Inputs_ON_Diverse_IEA_2023_05_05 | 2030 | Wind Offshore | Generation | Electricity | NY | Dispatch-Generation | VOM | 0 | [6 empty] | 0.67556 | 0
LCP_Inputs_ON_Diverse_IEA_2023_05_05 | 2030 | Wind Offshore | Generation | Electricity | ON | Dispatch-Generation | EmissionsCost | 0 | [6 empty] | 0.67556 | 0
LCP_Inputs_ON_Diverse_IEA_2023_05_05 | 2030 | Wind Offshore | Generation | Electricity | ON | Dispatch-Generation | FuelCost | 0 | [6 empty] | 0.67556 | 0
LCP_Inputs_ON_Diverse_IEA_2023_05_05 | 2030 | Wind Offshore | Generation | Electricity | ON | Dispatch-Generation | VOM | 0 | [6 empty] | 0.67556 | 0
LCP_Inputs_ON_Diverse_IEA_2023_05_05 | 2030 | Wind Offshore | Generation | Electricity | PJ | Dispatch-Generation | EmissionsCost | 0 | [6 empty] | 0.67556 | 0
LCP_Inputs_ON_Diverse_IEA_2023_05_05 | 2030 | Wind Offshore | Generation | Electricity | PJ | Dispatch-Generation | FuelCost | 0 | [6 empty] | 0.67556 | 0
LCP_Inputs_ON_Diverse_IEA_2023_05_05 | 2030 | Wind Offshore | Generation | Electricity | PJ | Dispatch-Generation | VOM | 0 | [6 empty] | 0.67556 | 0
LCP_Inputs_ON_Diverse_IEA_2023_05_05 | 2030 | Wind Offshore | Generation | Electricity | QC | Dispatch-Generation | EmissionsCost | 0 | [6 empty] | 0.67556 | 0
LCP_Inputs_ON_Diverse_IEA_2023_05_05 | 2030 | Wind Offshore | Generation | Electricity | QC | Dispatch-Generation | FuelCost | 0 | [6 empty] | 0.67556 | 0
LCP_Inputs_ON_Diverse_IEA_2023_05_05 | 2030 | Wind Offshore | Generation | Electricity | QC | Dispatch-Generation | VOM | 0 | [6 empty] | 0.67556 | 0
LCP_Inputs_ON_Diverse_IEA_2023_05_05 | 2030 | Wind Offshore | Generation | Electricity | WC | Dispatch-Generation | EmissionsCost | 0 | [6 empty] | 0.67556 | 0
LCP_Inputs_ON_Diverse_IEA_2023_05_05 | 2030 | Wind Offshore | Generation | Electricity | WC | Dispatch-Generation | FuelCost | 0 | [6 empty] | 0.67556 | 0
LCP_Inputs_ON_Diverse_IEA_2023_05_05 | 2030 | Wind Offshore | Generation | Electricity | WC | Dispatch-Generation | VOM | 0 | [6 empty] | 0.67556 | 0
LCP_Inputs_ON_Diverse_IEA_2023_05_05 | 2030 | Wind Onshore | Generation | Electricity | MI | Dispatch-Generation | EmissionsCost | 0 | [6 empty] | 0.67556 | 0
LCP_Inputs_ON_Diverse_IEA_2023_05_05 | 2030 | Wind Onshore | Generation | Electricity | MI | Dispatch-Generation | FuelCost | 0 | [6 empty] | 0.67556 | 0
LCP_Inputs_ON_Diverse_IEA_2023_05_05 | 2030 | Wind Onshore | Generation | Electricity | MI | Dispatch-Generation | VOM | 0 | [6 empty] | 0.67556 | 0
LCP_Inputs_ON_Diverse_IEA_2023_05_05 | 2030 | Wind Onshore | Generation | Electricity | NY | Dispatch-Generation | EmissionsCost | 0 | [6 empty] | 0.67556 | 0
LCP_Inputs_ON_Diverse_IEA_2023_05_05 | 2030 | Wind Onshore | Generation | Electricity | NY | Dispatch-Generation | FuelCost | 0 | [6 empty] | 0.67556 | 0
LCP_Inputs_ON_Diverse_IEA_2023_05_05 | 2030 | Wind Onshore | Generation | Electricity | NY | Dispatch-Generation | VOM | 0 | [6 empty] | 0.67556 | 0
LCP_Inputs_ON_Diverse_IEA_2023_05_05 | 2030 | Wind Onshore | Generation | Electricity | ON | Dispatch-Generation | EmissionsCost | 0 | [6 empty] | 0.67556 | 0
LCP_Inputs_ON_Diverse_IEA_2023_05_05 | 2030 | Wind Onshore | Generation | Electricity | ON | Dispatch-Generation | FuelCost | 0 | [6 empty] | 0.67556 | 0
LCP_Inputs_ON_Diverse_IEA_2023_05_05 | 2030 | Wind Onshore | Generation | Electricity | ON | Dispatch-Generation | VOM | 0 | [6 empty] | 0.67556 | 0
LCP_Inputs_ON_Diverse_IEA_2023_05_05 | 2030 | Wind Onshore | Generation | Electricity | PJ | Dispatch-Generation | EmissionsCost | 0 | [6 empty] | 0.67556 | 0
LCP_Inputs_ON_Diverse_IEA_2023_05_05 | 2030 | Wind Onshore | Generation | Electricity | PJ | Dispatch-Generation | FuelCost | 0 | [6 empty] | 0.67556 | 0
LCP_Inputs_ON_Diverse_IEA_2023_05_05 | 2030 | Wind Onshore | Generation | Electricity | PJ | Dispatch-Generation | VOM | 0 | [6 empty] | 0.67556 | 0
LCP_Inputs_ON_Diverse_IEA_2023_05_05 | 2030 | Wind Onshore | Generation | Electricity | QC | Dispatch-Generation | EmissionsCost | 0 | [6 empty] | 0.67556 | 0
LCP_Inputs_ON_Diverse_IEA_2023_05_05 | 2030 | Wind Onshore | Generation | Electricity | QC | Dispatch-Generation | FuelCost | 0 | [6 empty] | 0.67556 | 0
LCP_Inputs_ON_Diverse_IEA_2023_05_05 | 2030 | Wind Onshore | Generation | Electricity | QC | Dispatch-Generation | VOM | 0 | [6 empty] | 0.67556 | 0
LCP_Inputs_ON_Diverse_IEA_2023_05_05 | 2030 | Wind Onshore | Generation | Electricity | WC | Dispatch-Generation | EmissionsCost | 0 | [6 empty] | 0.67556 | 0
LCP_Inputs_ON_Diverse_IEA_2023_05_05 | 2030 | Wind Onshore | Generation | Electricity | WC | Dispatch-Generation | FuelCost | 0 | [6 empty] | 0.67556 | 0
LCP_Inputs_ON_Diverse_IEA_2023_05_05 | 2030 | Wind Onshore | Generation | Electricity | WC | Dispatch-Generation | VOM | 0 | [6 empty] | 0.67556 | 0
LCP_Inputs_ON_Diverse_IEA_2023_05_05 | 2031 | Anaerobic Digestion | Generation | Methane | MI | Dispatch-Generation | EmissionsCost | 0 | [6 empty] | 0.64958 | 0
LCP_Inputs_ON_Diverse_IEA_2023_05_05 | 2031 | Anaerobic Digestion | Generation | Methane | MI | Dispatch-Generation | FuelCost | 0 | [6 empty] | 0.64958 | 0
LCP_Inputs_ON_Diverse_IEA_2023_05_05 | 2031 | Anaerobic Digestion | Generation | Methane | MI | Dispatch-Generation | VOM | 0 | [6 empty] | 0.64958 | 0
LCP_Inputs_ON_Diverse_IEA_2023_05_05 | 2031 | Anaerobic Digestion | Generation | Methane | NY | Dispatch-Generation | EmissionsCost | 0 | [6 empty] | 0.64958 | 0
LCP_Inputs_ON_Diverse_IEA_2023_05_05 | 2031 | Anaerobic Digestion | Generation | Methane | NY | Dispatch-Generation | FuelCost | 0 | [6 empty] | 0.64958 | 0
LCP_Inputs_ON_Diverse_IEA_2023_05_05 | 2031 | Anaerobic Digestion | Generation | Methane | NY | Dispatch-Generation | VOM | 0 | [6 empty] | 0.64958 | 0
LCP_Inputs_ON_Diverse_IEA_2023_05_05 | 2031 | Anaerobic Digestion | Generation | Methane | ON | Dispatch-Generation | EmissionsCost | 1840449.9197 | [6 empty] | 0.64958 | 1195521.1734
LCP_Inputs_ON_Diverse_IEA_2023_05_05 | 2031 | Anaerobic Digestion | Generation | Methane | ON | Dispatch-Generation | FuelCost | 0 | [6 empty] | 0.64958 | 0
LCP_Inputs_ON_Diverse_IEA_2023_05_05 | 2031 | Anaerobic Digestion | Generation | Methane | ON | Dispatch-Generation | VOM | 862230000 | [6 empty] | 0.64958 | 560088166.6218
LCP_Inputs_ON_Diverse_IEA_2023_05_05 | 2031 | Anaerobic Digestion | Generation | Methane | PJ | Dispatch-Generation | EmissionsCost | 0 | [6 empty] | 0.64958 | 0
LCP_Inputs_ON_Diverse_IEA_2023_05_05 | 2031 | Anaerobic Digestion | Generation | Methane | PJ | Dispatch-Generation | FuelCost | 0 | [6 empty] | 0.64958 | 0
LCP_Inputs_ON_Diverse_IEA_2023_05_05 | 2031 | Anaerobic Digestion | Generation | Methane | PJ | Dispatch-Generation | VOM | 0 | [6 empty] | 0.64958 | 0
LCP_Inputs_ON_Diverse_IEA_2023_05_05 | 2031 | Anaerobic Digestion | Generation | Methane | QC | Dispatch-Generation | EmissionsCost | 0 | [6 empty] | 0.64958 | 0
LCP_Inputs_ON_Diverse_IEA_2023_05_05 | 2031 | Anaerobic Digestion | Generation | Methane | QC | Dispatch-Generation | FuelCost | 0 | [6 empty] | 0.64958 | 0
LCP_Inputs_ON_Diverse_IEA_2023_05_05 | 2031 | Anaerobic Digestion | Generation | Methane | QC | Dispatch-Generation | VOM | 0 | [6 empty] | 0.64958 | 0
LCP_Inputs_ON_Diverse_IEA_2023_05_05 | 2031 | Anaerobic Digestion | Generation | Methane | WC | Dispatch-Generation | EmissionsCost | 0 | [6 empty] | 0.64958 | 0
LCP_Inputs_ON_Diverse_IEA_2023_05_05 | 2031 | Anaerobic Digestion | Generation | Methane | WC | Dispatch-Generation | FuelCost | 0 | [6 empty] | 0.64958 | 0
LCP_Inputs_ON_Diverse_IEA_2023_05_05 | 2031 | Anaerobic Digestion | Generation | Methane | WC | Dispatch-Generation | VOM | 0 | [6 empty] | 0.64958 | 0
LCP_Inputs_ON_Diverse_IEA_2023_05_05 | 2031 | Battery Storage | Storage | Electricity | MI | Dispatch-Storage | EmissionsCost | 0 | [6 empty] | 0.64958 | 0
LCP_Inputs_ON_Diverse_IEA_2023_05_05 | 2031 | Battery Storage | Storage | Electricity | MI | Dispatch-Storage | FuelCost | 0 | [6 empty] | 0.64958 | 0
LCP_Inputs_ON_Diverse_IEA_2023_05_05 | 2031 | Battery Storage | Storage | Electricity | MI | Dispatch-Storage | VOM | 0 | [6 empty] | 0.64958 | 0
LCP_Inputs_ON_Diverse_IEA_2023_05_05 | 2031 | Battery Storage | Storage | Electricity | NY | Dispatch-Storage | EmissionsCost | 0 | [6 empty] | 0.64958 | 0
LCP_Inputs_ON_Diverse_IEA_2023_05_05 | 2031 | Battery Storage | Storage | Electricity | NY | Dispatch-Storage | FuelCost | 0 | [6 empty] | 0.64958 | 0
LCP_Inputs_ON_Diverse_IEA_2023_05_05 | 2031 | Battery Storage | Storage | Electricity | NY | Dispatch-Storage | VOM | 0 | [6 empty] | 0.64958 | 0
LCP_Inputs_ON_Diverse_IEA_2023_05_05 | 2031 | Battery Storage | Storage | Electricity | ON | Dispatch-Storage | EmissionsCost | 0 | [6 empty] | 0.64958 | 0
LCP_Inputs_ON_Diverse_IEA_2023_05_05 | 2031 | Battery Storage | Storage | Electricity | ON | Dispatch-Storage | FuelCost | 0 | [6 empty] | 0.64958 | 0
LCP_Inputs_ON_Diverse_IEA_2023_05_05 | 2031 | Battery Storage | Storage | Electricity | ON | Dispatch-Storage | VOM | 0 | [6 empty] | 0.64958 | 0
LCP_Inputs_ON_Diverse_IEA_2023_05_05 | 2031 | Battery Storage | Storage | Electricity | PJ | Dispatch-Storage | EmissionsCost | 0 | [6 empty] | 0.64958 | 0
LCP_Inputs_ON_Diverse_IEA_2023_05_05 | 2031 | Battery Storage | Storage | Electricity | PJ | Dispatch-Storage | FuelCost | 0 | [6 empty] | 0.64958 | 0
LCP_Inputs_ON_Diverse_IEA_2023_05_05 | 2031 | Battery Storage | Storage | Electricity | PJ | Dispatch-Storage | VOM | 0 | [6 empty] | 0.64958 | 0
LCP_Inputs_ON_Diverse_IEA_2023_05_05 | 2031 | Battery Storage | Storage | Electricity | QC | Dispatch-Storage | EmissionsCost | 0 | [6 empty] | 0.64958 | 0
LCP_Inputs_ON_Diverse_IEA_2023_05_05 | 2031 | Battery Storage | Storage | Electricity | QC | Dispatch-Storage | FuelCost | 0 | [6 empty] | 0.64958 | 0
LCP_Inputs_ON_Diverse_IEA_2023_05_05 | 2031 | Battery Storage | Storage | Electricity | QC | Dispatch-Storage | VOM | 0 | [6 empty] | 0.64958 | 0
LCP_Inputs_ON_Diverse_IEA_2023_05_05 | 2031 | Battery Storage | Storage | Electricity | WC | Dispatch-Storage | EmissionsCost | 0 | [6 empty] | 0.64958 | 0
LCP_Inputs_ON_Diverse_IEA_2023_05_05 | 2031 | Battery Storage | Storage | Electricity | WC | Dispatch-Storage | FuelCost | 0 | [6 empty] | 0.64958 | 0
LCP_Inputs_ON_Diverse_IEA_2023_05_05 | 2031 | Battery Storage | Storage | Electricity | WC | Dispatch-Storage | VOM | 0 | [6 empty] | 0.64958 | 0
LCP_Inputs_ON_Diverse_IEA_2023_05_05 | 2031 | Biomass | Generation | Electricity | MI | Dispatch-Generation | EmissionsCost | 0 | [6 empty] | 0.64958 | 0
LCP_Inputs_ON_Diverse_IEA_2023_05_05 | 2031 | Biomass | Generation | Electricity | MI | Dispatch-Generation | FuelCost | 0 | [6 empty] | 0.64958 | 0
LCP_Inputs_ON_Diverse_IEA_2023_05_05 | 2031 | Biomass | Generation | Electricity | MI | Dispatch-Generation | VOM | 0 | [6 empty] | 0.64958 | 0
LCP_Inputs_ON_Diverse_IEA_2023_05_05 | 2031 | Biomass | Generation | Electricity | NY | Dispatch-Generation | EmissionsCost | 0 | [6 empty] | 0.64958 | 0
LCP_Inputs_ON_Diverse_IEA_2023_05_05 | 2031 | Biomass | Generation | Electricity | NY | Dispatch-Generation | FuelCost | 0 | [6 empty] | 0.64958 | 0
LCP_Inputs_ON_Diverse_IEA_2023_05_05 | 2031 | Biomass | Generation | Electricity | NY | Dispatch-Generation | VOM | 0 | [6 empty] | 0.64958 | 0
LCP_Inputs_ON_Diverse_IEA_2023_05_05 | 2031 | Biomass | Generation | Electricity | ON | Dispatch-Generation | EmissionsCost | 0 | [6 empty] | 0.64958 | 0
LCP_Inputs_ON_Diverse_IEA_2023_05_05 | 2031 | Biomass | Generation | Electricity | ON | Dispatch-Generation | FuelCost | 0 | [6 empty] | 0.64958 | 0
LCP_Inputs_ON_Diverse_IEA_2023_05_05 | 2031 | Biomass | Generation | Electricity | ON | Dispatch-Generation | VOM | 0 | [6 empty] | 0.64958 | 0
LCP_Inputs_ON_Diverse_IEA_2023_05_05 | 2031 | Biomass | Generation | Electricity | PJ | Dispatch-Generation | EmissionsCost | 0 | [6 empty] | 0.64958 | 0
LCP_Inputs_ON_Diverse_IEA_2023_05_05 | 2031 | Biomass | Generation | Electricity | PJ | Dispatch-Generation | FuelCost | 0 | [6 empty] | 0.64958 | 0
LCP_Inputs_ON_Diverse_IEA_2023_05_05 | 2031 | Biomass | Generation | Electricity | PJ | Dispatch-Generation | VOM | 0 | [6 empty] | 0.64958 | 0
LCP_Inputs_ON_Diverse_IEA_2023_05_05 | 2031 | Biomass | Generation | Electricity | QC | Dispatch-Generation | EmissionsCost | 0 | [6 empty] | 0.64958 | 0
LCP_Inputs_ON_Diverse_IEA_2023_05_05 | 2031 | Biomass | Generation | Electricity | QC | Dispatch-Generation | FuelCost | 82244.5648 | [6 empty] | 0.64958 | 53424.501
LCP_Inputs_ON_Diverse_IEA_2023_05_05 | 2031 | Biomass | Generation | Electricity | QC | Dispatch-Generation | VOM | 1055.4719 | [6 empty] | 0.64958 | 685.6144
LCP_Inputs_ON_Diverse_IEA_2023_05_05 | 2031 | Biomass | Generation | Electricity | WC | Dispatch-Generation | EmissionsCost | 0 | [6 empty] | 0.64958 | 0
LCP_Inputs_ON_Diverse_IEA_2023_05_05 | 2031 | Biomass | Generation | Electricity | WC | Dispatch-Generation | FuelCost | 0 | [6 empty] | 0.64958 | 0
LCP_Inputs_ON_Diverse_IEA_2023_05_05 | 2031 | Biomass | Generation | Electricity | WC | Dispatch-Generation | VOM | 0 | [6 empty] | 0.64958 | 0
LCP_Inputs_ON_Diverse_IEA_2023_05_05 | 2031 | Biomass + CCS | Generation | Electricity | MI | Dispatch-Generation | EmissionsCost | 0 | [6 empty] | 0.64958 | 0
LCP_Inputs_ON_Diverse_IEA_2023_05_05 | 2031 | Biomass + CCS | Generation | Electricity | MI | Dispatch-Generation | FuelCost | 0 | [6 empty] | 0.64958 | 0
LCP_Inputs_ON_Diverse_IEA_2023_05_05 | 2031 | Biomass + CCS | Generation | Electricity | MI | Dispatch-Generation | VOM | 0 | [6 empty] | 0.64958 | 0
LCP_Inputs_ON_Diverse_IEA_2023_05_05 | 2031 | Biomass + CCS | Generation | Electricity | NY | Dispatch-Generation | EmissionsCost | 0 | [6 empty] | 0.64958 | 0
LCP_Inputs_ON_Diverse_IEA_2023_05_05 | 2031 | Biomass + CCS | Generation | Electricity | NY | Dispatch-Generation | FuelCost | 0 | [6 empty] | 0.64958 | 0
LCP_Inputs_ON_Diverse_IEA_2023_05_05 | 2031 | Biomass + CCS | Generation | Electricity | NY | Dispatch-Generation | VOM | 0 | [6 empty] | 0.64958 | 0
LCP_Inputs_ON_Diverse_IEA_2023_05_05 | 2031 | Biomass + CCS | Generation | Electricity | ON | Dispatch-Generation | EmissionsCost | 0 | [6 empty] | 0.64958 | 0
LCP_Inputs_ON_Diverse_IEA_2023_05_05 | 2031 | Biomass + CCS | Generation | Electricity | ON | Dispatch-Generation | FuelCost | 0 | [6 empty] | 0.64958 | 0
LCP_Inputs_ON_Diverse_IEA_2023_05_05 | 2031 | Biomass + CCS | Generation | Electricity | ON | Dispatch-Generation | VOM | 0 | [6 empty] | 0.64958 | 0
LCP_Inputs_ON_Diverse_IEA_2023_05_05 | 2031 | Biomass + CCS | Generation | Electricity | PJ | Dispatch-Generation | EmissionsCost | 0 | [6 empty] | 0.64958 | 0
LCP_Inputs_ON_Diverse_IEA_2023_05_05 | 2031 | Biomass + CCS | Generation | Electricity | PJ | Dispatch-Generation | FuelCost | 0 | [6 empty] | 0.64958 | 0
LCP_Inputs_ON_Diverse_IEA_2023_05_05 | 2031 | Biomass + CCS | Generation | Electricity | PJ | Dispatch-Generation | VOM | 0 | [6 empty] | 0.64958 | 0
LCP_Inputs_ON_Diverse_IEA_2023_05_05 | 2031 | Biomass + CCS | Generation | Electricity | QC | Dispatch-Generation | EmissionsCost | 0 | [6 empty] | 0.64958 | 0
LCP_Inputs_ON_Diverse_IEA_2023_05_05 | 2031 | Biomass + CCS | Generation | Electricity | QC | Dispatch-Generation | FuelCost | 0 | [6 empty] | 0.64958 | 0
LCP_Inputs_ON_Diverse_IEA_2023_05_05 | 2031 | Biomass + CCS | Generation | Electricity | QC | Dispatch-Generation | VOM | 0 | [6 empty] | 0.64958 | 0
LCP_Inputs_ON_Diverse_IEA_2023_05_05 | 2031 | Biomass + CCS | Generation | Electricity | WC | Dispatch-Generation | EmissionsCost | 0 | [6 empty] | 0.64958 | 0
LCP_Inputs_ON_Diverse_IEA_2023_05_05 | 2031 | Biomass + CCS | Generation | Electricity | WC | Dispatch-Generation | FuelCost | 0 | [6 empty] | 0.64958 | 0
LCP_Inputs_ON_Diverse_IEA_2023_05_05 | 2031 | Biomass + CCS | Generation | Electricity | WC | Dispatch-Generation | VOM | 0 | [6 empty] | 0.64958 | 0
LCP_Inputs_ON_Diverse_IEA_2023_05_05 | 2031 | CH4 + CCS | Generation | Methane | MI | Dispatch-Generation | EmissionsCost | 0 | [6 empty] | 0.64958 | 0
LCP_Inputs_ON_Diverse_IEA_2023_05_05 | 2031 | CH4 + CCS | Generation | Methane | MI | Dispatch-Generation | FuelCost | 0 | [6 empty] | 0.64958 | 0
LCP_Inputs_ON_Diverse_IEA_2023_05_05 | 2031 | CH4 + CCS | Generation | Methane | MI | Dispatch-Generation | VOM | 0 | [6 empty] | 0.64958 | 0
LCP_Inputs_ON_Diverse_IEA_2023_05_05 | 2031 | CH4 + CCS | Generation | Methane | NY | Dispatch-Generation | EmissionsCost | 0 | [6 empty] | 0.64958 | 0
LCP_Inputs_ON_Diverse_IEA_2023_05_05 | 2031 | CH4 + CCS | Generation | Methane | NY | Dispatch-Generation | FuelCost | 0 | [6 empty] | 0.64958 | 0
LCP_Inputs_ON_Diverse_IEA_2023_05_05 | 2031 | CH4 + CCS | Generation | Methane | NY | Dispatch-Generation | VOM | 0 | [6 empty] | 0.64958 | 0
LCP_Inputs_ON_Diverse_IEA_2023_05_05 | 2031 | CH4 + CCS | Generation | Methane | ON | Dispatch-Generation | EmissionsCost | 36250644.3017 | [6 empty] | 0.64958 | 23547727.2953
LCP_Inputs_ON_Diverse_IEA_2023_05_05 | 2031 | CH4 + CCS | Generation | Methane | ON | Dispatch-Generation | FuelCost | 171398728.1399 | [6 empty] | 0.64958 | 111337345.4939
LCP_Inputs_ON_Diverse_IEA_2023_05_05 | 2031 | CH4 + CCS | Generation | Methane | ON | Dispatch-Generation | VOM | 19178821.6667 | [6 empty] | 0.64958 | 12458196.8445
LCP_Inputs_ON_Diverse_IEA_2023_05_05 | 2031 | CH4 + CCS | Generation | Methane | PJ | Dispatch-Generation | EmissionsCost | 0 | [6 empty] | 0.64958 | 0
LCP_Inputs_ON_Diverse_IEA_2023_05_05 | 2031 | CH4 + CCS | Generation | Methane | PJ | Dispatch-Generation | FuelCost | 0 | [6 empty] | 0.64958 | 0
LCP_Inputs_ON_Diverse_IEA_2023_05_05 | 2031 | CH4 + CCS | Generation | Methane | PJ | Dispatch-Generation | VOM | 0 | [6 empty] | 0.64958 | 0
LCP_Inputs_ON_Diverse_IEA_2023_05_05 | 2031 | CH4 + CCS | Generation | Methane | QC | Dispatch-Generation | EmissionsCost | 0 | [6 empty] | 0.64958 | 0
LCP_Inputs_ON_Diverse_IEA_2023_05_05 | 2031 | CH4 + CCS | Generation | Methane | QC | Dispatch-Generation | FuelCost | 0 | [6 empty] | 0.64958 | 0
LCP_Inputs_ON_Diverse_IEA_2023_05_05 | 2031 | CH4 + CCS | Generation | Methane | QC | Dispatch-Generation | VOM | 0 | [6 empty] | 0.64958 | 0
LCP_Inputs_ON_Diverse_IEA_2023_05_05 | 2031 | CH4 + CCS | Generation | Methane | WC | Dispatch-Generation | EmissionsCost | 0 | [6 empty] | 0.64958 | 0
LCP_Inputs_ON_Diverse_IEA_2023_05_05 | 2031 | CH4 + CCS | Generation | Methane | WC | Dispatch-Generation | FuelCost | 0 | [6 empty] | 0.64958 | 0
LCP_Inputs_ON_Diverse_IEA_2023_05_05 | 2031 | CH4 + CCS | Generation | Methane | WC | Dispatch-Generation | VOM | 0 | [6 empty] | 0.64958 | 0
LCP_Inputs_ON_Diverse_IEA_2023_05_05 | 2031 | CH4 Import - NY 2020 | Import | Methane | MI | Dispatch-Import | EmissionsCost | 0 | [6 empty] | 0.64958 | 0
LCP_Inputs_ON_Diverse_IEA_2023_05_05 | 2031 | CH4 Import - NY 2020 | Import | Methane | MI | Dispatch-Import | FuelCost | 0 | [6 empty] | 0.64958 | 0
LCP_Inputs_ON_Diverse_IEA_2023_05_05 | 2031 | CH4 Import - NY 2020 | Import | Methane | MI | Dispatch-Import | VOM | 0 | [6 empty] | 0.64958 | 0
LCP_Inputs_ON_Diverse_IEA_2023_05_05 | 2031 | CH4 Import - NY 2020 | Import | Methane | NY | Dispatch-Import | EmissionsCost | 0 | [6 empty] | 0.64958 | 0
LCP_Inputs_ON_Diverse_IEA_2023_05_05 | 2031 | CH4 Import - NY 2020 | Import | Methane | NY | Dispatch-Import | FuelCost | 0 | [6 empty] | 0.64958 | 0
LCP_Inputs_ON_Diverse_IEA_2023_05_05 | 2031 | CH4 Import - NY 2020 | Import | Methane | NY | Dispatch-Import | VOM | 0 | [6 empty] | 0.64958 | 0
LCP_Inputs_ON_Diverse_IEA_2023_05_05 | 2031 | CH4 Import - NY 2020 | Import | Methane | ON | Dispatch-Import | EmissionsCost | 0 | [6 empty] | 0.64958 | 0
LCP_Inputs_ON_Diverse_IEA_2023_05_05 | 2031 | CH4 Import - NY 2020 | Import | Methane | ON | Dispatch-Import | FuelCost | 0 | [6 empty] | 0.64958 | 0
LCP_Inputs_ON_Diverse_IEA_2023_05_05 | 2031 | CH4 Import - NY 2020 | Import | Methane | ON | Dispatch-Import | VOM | 0 | [6 empty] | 0.64958 | 0
LCP_Inputs_ON_Diverse_IEA_2023_05_05 | 2031 | CH4 Import - NY 2020 | Import | Methane | PJ | Dispatch-Import | EmissionsCost | 0 | [6 empty] | 0.64958 | 0
LCP_Inputs_ON_Diverse_IEA_2023_05_05 | 2031 | CH4 Import - NY 2020 | Import | Methane | PJ | Dispatch-Import | FuelCost | 0 | [6 empty] | 0.64958 | 0
LCP_Inputs_ON_Diverse_IEA_2023_05_05 | 2031 | CH4 Import - NY 2020 | Import | Methane | PJ | Dispatch-Import | VOM | 0 | [6 empty] | 0.64958 | 0
LCP_Inputs_ON_Diverse_IEA_2023_05_05 | 2031 | CH4 Import - NY 2020 | Import | Methane | QC | Dispatch-Import | EmissionsCost | 0 | [6 empty] | 0.64958 | 0
LCP_Inputs_ON_Diverse_IEA_2023_05_05 | 2031 | CH4 Import - NY 2020 | Import | Methane | QC | Dispatch-Import | FuelCost | 0 | [6 empty] | 0.64958 | 0
LCP_Inputs_ON_Diverse_IEA_2023_05_05 | 2031 | CH4 Import - NY 2020 | Import | Methane | QC | Dispatch-Import | VOM | 0 | [6 empty] | 0.64958 | 0
LCP_Inputs_ON_Diverse_IEA_2023_05_05 | 2031 | CH4 Import - NY 2020 | Import | Methane | WC | Dispatch-Import | EmissionsCost | 0 | [6 empty] | 0.64958 | 0
LCP_Inputs_ON_Diverse_IEA_2023_05_05 | 2031 | CH4 Import - NY 2020 | Import | Methane | WC | Dispatch-Import | FuelCost | 0 | [6 empty] | 0.64958 | 0
LCP_Inputs_ON_Diverse_IEA_2023_05_05 | 2031 | CH4 Import - NY 2020 | Import | Methane | WC | Dispatch-Import | VOM | 0 | [6 empty] | 0.64958 | 0
LCP_Inputs_ON_Diverse_IEA_2023_05_05 | 2031 | CH4 Import - NY 2030 | Import | Methane | MI | Dispatch-Import | EmissionsCost | 0 | [6 empty] | 0.64958 | 0
LCP_Inputs_ON_Diverse_IEA_2023_05_05 | 2031 | CH4 Import - NY 2030 | Import | Methane | MI | Dispatch-Import | FuelCost | 0 | [6 empty] | 0.64958 | 0
LCP_Inputs_ON_Diverse_IEA_2023_05_05 | 2031 | CH4 Import - NY 2030 | Import | Methane | MI | Dispatch-Import | VOM | 0 | [6 empty] | 0.64958 | 0
LCP_Inputs_ON_Diverse_IEA_2023_05_05 | 2031 | CH4 Import - NY 2030 | Import | Methane | NY | Dispatch-Import | EmissionsCost | 1400246087.116 | [6 empty] | 0.64958 | 909573157.6866
LCP_Inputs_ON_Diverse_IEA_2023_05_05 | 2031 | CH4 Import - NY 2030 | Import | Methane | NY | Dispatch-Import | FuelCost | 644356120.8267 | [6 empty] | 0.64958 | 418561449.2251
LCP_Inputs_ON_Diverse_IEA_2023_05_05 | 2031 | CH4 Import - NY 2030 | Import | Methane | NY | Dispatch-Import | VOM | 0 | [6 empty] | 0.64958 | 0
LCP_Inputs_ON_Diverse_IEA_2023_05_05 | 2031 | CH4 Import - NY 2030 | Import | Methane | ON | Dispatch-Import | EmissionsCost | 0 | [6 empty] | 0.64958 | 0
LCP_Inputs_ON_Diverse_IEA_2023_05_05 | 2031 | CH4 Import - NY 2030 | Import | Methane | ON | Dispatch-Import | FuelCost | 0 | [6 empty] | 0.64958 | 0
LCP_Inputs_ON_Diverse_IEA_2023_05_05 | 2031 | CH4 Import - NY 2030 | Import | Methane | ON | Dispatch-Import | VOM | 0 | [6 empty] | 0.64958 | 0
LCP_Inputs_ON_Diverse_IEA_2023_05_05 | 2031 | CH4 Import - NY 2030 | Import | Methane | PJ | Dispatch-Import | EmissionsCost | 0 | [6 empty] | 0.64958 | 0
LCP_Inputs_ON_Diverse_IEA_2023_05_05 | 2031 | CH4 Import - NY 2030 | Import | Methane | PJ | Dispatch-Import | FuelCost | 0 | [6 empty] | 0.64958 | 0
LCP_Inputs_ON_Diverse_IEA_2023_05_05 | 2031 | CH4 Import - NY 2030 | Import | Methane | PJ | Dispatch-Import | VOM | 0 | [6 empty] | 0.64958 | 0
LCP_Inputs_ON_Diverse_IEA_2023_05_05 | 2031 | CH4 Import - NY 2030 | Import | Methane | QC | Dispatch-Import | EmissionsCost | 0 | [6 empty] | 0.64958 | 0
LCP_Inputs_ON_Diverse_IEA_2023_05_05 | 2031 | CH4 Import - NY 2030 | Import | Methane | QC | Dispatch-Import | FuelCost | 0 | [6 empty] | 0.64958 | 0
LCP_Inputs_ON_Diverse_IEA_2023_05_05 | 2031 | CH4 Import - NY 2030 | Import | Methane | QC | Dispatch-Import | VOM | 0 | [6 empty] | 0.64958 | 0
LCP_Inputs_ON_Diverse_IEA_2023_05_05 | 2031 | CH4 Import - NY 2030 | Import | Methane | WC | Dispatch-Import | EmissionsCost | 0 | [6 empty] | 0.64958 | 0
LCP_Inputs_ON_Diverse_IEA_2023_05_05 | 2031 | CH4 Import - NY 2030 | Import | Methane | WC | Dispatch-Import | FuelCost | 0 | [6 empty] | 0.64958 | 0
LCP_Inputs_ON_Diverse_IEA_2023_05_05 | 2031 | CH4 Import - NY 2030 | Import | Methane | WC | Dispatch-Import | VOM | 0 | [6 empty] | 0.64958 | 0
LCP_Inputs_ON_Diverse_IEA_2023_05_05 | 2031 | CH4 Import - NY 2040 | Import | Methane | MI | Dispatch-Import | EmissionsCost | 0 | [6 empty] | 0.64958 | 0
LCP_Inputs_ON_Diverse_IEA_2023_05_05 | 2031 | CH4 Import - NY 2040 | Import | Methane | MI | Dispatch-Import | FuelCost | 0 | [6 empty] | 0.64958 | 0
LCP_Inputs_ON_Diverse_IEA_2023_05_05 | 2031 | CH4 Import - NY 2040 | Import | Methane | MI | Dispatch-Import | VOM | 0 | [6 empty] | 0.64958 | 0
LCP_Inputs_ON_Diverse_IEA_2023_05_05 | 2031 | CH4 Import - NY 2040 | Import | Methane | NY | Dispatch-Import | EmissionsCost | 0 | [6 empty] | 0.64958 | 0
LCP_Inputs_ON_Diverse_IEA_2023_05_05 | 2031 | CH4 Import - NY 2040 | Import | Methane | NY | Dispatch-Import | FuelCost | 0 | [6 empty] | 0.64958 | 0
LCP_Inputs_ON_Diverse_IEA_2023_05_05 | 2031 | CH4 Import - NY 2040 | Import | Methane | NY | Dispatch-Import | VOM | 0 | [6 empty] | 0.64958 | 0
LCP_Inputs_ON_Diverse_IEA_2023_05_05 | 2031 | CH4 Import - NY 2040 | Import | Methane | ON | Dispatch-Import | EmissionsCost | 0 | [6 empty] | 0.64958 | 0
LCP_Inputs_ON_Diverse_IEA_2023_05_05 | 2031 | CH4 Import - NY 2040 | Import | Methane | ON | Dispatch-Import | FuelCost | 0 | [6 empty] | 0.64958 | 0
LCP_Inputs_ON_Diverse_IEA_2023_05_05 | 2031 | CH4 Import - NY 2040 | Import | Methane | ON | Dispatch-Import | VOM | 0 | [6 empty] | 0.64958 | 0
LCP_Inputs_ON_Diverse_IEA_2023_05_05 | 2031 | CH4 Import - NY 2040 | Import | Methane | PJ | Dispatch-Import | EmissionsCost | 0 | [6 empty] | 0.64958 | 0
LCP_Inputs_ON_Diverse_IEA_2023_05_05 | 2031 | CH4 Import - NY 2040 | Import | Methane | PJ | Dispatch-Import | FuelCost | 0 | [6 empty] | 0.64958 | 0
LCP_Inputs_ON_Diverse_IEA_2023_05_05 | 2031 | CH4 Import - NY 2040 | Import | Methane | PJ | Dispatch-Import | VOM | 0 | [6 empty] | 0.64958 | 0
LCP_Inputs_ON_Diverse_IEA_2023_05_05 | 2031 | CH4 Import - NY 2040 | Import | Methane | QC | Dispatch-Import | EmissionsCost | 0 | [6 empty] | 0.64958 | 0
LCP_Inputs_ON_Diverse_IEA_2023_05_05 | 2031 | CH4 Import - NY 2040 | Import | Methane | QC | Dispatch-Import | FuelCost | 0 | [6 empty] | 0.64958 | 0
LCP_Inputs_ON_Diverse_IEA_2023_05_05 | 2031 | CH4 Import - NY 2040 | Import | Methane | QC | Dispatch-Import | VOM | 0 | [6 empty] | 0.64958 | 0
LCP_Inputs_ON_Diverse_IEA_2023_05_05 | 2031 | CH4 Import - NY 2040 | Import | Methane | WC | Dispatch-Import | EmissionsCost | 0 | [6 empty] | 0.64958 | 0
LCP_Inputs_ON_Diverse_IEA_2023_05_05 | 2031 | CH4 Import - NY 2040 | Import | Methane | WC | Dispatch-Import | FuelCost | 0 | [6 empty] | 0.64958 | 0
LCP_Inputs_ON_Diverse_IEA_2023_05_05 | 2031 | CH4 Import - NY 2040 | Import | Methane | WC | Dispatch-Import | VOM | 0 | [6 empty] | 0.64958 | 0
LCP_Inputs_ON_Diverse_IEA_2023_05_05 | 2031 | CH4 Import - NY 2050 | Import | Methane | MI | Dispatch-Import | EmissionsCost | 0 | [6 empty] | 0.64958 | 0
LCP_Inputs_ON_Diverse_IEA_2023_05_05 | 2031 | CH4 Import - NY 2050 | Import | Methane | MI | Dispatch-Import | FuelCost | 0 | [6 empty] | 0.64958 | 0
LCP_Inputs_ON_Diverse_IEA_2023_05_05 | 2031 | CH4 Import - NY 2050 | Import | Methane | MI | Dispatch-Import | VOM | 0 | [6 empty] | 0.64958 | 0
LCP_Inputs_ON_Diverse_IEA_2023_05_05 | 2031 | CH4 Import - NY 2050 | Import | Methane | NY | Dispatch-Import | EmissionsCost | 0 | [6 empty] | 0.64958 | 0
LCP_Inputs_ON_Diverse_IEA_2023_05_05 | 2031 | CH4 Import - NY 2050 | Import | Methane | NY | Dispatch-Import | FuelCost | 0 | [6 empty] | 0.64958 | 0
LCP_Inputs_ON_Diverse_IEA_2023_05_05 | 2031 | CH4 Import - NY 2050 | Import | Methane | NY | Dispatch-Import | VOM | 0 | [6 empty] | 0.64958 | 0
LCP_Inputs_ON_Diverse_IEA_2023_05_05 | 2031 | CH4 Import - NY 2050 | Import | Methane | ON | Dispatch-Import | EmissionsCost | 0 | [6 empty] | 0.64958 | 0
LCP_Inputs_ON_Diverse_IEA_2023_05_05 | 2031 | CH4 Import - NY 2050 | Import | Methane | ON | Dispatch-Import | FuelCost | 0 | [6 empty] | 0.64958 | 0
LCP_Inputs_ON_Diverse_IEA_2023_05_05 | 2031 | CH4 Import - NY 2050 | Import | Methane | ON | Dispatch-Import | VOM | 0 | [6 empty] | 0.64958 | 0
LCP_Inputs_ON_Diverse_IEA_2023_05_05 | 2031 | CH4 Import - NY 2050 | Import | Methane | PJ | Dispatch-Import | EmissionsCost | 0 | [6 empty] | 0.64958 | 0
LCP_Inputs_ON_Diverse_IEA_2023_05_05 | 2031 | CH4 Import - NY 2050 | Import | Methane | PJ | Dispatch-Import | FuelCost | 0 | [6 empty] | 0.64958 | 0
LCP_Inputs_ON_Diverse_IEA_2023_05_05 | 2031 | CH4 Import - NY 2050 | Import | Methane | PJ | Dispatch-Import | VOM | 0 | [6 empty] | 0.64958 | 0
LCP_Inputs_ON_Diverse_IEA_2023_05_05 | 2031 | CH4 Import - NY 2050 | Import | Methane | QC | Dispatch-Import | EmissionsCost | 0 | [6 empty] | 0.64958 | 0
LCP_Inputs_ON_Diverse_IEA_2023_05_05 | 2031 | CH4 Import - NY 2050 | Import | Methane | QC | Dispatch-Import | FuelCost | 0 | [6 empty] | 0.64958 | 0
LCP_Inputs_ON_Diverse_IEA_2023_05_05 | 2031 | CH4 Import - NY 2050 | Import | Methane | QC | Dispatch-Import | VOM | 0 | [6 empty] | 0.64958 | 0
LCP_Inputs_ON_Diverse_IEA_2023_05_05 | 2031 | CH4 Import - NY 2050 | Import | Methane | WC | Dispatch-Import | EmissionsCost | 0 | [6 empty] | 0.64958 | 0
LCP_Inputs_ON_Diverse_IEA_2023_05_05 | 2031 | CH4 Import - NY 2050 | Import | Methane | WC | Dispatch-Import | FuelCost | 0 | [6 empty] | 0.64958 | 0
LCP_Inputs_ON_Diverse_IEA_2023_05_05 | 2031 | CH4 Import - NY 2050 | Import | Methane | WC | Dispatch-Import | VOM | 0 | [6 empty] | 0.64958 | 0
LCP_Inputs_ON_Diverse_IEA_2023_05_05 | 2031 | CH4 Import - WC 2020 | Import | Methane | MI | Dispatch-Import | EmissionsCost | 0 | [6 empty] | 0.64958 | 0
LCP_Inputs_ON_Diverse_IEA_2023_05_05 | 2031 | CH4 Import - WC 2020 | Import | Methane | MI | Dispatch-Import | FuelCost | 0 | [6 empty] | 0.64958 | 0
LCP_Inputs_ON_Diverse_IEA_2023_05_05 | 2031 | CH4 Import - WC 2020 | Import | Methane | MI | Dispatch-Import | VOM | 0 | [6 empty] | 0.64958 | 0
LCP_Inputs_ON_Diverse_IEA_2023_05_05 | 2031 | CH4 Import - WC 2020 | Import | Methane | NY | Dispatch-Import | EmissionsCost | 0 | [6 empty] | 0.64958 | 0
LCP_Inputs_ON_Diverse_IEA_2023_05_05 | 2031 | CH4 Import - WC 2020 | Import | Methane | NY | Dispatch-Import | FuelCost | 0 | [6 empty] | 0.64958 | 0
LCP_Inputs_ON_Diverse_IEA_2023_05_05 | 2031 | CH4 Import - WC 2020 | Import | Methane | NY | Dispatch-Import | VOM | 0 | [6 empty] | 0.64958 | 0
LCP_Inputs_ON_Diverse_IEA_2023_05_05 | 2031 | CH4 Import - WC 2020 | Import | Methane | ON | Dispatch-Import | EmissionsCost | 0 | [6 empty] | 0.64958 | 0
LCP_Inputs_ON_Diverse_IEA_2023_05_05 | 2031 | CH4 Import - WC 2020 | Import | Methane | ON | Dispatch-Import | FuelCost | 0 | [6 empty] | 0.64958 | 0
LCP_Inputs_ON_Diverse_IEA_2023_05_05 | 2031 | CH4 Import - WC 2020 | Import | Methane | ON | Dispatch-Import | VOM | 0 | [6 empty] | 0.64958 | 0
LCP_Inputs_ON_Diverse_IEA_2023_05_05 | 2031 | CH4 Import - WC 2020 | Import | Methane | PJ | Dispatch-Import | EmissionsCost | 0 | [6 empty] | 0.64958 | 0
LCP_Inputs_ON_Diverse_IEA_2023_05_05 | 2031 | CH4 Import - WC 2020 | Import | Methane | PJ | Dispatch-Import | FuelCost | 0 | [6 empty] | 0.64958 | 0
LCP_Inputs_ON_Diverse_IEA_2023_05_05 | 2031 | CH4 Import - WC 2020 | Import | Methane | PJ | Dispatch-Import | VOM | 0 | [6 empty] | 0.64958 | 0
LCP_Inputs_ON_Diverse_IEA_2023_05_05 | 2031 | CH4 Import - WC 2020 | Import | Methane | QC | Dispatch-Import | EmissionsCost | 0 | [6 empty] | 0.64958 | 0
LCP_Inputs_ON_Diverse_IEA_2023_05_05 | 2031 | CH4 Import - WC 2020 | Import | Methane | QC | Dispatch-Import | FuelCost | 0 | [6 empty] | 0.64958 | 0
LCP_Inputs_ON_Diverse_IEA_2023_05_05 | 2031 | CH4 Import - WC 2020 | Import | Methane | QC | Dispatch-Import | VOM | 0 | [6 empty] | 0.64958 | 0
LCP_Inputs_ON_Diverse_IEA_2023_05_05 | 2031 | CH4 Import - WC 2020 | Import | Methane | WC | Dispatch-Import | EmissionsCost | 0 | [6 empty] | 0.64958 | 0
LCP_Inputs_ON_Diverse_IEA_2023_05_05 | 2031 | CH4 Import - WC 2020 | Import | Methane | WC | Dispatch-Import | FuelCost | 0 | [6 empty] | 0.64958 | 0
LCP_Inputs_ON_Diverse_IEA_2023_05_05 | 2031 | CH4 Import - WC 2020 | Import | Methane | WC | Dispatch-Import | VOM | 0 | [6 empty] | 0.64958 | 0
LCP_Inputs_ON_Diverse_IEA_2023_05_05 | 2031 | CH4 Import - WC 2030 | Import | Methane | MI | Dispatch-Import | EmissionsCost | 0 | [6 empty] | 0.64958 | 0
LCP_Inputs_ON_Diverse_IEA_2023_05_05 | 2031 | CH4 Import - WC 2030 | Import | Methane | MI | Dispatch-Import | FuelCost | 0 | [6 empty] | 0.64958 | 0
LCP_Inputs_ON_Diverse_IEA_2023_05_05 | 2031 | CH4 Import - WC 2030 | Import | Methane | MI | Dispatch-Import | VOM | 0 | [6 empty] | 0.64958 | 0
LCP_Inputs_ON_Diverse_IEA_2023_05_05 | 2031 | CH4 Import - WC 2030 | Import | Methane | NY | Dispatch-Import | EmissionsCost | 0 | [6 empty] | 0.64958 | 0
LCP_Inputs_ON_Diverse_IEA_2023_05_05 | 2031 | CH4 Import - WC 2030 | Import | Methane | NY | Dispatch-Import | FuelCost | 0 | [6 empty] | 0.64958 | 0
LCP_Inputs_ON_Diverse_IEA_2023_05_05 | 2031 | CH4 Import - WC 2030 | Import | Methane | NY | Dispatch-Import | VOM | 0 | [6 empty] | 0.64958 | 0
LCP_Inputs_ON_Diverse_IEA_2023_05_05 | 2031 | CH4 Import - WC 2030 | Import | Methane | ON | Dispatch-Import | EmissionsCost | 0 | [6 empty] | 0.64958 | 0
LCP_Inputs_ON_Diverse_IEA_2023_05_05 | 2031 | CH4 Import - WC 2030 | Import | Methane | ON | Dispatch-Import | FuelCost | 0 | [6 empty] | 0.64958 | 0
LCP_Inputs_ON_Diverse_IEA_2023_05_05 | 2031 | CH4 Import - WC 2030 | Import | Methane | ON | Dispatch-Import | VOM | 0 | [6 empty] | 0.64958 | 0
LCP_Inputs_ON_Diverse_IEA_2023_05_05 | 2031 | CH4 Import - WC 2030 | Import | Methane | PJ | Dispatch-Import | EmissionsCost | 0 | [6 empty] | 0.64958 | 0
LCP_Inputs_ON_Diverse_IEA_2023_05_05 | 2031 | CH4 Import - WC 2030 | Import | Methane | PJ | Dispatch-Import | FuelCost | 0 | [6 empty] | 0.64958 | 0
LCP_Inputs_ON_Diverse_IEA_2023_05_05 | 2031 | CH4 Import - WC 2030 | Import | Methane | PJ | Dispatch-Import | VOM | 0 | [6 empty] | 0.64958 | 0
LCP_Inputs_ON_Diverse_IEA_2023_05_05 | 2031 | CH4 Import - WC 2030 | Import | Methane | QC | Dispatch-Import | EmissionsCost | 0 | [6 empty] | 0.64958 | 0
LCP_Inputs_ON_Diverse_IEA_2023_05_05 | 2031 | CH4 Import - WC 2030 | Import | Methane | QC | Dispatch-Import | FuelCost | 0 | [6 empty] | 0.64958 | 0
LCP_Inputs_ON_Diverse_IEA_2023_05_05 | 2031 | CH4 Import - WC 2030 | Import | Methane | QC | Dispatch-Import | VOM | 0 | [6 empty] | 0.64958 | 0
LCP_Inputs_ON_Diverse_IEA_2023_05_05 | 2031 | CH4 Import - WC 2030 | Import | Methane | WC | Dispatch-Import | EmissionsCost | 5194715136.4488 | [6 empty] | 0.64958 | 3374387897.5402
LCP_Inputs_ON_Diverse_IEA_2023_05_05 | 2031 | CH4 Import - WC 2030 | Import | Methane | WC | Dispatch-Import | FuelCost | 2390470164.4381 | [6 empty] | 0.64958 | 1552803836.2899
LCP_Inputs_ON_Diverse_IEA_2023_05_05 | 2031 | CH4 Import - WC 2030 | Import | Methane | WC | Dispatch-Import | VOM | 0 | [6 empty] | 0.64958 | 0
LCP_Inputs_ON_Diverse_IEA_2023_05_05 | 2031 | CH4 Import - WC 2040 | Import | Methane | MI | Dispatch-Import | EmissionsCost | 0 | [6 empty] | 0.64958 | 0
LCP_Inputs_ON_Diverse_IEA_2023_05_05 | 2031 | CH4 Import - WC 2040 | Import | Methane | MI | Dispatch-Import | FuelCost | 0 | [6 empty] | 0.64958 | 0
LCP_Inputs_ON_Diverse_IEA_2023_05_05 | 2031 | CH4 Import - WC 2040 | Import | Methane | MI | Dispatch-Import | VOM | 0 | [6 empty] | 0.64958 | 0
LCP_Inputs_ON_Diverse_IEA_2023_05_05 | 2031 | CH4 Import - WC 2040 | Import | Methane | NY | Dispatch-Import | EmissionsCost | 0 | [6 empty] | 0.64958 | 0
LCP_Inputs_ON_Diverse_IEA_2023_05_05 | 2031 | CH4 Import - WC 2040 | Import | Methane | NY | Dispatch-Import | FuelCost | 0 | [6 empty] | 0.64958 | 0
LCP_Inputs_ON_Diverse_IEA_2023_05_05 | 2031 | CH4 Import - WC 2040 | Import | Methane | NY | Dispatch-Import | VOM | 0 | [6 empty] | 0.64958 | 0
LCP_Inputs_ON_Diverse_IEA_2023_05_05 | 2031 | CH4 Import - WC 2040 | Import | Methane | ON | Dispatch-Import | EmissionsCost | 0 | [6 empty] | 0.64958 | 0
LCP_Inputs_ON_Diverse_IEA_2023_05_05 | 2031 | CH4 Import - WC 2040 | Import | Methane | ON | Dispatch-Import | FuelCost | 0 | [6 empty] | 0.64958 | 0
LCP_Inputs_ON_Diverse_IEA_2023_05_05 | 2031 | CH4 Import - WC 2040 | Import | Methane | ON | Dispatch-Import | VOM | 0 | [6 empty] | 0.64958 | 0
LCP_Inputs_ON_Diverse_IEA_2023_05_05 | 2031 | CH4 Import - WC 2040 | Import | Methane | PJ | Dispatch-Import | EmissionsCost | 0 | [6 empty] | 0.64958 | 0
LCP_Inputs_ON_Diverse_IEA_2023_05_05 | 2031 | CH4 Import - WC 2040 | Import | Methane | PJ | Dispatch-Import | FuelCost | 0 | [6 empty] | 0.64958 | 0
LCP_Inputs_ON_Diverse_IEA_2023_05_05 | 2031 | CH4 Import - WC 2040 | Import | Methane | PJ | Dispatch-Import | VOM | 0 | [6 empty] | 0.64958 | 0
LCP_Inputs_ON_Diverse_IEA_2023_05_05 | 2031 | CH4 Import - WC 2040 | Import | Methane | QC | Dispatch-Import | EmissionsCost | 0 | [6 empty] | 0.64958 | 0
LCP_Inputs_ON_Diverse_IEA_2023_05_05 | 2031 | CH4 Import - WC 2040 | Import | Methane | QC | Dispatch-Import | FuelCost | 0 | [6 empty] | 0.64958 | 0
LCP_Inputs_ON_Diverse_IEA_2023_05_05 | 2031 | CH4 Import - WC 2040 | Import | Methane | QC | Dispatch-Import | VOM | 0 | [6 empty] | 0.64958 | 0
LCP_Inputs_ON_Diverse_IEA_2023_05_05 | 2031 | CH4 Import - WC 2040 | Import | Methane | WC | Dispatch-Import | EmissionsCost | 0 | [6 empty] | 0.64958 | 0
LCP_Inputs_ON_Diverse_IEA_2023_05_05 | 2031 | CH4 Import - WC 2040 | Import | Methane | WC | Dispatch-Import | FuelCost | 0 | [6 empty] | 0.64958 | 0
LCP_Inputs_ON_Diverse_IEA_2023_05_05 | 2031 | CH4 Import - WC 2040 | Import | Methane | WC | Dispatch-Import | VOM | 0 | [6 empty] | 0.64958 | 0
LCP_Inputs_ON_Diverse_IEA_2023_05_05 | 2031 | CH4 Import - WC 2050 | Import | Methane | MI | Dispatch-Import | EmissionsCost | 0 | [6 empty] | 0.64958 | 0
LCP_Inputs_ON_Diverse_IEA_2023_05_05 | 2031 | CH4 Import - WC 2050 | Import | Methane | MI | Dispatch-Import | FuelCost | 0 | [6 empty] | 0.64958 | 0
LCP_Inputs_ON_Diverse_IEA_2023_05_05 | 2031 | CH4 Import - WC 2050 | Import | Methane | MI | Dispatch-Import | VOM | 0 | [6 empty] | 0.64958 | 0
LCP_Inputs_ON_Diverse_IEA_2023_05_05 | 2031 | CH4 Import - WC 2050 | Import | Methane | NY | Dispatch-Import | EmissionsCost | 0 | [6 empty] | 0.64958 | 0
LCP_Inputs_ON_Diverse_IEA_2023_05_05 | 2031 | CH4 Import - WC 2050 | Import | Methane | NY | Dispatch-Import | FuelCost | 0 | [6 empty] | 0.64958 | 0
LCP_Inputs_ON_Diverse_IEA_2023_05_05 | 2031 | CH4 Import - WC 2050 | Import | Methane | NY | Dispatch-Import | VOM | 0 | [6 empty] | 0.64958 | 0
LCP_Inputs_ON_Diverse_IEA_2023_05_05 | 2031 | CH4 Import - WC 2050 | Import | Methane | ON | Dispatch-Import | EmissionsCost | 0 | [6 empty] | 0.64958 | 0
LCP_Inputs_ON_Diverse_IEA_2023_05_05 | 2031 | CH4 Import - WC 2050 | Import | Methane | ON | Dispatch-Import | FuelCost | 0 | [6 empty] | 0.64958 | 0
LCP_Inputs_ON_Diverse_IEA_2023_05_05 | 2031 | CH4 Import - WC 2050 | Import | Methane | ON | Dispatch-Import | VOM | 0 | [6 empty] | 0.64958 | 0
LCP_Inputs_ON_Diverse_IEA_2023_05_05 | 2031 | CH4 Import - WC 2050 | Import | Methane | PJ | Dispatch-Import | EmissionsCost | 0 | [6 empty] | 0.64958 | 0
LCP_Inputs_ON_Diverse_IEA_2023_05_05 | 2031 | CH4 Import - WC 2050 | Import | Methane | PJ | Dispatch-Import | FuelCost | 0 | [6 empty] | 0.64958 | 0
LCP_Inputs_ON_Diverse_IEA_2023_05_05 | 2031 | CH4 Import - WC 2050 | Import | Methane | PJ | Dispatch-Import | VOM | 0 | [6 empty] | 0.64958 | 0
LCP_Inputs_ON_Diverse_IEA_2023_05_05 | 2031 | CH4 Import - WC 2050 | Import | Methane | QC | Dispatch-Import | EmissionsCost | 0 | [6 empty] | 0.64958 | 0
LCP_Inputs_ON_Diverse_IEA_2023_05_05 | 2031 | CH4 Import - WC 2050 | Import | Methane | QC | Dispatch-Import | FuelCost | 0 | [6 empty] | 0.64958 | 0
LCP_Inputs_ON_Diverse_IEA_2023_05_05 | 2031 | CH4 Import - WC 2050 | Import | Methane | QC | Dispatch-Import | VOM | 0 | [6 empty] | 0.64958 | 0
LCP_Inputs_ON_Diverse_IEA_2023_05_05 | 2031 | CH4 Import - WC 2050 | Import | Methane | WC | Dispatch-Import | EmissionsCost | 0 | [6 empty] | 0.64958 | 0
LCP_Inputs_ON_Diverse_IEA_2023_05_05 | 2031 | CH4 Import - WC 2050 | Import | Methane | WC | Dispatch-Import | FuelCost | 0 | [6 empty] | 0.64958 | 0
LCP_Inputs_ON_Diverse_IEA_2023_05_05 | 2031 | CH4 Import - WC 2050 | Import | Methane | WC | Dispatch-Import | VOM | 0 | [6 empty] | 0.64958 | 0
LCP_Inputs_ON_Diverse_IEA_2023_05_05 | 2031 | CH4 Salt Cavern Storage - ON | Storage | Methane | MI | Dispatch-Storage | EmissionsCost | 0 | [6 empty] | 0.64958 | 0
LCP_Inputs_ON_Diverse_IEA_2023_05_05 | 2031 | CH4 Salt Cavern Storage - ON | Storage | Methane | MI | Dispatch-Storage | FuelCost | 0 | [6 empty] | 0.64958 | 0
LCP_Inputs_ON_Diverse_IEA_2023_05_05 | 2031 | CH4 Salt Cavern Storage - ON | Storage | Methane | MI | Dispatch-Storage | VOM | 0 | [6 empty] | 0.64958 | 0
LCP_Inputs_ON_Diverse_IEA_2023_05_05 | 2031 | CH4 Salt Cavern Storage - ON | Storage | Methane | NY | Dispatch-Storage | EmissionsCost | 0 | [6 empty] | 0.64958 | 0
LCP_Inputs_ON_Diverse_IEA_2023_05_05 | 2031 | CH4 Salt Cavern Storage - ON | Storage | Methane | NY | Dispatch-Storage | FuelCost | 0 | [6 empty] | 0.64958 | 0
LCP_Inputs_ON_Diverse_IEA_2023_05_05 | 2031 | CH4 Salt Cavern Storage - ON | Storage | Methane | NY | Dispatch-Storage | VOM | 0 | [6 empty] | 0.64958 | 0
LCP_Inputs_ON_Diverse_IEA_2023_05_05 | 2031 | CH4 Salt Cavern Storage - ON | Storage | Methane | ON | Dispatch-Storage | EmissionsCost | 0 | [6 empty] | 0.64958 | 0
LCP_Inputs_ON_Diverse_IEA_2023_05_05 | 2031 | CH4 Salt Cavern Storage - ON | Storage | Methane | ON | Dispatch-Storage | FuelCost | 0 | [6 empty] | 0.64958 | 0
LCP_Inputs_ON_Diverse_IEA_2023_05_05 | 2031 | CH4 Salt Cavern Storage - ON | Storage | Methane | ON | Dispatch-Storage | VOM | 0 | [6 empty] | 0.64958 | 0
LCP_Inputs_ON_Diverse_IEA_2023_05_05 | 2031 | CH4 Salt Cavern Storage - ON | Storage | Methane | PJ | Dispatch-Storage | EmissionsCost | 0 | [6 empty] | 0.64958 | 0
LCP_Inputs_ON_Diverse_IEA_2023_05_05 | 2031 | CH4 Salt Cavern Storage - ON | Storage | Methane | PJ | Dispatch-Storage | FuelCost | 0 | [6 empty] | 0.64958 | 0
LCP_Inputs_ON_Diverse_IEA_2023_05_05 | 2031 | CH4 Salt Cavern Storage - ON | Storage | Methane | PJ | Dispatch-Storage | VOM | 0 | [6 empty] | 0.64958 | 0
LCP_Inputs_ON_Diverse_IEA_2023_05_05 | 2031 | CH4 Salt Cavern Storage - ON | Storage | Methane | QC | Dispatch-Storage | EmissionsCost | 0 | [6 empty] | 0.64958 | 0
LCP_Inputs_ON_Diverse_IEA_2023_05_05 | 2031 | CH4 Salt Cavern Storage - ON | Storage | Methane | QC | Dispatch-Storage | FuelCost | 0 | [6 empty] | 0.64958 | 0
LCP_Inputs_ON_Diverse_IEA_2023_05_05 | 2031 | CH4 Salt Cavern Storage - ON | Storage | Methane | QC | Dispatch-Storage | VOM | 0 | [6 empty] | 0.64958 | 0
LCP_Inputs_ON_Diverse_IEA_2023_05_05 | 2031 | CH4 Salt Cavern Storage - ON | Storage | Methane | WC | Dispatch-Storage | EmissionsCost | 0 | [6 empty] | 0.64958 | 0
LCP_Inputs_ON_Diverse_IEA_2023_05_05 | 2031 | CH4 Salt Cavern Storage - ON | Storage | Methane | WC | Dispatch-Storage | FuelCost | 0 | [6 empty] | 0.64958 | 0
LCP_Inputs_ON_Diverse_IEA_2023_05_05 | 2031 | CH4 Salt Cavern Storage - ON | Storage | Methane | WC | Dispatch-Storage | VOM | 0 | [6 empty] | 0.64958 | 0
LCP_Inputs_ON_Diverse_IEA_2023_05_05 | 2031 | Electrolyser 2020/2030 | Crossload | Hydrogen | MI | Dispatch-Crossload | EmissionsCost | 0 | [6 empty] | 0.64958 | 0
LCP_Inputs_ON_Diverse_IEA_2023_05_05 | 2031 | Electrolyser 2020/2030 | Crossload | Hydrogen | MI | Dispatch-Crossload | FuelCost | 0 | [6 empty] | 0.64958 | 0
LCP_Inputs_ON_Diverse_IEA_2023_05_05 | 2031 | Electrolyser 2020/2030 | Crossload | Hydrogen | MI | Dispatch-Crossload | VOM | 0 | [6 empty] | 0.64958 | 0
LCP_Inputs_ON_Diverse_IEA_2023_05_05 | 2031 | Electrolyser 2020/2030 | Crossload | Hydrogen | NY | Dispatch-Crossload | EmissionsCost | 0 | [6 empty] | 0.64958 | 0
LCP_Inputs_ON_Diverse_IEA_2023_05_05 | 2031 | Electrolyser 2020/2030 | Crossload | Hydrogen | NY | Dispatch-Crossload | FuelCost | 0 | [6 empty] | 0.64958 | 0
LCP_Inputs_ON_Diverse_IEA_2023_05_05 | 2031 | Electrolyser 2020/2030 | Crossload | Hydrogen | NY | Dispatch-Crossload | VOM | 0 | [6 empty] | 0.64958 | 0
LCP_Inputs_ON_Diverse_IEA_2023_05_05 | 2031 | Electrolyser 2020/2030 | Crossload | Hydrogen | ON | Dispatch-Crossload | EmissionsCost | 0 | [6 empty] | 0.64958 | 0
LCP_Inputs_ON_Diverse_IEA_2023_05_05 | 2031 | Electrolyser 2020/2030 | Crossload | Hydrogen | ON | Dispatch-Crossload | FuelCost | 0 | [6 empty] | 0.64958 | 0
LCP_Inputs_ON_Diverse_IEA_2023_05_05 | 2031 | Electrolyser 2020/2030 | Crossload | Hydrogen | ON | Dispatch-Crossload | VOM | 0 | [6 empty] | 0.64958 | 0
LCP_Inputs_ON_Diverse_IEA_2023_05_05 | 2031 | Electrolyser 2020/2030 | Crossload | Hydrogen | PJ | Dispatch-Crossload | EmissionsCost | 0 | [6 empty] | 0.64958 | 0
LCP_Inputs_ON_Diverse_IEA_2023_05_05 | 2031 | Electrolyser 2020/2030 | Crossload | Hydrogen | PJ | Dispatch-Crossload | FuelCost | 0 | [6 empty] | 0.64958 | 0
LCP_Inputs_ON_Diverse_IEA_2023_05_05 | 2031 | Electrolyser 2020/2030 | Crossload | Hydrogen | PJ | Dispatch-Crossload | VOM | 0 | [6 empty] | 0.64958 | 0
LCP_Inputs_ON_Diverse_IEA_2023_05_05 | 2031 | Electrolyser 2020/2030 | Crossload | Hydrogen | QC | Dispatch-Crossload | EmissionsCost | 0 | [6 empty] | 0.64958 | 0
LCP_Inputs_ON_Diverse_IEA_2023_05_05 | 2031 | Electrolyser 2020/2030 | Crossload | Hydrogen | QC | Dispatch-Crossload | FuelCost | 0 | [6 empty] | 0.64958 | 0
LCP_Inputs_ON_Diverse_IEA_2023_05_05 | 2031 | Electrolyser 2020/2030 | Crossload | Hydrogen | QC | Dispatch-Crossload | VOM | 0 | [6 empty] | 0.64958 | 0
LCP_Inputs_ON_Diverse_IEA_2023_05_05 | 2031 | Electrolyser 2020/2030 | Crossload | Hydrogen | WC | Dispatch-Crossload | EmissionsCost | 0 | [6 empty] | 0.64958 | 0
LCP_Inputs_ON_Diverse_IEA_2023_05_05 | 2031 | Electrolyser 2020/2030 | Crossload | Hydrogen | WC | Dispatch-Crossload | FuelCost | 0 | [6 empty] | 0.64958 | 0
LCP_Inputs_ON_Diverse_IEA_2023_05_05 | 2031 | Electrolyser 2020/2030 | Crossload | Hydrogen | WC | Dispatch-Crossload | VOM | 0 | [6 empty] | 0.64958 | 0
LCP_Inputs_ON_Diverse_IEA_2023_05_05 | 2031 | Electrolyser 2040 | Crossload | Hydrogen | MI | Dispatch-Crossload | EmissionsCost | 0 | [6 empty] | 0.64958 | 0
LCP_Inputs_ON_Diverse_IEA_2023_05_05 | 2031 | Electrolyser 2040 | Crossload | Hydrogen | MI | Dispatch-Crossload | FuelCost | 0 | [6 empty] | 0.64958 | 0
LCP_Inputs_ON_Diverse_IEA_2023_05_05 | 2031 | Electrolyser 2040 | Crossload | Hydrogen | MI | Dispatch-Crossload | VOM | 0 | [6 empty] | 0.64958 | 0
LCP_Inputs_ON_Diverse_IEA_2023_05_05 | 2031 | Electrolyser 2040 | Crossload | Hydrogen | NY | Dispatch-Crossload | EmissionsCost | 0 | [6 empty] | 0.64958 | 0
LCP_Inputs_ON_Diverse_IEA_2023_05_05 | 2031 | Electrolyser 2040 | Crossload | Hydrogen | NY | Dispatch-Crossload | FuelCost | 0 | [6 empty] | 0.64958 | 0
LCP_Inputs_ON_Diverse_IEA_2023_05_05 | 2031 | Electrolyser 2040 | Crossload | Hydrogen | NY | Dispatch-Crossload | VOM | 0 | [6 empty] | 0.64958 | 0
LCP_Inputs_ON_Diverse_IEA_2023_05_05 | 2031 | Electrolyser 2040 | Crossload | Hydrogen | ON | Dispatch-Crossload | EmissionsCost | 0 | [6 empty] | 0.64958 | 0
LCP_Inputs_ON_Diverse_IEA_2023_05_05 | 2031 | Electrolyser 2040 | Crossload | Hydrogen | ON | Dispatch-Crossload | FuelCost | 0 | [6 empty] | 0.64958 | 0
LCP_Inputs_ON_Diverse_IEA_2023_05_05 | 2031 | Electrolyser 2040 | Crossload | Hydrogen | ON | Dispatch-Crossload | VOM | 0 | [6 empty] | 0.64958 | 0
LCP_Inputs_ON_Diverse_IEA_2023_05_05 | 2031 | Electrolyser 2040 | Crossload | Hydrogen | PJ | Dispatch-Crossload | EmissionsCost | 0 | [6 empty] | 0.64958 | 0
LCP_Inputs_ON_Diverse_IEA_2023_05_05 | 2031 | Electrolyser 2040 | Crossload | Hydrogen | PJ | Dispatch-Crossload | FuelCost | 0 | [6 empty] | 0.64958 | 0
LCP_Inputs_ON_Diverse_IEA_2023_05_05 | 2031 | Electrolyser 2040 | Crossload | Hydrogen | PJ | Dispatch-Crossload | VOM | 0 | [6 empty] | 0.64958 | 0
LCP_Inputs_ON_Diverse_IEA_2023_05_05 | 2031 | Electrolyser 2040 | Crossload | Hydrogen | QC | Dispatch-Crossload | EmissionsCost | 0 | [6 empty] | 0.64958 | 0
LCP_Inputs_ON_Diverse_IEA_2023_05_05 | 2031 | Electrolyser 2040 | Crossload | Hydrogen | QC | Dispatch-Crossload | FuelCost | 0 | [6 empty] | 0.64958 | 0
LCP_Inputs_ON_Diverse_IEA_2023_05_05 | 2031 | Electrolyser 2040 | Crossload | Hydrogen | QC | Dispatch-Crossload | VOM | 0 | [6 empty] | 0.64958 | 0
LCP_Inputs_ON_Diverse_IEA_2023_05_05 | 2031 | Electrolyser 2040 | Crossload | Hydrogen | WC | Dispatch-Crossload | EmissionsCost | 0 | [6 empty] | 0.64958 | 0
LCP_Inputs_ON_Diverse_IEA_2023_05_05 | 2031 | Electrolyser 2040 | Crossload | Hydrogen | WC | Dispatch-Crossload | FuelCost | 0 | [6 empty] | 0.64958 | 0
LCP_Inputs_ON_Diverse_IEA_2023_05_05 | 2031 | Electrolyser 2040 | Crossload | Hydrogen | WC | Dispatch-Crossload | VOM | 0 | [6 empty] | 0.64958 | 0
LCP_Inputs_ON_Diverse_IEA_2023_05_05 | 2031 | Electrolyser 2050 | Crossload | Hydrogen | MI | Dispatch-Crossload | EmissionsCost | 0 | [6 empty] | 0.64958 | 0
LCP_Inputs_ON_Diverse_IEA_2023_05_05 | 2031 | Electrolyser 2050 | Crossload | Hydrogen | MI | Dispatch-Crossload | FuelCost | 0 | [6 empty] | 0.64958 | 0
LCP_Inputs_ON_Diverse_IEA_2023_05_05 | 2031 | Electrolyser 2050 | Crossload | Hydrogen | MI | Dispatch-Crossload | VOM | 0 | [6 empty] | 0.64958 | 0
LCP_Inputs_ON_Diverse_IEA_2023_05_05 | 2031 | Electrolyser 2050 | Crossload | Hydrogen | NY | Dispatch-Crossload | EmissionsCost | 0 | [6 empty] | 0.64958 | 0
LCP_Inputs_ON_Diverse_IEA_2023_05_05 | 2031 | Electrolyser 2050 | Crossload | Hydrogen | NY | Dispatch-Crossload | FuelCost | 0 | [6 empty] | 0.64958 | 0
LCP_Inputs_ON_Diverse_IEA_2023_05_05 | 2031 | Electrolyser 2050 | Crossload | Hydrogen | NY | Dispatch-Crossload | VOM | 0 | [6 empty] | 0.64958 | 0
LCP_Inputs_ON_Diverse_IEA_2023_05_05 | 2031 | Electrolyser 2050 | Crossload | Hydrogen | ON | Dispatch-Crossload | EmissionsCost | 0 | [6 empty] | 0.64958 | 0
LCP_Inputs_ON_Diverse_IEA_2023_05_05 | 2031 | Electrolyser 2050 | Crossload | Hydrogen | ON | Dispatch-Crossload | FuelCost | 0 | [6 empty] | 0.64958 | 0
LCP_Inputs_ON_Diverse_IEA_2023_05_05 | 2031 | Electrolyser 2050 | Crossload | Hydrogen | ON | Dispatch-Crossload | VOM | 0 | [6 empty] | 0.64958 | 0
LCP_Inputs_ON_Diverse_IEA_2023_05_05 | 2031 | Electrolyser 2050 | Crossload | Hydrogen | PJ | Dispatch-Crossload | EmissionsCost | 0 | [6 empty] | 0.64958 | 0
LCP_Inputs_ON_Diverse_IEA_2023_05_05 | 2031 | Electrolyser 2050 | Crossload | Hydrogen | PJ | Dispatch-Crossload | FuelCost | 0 | [6 empty] | 0.64958 | 0
LCP_Inputs_ON_Diverse_IEA_2023_05_05 | 2031 | Electrolyser 2050 | Crossload | Hydrogen | PJ | Dispatch-Crossload | VOM | 0 | [6 empty] | 0.64958 | 0
LCP_Inputs_ON_Diverse_IEA_2023_05_05 | 2031 | Electrolyser 2050 | Crossload | Hydrogen | QC | Dispatch-Crossload | EmissionsCost | 0 | [6 empty] | 0.64958 | 0
LCP_Inputs_ON_Diverse_IEA_2023_05_05 | 2031 | Electrolyser 2050 | Crossload | Hydrogen | QC | Dispatch-Crossload | FuelCost | 0 | [6 empty] | 0.64958 | 0
LCP_Inputs_ON_Diverse_IEA_2023_05_05 | 2031 | Electrolyser 2050 | Crossload | Hydrogen | QC | Dispatch-Crossload | VOM | 0 | [6 empty] | 0.64958 | 0
LCP_Inputs_ON_Diverse_IEA_2023_05_05 | 2031 | Electrolyser 2050 | Crossload | Hydrogen | WC | Dispatch-Crossload | EmissionsCost | 0 | [6 empty] | 0.64958 | 0
LCP_Inputs_ON_Diverse_IEA_2023_05_05 | 2031 | Electrolyser 2050 | Crossload | Hydrogen | WC | Dispatch-Crossload | FuelCost | 0 | [6 empty] | 0.64958 | 0
LCP_Inputs_ON_Diverse_IEA_2023_05_05 | 2031 | Electrolyser 2050 | Crossload | Hydrogen | WC | Dispatch-Crossload | VOM | 0 | [6 empty] | 0.64958 | 0
LCP_Inputs_ON_Diverse_IEA_2023_05_05 | 2031 | Fossil Fuel Thermal (Coal, Peat, Oil) | Generation | Electricity | MI | Dispatch-Generation | EmissionsCost | 0 | [6 empty] | 0.64958 | 0
LCP_Inputs_ON_Diverse_IEA_2023_05_05 | 2031 | Fossil Fuel Thermal (Coal, Peat, Oil) | Generation | Electricity | MI | Dispatch-Generation | FuelCost | 0 | [6 empty] | 0.64958 | 0
LCP_Inputs_ON_Diverse_IEA_2023_05_05 | 2031 | Fossil Fuel Thermal (Coal, Peat, Oil) | Generation | Electricity | MI | Dispatch-Generation | VOM | 0 | [6 empty] | 0.64958 | 0
LCP_Inputs_ON_Diverse_IEA_2023_05_05 | 2031 | Fossil Fuel Thermal (Coal, Peat, Oil) | Generation | Electricity | NY | Dispatch-Generation | EmissionsCost | 0 | [6 empty] | 0.64958 | 0
LCP_Inputs_ON_Diverse_IEA_2023_05_05 | 2031 | Fossil Fuel Thermal (Coal, Peat, Oil) | Generation | Electricity | NY | Dispatch-Generation | FuelCost | 0 | [6 empty] | 0.64958 | 0
LCP_Inputs_ON_Diverse_IEA_2023_05_05 | 2031 | Fossil Fuel Thermal (Coal, Peat, Oil) | Generation | Electricity | NY | Dispatch-Generation | VOM | 0 | [6 empty] | 0.64958 | 0
LCP_Inputs_ON_Diverse_IEA_2023_05_05 | 2031 | Fossil Fuel Thermal (Coal, Peat, Oil) | Generation | Electricity | ON | Dispatch-Generation | EmissionsCost | 0 | [6 empty] | 0.64958 | 0
LCP_Inputs_ON_Diverse_IEA_2023_05_05 | 2031 | Fossil Fuel Thermal (Coal, Peat, Oil) | Generation | Electricity | ON | Dispatch-Generation | FuelCost | 0 | [6 empty] | 0.64958 | 0
LCP_Inputs_ON_Diverse_IEA_2023_05_05 | 2031 | Fossil Fuel Thermal (Coal, Peat, Oil) | Generation | Electricity | ON | Dispatch-Generation | VOM | 0 | [6 empty] | 0.64958 | 0
LCP_Inputs_ON_Diverse_IEA_2023_05_05 | 2031 | Fossil Fuel Thermal (Coal, Peat, Oil) | Generation | Electricity | PJ | Dispatch-Generation | EmissionsCost | 0 | [6 empty] | 0.64958 | 0
LCP_Inputs_ON_Diverse_IEA_2023_05_05 | 2031 | Fossil Fuel Thermal (Coal, Peat, Oil) | Generation | Electricity | PJ | Dispatch-Generation | FuelCost | 0 | [6 empty] | 0.64958 | 0
LCP_Inputs_ON_Diverse_IEA_2023_05_05 | 2031 | Fossil Fuel Thermal (Coal, Peat, Oil) | Generation | Electricity | PJ | Dispatch-Generation | VOM | 0 | [6 empty] | 0.64958 | 0
LCP_Inputs_ON_Diverse_IEA_2023_05_05 | 2031 | Fossil Fuel Thermal (Coal, Peat, Oil) | Generation | Electricity | QC | Dispatch-Generation | EmissionsCost | 0 | [6 empty] | 0.64958 | 0
LCP_Inputs_ON_Diverse_IEA_2023_05_05 | 2031 | Fossil Fuel Thermal (Coal, Peat, Oil) | Generation | Electricity | QC | Dispatch-Generation | FuelCost | 0 | [6 empty] | 0.64958 | 0
LCP_Inputs_ON_Diverse_IEA_2023_05_05 | 2031 | Fossil Fuel Thermal (Coal, Peat, Oil) | Generation | Electricity | QC | Dispatch-Generation | VOM | 0 | [6 empty] | 0.64958 | 0
LCP_Inputs_ON_Diverse_IEA_2023_05_05 | 2031 | Fossil Fuel Thermal (Coal, Peat, Oil) | Generation | Electricity | WC | Dispatch-Generation | EmissionsCost | 0 | [6 empty] | 0.64958 | 0
LCP_Inputs_ON_Diverse_IEA_2023_05_05 | 2031 | Fossil Fuel Thermal (Coal, Peat, Oil) | Generation | Electricity | WC | Dispatch-Generation | FuelCost | 0 | [6 empty] | 0.64958 | 0
LCP_Inputs_ON_Diverse_IEA_2023_05_05 | 2031 | Fossil Fuel Thermal (Coal, Peat, Oil) | Generation | Electricity | WC | Dispatch-Generation | VOM | 0 | [6 empty] | 0.64958 | 0
LCP_Inputs_ON_Diverse_IEA_2023_05_05 | 2031 | Generic - Generator | Generation | Electricity | MI | Dispatch-Generation | EmissionsCost | 0 | [6 empty] | 0.64958 | 0
LCP_Inputs_ON_Diverse_IEA_2023_05_05 | 2031 | Generic - Generator | Generation | Electricity | MI | Dispatch-Generation | FuelCost | 1917502431.2477 | [6 empty] | 0.64958 | 1245573015.5647
LCP_Inputs_ON_Diverse_IEA_2023_05_05 | 2031 | Generic - Generator | Generation | Electricity | MI | Dispatch-Generation | VOM | 66961520.9547 | [6 empty] | 0.64958 | 43496927.1606
LCP_Inputs_ON_Diverse_IEA_2023_05_05 | 2031 | Generic - Generator | Generation | Electricity | NY | Dispatch-Generation | EmissionsCost | 0 | [6 empty] | 0.64958 | 0
LCP_Inputs_ON_Diverse_IEA_2023_05_05 | 2031 | Generic - Generator | Generation | Electricity | NY | Dispatch-Generation | FuelCost | 920281288.6875 | [6 empty] | 0.64958 | 597797176.8059
LCP_Inputs_ON_Diverse_IEA_2023_05_05 | 2031 | Generic - Generator | Generation | Electricity | NY | Dispatch-Generation | VOM | 32137343.7616 | [6 empty] | 0.64958 | 20875805.6986
LCP_Inputs_ON_Diverse_IEA_2023_05_05 | 2031 | Generic - Generator | Generation | Electricity | ON | Dispatch-Generation | EmissionsCost | 0 | [6 empty] | 0.64958 | 0
LCP_Inputs_ON_Diverse_IEA_2023_05_05 | 2031 | Generic - Generator | Generation | Electricity | ON | Dispatch-Generation | FuelCost | 0 | [6 empty] | 0.64958 | 0
LCP_Inputs_ON_Diverse_IEA_2023_05_05 | 2031 | Generic - Generator | Generation | Electricity | ON | Dispatch-Generation | VOM | 0 | [6 empty] | 0.64958 | 0
LCP_Inputs_ON_Diverse_IEA_2023_05_05 | 2031 | Generic - Generator | Generation | Electricity | PJ | Dispatch-Generation | EmissionsCost | 0 | [6 empty] | 0.64958 | 0
LCP_Inputs_ON_Diverse_IEA_2023_05_05 | 2031 | Generic - Generator | Generation | Electricity | PJ | Dispatch-Generation | FuelCost | 7259171776.6988 | [6 empty] | 0.64958 | 4715419565.0858
LCP_Inputs_ON_Diverse_IEA_2023_05_05 | 2031 | Generic - Generator | Generation | Electricity | PJ | Dispatch-Generation | VOM | 253499122.1485 | [6 empty] | 0.64958 | 164668195.9157
LCP_Inputs_ON_Diverse_IEA_2023_05_05 | 2031 | Generic - Generator | Generation | Electricity | QC | Dispatch-Generation | EmissionsCost | 0 | [6 empty] | 0.64958 | 0
LCP_Inputs_ON_Diverse_IEA_2023_05_05 | 2031 | Generic - Generator | Generation | Electricity | QC | Dispatch-Generation | FuelCost | 0 | [6 empty] | 0.64958 | 0
LCP_Inputs_ON_Diverse_IEA_2023_05_05 | 2031 | Generic - Generator | Generation | Electricity | QC | Dispatch-Generation | VOM | 0 | [6 empty] | 0.64958 | 0
LCP_Inputs_ON_Diverse_IEA_2023_05_05 | 2031 | Generic - Generator | Generation | Electricity | WC | Dispatch-Generation | EmissionsCost | 0 | [6 empty] | 0.64958 | 0
LCP_Inputs_ON_Diverse_IEA_2023_05_05 | 2031 | Generic - Generator | Generation | Electricity | WC | Dispatch-Generation | FuelCost | 1737227.6587 | [6 empty] | 0.64958 | 1128469.9609
LCP_Inputs_ON_Diverse_IEA_2023_05_05 | 2031 | Generic - Generator | Generation | Electricity | WC | Dispatch-Generation | VOM | 60666.1063 | [6 empty] | 0.64958 | 39407.5458
LCP_Inputs_ON_Diverse_IEA_2023_05_05 | 2031 | H2 Import - QC | Import | Hydrogen | MI | Dispatch-Import | EmissionsCost | 0 | [6 empty] | 0.64958 | 0
LCP_Inputs_ON_Diverse_IEA_2023_05_05 | 2031 | H2 Import - QC | Import | Hydrogen | MI | Dispatch-Import | FuelCost | 0 | [6 empty] | 0.64958 | 0
LCP_Inputs_ON_Diverse_IEA_2023_05_05 | 2031 | H2 Import - QC | Import | Hydrogen | MI | Dispatch-Import | VOM | 0 | [6 empty] | 0.64958 | 0
LCP_Inputs_ON_Diverse_IEA_2023_05_05 | 2031 | H2 Import - QC | Import | Hydrogen | NY | Dispatch-Import | EmissionsCost | 0 | [6 empty] | 0.64958 | 0
LCP_Inputs_ON_Diverse_IEA_2023_05_05 | 2031 | H2 Import - QC | Import | Hydrogen | NY | Dispatch-Import | FuelCost | 0 | [6 empty] | 0.64958 | 0
LCP_Inputs_ON_Diverse_IEA_2023_05_05 | 2031 | H2 Import - QC | Import | Hydrogen | NY | Dispatch-Import | VOM | 0 | [6 empty] | 0.64958 | 0
LCP_Inputs_ON_Diverse_IEA_2023_05_05 | 2031 | H2 Import - QC | Import | Hydrogen | ON | Dispatch-Import | EmissionsCost | 0 | [6 empty] | 0.64958 | 0
LCP_Inputs_ON_Diverse_IEA_2023_05_05 | 2031 | H2 Import - QC | Import | Hydrogen | ON | Dispatch-Import | FuelCost | 0 | [6 empty] | 0.64958 | 0
LCP_Inputs_ON_Diverse_IEA_2023_05_05 | 2031 | H2 Import - QC | Import | Hydrogen | ON | Dispatch-Import | VOM | 0 | [6 empty] | 0.64958 | 0
LCP_Inputs_ON_Diverse_IEA_2023_05_05 | 2031 | H2 Import - QC | Import | Hydrogen | PJ | Dispatch-Import | EmissionsCost | 0 | [6 empty] | 0.64958 | 0
LCP_Inputs_ON_Diverse_IEA_2023_05_05 | 2031 | H2 Import - QC | Import | Hydrogen | PJ | Dispatch-Import | FuelCost | 0 | [6 empty] | 0.64958 | 0
LCP_Inputs_ON_Diverse_IEA_2023_05_05 | 2031 | H2 Import - QC | Import | Hydrogen | PJ | Dispatch-Import | VOM | 0 | [6 empty] | 0.64958 | 0
LCP_Inputs_ON_Diverse_IEA_2023_05_05 | 2031 | H2 Import - QC | Import | Hydrogen | QC | Dispatch-Import | EmissionsCost | 0 | [6 empty] | 0.64958 | 0
LCP_Inputs_ON_Diverse_IEA_2023_05_05 | 2031 | H2 Import - QC | Import | Hydrogen | QC | Dispatch-Import | FuelCost | 0 | [6 empty] | 0.64958 | 0
LCP_Inputs_ON_Diverse_IEA_2023_05_05 | 2031 | H2 Import - QC | Import | Hydrogen | QC | Dispatch-Import | VOM | 0 | [6 empty] | 0.64958 | 0
LCP_Inputs_ON_Diverse_IEA_2023_05_05 | 2031 | H2 Import - QC | Import | Hydrogen | WC | Dispatch-Import | EmissionsCost | 0 | [6 empty] | 0.64958 | 0
LCP_Inputs_ON_Diverse_IEA_2023_05_05 | 2031 | H2 Import - QC | Import | Hydrogen | WC | Dispatch-Import | FuelCost | 0 | [6 empty] | 0.64958 | 0
LCP_Inputs_ON_Diverse_IEA_2023_05_05 | 2031 | H2 Import - QC | Import | Hydrogen | WC | Dispatch-Import | VOM | 0 | [6 empty] | 0.64958 | 0
LCP_Inputs_ON_Diverse_IEA_2023_05_05 | 2031 | H2 Import - WC | Import | Hydrogen | MI | Dispatch-Import | EmissionsCost | 0 | [6 empty] | 0.64958 | 0
LCP_Inputs_ON_Diverse_IEA_2023_05_05 | 2031 | H2 Import - WC | Import | Hydrogen | MI | Dispatch-Import | FuelCost | 0 | [6 empty] | 0.64958 | 0
LCP_Inputs_ON_Diverse_IEA_2023_05_05 | 2031 | H2 Import - WC | Import | Hydrogen | MI | Dispatch-Import | VOM | 0 | [6 empty] | 0.64958 | 0
LCP_Inputs_ON_Diverse_IEA_2023_05_05 | 2031 | H2 Import - WC | Import | Hydrogen | NY | Dispatch-Import | EmissionsCost | 0 | [6 empty] | 0.64958 | 0
LCP_Inputs_ON_Diverse_IEA_2023_05_05 | 2031 | H2 Import - WC | Import | Hydrogen | NY | Dispatch-Import | FuelCost | 0 | [6 empty] | 0.64958 | 0
LCP_Inputs_ON_Diverse_IEA_2023_05_05 | 2031 | H2 Import - WC | Import | Hydrogen | NY | Dispatch-Import | VOM | 0 | [6 empty] | 0.64958 | 0
LCP_Inputs_ON_Diverse_IEA_2023_05_05 | 2031 | H2 Import - WC | Import | Hydrogen | ON | Dispatch-Import | EmissionsCost | 0 | [6 empty] | 0.64958 | 0
LCP_Inputs_ON_Diverse_IEA_2023_05_05 | 2031 | H2 Import - WC | Import | Hydrogen | ON | Dispatch-Import | FuelCost | 0 | [6 empty] | 0.64958 | 0
LCP_Inputs_ON_Diverse_IEA_2023_05_05 | 2031 | H2 Import - WC | Import | Hydrogen | ON | Dispatch-Import | VOM | 0 | [6 empty] | 0.64958 | 0
LCP_Inputs_ON_Diverse_IEA_2023_05_05 | 2031 | H2 Import - WC | Import | Hydrogen | PJ | Dispatch-Import | EmissionsCost | 0 | [6 empty] | 0.64958 | 0
LCP_Inputs_ON_Diverse_IEA_2023_05_05 | 2031 | H2 Import - WC | Import | Hydrogen | PJ | Dispatch-Import | FuelCost | 0 | [6 empty] | 0.64958 | 0
LCP_Inputs_ON_Diverse_IEA_2023_05_05 | 2031 | H2 Import - WC | Import | Hydrogen | PJ | Dispatch-Import | VOM | 0 | [6 empty] | 0.64958 | 0
LCP_Inputs_ON_Diverse_IEA_2023_05_05 | 2031 | H2 Import - WC | Import | Hydrogen | QC | Dispatch-Import | EmissionsCost | 0 | [6 empty] | 0.64958 | 0
LCP_Inputs_ON_Diverse_IEA_2023_05_05 | 2031 | H2 Import - WC | Import | Hydrogen | QC | Dispatch-Import | FuelCost | 0 | [6 empty] | 0.64958 | 0
LCP_Inputs_ON_Diverse_IEA_2023_05_05 | 2031 | H2 Import - WC | Import | Hydrogen | QC | Dispatch-Import | VOM | 0 | [6 empty] | 0.64958 | 0
LCP_Inputs_ON_Diverse_IEA_2023_05_05 | 2031 | H2 Import - WC | Import | Hydrogen | WC | Dispatch-Import | EmissionsCost | 0 | [6 empty] | 0.64958 | 0
LCP_Inputs_ON_Diverse_IEA_2023_05_05 | 2031 | H2 Import - WC | Import | Hydrogen | WC | Dispatch-Import | FuelCost | 0 | [6 empty] | 0.64958 | 0
LCP_Inputs_ON_Diverse_IEA_2023_05_05 | 2031 | H2 Import - WC | Import | Hydrogen | WC | Dispatch-Import | VOM | 0 | [6 empty] | 0.64958 | 0
LCP_Inputs_ON_Diverse_IEA_2023_05_05 | 2031 | H2 Salt Cavern Storage - ON | Storage | Hydrogen | MI | Dispatch-Storage | EmissionsCost | 0 | [6 empty] | 0.64958 | 0
LCP_Inputs_ON_Diverse_IEA_2023_05_05 | 2031 | H2 Salt Cavern Storage - ON | Storage | Hydrogen | MI | Dispatch-Storage | FuelCost | 0 | [6 empty] | 0.64958 | 0
LCP_Inputs_ON_Diverse_IEA_2023_05_05 | 2031 | H2 Salt Cavern Storage - ON | Storage | Hydrogen | MI | Dispatch-Storage | VOM | 0 | [6 empty] | 0.64958 | 0
LCP_Inputs_ON_Diverse_IEA_2023_05_05 | 2031 | H2 Salt Cavern Storage - ON | Storage | Hydrogen | NY | Dispatch-Storage | EmissionsCost | 0 | [6 empty] | 0.64958 | 0
LCP_Inputs_ON_Diverse_IEA_2023_05_05 | 2031 | H2 Salt Cavern Storage - ON | Storage | Hydrogen | NY | Dispatch-Storage | FuelCost | 0 | [6 empty] | 0.64958 | 0
LCP_Inputs_ON_Diverse_IEA_2023_05_05 | 2031 | H2 Salt Cavern Storage - ON | Storage | Hydrogen | NY | Dispatch-Storage | VOM | 0 | [6 empty] | 0.64958 | 0
LCP_Inputs_ON_Diverse_IEA_2023_05_05 | 2031 | H2 Salt Cavern Storage - ON | Storage | Hydrogen | ON | Dispatch-Storage | EmissionsCost | 0 | [6 empty] | 0.64958 | 0
LCP_Inputs_ON_Diverse_IEA_2023_05_05 | 2031 | H2 Salt Cavern Storage - ON | Storage | Hydrogen | ON | Dispatch-Storage | FuelCost | 0 | [6 empty] | 0.64958 | 0
LCP_Inputs_ON_Diverse_IEA_2023_05_05 | 2031 | H2 Salt Cavern Storage - ON | Storage | Hydrogen | ON | Dispatch-Storage | VOM | 12624010.6118 | [6 empty] | 0.64958 | 8200316.5732
LCP_Inputs_ON_Diverse_IEA_2023_05_05 | 2031 | H2 Salt Cavern Storage - ON | Storage | Hydrogen | PJ | Dispatch-Storage | EmissionsCost | 0 | [6 empty] | 0.64958 | 0
LCP_Inputs_ON_Diverse_IEA_2023_05_05 | 2031 | H2 Salt Cavern Storage - ON | Storage | Hydrogen | PJ | Dispatch-Storage | FuelCost | 0 | [6 empty] | 0.64958 | 0
LCP_Inputs_ON_Diverse_IEA_2023_05_05 | 2031 | H2 Salt Cavern Storage - ON | Storage | Hydrogen | PJ | Dispatch-Storage | VOM | 0 | [6 empty] | 0.64958 | 0
LCP_Inputs_ON_Diverse_IEA_2023_05_05 | 2031 | H2 Salt Cavern Storage - ON | Storage | Hydrogen | QC | Dispatch-Storage | EmissionsCost | 0 | [6 empty] | 0.64958 | 0
LCP_Inputs_ON_Diverse_IEA_2023_05_05 | 2031 | H2 Salt Cavern Storage - ON | Storage | Hydrogen | QC | Dispatch-Storage | FuelCost | 0 | [6 empty] | 0.64958 | 0
LCP_Inputs_ON_Diverse_IEA_2023_05_05 | 2031 | H2 Salt Cavern Storage - ON | Storage | Hydrogen | QC | Dispatch-Storage | VOM | 0 | [6 empty] | 0.64958 | 0
LCP_Inputs_ON_Diverse_IEA_2023_05_05 | 2031 | H2 Salt Cavern Storage - ON | Storage | Hydrogen | WC | Dispatch-Storage | EmissionsCost | 0 | [6 empty] | 0.64958 | 0
LCP_Inputs_ON_Diverse_IEA_2023_05_05 | 2031 | H2 Salt Cavern Storage - ON | Storage | Hydrogen | WC | Dispatch-Storage | FuelCost | 0 | [6 empty] | 0.64958 | 0
LCP_Inputs_ON_Diverse_IEA_2023_05_05 | 2031 | H2 Salt Cavern Storage - ON | Storage | Hydrogen | WC | Dispatch-Storage | VOM | 0 | [6 empty] | 0.64958 | 0
LCP_Inputs_ON_Diverse_IEA_2023_05_05 | 2031 | Hydro | Generation | Electricity | MI | Dispatch-Generation | EmissionsCost | 0 | [6 empty] | 0.64958 | 0
LCP_Inputs_ON_Diverse_IEA_2023_05_05 | 2031 | Hydro | Generation | Electricity | MI | Dispatch-Generation | FuelCost | 0 | [6 empty] | 0.64958 | 0
LCP_Inputs_ON_Diverse_IEA_2023_05_05 | 2031 | Hydro | Generation | Electricity | MI | Dispatch-Generation | VOM | 0 | [6 empty] | 0.64958 | 0
LCP_Inputs_ON_Diverse_IEA_2023_05_05 | 2031 | Hydro | Generation | Electricity | NY | Dispatch-Generation | EmissionsCost | 0 | [6 empty] | 0.64958 | 0
LCP_Inputs_ON_Diverse_IEA_2023_05_05 | 2031 | Hydro | Generation | Electricity | NY | Dispatch-Generation | FuelCost | 0 | [6 empty] | 0.64958 | 0
LCP_Inputs_ON_Diverse_IEA_2023_05_05 | 2031 | Hydro | Generation | Electricity | NY | Dispatch-Generation | VOM | 0 | [6 empty] | 0.64958 | 0
LCP_Inputs_ON_Diverse_IEA_2023_05_05 | 2031 | Hydro | Generation | Electricity | ON | Dispatch-Generation | EmissionsCost | 0 | [6 empty] | 0.64958 | 0
LCP_Inputs_ON_Diverse_IEA_2023_05_05 | 2031 | Hydro | Generation | Electricity | ON | Dispatch-Generation | FuelCost | 0 | [6 empty] | 0.64958 | 0
LCP_Inputs_ON_Diverse_IEA_2023_05_05 | 2031 | Hydro | Generation | Electricity | ON | Dispatch-Generation | VOM | 0 | [6 empty] | 0.64958 | 0
LCP_Inputs_ON_Diverse_IEA_2023_05_05 | 2031 | Hydro | Generation | Electricity | PJ | Dispatch-Generation | EmissionsCost | 0 | [6 empty] | 0.64958 | 0
LCP_Inputs_ON_Diverse_IEA_2023_05_05 | 2031 | Hydro | Generation | Electricity | PJ | Dispatch-Generation | FuelCost | 0 | [6 empty] | 0.64958 | 0
LCP_Inputs_ON_Diverse_IEA_2023_05_05 | 2031 | Hydro | Generation | Electricity | PJ | Dispatch-Generation | VOM | 0 | [6 empty] | 0.64958 | 0
LCP_Inputs_ON_Diverse_IEA_2023_05_05 | 2031 | Hydro | Generation | Electricity | QC | Dispatch-Generation | EmissionsCost | 0 | [6 empty] | 0.64958 | 0
LCP_Inputs_ON_Diverse_IEA_2023_05_05 | 2031 | Hydro | Generation | Electricity | QC | Dispatch-Generation | FuelCost | 0 | [6 empty] | 0.64958 | 0
LCP_Inputs_ON_Diverse_IEA_2023_05_05 | 2031 | Hydro | Generation | Electricity | QC | Dispatch-Generation | VOM | 0 | [6 empty] | 0.64958 | 0
LCP_Inputs_ON_Diverse_IEA_2023_05_05 | 2031 | Hydro | Generation | Electricity | WC | Dispatch-Generation | EmissionsCost | 0 | [6 empty] | 0.64958 | 0
LCP_Inputs_ON_Diverse_IEA_2023_05_05 | 2031 | Hydro | Generation | Electricity | WC | Dispatch-Generation | FuelCost | 0 | [6 empty] | 0.64958 | 0
LCP_Inputs_ON_Diverse_IEA_2023_05_05 | 2031 | Hydro | Generation | Electricity | WC | Dispatch-Generation | VOM | 0 | [6 empty] | 0.64958 | 0
LCP_Inputs_ON_Diverse_IEA_2023_05_05 | 2031 | Hydro Pumped Storage | Storage | Electricity | MI | Dispatch-Storage | EmissionsCost | 0 | [6 empty] | 0.64958 | 0
LCP_Inputs_ON_Diverse_IEA_2023_05_05 | 2031 | Hydro Pumped Storage | Storage | Electricity | MI | Dispatch-Storage | FuelCost | 0 | [6 empty] | 0.64958 | 0
LCP_Inputs_ON_Diverse_IEA_2023_05_05 | 2031 | Hydro Pumped Storage | Storage | Electricity | MI | Dispatch-Storage | VOM | 0 | [6 empty] | 0.64958 | 0
LCP_Inputs_ON_Diverse_IEA_2023_05_05 | 2031 | Hydro Pumped Storage | Storage | Electricity | NY | Dispatch-Storage | EmissionsCost | 0 | [6 empty] | 0.64958 | 0
LCP_Inputs_ON_Diverse_IEA_2023_05_05 | 2031 | Hydro Pumped Storage | Storage | Electricity | NY | Dispatch-Storage | FuelCost | 0 | [6 empty] | 0.64958 | 0
LCP_Inputs_ON_Diverse_IEA_2023_05_05 | 2031 | Hydro Pumped Storage | Storage | Electricity | NY | Dispatch-Storage | VOM | 0 | [6 empty] | 0.64958 | 0
LCP_Inputs_ON_Diverse_IEA_2023_05_05 | 2031 | Hydro Pumped Storage | Storage | Electricity | ON | Dispatch-Storage | EmissionsCost | 0 | [6 empty] | 0.64958 | 0
LCP_Inputs_ON_Diverse_IEA_2023_05_05 | 2031 | Hydro Pumped Storage | Storage | Electricity | ON | Dispatch-Storage | FuelCost | 0 | [6 empty] | 0.64958 | 0
LCP_Inputs_ON_Diverse_IEA_2023_05_05 | 2031 | Hydro Pumped Storage | Storage | Electricity | ON | Dispatch-Storage | VOM | 0 | [6 empty] | 0.64958 | 0
LCP_Inputs_ON_Diverse_IEA_2023_05_05 | 2031 | Hydro Pumped Storage | Storage | Electricity | PJ | Dispatch-Storage | EmissionsCost | 0 | [6 empty] | 0.64958 | 0
LCP_Inputs_ON_Diverse_IEA_2023_05_05 | 2031 | Hydro Pumped Storage | Storage | Electricity | PJ | Dispatch-Storage | FuelCost | 0 | [6 empty] | 0.64958 | 0
LCP_Inputs_ON_Diverse_IEA_2023_05_05 | 2031 | Hydro Pumped Storage | Storage | Electricity | PJ | Dispatch-Storage | VOM | 0 | [6 empty] | 0.64958 | 0
LCP_Inputs_ON_Diverse_IEA_2023_05_05 | 2031 | Hydro Pumped Storage | Storage | Electricity | QC | Dispatch-Storage | EmissionsCost | 0 | [6 empty] | 0.64958 | 0
LCP_Inputs_ON_Diverse_IEA_2023_05_05 | 2031 | Hydro Pumped Storage | Storage | Electricity | QC | Dispatch-Storage | FuelCost | 0 | [6 empty] | 0.64958 | 0
LCP_Inputs_ON_Diverse_IEA_2023_05_05 | 2031 | Hydro Pumped Storage | Storage | Electricity | QC | Dispatch-Storage | VOM | 0 | [6 empty] | 0.64958 | 0
LCP_Inputs_ON_Diverse_IEA_2023_05_05 | 2031 | Hydro Pumped Storage | Storage | Electricity | WC | Dispatch-Storage | EmissionsCost | 0 | [6 empty] | 0.64958 | 0
LCP_Inputs_ON_Diverse_IEA_2023_05_05 | 2031 | Hydro Pumped Storage | Storage | Electricity | WC | Dispatch-Storage | FuelCost | 0 | [6 empty] | 0.64958 | 0
LCP_Inputs_ON_Diverse_IEA_2023_05_05 | 2031 | Hydro Pumped Storage | Storage | Electricity | WC | Dispatch-Storage | VOM | 0 | [6 empty] | 0.64958 | 0
LCP_Inputs_ON_Diverse_IEA_2023_05_05 | 2031 | Nuclear | Generation | Electricity | MI | Dispatch-Generation | EmissionsCost | 0 | [6 empty] | 0.64958 | 0
LCP_Inputs_ON_Diverse_IEA_2023_05_05 | 2031 | Nuclear | Generation | Electricity | MI | Dispatch-Generation | FuelCost | 0 | [6 empty] | 0.64958 | 0
LCP_Inputs_ON_Diverse_IEA_2023_05_05 | 2031 | Nuclear | Generation | Electricity | MI | Dispatch-Generation | VOM | 2762866296.96 | [6 empty] | 0.64958 | 1794705262.964
LCP_Inputs_ON_Diverse_IEA_2023_05_05 | 2031 | Nuclear | Generation | Electricity | NY | Dispatch-Generation | EmissionsCost | 0 | [6 empty] | 0.64958 | 0
LCP_Inputs_ON_Diverse_IEA_2023_05_05 | 2031 | Nuclear | Generation | Electricity | NY | Dispatch-Generation | FuelCost | 0 | [6 empty] | 0.64958 | 0
LCP_Inputs_ON_Diverse_IEA_2023_05_05 | 2031 | Nuclear | Generation | Electricity | NY | Dispatch-Generation | VOM | 2246155230.144 | [6 empty] | 0.64958 | 1459059606.8326
LCP_Inputs_ON_Diverse_IEA_2023_05_05 | 2031 | Nuclear | Generation | Electricity | ON | Dispatch-Generation | EmissionsCost | 0 | [6 empty] | 0.64958 | 0
LCP_Inputs_ON_Diverse_IEA_2023_05_05 | 2031 | Nuclear | Generation | Electricity | ON | Dispatch-Generation | FuelCost | 0 | [6 empty] | 0.64958 | 0
LCP_Inputs_ON_Diverse_IEA_2023_05_05 | 2031 | Nuclear | Generation | Electricity | ON | Dispatch-Generation | VOM | 6921207719.0302 | [6 empty] | 0.64958 | 4495884557.6705
LCP_Inputs_ON_Diverse_IEA_2023_05_05 | 2031 | Nuclear | Generation | Electricity | PJ | Dispatch-Generation | EmissionsCost | 0 | [6 empty] | 0.64958 | 0
LCP_Inputs_ON_Diverse_IEA_2023_05_05 | 2031 | Nuclear | Generation | Electricity | PJ | Dispatch-Generation | FuelCost | 0 | [6 empty] | 0.64958 | 0
LCP_Inputs_ON_Diverse_IEA_2023_05_05 | 2031 | Nuclear | Generation | Electricity | PJ | Dispatch-Generation | VOM | 6401347648.6848 | [6 empty] | 0.64958 | 4158193368.893
LCP_Inputs_ON_Diverse_IEA_2023_05_05 | 2031 | Nuclear | Generation | Electricity | QC | Dispatch-Generation | EmissionsCost | 0 | [6 empty] | 0.64958 | 0
LCP_Inputs_ON_Diverse_IEA_2023_05_05 | 2031 | Nuclear | Generation | Electricity | QC | Dispatch-Generation | FuelCost | 0 | [6 empty] | 0.64958 | 0
LCP_Inputs_ON_Diverse_IEA_2023_05_05 | 2031 | Nuclear | Generation | Electricity | QC | Dispatch-Generation | VOM | 0 | [6 empty] | 0.64958 | 0
LCP_Inputs_ON_Diverse_IEA_2023_05_05 | 2031 | Nuclear | Generation | Electricity | WC | Dispatch-Generation | EmissionsCost | 0 | [6 empty] | 0.64958 | 0
LCP_Inputs_ON_Diverse_IEA_2023_05_05 | 2031 | Nuclear | Generation | Electricity | WC | Dispatch-Generation | FuelCost | 0 | [6 empty] | 0.64958 | 0
LCP_Inputs_ON_Diverse_IEA_2023_05_05 | 2031 | Nuclear | Generation | Electricity | WC | Dispatch-Generation | VOM | 0 | [6 empty] | 0.64958 | 0
LCP_Inputs_ON_Diverse_IEA_2023_05_05 | 2031 | Nuclear SMR | Generation | Electricity | MI | Dispatch-Generation | EmissionsCost | 0 | [6 empty] | 0.64958 | 0
LCP_Inputs_ON_Diverse_IEA_2023_05_05 | 2031 | Nuclear SMR | Generation | Electricity | MI | Dispatch-Generation | FuelCost | 0 | [6 empty] | 0.64958 | 0
LCP_Inputs_ON_Diverse_IEA_2023_05_05 | 2031 | Nuclear SMR | Generation | Electricity | MI | Dispatch-Generation | VOM | 0 | [6 empty] | 0.64958 | 0
LCP_Inputs_ON_Diverse_IEA_2023_05_05 | 2031 | Nuclear SMR | Generation | Electricity | NY | Dispatch-Generation | EmissionsCost | 0 | [6 empty] | 0.64958 | 0
LCP_Inputs_ON_Diverse_IEA_2023_05_05 | 2031 | Nuclear SMR | Generation | Electricity | NY | Dispatch-Generation | FuelCost | 0 | [6 empty] | 0.64958 | 0
LCP_Inputs_ON_Diverse_IEA_2023_05_05 | 2031 | Nuclear SMR | Generation | Electricity | NY | Dispatch-Generation | VOM | 0 | [6 empty] | 0.64958 | 0
LCP_Inputs_ON_Diverse_IEA_2023_05_05 | 2031 | Nuclear SMR | Generation | Electricity | ON | Dispatch-Generation | EmissionsCost | 0 | [6 empty] | 0.64958 | 0
LCP_Inputs_ON_Diverse_IEA_2023_05_05 | 2031 | Nuclear SMR | Generation | Electricity | ON | Dispatch-Generation | FuelCost | 0 | [6 empty] | 0.64958 | 0
LCP_Inputs_ON_Diverse_IEA_2023_05_05 | 2031 | Nuclear SMR | Generation | Electricity | ON | Dispatch-Generation | VOM | 18960361.2 | [6 empty] | 0.64958 | 12316289.0911
LCP_Inputs_ON_Diverse_IEA_2023_05_05 | 2031 | Nuclear SMR | Generation | Electricity | PJ | Dispatch-Generation | EmissionsCost | 0 | [6 empty] | 0.64958 | 0
LCP_Inputs_ON_Diverse_IEA_2023_05_05 | 2031 | Nuclear SMR | Generation | Electricity | PJ | Dispatch-Generation | FuelCost | 0 | [6 empty] | 0.64958 | 0
LCP_Inputs_ON_Diverse_IEA_2023_05_05 | 2031 | Nuclear SMR | Generation | Electricity | PJ | Dispatch-Generation | VOM | 0 | [6 empty] | 0.64958 | 0
LCP_Inputs_ON_Diverse_IEA_2023_05_05 | 2031 | Nuclear SMR | Generation | Electricity | QC | Dispatch-Generation | EmissionsCost | 0 | [6 empty] | 0.64958 | 0
LCP_Inputs_ON_Diverse_IEA_2023_05_05 | 2031 | Nuclear SMR | Generation | Electricity | QC | Dispatch-Generation | FuelCost | 0 | [6 empty] | 0.64958 | 0
LCP_Inputs_ON_Diverse_IEA_2023_05_05 | 2031 | Nuclear SMR | Generation | Electricity | QC | Dispatch-Generation | VOM | 0 | [6 empty] | 0.64958 | 0
LCP_Inputs_ON_Diverse_IEA_2023_05_05 | 2031 | Nuclear SMR | Generation | Electricity | WC | Dispatch-Generation | EmissionsCost | 0 | [6 empty] | 0.64958 | 0
LCP_Inputs_ON_Diverse_IEA_2023_05_05 | 2031 | Nuclear SMR | Generation | Electricity | WC | Dispatch-Generation | FuelCost | 0 | [6 empty] | 0.64958 | 0
LCP_Inputs_ON_Diverse_IEA_2023_05_05 | 2031 | Nuclear SMR | Generation | Electricity | WC | Dispatch-Generation | VOM | 0 | [6 empty] | 0.64958 | 0
LCP_Inputs_ON_Diverse_IEA_2023_05_05 | 2031 | O/CCGT - CH4 Existing | Crossload | Electricity | MI | Dispatch-Crossload | EmissionsCost | 0 | [6 empty] | 0.64958 | 0
LCP_Inputs_ON_Diverse_IEA_2023_05_05 | 2031 | O/CCGT - CH4 Existing | Crossload | Electricity | MI | Dispatch-Crossload | FuelCost | 0 | [6 empty] | 0.64958 | 0
LCP_Inputs_ON_Diverse_IEA_2023_05_05 | 2031 | O/CCGT - CH4 Existing | Crossload | Electricity | MI | Dispatch-Crossload | VOM | 0 | [6 empty] | 0.64958 | 0
LCP_Inputs_ON_Diverse_IEA_2023_05_05 | 2031 | O/CCGT - CH4 Existing | Crossload | Electricity | NY | Dispatch-Crossload | EmissionsCost | 0 | [6 empty] | 0.64958 | 0
LCP_Inputs_ON_Diverse_IEA_2023_05_05 | 2031 | O/CCGT - CH4 Existing | Crossload | Electricity | NY | Dispatch-Crossload | FuelCost | 0 | [6 empty] | 0.64958 | 0
LCP_Inputs_ON_Diverse_IEA_2023_05_05 | 2031 | O/CCGT - CH4 Existing | Crossload | Electricity | NY | Dispatch-Crossload | VOM | 0 | [6 empty] | 0.64958 | 0
LCP_Inputs_ON_Diverse_IEA_2023_05_05 | 2031 | O/CCGT - CH4 Existing | Crossload | Electricity | ON | Dispatch-Crossload | EmissionsCost | 4650844.1284 | [6 empty] | 0.64958 | 3021099.6615
LCP_Inputs_ON_Diverse_IEA_2023_05_05 | 2031 | O/CCGT - CH4 Existing | Crossload | Electricity | ON | Dispatch-Crossload | FuelCost | 0 | [6 empty] | 0.64958 | 0
LCP_Inputs_ON_Diverse_IEA_2023_05_05 | 2031 | O/CCGT - CH4 Existing | Crossload | Electricity | ON | Dispatch-Crossload | VOM | 286217.1645 | [6 empty] | 0.64958 | 185921.2124
LCP_Inputs_ON_Diverse_IEA_2023_05_05 | 2031 | O/CCGT - CH4 Existing | Crossload | Electricity | PJ | Dispatch-Crossload | EmissionsCost | 0 | [6 empty] | 0.64958 | 0
LCP_Inputs_ON_Diverse_IEA_2023_05_05 | 2031 | O/CCGT - CH4 Existing | Crossload | Electricity | PJ | Dispatch-Crossload | FuelCost | 0 | [6 empty] | 0.64958 | 0
LCP_Inputs_ON_Diverse_IEA_2023_05_05 | 2031 | O/CCGT - CH4 Existing | Crossload | Electricity | PJ | Dispatch-Crossload | VOM | 0 | [6 empty] | 0.64958 | 0
LCP_Inputs_ON_Diverse_IEA_2023_05_05 | 2031 | O/CCGT - CH4 Existing | Crossload | Electricity | QC | Dispatch-Crossload | EmissionsCost | 0 | [6 empty] | 0.64958 | 0
LCP_Inputs_ON_Diverse_IEA_2023_05_05 | 2031 | O/CCGT - CH4 Existing | Crossload | Electricity | QC | Dispatch-Crossload | FuelCost | 0 | [6 empty] | 0.64958 | 0
LCP_Inputs_ON_Diverse_IEA_2023_05_05 | 2031 | O/CCGT - CH4 Existing | Crossload | Electricity | QC | Dispatch-Crossload | VOM | 0 | [6 empty] | 0.64958 | 0
LCP_Inputs_ON_Diverse_IEA_2023_05_05 | 2031 | O/CCGT - CH4 Existing | Crossload | Electricity | WC | Dispatch-Crossload | EmissionsCost | 0 | [6 empty] | 0.64958 | 0
LCP_Inputs_ON_Diverse_IEA_2023_05_05 | 2031 | O/CCGT - CH4 Existing | Crossload | Electricity | WC | Dispatch-Crossload | FuelCost | 0 | [6 empty] | 0.64958 | 0
LCP_Inputs_ON_Diverse_IEA_2023_05_05 | 2031 | O/CCGT - CH4 Existing | Crossload | Electricity | WC | Dispatch-Crossload | VOM | 0 | [6 empty] | 0.64958 | 0
LCP_Inputs_ON_Diverse_IEA_2023_05_05 | 2031 | O/CCGT - CH4 New | Crossload | Electricity | MI | Dispatch-Crossload | EmissionsCost | 0 | [6 empty] | 0.64958 | 0
LCP_Inputs_ON_Diverse_IEA_2023_05_05 | 2031 | O/CCGT - CH4 New | Crossload | Electricity | MI | Dispatch-Crossload | FuelCost | 0 | [6 empty] | 0.64958 | 0
LCP_Inputs_ON_Diverse_IEA_2023_05_05 | 2031 | O/CCGT - CH4 New | Crossload | Electricity | MI | Dispatch-Crossload | VOM | 0 | [6 empty] | 0.64958 | 0
LCP_Inputs_ON_Diverse_IEA_2023_05_05 | 2031 | O/CCGT - CH4 New | Crossload | Electricity | NY | Dispatch-Crossload | EmissionsCost | 0 | [6 empty] | 0.64958 | 0
LCP_Inputs_ON_Diverse_IEA_2023_05_05 | 2031 | O/CCGT - CH4 New | Crossload | Electricity | NY | Dispatch-Crossload | FuelCost | 0 | [6 empty] | 0.64958 | 0
LCP_Inputs_ON_Diverse_IEA_2023_05_05 | 2031 | O/CCGT - CH4 New | Crossload | Electricity | NY | Dispatch-Crossload | VOM | 0 | [6 empty] | 0.64958 | 0
LCP_Inputs_ON_Diverse_IEA_2023_05_05 | 2031 | O/CCGT - CH4 New | Crossload | Electricity | ON | Dispatch-Crossload | EmissionsCost | 205377.4597 | [6 empty] | 0.64958 | 133409.2816
LCP_Inputs_ON_Diverse_IEA_2023_05_05 | 2031 | O/CCGT - CH4 New | Crossload | Electricity | ON | Dispatch-Crossload | FuelCost | 0 | [6 empty] | 0.64958 | 0
LCP_Inputs_ON_Diverse_IEA_2023_05_05 | 2031 | O/CCGT - CH4 New | Crossload | Electricity | ON | Dispatch-Crossload | VOM | 12639.1151 | [6 empty] | 0.64958 | 8210.1281
LCP_Inputs_ON_Diverse_IEA_2023_05_05 | 2031 | O/CCGT - CH4 New | Crossload | Electricity | PJ | Dispatch-Crossload | EmissionsCost | 0 | [6 empty] | 0.64958 | 0
LCP_Inputs_ON_Diverse_IEA_2023_05_05 | 2031 | O/CCGT - CH4 New | Crossload | Electricity | PJ | Dispatch-Crossload | FuelCost | 0 | [6 empty] | 0.64958 | 0
LCP_Inputs_ON_Diverse_IEA_2023_05_05 | 2031 | O/CCGT - CH4 New | Crossload | Electricity | PJ | Dispatch-Crossload | VOM | 0 | [6 empty] | 0.64958 | 0
LCP_Inputs_ON_Diverse_IEA_2023_05_05 | 2031 | O/CCGT - CH4 New | Crossload | Electricity | QC | Dispatch-Crossload | EmissionsCost | 0 | [6 empty] | 0.64958 | 0
LCP_Inputs_ON_Diverse_IEA_2023_05_05 | 2031 | O/CCGT - CH4 New | Crossload | Electricity | QC | Dispatch-Crossload | FuelCost | 0 | [6 empty] | 0.64958 | 0
LCP_Inputs_ON_Diverse_IEA_2023_05_05 | 2031 | O/CCGT - CH4 New | Crossload | Electricity | QC | Dispatch-Crossload | VOM | 0 | [6 empty] | 0.64958 | 0
LCP_Inputs_ON_Diverse_IEA_2023_05_05 | 2031 | O/CCGT - CH4 New | Crossload | Electricity | WC | Dispatch-Crossload | EmissionsCost | 0 | [6 empty] | 0.64958 | 0
LCP_Inputs_ON_Diverse_IEA_2023_05_05 | 2031 | O/CCGT - CH4 New | Crossload | Electricity | WC | Dispatch-Crossload | FuelCost | 0 | [6 empty] | 0.64958 | 0
LCP_Inputs_ON_Diverse_IEA_2023_05_05 | 2031 | O/CCGT - CH4 New | Crossload | Electricity | WC | Dispatch-Crossload | VOM | 0 | [6 empty] | 0.64958 | 0
LCP_Inputs_ON_Diverse_IEA_2023_05_05 | 2031 | O/CCGT - H2 New | Crossload | Electricity | MI | Dispatch-Crossload | EmissionsCost | 0 | [6 empty] | 0.64958 | 0
LCP_Inputs_ON_Diverse_IEA_2023_05_05 | 2031 | O/CCGT - H2 New | Crossload | Electricity | MI | Dispatch-Crossload | FuelCost | 0 | [6 empty] | 0.64958 | 0
LCP_Inputs_ON_Diverse_IEA_2023_05_05 | 2031 | O/CCGT - H2 New | Crossload | Electricity | MI | Dispatch-Crossload | VOM | 0 | [6 empty] | 0.64958 | 0
LCP_Inputs_ON_Diverse_IEA_2023_05_05 | 2031 | O/CCGT - H2 New | Crossload | Electricity | NY | Dispatch-Crossload | EmissionsCost | 0 | [6 empty] | 0.64958 | 0
LCP_Inputs_ON_Diverse_IEA_2023_05_05 | 2031 | O/CCGT - H2 New | Crossload | Electricity | NY | Dispatch-Crossload | FuelCost | 0 | [6 empty] | 0.64958 | 0
LCP_Inputs_ON_Diverse_IEA_2023_05_05 | 2031 | O/CCGT - H2 New | Crossload | Electricity | NY | Dispatch-Crossload | VOM | 0 | [6 empty] | 0.64958 | 0
LCP_Inputs_ON_Diverse_IEA_2023_05_05 | 2031 | O/CCGT - H2 New | Crossload | Electricity | ON | Dispatch-Crossload | EmissionsCost | 0 | [6 empty] | 0.64958 | 0
LCP_Inputs_ON_Diverse_IEA_2023_05_05 | 2031 | O/CCGT - H2 New | Crossload | Electricity | ON | Dispatch-Crossload | FuelCost | 0 | [6 empty] | 0.64958 | 0
LCP_Inputs_ON_Diverse_IEA_2023_05_05 | 2031 | O/CCGT - H2 New | Crossload | Electricity | ON | Dispatch-Crossload | VOM | 0 | [6 empty] | 0.64958 | 0
LCP_Inputs_ON_Diverse_IEA_2023_05_05 | 2031 | O/CCGT - H2 New | Crossload | Electricity | PJ | Dispatch-Crossload | EmissionsCost | 0 | [6 empty] | 0.64958 | 0
LCP_Inputs_ON_Diverse_IEA_2023_05_05 | 2031 | O/CCGT - H2 New | Crossload | Electricity | PJ | Dispatch-Crossload | FuelCost | 0 | [6 empty] | 0.64958 | 0
LCP_Inputs_ON_Diverse_IEA_2023_05_05 | 2031 | O/CCGT - H2 New | Crossload | Electricity | PJ | Dispatch-Crossload | VOM | 0 | [6 empty] | 0.64958 | 0
LCP_Inputs_ON_Diverse_IEA_2023_05_05 | 2031 | O/CCGT - H2 New | Crossload | Electricity | QC | Dispatch-Crossload | EmissionsCost | 0 | [6 empty] | 0.64958 | 0
LCP_Inputs_ON_Diverse_IEA_2023_05_05 | 2031 | O/CCGT - H2 New | Crossload | Electricity | QC | Dispatch-Crossload | FuelCost | 0 | [6 empty] | 0.64958 | 0
LCP_Inputs_ON_Diverse_IEA_2023_05_05 | 2031 | O/CCGT - H2 New | Crossload | Electricity | QC | Dispatch-Crossload | VOM | 0 | [6 empty] | 0.64958 | 0
LCP_Inputs_ON_Diverse_IEA_2023_05_05 | 2031 | O/CCGT - H2 New | Crossload | Electricity | WC | Dispatch-Crossload | EmissionsCost | 0 | [6 empty] | 0.64958 | 0
LCP_Inputs_ON_Diverse_IEA_2023_05_05 | 2031 | O/CCGT - H2 New | Crossload | Electricity | WC | Dispatch-Crossload | FuelCost | 0 | [6 empty] | 0.64958 | 0
LCP_Inputs_ON_Diverse_IEA_2023_05_05 | 2031 | O/CCGT - H2 New | Crossload | Electricity | WC | Dispatch-Crossload | VOM | 0 | [6 empty] | 0.64958 | 0
LCP_Inputs_ON_Diverse_IEA_2023_05_05 | 2031 | SMR CCS | Generation | Hydrogen | MI | Dispatch-Generation | EmissionsCost | 0 | [6 empty] | 0.64958 | 0
LCP_Inputs_ON_Diverse_IEA_2023_05_05 | 2031 | SMR CCS | Generation | Hydrogen | MI | Dispatch-Generation | FuelCost | 0 | [6 empty] | 0.64958 | 0
LCP_Inputs_ON_Diverse_IEA_2023_05_05 | 2031 | SMR CCS | Generation | Hydrogen | MI | Dispatch-Generation | VOM | 0 | [6 empty] | 0.64958 | 0
LCP_Inputs_ON_Diverse_IEA_2023_05_05 | 2031 | SMR CCS | Generation | Hydrogen | NY | Dispatch-Generation | EmissionsCost | 0 | [6 empty] | 0.64958 | 0
LCP_Inputs_ON_Diverse_IEA_2023_05_05 | 2031 | SMR CCS | Generation | Hydrogen | NY | Dispatch-Generation | FuelCost | 0 | [6 empty] | 0.64958 | 0
LCP_Inputs_ON_Diverse_IEA_2023_05_05 | 2031 | SMR CCS | Generation | Hydrogen | NY | Dispatch-Generation | VOM | 0 | [6 empty] | 0.64958 | 0
LCP_Inputs_ON_Diverse_IEA_2023_05_05 | 2031 | SMR CCS | Generation | Hydrogen | ON | Dispatch-Generation | EmissionsCost | 398520751.9847 | [6 empty] | 0.64958 | 258871481.3215
LCP_Inputs_ON_Diverse_IEA_2023_05_05 | 2031 | SMR CCS | Generation | Hydrogen | ON | Dispatch-Generation | FuelCost | 628171752.4376 | [6 empty] | 0.64958 | 408048392.1302
LCP_Inputs_ON_Diverse_IEA_2023_05_05 | 2031 | SMR CCS | Generation | Hydrogen | ON | Dispatch-Generation | VOM | 0 | [6 empty] | 0.64958 | 0
LCP_Inputs_ON_Diverse_IEA_2023_05_05 | 2031 | SMR CCS | Generation | Hydrogen | PJ | Dispatch-Generation | EmissionsCost | 0 | [6 empty] | 0.64958 | 0
LCP_Inputs_ON_Diverse_IEA_2023_05_05 | 2031 | SMR CCS | Generation | Hydrogen | PJ | Dispatch-Generation | FuelCost | 0 | [6 empty] | 0.64958 | 0
LCP_Inputs_ON_Diverse_IEA_2023_05_05 | 2031 | SMR CCS | Generation | Hydrogen | PJ | Dispatch-Generation | VOM | 0 | [6 empty] | 0.64958 | 0
LCP_Inputs_ON_Diverse_IEA_2023_05_05 | 2031 | SMR CCS | Generation | Hydrogen | QC | Dispatch-Generation | EmissionsCost | 0 | [6 empty] | 0.64958 | 0
LCP_Inputs_ON_Diverse_IEA_2023_05_05 | 2031 | SMR CCS | Generation | Hydrogen | QC | Dispatch-Generation | FuelCost | 0 | [6 empty] | 0.64958 | 0
LCP_Inputs_ON_Diverse_IEA_2023_05_05 | 2031 | SMR CCS | Generation | Hydrogen | QC | Dispatch-Generation | VOM | 0 | [6 empty] | 0.64958 | 0
LCP_Inputs_ON_Diverse_IEA_2023_05_05 | 2031 | SMR CCS | Generation | Hydrogen | WC | Dispatch-Generation | EmissionsCost | 0 | [6 empty] | 0.64958 | 0
LCP_Inputs_ON_Diverse_IEA_2023_05_05 | 2031 | SMR CCS | Generation | Hydrogen | WC | Dispatch-Generation | FuelCost | 0 | [6 empty] | 0.64958 | 0
LCP_Inputs_ON_Diverse_IEA_2023_05_05 | 2031 | SMR CCS | Generation | Hydrogen | WC | Dispatch-Generation | VOM | 0 | [6 empty] | 0.64958 | 0
LCP_Inputs_ON_Diverse_IEA_2023_05_05 | 2031 | Solar PV | Generation | Electricity | MI | Dispatch-Generation | EmissionsCost | 0 | [6 empty] | 0.64958 | 0
LCP_Inputs_ON_Diverse_IEA_2023_05_05 | 2031 | Solar PV | Generation | Electricity | MI | Dispatch-Generation | FuelCost | 0 | [6 empty] | 0.64958 | 0
LCP_Inputs_ON_Diverse_IEA_2023_05_05 | 2031 | Solar PV | Generation | Electricity | MI | Dispatch-Generation | VOM | 0 | [6 empty] | 0.64958 | 0
LCP_Inputs_ON_Diverse_IEA_2023_05_05 | 2031 | Solar PV | Generation | Electricity | NY | Dispatch-Generation | EmissionsCost | 0 | [6 empty] | 0.64958 | 0
LCP_Inputs_ON_Diverse_IEA_2023_05_05 | 2031 | Solar PV | Generation | Electricity | NY | Dispatch-Generation | FuelCost | 0 | [6 empty] | 0.64958 | 0
LCP_Inputs_ON_Diverse_IEA_2023_05_05 | 2031 | Solar PV | Generation | Electricity | NY | Dispatch-Generation | VOM | 0 | [6 empty] | 0.64958 | 0
LCP_Inputs_ON_Diverse_IEA_2023_05_05 | 2031 | Solar PV | Generation | Electricity | ON | Dispatch-Generation | EmissionsCost | 0 | [6 empty] | 0.64958 | 0
LCP_Inputs_ON_Diverse_IEA_2023_05_05 | 2031 | Solar PV | Generation | Electricity | ON | Dispatch-Generation | FuelCost | 0 | [6 empty] | 0.64958 | 0
LCP_Inputs_ON_Diverse_IEA_2023_05_05 | 2031 | Solar PV | Generation | Electricity | ON | Dispatch-Generation | VOM | 0 | [6 empty] | 0.64958 | 0
LCP_Inputs_ON_Diverse_IEA_2023_05_05 | 2031 | Solar PV | Generation | Electricity | PJ | Dispatch-Generation | EmissionsCost | 0 | [6 empty] | 0.64958 | 0
LCP_Inputs_ON_Diverse_IEA_2023_05_05 | 2031 | Solar PV | Generation | Electricity | PJ | Dispatch-Generation | FuelCost | 0 | [6 empty] | 0.64958 | 0
LCP_Inputs_ON_Diverse_IEA_2023_05_05 | 2031 | Solar PV | Generation | Electricity | PJ | Dispatch-Generation | VOM | 0 | [6 empty] | 0.64958 | 0
LCP_Inputs_ON_Diverse_IEA_2023_05_05 | 2031 | Solar PV | Generation | Electricity | QC | Dispatch-Generation | EmissionsCost | 0 | [6 empty] | 0.64958 | 0
LCP_Inputs_ON_Diverse_IEA_2023_05_05 | 2031 | Solar PV | Generation | Electricity | QC | Dispatch-Generation | FuelCost | 0 | [6 empty] | 0.64958 | 0
LCP_Inputs_ON_Diverse_IEA_2023_05_05 | 2031 | Solar PV | Generation | Electricity | QC | Dispatch-Generation | VOM | 0 | [6 empty] | 0.64958 | 0
LCP_Inputs_ON_Diverse_IEA_2023_05_05 | 2031 | Solar PV | Generation | Electricity | WC | Dispatch-Generation | EmissionsCost | 0 | [6 empty] | 0.64958 | 0
LCP_Inputs_ON_Diverse_IEA_2023_05_05 | 2031 | Solar PV | Generation | Electricity | WC | Dispatch-Generation | FuelCost | 0 | [6 empty] | 0.64958 | 0
LCP_Inputs_ON_Diverse_IEA_2023_05_05 | 2031 | Solar PV | Generation | Electricity | WC | Dispatch-Generation | VOM | 0 | [6 empty] | 0.64958 | 0
LCP_Inputs_ON_Diverse_IEA_2023_05_05 | 2031 | Wind Offshore | Generation | Electricity | MI | Dispatch-Generation | EmissionsCost | 0 | [6 empty] | 0.64958 | 0
LCP_Inputs_ON_Diverse_IEA_2023_05_05 | 2031 | Wind Offshore | Generation | Electricity | MI | Dispatch-Generation | FuelCost | 0 | [6 empty] | 0.64958 | 0
LCP_Inputs_ON_Diverse_IEA_2023_05_05 | 2031 | Wind Offshore | Generation | Electricity | MI | Dispatch-Generation | VOM | 0 | [6 empty] | 0.64958 | 0
LCP_Inputs_ON_Diverse_IEA_2023_05_05 | 2031 | Wind Offshore | Generation | Electricity | NY | Dispatch-Generation | EmissionsCost | 0 | [6 empty] | 0.64958 | 0
LCP_Inputs_ON_Diverse_IEA_2023_05_05 | 2031 | Wind Offshore | Generation | Electricity | NY | Dispatch-Generation | FuelCost | 0 | [6 empty] | 0.64958 | 0
LCP_Inputs_ON_Diverse_IEA_2023_05_05 | 2031 | Wind Offshore | Generation | Electricity | NY | Dispatch-Generation | VOM | 0 | [6 empty] | 0.64958 | 0
LCP_Inputs_ON_Diverse_IEA_2023_05_05 | 2031 | Wind Offshore | Generation | Electricity | ON | Dispatch-Generation | EmissionsCost | 0 | [6 empty] | 0.64958 | 0
LCP_Inputs_ON_Diverse_IEA_2023_05_05 | 2031 | Wind Offshore | Generation | Electricity | ON | Dispatch-Generation | FuelCost | 0 | [6 empty] | 0.64958 | 0
LCP_Inputs_ON_Diverse_IEA_2023_05_05 | 2031 | Wind Offshore | Generation | Electricity | ON | Dispatch-Generation | VOM | 0 | [6 empty] | 0.64958 | 0
LCP_Inputs_ON_Diverse_IEA_2023_05_05 | 2031 | Wind Offshore | Generation | Electricity | PJ | Dispatch-Generation | EmissionsCost | 0 | [6 empty] | 0.64958 | 0
LCP_Inputs_ON_Diverse_IEA_2023_05_05 | 2031 | Wind Offshore | Generation | Electricity | PJ | Dispatch-Generation | FuelCost | 0 | [6 empty] | 0.64958 | 0
LCP_Inputs_ON_Diverse_IEA_2023_05_05 | 2031 | Wind Offshore | Generation | Electricity | PJ | Dispatch-Generation | VOM | 0 | [6 empty] | 0.64958 | 0
LCP_Inputs_ON_Diverse_IEA_2023_05_05 | 2031 | Wind Offshore | Generation | Electricity | QC | Dispatch-Generation | EmissionsCost | 0 | [6 empty] | 0.64958 | 0
LCP_Inputs_ON_Diverse_IEA_2023_05_05 | 2031 | Wind Offshore | Generation | Electricity | QC | Dispatch-Generation | FuelCost | 0 | [6 empty] | 0.64958 | 0
LCP_Inputs_ON_Diverse_IEA_2023_05_05 | 2031 | Wind Offshore | Generation | Electricity | QC | Dispatch-Generation | VOM | 0 | [6 empty] | 0.64958 | 0
LCP_Inputs_ON_Diverse_IEA_2023_05_05 | 2031 | Wind Offshore | Generation | Electricity | WC | Dispatch-Generation | EmissionsCost | 0 | [6 empty] | 0.64958 | 0
LCP_Inputs_ON_Diverse_IEA_2023_05_05 | 2031 | Wind Offshore | Generation | Electricity | WC | Dispatch-Generation | FuelCost | 0 | [6 empty] | 0.64958 | 0
LCP_Inputs_ON_Diverse_IEA_2023_05_05 | 2031 | Wind Offshore | Generation | Electricity | WC | Dispatch-Generation | VOM | 0 | [6 empty] | 0.64958 | 0
LCP_Inputs_ON_Diverse_IEA_2023_05_05 | 2031 | Wind Onshore | Generation | Electricity | MI | Dispatch-Generation | EmissionsCost | 0 | [6 empty] | 0.64958 | 0
LCP_Inputs_ON_Diverse_IEA_2023_05_05 | 2031 | Wind Onshore | Generation | Electricity | MI | Dispatch-Generation | FuelCost | 0 | [6 empty] | 0.64958 | 0
LCP_Inputs_ON_Diverse_IEA_2023_05_05 | 2031 | Wind Onshore | Generation | Electricity | MI | Dispatch-Generation | VOM | 0 | [6 empty] | 0.64958 | 0
LCP_Inputs_ON_Diverse_IEA_2023_05_05 | 2031 | Wind Onshore | Generation | Electricity | NY | Dispatch-Generation | EmissionsCost | 0 | [6 empty] | 0.64958 | 0
LCP_Inputs_ON_Diverse_IEA_2023_05_05 | 2031 | Wind Onshore | Generation | Electricity | NY | Dispatch-Generation | FuelCost | 0 | [6 empty] | 0.64958 | 0
LCP_Inputs_ON_Diverse_IEA_2023_05_05 | 2031 | Wind Onshore | Generation | Electricity | NY | Dispatch-Generation | VOM | 0 | [6 empty] | 0.64958 | 0
LCP_Inputs_ON_Diverse_IEA_2023_05_05 | 2031 | Wind Onshore | Generation | Electricity | ON | Dispatch-Generation | EmissionsCost | 0 | [6 empty] | 0.64958 | 0
LCP_Inputs_ON_Diverse_IEA_2023_05_05 | 2031 | Wind Onshore | Generation | Electricity | ON | Dispatch-Generation | FuelCost | 0 | [6 empty] | 0.64958 | 0
LCP_Inputs_ON_Diverse_IEA_2023_05_05 | 2031 | Wind Onshore | Generation | Electricity | ON | Dispatch-Generation | VOM | 0 | [6 empty] | 0.64958 | 0
LCP_Inputs_ON_Diverse_IEA_2023_05_05 | 2031 | Wind Onshore | Generation | Electricity | PJ | Dispatch-Generation | EmissionsCost | 0 | [6 empty] | 0.64958 | 0
LCP_Inputs_ON_Diverse_IEA_2023_05_05 | 2031 | Wind Onshore | Generation | Electricity | PJ | Dispatch-Generation | FuelCost | 0 | [6 empty] | 0.64958 | 0
LCP_Inputs_ON_Diverse_IEA_2023_05_05 | 2031 | Wind Onshore | Generation | Electricity | PJ | Dispatch-Generation | VOM | 0 | [6 empty] | 0.64958 | 0
LCP_Inputs_ON_Diverse_IEA_2023_05_05 | 2031 | Wind Onshore | Generation | Electricity | QC | Dispatch-Generation | EmissionsCost | 0 | [6 empty] | 0.64958 | 0
LCP_Inputs_ON_Diverse_IEA_2023_05_05 | 2031 | Wind Onshore | Generation | Electricity | QC | Dispatch-Generation | FuelCost | 0 | [6 empty] | 0.64958 | 0
LCP_Inputs_ON_Diverse_IEA_2023_05_05 | 2031 | Wind Onshore | Generation | Electricity | QC | Dispatch-Generation | VOM | 0 | [6 empty] | 0.64958 | 0
LCP_Inputs_ON_Diverse_IEA_2023_05_05 | 2031 | Wind Onshore | Generation | Electricity | WC | Dispatch-Generation | EmissionsCost | 0 | [6 empty] | 0.64958 | 0
LCP_Inputs_ON_Diverse_IEA_2023_05_05 | 2031 | Wind Onshore | Generation | Electricity | WC | Dispatch-Generation | FuelCost | 0 | [6 empty] | 0.64958 | 0
LCP_Inputs_ON_Diverse_IEA_2023_05_05 | 2031 | Wind Onshore | Generation | Electricity | WC | Dispatch-Generation | VOM | 0 | [6 empty] | 0.64958 | 0
LCP_Inputs_ON_Diverse_IEA_2023_05_05 | 2032 | Anaerobic Digestion | Generation | Methane | MI | Dispatch-Generation | EmissionsCost | 0 | [6 empty] | 0.6246 | 0
LCP_Inputs_ON_Diverse_IEA_2023_05_05 | 2032 | Anaerobic Digestion | Generation | Methane | MI | Dispatch-Generation | FuelCost | 0 | [6 empty] | 0.6246 | 0
LCP_Inputs_ON_Diverse_IEA_2023_05_05 | 2032 | Anaerobic Digestion | Generation | Methane | MI | Dispatch-Generation | VOM | 0 | [6 empty] | 0.6246 | 0
LCP_Inputs_ON_Diverse_IEA_2023_05_05 | 2032 | Anaerobic Digestion | Generation | Methane | NY | Dispatch-Generation | EmissionsCost | 0 | [6 empty] | 0.6246 | 0
LCP_Inputs_ON_Diverse_IEA_2023_05_05 | 2032 | Anaerobic Digestion | Generation | Methane | NY | Dispatch-Generation | FuelCost | 0 | [6 empty] | 0.6246 | 0
LCP_Inputs_ON_Diverse_IEA_2023_05_05 | 2032 | Anaerobic Digestion | Generation | Methane | NY | Dispatch-Generation | VOM | 0 | [6 empty] | 0.6246 | 0
LCP_Inputs_ON_Diverse_IEA_2023_05_05 | 2032 | Anaerobic Digestion | Generation | Methane | ON | Dispatch-Generation | EmissionsCost | 1840449.9197 | [6 empty] | 0.6246 | 1149539.5898
LCP_Inputs_ON_Diverse_IEA_2023_05_05 | 2032 | Anaerobic Digestion | Generation | Methane | ON | Dispatch-Generation | FuelCost | 0 | [6 empty] | 0.6246 | 0
LCP_Inputs_ON_Diverse_IEA_2023_05_05 | 2032 | Anaerobic Digestion | Generation | Methane | ON | Dispatch-Generation | VOM | 862230000 | [6 empty] | 0.6246 | 538546314.0594
LCP_Inputs_ON_Diverse_IEA_2023_05_05 | 2032 | Anaerobic Digestion | Generation | Methane | PJ | Dispatch-Generation | EmissionsCost | 0 | [6 empty] | 0.6246 | 0
LCP_Inputs_ON_Diverse_IEA_2023_05_05 | 2032 | Anaerobic Digestion | Generation | Methane | PJ | Dispatch-Generation | FuelCost | 0 | [6 empty] | 0.6246 | 0
LCP_Inputs_ON_Diverse_IEA_2023_05_05 | 2032 | Anaerobic Digestion | Generation | Methane | PJ | Dispatch-Generation | VOM | 0 | [6 empty] | 0.6246 | 0
LCP_Inputs_ON_Diverse_IEA_2023_05_05 | 2032 | Anaerobic Digestion | Generation | Methane | QC | Dispatch-Generation | EmissionsCost | 0 | [6 empty] | 0.6246 | 0
LCP_Inputs_ON_Diverse_IEA_2023_05_05 | 2032 | Anaerobic Digestion | Generation | Methane | QC | Dispatch-Generation | FuelCost | 0 | [6 empty] | 0.6246 | 0
LCP_Inputs_ON_Diverse_IEA_2023_05_05 | 2032 | Anaerobic Digestion | Generation | Methane | QC | Dispatch-Generation | VOM | 0 | [6 empty] | 0.6246 | 0
LCP_Inputs_ON_Diverse_IEA_2023_05_05 | 2032 | Anaerobic Digestion | Generation | Methane | WC | Dispatch-Generation | EmissionsCost | 0 | [6 empty] | 0.6246 | 0
LCP_Inputs_ON_Diverse_IEA_2023_05_05 | 2032 | Anaerobic Digestion | Generation | Methane | WC | Dispatch-Generation | FuelCost | 0 | [6 empty] | 0.6246 | 0
LCP_Inputs_ON_Diverse_IEA_2023_05_05 | 2032 | Anaerobic Digestion | Generation | Methane | WC | Dispatch-Generation | VOM | 0 | [6 empty] | 0.6246 | 0
LCP_Inputs_ON_Diverse_IEA_2023_05_05 | 2032 | Battery Storage | Storage | Electricity | MI | Dispatch-Storage | EmissionsCost | 0 | [6 empty] | 0.6246 | 0
LCP_Inputs_ON_Diverse_IEA_2023_05_05 | 2032 | Battery Storage | Storage | Electricity | MI | Dispatch-Storage | FuelCost | 0 | [6 empty] | 0.6246 | 0
LCP_Inputs_ON_Diverse_IEA_2023_05_05 | 2032 | Battery Storage | Storage | Electricity | MI | Dispatch-Storage | VOM | 0 | [6 empty] | 0.6246 | 0
LCP_Inputs_ON_Diverse_IEA_2023_05_05 | 2032 | Battery Storage | Storage | Electricity | NY | Dispatch-Storage | EmissionsCost | 0 | [6 empty] | 0.6246 | 0
LCP_Inputs_ON_Diverse_IEA_2023_05_05 | 2032 | Battery Storage | Storage | Electricity | NY | Dispatch-Storage | FuelCost | 0 | [6 empty] | 0.6246 | 0
LCP_Inputs_ON_Diverse_IEA_2023_05_05 | 2032 | Battery Storage | Storage | Electricity | NY | Dispatch-Storage | VOM | 0 | [6 empty] | 0.6246 | 0
LCP_Inputs_ON_Diverse_IEA_2023_05_05 | 2032 | Battery Storage | Storage | Electricity | ON | Dispatch-Storage | EmissionsCost | 0 | [6 empty] | 0.6246 | 0
LCP_Inputs_ON_Diverse_IEA_2023_05_05 | 2032 | Battery Storage | Storage | Electricity | ON | Dispatch-Storage | FuelCost | 0 | [6 empty] | 0.6246 | 0
LCP_Inputs_ON_Diverse_IEA_2023_05_05 | 2032 | Battery Storage | Storage | Electricity | ON | Dispatch-Storage | VOM | 0 | [6 empty] | 0.6246 | 0
LCP_Inputs_ON_Diverse_IEA_2023_05_05 | 2032 | Battery Storage | Storage | Electricity | PJ | Dispatch-Storage | EmissionsCost | 0 | [6 empty] | 0.6246 | 0
LCP_Inputs_ON_Diverse_IEA_2023_05_05 | 2032 | Battery Storage | Storage | Electricity | PJ | Dispatch-Storage | FuelCost | 0 | [6 empty] | 0.6246 | 0
LCP_Inputs_ON_Diverse_IEA_2023_05_05 | 2032 | Battery Storage | Storage | Electricity | PJ | Dispatch-Storage | VOM | 0 | [6 empty] | 0.6246 | 0
LCP_Inputs_ON_Diverse_IEA_2023_05_05 | 2032 | Battery Storage | Storage | Electricity | QC | Dispatch-Storage | EmissionsCost | 0 | [6 empty] | 0.6246 | 0
LCP_Inputs_ON_Diverse_IEA_2023_05_05 | 2032 | Battery Storage | Storage | Electricity | QC | Dispatch-Storage | FuelCost | 0 | [6 empty] | 0.6246 | 0
LCP_Inputs_ON_Diverse_IEA_2023_05_05 | 2032 | Battery Storage | Storage | Electricity | QC | Dispatch-Storage | VOM | 0 | [6 empty] | 0.6246 | 0
LCP_Inputs_ON_Diverse_IEA_2023_05_05 | 2032 | Battery Storage | Storage | Electricity | WC | Dispatch-Storage | EmissionsCost | 0 | [6 empty] | 0.6246 | 0
LCP_Inputs_ON_Diverse_IEA_2023_05_05 | 2032 | Battery Storage | Storage | Electricity | WC | Dispatch-Storage | FuelCost | 0 | [6 empty] | 0.6246 | 0
LCP_Inputs_ON_Diverse_IEA_2023_05_05 | 2032 | Battery Storage | Storage | Electricity | WC | Dispatch-Storage | VOM | 0 | [6 empty] | 0.6246 | 0
LCP_Inputs_ON_Diverse_IEA_2023_05_05 | 2032 | Biomass | Generation | Electricity | MI | Dispatch-Generation | EmissionsCost | 0 | [6 empty] | 0.6246 | 0
LCP_Inputs_ON_Diverse_IEA_2023_05_05 | 2032 | Biomass | Generation | Electricity | MI | Dispatch-Generation | FuelCost | 0 | [6 empty] | 0.6246 | 0
LCP_Inputs_ON_Diverse_IEA_2023_05_05 | 2032 | Biomass | Generation | Electricity | MI | Dispatch-Generation | VOM | 0 | [6 empty] | 0.6246 | 0
LCP_Inputs_ON_Diverse_IEA_2023_05_05 | 2032 | Biomass | Generation | Electricity | NY | Dispatch-Generation | EmissionsCost | 0 | [6 empty] | 0.6246 | 0
LCP_Inputs_ON_Diverse_IEA_2023_05_05 | 2032 | Biomass | Generation | Electricity | NY | Dispatch-Generation | FuelCost | 0 | [6 empty] | 0.6246 | 0
LCP_Inputs_ON_Diverse_IEA_2023_05_05 | 2032 | Biomass | Generation | Electricity | NY | Dispatch-Generation | VOM | 0 | [6 empty] | 0.6246 | 0
LCP_Inputs_ON_Diverse_IEA_2023_05_05 | 2032 | Biomass | Generation | Electricity | ON | Dispatch-Generation | EmissionsCost | 0 | [6 empty] | 0.6246 | 0
LCP_Inputs_ON_Diverse_IEA_2023_05_05 | 2032 | Biomass | Generation | Electricity | ON | Dispatch-Generation | FuelCost | 0 | [6 empty] | 0.6246 | 0
LCP_Inputs_ON_Diverse_IEA_2023_05_05 | 2032 | Biomass | Generation | Electricity | ON | Dispatch-Generation | VOM | 0 | [6 empty] | 0.6246 | 0
LCP_Inputs_ON_Diverse_IEA_2023_05_05 | 2032 | Biomass | Generation | Electricity | PJ | Dispatch-Generation | EmissionsCost | 0 | [6 empty] | 0.6246 | 0
LCP_Inputs_ON_Diverse_IEA_2023_05_05 | 2032 | Biomass | Generation | Electricity | PJ | Dispatch-Generation | FuelCost | 0 | [6 empty] | 0.6246 | 0
LCP_Inputs_ON_Diverse_IEA_2023_05_05 | 2032 | Biomass | Generation | Electricity | PJ | Dispatch-Generation | VOM | 0 | [6 empty] | 0.6246 | 0
LCP_Inputs_ON_Diverse_IEA_2023_05_05 | 2032 | Biomass | Generation | Electricity | QC | Dispatch-Generation | EmissionsCost | 0 | [6 empty] | 0.6246 | 0
LCP_Inputs_ON_Diverse_IEA_2023_05_05 | 2032 | Biomass | Generation | Electricity | QC | Dispatch-Generation | FuelCost | 82244.5648 | [6 empty] | 0.6246 | 51369.7125
LCP_Inputs_ON_Diverse_IEA_2023_05_05 | 2032 | Biomass | Generation | Electricity | QC | Dispatch-Generation | VOM | 1055.4719 | [6 empty] | 0.6246 | 659.2446
LCP_Inputs_ON_Diverse_IEA_2023_05_05 | 2032 | Biomass | Generation | Electricity | WC | Dispatch-Generation | EmissionsCost | 0 | [6 empty] | 0.6246 | 0
LCP_Inputs_ON_Diverse_IEA_2023_05_05 | 2032 | Biomass | Generation | Electricity | WC | Dispatch-Generation | FuelCost | 0 | [6 empty] | 0.6246 | 0
LCP_Inputs_ON_Diverse_IEA_2023_05_05 | 2032 | Biomass | Generation | Electricity | WC | Dispatch-Generation | VOM | 0 | [6 empty] | 0.6246 | 0
LCP_Inputs_ON_Diverse_IEA_2023_05_05 | 2032 | Biomass + CCS | Generation | Electricity | MI | Dispatch-Generation | EmissionsCost | 0 | [6 empty] | 0.6246 | 0
LCP_Inputs_ON_Diverse_IEA_2023_05_05 | 2032 | Biomass + CCS | Generation | Electricity | MI | Dispatch-Generation | FuelCost | 0 | [6 empty] | 0.6246 | 0
LCP_Inputs_ON_Diverse_IEA_2023_05_05 | 2032 | Biomass + CCS | Generation | Electricity | MI | Dispatch-Generation | VOM | 0 | [6 empty] | 0.6246 | 0
LCP_Inputs_ON_Diverse_IEA_2023_05_05 | 2032 | Biomass + CCS | Generation | Electricity | NY | Dispatch-Generation | EmissionsCost | 0 | [6 empty] | 0.6246 | 0
LCP_Inputs_ON_Diverse_IEA_2023_05_05 | 2032 | Biomass + CCS | Generation | Electricity | NY | Dispatch-Generation | FuelCost | 0 | [6 empty] | 0.6246 | 0
LCP_Inputs_ON_Diverse_IEA_2023_05_05 | 2032 | Biomass + CCS | Generation | Electricity | NY | Dispatch-Generation | VOM | 0 | [6 empty] | 0.6246 | 0
LCP_Inputs_ON_Diverse_IEA_2023_05_05 | 2032 | Biomass + CCS | Generation | Electricity | ON | Dispatch-Generation | EmissionsCost | 0 | [6 empty] | 0.6246 | 0
LCP_Inputs_ON_Diverse_IEA_2023_05_05 | 2032 | Biomass + CCS | Generation | Electricity | ON | Dispatch-Generation | FuelCost | 0 | [6 empty] | 0.6246 | 0
LCP_Inputs_ON_Diverse_IEA_2023_05_05 | 2032 | Biomass + CCS | Generation | Electricity | ON | Dispatch-Generation | VOM | 0 | [6 empty] | 0.6246 | 0
LCP_Inputs_ON_Diverse_IEA_2023_05_05 | 2032 | Biomass + CCS | Generation | Electricity | PJ | Dispatch-Generation | EmissionsCost | 0 | [6 empty] | 0.6246 | 0
LCP_Inputs_ON_Diverse_IEA_2023_05_05 | 2032 | Biomass + CCS | Generation | Electricity | PJ | Dispatch-Generation | FuelCost | 0 | [6 empty] | 0.6246 | 0
LCP_Inputs_ON_Diverse_IEA_2023_05_05 | 2032 | Biomass + CCS | Generation | Electricity | PJ | Dispatch-Generation | VOM | 0 | [6 empty] | 0.6246 | 0
LCP_Inputs_ON_Diverse_IEA_2023_05_05 | 2032 | Biomass + CCS | Generation | Electricity | QC | Dispatch-Generation | EmissionsCost | 0 | [6 empty] | 0.6246 | 0
LCP_Inputs_ON_Diverse_IEA_2023_05_05 | 2032 | Biomass + CCS | Generation | Electricity | QC | Dispatch-Generation | FuelCost | 0 | [6 empty] | 0.6246 | 0
LCP_Inputs_ON_Diverse_IEA_2023_05_05 | 2032 | Biomass + CCS | Generation | Electricity | QC | Dispatch-Generation | VOM | 0 | [6 empty] | 0.6246 | 0
LCP_Inputs_ON_Diverse_IEA_2023_05_05 | 2032 | Biomass + CCS | Generation | Electricity | WC | Dispatch-Generation | EmissionsCost | 0 | [6 empty] | 0.6246 | 0
LCP_Inputs_ON_Diverse_IEA_2023_05_05 | 2032 | Biomass + CCS | Generation | Electricity | WC | Dispatch-Generation | FuelCost | 0 | [6 empty] | 0.6246 | 0
LCP_Inputs_ON_Diverse_IEA_2023_05_05 | 2032 | Biomass + CCS | Generation | Electricity | WC | Dispatch-Generation | VOM | 0 | [6 empty] | 0.6246 | 0
LCP_Inputs_ON_Diverse_IEA_2023_05_05 | 2032 | CH4 + CCS | Generation | Methane | MI | Dispatch-Generation | EmissionsCost | 0 | [6 empty] | 0.6246 | 0
LCP_Inputs_ON_Diverse_IEA_2023_05_05 | 2032 | CH4 + CCS | Generation | Methane | MI | Dispatch-Generation | FuelCost | 0 | [6 empty] | 0.6246 | 0
LCP_Inputs_ON_Diverse_IEA_2023_05_05 | 2032 | CH4 + CCS | Generation | Methane | MI | Dispatch-Generation | VOM | 0 | [6 empty] | 0.6246 | 0
LCP_Inputs_ON_Diverse_IEA_2023_05_05 | 2032 | CH4 + CCS | Generation | Methane | NY | Dispatch-Generation | EmissionsCost | 0 | [6 empty] | 0.6246 | 0
LCP_Inputs_ON_Diverse_IEA_2023_05_05 | 2032 | CH4 + CCS | Generation | Methane | NY | Dispatch-Generation | FuelCost | 0 | [6 empty] | 0.6246 | 0
LCP_Inputs_ON_Diverse_IEA_2023_05_05 | 2032 | CH4 + CCS | Generation | Methane | NY | Dispatch-Generation | VOM | 0 | [6 empty] | 0.6246 | 0
LCP_Inputs_ON_Diverse_IEA_2023_05_05 | 2032 | CH4 + CCS | Generation | Methane | ON | Dispatch-Generation | EmissionsCost | 36250644.3017 | [6 empty] | 0.6246 | 22642045.4762
LCP_Inputs_ON_Diverse_IEA_2023_05_05 | 2032 | CH4 + CCS | Generation | Methane | ON | Dispatch-Generation | FuelCost | 171398728.1399 | [6 empty] | 0.6246 | 107055139.898
LCP_Inputs_ON_Diverse_IEA_2023_05_05 | 2032 | CH4 + CCS | Generation | Methane | ON | Dispatch-Generation | VOM | 19178821.6667 | [6 empty] | 0.6246 | 11979035.4274
LCP_Inputs_ON_Diverse_IEA_2023_05_05 | 2032 | CH4 + CCS | Generation | Methane | PJ | Dispatch-Generation | EmissionsCost | 0 | [6 empty] | 0.6246 | 0
LCP_Inputs_ON_Diverse_IEA_2023_05_05 | 2032 | CH4 + CCS | Generation | Methane | PJ | Dispatch-Generation | FuelCost | 0 | [6 empty] | 0.6246 | 0
LCP_Inputs_ON_Diverse_IEA_2023_05_05 | 2032 | CH4 + CCS | Generation | Methane | PJ | Dispatch-Generation | VOM | 0 | [6 empty] | 0.6246 | 0
LCP_Inputs_ON_Diverse_IEA_2023_05_05 | 2032 | CH4 + CCS | Generation | Methane | QC | Dispatch-Generation | EmissionsCost | 0 | [6 empty] | 0.6246 | 0
LCP_Inputs_ON_Diverse_IEA_2023_05_05 | 2032 | CH4 + CCS | Generation | Methane | QC | Dispatch-Generation | FuelCost | 0 | [6 empty] | 0.6246 | 0
LCP_Inputs_ON_Diverse_IEA_2023_05_05 | 2032 | CH4 + CCS | Generation | Methane | QC | Dispatch-Generation | VOM | 0 | [6 empty] | 0.6246 | 0
LCP_Inputs_ON_Diverse_IEA_2023_05_05 | 2032 | CH4 + CCS | Generation | Methane | WC | Dispatch-Generation | EmissionsCost | 0 | [6 empty] | 0.6246 | 0
LCP_Inputs_ON_Diverse_IEA_2023_05_05 | 2032 | CH4 + CCS | Generation | Methane | WC | Dispatch-Generation | FuelCost | 0 | [6 empty] | 0.6246 | 0
LCP_Inputs_ON_Diverse_IEA_2023_05_05 | 2032 | CH4 + CCS | Generation | Methane | WC | Dispatch-Generation | VOM | 0 | [6 empty] | 0.6246 | 0
LCP_Inputs_ON_Diverse_IEA_2023_05_05 | 2032 | CH4 Import - NY 2020 | Import | Methane | MI | Dispatch-Import | EmissionsCost | 0 | [6 empty] | 0.6246 | 0
LCP_Inputs_ON_Diverse_IEA_2023_05_05 | 2032 | CH4 Import - NY 2020 | Import | Methane | MI | Dispatch-Import | FuelCost | 0 | [6 empty] | 0.6246 | 0
LCP_Inputs_ON_Diverse_IEA_2023_05_05 | 2032 | CH4 Import - NY 2020 | Import | Methane | MI | Dispatch-Import | VOM | 0 | [6 empty] | 0.6246 | 0
LCP_Inputs_ON_Diverse_IEA_2023_05_05 | 2032 | CH4 Import - NY 2020 | Import | Methane | NY | Dispatch-Import | EmissionsCost | 0 | [6 empty] | 0.6246 | 0
LCP_Inputs_ON_Diverse_IEA_2023_05_05 | 2032 | CH4 Import - NY 2020 | Import | Methane | NY | Dispatch-Import | FuelCost | 0 | [6 empty] | 0.6246 | 0
LCP_Inputs_ON_Diverse_IEA_2023_05_05 | 2032 | CH4 Import - NY 2020 | Import | Methane | NY | Dispatch-Import | VOM | 0 | [6 empty] | 0.6246 | 0
LCP_Inputs_ON_Diverse_IEA_2023_05_05 | 2032 | CH4 Import - NY 2020 | Import | Methane | ON | Dispatch-Import | EmissionsCost | 0 | [6 empty] | 0.6246 | 0
LCP_Inputs_ON_Diverse_IEA_2023_05_05 | 2032 | CH4 Import - NY 2020 | Import | Methane | ON | Dispatch-Import | FuelCost | 0 | [6 empty] | 0.6246 | 0
LCP_Inputs_ON_Diverse_IEA_2023_05_05 | 2032 | CH4 Import - NY 2020 | Import | Methane | ON | Dispatch-Import | VOM | 0 | [6 empty] | 0.6246 | 0
LCP_Inputs_ON_Diverse_IEA_2023_05_05 | 2032 | CH4 Import - NY 2020 | Import | Methane | PJ | Dispatch-Import | EmissionsCost | 0 | [6 empty] | 0.6246 | 0
LCP_Inputs_ON_Diverse_IEA_2023_05_05 | 2032 | CH4 Import - NY 2020 | Import | Methane | PJ | Dispatch-Import | FuelCost | 0 | [6 empty] | 0.6246 | 0
LCP_Inputs_ON_Diverse_IEA_2023_05_05 | 2032 | CH4 Import - NY 2020 | Import | Methane | PJ | Dispatch-Import | VOM | 0 | [6 empty] | 0.6246 | 0
LCP_Inputs_ON_Diverse_IEA_2023_05_05 | 2032 | CH4 Import - NY 2020 | Import | Methane | QC | Dispatch-Import | EmissionsCost | 0 | [6 empty] | 0.6246 | 0
LCP_Inputs_ON_Diverse_IEA_2023_05_05 | 2032 | CH4 Import - NY 2020 | Import | Methane | QC | Dispatch-Import | FuelCost | 0 | [6 empty] | 0.6246 | 0
LCP_Inputs_ON_Diverse_IEA_2023_05_05 | 2032 | CH4 Import - NY 2020 | Import | Methane | QC | Dispatch-Import | VOM | 0 | [6 empty] | 0.6246 | 0
LCP_Inputs_ON_Diverse_IEA_2023_05_05 | 2032 | CH4 Import - NY 2020 | Import | Methane | WC | Dispatch-Import | EmissionsCost | 0 | [6 empty] | 0.6246 | 0
LCP_Inputs_ON_Diverse_IEA_2023_05_05 | 2032 | CH4 Import - NY 2020 | Import | Methane | WC | Dispatch-Import | FuelCost | 0 | [6 empty] | 0.6246 | 0
LCP_Inputs_ON_Diverse_IEA_2023_05_05 | 2032 | CH4 Import - NY 2020 | Import | Methane | WC | Dispatch-Import | VOM | 0 | [6 empty] | 0.6246 | 0
LCP_Inputs_ON_Diverse_IEA_2023_05_05 | 2032 | CH4 Import - NY 2030 | Import | Methane | MI | Dispatch-Import | EmissionsCost | 0 | [6 empty] | 0.6246 | 0
LCP_Inputs_ON_Diverse_IEA_2023_05_05 | 2032 | CH4 Import - NY 2030 | Import | Methane | MI | Dispatch-Import | FuelCost | 0 | [6 empty] | 0.6246 | 0
LCP_Inputs_ON_Diverse_IEA_2023_05_05 | 2032 | CH4 Import - NY 2030 | Import | Methane | MI | Dispatch-Import | VOM | 0 | [6 empty] | 0.6246 | 0
LCP_Inputs_ON_Diverse_IEA_2023_05_05 | 2032 | CH4 Import - NY 2030 | Import | Methane | NY | Dispatch-Import | EmissionsCost | 1400246087.116 | [6 empty] | 0.6246 | 874589574.6987
LCP_Inputs_ON_Diverse_IEA_2023_05_05 | 2032 | CH4 Import - NY 2030 | Import | Methane | NY | Dispatch-Import | FuelCost | 644356120.8267 | [6 empty] | 0.6246 | 402462931.9472
LCP_Inputs_ON_Diverse_IEA_2023_05_05 | 2032 | CH4 Import - NY 2030 | Import | Methane | NY | Dispatch-Import | VOM | 0 | [6 empty] | 0.6246 | 0
LCP_Inputs_ON_Diverse_IEA_2023_05_05 | 2032 | CH4 Import - NY 2030 | Import | Methane | ON | Dispatch-Import | EmissionsCost | 0 | [6 empty] | 0.6246 | 0
LCP_Inputs_ON_Diverse_IEA_2023_05_05 | 2032 | CH4 Import - NY 2030 | Import | Methane | ON | Dispatch-Import | FuelCost | 0 | [6 empty] | 0.6246 | 0
LCP_Inputs_ON_Diverse_IEA_2023_05_05 | 2032 | CH4 Import - NY 2030 | Import | Methane | ON | Dispatch-Import | VOM | 0 | [6 empty] | 0.6246 | 0
LCP_Inputs_ON_Diverse_IEA_2023_05_05 | 2032 | CH4 Import - NY 2030 | Import | Methane | PJ | Dispatch-Import | EmissionsCost | 0 | [6 empty] | 0.6246 | 0
LCP_Inputs_ON_Diverse_IEA_2023_05_05 | 2032 | CH4 Import - NY 2030 | Import | Methane | PJ | Dispatch-Import | FuelCost | 0 | [6 empty] | 0.6246 | 0
LCP_Inputs_ON_Diverse_IEA_2023_05_05 | 2032 | CH4 Import - NY 2030 | Import | Methane | PJ | Dispatch-Import | VOM | 0 | [6 empty] | 0.6246 | 0
LCP_Inputs_ON_Diverse_IEA_2023_05_05 | 2032 | CH4 Import - NY 2030 | Import | Methane | QC | Dispatch-Import | EmissionsCost | 0 | [6 empty] | 0.6246 | 0
LCP_Inputs_ON_Diverse_IEA_2023_05_05 | 2032 | CH4 Import - NY 2030 | Import | Methane | QC | Dispatch-Import | FuelCost | 0 | [6 empty] | 0.6246 | 0
LCP_Inputs_ON_Diverse_IEA_2023_05_05 | 2032 | CH4 Import - NY 2030 | Import | Methane | QC | Dispatch-Import | VOM | 0 | [6 empty] | 0.6246 | 0
LCP_Inputs_ON_Diverse_IEA_2023_05_05 | 2032 | CH4 Import - NY 2030 | Import | Methane | WC | Dispatch-Import | EmissionsCost | 0 | [6 empty] | 0.6246 | 0
LCP_Inputs_ON_Diverse_IEA_2023_05_05 | 2032 | CH4 Import - NY 2030 | Import | Methane | WC | Dispatch-Import | FuelCost | 0 | [6 empty] | 0.6246 | 0
LCP_Inputs_ON_Diverse_IEA_2023_05_05 | 2032 | CH4 Import - NY 2030 | Import | Methane | WC | Dispatch-Import | VOM | 0 | [6 empty] | 0.6246 | 0
LCP_Inputs_ON_Diverse_IEA_2023_05_05 | 2032 | CH4 Import - NY 2040 | Import | Methane | MI | Dispatch-Import | EmissionsCost | 0 | [6 empty] | 0.6246 | 0
LCP_Inputs_ON_Diverse_IEA_2023_05_05 | 2032 | CH4 Import - NY 2040 | Import | Methane | MI | Dispatch-Import | FuelCost | 0 | [6 empty] | 0.6246 | 0
LCP_Inputs_ON_Diverse_IEA_2023_05_05 | 2032 | CH4 Import - NY 2040 | Import | Methane | MI | Dispatch-Import | VOM | 0 | [6 empty] | 0.6246 | 0
LCP_Inputs_ON_Diverse_IEA_2023_05_05 | 2032 | CH4 Import - NY 2040 | Import | Methane | NY | Dispatch-Import | EmissionsCost | 0 | [6 empty] | 0.6246 | 0
LCP_Inputs_ON_Diverse_IEA_2023_05_05 | 2032 | CH4 Import - NY 2040 | Import | Methane | NY | Dispatch-Import | FuelCost | 0 | [6 empty] | 0.6246 | 0
LCP_Inputs_ON_Diverse_IEA_2023_05_05 | 2032 | CH4 Import - NY 2040 | Import | Methane | NY | Dispatch-Import | VOM | 0 | [6 empty] | 0.6246 | 0
LCP_Inputs_ON_Diverse_IEA_2023_05_05 | 2032 | CH4 Import - NY 2040 | Import | Methane | ON | Dispatch-Import | EmissionsCost | 0 | [6 empty] | 0.6246 | 0
LCP_Inputs_ON_Diverse_IEA_2023_05_05 | 2032 | CH4 Import - NY 2040 | Import | Methane | ON | Dispatch-Import | FuelCost | 0 | [6 empty] | 0.6246 | 0
LCP_Inputs_ON_Diverse_IEA_2023_05_05 | 2032 | CH4 Import - NY 2040 | Import | Methane | ON | Dispatch-Import | VOM | 0 | [6 empty] | 0.6246 | 0
LCP_Inputs_ON_Diverse_IEA_2023_05_05 | 2032 | CH4 Import - NY 2040 | Import | Methane | PJ | Dispatch-Import | EmissionsCost | 0 | [6 empty] | 0.6246 | 0
LCP_Inputs_ON_Diverse_IEA_2023_05_05 | 2032 | CH4 Import - NY 2040 | Import | Methane | PJ | Dispatch-Import | FuelCost | 0 | [6 empty] | 0.6246 | 0
LCP_Inputs_ON_Diverse_IEA_2023_05_05 | 2032 | CH4 Import - NY 2040 | Import | Methane | PJ | Dispatch-Import | VOM | 0 | [6 empty] | 0.6246 | 0
LCP_Inputs_ON_Diverse_IEA_2023_05_05 | 2032 | CH4 Import - NY 2040 | Import | Methane | QC | Dispatch-Import | EmissionsCost | 0 | [6 empty] | 0.6246 | 0
LCP_Inputs_ON_Diverse_IEA_2023_05_05 | 2032 | CH4 Import - NY 2040 | Import | Methane | QC | Dispatch-Import | FuelCost | 0 | [6 empty] | 0.6246 | 0
LCP_Inputs_ON_Diverse_IEA_2023_05_05 | 2032 | CH4 Import - NY 2040 | Import | Methane | QC | Dispatch-Import | VOM | 0 | [6 empty] | 0.6246 | 0
LCP_Inputs_ON_Diverse_IEA_2023_05_05 | 2032 | CH4 Import - NY 2040 | Import | Methane | WC | Dispatch-Import | EmissionsCost | 0 | [6 empty] | 0.6246 | 0
LCP_Inputs_ON_Diverse_IEA_2023_05_05 | 2032 | CH4 Import - NY 2040 | Import | Methane | WC | Dispatch-Import | FuelCost | 0 | [6 empty] | 0.6246 | 0
LCP_Inputs_ON_Diverse_IEA_2023_05_05 | 2032 | CH4 Import - NY 2040 | Import | Methane | WC | Dispatch-Import | VOM | 0 | [6 empty] | 0.6246 | 0
LCP_Inputs_ON_Diverse_IEA_2023_05_05 | 2032 | CH4 Import - NY 2050 | Import | Methane | MI | Dispatch-Import | EmissionsCost | 0 | [6 empty] | 0.6246 | 0
LCP_Inputs_ON_Diverse_IEA_2023_05_05 | 2032 | CH4 Import - NY 2050 | Import | Methane | MI | Dispatch-Import | FuelCost | 0 | [6 empty] | 0.6246 | 0
LCP_Inputs_ON_Diverse_IEA_2023_05_05 | 2032 | CH4 Import - NY 2050 | Import | Methane | MI | Dispatch-Import | VOM | 0 | [6 empty] | 0.6246 | 0
LCP_Inputs_ON_Diverse_IEA_2023_05_05 | 2032 | CH4 Import - NY 2050 | Import | Methane | NY | Dispatch-Import | EmissionsCost | 0 | [6 empty] | 0.6246 | 0
LCP_Inputs_ON_Diverse_IEA_2023_05_05 | 2032 | CH4 Import - NY 2050 | Import | Methane | NY | Dispatch-Import | FuelCost | 0 | [6 empty] | 0.6246 | 0
LCP_Inputs_ON_Diverse_IEA_2023_05_05 | 2032 | CH4 Import - NY 2050 | Import | Methane | NY | Dispatch-Import | VOM | 0 | [6 empty] | 0.6246 | 0
LCP_Inputs_ON_Diverse_IEA_2023_05_05 | 2032 | CH4 Import - NY 2050 | Import | Methane | ON | Dispatch-Import | EmissionsCost | 0 | [6 empty] | 0.6246 | 0
LCP_Inputs_ON_Diverse_IEA_2023_05_05 | 2032 | CH4 Import - NY 2050 | Import | Methane | ON | Dispatch-Import | FuelCost | 0 | [6 empty] | 0.6246 | 0
LCP_Inputs_ON_Diverse_IEA_2023_05_05 | 2032 | CH4 Import - NY 2050 | Import | Methane | ON | Dispatch-Import | VOM | 0 | [6 empty] | 0.6246 | 0
LCP_Inputs_ON_Diverse_IEA_2023_05_05 | 2032 | CH4 Import - NY 2050 | Import | Methane | PJ | Dispatch-Import | EmissionsCost | 0 | [6 empty] | 0.6246 | 0
LCP_Inputs_ON_Diverse_IEA_2023_05_05 | 2032 | CH4 Import - NY 2050 | Import | Methane | PJ | Dispatch-Import | FuelCost | 0 | [6 empty] | 0.6246 | 0
LCP_Inputs_ON_Diverse_IEA_2023_05_05 | 2032 | CH4 Import - NY 2050 | Import | Methane | PJ | Dispatch-Import | VOM | 0 | [6 empty] | 0.6246 | 0
LCP_Inputs_ON_Diverse_IEA_2023_05_05 | 2032 | CH4 Import - NY 2050 | Import | Methane | QC | Dispatch-Import | EmissionsCost | 0 | [6 empty] | 0.6246 | 0
LCP_Inputs_ON_Diverse_IEA_2023_05_05 | 2032 | CH4 Import - NY 2050 | Import | Methane | QC | Dispatch-Import | FuelCost | 0 | [6 empty] | 0.6246 | 0
LCP_Inputs_ON_Diverse_IEA_2023_05_05 | 2032 | CH4 Import - NY 2050 | Import | Methane | QC | Dispatch-Import | VOM | 0 | [6 empty] | 0.6246 | 0
LCP_Inputs_ON_Diverse_IEA_2023_05_05 | 2032 | CH4 Import - NY 2050 | Import | Methane | WC | Dispatch-Import | EmissionsCost | 0 | [6 empty] | 0.6246 | 0
LCP_Inputs_ON_Diverse_IEA_2023_05_05 | 2032 | CH4 Import - NY 2050 | Import | Methane | WC | Dispatch-Import | FuelCost | 0 | [6 empty] | 0.6246 | 0
LCP_Inputs_ON_Diverse_IEA_2023_05_05 | 2032 | CH4 Import - NY 2050 | Import | Methane | WC | Dispatch-Import | VOM | 0 | [6 empty] | 0.6246 | 0
LCP_Inputs_ON_Diverse_IEA_2023_05_05 | 2032 | CH4 Import - WC 2020 | Import | Methane | MI | Dispatch-Import | EmissionsCost | 0 | [6 empty] | 0.6246 | 0
LCP_Inputs_ON_Diverse_IEA_2023_05_05 | 2032 | CH4 Import - WC 2020 | Import | Methane | MI | Dispatch-Import | FuelCost | 0 | [6 empty] | 0.6246 | 0
LCP_Inputs_ON_Diverse_IEA_2023_05_05 | 2032 | CH4 Import - WC 2020 | Import | Methane | MI | Dispatch-Import | VOM | 0 | [6 empty] | 0.6246 | 0
LCP_Inputs_ON_Diverse_IEA_2023_05_05 | 2032 | CH4 Import - WC 2020 | Import | Methane | NY | Dispatch-Import | EmissionsCost | 0 | [6 empty] | 0.6246 | 0
LCP_Inputs_ON_Diverse_IEA_2023_05_05 | 2032 | CH4 Import - WC 2020 | Import | Methane | NY | Dispatch-Import | FuelCost | 0 | [6 empty] | 0.6246 | 0
LCP_Inputs_ON_Diverse_IEA_2023_05_05 | 2032 | CH4 Import - WC 2020 | Import | Methane | NY | Dispatch-Import | VOM | 0 | [6 empty] | 0.6246 | 0
LCP_Inputs_ON_Diverse_IEA_2023_05_05 | 2032 | CH4 Import - WC 2020 | Import | Methane | ON | Dispatch-Import | EmissionsCost | 0 | [6 empty] | 0.6246 | 0
LCP_Inputs_ON_Diverse_IEA_2023_05_05 | 2032 | CH4 Import - WC 2020 | Import | Methane | ON | Dispatch-Import | FuelCost | 0 | [6 empty] | 0.6246 | 0
LCP_Inputs_ON_Diverse_IEA_2023_05_05 | 2032 | CH4 Import - WC 2020 | Import | Methane | ON | Dispatch-Import | VOM | 0 | [6 empty] | 0.6246 | 0
LCP_Inputs_ON_Diverse_IEA_2023_05_05 | 2032 | CH4 Import - WC 2020 | Import | Methane | PJ | Dispatch-Import | EmissionsCost | 0 | [6 empty] | 0.6246 | 0
LCP_Inputs_ON_Diverse_IEA_2023_05_05 | 2032 | CH4 Import - WC 2020 | Import | Methane | PJ | Dispatch-Import | FuelCost | 0 | [6 empty] | 0.6246 | 0
LCP_Inputs_ON_Diverse_IEA_2023_05_05 | 2032 | CH4 Import - WC 2020 | Import | Methane | PJ | Dispatch-Import | VOM | 0 | [6 empty] | 0.6246 | 0
LCP_Inputs_ON_Diverse_IEA_2023_05_05 | 2032 | CH4 Import - WC 2020 | Import | Methane | QC | Dispatch-Import | EmissionsCost | 0 | [6 empty] | 0.6246 | 0
LCP_Inputs_ON_Diverse_IEA_2023_05_05 | 2032 | CH4 Import - WC 2020 | Import | Methane | QC | Dispatch-Import | FuelCost | 0 | [6 empty] | 0.6246 | 0
LCP_Inputs_ON_Diverse_IEA_2023_05_05 | 2032 | CH4 Import - WC 2020 | Import | Methane | QC | Dispatch-Import | VOM | 0 | [6 empty] | 0.6246 | 0
LCP_Inputs_ON_Diverse_IEA_2023_05_05 | 2032 | CH4 Import - WC 2020 | Import | Methane | WC | Dispatch-Import | EmissionsCost | 0 | [6 empty] | 0.6246 | 0
LCP_Inputs_ON_Diverse_IEA_2023_05_05 | 2032 | CH4 Import - WC 2020 | Import | Methane | WC | Dispatch-Import | FuelCost | 0 | [6 empty] | 0.6246 | 0
LCP_Inputs_ON_Diverse_IEA_2023_05_05 | 2032 | CH4 Import - WC 2020 | Import | Methane | WC | Dispatch-Import | VOM | 0 | [6 empty] | 0.6246 | 0
LCP_Inputs_ON_Diverse_IEA_2023_05_05 | 2032 | CH4 Import - WC 2030 | Import | Methane | MI | Dispatch-Import | EmissionsCost | 0 | [6 empty] | 0.6246 | 0
LCP_Inputs_ON_Diverse_IEA_2023_05_05 | 2032 | CH4 Import - WC 2030 | Import | Methane | MI | Dispatch-Import | FuelCost | 0 | [6 empty] | 0.6246 | 0
LCP_Inputs_ON_Diverse_IEA_2023_05_05 | 2032 | CH4 Import - WC 2030 | Import | Methane | MI | Dispatch-Import | VOM | 0 | [6 empty] | 0.6246 | 0
LCP_Inputs_ON_Diverse_IEA_2023_05_05 | 2032 | CH4 Import - WC 2030 | Import | Methane | NY | Dispatch-Import | EmissionsCost | 0 | [6 empty] | 0.6246 | 0
LCP_Inputs_ON_Diverse_IEA_2023_05_05 | 2032 | CH4 Import - WC 2030 | Import | Methane | NY | Dispatch-Import | FuelCost | 0 | [6 empty] | 0.6246 | 0
LCP_Inputs_ON_Diverse_IEA_2023_05_05 | 2032 | CH4 Import - WC 2030 | Import | Methane | NY | Dispatch-Import | VOM | 0 | [6 empty] | 0.6246 | 0
LCP_Inputs_ON_Diverse_IEA_2023_05_05 | 2032 | CH4 Import - WC 2030 | Import | Methane | ON | Dispatch-Import | EmissionsCost | 0 | [6 empty] | 0.6246 | 0
LCP_Inputs_ON_Diverse_IEA_2023_05_05 | 2032 | CH4 Import - WC 2030 | Import | Methane | ON | Dispatch-Import | FuelCost | 0 | [6 empty] | 0.6246 | 0
LCP_Inputs_ON_Diverse_IEA_2023_05_05 | 2032 | CH4 Import - WC 2030 | Import | Methane | ON | Dispatch-Import | VOM | 0 | [6 empty] | 0.6246 | 0
LCP_Inputs_ON_Diverse_IEA_2023_05_05 | 2032 | CH4 Import - WC 2030 | Import | Methane | PJ | Dispatch-Import | EmissionsCost | 0 | [6 empty] | 0.6246 | 0
LCP_Inputs_ON_Diverse_IEA_2023_05_05 | 2032 | CH4 Import - WC 2030 | Import | Methane | PJ | Dispatch-Import | FuelCost | 0 | [6 empty] | 0.6246 | 0
LCP_Inputs_ON_Diverse_IEA_2023_05_05 | 2032 | CH4 Import - WC 2030 | Import | Methane | PJ | Dispatch-Import | VOM | 0 | [6 empty] | 0.6246 | 0
LCP_Inputs_ON_Diverse_IEA_2023_05_05 | 2032 | CH4 Import - WC 2030 | Import | Methane | QC | Dispatch-Import | EmissionsCost | 0 | [6 empty] | 0.6246 | 0
LCP_Inputs_ON_Diverse_IEA_2023_05_05 | 2032 | CH4 Import - WC 2030 | Import | Methane | QC | Dispatch-Import | FuelCost | 0 | [6 empty] | 0.6246 | 0
LCP_Inputs_ON_Diverse_IEA_2023_05_05 | 2032 | CH4 Import - WC 2030 | Import | Methane | QC | Dispatch-Import | VOM | 0 | [6 empty] | 0.6246 | 0
LCP_Inputs_ON_Diverse_IEA_2023_05_05 | 2032 | CH4 Import - WC 2030 | Import | Methane | WC | Dispatch-Import | EmissionsCost | 5194715136.4488 | [6 empty] | 0.6246 | 3244603747.6348
LCP_Inputs_ON_Diverse_IEA_2023_05_05 | 2032 | CH4 Import - WC 2030 | Import | Methane | WC | Dispatch-Import | FuelCost | 2390470164.4381 | [6 empty] | 0.6246 | 1493080611.8172
LCP_Inputs_ON_Diverse_IEA_2023_05_05 | 2032 | CH4 Import - WC 2030 | Import | Methane | WC | Dispatch-Import | VOM | 0 | [6 empty] | 0.6246 | 0
LCP_Inputs_ON_Diverse_IEA_2023_05_05 | 2032 | CH4 Import - WC 2040 | Import | Methane | MI | Dispatch-Import | EmissionsCost | 0 | [6 empty] | 0.6246 | 0
LCP_Inputs_ON_Diverse_IEA_2023_05_05 | 2032 | CH4 Import - WC 2040 | Import | Methane | MI | Dispatch-Import | FuelCost | 0 | [6 empty] | 0.6246 | 0
LCP_Inputs_ON_Diverse_IEA_2023_05_05 | 2032 | CH4 Import - WC 2040 | Import | Methane | MI | Dispatch-Import | VOM | 0 | [6 empty] | 0.6246 | 0
LCP_Inputs_ON_Diverse_IEA_2023_05_05 | 2032 | CH4 Import - WC 2040 | Import | Methane | NY | Dispatch-Import | EmissionsCost | 0 | [6 empty] | 0.6246 | 0
LCP_Inputs_ON_Diverse_IEA_2023_05_05 | 2032 | CH4 Import - WC 2040 | Import | Methane | NY | Dispatch-Import | FuelCost | 0 | [6 empty] | 0.6246 | 0
LCP_Inputs_ON_Diverse_IEA_2023_05_05 | 2032 | CH4 Import - WC 2040 | Import | Methane | NY | Dispatch-Import | VOM | 0 | [6 empty] | 0.6246 | 0
LCP_Inputs_ON_Diverse_IEA_2023_05_05 | 2032 | CH4 Import - WC 2040 | Import | Methane | ON | Dispatch-Import | EmissionsCost | 0 | [6 empty] | 0.6246 | 0
LCP_Inputs_ON_Diverse_IEA_2023_05_05 | 2032 | CH4 Import - WC 2040 | Import | Methane | ON | Dispatch-Import | FuelCost | 0 | [6 empty] | 0.6246 | 0
LCP_Inputs_ON_Diverse_IEA_2023_05_05 | 2032 | CH4 Import - WC 2040 | Import | Methane | ON | Dispatch-Import | VOM | 0 | [6 empty] | 0.6246 | 0
LCP_Inputs_ON_Diverse_IEA_2023_05_05 | 2032 | CH4 Import - WC 2040 | Import | Methane | PJ | Dispatch-Import | EmissionsCost | 0 | [6 empty] | 0.6246 | 0
LCP_Inputs_ON_Diverse_IEA_2023_05_05 | 2032 | CH4 Import - WC 2040 | Import | Methane | PJ | Dispatch-Import | FuelCost | 0 | [6 empty] | 0.6246 | 0
LCP_Inputs_ON_Diverse_IEA_2023_05_05 | 2032 | CH4 Import - WC 2040 | Import | Methane | PJ | Dispatch-Import | VOM | 0 | [6 empty] | 0.6246 | 0
LCP_Inputs_ON_Diverse_IEA_2023_05_05 | 2032 | CH4 Import - WC 2040 | Import | Methane | QC | Dispatch-Import | EmissionsCost | 0 | [6 empty] | 0.6246 | 0
LCP_Inputs_ON_Diverse_IEA_2023_05_05 | 2032 | CH4 Import - WC 2040 | Import | Methane | QC | Dispatch-Import | FuelCost | 0 | [6 empty] | 0.6246 | 0
LCP_Inputs_ON_Diverse_IEA_2023_05_05 | 2032 | CH4 Import - WC 2040 | Import | Methane | QC | Dispatch-Import | VOM | 0 | [6 empty] | 0.6246 | 0
LCP_Inputs_ON_Diverse_IEA_2023_05_05 | 2032 | CH4 Import - WC 2040 | Import | Methane | WC | Dispatch-Import | EmissionsCost | 0 | [6 empty] | 0.6246 | 0
LCP_Inputs_ON_Diverse_IEA_2023_05_05 | 2032 | CH4 Import - WC 2040 | Import | Methane | WC | Dispatch-Import | FuelCost | 0 | [6 empty] | 0.6246 | 0
LCP_Inputs_ON_Diverse_IEA_2023_05_05 | 2032 | CH4 Import - WC 2040 | Import | Methane | WC | Dispatch-Import | VOM | 0 | [6 empty] | 0.6246 | 0
LCP_Inputs_ON_Diverse_IEA_2023_05_05 | 2032 | CH4 Import - WC 2050 | Import | Methane | MI | Dispatch-Import | EmissionsCost | 0 | [6 empty] | 0.6246 | 0
LCP_Inputs_ON_Diverse_IEA_2023_05_05 | 2032 | CH4 Import - WC 2050 | Import | Methane | MI | Dispatch-Import | FuelCost | 0 | [6 empty] | 0.6246 | 0
LCP_Inputs_ON_Diverse_IEA_2023_05_05 | 2032 | CH4 Import - WC 2050 | Import | Methane | MI | Dispatch-Import | VOM | 0 | [6 empty] | 0.6246 | 0
LCP_Inputs_ON_Diverse_IEA_2023_05_05 | 2032 | CH4 Import - WC 2050 | Import | Methane | NY | Dispatch-Import | EmissionsCost | 0 | [6 empty] | 0.6246 | 0
LCP_Inputs_ON_Diverse_IEA_2023_05_05 | 2032 | CH4 Import - WC 2050 | Import | Methane | NY | Dispatch-Import | FuelCost | 0 | [6 empty] | 0.6246 | 0
LCP_Inputs_ON_Diverse_IEA_2023_05_05 | 2032 | CH4 Import - WC 2050 | Import | Methane | NY | Dispatch-Import | VOM | 0 | [6 empty] | 0.6246 | 0
LCP_Inputs_ON_Diverse_IEA_2023_05_05 | 2032 | CH4 Import - WC 2050 | Import | Methane | ON | Dispatch-Import | EmissionsCost | 0 | [6 empty] | 0.6246 | 0
LCP_Inputs_ON_Diverse_IEA_2023_05_05 | 2032 | CH4 Import - WC 2050 | Import | Methane | ON | Dispatch-Import | FuelCost | 0 | [6 empty] | 0.6246 | 0
LCP_Inputs_ON_Diverse_IEA_2023_05_05 | 2032 | CH4 Import - WC 2050 | Import | Methane | ON | Dispatch-Import | VOM | 0 | [6 empty] | 0.6246 | 0
LCP_Inputs_ON_Diverse_IEA_2023_05_05 | 2032 | CH4 Import - WC 2050 | Import | Methane | PJ | Dispatch-Import | EmissionsCost | 0 | [6 empty] | 0.6246 | 0
LCP_Inputs_ON_Diverse_IEA_2023_05_05 | 2032 | CH4 Import - WC 2050 | Import | Methane | PJ | Dispatch-Import | FuelCost | 0 | [6 empty] | 0.6246 | 0
LCP_Inputs_ON_Diverse_IEA_2023_05_05 | 2032 | CH4 Import - WC 2050 | Import | Methane | PJ | Dispatch-Import | VOM | 0 | [6 empty] | 0.6246 | 0
LCP_Inputs_ON_Diverse_IEA_2023_05_05 | 2032 | CH4 Import - WC 2050 | Import | Methane | QC | Dispatch-Import | EmissionsCost | 0 | [6 empty] | 0.6246 | 0
LCP_Inputs_ON_Diverse_IEA_2023_05_05 | 2032 | CH4 Import - WC 2050 | Import | Methane | QC | Dispatch-Import | FuelCost | 0 | [6 empty] | 0.6246 | 0
LCP_Inputs_ON_Diverse_IEA_2023_05_05 | 2032 | CH4 Import - WC 2050 | Import | Methane | QC | Dispatch-Import | VOM | 0 | [6 empty] | 0.6246 | 0
LCP_Inputs_ON_Diverse_IEA_2023_05_05 | 2032 | CH4 Import - WC 2050 | Import | Methane | WC | Dispatch-Import | EmissionsCost | 0 | [6 empty] | 0.6246 | 0
LCP_Inputs_ON_Diverse_IEA_2023_05_05 | 2032 | CH4 Import - WC 2050 | Import | Methane | WC | Dispatch-Import | FuelCost | 0 | [6 empty] | 0.6246 | 0
LCP_Inputs_ON_Diverse_IEA_2023_05_05 | 2032 | CH4 Import - WC 2050 | Import | Methane | WC | Dispatch-Import | VOM | 0 | [6 empty] | 0.6246 | 0
LCP_Inputs_ON_Diverse_IEA_2023_05_05 | 2032 | CH4 Salt Cavern Storage - ON | Storage | Methane | MI | Dispatch-Storage | EmissionsCost | 0 | [6 empty] | 0.6246 | 0
LCP_Inputs_ON_Diverse_IEA_2023_05_05 | 2032 | CH4 Salt Cavern Storage - ON | Storage | Methane | MI | Dispatch-Storage | FuelCost | 0 | [6 empty] | 0.6246 | 0
LCP_Inputs_ON_Diverse_IEA_2023_05_05 | 2032 | CH4 Salt Cavern Storage - ON | Storage | Methane | MI | Dispatch-Storage | VOM | 0 | [6 empty] | 0.6246 | 0
LCP_Inputs_ON_Diverse_IEA_2023_05_05 | 2032 | CH4 Salt Cavern Storage - ON | Storage | Methane | NY | Dispatch-Storage | EmissionsCost | 0 | [6 empty] | 0.6246 | 0
LCP_Inputs_ON_Diverse_IEA_2023_05_05 | 2032 | CH4 Salt Cavern Storage - ON | Storage | Methane | NY | Dispatch-Storage | FuelCost | 0 | [6 empty] | 0.6246 | 0
LCP_Inputs_ON_Diverse_IEA_2023_05_05 | 2032 | CH4 Salt Cavern Storage - ON | Storage | Methane | NY | Dispatch-Storage | VOM | 0 | [6 empty] | 0.6246 | 0
LCP_Inputs_ON_Diverse_IEA_2023_05_05 | 2032 | CH4 Salt Cavern Storage - ON | Storage | Methane | ON | Dispatch-Storage | EmissionsCost | 0 | [6 empty] | 0.6246 | 0
LCP_Inputs_ON_Diverse_IEA_2023_05_05 | 2032 | CH4 Salt Cavern Storage - ON | Storage | Methane | ON | Dispatch-Storage | FuelCost | 0 | [6 empty] | 0.6246 | 0
LCP_Inputs_ON_Diverse_IEA_2023_05_05 | 2032 | CH4 Salt Cavern Storage - ON | Storage | Methane | ON | Dispatch-Storage | VOM | 0 | [6 empty] | 0.6246 | 0
LCP_Inputs_ON_Diverse_IEA_2023_05_05 | 2032 | CH4 Salt Cavern Storage - ON | Storage | Methane | PJ | Dispatch-Storage | EmissionsCost | 0 | [6 empty] | 0.6246 | 0
LCP_Inputs_ON_Diverse_IEA_2023_05_05 | 2032 | CH4 Salt Cavern Storage - ON | Storage | Methane | PJ | Dispatch-Storage | FuelCost | 0 | [6 empty] | 0.6246 | 0
LCP_Inputs_ON_Diverse_IEA_2023_05_05 | 2032 | CH4 Salt Cavern Storage - ON | Storage | Methane | PJ | Dispatch-Storage | VOM | 0 | [6 empty] | 0.6246 | 0
LCP_Inputs_ON_Diverse_IEA_2023_05_05 | 2032 | CH4 Salt Cavern Storage - ON | Storage | Methane | QC | Dispatch-Storage | EmissionsCost | 0 | [6 empty] | 0.6246 | 0
LCP_Inputs_ON_Diverse_IEA_2023_05_05 | 2032 | CH4 Salt Cavern Storage - ON | Storage | Methane | QC | Dispatch-Storage | FuelCost | 0 | [6 empty] | 0.6246 | 0
LCP_Inputs_ON_Diverse_IEA_2023_05_05 | 2032 | CH4 Salt Cavern Storage - ON | Storage | Methane | QC | Dispatch-Storage | VOM | 0 | [6 empty] | 0.6246 | 0
LCP_Inputs_ON_Diverse_IEA_2023_05_05 | 2032 | CH4 Salt Cavern Storage - ON | Storage | Methane | WC | Dispatch-Storage | EmissionsCost | 0 | [6 empty] | 0.6246 | 0
LCP_Inputs_ON_Diverse_IEA_2023_05_05 | 2032 | CH4 Salt Cavern Storage - ON | Storage | Methane | WC | Dispatch-Storage | FuelCost | 0 | [6 empty] | 0.6246 | 0
LCP_Inputs_ON_Diverse_IEA_2023_05_05 | 2032 | CH4 Salt Cavern Storage - ON | Storage | Methane | WC | Dispatch-Storage | VOM | 0 | [6 empty] | 0.6246 | 0
LCP_Inputs_ON_Diverse_IEA_2023_05_05 | 2032 | Electrolyser 2020/2030 | Crossload | Hydrogen | MI | Dispatch-Crossload | EmissionsCost | 0 | [6 empty] | 0.6246 | 0
LCP_Inputs_ON_Diverse_IEA_2023_05_05 | 2032 | Electrolyser 2020/2030 | Crossload | Hydrogen | MI | Dispatch-Crossload | FuelCost | 0 | [6 empty] | 0.6246 | 0
LCP_Inputs_ON_Diverse_IEA_2023_05_05 | 2032 | Electrolyser 2020/2030 | Crossload | Hydrogen | MI | Dispatch-Crossload | VOM | 0 | [6 empty] | 0.6246 | 0
LCP_Inputs_ON_Diverse_IEA_2023_05_05 | 2032 | Electrolyser 2020/2030 | Crossload | Hydrogen | NY | Dispatch-Crossload | EmissionsCost | 0 | [6 empty] | 0.6246 | 0
LCP_Inputs_ON_Diverse_IEA_2023_05_05 | 2032 | Electrolyser 2020/2030 | Crossload | Hydrogen | NY | Dispatch-Crossload | FuelCost | 0 | [6 empty] | 0.6246 | 0
LCP_Inputs_ON_Diverse_IEA_2023_05_05 | 2032 | Electrolyser 2020/2030 | Crossload | Hydrogen | NY | Dispatch-Crossload | VOM | 0 | [6 empty] | 0.6246 | 0
LCP_Inputs_ON_Diverse_IEA_2023_05_05 | 2032 | Electrolyser 2020/2030 | Crossload | Hydrogen | ON | Dispatch-Crossload | EmissionsCost | 0 | [6 empty] | 0.6246 | 0
LCP_Inputs_ON_Diverse_IEA_2023_05_05 | 2032 | Electrolyser 2020/2030 | Crossload | Hydrogen | ON | Dispatch-Crossload | FuelCost | 0 | [6 empty] | 0.6246 | 0
LCP_Inputs_ON_Diverse_IEA_2023_05_05 | 2032 | Electrolyser 2020/2030 | Crossload | Hydrogen | ON | Dispatch-Crossload | VOM | 0 | [6 empty] | 0.6246 | 0
LCP_Inputs_ON_Diverse_IEA_2023_05_05 | 2032 | Electrolyser 2020/2030 | Crossload | Hydrogen | PJ | Dispatch-Crossload | EmissionsCost | 0 | [6 empty] | 0.6246 | 0
LCP_Inputs_ON_Diverse_IEA_2023_05_05 | 2032 | Electrolyser 2020/2030 | Crossload | Hydrogen | PJ | Dispatch-Crossload | FuelCost | 0 | [6 empty] | 0.6246 | 0
LCP_Inputs_ON_Diverse_IEA_2023_05_05 | 2032 | Electrolyser 2020/2030 | Crossload | Hydrogen | PJ | Dispatch-Crossload | VOM | 0 | [6 empty] | 0.6246 | 0
LCP_Inputs_ON_Diverse_IEA_2023_05_05 | 2032 | Electrolyser 2020/2030 | Crossload | Hydrogen | QC | Dispatch-Crossload | EmissionsCost | 0 | [6 empty] | 0.6246 | 0
LCP_Inputs_ON_Diverse_IEA_2023_05_05 | 2032 | Electrolyser 2020/2030 | Crossload | Hydrogen | QC | Dispatch-Crossload | FuelCost | 0 | [6 empty] | 0.6246 | 0
LCP_Inputs_ON_Diverse_IEA_2023_05_05 | 2032 | Electrolyser 2020/2030 | Crossload | Hydrogen | QC | Dispatch-Crossload | VOM | 0 | [6 empty] | 0.6246 | 0
LCP_Inputs_ON_Diverse_IEA_2023_05_05 | 2032 | Electrolyser 2020/2030 | Crossload | Hydrogen | WC | Dispatch-Crossload | EmissionsCost | 0 | [6 empty] | 0.6246 | 0
LCP_Inputs_ON_Diverse_IEA_2023_05_05 | 2032 | Electrolyser 2020/2030 | Crossload | Hydrogen | WC | Dispatch-Crossload | FuelCost | 0 | [6 empty] | 0.6246 | 0
LCP_Inputs_ON_Diverse_IEA_2023_05_05 | 2032 | Electrolyser 2020/2030 | Crossload | Hydrogen | WC | Dispatch-Crossload | VOM | 0 | [6 empty] | 0.6246 | 0
LCP_Inputs_ON_Diverse_IEA_2023_05_05 | 2032 | Electrolyser 2040 | Crossload | Hydrogen | MI | Dispatch-Crossload | EmissionsCost | 0 | [6 empty] | 0.6246 | 0
LCP_Inputs_ON_Diverse_IEA_2023_05_05 | 2032 | Electrolyser 2040 | Crossload | Hydrogen | MI | Dispatch-Crossload | FuelCost | 0 | [6 empty] | 0.6246 | 0
LCP_Inputs_ON_Diverse_IEA_2023_05_05 | 2032 | Electrolyser 2040 | Crossload | Hydrogen | MI | Dispatch-Crossload | VOM | 0 | [6 empty] | 0.6246 | 0
LCP_Inputs_ON_Diverse_IEA_2023_05_05 | 2032 | Electrolyser 2040 | Crossload | Hydrogen | NY | Dispatch-Crossload | EmissionsCost | 0 | [6 empty] | 0.6246 | 0
LCP_Inputs_ON_Diverse_IEA_2023_05_05 | 2032 | Electrolyser 2040 | Crossload | Hydrogen | NY | Dispatch-Crossload | FuelCost | 0 | [6 empty] | 0.6246 | 0
LCP_Inputs_ON_Diverse_IEA_2023_05_05 | 2032 | Electrolyser 2040 | Crossload | Hydrogen | NY | Dispatch-Crossload | VOM | 0 | [6 empty] | 0.6246 | 0
LCP_Inputs_ON_Diverse_IEA_2023_05_05 | 2032 | Electrolyser 2040 | Crossload | Hydrogen | ON | Dispatch-Crossload | EmissionsCost | 0 | [6 empty] | 0.6246 | 0
LCP_Inputs_ON_Diverse_IEA_2023_05_05 | 2032 | Electrolyser 2040 | Crossload | Hydrogen | ON | Dispatch-Crossload | FuelCost | 0 | [6 empty] | 0.6246 | 0
LCP_Inputs_ON_Diverse_IEA_2023_05_05 | 2032 | Electrolyser 2040 | Crossload | Hydrogen | ON | Dispatch-Crossload | VOM | 0 | [6 empty] | 0.6246 | 0
LCP_Inputs_ON_Diverse_IEA_2023_05_05 | 2032 | Electrolyser 2040 | Crossload | Hydrogen | PJ | Dispatch-Crossload | EmissionsCost | 0 | [6 empty] | 0.6246 | 0
LCP_Inputs_ON_Diverse_IEA_2023_05_05 | 2032 | Electrolyser 2040 | Crossload | Hydrogen | PJ | Dispatch-Crossload | FuelCost | 0 | [6 empty] | 0.6246 | 0
LCP_Inputs_ON_Diverse_IEA_2023_05_05 | 2032 | Electrolyser 2040 | Crossload | Hydrogen | PJ | Dispatch-Crossload | VOM | 0 | [6 empty] | 0.6246 | 0
LCP_Inputs_ON_Diverse_IEA_2023_05_05 | 2032 | Electrolyser 2040 | Crossload | Hydrogen | QC | Dispatch-Crossload | EmissionsCost | 0 | [6 empty] | 0.6246 | 0
LCP_Inputs_ON_Diverse_IEA_2023_05_05 | 2032 | Electrolyser 2040 | Crossload | Hydrogen | QC | Dispatch-Crossload | FuelCost | 0 | [6 empty] | 0.6246 | 0
LCP_Inputs_ON_Diverse_IEA_2023_05_05 | 2032 | Electrolyser 2040 | Crossload | Hydrogen | QC | Dispatch-Crossload | VOM | 0 | [6 empty] | 0.6246 | 0
LCP_Inputs_ON_Diverse_IEA_2023_05_05 | 2032 | Electrolyser 2040 | Crossload | Hydrogen | WC | Dispatch-Crossload | EmissionsCost | 0 | [6 empty] | 0.6246 | 0
LCP_Inputs_ON_Diverse_IEA_2023_05_05 | 2032 | Electrolyser 2040 | Crossload | Hydrogen | WC | Dispatch-Crossload | FuelCost | 0 | [6 empty] | 0.6246 | 0
LCP_Inputs_ON_Diverse_IEA_2023_05_05 | 2032 | Electrolyser 2040 | Crossload | Hydrogen | WC | Dispatch-Crossload | VOM | 0 | [6 empty] | 0.6246 | 0
LCP_Inputs_ON_Diverse_IEA_2023_05_05 | 2032 | Electrolyser 2050 | Crossload | Hydrogen | MI | Dispatch-Crossload | EmissionsCost | 0 | [6 empty] | 0.6246 | 0
LCP_Inputs_ON_Diverse_IEA_2023_05_05 | 2032 | Electrolyser 2050 | Crossload | Hydrogen | MI | Dispatch-Crossload | FuelCost | 0 | [6 empty] | 0.6246 | 0
LCP_Inputs_ON_Diverse_IEA_2023_05_05 | 2032 | Electrolyser 2050 | Crossload | Hydrogen | MI | Dispatch-Crossload | VOM | 0 | [6 empty] | 0.6246 | 0
LCP_Inputs_ON_Diverse_IEA_2023_05_05 | 2032 | Electrolyser 2050 | Crossload | Hydrogen | NY | Dispatch-Crossload | EmissionsCost | 0 | [6 empty] | 0.6246 | 0
LCP_Inputs_ON_Diverse_IEA_2023_05_05 | 2032 | Electrolyser 2050 | Crossload | Hydrogen | NY | Dispatch-Crossload | FuelCost | 0 | [6 empty] | 0.6246 | 0
LCP_Inputs_ON_Diverse_IEA_2023_05_05 | 2032 | Electrolyser 2050 | Crossload | Hydrogen | NY | Dispatch-Crossload | VOM | 0 | [6 empty] | 0.6246 | 0
LCP_Inputs_ON_Diverse_IEA_2023_05_05 | 2032 | Electrolyser 2050 | Crossload | Hydrogen | ON | Dispatch-Crossload | EmissionsCost | 0 | [6 empty] | 0.6246 | 0
LCP_Inputs_ON_Diverse_IEA_2023_05_05 | 2032 | Electrolyser 2050 | Crossload | Hydrogen | ON | Dispatch-Crossload | FuelCost | 0 | [6 empty] | 0.6246 | 0
LCP_Inputs_ON_Diverse_IEA_2023_05_05 | 2032 | Electrolyser 2050 | Crossload | Hydrogen | ON | Dispatch-Crossload | VOM | 0 | [6 empty] | 0.6246 | 0
LCP_Inputs_ON_Diverse_IEA_2023_05_05 | 2032 | Electrolyser 2050 | Crossload | Hydrogen | PJ | Dispatch-Crossload | EmissionsCost | 0 | [6 empty] | 0.6246 | 0
LCP_Inputs_ON_Diverse_IEA_2023_05_05 | 2032 | Electrolyser 2050 | Crossload | Hydrogen | PJ | Dispatch-Crossload | FuelCost | 0 | [6 empty] | 0.6246 | 0
LCP_Inputs_ON_Diverse_IEA_2023_05_05 | 2032 | Electrolyser 2050 | Crossload | Hydrogen | PJ | Dispatch-Crossload | VOM | 0 | [6 empty] | 0.6246 | 0
LCP_Inputs_ON_Diverse_IEA_2023_05_05 | 2032 | Electrolyser 2050 | Crossload | Hydrogen | QC | Dispatch-Crossload | EmissionsCost | 0 | [6 empty] | 0.6246 | 0
LCP_Inputs_ON_Diverse_IEA_2023_05_05 | 2032 | Electrolyser 2050 | Crossload | Hydrogen | QC | Dispatch-Crossload | FuelCost | 0 | [6 empty] | 0.6246 | 0
LCP_Inputs_ON_Diverse_IEA_2023_05_05 | 2032 | Electrolyser 2050 | Crossload | Hydrogen | QC | Dispatch-Crossload | VOM | 0 | [6 empty] | 0.6246 | 0
LCP_Inputs_ON_Diverse_IEA_2023_05_05 | 2032 | Electrolyser 2050 | Crossload | Hydrogen | WC | Dispatch-Crossload | EmissionsCost | 0 | [6 empty] | 0.6246 | 0
LCP_Inputs_ON_Diverse_IEA_2023_05_05 | 2032 | Electrolyser 2050 | Crossload | Hydrogen | WC | Dispatch-Crossload | FuelCost | 0 | [6 empty] | 0.6246 | 0
LCP_Inputs_ON_Diverse_IEA_2023_05_05 | 2032 | Electrolyser 2050 | Crossload | Hydrogen | WC | Dispatch-Crossload | VOM | 0 | [6 empty] | 0.6246 | 0
LCP_Inputs_ON_Diverse_IEA_2023_05_05 | 2032 | Fossil Fuel Thermal (Coal, Peat, Oil) | Generation | Electricity | MI | Dispatch-Generation | EmissionsCost | 0 | [6 empty] | 0.6246 | 0
LCP_Inputs_ON_Diverse_IEA_2023_05_05 | 2032 | Fossil Fuel Thermal (Coal, Peat, Oil) | Generation | Electricity | MI | Dispatch-Generation | FuelCost | 0 | [6 empty] | 0.6246 | 0
LCP_Inputs_ON_Diverse_IEA_2023_05_05 | 2032 | Fossil Fuel Thermal (Coal, Peat, Oil) | Generation | Electricity | MI | Dispatch-Generation | VOM | 0 | [6 empty] | 0.6246 | 0
LCP_Inputs_ON_Diverse_IEA_2023_05_05 | 2032 | Fossil Fuel Thermal (Coal, Peat, Oil) | Generation | Electricity | NY | Dispatch-Generation | EmissionsCost | 0 | [6 empty] | 0.6246 | 0
LCP_Inputs_ON_Diverse_IEA_2023_05_05 | 2032 | Fossil Fuel Thermal (Coal, Peat, Oil) | Generation | Electricity | NY | Dispatch-Generation | FuelCost | 0 | [6 empty] | 0.6246 | 0
LCP_Inputs_ON_Diverse_IEA_2023_05_05 | 2032 | Fossil Fuel Thermal (Coal, Peat, Oil) | Generation | Electricity | NY | Dispatch-Generation | VOM | 0 | [6 empty] | 0.6246 | 0
LCP_Inputs_ON_Diverse_IEA_2023_05_05 | 2032 | Fossil Fuel Thermal (Coal, Peat, Oil) | Generation | Electricity | ON | Dispatch-Generation | EmissionsCost | 0 | [6 empty] | 0.6246 | 0
LCP_Inputs_ON_Diverse_IEA_2023_05_05 | 2032 | Fossil Fuel Thermal (Coal, Peat, Oil) | Generation | Electricity | ON | Dispatch-Generation | FuelCost | 0 | [6 empty] | 0.6246 | 0
LCP_Inputs_ON_Diverse_IEA_2023_05_05 | 2032 | Fossil Fuel Thermal (Coal, Peat, Oil) | Generation | Electricity | ON | Dispatch-Generation | VOM | 0 | [6 empty] | 0.6246 | 0
LCP_Inputs_ON_Diverse_IEA_2023_05_05 | 2032 | Fossil Fuel Thermal (Coal, Peat, Oil) | Generation | Electricity | PJ | Dispatch-Generation | EmissionsCost | 0 | [6 empty] | 0.6246 | 0
LCP_Inputs_ON_Diverse_IEA_2023_05_05 | 2032 | Fossil Fuel Thermal (Coal, Peat, Oil) | Generation | Electricity | PJ | Dispatch-Generation | FuelCost | 0 | [6 empty] | 0.6246 | 0
LCP_Inputs_ON_Diverse_IEA_2023_05_05 | 2032 | Fossil Fuel Thermal (Coal, Peat, Oil) | Generation | Electricity | PJ | Dispatch-Generation | VOM | 0 | [6 empty] | 0.6246 | 0
LCP_Inputs_ON_Diverse_IEA_2023_05_05 | 2032 | Fossil Fuel Thermal (Coal, Peat, Oil) | Generation | Electricity | QC | Dispatch-Generation | EmissionsCost | 0 | [6 empty] | 0.6246 | 0
LCP_Inputs_ON_Diverse_IEA_2023_05_05 | 2032 | Fossil Fuel Thermal (Coal, Peat, Oil) | Generation | Electricity | QC | Dispatch-Generation | FuelCost | 0 | [6 empty] | 0.6246 | 0
LCP_Inputs_ON_Diverse_IEA_2023_05_05 | 2032 | Fossil Fuel Thermal (Coal, Peat, Oil) | Generation | Electricity | QC | Dispatch-Generation | VOM | 0 | [6 empty] | 0.6246 | 0
LCP_Inputs_ON_Diverse_IEA_2023_05_05 | 2032 | Fossil Fuel Thermal (Coal, Peat, Oil) | Generation | Electricity | WC | Dispatch-Generation | EmissionsCost | 0 | [6 empty] | 0.6246 | 0
LCP_Inputs_ON_Diverse_IEA_2023_05_05 | 2032 | Fossil Fuel Thermal (Coal, Peat, Oil) | Generation | Electricity | WC | Dispatch-Generation | FuelCost | 0 | [6 empty] | 0.6246 | 0
LCP_Inputs_ON_Diverse_IEA_2023_05_05 | 2032 | Fossil Fuel Thermal (Coal, Peat, Oil) | Generation | Electricity | WC | Dispatch-Generation | VOM | 0 | [6 empty] | 0.6246 | 0
LCP_Inputs_ON_Diverse_IEA_2023_05_05 | 2032 | Generic - Generator | Generation | Electricity | MI | Dispatch-Generation | EmissionsCost | 0 | [6 empty] | 0.6246 | 0
LCP_Inputs_ON_Diverse_IEA_2023_05_05 | 2032 | Generic - Generator | Generation | Electricity | MI | Dispatch-Generation | FuelCost | 1917502431.2477 | [6 empty] | 0.6246 | 1197666361.1199
LCP_Inputs_ON_Diverse_IEA_2023_05_05 | 2032 | Generic - Generator | Generation | Electricity | MI | Dispatch-Generation | VOM | 66961520.9547 | [6 empty] | 0.6246 | 41823968.4237
LCP_Inputs_ON_Diverse_IEA_2023_05_05 | 2032 | Generic - Generator | Generation | Electricity | NY | Dispatch-Generation | EmissionsCost | 0 | [6 empty] | 0.6246 | 0
LCP_Inputs_ON_Diverse_IEA_2023_05_05 | 2032 | Generic - Generator | Generation | Electricity | NY | Dispatch-Generation | FuelCost | 920281288.6875 | [6 empty] | 0.6246 | 574804977.698
LCP_Inputs_ON_Diverse_IEA_2023_05_05 | 2032 | Generic - Generator | Generation | Electricity | NY | Dispatch-Generation | VOM | 32137343.7616 | [6 empty] | 0.6246 | 20072890.0948
LCP_Inputs_ON_Diverse_IEA_2023_05_05 | 2032 | Generic - Generator | Generation | Electricity | ON | Dispatch-Generation | EmissionsCost | 0 | [6 empty] | 0.6246 | 0
LCP_Inputs_ON_Diverse_IEA_2023_05_05 | 2032 | Generic - Generator | Generation | Electricity | ON | Dispatch-Generation | FuelCost | 0 | [6 empty] | 0.6246 | 0
LCP_Inputs_ON_Diverse_IEA_2023_05_05 | 2032 | Generic - Generator | Generation | Electricity | ON | Dispatch-Generation | VOM | 0 | [6 empty] | 0.6246 | 0
LCP_Inputs_ON_Diverse_IEA_2023_05_05 | 2032 | Generic - Generator | Generation | Electricity | PJ | Dispatch-Generation | EmissionsCost | 0 | [6 empty] | 0.6246 | 0
LCP_Inputs_ON_Diverse_IEA_2023_05_05 | 2032 | Generic - Generator | Generation | Electricity | PJ | Dispatch-Generation | FuelCost | 7259171776.6988 | [6 empty] | 0.6246 | 4534057274.121
LCP_Inputs_ON_Diverse_IEA_2023_05_05 | 2032 | Generic - Generator | Generation | Electricity | PJ | Dispatch-Generation | VOM | 253499122.1485 | [6 empty] | 0.6246 | 158334803.7651
LCP_Inputs_ON_Diverse_IEA_2023_05_05 | 2032 | Generic - Generator | Generation | Electricity | QC | Dispatch-Generation | EmissionsCost | 0 | [6 empty] | 0.6246 | 0
LCP_Inputs_ON_Diverse_IEA_2023_05_05 | 2032 | Generic - Generator | Generation | Electricity | QC | Dispatch-Generation | FuelCost | 0 | [6 empty] | 0.6246 | 0
LCP_Inputs_ON_Diverse_IEA_2023_05_05 | 2032 | Generic - Generator | Generation | Electricity | QC | Dispatch-Generation | VOM | 0 | [6 empty] | 0.6246 | 0
LCP_Inputs_ON_Diverse_IEA_2023_05_05 | 2032 | Generic - Generator | Generation | Electricity | WC | Dispatch-Generation | EmissionsCost | 0 | [6 empty] | 0.6246 | 0
LCP_Inputs_ON_Diverse_IEA_2023_05_05 | 2032 | Generic - Generator | Generation | Electricity | WC | Dispatch-Generation | FuelCost | 1737227.6587 | [6 empty] | 0.6246 | 1085067.2701
LCP_Inputs_ON_Diverse_IEA_2023_05_05 | 2032 | Generic - Generator | Generation | Electricity | WC | Dispatch-Generation | VOM | 60666.1063 | [6 empty] | 0.6246 | 37891.871
LCP_Inputs_ON_Diverse_IEA_2023_05_05 | 2032 | H2 Import - QC | Import | Hydrogen | MI | Dispatch-Import | EmissionsCost | 0 | [6 empty] | 0.6246 | 0
LCP_Inputs_ON_Diverse_IEA_2023_05_05 | 2032 | H2 Import - QC | Import | Hydrogen | MI | Dispatch-Import | FuelCost | 0 | [6 empty] | 0.6246 | 0
LCP_Inputs_ON_Diverse_IEA_2023_05_05 | 2032 | H2 Import - QC | Import | Hydrogen | MI | Dispatch-Import | VOM | 0 | [6 empty] | 0.6246 | 0
LCP_Inputs_ON_Diverse_IEA_2023_05_05 | 2032 | H2 Import - QC | Import | Hydrogen | NY | Dispatch-Import | EmissionsCost | 0 | [6 empty] | 0.6246 | 0
LCP_Inputs_ON_Diverse_IEA_2023_05_05 | 2032 | H2 Import - QC | Import | Hydrogen | NY | Dispatch-Import | FuelCost | 0 | [6 empty] | 0.6246 | 0
LCP_Inputs_ON_Diverse_IEA_2023_05_05 | 2032 | H2 Import - QC | Import | Hydrogen | NY | Dispatch-Import | VOM | 0 | [6 empty] | 0.6246 | 0
LCP_Inputs_ON_Diverse_IEA_2023_05_05 | 2032 | H2 Import - QC | Import | Hydrogen | ON | Dispatch-Import | EmissionsCost | 0 | [6 empty] | 0.6246 | 0
LCP_Inputs_ON_Diverse_IEA_2023_05_05 | 2032 | H2 Import - QC | Import | Hydrogen | ON | Dispatch-Import | FuelCost | 0 | [6 empty] | 0.6246 | 0
LCP_Inputs_ON_Diverse_IEA_2023_05_05 | 2032 | H2 Import - QC | Import | Hydrogen | ON | Dispatch-Import | VOM | 0 | [6 empty] | 0.6246 | 0
LCP_Inputs_ON_Diverse_IEA_2023_05_05 | 2032 | H2 Import - QC | Import | Hydrogen | PJ | Dispatch-Import | EmissionsCost | 0 | [6 empty] | 0.6246 | 0
LCP_Inputs_ON_Diverse_IEA_2023_05_05 | 2032 | H2 Import - QC | Import | Hydrogen | PJ | Dispatch-Import | FuelCost | 0 | [6 empty] | 0.6246 | 0
LCP_Inputs_ON_Diverse_IEA_2023_05_05 | 2032 | H2 Import - QC | Import | Hydrogen | PJ | Dispatch-Import | VOM | 0 | [6 empty] | 0.6246 | 0
LCP_Inputs_ON_Diverse_IEA_2023_05_05 | 2032 | H2 Import - QC | Import | Hydrogen | QC | Dispatch-Import | EmissionsCost | 0 | [6 empty] | 0.6246 | 0
LCP_Inputs_ON_Diverse_IEA_2023_05_05 | 2032 | H2 Import - QC | Import | Hydrogen | QC | Dispatch-Import | FuelCost | 0 | [6 empty] | 0.6246 | 0
LCP_Inputs_ON_Diverse_IEA_2023_05_05 | 2032 | H2 Import - QC | Import | Hydrogen | QC | Dispatch-Import | VOM | 0 | [6 empty] | 0.6246 | 0
LCP_Inputs_ON_Diverse_IEA_2023_05_05 | 2032 | H2 Import - QC | Import | Hydrogen | WC | Dispatch-Import | EmissionsCost | 0 | [6 empty] | 0.6246 | 0
LCP_Inputs_ON_Diverse_IEA_2023_05_05 | 2032 | H2 Import - QC | Import | Hydrogen | WC | Dispatch-Import | FuelCost | 0 | [6 empty] | 0.6246 | 0
LCP_Inputs_ON_Diverse_IEA_2023_05_05 | 2032 | H2 Import - QC | Import | Hydrogen | WC | Dispatch-Import | VOM | 0 | [6 empty] | 0.6246 | 0
LCP_Inputs_ON_Diverse_IEA_2023_05_05 | 2032 | H2 Import - WC | Import | Hydrogen | MI | Dispatch-Import | EmissionsCost | 0 | [6 empty] | 0.6246 | 0
LCP_Inputs_ON_Diverse_IEA_2023_05_05 | 2032 | H2 Import - WC | Import | Hydrogen | MI | Dispatch-Import | FuelCost | 0 | [6 empty] | 0.6246 | 0
LCP_Inputs_ON_Diverse_IEA_2023_05_05 | 2032 | H2 Import - WC | Import | Hydrogen | MI | Dispatch-Import | VOM | 0 | [6 empty] | 0.6246 | 0
LCP_Inputs_ON_Diverse_IEA_2023_05_05 | 2032 | H2 Import - WC | Import | Hydrogen | NY | Dispatch-Import | EmissionsCost | 0 | [6 empty] | 0.6246 | 0
LCP_Inputs_ON_Diverse_IEA_2023_05_05 | 2032 | H2 Import - WC | Import | Hydrogen | NY | Dispatch-Import | FuelCost | 0 | [6 empty] | 0.6246 | 0
LCP_Inputs_ON_Diverse_IEA_2023_05_05 | 2032 | H2 Import - WC | Import | Hydrogen | NY | Dispatch-Import | VOM | 0 | [6 empty] | 0.6246 | 0
LCP_Inputs_ON_Diverse_IEA_2023_05_05 | 2032 | H2 Import - WC | Import | Hydrogen | ON | Dispatch-Import | EmissionsCost | 0 | [6 empty] | 0.6246 | 0
LCP_Inputs_ON_Diverse_IEA_2023_05_05 | 2032 | H2 Import - WC | Import | Hydrogen | ON | Dispatch-Import | FuelCost | 0 | [6 empty] | 0.6246 | 0
LCP_Inputs_ON_Diverse_IEA_2023_05_05 | 2032 | H2 Import - WC | Import | Hydrogen | ON | Dispatch-Import | VOM | 0 | [6 empty] | 0.6246 | 0
LCP_Inputs_ON_Diverse_IEA_2023_05_05 | 2032 | H2 Import - WC | Import | Hydrogen | PJ | Dispatch-Import | EmissionsCost | 0 | [6 empty] | 0.6246 | 0
LCP_Inputs_ON_Diverse_IEA_2023_05_05 | 2032 | H2 Import - WC | Import | Hydrogen | PJ | Dispatch-Import | FuelCost | 0 | [6 empty] | 0.6246 | 0
LCP_Inputs_ON_Diverse_IEA_2023_05_05 | 2032 | H2 Import - WC | Import | Hydrogen | PJ | Dispatch-Import | VOM | 0 | [6 empty] | 0.6246 | 0
LCP_Inputs_ON_Diverse_IEA_2023_05_05 | 2032 | H2 Import - WC | Import | Hydrogen | QC | Dispatch-Import | EmissionsCost | 0 | [6 empty] | 0.6246 | 0
LCP_Inputs_ON_Diverse_IEA_2023_05_05 | 2032 | H2 Import - WC | Import | Hydrogen | QC | Dispatch-Import | FuelCost | 0 | [6 empty] | 0.6246 | 0
LCP_Inputs_ON_Diverse_IEA_2023_05_05 | 2032 | H2 Import - WC | Import | Hydrogen | QC | Dispatch-Import | VOM | 0 | [6 empty] | 0.6246 | 0
LCP_Inputs_ON_Diverse_IEA_2023_05_05 | 2032 | H2 Import - WC | Import | Hydrogen | WC | Dispatch-Import | EmissionsCost | 0 | [6 empty] | 0.6246 | 0
LCP_Inputs_ON_Diverse_IEA_2023_05_05 | 2032 | H2 Import - WC | Import | Hydrogen | WC | Dispatch-Import | FuelCost | 0 | [6 empty] | 0.6246 | 0
LCP_Inputs_ON_Diverse_IEA_2023_05_05 | 2032 | H2 Import - WC | Import | Hydrogen | WC | Dispatch-Import | VOM | 0 | [6 empty] | 0.6246 | 0
LCP_Inputs_ON_Diverse_IEA_2023_05_05 | 2032 | H2 Salt Cavern Storage - ON | Storage | Hydrogen | MI | Dispatch-Storage | EmissionsCost | 0 | [6 empty] | 0.6246 | 0
LCP_Inputs_ON_Diverse_IEA_2023_05_05 | 2032 | H2 Salt Cavern Storage - ON | Storage | Hydrogen | MI | Dispatch-Storage | FuelCost | 0 | [6 empty] | 0.6246 | 0
LCP_Inputs_ON_Diverse_IEA_2023_05_05 | 2032 | H2 Salt Cavern Storage - ON | Storage | Hydrogen | MI | Dispatch-Storage | VOM | 0 | [6 empty] | 0.6246 | 0
LCP_Inputs_ON_Diverse_IEA_2023_05_05 | 2032 | H2 Salt Cavern Storage - ON | Storage | Hydrogen | NY | Dispatch-Storage | EmissionsCost | 0 | [6 empty] | 0.6246 | 0
LCP_Inputs_ON_Diverse_IEA_2023_05_05 | 2032 | H2 Salt Cavern Storage - ON | Storage | Hydrogen | NY | Dispatch-Storage | FuelCost | 0 | [6 empty] | 0.6246 | 0
LCP_Inputs_ON_Diverse_IEA_2023_05_05 | 2032 | H2 Salt Cavern Storage - ON | Storage | Hydrogen | NY | Dispatch-Storage | VOM | 0 | [6 empty] | 0.6246 | 0
LCP_Inputs_ON_Diverse_IEA_2023_05_05 | 2032 | H2 Salt Cavern Storage - ON | Storage | Hydrogen | ON | Dispatch-Storage | EmissionsCost | 0 | [6 empty] | 0.6246 | 0
LCP_Inputs_ON_Diverse_IEA_2023_05_05 | 2032 | H2 Salt Cavern Storage - ON | Storage | Hydrogen | ON | Dispatch-Storage | FuelCost | 0 | [6 empty] | 0.6246 | 0
LCP_Inputs_ON_Diverse_IEA_2023_05_05 | 2032 | H2 Salt Cavern Storage - ON | Storage | Hydrogen | ON | Dispatch-Storage | VOM | 12624010.6118 | [6 empty] | 0.6246 | 7884919.782
LCP_Inputs_ON_Diverse_IEA_2023_05_05 | 2032 | H2 Salt Cavern Storage - ON | Storage | Hydrogen | PJ | Dispatch-Storage | EmissionsCost | 0 | [6 empty] | 0.6246 | 0
LCP_Inputs_ON_Diverse_IEA_2023_05_05 | 2032 | H2 Salt Cavern Storage - ON | Storage | Hydrogen | PJ | Dispatch-Storage | FuelCost | 0 | [6 empty] | 0.6246 | 0
LCP_Inputs_ON_Diverse_IEA_2023_05_05 | 2032 | H2 Salt Cavern Storage - ON | Storage | Hydrogen | PJ | Dispatch-Storage | VOM | 0 | [6 empty] | 0.6246 | 0
LCP_Inputs_ON_Diverse_IEA_2023_05_05 | 2032 | H2 Salt Cavern Storage - ON | Storage | Hydrogen | QC | Dispatch-Storage | EmissionsCost | 0 | [6 empty] | 0.6246 | 0
LCP_Inputs_ON_Diverse_IEA_2023_05_05 | 2032 | H2 Salt Cavern Storage - ON | Storage | Hydrogen | QC | Dispatch-Storage | FuelCost | 0 | [6 empty] | 0.6246 | 0
LCP_Inputs_ON_Diverse_IEA_2023_05_05 | 2032 | H2 Salt Cavern Storage - ON | Storage | Hydrogen | QC | Dispatch-Storage | VOM | 0 | [6 empty] | 0.6246 | 0
LCP_Inputs_ON_Diverse_IEA_2023_05_05 | 2032 | H2 Salt Cavern Storage - ON | Storage | Hydrogen | WC | Dispatch-Storage | EmissionsCost | 0 | [6 empty] | 0.6246 | 0
LCP_Inputs_ON_Diverse_IEA_2023_05_05 | 2032 | H2 Salt Cavern Storage - ON | Storage | Hydrogen | WC | Dispatch-Storage | FuelCost | 0 | [6 empty] | 0.6246 | 0
LCP_Inputs_ON_Diverse_IEA_2023_05_05 | 2032 | H2 Salt Cavern Storage - ON | Storage | Hydrogen | WC | Dispatch-Storage | VOM | 0 | [6 empty] | 0.6246 | 0
LCP_Inputs_ON_Diverse_IEA_2023_05_05 | 2032 | Hydro | Generation | Electricity | MI | Dispatch-Generation | EmissionsCost | 0 | [6 empty] | 0.6246 | 0
LCP_Inputs_ON_Diverse_IEA_2023_05_05 | 2032 | Hydro | Generation | Electricity | MI | Dispatch-Generation | FuelCost | 0 | [6 empty] | 0.6246 | 0
LCP_Inputs_ON_Diverse_IEA_2023_05_05 | 2032 | Hydro | Generation | Electricity | MI | Dispatch-Generation | VOM | 0 | [6 empty] | 0.6246 | 0
LCP_Inputs_ON_Diverse_IEA_2023_05_05 | 2032 | Hydro | Generation | Electricity | NY | Dispatch-Generation | EmissionsCost | 0 | [6 empty] | 0.6246 | 0
LCP_Inputs_ON_Diverse_IEA_2023_05_05 | 2032 | Hydro | Generation | Electricity | NY | Dispatch-Generation | FuelCost | 0 | [6 empty] | 0.6246 | 0
LCP_Inputs_ON_Diverse_IEA_2023_05_05 | 2032 | Hydro | Generation | Electricity | NY | Dispatch-Generation | VOM | 0 | [6 empty] | 0.6246 | 0
LCP_Inputs_ON_Diverse_IEA_2023_05_05 | 2032 | Hydro | Generation | Electricity | ON | Dispatch-Generation | EmissionsCost | 0 | [6 empty] | 0.6246 | 0
LCP_Inputs_ON_Diverse_IEA_2023_05_05 | 2032 | Hydro | Generation | Electricity | ON | Dispatch-Generation | FuelCost | 0 | [6 empty] | 0.6246 | 0
LCP_Inputs_ON_Diverse_IEA_2023_05_05 | 2032 | Hydro | Generation | Electricity | ON | Dispatch-Generation | VOM | 0 | [6 empty] | 0.6246 | 0
LCP_Inputs_ON_Diverse_IEA_2023_05_05 | 2032 | Hydro | Generation | Electricity | PJ | Dispatch-Generation | EmissionsCost | 0 | [6 empty] | 0.6246 | 0
LCP_Inputs_ON_Diverse_IEA_2023_05_05 | 2032 | Hydro | Generation | Electricity | PJ | Dispatch-Generation | FuelCost | 0 | [6 empty] | 0.6246 | 0
LCP_Inputs_ON_Diverse_IEA_2023_05_05 | 2032 | Hydro | Generation | Electricity | PJ | Dispatch-Generation | VOM | 0 | [6 empty] | 0.6246 | 0
LCP_Inputs_ON_Diverse_IEA_2023_05_05 | 2032 | Hydro | Generation | Electricity | QC | Dispatch-Generation | EmissionsCost | 0 | [6 empty] | 0.6246 | 0
LCP_Inputs_ON_Diverse_IEA_2023_05_05 | 2032 | Hydro | Generation | Electricity | QC | Dispatch-Generation | FuelCost | 0 | [6 empty] | 0.6246 | 0
LCP_Inputs_ON_Diverse_IEA_2023_05_05 | 2032 | Hydro | Generation | Electricity | QC | Dispatch-Generation | VOM | 0 | [6 empty] | 0.6246 | 0
LCP_Inputs_ON_Diverse_IEA_2023_05_05 | 2032 | Hydro | Generation | Electricity | WC | Dispatch-Generation | EmissionsCost | 0 | [6 empty] | 0.6246 | 0
LCP_Inputs_ON_Diverse_IEA_2023_05_05 | 2032 | Hydro | Generation | Electricity | WC | Dispatch-Generation | FuelCost | 0 | [6 empty] | 0.6246 | 0
LCP_Inputs_ON_Diverse_IEA_2023_05_05 | 2032 | Hydro | Generation | Electricity | WC | Dispatch-Generation | VOM | 0 | [6 empty] | 0.6246 | 0
LCP_Inputs_ON_Diverse_IEA_2023_05_05 | 2032 | Hydro Pumped Storage | Storage | Electricity | MI | Dispatch-Storage | EmissionsCost | 0 | [6 empty] | 0.6246 | 0
LCP_Inputs_ON_Diverse_IEA_2023_05_05 | 2032 | Hydro Pumped Storage | Storage | Electricity | MI | Dispatch-Storage | FuelCost | 0 | [6 empty] | 0.6246 | 0
LCP_Inputs_ON_Diverse_IEA_2023_05_05 | 2032 | Hydro Pumped Storage | Storage | Electricity | MI | Dispatch-Storage | VOM | 0 | [6 empty] | 0.6246 | 0
LCP_Inputs_ON_Diverse_IEA_2023_05_05 | 2032 | Hydro Pumped Storage | Storage | Electricity | NY | Dispatch-Storage | EmissionsCost | 0 | [6 empty] | 0.6246 | 0
LCP_Inputs_ON_Diverse_IEA_2023_05_05 | 2032 | Hydro Pumped Storage | Storage | Electricity | NY | Dispatch-Storage | FuelCost | 0 | [6 empty] | 0.6246 | 0
LCP_Inputs_ON_Diverse_IEA_2023_05_05 | 2032 | Hydro Pumped Storage | Storage | Electricity | NY | Dispatch-Storage | VOM | 0 | [6 empty] | 0.6246 | 0
LCP_Inputs_ON_Diverse_IEA_2023_05_05 | 2032 | Hydro Pumped Storage | Storage | Electricity | ON | Dispatch-Storage | EmissionsCost | 0 | [6 empty] | 0.6246 | 0
LCP_Inputs_ON_Diverse_IEA_2023_05_05 | 2032 | Hydro Pumped Storage | Storage | Electricity | ON | Dispatch-Storage | FuelCost | 0 | [6 empty] | 0.6246 | 0
LCP_Inputs_ON_Diverse_IEA_2023_05_05 | 2032 | Hydro Pumped Storage | Storage | Electricity | ON | Dispatch-Storage | VOM | 0 | [6 empty] | 0.6246 | 0
LCP_Inputs_ON_Diverse_IEA_2023_05_05 | 2032 | Hydro Pumped Storage | Storage | Electricity | PJ | Dispatch-Storage | EmissionsCost | 0 | [6 empty] | 0.6246 | 0
LCP_Inputs_ON_Diverse_IEA_2023_05_05 | 2032 | Hydro Pumped Storage | Storage | Electricity | PJ | Dispatch-Storage | FuelCost | 0 | [6 empty] | 0.6246 | 0
LCP_Inputs_ON_Diverse_IEA_2023_05_05 | 2032 | Hydro Pumped Storage | Storage | Electricity | PJ | Dispatch-Storage | VOM | 0 | [6 empty] | 0.6246 | 0
LCP_Inputs_ON_Diverse_IEA_2023_05_05 | 2032 | Hydro Pumped Storage | Storage | Electricity | QC | Dispatch-Storage | EmissionsCost | 0 | [6 empty] | 0.6246 | 0
LCP_Inputs_ON_Diverse_IEA_2023_05_05 | 2032 | Hydro Pumped Storage | Storage | Electricity | QC | Dispatch-Storage | FuelCost | 0 | [6 empty] | 0.6246 | 0
LCP_Inputs_ON_Diverse_IEA_2023_05_05 | 2032 | Hydro Pumped Storage | Storage | Electricity | QC | Dispatch-Storage | VOM | 0 | [6 empty] | 0.6246 | 0
LCP_Inputs_ON_Diverse_IEA_2023_05_05 | 2032 | Hydro Pumped Storage | Storage | Electricity | WC | Dispatch-Storage | EmissionsCost | 0 | [6 empty] | 0.6246 | 0
LCP_Inputs_ON_Diverse_IEA_2023_05_05 | 2032 | Hydro Pumped Storage | Storage | Electricity | WC | Dispatch-Storage | FuelCost | 0 | [6 empty] | 0.6246 | 0
LCP_Inputs_ON_Diverse_IEA_2023_05_05 | 2032 | Hydro Pumped Storage | Storage | Electricity | WC | Dispatch-Storage | VOM | 0 | [6 empty] | 0.6246 | 0
LCP_Inputs_ON_Diverse_IEA_2023_05_05 | 2032 | Nuclear | Generation | Electricity | MI | Dispatch-Generation | EmissionsCost | 0 | [6 empty] | 0.6246 | 0
LCP_Inputs_ON_Diverse_IEA_2023_05_05 | 2032 | Nuclear | Generation | Electricity | MI | Dispatch-Generation | FuelCost | 0 | [6 empty] | 0.6246 | 0
LCP_Inputs_ON_Diverse_IEA_2023_05_05 | 2032 | Nuclear | Generation | Electricity | MI | Dispatch-Generation | VOM | 2762866296.96 | [6 empty] | 0.6246 | 1725678137.4654
LCP_Inputs_ON_Diverse_IEA_2023_05_05 | 2032 | Nuclear | Generation | Electricity | NY | Dispatch-Generation | EmissionsCost | 0 | [6 empty] | 0.6246 | 0
LCP_Inputs_ON_Diverse_IEA_2023_05_05 | 2032 | Nuclear | Generation | Electricity | NY | Dispatch-Generation | FuelCost | 0 | [6 empty] | 0.6246 | 0
LCP_Inputs_ON_Diverse_IEA_2023_05_05 | 2032 | Nuclear | Generation | Electricity | NY | Dispatch-Generation | VOM | 2246155230.144 | [6 empty] | 0.6246 | 1402941929.6468
LCP_Inputs_ON_Diverse_IEA_2023_05_05 | 2032 | Nuclear | Generation | Electricity | ON | Dispatch-Generation | EmissionsCost | 0 | [6 empty] | 0.6246 | 0
LCP_Inputs_ON_Diverse_IEA_2023_05_05 | 2032 | Nuclear | Generation | Electricity | ON | Dispatch-Generation | FuelCost | 0 | [6 empty] | 0.6246 | 0
LCP_Inputs_ON_Diverse_IEA_2023_05_05 | 2032 | Nuclear | Generation | Electricity | ON | Dispatch-Generation | VOM | 6921207719.0302 | [6 empty] | 0.6246 | 4322965920.837
LCP_Inputs_ON_Diverse_IEA_2023_05_05 | 2032 | Nuclear | Generation | Electricity | PJ | Dispatch-Generation | EmissionsCost | 0 | [6 empty] | 0.6246 | 0
LCP_Inputs_ON_Diverse_IEA_2023_05_05 | 2032 | Nuclear | Generation | Electricity | PJ | Dispatch-Generation | FuelCost | 0 | [6 empty] | 0.6246 | 0
LCP_Inputs_ON_Diverse_IEA_2023_05_05 | 2032 | Nuclear | Generation | Electricity | PJ | Dispatch-Generation | VOM | 6401347648.6848 | [6 empty] | 0.6246 | 3998262854.7048
LCP_Inputs_ON_Diverse_IEA_2023_05_05 | 2032 | Nuclear | Generation | Electricity | QC | Dispatch-Generation | EmissionsCost | 0 | [6 empty] | 0.6246 | 0
LCP_Inputs_ON_Diverse_IEA_2023_05_05 | 2032 | Nuclear | Generation | Electricity | QC | Dispatch-Generation | FuelCost | 0 | [6 empty] | 0.6246 | 0
LCP_Inputs_ON_Diverse_IEA_2023_05_05 | 2032 | Nuclear | Generation | Electricity | QC | Dispatch-Generation | VOM | 0 | [6 empty] | 0.6246 | 0
LCP_Inputs_ON_Diverse_IEA_2023_05_05 | 2032 | Nuclear | Generation | Electricity | WC | Dispatch-Generation | EmissionsCost | 0 | [6 empty] | 0.6246 | 0
LCP_Inputs_ON_Diverse_IEA_2023_05_05 | 2032 | Nuclear | Generation | Electricity | WC | Dispatch-Generation | FuelCost | 0 | [6 empty] | 0.6246 | 0
LCP_Inputs_ON_Diverse_IEA_2023_05_05 | 2032 | Nuclear | Generation | Electricity | WC | Dispatch-Generation | VOM | 0 | [6 empty] | 0.6246 | 0
LCP_Inputs_ON_Diverse_IEA_2023_05_05 | 2032 | Nuclear SMR | Generation | Electricity | MI | Dispatch-Generation | EmissionsCost | 0 | [6 empty] | 0.6246 | 0
LCP_Inputs_ON_Diverse_IEA_2023_05_05 | 2032 | Nuclear SMR | Generation | Electricity | MI | Dispatch-Generation | FuelCost | 0 | [6 empty] | 0.6246 | 0
LCP_Inputs_ON_Diverse_IEA_2023_05_05 | 2032 | Nuclear SMR | Generation | Electricity | MI | Dispatch-Generation | VOM | 0 | [6 empty] | 0.6246 | 0
LCP_Inputs_ON_Diverse_IEA_2023_05_05 | 2032 | Nuclear SMR | Generation | Electricity | NY | Dispatch-Generation | EmissionsCost | 0 | [6 empty] | 0.6246 | 0
LCP_Inputs_ON_Diverse_IEA_2023_05_05 | 2032 | Nuclear SMR | Generation | Electricity | NY | Dispatch-Generation | FuelCost | 0 | [6 empty] | 0.6246 | 0
LCP_Inputs_ON_Diverse_IEA_2023_05_05 | 2032 | Nuclear SMR | Generation | Electricity | NY | Dispatch-Generation | VOM | 0 | [6 empty] | 0.6246 | 0
LCP_Inputs_ON_Diverse_IEA_2023_05_05 | 2032 | Nuclear SMR | Generation | Electricity | ON | Dispatch-Generation | EmissionsCost | 0 | [6 empty] | 0.6246 | 0
LCP_Inputs_ON_Diverse_IEA_2023_05_05 | 2032 | Nuclear SMR | Generation | Electricity | ON | Dispatch-Generation | FuelCost | 0 | [6 empty] | 0.6246 | 0
LCP_Inputs_ON_Diverse_IEA_2023_05_05 | 2032 | Nuclear SMR | Generation | Electricity | ON | Dispatch-Generation | VOM | 18960361.2 | [6 empty] | 0.6246 | 11842585.6645
LCP_Inputs_ON_Diverse_IEA_2023_05_05 | 2032 | Nuclear SMR | Generation | Electricity | PJ | Dispatch-Generation | EmissionsCost | 0 | [6 empty] | 0.6246 | 0
LCP_Inputs_ON_Diverse_IEA_2023_05_05 | 2032 | Nuclear SMR | Generation | Electricity | PJ | Dispatch-Generation | FuelCost | 0 | [6 empty] | 0.6246 | 0
LCP_Inputs_ON_Diverse_IEA_2023_05_05 | 2032 | Nuclear SMR | Generation | Electricity | PJ | Dispatch-Generation | VOM | 0 | [6 empty] | 0.6246 | 0
LCP_Inputs_ON_Diverse_IEA_2023_05_05 | 2032 | Nuclear SMR | Generation | Electricity | QC | Dispatch-Generation | EmissionsCost | 0 | [6 empty] | 0.6246 | 0
LCP_Inputs_ON_Diverse_IEA_2023_05_05 | 2032 | Nuclear SMR | Generation | Electricity | QC | Dispatch-Generation | FuelCost | 0 | [6 empty] | 0.6246 | 0
LCP_Inputs_ON_Diverse_IEA_2023_05_05 | 2032 | Nuclear SMR | Generation | Electricity | QC | Dispatch-Generation | VOM | 0 | [6 empty] | 0.6246 | 0
LCP_Inputs_ON_Diverse_IEA_2023_05_05 | 2032 | Nuclear SMR | Generation | Electricity | WC | Dispatch-Generation | EmissionsCost | 0 | [6 empty] | 0.6246 | 0
LCP_Inputs_ON_Diverse_IEA_2023_05_05 | 2032 | Nuclear SMR | Generation | Electricity | WC | Dispatch-Generation | FuelCost | 0 | [6 empty] | 0.6246 | 0
LCP_Inputs_ON_Diverse_IEA_2023_05_05 | 2032 | Nuclear SMR | Generation | Electricity | WC | Dispatch-Generation | VOM | 0 | [6 empty] | 0.6246 | 0
LCP_Inputs_ON_Diverse_IEA_2023_05_05 | 2032 | O/CCGT - CH4 Existing | Crossload | Electricity | MI | Dispatch-Crossload | EmissionsCost | 0 | [6 empty] | 0.6246 | 0
LCP_Inputs_ON_Diverse_IEA_2023_05_05 | 2032 | O/CCGT - CH4 Existing | Crossload | Electricity | MI | Dispatch-Crossload | FuelCost | 0 | [6 empty] | 0.6246 | 0
LCP_Inputs_ON_Diverse_IEA_2023_05_05 | 2032 | O/CCGT - CH4 Existing | Crossload | Electricity | MI | Dispatch-Crossload | VOM | 0 | [6 empty] | 0.6246 | 0
LCP_Inputs_ON_Diverse_IEA_2023_05_05 | 2032 | O/CCGT - CH4 Existing | Crossload | Electricity | NY | Dispatch-Crossload | EmissionsCost | 0 | [6 empty] | 0.6246 | 0
LCP_Inputs_ON_Diverse_IEA_2023_05_05 | 2032 | O/CCGT - CH4 Existing | Crossload | Electricity | NY | Dispatch-Crossload | FuelCost | 0 | [6 empty] | 0.6246 | 0
LCP_Inputs_ON_Diverse_IEA_2023_05_05 | 2032 | O/CCGT - CH4 Existing | Crossload | Electricity | NY | Dispatch-Crossload | VOM | 0 | [6 empty] | 0.6246 | 0
LCP_Inputs_ON_Diverse_IEA_2023_05_05 | 2032 | O/CCGT - CH4 Existing | Crossload | Electricity | ON | Dispatch-Crossload | EmissionsCost | 4650844.1284 | [6 empty] | 0.6246 | 2904903.5207
LCP_Inputs_ON_Diverse_IEA_2023_05_05 | 2032 | O/CCGT - CH4 Existing | Crossload | Electricity | ON | Dispatch-Crossload | FuelCost | 0 | [6 empty] | 0.6246 | 0
LCP_Inputs_ON_Diverse_IEA_2023_05_05 | 2032 | O/CCGT - CH4 Existing | Crossload | Electricity | ON | Dispatch-Crossload | VOM | 286217.1645 | [6 empty] | 0.6246 | 178770.3965
LCP_Inputs_ON_Diverse_IEA_2023_05_05 | 2032 | O/CCGT - CH4 Existing | Crossload | Electricity | PJ | Dispatch-Crossload | EmissionsCost | 0 | [6 empty] | 0.6246 | 0
LCP_Inputs_ON_Diverse_IEA_2023_05_05 | 2032 | O/CCGT - CH4 Existing | Crossload | Electricity | PJ | Dispatch-Crossload | FuelCost | 0 | [6 empty] | 0.6246 | 0
LCP_Inputs_ON_Diverse_IEA_2023_05_05 | 2032 | O/CCGT - CH4 Existing | Crossload | Electricity | PJ | Dispatch-Crossload | VOM | 0 | [6 empty] | 0.6246 | 0
LCP_Inputs_ON_Diverse_IEA_2023_05_05 | 2032 | O/CCGT - CH4 Existing | Crossload | Electricity | QC | Dispatch-Crossload | EmissionsCost | 0 | [6 empty] | 0.6246 | 0
LCP_Inputs_ON_Diverse_IEA_2023_05_05 | 2032 | O/CCGT - CH4 Existing | Crossload | Electricity | QC | Dispatch-Crossload | FuelCost | 0 | [6 empty] | 0.6246 | 0
LCP_Inputs_ON_Diverse_IEA_2023_05_05 | 2032 | O/CCGT - CH4 Existing | Crossload | Electricity | QC | Dispatch-Crossload | VOM | 0 | [6 empty] | 0.6246 | 0
LCP_Inputs_ON_Diverse_IEA_2023_05_05 | 2032 | O/CCGT - CH4 Existing | Crossload | Electricity | WC | Dispatch-Crossload | EmissionsCost | 0 | [6 empty] | 0.6246 | 0
LCP_Inputs_ON_Diverse_IEA_2023_05_05 | 2032 | O/CCGT - CH4 Existing | Crossload | Electricity | WC | Dispatch-Crossload | FuelCost | 0 | [6 empty] | 0.6246 | 0
LCP_Inputs_ON_Diverse_IEA_2023_05_05 | 2032 | O/CCGT - CH4 Existing | Crossload | Electricity | WC | Dispatch-Crossload | VOM | 0 | [6 empty] | 0.6246 | 0
LCP_Inputs_ON_Diverse_IEA_2023_05_05 | 2032 | O/CCGT - CH4 New | Crossload | Electricity | MI | Dispatch-Crossload | EmissionsCost | 0 | [6 empty] | 0.6246 | 0
LCP_Inputs_ON_Diverse_IEA_2023_05_05 | 2032 | O/CCGT - CH4 New | Crossload | Electricity | MI | Dispatch-Crossload | FuelCost | 0 | [6 empty] | 0.6246 | 0
LCP_Inputs_ON_Diverse_IEA_2023_05_05 | 2032 | O/CCGT - CH4 New | Crossload | Electricity | MI | Dispatch-Crossload | VOM | 0 | [6 empty] | 0.6246 | 0
LCP_Inputs_ON_Diverse_IEA_2023_05_05 | 2032 | O/CCGT - CH4 New | Crossload | Electricity | NY | Dispatch-Crossload | EmissionsCost | 0 | [6 empty] | 0.6246 | 0
LCP_Inputs_ON_Diverse_IEA_2023_05_05 | 2032 | O/CCGT - CH4 New | Crossload | Electricity | NY | Dispatch-Crossload | FuelCost | 0 | [6 empty] | 0.6246 | 0
LCP_Inputs_ON_Diverse_IEA_2023_05_05 | 2032 | O/CCGT - CH4 New | Crossload | Electricity | NY | Dispatch-Crossload | VOM | 0 | [6 empty] | 0.6246 | 0
LCP_Inputs_ON_Diverse_IEA_2023_05_05 | 2032 | O/CCGT - CH4 New | Crossload | Electricity | ON | Dispatch-Crossload | EmissionsCost | 205377.4597 | [6 empty] | 0.6246 | 128278.1553
LCP_Inputs_ON_Diverse_IEA_2023_05_05 | 2032 | O/CCGT - CH4 New | Crossload | Electricity | ON | Dispatch-Crossload | FuelCost | 0 | [6 empty] | 0.6246 | 0
LCP_Inputs_ON_Diverse_IEA_2023_05_05 | 2032 | O/CCGT - CH4 New | Crossload | Electricity | ON | Dispatch-Crossload | VOM | 12639.1151 | [6 empty] | 0.6246 | 7894.354
LCP_Inputs_ON_Diverse_IEA_2023_05_05 | 2032 | O/CCGT - CH4 New | Crossload | Electricity | PJ | Dispatch-Crossload | EmissionsCost | 0 | [6 empty] | 0.6246 | 0
LCP_Inputs_ON_Diverse_IEA_2023_05_05 | 2032 | O/CCGT - CH4 New | Crossload | Electricity | PJ | Dispatch-Crossload | FuelCost | 0 | [6 empty] | 0.6246 | 0
LCP_Inputs_ON_Diverse_IEA_2023_05_05 | 2032 | O/CCGT - CH4 New | Crossload | Electricity | PJ | Dispatch-Crossload | VOM | 0 | [6 empty] | 0.6246 | 0
LCP_Inputs_ON_Diverse_IEA_2023_05_05 | 2032 | O/CCGT - CH4 New | Crossload | Electricity | QC | Dispatch-Crossload | EmissionsCost | 0 | [6 empty] | 0.6246 | 0
LCP_Inputs_ON_Diverse_IEA_2023_05_05 | 2032 | O/CCGT - CH4 New | Crossload | Electricity | QC | Dispatch-Crossload | FuelCost | 0 | [6 empty] | 0.6246 | 0
LCP_Inputs_ON_Diverse_IEA_2023_05_05 | 2032 | O/CCGT - CH4 New | Crossload | Electricity | QC | Dispatch-Crossload | VOM | 0 | [6 empty] | 0.6246 | 0
LCP_Inputs_ON_Diverse_IEA_2023_05_05 | 2032 | O/CCGT - CH4 New | Crossload | Electricity | WC | Dispatch-Crossload | EmissionsCost | 0 | [6 empty] | 0.6246 | 0
LCP_Inputs_ON_Diverse_IEA_2023_05_05 | 2032 | O/CCGT - CH4 New | Crossload | Electricity | WC | Dispatch-Crossload | FuelCost | 0 | [6 empty] | 0.6246 | 0
LCP_Inputs_ON_Diverse_IEA_2023_05_05 | 2032 | O/CCGT - CH4 New | Crossload | Electricity | WC | Dispatch-Crossload | VOM | 0 | [6 empty] | 0.6246 | 0
LCP_Inputs_ON_Diverse_IEA_2023_05_05 | 2032 | O/CCGT - H2 New | Crossload | Electricity | MI | Dispatch-Crossload | EmissionsCost | 0 | [6 empty] | 0.6246 | 0
LCP_Inputs_ON_Diverse_IEA_2023_05_05 | 2032 | O/CCGT - H2 New | Crossload | Electricity | MI | Dispatch-Crossload | FuelCost | 0 | [6 empty] | 0.6246 | 0
LCP_Inputs_ON_Diverse_IEA_2023_05_05 | 2032 | O/CCGT - H2 New | Crossload | Electricity | MI | Dispatch-Crossload | VOM | 0 | [6 empty] | 0.6246 | 0
LCP_Inputs_ON_Diverse_IEA_2023_05_05 | 2032 | O/CCGT - H2 New | Crossload | Electricity | NY | Dispatch-Crossload | EmissionsCost | 0 | [6 empty] | 0.6246 | 0
LCP_Inputs_ON_Diverse_IEA_2023_05_05 | 2032 | O/CCGT - H2 New | Crossload | Electricity | NY | Dispatch-Crossload | FuelCost | 0 | [6 empty] | 0.6246 | 0
LCP_Inputs_ON_Diverse_IEA_2023_05_05 | 2032 | O/CCGT - H2 New | Crossload | Electricity | NY | Dispatch-Crossload | VOM | 0 | [6 empty] | 0.6246 | 0
LCP_Inputs_ON_Diverse_IEA_2023_05_05 | 2032 | O/CCGT - H2 New | Crossload | Electricity | ON | Dispatch-Crossload | EmissionsCost | 0 | [6 empty] | 0.6246 | 0
LCP_Inputs_ON_Diverse_IEA_2023_05_05 | 2032 | O/CCGT - H2 New | Crossload | Electricity | ON | Dispatch-Crossload | FuelCost | 0 | [6 empty] | 0.6246 | 0
LCP_Inputs_ON_Diverse_IEA_2023_05_05 | 2032 | O/CCGT - H2 New | Crossload | Electricity | ON | Dispatch-Crossload | VOM | 0 | [6 empty] | 0.6246 | 0
LCP_Inputs_ON_Diverse_IEA_2023_05_05 | 2032 | O/CCGT - H2 New | Crossload | Electricity | PJ | Dispatch-Crossload | EmissionsCost | 0 | [6 empty] | 0.6246 | 0
LCP_Inputs_ON_Diverse_IEA_2023_05_05 | 2032 | O/CCGT - H2 New | Crossload | Electricity | PJ | Dispatch-Crossload | FuelCost | 0 | [6 empty] | 0.6246 | 0
LCP_Inputs_ON_Diverse_IEA_2023_05_05 | 2032 | O/CCGT - H2 New | Crossload | Electricity | PJ | Dispatch-Crossload | VOM | 0 | [6 empty] | 0.6246 | 0
LCP_Inputs_ON_Diverse_IEA_2023_05_05 | 2032 | O/CCGT - H2 New | Crossload | Electricity | QC | Dispatch-Crossload | EmissionsCost | 0 | [6 empty] | 0.6246 | 0
LCP_Inputs_ON_Diverse_IEA_2023_05_05 | 2032 | O/CCGT - H2 New | Crossload | Electricity | QC | Dispatch-Crossload | FuelCost | 0 | [6 empty] | 0.6246 | 0
LCP_Inputs_ON_Diverse_IEA_2023_05_05 | 2032 | O/CCGT - H2 New | Crossload | Electricity | QC | Dispatch-Crossload | VOM | 0 | [6 empty] | 0.6246 | 0
LCP_Inputs_ON_Diverse_IEA_2023_05_05 | 2032 | O/CCGT - H2 New | Crossload | Electricity | WC | Dispatch-Crossload | EmissionsCost | 0 | [6 empty] | 0.6246 | 0
LCP_Inputs_ON_Diverse_IEA_2023_05_05 | 2032 | O/CCGT - H2 New | Crossload | Electricity | WC | Dispatch-Crossload | FuelCost | 0 | [6 empty] | 0.6246 | 0
LCP_Inputs_ON_Diverse_IEA_2023_05_05 | 2032 | O/CCGT - H2 New | Crossload | Electricity | WC | Dispatch-Crossload | VOM | 0 | [6 empty] | 0.6246 | 0
LCP_Inputs_ON_Diverse_IEA_2023_05_05 | 2032 | SMR CCS | Generation | Hydrogen | MI | Dispatch-Generation | EmissionsCost | 0 | [6 empty] | 0.6246 | 0
LCP_Inputs_ON_Diverse_IEA_2023_05_05 | 2032 | SMR CCS | Generation | Hydrogen | MI | Dispatch-Generation | FuelCost | 0 | [6 empty] | 0.6246 | 0
LCP_Inputs_ON_Diverse_IEA_2023_05_05 | 2032 | SMR CCS | Generation | Hydrogen | MI | Dispatch-Generation | VOM | 0 | [6 empty] | 0.6246 | 0
LCP_Inputs_ON_Diverse_IEA_2023_05_05 | 2032 | SMR CCS | Generation | Hydrogen | NY | Dispatch-Generation | EmissionsCost | 0 | [6 empty] | 0.6246 | 0
LCP_Inputs_ON_Diverse_IEA_2023_05_05 | 2032 | SMR CCS | Generation | Hydrogen | NY | Dispatch-Generation | FuelCost | 0 | [6 empty] | 0.6246 | 0
LCP_Inputs_ON_Diverse_IEA_2023_05_05 | 2032 | SMR CCS | Generation | Hydrogen | NY | Dispatch-Generation | VOM | 0 | [6 empty] | 0.6246 | 0
LCP_Inputs_ON_Diverse_IEA_2023_05_05 | 2032 | SMR CCS | Generation | Hydrogen | ON | Dispatch-Generation | EmissionsCost | 398520751.9847 | [6 empty] | 0.6246 | 248914885.8861
LCP_Inputs_ON_Diverse_IEA_2023_05_05 | 2032 | SMR CCS | Generation | Hydrogen | ON | Dispatch-Generation | FuelCost | 628171752.4376 | [6 empty] | 0.6246 | 392354223.2021
LCP_Inputs_ON_Diverse_IEA_2023_05_05 | 2032 | SMR CCS | Generation | Hydrogen | ON | Dispatch-Generation | VOM | 0 | [6 empty] | 0.6246 | 0
LCP_Inputs_ON_Diverse_IEA_2023_05_05 | 2032 | SMR CCS | Generation | Hydrogen | PJ | Dispatch-Generation | EmissionsCost | 0 | [6 empty] | 0.6246 | 0
LCP_Inputs_ON_Diverse_IEA_2023_05_05 | 2032 | SMR CCS | Generation | Hydrogen | PJ | Dispatch-Generation | FuelCost | 0 | [6 empty] | 0.6246 | 0
LCP_Inputs_ON_Diverse_IEA_2023_05_05 | 2032 | SMR CCS | Generation | Hydrogen | PJ | Dispatch-Generation | VOM | 0 | [6 empty] | 0.6246 | 0
LCP_Inputs_ON_Diverse_IEA_2023_05_05 | 2032 | SMR CCS | Generation | Hydrogen | QC | Dispatch-Generation | EmissionsCost | 0 | [6 empty] | 0.6246 | 0
LCP_Inputs_ON_Diverse_IEA_2023_05_05 | 2032 | SMR CCS | Generation | Hydrogen | QC | Dispatch-Generation | FuelCost | 0 | [6 empty] | 0.6246 | 0
LCP_Inputs_ON_Diverse_IEA_2023_05_05 | 2032 | SMR CCS | Generation | Hydrogen | QC | Dispatch-Generation | VOM | 0 | [6 empty] | 0.6246 | 0
LCP_Inputs_ON_Diverse_IEA_2023_05_05 | 2032 | SMR CCS | Generation | Hydrogen | WC | Dispatch-Generation | EmissionsCost | 0 | [6 empty] | 0.6246 | 0
LCP_Inputs_ON_Diverse_IEA_2023_05_05 | 2032 | SMR CCS | Generation | Hydrogen | WC | Dispatch-Generation | FuelCost | 0 | [6 empty] | 0.6246 | 0
LCP_Inputs_ON_Diverse_IEA_2023_05_05 | 2032 | SMR CCS | Generation | Hydrogen | WC | Dispatch-Generation | VOM | 0 | [6 empty] | 0.6246 | 0
LCP_Inputs_ON_Diverse_IEA_2023_05_05 | 2032 | Solar PV | Generation | Electricity | MI | Dispatch-Generation | EmissionsCost | 0 | [6 empty] | 0.6246 | 0
LCP_Inputs_ON_Diverse_IEA_2023_05_05 | 2032 | Solar PV | Generation | Electricity | MI | Dispatch-Generation | FuelCost | 0 | [6 empty] | 0.6246 | 0
LCP_Inputs_ON_Diverse_IEA_2023_05_05 | 2032 | Solar PV | Generation | Electricity | MI | Dispatch-Generation | VOM | 0 | [6 empty] | 0.6246 | 0
LCP_Inputs_ON_Diverse_IEA_2023_05_05 | 2032 | Solar PV | Generation | Electricity | NY | Dispatch-Generation | EmissionsCost | 0 | [6 empty] | 0.6246 | 0
LCP_Inputs_ON_Diverse_IEA_2023_05_05 | 2032 | Solar PV | Generation | Electricity | NY | Dispatch-Generation | FuelCost | 0 | [6 empty] | 0.6246 | 0
LCP_Inputs_ON_Diverse_IEA_2023_05_05 | 2032 | Solar PV | Generation | Electricity | NY | Dispatch-Generation | VOM | 0 | [6 empty] | 0.6246 | 0
LCP_Inputs_ON_Diverse_IEA_2023_05_05 | 2032 | Solar PV | Generation | Electricity | ON | Dispatch-Generation | EmissionsCost | 0 | [6 empty] | 0.6246 | 0
LCP_Inputs_ON_Diverse_IEA_2023_05_05 | 2032 | Solar PV | Generation | Electricity | ON | Dispatch-Generation | FuelCost | 0 | [6 empty] | 0.6246 | 0
LCP_Inputs_ON_Diverse_IEA_2023_05_05 | 2032 | Solar PV | Generation | Electricity | ON | Dispatch-Generation | VOM | 0 | [6 empty] | 0.6246 | 0
LCP_Inputs_ON_Diverse_IEA_2023_05_05 | 2032 | Solar PV | Generation | Electricity | PJ | Dispatch-Generation | EmissionsCost | 0 | [6 empty] | 0.6246 | 0
LCP_Inputs_ON_Diverse_IEA_2023_05_05 | 2032 | Solar PV | Generation | Electricity | PJ | Dispatch-Generation | FuelCost | 0 | [6 empty] | 0.6246 | 0
LCP_Inputs_ON_Diverse_IEA_2023_05_05 | 2032 | Solar PV | Generation | Electricity | PJ | Dispatch-Generation | VOM | 0 | [6 empty] | 0.6246 | 0
LCP_Inputs_ON_Diverse_IEA_2023_05_05 | 2032 | Solar PV | Generation | Electricity | QC | Dispatch-Generation | EmissionsCost | 0 | [6 empty] | 0.6246 | 0
LCP_Inputs_ON_Diverse_IEA_2023_05_05 | 2032 | Solar PV | Generation | Electricity | QC | Dispatch-Generation | FuelCost | 0 | [6 empty] | 0.6246 | 0
LCP_Inputs_ON_Diverse_IEA_2023_05_05 | 2032 | Solar PV | Generation | Electricity | QC | Dispatch-Generation | VOM | 0 | [6 empty] | 0.6246 | 0
LCP_Inputs_ON_Diverse_IEA_2023_05_05 | 2032 | Solar PV | Generation | Electricity | WC | Dispatch-Generation | EmissionsCost | 0 | [6 empty] | 0.6246 | 0
LCP_Inputs_ON_Diverse_IEA_2023_05_05 | 2032 | Solar PV | Generation | Electricity | WC | Dispatch-Generation | FuelCost | 0 | [6 empty] | 0.6246 | 0
LCP_Inputs_ON_Diverse_IEA_2023_05_05 | 2032 | Solar PV | Generation | Electricity | WC | Dispatch-Generation | VOM | 0 | [6 empty] | 0.6246 | 0
LCP_Inputs_ON_Diverse_IEA_2023_05_05 | 2032 | Wind Offshore | Generation | Electricity | MI | Dispatch-Generation | EmissionsCost | 0 | [6 empty] | 0.6246 | 0
LCP_Inputs_ON_Diverse_IEA_2023_05_05 | 2032 | Wind Offshore | Generation | Electricity | MI | Dispatch-Generation | FuelCost | 0 | [6 empty] | 0.6246 | 0
LCP_Inputs_ON_Diverse_IEA_2023_05_05 | 2032 | Wind Offshore | Generation | Electricity | MI | Dispatch-Generation | VOM | 0 | [6 empty] | 0.6246 | 0
LCP_Inputs_ON_Diverse_IEA_2023_05_05 | 2032 | Wind Offshore | Generation | Electricity | NY | Dispatch-Generation | EmissionsCost | 0 | [6 empty] | 0.6246 | 0
LCP_Inputs_ON_Diverse_IEA_2023_05_05 | 2032 | Wind Offshore | Generation | Electricity | NY | Dispatch-Generation | FuelCost | 0 | [6 empty] | 0.6246 | 0
LCP_Inputs_ON_Diverse_IEA_2023_05_05 | 2032 | Wind Offshore | Generation | Electricity | NY | Dispatch-Generation | VOM | 0 | [6 empty] | 0.6246 | 0
LCP_Inputs_ON_Diverse_IEA_2023_05_05 | 2032 | Wind Offshore | Generation | Electricity | ON | Dispatch-Generation | EmissionsCost | 0 | [6 empty] | 0.6246 | 0
LCP_Inputs_ON_Diverse_IEA_2023_05_05 | 2032 | Wind Offshore | Generation | Electricity | ON | Dispatch-Generation | FuelCost | 0 | [6 empty] | 0.6246 | 0
LCP_Inputs_ON_Diverse_IEA_2023_05_05 | 2032 | Wind Offshore | Generation | Electricity | ON | Dispatch-Generation | VOM | 0 | [6 empty] | 0.6246 | 0
LCP_Inputs_ON_Diverse_IEA_2023_05_05 | 2032 | Wind Offshore | Generation | Electricity | PJ | Dispatch-Generation | EmissionsCost | 0 | [6 empty] | 0.6246 | 0
LCP_Inputs_ON_Diverse_IEA_2023_05_05 | 2032 | Wind Offshore | Generation | Electricity | PJ | Dispatch-Generation | FuelCost | 0 | [6 empty] | 0.6246 | 0
LCP_Inputs_ON_Diverse_IEA_2023_05_05 | 2032 | Wind Offshore | Generation | Electricity | PJ | Dispatch-Generation | VOM | 0 | [6 empty] | 0.6246 | 0
LCP_Inputs_ON_Diverse_IEA_2023_05_05 | 2032 | Wind Offshore | Generation | Electricity | QC | Dispatch-Generation | EmissionsCost | 0 | [6 empty] | 0.6246 | 0
LCP_Inputs_ON_Diverse_IEA_2023_05_05 | 2032 | Wind Offshore | Generation | Electricity | QC | Dispatch-Generation | FuelCost | 0 | [6 empty] | 0.6246 | 0
LCP_Inputs_ON_Diverse_IEA_2023_05_05 | 2032 | Wind Offshore | Generation | Electricity | QC | Dispatch-Generation | VOM | 0 | [6 empty] | 0.6246 | 0
LCP_Inputs_ON_Diverse_IEA_2023_05_05 | 2032 | Wind Offshore | Generation | Electricity | WC | Dispatch-Generation | EmissionsCost | 0 | [6 empty] | 0.6246 | 0
LCP_Inputs_ON_Diverse_IEA_2023_05_05 | 2032 | Wind Offshore | Generation | Electricity | WC | Dispatch-Generation | FuelCost | 0 | [6 empty] | 0.6246 | 0
LCP_Inputs_ON_Diverse_IEA_2023_05_05 | 2032 | Wind Offshore | Generation | Electricity | WC | Dispatch-Generation | VOM | 0 | [6 empty] | 0.6246 | 0
LCP_Inputs_ON_Diverse_IEA_2023_05_05 | 2032 | Wind Onshore | Generation | Electricity | MI | Dispatch-Generation | EmissionsCost | 0 | [6 empty] | 0.6246 | 0
LCP_Inputs_ON_Diverse_IEA_2023_05_05 | 2032 | Wind Onshore | Generation | Electricity | MI | Dispatch-Generation | FuelCost | 0 | [6 empty] | 0.6246 | 0
LCP_Inputs_ON_Diverse_IEA_2023_05_05 | 2032 | Wind Onshore | Generation | Electricity | MI | Dispatch-Generation | VOM | 0 | [6 empty] | 0.6246 | 0
LCP_Inputs_ON_Diverse_IEA_2023_05_05 | 2032 | Wind Onshore | Generation | Electricity | NY | Dispatch-Generation | EmissionsCost | 0 | [6 empty] | 0.6246 | 0
LCP_Inputs_ON_Diverse_IEA_2023_05_05 | 2032 | Wind Onshore | Generation | Electricity | NY | Dispatch-Generation | FuelCost | 0 | [6 empty] | 0.6246 | 0
LCP_Inputs_ON_Diverse_IEA_2023_05_05 | 2032 | Wind Onshore | Generation | Electricity | NY | Dispatch-Generation | VOM | 0 | [6 empty] | 0.6246 | 0
LCP_Inputs_ON_Diverse_IEA_2023_05_05 | 2032 | Wind Onshore | Generation | Electricity | ON | Dispatch-Generation | EmissionsCost | 0 | [6 empty] | 0.6246 | 0
LCP_Inputs_ON_Diverse_IEA_2023_05_05 | 2032 | Wind Onshore | Generation | Electricity | ON | Dispatch-Generation | FuelCost | 0 | [6 empty] | 0.6246 | 0
LCP_Inputs_ON_Diverse_IEA_2023_05_05 | 2032 | Wind Onshore | Generation | Electricity | ON | Dispatch-Generation | VOM | 0 | [6 empty] | 0.6246 | 0
LCP_Inputs_ON_Diverse_IEA_2023_05_05 | 2032 | Wind Onshore | Generation | Electricity | PJ | Dispatch-Generation | EmissionsCost | 0 | [6 empty] | 0.6246 | 0
LCP_Inputs_ON_Diverse_IEA_2023_05_05 | 2032 | Wind Onshore | Generation | Electricity | PJ | Dispatch-Generation | FuelCost | 0 | [6 empty] | 0.6246 | 0
LCP_Inputs_ON_Diverse_IEA_2023_05_05 | 2032 | Wind Onshore | Generation | Electricity | PJ | Dispatch-Generation | VOM | 0 | [6 empty] | 0.6246 | 0
LCP_Inputs_ON_Diverse_IEA_2023_05_05 | 2032 | Wind Onshore | Generation | Electricity | QC | Dispatch-Generation | EmissionsCost | 0 | [6 empty] | 0.6246 | 0
LCP_Inputs_ON_Diverse_IEA_2023_05_05 | 2032 | Wind Onshore | Generation | Electricity | QC | Dispatch-Generation | FuelCost | 0 | [6 empty] | 0.6246 | 0
LCP_Inputs_ON_Diverse_IEA_2023_05_05 | 2032 | Wind Onshore | Generation | Electricity | QC | Dispatch-Generation | VOM | 0 | [6 empty] | 0.6246 | 0
LCP_Inputs_ON_Diverse_IEA_2023_05_05 | 2032 | Wind Onshore | Generation | Electricity | WC | Dispatch-Generation | EmissionsCost | 0 | [6 empty] | 0.6246 | 0
LCP_Inputs_ON_Diverse_IEA_2023_05_05 | 2032 | Wind Onshore | Generation | Electricity | WC | Dispatch-Generation | FuelCost | 0 | [6 empty] | 0.6246 | 0
LCP_Inputs_ON_Diverse_IEA_2023_05_05 | 2032 | Wind Onshore | Generation | Electricity | WC | Dispatch-Generation | VOM | 0 | [6 empty] | 0.6246 | 0
LCP_Inputs_ON_Diverse_IEA_2023_05_05 | 2033 | Anaerobic Digestion | Generation | Methane | MI | Dispatch-Generation | EmissionsCost | 0 | [6 empty] | 0.60057 | 0
LCP_Inputs_ON_Diverse_IEA_2023_05_05 | 2033 | Anaerobic Digestion | Generation | Methane | MI | Dispatch-Generation | FuelCost | 0 | [6 empty] | 0.60057 | 0
LCP_Inputs_ON_Diverse_IEA_2023_05_05 | 2033 | Anaerobic Digestion | Generation | Methane | MI | Dispatch-Generation | VOM | 0 | [6 empty] | 0.60057 | 0
LCP_Inputs_ON_Diverse_IEA_2023_05_05 | 2033 | Anaerobic Digestion | Generation | Methane | NY | Dispatch-Generation | EmissionsCost | 0 | [6 empty] | 0.60057 | 0
LCP_Inputs_ON_Diverse_IEA_2023_05_05 | 2033 | Anaerobic Digestion | Generation | Methane | NY | Dispatch-Generation | FuelCost | 0 | [6 empty] | 0.60057 | 0
LCP_Inputs_ON_Diverse_IEA_2023_05_05 | 2033 | Anaerobic Digestion | Generation | Methane | NY | Dispatch-Generation | VOM | 0 | [6 empty] | 0.60057 | 0
LCP_Inputs_ON_Diverse_IEA_2023_05_05 | 2033 | Anaerobic Digestion | Generation | Methane | ON | Dispatch-Generation | EmissionsCost | 1840449.9197 | [6 empty] | 0.60057 | 1105326.5286
LCP_Inputs_ON_Diverse_IEA_2023_05_05 | 2033 | Anaerobic Digestion | Generation | Methane | ON | Dispatch-Generation | FuelCost | 0 | [6 empty] | 0.60057 | 0
LCP_Inputs_ON_Diverse_IEA_2023_05_05 | 2033 | Anaerobic Digestion | Generation | Methane | ON | Dispatch-Generation | VOM | 862230000 | [6 empty] | 0.60057 | 517832994.2879
LCP_Inputs_ON_Diverse_IEA_2023_05_05 | 2033 | Anaerobic Digestion | Generation | Methane | PJ | Dispatch-Generation | EmissionsCost | 0 | [6 empty] | 0.60057 | 0
LCP_Inputs_ON_Diverse_IEA_2023_05_05 | 2033 | Anaerobic Digestion | Generation | Methane | PJ | Dispatch-Generation | FuelCost | 0 | [6 empty] | 0.60057 | 0
LCP_Inputs_ON_Diverse_IEA_2023_05_05 | 2033 | Anaerobic Digestion | Generation | Methane | PJ | Dispatch-Generation | VOM | 0 | [6 empty] | 0.60057 | 0
LCP_Inputs_ON_Diverse_IEA_2023_05_05 | 2033 | Anaerobic Digestion | Generation | Methane | QC | Dispatch-Generation | EmissionsCost | 0 | [6 empty] | 0.60057 | 0
LCP_Inputs_ON_Diverse_IEA_2023_05_05 | 2033 | Anaerobic Digestion | Generation | Methane | QC | Dispatch-Generation | FuelCost | 0 | [6 empty] | 0.60057 | 0
LCP_Inputs_ON_Diverse_IEA_2023_05_05 | 2033 | Anaerobic Digestion | Generation | Methane | QC | Dispatch-Generation | VOM | 0 | [6 empty] | 0.60057 | 0
LCP_Inputs_ON_Diverse_IEA_2023_05_05 | 2033 | Anaerobic Digestion | Generation | Methane | WC | Dispatch-Generation | EmissionsCost | 0 | [6 empty] | 0.60057 | 0
LCP_Inputs_ON_Diverse_IEA_2023_05_05 | 2033 | Anaerobic Digestion | Generation | Methane | WC | Dispatch-Generation | FuelCost | 0 | [6 empty] | 0.60057 | 0
LCP_Inputs_ON_Diverse_IEA_2023_05_05 | 2033 | Anaerobic Digestion | Generation | Methane | WC | Dispatch-Generation | VOM | 0 | [6 empty] | 0.60057 | 0
LCP_Inputs_ON_Diverse_IEA_2023_05_05 | 2033 | Battery Storage | Storage | Electricity | MI | Dispatch-Storage | EmissionsCost | 0 | [6 empty] | 0.60057 | 0
LCP_Inputs_ON_Diverse_IEA_2023_05_05 | 2033 | Battery Storage | Storage | Electricity | MI | Dispatch-Storage | FuelCost | 0 | [6 empty] | 0.60057 | 0
LCP_Inputs_ON_Diverse_IEA_2023_05_05 | 2033 | Battery Storage | Storage | Electricity | MI | Dispatch-Storage | VOM | 0 | [6 empty] | 0.60057 | 0
LCP_Inputs_ON_Diverse_IEA_2023_05_05 | 2033 | Battery Storage | Storage | Electricity | NY | Dispatch-Storage | EmissionsCost | 0 | [6 empty] | 0.60057 | 0
LCP_Inputs_ON_Diverse_IEA_2023_05_05 | 2033 | Battery Storage | Storage | Electricity | NY | Dispatch-Storage | FuelCost | 0 | [6 empty] | 0.60057 | 0
LCP_Inputs_ON_Diverse_IEA_2023_05_05 | 2033 | Battery Storage | Storage | Electricity | NY | Dispatch-Storage | VOM | 0 | [6 empty] | 0.60057 | 0
LCP_Inputs_ON_Diverse_IEA_2023_05_05 | 2033 | Battery Storage | Storage | Electricity | ON | Dispatch-Storage | EmissionsCost | 0 | [6 empty] | 0.60057 | 0
LCP_Inputs_ON_Diverse_IEA_2023_05_05 | 2033 | Battery Storage | Storage | Electricity | ON | Dispatch-Storage | FuelCost | 0 | [6 empty] | 0.60057 | 0
LCP_Inputs_ON_Diverse_IEA_2023_05_05 | 2033 | Battery Storage | Storage | Electricity | ON | Dispatch-Storage | VOM | 0 | [6 empty] | 0.60057 | 0
LCP_Inputs_ON_Diverse_IEA_2023_05_05 | 2033 | Battery Storage | Storage | Electricity | PJ | Dispatch-Storage | EmissionsCost | 0 | [6 empty] | 0.60057 | 0
LCP_Inputs_ON_Diverse_IEA_2023_05_05 | 2033 | Battery Storage | Storage | Electricity | PJ | Dispatch-Storage | FuelCost | 0 | [6 empty] | 0.60057 | 0
LCP_Inputs_ON_Diverse_IEA_2023_05_05 | 2033 | Battery Storage | Storage | Electricity | PJ | Dispatch-Storage | VOM | 0 | [6 empty] | 0.60057 | 0
LCP_Inputs_ON_Diverse_IEA_2023_05_05 | 2033 | Battery Storage | Storage | Electricity | QC | Dispatch-Storage | EmissionsCost | 0 | [6 empty] | 0.60057 | 0
LCP_Inputs_ON_Diverse_IEA_2023_05_05 | 2033 | Battery Storage | Storage | Electricity | QC | Dispatch-Storage | FuelCost | 0 | [6 empty] | 0.60057 | 0
LCP_Inputs_ON_Diverse_IEA_2023_05_05 | 2033 | Battery Storage | Storage | Electricity | QC | Dispatch-Storage | VOM | 0 | [6 empty] | 0.60057 | 0
LCP_Inputs_ON_Diverse_IEA_2023_05_05 | 2033 | Battery Storage | Storage | Electricity | WC | Dispatch-Storage | EmissionsCost | 0 | [6 empty] | 0.60057 | 0
LCP_Inputs_ON_Diverse_IEA_2023_05_05 | 2033 | Battery Storage | Storage | Electricity | WC | Dispatch-Storage | FuelCost | 0 | [6 empty] | 0.60057 | 0
LCP_Inputs_ON_Diverse_IEA_2023_05_05 | 2033 | Battery Storage | Storage | Electricity | WC | Dispatch-Storage | VOM | 0 | [6 empty] | 0.60057 | 0
LCP_Inputs_ON_Diverse_IEA_2023_05_05 | 2033 | Biomass | Generation | Electricity | MI | Dispatch-Generation | EmissionsCost | 0 | [6 empty] | 0.60057 | 0
LCP_Inputs_ON_Diverse_IEA_2023_05_05 | 2033 | Biomass | Generation | Electricity | MI | Dispatch-Generation | FuelCost | 0 | [6 empty] | 0.60057 | 0
LCP_Inputs_ON_Diverse_IEA_2023_05_05 | 2033 | Biomass | Generation | Electricity | MI | Dispatch-Generation | VOM | 0 | [6 empty] | 0.60057 | 0
LCP_Inputs_ON_Diverse_IEA_2023_05_05 | 2033 | Biomass | Generation | Electricity | NY | Dispatch-Generation | EmissionsCost | 0 | [6 empty] | 0.60057 | 0
LCP_Inputs_ON_Diverse_IEA_2023_05_05 | 2033 | Biomass | Generation | Electricity | NY | Dispatch-Generation | FuelCost | 0 | [6 empty] | 0.60057 | 0
LCP_Inputs_ON_Diverse_IEA_2023_05_05 | 2033 | Biomass | Generation | Electricity | NY | Dispatch-Generation | VOM | 0 | [6 empty] | 0.60057 | 0
LCP_Inputs_ON_Diverse_IEA_2023_05_05 | 2033 | Biomass | Generation | Electricity | ON | Dispatch-Generation | EmissionsCost | 0 | [6 empty] | 0.60057 | 0
LCP_Inputs_ON_Diverse_IEA_2023_05_05 | 2033 | Biomass | Generation | Electricity | ON | Dispatch-Generation | FuelCost | 0 | [6 empty] | 0.60057 | 0
LCP_Inputs_ON_Diverse_IEA_2023_05_05 | 2033 | Biomass | Generation | Electricity | ON | Dispatch-Generation | VOM | 0 | [6 empty] | 0.60057 | 0
LCP_Inputs_ON_Diverse_IEA_2023_05_05 | 2033 | Biomass | Generation | Electricity | PJ | Dispatch-Generation | EmissionsCost | 0 | [6 empty] | 0.60057 | 0
LCP_Inputs_ON_Diverse_IEA_2023_05_05 | 2033 | Biomass | Generation | Electricity | PJ | Dispatch-Generation | FuelCost | 0 | [6 empty] | 0.60057 | 0
LCP_Inputs_ON_Diverse_IEA_2023_05_05 | 2033 | Biomass | Generation | Electricity | PJ | Dispatch-Generation | VOM | 0 | [6 empty] | 0.60057 | 0
LCP_Inputs_ON_Diverse_IEA_2023_05_05 | 2033 | Biomass | Generation | Electricity | QC | Dispatch-Generation | EmissionsCost | 0 | [6 empty] | 0.60057 | 0
LCP_Inputs_ON_Diverse_IEA_2023_05_05 | 2033 | Biomass | Generation | Electricity | QC | Dispatch-Generation | FuelCost | 82244.5648 | [6 empty] | 0.60057 | 49393.9543
LCP_Inputs_ON_Diverse_IEA_2023_05_05 | 2033 | Biomass | Generation | Electricity | QC | Dispatch-Generation | VOM | 1055.4719 | [6 empty] | 0.60057 | 633.8891
LCP_Inputs_ON_Diverse_IEA_2023_05_05 | 2033 | Biomass | Generation | Electricity | WC | Dispatch-Generation | EmissionsCost | 0 | [6 empty] | 0.60057 | 0
LCP_Inputs_ON_Diverse_IEA_2023_05_05 | 2033 | Biomass | Generation | Electricity | WC | Dispatch-Generation | FuelCost | 0 | [6 empty] | 0.60057 | 0
LCP_Inputs_ON_Diverse_IEA_2023_05_05 | 2033 | Biomass | Generation | Electricity | WC | Dispatch-Generation | VOM | 0 | [6 empty] | 0.60057 | 0
LCP_Inputs_ON_Diverse_IEA_2023_05_05 | 2033 | Biomass + CCS | Generation | Electricity | MI | Dispatch-Generation | EmissionsCost | 0 | [6 empty] | 0.60057 | 0
LCP_Inputs_ON_Diverse_IEA_2023_05_05 | 2033 | Biomass + CCS | Generation | Electricity | MI | Dispatch-Generation | FuelCost | 0 | [6 empty] | 0.60057 | 0
LCP_Inputs_ON_Diverse_IEA_2023_05_05 | 2033 | Biomass + CCS | Generation | Electricity | MI | Dispatch-Generation | VOM | 0 | [6 empty] | 0.60057 | 0
LCP_Inputs_ON_Diverse_IEA_2023_05_05 | 2033 | Biomass + CCS | Generation | Electricity | NY | Dispatch-Generation | EmissionsCost | 0 | [6 empty] | 0.60057 | 0
LCP_Inputs_ON_Diverse_IEA_2023_05_05 | 2033 | Biomass + CCS | Generation | Electricity | NY | Dispatch-Generation | FuelCost | 0 | [6 empty] | 0.60057 | 0
LCP_Inputs_ON_Diverse_IEA_2023_05_05 | 2033 | Biomass + CCS | Generation | Electricity | NY | Dispatch-Generation | VOM | 0 | [6 empty] | 0.60057 | 0
LCP_Inputs_ON_Diverse_IEA_2023_05_05 | 2033 | Biomass + CCS | Generation | Electricity | ON | Dispatch-Generation | EmissionsCost | 0 | [6 empty] | 0.60057 | 0
LCP_Inputs_ON_Diverse_IEA_2023_05_05 | 2033 | Biomass + CCS | Generation | Electricity | ON | Dispatch-Generation | FuelCost | 0 | [6 empty] | 0.60057 | 0
LCP_Inputs_ON_Diverse_IEA_2023_05_05 | 2033 | Biomass + CCS | Generation | Electricity | ON | Dispatch-Generation | VOM | 0 | [6 empty] | 0.60057 | 0
LCP_Inputs_ON_Diverse_IEA_2023_05_05 | 2033 | Biomass + CCS | Generation | Electricity | PJ | Dispatch-Generation | EmissionsCost | 0 | [6 empty] | 0.60057 | 0
LCP_Inputs_ON_Diverse_IEA_2023_05_05 | 2033 | Biomass + CCS | Generation | Electricity | PJ | Dispatch-Generation | FuelCost | 0 | [6 empty] | 0.60057 | 0
LCP_Inputs_ON_Diverse_IEA_2023_05_05 | 2033 | Biomass + CCS | Generation | Electricity | PJ | Dispatch-Generation | VOM | 0 | [6 empty] | 0.60057 | 0
LCP_Inputs_ON_Diverse_IEA_2023_05_05 | 2033 | Biomass + CCS | Generation | Electricity | QC | Dispatch-Generation | EmissionsCost | 0 | [6 empty] | 0.60057 | 0
LCP_Inputs_ON_Diverse_IEA_2023_05_05 | 2033 | Biomass + CCS | Generation | Electricity | QC | Dispatch-Generation | FuelCost | 0 | [6 empty] | 0.60057 | 0
LCP_Inputs_ON_Diverse_IEA_2023_05_05 | 2033 | Biomass + CCS | Generation | Electricity | QC | Dispatch-Generation | VOM | 0 | [6 empty] | 0.60057 | 0
LCP_Inputs_ON_Diverse_IEA_2023_05_05 | 2033 | Biomass + CCS | Generation | Electricity | WC | Dispatch-Generation | EmissionsCost | 0 | [6 empty] | 0.60057 | 0
LCP_Inputs_ON_Diverse_IEA_2023_05_05 | 2033 | Biomass + CCS | Generation | Electricity | WC | Dispatch-Generation | FuelCost | 0 | [6 empty] | 0.60057 | 0
LCP_Inputs_ON_Diverse_IEA_2023_05_05 | 2033 | Biomass + CCS | Generation | Electricity | WC | Dispatch-Generation | VOM | 0 | [6 empty] | 0.60057 | 0
LCP_Inputs_ON_Diverse_IEA_2023_05_05 | 2033 | CH4 + CCS | Generation | Methane | MI | Dispatch-Generation | EmissionsCost | 0 | [6 empty] | 0.60057 | 0
LCP_Inputs_ON_Diverse_IEA_2023_05_05 | 2033 | CH4 + CCS | Generation | Methane | MI | Dispatch-Generation | FuelCost | 0 | [6 empty] | 0.60057 | 0
LCP_Inputs_ON_Diverse_IEA_2023_05_05 | 2033 | CH4 + CCS | Generation | Methane | MI | Dispatch-Generation | VOM | 0 | [6 empty] | 0.60057 | 0
LCP_Inputs_ON_Diverse_IEA_2023_05_05 | 2033 | CH4 + CCS | Generation | Methane | NY | Dispatch-Generation | EmissionsCost | 0 | [6 empty] | 0.60057 | 0
LCP_Inputs_ON_Diverse_IEA_2023_05_05 | 2033 | CH4 + CCS | Generation | Methane | NY | Dispatch-Generation | FuelCost | 0 | [6 empty] | 0.60057 | 0
LCP_Inputs_ON_Diverse_IEA_2023_05_05 | 2033 | CH4 + CCS | Generation | Methane | NY | Dispatch-Generation | VOM | 0 | [6 empty] | 0.60057 | 0
LCP_Inputs_ON_Diverse_IEA_2023_05_05 | 2033 | CH4 + CCS | Generation | Methane | ON | Dispatch-Generation | EmissionsCost | 36250644.3017 | [6 empty] | 0.60057 | 21771197.5733
LCP_Inputs_ON_Diverse_IEA_2023_05_05 | 2033 | CH4 + CCS | Generation | Methane | ON | Dispatch-Generation | FuelCost | 171398728.1399 | [6 empty] | 0.60057 | 102937634.5173
LCP_Inputs_ON_Diverse_IEA_2023_05_05 | 2033 | CH4 + CCS | Generation | Methane | ON | Dispatch-Generation | VOM | 19178821.6667 | [6 empty] | 0.60057 | 11518303.2956
LCP_Inputs_ON_Diverse_IEA_2023_05_05 | 2033 | CH4 + CCS | Generation | Methane | PJ | Dispatch-Generation | EmissionsCost | 0 | [6 empty] | 0.60057 | 0
LCP_Inputs_ON_Diverse_IEA_2023_05_05 | 2033 | CH4 + CCS | Generation | Methane | PJ | Dispatch-Generation | FuelCost | 0 | [6 empty] | 0.60057 | 0
LCP_Inputs_ON_Diverse_IEA_2023_05_05 | 2033 | CH4 + CCS | Generation | Methane | PJ | Dispatch-Generation | VOM | 0 | [6 empty] | 0.60057 | 0
LCP_Inputs_ON_Diverse_IEA_2023_05_05 | 2033 | CH4 + CCS | Generation | Methane | QC | Dispatch-Generation | EmissionsCost | 0 | [6 empty] | 0.60057 | 0
LCP_Inputs_ON_Diverse_IEA_2023_05_05 | 2033 | CH4 + CCS | Generation | Methane | QC | Dispatch-Generation | FuelCost | 0 | [6 empty] | 0.60057 | 0
LCP_Inputs_ON_Diverse_IEA_2023_05_05 | 2033 | CH4 + CCS | Generation | Methane | QC | Dispatch-Generation | VOM | 0 | [6 empty] | 0.60057 | 0
LCP_Inputs_ON_Diverse_IEA_2023_05_05 | 2033 | CH4 + CCS | Generation | Methane | WC | Dispatch-Generation | EmissionsCost | 0 | [6 empty] | 0.60057 | 0
LCP_Inputs_ON_Diverse_IEA_2023_05_05 | 2033 | CH4 + CCS | Generation | Methane | WC | Dispatch-Generation | FuelCost | 0 | [6 empty] | 0.60057 | 0
LCP_Inputs_ON_Diverse_IEA_2023_05_05 | 2033 | CH4 + CCS | Generation | Methane | WC | Dispatch-Generation | VOM | 0 | [6 empty] | 0.60057 | 0
LCP_Inputs_ON_Diverse_IEA_2023_05_05 | 2033 | CH4 Import - NY 2020 | Import | Methane | MI | Dispatch-Import | EmissionsCost | 0 | [6 empty] | 0.60057 | 0
LCP_Inputs_ON_Diverse_IEA_2023_05_05 | 2033 | CH4 Import - NY 2020 | Import | Methane | MI | Dispatch-Import | FuelCost | 0 | [6 empty] | 0.60057 | 0
LCP_Inputs_ON_Diverse_IEA_2023_05_05 | 2033 | CH4 Import - NY 2020 | Import | Methane | MI | Dispatch-Import | VOM | 0 | [6 empty] | 0.60057 | 0
LCP_Inputs_ON_Diverse_IEA_2023_05_05 | 2033 | CH4 Import - NY 2020 | Import | Methane | NY | Dispatch-Import | EmissionsCost | 0 | [6 empty] | 0.60057 | 0
LCP_Inputs_ON_Diverse_IEA_2023_05_05 | 2033 | CH4 Import - NY 2020 | Import | Methane | NY | Dispatch-Import | FuelCost | 0 | [6 empty] | 0.60057 | 0
LCP_Inputs_ON_Diverse_IEA_2023_05_05 | 2033 | CH4 Import - NY 2020 | Import | Methane | NY | Dispatch-Import | VOM | 0 | [6 empty] | 0.60057 | 0
LCP_Inputs_ON_Diverse_IEA_2023_05_05 | 2033 | CH4 Import - NY 2020 | Import | Methane | ON | Dispatch-Import | EmissionsCost | 0 | [6 empty] | 0.60057 | 0
LCP_Inputs_ON_Diverse_IEA_2023_05_05 | 2033 | CH4 Import - NY 2020 | Import | Methane | ON | Dispatch-Import | FuelCost | 0 | [6 empty] | 0.60057 | 0
LCP_Inputs_ON_Diverse_IEA_2023_05_05 | 2033 | CH4 Import - NY 2020 | Import | Methane | ON | Dispatch-Import | VOM | 0 | [6 empty] | 0.60057 | 0
LCP_Inputs_ON_Diverse_IEA_2023_05_05 | 2033 | CH4 Import - NY 2020 | Import | Methane | PJ | Dispatch-Import | EmissionsCost | 0 | [6 empty] | 0.60057 | 0
LCP_Inputs_ON_Diverse_IEA_2023_05_05 | 2033 | CH4 Import - NY 2020 | Import | Methane | PJ | Dispatch-Import | FuelCost | 0 | [6 empty] | 0.60057 | 0
LCP_Inputs_ON_Diverse_IEA_2023_05_05 | 2033 | CH4 Import - NY 2020 | Import | Methane | PJ | Dispatch-Import | VOM | 0 | [6 empty] | 0.60057 | 0
LCP_Inputs_ON_Diverse_IEA_2023_05_05 | 2033 | CH4 Import - NY 2020 | Import | Methane | QC | Dispatch-Import | EmissionsCost | 0 | [6 empty] | 0.60057 | 0
LCP_Inputs_ON_Diverse_IEA_2023_05_05 | 2033 | CH4 Import - NY 2020 | Import | Methane | QC | Dispatch-Import | FuelCost | 0 | [6 empty] | 0.60057 | 0
LCP_Inputs_ON_Diverse_IEA_2023_05_05 | 2033 | CH4 Import - NY 2020 | Import | Methane | QC | Dispatch-Import | VOM | 0 | [6 empty] | 0.60057 | 0
LCP_Inputs_ON_Diverse_IEA_2023_05_05 | 2033 | CH4 Import - NY 2020 | Import | Methane | WC | Dispatch-Import | EmissionsCost | 0 | [6 empty] | 0.60057 | 0
LCP_Inputs_ON_Diverse_IEA_2023_05_05 | 2033 | CH4 Import - NY 2020 | Import | Methane | WC | Dispatch-Import | FuelCost | 0 | [6 empty] | 0.60057 | 0
LCP_Inputs_ON_Diverse_IEA_2023_05_05 | 2033 | CH4 Import - NY 2020 | Import | Methane | WC | Dispatch-Import | VOM | 0 | [6 empty] | 0.60057 | 0
LCP_Inputs_ON_Diverse_IEA_2023_05_05 | 2033 | CH4 Import - NY 2030 | Import | Methane | MI | Dispatch-Import | EmissionsCost | 0 | [6 empty] | 0.60057 | 0
LCP_Inputs_ON_Diverse_IEA_2023_05_05 | 2033 | CH4 Import - NY 2030 | Import | Methane | MI | Dispatch-Import | FuelCost | 0 | [6 empty] | 0.60057 | 0
LCP_Inputs_ON_Diverse_IEA_2023_05_05 | 2033 | CH4 Import - NY 2030 | Import | Methane | MI | Dispatch-Import | VOM | 0 | [6 empty] | 0.60057 | 0
LCP_Inputs_ON_Diverse_IEA_2023_05_05 | 2033 | CH4 Import - NY 2030 | Import | Methane | NY | Dispatch-Import | EmissionsCost | 1400246087.116 | [6 empty] | 0.60057 | 840951514.1333
LCP_Inputs_ON_Diverse_IEA_2023_05_05 | 2033 | CH4 Import - NY 2030 | Import | Methane | NY | Dispatch-Import | FuelCost | 644356120.8267 | [6 empty] | 0.60057 | 386983588.4108
LCP_Inputs_ON_Diverse_IEA_2023_05_05 | 2033 | CH4 Import - NY 2030 | Import | Methane | NY | Dispatch-Import | VOM | 0 | [6 empty] | 0.60057 | 0
LCP_Inputs_ON_Diverse_IEA_2023_05_05 | 2033 | CH4 Import - NY 2030 | Import | Methane | ON | Dispatch-Import | EmissionsCost | 0 | [6 empty] | 0.60057 | 0
LCP_Inputs_ON_Diverse_IEA_2023_05_05 | 2033 | CH4 Import - NY 2030 | Import | Methane | ON | Dispatch-Import | FuelCost | 0 | [6 empty] | 0.60057 | 0
LCP_Inputs_ON_Diverse_IEA_2023_05_05 | 2033 | CH4 Import - NY 2030 | Import | Methane | ON | Dispatch-Import | VOM | 0 | [6 empty] | 0.60057 | 0
LCP_Inputs_ON_Diverse_IEA_2023_05_05 | 2033 | CH4 Import - NY 2030 | Import | Methane | PJ | Dispatch-Import | EmissionsCost | 0 | [6 empty] | 0.60057 | 0
LCP_Inputs_ON_Diverse_IEA_2023_05_05 | 2033 | CH4 Import - NY 2030 | Import | Methane | PJ | Dispatch-Import | FuelCost | 0 | [6 empty] | 0.60057 | 0
LCP_Inputs_ON_Diverse_IEA_2023_05_05 | 2033 | CH4 Import - NY 2030 | Import | Methane | PJ | Dispatch-Import | VOM | 0 | [6 empty] | 0.60057 | 0
LCP_Inputs_ON_Diverse_IEA_2023_05_05 | 2033 | CH4 Import - NY 2030 | Import | Methane | QC | Dispatch-Import | EmissionsCost | 0 | [6 empty] | 0.60057 | 0
LCP_Inputs_ON_Diverse_IEA_2023_05_05 | 2033 | CH4 Import - NY 2030 | Import | Methane | QC | Dispatch-Import | FuelCost | 0 | [6 empty] | 0.60057 | 0
LCP_Inputs_ON_Diverse_IEA_2023_05_05 | 2033 | CH4 Import - NY 2030 | Import | Methane | QC | Dispatch-Import | VOM | 0 | [6 empty] | 0.60057 | 0
LCP_Inputs_ON_Diverse_IEA_2023_05_05 | 2033 | CH4 Import - NY 2030 | Import | Methane | WC | Dispatch-Import | EmissionsCost | 0 | [6 empty] | 0.60057 | 0
LCP_Inputs_ON_Diverse_IEA_2023_05_05 | 2033 | CH4 Import - NY 2030 | Import | Methane | WC | Dispatch-Import | FuelCost | 0 | [6 empty] | 0.60057 | 0
LCP_Inputs_ON_Diverse_IEA_2023_05_05 | 2033 | CH4 Import - NY 2030 | Import | Methane | WC | Dispatch-Import | VOM | 0 | [6 empty] | 0.60057 | 0
LCP_Inputs_ON_Diverse_IEA_2023_05_05 | 2033 | CH4 Import - NY 2040 | Import | Methane | MI | Dispatch-Import | EmissionsCost | 0 | [6 empty] | 0.60057 | 0
LCP_Inputs_ON_Diverse_IEA_2023_05_05 | 2033 | CH4 Import - NY 2040 | Import | Methane | MI | Dispatch-Import | FuelCost | 0 | [6 empty] | 0.60057 | 0
LCP_Inputs_ON_Diverse_IEA_2023_05_05 | 2033 | CH4 Import - NY 2040 | Import | Methane | MI | Dispatch-Import | VOM | 0 | [6 empty] | 0.60057 | 0
LCP_Inputs_ON_Diverse_IEA_2023_05_05 | 2033 | CH4 Import - NY 2040 | Import | Methane | NY | Dispatch-Import | EmissionsCost | 0 | [6 empty] | 0.60057 | 0
LCP_Inputs_ON_Diverse_IEA_2023_05_05 | 2033 | CH4 Import - NY 2040 | Import | Methane | NY | Dispatch-Import | FuelCost | 0 | [6 empty] | 0.60057 | 0
LCP_Inputs_ON_Diverse_IEA_2023_05_05 | 2033 | CH4 Import - NY 2040 | Import | Methane | NY | Dispatch-Import | VOM | 0 | [6 empty] | 0.60057 | 0
LCP_Inputs_ON_Diverse_IEA_2023_05_05 | 2033 | CH4 Import - NY 2040 | Import | Methane | ON | Dispatch-Import | EmissionsCost | 0 | [6 empty] | 0.60057 | 0
LCP_Inputs_ON_Diverse_IEA_2023_05_05 | 2033 | CH4 Import - NY 2040 | Import | Methane | ON | Dispatch-Import | FuelCost | 0 | [6 empty] | 0.60057 | 0
LCP_Inputs_ON_Diverse_IEA_2023_05_05 | 2033 | CH4 Import - NY 2040 | Import | Methane | ON | Dispatch-Import | VOM | 0 | [6 empty] | 0.60057 | 0
LCP_Inputs_ON_Diverse_IEA_2023_05_05 | 2033 | CH4 Import - NY 2040 | Import | Methane | PJ | Dispatch-Import | EmissionsCost | 0 | [6 empty] | 0.60057 | 0
LCP_Inputs_ON_Diverse_IEA_2023_05_05 | 2033 | CH4 Import - NY 2040 | Import | Methane | PJ | Dispatch-Import | FuelCost | 0 | [6 empty] | 0.60057 | 0
LCP_Inputs_ON_Diverse_IEA_2023_05_05 | 2033 | CH4 Import - NY 2040 | Import | Methane | PJ | Dispatch-Import | VOM | 0 | [6 empty] | 0.60057 | 0
LCP_Inputs_ON_Diverse_IEA_2023_05_05 | 2033 | CH4 Import - NY 2040 | Import | Methane | QC | Dispatch-Import | EmissionsCost | 0 | [6 empty] | 0.60057 | 0
LCP_Inputs_ON_Diverse_IEA_2023_05_05 | 2033 | CH4 Import - NY 2040 | Import | Methane | QC | Dispatch-Import | FuelCost | 0 | [6 empty] | 0.60057 | 0
LCP_Inputs_ON_Diverse_IEA_2023_05_05 | 2033 | CH4 Import - NY 2040 | Import | Methane | QC | Dispatch-Import | VOM | 0 | [6 empty] | 0.60057 | 0
LCP_Inputs_ON_Diverse_IEA_2023_05_05 | 2033 | CH4 Import - NY 2040 | Import | Methane | WC | Dispatch-Import | EmissionsCost | 0 | [6 empty] | 0.60057 | 0
LCP_Inputs_ON_Diverse_IEA_2023_05_05 | 2033 | CH4 Import - NY 2040 | Import | Methane | WC | Dispatch-Import | FuelCost | 0 | [6 empty] | 0.60057 | 0
LCP_Inputs_ON_Diverse_IEA_2023_05_05 | 2033 | CH4 Import - NY 2040 | Import | Methane | WC | Dispatch-Import | VOM | 0 | [6 empty] | 0.60057 | 0
LCP_Inputs_ON_Diverse_IEA_2023_05_05 | 2033 | CH4 Import - NY 2050 | Import | Methane | MI | Dispatch-Import | EmissionsCost | 0 | [6 empty] | 0.60057 | 0
LCP_Inputs_ON_Diverse_IEA_2023_05_05 | 2033 | CH4 Import - NY 2050 | Import | Methane | MI | Dispatch-Import | FuelCost | 0 | [6 empty] | 0.60057 | 0
LCP_Inputs_ON_Diverse_IEA_2023_05_05 | 2033 | CH4 Import - NY 2050 | Import | Methane | MI | Dispatch-Import | VOM | 0 | [6 empty] | 0.60057 | 0
LCP_Inputs_ON_Diverse_IEA_2023_05_05 | 2033 | CH4 Import - NY 2050 | Import | Methane | NY | Dispatch-Import | EmissionsCost | 0 | [6 empty] | 0.60057 | 0
LCP_Inputs_ON_Diverse_IEA_2023_05_05 | 2033 | CH4 Import - NY 2050 | Import | Methane | NY | Dispatch-Import | FuelCost | 0 | [6 empty] | 0.60057 | 0
LCP_Inputs_ON_Diverse_IEA_2023_05_05 | 2033 | CH4 Import - NY 2050 | Import | Methane | NY | Dispatch-Import | VOM | 0 | [6 empty] | 0.60057 | 0
LCP_Inputs_ON_Diverse_IEA_2023_05_05 | 2033 | CH4 Import - NY 2050 | Import | Methane | ON | Dispatch-Import | EmissionsCost | 0 | [6 empty] | 0.60057 | 0
LCP_Inputs_ON_Diverse_IEA_2023_05_05 | 2033 | CH4 Import - NY 2050 | Import | Methane | ON | Dispatch-Import | FuelCost | 0 | [6 empty] | 0.60057 | 0
LCP_Inputs_ON_Diverse_IEA_2023_05_05 | 2033 | CH4 Import - NY 2050 | Import | Methane | ON | Dispatch-Import | VOM | 0 | [6 empty] | 0.60057 | 0
LCP_Inputs_ON_Diverse_IEA_2023_05_05 | 2033 | CH4 Import - NY 2050 | Import | Methane | PJ | Dispatch-Import | EmissionsCost | 0 | [6 empty] | 0.60057 | 0
LCP_Inputs_ON_Diverse_IEA_2023_05_05 | 2033 | CH4 Import - NY 2050 | Import | Methane | PJ | Dispatch-Import | FuelCost | 0 | [6 empty] | 0.60057 | 0
LCP_Inputs_ON_Diverse_IEA_2023_05_05 | 2033 | CH4 Import - NY 2050 | Import | Methane | PJ | Dispatch-Import | VOM | 0 | [6 empty] | 0.60057 | 0
LCP_Inputs_ON_Diverse_IEA_2023_05_05 | 2033 | CH4 Import - NY 2050 | Import | Methane | QC | Dispatch-Import | EmissionsCost | 0 | [6 empty] | 0.60057 | 0
LCP_Inputs_ON_Diverse_IEA_2023_05_05 | 2033 | CH4 Import - NY 2050 | Import | Methane | QC | Dispatch-Import | FuelCost | 0 | [6 empty] | 0.60057 | 0
LCP_Inputs_ON_Diverse_IEA_2023_05_05 | 2033 | CH4 Import - NY 2050 | Import | Methane | QC | Dispatch-Import | VOM | 0 | [6 empty] | 0.60057 | 0
LCP_Inputs_ON_Diverse_IEA_2023_05_05 | 2033 | CH4 Import - NY 2050 | Import | Methane | WC | Dispatch-Import | EmissionsCost | 0 | [6 empty] | 0.60057 | 0
LCP_Inputs_ON_Diverse_IEA_2023_05_05 | 2033 | CH4 Import - NY 2050 | Import | Methane | WC | Dispatch-Import | FuelCost | 0 | [6 empty] | 0.60057 | 0
LCP_Inputs_ON_Diverse_IEA_2023_05_05 | 2033 | CH4 Import - NY 2050 | Import | Methane | WC | Dispatch-Import | VOM | 0 | [6 empty] | 0.60057 | 0
LCP_Inputs_ON_Diverse_IEA_2023_05_05 | 2033 | CH4 Import - WC 2020 | Import | Methane | MI | Dispatch-Import | EmissionsCost | 0 | [6 empty] | 0.60057 | 0
LCP_Inputs_ON_Diverse_IEA_2023_05_05 | 2033 | CH4 Import - WC 2020 | Import | Methane | MI | Dispatch-Import | FuelCost | 0 | [6 empty] | 0.60057 | 0
LCP_Inputs_ON_Diverse_IEA_2023_05_05 | 2033 | CH4 Import - WC 2020 | Import | Methane | MI | Dispatch-Import | VOM | 0 | [6 empty] | 0.60057 | 0
LCP_Inputs_ON_Diverse_IEA_2023_05_05 | 2033 | CH4 Import - WC 2020 | Import | Methane | NY | Dispatch-Import | EmissionsCost | 0 | [6 empty] | 0.60057 | 0
LCP_Inputs_ON_Diverse_IEA_2023_05_05 | 2033 | CH4 Import - WC 2020 | Import | Methane | NY | Dispatch-Import | FuelCost | 0 | [6 empty] | 0.60057 | 0
LCP_Inputs_ON_Diverse_IEA_2023_05_05 | 2033 | CH4 Import - WC 2020 | Import | Methane | NY | Dispatch-Import | VOM | 0 | [6 empty] | 0.60057 | 0
LCP_Inputs_ON_Diverse_IEA_2023_05_05 | 2033 | CH4 Import - WC 2020 | Import | Methane | ON | Dispatch-Import | EmissionsCost | 0 | [6 empty] | 0.60057 | 0
LCP_Inputs_ON_Diverse_IEA_2023_05_05 | 2033 | CH4 Import - WC 2020 | Import | Methane | ON | Dispatch-Import | FuelCost | 0 | [6 empty] | 0.60057 | 0
LCP_Inputs_ON_Diverse_IEA_2023_05_05 | 2033 | CH4 Import - WC 2020 | Import | Methane | ON | Dispatch-Import | VOM | 0 | [6 empty] | 0.60057 | 0
LCP_Inputs_ON_Diverse_IEA_2023_05_05 | 2033 | CH4 Import - WC 2020 | Import | Methane | PJ | Dispatch-Import | EmissionsCost | 0 | [6 empty] | 0.60057 | 0
LCP_Inputs_ON_Diverse_IEA_2023_05_05 | 2033 | CH4 Import - WC 2020 | Import | Methane | PJ | Dispatch-Import | FuelCost | 0 | [6 empty] | 0.60057 | 0
LCP_Inputs_ON_Diverse_IEA_2023_05_05 | 2033 | CH4 Import - WC 2020 | Import | Methane | PJ | Dispatch-Import | VOM | 0 | [6 empty] | 0.60057 | 0
LCP_Inputs_ON_Diverse_IEA_2023_05_05 | 2033 | CH4 Import - WC 2020 | Import | Methane | QC | Dispatch-Import | EmissionsCost | 0 | [6 empty] | 0.60057 | 0
LCP_Inputs_ON_Diverse_IEA_2023_05_05 | 2033 | CH4 Import - WC 2020 | Import | Methane | QC | Dispatch-Import | FuelCost | 0 | [6 empty] | 0.60057 | 0
LCP_Inputs_ON_Diverse_IEA_2023_05_05 | 2033 | CH4 Import - WC 2020 | Import | Methane | QC | Dispatch-Import | VOM | 0 | [6 empty] | 0.60057 | 0
LCP_Inputs_ON_Diverse_IEA_2023_05_05 | 2033 | CH4 Import - WC 2020 | Import | Methane | WC | Dispatch-Import | EmissionsCost | 0 | [6 empty] | 0.60057 | 0
LCP_Inputs_ON_Diverse_IEA_2023_05_05 | 2033 | CH4 Import - WC 2020 | Import | Methane | WC | Dispatch-Import | FuelCost | 0 | [6 empty] | 0.60057 | 0
LCP_Inputs_ON_Diverse_IEA_2023_05_05 | 2033 | CH4 Import - WC 2020 | Import | Methane | WC | Dispatch-Import | VOM | 0 | [6 empty] | 0.60057 | 0
LCP_Inputs_ON_Diverse_IEA_2023_05_05 | 2033 | CH4 Import - WC 2030 | Import | Methane | MI | Dispatch-Import | EmissionsCost | 0 | [6 empty] | 0.60057 | 0
LCP_Inputs_ON_Diverse_IEA_2023_05_05 | 2033 | CH4 Import - WC 2030 | Import | Methane | MI | Dispatch-Import | FuelCost | 0 | [6 empty] | 0.60057 | 0
LCP_Inputs_ON_Diverse_IEA_2023_05_05 | 2033 | CH4 Import - WC 2030 | Import | Methane | MI | Dispatch-Import | VOM | 0 | [6 empty] | 0.60057 | 0
LCP_Inputs_ON_Diverse_IEA_2023_05_05 | 2033 | CH4 Import - WC 2030 | Import | Methane | NY | Dispatch-Import | EmissionsCost | 0 | [6 empty] | 0.60057 | 0
LCP_Inputs_ON_Diverse_IEA_2023_05_05 | 2033 | CH4 Import - WC 2030 | Import | Methane | NY | Dispatch-Import | FuelCost | 0 | [6 empty] | 0.60057 | 0
LCP_Inputs_ON_Diverse_IEA_2023_05_05 | 2033 | CH4 Import - WC 2030 | Import | Methane | NY | Dispatch-Import | VOM | 0 | [6 empty] | 0.60057 | 0
LCP_Inputs_ON_Diverse_IEA_2023_05_05 | 2033 | CH4 Import - WC 2030 | Import | Methane | ON | Dispatch-Import | EmissionsCost | 0 | [6 empty] | 0.60057 | 0
LCP_Inputs_ON_Diverse_IEA_2023_05_05 | 2033 | CH4 Import - WC 2030 | Import | Methane | ON | Dispatch-Import | FuelCost | 0 | [6 empty] | 0.60057 | 0
LCP_Inputs_ON_Diverse_IEA_2023_05_05 | 2033 | CH4 Import - WC 2030 | Import | Methane | ON | Dispatch-Import | VOM | 0 | [6 empty] | 0.60057 | 0
LCP_Inputs_ON_Diverse_IEA_2023_05_05 | 2033 | CH4 Import - WC 2030 | Import | Methane | PJ | Dispatch-Import | EmissionsCost | 0 | [6 empty] | 0.60057 | 0
LCP_Inputs_ON_Diverse_IEA_2023_05_05 | 2033 | CH4 Import - WC 2030 | Import | Methane | PJ | Dispatch-Import | FuelCost | 0 | [6 empty] | 0.60057 | 0
LCP_Inputs_ON_Diverse_IEA_2023_05_05 | 2033 | CH4 Import - WC 2030 | Import | Methane | PJ | Dispatch-Import | VOM | 0 | [6 empty] | 0.60057 | 0
LCP_Inputs_ON_Diverse_IEA_2023_05_05 | 2033 | CH4 Import - WC 2030 | Import | Methane | QC | Dispatch-Import | EmissionsCost | 0 | [6 empty] | 0.60057 | 0
LCP_Inputs_ON_Diverse_IEA_2023_05_05 | 2033 | CH4 Import - WC 2030 | Import | Methane | QC | Dispatch-Import | FuelCost | 0 | [6 empty] | 0.60057 | 0
LCP_Inputs_ON_Diverse_IEA_2023_05_05 | 2033 | CH4 Import - WC 2030 | Import | Methane | QC | Dispatch-Import | VOM | 0 | [6 empty] | 0.60057 | 0
LCP_Inputs_ON_Diverse_IEA_2023_05_05 | 2033 | CH4 Import - WC 2030 | Import | Methane | WC | Dispatch-Import | EmissionsCost | 5194715136.4488 | [6 empty] | 0.60057 | 3119811295.8027
LCP_Inputs_ON_Diverse_IEA_2023_05_05 | 2033 | CH4 Import - WC 2030 | Import | Methane | WC | Dispatch-Import | FuelCost | 2390470164.4381 | [6 empty] | 0.60057 | 1435654434.4396
LCP_Inputs_ON_Diverse_IEA_2023_05_05 | 2033 | CH4 Import - WC 2030 | Import | Methane | WC | Dispatch-Import | VOM | 0 | [6 empty] | 0.60057 | 0
LCP_Inputs_ON_Diverse_IEA_2023_05_05 | 2033 | CH4 Import - WC 2040 | Import | Methane | MI | Dispatch-Import | EmissionsCost | 0 | [6 empty] | 0.60057 | 0
LCP_Inputs_ON_Diverse_IEA_2023_05_05 | 2033 | CH4 Import - WC 2040 | Import | Methane | MI | Dispatch-Import | FuelCost | 0 | [6 empty] | 0.60057 | 0
LCP_Inputs_ON_Diverse_IEA_2023_05_05 | 2033 | CH4 Import - WC 2040 | Import | Methane | MI | Dispatch-Import | VOM | 0 | [6 empty] | 0.60057 | 0
LCP_Inputs_ON_Diverse_IEA_2023_05_05 | 2033 | CH4 Import - WC 2040 | Import | Methane | NY | Dispatch-Import | EmissionsCost | 0 | [6 empty] | 0.60057 | 0
LCP_Inputs_ON_Diverse_IEA_2023_05_05 | 2033 | CH4 Import - WC 2040 | Import | Methane | NY | Dispatch-Import | FuelCost | 0 | [6 empty] | 0.60057 | 0
LCP_Inputs_ON_Diverse_IEA_2023_05_05 | 2033 | CH4 Import - WC 2040 | Import | Methane | NY | Dispatch-Import | VOM | 0 | [6 empty] | 0.60057 | 0
LCP_Inputs_ON_Diverse_IEA_2023_05_05 | 2033 | CH4 Import - WC 2040 | Import | Methane | ON | Dispatch-Import | EmissionsCost | 0 | [6 empty] | 0.60057 | 0
LCP_Inputs_ON_Diverse_IEA_2023_05_05 | 2033 | CH4 Import - WC 2040 | Import | Methane | ON | Dispatch-Import | FuelCost | 0 | [6 empty] | 0.60057 | 0
LCP_Inputs_ON_Diverse_IEA_2023_05_05 | 2033 | CH4 Import - WC 2040 | Import | Methane | ON | Dispatch-Import | VOM | 0 | [6 empty] | 0.60057 | 0
LCP_Inputs_ON_Diverse_IEA_2023_05_05 | 2033 | CH4 Import - WC 2040 | Import | Methane | PJ | Dispatch-Import | EmissionsCost | 0 | [6 empty] | 0.60057 | 0
LCP_Inputs_ON_Diverse_IEA_2023_05_05 | 2033 | CH4 Import - WC 2040 | Import | Methane | PJ | Dispatch-Import | FuelCost | 0 | [6 empty] | 0.60057 | 0
LCP_Inputs_ON_Diverse_IEA_2023_05_05 | 2033 | CH4 Import - WC 2040 | Import | Methane | PJ | Dispatch-Import | VOM | 0 | [6 empty] | 0.60057 | 0
LCP_Inputs_ON_Diverse_IEA_2023_05_05 | 2033 | CH4 Import - WC 2040 | Import | Methane | QC | Dispatch-Import | EmissionsCost | 0 | [6 empty] | 0.60057 | 0
LCP_Inputs_ON_Diverse_IEA_2023_05_05 | 2033 | CH4 Import - WC 2040 | Import | Methane | QC | Dispatch-Import | FuelCost | 0 | [6 empty] | 0.60057 | 0
LCP_Inputs_ON_Diverse_IEA_2023_05_05 | 2033 | CH4 Import - WC 2040 | Import | Methane | QC | Dispatch-Import | VOM | 0 | [6 empty] | 0.60057 | 0
LCP_Inputs_ON_Diverse_IEA_2023_05_05 | 2033 | CH4 Import - WC 2040 | Import | Methane | WC | Dispatch-Import | EmissionsCost | 0 | [6 empty] | 0.60057 | 0
LCP_Inputs_ON_Diverse_IEA_2023_05_05 | 2033 | CH4 Import - WC 2040 | Import | Methane | WC | Dispatch-Import | FuelCost | 0 | [6 empty] | 0.60057 | 0
LCP_Inputs_ON_Diverse_IEA_2023_05_05 | 2033 | CH4 Import - WC 2040 | Import | Methane | WC | Dispatch-Import | VOM | 0 | [6 empty] | 0.60057 | 0
LCP_Inputs_ON_Diverse_IEA_2023_05_05 | 2033 | CH4 Import - WC 2050 | Import | Methane | MI | Dispatch-Import | EmissionsCost | 0 | [6 empty] | 0.60057 | 0
LCP_Inputs_ON_Diverse_IEA_2023_05_05 | 2033 | CH4 Import - WC 2050 | Import | Methane | MI | Dispatch-Import | FuelCost | 0 | [6 empty] | 0.60057 | 0
LCP_Inputs_ON_Diverse_IEA_2023_05_05 | 2033 | CH4 Import - WC 2050 | Import | Methane | MI | Dispatch-Import | VOM | 0 | [6 empty] | 0.60057 | 0
LCP_Inputs_ON_Diverse_IEA_2023_05_05 | 2033 | CH4 Import - WC 2050 | Import | Methane | NY | Dispatch-Import | EmissionsCost | 0 | [6 empty] | 0.60057 | 0
LCP_Inputs_ON_Diverse_IEA_2023_05_05 | 2033 | CH4 Import - WC 2050 | Import | Methane | NY | Dispatch-Import | FuelCost | 0 | [6 empty] | 0.60057 | 0
LCP_Inputs_ON_Diverse_IEA_2023_05_05 | 2033 | CH4 Import - WC 2050 | Import | Methane | NY | Dispatch-Import | VOM | 0 | [6 empty] | 0.60057 | 0
LCP_Inputs_ON_Diverse_IEA_2023_05_05 | 2033 | CH4 Import - WC 2050 | Import | Methane | ON | Dispatch-Import | EmissionsCost | 0 | [6 empty] | 0.60057 | 0
LCP_Inputs_ON_Diverse_IEA_2023_05_05 | 2033 | CH4 Import - WC 2050 | Import | Methane | ON | Dispatch-Import | FuelCost | 0 | [6 empty] | 0.60057 | 0
LCP_Inputs_ON_Diverse_IEA_2023_05_05 | 2033 | CH4 Import - WC 2050 | Import | Methane | ON | Dispatch-Import | VOM | 0 | [6 empty] | 0.60057 | 0
LCP_Inputs_ON_Diverse_IEA_2023_05_05 | 2033 | CH4 Import - WC 2050 | Import | Methane | PJ | Dispatch-Import | EmissionsCost | 0 | [6 empty] | 0.60057 | 0
LCP_Inputs_ON_Diverse_IEA_2023_05_05 | 2033 | CH4 Import - WC 2050 | Import | Methane | PJ | Dispatch-Import | FuelCost | 0 | [6 empty] | 0.60057 | 0
LCP_Inputs_ON_Diverse_IEA_2023_05_05 | 2033 | CH4 Import - WC 2050 | Import | Methane | PJ | Dispatch-Import | VOM | 0 | [6 empty] | 0.60057 | 0
LCP_Inputs_ON_Diverse_IEA_2023_05_05 | 2033 | CH4 Import - WC 2050 | Import | Methane | QC | Dispatch-Import | EmissionsCost | 0 | [6 empty] | 0.60057 | 0
LCP_Inputs_ON_Diverse_IEA_2023_05_05 | 2033 | CH4 Import - WC 2050 | Import | Methane | QC | Dispatch-Import | FuelCost | 0 | [6 empty] | 0.60057 | 0
LCP_Inputs_ON_Diverse_IEA_2023_05_05 | 2033 | CH4 Import - WC 2050 | Import | Methane | QC | Dispatch-Import | VOM | 0 | [6 empty] | 0.60057 | 0
LCP_Inputs_ON_Diverse_IEA_2023_05_05 | 2033 | CH4 Import - WC 2050 | Import | Methane | WC | Dispatch-Import | EmissionsCost | 0 | [6 empty] | 0.60057 | 0
LCP_Inputs_ON_Diverse_IEA_2023_05_05 | 2033 | CH4 Import - WC 2050 | Import | Methane | WC | Dispatch-Import | FuelCost | 0 | [6 empty] | 0.60057 | 0
LCP_Inputs_ON_Diverse_IEA_2023_05_05 | 2033 | CH4 Import - WC 2050 | Import | Methane | WC | Dispatch-Import | VOM | 0 | [6 empty] | 0.60057 | 0
LCP_Inputs_ON_Diverse_IEA_2023_05_05 | 2033 | CH4 Salt Cavern Storage - ON | Storage | Methane | MI | Dispatch-Storage | EmissionsCost | 0 | [6 empty] | 0.60057 | 0
LCP_Inputs_ON_Diverse_IEA_2023_05_05 | 2033 | CH4 Salt Cavern Storage - ON | Storage | Methane | MI | Dispatch-Storage | FuelCost | 0 | [6 empty] | 0.60057 | 0
LCP_Inputs_ON_Diverse_IEA_2023_05_05 | 2033 | CH4 Salt Cavern Storage - ON | Storage | Methane | MI | Dispatch-Storage | VOM | 0 | [6 empty] | 0.60057 | 0
LCP_Inputs_ON_Diverse_IEA_2023_05_05 | 2033 | CH4 Salt Cavern Storage - ON | Storage | Methane | NY | Dispatch-Storage | EmissionsCost | 0 | [6 empty] | 0.60057 | 0
LCP_Inputs_ON_Diverse_IEA_2023_05_05 | 2033 | CH4 Salt Cavern Storage - ON | Storage | Methane | NY | Dispatch-Storage | FuelCost | 0 | [6 empty] | 0.60057 | 0
LCP_Inputs_ON_Diverse_IEA_2023_05_05 | 2033 | CH4 Salt Cavern Storage - ON | Storage | Methane | NY | Dispatch-Storage | VOM | 0 | [6 empty] | 0.60057 | 0
LCP_Inputs_ON_Diverse_IEA_2023_05_05 | 2033 | CH4 Salt Cavern Storage - ON | Storage | Methane | ON | Dispatch-Storage | EmissionsCost | 0 | [6 empty] | 0.60057 | 0
LCP_Inputs_ON_Diverse_IEA_2023_05_05 | 2033 | CH4 Salt Cavern Storage - ON | Storage | Methane | ON | Dispatch-Storage | FuelCost | 0 | [6 empty] | 0.60057 | 0
LCP_Inputs_ON_Diverse_IEA_2023_05_05 | 2033 | CH4 Salt Cavern Storage - ON | Storage | Methane | ON | Dispatch-Storage | VOM | 0 | [6 empty] | 0.60057 | 0
LCP_Inputs_ON_Diverse_IEA_2023_05_05 | 2033 | CH4 Salt Cavern Storage - ON | Storage | Methane | PJ | Dispatch-Storage | EmissionsCost | 0 | [6 empty] | 0.60057 | 0
LCP_Inputs_ON_Diverse_IEA_2023_05_05 | 2033 | CH4 Salt Cavern Storage - ON | Storage | Methane | PJ | Dispatch-Storage | FuelCost | 0 | [6 empty] | 0.60057 | 0
LCP_Inputs_ON_Diverse_IEA_2023_05_05 | 2033 | CH4 Salt Cavern Storage - ON | Storage | Methane | PJ | Dispatch-Storage | VOM | 0 | [6 empty] | 0.60057 | 0
LCP_Inputs_ON_Diverse_IEA_2023_05_05 | 2033 | CH4 Salt Cavern Storage - ON | Storage | Methane | QC | Dispatch-Storage | EmissionsCost | 0 | [6 empty] | 0.60057 | 0
LCP_Inputs_ON_Diverse_IEA_2023_05_05 | 2033 | CH4 Salt Cavern Storage - ON | Storage | Methane | QC | Dispatch-Storage | FuelCost | 0 | [6 empty] | 0.60057 | 0
LCP_Inputs_ON_Diverse_IEA_2023_05_05 | 2033 | CH4 Salt Cavern Storage - ON | Storage | Methane | QC | Dispatch-Storage | VOM | 0 | [6 empty] | 0.60057 | 0
LCP_Inputs_ON_Diverse_IEA_2023_05_05 | 2033 | CH4 Salt Cavern Storage - ON | Storage | Methane | WC | Dispatch-Storage | EmissionsCost | 0 | [6 empty] | 0.60057 | 0
LCP_Inputs_ON_Diverse_IEA_2023_05_05 | 2033 | CH4 Salt Cavern Storage - ON | Storage | Methane | WC | Dispatch-Storage | FuelCost | 0 | [6 empty] | 0.60057 | 0
LCP_Inputs_ON_Diverse_IEA_2023_05_05 | 2033 | CH4 Salt Cavern Storage - ON | Storage | Methane | WC | Dispatch-Storage | VOM | 0 | [6 empty] | 0.60057 | 0
LCP_Inputs_ON_Diverse_IEA_2023_05_05 | 2033 | Electrolyser 2020/2030 | Crossload | Hydrogen | MI | Dispatch-Crossload | EmissionsCost | 0 | [6 empty] | 0.60057 | 0
LCP_Inputs_ON_Diverse_IEA_2023_05_05 | 2033 | Electrolyser 2020/2030 | Crossload | Hydrogen | MI | Dispatch-Crossload | FuelCost | 0 | [6 empty] | 0.60057 | 0
LCP_Inputs_ON_Diverse_IEA_2023_05_05 | 2033 | Electrolyser 2020/2030 | Crossload | Hydrogen | MI | Dispatch-Crossload | VOM | 0 | [6 empty] | 0.60057 | 0
LCP_Inputs_ON_Diverse_IEA_2023_05_05 | 2033 | Electrolyser 2020/2030 | Crossload | Hydrogen | NY | Dispatch-Crossload | EmissionsCost | 0 | [6 empty] | 0.60057 | 0
LCP_Inputs_ON_Diverse_IEA_2023_05_05 | 2033 | Electrolyser 2020/2030 | Crossload | Hydrogen | NY | Dispatch-Crossload | FuelCost | 0 | [6 empty] | 0.60057 | 0
LCP_Inputs_ON_Diverse_IEA_2023_05_05 | 2033 | Electrolyser 2020/2030 | Crossload | Hydrogen | NY | Dispatch-Crossload | VOM | 0 | [6 empty] | 0.60057 | 0
LCP_Inputs_ON_Diverse_IEA_2023_05_05 | 2033 | Electrolyser 2020/2030 | Crossload | Hydrogen | ON | Dispatch-Crossload | EmissionsCost | 0 | [6 empty] | 0.60057 | 0
LCP_Inputs_ON_Diverse_IEA_2023_05_05 | 2033 | Electrolyser 2020/2030 | Crossload | Hydrogen | ON | Dispatch-Crossload | FuelCost | 0 | [6 empty] | 0.60057 | 0
LCP_Inputs_ON_Diverse_IEA_2023_05_05 | 2033 | Electrolyser 2020/2030 | Crossload | Hydrogen | ON | Dispatch-Crossload | VOM | 0 | [6 empty] | 0.60057 | 0
LCP_Inputs_ON_Diverse_IEA_2023_05_05 | 2033 | Electrolyser 2020/2030 | Crossload | Hydrogen | PJ | Dispatch-Crossload | EmissionsCost | 0 | [6 empty] | 0.60057 | 0
LCP_Inputs_ON_Diverse_IEA_2023_05_05 | 2033 | Electrolyser 2020/2030 | Crossload | Hydrogen | PJ | Dispatch-Crossload | FuelCost | 0 | [6 empty] | 0.60057 | 0
LCP_Inputs_ON_Diverse_IEA_2023_05_05 | 2033 | Electrolyser 2020/2030 | Crossload | Hydrogen | PJ | Dispatch-Crossload | VOM | 0 | [6 empty] | 0.60057 | 0
LCP_Inputs_ON_Diverse_IEA_2023_05_05 | 2033 | Electrolyser 2020/2030 | Crossload | Hydrogen | QC | Dispatch-Crossload | EmissionsCost | 0 | [6 empty] | 0.60057 | 0
LCP_Inputs_ON_Diverse_IEA_2023_05_05 | 2033 | Electrolyser 2020/2030 | Crossload | Hydrogen | QC | Dispatch-Crossload | FuelCost | 0 | [6 empty] | 0.60057 | 0
LCP_Inputs_ON_Diverse_IEA_2023_05_05 | 2033 | Electrolyser 2020/2030 | Crossload | Hydrogen | QC | Dispatch-Crossload | VOM | 0 | [6 empty] | 0.60057 | 0
LCP_Inputs_ON_Diverse_IEA_2023_05_05 | 2033 | Electrolyser 2020/2030 | Crossload | Hydrogen | WC | Dispatch-Crossload | EmissionsCost | 0 | [6 empty] | 0.60057 | 0
LCP_Inputs_ON_Diverse_IEA_2023_05_05 | 2033 | Electrolyser 2020/2030 | Crossload | Hydrogen | WC | Dispatch-Crossload | FuelCost | 0 | [6 empty] | 0.60057 | 0
LCP_Inputs_ON_Diverse_IEA_2023_05_05 | 2033 | Electrolyser 2020/2030 | Crossload | Hydrogen | WC | Dispatch-Crossload | VOM | 0 | [6 empty] | 0.60057 | 0
LCP_Inputs_ON_Diverse_IEA_2023_05_05 | 2033 | Electrolyser 2040 | Crossload | Hydrogen | MI | Dispatch-Crossload | EmissionsCost | 0 | [6 empty] | 0.60057 | 0
LCP_Inputs_ON_Diverse_IEA_2023_05_05 | 2033 | Electrolyser 2040 | Crossload | Hydrogen | MI | Dispatch-Crossload | FuelCost | 0 | [6 empty] | 0.60057 | 0
LCP_Inputs_ON_Diverse_IEA_2023_05_05 | 2033 | Electrolyser 2040 | Crossload | Hydrogen | MI | Dispatch-Crossload | VOM | 0 | [6 empty] | 0.60057 | 0
LCP_Inputs_ON_Diverse_IEA_2023_05_05 | 2033 | Electrolyser 2040 | Crossload | Hydrogen | NY | Dispatch-Crossload | EmissionsCost | 0 | [6 empty] | 0.60057 | 0
LCP_Inputs_ON_Diverse_IEA_2023_05_05 | 2033 | Electrolyser 2040 | Crossload | Hydrogen | NY | Dispatch-Crossload | FuelCost | 0 | [6 empty] | 0.60057 | 0
LCP_Inputs_ON_Diverse_IEA_2023_05_05 | 2033 | Electrolyser 2040 | Crossload | Hydrogen | NY | Dispatch-Crossload | VOM | 0 | [6 empty] | 0.60057 | 0
LCP_Inputs_ON_Diverse_IEA_2023_05_05 | 2033 | Electrolyser 2040 | Crossload | Hydrogen | ON | Dispatch-Crossload | EmissionsCost | 0 | [6 empty] | 0.60057 | 0
LCP_Inputs_ON_Diverse_IEA_2023_05_05 | 2033 | Electrolyser 2040 | Crossload | Hydrogen | ON | Dispatch-Crossload | FuelCost | 0 | [6 empty] | 0.60057 | 0
LCP_Inputs_ON_Diverse_IEA_2023_05_05 | 2033 | Electrolyser 2040 | Crossload | Hydrogen | ON | Dispatch-Crossload | VOM | 0 | [6 empty] | 0.60057 | 0
LCP_Inputs_ON_Diverse_IEA_2023_05_05 | 2033 | Electrolyser 2040 | Crossload | Hydrogen | PJ | Dispatch-Crossload | EmissionsCost | 0 | [6 empty] | 0.60057 | 0
LCP_Inputs_ON_Diverse_IEA_2023_05_05 | 2033 | Electrolyser 2040 | Crossload | Hydrogen | PJ | Dispatch-Crossload | FuelCost | 0 | [6 empty] | 0.60057 | 0
LCP_Inputs_ON_Diverse_IEA_2023_05_05 | 2033 | Electrolyser 2040 | Crossload | Hydrogen | PJ | Dispatch-Crossload | VOM | 0 | [6 empty] | 0.60057 | 0
LCP_Inputs_ON_Diverse_IEA_2023_05_05 | 2033 | Electrolyser 2040 | Crossload | Hydrogen | QC | Dispatch-Crossload | EmissionsCost | 0 | [6 empty] | 0.60057 | 0
LCP_Inputs_ON_Diverse_IEA_2023_05_05 | 2033 | Electrolyser 2040 | Crossload | Hydrogen | QC | Dispatch-Crossload | FuelCost | 0 | [6 empty] | 0.60057 | 0
LCP_Inputs_ON_Diverse_IEA_2023_05_05 | 2033 | Electrolyser 2040 | Crossload | Hydrogen | QC | Dispatch-Crossload | VOM | 0 | [6 empty] | 0.60057 | 0
LCP_Inputs_ON_Diverse_IEA_2023_05_05 | 2033 | Electrolyser 2040 | Crossload | Hydrogen | WC | Dispatch-Crossload | EmissionsCost | 0 | [6 empty] | 0.60057 | 0
LCP_Inputs_ON_Diverse_IEA_2023_05_05 | 2033 | Electrolyser 2040 | Crossload | Hydrogen | WC | Dispatch-Crossload | FuelCost | 0 | [6 empty] | 0.60057 | 0
LCP_Inputs_ON_Diverse_IEA_2023_05_05 | 2033 | Electrolyser 2040 | Crossload | Hydrogen | WC | Dispatch-Crossload | VOM | 0 | [6 empty] | 0.60057 | 0
LCP_Inputs_ON_Diverse_IEA_2023_05_05 | 2033 | Electrolyser 2050 | Crossload | Hydrogen | MI | Dispatch-Crossload | EmissionsCost | 0 | [6 empty] | 0.60057 | 0
LCP_Inputs_ON_Diverse_IEA_2023_05_05 | 2033 | Electrolyser 2050 | Crossload | Hydrogen | MI | Dispatch-Crossload | FuelCost | 0 | [6 empty] | 0.60057 | 0
LCP_Inputs_ON_Diverse_IEA_2023_05_05 | 2033 | Electrolyser 2050 | Crossload | Hydrogen | MI | Dispatch-Crossload | VOM | 0 | [6 empty] | 0.60057 | 0
LCP_Inputs_ON_Diverse_IEA_2023_05_05 | 2033 | Electrolyser 2050 | Crossload | Hydrogen | NY | Dispatch-Crossload | EmissionsCost | 0 | [6 empty] | 0.60057 | 0
LCP_Inputs_ON_Diverse_IEA_2023_05_05 | 2033 | Electrolyser 2050 | Crossload | Hydrogen | NY | Dispatch-Crossload | FuelCost | 0 | [6 empty] | 0.60057 | 0
LCP_Inputs_ON_Diverse_IEA_2023_05_05 | 2033 | Electrolyser 2050 | Crossload | Hydrogen | NY | Dispatch-Crossload | VOM | 0 | [6 empty] | 0.60057 | 0
LCP_Inputs_ON_Diverse_IEA_2023_05_05 | 2033 | Electrolyser 2050 | Crossload | Hydrogen | ON | Dispatch-Crossload | EmissionsCost | 0 | [6 empty] | 0.60057 | 0
LCP_Inputs_ON_Diverse_IEA_2023_05_05 | 2033 | Electrolyser 2050 | Crossload | Hydrogen | ON | Dispatch-Crossload | FuelCost | 0 | [6 empty] | 0.60057 | 0
LCP_Inputs_ON_Diverse_IEA_2023_05_05 | 2033 | Electrolyser 2050 | Crossload | Hydrogen | ON | Dispatch-Crossload | VOM | 0 | [6 empty] | 0.60057 | 0
LCP_Inputs_ON_Diverse_IEA_2023_05_05 | 2033 | Electrolyser 2050 | Crossload | Hydrogen | PJ | Dispatch-Crossload | EmissionsCost | 0 | [6 empty] | 0.60057 | 0
LCP_Inputs_ON_Diverse_IEA_2023_05_05 | 2033 | Electrolyser 2050 | Crossload | Hydrogen | PJ | Dispatch-Crossload | FuelCost | 0 | [6 empty] | 0.60057 | 0
LCP_Inputs_ON_Diverse_IEA_2023_05_05 | 2033 | Electrolyser 2050 | Crossload | Hydrogen | PJ | Dispatch-Crossload | VOM | 0 | [6 empty] | 0.60057 | 0
LCP_Inputs_ON_Diverse_IEA_2023_05_05 | 2033 | Electrolyser 2050 | Crossload | Hydrogen | QC | Dispatch-Crossload | EmissionsCost | 0 | [6 empty] | 0.60057 | 0
LCP_Inputs_ON_Diverse_IEA_2023_05_05 | 2033 | Electrolyser 2050 | Crossload | Hydrogen | QC | Dispatch-Crossload | FuelCost | 0 | [6 empty] | 0.60057 | 0
LCP_Inputs_ON_Diverse_IEA_2023_05_05 | 2033 | Electrolyser 2050 | Crossload | Hydrogen | QC | Dispatch-Crossload | VOM | 0 | [6 empty] | 0.60057 | 0
LCP_Inputs_ON_Diverse_IEA_2023_05_05 | 2033 | Electrolyser 2050 | Crossload | Hydrogen | WC | Dispatch-Crossload | EmissionsCost | 0 | [6 empty] | 0.60057 | 0
LCP_Inputs_ON_Diverse_IEA_2023_05_05 | 2033 | Electrolyser 2050 | Crossload | Hydrogen | WC | Dispatch-Crossload | FuelCost | 0 | [6 empty] | 0.60057 | 0
LCP_Inputs_ON_Diverse_IEA_2023_05_05 | 2033 | Electrolyser 2050 | Crossload | Hydrogen | WC | Dispatch-Crossload | VOM | 0 | [6 empty] | 0.60057 | 0
LCP_Inputs_ON_Diverse_IEA_2023_05_05 | 2033 | Fossil Fuel Thermal (Coal, Peat, Oil) | Generation | Electricity | MI | Dispatch-Generation | EmissionsCost | 0 | [6 empty] | 0.60057 | 0
LCP_Inputs_ON_Diverse_IEA_2023_05_05 | 2033 | Fossil Fuel Thermal (Coal, Peat, Oil) | Generation | Electricity | MI | Dispatch-Generation | FuelCost | 0 | [6 empty] | 0.60057 | 0
LCP_Inputs_ON_Diverse_IEA_2023_05_05 | 2033 | Fossil Fuel Thermal (Coal, Peat, Oil) | Generation | Electricity | MI | Dispatch-Generation | VOM | 0 | [6 empty] | 0.60057 | 0
LCP_Inputs_ON_Diverse_IEA_2023_05_05 | 2033 | Fossil Fuel Thermal (Coal, Peat, Oil) | Generation | Electricity | NY | Dispatch-Generation | EmissionsCost | 0 | [6 empty] | 0.60057 | 0
LCP_Inputs_ON_Diverse_IEA_2023_05_05 | 2033 | Fossil Fuel Thermal (Coal, Peat, Oil) | Generation | Electricity | NY | Dispatch-Generation | FuelCost | 0 | [6 empty] | 0.60057 | 0
LCP_Inputs_ON_Diverse_IEA_2023_05_05 | 2033 | Fossil Fuel Thermal (Coal, Peat, Oil) | Generation | Electricity | NY | Dispatch-Generation | VOM | 0 | [6 empty] | 0.60057 | 0
LCP_Inputs_ON_Diverse_IEA_2023_05_05 | 2033 | Fossil Fuel Thermal (Coal, Peat, Oil) | Generation | Electricity | ON | Dispatch-Generation | EmissionsCost | 0 | [6 empty] | 0.60057 | 0
LCP_Inputs_ON_Diverse_IEA_2023_05_05 | 2033 | Fossil Fuel Thermal (Coal, Peat, Oil) | Generation | Electricity | ON | Dispatch-Generation | FuelCost | 0 | [6 empty] | 0.60057 | 0
LCP_Inputs_ON_Diverse_IEA_2023_05_05 | 2033 | Fossil Fuel Thermal (Coal, Peat, Oil) | Generation | Electricity | ON | Dispatch-Generation | VOM | 0 | [6 empty] | 0.60057 | 0
LCP_Inputs_ON_Diverse_IEA_2023_05_05 | 2033 | Fossil Fuel Thermal (Coal, Peat, Oil) | Generation | Electricity | PJ | Dispatch-Generation | EmissionsCost | 0 | [6 empty] | 0.60057 | 0
LCP_Inputs_ON_Diverse_IEA_2023_05_05 | 2033 | Fossil Fuel Thermal (Coal, Peat, Oil) | Generation | Electricity | PJ | Dispatch-Generation | FuelCost | 0 | [6 empty] | 0.60057 | 0
LCP_Inputs_ON_Diverse_IEA_2023_05_05 | 2033 | Fossil Fuel Thermal (Coal, Peat, Oil) | Generation | Electricity | PJ | Dispatch-Generation | VOM | 0 | [6 empty] | 0.60057 | 0
LCP_Inputs_ON_Diverse_IEA_2023_05_05 | 2033 | Fossil Fuel Thermal (Coal, Peat, Oil) | Generation | Electricity | QC | Dispatch-Generation | EmissionsCost | 0 | [6 empty] | 0.60057 | 0
LCP_Inputs_ON_Diverse_IEA_2023_05_05 | 2033 | Fossil Fuel Thermal (Coal, Peat, Oil) | Generation | Electricity | QC | Dispatch-Generation | FuelCost | 0 | [6 empty] | 0.60057 | 0
LCP_Inputs_ON_Diverse_IEA_2023_05_05 | 2033 | Fossil Fuel Thermal (Coal, Peat, Oil) | Generation | Electricity | QC | Dispatch-Generation | VOM | 0 | [6 empty] | 0.60057 | 0
LCP_Inputs_ON_Diverse_IEA_2023_05_05 | 2033 | Fossil Fuel Thermal (Coal, Peat, Oil) | Generation | Electricity | WC | Dispatch-Generation | EmissionsCost | 0 | [6 empty] | 0.60057 | 0
LCP_Inputs_ON_Diverse_IEA_2023_05_05 | 2033 | Fossil Fuel Thermal (Coal, Peat, Oil) | Generation | Electricity | WC | Dispatch-Generation | FuelCost | 0 | [6 empty] | 0.60057 | 0
LCP_Inputs_ON_Diverse_IEA_2023_05_05 | 2033 | Fossil Fuel Thermal (Coal, Peat, Oil) | Generation | Electricity | WC | Dispatch-Generation | VOM | 0 | [6 empty] | 0.60057 | 0
LCP_Inputs_ON_Diverse_IEA_2023_05_05 | 2033 | Generic - Generator | Generation | Electricity | MI | Dispatch-Generation | EmissionsCost | 0 | [6 empty] | 0.60057 | 0
LCP_Inputs_ON_Diverse_IEA_2023_05_05 | 2033 | Generic - Generator | Generation | Electricity | MI | Dispatch-Generation | FuelCost | 1917502431.2477 | [6 empty] | 0.60057 | 1151602270.3076
LCP_Inputs_ON_Diverse_IEA_2023_05_05 | 2033 | Generic - Generator | Generation | Electricity | MI | Dispatch-Generation | VOM | 66961520.9547 | [6 empty] | 0.60057 | 40215354.2535
LCP_Inputs_ON_Diverse_IEA_2023_05_05 | 2033 | Generic - Generator | Generation | Electricity | NY | Dispatch-Generation | EmissionsCost | 0 | [6 empty] | 0.60057 | 0
LCP_Inputs_ON_Diverse_IEA_2023_05_05 | 2033 | Generic - Generator | Generation | Electricity | NY | Dispatch-Generation | FuelCost | 920281288.6875 | [6 empty] | 0.60057 | 552697093.9404
LCP_Inputs_ON_Diverse_IEA_2023_05_05 | 2033 | Generic - Generator | Generation | Electricity | NY | Dispatch-Generation | VOM | 32137343.7616 | [6 empty] | 0.60057 | 19300855.8604
LCP_Inputs_ON_Diverse_IEA_2023_05_05 | 2033 | Generic - Generator | Generation | Electricity | ON | Dispatch-Generation | EmissionsCost | 0 | [6 empty] | 0.60057 | 0
LCP_Inputs_ON_Diverse_IEA_2023_05_05 | 2033 | Generic - Generator | Generation | Electricity | ON | Dispatch-Generation | FuelCost | 0 | [6 empty] | 0.60057 | 0
LCP_Inputs_ON_Diverse_IEA_2023_05_05 | 2033 | Generic - Generator | Generation | Electricity | ON | Dispatch-Generation | VOM | 0 | [6 empty] | 0.60057 | 0
LCP_Inputs_ON_Diverse_IEA_2023_05_05 | 2033 | Generic - Generator | Generation | Electricity | PJ | Dispatch-Generation | EmissionsCost | 0 | [6 empty] | 0.60057 | 0
LCP_Inputs_ON_Diverse_IEA_2023_05_05 | 2033 | Generic - Generator | Generation | Electricity | PJ | Dispatch-Generation | FuelCost | 7259171776.6988 | [6 empty] | 0.60057 | 4359670455.8855
LCP_Inputs_ON_Diverse_IEA_2023_05_05 | 2033 | Generic - Generator | Generation | Electricity | PJ | Dispatch-Generation | VOM | 253499122.1485 | [6 empty] | 0.60057 | 152245003.6203
LCP_Inputs_ON_Diverse_IEA_2023_05_05 | 2033 | Generic - Generator | Generation | Electricity | QC | Dispatch-Generation | EmissionsCost | 0 | [6 empty] | 0.60057 | 0
LCP_Inputs_ON_Diverse_IEA_2023_05_05 | 2033 | Generic - Generator | Generation | Electricity | QC | Dispatch-Generation | FuelCost | 0 | [6 empty] | 0.60057 | 0
LCP_Inputs_ON_Diverse_IEA_2023_05_05 | 2033 | Generic - Generator | Generation | Electricity | QC | Dispatch-Generation | VOM | 0 | [6 empty] | 0.60057 | 0
LCP_Inputs_ON_Diverse_IEA_2023_05_05 | 2033 | Generic - Generator | Generation | Electricity | WC | Dispatch-Generation | EmissionsCost | 0 | [6 empty] | 0.60057 | 0
LCP_Inputs_ON_Diverse_IEA_2023_05_05 | 2033 | Generic - Generator | Generation | Electricity | WC | Dispatch-Generation | FuelCost | 1737227.6587 | [6 empty] | 0.60057 | 1043333.9135
LCP_Inputs_ON_Diverse_IEA_2023_05_05 | 2033 | Generic - Generator | Generation | Electricity | WC | Dispatch-Generation | VOM | 60666.1063 | [6 empty] | 0.60057 | 36434.4913
LCP_Inputs_ON_Diverse_IEA_2023_05_05 | 2033 | H2 Import - QC | Import | Hydrogen | MI | Dispatch-Import | EmissionsCost | 0 | [6 empty] | 0.60057 | 0
LCP_Inputs_ON_Diverse_IEA_2023_05_05 | 2033 | H2 Import - QC | Import | Hydrogen | MI | Dispatch-Import | FuelCost | 0 | [6 empty] | 0.60057 | 0
LCP_Inputs_ON_Diverse_IEA_2023_05_05 | 2033 | H2 Import - QC | Import | Hydrogen | MI | Dispatch-Import | VOM | 0 | [6 empty] | 0.60057 | 0
LCP_Inputs_ON_Diverse_IEA_2023_05_05 | 2033 | H2 Import - QC | Import | Hydrogen | NY | Dispatch-Import | EmissionsCost | 0 | [6 empty] | 0.60057 | 0
LCP_Inputs_ON_Diverse_IEA_2023_05_05 | 2033 | H2 Import - QC | Import | Hydrogen | NY | Dispatch-Import | FuelCost | 0 | [6 empty] | 0.60057 | 0
LCP_Inputs_ON_Diverse_IEA_2023_05_05 | 2033 | H2 Import - QC | Import | Hydrogen | NY | Dispatch-Import | VOM | 0 | [6 empty] | 0.60057 | 0
LCP_Inputs_ON_Diverse_IEA_2023_05_05 | 2033 | H2 Import - QC | Import | Hydrogen | ON | Dispatch-Import | EmissionsCost | 0 | [6 empty] | 0.60057 | 0
LCP_Inputs_ON_Diverse_IEA_2023_05_05 | 2033 | H2 Import - QC | Import | Hydrogen | ON | Dispatch-Import | FuelCost | 0 | [6 empty] | 0.60057 | 0
LCP_Inputs_ON_Diverse_IEA_2023_05_05 | 2033 | H2 Import - QC | Import | Hydrogen | ON | Dispatch-Import | VOM | 0 | [6 empty] | 0.60057 | 0
LCP_Inputs_ON_Diverse_IEA_2023_05_05 | 2033 | H2 Import - QC | Import | Hydrogen | PJ | Dispatch-Import | EmissionsCost | 0 | [6 empty] | 0.60057 | 0
LCP_Inputs_ON_Diverse_IEA_2023_05_05 | 2033 | H2 Import - QC | Import | Hydrogen | PJ | Dispatch-Import | FuelCost | 0 | [6 empty] | 0.60057 | 0
LCP_Inputs_ON_Diverse_IEA_2023_05_05 | 2033 | H2 Import - QC | Import | Hydrogen | PJ | Dispatch-Import | VOM | 0 | [6 empty] | 0.60057 | 0
LCP_Inputs_ON_Diverse_IEA_2023_05_05 | 2033 | H2 Import - QC | Import | Hydrogen | QC | Dispatch-Import | EmissionsCost | 0 | [6 empty] | 0.60057 | 0
LCP_Inputs_ON_Diverse_IEA_2023_05_05 | 2033 | H2 Import - QC | Import | Hydrogen | QC | Dispatch-Import | FuelCost | 0 | [6 empty] | 0.60057 | 0
LCP_Inputs_ON_Diverse_IEA_2023_05_05 | 2033 | H2 Import - QC | Import | Hydrogen | QC | Dispatch-Import | VOM | 0 | [6 empty] | 0.60057 | 0
LCP_Inputs_ON_Diverse_IEA_2023_05_05 | 2033 | H2 Import - QC | Import | Hydrogen | WC | Dispatch-Import | EmissionsCost | 0 | [6 empty] | 0.60057 | 0
LCP_Inputs_ON_Diverse_IEA_2023_05_05 | 2033 | H2 Import - QC | Import | Hydrogen | WC | Dispatch-Import | FuelCost | 0 | [6 empty] | 0.60057 | 0
LCP_Inputs_ON_Diverse_IEA_2023_05_05 | 2033 | H2 Import - QC | Import | Hydrogen | WC | Dispatch-Import | VOM | 0 | [6 empty] | 0.60057 | 0
LCP_Inputs_ON_Diverse_IEA_2023_05_05 | 2033 | H2 Import - WC | Import | Hydrogen | MI | Dispatch-Import | EmissionsCost | 0 | [6 empty] | 0.60057 | 0
LCP_Inputs_ON_Diverse_IEA_2023_05_05 | 2033 | H2 Import - WC | Import | Hydrogen | MI | Dispatch-Import | FuelCost | 0 | [6 empty] | 0.60057 | 0
LCP_Inputs_ON_Diverse_IEA_2023_05_05 | 2033 | H2 Import - WC | Import | Hydrogen | MI | Dispatch-Import | VOM | 0 | [6 empty] | 0.60057 | 0
LCP_Inputs_ON_Diverse_IEA_2023_05_05 | 2033 | H2 Import - WC | Import | Hydrogen | NY | Dispatch-Import | EmissionsCost | 0 | [6 empty] | 0.60057 | 0
LCP_Inputs_ON_Diverse_IEA_2023_05_05 | 2033 | H2 Import - WC | Import | Hydrogen | NY | Dispatch-Import | FuelCost | 0 | [6 empty] | 0.60057 | 0
LCP_Inputs_ON_Diverse_IEA_2023_05_05 | 2033 | H2 Import - WC | Import | Hydrogen | NY | Dispatch-Import | VOM | 0 | [6 empty] | 0.60057 | 0
LCP_Inputs_ON_Diverse_IEA_2023_05_05 | 2033 | H2 Import - WC | Import | Hydrogen | ON | Dispatch-Import | EmissionsCost | 0 | [6 empty] | 0.60057 | 0
LCP_Inputs_ON_Diverse_IEA_2023_05_05 | 2033 | H2 Import - WC | Import | Hydrogen | ON | Dispatch-Import | FuelCost | 0 | [6 empty] | 0.60057 | 0
LCP_Inputs_ON_Diverse_IEA_2023_05_05 | 2033 | H2 Import - WC | Import | Hydrogen | ON | Dispatch-Import | VOM | 0 | [6 empty] | 0.60057 | 0
LCP_Inputs_ON_Diverse_IEA_2023_05_05 | 2033 | H2 Import - WC | Import | Hydrogen | PJ | Dispatch-Import | EmissionsCost | 0 | [6 empty] | 0.60057 | 0
LCP_Inputs_ON_Diverse_IEA_2023_05_05 | 2033 | H2 Import - WC | Import | Hydrogen | PJ | Dispatch-Import | FuelCost | 0 | [6 empty] | 0.60057 | 0
LCP_Inputs_ON_Diverse_IEA_2023_05_05 | 2033 | H2 Import - WC | Import | Hydrogen | PJ | Dispatch-Import | VOM | 0 | [6 empty] | 0.60057 | 0
LCP_Inputs_ON_Diverse_IEA_2023_05_05 | 2033 | H2 Import - WC | Import | Hydrogen | QC | Dispatch-Import | EmissionsCost | 0 | [6 empty] | 0.60057 | 0
LCP_Inputs_ON_Diverse_IEA_2023_05_05 | 2033 | H2 Import - WC | Import | Hydrogen | QC | Dispatch-Import | FuelCost | 0 | [6 empty] | 0.60057 | 0
LCP_Inputs_ON_Diverse_IEA_2023_05_05 | 2033 | H2 Import - WC | Import | Hydrogen | QC | Dispatch-Import | VOM | 0 | [6 empty] | 0.60057 | 0
LCP_Inputs_ON_Diverse_IEA_2023_05_05 | 2033 | H2 Import - WC | Import | Hydrogen | WC | Dispatch-Import | EmissionsCost | 0 | [6 empty] | 0.60057 | 0
LCP_Inputs_ON_Diverse_IEA_2023_05_05 | 2033 | H2 Import - WC | Import | Hydrogen | WC | Dispatch-Import | FuelCost | 0 | [6 empty] | 0.60057 | 0
LCP_Inputs_ON_Diverse_IEA_2023_05_05 | 2033 | H2 Import - WC | Import | Hydrogen | WC | Dispatch-Import | VOM | 0 | [6 empty] | 0.60057 | 0
LCP_Inputs_ON_Diverse_IEA_2023_05_05 | 2033 | H2 Salt Cavern Storage - ON | Storage | Hydrogen | MI | Dispatch-Storage | EmissionsCost | 0 | [6 empty] | 0.60057 | 0
LCP_Inputs_ON_Diverse_IEA_2023_05_05 | 2033 | H2 Salt Cavern Storage - ON | Storage | Hydrogen | MI | Dispatch-Storage | FuelCost | 0 | [6 empty] | 0.60057 | 0
LCP_Inputs_ON_Diverse_IEA_2023_05_05 | 2033 | H2 Salt Cavern Storage - ON | Storage | Hydrogen | MI | Dispatch-Storage | VOM | 0 | [6 empty] | 0.60057 | 0
LCP_Inputs_ON_Diverse_IEA_2023_05_05 | 2033 | H2 Salt Cavern Storage - ON | Storage | Hydrogen | NY | Dispatch-Storage | EmissionsCost | 0 | [6 empty] | 0.60057 | 0
LCP_Inputs_ON_Diverse_IEA_2023_05_05 | 2033 | H2 Salt Cavern Storage - ON | Storage | Hydrogen | NY | Dispatch-Storage | FuelCost | 0 | [6 empty] | 0.60057 | 0
LCP_Inputs_ON_Diverse_IEA_2023_05_05 | 2033 | H2 Salt Cavern Storage - ON | Storage | Hydrogen | NY | Dispatch-Storage | VOM | 0 | [6 empty] | 0.60057 | 0
LCP_Inputs_ON_Diverse_IEA_2023_05_05 | 2033 | H2 Salt Cavern Storage - ON | Storage | Hydrogen | ON | Dispatch-Storage | EmissionsCost | 0 | [6 empty] | 0.60057 | 0
LCP_Inputs_ON_Diverse_IEA_2023_05_05 | 2033 | H2 Salt Cavern Storage - ON | Storage | Hydrogen | ON | Dispatch-Storage | FuelCost | 0 | [6 empty] | 0.60057 | 0
LCP_Inputs_ON_Diverse_IEA_2023_05_05 | 2033 | H2 Salt Cavern Storage - ON | Storage | Hydrogen | ON | Dispatch-Storage | VOM | 12624010.6118 | [6 empty] | 0.60057 | 7581653.6365
LCP_Inputs_ON_Diverse_IEA_2023_05_05 | 2033 | H2 Salt Cavern Storage - ON | Storage | Hydrogen | PJ | Dispatch-Storage | EmissionsCost | 0 | [6 empty] | 0.60057 | 0
LCP_Inputs_ON_Diverse_IEA_2023_05_05 | 2033 | H2 Salt Cavern Storage - ON | Storage | Hydrogen | PJ | Dispatch-Storage | FuelCost | 0 | [6 empty] | 0.60057 | 0
LCP_Inputs_ON_Diverse_IEA_2023_05_05 | 2033 | H2 Salt Cavern Storage - ON | Storage | Hydrogen | PJ | Dispatch-Storage | VOM | 0 | [6 empty] | 0.60057 | 0
LCP_Inputs_ON_Diverse_IEA_2023_05_05 | 2033 | H2 Salt Cavern Storage - ON | Storage | Hydrogen | QC | Dispatch-Storage | EmissionsCost | 0 | [6 empty] | 0.60057 | 0
LCP_Inputs_ON_Diverse_IEA_2023_05_05 | 2033 | H2 Salt Cavern Storage - ON | Storage | Hydrogen | QC | Dispatch-Storage | FuelCost | 0 | [6 empty] | 0.60057 | 0
LCP_Inputs_ON_Diverse_IEA_2023_05_05 | 2033 | H2 Salt Cavern Storage - ON | Storage | Hydrogen | QC | Dispatch-Storage | VOM | 0 | [6 empty] | 0.60057 | 0
LCP_Inputs_ON_Diverse_IEA_2023_05_05 | 2033 | H2 Salt Cavern Storage - ON | Storage | Hydrogen | WC | Dispatch-Storage | EmissionsCost | 0 | [6 empty] | 0.60057 | 0
LCP_Inputs_ON_Diverse_IEA_2023_05_05 | 2033 | H2 Salt Cavern Storage - ON | Storage | Hydrogen | WC | Dispatch-Storage | FuelCost | 0 | [6 empty] | 0.60057 | 0
LCP_Inputs_ON_Diverse_IEA_2023_05_05 | 2033 | H2 Salt Cavern Storage - ON | Storage | Hydrogen | WC | Dispatch-Storage | VOM | 0 | [6 empty] | 0.60057 | 0
LCP_Inputs_ON_Diverse_IEA_2023_05_05 | 2033 | Hydro | Generation | Electricity | MI | Dispatch-Generation | EmissionsCost | 0 | [6 empty] | 0.60057 | 0
LCP_Inputs_ON_Diverse_IEA_2023_05_05 | 2033 | Hydro | Generation | Electricity | MI | Dispatch-Generation | FuelCost | 0 | [6 empty] | 0.60057 | 0
LCP_Inputs_ON_Diverse_IEA_2023_05_05 | 2033 | Hydro | Generation | Electricity | MI | Dispatch-Generation | VOM | 0 | [6 empty] | 0.60057 | 0
LCP_Inputs_ON_Diverse_IEA_2023_05_05 | 2033 | Hydro | Generation | Electricity | NY | Dispatch-Generation | EmissionsCost | 0 | [6 empty] | 0.60057 | 0
LCP_Inputs_ON_Diverse_IEA_2023_05_05 | 2033 | Hydro | Generation | Electricity | NY | Dispatch-Generation | FuelCost | 0 | [6 empty] | 0.60057 | 0
LCP_Inputs_ON_Diverse_IEA_2023_05_05 | 2033 | Hydro | Generation | Electricity | NY | Dispatch-Generation | VOM | 0 | [6 empty] | 0.60057 | 0
LCP_Inputs_ON_Diverse_IEA_2023_05_05 | 2033 | Hydro | Generation | Electricity | ON | Dispatch-Generation | EmissionsCost | 0 | [6 empty] | 0.60057 | 0
LCP_Inputs_ON_Diverse_IEA_2023_05_05 | 2033 | Hydro | Generation | Electricity | ON | Dispatch-Generation | FuelCost | 0 | [6 empty] | 0.60057 | 0
LCP_Inputs_ON_Diverse_IEA_2023_05_05 | 2033 | Hydro | Generation | Electricity | ON | Dispatch-Generation | VOM | 0 | [6 empty] | 0.60057 | 0
LCP_Inputs_ON_Diverse_IEA_2023_05_05 | 2033 | Hydro | Generation | Electricity | PJ | Dispatch-Generation | EmissionsCost | 0 | [6 empty] | 0.60057 | 0
LCP_Inputs_ON_Diverse_IEA_2023_05_05 | 2033 | Hydro | Generation | Electricity | PJ | Dispatch-Generation | FuelCost | 0 | [6 empty] | 0.60057 | 0
LCP_Inputs_ON_Diverse_IEA_2023_05_05 | 2033 | Hydro | Generation | Electricity | PJ | Dispatch-Generation | VOM | 0 | [6 empty] | 0.60057 | 0
LCP_Inputs_ON_Diverse_IEA_2023_05_05 | 2033 | Hydro | Generation | Electricity | QC | Dispatch-Generation | EmissionsCost | 0 | [6 empty] | 0.60057 | 0
LCP_Inputs_ON_Diverse_IEA_2023_05_05 | 2033 | Hydro | Generation | Electricity | QC | Dispatch-Generation | FuelCost | 0 | [6 empty] | 0.60057 | 0
LCP_Inputs_ON_Diverse_IEA_2023_05_05 | 2033 | Hydro | Generation | Electricity | QC | Dispatch-Generation | VOM | 0 | [6 empty] | 0.60057 | 0
LCP_Inputs_ON_Diverse_IEA_2023_05_05 | 2033 | Hydro | Generation | Electricity | WC | Dispatch-Generation | EmissionsCost | 0 | [6 empty] | 0.60057 | 0
LCP_Inputs_ON_Diverse_IEA_2023_05_05 | 2033 | Hydro | Generation | Electricity | WC | Dispatch-Generation | FuelCost | 0 | [6 empty] | 0.60057 | 0
LCP_Inputs_ON_Diverse_IEA_2023_05_05 | 2033 | Hydro | Generation | Electricity | WC | Dispatch-Generation | VOM | 0 | [6 empty] | 0.60057 | 0
LCP_Inputs_ON_Diverse_IEA_2023_05_05 | 2033 | Hydro Pumped Storage | Storage | Electricity | MI | Dispatch-Storage | EmissionsCost | 0 | [6 empty] | 0.60057 | 0
LCP_Inputs_ON_Diverse_IEA_2023_05_05 | 2033 | Hydro Pumped Storage | Storage | Electricity | MI | Dispatch-Storage | FuelCost | 0 | [6 empty] | 0.60057 | 0
LCP_Inputs_ON_Diverse_IEA_2023_05_05 | 2033 | Hydro Pumped Storage | Storage | Electricity | MI | Dispatch-Storage | VOM | 0 | [6 empty] | 0.60057 | 0
LCP_Inputs_ON_Diverse_IEA_2023_05_05 | 2033 | Hydro Pumped Storage | Storage | Electricity | NY | Dispatch-Storage | EmissionsCost | 0 | [6 empty] | 0.60057 | 0
LCP_Inputs_ON_Diverse_IEA_2023_05_05 | 2033 | Hydro Pumped Storage | Storage | Electricity | NY | Dispatch-Storage | FuelCost | 0 | [6 empty] | 0.60057 | 0
LCP_Inputs_ON_Diverse_IEA_2023_05_05 | 2033 | Hydro Pumped Storage | Storage | Electricity | NY | Dispatch-Storage | VOM | 0 | [6 empty] | 0.60057 | 0
LCP_Inputs_ON_Diverse_IEA_2023_05_05 | 2033 | Hydro Pumped Storage | Storage | Electricity | ON | Dispatch-Storage | EmissionsCost | 0 | [6 empty] | 0.60057 | 0
LCP_Inputs_ON_Diverse_IEA_2023_05_05 | 2033 | Hydro Pumped Storage | Storage | Electricity | ON | Dispatch-Storage | FuelCost | 0 | [6 empty] | 0.60057 | 0
LCP_Inputs_ON_Diverse_IEA_2023_05_05 | 2033 | Hydro Pumped Storage | Storage | Electricity | ON | Dispatch-Storage | VOM | 0 | [6 empty] | 0.60057 | 0
LCP_Inputs_ON_Diverse_IEA_2023_05_05 | 2033 | Hydro Pumped Storage | Storage | Electricity | PJ | Dispatch-Storage | EmissionsCost | 0 | [6 empty] | 0.60057 | 0
LCP_Inputs_ON_Diverse_IEA_2023_05_05 | 2033 | Hydro Pumped Storage | Storage | Electricity | PJ | Dispatch-Storage | FuelCost | 0 | [6 empty] | 0.60057 | 0
LCP_Inputs_ON_Diverse_IEA_2023_05_05 | 2033 | Hydro Pumped Storage | Storage | Electricity | PJ | Dispatch-Storage | VOM | 0 | [6 empty] | 0.60057 | 0
LCP_Inputs_ON_Diverse_IEA_2023_05_05 | 2033 | Hydro Pumped Storage | Storage | Electricity | QC | Dispatch-Storage | EmissionsCost | 0 | [6 empty] | 0.60057 | 0
LCP_Inputs_ON_Diverse_IEA_2023_05_05 | 2033 | Hydro Pumped Storage | Storage | Electricity | QC | Dispatch-Storage | FuelCost | 0 | [6 empty] | 0.60057 | 0
LCP_Inputs_ON_Diverse_IEA_2023_05_05 | 2033 | Hydro Pumped Storage | Storage | Electricity | QC | Dispatch-Storage | VOM | 0 | [6 empty] | 0.60057 | 0
LCP_Inputs_ON_Diverse_IEA_2023_05_05 | 2033 | Hydro Pumped Storage | Storage | Electricity | WC | Dispatch-Storage | EmissionsCost | 0 | [6 empty] | 0.60057 | 0
LCP_Inputs_ON_Diverse_IEA_2023_05_05 | 2033 | Hydro Pumped Storage | Storage | Electricity | WC | Dispatch-Storage | FuelCost | 0 | [6 empty] | 0.60057 | 0
LCP_Inputs_ON_Diverse_IEA_2023_05_05 | 2033 | Hydro Pumped Storage | Storage | Electricity | WC | Dispatch-Storage | VOM | 0 | [6 empty] | 0.60057 | 0
LCP_Inputs_ON_Diverse_IEA_2023_05_05 | 2033 | Nuclear | Generation | Electricity | MI | Dispatch-Generation | EmissionsCost | 0 | [6 empty] | 0.60057 | 0
LCP_Inputs_ON_Diverse_IEA_2023_05_05 | 2033 | Nuclear | Generation | Electricity | MI | Dispatch-Generation | FuelCost | 0 | [6 empty] | 0.60057 | 0
LCP_Inputs_ON_Diverse_IEA_2023_05_05 | 2033 | Nuclear | Generation | Electricity | MI | Dispatch-Generation | VOM | 2762866296.96 | [6 empty] | 0.60057 | 1659305901.409
LCP_Inputs_ON_Diverse_IEA_2023_05_05 | 2033 | Nuclear | Generation | Electricity | NY | Dispatch-Generation | EmissionsCost | 0 | [6 empty] | 0.60057 | 0
LCP_Inputs_ON_Diverse_IEA_2023_05_05 | 2033 | Nuclear | Generation | Electricity | NY | Dispatch-Generation | FuelCost | 0 | [6 empty] | 0.60057 | 0
LCP_Inputs_ON_Diverse_IEA_2023_05_05 | 2033 | Nuclear | Generation | Electricity | NY | Dispatch-Generation | VOM | 2246155230.144 | [6 empty] | 0.60057 | 1348982624.6604
LCP_Inputs_ON_Diverse_IEA_2023_05_05 | 2033 | Nuclear | Generation | Electricity | ON | Dispatch-Generation | EmissionsCost | 0 | [6 empty] | 0.60057 | 0
LCP_Inputs_ON_Diverse_IEA_2023_05_05 | 2033 | Nuclear | Generation | Electricity | ON | Dispatch-Generation | FuelCost | 0 | [6 empty] | 0.60057 | 0
LCP_Inputs_ON_Diverse_IEA_2023_05_05 | 2033 | Nuclear | Generation | Electricity | ON | Dispatch-Generation | VOM | 6921207719.0302 | [6 empty] | 0.60057 | 4156698000.8048
LCP_Inputs_ON_Diverse_IEA_2023_05_05 | 2033 | Nuclear | Generation | Electricity | PJ | Dispatch-Generation | EmissionsCost | 0 | [6 empty] | 0.60057 | 0
LCP_Inputs_ON_Diverse_IEA_2023_05_05 | 2033 | Nuclear | Generation | Electricity | PJ | Dispatch-Generation | FuelCost | 0 | [6 empty] | 0.60057 | 0
LCP_Inputs_ON_Diverse_IEA_2023_05_05 | 2033 | Nuclear | Generation | Electricity | PJ | Dispatch-Generation | VOM | 6401347648.6848 | [6 empty] | 0.60057 | 3844483514.1392
LCP_Inputs_ON_Diverse_IEA_2023_05_05 | 2033 | Nuclear | Generation | Electricity | QC | Dispatch-Generation | EmissionsCost | 0 | [6 empty] | 0.60057 | 0
LCP_Inputs_ON_Diverse_IEA_2023_05_05 | 2033 | Nuclear | Generation | Electricity | QC | Dispatch-Generation | FuelCost | 0 | [6 empty] | 0.60057 | 0
LCP_Inputs_ON_Diverse_IEA_2023_05_05 | 2033 | Nuclear | Generation | Electricity | QC | Dispatch-Generation | VOM | 0 | [6 empty] | 0.60057 | 0
LCP_Inputs_ON_Diverse_IEA_2023_05_05 | 2033 | Nuclear | Generation | Electricity | WC | Dispatch-Generation | EmissionsCost | 0 | [6 empty] | 0.60057 | 0
LCP_Inputs_ON_Diverse_IEA_2023_05_05 | 2033 | Nuclear | Generation | Electricity | WC | Dispatch-Generation | FuelCost | 0 | [6 empty] | 0.60057 | 0
LCP_Inputs_ON_Diverse_IEA_2023_05_05 | 2033 | Nuclear | Generation | Electricity | WC | Dispatch-Generation | VOM | 0 | [6 empty] | 0.60057 | 0
LCP_Inputs_ON_Diverse_IEA_2023_05_05 | 2033 | Nuclear SMR | Generation | Electricity | MI | Dispatch-Generation | EmissionsCost | 0 | [6 empty] | 0.60057 | 0
LCP_Inputs_ON_Diverse_IEA_2023_05_05 | 2033 | Nuclear SMR | Generation | Electricity | MI | Dispatch-Generation | FuelCost | 0 | [6 empty] | 0.60057 | 0
LCP_Inputs_ON_Diverse_IEA_2023_05_05 | 2033 | Nuclear SMR | Generation | Electricity | MI | Dispatch-Generation | VOM | 0 | [6 empty] | 0.60057 | 0
LCP_Inputs_ON_Diverse_IEA_2023_05_05 | 2033 | Nuclear SMR | Generation | Electricity | NY | Dispatch-Generation | EmissionsCost | 0 | [6 empty] | 0.60057 | 0
LCP_Inputs_ON_Diverse_IEA_2023_05_05 | 2033 | Nuclear SMR | Generation | Electricity | NY | Dispatch-Generation | FuelCost | 0 | [6 empty] | 0.60057 | 0
LCP_Inputs_ON_Diverse_IEA_2023_05_05 | 2033 | Nuclear SMR | Generation | Electricity | NY | Dispatch-Generation | VOM | 0 | [6 empty] | 0.60057 | 0
LCP_Inputs_ON_Diverse_IEA_2023_05_05 | 2033 | Nuclear SMR | Generation | Electricity | ON | Dispatch-Generation | EmissionsCost | 0 | [6 empty] | 0.60057 | 0
LCP_Inputs_ON_Diverse_IEA_2023_05_05 | 2033 | Nuclear SMR | Generation | Electricity | ON | Dispatch-Generation | FuelCost | 0 | [6 empty] | 0.60057 | 0
LCP_Inputs_ON_Diverse_IEA_2023_05_05 | 2033 | Nuclear SMR | Generation | Electricity | ON | Dispatch-Generation | VOM | 18960361.2 | [6 empty] | 0.60057 | 11387101.6005
LCP_Inputs_ON_Diverse_IEA_2023_05_05 | 2033 | Nuclear SMR | Generation | Electricity | PJ | Dispatch-Generation | EmissionsCost | 0 | [6 empty] | 0.60057 | 0
LCP_Inputs_ON_Diverse_IEA_2023_05_05 | 2033 | Nuclear SMR | Generation | Electricity | PJ | Dispatch-Generation | FuelCost | 0 | [6 empty] | 0.60057 | 0
LCP_Inputs_ON_Diverse_IEA_2023_05_05 | 2033 | Nuclear SMR | Generation | Electricity | PJ | Dispatch-Generation | VOM | 0 | [6 empty] | 0.60057 | 0
LCP_Inputs_ON_Diverse_IEA_2023_05_05 | 2033 | Nuclear SMR | Generation | Electricity | QC | Dispatch-Generation | EmissionsCost | 0 | [6 empty] | 0.60057 | 0
LCP_Inputs_ON_Diverse_IEA_2023_05_05 | 2033 | Nuclear SMR | Generation | Electricity | QC | Dispatch-Generation | FuelCost | 0 | [6 empty] | 0.60057 | 0
LCP_Inputs_ON_Diverse_IEA_2023_05_05 | 2033 | Nuclear SMR | Generation | Electricity | QC | Dispatch-Generation | VOM | 0 | [6 empty] | 0.60057 | 0
LCP_Inputs_ON_Diverse_IEA_2023_05_05 | 2033 | Nuclear SMR | Generation | Electricity | WC | Dispatch-Generation | EmissionsCost | 0 | [6 empty] | 0.60057 | 0
LCP_Inputs_ON_Diverse_IEA_2023_05_05 | 2033 | Nuclear SMR | Generation | Electricity | WC | Dispatch-Generation | FuelCost | 0 | [6 empty] | 0.60057 | 0
LCP_Inputs_ON_Diverse_IEA_2023_05_05 | 2033 | Nuclear SMR | Generation | Electricity | WC | Dispatch-Generation | VOM | 0 | [6 empty] | 0.60057 | 0
LCP_Inputs_ON_Diverse_IEA_2023_05_05 | 2033 | O/CCGT - CH4 Existing | Crossload | Electricity | MI | Dispatch-Crossload | EmissionsCost | 0 | [6 empty] | 0.60057 | 0
LCP_Inputs_ON_Diverse_IEA_2023_05_05 | 2033 | O/CCGT - CH4 Existing | Crossload | Electricity | MI | Dispatch-Crossload | FuelCost | 0 | [6 empty] | 0.60057 | 0
LCP_Inputs_ON_Diverse_IEA_2023_05_05 | 2033 | O/CCGT - CH4 Existing | Crossload | Electricity | MI | Dispatch-Crossload | VOM | 0 | [6 empty] | 0.60057 | 0
LCP_Inputs_ON_Diverse_IEA_2023_05_05 | 2033 | O/CCGT - CH4 Existing | Crossload | Electricity | NY | Dispatch-Crossload | EmissionsCost | 0 | [6 empty] | 0.60057 | 0
LCP_Inputs_ON_Diverse_IEA_2023_05_05 | 2033 | O/CCGT - CH4 Existing | Crossload | Electricity | NY | Dispatch-Crossload | FuelCost | 0 | [6 empty] | 0.60057 | 0
LCP_Inputs_ON_Diverse_IEA_2023_05_05 | 2033 | O/CCGT - CH4 Existing | Crossload | Electricity | NY | Dispatch-Crossload | VOM | 0 | [6 empty] | 0.60057 | 0
LCP_Inputs_ON_Diverse_IEA_2023_05_05 | 2033 | O/CCGT - CH4 Existing | Crossload | Electricity | ON | Dispatch-Crossload | EmissionsCost | 4650844.1284 | [6 empty] | 0.60057 | 2793176.4622
LCP_Inputs_ON_Diverse_IEA_2023_05_05 | 2033 | O/CCGT - CH4 Existing | Crossload | Electricity | ON | Dispatch-Crossload | FuelCost | 0 | [6 empty] | 0.60057 | 0
LCP_Inputs_ON_Diverse_IEA_2023_05_05 | 2033 | O/CCGT - CH4 Existing | Crossload | Electricity | ON | Dispatch-Crossload | VOM | 286217.1645 | [6 empty] | 0.60057 | 171894.612
LCP_Inputs_ON_Diverse_IEA_2023_05_05 | 2033 | O/CCGT - CH4 Existing | Crossload | Electricity | PJ | Dispatch-Crossload | EmissionsCost | 0 | [6 empty] | 0.60057 | 0
LCP_Inputs_ON_Diverse_IEA_2023_05_05 | 2033 | O/CCGT - CH4 Existing | Crossload | Electricity | PJ | Dispatch-Crossload | FuelCost | 0 | [6 empty] | 0.60057 | 0
LCP_Inputs_ON_Diverse_IEA_2023_05_05 | 2033 | O/CCGT - CH4 Existing | Crossload | Electricity | PJ | Dispatch-Crossload | VOM | 0 | [6 empty] | 0.60057 | 0
LCP_Inputs_ON_Diverse_IEA_2023_05_05 | 2033 | O/CCGT - CH4 Existing | Crossload | Electricity | QC | Dispatch-Crossload | EmissionsCost | 0 | [6 empty] | 0.60057 | 0
LCP_Inputs_ON_Diverse_IEA_2023_05_05 | 2033 | O/CCGT - CH4 Existing | Crossload | Electricity | QC | Dispatch-Crossload | FuelCost | 0 | [6 empty] | 0.60057 | 0
LCP_Inputs_ON_Diverse_IEA_2023_05_05 | 2033 | O/CCGT - CH4 Existing | Crossload | Electricity | QC | Dispatch-Crossload | VOM | 0 | [6 empty] | 0.60057 | 0
LCP_Inputs_ON_Diverse_IEA_2023_05_05 | 2033 | O/CCGT - CH4 Existing | Crossload | Electricity | WC | Dispatch-Crossload | EmissionsCost | 0 | [6 empty] | 0.60057 | 0
LCP_Inputs_ON_Diverse_IEA_2023_05_05 | 2033 | O/CCGT - CH4 Existing | Crossload | Electricity | WC | Dispatch-Crossload | FuelCost | 0 | [6 empty] | 0.60057 | 0
LCP_Inputs_ON_Diverse_IEA_2023_05_05 | 2033 | O/CCGT - CH4 Existing | Crossload | Electricity | WC | Dispatch-Crossload | VOM | 0 | [6 empty] | 0.60057 | 0
LCP_Inputs_ON_Diverse_IEA_2023_05_05 | 2033 | O/CCGT - CH4 New | Crossload | Electricity | MI | Dispatch-Crossload | EmissionsCost | 0 | [6 empty] | 0.60057 | 0
LCP_Inputs_ON_Diverse_IEA_2023_05_05 | 2033 | O/CCGT - CH4 New | Crossload | Electricity | MI | Dispatch-Crossload | FuelCost | 0 | [6 empty] | 0.60057 | 0
LCP_Inputs_ON_Diverse_IEA_2023_05_05 | 2033 | O/CCGT - CH4 New | Crossload | Electricity | MI | Dispatch-Crossload | VOM | 0 | [6 empty] | 0.60057 | 0
LCP_Inputs_ON_Diverse_IEA_2023_05_05 | 2033 | O/CCGT - CH4 New | Crossload | Electricity | NY | Dispatch-Crossload | EmissionsCost | 0 | [6 empty] | 0.60057 | 0
LCP_Inputs_ON_Diverse_IEA_2023_05_05 | 2033 | O/CCGT - CH4 New | Crossload | Electricity | NY | Dispatch-Crossload | FuelCost | 0 | [6 empty] | 0.60057 | 0
LCP_Inputs_ON_Diverse_IEA_2023_05_05 | 2033 | O/CCGT - CH4 New | Crossload | Electricity | NY | Dispatch-Crossload | VOM | 0 | [6 empty] | 0.60057 | 0
LCP_Inputs_ON_Diverse_IEA_2023_05_05 | 2033 | O/CCGT - CH4 New | Crossload | Electricity | ON | Dispatch-Crossload | EmissionsCost | 205377.4597 | [6 empty] | 0.60057 | 123344.3801
LCP_Inputs_ON_Diverse_IEA_2023_05_05 | 2033 | O/CCGT - CH4 New | Crossload | Electricity | ON | Dispatch-Crossload | FuelCost | 0 | [6 empty] | 0.60057 | 0
LCP_Inputs_ON_Diverse_IEA_2023_05_05 | 2033 | O/CCGT - CH4 New | Crossload | Electricity | ON | Dispatch-Crossload | VOM | 12639.1151 | [6 empty] | 0.60057 | 7590.725
LCP_Inputs_ON_Diverse_IEA_2023_05_05 | 2033 | O/CCGT - CH4 New | Crossload | Electricity | PJ | Dispatch-Crossload | EmissionsCost | 0 | [6 empty] | 0.60057 | 0
LCP_Inputs_ON_Diverse_IEA_2023_05_05 | 2033 | O/CCGT - CH4 New | Crossload | Electricity | PJ | Dispatch-Crossload | FuelCost | 0 | [6 empty] | 0.60057 | 0
LCP_Inputs_ON_Diverse_IEA_2023_05_05 | 2033 | O/CCGT - CH4 New | Crossload | Electricity | PJ | Dispatch-Crossload | VOM | 0 | [6 empty] | 0.60057 | 0
LCP_Inputs_ON_Diverse_IEA_2023_05_05 | 2033 | O/CCGT - CH4 New | Crossload | Electricity | QC | Dispatch-Crossload | EmissionsCost | 0 | [6 empty] | 0.60057 | 0
LCP_Inputs_ON_Diverse_IEA_2023_05_05 | 2033 | O/CCGT - CH4 New | Crossload | Electricity | QC | Dispatch-Crossload | FuelCost | 0 | [6 empty] | 0.60057 | 0
LCP_Inputs_ON_Diverse_IEA_2023_05_05 | 2033 | O/CCGT - CH4 New | Crossload | Electricity | QC | Dispatch-Crossload | VOM | 0 | [6 empty] | 0.60057 | 0
LCP_Inputs_ON_Diverse_IEA_2023_05_05 | 2033 | O/CCGT - CH4 New | Crossload | Electricity | WC | Dispatch-Crossload | EmissionsCost | 0 | [6 empty] | 0.60057 | 0
LCP_Inputs_ON_Diverse_IEA_2023_05_05 | 2033 | O/CCGT - CH4 New | Crossload | Electricity | WC | Dispatch-Crossload | FuelCost | 0 | [6 empty] | 0.60057 | 0
LCP_Inputs_ON_Diverse_IEA_2023_05_05 | 2033 | O/CCGT - CH4 New | Crossload | Electricity | WC | Dispatch-Crossload | VOM | 0 | [6 empty] | 0.60057 | 0
LCP_Inputs_ON_Diverse_IEA_2023_05_05 | 2033 | O/CCGT - H2 New | Crossload | Electricity | MI | Dispatch-Crossload | EmissionsCost | 0 | [6 empty] | 0.60057 | 0
LCP_Inputs_ON_Diverse_IEA_2023_05_05 | 2033 | O/CCGT - H2 New | Crossload | Electricity | MI | Dispatch-Crossload | FuelCost | 0 | [6 empty] | 0.60057 | 0
LCP_Inputs_ON_Diverse_IEA_2023_05_05 | 2033 | O/CCGT - H2 New | Crossload | Electricity | MI | Dispatch-Crossload | VOM | 0 | [6 empty] | 0.60057 | 0
LCP_Inputs_ON_Diverse_IEA_2023_05_05 | 2033 | O/CCGT - H2 New | Crossload | Electricity | NY | Dispatch-Crossload | EmissionsCost | 0 | [6 empty] | 0.60057 | 0
LCP_Inputs_ON_Diverse_IEA_2023_05_05 | 2033 | O/CCGT - H2 New | Crossload | Electricity | NY | Dispatch-Crossload | FuelCost | 0 | [6 empty] | 0.60057 | 0
LCP_Inputs_ON_Diverse_IEA_2023_05_05 | 2033 | O/CCGT - H2 New | Crossload | Electricity | NY | Dispatch-Crossload | VOM | 0 | [6 empty] | 0.60057 | 0
LCP_Inputs_ON_Diverse_IEA_2023_05_05 | 2033 | O/CCGT - H2 New | Crossload | Electricity | ON | Dispatch-Crossload | EmissionsCost | 0 | [6 empty] | 0.60057 | 0
LCP_Inputs_ON_Diverse_IEA_2023_05_05 | 2033 | O/CCGT - H2 New | Crossload | Electricity | ON | Dispatch-Crossload | FuelCost | 0 | [6 empty] | 0.60057 | 0
LCP_Inputs_ON_Diverse_IEA_2023_05_05 | 2033 | O/CCGT - H2 New | Crossload | Electricity | ON | Dispatch-Crossload | VOM | 0 | [6 empty] | 0.60057 | 0
LCP_Inputs_ON_Diverse_IEA_2023_05_05 | 2033 | O/CCGT - H2 New | Crossload | Electricity | PJ | Dispatch-Crossload | EmissionsCost | 0 | [6 empty] | 0.60057 | 0
LCP_Inputs_ON_Diverse_IEA_2023_05_05 | 2033 | O/CCGT - H2 New | Crossload | Electricity | PJ | Dispatch-Crossload | FuelCost | 0 | [6 empty] | 0.60057 | 0
LCP_Inputs_ON_Diverse_IEA_2023_05_05 | 2033 | O/CCGT - H2 New | Crossload | Electricity | PJ | Dispatch-Crossload | VOM | 0 | [6 empty] | 0.60057 | 0
LCP_Inputs_ON_Diverse_IEA_2023_05_05 | 2033 | O/CCGT - H2 New | Crossload | Electricity | QC | Dispatch-Crossload | EmissionsCost | 0 | [6 empty] | 0.60057 | 0
LCP_Inputs_ON_Diverse_IEA_2023_05_05 | 2033 | O/CCGT - H2 New | Crossload | Electricity | QC | Dispatch-Crossload | FuelCost | 0 | [6 empty] | 0.60057 | 0
LCP_Inputs_ON_Diverse_IEA_2023_05_05 | 2033 | O/CCGT - H2 New | Crossload | Electricity | QC | Dispatch-Crossload | VOM | 0 | [6 empty] | 0.60057 | 0
LCP_Inputs_ON_Diverse_IEA_2023_05_05 | 2033 | O/CCGT - H2 New | Crossload | Electricity | WC | Dispatch-Crossload | EmissionsCost | 0 | [6 empty] | 0.60057 | 0
LCP_Inputs_ON_Diverse_IEA_2023_05_05 | 2033 | O/CCGT - H2 New | Crossload | Electricity | WC | Dispatch-Crossload | FuelCost | 0 | [6 empty] | 0.60057 | 0
LCP_Inputs_ON_Diverse_IEA_2023_05_05 | 2033 | O/CCGT - H2 New | Crossload | Electricity | WC | Dispatch-Crossload | VOM | 0 | [6 empty] | 0.60057 | 0
LCP_Inputs_ON_Diverse_IEA_2023_05_05 | 2033 | SMR CCS | Generation | Hydrogen | MI | Dispatch-Generation | EmissionsCost | 0 | [6 empty] | 0.60057 | 0
LCP_Inputs_ON_Diverse_IEA_2023_05_05 | 2033 | SMR CCS | Generation | Hydrogen | MI | Dispatch-Generation | FuelCost | 0 | [6 empty] | 0.60057 | 0
LCP_Inputs_ON_Diverse_IEA_2023_05_05 | 2033 | SMR CCS | Generation | Hydrogen | MI | Dispatch-Generation | VOM | 0 | [6 empty] | 0.60057 | 0
LCP_Inputs_ON_Diverse_IEA_2023_05_05 | 2033 | SMR CCS | Generation | Hydrogen | NY | Dispatch-Generation | EmissionsCost | 0 | [6 empty] | 0.60057 | 0
LCP_Inputs_ON_Diverse_IEA_2023_05_05 | 2033 | SMR CCS | Generation | Hydrogen | NY | Dispatch-Generation | FuelCost | 0 | [6 empty] | 0.60057 | 0
LCP_Inputs_ON_Diverse_IEA_2023_05_05 | 2033 | SMR CCS | Generation | Hydrogen | NY | Dispatch-Generation | VOM | 0 | [6 empty] | 0.60057 | 0
LCP_Inputs_ON_Diverse_IEA_2023_05_05 | 2033 | SMR CCS | Generation | Hydrogen | ON | Dispatch-Generation | EmissionsCost | 398520751.9847 | [6 empty] | 0.60057 | 239341236.4289
LCP_Inputs_ON_Diverse_IEA_2023_05_05 | 2033 | SMR CCS | Generation | Hydrogen | ON | Dispatch-Generation | FuelCost | 628171752.4376 | [6 empty] | 0.60057 | 377263676.1559
LCP_Inputs_ON_Diverse_IEA_2023_05_05 | 2033 | SMR CCS | Generation | Hydrogen | ON | Dispatch-Generation | VOM | 0 | [6 empty] | 0.60057 | 0
LCP_Inputs_ON_Diverse_IEA_2023_05_05 | 2033 | SMR CCS | Generation | Hydrogen | PJ | Dispatch-Generation | EmissionsCost | 0 | [6 empty] | 0.60057 | 0
LCP_Inputs_ON_Diverse_IEA_2023_05_05 | 2033 | SMR CCS | Generation | Hydrogen | PJ | Dispatch-Generation | FuelCost | 0 | [6 empty] | 0.60057 | 0
LCP_Inputs_ON_Diverse_IEA_2023_05_05 | 2033 | SMR CCS | Generation | Hydrogen | PJ | Dispatch-Generation | VOM | 0 | [6 empty] | 0.60057 | 0
LCP_Inputs_ON_Diverse_IEA_2023_05_05 | 2033 | SMR CCS | Generation | Hydrogen | QC | Dispatch-Generation | EmissionsCost | 0 | [6 empty] | 0.60057 | 0
LCP_Inputs_ON_Diverse_IEA_2023_05_05 | 2033 | SMR CCS | Generation | Hydrogen | QC | Dispatch-Generation | FuelCost | 0 | [6 empty] | 0.60057 | 0
LCP_Inputs_ON_Diverse_IEA_2023_05_05 | 2033 | SMR CCS | Generation | Hydrogen | QC | Dispatch-Generation | VOM | 0 | [6 empty] | 0.60057 | 0
LCP_Inputs_ON_Diverse_IEA_2023_05_05 | 2033 | SMR CCS | Generation | Hydrogen | WC | Dispatch-Generation | EmissionsCost | 0 | [6 empty] | 0.60057 | 0
LCP_Inputs_ON_Diverse_IEA_2023_05_05 | 2033 | SMR CCS | Generation | Hydrogen | WC | Dispatch-Generation | FuelCost | 0 | [6 empty] | 0.60057 | 0
LCP_Inputs_ON_Diverse_IEA_2023_05_05 | 2033 | SMR CCS | Generation | Hydrogen | WC | Dispatch-Generation | VOM | 0 | [6 empty] | 0.60057 | 0
LCP_Inputs_ON_Diverse_IEA_2023_05_05 | 2033 | Solar PV | Generation | Electricity | MI | Dispatch-Generation | EmissionsCost | 0 | [6 empty] | 0.60057 | 0
LCP_Inputs_ON_Diverse_IEA_2023_05_05 | 2033 | Solar PV | Generation | Electricity | MI | Dispatch-Generation | FuelCost | 0 | [6 empty] | 0.60057 | 0
LCP_Inputs_ON_Diverse_IEA_2023_05_05 | 2033 | Solar PV | Generation | Electricity | MI | Dispatch-Generation | VOM | 0 | [6 empty] | 0.60057 | 0
LCP_Inputs_ON_Diverse_IEA_2023_05_05 | 2033 | Solar PV | Generation | Electricity | NY | Dispatch-Generation | EmissionsCost | 0 | [6 empty] | 0.60057 | 0
LCP_Inputs_ON_Diverse_IEA_2023_05_05 | 2033 | Solar PV | Generation | Electricity | NY | Dispatch-Generation | FuelCost | 0 | [6 empty] | 0.60057 | 0
LCP_Inputs_ON_Diverse_IEA_2023_05_05 | 2033 | Solar PV | Generation | Electricity | NY | Dispatch-Generation | VOM | 0 | [6 empty] | 0.60057 | 0
LCP_Inputs_ON_Diverse_IEA_2023_05_05 | 2033 | Solar PV | Generation | Electricity | ON | Dispatch-Generation | EmissionsCost | 0 | [6 empty] | 0.60057 | 0
LCP_Inputs_ON_Diverse_IEA_2023_05_05 | 2033 | Solar PV | Generation | Electricity | ON | Dispatch-Generation | FuelCost | 0 | [6 empty] | 0.60057 | 0
LCP_Inputs_ON_Diverse_IEA_2023_05_05 | 2033 | Solar PV | Generation | Electricity | ON | Dispatch-Generation | VOM | 0 | [6 empty] | 0.60057 | 0
LCP_Inputs_ON_Diverse_IEA_2023_05_05 | 2033 | Solar PV | Generation | Electricity | PJ | Dispatch-Generation | EmissionsCost | 0 | [6 empty] | 0.60057 | 0
LCP_Inputs_ON_Diverse_IEA_2023_05_05 | 2033 | Solar PV | Generation | Electricity | PJ | Dispatch-Generation | FuelCost | 0 | [6 empty] | 0.60057 | 0
LCP_Inputs_ON_Diverse_IEA_2023_05_05 | 2033 | Solar PV | Generation | Electricity | PJ | Dispatch-Generation | VOM | 0 | [6 empty] | 0.60057 | 0
LCP_Inputs_ON_Diverse_IEA_2023_05_05 | 2033 | Solar PV | Generation | Electricity | QC | Dispatch-Generation | EmissionsCost | 0 | [6 empty] | 0.60057 | 0
LCP_Inputs_ON_Diverse_IEA_2023_05_05 | 2033 | Solar PV | Generation | Electricity | QC | Dispatch-Generation | FuelCost | 0 | [6 empty] | 0.60057 | 0
LCP_Inputs_ON_Diverse_IEA_2023_05_05 | 2033 | Solar PV | Generation | Electricity | QC | Dispatch-Generation | VOM | 0 | [6 empty] | 0.60057 | 0
LCP_Inputs_ON_Diverse_IEA_2023_05_05 | 2033 | Solar PV | Generation | Electricity | WC | Dispatch-Generation | EmissionsCost | 0 | [6 empty] | 0.60057 | 0
LCP_Inputs_ON_Diverse_IEA_2023_05_05 | 2033 | Solar PV | Generation | Electricity | WC | Dispatch-Generation | FuelCost | 0 | [6 empty] | 0.60057 | 0
LCP_Inputs_ON_Diverse_IEA_2023_05_05 | 2033 | Solar PV | Generation | Electricity | WC | Dispatch-Generation | VOM | 0 | [6 empty] | 0.60057 | 0
LCP_Inputs_ON_Diverse_IEA_2023_05_05 | 2033 | Wind Offshore | Generation | Electricity | MI | Dispatch-Generation | EmissionsCost | 0 | [6 empty] | 0.60057 | 0
LCP_Inputs_ON_Diverse_IEA_2023_05_05 | 2033 | Wind Offshore | Generation | Electricity | MI | Dispatch-Generation | FuelCost | 0 | [6 empty] | 0.60057 | 0
LCP_Inputs_ON_Diverse_IEA_2023_05_05 | 2033 | Wind Offshore | Generation | Electricity | MI | Dispatch-Generation | VOM | 0 | [6 empty] | 0.60057 | 0
LCP_Inputs_ON_Diverse_IEA_2023_05_05 | 2033 | Wind Offshore | Generation | Electricity | NY | Dispatch-Generation | EmissionsCost | 0 | [6 empty] | 0.60057 | 0
LCP_Inputs_ON_Diverse_IEA_2023_05_05 | 2033 | Wind Offshore | Generation | Electricity | NY | Dispatch-Generation | FuelCost | 0 | [6 empty] | 0.60057 | 0
LCP_Inputs_ON_Diverse_IEA_2023_05_05 | 2033 | Wind Offshore | Generation | Electricity | NY | Dispatch-Generation | VOM | 0 | [6 empty] | 0.60057 | 0
LCP_Inputs_ON_Diverse_IEA_2023_05_05 | 2033 | Wind Offshore | Generation | Electricity | ON | Dispatch-Generation | EmissionsCost | 0 | [6 empty] | 0.60057 | 0
LCP_Inputs_ON_Diverse_IEA_2023_05_05 | 2033 | Wind Offshore | Generation | Electricity | ON | Dispatch-Generation | FuelCost | 0 | [6 empty] | 0.60057 | 0
LCP_Inputs_ON_Diverse_IEA_2023_05_05 | 2033 | Wind Offshore | Generation | Electricity | ON | Dispatch-Generation | VOM | 0 | [6 empty] | 0.60057 | 0
LCP_Inputs_ON_Diverse_IEA_2023_05_05 | 2033 | Wind Offshore | Generation | Electricity | PJ | Dispatch-Generation | EmissionsCost | 0 | [6 empty] | 0.60057 | 0
LCP_Inputs_ON_Diverse_IEA_2023_05_05 | 2033 | Wind Offshore | Generation | Electricity | PJ | Dispatch-Generation | FuelCost | 0 | [6 empty] | 0.60057 | 0
LCP_Inputs_ON_Diverse_IEA_2023_05_05 | 2033 | Wind Offshore | Generation | Electricity | PJ | Dispatch-Generation | VOM | 0 | [6 empty] | 0.60057 | 0
LCP_Inputs_ON_Diverse_IEA_2023_05_05 | 2033 | Wind Offshore | Generation | Electricity | QC | Dispatch-Generation | EmissionsCost | 0 | [6 empty] | 0.60057 | 0
LCP_Inputs_ON_Diverse_IEA_2023_05_05 | 2033 | Wind Offshore | Generation | Electricity | QC | Dispatch-Generation | FuelCost | 0 | [6 empty] | 0.60057 | 0
LCP_Inputs_ON_Diverse_IEA_2023_05_05 | 2033 | Wind Offshore | Generation | Electricity | QC | Dispatch-Generation | VOM | 0 | [6 empty] | 0.60057 | 0
LCP_Inputs_ON_Diverse_IEA_2023_05_05 | 2033 | Wind Offshore | Generation | Electricity | WC | Dispatch-Generation | EmissionsCost | 0 | [6 empty] | 0.60057 | 0
LCP_Inputs_ON_Diverse_IEA_2023_05_05 | 2033 | Wind Offshore | Generation | Electricity | WC | Dispatch-Generation | FuelCost | 0 | [6 empty] | 0.60057 | 0
LCP_Inputs_ON_Diverse_IEA_2023_05_05 | 2033 | Wind Offshore | Generation | Electricity | WC | Dispatch-Generation | VOM | 0 | [6 empty] | 0.60057 | 0
LCP_Inputs_ON_Diverse_IEA_2023_05_05 | 2033 | Wind Onshore | Generation | Electricity | MI | Dispatch-Generation | EmissionsCost | 0 | [6 empty] | 0.60057 | 0
LCP_Inputs_ON_Diverse_IEA_2023_05_05 | 2033 | Wind Onshore | Generation | Electricity | MI | Dispatch-Generation | FuelCost | 0 | [6 empty] | 0.60057 | 0
LCP_Inputs_ON_Diverse_IEA_2023_05_05 | 2033 | Wind Onshore | Generation | Electricity | MI | Dispatch-Generation | VOM | 0 | [6 empty] | 0.60057 | 0
LCP_Inputs_ON_Diverse_IEA_2023_05_05 | 2033 | Wind Onshore | Generation | Electricity | NY | Dispatch-Generation | EmissionsCost | 0 | [6 empty] | 0.60057 | 0
LCP_Inputs_ON_Diverse_IEA_2023_05_05 | 2033 | Wind Onshore | Generation | Electricity | NY | Dispatch-Generation | FuelCost | 0 | [6 empty] | 0.60057 | 0
LCP_Inputs_ON_Diverse_IEA_2023_05_05 | 2033 | Wind Onshore | Generation | Electricity | NY | Dispatch-Generation | VOM | 0 | [6 empty] | 0.60057 | 0
LCP_Inputs_ON_Diverse_IEA_2023_05_05 | 2033 | Wind Onshore | Generation | Electricity | ON | Dispatch-Generation | EmissionsCost | 0 | [6 empty] | 0.60057 | 0
LCP_Inputs_ON_Diverse_IEA_2023_05_05 | 2033 | Wind Onshore | Generation | Electricity | ON | Dispatch-Generation | FuelCost | 0 | [6 empty] | 0.60057 | 0
LCP_Inputs_ON_Diverse_IEA_2023_05_05 | 2033 | Wind Onshore | Generation | Electricity | ON | Dispatch-Generation | VOM | 0 | [6 empty] | 0.60057 | 0
LCP_Inputs_ON_Diverse_IEA_2023_05_05 | 2033 | Wind Onshore | Generation | Electricity | PJ | Dispatch-Generation | EmissionsCost | 0 | [6 empty] | 0.60057 | 0
LCP_Inputs_ON_Diverse_IEA_2023_05_05 | 2033 | Wind Onshore | Generation | Electricity | PJ | Dispatch-Generation | FuelCost | 0 | [6 empty] | 0.60057 | 0
LCP_Inputs_ON_Diverse_IEA_2023_05_05 | 2033 | Wind Onshore | Generation | Electricity | PJ | Dispatch-Generation | VOM | 0 | [6 empty] | 0.60057 | 0
LCP_Inputs_ON_Diverse_IEA_2023_05_05 | 2033 | Wind Onshore | Generation | Electricity | QC | Dispatch-Generation | EmissionsCost | 0 | [6 empty] | 0.60057 | 0
LCP_Inputs_ON_Diverse_IEA_2023_05_05 | 2033 | Wind Onshore | Generation | Electricity | QC | Dispatch-Generation | FuelCost | 0 | [6 empty] | 0.60057 | 0
LCP_Inputs_ON_Diverse_IEA_2023_05_05 | 2033 | Wind Onshore | Generation | Electricity | QC | Dispatch-Generation | VOM | 0 | [6 empty] | 0.60057 | 0
LCP_Inputs_ON_Diverse_IEA_2023_05_05 | 2033 | Wind Onshore | Generation | Electricity | WC | Dispatch-Generation | EmissionsCost | 0 | [6 empty] | 0.60057 | 0
LCP_Inputs_ON_Diverse_IEA_2023_05_05 | 2033 | Wind Onshore | Generation | Electricity | WC | Dispatch-Generation | FuelCost | 0 | [6 empty] | 0.60057 | 0
LCP_Inputs_ON_Diverse_IEA_2023_05_05 | 2033 | Wind Onshore | Generation | Electricity | WC | Dispatch-Generation | VOM | 0 | [6 empty] | 0.60057 | 0
LCP_Inputs_ON_Diverse_IEA_2023_05_05 | 2034 | Anaerobic Digestion | Generation | Methane | MI | Dispatch-Generation | EmissionsCost | 0 | [6 empty] | 0.57748 | 0
LCP_Inputs_ON_Diverse_IEA_2023_05_05 | 2034 | Anaerobic Digestion | Generation | Methane | MI | Dispatch-Generation | FuelCost | 0 | [6 empty] | 0.57748 | 0
LCP_Inputs_ON_Diverse_IEA_2023_05_05 | 2034 | Anaerobic Digestion | Generation | Methane | MI | Dispatch-Generation | VOM | 0 | [6 empty] | 0.57748 | 0
LCP_Inputs_ON_Diverse_IEA_2023_05_05 | 2034 | Anaerobic Digestion | Generation | Methane | NY | Dispatch-Generation | EmissionsCost | 0 | [6 empty] | 0.57748 | 0
LCP_Inputs_ON_Diverse_IEA_2023_05_05 | 2034 | Anaerobic Digestion | Generation | Methane | NY | Dispatch-Generation | FuelCost | 0 | [6 empty] | 0.57748 | 0
LCP_Inputs_ON_Diverse_IEA_2023_05_05 | 2034 | Anaerobic Digestion | Generation | Methane | NY | Dispatch-Generation | VOM | 0 | [6 empty] | 0.57748 | 0
LCP_Inputs_ON_Diverse_IEA_2023_05_05 | 2034 | Anaerobic Digestion | Generation | Methane | ON | Dispatch-Generation | EmissionsCost | 1840449.9197 | [6 empty] | 0.57748 | 1062813.9698
LCP_Inputs_ON_Diverse_IEA_2023_05_05 | 2034 | Anaerobic Digestion | Generation | Methane | ON | Dispatch-Generation | FuelCost | 0 | [6 empty] | 0.57748 | 0
LCP_Inputs_ON_Diverse_IEA_2023_05_05 | 2034 | Anaerobic Digestion | Generation | Methane | ON | Dispatch-Generation | VOM | 862230000 | [6 empty] | 0.57748 | 497916340.6614
LCP_Inputs_ON_Diverse_IEA_2023_05_05 | 2034 | Anaerobic Digestion | Generation | Methane | PJ | Dispatch-Generation | EmissionsCost | 0 | [6 empty] | 0.57748 | 0
LCP_Inputs_ON_Diverse_IEA_2023_05_05 | 2034 | Anaerobic Digestion | Generation | Methane | PJ | Dispatch-Generation | FuelCost | 0 | [6 empty] | 0.57748 | 0
LCP_Inputs_ON_Diverse_IEA_2023_05_05 | 2034 | Anaerobic Digestion | Generation | Methane | PJ | Dispatch-Generation | VOM | 0 | [6 empty] | 0.57748 | 0
LCP_Inputs_ON_Diverse_IEA_2023_05_05 | 2034 | Anaerobic Digestion | Generation | Methane | QC | Dispatch-Generation | EmissionsCost | 0 | [6 empty] | 0.57748 | 0
LCP_Inputs_ON_Diverse_IEA_2023_05_05 | 2034 | Anaerobic Digestion | Generation | Methane | QC | Dispatch-Generation | FuelCost | 0 | [6 empty] | 0.57748 | 0
LCP_Inputs_ON_Diverse_IEA_2023_05_05 | 2034 | Anaerobic Digestion | Generation | Methane | QC | Dispatch-Generation | VOM | 0 | [6 empty] | 0.57748 | 0
LCP_Inputs_ON_Diverse_IEA_2023_05_05 | 2034 | Anaerobic Digestion | Generation | Methane | WC | Dispatch-Generation | EmissionsCost | 0 | [6 empty] | 0.57748 | 0
LCP_Inputs_ON_Diverse_IEA_2023_05_05 | 2034 | Anaerobic Digestion | Generation | Methane | WC | Dispatch-Generation | FuelCost | 0 | [6 empty] | 0.57748 | 0
LCP_Inputs_ON_Diverse_IEA_2023_05_05 | 2034 | Anaerobic Digestion | Generation | Methane | WC | Dispatch-Generation | VOM | 0 | [6 empty] | 0.57748 | 0
LCP_Inputs_ON_Diverse_IEA_2023_05_05 | 2034 | Battery Storage | Storage | Electricity | MI | Dispatch-Storage | EmissionsCost | 0 | [6 empty] | 0.57748 | 0
LCP_Inputs_ON_Diverse_IEA_2023_05_05 | 2034 | Battery Storage | Storage | Electricity | MI | Dispatch-Storage | FuelCost | 0 | [6 empty] | 0.57748 | 0
LCP_Inputs_ON_Diverse_IEA_2023_05_05 | 2034 | Battery Storage | Storage | Electricity | MI | Dispatch-Storage | VOM | 0 | [6 empty] | 0.57748 | 0
LCP_Inputs_ON_Diverse_IEA_2023_05_05 | 2034 | Battery Storage | Storage | Electricity | NY | Dispatch-Storage | EmissionsCost | 0 | [6 empty] | 0.57748 | 0
LCP_Inputs_ON_Diverse_IEA_2023_05_05 | 2034 | Battery Storage | Storage | Electricity | NY | Dispatch-Storage | FuelCost | 0 | [6 empty] | 0.57748 | 0
LCP_Inputs_ON_Diverse_IEA_2023_05_05 | 2034 | Battery Storage | Storage | Electricity | NY | Dispatch-Storage | VOM | 0 | [6 empty] | 0.57748 | 0
LCP_Inputs_ON_Diverse_IEA_2023_05_05 | 2034 | Battery Storage | Storage | Electricity | ON | Dispatch-Storage | EmissionsCost | 0 | [6 empty] | 0.57748 | 0
LCP_Inputs_ON_Diverse_IEA_2023_05_05 | 2034 | Battery Storage | Storage | Electricity | ON | Dispatch-Storage | FuelCost | 0 | [6 empty] | 0.57748 | 0
LCP_Inputs_ON_Diverse_IEA_2023_05_05 | 2034 | Battery Storage | Storage | Electricity | ON | Dispatch-Storage | VOM | 0 | [6 empty] | 0.57748 | 0
LCP_Inputs_ON_Diverse_IEA_2023_05_05 | 2034 | Battery Storage | Storage | Electricity | PJ | Dispatch-Storage | EmissionsCost | 0 | [6 empty] | 0.57748 | 0
LCP_Inputs_ON_Diverse_IEA_2023_05_05 | 2034 | Battery Storage | Storage | Electricity | PJ | Dispatch-Storage | FuelCost | 0 | [6 empty] | 0.57748 | 0
LCP_Inputs_ON_Diverse_IEA_2023_05_05 | 2034 | Battery Storage | Storage | Electricity | PJ | Dispatch-Storage | VOM | 0 | [6 empty] | 0.57748 | 0
LCP_Inputs_ON_Diverse_IEA_2023_05_05 | 2034 | Battery Storage | Storage | Electricity | QC | Dispatch-Storage | EmissionsCost | 0 | [6 empty] | 0.57748 | 0
LCP_Inputs_ON_Diverse_IEA_2023_05_05 | 2034 | Battery Storage | Storage | Electricity | QC | Dispatch-Storage | FuelCost | 0 | [6 empty] | 0.57748 | 0
LCP_Inputs_ON_Diverse_IEA_2023_05_05 | 2034 | Battery Storage | Storage | Electricity | QC | Dispatch-Storage | VOM | 0 | [6 empty] | 0.57748 | 0
LCP_Inputs_ON_Diverse_IEA_2023_05_05 | 2034 | Battery Storage | Storage | Electricity | WC | Dispatch-Storage | EmissionsCost | 0 | [6 empty] | 0.57748 | 0
LCP_Inputs_ON_Diverse_IEA_2023_05_05 | 2034 | Battery Storage | Storage | Electricity | WC | Dispatch-Storage | FuelCost | 0 | [6 empty] | 0.57748 | 0
LCP_Inputs_ON_Diverse_IEA_2023_05_05 | 2034 | Battery Storage | Storage | Electricity | WC | Dispatch-Storage | VOM | 0 | [6 empty] | 0.57748 | 0
LCP_Inputs_ON_Diverse_IEA_2023_05_05 | 2034 | Biomass | Generation | Electricity | MI | Dispatch-Generation | EmissionsCost | 0 | [6 empty] | 0.57748 | 0
LCP_Inputs_ON_Diverse_IEA_2023_05_05 | 2034 | Biomass | Generation | Electricity | MI | Dispatch-Generation | FuelCost | 0 | [6 empty] | 0.57748 | 0
LCP_Inputs_ON_Diverse_IEA_2023_05_05 | 2034 | Biomass | Generation | Electricity | MI | Dispatch-Generation | VOM | 0 | [6 empty] | 0.57748 | 0
LCP_Inputs_ON_Diverse_IEA_2023_05_05 | 2034 | Biomass | Generation | Electricity | NY | Dispatch-Generation | EmissionsCost | 0 | [6 empty] | 0.57748 | 0
LCP_Inputs_ON_Diverse_IEA_2023_05_05 | 2034 | Biomass | Generation | Electricity | NY | Dispatch-Generation | FuelCost | 0 | [6 empty] | 0.57748 | 0
LCP_Inputs_ON_Diverse_IEA_2023_05_05 | 2034 | Biomass | Generation | Electricity | NY | Dispatch-Generation | VOM | 0 | [6 empty] | 0.57748 | 0
LCP_Inputs_ON_Diverse_IEA_2023_05_05 | 2034 | Biomass | Generation | Electricity | ON | Dispatch-Generation | EmissionsCost | 0 | [6 empty] | 0.57748 | 0
LCP_Inputs_ON_Diverse_IEA_2023_05_05 | 2034 | Biomass | Generation | Electricity | ON | Dispatch-Generation | FuelCost | 0 | [6 empty] | 0.57748 | 0
LCP_Inputs_ON_Diverse_IEA_2023_05_05 | 2034 | Biomass | Generation | Electricity | ON | Dispatch-Generation | VOM | 0 | [6 empty] | 0.57748 | 0
LCP_Inputs_ON_Diverse_IEA_2023_05_05 | 2034 | Biomass | Generation | Electricity | PJ | Dispatch-Generation | EmissionsCost | 0 | [6 empty] | 0.57748 | 0
LCP_Inputs_ON_Diverse_IEA_2023_05_05 | 2034 | Biomass | Generation | Electricity | PJ | Dispatch-Generation | FuelCost | 0 | [6 empty] | 0.57748 | 0
LCP_Inputs_ON_Diverse_IEA_2023_05_05 | 2034 | Biomass | Generation | Electricity | PJ | Dispatch-Generation | VOM | 0 | [6 empty] | 0.57748 | 0
LCP_Inputs_ON_Diverse_IEA_2023_05_05 | 2034 | Biomass | Generation | Electricity | QC | Dispatch-Generation | EmissionsCost | 0 | [6 empty] | 0.57748 | 0
LCP_Inputs_ON_Diverse_IEA_2023_05_05 | 2034 | Biomass | Generation | Electricity | QC | Dispatch-Generation | FuelCost | 82244.5648 | [6 empty] | 0.57748 | 47494.1869
LCP_Inputs_ON_Diverse_IEA_2023_05_05 | 2034 | Biomass | Generation | Electricity | QC | Dispatch-Generation | VOM | 1055.4719 | [6 empty] | 0.57748 | 609.5087
LCP_Inputs_ON_Diverse_IEA_2023_05_05 | 2034 | Biomass | Generation | Electricity | WC | Dispatch-Generation | EmissionsCost | 0 | [6 empty] | 0.57748 | 0
LCP_Inputs_ON_Diverse_IEA_2023_05_05 | 2034 | Biomass | Generation | Electricity | WC | Dispatch-Generation | FuelCost | 0 | [6 empty] | 0.57748 | 0
LCP_Inputs_ON_Diverse_IEA_2023_05_05 | 2034 | Biomass | Generation | Electricity | WC | Dispatch-Generation | VOM | 0 | [6 empty] | 0.57748 | 0
LCP_Inputs_ON_Diverse_IEA_2023_05_05 | 2034 | Biomass + CCS | Generation | Electricity | MI | Dispatch-Generation | EmissionsCost | 0 | [6 empty] | 0.57748 | 0
LCP_Inputs_ON_Diverse_IEA_2023_05_05 | 2034 | Biomass + CCS | Generation | Electricity | MI | Dispatch-Generation | FuelCost | 0 | [6 empty] | 0.57748 | 0
LCP_Inputs_ON_Diverse_IEA_2023_05_05 | 2034 | Biomass + CCS | Generation | Electricity | MI | Dispatch-Generation | VOM | 0 | [6 empty] | 0.57748 | 0
LCP_Inputs_ON_Diverse_IEA_2023_05_05 | 2034 | Biomass + CCS | Generation | Electricity | NY | Dispatch-Generation | EmissionsCost | 0 | [6 empty] | 0.57748 | 0
LCP_Inputs_ON_Diverse_IEA_2023_05_05 | 2034 | Biomass + CCS | Generation | Electricity | NY | Dispatch-Generation | FuelCost | 0 | [6 empty] | 0.57748 | 0
LCP_Inputs_ON_Diverse_IEA_2023_05_05 | 2034 | Biomass + CCS | Generation | Electricity | NY | Dispatch-Generation | VOM | 0 | [6 empty] | 0.57748 | 0
LCP_Inputs_ON_Diverse_IEA_2023_05_05 | 2034 | Biomass + CCS | Generation | Electricity | ON | Dispatch-Generation | EmissionsCost | 0 | [6 empty] | 0.57748 | 0
LCP_Inputs_ON_Diverse_IEA_2023_05_05 | 2034 | Biomass + CCS | Generation | Electricity | ON | Dispatch-Generation | FuelCost | 0 | [6 empty] | 0.57748 | 0
LCP_Inputs_ON_Diverse_IEA_2023_05_05 | 2034 | Biomass + CCS | Generation | Electricity | ON | Dispatch-Generation | VOM | 0 | [6 empty] | 0.57748 | 0
LCP_Inputs_ON_Diverse_IEA_2023_05_05 | 2034 | Biomass + CCS | Generation | Electricity | PJ | Dispatch-Generation | EmissionsCost | 0 | [6 empty] | 0.57748 | 0
LCP_Inputs_ON_Diverse_IEA_2023_05_05 | 2034 | Biomass + CCS | Generation | Electricity | PJ | Dispatch-Generation | FuelCost | 0 | [6 empty] | 0.57748 | 0
LCP_Inputs_ON_Diverse_IEA_2023_05_05 | 2034 | Biomass + CCS | Generation | Electricity | PJ | Dispatch-Generation | VOM | 0 | [6 empty] | 0.57748 | 0
LCP_Inputs_ON_Diverse_IEA_2023_05_05 | 2034 | Biomass + CCS | Generation | Electricity | QC | Dispatch-Generation | EmissionsCost | 0 | [6 empty] | 0.57748 | 0
LCP_Inputs_ON_Diverse_IEA_2023_05_05 | 2034 | Biomass + CCS | Generation | Electricity | QC | Dispatch-Generation | FuelCost | 0 | [6 empty] | 0.57748 | 0
LCP_Inputs_ON_Diverse_IEA_2023_05_05 | 2034 | Biomass + CCS | Generation | Electricity | QC | Dispatch-Generation | VOM | 0 | [6 empty] | 0.57748 | 0
LCP_Inputs_ON_Diverse_IEA_2023_05_05 | 2034 | Biomass + CCS | Generation | Electricity | WC | Dispatch-Generation | EmissionsCost | 0 | [6 empty] | 0.57748 | 0
LCP_Inputs_ON_Diverse_IEA_2023_05_05 | 2034 | Biomass + CCS | Generation | Electricity | WC | Dispatch-Generation | FuelCost | 0 | [6 empty] | 0.57748 | 0
LCP_Inputs_ON_Diverse_IEA_2023_05_05 | 2034 | Biomass + CCS | Generation | Electricity | WC | Dispatch-Generation | VOM | 0 | [6 empty] | 0.57748 | 0
LCP_Inputs_ON_Diverse_IEA_2023_05_05 | 2034 | CH4 + CCS | Generation | Methane | MI | Dispatch-Generation | EmissionsCost | 0 | [6 empty] | 0.57748 | 0
LCP_Inputs_ON_Diverse_IEA_2023_05_05 | 2034 | CH4 + CCS | Generation | Methane | MI | Dispatch-Generation | FuelCost | 0 | [6 empty] | 0.57748 | 0
LCP_Inputs_ON_Diverse_IEA_2023_05_05 | 2034 | CH4 + CCS | Generation | Methane | MI | Dispatch-Generation | VOM | 0 | [6 empty] | 0.57748 | 0
LCP_Inputs_ON_Diverse_IEA_2023_05_05 | 2034 | CH4 + CCS | Generation | Methane | NY | Dispatch-Generation | EmissionsCost | 0 | [6 empty] | 0.57748 | 0
LCP_Inputs_ON_Diverse_IEA_2023_05_05 | 2034 | CH4 + CCS | Generation | Methane | NY | Dispatch-Generation | FuelCost | 0 | [6 empty] | 0.57748 | 0
LCP_Inputs_ON_Diverse_IEA_2023_05_05 | 2034 | CH4 + CCS | Generation | Methane | NY | Dispatch-Generation | VOM | 0 | [6 empty] | 0.57748 | 0
LCP_Inputs_ON_Diverse_IEA_2023_05_05 | 2034 | CH4 + CCS | Generation | Methane | ON | Dispatch-Generation | EmissionsCost | 36250644.3017 | [6 empty] | 0.57748 | 20933843.8205
LCP_Inputs_ON_Diverse_IEA_2023_05_05 | 2034 | CH4 + CCS | Generation | Methane | ON | Dispatch-Generation | FuelCost | 171398728.1399 | [6 empty] | 0.57748 | 98978494.7281
LCP_Inputs_ON_Diverse_IEA_2023_05_05 | 2034 | CH4 + CCS | Generation | Methane | ON | Dispatch-Generation | VOM | 19178821.6667 | [6 empty] | 0.57748 | 11075291.6304
LCP_Inputs_ON_Diverse_IEA_2023_05_05 | 2034 | CH4 + CCS | Generation | Methane | PJ | Dispatch-Generation | EmissionsCost | 0 | [6 empty] | 0.57748 | 0
LCP_Inputs_ON_Diverse_IEA_2023_05_05 | 2034 | CH4 + CCS | Generation | Methane | PJ | Dispatch-Generation | FuelCost | 0 | [6 empty] | 0.57748 | 0
LCP_Inputs_ON_Diverse_IEA_2023_05_05 | 2034 | CH4 + CCS | Generation | Methane | PJ | Dispatch-Generation | VOM | 0 | [6 empty] | 0.57748 | 0
LCP_Inputs_ON_Diverse_IEA_2023_05_05 | 2034 | CH4 + CCS | Generation | Methane | QC | Dispatch-Generation | EmissionsCost | 0 | [6 empty] | 0.57748 | 0
LCP_Inputs_ON_Diverse_IEA_2023_05_05 | 2034 | CH4 + CCS | Generation | Methane | QC | Dispatch-Generation | FuelCost | 0 | [6 empty] | 0.57748 | 0
LCP_Inputs_ON_Diverse_IEA_2023_05_05 | 2034 | CH4 + CCS | Generation | Methane | QC | Dispatch-Generation | VOM | 0 | [6 empty] | 0.57748 | 0
LCP_Inputs_ON_Diverse_IEA_2023_05_05 | 2034 | CH4 + CCS | Generation | Methane | WC | Dispatch-Generation | EmissionsCost | 0 | [6 empty] | 0.57748 | 0
LCP_Inputs_ON_Diverse_IEA_2023_05_05 | 2034 | CH4 + CCS | Generation | Methane | WC | Dispatch-Generation | FuelCost | 0 | [6 empty] | 0.57748 | 0
LCP_Inputs_ON_Diverse_IEA_2023_05_05 | 2034 | CH4 + CCS | Generation | Methane | WC | Dispatch-Generation | VOM | 0 | [6 empty] | 0.57748 | 0
LCP_Inputs_ON_Diverse_IEA_2023_05_05 | 2034 | CH4 Import - NY 2020 | Import | Methane | MI | Dispatch-Import | EmissionsCost | 0 | [6 empty] | 0.57748 | 0
LCP_Inputs_ON_Diverse_IEA_2023_05_05 | 2034 | CH4 Import - NY 2020 | Import | Methane | MI | Dispatch-Import | FuelCost | 0 | [6 empty] | 0.57748 | 0
LCP_Inputs_ON_Diverse_IEA_2023_05_05 | 2034 | CH4 Import - NY 2020 | Import | Methane | MI | Dispatch-Import | VOM | 0 | [6 empty] | 0.57748 | 0
LCP_Inputs_ON_Diverse_IEA_2023_05_05 | 2034 | CH4 Import - NY 2020 | Import | Methane | NY | Dispatch-Import | EmissionsCost | 0 | [6 empty] | 0.57748 | 0
LCP_Inputs_ON_Diverse_IEA_2023_05_05 | 2034 | CH4 Import - NY 2020 | Import | Methane | NY | Dispatch-Import | FuelCost | 0 | [6 empty] | 0.57748 | 0
LCP_Inputs_ON_Diverse_IEA_2023_05_05 | 2034 | CH4 Import - NY 2020 | Import | Methane | NY | Dispatch-Import | VOM | 0 | [6 empty] | 0.57748 | 0
LCP_Inputs_ON_Diverse_IEA_2023_05_05 | 2034 | CH4 Import - NY 2020 | Import | Methane | ON | Dispatch-Import | EmissionsCost | 0 | [6 empty] | 0.57748 | 0
LCP_Inputs_ON_Diverse_IEA_2023_05_05 | 2034 | CH4 Import - NY 2020 | Import | Methane | ON | Dispatch-Import | FuelCost | 0 | [6 empty] | 0.57748 | 0
LCP_Inputs_ON_Diverse_IEA_2023_05_05 | 2034 | CH4 Import - NY 2020 | Import | Methane | ON | Dispatch-Import | VOM | 0 | [6 empty] | 0.57748 | 0
LCP_Inputs_ON_Diverse_IEA_2023_05_05 | 2034 | CH4 Import - NY 2020 | Import | Methane | PJ | Dispatch-Import | EmissionsCost | 0 | [6 empty] | 0.57748 | 0
LCP_Inputs_ON_Diverse_IEA_2023_05_05 | 2034 | CH4 Import - NY 2020 | Import | Methane | PJ | Dispatch-Import | FuelCost | 0 | [6 empty] | 0.57748 | 0
LCP_Inputs_ON_Diverse_IEA_2023_05_05 | 2034 | CH4 Import - NY 2020 | Import | Methane | PJ | Dispatch-Import | VOM | 0 | [6 empty] | 0.57748 | 0
LCP_Inputs_ON_Diverse_IEA_2023_05_05 | 2034 | CH4 Import - NY 2020 | Import | Methane | QC | Dispatch-Import | EmissionsCost | 0 | [6 empty] | 0.57748 | 0
LCP_Inputs_ON_Diverse_IEA_2023_05_05 | 2034 | CH4 Import - NY 2020 | Import | Methane | QC | Dispatch-Import | FuelCost | 0 | [6 empty] | 0.57748 | 0
LCP_Inputs_ON_Diverse_IEA_2023_05_05 | 2034 | CH4 Import - NY 2020 | Import | Methane | QC | Dispatch-Import | VOM | 0 | [6 empty] | 0.57748 | 0
LCP_Inputs_ON_Diverse_IEA_2023_05_05 | 2034 | CH4 Import - NY 2020 | Import | Methane | WC | Dispatch-Import | EmissionsCost | 0 | [6 empty] | 0.57748 | 0
LCP_Inputs_ON_Diverse_IEA_2023_05_05 | 2034 | CH4 Import - NY 2020 | Import | Methane | WC | Dispatch-Import | FuelCost | 0 | [6 empty] | 0.57748 | 0
LCP_Inputs_ON_Diverse_IEA_2023_05_05 | 2034 | CH4 Import - NY 2020 | Import | Methane | WC | Dispatch-Import | VOM | 0 | [6 empty] | 0.57748 | 0
LCP_Inputs_ON_Diverse_IEA_2023_05_05 | 2034 | CH4 Import - NY 2030 | Import | Methane | MI | Dispatch-Import | EmissionsCost | 0 | [6 empty] | 0.57748 | 0
LCP_Inputs_ON_Diverse_IEA_2023_05_05 | 2034 | CH4 Import - NY 2030 | Import | Methane | MI | Dispatch-Import | FuelCost | 0 | [6 empty] | 0.57748 | 0
LCP_Inputs_ON_Diverse_IEA_2023_05_05 | 2034 | CH4 Import - NY 2030 | Import | Methane | MI | Dispatch-Import | VOM | 0 | [6 empty] | 0.57748 | 0
LCP_Inputs_ON_Diverse_IEA_2023_05_05 | 2034 | CH4 Import - NY 2030 | Import | Methane | NY | Dispatch-Import | EmissionsCost | 1400246087.116 | [6 empty] | 0.57748 | 808607225.1282
LCP_Inputs_ON_Diverse_IEA_2023_05_05 | 2034 | CH4 Import - NY 2030 | Import | Methane | NY | Dispatch-Import | FuelCost | 644356120.8267 | [6 empty] | 0.57748 | 372099604.2411
LCP_Inputs_ON_Diverse_IEA_2023_05_05 | 2034 | CH4 Import - NY 2030 | Import | Methane | NY | Dispatch-Import | VOM | 0 | [6 empty] | 0.57748 | 0
LCP_Inputs_ON_Diverse_IEA_2023_05_05 | 2034 | CH4 Import - NY 2030 | Import | Methane | ON | Dispatch-Import | EmissionsCost | 0 | [6 empty] | 0.57748 | 0
LCP_Inputs_ON_Diverse_IEA_2023_05_05 | 2034 | CH4 Import - NY 2030 | Import | Methane | ON | Dispatch-Import | FuelCost | 0 | [6 empty] | 0.57748 | 0
LCP_Inputs_ON_Diverse_IEA_2023_05_05 | 2034 | CH4 Import - NY 2030 | Import | Methane | ON | Dispatch-Import | VOM | 0 | [6 empty] | 0.57748 | 0
LCP_Inputs_ON_Diverse_IEA_2023_05_05 | 2034 | CH4 Import - NY 2030 | Import | Methane | PJ | Dispatch-Import | EmissionsCost | 0 | [6 empty] | 0.57748 | 0
LCP_Inputs_ON_Diverse_IEA_2023_05_05 | 2034 | CH4 Import - NY 2030 | Import | Methane | PJ | Dispatch-Import | FuelCost | 0 | [6 empty] | 0.57748 | 0
LCP_Inputs_ON_Diverse_IEA_2023_05_05 | 2034 | CH4 Import - NY 2030 | Import | Methane | PJ | Dispatch-Import | VOM | 0 | [6 empty] | 0.57748 | 0
LCP_Inputs_ON_Diverse_IEA_2023_05_05 | 2034 | CH4 Import - NY 2030 | Import | Methane | QC | Dispatch-Import | EmissionsCost | 0 | [6 empty] | 0.57748 | 0
LCP_Inputs_ON_Diverse_IEA_2023_05_05 | 2034 | CH4 Import - NY 2030 | Import | Methane | QC | Dispatch-Import | FuelCost | 0 | [6 empty] | 0.57748 | 0
LCP_Inputs_ON_Diverse_IEA_2023_05_05 | 2034 | CH4 Import - NY 2030 | Import | Methane | QC | Dispatch-Import | VOM | 0 | [6 empty] | 0.57748 | 0
LCP_Inputs_ON_Diverse_IEA_2023_05_05 | 2034 | CH4 Import - NY 2030 | Import | Methane | WC | Dispatch-Import | EmissionsCost | 0 | [6 empty] | 0.57748 | 0
LCP_Inputs_ON_Diverse_IEA_2023_05_05 | 2034 | CH4 Import - NY 2030 | Import | Methane | WC | Dispatch-Import | FuelCost | 0 | [6 empty] | 0.57748 | 0
LCP_Inputs_ON_Diverse_IEA_2023_05_05 | 2034 | CH4 Import - NY 2030 | Import | Methane | WC | Dispatch-Import | VOM | 0 | [6 empty] | 0.57748 | 0
LCP_Inputs_ON_Diverse_IEA_2023_05_05 | 2034 | CH4 Import - NY 2040 | Import | Methane | MI | Dispatch-Import | EmissionsCost | 0 | [6 empty] | 0.57748 | 0
LCP_Inputs_ON_Diverse_IEA_2023_05_05 | 2034 | CH4 Import - NY 2040 | Import | Methane | MI | Dispatch-Import | FuelCost | 0 | [6 empty] | 0.57748 | 0
LCP_Inputs_ON_Diverse_IEA_2023_05_05 | 2034 | CH4 Import - NY 2040 | Import | Methane | MI | Dispatch-Import | VOM | 0 | [6 empty] | 0.57748 | 0
LCP_Inputs_ON_Diverse_IEA_2023_05_05 | 2034 | CH4 Import - NY 2040 | Import | Methane | NY | Dispatch-Import | EmissionsCost | 0 | [6 empty] | 0.57748 | 0
LCP_Inputs_ON_Diverse_IEA_2023_05_05 | 2034 | CH4 Import - NY 2040 | Import | Methane | NY | Dispatch-Import | FuelCost | 0 | [6 empty] | 0.57748 | 0
LCP_Inputs_ON_Diverse_IEA_2023_05_05 | 2034 | CH4 Import - NY 2040 | Import | Methane | NY | Dispatch-Import | VOM | 0 | [6 empty] | 0.57748 | 0
LCP_Inputs_ON_Diverse_IEA_2023_05_05 | 2034 | CH4 Import - NY 2040 | Import | Methane | ON | Dispatch-Import | EmissionsCost | 0 | [6 empty] | 0.57748 | 0
LCP_Inputs_ON_Diverse_IEA_2023_05_05 | 2034 | CH4 Import - NY 2040 | Import | Methane | ON | Dispatch-Import | FuelCost | 0 | [6 empty] | 0.57748 | 0
LCP_Inputs_ON_Diverse_IEA_2023_05_05 | 2034 | CH4 Import - NY 2040 | Import | Methane | ON | Dispatch-Import | VOM | 0 | [6 empty] | 0.57748 | 0
LCP_Inputs_ON_Diverse_IEA_2023_05_05 | 2034 | CH4 Import - NY 2040 | Import | Methane | PJ | Dispatch-Import | EmissionsCost | 0 | [6 empty] | 0.57748 | 0
LCP_Inputs_ON_Diverse_IEA_2023_05_05 | 2034 | CH4 Import - NY 2040 | Import | Methane | PJ | Dispatch-Import | FuelCost | 0 | [6 empty] | 0.57748 | 0
LCP_Inputs_ON_Diverse_IEA_2023_05_05 | 2034 | CH4 Import - NY 2040 | Import | Methane | PJ | Dispatch-Import | VOM | 0 | [6 empty] | 0.57748 | 0
LCP_Inputs_ON_Diverse_IEA_2023_05_05 | 2034 | CH4 Import - NY 2040 | Import | Methane | QC | Dispatch-Import | EmissionsCost | 0 | [6 empty] | 0.57748 | 0
LCP_Inputs_ON_Diverse_IEA_2023_05_05 | 2034 | CH4 Import - NY 2040 | Import | Methane | QC | Dispatch-Import | FuelCost | 0 | [6 empty] | 0.57748 | 0
LCP_Inputs_ON_Diverse_IEA_2023_05_05 | 2034 | CH4 Import - NY 2040 | Import | Methane | QC | Dispatch-Import | VOM | 0 | [6 empty] | 0.57748 | 0
LCP_Inputs_ON_Diverse_IEA_2023_05_05 | 2034 | CH4 Import - NY 2040 | Import | Methane | WC | Dispatch-Import | EmissionsCost | 0 | [6 empty] | 0.57748 | 0
LCP_Inputs_ON_Diverse_IEA_2023_05_05 | 2034 | CH4 Import - NY 2040 | Import | Methane | WC | Dispatch-Import | FuelCost | 0 | [6 empty] | 0.57748 | 0
LCP_Inputs_ON_Diverse_IEA_2023_05_05 | 2034 | CH4 Import - NY 2040 | Import | Methane | WC | Dispatch-Import | VOM | 0 | [6 empty] | 0.57748 | 0
LCP_Inputs_ON_Diverse_IEA_2023_05_05 | 2034 | CH4 Import - NY 2050 | Import | Methane | MI | Dispatch-Import | EmissionsCost | 0 | [6 empty] | 0.57748 | 0
LCP_Inputs_ON_Diverse_IEA_2023_05_05 | 2034 | CH4 Import - NY 2050 | Import | Methane | MI | Dispatch-Import | FuelCost | 0 | [6 empty] | 0.57748 | 0
LCP_Inputs_ON_Diverse_IEA_2023_05_05 | 2034 | CH4 Import - NY 2050 | Import | Methane | MI | Dispatch-Import | VOM | 0 | [6 empty] | 0.57748 | 0
LCP_Inputs_ON_Diverse_IEA_2023_05_05 | 2034 | CH4 Import - NY 2050 | Import | Methane | NY | Dispatch-Import | EmissionsCost | 0 | [6 empty] | 0.57748 | 0
LCP_Inputs_ON_Diverse_IEA_2023_05_05 | 2034 | CH4 Import - NY 2050 | Import | Methane | NY | Dispatch-Import | FuelCost | 0 | [6 empty] | 0.57748 | 0
LCP_Inputs_ON_Diverse_IEA_2023_05_05 | 2034 | CH4 Import - NY 2050 | Import | Methane | NY | Dispatch-Import | VOM | 0 | [6 empty] | 0.57748 | 0
LCP_Inputs_ON_Diverse_IEA_2023_05_05 | 2034 | CH4 Import - NY 2050 | Import | Methane | ON | Dispatch-Import | EmissionsCost | 0 | [6 empty] | 0.57748 | 0
LCP_Inputs_ON_Diverse_IEA_2023_05_05 | 2034 | CH4 Import - NY 2050 | Import | Methane | ON | Dispatch-Import | FuelCost | 0 | [6 empty] | 0.57748 | 0
LCP_Inputs_ON_Diverse_IEA_2023_05_05 | 2034 | CH4 Import - NY 2050 | Import | Methane | ON | Dispatch-Import | VOM | 0 | [6 empty] | 0.57748 | 0
LCP_Inputs_ON_Diverse_IEA_2023_05_05 | 2034 | CH4 Import - NY 2050 | Import | Methane | PJ | Dispatch-Import | EmissionsCost | 0 | [6 empty] | 0.57748 | 0
LCP_Inputs_ON_Diverse_IEA_2023_05_05 | 2034 | CH4 Import - NY 2050 | Import | Methane | PJ | Dispatch-Import | FuelCost | 0 | [6 empty] | 0.57748 | 0
LCP_Inputs_ON_Diverse_IEA_2023_05_05 | 2034 | CH4 Import - NY 2050 | Import | Methane | PJ | Dispatch-Import | VOM | 0 | [6 empty] | 0.57748 | 0
LCP_Inputs_ON_Diverse_IEA_2023_05_05 | 2034 | CH4 Import - NY 2050 | Import | Methane | QC | Dispatch-Import | EmissionsCost | 0 | [6 empty] | 0.57748 | 0
LCP_Inputs_ON_Diverse_IEA_2023_05_05 | 2034 | CH4 Import - NY 2050 | Import | Methane | QC | Dispatch-Import | FuelCost | 0 | [6 empty] | 0.57748 | 0
LCP_Inputs_ON_Diverse_IEA_2023_05_05 | 2034 | CH4 Import - NY 2050 | Import | Methane | QC | Dispatch-Import | VOM | 0 | [6 empty] | 0.57748 | 0
LCP_Inputs_ON_Diverse_IEA_2023_05_05 | 2034 | CH4 Import - NY 2050 | Import | Methane | WC | Dispatch-Import | EmissionsCost | 0 | [6 empty] | 0.57748 | 0
LCP_Inputs_ON_Diverse_IEA_2023_05_05 | 2034 | CH4 Import - NY 2050 | Import | Methane | WC | Dispatch-Import | FuelCost | 0 | [6 empty] | 0.57748 | 0
LCP_Inputs_ON_Diverse_IEA_2023_05_05 | 2034 | CH4 Import - NY 2050 | Import | Methane | WC | Dispatch-Import | VOM | 0 | [6 empty] | 0.57748 | 0
LCP_Inputs_ON_Diverse_IEA_2023_05_05 | 2034 | CH4 Import - WC 2020 | Import | Methane | MI | Dispatch-Import | EmissionsCost | 0 | [6 empty] | 0.57748 | 0
LCP_Inputs_ON_Diverse_IEA_2023_05_05 | 2034 | CH4 Import - WC 2020 | Import | Methane | MI | Dispatch-Import | FuelCost | 0 | [6 empty] | 0.57748 | 0
LCP_Inputs_ON_Diverse_IEA_2023_05_05 | 2034 | CH4 Import - WC 2020 | Import | Methane | MI | Dispatch-Import | VOM | 0 | [6 empty] | 0.57748 | 0
LCP_Inputs_ON_Diverse_IEA_2023_05_05 | 2034 | CH4 Import - WC 2020 | Import | Methane | NY | Dispatch-Import | EmissionsCost | 0 | [6 empty] | 0.57748 | 0
LCP_Inputs_ON_Diverse_IEA_2023_05_05 | 2034 | CH4 Import - WC 2020 | Import | Methane | NY | Dispatch-Import | FuelCost | 0 | [6 empty] | 0.57748 | 0
LCP_Inputs_ON_Diverse_IEA_2023_05_05 | 2034 | CH4 Import - WC 2020 | Import | Methane | NY | Dispatch-Import | VOM | 0 | [6 empty] | 0.57748 | 0
LCP_Inputs_ON_Diverse_IEA_2023_05_05 | 2034 | CH4 Import - WC 2020 | Import | Methane | ON | Dispatch-Import | EmissionsCost | 0 | [6 empty] | 0.57748 | 0
LCP_Inputs_ON_Diverse_IEA_2023_05_05 | 2034 | CH4 Import - WC 2020 | Import | Methane | ON | Dispatch-Import | FuelCost | 0 | [6 empty] | 0.57748 | 0
LCP_Inputs_ON_Diverse_IEA_2023_05_05 | 2034 | CH4 Import - WC 2020 | Import | Methane | ON | Dispatch-Import | VOM | 0 | [6 empty] | 0.57748 | 0
LCP_Inputs_ON_Diverse_IEA_2023_05_05 | 2034 | CH4 Import - WC 2020 | Import | Methane | PJ | Dispatch-Import | EmissionsCost | 0 | [6 empty] | 0.57748 | 0
LCP_Inputs_ON_Diverse_IEA_2023_05_05 | 2034 | CH4 Import - WC 2020 | Import | Methane | PJ | Dispatch-Import | FuelCost | 0 | [6 empty] | 0.57748 | 0
LCP_Inputs_ON_Diverse_IEA_2023_05_05 | 2034 | CH4 Import - WC 2020 | Import | Methane | PJ | Dispatch-Import | VOM | 0 | [6 empty] | 0.57748 | 0
LCP_Inputs_ON_Diverse_IEA_2023_05_05 | 2034 | CH4 Import - WC 2020 | Import | Methane | QC | Dispatch-Import | EmissionsCost | 0 | [6 empty] | 0.57748 | 0
LCP_Inputs_ON_Diverse_IEA_2023_05_05 | 2034 | CH4 Import - WC 2020 | Import | Methane | QC | Dispatch-Import | FuelCost | 0 | [6 empty] | 0.57748 | 0
LCP_Inputs_ON_Diverse_IEA_2023_05_05 | 2034 | CH4 Import - WC 2020 | Import | Methane | QC | Dispatch-Import | VOM | 0 | [6 empty] | 0.57748 | 0
LCP_Inputs_ON_Diverse_IEA_2023_05_05 | 2034 | CH4 Import - WC 2020 | Import | Methane | WC | Dispatch-Import | EmissionsCost | 0 | [6 empty] | 0.57748 | 0
LCP_Inputs_ON_Diverse_IEA_2023_05_05 | 2034 | CH4 Import - WC 2020 | Import | Methane | WC | Dispatch-Import | FuelCost | 0 | [6 empty] | 0.57748 | 0
LCP_Inputs_ON_Diverse_IEA_2023_05_05 | 2034 | CH4 Import - WC 2020 | Import | Methane | WC | Dispatch-Import | VOM | 0 | [6 empty] | 0.57748 | 0
LCP_Inputs_ON_Diverse_IEA_2023_05_05 | 2034 | CH4 Import - WC 2030 | Import | Methane | MI | Dispatch-Import | EmissionsCost | 0 | [6 empty] | 0.57748 | 0
LCP_Inputs_ON_Diverse_IEA_2023_05_05 | 2034 | CH4 Import - WC 2030 | Import | Methane | MI | Dispatch-Import | FuelCost | 0 | [6 empty] | 0.57748 | 0
LCP_Inputs_ON_Diverse_IEA_2023_05_05 | 2034 | CH4 Import - WC 2030 | Import | Methane | MI | Dispatch-Import | VOM | 0 | [6 empty] | 0.57748 | 0
LCP_Inputs_ON_Diverse_IEA_2023_05_05 | 2034 | CH4 Import - WC 2030 | Import | Methane | NY | Dispatch-Import | EmissionsCost | 0 | [6 empty] | 0.57748 | 0
LCP_Inputs_ON_Diverse_IEA_2023_05_05 | 2034 | CH4 Import - WC 2030 | Import | Methane | NY | Dispatch-Import | FuelCost | 0 | [6 empty] | 0.57748 | 0
LCP_Inputs_ON_Diverse_IEA_2023_05_05 | 2034 | CH4 Import - WC 2030 | Import | Methane | NY | Dispatch-Import | VOM | 0 | [6 empty] | 0.57748 | 0
LCP_Inputs_ON_Diverse_IEA_2023_05_05 | 2034 | CH4 Import - WC 2030 | Import | Methane | ON | Dispatch-Import | EmissionsCost | 0 | [6 empty] | 0.57748 | 0
LCP_Inputs_ON_Diverse_IEA_2023_05_05 | 2034 | CH4 Import - WC 2030 | Import | Methane | ON | Dispatch-Import | FuelCost | 0 | [6 empty] | 0.57748 | 0
LCP_Inputs_ON_Diverse_IEA_2023_05_05 | 2034 | CH4 Import - WC 2030 | Import | Methane | ON | Dispatch-Import | VOM | 0 | [6 empty] | 0.57748 | 0
LCP_Inputs_ON_Diverse_IEA_2023_05_05 | 2034 | CH4 Import - WC 2030 | Import | Methane | PJ | Dispatch-Import | EmissionsCost | 0 | [6 empty] | 0.57748 | 0
LCP_Inputs_ON_Diverse_IEA_2023_05_05 | 2034 | CH4 Import - WC 2030 | Import | Methane | PJ | Dispatch-Import | FuelCost | 0 | [6 empty] | 0.57748 | 0
LCP_Inputs_ON_Diverse_IEA_2023_05_05 | 2034 | CH4 Import - WC 2030 | Import | Methane | PJ | Dispatch-Import | VOM | 0 | [6 empty] | 0.57748 | 0
LCP_Inputs_ON_Diverse_IEA_2023_05_05 | 2034 | CH4 Import - WC 2030 | Import | Methane | QC | Dispatch-Import | EmissionsCost | 0 | [6 empty] | 0.57748 | 0
LCP_Inputs_ON_Diverse_IEA_2023_05_05 | 2034 | CH4 Import - WC 2030 | Import | Methane | QC | Dispatch-Import | FuelCost | 0 | [6 empty] | 0.57748 | 0
LCP_Inputs_ON_Diverse_IEA_2023_05_05 | 2034 | CH4 Import - WC 2030 | Import | Methane | QC | Dispatch-Import | VOM | 0 | [6 empty] | 0.57748 | 0
LCP_Inputs_ON_Diverse_IEA_2023_05_05 | 2034 | CH4 Import - WC 2030 | Import | Methane | WC | Dispatch-Import | EmissionsCost | 5194715136.4488 | [6 empty] | 0.57748 | 2999818553.6565
LCP_Inputs_ON_Diverse_IEA_2023_05_05 | 2034 | CH4 Import - WC 2030 | Import | Methane | WC | Dispatch-Import | FuelCost | 2390470164.4381 | [6 empty] | 0.57748 | 1380436956.1919
LCP_Inputs_ON_Diverse_IEA_2023_05_05 | 2034 | CH4 Import - WC 2030 | Import | Methane | WC | Dispatch-Import | VOM | 0 | [6 empty] | 0.57748 | 0
LCP_Inputs_ON_Diverse_IEA_2023_05_05 | 2034 | CH4 Import - WC 2040 | Import | Methane | MI | Dispatch-Import | EmissionsCost | 0 | [6 empty] | 0.57748 | 0
LCP_Inputs_ON_Diverse_IEA_2023_05_05 | 2034 | CH4 Import - WC 2040 | Import | Methane | MI | Dispatch-Import | FuelCost | 0 | [6 empty] | 0.57748 | 0
LCP_Inputs_ON_Diverse_IEA_2023_05_05 | 2034 | CH4 Import - WC 2040 | Import | Methane | MI | Dispatch-Import | VOM | 0 | [6 empty] | 0.57748 | 0
LCP_Inputs_ON_Diverse_IEA_2023_05_05 | 2034 | CH4 Import - WC 2040 | Import | Methane | NY | Dispatch-Import | EmissionsCost | 0 | [6 empty] | 0.57748 | 0
LCP_Inputs_ON_Diverse_IEA_2023_05_05 | 2034 | CH4 Import - WC 2040 | Import | Methane | NY | Dispatch-Import | FuelCost | 0 | [6 empty] | 0.57748 | 0
LCP_Inputs_ON_Diverse_IEA_2023_05_05 | 2034 | CH4 Import - WC 2040 | Import | Methane | NY | Dispatch-Import | VOM | 0 | [6 empty] | 0.57748 | 0
LCP_Inputs_ON_Diverse_IEA_2023_05_05 | 2034 | CH4 Import - WC 2040 | Import | Methane | ON | Dispatch-Import | EmissionsCost | 0 | [6 empty] | 0.57748 | 0
LCP_Inputs_ON_Diverse_IEA_2023_05_05 | 2034 | CH4 Import - WC 2040 | Import | Methane | ON | Dispatch-Import | FuelCost | 0 | [6 empty] | 0.57748 | 0
LCP_Inputs_ON_Diverse_IEA_2023_05_05 | 2034 | CH4 Import - WC 2040 | Import | Methane | ON | Dispatch-Import | VOM | 0 | [6 empty] | 0.57748 | 0
LCP_Inputs_ON_Diverse_IEA_2023_05_05 | 2034 | CH4 Import - WC 2040 | Import | Methane | PJ | Dispatch-Import | EmissionsCost | 0 | [6 empty] | 0.57748 | 0
LCP_Inputs_ON_Diverse_IEA_2023_05_05 | 2034 | CH4 Import - WC 2040 | Import | Methane | PJ | Dispatch-Import | FuelCost | 0 | [6 empty] | 0.57748 | 0
LCP_Inputs_ON_Diverse_IEA_2023_05_05 | 2034 | CH4 Import - WC 2040 | Import | Methane | PJ | Dispatch-Import | VOM | 0 | [6 empty] | 0.57748 | 0
LCP_Inputs_ON_Diverse_IEA_2023_05_05 | 2034 | CH4 Import - WC 2040 | Import | Methane | QC | Dispatch-Import | EmissionsCost | 0 | [6 empty] | 0.57748 | 0
LCP_Inputs_ON_Diverse_IEA_2023_05_05 | 2034 | CH4 Import - WC 2040 | Import | Methane | QC | Dispatch-Import | FuelCost | 0 | [6 empty] | 0.57748 | 0
LCP_Inputs_ON_Diverse_IEA_2023_05_05 | 2034 | CH4 Import - WC 2040 | Import | Methane | QC | Dispatch-Import | VOM | 0 | [6 empty] | 0.57748 | 0
LCP_Inputs_ON_Diverse_IEA_2023_05_05 | 2034 | CH4 Import - WC 2040 | Import | Methane | WC | Dispatch-Import | EmissionsCost | 0 | [6 empty] | 0.57748 | 0
LCP_Inputs_ON_Diverse_IEA_2023_05_05 | 2034 | CH4 Import - WC 2040 | Import | Methane | WC | Dispatch-Import | FuelCost | 0 | [6 empty] | 0.57748 | 0
LCP_Inputs_ON_Diverse_IEA_2023_05_05 | 2034 | CH4 Import - WC 2040 | Import | Methane | WC | Dispatch-Import | VOM | 0 | [6 empty] | 0.57748 | 0
LCP_Inputs_ON_Diverse_IEA_2023_05_05 | 2034 | CH4 Import - WC 2050 | Import | Methane | MI | Dispatch-Import | EmissionsCost | 0 | [6 empty] | 0.57748 | 0
LCP_Inputs_ON_Diverse_IEA_2023_05_05 | 2034 | CH4 Import - WC 2050 | Import | Methane | MI | Dispatch-Import | FuelCost | 0 | [6 empty] | 0.57748 | 0
LCP_Inputs_ON_Diverse_IEA_2023_05_05 | 2034 | CH4 Import - WC 2050 | Import | Methane | MI | Dispatch-Import | VOM | 0 | [6 empty] | 0.57748 | 0
LCP_Inputs_ON_Diverse_IEA_2023_05_05 | 2034 | CH4 Import - WC 2050 | Import | Methane | NY | Dispatch-Import | EmissionsCost | 0 | [6 empty] | 0.57748 | 0
LCP_Inputs_ON_Diverse_IEA_2023_05_05 | 2034 | CH4 Import - WC 2050 | Import | Methane | NY | Dispatch-Import | FuelCost | 0 | [6 empty] | 0.57748 | 0
LCP_Inputs_ON_Diverse_IEA_2023_05_05 | 2034 | CH4 Import - WC 2050 | Import | Methane | NY | Dispatch-Import | VOM | 0 | [6 empty] | 0.57748 | 0
LCP_Inputs_ON_Diverse_IEA_2023_05_05 | 2034 | CH4 Import - WC 2050 | Import | Methane | ON | Dispatch-Import | EmissionsCost | 0 | [6 empty] | 0.57748 | 0
LCP_Inputs_ON_Diverse_IEA_2023_05_05 | 2034 | CH4 Import - WC 2050 | Import | Methane | ON | Dispatch-Import | FuelCost | 0 | [6 empty] | 0.57748 | 0
LCP_Inputs_ON_Diverse_IEA_2023_05_05 | 2034 | CH4 Import - WC 2050 | Import | Methane | ON | Dispatch-Import | VOM | 0 | [6 empty] | 0.57748 | 0
LCP_Inputs_ON_Diverse_IEA_2023_05_05 | 2034 | CH4 Import - WC 2050 | Import | Methane | PJ | Dispatch-Import | EmissionsCost | 0 | [6 empty] | 0.57748 | 0
LCP_Inputs_ON_Diverse_IEA_2023_05_05 | 2034 | CH4 Import - WC 2050 | Import | Methane | PJ | Dispatch-Import | FuelCost | 0 | [6 empty] | 0.57748 | 0
LCP_Inputs_ON_Diverse_IEA_2023_05_05 | 2034 | CH4 Import - WC 2050 | Import | Methane | PJ | Dispatch-Import | VOM | 0 | [6 empty] | 0.57748 | 0
LCP_Inputs_ON_Diverse_IEA_2023_05_05 | 2034 | CH4 Import - WC 2050 | Import | Methane | QC | Dispatch-Import | EmissionsCost | 0 | [6 empty] | 0.57748 | 0
LCP_Inputs_ON_Diverse_IEA_2023_05_05 | 2034 | CH4 Import - WC 2050 | Import | Methane | QC | Dispatch-Import | FuelCost | 0 | [6 empty] | 0.57748 | 0
LCP_Inputs_ON_Diverse_IEA_2023_05_05 | 2034 | CH4 Import - WC 2050 | Import | Methane | QC | Dispatch-Import | VOM | 0 | [6 empty] | 0.57748 | 0
LCP_Inputs_ON_Diverse_IEA_2023_05_05 | 2034 | CH4 Import - WC 2050 | Import | Methane | WC | Dispatch-Import | EmissionsCost | 0 | [6 empty] | 0.57748 | 0
LCP_Inputs_ON_Diverse_IEA_2023_05_05 | 2034 | CH4 Import - WC 2050 | Import | Methane | WC | Dispatch-Import | FuelCost | 0 | [6 empty] | 0.57748 | 0
LCP_Inputs_ON_Diverse_IEA_2023_05_05 | 2034 | CH4 Import - WC 2050 | Import | Methane | WC | Dispatch-Import | VOM | 0 | [6 empty] | 0.57748 | 0
LCP_Inputs_ON_Diverse_IEA_2023_05_05 | 2034 | CH4 Salt Cavern Storage - ON | Storage | Methane | MI | Dispatch-Storage | EmissionsCost | 0 | [6 empty] | 0.57748 | 0
LCP_Inputs_ON_Diverse_IEA_2023_05_05 | 2034 | CH4 Salt Cavern Storage - ON | Storage | Methane | MI | Dispatch-Storage | FuelCost | 0 | [6 empty] | 0.57748 | 0
LCP_Inputs_ON_Diverse_IEA_2023_05_05 | 2034 | CH4 Salt Cavern Storage - ON | Storage | Methane | MI | Dispatch-Storage | VOM | 0 | [6 empty] | 0.57748 | 0
LCP_Inputs_ON_Diverse_IEA_2023_05_05 | 2034 | CH4 Salt Cavern Storage - ON | Storage | Methane | NY | Dispatch-Storage | EmissionsCost | 0 | [6 empty] | 0.57748 | 0
LCP_Inputs_ON_Diverse_IEA_2023_05_05 | 2034 | CH4 Salt Cavern Storage - ON | Storage | Methane | NY | Dispatch-Storage | FuelCost | 0 | [6 empty] | 0.57748 | 0
LCP_Inputs_ON_Diverse_IEA_2023_05_05 | 2034 | CH4 Salt Cavern Storage - ON | Storage | Methane | NY | Dispatch-Storage | VOM | 0 | [6 empty] | 0.57748 | 0
LCP_Inputs_ON_Diverse_IEA_2023_05_05 | 2034 | CH4 Salt Cavern Storage - ON | Storage | Methane | ON | Dispatch-Storage | EmissionsCost | 0 | [6 empty] | 0.57748 | 0
LCP_Inputs_ON_Diverse_IEA_2023_05_05 | 2034 | CH4 Salt Cavern Storage - ON | Storage | Methane | ON | Dispatch-Storage | FuelCost | 0 | [6 empty] | 0.57748 | 0
LCP_Inputs_ON_Diverse_IEA_2023_05_05 | 2034 | CH4 Salt Cavern Storage - ON | Storage | Methane | ON | Dispatch-Storage | VOM | 0 | [6 empty] | 0.57748 | 0
LCP_Inputs_ON_Diverse_IEA_2023_05_05 | 2034 | CH4 Salt Cavern Storage - ON | Storage | Methane | PJ | Dispatch-Storage | EmissionsCost | 0 | [6 empty] | 0.57748 | 0
LCP_Inputs_ON_Diverse_IEA_2023_05_05 | 2034 | CH4 Salt Cavern Storage - ON | Storage | Methane | PJ | Dispatch-Storage | FuelCost | 0 | [6 empty] | 0.57748 | 0
LCP_Inputs_ON_Diverse_IEA_2023_05_05 | 2034 | CH4 Salt Cavern Storage - ON | Storage | Methane | PJ | Dispatch-Storage | VOM | 0 | [6 empty] | 0.57748 | 0
LCP_Inputs_ON_Diverse_IEA_2023_05_05 | 2034 | CH4 Salt Cavern Storage - ON | Storage | Methane | QC | Dispatch-Storage | EmissionsCost | 0 | [6 empty] | 0.57748 | 0
LCP_Inputs_ON_Diverse_IEA_2023_05_05 | 2034 | CH4 Salt Cavern Storage - ON | Storage | Methane | QC | Dispatch-Storage | FuelCost | 0 | [6 empty] | 0.57748 | 0
LCP_Inputs_ON_Diverse_IEA_2023_05_05 | 2034 | CH4 Salt Cavern Storage - ON | Storage | Methane | QC | Dispatch-Storage | VOM | 0 | [6 empty] | 0.57748 | 0
LCP_Inputs_ON_Diverse_IEA_2023_05_05 | 2034 | CH4 Salt Cavern Storage - ON | Storage | Methane | WC | Dispatch-Storage | EmissionsCost | 0 | [6 empty] | 0.57748 | 0
LCP_Inputs_ON_Diverse_IEA_2023_05_05 | 2034 | CH4 Salt Cavern Storage - ON | Storage | Methane | WC | Dispatch-Storage | FuelCost | 0 | [6 empty] | 0.57748 | 0
LCP_Inputs_ON_Diverse_IEA_2023_05_05 | 2034 | CH4 Salt Cavern Storage - ON | Storage | Methane | WC | Dispatch-Storage | VOM | 0 | [6 empty] | 0.57748 | 0
LCP_Inputs_ON_Diverse_IEA_2023_05_05 | 2034 | Electrolyser 2020/2030 | Crossload | Hydrogen | MI | Dispatch-Crossload | EmissionsCost | 0 | [6 empty] | 0.57748 | 0
LCP_Inputs_ON_Diverse_IEA_2023_05_05 | 2034 | Electrolyser 2020/2030 | Crossload | Hydrogen | MI | Dispatch-Crossload | FuelCost | 0 | [6 empty] | 0.57748 | 0
LCP_Inputs_ON_Diverse_IEA_2023_05_05 | 2034 | Electrolyser 2020/2030 | Crossload | Hydrogen | MI | Dispatch-Crossload | VOM | 0 | [6 empty] | 0.57748 | 0
LCP_Inputs_ON_Diverse_IEA_2023_05_05 | 2034 | Electrolyser 2020/2030 | Crossload | Hydrogen | NY | Dispatch-Crossload | EmissionsCost | 0 | [6 empty] | 0.57748 | 0
LCP_Inputs_ON_Diverse_IEA_2023_05_05 | 2034 | Electrolyser 2020/2030 | Crossload | Hydrogen | NY | Dispatch-Crossload | FuelCost | 0 | [6 empty] | 0.57748 | 0
LCP_Inputs_ON_Diverse_IEA_2023_05_05 | 2034 | Electrolyser 2020/2030 | Crossload | Hydrogen | NY | Dispatch-Crossload | VOM | 0 | [6 empty] | 0.57748 | 0
LCP_Inputs_ON_Diverse_IEA_2023_05_05 | 2034 | Electrolyser 2020/2030 | Crossload | Hydrogen | ON | Dispatch-Crossload | EmissionsCost | 0 | [6 empty] | 0.57748 | 0
LCP_Inputs_ON_Diverse_IEA_2023_05_05 | 2034 | Electrolyser 2020/2030 | Crossload | Hydrogen | ON | Dispatch-Crossload | FuelCost | 0 | [6 empty] | 0.57748 | 0
LCP_Inputs_ON_Diverse_IEA_2023_05_05 | 2034 | Electrolyser 2020/2030 | Crossload | Hydrogen | ON | Dispatch-Crossload | VOM | 0 | [6 empty] | 0.57748 | 0
LCP_Inputs_ON_Diverse_IEA_2023_05_05 | 2034 | Electrolyser 2020/2030 | Crossload | Hydrogen | PJ | Dispatch-Crossload | EmissionsCost | 0 | [6 empty] | 0.57748 | 0
LCP_Inputs_ON_Diverse_IEA_2023_05_05 | 2034 | Electrolyser 2020/2030 | Crossload | Hydrogen | PJ | Dispatch-Crossload | FuelCost | 0 | [6 empty] | 0.57748 | 0
LCP_Inputs_ON_Diverse_IEA_2023_05_05 | 2034 | Electrolyser 2020/2030 | Crossload | Hydrogen | PJ | Dispatch-Crossload | VOM | 0 | [6 empty] | 0.57748 | 0
LCP_Inputs_ON_Diverse_IEA_2023_05_05 | 2034 | Electrolyser 2020/2030 | Crossload | Hydrogen | QC | Dispatch-Crossload | EmissionsCost | 0 | [6 empty] | 0.57748 | 0
LCP_Inputs_ON_Diverse_IEA_2023_05_05 | 2034 | Electrolyser 2020/2030 | Crossload | Hydrogen | QC | Dispatch-Crossload | FuelCost | 0 | [6 empty] | 0.57748 | 0
LCP_Inputs_ON_Diverse_IEA_2023_05_05 | 2034 | Electrolyser 2020/2030 | Crossload | Hydrogen | QC | Dispatch-Crossload | VOM | 0 | [6 empty] | 0.57748 | 0
LCP_Inputs_ON_Diverse_IEA_2023_05_05 | 2034 | Electrolyser 2020/2030 | Crossload | Hydrogen | WC | Dispatch-Crossload | EmissionsCost | 0 | [6 empty] | 0.57748 | 0
LCP_Inputs_ON_Diverse_IEA_2023_05_05 | 2034 | Electrolyser 2020/2030 | Crossload | Hydrogen | WC | Dispatch-Crossload | FuelCost | 0 | [6 empty] | 0.57748 | 0
LCP_Inputs_ON_Diverse_IEA_2023_05_05 | 2034 | Electrolyser 2020/2030 | Crossload | Hydrogen | WC | Dispatch-Crossload | VOM | 0 | [6 empty] | 0.57748 | 0
LCP_Inputs_ON_Diverse_IEA_2023_05_05 | 2034 | Electrolyser 2040 | Crossload | Hydrogen | MI | Dispatch-Crossload | EmissionsCost | 0 | [6 empty] | 0.57748 | 0
LCP_Inputs_ON_Diverse_IEA_2023_05_05 | 2034 | Electrolyser 2040 | Crossload | Hydrogen | MI | Dispatch-Crossload | FuelCost | 0 | [6 empty] | 0.57748 | 0
LCP_Inputs_ON_Diverse_IEA_2023_05_05 | 2034 | Electrolyser 2040 | Crossload | Hydrogen | MI | Dispatch-Crossload | VOM | 0 | [6 empty] | 0.57748 | 0
LCP_Inputs_ON_Diverse_IEA_2023_05_05 | 2034 | Electrolyser 2040 | Crossload | Hydrogen | NY | Dispatch-Crossload | EmissionsCost | 0 | [6 empty] | 0.57748 | 0
LCP_Inputs_ON_Diverse_IEA_2023_05_05 | 2034 | Electrolyser 2040 | Crossload | Hydrogen | NY | Dispatch-Crossload | FuelCost | 0 | [6 empty] | 0.57748 | 0
LCP_Inputs_ON_Diverse_IEA_2023_05_05 | 2034 | Electrolyser 2040 | Crossload | Hydrogen | NY | Dispatch-Crossload | VOM | 0 | [6 empty] | 0.57748 | 0
LCP_Inputs_ON_Diverse_IEA_2023_05_05 | 2034 | Electrolyser 2040 | Crossload | Hydrogen | ON | Dispatch-Crossload | EmissionsCost | 0 | [6 empty] | 0.57748 | 0
LCP_Inputs_ON_Diverse_IEA_2023_05_05 | 2034 | Electrolyser 2040 | Crossload | Hydrogen | ON | Dispatch-Crossload | FuelCost | 0 | [6 empty] | 0.57748 | 0
LCP_Inputs_ON_Diverse_IEA_2023_05_05 | 2034 | Electrolyser 2040 | Crossload | Hydrogen | ON | Dispatch-Crossload | VOM | 0 | [6 empty] | 0.57748 | 0
LCP_Inputs_ON_Diverse_IEA_2023_05_05 | 2034 | Electrolyser 2040 | Crossload | Hydrogen | PJ | Dispatch-Crossload | EmissionsCost | 0 | [6 empty] | 0.57748 | 0
LCP_Inputs_ON_Diverse_IEA_2023_05_05 | 2034 | Electrolyser 2040 | Crossload | Hydrogen | PJ | Dispatch-Crossload | FuelCost | 0 | [6 empty] | 0.57748 | 0
LCP_Inputs_ON_Diverse_IEA_2023_05_05 | 2034 | Electrolyser 2040 | Crossload | Hydrogen | PJ | Dispatch-Crossload | VOM | 0 | [6 empty] | 0.57748 | 0
LCP_Inputs_ON_Diverse_IEA_2023_05_05 | 2034 | Electrolyser 2040 | Crossload | Hydrogen | QC | Dispatch-Crossload | EmissionsCost | 0 | [6 empty] | 0.57748 | 0
LCP_Inputs_ON_Diverse_IEA_2023_05_05 | 2034 | Electrolyser 2040 | Crossload | Hydrogen | QC | Dispatch-Crossload | FuelCost | 0 | [6 empty] | 0.57748 | 0
LCP_Inputs_ON_Diverse_IEA_2023_05_05 | 2034 | Electrolyser 2040 | Crossload | Hydrogen | QC | Dispatch-Crossload | VOM | 0 | [6 empty] | 0.57748 | 0
LCP_Inputs_ON_Diverse_IEA_2023_05_05 | 2034 | Electrolyser 2040 | Crossload | Hydrogen | WC | Dispatch-Crossload | EmissionsCost | 0 | [6 empty] | 0.57748 | 0
LCP_Inputs_ON_Diverse_IEA_2023_05_05 | 2034 | Electrolyser 2040 | Crossload | Hydrogen | WC | Dispatch-Crossload | FuelCost | 0 | [6 empty] | 0.57748 | 0
LCP_Inputs_ON_Diverse_IEA_2023_05_05 | 2034 | Electrolyser 2040 | Crossload | Hydrogen | WC | Dispatch-Crossload | VOM | 0 | [6 empty] | 0.57748 | 0
LCP_Inputs_ON_Diverse_IEA_2023_05_05 | 2034 | Electrolyser 2050 | Crossload | Hydrogen | MI | Dispatch-Crossload | EmissionsCost | 0 | [6 empty] | 0.57748 | 0
LCP_Inputs_ON_Diverse_IEA_2023_05_05 | 2034 | Electrolyser 2050 | Crossload | Hydrogen | MI | Dispatch-Crossload | FuelCost | 0 | [6 empty] | 0.57748 | 0
LCP_Inputs_ON_Diverse_IEA_2023_05_05 | 2034 | Electrolyser 2050 | Crossload | Hydrogen | MI | Dispatch-Crossload | VOM | 0 | [6 empty] | 0.57748 | 0
LCP_Inputs_ON_Diverse_IEA_2023_05_05 | 2034 | Electrolyser 2050 | Crossload | Hydrogen | NY | Dispatch-Crossload | EmissionsCost | 0 | [6 empty] | 0.57748 | 0
LCP_Inputs_ON_Diverse_IEA_2023_05_05 | 2034 | Electrolyser 2050 | Crossload | Hydrogen | NY | Dispatch-Crossload | FuelCost | 0 | [6 empty] | 0.57748 | 0
LCP_Inputs_ON_Diverse_IEA_2023_05_05 | 2034 | Electrolyser 2050 | Crossload | Hydrogen | NY | Dispatch-Crossload | VOM | 0 | [6 empty] | 0.57748 | 0
LCP_Inputs_ON_Diverse_IEA_2023_05_05 | 2034 | Electrolyser 2050 | Crossload | Hydrogen | ON | Dispatch-Crossload | EmissionsCost | 0 | [6 empty] | 0.57748 | 0
LCP_Inputs_ON_Diverse_IEA_2023_05_05 | 2034 | Electrolyser 2050 | Crossload | Hydrogen | ON | Dispatch-Crossload | FuelCost | 0 | [6 empty] | 0.57748 | 0
LCP_Inputs_ON_Diverse_IEA_2023_05_05 | 2034 | Electrolyser 2050 | Crossload | Hydrogen | ON | Dispatch-Crossload | VOM | 0 | [6 empty] | 0.57748 | 0
LCP_Inputs_ON_Diverse_IEA_2023_05_05 | 2034 | Electrolyser 2050 | Crossload | Hydrogen | PJ | Dispatch-Crossload | EmissionsCost | 0 | [6 empty] | 0.57748 | 0
LCP_Inputs_ON_Diverse_IEA_2023_05_05 | 2034 | Electrolyser 2050 | Crossload | Hydrogen | PJ | Dispatch-Crossload | FuelCost | 0 | [6 empty] | 0.57748 | 0
LCP_Inputs_ON_Diverse_IEA_2023_05_05 | 2034 | Electrolyser 2050 | Crossload | Hydrogen | PJ | Dispatch-Crossload | VOM | 0 | [6 empty] | 0.57748 | 0
LCP_Inputs_ON_Diverse_IEA_2023_05_05 | 2034 | Electrolyser 2050 | Crossload | Hydrogen | QC | Dispatch-Crossload | EmissionsCost | 0 | [6 empty] | 0.57748 | 0
LCP_Inputs_ON_Diverse_IEA_2023_05_05 | 2034 | Electrolyser 2050 | Crossload | Hydrogen | QC | Dispatch-Crossload | FuelCost | 0 | [6 empty] | 0.57748 | 0
LCP_Inputs_ON_Diverse_IEA_2023_05_05 | 2034 | Electrolyser 2050 | Crossload | Hydrogen | QC | Dispatch-Crossload | VOM | 0 | [6 empty] | 0.57748 | 0
LCP_Inputs_ON_Diverse_IEA_2023_05_05 | 2034 | Electrolyser 2050 | Crossload | Hydrogen | WC | Dispatch-Crossload | EmissionsCost | 0 | [6 empty] | 0.57748 | 0
LCP_Inputs_ON_Diverse_IEA_2023_05_05 | 2034 | Electrolyser 2050 | Crossload | Hydrogen | WC | Dispatch-Crossload | FuelCost | 0 | [6 empty] | 0.57748 | 0
LCP_Inputs_ON_Diverse_IEA_2023_05_05 | 2034 | Electrolyser 2050 | Crossload | Hydrogen | WC | Dispatch-Crossload | VOM | 0 | [6 empty] | 0.57748 | 0
LCP_Inputs_ON_Diverse_IEA_2023_05_05 | 2034 | Fossil Fuel Thermal (Coal, Peat, Oil) | Generation | Electricity | MI | Dispatch-Generation | EmissionsCost | 0 | [6 empty] | 0.57748 | 0
LCP_Inputs_ON_Diverse_IEA_2023_05_05 | 2034 | Fossil Fuel Thermal (Coal, Peat, Oil) | Generation | Electricity | MI | Dispatch-Generation | FuelCost | 0 | [6 empty] | 0.57748 | 0
LCP_Inputs_ON_Diverse_IEA_2023_05_05 | 2034 | Fossil Fuel Thermal (Coal, Peat, Oil) | Generation | Electricity | MI | Dispatch-Generation | VOM | 0 | [6 empty] | 0.57748 | 0
LCP_Inputs_ON_Diverse_IEA_2023_05_05 | 2034 | Fossil Fuel Thermal (Coal, Peat, Oil) | Generation | Electricity | NY | Dispatch-Generation | EmissionsCost | 0 | [6 empty] | 0.57748 | 0
LCP_Inputs_ON_Diverse_IEA_2023_05_05 | 2034 | Fossil Fuel Thermal (Coal, Peat, Oil) | Generation | Electricity | NY | Dispatch-Generation | FuelCost | 0 | [6 empty] | 0.57748 | 0
LCP_Inputs_ON_Diverse_IEA_2023_05_05 | 2034 | Fossil Fuel Thermal (Coal, Peat, Oil) | Generation | Electricity | NY | Dispatch-Generation | VOM | 0 | [6 empty] | 0.57748 | 0
LCP_Inputs_ON_Diverse_IEA_2023_05_05 | 2034 | Fossil Fuel Thermal (Coal, Peat, Oil) | Generation | Electricity | ON | Dispatch-Generation | EmissionsCost | 0 | [6 empty] | 0.57748 | 0
LCP_Inputs_ON_Diverse_IEA_2023_05_05 | 2034 | Fossil Fuel Thermal (Coal, Peat, Oil) | Generation | Electricity | ON | Dispatch-Generation | FuelCost | 0 | [6 empty] | 0.57748 | 0
LCP_Inputs_ON_Diverse_IEA_2023_05_05 | 2034 | Fossil Fuel Thermal (Coal, Peat, Oil) | Generation | Electricity | ON | Dispatch-Generation | VOM | 0 | [6 empty] | 0.57748 | 0
LCP_Inputs_ON_Diverse_IEA_2023_05_05 | 2034 | Fossil Fuel Thermal (Coal, Peat, Oil) | Generation | Electricity | PJ | Dispatch-Generation | EmissionsCost | 0 | [6 empty] | 0.57748 | 0
LCP_Inputs_ON_Diverse_IEA_2023_05_05 | 2034 | Fossil Fuel Thermal (Coal, Peat, Oil) | Generation | Electricity | PJ | Dispatch-Generation | FuelCost | 0 | [6 empty] | 0.57748 | 0
LCP_Inputs_ON_Diverse_IEA_2023_05_05 | 2034 | Fossil Fuel Thermal (Coal, Peat, Oil) | Generation | Electricity | PJ | Dispatch-Generation | VOM | 0 | [6 empty] | 0.57748 | 0
LCP_Inputs_ON_Diverse_IEA_2023_05_05 | 2034 | Fossil Fuel Thermal (Coal, Peat, Oil) | Generation | Electricity | QC | Dispatch-Generation | EmissionsCost | 0 | [6 empty] | 0.57748 | 0
LCP_Inputs_ON_Diverse_IEA_2023_05_05 | 2034 | Fossil Fuel Thermal (Coal, Peat, Oil) | Generation | Electricity | QC | Dispatch-Generation | FuelCost | 0 | [6 empty] | 0.57748 | 0
LCP_Inputs_ON_Diverse_IEA_2023_05_05 | 2034 | Fossil Fuel Thermal (Coal, Peat, Oil) | Generation | Electricity | QC | Dispatch-Generation | VOM | 0 | [6 empty] | 0.57748 | 0
LCP_Inputs_ON_Diverse_IEA_2023_05_05 | 2034 | Fossil Fuel Thermal (Coal, Peat, Oil) | Generation | Electricity | WC | Dispatch-Generation | EmissionsCost | 0 | [6 empty] | 0.57748 | 0
LCP_Inputs_ON_Diverse_IEA_2023_05_05 | 2034 | Fossil Fuel Thermal (Coal, Peat, Oil) | Generation | Electricity | WC | Dispatch-Generation | FuelCost | 0 | [6 empty] | 0.57748 | 0
LCP_Inputs_ON_Diverse_IEA_2023_05_05 | 2034 | Fossil Fuel Thermal (Coal, Peat, Oil) | Generation | Electricity | WC | Dispatch-Generation | VOM | 0 | [6 empty] | 0.57748 | 0
LCP_Inputs_ON_Diverse_IEA_2023_05_05 | 2034 | Generic - Generator | Generation | Electricity | MI | Dispatch-Generation | EmissionsCost | 0 | [6 empty] | 0.57748 | 0
LCP_Inputs_ON_Diverse_IEA_2023_05_05 | 2034 | Generic - Generator | Generation | Electricity | MI | Dispatch-Generation | FuelCost | 1917502431.2477 | [6 empty] | 0.57748 | 1107309875.2958
LCP_Inputs_ON_Diverse_IEA_2023_05_05 | 2034 | Generic - Generator | Generation | Electricity | MI | Dispatch-Generation | VOM | 66961520.9547 | [6 empty] | 0.57748 | 38668609.8592
LCP_Inputs_ON_Diverse_IEA_2023_05_05 | 2034 | Generic - Generator | Generation | Electricity | NY | Dispatch-Generation | EmissionsCost | 0 | [6 empty] | 0.57748 | 0
LCP_Inputs_ON_Diverse_IEA_2023_05_05 | 2034 | Generic - Generator | Generation | Electricity | NY | Dispatch-Generation | FuelCost | 920281288.6875 | [6 empty] | 0.57748 | 531439513.4042
LCP_Inputs_ON_Diverse_IEA_2023_05_05 | 2034 | Generic - Generator | Generation | Electricity | NY | Dispatch-Generation | VOM | 32137343.7616 | [6 empty] | 0.57748 | 18558515.2504
LCP_Inputs_ON_Diverse_IEA_2023_05_05 | 2034 | Generic - Generator | Generation | Electricity | ON | Dispatch-Generation | EmissionsCost | 0 | [6 empty] | 0.57748 | 0
LCP_Inputs_ON_Diverse_IEA_2023_05_05 | 2034 | Generic - Generator | Generation | Electricity | ON | Dispatch-Generation | FuelCost | 0 | [6 empty] | 0.57748 | 0
LCP_Inputs_ON_Diverse_IEA_2023_05_05 | 2034 | Generic - Generator | Generation | Electricity | ON | Dispatch-Generation | VOM | 0 | [6 empty] | 0.57748 | 0
LCP_Inputs_ON_Diverse_IEA_2023_05_05 | 2034 | Generic - Generator | Generation | Electricity | PJ | Dispatch-Generation | EmissionsCost | 0 | [6 empty] | 0.57748 | 0
LCP_Inputs_ON_Diverse_IEA_2023_05_05 | 2034 | Generic - Generator | Generation | Electricity | PJ | Dispatch-Generation | FuelCost | 7259171776.6988 | [6 empty] | 0.57748 | 4191990822.9669
LCP_Inputs_ON_Diverse_IEA_2023_05_05 | 2034 | Generic - Generator | Generation | Electricity | PJ | Dispatch-Generation | VOM | 253499122.1485 | [6 empty] | 0.57748 | 146389426.5579
LCP_Inputs_ON_Diverse_IEA_2023_05_05 | 2034 | Generic - Generator | Generation | Electricity | QC | Dispatch-Generation | EmissionsCost | 0 | [6 empty] | 0.57748 | 0
LCP_Inputs_ON_Diverse_IEA_2023_05_05 | 2034 | Generic - Generator | Generation | Electricity | QC | Dispatch-Generation | FuelCost | 0 | [6 empty] | 0.57748 | 0
LCP_Inputs_ON_Diverse_IEA_2023_05_05 | 2034 | Generic - Generator | Generation | Electricity | QC | Dispatch-Generation | VOM | 0 | [6 empty] | 0.57748 | 0
LCP_Inputs_ON_Diverse_IEA_2023_05_05 | 2034 | Generic - Generator | Generation | Electricity | WC | Dispatch-Generation | EmissionsCost | 0 | [6 empty] | 0.57748 | 0
LCP_Inputs_ON_Diverse_IEA_2023_05_05 | 2034 | Generic - Generator | Generation | Electricity | WC | Dispatch-Generation | FuelCost | 1737227.6587 | [6 empty] | 0.57748 | 1003205.6861
LCP_Inputs_ON_Diverse_IEA_2023_05_05 | 2034 | Generic - Generator | Generation | Electricity | WC | Dispatch-Generation | VOM | 60666.1063 | [6 empty] | 0.57748 | 35033.1647
LCP_Inputs_ON_Diverse_IEA_2023_05_05 | 2034 | H2 Import - QC | Import | Hydrogen | MI | Dispatch-Import | EmissionsCost | 0 | [6 empty] | 0.57748 | 0
LCP_Inputs_ON_Diverse_IEA_2023_05_05 | 2034 | H2 Import - QC | Import | Hydrogen | MI | Dispatch-Import | FuelCost | 0 | [6 empty] | 0.57748 | 0
LCP_Inputs_ON_Diverse_IEA_2023_05_05 | 2034 | H2 Import - QC | Import | Hydrogen | MI | Dispatch-Import | VOM | 0 | [6 empty] | 0.57748 | 0
LCP_Inputs_ON_Diverse_IEA_2023_05_05 | 2034 | H2 Import - QC | Import | Hydrogen | NY | Dispatch-Import | EmissionsCost | 0 | [6 empty] | 0.57748 | 0
LCP_Inputs_ON_Diverse_IEA_2023_05_05 | 2034 | H2 Import - QC | Import | Hydrogen | NY | Dispatch-Import | FuelCost | 0 | [6 empty] | 0.57748 | 0
LCP_Inputs_ON_Diverse_IEA_2023_05_05 | 2034 | H2 Import - QC | Import | Hydrogen | NY | Dispatch-Import | VOM | 0 | [6 empty] | 0.57748 | 0
LCP_Inputs_ON_Diverse_IEA_2023_05_05 | 2034 | H2 Import - QC | Import | Hydrogen | ON | Dispatch-Import | EmissionsCost | 0 | [6 empty] | 0.57748 | 0
LCP_Inputs_ON_Diverse_IEA_2023_05_05 | 2034 | H2 Import - QC | Import | Hydrogen | ON | Dispatch-Import | FuelCost | 0 | [6 empty] | 0.57748 | 0
LCP_Inputs_ON_Diverse_IEA_2023_05_05 | 2034 | H2 Import - QC | Import | Hydrogen | ON | Dispatch-Import | VOM | 0 | [6 empty] | 0.57748 | 0
LCP_Inputs_ON_Diverse_IEA_2023_05_05 | 2034 | H2 Import - QC | Import | Hydrogen | PJ | Dispatch-Import | EmissionsCost | 0 | [6 empty] | 0.57748 | 0
LCP_Inputs_ON_Diverse_IEA_2023_05_05 | 2034 | H2 Import - QC | Import | Hydrogen | PJ | Dispatch-Import | FuelCost | 0 | [6 empty] | 0.57748 | 0
LCP_Inputs_ON_Diverse_IEA_2023_05_05 | 2034 | H2 Import - QC | Import | Hydrogen | PJ | Dispatch-Import | VOM | 0 | [6 empty] | 0.57748 | 0
LCP_Inputs_ON_Diverse_IEA_2023_05_05 | 2034 | H2 Import - QC | Import | Hydrogen | QC | Dispatch-Import | EmissionsCost | 0 | [6 empty] | 0.57748 | 0
LCP_Inputs_ON_Diverse_IEA_2023_05_05 | 2034 | H2 Import - QC | Import | Hydrogen | QC | Dispatch-Import | FuelCost | 0 | [6 empty] | 0.57748 | 0
LCP_Inputs_ON_Diverse_IEA_2023_05_05 | 2034 | H2 Import - QC | Import | Hydrogen | QC | Dispatch-Import | VOM | 0 | [6 empty] | 0.57748 | 0
LCP_Inputs_ON_Diverse_IEA_2023_05_05 | 2034 | H2 Import - QC | Import | Hydrogen | WC | Dispatch-Import | EmissionsCost | 0 | [6 empty] | 0.57748 | 0
LCP_Inputs_ON_Diverse_IEA_2023_05_05 | 2034 | H2 Import - QC | Import | Hydrogen | WC | Dispatch-Import | FuelCost | 0 | [6 empty] | 0.57748 | 0
LCP_Inputs_ON_Diverse_IEA_2023_05_05 | 2034 | H2 Import - QC | Import | Hydrogen | WC | Dispatch-Import | VOM | 0 | [6 empty] | 0.57748 | 0
LCP_Inputs_ON_Diverse_IEA_2023_05_05 | 2034 | H2 Import - WC | Import | Hydrogen | MI | Dispatch-Import | EmissionsCost | 0 | [6 empty] | 0.57748 | 0
LCP_Inputs_ON_Diverse_IEA_2023_05_05 | 2034 | H2 Import - WC | Import | Hydrogen | MI | Dispatch-Import | FuelCost | 0 | [6 empty] | 0.57748 | 0
LCP_Inputs_ON_Diverse_IEA_2023_05_05 | 2034 | H2 Import - WC | Import | Hydrogen | MI | Dispatch-Import | VOM | 0 | [6 empty] | 0.57748 | 0
LCP_Inputs_ON_Diverse_IEA_2023_05_05 | 2034 | H2 Import - WC | Import | Hydrogen | NY | Dispatch-Import | EmissionsCost | 0 | [6 empty] | 0.57748 | 0
LCP_Inputs_ON_Diverse_IEA_2023_05_05 | 2034 | H2 Import - WC | Import | Hydrogen | NY | Dispatch-Import | FuelCost | 0 | [6 empty] | 0.57748 | 0
LCP_Inputs_ON_Diverse_IEA_2023_05_05 | 2034 | H2 Import - WC | Import | Hydrogen | NY | Dispatch-Import | VOM | 0 | [6 empty] | 0.57748 | 0
LCP_Inputs_ON_Diverse_IEA_2023_05_05 | 2034 | H2 Import - WC | Import | Hydrogen | ON | Dispatch-Import | EmissionsCost | 0 | [6 empty] | 0.57748 | 0
LCP_Inputs_ON_Diverse_IEA_2023_05_05 | 2034 | H2 Import - WC | Import | Hydrogen | ON | Dispatch-Import | FuelCost | 0 | [6 empty] | 0.57748 | 0
LCP_Inputs_ON_Diverse_IEA_2023_05_05 | 2034 | H2 Import - WC | Import | Hydrogen | ON | Dispatch-Import | VOM | 0 | [6 empty] | 0.57748 | 0
LCP_Inputs_ON_Diverse_IEA_2023_05_05 | 2034 | H2 Import - WC | Import | Hydrogen | PJ | Dispatch-Import | EmissionsCost | 0 | [6 empty] | 0.57748 | 0
LCP_Inputs_ON_Diverse_IEA_2023_05_05 | 2034 | H2 Import - WC | Import | Hydrogen | PJ | Dispatch-Import | FuelCost | 0 | [6 empty] | 0.57748 | 0
LCP_Inputs_ON_Diverse_IEA_2023_05_05 | 2034 | H2 Import - WC | Import | Hydrogen | PJ | Dispatch-Import | VOM | 0 | [6 empty] | 0.57748 | 0
LCP_Inputs_ON_Diverse_IEA_2023_05_05 | 2034 | H2 Import - WC | Import | Hydrogen | QC | Dispatch-Import | EmissionsCost | 0 | [6 empty] | 0.57748 | 0
LCP_Inputs_ON_Diverse_IEA_2023_05_05 | 2034 | H2 Import - WC | Import | Hydrogen | QC | Dispatch-Import | FuelCost | 0 | [6 empty] | 0.57748 | 0
LCP_Inputs_ON_Diverse_IEA_2023_05_05 | 2034 | H2 Import - WC | Import | Hydrogen | QC | Dispatch-Import | VOM | 0 | [6 empty] | 0.57748 | 0
LCP_Inputs_ON_Diverse_IEA_2023_05_05 | 2034 | H2 Import - WC | Import | Hydrogen | WC | Dispatch-Import | EmissionsCost | 0 | [6 empty] | 0.57748 | 0
LCP_Inputs_ON_Diverse_IEA_2023_05_05 | 2034 | H2 Import - WC | Import | Hydrogen | WC | Dispatch-Import | FuelCost | 0 | [6 empty] | 0.57748 | 0
LCP_Inputs_ON_Diverse_IEA_2023_05_05 | 2034 | H2 Import - WC | Import | Hydrogen | WC | Dispatch-Import | VOM | 0 | [6 empty] | 0.57748 | 0
LCP_Inputs_ON_Diverse_IEA_2023_05_05 | 2034 | H2 Salt Cavern Storage - ON | Storage | Hydrogen | MI | Dispatch-Storage | EmissionsCost | 0 | [6 empty] | 0.57748 | 0
LCP_Inputs_ON_Diverse_IEA_2023_05_05 | 2034 | H2 Salt Cavern Storage - ON | Storage | Hydrogen | MI | Dispatch-Storage | FuelCost | 0 | [6 empty] | 0.57748 | 0
LCP_Inputs_ON_Diverse_IEA_2023_05_05 | 2034 | H2 Salt Cavern Storage - ON | Storage | Hydrogen | MI | Dispatch-Storage | VOM | 0 | [6 empty] | 0.57748 | 0
LCP_Inputs_ON_Diverse_IEA_2023_05_05 | 2034 | H2 Salt Cavern Storage - ON | Storage | Hydrogen | NY | Dispatch-Storage | EmissionsCost | 0 | [6 empty] | 0.57748 | 0
LCP_Inputs_ON_Diverse_IEA_2023_05_05 | 2034 | H2 Salt Cavern Storage - ON | Storage | Hydrogen | NY | Dispatch-Storage | FuelCost | 0 | [6 empty] | 0.57748 | 0
LCP_Inputs_ON_Diverse_IEA_2023_05_05 | 2034 | H2 Salt Cavern Storage - ON | Storage | Hydrogen | NY | Dispatch-Storage | VOM | 0 | [6 empty] | 0.57748 | 0
LCP_Inputs_ON_Diverse_IEA_2023_05_05 | 2034 | H2 Salt Cavern Storage - ON | Storage | Hydrogen | ON | Dispatch-Storage | EmissionsCost | 0 | [6 empty] | 0.57748 | 0
LCP_Inputs_ON_Diverse_IEA_2023_05_05 | 2034 | H2 Salt Cavern Storage - ON | Storage | Hydrogen | ON | Dispatch-Storage | FuelCost | 0 | [6 empty] | 0.57748 | 0
LCP_Inputs_ON_Diverse_IEA_2023_05_05 | 2034 | H2 Salt Cavern Storage - ON | Storage | Hydrogen | ON | Dispatch-Storage | VOM | 12624010.6118 | [6 empty] | 0.57748 | 7290051.5736
LCP_Inputs_ON_Diverse_IEA_2023_05_05 | 2034 | H2 Salt Cavern Storage - ON | Storage | Hydrogen | PJ | Dispatch-Storage | EmissionsCost | 0 | [6 empty] | 0.57748 | 0
LCP_Inputs_ON_Diverse_IEA_2023_05_05 | 2034 | H2 Salt Cavern Storage - ON | Storage | Hydrogen | PJ | Dispatch-Storage | FuelCost | 0 | [6 empty] | 0.57748 | 0
LCP_Inputs_ON_Diverse_IEA_2023_05_05 | 2034 | H2 Salt Cavern Storage - ON | Storage | Hydrogen | PJ | Dispatch-Storage | VOM | 0 | [6 empty] | 0.57748 | 0
LCP_Inputs_ON_Diverse_IEA_2023_05_05 | 2034 | H2 Salt Cavern Storage - ON | Storage | Hydrogen | QC | Dispatch-Storage | EmissionsCost | 0 | [6 empty] | 0.57748 | 0
LCP_Inputs_ON_Diverse_IEA_2023_05_05 | 2034 | H2 Salt Cavern Storage - ON | Storage | Hydrogen | QC | Dispatch-Storage | FuelCost | 0 | [6 empty] | 0.57748 | 0
LCP_Inputs_ON_Diverse_IEA_2023_05_05 | 2034 | H2 Salt Cavern Storage - ON | Storage | Hydrogen | QC | Dispatch-Storage | VOM | 0 | [6 empty] | 0.57748 | 0
LCP_Inputs_ON_Diverse_IEA_2023_05_05 | 2034 | H2 Salt Cavern Storage - ON | Storage | Hydrogen | WC | Dispatch-Storage | EmissionsCost | 0 | [6 empty] | 0.57748 | 0
LCP_Inputs_ON_Diverse_IEA_2023_05_05 | 2034 | H2 Salt Cavern Storage - ON | Storage | Hydrogen | WC | Dispatch-Storage | FuelCost | 0 | [6 empty] | 0.57748 | 0
LCP_Inputs_ON_Diverse_IEA_2023_05_05 | 2034 | H2 Salt Cavern Storage - ON | Storage | Hydrogen | WC | Dispatch-Storage | VOM | 0 | [6 empty] | 0.57748 | 0
LCP_Inputs_ON_Diverse_IEA_2023_05_05 | 2034 | Hydro | Generation | Electricity | MI | Dispatch-Generation | EmissionsCost | 0 | [6 empty] | 0.57748 | 0
LCP_Inputs_ON_Diverse_IEA_2023_05_05 | 2034 | Hydro | Generation | Electricity | MI | Dispatch-Generation | FuelCost | 0 | [6 empty] | 0.57748 | 0
LCP_Inputs_ON_Diverse_IEA_2023_05_05 | 2034 | Hydro | Generation | Electricity | MI | Dispatch-Generation | VOM | 0 | [6 empty] | 0.57748 | 0
LCP_Inputs_ON_Diverse_IEA_2023_05_05 | 2034 | Hydro | Generation | Electricity | NY | Dispatch-Generation | EmissionsCost | 0 | [6 empty] | 0.57748 | 0
LCP_Inputs_ON_Diverse_IEA_2023_05_05 | 2034 | Hydro | Generation | Electricity | NY | Dispatch-Generation | FuelCost | 0 | [6 empty] | 0.57748 | 0
LCP_Inputs_ON_Diverse_IEA_2023_05_05 | 2034 | Hydro | Generation | Electricity | NY | Dispatch-Generation | VOM | 0 | [6 empty] | 0.57748 | 0
LCP_Inputs_ON_Diverse_IEA_2023_05_05 | 2034 | Hydro | Generation | Electricity | ON | Dispatch-Generation | EmissionsCost | 0 | [6 empty] | 0.57748 | 0
LCP_Inputs_ON_Diverse_IEA_2023_05_05 | 2034 | Hydro | Generation | Electricity | ON | Dispatch-Generation | FuelCost | 0 | [6 empty] | 0.57748 | 0
LCP_Inputs_ON_Diverse_IEA_2023_05_05 | 2034 | Hydro | Generation | Electricity | ON | Dispatch-Generation | VOM | 0 | [6 empty] | 0.57748 | 0
LCP_Inputs_ON_Diverse_IEA_2023_05_05 | 2034 | Hydro | Generation | Electricity | PJ | Dispatch-Generation | EmissionsCost | 0 | [6 empty] | 0.57748 | 0
LCP_Inputs_ON_Diverse_IEA_2023_05_05 | 2034 | Hydro | Generation | Electricity | PJ | Dispatch-Generation | FuelCost | 0 | [6 empty] | 0.57748 | 0
LCP_Inputs_ON_Diverse_IEA_2023_05_05 | 2034 | Hydro | Generation | Electricity | PJ | Dispatch-Generation | VOM | 0 | [6 empty] | 0.57748 | 0
LCP_Inputs_ON_Diverse_IEA_2023_05_05 | 2034 | Hydro | Generation | Electricity | QC | Dispatch-Generation | EmissionsCost | 0 | [6 empty] | 0.57748 | 0
LCP_Inputs_ON_Diverse_IEA_2023_05_05 | 2034 | Hydro | Generation | Electricity | QC | Dispatch-Generation | FuelCost | 0 | [6 empty] | 0.57748 | 0
LCP_Inputs_ON_Diverse_IEA_2023_05_05 | 2034 | Hydro | Generation | Electricity | QC | Dispatch-Generation | VOM | 0 | [6 empty] | 0.57748 | 0
LCP_Inputs_ON_Diverse_IEA_2023_05_05 | 2034 | Hydro | Generation | Electricity | WC | Dispatch-Generation | EmissionsCost | 0 | [6 empty] | 0.57748 | 0
LCP_Inputs_ON_Diverse_IEA_2023_05_05 | 2034 | Hydro | Generation | Electricity | WC | Dispatch-Generation | FuelCost | 0 | [6 empty] | 0.57748 | 0
LCP_Inputs_ON_Diverse_IEA_2023_05_05 | 2034 | Hydro | Generation | Electricity | WC | Dispatch-Generation | VOM | 0 | [6 empty] | 0.57748 | 0
LCP_Inputs_ON_Diverse_IEA_2023_05_05 | 2034 | Hydro Pumped Storage | Storage | Electricity | MI | Dispatch-Storage | EmissionsCost | 0 | [6 empty] | 0.57748 | 0
LCP_Inputs_ON_Diverse_IEA_2023_05_05 | 2034 | Hydro Pumped Storage | Storage | Electricity | MI | Dispatch-Storage | FuelCost | 0 | [6 empty] | 0.57748 | 0
LCP_Inputs_ON_Diverse_IEA_2023_05_05 | 2034 | Hydro Pumped Storage | Storage | Electricity | MI | Dispatch-Storage | VOM | 0 | [6 empty] | 0.57748 | 0
LCP_Inputs_ON_Diverse_IEA_2023_05_05 | 2034 | Hydro Pumped Storage | Storage | Electricity | NY | Dispatch-Storage | EmissionsCost | 0 | [6 empty] | 0.57748 | 0
LCP_Inputs_ON_Diverse_IEA_2023_05_05 | 2034 | Hydro Pumped Storage | Storage | Electricity | NY | Dispatch-Storage | FuelCost | 0 | [6 empty] | 0.57748 | 0
LCP_Inputs_ON_Diverse_IEA_2023_05_05 | 2034 | Hydro Pumped Storage | Storage | Electricity | NY | Dispatch-Storage | VOM | 0 | [6 empty] | 0.57748 | 0
LCP_Inputs_ON_Diverse_IEA_2023_05_05 | 2034 | Hydro Pumped Storage | Storage | Electricity | ON | Dispatch-Storage | EmissionsCost | 0 | [6 empty] | 0.57748 | 0
LCP_Inputs_ON_Diverse_IEA_2023_05_05 | 2034 | Hydro Pumped Storage | Storage | Electricity | ON | Dispatch-Storage | FuelCost | 0 | [6 empty] | 0.57748 | 0
LCP_Inputs_ON_Diverse_IEA_2023_05_05 | 2034 | Hydro Pumped Storage | Storage | Electricity | ON | Dispatch-Storage | VOM | 0 | [6 empty] | 0.57748 | 0
LCP_Inputs_ON_Diverse_IEA_2023_05_05 | 2034 | Hydro Pumped Storage | Storage | Electricity | PJ | Dispatch-Storage | EmissionsCost | 0 | [6 empty] | 0.57748 | 0
LCP_Inputs_ON_Diverse_IEA_2023_05_05 | 2034 | Hydro Pumped Storage | Storage | Electricity | PJ | Dispatch-Storage | FuelCost | 0 | [6 empty] | 0.57748 | 0
LCP_Inputs_ON_Diverse_IEA_2023_05_05 | 2034 | Hydro Pumped Storage | Storage | Electricity | PJ | Dispatch-Storage | VOM | 0 | [6 empty] | 0.57748 | 0
LCP_Inputs_ON_Diverse_IEA_2023_05_05 | 2034 | Hydro Pumped Storage | Storage | Electricity | QC | Dispatch-Storage | EmissionsCost | 0 | [6 empty] | 0.57748 | 0
LCP_Inputs_ON_Diverse_IEA_2023_05_05 | 2034 | Hydro Pumped Storage | Storage | Electricity | QC | Dispatch-Storage | FuelCost | 0 | [6 empty] | 0.57748 | 0
LCP_Inputs_ON_Diverse_IEA_2023_05_05 | 2034 | Hydro Pumped Storage | Storage | Electricity | QC | Dispatch-Storage | VOM | 0 | [6 empty] | 0.57748 | 0
LCP_Inputs_ON_Diverse_IEA_2023_05_05 | 2034 | Hydro Pumped Storage | Storage | Electricity | WC | Dispatch-Storage | EmissionsCost | 0 | [6 empty] | 0.57748 | 0
LCP_Inputs_ON_Diverse_IEA_2023_05_05 | 2034 | Hydro Pumped Storage | Storage | Electricity | WC | Dispatch-Storage | FuelCost | 0 | [6 empty] | 0.57748 | 0
LCP_Inputs_ON_Diverse_IEA_2023_05_05 | 2034 | Hydro Pumped Storage | Storage | Electricity | WC | Dispatch-Storage | VOM | 0 | [6 empty] | 0.57748 | 0
LCP_Inputs_ON_Diverse_IEA_2023_05_05 | 2034 | Nuclear | Generation | Electricity | MI | Dispatch-Generation | EmissionsCost | 0 | [6 empty] | 0.57748 | 0
LCP_Inputs_ON_Diverse_IEA_2023_05_05 | 2034 | Nuclear | Generation | Electricity | MI | Dispatch-Generation | FuelCost | 0 | [6 empty] | 0.57748 | 0
LCP_Inputs_ON_Diverse_IEA_2023_05_05 | 2034 | Nuclear | Generation | Electricity | MI | Dispatch-Generation | VOM | 2762866296.96 | [6 empty] | 0.57748 | 1595486443.6625
LCP_Inputs_ON_Diverse_IEA_2023_05_05 | 2034 | Nuclear | Generation | Electricity | NY | Dispatch-Generation | EmissionsCost | 0 | [6 empty] | 0.57748 | 0
LCP_Inputs_ON_Diverse_IEA_2023_05_05 | 2034 | Nuclear | Generation | Electricity | NY | Dispatch-Generation | FuelCost | 0 | [6 empty] | 0.57748 | 0
LCP_Inputs_ON_Diverse_IEA_2023_05_05 | 2034 | Nuclear | Generation | Electricity | NY | Dispatch-Generation | VOM | 2246155230.144 | [6 empty] | 0.57748 | 1297098677.558
LCP_Inputs_ON_Diverse_IEA_2023_05_05 | 2034 | Nuclear | Generation | Electricity | ON | Dispatch-Generation | EmissionsCost | 0 | [6 empty] | 0.57748 | 0
LCP_Inputs_ON_Diverse_IEA_2023_05_05 | 2034 | Nuclear | Generation | Electricity | ON | Dispatch-Generation | FuelCost | 0 | [6 empty] | 0.57748 | 0
LCP_Inputs_ON_Diverse_IEA_2023_05_05 | 2034 | Nuclear | Generation | Electricity | ON | Dispatch-Generation | VOM | 6921207719.0302 | [6 empty] | 0.57748 | 3996825000.7739
LCP_Inputs_ON_Diverse_IEA_2023_05_05 | 2034 | Nuclear | Generation | Electricity | PJ | Dispatch-Generation | EmissionsCost | 0 | [6 empty] | 0.57748 | 0
LCP_Inputs_ON_Diverse_IEA_2023_05_05 | 2034 | Nuclear | Generation | Electricity | PJ | Dispatch-Generation | FuelCost | 0 | [6 empty] | 0.57748 | 0
LCP_Inputs_ON_Diverse_IEA_2023_05_05 | 2034 | Nuclear | Generation | Electricity | PJ | Dispatch-Generation | VOM | 6401347648.6848 | [6 empty] | 0.57748 | 3696618763.5954
LCP_Inputs_ON_Diverse_IEA_2023_05_05 | 2034 | Nuclear | Generation | Electricity | QC | Dispatch-Generation | EmissionsCost | 0 | [6 empty] | 0.57748 | 0
LCP_Inputs_ON_Diverse_IEA_2023_05_05 | 2034 | Nuclear | Generation | Electricity | QC | Dispatch-Generation | FuelCost | 0 | [6 empty] | 0.57748 | 0
LCP_Inputs_ON_Diverse_IEA_2023_05_05 | 2034 | Nuclear | Generation | Electricity | QC | Dispatch-Generation | VOM | 0 | [6 empty] | 0.57748 | 0
LCP_Inputs_ON_Diverse_IEA_2023_05_05 | 2034 | Nuclear | Generation | Electricity | WC | Dispatch-Generation | EmissionsCost | 0 | [6 empty] | 0.57748 | 0
LCP_Inputs_ON_Diverse_IEA_2023_05_05 | 2034 | Nuclear | Generation | Electricity | WC | Dispatch-Generation | FuelCost | 0 | [6 empty] | 0.57748 | 0
LCP_Inputs_ON_Diverse_IEA_2023_05_05 | 2034 | Nuclear | Generation | Electricity | WC | Dispatch-Generation | VOM | 0 | [6 empty] | 0.57748 | 0
LCP_Inputs_ON_Diverse_IEA_2023_05_05 | 2034 | Nuclear SMR | Generation | Electricity | MI | Dispatch-Generation | EmissionsCost | 0 | [6 empty] | 0.57748 | 0
LCP_Inputs_ON_Diverse_IEA_2023_05_05 | 2034 | Nuclear SMR | Generation | Electricity | MI | Dispatch-Generation | FuelCost | 0 | [6 empty] | 0.57748 | 0
LCP_Inputs_ON_Diverse_IEA_2023_05_05 | 2034 | Nuclear SMR | Generation | Electricity | MI | Dispatch-Generation | VOM | 0 | [6 empty] | 0.57748 | 0
LCP_Inputs_ON_Diverse_IEA_2023_05_05 | 2034 | Nuclear SMR | Generation | Electricity | NY | Dispatch-Generation | EmissionsCost | 0 | [6 empty] | 0.57748 | 0
LCP_Inputs_ON_Diverse_IEA_2023_05_05 | 2034 | Nuclear SMR | Generation | Electricity | NY | Dispatch-Generation | FuelCost | 0 | [6 empty] | 0.57748 | 0
LCP_Inputs_ON_Diverse_IEA_2023_05_05 | 2034 | Nuclear SMR | Generation | Electricity | NY | Dispatch-Generation | VOM | 0 | [6 empty] | 0.57748 | 0
LCP_Inputs_ON_Diverse_IEA_2023_05_05 | 2034 | Nuclear SMR | Generation | Electricity | ON | Dispatch-Generation | EmissionsCost | 0 | [6 empty] | 0.57748 | 0
LCP_Inputs_ON_Diverse_IEA_2023_05_05 | 2034 | Nuclear SMR | Generation | Electricity | ON | Dispatch-Generation | FuelCost | 0 | [6 empty] | 0.57748 | 0
LCP_Inputs_ON_Diverse_IEA_2023_05_05 | 2034 | Nuclear SMR | Generation | Electricity | ON | Dispatch-Generation | VOM | 18960361.2 | [6 empty] | 0.57748 | 10949136.1543
LCP_Inputs_ON_Diverse_IEA_2023_05_05 | 2034 | Nuclear SMR | Generation | Electricity | PJ | Dispatch-Generation | EmissionsCost | 0 | [6 empty] | 0.57748 | 0
LCP_Inputs_ON_Diverse_IEA_2023_05_05 | 2034 | Nuclear SMR | Generation | Electricity | PJ | Dispatch-Generation | FuelCost | 0 | [6 empty] | 0.57748 | 0
LCP_Inputs_ON_Diverse_IEA_2023_05_05 | 2034 | Nuclear SMR | Generation | Electricity | PJ | Dispatch-Generation | VOM | 0 | [6 empty] | 0.57748 | 0
LCP_Inputs_ON_Diverse_IEA_2023_05_05 | 2034 | Nuclear SMR | Generation | Electricity | QC | Dispatch-Generation | EmissionsCost | 0 | [6 empty] | 0.57748 | 0
LCP_Inputs_ON_Diverse_IEA_2023_05_05 | 2034 | Nuclear SMR | Generation | Electricity | QC | Dispatch-Generation | FuelCost | 0 | [6 empty] | 0.57748 | 0
LCP_Inputs_ON_Diverse_IEA_2023_05_05 | 2034 | Nuclear SMR | Generation | Electricity | QC | Dispatch-Generation | VOM | 0 | [6 empty] | 0.57748 | 0
LCP_Inputs_ON_Diverse_IEA_2023_05_05 | 2034 | Nuclear SMR | Generation | Electricity | WC | Dispatch-Generation | EmissionsCost | 0 | [6 empty] | 0.57748 | 0
LCP_Inputs_ON_Diverse_IEA_2023_05_05 | 2034 | Nuclear SMR | Generation | Electricity | WC | Dispatch-Generation | FuelCost | 0 | [6 empty] | 0.57748 | 0
LCP_Inputs_ON_Diverse_IEA_2023_05_05 | 2034 | Nuclear SMR | Generation | Electricity | WC | Dispatch-Generation | VOM | 0 | [6 empty] | 0.57748 | 0
LCP_Inputs_ON_Diverse_IEA_2023_05_05 | 2034 | O/CCGT - CH4 Existing | Crossload | Electricity | MI | Dispatch-Crossload | EmissionsCost | 0 | [6 empty] | 0.57748 | 0
LCP_Inputs_ON_Diverse_IEA_2023_05_05 | 2034 | O/CCGT - CH4 Existing | Crossload | Electricity | MI | Dispatch-Crossload | FuelCost | 0 | [6 empty] | 0.57748 | 0
LCP_Inputs_ON_Diverse_IEA_2023_05_05 | 2034 | O/CCGT - CH4 Existing | Crossload | Electricity | MI | Dispatch-Crossload | VOM | 0 | [6 empty] | 0.57748 | 0
LCP_Inputs_ON_Diverse_IEA_2023_05_05 | 2034 | O/CCGT - CH4 Existing | Crossload | Electricity | NY | Dispatch-Crossload | EmissionsCost | 0 | [6 empty] | 0.57748 | 0
LCP_Inputs_ON_Diverse_IEA_2023_05_05 | 2034 | O/CCGT - CH4 Existing | Crossload | Electricity | NY | Dispatch-Crossload | FuelCost | 0 | [6 empty] | 0.57748 | 0
LCP_Inputs_ON_Diverse_IEA_2023_05_05 | 2034 | O/CCGT - CH4 Existing | Crossload | Electricity | NY | Dispatch-Crossload | VOM | 0 | [6 empty] | 0.57748 | 0
LCP_Inputs_ON_Diverse_IEA_2023_05_05 | 2034 | O/CCGT - CH4 Existing | Crossload | Electricity | ON | Dispatch-Crossload | EmissionsCost | 4650844.1284 | [6 empty] | 0.57748 | 2685746.5982
LCP_Inputs_ON_Diverse_IEA_2023_05_05 | 2034 | O/CCGT - CH4 Existing | Crossload | Electricity | ON | Dispatch-Crossload | FuelCost | 0 | [6 empty] | 0.57748 | 0
LCP_Inputs_ON_Diverse_IEA_2023_05_05 | 2034 | O/CCGT - CH4 Existing | Crossload | Electricity | ON | Dispatch-Crossload | VOM | 286217.1645 | [6 empty] | 0.57748 | 165283.2808
LCP_Inputs_ON_Diverse_IEA_2023_05_05 | 2034 | O/CCGT - CH4 Existing | Crossload | Electricity | PJ | Dispatch-Crossload | EmissionsCost | 0 | [6 empty] | 0.57748 | 0
LCP_Inputs_ON_Diverse_IEA_2023_05_05 | 2034 | O/CCGT - CH4 Existing | Crossload | Electricity | PJ | Dispatch-Crossload | FuelCost | 0 | [6 empty] | 0.57748 | 0
LCP_Inputs_ON_Diverse_IEA_2023_05_05 | 2034 | O/CCGT - CH4 Existing | Crossload | Electricity | PJ | Dispatch-Crossload | VOM | 0 | [6 empty] | 0.57748 | 0
LCP_Inputs_ON_Diverse_IEA_2023_05_05 | 2034 | O/CCGT - CH4 Existing | Crossload | Electricity | QC | Dispatch-Crossload | EmissionsCost | 0 | [6 empty] | 0.57748 | 0
LCP_Inputs_ON_Diverse_IEA_2023_05_05 | 2034 | O/CCGT - CH4 Existing | Crossload | Electricity | QC | Dispatch-Crossload | FuelCost | 0 | [6 empty] | 0.57748 | 0
LCP_Inputs_ON_Diverse_IEA_2023_05_05 | 2034 | O/CCGT - CH4 Existing | Crossload | Electricity | QC | Dispatch-Crossload | VOM | 0 | [6 empty] | 0.57748 | 0
LCP_Inputs_ON_Diverse_IEA_2023_05_05 | 2034 | O/CCGT - CH4 Existing | Crossload | Electricity | WC | Dispatch-Crossload | EmissionsCost | 0 | [6 empty] | 0.57748 | 0
LCP_Inputs_ON_Diverse_IEA_2023_05_05 | 2034 | O/CCGT - CH4 Existing | Crossload | Electricity | WC | Dispatch-Crossload | FuelCost | 0 | [6 empty] | 0.57748 | 0
LCP_Inputs_ON_Diverse_IEA_2023_05_05 | 2034 | O/CCGT - CH4 Existing | Crossload | Electricity | WC | Dispatch-Crossload | VOM | 0 | [6 empty] | 0.57748 | 0
LCP_Inputs_ON_Diverse_IEA_2023_05_05 | 2034 | O/CCGT - CH4 New | Crossload | Electricity | MI | Dispatch-Crossload | EmissionsCost | 0 | [6 empty] | 0.57748 | 0
LCP_Inputs_ON_Diverse_IEA_2023_05_05 | 2034 | O/CCGT - CH4 New | Crossload | Electricity | MI | Dispatch-Crossload | FuelCost | 0 | [6 empty] | 0.57748 | 0
LCP_Inputs_ON_Diverse_IEA_2023_05_05 | 2034 | O/CCGT - CH4 New | Crossload | Electricity | MI | Dispatch-Crossload | VOM | 0 | [6 empty] | 0.57748 | 0
LCP_Inputs_ON_Diverse_IEA_2023_05_05 | 2034 | O/CCGT - CH4 New | Crossload | Electricity | NY | Dispatch-Crossload | EmissionsCost | 0 | [6 empty] | 0.57748 | 0
LCP_Inputs_ON_Diverse_IEA_2023_05_05 | 2034 | O/CCGT - CH4 New | Crossload | Electricity | NY | Dispatch-Crossload | FuelCost | 0 | [6 empty] | 0.57748 | 0
LCP_Inputs_ON_Diverse_IEA_2023_05_05 | 2034 | O/CCGT - CH4 New | Crossload | Electricity | NY | Dispatch-Crossload | VOM | 0 | [6 empty] | 0.57748 | 0
LCP_Inputs_ON_Diverse_IEA_2023_05_05 | 2034 | O/CCGT - CH4 New | Crossload | Electricity | ON | Dispatch-Crossload | EmissionsCost | 205377.4597 | [6 empty] | 0.57748 | 118600.3655
LCP_Inputs_ON_Diverse_IEA_2023_05_05 | 2034 | O/CCGT - CH4 New | Crossload | Electricity | ON | Dispatch-Crossload | FuelCost | 0 | [6 empty] | 0.57748 | 0
LCP_Inputs_ON_Diverse_IEA_2023_05_05 | 2034 | O/CCGT - CH4 New | Crossload | Electricity | ON | Dispatch-Crossload | VOM | 12639.1151 | [6 empty] | 0.57748 | 7298.774
LCP_Inputs_ON_Diverse_IEA_2023_05_05 | 2034 | O/CCGT - CH4 New | Crossload | Electricity | PJ | Dispatch-Crossload | EmissionsCost | 0 | [6 empty] | 0.57748 | 0
LCP_Inputs_ON_Diverse_IEA_2023_05_05 | 2034 | O/CCGT - CH4 New | Crossload | Electricity | PJ | Dispatch-Crossload | FuelCost | 0 | [6 empty] | 0.57748 | 0
LCP_Inputs_ON_Diverse_IEA_2023_05_05 | 2034 | O/CCGT - CH4 New | Crossload | Electricity | PJ | Dispatch-Crossload | VOM | 0 | [6 empty] | 0.57748 | 0
LCP_Inputs_ON_Diverse_IEA_2023_05_05 | 2034 | O/CCGT - CH4 New | Crossload | Electricity | QC | Dispatch-Crossload | EmissionsCost | 0 | [6 empty] | 0.57748 | 0
LCP_Inputs_ON_Diverse_IEA_2023_05_05 | 2034 | O/CCGT - CH4 New | Crossload | Electricity | QC | Dispatch-Crossload | FuelCost | 0 | [6 empty] | 0.57748 | 0
LCP_Inputs_ON_Diverse_IEA_2023_05_05 | 2034 | O/CCGT - CH4 New | Crossload | Electricity | QC | Dispatch-Crossload | VOM | 0 | [6 empty] | 0.57748 | 0
LCP_Inputs_ON_Diverse_IEA_2023_05_05 | 2034 | O/CCGT - CH4 New | Crossload | Electricity | WC | Dispatch-Crossload | EmissionsCost | 0 | [6 empty] | 0.57748 | 0
LCP_Inputs_ON_Diverse_IEA_2023_05_05 | 2034 | O/CCGT - CH4 New | Crossload | Electricity | WC | Dispatch-Crossload | FuelCost | 0 | [6 empty] | 0.57748 | 0
LCP_Inputs_ON_Diverse_IEA_2023_05_05 | 2034 | O/CCGT - CH4 New | Crossload | Electricity | WC | Dispatch-Crossload | VOM | 0 | [6 empty] | 0.57748 | 0
LCP_Inputs_ON_Diverse_IEA_2023_05_05 | 2034 | O/CCGT - H2 New | Crossload | Electricity | MI | Dispatch-Crossload | EmissionsCost | 0 | [6 empty] | 0.57748 | 0
LCP_Inputs_ON_Diverse_IEA_2023_05_05 | 2034 | O/CCGT - H2 New | Crossload | Electricity | MI | Dispatch-Crossload | FuelCost | 0 | [6 empty] | 0.57748 | 0
LCP_Inputs_ON_Diverse_IEA_2023_05_05 | 2034 | O/CCGT - H2 New | Crossload | Electricity | MI | Dispatch-Crossload | VOM | 0 | [6 empty] | 0.57748 | 0
LCP_Inputs_ON_Diverse_IEA_2023_05_05 | 2034 | O/CCGT - H2 New | Crossload | Electricity | NY | Dispatch-Crossload | EmissionsCost | 0 | [6 empty] | 0.57748 | 0
LCP_Inputs_ON_Diverse_IEA_2023_05_05 | 2034 | O/CCGT - H2 New | Crossload | Electricity | NY | Dispatch-Crossload | FuelCost | 0 | [6 empty] | 0.57748 | 0
LCP_Inputs_ON_Diverse_IEA_2023_05_05 | 2034 | O/CCGT - H2 New | Crossload | Electricity | NY | Dispatch-Crossload | VOM | 0 | [6 empty] | 0.57748 | 0
LCP_Inputs_ON_Diverse_IEA_2023_05_05 | 2034 | O/CCGT - H2 New | Crossload | Electricity | ON | Dispatch-Crossload | EmissionsCost | 0 | [6 empty] | 0.57748 | 0
LCP_Inputs_ON_Diverse_IEA_2023_05_05 | 2034 | O/CCGT - H2 New | Crossload | Electricity | ON | Dispatch-Crossload | FuelCost | 0 | [6 empty] | 0.57748 | 0
LCP_Inputs_ON_Diverse_IEA_2023_05_05 | 2034 | O/CCGT - H2 New | Crossload | Electricity | ON | Dispatch-Crossload | VOM | 0 | [6 empty] | 0.57748 | 0
LCP_Inputs_ON_Diverse_IEA_2023_05_05 | 2034 | O/CCGT - H2 New | Crossload | Electricity | PJ | Dispatch-Crossload | EmissionsCost | 0 | [6 empty] | 0.57748 | 0
LCP_Inputs_ON_Diverse_IEA_2023_05_05 | 2034 | O/CCGT - H2 New | Crossload | Electricity | PJ | Dispatch-Crossload | FuelCost | 0 | [6 empty] | 0.57748 | 0
LCP_Inputs_ON_Diverse_IEA_2023_05_05 | 2034 | O/CCGT - H2 New | Crossload | Electricity | PJ | Dispatch-Crossload | VOM | 0 | [6 empty] | 0.57748 | 0
LCP_Inputs_ON_Diverse_IEA_2023_05_05 | 2034 | O/CCGT - H2 New | Crossload | Electricity | QC | Dispatch-Crossload | EmissionsCost | 0 | [6 empty] | 0.57748 | 0
LCP_Inputs_ON_Diverse_IEA_2023_05_05 | 2034 | O/CCGT - H2 New | Crossload | Electricity | QC | Dispatch-Crossload | FuelCost | 0 | [6 empty] | 0.57748 | 0
LCP_Inputs_ON_Diverse_IEA_2023_05_05 | 2034 | O/CCGT - H2 New | Crossload | Electricity | QC | Dispatch-Crossload | VOM | 0 | [6 empty] | 0.57748 | 0
LCP_Inputs_ON_Diverse_IEA_2023_05_05 | 2034 | O/CCGT - H2 New | Crossload | Electricity | WC | Dispatch-Crossload | EmissionsCost | 0 | [6 empty] | 0.57748 | 0
LCP_Inputs_ON_Diverse_IEA_2023_05_05 | 2034 | O/CCGT - H2 New | Crossload | Electricity | WC | Dispatch-Crossload | FuelCost | 0 | [6 empty] | 0.57748 | 0
LCP_Inputs_ON_Diverse_IEA_2023_05_05 | 2034 | O/CCGT - H2 New | Crossload | Electricity | WC | Dispatch-Crossload | VOM | 0 | [6 empty] | 0.57748 | 0
LCP_Inputs_ON_Diverse_IEA_2023_05_05 | 2034 | SMR CCS | Generation | Hydrogen | MI | Dispatch-Generation | EmissionsCost | 0 | [6 empty] | 0.57748 | 0
LCP_Inputs_ON_Diverse_IEA_2023_05_05 | 2034 | SMR CCS | Generation | Hydrogen | MI | Dispatch-Generation | FuelCost | 0 | [6 empty] | 0.57748 | 0
LCP_Inputs_ON_Diverse_IEA_2023_05_05 | 2034 | SMR CCS | Generation | Hydrogen | MI | Dispatch-Generation | VOM | 0 | [6 empty] | 0.57748 | 0
LCP_Inputs_ON_Diverse_IEA_2023_05_05 | 2034 | SMR CCS | Generation | Hydrogen | NY | Dispatch-Generation | EmissionsCost | 0 | [6 empty] | 0.57748 | 0
LCP_Inputs_ON_Diverse_IEA_2023_05_05 | 2034 | SMR CCS | Generation | Hydrogen | NY | Dispatch-Generation | FuelCost | 0 | [6 empty] | 0.57748 | 0
LCP_Inputs_ON_Diverse_IEA_2023_05_05 | 2034 | SMR CCS | Generation | Hydrogen | NY | Dispatch-Generation | VOM | 0 | [6 empty] | 0.57748 | 0
LCP_Inputs_ON_Diverse_IEA_2023_05_05 | 2034 | SMR CCS | Generation | Hydrogen | ON | Dispatch-Generation | EmissionsCost | 398520751.9847 | [6 empty] | 0.57748 | 230135804.2586
LCP_Inputs_ON_Diverse_IEA_2023_05_05 | 2034 | SMR CCS | Generation | Hydrogen | ON | Dispatch-Generation | FuelCost | 628171752.4376 | [6 empty] | 0.57748 | 362753534.7652
LCP_Inputs_ON_Diverse_IEA_2023_05_05 | 2034 | SMR CCS | Generation | Hydrogen | ON | Dispatch-Generation | VOM | 0 | [6 empty] | 0.57748 | 0
LCP_Inputs_ON_Diverse_IEA_2023_05_05 | 2034 | SMR CCS | Generation | Hydrogen | PJ | Dispatch-Generation | EmissionsCost | 0 | [6 empty] | 0.57748 | 0
LCP_Inputs_ON_Diverse_IEA_2023_05_05 | 2034 | SMR CCS | Generation | Hydrogen | PJ | Dispatch-Generation | FuelCost | 0 | [6 empty] | 0.57748 | 0
LCP_Inputs_ON_Diverse_IEA_2023_05_05 | 2034 | SMR CCS | Generation | Hydrogen | PJ | Dispatch-Generation | VOM | 0 | [6 empty] | 0.57748 | 0
LCP_Inputs_ON_Diverse_IEA_2023_05_05 | 2034 | SMR CCS | Generation | Hydrogen | QC | Dispatch-Generation | EmissionsCost | 0 | [6 empty] | 0.57748 | 0
LCP_Inputs_ON_Diverse_IEA_2023_05_05 | 2034 | SMR CCS | Generation | Hydrogen | QC | Dispatch-Generation | FuelCost | 0 | [6 empty] | 0.57748 | 0
LCP_Inputs_ON_Diverse_IEA_2023_05_05 | 2034 | SMR CCS | Generation | Hydrogen | QC | Dispatch-Generation | VOM | 0 | [6 empty] | 0.57748 | 0
LCP_Inputs_ON_Diverse_IEA_2023_05_05 | 2034 | SMR CCS | Generation | Hydrogen | WC | Dispatch-Generation | EmissionsCost | 0 | [6 empty] | 0.57748 | 0
LCP_Inputs_ON_Diverse_IEA_2023_05_05 | 2034 | SMR CCS | Generation | Hydrogen | WC | Dispatch-Generation | FuelCost | 0 | [6 empty] | 0.57748 | 0
LCP_Inputs_ON_Diverse_IEA_2023_05_05 | 2034 | SMR CCS | Generation | Hydrogen | WC | Dispatch-Generation | VOM | 0 | [6 empty] | 0.57748 | 0
LCP_Inputs_ON_Diverse_IEA_2023_05_05 | 2034 | Solar PV | Generation | Electricity | MI | Dispatch-Generation | EmissionsCost | 0 | [6 empty] | 0.57748 | 0
LCP_Inputs_ON_Diverse_IEA_2023_05_05 | 2034 | Solar PV | Generation | Electricity | MI | Dispatch-Generation | FuelCost | 0 | [6 empty] | 0.57748 | 0
LCP_Inputs_ON_Diverse_IEA_2023_05_05 | 2034 | Solar PV | Generation | Electricity | MI | Dispatch-Generation | VOM | 0 | [6 empty] | 0.57748 | 0
LCP_Inputs_ON_Diverse_IEA_2023_05_05 | 2034 | Solar PV | Generation | Electricity | NY | Dispatch-Generation | EmissionsCost | 0 | [6 empty] | 0.57748 | 0
LCP_Inputs_ON_Diverse_IEA_2023_05_05 | 2034 | Solar PV | Generation | Electricity | NY | Dispatch-Generation | FuelCost | 0 | [6 empty] | 0.57748 | 0
LCP_Inputs_ON_Diverse_IEA_2023_05_05 | 2034 | Solar PV | Generation | Electricity | NY | Dispatch-Generation | VOM | 0 | [6 empty] | 0.57748 | 0
LCP_Inputs_ON_Diverse_IEA_2023_05_05 | 2034 | Solar PV | Generation | Electricity | ON | Dispatch-Generation | EmissionsCost | 0 | [6 empty] | 0.57748 | 0
LCP_Inputs_ON_Diverse_IEA_2023_05_05 | 2034 | Solar PV | Generation | Electricity | ON | Dispatch-Generation | FuelCost | 0 | [6 empty] | 0.57748 | 0
LCP_Inputs_ON_Diverse_IEA_2023_05_05 | 2034 | Solar PV | Generation | Electricity | ON | Dispatch-Generation | VOM | 0 | [6 empty] | 0.57748 | 0
LCP_Inputs_ON_Diverse_IEA_2023_05_05 | 2034 | Solar PV | Generation | Electricity | PJ | Dispatch-Generation | EmissionsCost | 0 | [6 empty] | 0.57748 | 0
LCP_Inputs_ON_Diverse_IEA_2023_05_05 | 2034 | Solar PV | Generation | Electricity | PJ | Dispatch-Generation | FuelCost | 0 | [6 empty] | 0.57748 | 0
LCP_Inputs_ON_Diverse_IEA_2023_05_05 | 2034 | Solar PV | Generation | Electricity | PJ | Dispatch-Generation | VOM | 0 | [6 empty] | 0.57748 | 0
LCP_Inputs_ON_Diverse_IEA_2023_05_05 | 2034 | Solar PV | Generation | Electricity | QC | Dispatch-Generation | EmissionsCost | 0 | [6 empty] | 0.57748 | 0
LCP_Inputs_ON_Diverse_IEA_2023_05_05 | 2034 | Solar PV | Generation | Electricity | QC | Dispatch-Generation | FuelCost | 0 | [6 empty] | 0.57748 | 0
LCP_Inputs_ON_Diverse_IEA_2023_05_05 | 2034 | Solar PV | Generation | Electricity | QC | Dispatch-Generation | VOM | 0 | [6 empty] | 0.57748 | 0
LCP_Inputs_ON_Diverse_IEA_2023_05_05 | 2034 | Solar PV | Generation | Electricity | WC | Dispatch-Generation | EmissionsCost | 0 | [6 empty] | 0.57748 | 0
LCP_Inputs_ON_Diverse_IEA_2023_05_05 | 2034 | Solar PV | Generation | Electricity | WC | Dispatch-Generation | FuelCost | 0 | [6 empty] | 0.57748 | 0
LCP_Inputs_ON_Diverse_IEA_2023_05_05 | 2034 | Solar PV | Generation | Electricity | WC | Dispatch-Generation | VOM | 0 | [6 empty] | 0.57748 | 0
LCP_Inputs_ON_Diverse_IEA_2023_05_05 | 2034 | Wind Offshore | Generation | Electricity | MI | Dispatch-Generation | EmissionsCost | 0 | [6 empty] | 0.57748 | 0
LCP_Inputs_ON_Diverse_IEA_2023_05_05 | 2034 | Wind Offshore | Generation | Electricity | MI | Dispatch-Generation | FuelCost | 0 | [6 empty] | 0.57748 | 0
LCP_Inputs_ON_Diverse_IEA_2023_05_05 | 2034 | Wind Offshore | Generation | Electricity | MI | Dispatch-Generation | VOM | 0 | [6 empty] | 0.57748 | 0
LCP_Inputs_ON_Diverse_IEA_2023_05_05 | 2034 | Wind Offshore | Generation | Electricity | NY | Dispatch-Generation | EmissionsCost | 0 | [6 empty] | 0.57748 | 0
LCP_Inputs_ON_Diverse_IEA_2023_05_05 | 2034 | Wind Offshore | Generation | Electricity | NY | Dispatch-Generation | FuelCost | 0 | [6 empty] | 0.57748 | 0
LCP_Inputs_ON_Diverse_IEA_2023_05_05 | 2034 | Wind Offshore | Generation | Electricity | NY | Dispatch-Generation | VOM | 0 | [6 empty] | 0.57748 | 0
LCP_Inputs_ON_Diverse_IEA_2023_05_05 | 2034 | Wind Offshore | Generation | Electricity | ON | Dispatch-Generation | EmissionsCost | 0 | [6 empty] | 0.57748 | 0
LCP_Inputs_ON_Diverse_IEA_2023_05_05 | 2034 | Wind Offshore | Generation | Electricity | ON | Dispatch-Generation | FuelCost | 0 | [6 empty] | 0.57748 | 0
LCP_Inputs_ON_Diverse_IEA_2023_05_05 | 2034 | Wind Offshore | Generation | Electricity | ON | Dispatch-Generation | VOM | 0 | [6 empty] | 0.57748 | 0
LCP_Inputs_ON_Diverse_IEA_2023_05_05 | 2034 | Wind Offshore | Generation | Electricity | PJ | Dispatch-Generation | EmissionsCost | 0 | [6 empty] | 0.57748 | 0
LCP_Inputs_ON_Diverse_IEA_2023_05_05 | 2034 | Wind Offshore | Generation | Electricity | PJ | Dispatch-Generation | FuelCost | 0 | [6 empty] | 0.57748 | 0
LCP_Inputs_ON_Diverse_IEA_2023_05_05 | 2034 | Wind Offshore | Generation | Electricity | PJ | Dispatch-Generation | VOM | 0 | [6 empty] | 0.57748 | 0
LCP_Inputs_ON_Diverse_IEA_2023_05_05 | 2034 | Wind Offshore | Generation | Electricity | QC | Dispatch-Generation | EmissionsCost | 0 | [6 empty] | 0.57748 | 0
LCP_Inputs_ON_Diverse_IEA_2023_05_05 | 2034 | Wind Offshore | Generation | Electricity | QC | Dispatch-Generation | FuelCost | 0 | [6 empty] | 0.57748 | 0
LCP_Inputs_ON_Diverse_IEA_2023_05_05 | 2034 | Wind Offshore | Generation | Electricity | QC | Dispatch-Generation | VOM | 0 | [6 empty] | 0.57748 | 0
LCP_Inputs_ON_Diverse_IEA_2023_05_05 | 2034 | Wind Offshore | Generation | Electricity | WC | Dispatch-Generation | EmissionsCost | 0 | [6 empty] | 0.57748 | 0
LCP_Inputs_ON_Diverse_IEA_2023_05_05 | 2034 | Wind Offshore | Generation | Electricity | WC | Dispatch-Generation | FuelCost | 0 | [6 empty] | 0.57748 | 0
LCP_Inputs_ON_Diverse_IEA_2023_05_05 | 2034 | Wind Offshore | Generation | Electricity | WC | Dispatch-Generation | VOM | 0 | [6 empty] | 0.57748 | 0
LCP_Inputs_ON_Diverse_IEA_2023_05_05 | 2034 | Wind Onshore | Generation | Electricity | MI | Dispatch-Generation | EmissionsCost | 0 | [6 empty] | 0.57748 | 0
LCP_Inputs_ON_Diverse_IEA_2023_05_05 | 2034 | Wind Onshore | Generation | Electricity | MI | Dispatch-Generation | FuelCost | 0 | [6 empty] | 0.57748 | 0
LCP_Inputs_ON_Diverse_IEA_2023_05_05 | 2034 | Wind Onshore | Generation | Electricity | MI | Dispatch-Generation | VOM | 0 | [6 empty] | 0.57748 | 0
LCP_Inputs_ON_Diverse_IEA_2023_05_05 | 2034 | Wind Onshore | Generation | Electricity | NY | Dispatch-Generation | EmissionsCost | 0 | [6 empty] | 0.57748 | 0
LCP_Inputs_ON_Diverse_IEA_2023_05_05 | 2034 | Wind Onshore | Generation | Electricity | NY | Dispatch-Generation | FuelCost | 0 | [6 empty] | 0.57748 | 0
LCP_Inputs_ON_Diverse_IEA_2023_05_05 | 2034 | Wind Onshore | Generation | Electricity | NY | Dispatch-Generation | VOM | 0 | [6 empty] | 0.57748 | 0
LCP_Inputs_ON_Diverse_IEA_2023_05_05 | 2034 | Wind Onshore | Generation | Electricity | ON | Dispatch-Generation | EmissionsCost | 0 | [6 empty] | 0.57748 | 0
LCP_Inputs_ON_Diverse_IEA_2023_05_05 | 2034 | Wind Onshore | Generation | Electricity | ON | Dispatch-Generation | FuelCost | 0 | [6 empty] | 0.57748 | 0
LCP_Inputs_ON_Diverse_IEA_2023_05_05 | 2034 | Wind Onshore | Generation | Electricity | ON | Dispatch-Generation | VOM | 0 | [6 empty] | 0.57748 | 0
LCP_Inputs_ON_Diverse_IEA_2023_05_05 | 2034 | Wind Onshore | Generation | Electricity | PJ | Dispatch-Generation | EmissionsCost | 0 | [6 empty] | 0.57748 | 0
LCP_Inputs_ON_Diverse_IEA_2023_05_05 | 2034 | Wind Onshore | Generation | Electricity | PJ | Dispatch-Generation | FuelCost | 0 | [6 empty] | 0.57748 | 0
LCP_Inputs_ON_Diverse_IEA_2023_05_05 | 2034 | Wind Onshore | Generation | Electricity | PJ | Dispatch-Generation | VOM | 0 | [6 empty] | 0.57748 | 0
LCP_Inputs_ON_Diverse_IEA_2023_05_05 | 2034 | Wind Onshore | Generation | Electricity | QC | Dispatch-Generation | EmissionsCost | 0 | [6 empty] | 0.57748 | 0
LCP_Inputs_ON_Diverse_IEA_2023_05_05 | 2034 | Wind Onshore | Generation | Electricity | QC | Dispatch-Generation | FuelCost | 0 | [6 empty] | 0.57748 | 0
LCP_Inputs_ON_Diverse_IEA_2023_05_05 | 2034 | Wind Onshore | Generation | Electricity | QC | Dispatch-Generation | VOM | 0 | [6 empty] | 0.57748 | 0
LCP_Inputs_ON_Diverse_IEA_2023_05_05 | 2034 | Wind Onshore | Generation | Electricity | WC | Dispatch-Generation | EmissionsCost | 0 | [6 empty] | 0.57748 | 0
LCP_Inputs_ON_Diverse_IEA_2023_05_05 | 2034 | Wind Onshore | Generation | Electricity | WC | Dispatch-Generation | FuelCost | 0 | [6 empty] | 0.57748 | 0
LCP_Inputs_ON_Diverse_IEA_2023_05_05 | 2034 | Wind Onshore | Generation | Electricity | WC | Dispatch-Generation | VOM | 0 | [6 empty] | 0.57748 | 0
LCP_Inputs_ON_Diverse_IEA_2023_05_05 | 2035 | Anaerobic Digestion | Generation | Methane | MI | Dispatch-Generation | EmissionsCost | 0 | [6 empty] | 0.55526 | 0
LCP_Inputs_ON_Diverse_IEA_2023_05_05 | 2035 | Anaerobic Digestion | Generation | Methane | MI | Dispatch-Generation | FuelCost | 0 | [6 empty] | 0.55526 | 0
LCP_Inputs_ON_Diverse_IEA_2023_05_05 | 2035 | Anaerobic Digestion | Generation | Methane | MI | Dispatch-Generation | VOM | 0 | [6 empty] | 0.55526 | 0
LCP_Inputs_ON_Diverse_IEA_2023_05_05 | 2035 | Anaerobic Digestion | Generation | Methane | NY | Dispatch-Generation | EmissionsCost | 0 | [6 empty] | 0.55526 | 0
LCP_Inputs_ON_Diverse_IEA_2023_05_05 | 2035 | Anaerobic Digestion | Generation | Methane | NY | Dispatch-Generation | FuelCost | 0 | [6 empty] | 0.55526 | 0
LCP_Inputs_ON_Diverse_IEA_2023_05_05 | 2035 | Anaerobic Digestion | Generation | Methane | NY | Dispatch-Generation | VOM | 0 | [6 empty] | 0.55526 | 0
LCP_Inputs_ON_Diverse_IEA_2023_05_05 | 2035 | Anaerobic Digestion | Generation | Methane | ON | Dispatch-Generation | EmissionsCost | 1840449.9197 | [6 empty] | 0.55526 | 1021936.5095
LCP_Inputs_ON_Diverse_IEA_2023_05_05 | 2035 | Anaerobic Digestion | Generation | Methane | ON | Dispatch-Generation | FuelCost | 0 | [6 empty] | 0.55526 | 0
LCP_Inputs_ON_Diverse_IEA_2023_05_05 | 2035 | Anaerobic Digestion | Generation | Methane | ON | Dispatch-Generation | VOM | 862230000 | [6 empty] | 0.55526 | 478765712.1745
LCP_Inputs_ON_Diverse_IEA_2023_05_05 | 2035 | Anaerobic Digestion | Generation | Methane | PJ | Dispatch-Generation | EmissionsCost | 0 | [6 empty] | 0.55526 | 0
LCP_Inputs_ON_Diverse_IEA_2023_05_05 | 2035 | Anaerobic Digestion | Generation | Methane | PJ | Dispatch-Generation | FuelCost | 0 | [6 empty] | 0.55526 | 0
LCP_Inputs_ON_Diverse_IEA_2023_05_05 | 2035 | Anaerobic Digestion | Generation | Methane | PJ | Dispatch-Generation | VOM | 0 | [6 empty] | 0.55526 | 0
LCP_Inputs_ON_Diverse_IEA_2023_05_05 | 2035 | Anaerobic Digestion | Generation | Methane | QC | Dispatch-Generation | EmissionsCost | 0 | [6 empty] | 0.55526 | 0
LCP_Inputs_ON_Diverse_IEA_2023_05_05 | 2035 | Anaerobic Digestion | Generation | Methane | QC | Dispatch-Generation | FuelCost | 0 | [6 empty] | 0.55526 | 0
LCP_Inputs_ON_Diverse_IEA_2023_05_05 | 2035 | Anaerobic Digestion | Generation | Methane | QC | Dispatch-Generation | VOM | 0 | [6 empty] | 0.55526 | 0
LCP_Inputs_ON_Diverse_IEA_2023_05_05 | 2035 | Anaerobic Digestion | Generation | Methane | WC | Dispatch-Generation | EmissionsCost | 0 | [6 empty] | 0.55526 | 0
LCP_Inputs_ON_Diverse_IEA_2023_05_05 | 2035 | Anaerobic Digestion | Generation | Methane | WC | Dispatch-Generation | FuelCost | 0 | [6 empty] | 0.55526 | 0
LCP_Inputs_ON_Diverse_IEA_2023_05_05 | 2035 | Anaerobic Digestion | Generation | Methane | WC | Dispatch-Generation | VOM | 0 | [6 empty] | 0.55526 | 0
LCP_Inputs_ON_Diverse_IEA_2023_05_05 | 2035 | Battery Storage | Storage | Electricity | MI | Dispatch-Storage | EmissionsCost | 0 | [6 empty] | 0.55526 | 0
LCP_Inputs_ON_Diverse_IEA_2023_05_05 | 2035 | Battery Storage | Storage | Electricity | MI | Dispatch-Storage | FuelCost | 0 | [6 empty] | 0.55526 | 0
LCP_Inputs_ON_Diverse_IEA_2023_05_05 | 2035 | Battery Storage | Storage | Electricity | MI | Dispatch-Storage | VOM | 0 | [6 empty] | 0.55526 | 0
LCP_Inputs_ON_Diverse_IEA_2023_05_05 | 2035 | Battery Storage | Storage | Electricity | NY | Dispatch-Storage | EmissionsCost | 0 | [6 empty] | 0.55526 | 0
LCP_Inputs_ON_Diverse_IEA_2023_05_05 | 2035 | Battery Storage | Storage | Electricity | NY | Dispatch-Storage | FuelCost | 0 | [6 empty] | 0.55526 | 0
LCP_Inputs_ON_Diverse_IEA_2023_05_05 | 2035 | Battery Storage | Storage | Electricity | NY | Dispatch-Storage | VOM | 0 | [6 empty] | 0.55526 | 0
LCP_Inputs_ON_Diverse_IEA_2023_05_05 | 2035 | Battery Storage | Storage | Electricity | ON | Dispatch-Storage | EmissionsCost | 0 | [6 empty] | 0.55526 | 0
LCP_Inputs_ON_Diverse_IEA_2023_05_05 | 2035 | Battery Storage | Storage | Electricity | ON | Dispatch-Storage | FuelCost | 0 | [6 empty] | 0.55526 | 0
LCP_Inputs_ON_Diverse_IEA_2023_05_05 | 2035 | Battery Storage | Storage | Electricity | ON | Dispatch-Storage | VOM | 0 | [6 empty] | 0.55526 | 0
LCP_Inputs_ON_Diverse_IEA_2023_05_05 | 2035 | Battery Storage | Storage | Electricity | PJ | Dispatch-Storage | EmissionsCost | 0 | [6 empty] | 0.55526 | 0
LCP_Inputs_ON_Diverse_IEA_2023_05_05 | 2035 | Battery Storage | Storage | Electricity | PJ | Dispatch-Storage | FuelCost | 0 | [6 empty] | 0.55526 | 0
LCP_Inputs_ON_Diverse_IEA_2023_05_05 | 2035 | Battery Storage | Storage | Electricity | PJ | Dispatch-Storage | VOM | 0 | [6 empty] | 0.55526 | 0
LCP_Inputs_ON_Diverse_IEA_2023_05_05 | 2035 | Battery Storage | Storage | Electricity | QC | Dispatch-Storage | EmissionsCost | 0 | [6 empty] | 0.55526 | 0
LCP_Inputs_ON_Diverse_IEA_2023_05_05 | 2035 | Battery Storage | Storage | Electricity | QC | Dispatch-Storage | FuelCost | 0 | [6 empty] | 0.55526 | 0
LCP_Inputs_ON_Diverse_IEA_2023_05_05 | 2035 | Battery Storage | Storage | Electricity | QC | Dispatch-Storage | VOM | 0 | [6 empty] | 0.55526 | 0
LCP_Inputs_ON_Diverse_IEA_2023_05_05 | 2035 | Battery Storage | Storage | Electricity | WC | Dispatch-Storage | EmissionsCost | 0 | [6 empty] | 0.55526 | 0
LCP_Inputs_ON_Diverse_IEA_2023_05_05 | 2035 | Battery Storage | Storage | Electricity | WC | Dispatch-Storage | FuelCost | 0 | [6 empty] | 0.55526 | 0
LCP_Inputs_ON_Diverse_IEA_2023_05_05 | 2035 | Battery Storage | Storage | Electricity | WC | Dispatch-Storage | VOM | 0 | [6 empty] | 0.55526 | 0
LCP_Inputs_ON_Diverse_IEA_2023_05_05 | 2035 | Biomass | Generation | Electricity | MI | Dispatch-Generation | EmissionsCost | 0 | [6 empty] | 0.55526 | 0
LCP_Inputs_ON_Diverse_IEA_2023_05_05 | 2035 | Biomass | Generation | Electricity | MI | Dispatch-Generation | FuelCost | 0 | [6 empty] | 0.55526 | 0
LCP_Inputs_ON_Diverse_IEA_2023_05_05 | 2035 | Biomass | Generation | Electricity | MI | Dispatch-Generation | VOM | 0 | [6 empty] | 0.55526 | 0
LCP_Inputs_ON_Diverse_IEA_2023_05_05 | 2035 | Biomass | Generation | Electricity | NY | Dispatch-Generation | EmissionsCost | 0 | [6 empty] | 0.55526 | 0
LCP_Inputs_ON_Diverse_IEA_2023_05_05 | 2035 | Biomass | Generation | Electricity | NY | Dispatch-Generation | FuelCost | 0 | [6 empty] | 0.55526 | 0
LCP_Inputs_ON_Diverse_IEA_2023_05_05 | 2035 | Biomass | Generation | Electricity | NY | Dispatch-Generation | VOM | 0 | [6 empty] | 0.55526 | 0
LCP_Inputs_ON_Diverse_IEA_2023_05_05 | 2035 | Biomass | Generation | Electricity | ON | Dispatch-Generation | EmissionsCost | 0 | [6 empty] | 0.55526 | 0
LCP_Inputs_ON_Diverse_IEA_2023_05_05 | 2035 | Biomass | Generation | Electricity | ON | Dispatch-Generation | FuelCost | 0 | [6 empty] | 0.55526 | 0
LCP_Inputs_ON_Diverse_IEA_2023_05_05 | 2035 | Biomass | Generation | Electricity | ON | Dispatch-Generation | VOM | 0 | [6 empty] | 0.55526 | 0
LCP_Inputs_ON_Diverse_IEA_2023_05_05 | 2035 | Biomass | Generation | Electricity | PJ | Dispatch-Generation | EmissionsCost | 0 | [6 empty] | 0.55526 | 0
LCP_Inputs_ON_Diverse_IEA_2023_05_05 | 2035 | Biomass | Generation | Electricity | PJ | Dispatch-Generation | FuelCost | 0 | [6 empty] | 0.55526 | 0
LCP_Inputs_ON_Diverse_IEA_2023_05_05 | 2035 | Biomass | Generation | Electricity | PJ | Dispatch-Generation | VOM | 0 | [6 empty] | 0.55526 | 0
LCP_Inputs_ON_Diverse_IEA_2023_05_05 | 2035 | Biomass | Generation | Electricity | QC | Dispatch-Generation | EmissionsCost | 0 | [6 empty] | 0.55526 | 0
LCP_Inputs_ON_Diverse_IEA_2023_05_05 | 2035 | Biomass | Generation | Electricity | QC | Dispatch-Generation | FuelCost | 82244.5648 | [6 empty] | 0.55526 | 45667.4874
LCP_Inputs_ON_Diverse_IEA_2023_05_05 | 2035 | Biomass | Generation | Electricity | QC | Dispatch-Generation | VOM | 1055.4719 | [6 empty] | 0.55526 | 586.0661
LCP_Inputs_ON_Diverse_IEA_2023_05_05 | 2035 | Biomass | Generation | Electricity | WC | Dispatch-Generation | EmissionsCost | 0 | [6 empty] | 0.55526 | 0
LCP_Inputs_ON_Diverse_IEA_2023_05_05 | 2035 | Biomass | Generation | Electricity | WC | Dispatch-Generation | FuelCost | 0 | [6 empty] | 0.55526 | 0
LCP_Inputs_ON_Diverse_IEA_2023_05_05 | 2035 | Biomass | Generation | Electricity | WC | Dispatch-Generation | VOM | 0 | [6 empty] | 0.55526 | 0
LCP_Inputs_ON_Diverse_IEA_2023_05_05 | 2035 | Biomass + CCS | Generation | Electricity | MI | Dispatch-Generation | EmissionsCost | 0 | [6 empty] | 0.55526 | 0
LCP_Inputs_ON_Diverse_IEA_2023_05_05 | 2035 | Biomass + CCS | Generation | Electricity | MI | Dispatch-Generation | FuelCost | 0 | [6 empty] | 0.55526 | 0
LCP_Inputs_ON_Diverse_IEA_2023_05_05 | 2035 | Biomass + CCS | Generation | Electricity | MI | Dispatch-Generation | VOM | 0 | [6 empty] | 0.55526 | 0
LCP_Inputs_ON_Diverse_IEA_2023_05_05 | 2035 | Biomass + CCS | Generation | Electricity | NY | Dispatch-Generation | EmissionsCost | 0 | [6 empty] | 0.55526 | 0
LCP_Inputs_ON_Diverse_IEA_2023_05_05 | 2035 | Biomass + CCS | Generation | Electricity | NY | Dispatch-Generation | FuelCost | 0 | [6 empty] | 0.55526 | 0
LCP_Inputs_ON_Diverse_IEA_2023_05_05 | 2035 | Biomass + CCS | Generation | Electricity | NY | Dispatch-Generation | VOM | 0 | [6 empty] | 0.55526 | 0
LCP_Inputs_ON_Diverse_IEA_2023_05_05 | 2035 | Biomass + CCS | Generation | Electricity | ON | Dispatch-Generation | EmissionsCost | 0 | [6 empty] | 0.55526 | 0
LCP_Inputs_ON_Diverse_IEA_2023_05_05 | 2035 | Biomass + CCS | Generation | Electricity | ON | Dispatch-Generation | FuelCost | 0 | [6 empty] | 0.55526 | 0
LCP_Inputs_ON_Diverse_IEA_2023_05_05 | 2035 | Biomass + CCS | Generation | Electricity | ON | Dispatch-Generation | VOM | 0 | [6 empty] | 0.55526 | 0
LCP_Inputs_ON_Diverse_IEA_2023_05_05 | 2035 | Biomass + CCS | Generation | Electricity | PJ | Dispatch-Generation | EmissionsCost | 0 | [6 empty] | 0.55526 | 0
LCP_Inputs_ON_Diverse_IEA_2023_05_05 | 2035 | Biomass + CCS | Generation | Electricity | PJ | Dispatch-Generation | FuelCost | 0 | [6 empty] | 0.55526 | 0
LCP_Inputs_ON_Diverse_IEA_2023_05_05 | 2035 | Biomass + CCS | Generation | Electricity | PJ | Dispatch-Generation | VOM | 0 | [6 empty] | 0.55526 | 0
LCP_Inputs_ON_Diverse_IEA_2023_05_05 | 2035 | Biomass + CCS | Generation | Electricity | QC | Dispatch-Generation | EmissionsCost | 0 | [6 empty] | 0.55526 | 0
LCP_Inputs_ON_Diverse_IEA_2023_05_05 | 2035 | Biomass + CCS | Generation | Electricity | QC | Dispatch-Generation | FuelCost | 0 | [6 empty] | 0.55526 | 0
LCP_Inputs_ON_Diverse_IEA_2023_05_05 | 2035 | Biomass + CCS | Generation | Electricity | QC | Dispatch-Generation | VOM | 0 | [6 empty] | 0.55526 | 0
LCP_Inputs_ON_Diverse_IEA_2023_05_05 | 2035 | Biomass + CCS | Generation | Electricity | WC | Dispatch-Generation | EmissionsCost | 0 | [6 empty] | 0.55526 | 0
LCP_Inputs_ON_Diverse_IEA_2023_05_05 | 2035 | Biomass + CCS | Generation | Electricity | WC | Dispatch-Generation | FuelCost | 0 | [6 empty] | 0.55526 | 0
LCP_Inputs_ON_Diverse_IEA_2023_05_05 | 2035 | Biomass + CCS | Generation | Electricity | WC | Dispatch-Generation | VOM | 0 | [6 empty] | 0.55526 | 0
LCP_Inputs_ON_Diverse_IEA_2023_05_05 | 2035 | CH4 + CCS | Generation | Methane | MI | Dispatch-Generation | EmissionsCost | 0 | [6 empty] | 0.55526 | 0
LCP_Inputs_ON_Diverse_IEA_2023_05_05 | 2035 | CH4 + CCS | Generation | Methane | MI | Dispatch-Generation | FuelCost | 0 | [6 empty] | 0.55526 | 0
LCP_Inputs_ON_Diverse_IEA_2023_05_05 | 2035 | CH4 + CCS | Generation | Methane | MI | Dispatch-Generation | VOM | 0 | [6 empty] | 0.55526 | 0
LCP_Inputs_ON_Diverse_IEA_2023_05_05 | 2035 | CH4 + CCS | Generation | Methane | NY | Dispatch-Generation | EmissionsCost | 0 | [6 empty] | 0.55526 | 0
LCP_Inputs_ON_Diverse_IEA_2023_05_05 | 2035 | CH4 + CCS | Generation | Methane | NY | Dispatch-Generation | FuelCost | 0 | [6 empty] | 0.55526 | 0
LCP_Inputs_ON_Diverse_IEA_2023_05_05 | 2035 | CH4 + CCS | Generation | Methane | NY | Dispatch-Generation | VOM | 0 | [6 empty] | 0.55526 | 0
LCP_Inputs_ON_Diverse_IEA_2023_05_05 | 2035 | CH4 + CCS | Generation | Methane | ON | Dispatch-Generation | EmissionsCost | 36250644.3017 | [6 empty] | 0.55526 | 20128695.9812
LCP_Inputs_ON_Diverse_IEA_2023_05_05 | 2035 | CH4 + CCS | Generation | Methane | ON | Dispatch-Generation | FuelCost | 171398728.1399 | [6 empty] | 0.55526 | 95171629.5463
LCP_Inputs_ON_Diverse_IEA_2023_05_05 | 2035 | CH4 + CCS | Generation | Methane | ON | Dispatch-Generation | VOM | 19178821.6667 | [6 empty] | 0.55526 | 10649318.8754
LCP_Inputs_ON_Diverse_IEA_2023_05_05 | 2035 | CH4 + CCS | Generation | Methane | PJ | Dispatch-Generation | EmissionsCost | 0 | [6 empty] | 0.55526 | 0
LCP_Inputs_ON_Diverse_IEA_2023_05_05 | 2035 | CH4 + CCS | Generation | Methane | PJ | Dispatch-Generation | FuelCost | 0 | [6 empty] | 0.55526 | 0
LCP_Inputs_ON_Diverse_IEA_2023_05_05 | 2035 | CH4 + CCS | Generation | Methane | PJ | Dispatch-Generation | VOM | 0 | [6 empty] | 0.55526 | 0
LCP_Inputs_ON_Diverse_IEA_2023_05_05 | 2035 | CH4 + CCS | Generation | Methane | QC | Dispatch-Generation | EmissionsCost | 0 | [6 empty] | 0.55526 | 0
LCP_Inputs_ON_Diverse_IEA_2023_05_05 | 2035 | CH4 + CCS | Generation | Methane | QC | Dispatch-Generation | FuelCost | 0 | [6 empty] | 0.55526 | 0
LCP_Inputs_ON_Diverse_IEA_2023_05_05 | 2035 | CH4 + CCS | Generation | Methane | QC | Dispatch-Generation | VOM | 0 | [6 empty] | 0.55526 | 0
LCP_Inputs_ON_Diverse_IEA_2023_05_05 | 2035 | CH4 + CCS | Generation | Methane | WC | Dispatch-Generation | EmissionsCost | 0 | [6 empty] | 0.55526 | 0
LCP_Inputs_ON_Diverse_IEA_2023_05_05 | 2035 | CH4 + CCS | Generation | Methane | WC | Dispatch-Generation | FuelCost | 0 | [6 empty] | 0.55526 | 0
LCP_Inputs_ON_Diverse_IEA_2023_05_05 | 2035 | CH4 + CCS | Generation | Methane | WC | Dispatch-Generation | VOM | 0 | [6 empty] | 0.55526 | 0
LCP_Inputs_ON_Diverse_IEA_2023_05_05 | 2035 | CH4 Import - NY 2020 | Import | Methane | MI | Dispatch-Import | EmissionsCost | 0 | [6 empty] | 0.55526 | 0
LCP_Inputs_ON_Diverse_IEA_2023_05_05 | 2035 | CH4 Import - NY 2020 | Import | Methane | MI | Dispatch-Import | FuelCost | 0 | [6 empty] | 0.55526 | 0
LCP_Inputs_ON_Diverse_IEA_2023_05_05 | 2035 | CH4 Import - NY 2020 | Import | Methane | MI | Dispatch-Import | VOM | 0 | [6 empty] | 0.55526 | 0
LCP_Inputs_ON_Diverse_IEA_2023_05_05 | 2035 | CH4 Import - NY 2020 | Import | Methane | NY | Dispatch-Import | EmissionsCost | 0 | [6 empty] | 0.55526 | 0
LCP_Inputs_ON_Diverse_IEA_2023_05_05 | 2035 | CH4 Import - NY 2020 | Import | Methane | NY | Dispatch-Import | FuelCost | 0 | [6 empty] | 0.55526 | 0
LCP_Inputs_ON_Diverse_IEA_2023_05_05 | 2035 | CH4 Import - NY 2020 | Import | Methane | NY | Dispatch-Import | VOM | 0 | [6 empty] | 0.55526 | 0
LCP_Inputs_ON_Diverse_IEA_2023_05_05 | 2035 | CH4 Import - NY 2020 | Import | Methane | ON | Dispatch-Import | EmissionsCost | 0 | [6 empty] | 0.55526 | 0
LCP_Inputs_ON_Diverse_IEA_2023_05_05 | 2035 | CH4 Import - NY 2020 | Import | Methane | ON | Dispatch-Import | FuelCost | 0 | [6 empty] | 0.55526 | 0
LCP_Inputs_ON_Diverse_IEA_2023_05_05 | 2035 | CH4 Import - NY 2020 | Import | Methane | ON | Dispatch-Import | VOM | 0 | [6 empty] | 0.55526 | 0
LCP_Inputs_ON_Diverse_IEA_2023_05_05 | 2035 | CH4 Import - NY 2020 | Import | Methane | PJ | Dispatch-Import | EmissionsCost | 0 | [6 empty] | 0.55526 | 0
LCP_Inputs_ON_Diverse_IEA_2023_05_05 | 2035 | CH4 Import - NY 2020 | Import | Methane | PJ | Dispatch-Import | FuelCost | 0 | [6 empty] | 0.55526 | 0
LCP_Inputs_ON_Diverse_IEA_2023_05_05 | 2035 | CH4 Import - NY 2020 | Import | Methane | PJ | Dispatch-Import | VOM | 0 | [6 empty] | 0.55526 | 0
LCP_Inputs_ON_Diverse_IEA_2023_05_05 | 2035 | CH4 Import - NY 2020 | Import | Methane | QC | Dispatch-Import | EmissionsCost | 0 | [6 empty] | 0.55526 | 0
LCP_Inputs_ON_Diverse_IEA_2023_05_05 | 2035 | CH4 Import - NY 2020 | Import | Methane | QC | Dispatch-Import | FuelCost | 0 | [6 empty] | 0.55526 | 0
LCP_Inputs_ON_Diverse_IEA_2023_05_05 | 2035 | CH4 Import - NY 2020 | Import | Methane | QC | Dispatch-Import | VOM | 0 | [6 empty] | 0.55526 | 0
LCP_Inputs_ON_Diverse_IEA_2023_05_05 | 2035 | CH4 Import - NY 2020 | Import | Methane | WC | Dispatch-Import | EmissionsCost | 0 | [6 empty] | 0.55526 | 0
LCP_Inputs_ON_Diverse_IEA_2023_05_05 | 2035 | CH4 Import - NY 2020 | Import | Methane | WC | Dispatch-Import | FuelCost | 0 | [6 empty] | 0.55526 | 0
LCP_Inputs_ON_Diverse_IEA_2023_05_05 | 2035 | CH4 Import - NY 2020 | Import | Methane | WC | Dispatch-Import | VOM | 0 | [6 empty] | 0.55526 | 0
LCP_Inputs_ON_Diverse_IEA_2023_05_05 | 2035 | CH4 Import - NY 2030 | Import | Methane | MI | Dispatch-Import | EmissionsCost | 0 | [6 empty] | 0.55526 | 0
LCP_Inputs_ON_Diverse_IEA_2023_05_05 | 2035 | CH4 Import - NY 2030 | Import | Methane | MI | Dispatch-Import | FuelCost | 0 | [6 empty] | 0.55526 | 0
LCP_Inputs_ON_Diverse_IEA_2023_05_05 | 2035 | CH4 Import - NY 2030 | Import | Methane | MI | Dispatch-Import | VOM | 0 | [6 empty] | 0.55526 | 0
LCP_Inputs_ON_Diverse_IEA_2023_05_05 | 2035 | CH4 Import - NY 2030 | Import | Methane | NY | Dispatch-Import | EmissionsCost | 1400246087.116 | [6 empty] | 0.55526 | 777506947.2387
LCP_Inputs_ON_Diverse_IEA_2023_05_05 | 2035 | CH4 Import - NY 2030 | Import | Methane | NY | Dispatch-Import | FuelCost | 644356120.8267 | [6 empty] | 0.55526 | 357788081.0011
LCP_Inputs_ON_Diverse_IEA_2023_05_05 | 2035 | CH4 Import - NY 2030 | Import | Methane | NY | Dispatch-Import | VOM | 0 | [6 empty] | 0.55526 | 0
LCP_Inputs_ON_Diverse_IEA_2023_05_05 | 2035 | CH4 Import - NY 2030 | Import | Methane | ON | Dispatch-Import | EmissionsCost | 0 | [6 empty] | 0.55526 | 0
LCP_Inputs_ON_Diverse_IEA_2023_05_05 | 2035 | CH4 Import - NY 2030 | Import | Methane | ON | Dispatch-Import | FuelCost | 0 | [6 empty] | 0.55526 | 0
LCP_Inputs_ON_Diverse_IEA_2023_05_05 | 2035 | CH4 Import - NY 2030 | Import | Methane | ON | Dispatch-Import | VOM | 0 | [6 empty] | 0.55526 | 0
LCP_Inputs_ON_Diverse_IEA_2023_05_05 | 2035 | CH4 Import - NY 2030 | Import | Methane | PJ | Dispatch-Import | EmissionsCost | 0 | [6 empty] | 0.55526 | 0
LCP_Inputs_ON_Diverse_IEA_2023_05_05 | 2035 | CH4 Import - NY 2030 | Import | Methane | PJ | Dispatch-Import | FuelCost | 0 | [6 empty] | 0.55526 | 0
LCP_Inputs_ON_Diverse_IEA_2023_05_05 | 2035 | CH4 Import - NY 2030 | Import | Methane | PJ | Dispatch-Import | VOM | 0 | [6 empty] | 0.55526 | 0
LCP_Inputs_ON_Diverse_IEA_2023_05_05 | 2035 | CH4 Import - NY 2030 | Import | Methane | QC | Dispatch-Import | EmissionsCost | 0 | [6 empty] | 0.55526 | 0
LCP_Inputs_ON_Diverse_IEA_2023_05_05 | 2035 | CH4 Import - NY 2030 | Import | Methane | QC | Dispatch-Import | FuelCost | 0 | [6 empty] | 0.55526 | 0
LCP_Inputs_ON_Diverse_IEA_2023_05_05 | 2035 | CH4 Import - NY 2030 | Import | Methane | QC | Dispatch-Import | VOM | 0 | [6 empty] | 0.55526 | 0
LCP_Inputs_ON_Diverse_IEA_2023_05_05 | 2035 | CH4 Import - NY 2030 | Import | Methane | WC | Dispatch-Import | EmissionsCost | 0 | [6 empty] | 0.55526 | 0
LCP_Inputs_ON_Diverse_IEA_2023_05_05 | 2035 | CH4 Import - NY 2030 | Import | Methane | WC | Dispatch-Import | FuelCost | 0 | [6 empty] | 0.55526 | 0
LCP_Inputs_ON_Diverse_IEA_2023_05_05 | 2035 | CH4 Import - NY 2030 | Import | Methane | WC | Dispatch-Import | VOM | 0 | [6 empty] | 0.55526 | 0
LCP_Inputs_ON_Diverse_IEA_2023_05_05 | 2035 | CH4 Import - NY 2040 | Import | Methane | MI | Dispatch-Import | EmissionsCost | 0 | [6 empty] | 0.55526 | 0
LCP_Inputs_ON_Diverse_IEA_2023_05_05 | 2035 | CH4 Import - NY 2040 | Import | Methane | MI | Dispatch-Import | FuelCost | 0 | [6 empty] | 0.55526 | 0
LCP_Inputs_ON_Diverse_IEA_2023_05_05 | 2035 | CH4 Import - NY 2040 | Import | Methane | MI | Dispatch-Import | VOM | 0 | [6 empty] | 0.55526 | 0
LCP_Inputs_ON_Diverse_IEA_2023_05_05 | 2035 | CH4 Import - NY 2040 | Import | Methane | NY | Dispatch-Import | EmissionsCost | 0 | [6 empty] | 0.55526 | 0
LCP_Inputs_ON_Diverse_IEA_2023_05_05 | 2035 | CH4 Import - NY 2040 | Import | Methane | NY | Dispatch-Import | FuelCost | 0 | [6 empty] | 0.55526 | 0
LCP_Inputs_ON_Diverse_IEA_2023_05_05 | 2035 | CH4 Import - NY 2040 | Import | Methane | NY | Dispatch-Import | VOM | 0 | [6 empty] | 0.55526 | 0
LCP_Inputs_ON_Diverse_IEA_2023_05_05 | 2035 | CH4 Import - NY 2040 | Import | Methane | ON | Dispatch-Import | EmissionsCost | 0 | [6 empty] | 0.55526 | 0
LCP_Inputs_ON_Diverse_IEA_2023_05_05 | 2035 | CH4 Import - NY 2040 | Import | Methane | ON | Dispatch-Import | FuelCost | 0 | [6 empty] | 0.55526 | 0
LCP_Inputs_ON_Diverse_IEA_2023_05_05 | 2035 | CH4 Import - NY 2040 | Import | Methane | ON | Dispatch-Import | VOM | 0 | [6 empty] | 0.55526 | 0
LCP_Inputs_ON_Diverse_IEA_2023_05_05 | 2035 | CH4 Import - NY 2040 | Import | Methane | PJ | Dispatch-Import | EmissionsCost | 0 | [6 empty] | 0.55526 | 0
LCP_Inputs_ON_Diverse_IEA_2023_05_05 | 2035 | CH4 Import - NY 2040 | Import | Methane | PJ | Dispatch-Import | FuelCost | 0 | [6 empty] | 0.55526 | 0
LCP_Inputs_ON_Diverse_IEA_2023_05_05 | 2035 | CH4 Import - NY 2040 | Import | Methane | PJ | Dispatch-Import | VOM | 0 | [6 empty] | 0.55526 | 0
LCP_Inputs_ON_Diverse_IEA_2023_05_05 | 2035 | CH4 Import - NY 2040 | Import | Methane | QC | Dispatch-Import | EmissionsCost | 0 | [6 empty] | 0.55526 | 0
LCP_Inputs_ON_Diverse_IEA_2023_05_05 | 2035 | CH4 Import - NY 2040 | Import | Methane | QC | Dispatch-Import | FuelCost | 0 | [6 empty] | 0.55526 | 0
LCP_Inputs_ON_Diverse_IEA_2023_05_05 | 2035 | CH4 Import - NY 2040 | Import | Methane | QC | Dispatch-Import | VOM | 0 | [6 empty] | 0.55526 | 0
LCP_Inputs_ON_Diverse_IEA_2023_05_05 | 2035 | CH4 Import - NY 2040 | Import | Methane | WC | Dispatch-Import | EmissionsCost | 0 | [6 empty] | 0.55526 | 0
LCP_Inputs_ON_Diverse_IEA_2023_05_05 | 2035 | CH4 Import - NY 2040 | Import | Methane | WC | Dispatch-Import | FuelCost | 0 | [6 empty] | 0.55526 | 0
LCP_Inputs_ON_Diverse_IEA_2023_05_05 | 2035 | CH4 Import - NY 2040 | Import | Methane | WC | Dispatch-Import | VOM | 0 | [6 empty] | 0.55526 | 0
LCP_Inputs_ON_Diverse_IEA_2023_05_05 | 2035 | CH4 Import - NY 2050 | Import | Methane | MI | Dispatch-Import | EmissionsCost | 0 | [6 empty] | 0.55526 | 0
LCP_Inputs_ON_Diverse_IEA_2023_05_05 | 2035 | CH4 Import - NY 2050 | Import | Methane | MI | Dispatch-Import | FuelCost | 0 | [6 empty] | 0.55526 | 0
LCP_Inputs_ON_Diverse_IEA_2023_05_05 | 2035 | CH4 Import - NY 2050 | Import | Methane | MI | Dispatch-Import | VOM | 0 | [6 empty] | 0.55526 | 0
LCP_Inputs_ON_Diverse_IEA_2023_05_05 | 2035 | CH4 Import - NY 2050 | Import | Methane | NY | Dispatch-Import | EmissionsCost | 0 | [6 empty] | 0.55526 | 0
LCP_Inputs_ON_Diverse_IEA_2023_05_05 | 2035 | CH4 Import - NY 2050 | Import | Methane | NY | Dispatch-Import | FuelCost | 0 | [6 empty] | 0.55526 | 0
LCP_Inputs_ON_Diverse_IEA_2023_05_05 | 2035 | CH4 Import - NY 2050 | Import | Methane | NY | Dispatch-Import | VOM | 0 | [6 empty] | 0.55526 | 0
LCP_Inputs_ON_Diverse_IEA_2023_05_05 | 2035 | CH4 Import - NY 2050 | Import | Methane | ON | Dispatch-Import | EmissionsCost | 0 | [6 empty] | 0.55526 | 0
LCP_Inputs_ON_Diverse_IEA_2023_05_05 | 2035 | CH4 Import - NY 2050 | Import | Methane | ON | Dispatch-Import | FuelCost | 0 | [6 empty] | 0.55526 | 0
LCP_Inputs_ON_Diverse_IEA_2023_05_05 | 2035 | CH4 Import - NY 2050 | Import | Methane | ON | Dispatch-Import | VOM | 0 | [6 empty] | 0.55526 | 0
LCP_Inputs_ON_Diverse_IEA_2023_05_05 | 2035 | CH4 Import - NY 2050 | Import | Methane | PJ | Dispatch-Import | EmissionsCost | 0 | [6 empty] | 0.55526 | 0
LCP_Inputs_ON_Diverse_IEA_2023_05_05 | 2035 | CH4 Import - NY 2050 | Import | Methane | PJ | Dispatch-Import | FuelCost | 0 | [6 empty] | 0.55526 | 0
LCP_Inputs_ON_Diverse_IEA_2023_05_05 | 2035 | CH4 Import - NY 2050 | Import | Methane | PJ | Dispatch-Import | VOM | 0 | [6 empty] | 0.55526 | 0
LCP_Inputs_ON_Diverse_IEA_2023_05_05 | 2035 | CH4 Import - NY 2050 | Import | Methane | QC | Dispatch-Import | EmissionsCost | 0 | [6 empty] | 0.55526 | 0
LCP_Inputs_ON_Diverse_IEA_2023_05_05 | 2035 | CH4 Import - NY 2050 | Import | Methane | QC | Dispatch-Import | FuelCost | 0 | [6 empty] | 0.55526 | 0
LCP_Inputs_ON_Diverse_IEA_2023_05_05 | 2035 | CH4 Import - NY 2050 | Import | Methane | QC | Dispatch-Import | VOM | 0 | [6 empty] | 0.55526 | 0
LCP_Inputs_ON_Diverse_IEA_2023_05_05 | 2035 | CH4 Import - NY 2050 | Import | Methane | WC | Dispatch-Import | EmissionsCost | 0 | [6 empty] | 0.55526 | 0
LCP_Inputs_ON_Diverse_IEA_2023_05_05 | 2035 | CH4 Import - NY 2050 | Import | Methane | WC | Dispatch-Import | FuelCost | 0 | [6 empty] | 0.55526 | 0
LCP_Inputs_ON_Diverse_IEA_2023_05_05 | 2035 | CH4 Import - NY 2050 | Import | Methane | WC | Dispatch-Import | VOM | 0 | [6 empty] | 0.55526 | 0
LCP_Inputs_ON_Diverse_IEA_2023_05_05 | 2035 | CH4 Import - WC 2020 | Import | Methane | MI | Dispatch-Import | EmissionsCost | 0 | [6 empty] | 0.55526 | 0
LCP_Inputs_ON_Diverse_IEA_2023_05_05 | 2035 | CH4 Import - WC 2020 | Import | Methane | MI | Dispatch-Import | FuelCost | 0 | [6 empty] | 0.55526 | 0
LCP_Inputs_ON_Diverse_IEA_2023_05_05 | 2035 | CH4 Import - WC 2020 | Import | Methane | MI | Dispatch-Import | VOM | 0 | [6 empty] | 0.55526 | 0
LCP_Inputs_ON_Diverse_IEA_2023_05_05 | 2035 | CH4 Import - WC 2020 | Import | Methane | NY | Dispatch-Import | EmissionsCost | 0 | [6 empty] | 0.55526 | 0
LCP_Inputs_ON_Diverse_IEA_2023_05_05 | 2035 | CH4 Import - WC 2020 | Import | Methane | NY | Dispatch-Import | FuelCost | 0 | [6 empty] | 0.55526 | 0
LCP_Inputs_ON_Diverse_IEA_2023_05_05 | 2035 | CH4 Import - WC 2020 | Import | Methane | NY | Dispatch-Import | VOM | 0 | [6 empty] | 0.55526 | 0
LCP_Inputs_ON_Diverse_IEA_2023_05_05 | 2035 | CH4 Import - WC 2020 | Import | Methane | ON | Dispatch-Import | EmissionsCost | 0 | [6 empty] | 0.55526 | 0
LCP_Inputs_ON_Diverse_IEA_2023_05_05 | 2035 | CH4 Import - WC 2020 | Import | Methane | ON | Dispatch-Import | FuelCost | 0 | [6 empty] | 0.55526 | 0
LCP_Inputs_ON_Diverse_IEA_2023_05_05 | 2035 | CH4 Import - WC 2020 | Import | Methane | ON | Dispatch-Import | VOM | 0 | [6 empty] | 0.55526 | 0
LCP_Inputs_ON_Diverse_IEA_2023_05_05 | 2035 | CH4 Import - WC 2020 | Import | Methane | PJ | Dispatch-Import | EmissionsCost | 0 | [6 empty] | 0.55526 | 0
LCP_Inputs_ON_Diverse_IEA_2023_05_05 | 2035 | CH4 Import - WC 2020 | Import | Methane | PJ | Dispatch-Import | FuelCost | 0 | [6 empty] | 0.55526 | 0
LCP_Inputs_ON_Diverse_IEA_2023_05_05 | 2035 | CH4 Import - WC 2020 | Import | Methane | PJ | Dispatch-Import | VOM | 0 | [6 empty] | 0.55526 | 0
LCP_Inputs_ON_Diverse_IEA_2023_05_05 | 2035 | CH4 Import - WC 2020 | Import | Methane | QC | Dispatch-Import | EmissionsCost | 0 | [6 empty] | 0.55526 | 0
LCP_Inputs_ON_Diverse_IEA_2023_05_05 | 2035 | CH4 Import - WC 2020 | Import | Methane | QC | Dispatch-Import | FuelCost | 0 | [6 empty] | 0.55526 | 0
LCP_Inputs_ON_Diverse_IEA_2023_05_05 | 2035 | CH4 Import - WC 2020 | Import | Methane | QC | Dispatch-Import | VOM | 0 | [6 empty] | 0.55526 | 0
LCP_Inputs_ON_Diverse_IEA_2023_05_05 | 2035 | CH4 Import - WC 2020 | Import | Methane | WC | Dispatch-Import | EmissionsCost | 0 | [6 empty] | 0.55526 | 0
LCP_Inputs_ON_Diverse_IEA_2023_05_05 | 2035 | CH4 Import - WC 2020 | Import | Methane | WC | Dispatch-Import | FuelCost | 0 | [6 empty] | 0.55526 | 0
LCP_Inputs_ON_Diverse_IEA_2023_05_05 | 2035 | CH4 Import - WC 2020 | Import | Methane | WC | Dispatch-Import | VOM | 0 | [6 empty] | 0.55526 | 0
LCP_Inputs_ON_Diverse_IEA_2023_05_05 | 2035 | CH4 Import - WC 2030 | Import | Methane | MI | Dispatch-Import | EmissionsCost | 0 | [6 empty] | 0.55526 | 0
LCP_Inputs_ON_Diverse_IEA_2023_05_05 | 2035 | CH4 Import - WC 2030 | Import | Methane | MI | Dispatch-Import | FuelCost | 0 | [6 empty] | 0.55526 | 0
LCP_Inputs_ON_Diverse_IEA_2023_05_05 | 2035 | CH4 Import - WC 2030 | Import | Methane | MI | Dispatch-Import | VOM | 0 | [6 empty] | 0.55526 | 0
LCP_Inputs_ON_Diverse_IEA_2023_05_05 | 2035 | CH4 Import - WC 2030 | Import | Methane | NY | Dispatch-Import | EmissionsCost | 0 | [6 empty] | 0.55526 | 0
LCP_Inputs_ON_Diverse_IEA_2023_05_05 | 2035 | CH4 Import - WC 2030 | Import | Methane | NY | Dispatch-Import | FuelCost | 0 | [6 empty] | 0.55526 | 0
LCP_Inputs_ON_Diverse_IEA_2023_05_05 | 2035 | CH4 Import - WC 2030 | Import | Methane | NY | Dispatch-Import | VOM | 0 | [6 empty] | 0.55526 | 0
LCP_Inputs_ON_Diverse_IEA_2023_05_05 | 2035 | CH4 Import - WC 2030 | Import | Methane | ON | Dispatch-Import | EmissionsCost | 0 | [6 empty] | 0.55526 | 0
LCP_Inputs_ON_Diverse_IEA_2023_05_05 | 2035 | CH4 Import - WC 2030 | Import | Methane | ON | Dispatch-Import | FuelCost | 0 | [6 empty] | 0.55526 | 0
LCP_Inputs_ON_Diverse_IEA_2023_05_05 | 2035 | CH4 Import - WC 2030 | Import | Methane | ON | Dispatch-Import | VOM | 0 | [6 empty] | 0.55526 | 0
LCP_Inputs_ON_Diverse_IEA_2023_05_05 | 2035 | CH4 Import - WC 2030 | Import | Methane | PJ | Dispatch-Import | EmissionsCost | 0 | [6 empty] | 0.55526 | 0
LCP_Inputs_ON_Diverse_IEA_2023_05_05 | 2035 | CH4 Import - WC 2030 | Import | Methane | PJ | Dispatch-Import | FuelCost | 0 | [6 empty] | 0.55526 | 0
LCP_Inputs_ON_Diverse_IEA_2023_05_05 | 2035 | CH4 Import - WC 2030 | Import | Methane | PJ | Dispatch-Import | VOM | 0 | [6 empty] | 0.55526 | 0
LCP_Inputs_ON_Diverse_IEA_2023_05_05 | 2035 | CH4 Import - WC 2030 | Import | Methane | QC | Dispatch-Import | EmissionsCost | 0 | [6 empty] | 0.55526 | 0
LCP_Inputs_ON_Diverse_IEA_2023_05_05 | 2035 | CH4 Import - WC 2030 | Import | Methane | QC | Dispatch-Import | FuelCost | 0 | [6 empty] | 0.55526 | 0
LCP_Inputs_ON_Diverse_IEA_2023_05_05 | 2035 | CH4 Import - WC 2030 | Import | Methane | QC | Dispatch-Import | VOM | 0 | [6 empty] | 0.55526 | 0
LCP_Inputs_ON_Diverse_IEA_2023_05_05 | 2035 | CH4 Import - WC 2030 | Import | Methane | WC | Dispatch-Import | EmissionsCost | 5194715136.4488 | [6 empty] | 0.55526 | 2884440916.9774
LCP_Inputs_ON_Diverse_IEA_2023_05_05 | 2035 | CH4 Import - WC 2030 | Import | Methane | WC | Dispatch-Import | FuelCost | 2390470164.4381 | [6 empty] | 0.55526 | 1327343227.1076
LCP_Inputs_ON_Diverse_IEA_2023_05_05 | 2035 | CH4 Import - WC 2030 | Import | Methane | WC | Dispatch-Import | VOM | 0 | [6 empty] | 0.55526 | 0
LCP_Inputs_ON_Diverse_IEA_2023_05_05 | 2035 | CH4 Import - WC 2040 | Import | Methane | MI | Dispatch-Import | EmissionsCost | 0 | [6 empty] | 0.55526 | 0
LCP_Inputs_ON_Diverse_IEA_2023_05_05 | 2035 | CH4 Import - WC 2040 | Import | Methane | MI | Dispatch-Import | FuelCost | 0 | [6 empty] | 0.55526 | 0
LCP_Inputs_ON_Diverse_IEA_2023_05_05 | 2035 | CH4 Import - WC 2040 | Import | Methane | MI | Dispatch-Import | VOM | 0 | [6 empty] | 0.55526 | 0
LCP_Inputs_ON_Diverse_IEA_2023_05_05 | 2035 | CH4 Import - WC 2040 | Import | Methane | NY | Dispatch-Import | EmissionsCost | 0 | [6 empty] | 0.55526 | 0
LCP_Inputs_ON_Diverse_IEA_2023_05_05 | 2035 | CH4 Import - WC 2040 | Import | Methane | NY | Dispatch-Import | FuelCost | 0 | [6 empty] | 0.55526 | 0
LCP_Inputs_ON_Diverse_IEA_2023_05_05 | 2035 | CH4 Import - WC 2040 | Import | Methane | NY | Dispatch-Import | VOM | 0 | [6 empty] | 0.55526 | 0
LCP_Inputs_ON_Diverse_IEA_2023_05_05 | 2035 | CH4 Import - WC 2040 | Import | Methane | ON | Dispatch-Import | EmissionsCost | 0 | [6 empty] | 0.55526 | 0
LCP_Inputs_ON_Diverse_IEA_2023_05_05 | 2035 | CH4 Import - WC 2040 | Import | Methane | ON | Dispatch-Import | FuelCost | 0 | [6 empty] | 0.55526 | 0
LCP_Inputs_ON_Diverse_IEA_2023_05_05 | 2035 | CH4 Import - WC 2040 | Import | Methane | ON | Dispatch-Import | VOM | 0 | [6 empty] | 0.55526 | 0
LCP_Inputs_ON_Diverse_IEA_2023_05_05 | 2035 | CH4 Import - WC 2040 | Import | Methane | PJ | Dispatch-Import | EmissionsCost | 0 | [6 empty] | 0.55526 | 0
LCP_Inputs_ON_Diverse_IEA_2023_05_05 | 2035 | CH4 Import - WC 2040 | Import | Methane | PJ | Dispatch-Import | FuelCost | 0 | [6 empty] | 0.55526 | 0
LCP_Inputs_ON_Diverse_IEA_2023_05_05 | 2035 | CH4 Import - WC 2040 | Import | Methane | PJ | Dispatch-Import | VOM | 0 | [6 empty] | 0.55526 | 0
LCP_Inputs_ON_Diverse_IEA_2023_05_05 | 2035 | CH4 Import - WC 2040 | Import | Methane | QC | Dispatch-Import | EmissionsCost | 0 | [6 empty] | 0.55526 | 0
LCP_Inputs_ON_Diverse_IEA_2023_05_05 | 2035 | CH4 Import - WC 2040 | Import | Methane | QC | Dispatch-Import | FuelCost | 0 | [6 empty] | 0.55526 | 0
LCP_Inputs_ON_Diverse_IEA_2023_05_05 | 2035 | CH4 Import - WC 2040 | Import | Methane | QC | Dispatch-Import | VOM | 0 | [6 empty] | 0.55526 | 0
LCP_Inputs_ON_Diverse_IEA_2023_05_05 | 2035 | CH4 Import - WC 2040 | Import | Methane | WC | Dispatch-Import | EmissionsCost | 0 | [6 empty] | 0.55526 | 0
LCP_Inputs_ON_Diverse_IEA_2023_05_05 | 2035 | CH4 Import - WC 2040 | Import | Methane | WC | Dispatch-Import | FuelCost | 0 | [6 empty] | 0.55526 | 0
LCP_Inputs_ON_Diverse_IEA_2023_05_05 | 2035 | CH4 Import - WC 2040 | Import | Methane | WC | Dispatch-Import | VOM | 0 | [6 empty] | 0.55526 | 0
LCP_Inputs_ON_Diverse_IEA_2023_05_05 | 2035 | CH4 Import - WC 2050 | Import | Methane | MI | Dispatch-Import | EmissionsCost | 0 | [6 empty] | 0.55526 | 0
LCP_Inputs_ON_Diverse_IEA_2023_05_05 | 2035 | CH4 Import - WC 2050 | Import | Methane | MI | Dispatch-Import | FuelCost | 0 | [6 empty] | 0.55526 | 0
LCP_Inputs_ON_Diverse_IEA_2023_05_05 | 2035 | CH4 Import - WC 2050 | Import | Methane | MI | Dispatch-Import | VOM | 0 | [6 empty] | 0.55526 | 0
LCP_Inputs_ON_Diverse_IEA_2023_05_05 | 2035 | CH4 Import - WC 2050 | Import | Methane | NY | Dispatch-Import | EmissionsCost | 0 | [6 empty] | 0.55526 | 0
LCP_Inputs_ON_Diverse_IEA_2023_05_05 | 2035 | CH4 Import - WC 2050 | Import | Methane | NY | Dispatch-Import | FuelCost | 0 | [6 empty] | 0.55526 | 0
LCP_Inputs_ON_Diverse_IEA_2023_05_05 | 2035 | CH4 Import - WC 2050 | Import | Methane | NY | Dispatch-Import | VOM | 0 | [6 empty] | 0.55526 | 0
LCP_Inputs_ON_Diverse_IEA_2023_05_05 | 2035 | CH4 Import - WC 2050 | Import | Methane | ON | Dispatch-Import | EmissionsCost | 0 | [6 empty] | 0.55526 | 0
LCP_Inputs_ON_Diverse_IEA_2023_05_05 | 2035 | CH4 Import - WC 2050 | Import | Methane | ON | Dispatch-Import | FuelCost | 0 | [6 empty] | 0.55526 | 0
LCP_Inputs_ON_Diverse_IEA_2023_05_05 | 2035 | CH4 Import - WC 2050 | Import | Methane | ON | Dispatch-Import | VOM | 0 | [6 empty] | 0.55526 | 0
LCP_Inputs_ON_Diverse_IEA_2023_05_05 | 2035 | CH4 Import - WC 2050 | Import | Methane | PJ | Dispatch-Import | EmissionsCost | 0 | [6 empty] | 0.55526 | 0
LCP_Inputs_ON_Diverse_IEA_2023_05_05 | 2035 | CH4 Import - WC 2050 | Import | Methane | PJ | Dispatch-Import | FuelCost | 0 | [6 empty] | 0.55526 | 0
LCP_Inputs_ON_Diverse_IEA_2023_05_05 | 2035 | CH4 Import - WC 2050 | Import | Methane | PJ | Dispatch-Import | VOM | 0 | [6 empty] | 0.55526 | 0
LCP_Inputs_ON_Diverse_IEA_2023_05_05 | 2035 | CH4 Import - WC 2050 | Import | Methane | QC | Dispatch-Import | EmissionsCost | 0 | [6 empty] | 0.55526 | 0
LCP_Inputs_ON_Diverse_IEA_2023_05_05 | 2035 | CH4 Import - WC 2050 | Import | Methane | QC | Dispatch-Import | FuelCost | 0 | [6 empty] | 0.55526 | 0
LCP_Inputs_ON_Diverse_IEA_2023_05_05 | 2035 | CH4 Import - WC 2050 | Import | Methane | QC | Dispatch-Import | VOM | 0 | [6 empty] | 0.55526 | 0
LCP_Inputs_ON_Diverse_IEA_2023_05_05 | 2035 | CH4 Import - WC 2050 | Import | Methane | WC | Dispatch-Import | EmissionsCost | 0 | [6 empty] | 0.55526 | 0
LCP_Inputs_ON_Diverse_IEA_2023_05_05 | 2035 | CH4 Import - WC 2050 | Import | Methane | WC | Dispatch-Import | FuelCost | 0 | [6 empty] | 0.55526 | 0
LCP_Inputs_ON_Diverse_IEA_2023_05_05 | 2035 | CH4 Import - WC 2050 | Import | Methane | WC | Dispatch-Import | VOM | 0 | [6 empty] | 0.55526 | 0
LCP_Inputs_ON_Diverse_IEA_2023_05_05 | 2035 | CH4 Salt Cavern Storage - ON | Storage | Methane | MI | Dispatch-Storage | EmissionsCost | 0 | [6 empty] | 0.55526 | 0
LCP_Inputs_ON_Diverse_IEA_2023_05_05 | 2035 | CH4 Salt Cavern Storage - ON | Storage | Methane | MI | Dispatch-Storage | FuelCost | 0 | [6 empty] | 0.55526 | 0
LCP_Inputs_ON_Diverse_IEA_2023_05_05 | 2035 | CH4 Salt Cavern Storage - ON | Storage | Methane | MI | Dispatch-Storage | VOM | 0 | [6 empty] | 0.55526 | 0
LCP_Inputs_ON_Diverse_IEA_2023_05_05 | 2035 | CH4 Salt Cavern Storage - ON | Storage | Methane | NY | Dispatch-Storage | EmissionsCost | 0 | [6 empty] | 0.55526 | 0
LCP_Inputs_ON_Diverse_IEA_2023_05_05 | 2035 | CH4 Salt Cavern Storage - ON | Storage | Methane | NY | Dispatch-Storage | FuelCost | 0 | [6 empty] | 0.55526 | 0
LCP_Inputs_ON_Diverse_IEA_2023_05_05 | 2035 | CH4 Salt Cavern Storage - ON | Storage | Methane | NY | Dispatch-Storage | VOM | 0 | [6 empty] | 0.55526 | 0
LCP_Inputs_ON_Diverse_IEA_2023_05_05 | 2035 | CH4 Salt Cavern Storage - ON | Storage | Methane | ON | Dispatch-Storage | EmissionsCost | 0 | [6 empty] | 0.55526 | 0
LCP_Inputs_ON_Diverse_IEA_2023_05_05 | 2035 | CH4 Salt Cavern Storage - ON | Storage | Methane | ON | Dispatch-Storage | FuelCost | 0 | [6 empty] | 0.55526 | 0
LCP_Inputs_ON_Diverse_IEA_2023_05_05 | 2035 | CH4 Salt Cavern Storage - ON | Storage | Methane | ON | Dispatch-Storage | VOM | 0 | [6 empty] | 0.55526 | 0
LCP_Inputs_ON_Diverse_IEA_2023_05_05 | 2035 | CH4 Salt Cavern Storage - ON | Storage | Methane | PJ | Dispatch-Storage | EmissionsCost | 0 | [6 empty] | 0.55526 | 0
LCP_Inputs_ON_Diverse_IEA_2023_05_05 | 2035 | CH4 Salt Cavern Storage - ON | Storage | Methane | PJ | Dispatch-Storage | FuelCost | 0 | [6 empty] | 0.55526 | 0
LCP_Inputs_ON_Diverse_IEA_2023_05_05 | 2035 | CH4 Salt Cavern Storage - ON | Storage | Methane | PJ | Dispatch-Storage | VOM | 0 | [6 empty] | 0.55526 | 0
LCP_Inputs_ON_Diverse_IEA_2023_05_05 | 2035 | CH4 Salt Cavern Storage - ON | Storage | Methane | QC | Dispatch-Storage | EmissionsCost | 0 | [6 empty] | 0.55526 | 0
LCP_Inputs_ON_Diverse_IEA_2023_05_05 | 2035 | CH4 Salt Cavern Storage - ON | Storage | Methane | QC | Dispatch-Storage | FuelCost | 0 | [6 empty] | 0.55526 | 0
LCP_Inputs_ON_Diverse_IEA_2023_05_05 | 2035 | CH4 Salt Cavern Storage - ON | Storage | Methane | QC | Dispatch-Storage | VOM | 0 | [6 empty] | 0.55526 | 0
LCP_Inputs_ON_Diverse_IEA_2023_05_05 | 2035 | CH4 Salt Cavern Storage - ON | Storage | Methane | WC | Dispatch-Storage | EmissionsCost | 0 | [6 empty] | 0.55526 | 0
LCP_Inputs_ON_Diverse_IEA_2023_05_05 | 2035 | CH4 Salt Cavern Storage - ON | Storage | Methane | WC | Dispatch-Storage | FuelCost | 0 | [6 empty] | 0.55526 | 0
LCP_Inputs_ON_Diverse_IEA_2023_05_05 | 2035 | CH4 Salt Cavern Storage - ON | Storage | Methane | WC | Dispatch-Storage | VOM | 0 | [6 empty] | 0.55526 | 0
LCP_Inputs_ON_Diverse_IEA_2023_05_05 | 2035 | Electrolyser 2020/2030 | Crossload | Hydrogen | MI | Dispatch-Crossload | EmissionsCost | 0 | [6 empty] | 0.55526 | 0
LCP_Inputs_ON_Diverse_IEA_2023_05_05 | 2035 | Electrolyser 2020/2030 | Crossload | Hydrogen | MI | Dispatch-Crossload | FuelCost | 0 | [6 empty] | 0.55526 | 0
LCP_Inputs_ON_Diverse_IEA_2023_05_05 | 2035 | Electrolyser 2020/2030 | Crossload | Hydrogen | MI | Dispatch-Crossload | VOM | 0 | [6 empty] | 0.55526 | 0
LCP_Inputs_ON_Diverse_IEA_2023_05_05 | 2035 | Electrolyser 2020/2030 | Crossload | Hydrogen | NY | Dispatch-Crossload | EmissionsCost | 0 | [6 empty] | 0.55526 | 0
LCP_Inputs_ON_Diverse_IEA_2023_05_05 | 2035 | Electrolyser 2020/2030 | Crossload | Hydrogen | NY | Dispatch-Crossload | FuelCost | 0 | [6 empty] | 0.55526 | 0
LCP_Inputs_ON_Diverse_IEA_2023_05_05 | 2035 | Electrolyser 2020/2030 | Crossload | Hydrogen | NY | Dispatch-Crossload | VOM | 0 | [6 empty] | 0.55526 | 0
LCP_Inputs_ON_Diverse_IEA_2023_05_05 | 2035 | Electrolyser 2020/2030 | Crossload | Hydrogen | ON | Dispatch-Crossload | EmissionsCost | 0 | [6 empty] | 0.55526 | 0
LCP_Inputs_ON_Diverse_IEA_2023_05_05 | 2035 | Electrolyser 2020/2030 | Crossload | Hydrogen | ON | Dispatch-Crossload | FuelCost | 0 | [6 empty] | 0.55526 | 0
LCP_Inputs_ON_Diverse_IEA_2023_05_05 | 2035 | Electrolyser 2020/2030 | Crossload | Hydrogen | ON | Dispatch-Crossload | VOM | 0 | [6 empty] | 0.55526 | 0
LCP_Inputs_ON_Diverse_IEA_2023_05_05 | 2035 | Electrolyser 2020/2030 | Crossload | Hydrogen | PJ | Dispatch-Crossload | EmissionsCost | 0 | [6 empty] | 0.55526 | 0
LCP_Inputs_ON_Diverse_IEA_2023_05_05 | 2035 | Electrolyser 2020/2030 | Crossload | Hydrogen | PJ | Dispatch-Crossload | FuelCost | 0 | [6 empty] | 0.55526 | 0
LCP_Inputs_ON_Diverse_IEA_2023_05_05 | 2035 | Electrolyser 2020/2030 | Crossload | Hydrogen | PJ | Dispatch-Crossload | VOM | 0 | [6 empty] | 0.55526 | 0
LCP_Inputs_ON_Diverse_IEA_2023_05_05 | 2035 | Electrolyser 2020/2030 | Crossload | Hydrogen | QC | Dispatch-Crossload | EmissionsCost | 0 | [6 empty] | 0.55526 | 0
LCP_Inputs_ON_Diverse_IEA_2023_05_05 | 2035 | Electrolyser 2020/2030 | Crossload | Hydrogen | QC | Dispatch-Crossload | FuelCost | 0 | [6 empty] | 0.55526 | 0
LCP_Inputs_ON_Diverse_IEA_2023_05_05 | 2035 | Electrolyser 2020/2030 | Crossload | Hydrogen | QC | Dispatch-Crossload | VOM | 0 | [6 empty] | 0.55526 | 0
LCP_Inputs_ON_Diverse_IEA_2023_05_05 | 2035 | Electrolyser 2020/2030 | Crossload | Hydrogen | WC | Dispatch-Crossload | EmissionsCost | 0 | [6 empty] | 0.55526 | 0
LCP_Inputs_ON_Diverse_IEA_2023_05_05 | 2035 | Electrolyser 2020/2030 | Crossload | Hydrogen | WC | Dispatch-Crossload | FuelCost | 0 | [6 empty] | 0.55526 | 0
LCP_Inputs_ON_Diverse_IEA_2023_05_05 | 2035 | Electrolyser 2020/2030 | Crossload | Hydrogen | WC | Dispatch-Crossload | VOM | 0 | [6 empty] | 0.55526 | 0
LCP_Inputs_ON_Diverse_IEA_2023_05_05 | 2035 | Electrolyser 2040 | Crossload | Hydrogen | MI | Dispatch-Crossload | EmissionsCost | 0 | [6 empty] | 0.55526 | 0
LCP_Inputs_ON_Diverse_IEA_2023_05_05 | 2035 | Electrolyser 2040 | Crossload | Hydrogen | MI | Dispatch-Crossload | FuelCost | 0 | [6 empty] | 0.55526 | 0
LCP_Inputs_ON_Diverse_IEA_2023_05_05 | 2035 | Electrolyser 2040 | Crossload | Hydrogen | MI | Dispatch-Crossload | VOM | 0 | [6 empty] | 0.55526 | 0
LCP_Inputs_ON_Diverse_IEA_2023_05_05 | 2035 | Electrolyser 2040 | Crossload | Hydrogen | NY | Dispatch-Crossload | EmissionsCost | 0 | [6 empty] | 0.55526 | 0
LCP_Inputs_ON_Diverse_IEA_2023_05_05 | 2035 | Electrolyser 2040 | Crossload | Hydrogen | NY | Dispatch-Crossload | FuelCost | 0 | [6 empty] | 0.55526 | 0
LCP_Inputs_ON_Diverse_IEA_2023_05_05 | 2035 | Electrolyser 2040 | Crossload | Hydrogen | NY | Dispatch-Crossload | VOM | 0 | [6 empty] | 0.55526 | 0
LCP_Inputs_ON_Diverse_IEA_2023_05_05 | 2035 | Electrolyser 2040 | Crossload | Hydrogen | ON | Dispatch-Crossload | EmissionsCost | 0 | [6 empty] | 0.55526 | 0
LCP_Inputs_ON_Diverse_IEA_2023_05_05 | 2035 | Electrolyser 2040 | Crossload | Hydrogen | ON | Dispatch-Crossload | FuelCost | 0 | [6 empty] | 0.55526 | 0
LCP_Inputs_ON_Diverse_IEA_2023_05_05 | 2035 | Electrolyser 2040 | Crossload | Hydrogen | ON | Dispatch-Crossload | VOM | 0 | [6 empty] | 0.55526 | 0
LCP_Inputs_ON_Diverse_IEA_2023_05_05 | 2035 | Electrolyser 2040 | Crossload | Hydrogen | PJ | Dispatch-Crossload | EmissionsCost | 0 | [6 empty] | 0.55526 | 0
LCP_Inputs_ON_Diverse_IEA_2023_05_05 | 2035 | Electrolyser 2040 | Crossload | Hydrogen | PJ | Dispatch-Crossload | FuelCost | 0 | [6 empty] | 0.55526 | 0
LCP_Inputs_ON_Diverse_IEA_2023_05_05 | 2035 | Electrolyser 2040 | Crossload | Hydrogen | PJ | Dispatch-Crossload | VOM | 0 | [6 empty] | 0.55526 | 0
LCP_Inputs_ON_Diverse_IEA_2023_05_05 | 2035 | Electrolyser 2040 | Crossload | Hydrogen | QC | Dispatch-Crossload | EmissionsCost | 0 | [6 empty] | 0.55526 | 0
LCP_Inputs_ON_Diverse_IEA_2023_05_05 | 2035 | Electrolyser 2040 | Crossload | Hydrogen | QC | Dispatch-Crossload | FuelCost | 0 | [6 empty] | 0.55526 | 0
LCP_Inputs_ON_Diverse_IEA_2023_05_05 | 2035 | Electrolyser 2040 | Crossload | Hydrogen | QC | Dispatch-Crossload | VOM | 0 | [6 empty] | 0.55526 | 0
LCP_Inputs_ON_Diverse_IEA_2023_05_05 | 2035 | Electrolyser 2040 | Crossload | Hydrogen | WC | Dispatch-Crossload | EmissionsCost | 0 | [6 empty] | 0.55526 | 0
LCP_Inputs_ON_Diverse_IEA_2023_05_05 | 2035 | Electrolyser 2040 | Crossload | Hydrogen | WC | Dispatch-Crossload | FuelCost | 0 | [6 empty] | 0.55526 | 0
LCP_Inputs_ON_Diverse_IEA_2023_05_05 | 2035 | Electrolyser 2040 | Crossload | Hydrogen | WC | Dispatch-Crossload | VOM | 0 | [6 empty] | 0.55526 | 0
LCP_Inputs_ON_Diverse_IEA_2023_05_05 | 2035 | Electrolyser 2050 | Crossload | Hydrogen | MI | Dispatch-Crossload | EmissionsCost | 0 | [6 empty] | 0.55526 | 0
LCP_Inputs_ON_Diverse_IEA_2023_05_05 | 2035 | Electrolyser 2050 | Crossload | Hydrogen | MI | Dispatch-Crossload | FuelCost | 0 | [6 empty] | 0.55526 | 0
LCP_Inputs_ON_Diverse_IEA_2023_05_05 | 2035 | Electrolyser 2050 | Crossload | Hydrogen | MI | Dispatch-Crossload | VOM | 0 | [6 empty] | 0.55526 | 0
LCP_Inputs_ON_Diverse_IEA_2023_05_05 | 2035 | Electrolyser 2050 | Crossload | Hydrogen | NY | Dispatch-Crossload | EmissionsCost | 0 | [6 empty] | 0.55526 | 0
LCP_Inputs_ON_Diverse_IEA_2023_05_05 | 2035 | Electrolyser 2050 | Crossload | Hydrogen | NY | Dispatch-Crossload | FuelCost | 0 | [6 empty] | 0.55526 | 0
LCP_Inputs_ON_Diverse_IEA_2023_05_05 | 2035 | Electrolyser 2050 | Crossload | Hydrogen | NY | Dispatch-Crossload | VOM | 0 | [6 empty] | 0.55526 | 0
LCP_Inputs_ON_Diverse_IEA_2023_05_05 | 2035 | Electrolyser 2050 | Crossload | Hydrogen | ON | Dispatch-Crossload | EmissionsCost | 0 | [6 empty] | 0.55526 | 0
LCP_Inputs_ON_Diverse_IEA_2023_05_05 | 2035 | Electrolyser 2050 | Crossload | Hydrogen | ON | Dispatch-Crossload | FuelCost | 0 | [6 empty] | 0.55526 | 0
LCP_Inputs_ON_Diverse_IEA_2023_05_05 | 2035 | Electrolyser 2050 | Crossload | Hydrogen | ON | Dispatch-Crossload | VOM | 0 | [6 empty] | 0.55526 | 0
LCP_Inputs_ON_Diverse_IEA_2023_05_05 | 2035 | Electrolyser 2050 | Crossload | Hydrogen | PJ | Dispatch-Crossload | EmissionsCost | 0 | [6 empty] | 0.55526 | 0
LCP_Inputs_ON_Diverse_IEA_2023_05_05 | 2035 | Electrolyser 2050 | Crossload | Hydrogen | PJ | Dispatch-Crossload | FuelCost | 0 | [6 empty] | 0.55526 | 0
LCP_Inputs_ON_Diverse_IEA_2023_05_05 | 2035 | Electrolyser 2050 | Crossload | Hydrogen | PJ | Dispatch-Crossload | VOM | 0 | [6 empty] | 0.55526 | 0
LCP_Inputs_ON_Diverse_IEA_2023_05_05 | 2035 | Electrolyser 2050 | Crossload | Hydrogen | QC | Dispatch-Crossload | EmissionsCost | 0 | [6 empty] | 0.55526 | 0
LCP_Inputs_ON_Diverse_IEA_2023_05_05 | 2035 | Electrolyser 2050 | Crossload | Hydrogen | QC | Dispatch-Crossload | FuelCost | 0 | [6 empty] | 0.55526 | 0
LCP_Inputs_ON_Diverse_IEA_2023_05_05 | 2035 | Electrolyser 2050 | Crossload | Hydrogen | QC | Dispatch-Crossload | VOM | 0 | [6 empty] | 0.55526 | 0
LCP_Inputs_ON_Diverse_IEA_2023_05_05 | 2035 | Electrolyser 2050 | Crossload | Hydrogen | WC | Dispatch-Crossload | EmissionsCost | 0 | [6 empty] | 0.55526 | 0
LCP_Inputs_ON_Diverse_IEA_2023_05_05 | 2035 | Electrolyser 2050 | Crossload | Hydrogen | WC | Dispatch-Crossload | FuelCost | 0 | [6 empty] | 0.55526 | 0
LCP_Inputs_ON_Diverse_IEA_2023_05_05 | 2035 | Electrolyser 2050 | Crossload | Hydrogen | WC | Dispatch-Crossload | VOM | 0 | [6 empty] | 0.55526 | 0
LCP_Inputs_ON_Diverse_IEA_2023_05_05 | 2035 | Fossil Fuel Thermal (Coal, Peat, Oil) | Generation | Electricity | MI | Dispatch-Generation | EmissionsCost | 0 | [6 empty] | 0.55526 | 0
LCP_Inputs_ON_Diverse_IEA_2023_05_05 | 2035 | Fossil Fuel Thermal (Coal, Peat, Oil) | Generation | Electricity | MI | Dispatch-Generation | FuelCost | 0 | [6 empty] | 0.55526 | 0
LCP_Inputs_ON_Diverse_IEA_2023_05_05 | 2035 | Fossil Fuel Thermal (Coal, Peat, Oil) | Generation | Electricity | MI | Dispatch-Generation | VOM | 0 | [6 empty] | 0.55526 | 0
LCP_Inputs_ON_Diverse_IEA_2023_05_05 | 2035 | Fossil Fuel Thermal (Coal, Peat, Oil) | Generation | Electricity | NY | Dispatch-Generation | EmissionsCost | 0 | [6 empty] | 0.55526 | 0
LCP_Inputs_ON_Diverse_IEA_2023_05_05 | 2035 | Fossil Fuel Thermal (Coal, Peat, Oil) | Generation | Electricity | NY | Dispatch-Generation | FuelCost | 0 | [6 empty] | 0.55526 | 0
LCP_Inputs_ON_Diverse_IEA_2023_05_05 | 2035 | Fossil Fuel Thermal (Coal, Peat, Oil) | Generation | Electricity | NY | Dispatch-Generation | VOM | 0 | [6 empty] | 0.55526 | 0
LCP_Inputs_ON_Diverse_IEA_2023_05_05 | 2035 | Fossil Fuel Thermal (Coal, Peat, Oil) | Generation | Electricity | ON | Dispatch-Generation | EmissionsCost | 0 | [6 empty] | 0.55526 | 0
LCP_Inputs_ON_Diverse_IEA_2023_05_05 | 2035 | Fossil Fuel Thermal (Coal, Peat, Oil) | Generation | Electricity | ON | Dispatch-Generation | FuelCost | 0 | [6 empty] | 0.55526 | 0
LCP_Inputs_ON_Diverse_IEA_2023_05_05 | 2035 | Fossil Fuel Thermal (Coal, Peat, Oil) | Generation | Electricity | ON | Dispatch-Generation | VOM | 0 | [6 empty] | 0.55526 | 0
LCP_Inputs_ON_Diverse_IEA_2023_05_05 | 2035 | Fossil Fuel Thermal (Coal, Peat, Oil) | Generation | Electricity | PJ | Dispatch-Generation | EmissionsCost | 0 | [6 empty] | 0.55526 | 0
LCP_Inputs_ON_Diverse_IEA_2023_05_05 | 2035 | Fossil Fuel Thermal (Coal, Peat, Oil) | Generation | Electricity | PJ | Dispatch-Generation | FuelCost | 0 | [6 empty] | 0.55526 | 0
LCP_Inputs_ON_Diverse_IEA_2023_05_05 | 2035 | Fossil Fuel Thermal (Coal, Peat, Oil) | Generation | Electricity | PJ | Dispatch-Generation | VOM | 0 | [6 empty] | 0.55526 | 0
LCP_Inputs_ON_Diverse_IEA_2023_05_05 | 2035 | Fossil Fuel Thermal (Coal, Peat, Oil) | Generation | Electricity | QC | Dispatch-Generation | EmissionsCost | 0 | [6 empty] | 0.55526 | 0
LCP_Inputs_ON_Diverse_IEA_2023_05_05 | 2035 | Fossil Fuel Thermal (Coal, Peat, Oil) | Generation | Electricity | QC | Dispatch-Generation | FuelCost | 0 | [6 empty] | 0.55526 | 0
LCP_Inputs_ON_Diverse_IEA_2023_05_05 | 2035 | Fossil Fuel Thermal (Coal, Peat, Oil) | Generation | Electricity | QC | Dispatch-Generation | VOM | 0 | [6 empty] | 0.55526 | 0
LCP_Inputs_ON_Diverse_IEA_2023_05_05 | 2035 | Fossil Fuel Thermal (Coal, Peat, Oil) | Generation | Electricity | WC | Dispatch-Generation | EmissionsCost | 0 | [6 empty] | 0.55526 | 0
LCP_Inputs_ON_Diverse_IEA_2023_05_05 | 2035 | Fossil Fuel Thermal (Coal, Peat, Oil) | Generation | Electricity | WC | Dispatch-Generation | FuelCost | 0 | [6 empty] | 0.55526 | 0
LCP_Inputs_ON_Diverse_IEA_2023_05_05 | 2035 | Fossil Fuel Thermal (Coal, Peat, Oil) | Generation | Electricity | WC | Dispatch-Generation | VOM | 0 | [6 empty] | 0.55526 | 0
LCP_Inputs_ON_Diverse_IEA_2023_05_05 | 2035 | Generic - Generator | Generation | Electricity | MI | Dispatch-Generation | EmissionsCost | 0 | [6 empty] | 0.55526 | 0
LCP_Inputs_ON_Diverse_IEA_2023_05_05 | 2035 | Generic - Generator | Generation | Electricity | MI | Dispatch-Generation | FuelCost | 1917502431.2477 | [6 empty] | 0.55526 | 1064721033.9383
LCP_Inputs_ON_Diverse_IEA_2023_05_05 | 2035 | Generic - Generator | Generation | Electricity | MI | Dispatch-Generation | VOM | 66961520.9547 | [6 empty] | 0.55526 | 37181355.6338
LCP_Inputs_ON_Diverse_IEA_2023_05_05 | 2035 | Generic - Generator | Generation | Electricity | NY | Dispatch-Generation | EmissionsCost | 0 | [6 empty] | 0.55526 | 0
LCP_Inputs_ON_Diverse_IEA_2023_05_05 | 2035 | Generic - Generator | Generation | Electricity | NY | Dispatch-Generation | FuelCost | 920281288.6875 | [6 empty] | 0.55526 | 510999532.1194
LCP_Inputs_ON_Diverse_IEA_2023_05_05 | 2035 | Generic - Generator | Generation | Electricity | NY | Dispatch-Generation | VOM | 32137343.7616 | [6 empty] | 0.55526 | 17844726.2023
LCP_Inputs_ON_Diverse_IEA_2023_05_05 | 2035 | Generic - Generator | Generation | Electricity | ON | Dispatch-Generation | EmissionsCost | 0 | [6 empty] | 0.55526 | 0
LCP_Inputs_ON_Diverse_IEA_2023_05_05 | 2035 | Generic - Generator | Generation | Electricity | ON | Dispatch-Generation | FuelCost | 0 | [6 empty] | 0.55526 | 0
LCP_Inputs_ON_Diverse_IEA_2023_05_05 | 2035 | Generic - Generator | Generation | Electricity | ON | Dispatch-Generation | VOM | 0 | [6 empty] | 0.55526 | 0
LCP_Inputs_ON_Diverse_IEA_2023_05_05 | 2035 | Generic - Generator | Generation | Electricity | PJ | Dispatch-Generation | EmissionsCost | 0 | [6 empty] | 0.55526 | 0
LCP_Inputs_ON_Diverse_IEA_2023_05_05 | 2035 | Generic - Generator | Generation | Electricity | PJ | Dispatch-Generation | FuelCost | 7259171776.6988 | [6 empty] | 0.55526 | 4030760406.6989
LCP_Inputs_ON_Diverse_IEA_2023_05_05 | 2035 | Generic - Generator | Generation | Electricity | PJ | Dispatch-Generation | VOM | 253499122.1485 | [6 empty] | 0.55526 | 140759063.998
LCP_Inputs_ON_Diverse_IEA_2023_05_05 | 2035 | Generic - Generator | Generation | Electricity | QC | Dispatch-Generation | EmissionsCost | 0 | [6 empty] | 0.55526 | 0
LCP_Inputs_ON_Diverse_IEA_2023_05_05 | 2035 | Generic - Generator | Generation | Electricity | QC | Dispatch-Generation | FuelCost | 0 | [6 empty] | 0.55526 | 0
LCP_Inputs_ON_Diverse_IEA_2023_05_05 | 2035 | Generic - Generator | Generation | Electricity | QC | Dispatch-Generation | VOM | 0 | [6 empty] | 0.55526 | 0
LCP_Inputs_ON_Diverse_IEA_2023_05_05 | 2035 | Generic - Generator | Generation | Electricity | WC | Dispatch-Generation | EmissionsCost | 0 | [6 empty] | 0.55526 | 0
LCP_Inputs_ON_Diverse_IEA_2023_05_05 | 2035 | Generic - Generator | Generation | Electricity | WC | Dispatch-Generation | FuelCost | 1737227.6587 | [6 empty] | 0.55526 | 964620.852
LCP_Inputs_ON_Diverse_IEA_2023_05_05 | 2035 | Generic - Generator | Generation | Electricity | WC | Dispatch-Generation | VOM | 60666.1063 | [6 empty] | 0.55526 | 33685.7353
LCP_Inputs_ON_Diverse_IEA_2023_05_05 | 2035 | H2 Import - QC | Import | Hydrogen | MI | Dispatch-Import | EmissionsCost | 0 | [6 empty] | 0.55526 | 0
LCP_Inputs_ON_Diverse_IEA_2023_05_05 | 2035 | H2 Import - QC | Import | Hydrogen | MI | Dispatch-Import | FuelCost | 0 | [6 empty] | 0.55526 | 0
LCP_Inputs_ON_Diverse_IEA_2023_05_05 | 2035 | H2 Import - QC | Import | Hydrogen | MI | Dispatch-Import | VOM | 0 | [6 empty] | 0.55526 | 0
LCP_Inputs_ON_Diverse_IEA_2023_05_05 | 2035 | H2 Import - QC | Import | Hydrogen | NY | Dispatch-Import | EmissionsCost | 0 | [6 empty] | 0.55526 | 0
LCP_Inputs_ON_Diverse_IEA_2023_05_05 | 2035 | H2 Import - QC | Import | Hydrogen | NY | Dispatch-Import | FuelCost | 0 | [6 empty] | 0.55526 | 0
LCP_Inputs_ON_Diverse_IEA_2023_05_05 | 2035 | H2 Import - QC | Import | Hydrogen | NY | Dispatch-Import | VOM | 0 | [6 empty] | 0.55526 | 0
LCP_Inputs_ON_Diverse_IEA_2023_05_05 | 2035 | H2 Import - QC | Import | Hydrogen | ON | Dispatch-Import | EmissionsCost | 0 | [6 empty] | 0.55526 | 0
LCP_Inputs_ON_Diverse_IEA_2023_05_05 | 2035 | H2 Import - QC | Import | Hydrogen | ON | Dispatch-Import | FuelCost | 0 | [6 empty] | 0.55526 | 0
LCP_Inputs_ON_Diverse_IEA_2023_05_05 | 2035 | H2 Import - QC | Import | Hydrogen | ON | Dispatch-Import | VOM | 0 | [6 empty] | 0.55526 | 0
LCP_Inputs_ON_Diverse_IEA_2023_05_05 | 2035 | H2 Import - QC | Import | Hydrogen | PJ | Dispatch-Import | EmissionsCost | 0 | [6 empty] | 0.55526 | 0
LCP_Inputs_ON_Diverse_IEA_2023_05_05 | 2035 | H2 Import - QC | Import | Hydrogen | PJ | Dispatch-Import | FuelCost | 0 | [6 empty] | 0.55526 | 0
LCP_Inputs_ON_Diverse_IEA_2023_05_05 | 2035 | H2 Import - QC | Import | Hydrogen | PJ | Dispatch-Import | VOM | 0 | [6 empty] | 0.55526 | 0
LCP_Inputs_ON_Diverse_IEA_2023_05_05 | 2035 | H2 Import - QC | Import | Hydrogen | QC | Dispatch-Import | EmissionsCost | 0 | [6 empty] | 0.55526 | 0
LCP_Inputs_ON_Diverse_IEA_2023_05_05 | 2035 | H2 Import - QC | Import | Hydrogen | QC | Dispatch-Import | FuelCost | 0 | [6 empty] | 0.55526 | 0
LCP_Inputs_ON_Diverse_IEA_2023_05_05 | 2035 | H2 Import - QC | Import | Hydrogen | QC | Dispatch-Import | VOM | 0 | [6 empty] | 0.55526 | 0
LCP_Inputs_ON_Diverse_IEA_2023_05_05 | 2035 | H2 Import - QC | Import | Hydrogen | WC | Dispatch-Import | EmissionsCost | 0 | [6 empty] | 0.55526 | 0
LCP_Inputs_ON_Diverse_IEA_2023_05_05 | 2035 | H2 Import - QC | Import | Hydrogen | WC | Dispatch-Import | FuelCost | 0 | [6 empty] | 0.55526 | 0
LCP_Inputs_ON_Diverse_IEA_2023_05_05 | 2035 | H2 Import - QC | Import | Hydrogen | WC | Dispatch-Import | VOM | 0 | [6 empty] | 0.55526 | 0
LCP_Inputs_ON_Diverse_IEA_2023_05_05 | 2035 | H2 Import - WC | Import | Hydrogen | MI | Dispatch-Import | EmissionsCost | 0 | [6 empty] | 0.55526 | 0
LCP_Inputs_ON_Diverse_IEA_2023_05_05 | 2035 | H2 Import - WC | Import | Hydrogen | MI | Dispatch-Import | FuelCost | 0 | [6 empty] | 0.55526 | 0
LCP_Inputs_ON_Diverse_IEA_2023_05_05 | 2035 | H2 Import - WC | Import | Hydrogen | MI | Dispatch-Import | VOM | 0 | [6 empty] | 0.55526 | 0
LCP_Inputs_ON_Diverse_IEA_2023_05_05 | 2035 | H2 Import - WC | Import | Hydrogen | NY | Dispatch-Import | EmissionsCost | 0 | [6 empty] | 0.55526 | 0
LCP_Inputs_ON_Diverse_IEA_2023_05_05 | 2035 | H2 Import - WC | Import | Hydrogen | NY | Dispatch-Import | FuelCost | 0 | [6 empty] | 0.55526 | 0
LCP_Inputs_ON_Diverse_IEA_2023_05_05 | 2035 | H2 Import - WC | Import | Hydrogen | NY | Dispatch-Import | VOM | 0 | [6 empty] | 0.55526 | 0
LCP_Inputs_ON_Diverse_IEA_2023_05_05 | 2035 | H2 Import - WC | Import | Hydrogen | ON | Dispatch-Import | EmissionsCost | 0 | [6 empty] | 0.55526 | 0
LCP_Inputs_ON_Diverse_IEA_2023_05_05 | 2035 | H2 Import - WC | Import | Hydrogen | ON | Dispatch-Import | FuelCost | 0 | [6 empty] | 0.55526 | 0
LCP_Inputs_ON_Diverse_IEA_2023_05_05 | 2035 | H2 Import - WC | Import | Hydrogen | ON | Dispatch-Import | VOM | 0 | [6 empty] | 0.55526 | 0
LCP_Inputs_ON_Diverse_IEA_2023_05_05 | 2035 | H2 Import - WC | Import | Hydrogen | PJ | Dispatch-Import | EmissionsCost | 0 | [6 empty] | 0.55526 | 0
LCP_Inputs_ON_Diverse_IEA_2023_05_05 | 2035 | H2 Import - WC | Import | Hydrogen | PJ | Dispatch-Import | FuelCost | 0 | [6 empty] | 0.55526 | 0
LCP_Inputs_ON_Diverse_IEA_2023_05_05 | 2035 | H2 Import - WC | Import | Hydrogen | PJ | Dispatch-Import | VOM | 0 | [6 empty] | 0.55526 | 0
LCP_Inputs_ON_Diverse_IEA_2023_05_05 | 2035 | H2 Import - WC | Import | Hydrogen | QC | Dispatch-Import | EmissionsCost | 0 | [6 empty] | 0.55526 | 0
LCP_Inputs_ON_Diverse_IEA_2023_05_05 | 2035 | H2 Import - WC | Import | Hydrogen | QC | Dispatch-Import | FuelCost | 0 | [6 empty] | 0.55526 | 0
LCP_Inputs_ON_Diverse_IEA_2023_05_05 | 2035 | H2 Import - WC | Import | Hydrogen | QC | Dispatch-Import | VOM | 0 | [6 empty] | 0.55526 | 0
LCP_Inputs_ON_Diverse_IEA_2023_05_05 | 2035 | H2 Import - WC | Import | Hydrogen | WC | Dispatch-Import | EmissionsCost | 0 | [6 empty] | 0.55526 | 0
LCP_Inputs_ON_Diverse_IEA_2023_05_05 | 2035 | H2 Import - WC | Import | Hydrogen | WC | Dispatch-Import | FuelCost | 0 | [6 empty] | 0.55526 | 0
LCP_Inputs_ON_Diverse_IEA_2023_05_05 | 2035 | H2 Import - WC | Import | Hydrogen | WC | Dispatch-Import | VOM | 0 | [6 empty] | 0.55526 | 0
LCP_Inputs_ON_Diverse_IEA_2023_05_05 | 2035 | H2 Salt Cavern Storage - ON | Storage | Hydrogen | MI | Dispatch-Storage | EmissionsCost | 0 | [6 empty] | 0.55526 | 0
LCP_Inputs_ON_Diverse_IEA_2023_05_05 | 2035 | H2 Salt Cavern Storage - ON | Storage | Hydrogen | MI | Dispatch-Storage | FuelCost | 0 | [6 empty] | 0.55526 | 0
LCP_Inputs_ON_Diverse_IEA_2023_05_05 | 2035 | H2 Salt Cavern Storage - ON | Storage | Hydrogen | MI | Dispatch-Storage | VOM | 0 | [6 empty] | 0.55526 | 0
LCP_Inputs_ON_Diverse_IEA_2023_05_05 | 2035 | H2 Salt Cavern Storage - ON | Storage | Hydrogen | NY | Dispatch-Storage | EmissionsCost | 0 | [6 empty] | 0.55526 | 0
LCP_Inputs_ON_Diverse_IEA_2023_05_05 | 2035 | H2 Salt Cavern Storage - ON | Storage | Hydrogen | NY | Dispatch-Storage | FuelCost | 0 | [6 empty] | 0.55526 | 0
LCP_Inputs_ON_Diverse_IEA_2023_05_05 | 2035 | H2 Salt Cavern Storage - ON | Storage | Hydrogen | NY | Dispatch-Storage | VOM | 0 | [6 empty] | 0.55526 | 0
LCP_Inputs_ON_Diverse_IEA_2023_05_05 | 2035 | H2 Salt Cavern Storage - ON | Storage | Hydrogen | ON | Dispatch-Storage | EmissionsCost | 0 | [6 empty] | 0.55526 | 0
LCP_Inputs_ON_Diverse_IEA_2023_05_05 | 2035 | H2 Salt Cavern Storage - ON | Storage | Hydrogen | ON | Dispatch-Storage | FuelCost | 0 | [6 empty] | 0.55526 | 0
LCP_Inputs_ON_Diverse_IEA_2023_05_05 | 2035 | H2 Salt Cavern Storage - ON | Storage | Hydrogen | ON | Dispatch-Storage | VOM | 12624010.6118 | [6 empty] | 0.55526 | 7009664.9746
LCP_Inputs_ON_Diverse_IEA_2023_05_05 | 2035 | H2 Salt Cavern Storage - ON | Storage | Hydrogen | PJ | Dispatch-Storage | EmissionsCost | 0 | [6 empty] | 0.55526 | 0
LCP_Inputs_ON_Diverse_IEA_2023_05_05 | 2035 | H2 Salt Cavern Storage - ON | Storage | Hydrogen | PJ | Dispatch-Storage | FuelCost | 0 | [6 empty] | 0.55526 | 0
LCP_Inputs_ON_Diverse_IEA_2023_05_05 | 2035 | H2 Salt Cavern Storage - ON | Storage | Hydrogen | PJ | Dispatch-Storage | VOM | 0 | [6 empty] | 0.55526 | 0
LCP_Inputs_ON_Diverse_IEA_2023_05_05 | 2035 | H2 Salt Cavern Storage - ON | Storage | Hydrogen | QC | Dispatch-Storage | EmissionsCost | 0 | [6 empty] | 0.55526 | 0
LCP_Inputs_ON_Diverse_IEA_2023_05_05 | 2035 | H2 Salt Cavern Storage - ON | Storage | Hydrogen | QC | Dispatch-Storage | FuelCost | 0 | [6 empty] | 0.55526 | 0
LCP_Inputs_ON_Diverse_IEA_2023_05_05 | 2035 | H2 Salt Cavern Storage - ON | Storage | Hydrogen | QC | Dispatch-Storage | VOM | 0 | [6 empty] | 0.55526 | 0
LCP_Inputs_ON_Diverse_IEA_2023_05_05 | 2035 | H2 Salt Cavern Storage - ON | Storage | Hydrogen | WC | Dispatch-Storage | EmissionsCost | 0 | [6 empty] | 0.55526 | 0
LCP_Inputs_ON_Diverse_IEA_2023_05_05 | 2035 | H2 Salt Cavern Storage - ON | Storage | Hydrogen | WC | Dispatch-Storage | FuelCost | 0 | [6 empty] | 0.55526 | 0
LCP_Inputs_ON_Diverse_IEA_2023_05_05 | 2035 | H2 Salt Cavern Storage - ON | Storage | Hydrogen | WC | Dispatch-Storage | VOM | 0 | [6 empty] | 0.55526 | 0
LCP_Inputs_ON_Diverse_IEA_2023_05_05 | 2035 | Hydro | Generation | Electricity | MI | Dispatch-Generation | EmissionsCost | 0 | [6 empty] | 0.55526 | 0
LCP_Inputs_ON_Diverse_IEA_2023_05_05 | 2035 | Hydro | Generation | Electricity | MI | Dispatch-Generation | FuelCost | 0 | [6 empty] | 0.55526 | 0
LCP_Inputs_ON_Diverse_IEA_2023_05_05 | 2035 | Hydro | Generation | Electricity | MI | Dispatch-Generation | VOM | 0 | [6 empty] | 0.55526 | 0
LCP_Inputs_ON_Diverse_IEA_2023_05_05 | 2035 | Hydro | Generation | Electricity | NY | Dispatch-Generation | EmissionsCost | 0 | [6 empty] | 0.55526 | 0
LCP_Inputs_ON_Diverse_IEA_2023_05_05 | 2035 | Hydro | Generation | Electricity | NY | Dispatch-Generation | FuelCost | 0 | [6 empty] | 0.55526 | 0
LCP_Inputs_ON_Diverse_IEA_2023_05_05 | 2035 | Hydro | Generation | Electricity | NY | Dispatch-Generation | VOM | 0 | [6 empty] | 0.55526 | 0
LCP_Inputs_ON_Diverse_IEA_2023_05_05 | 2035 | Hydro | Generation | Electricity | ON | Dispatch-Generation | EmissionsCost | 0 | [6 empty] | 0.55526 | 0
LCP_Inputs_ON_Diverse_IEA_2023_05_05 | 2035 | Hydro | Generation | Electricity | ON | Dispatch-Generation | FuelCost | 0 | [6 empty] | 0.55526 | 0
LCP_Inputs_ON_Diverse_IEA_2023_05_05 | 2035 | Hydro | Generation | Electricity | ON | Dispatch-Generation | VOM | 0 | [6 empty] | 0.55526 | 0
LCP_Inputs_ON_Diverse_IEA_2023_05_05 | 2035 | Hydro | Generation | Electricity | PJ | Dispatch-Generation | EmissionsCost | 0 | [6 empty] | 0.55526 | 0
LCP_Inputs_ON_Diverse_IEA_2023_05_05 | 2035 | Hydro | Generation | Electricity | PJ | Dispatch-Generation | FuelCost | 0 | [6 empty] | 0.55526 | 0
LCP_Inputs_ON_Diverse_IEA_2023_05_05 | 2035 | Hydro | Generation | Electricity | PJ | Dispatch-Generation | VOM | 0 | [6 empty] | 0.55526 | 0
LCP_Inputs_ON_Diverse_IEA_2023_05_05 | 2035 | Hydro | Generation | Electricity | QC | Dispatch-Generation | EmissionsCost | 0 | [6 empty] | 0.55526 | 0
LCP_Inputs_ON_Diverse_IEA_2023_05_05 | 2035 | Hydro | Generation | Electricity | QC | Dispatch-Generation | FuelCost | 0 | [6 empty] | 0.55526 | 0
LCP_Inputs_ON_Diverse_IEA_2023_05_05 | 2035 | Hydro | Generation | Electricity | QC | Dispatch-Generation | VOM | 0 | [6 empty] | 0.55526 | 0
LCP_Inputs_ON_Diverse_IEA_2023_05_05 | 2035 | Hydro | Generation | Electricity | WC | Dispatch-Generation | EmissionsCost | 0 | [6 empty] | 0.55526 | 0
LCP_Inputs_ON_Diverse_IEA_2023_05_05 | 2035 | Hydro | Generation | Electricity | WC | Dispatch-Generation | FuelCost | 0 | [6 empty] | 0.55526 | 0
LCP_Inputs_ON_Diverse_IEA_2023_05_05 | 2035 | Hydro | Generation | Electricity | WC | Dispatch-Generation | VOM | 0 | [6 empty] | 0.55526 | 0
LCP_Inputs_ON_Diverse_IEA_2023_05_05 | 2035 | Hydro Pumped Storage | Storage | Electricity | MI | Dispatch-Storage | EmissionsCost | 0 | [6 empty] | 0.55526 | 0
LCP_Inputs_ON_Diverse_IEA_2023_05_05 | 2035 | Hydro Pumped Storage | Storage | Electricity | MI | Dispatch-Storage | FuelCost | 0 | [6 empty] | 0.55526 | 0
LCP_Inputs_ON_Diverse_IEA_2023_05_05 | 2035 | Hydro Pumped Storage | Storage | Electricity | MI | Dispatch-Storage | VOM | 0 | [6 empty] | 0.55526 | 0
LCP_Inputs_ON_Diverse_IEA_2023_05_05 | 2035 | Hydro Pumped Storage | Storage | Electricity | NY | Dispatch-Storage | EmissionsCost | 0 | [6 empty] | 0.55526 | 0
LCP_Inputs_ON_Diverse_IEA_2023_05_05 | 2035 | Hydro Pumped Storage | Storage | Electricity | NY | Dispatch-Storage | FuelCost | 0 | [6 empty] | 0.55526 | 0
LCP_Inputs_ON_Diverse_IEA_2023_05_05 | 2035 | Hydro Pumped Storage | Storage | Electricity | NY | Dispatch-Storage | VOM | 0 | [6 empty] | 0.55526 | 0
LCP_Inputs_ON_Diverse_IEA_2023_05_05 | 2035 | Hydro Pumped Storage | Storage | Electricity | ON | Dispatch-Storage | EmissionsCost | 0 | [6 empty] | 0.55526 | 0
LCP_Inputs_ON_Diverse_IEA_2023_05_05 | 2035 | Hydro Pumped Storage | Storage | Electricity | ON | Dispatch-Storage | FuelCost | 0 | [6 empty] | 0.55526 | 0
LCP_Inputs_ON_Diverse_IEA_2023_05_05 | 2035 | Hydro Pumped Storage | Storage | Electricity | ON | Dispatch-Storage | VOM | 0 | [6 empty] | 0.55526 | 0
LCP_Inputs_ON_Diverse_IEA_2023_05_05 | 2035 | Hydro Pumped Storage | Storage | Electricity | PJ | Dispatch-Storage | EmissionsCost | 0 | [6 empty] | 0.55526 | 0
LCP_Inputs_ON_Diverse_IEA_2023_05_05 | 2035 | Hydro Pumped Storage | Storage | Electricity | PJ | Dispatch-Storage | FuelCost | 0 | [6 empty] | 0.55526 | 0
LCP_Inputs_ON_Diverse_IEA_2023_05_05 | 2035 | Hydro Pumped Storage | Storage | Electricity | PJ | Dispatch-Storage | VOM | 0 | [6 empty] | 0.55526 | 0
LCP_Inputs_ON_Diverse_IEA_2023_05_05 | 2035 | Hydro Pumped Storage | Storage | Electricity | QC | Dispatch-Storage | EmissionsCost | 0 | [6 empty] | 0.55526 | 0
LCP_Inputs_ON_Diverse_IEA_2023_05_05 | 2035 | Hydro Pumped Storage | Storage | Electricity | QC | Dispatch-Storage | FuelCost | 0 | [6 empty] | 0.55526 | 0
LCP_Inputs_ON_Diverse_IEA_2023_05_05 | 2035 | Hydro Pumped Storage | Storage | Electricity | QC | Dispatch-Storage | VOM | 0 | [6 empty] | 0.55526 | 0
LCP_Inputs_ON_Diverse_IEA_2023_05_05 | 2035 | Hydro Pumped Storage | Storage | Electricity | WC | Dispatch-Storage | EmissionsCost | 0 | [6 empty] | 0.55526 | 0
LCP_Inputs_ON_Diverse_IEA_2023_05_05 | 2035 | Hydro Pumped Storage | Storage | Electricity | WC | Dispatch-Storage | FuelCost | 0 | [6 empty] | 0.55526 | 0
LCP_Inputs_ON_Diverse_IEA_2023_05_05 | 2035 | Hydro Pumped Storage | Storage | Electricity | WC | Dispatch-Storage | VOM | 0 | [6 empty] | 0.55526 | 0
LCP_Inputs_ON_Diverse_IEA_2023_05_05 | 2035 | Nuclear | Generation | Electricity | MI | Dispatch-Generation | EmissionsCost | 0 | [6 empty] | 0.55526 | 0
LCP_Inputs_ON_Diverse_IEA_2023_05_05 | 2035 | Nuclear | Generation | Electricity | MI | Dispatch-Generation | FuelCost | 0 | [6 empty] | 0.55526 | 0
LCP_Inputs_ON_Diverse_IEA_2023_05_05 | 2035 | Nuclear | Generation | Electricity | MI | Dispatch-Generation | VOM | 2762866296.96 | [6 empty] | 0.55526 | 1534121580.4448
LCP_Inputs_ON_Diverse_IEA_2023_05_05 | 2035 | Nuclear | Generation | Electricity | NY | Dispatch-Generation | EmissionsCost | 0 | [6 empty] | 0.55526 | 0
LCP_Inputs_ON_Diverse_IEA_2023_05_05 | 2035 | Nuclear | Generation | Electricity | NY | Dispatch-Generation | FuelCost | 0 | [6 empty] | 0.55526 | 0
LCP_Inputs_ON_Diverse_IEA_2023_05_05 | 2035 | Nuclear | Generation | Electricity | NY | Dispatch-Generation | VOM | 2246155230.144 | [6 empty] | 0.55526 | 1247210266.8827
LCP_Inputs_ON_Diverse_IEA_2023_05_05 | 2035 | Nuclear | Generation | Electricity | ON | Dispatch-Generation | EmissionsCost | 0 | [6 empty] | 0.55526 | 0
LCP_Inputs_ON_Diverse_IEA_2023_05_05 | 2035 | Nuclear | Generation | Electricity | ON | Dispatch-Generation | FuelCost | 0 | [6 empty] | 0.55526 | 0
LCP_Inputs_ON_Diverse_IEA_2023_05_05 | 2035 | Nuclear | Generation | Electricity | ON | Dispatch-Generation | VOM | 6921207719.0302 | [6 empty] | 0.55526 | 3843100962.2826
LCP_Inputs_ON_Diverse_IEA_2023_05_05 | 2035 | Nuclear | Generation | Electricity | PJ | Dispatch-Generation | EmissionsCost | 0 | [6 empty] | 0.55526 | 0
LCP_Inputs_ON_Diverse_IEA_2023_05_05 | 2035 | Nuclear | Generation | Electricity | PJ | Dispatch-Generation | FuelCost | 0 | [6 empty] | 0.55526 | 0
LCP_Inputs_ON_Diverse_IEA_2023_05_05 | 2035 | Nuclear | Generation | Electricity | PJ | Dispatch-Generation | VOM | 6401347648.6848 | [6 empty] | 0.55526 | 3554441118.8418
LCP_Inputs_ON_Diverse_IEA_2023_05_05 | 2035 | Nuclear | Generation | Electricity | QC | Dispatch-Generation | EmissionsCost | 0 | [6 empty] | 0.55526 | 0
LCP_Inputs_ON_Diverse_IEA_2023_05_05 | 2035 | Nuclear | Generation | Electricity | QC | Dispatch-Generation | FuelCost | 0 | [6 empty] | 0.55526 | 0
LCP_Inputs_ON_Diverse_IEA_2023_05_05 | 2035 | Nuclear | Generation | Electricity | QC | Dispatch-Generation | VOM | 0 | [6 empty] | 0.55526 | 0
LCP_Inputs_ON_Diverse_IEA_2023_05_05 | 2035 | Nuclear | Generation | Electricity | WC | Dispatch-Generation | EmissionsCost | 0 | [6 empty] | 0.55526 | 0
LCP_Inputs_ON_Diverse_IEA_2023_05_05 | 2035 | Nuclear | Generation | Electricity | WC | Dispatch-Generation | FuelCost | 0 | [6 empty] | 0.55526 | 0
LCP_Inputs_ON_Diverse_IEA_2023_05_05 | 2035 | Nuclear | Generation | Electricity | WC | Dispatch-Generation | VOM | 0 | [6 empty] | 0.55526 | 0
LCP_Inputs_ON_Diverse_IEA_2023_05_05 | 2035 | Nuclear SMR | Generation | Electricity | MI | Dispatch-Generation | EmissionsCost | 0 | [6 empty] | 0.55526 | 0
LCP_Inputs_ON_Diverse_IEA_2023_05_05 | 2035 | Nuclear SMR | Generation | Electricity | MI | Dispatch-Generation | FuelCost | 0 | [6 empty] | 0.55526 | 0
LCP_Inputs_ON_Diverse_IEA_2023_05_05 | 2035 | Nuclear SMR | Generation | Electricity | MI | Dispatch-Generation | VOM | 0 | [6 empty] | 0.55526 | 0
LCP_Inputs_ON_Diverse_IEA_2023_05_05 | 2035 | Nuclear SMR | Generation | Electricity | NY | Dispatch-Generation | EmissionsCost | 0 | [6 empty] | 0.55526 | 0
LCP_Inputs_ON_Diverse_IEA_2023_05_05 | 2035 | Nuclear SMR | Generation | Electricity | NY | Dispatch-Generation | FuelCost | 0 | [6 empty] | 0.55526 | 0
LCP_Inputs_ON_Diverse_IEA_2023_05_05 | 2035 | Nuclear SMR | Generation | Electricity | NY | Dispatch-Generation | VOM | 0 | [6 empty] | 0.55526 | 0
LCP_Inputs_ON_Diverse_IEA_2023_05_05 | 2035 | Nuclear SMR | Generation | Electricity | ON | Dispatch-Generation | EmissionsCost | 0 | [6 empty] | 0.55526 | 0
LCP_Inputs_ON_Diverse_IEA_2023_05_05 | 2035 | Nuclear SMR | Generation | Electricity | ON | Dispatch-Generation | FuelCost | 0 | [6 empty] | 0.55526 | 0
LCP_Inputs_ON_Diverse_IEA_2023_05_05 | 2035 | Nuclear SMR | Generation | Electricity | ON | Dispatch-Generation | VOM | 18960361.2 | [6 empty] | 0.55526 | 10528015.533
LCP_Inputs_ON_Diverse_IEA_2023_05_05 | 2035 | Nuclear SMR | Generation | Electricity | PJ | Dispatch-Generation | EmissionsCost | 0 | [6 empty] | 0.55526 | 0
LCP_Inputs_ON_Diverse_IEA_2023_05_05 | 2035 | Nuclear SMR | Generation | Electricity | PJ | Dispatch-Generation | FuelCost | 0 | [6 empty] | 0.55526 | 0
LCP_Inputs_ON_Diverse_IEA_2023_05_05 | 2035 | Nuclear SMR | Generation | Electricity | PJ | Dispatch-Generation | VOM | 0 | [6 empty] | 0.55526 | 0
LCP_Inputs_ON_Diverse_IEA_2023_05_05 | 2035 | Nuclear SMR | Generation | Electricity | QC | Dispatch-Generation | EmissionsCost | 0 | [6 empty] | 0.55526 | 0
LCP_Inputs_ON_Diverse_IEA_2023_05_05 | 2035 | Nuclear SMR | Generation | Electricity | QC | Dispatch-Generation | FuelCost | 0 | [6 empty] | 0.55526 | 0
LCP_Inputs_ON_Diverse_IEA_2023_05_05 | 2035 | Nuclear SMR | Generation | Electricity | QC | Dispatch-Generation | VOM | 0 | [6 empty] | 0.55526 | 0
LCP_Inputs_ON_Diverse_IEA_2023_05_05 | 2035 | Nuclear SMR | Generation | Electricity | WC | Dispatch-Generation | EmissionsCost | 0 | [6 empty] | 0.55526 | 0
LCP_Inputs_ON_Diverse_IEA_2023_05_05 | 2035 | Nuclear SMR | Generation | Electricity | WC | Dispatch-Generation | FuelCost | 0 | [6 empty] | 0.55526 | 0
LCP_Inputs_ON_Diverse_IEA_2023_05_05 | 2035 | Nuclear SMR | Generation | Electricity | WC | Dispatch-Generation | VOM | 0 | [6 empty] | 0.55526 | 0
LCP_Inputs_ON_Diverse_IEA_2023_05_05 | 2035 | O/CCGT - CH4 Existing | Crossload | Electricity | MI | Dispatch-Crossload | EmissionsCost | 0 | [6 empty] | 0.55526 | 0
LCP_Inputs_ON_Diverse_IEA_2023_05_05 | 2035 | O/CCGT - CH4 Existing | Crossload | Electricity | MI | Dispatch-Crossload | FuelCost | 0 | [6 empty] | 0.55526 | 0
LCP_Inputs_ON_Diverse_IEA_2023_05_05 | 2035 | O/CCGT - CH4 Existing | Crossload | Electricity | MI | Dispatch-Crossload | VOM | 0 | [6 empty] | 0.55526 | 0
LCP_Inputs_ON_Diverse_IEA_2023_05_05 | 2035 | O/CCGT - CH4 Existing | Crossload | Electricity | NY | Dispatch-Crossload | EmissionsCost | 0 | [6 empty] | 0.55526 | 0
LCP_Inputs_ON_Diverse_IEA_2023_05_05 | 2035 | O/CCGT - CH4 Existing | Crossload | Electricity | NY | Dispatch-Crossload | FuelCost | 0 | [6 empty] | 0.55526 | 0
LCP_Inputs_ON_Diverse_IEA_2023_05_05 | 2035 | O/CCGT - CH4 Existing | Crossload | Electricity | NY | Dispatch-Crossload | VOM | 0 | [6 empty] | 0.55526 | 0
LCP_Inputs_ON_Diverse_IEA_2023_05_05 | 2035 | O/CCGT - CH4 Existing | Crossload | Electricity | ON | Dispatch-Crossload | EmissionsCost | 4650844.1284 | [6 empty] | 0.55526 | 2582448.6522
LCP_Inputs_ON_Diverse_IEA_2023_05_05 | 2035 | O/CCGT - CH4 Existing | Crossload | Electricity | ON | Dispatch-Crossload | FuelCost | 0 | [6 empty] | 0.55526 | 0
LCP_Inputs_ON_Diverse_IEA_2023_05_05 | 2035 | O/CCGT - CH4 Existing | Crossload | Electricity | ON | Dispatch-Crossload | VOM | 286217.1645 | [6 empty] | 0.55526 | 158926.2315
LCP_Inputs_ON_Diverse_IEA_2023_05_05 | 2035 | O/CCGT - CH4 Existing | Crossload | Electricity | PJ | Dispatch-Crossload | EmissionsCost | 0 | [6 empty] | 0.55526 | 0
LCP_Inputs_ON_Diverse_IEA_2023_05_05 | 2035 | O/CCGT - CH4 Existing | Crossload | Electricity | PJ | Dispatch-Crossload | FuelCost | 0 | [6 empty] | 0.55526 | 0
LCP_Inputs_ON_Diverse_IEA_2023_05_05 | 2035 | O/CCGT - CH4 Existing | Crossload | Electricity | PJ | Dispatch-Crossload | VOM | 0 | [6 empty] | 0.55526 | 0
LCP_Inputs_ON_Diverse_IEA_2023_05_05 | 2035 | O/CCGT - CH4 Existing | Crossload | Electricity | QC | Dispatch-Crossload | EmissionsCost | 0 | [6 empty] | 0.55526 | 0
LCP_Inputs_ON_Diverse_IEA_2023_05_05 | 2035 | O/CCGT - CH4 Existing | Crossload | Electricity | QC | Dispatch-Crossload | FuelCost | 0 | [6 empty] | 0.55526 | 0
LCP_Inputs_ON_Diverse_IEA_2023_05_05 | 2035 | O/CCGT - CH4 Existing | Crossload | Electricity | QC | Dispatch-Crossload | VOM | 0 | [6 empty] | 0.55526 | 0
LCP_Inputs_ON_Diverse_IEA_2023_05_05 | 2035 | O/CCGT - CH4 Existing | Crossload | Electricity | WC | Dispatch-Crossload | EmissionsCost | 0 | [6 empty] | 0.55526 | 0
LCP_Inputs_ON_Diverse_IEA_2023_05_05 | 2035 | O/CCGT - CH4 Existing | Crossload | Electricity | WC | Dispatch-Crossload | FuelCost | 0 | [6 empty] | 0.55526 | 0
LCP_Inputs_ON_Diverse_IEA_2023_05_05 | 2035 | O/CCGT - CH4 Existing | Crossload | Electricity | WC | Dispatch-Crossload | VOM | 0 | [6 empty] | 0.55526 | 0
LCP_Inputs_ON_Diverse_IEA_2023_05_05 | 2035 | O/CCGT - CH4 New | Crossload | Electricity | MI | Dispatch-Crossload | EmissionsCost | 0 | [6 empty] | 0.55526 | 0
LCP_Inputs_ON_Diverse_IEA_2023_05_05 | 2035 | O/CCGT - CH4 New | Crossload | Electricity | MI | Dispatch-Crossload | FuelCost | 0 | [6 empty] | 0.55526 | 0
LCP_Inputs_ON_Diverse_IEA_2023_05_05 | 2035 | O/CCGT - CH4 New | Crossload | Electricity | MI | Dispatch-Crossload | VOM | 0 | [6 empty] | 0.55526 | 0
LCP_Inputs_ON_Diverse_IEA_2023_05_05 | 2035 | O/CCGT - CH4 New | Crossload | Electricity | NY | Dispatch-Crossload | EmissionsCost | 0 | [6 empty] | 0.55526 | 0
LCP_Inputs_ON_Diverse_IEA_2023_05_05 | 2035 | O/CCGT - CH4 New | Crossload | Electricity | NY | Dispatch-Crossload | FuelCost | 0 | [6 empty] | 0.55526 | 0
LCP_Inputs_ON_Diverse_IEA_2023_05_05 | 2035 | O/CCGT - CH4 New | Crossload | Electricity | NY | Dispatch-Crossload | VOM | 0 | [6 empty] | 0.55526 | 0
LCP_Inputs_ON_Diverse_IEA_2023_05_05 | 2035 | O/CCGT - CH4 New | Crossload | Electricity | ON | Dispatch-Crossload | EmissionsCost | 205377.4597 | [6 empty] | 0.55526 | 114038.813
LCP_Inputs_ON_Diverse_IEA_2023_05_05 | 2035 | O/CCGT - CH4 New | Crossload | Electricity | ON | Dispatch-Crossload | FuelCost | 0 | [6 empty] | 0.55526 | 0
LCP_Inputs_ON_Diverse_IEA_2023_05_05 | 2035 | O/CCGT - CH4 New | Crossload | Electricity | ON | Dispatch-Crossload | VOM | 12639.1151 | [6 empty] | 0.55526 | 7018.052
LCP_Inputs_ON_Diverse_IEA_2023_05_05 | 2035 | O/CCGT - CH4 New | Crossload | Electricity | PJ | Dispatch-Crossload | EmissionsCost | 0 | [6 empty] | 0.55526 | 0
LCP_Inputs_ON_Diverse_IEA_2023_05_05 | 2035 | O/CCGT - CH4 New | Crossload | Electricity | PJ | Dispatch-Crossload | FuelCost | 0 | [6 empty] | 0.55526 | 0
LCP_Inputs_ON_Diverse_IEA_2023_05_05 | 2035 | O/CCGT - CH4 New | Crossload | Electricity | PJ | Dispatch-Crossload | VOM | 0 | [6 empty] | 0.55526 | 0
LCP_Inputs_ON_Diverse_IEA_2023_05_05 | 2035 | O/CCGT - CH4 New | Crossload | Electricity | QC | Dispatch-Crossload | EmissionsCost | 0 | [6 empty] | 0.55526 | 0
LCP_Inputs_ON_Diverse_IEA_2023_05_05 | 2035 | O/CCGT - CH4 New | Crossload | Electricity | QC | Dispatch-Crossload | FuelCost | 0 | [6 empty] | 0.55526 | 0
LCP_Inputs_ON_Diverse_IEA_2023_05_05 | 2035 | O/CCGT - CH4 New | Crossload | Electricity | QC | Dispatch-Crossload | VOM | 0 | [6 empty] | 0.55526 | 0
LCP_Inputs_ON_Diverse_IEA_2023_05_05 | 2035 | O/CCGT - CH4 New | Crossload | Electricity | WC | Dispatch-Crossload | EmissionsCost | 0 | [6 empty] | 0.55526 | 0
LCP_Inputs_ON_Diverse_IEA_2023_05_05 | 2035 | O/CCGT - CH4 New | Crossload | Electricity | WC | Dispatch-Crossload | FuelCost | 0 | [6 empty] | 0.55526 | 0
LCP_Inputs_ON_Diverse_IEA_2023_05_05 | 2035 | O/CCGT - CH4 New | Crossload | Electricity | WC | Dispatch-Crossload | VOM | 0 | [6 empty] | 0.55526 | 0
LCP_Inputs_ON_Diverse_IEA_2023_05_05 | 2035 | O/CCGT - H2 New | Crossload | Electricity | MI | Dispatch-Crossload | EmissionsCost | 0 | [6 empty] | 0.55526 | 0
LCP_Inputs_ON_Diverse_IEA_2023_05_05 | 2035 | O/CCGT - H2 New | Crossload | Electricity | MI | Dispatch-Crossload | FuelCost | 0 | [6 empty] | 0.55526 | 0
LCP_Inputs_ON_Diverse_IEA_2023_05_05 | 2035 | O/CCGT - H2 New | Crossload | Electricity | MI | Dispatch-Crossload | VOM | 0 | [6 empty] | 0.55526 | 0
LCP_Inputs_ON_Diverse_IEA_2023_05_05 | 2035 | O/CCGT - H2 New | Crossload | Electricity | NY | Dispatch-Crossload | EmissionsCost | 0 | [6 empty] | 0.55526 | 0
LCP_Inputs_ON_Diverse_IEA_2023_05_05 | 2035 | O/CCGT - H2 New | Crossload | Electricity | NY | Dispatch-Crossload | FuelCost | 0 | [6 empty] | 0.55526 | 0
LCP_Inputs_ON_Diverse_IEA_2023_05_05 | 2035 | O/CCGT - H2 New | Crossload | Electricity | NY | Dispatch-Crossload | VOM | 0 | [6 empty] | 0.55526 | 0
LCP_Inputs_ON_Diverse_IEA_2023_05_05 | 2035 | O/CCGT - H2 New | Crossload | Electricity | ON | Dispatch-Crossload | EmissionsCost | 0 | [6 empty] | 0.55526 | 0
LCP_Inputs_ON_Diverse_IEA_2023_05_05 | 2035 | O/CCGT - H2 New | Crossload | Electricity | ON | Dispatch-Crossload | FuelCost | 0 | [6 empty] | 0.55526 | 0
LCP_Inputs_ON_Diverse_IEA_2023_05_05 | 2035 | O/CCGT - H2 New | Crossload | Electricity | ON | Dispatch-Crossload | VOM | 0 | [6 empty] | 0.55526 | 0
LCP_Inputs_ON_Diverse_IEA_2023_05_05 | 2035 | O/CCGT - H2 New | Crossload | Electricity | PJ | Dispatch-Crossload | EmissionsCost | 0 | [6 empty] | 0.55526 | 0
LCP_Inputs_ON_Diverse_IEA_2023_05_05 | 2035 | O/CCGT - H2 New | Crossload | Electricity | PJ | Dispatch-Crossload | FuelCost | 0 | [6 empty] | 0.55526 | 0
LCP_Inputs_ON_Diverse_IEA_2023_05_05 | 2035 | O/CCGT - H2 New | Crossload | Electricity | PJ | Dispatch-Crossload | VOM | 0 | [6 empty] | 0.55526 | 0
LCP_Inputs_ON_Diverse_IEA_2023_05_05 | 2035 | O/CCGT - H2 New | Crossload | Electricity | QC | Dispatch-Crossload | EmissionsCost | 0 | [6 empty] | 0.55526 | 0
LCP_Inputs_ON_Diverse_IEA_2023_05_05 | 2035 | O/CCGT - H2 New | Crossload | Electricity | QC | Dispatch-Crossload | FuelCost | 0 | [6 empty] | 0.55526 | 0
LCP_Inputs_ON_Diverse_IEA_2023_05_05 | 2035 | O/CCGT - H2 New | Crossload | Electricity | QC | Dispatch-Crossload | VOM | 0 | [6 empty] | 0.55526 | 0
LCP_Inputs_ON_Diverse_IEA_2023_05_05 | 2035 | O/CCGT - H2 New | Crossload | Electricity | WC | Dispatch-Crossload | EmissionsCost | 0 | [6 empty] | 0.55526 | 0
LCP_Inputs_ON_Diverse_IEA_2023_05_05 | 2035 | O/CCGT - H2 New | Crossload | Electricity | WC | Dispatch-Crossload | FuelCost | 0 | [6 empty] | 0.55526 | 0
LCP_Inputs_ON_Diverse_IEA_2023_05_05 | 2035 | O/CCGT - H2 New | Crossload | Electricity | WC | Dispatch-Crossload | VOM | 0 | [6 empty] | 0.55526 | 0
LCP_Inputs_ON_Diverse_IEA_2023_05_05 | 2035 | SMR CCS | Generation | Hydrogen | MI | Dispatch-Generation | EmissionsCost | 0 | [6 empty] | 0.55526 | 0
LCP_Inputs_ON_Diverse_IEA_2023_05_05 | 2035 | SMR CCS | Generation | Hydrogen | MI | Dispatch-Generation | FuelCost | 0 | [6 empty] | 0.55526 | 0
LCP_Inputs_ON_Diverse_IEA_2023_05_05 | 2035 | SMR CCS | Generation | Hydrogen | MI | Dispatch-Generation | VOM | 0 | [6 empty] | 0.55526 | 0
LCP_Inputs_ON_Diverse_IEA_2023_05_05 | 2035 | SMR CCS | Generation | Hydrogen | NY | Dispatch-Generation | EmissionsCost | 0 | [6 empty] | 0.55526 | 0
LCP_Inputs_ON_Diverse_IEA_2023_05_05 | 2035 | SMR CCS | Generation | Hydrogen | NY | Dispatch-Generation | FuelCost | 0 | [6 empty] | 0.55526 | 0
LCP_Inputs_ON_Diverse_IEA_2023_05_05 | 2035 | SMR CCS | Generation | Hydrogen | NY | Dispatch-Generation | VOM | 0 | [6 empty] | 0.55526 | 0
LCP_Inputs_ON_Diverse_IEA_2023_05_05 | 2035 | SMR CCS | Generation | Hydrogen | ON | Dispatch-Generation | EmissionsCost | 398520751.9847 | [6 empty] | 0.55526 | 221284427.1717
LCP_Inputs_ON_Diverse_IEA_2023_05_05 | 2035 | SMR CCS | Generation | Hydrogen | ON | Dispatch-Generation | FuelCost | 628171752.4376 | [6 empty] | 0.55526 | 348801475.7358
LCP_Inputs_ON_Diverse_IEA_2023_05_05 | 2035 | SMR CCS | Generation | Hydrogen | ON | Dispatch-Generation | VOM | 0 | [6 empty] | 0.55526 | 0
LCP_Inputs_ON_Diverse_IEA_2023_05_05 | 2035 | SMR CCS | Generation | Hydrogen | PJ | Dispatch-Generation | EmissionsCost | 0 | [6 empty] | 0.55526 | 0
LCP_Inputs_ON_Diverse_IEA_2023_05_05 | 2035 | SMR CCS | Generation | Hydrogen | PJ | Dispatch-Generation | FuelCost | 0 | [6 empty] | 0.55526 | 0
LCP_Inputs_ON_Diverse_IEA_2023_05_05 | 2035 | SMR CCS | Generation | Hydrogen | PJ | Dispatch-Generation | VOM | 0 | [6 empty] | 0.55526 | 0
LCP_Inputs_ON_Diverse_IEA_2023_05_05 | 2035 | SMR CCS | Generation | Hydrogen | QC | Dispatch-Generation | EmissionsCost | 0 | [6 empty] | 0.55526 | 0
LCP_Inputs_ON_Diverse_IEA_2023_05_05 | 2035 | SMR CCS | Generation | Hydrogen | QC | Dispatch-Generation | FuelCost | 0 | [6 empty] | 0.55526 | 0
LCP_Inputs_ON_Diverse_IEA_2023_05_05 | 2035 | SMR CCS | Generation | Hydrogen | QC | Dispatch-Generation | VOM | 0 | [6 empty] | 0.55526 | 0
LCP_Inputs_ON_Diverse_IEA_2023_05_05 | 2035 | SMR CCS | Generation | Hydrogen | WC | Dispatch-Generation | EmissionsCost | 0 | [6 empty] | 0.55526 | 0
LCP_Inputs_ON_Diverse_IEA_2023_05_05 | 2035 | SMR CCS | Generation | Hydrogen | WC | Dispatch-Generation | FuelCost | 0 | [6 empty] | 0.55526 | 0
LCP_Inputs_ON_Diverse_IEA_2023_05_05 | 2035 | SMR CCS | Generation | Hydrogen | WC | Dispatch-Generation | VOM | 0 | [6 empty] | 0.55526 | 0
LCP_Inputs_ON_Diverse_IEA_2023_05_05 | 2035 | Solar PV | Generation | Electricity | MI | Dispatch-Generation | EmissionsCost | 0 | [6 empty] | 0.55526 | 0
LCP_Inputs_ON_Diverse_IEA_2023_05_05 | 2035 | Solar PV | Generation | Electricity | MI | Dispatch-Generation | FuelCost | 0 | [6 empty] | 0.55526 | 0
LCP_Inputs_ON_Diverse_IEA_2023_05_05 | 2035 | Solar PV | Generation | Electricity | MI | Dispatch-Generation | VOM | 0 | [6 empty] | 0.55526 | 0
LCP_Inputs_ON_Diverse_IEA_2023_05_05 | 2035 | Solar PV | Generation | Electricity | NY | Dispatch-Generation | EmissionsCost | 0 | [6 empty] | 0.55526 | 0
LCP_Inputs_ON_Diverse_IEA_2023_05_05 | 2035 | Solar PV | Generation | Electricity | NY | Dispatch-Generation | FuelCost | 0 | [6 empty] | 0.55526 | 0
LCP_Inputs_ON_Diverse_IEA_2023_05_05 | 2035 | Solar PV | Generation | Electricity | NY | Dispatch-Generation | VOM | 0 | [6 empty] | 0.55526 | 0
LCP_Inputs_ON_Diverse_IEA_2023_05_05 | 2035 | Solar PV | Generation | Electricity | ON | Dispatch-Generation | EmissionsCost | 0 | [6 empty] | 0.55526 | 0
LCP_Inputs_ON_Diverse_IEA_2023_05_05 | 2035 | Solar PV | Generation | Electricity | ON | Dispatch-Generation | FuelCost | 0 | [6 empty] | 0.55526 | 0
LCP_Inputs_ON_Diverse_IEA_2023_05_05 | 2035 | Solar PV | Generation | Electricity | ON | Dispatch-Generation | VOM | 0 | [6 empty] | 0.55526 | 0
LCP_Inputs_ON_Diverse_IEA_2023_05_05 | 2035 | Solar PV | Generation | Electricity | PJ | Dispatch-Generation | EmissionsCost | 0 | [6 empty] | 0.55526 | 0
LCP_Inputs_ON_Diverse_IEA_2023_05_05 | 2035 | Solar PV | Generation | Electricity | PJ | Dispatch-Generation | FuelCost | 0 | [6 empty] | 0.55526 | 0
LCP_Inputs_ON_Diverse_IEA_2023_05_05 | 2035 | Solar PV | Generation | Electricity | PJ | Dispatch-Generation | VOM | 0 | [6 empty] | 0.55526 | 0
LCP_Inputs_ON_Diverse_IEA_2023_05_05 | 2035 | Solar PV | Generation | Electricity | QC | Dispatch-Generation | EmissionsCost | 0 | [6 empty] | 0.55526 | 0
LCP_Inputs_ON_Diverse_IEA_2023_05_05 | 2035 | Solar PV | Generation | Electricity | QC | Dispatch-Generation | FuelCost | 0 | [6 empty] | 0.55526 | 0
LCP_Inputs_ON_Diverse_IEA_2023_05_05 | 2035 | Solar PV | Generation | Electricity | QC | Dispatch-Generation | VOM | 0 | [6 empty] | 0.55526 | 0
LCP_Inputs_ON_Diverse_IEA_2023_05_05 | 2035 | Solar PV | Generation | Electricity | WC | Dispatch-Generation | EmissionsCost | 0 | [6 empty] | 0.55526 | 0
LCP_Inputs_ON_Diverse_IEA_2023_05_05 | 2035 | Solar PV | Generation | Electricity | WC | Dispatch-Generation | FuelCost | 0 | [6 empty] | 0.55526 | 0
LCP_Inputs_ON_Diverse_IEA_2023_05_05 | 2035 | Solar PV | Generation | Electricity | WC | Dispatch-Generation | VOM | 0 | [6 empty] | 0.55526 | 0
LCP_Inputs_ON_Diverse_IEA_2023_05_05 | 2035 | Wind Offshore | Generation | Electricity | MI | Dispatch-Generation | EmissionsCost | 0 | [6 empty] | 0.55526 | 0
LCP_Inputs_ON_Diverse_IEA_2023_05_05 | 2035 | Wind Offshore | Generation | Electricity | MI | Dispatch-Generation | FuelCost | 0 | [6 empty] | 0.55526 | 0
LCP_Inputs_ON_Diverse_IEA_2023_05_05 | 2035 | Wind Offshore | Generation | Electricity | MI | Dispatch-Generation | VOM | 0 | [6 empty] | 0.55526 | 0
LCP_Inputs_ON_Diverse_IEA_2023_05_05 | 2035 | Wind Offshore | Generation | Electricity | NY | Dispatch-Generation | EmissionsCost | 0 | [6 empty] | 0.55526 | 0
LCP_Inputs_ON_Diverse_IEA_2023_05_05 | 2035 | Wind Offshore | Generation | Electricity | NY | Dispatch-Generation | FuelCost | 0 | [6 empty] | 0.55526 | 0
LCP_Inputs_ON_Diverse_IEA_2023_05_05 | 2035 | Wind Offshore | Generation | Electricity | NY | Dispatch-Generation | VOM | 0 | [6 empty] | 0.55526 | 0
LCP_Inputs_ON_Diverse_IEA_2023_05_05 | 2035 | Wind Offshore | Generation | Electricity | ON | Dispatch-Generation | EmissionsCost | 0 | [6 empty] | 0.55526 | 0
LCP_Inputs_ON_Diverse_IEA_2023_05_05 | 2035 | Wind Offshore | Generation | Electricity | ON | Dispatch-Generation | FuelCost | 0 | [6 empty] | 0.55526 | 0
LCP_Inputs_ON_Diverse_IEA_2023_05_05 | 2035 | Wind Offshore | Generation | Electricity | ON | Dispatch-Generation | VOM | 0 | [6 empty] | 0.55526 | 0
LCP_Inputs_ON_Diverse_IEA_2023_05_05 | 2035 | Wind Offshore | Generation | Electricity | PJ | Dispatch-Generation | EmissionsCost | 0 | [6 empty] | 0.55526 | 0
LCP_Inputs_ON_Diverse_IEA_2023_05_05 | 2035 | Wind Offshore | Generation | Electricity | PJ | Dispatch-Generation | FuelCost | 0 | [6 empty] | 0.55526 | 0
LCP_Inputs_ON_Diverse_IEA_2023_05_05 | 2035 | Wind Offshore | Generation | Electricity | PJ | Dispatch-Generation | VOM | 0 | [6 empty] | 0.55526 | 0
LCP_Inputs_ON_Diverse_IEA_2023_05_05 | 2035 | Wind Offshore | Generation | Electricity | QC | Dispatch-Generation | EmissionsCost | 0 | [6 empty] | 0.55526 | 0
LCP_Inputs_ON_Diverse_IEA_2023_05_05 | 2035 | Wind Offshore | Generation | Electricity | QC | Dispatch-Generation | FuelCost | 0 | [6 empty] | 0.55526 | 0
LCP_Inputs_ON_Diverse_IEA_2023_05_05 | 2035 | Wind Offshore | Generation | Electricity | QC | Dispatch-Generation | VOM | 0 | [6 empty] | 0.55526 | 0
LCP_Inputs_ON_Diverse_IEA_2023_05_05 | 2035 | Wind Offshore | Generation | Electricity | WC | Dispatch-Generation | EmissionsCost | 0 | [6 empty] | 0.55526 | 0
LCP_Inputs_ON_Diverse_IEA_2023_05_05 | 2035 | Wind Offshore | Generation | Electricity | WC | Dispatch-Generation | FuelCost | 0 | [6 empty] | 0.55526 | 0
LCP_Inputs_ON_Diverse_IEA_2023_05_05 | 2035 | Wind Offshore | Generation | Electricity | WC | Dispatch-Generation | VOM | 0 | [6 empty] | 0.55526 | 0
LCP_Inputs_ON_Diverse_IEA_2023_05_05 | 2035 | Wind Onshore | Generation | Electricity | MI | Dispatch-Generation | EmissionsCost | 0 | [6 empty] | 0.55526 | 0
LCP_Inputs_ON_Diverse_IEA_2023_05_05 | 2035 | Wind Onshore | Generation | Electricity | MI | Dispatch-Generation | FuelCost | 0 | [6 empty] | 0.55526 | 0
LCP_Inputs_ON_Diverse_IEA_2023_05_05 | 2035 | Wind Onshore | Generation | Electricity | MI | Dispatch-Generation | VOM | 0 | [6 empty] | 0.55526 | 0
LCP_Inputs_ON_Diverse_IEA_2023_05_05 | 2035 | Wind Onshore | Generation | Electricity | NY | Dispatch-Generation | EmissionsCost | 0 | [6 empty] | 0.55526 | 0
LCP_Inputs_ON_Diverse_IEA_2023_05_05 | 2035 | Wind Onshore | Generation | Electricity | NY | Dispatch-Generation | FuelCost | 0 | [6 empty] | 0.55526 | 0
LCP_Inputs_ON_Diverse_IEA_2023_05_05 | 2035 | Wind Onshore | Generation | Electricity | NY | Dispatch-Generation | VOM | 0 | [6 empty] | 0.55526 | 0
LCP_Inputs_ON_Diverse_IEA_2023_05_05 | 2035 | Wind Onshore | Generation | Electricity | ON | Dispatch-Generation | EmissionsCost | 0 | [6 empty] | 0.55526 | 0
LCP_Inputs_ON_Diverse_IEA_2023_05_05 | 2035 | Wind Onshore | Generation | Electricity | ON | Dispatch-Generation | FuelCost | 0 | [6 empty] | 0.55526 | 0
LCP_Inputs_ON_Diverse_IEA_2023_05_05 | 2035 | Wind Onshore | Generation | Electricity | ON | Dispatch-Generation | VOM | 0 | [6 empty] | 0.55526 | 0
LCP_Inputs_ON_Diverse_IEA_2023_05_05 | 2035 | Wind Onshore | Generation | Electricity | PJ | Dispatch-Generation | EmissionsCost | 0 | [6 empty] | 0.55526 | 0
LCP_Inputs_ON_Diverse_IEA_2023_05_05 | 2035 | Wind Onshore | Generation | Electricity | PJ | Dispatch-Generation | FuelCost | 0 | [6 empty] | 0.55526 | 0
LCP_Inputs_ON_Diverse_IEA_2023_05_05 | 2035 | Wind Onshore | Generation | Electricity | PJ | Dispatch-Generation | VOM | 0 | [6 empty] | 0.55526 | 0
LCP_Inputs_ON_Diverse_IEA_2023_05_05 | 2035 | Wind Onshore | Generation | Electricity | QC | Dispatch-Generation | EmissionsCost | 0 | [6 empty] | 0.55526 | 0
LCP_Inputs_ON_Diverse_IEA_2023_05_05 | 2035 | Wind Onshore | Generation | Electricity | QC | Dispatch-Generation | FuelCost | 0 | [6 empty] | 0.55526 | 0
LCP_Inputs_ON_Diverse_IEA_2023_05_05 | 2035 | Wind Onshore | Generation | Electricity | QC | Dispatch-Generation | VOM | 0 | [6 empty] | 0.55526 | 0
LCP_Inputs_ON_Diverse_IEA_2023_05_05 | 2035 | Wind Onshore | Generation | Electricity | WC | Dispatch-Generation | EmissionsCost | 0 | [6 empty] | 0.55526 | 0
LCP_Inputs_ON_Diverse_IEA_2023_05_05 | 2035 | Wind Onshore | Generation | Electricity | WC | Dispatch-Generation | FuelCost | 0 | [6 empty] | 0.55526 | 0
LCP_Inputs_ON_Diverse_IEA_2023_05_05 | 2035 | Wind Onshore | Generation | Electricity | WC | Dispatch-Generation | VOM | 0 | [6 empty] | 0.55526 | 0
LCP_Inputs_ON_Diverse_IEA_2023_05_05 | 2036 | Anaerobic Digestion | Generation | Methane | MI | Dispatch-Generation | EmissionsCost | 0 | [6 empty] | 0.53391 | 0
LCP_Inputs_ON_Diverse_IEA_2023_05_05 | 2036 | Anaerobic Digestion | Generation | Methane | MI | Dispatch-Generation | FuelCost | 0 | [6 empty] | 0.53391 | 0
LCP_Inputs_ON_Diverse_IEA_2023_05_05 | 2036 | Anaerobic Digestion | Generation | Methane | MI | Dispatch-Generation | VOM | 0 | [6 empty] | 0.53391 | 0
LCP_Inputs_ON_Diverse_IEA_2023_05_05 | 2036 | Anaerobic Digestion | Generation | Methane | NY | Dispatch-Generation | EmissionsCost | 0 | [6 empty] | 0.53391 | 0
LCP_Inputs_ON_Diverse_IEA_2023_05_05 | 2036 | Anaerobic Digestion | Generation | Methane | NY | Dispatch-Generation | FuelCost | 0 | [6 empty] | 0.53391 | 0
LCP_Inputs_ON_Diverse_IEA_2023_05_05 | 2036 | Anaerobic Digestion | Generation | Methane | NY | Dispatch-Generation | VOM | 0 | [6 empty] | 0.53391 | 0
LCP_Inputs_ON_Diverse_IEA_2023_05_05 | 2036 | Anaerobic Digestion | Generation | Methane | ON | Dispatch-Generation | EmissionsCost | 1840449.9197 | [6 empty] | 0.53391 | 982631.2591
LCP_Inputs_ON_Diverse_IEA_2023_05_05 | 2036 | Anaerobic Digestion | Generation | Methane | ON | Dispatch-Generation | FuelCost | 0 | [6 empty] | 0.53391 | 0
LCP_Inputs_ON_Diverse_IEA_2023_05_05 | 2036 | Anaerobic Digestion | Generation | Methane | ON | Dispatch-Generation | VOM | 862230000 | [6 empty] | 0.53391 | 460351646.3216
LCP_Inputs_ON_Diverse_IEA_2023_05_05 | 2036 | Anaerobic Digestion | Generation | Methane | PJ | Dispatch-Generation | EmissionsCost | 0 | [6 empty] | 0.53391 | 0
LCP_Inputs_ON_Diverse_IEA_2023_05_05 | 2036 | Anaerobic Digestion | Generation | Methane | PJ | Dispatch-Generation | FuelCost | 0 | [6 empty] | 0.53391 | 0
LCP_Inputs_ON_Diverse_IEA_2023_05_05 | 2036 | Anaerobic Digestion | Generation | Methane | PJ | Dispatch-Generation | VOM | 0 | [6 empty] | 0.53391 | 0
LCP_Inputs_ON_Diverse_IEA_2023_05_05 | 2036 | Anaerobic Digestion | Generation | Methane | QC | Dispatch-Generation | EmissionsCost | 0 | [6 empty] | 0.53391 | 0
LCP_Inputs_ON_Diverse_IEA_2023_05_05 | 2036 | Anaerobic Digestion | Generation | Methane | QC | Dispatch-Generation | FuelCost | 0 | [6 empty] | 0.53391 | 0
LCP_Inputs_ON_Diverse_IEA_2023_05_05 | 2036 | Anaerobic Digestion | Generation | Methane | QC | Dispatch-Generation | VOM | 0 | [6 empty] | 0.53391 | 0
LCP_Inputs_ON_Diverse_IEA_2023_05_05 | 2036 | Anaerobic Digestion | Generation | Methane | WC | Dispatch-Generation | EmissionsCost | 0 | [6 empty] | 0.53391 | 0
LCP_Inputs_ON_Diverse_IEA_2023_05_05 | 2036 | Anaerobic Digestion | Generation | Methane | WC | Dispatch-Generation | FuelCost | 0 | [6 empty] | 0.53391 | 0
LCP_Inputs_ON_Diverse_IEA_2023_05_05 | 2036 | Anaerobic Digestion | Generation | Methane | WC | Dispatch-Generation | VOM | 0 | [6 empty] | 0.53391 | 0
LCP_Inputs_ON_Diverse_IEA_2023_05_05 | 2036 | Battery Storage | Storage | Electricity | MI | Dispatch-Storage | EmissionsCost | 0 | [6 empty] | 0.53391 | 0
LCP_Inputs_ON_Diverse_IEA_2023_05_05 | 2036 | Battery Storage | Storage | Electricity | MI | Dispatch-Storage | FuelCost | 0 | [6 empty] | 0.53391 | 0
LCP_Inputs_ON_Diverse_IEA_2023_05_05 | 2036 | Battery Storage | Storage | Electricity | MI | Dispatch-Storage | VOM | 0 | [6 empty] | 0.53391 | 0
LCP_Inputs_ON_Diverse_IEA_2023_05_05 | 2036 | Battery Storage | Storage | Electricity | NY | Dispatch-Storage | EmissionsCost | 0 | [6 empty] | 0.53391 | 0
LCP_Inputs_ON_Diverse_IEA_2023_05_05 | 2036 | Battery Storage | Storage | Electricity | NY | Dispatch-Storage | FuelCost | 0 | [6 empty] | 0.53391 | 0
LCP_Inputs_ON_Diverse_IEA_2023_05_05 | 2036 | Battery Storage | Storage | Electricity | NY | Dispatch-Storage | VOM | 0 | [6 empty] | 0.53391 | 0
LCP_Inputs_ON_Diverse_IEA_2023_05_05 | 2036 | Battery Storage | Storage | Electricity | ON | Dispatch-Storage | EmissionsCost | 0 | [6 empty] | 0.53391 | 0
LCP_Inputs_ON_Diverse_IEA_2023_05_05 | 2036 | Battery Storage | Storage | Electricity | ON | Dispatch-Storage | FuelCost | 0 | [6 empty] | 0.53391 | 0
LCP_Inputs_ON_Diverse_IEA_2023_05_05 | 2036 | Battery Storage | Storage | Electricity | ON | Dispatch-Storage | VOM | 0 | [6 empty] | 0.53391 | 0
LCP_Inputs_ON_Diverse_IEA_2023_05_05 | 2036 | Battery Storage | Storage | Electricity | PJ | Dispatch-Storage | EmissionsCost | 0 | [6 empty] | 0.53391 | 0
LCP_Inputs_ON_Diverse_IEA_2023_05_05 | 2036 | Battery Storage | Storage | Electricity | PJ | Dispatch-Storage | FuelCost | 0 | [6 empty] | 0.53391 | 0
LCP_Inputs_ON_Diverse_IEA_2023_05_05 | 2036 | Battery Storage | Storage | Electricity | PJ | Dispatch-Storage | VOM | 0 | [6 empty] | 0.53391 | 0
LCP_Inputs_ON_Diverse_IEA_2023_05_05 | 2036 | Battery Storage | Storage | Electricity | QC | Dispatch-Storage | EmissionsCost | 0 | [6 empty] | 0.53391 | 0
LCP_Inputs_ON_Diverse_IEA_2023_05_05 | 2036 | Battery Storage | Storage | Electricity | QC | Dispatch-Storage | FuelCost | 0 | [6 empty] | 0.53391 | 0
LCP_Inputs_ON_Diverse_IEA_2023_05_05 | 2036 | Battery Storage | Storage | Electricity | QC | Dispatch-Storage | VOM | 0 | [6 empty] | 0.53391 | 0
LCP_Inputs_ON_Diverse_IEA_2023_05_05 | 2036 | Battery Storage | Storage | Electricity | WC | Dispatch-Storage | EmissionsCost | 0 | [6 empty] | 0.53391 | 0
LCP_Inputs_ON_Diverse_IEA_2023_05_05 | 2036 | Battery Storage | Storage | Electricity | WC | Dispatch-Storage | FuelCost | 0 | [6 empty] | 0.53391 | 0
LCP_Inputs_ON_Diverse_IEA_2023_05_05 | 2036 | Battery Storage | Storage | Electricity | WC | Dispatch-Storage | VOM | 0 | [6 empty] | 0.53391 | 0
LCP_Inputs_ON_Diverse_IEA_2023_05_05 | 2036 | Biomass | Generation | Electricity | MI | Dispatch-Generation | EmissionsCost | 0 | [6 empty] | 0.53391 | 0
LCP_Inputs_ON_Diverse_IEA_2023_05_05 | 2036 | Biomass | Generation | Electricity | MI | Dispatch-Generation | FuelCost | 0 | [6 empty] | 0.53391 | 0
LCP_Inputs_ON_Diverse_IEA_2023_05_05 | 2036 | Biomass | Generation | Electricity | MI | Dispatch-Generation | VOM | 0 | [6 empty] | 0.53391 | 0
LCP_Inputs_ON_Diverse_IEA_2023_05_05 | 2036 | Biomass | Generation | Electricity | NY | Dispatch-Generation | EmissionsCost | 0 | [6 empty] | 0.53391 | 0
LCP_Inputs_ON_Diverse_IEA_2023_05_05 | 2036 | Biomass | Generation | Electricity | NY | Dispatch-Generation | FuelCost | 0 | [6 empty] | 0.53391 | 0
LCP_Inputs_ON_Diverse_IEA_2023_05_05 | 2036 | Biomass | Generation | Electricity | NY | Dispatch-Generation | VOM | 0 | [6 empty] | 0.53391 | 0
LCP_Inputs_ON_Diverse_IEA_2023_05_05 | 2036 | Biomass | Generation | Electricity | ON | Dispatch-Generation | EmissionsCost | 0 | [6 empty] | 0.53391 | 0
LCP_Inputs_ON_Diverse_IEA_2023_05_05 | 2036 | Biomass | Generation | Electricity | ON | Dispatch-Generation | FuelCost | 0 | [6 empty] | 0.53391 | 0
LCP_Inputs_ON_Diverse_IEA_2023_05_05 | 2036 | Biomass | Generation | Electricity | ON | Dispatch-Generation | VOM | 0 | [6 empty] | 0.53391 | 0
LCP_Inputs_ON_Diverse_IEA_2023_05_05 | 2036 | Biomass | Generation | Electricity | PJ | Dispatch-Generation | EmissionsCost | 0 | [6 empty] | 0.53391 | 0
LCP_Inputs_ON_Diverse_IEA_2023_05_05 | 2036 | Biomass | Generation | Electricity | PJ | Dispatch-Generation | FuelCost | 0 | [6 empty] | 0.53391 | 0
LCP_Inputs_ON_Diverse_IEA_2023_05_05 | 2036 | Biomass | Generation | Electricity | PJ | Dispatch-Generation | VOM | 0 | [6 empty] | 0.53391 | 0
LCP_Inputs_ON_Diverse_IEA_2023_05_05 | 2036 | Biomass | Generation | Electricity | QC | Dispatch-Generation | EmissionsCost | 0 | [6 empty] | 0.53391 | 0
LCP_Inputs_ON_Diverse_IEA_2023_05_05 | 2036 | Biomass | Generation | Electricity | QC | Dispatch-Generation | FuelCost | 82244.5648 | [6 empty] | 0.53391 | 43911.0455
LCP_Inputs_ON_Diverse_IEA_2023_05_05 | 2036 | Biomass | Generation | Electricity | QC | Dispatch-Generation | VOM | 1055.4719 | [6 empty] | 0.53391 | 563.5251
LCP_Inputs_ON_Diverse_IEA_2023_05_05 | 2036 | Biomass | Generation | Electricity | WC | Dispatch-Generation | EmissionsCost | 0 | [6 empty] | 0.53391 | 0
LCP_Inputs_ON_Diverse_IEA_2023_05_05 | 2036 | Biomass | Generation | Electricity | WC | Dispatch-Generation | FuelCost | 0 | [6 empty] | 0.53391 | 0
LCP_Inputs_ON_Diverse_IEA_2023_05_05 | 2036 | Biomass | Generation | Electricity | WC | Dispatch-Generation | VOM | 0 | [6 empty] | 0.53391 | 0
LCP_Inputs_ON_Diverse_IEA_2023_05_05 | 2036 | Biomass + CCS | Generation | Electricity | MI | Dispatch-Generation | EmissionsCost | 0 | [6 empty] | 0.53391 | 0
LCP_Inputs_ON_Diverse_IEA_2023_05_05 | 2036 | Biomass + CCS | Generation | Electricity | MI | Dispatch-Generation | FuelCost | 0 | [6 empty] | 0.53391 | 0
LCP_Inputs_ON_Diverse_IEA_2023_05_05 | 2036 | Biomass + CCS | Generation | Electricity | MI | Dispatch-Generation | VOM | 0 | [6 empty] | 0.53391 | 0
LCP_Inputs_ON_Diverse_IEA_2023_05_05 | 2036 | Biomass + CCS | Generation | Electricity | NY | Dispatch-Generation | EmissionsCost | 0 | [6 empty] | 0.53391 | 0
LCP_Inputs_ON_Diverse_IEA_2023_05_05 | 2036 | Biomass + CCS | Generation | Electricity | NY | Dispatch-Generation | FuelCost | 0 | [6 empty] | 0.53391 | 0
LCP_Inputs_ON_Diverse_IEA_2023_05_05 | 2036 | Biomass + CCS | Generation | Electricity | NY | Dispatch-Generation | VOM | 0 | [6 empty] | 0.53391 | 0
LCP_Inputs_ON_Diverse_IEA_2023_05_05 | 2036 | Biomass + CCS | Generation | Electricity | ON | Dispatch-Generation | EmissionsCost | 0 | [6 empty] | 0.53391 | 0
LCP_Inputs_ON_Diverse_IEA_2023_05_05 | 2036 | Biomass + CCS | Generation | Electricity | ON | Dispatch-Generation | FuelCost | 0 | [6 empty] | 0.53391 | 0
LCP_Inputs_ON_Diverse_IEA_2023_05_05 | 2036 | Biomass + CCS | Generation | Electricity | ON | Dispatch-Generation | VOM | 0 | [6 empty] | 0.53391 | 0
LCP_Inputs_ON_Diverse_IEA_2023_05_05 | 2036 | Biomass + CCS | Generation | Electricity | PJ | Dispatch-Generation | EmissionsCost | 0 | [6 empty] | 0.53391 | 0
LCP_Inputs_ON_Diverse_IEA_2023_05_05 | 2036 | Biomass + CCS | Generation | Electricity | PJ | Dispatch-Generation | FuelCost | 0 | [6 empty] | 0.53391 | 0
LCP_Inputs_ON_Diverse_IEA_2023_05_05 | 2036 | Biomass + CCS | Generation | Electricity | PJ | Dispatch-Generation | VOM | 0 | [6 empty] | 0.53391 | 0
LCP_Inputs_ON_Diverse_IEA_2023_05_05 | 2036 | Biomass + CCS | Generation | Electricity | QC | Dispatch-Generation | EmissionsCost | 0 | [6 empty] | 0.53391 | 0
LCP_Inputs_ON_Diverse_IEA_2023_05_05 | 2036 | Biomass + CCS | Generation | Electricity | QC | Dispatch-Generation | FuelCost | 0 | [6 empty] | 0.53391 | 0
LCP_Inputs_ON_Diverse_IEA_2023_05_05 | 2036 | Biomass + CCS | Generation | Electricity | QC | Dispatch-Generation | VOM | 0 | [6 empty] | 0.53391 | 0
LCP_Inputs_ON_Diverse_IEA_2023_05_05 | 2036 | Biomass + CCS | Generation | Electricity | WC | Dispatch-Generation | EmissionsCost | 0 | [6 empty] | 0.53391 | 0
LCP_Inputs_ON_Diverse_IEA_2023_05_05 | 2036 | Biomass + CCS | Generation | Electricity | WC | Dispatch-Generation | FuelCost | 0 | [6 empty] | 0.53391 | 0
LCP_Inputs_ON_Diverse_IEA_2023_05_05 | 2036 | Biomass + CCS | Generation | Electricity | WC | Dispatch-Generation | VOM | 0 | [6 empty] | 0.53391 | 0
LCP_Inputs_ON_Diverse_IEA_2023_05_05 | 2036 | CH4 + CCS | Generation | Methane | MI | Dispatch-Generation | EmissionsCost | 0 | [6 empty] | 0.53391 | 0
LCP_Inputs_ON_Diverse_IEA_2023_05_05 | 2036 | CH4 + CCS | Generation | Methane | MI | Dispatch-Generation | FuelCost | 0 | [6 empty] | 0.53391 | 0
LCP_Inputs_ON_Diverse_IEA_2023_05_05 | 2036 | CH4 + CCS | Generation | Methane | MI | Dispatch-Generation | VOM | 0 | [6 empty] | 0.53391 | 0
LCP_Inputs_ON_Diverse_IEA_2023_05_05 | 2036 | CH4 + CCS | Generation | Methane | NY | Dispatch-Generation | EmissionsCost | 0 | [6 empty] | 0.53391 | 0
LCP_Inputs_ON_Diverse_IEA_2023_05_05 | 2036 | CH4 + CCS | Generation | Methane | NY | Dispatch-Generation | FuelCost | 0 | [6 empty] | 0.53391 | 0
LCP_Inputs_ON_Diverse_IEA_2023_05_05 | 2036 | CH4 + CCS | Generation | Methane | NY | Dispatch-Generation | VOM | 0 | [6 empty] | 0.53391 | 0
LCP_Inputs_ON_Diverse_IEA_2023_05_05 | 2036 | CH4 + CCS | Generation | Methane | ON | Dispatch-Generation | EmissionsCost | 36250644.3017 | [6 empty] | 0.53391 | 19354515.3666
LCP_Inputs_ON_Diverse_IEA_2023_05_05 | 2036 | CH4 + CCS | Generation | Methane | ON | Dispatch-Generation | FuelCost | 171398728.1399 | [6 empty] | 0.53391 | 91511182.256
LCP_Inputs_ON_Diverse_IEA_2023_05_05 | 2036 | CH4 + CCS | Generation | Methane | ON | Dispatch-Generation | VOM | 19178821.6667 | [6 empty] | 0.53391 | 10239729.6879
LCP_Inputs_ON_Diverse_IEA_2023_05_05 | 2036 | CH4 + CCS | Generation | Methane | PJ | Dispatch-Generation | EmissionsCost | 0 | [6 empty] | 0.53391 | 0
LCP_Inputs_ON_Diverse_IEA_2023_05_05 | 2036 | CH4 + CCS | Generation | Methane | PJ | Dispatch-Generation | FuelCost | 0 | [6 empty] | 0.53391 | 0
LCP_Inputs_ON_Diverse_IEA_2023_05_05 | 2036 | CH4 + CCS | Generation | Methane | PJ | Dispatch-Generation | VOM | 0 | [6 empty] | 0.53391 | 0
LCP_Inputs_ON_Diverse_IEA_2023_05_05 | 2036 | CH4 + CCS | Generation | Methane | QC | Dispatch-Generation | EmissionsCost | 0 | [6 empty] | 0.53391 | 0
LCP_Inputs_ON_Diverse_IEA_2023_05_05 | 2036 | CH4 + CCS | Generation | Methane | QC | Dispatch-Generation | FuelCost | 0 | [6 empty] | 0.53391 | 0
LCP_Inputs_ON_Diverse_IEA_2023_05_05 | 2036 | CH4 + CCS | Generation | Methane | QC | Dispatch-Generation | VOM | 0 | [6 empty] | 0.53391 | 0
LCP_Inputs_ON_Diverse_IEA_2023_05_05 | 2036 | CH4 + CCS | Generation | Methane | WC | Dispatch-Generation | EmissionsCost | 0 | [6 empty] | 0.53391 | 0
LCP_Inputs_ON_Diverse_IEA_2023_05_05 | 2036 | CH4 + CCS | Generation | Methane | WC | Dispatch-Generation | FuelCost | 0 | [6 empty] | 0.53391 | 0
LCP_Inputs_ON_Diverse_IEA_2023_05_05 | 2036 | CH4 + CCS | Generation | Methane | WC | Dispatch-Generation | VOM | 0 | [6 empty] | 0.53391 | 0
LCP_Inputs_ON_Diverse_IEA_2023_05_05 | 2036 | CH4 Import - NY 2020 | Import | Methane | MI | Dispatch-Import | EmissionsCost | 0 | [6 empty] | 0.53391 | 0
LCP_Inputs_ON_Diverse_IEA_2023_05_05 | 2036 | CH4 Import - NY 2020 | Import | Methane | MI | Dispatch-Import | FuelCost | 0 | [6 empty] | 0.53391 | 0
LCP_Inputs_ON_Diverse_IEA_2023_05_05 | 2036 | CH4 Import - NY 2020 | Import | Methane | MI | Dispatch-Import | VOM | 0 | [6 empty] | 0.53391 | 0
LCP_Inputs_ON_Diverse_IEA_2023_05_05 | 2036 | CH4 Import - NY 2020 | Import | Methane | NY | Dispatch-Import | EmissionsCost | 0 | [6 empty] | 0.53391 | 0
LCP_Inputs_ON_Diverse_IEA_2023_05_05 | 2036 | CH4 Import - NY 2020 | Import | Methane | NY | Dispatch-Import | FuelCost | 0 | [6 empty] | 0.53391 | 0
LCP_Inputs_ON_Diverse_IEA_2023_05_05 | 2036 | CH4 Import - NY 2020 | Import | Methane | NY | Dispatch-Import | VOM | 0 | [6 empty] | 0.53391 | 0
LCP_Inputs_ON_Diverse_IEA_2023_05_05 | 2036 | CH4 Import - NY 2020 | Import | Methane | ON | Dispatch-Import | EmissionsCost | 0 | [6 empty] | 0.53391 | 0
LCP_Inputs_ON_Diverse_IEA_2023_05_05 | 2036 | CH4 Import - NY 2020 | Import | Methane | ON | Dispatch-Import | FuelCost | 0 | [6 empty] | 0.53391 | 0
LCP_Inputs_ON_Diverse_IEA_2023_05_05 | 2036 | CH4 Import - NY 2020 | Import | Methane | ON | Dispatch-Import | VOM | 0 | [6 empty] | 0.53391 | 0
LCP_Inputs_ON_Diverse_IEA_2023_05_05 | 2036 | CH4 Import - NY 2020 | Import | Methane | PJ | Dispatch-Import | EmissionsCost | 0 | [6 empty] | 0.53391 | 0
LCP_Inputs_ON_Diverse_IEA_2023_05_05 | 2036 | CH4 Import - NY 2020 | Import | Methane | PJ | Dispatch-Import | FuelCost | 0 | [6 empty] | 0.53391 | 0
LCP_Inputs_ON_Diverse_IEA_2023_05_05 | 2036 | CH4 Import - NY 2020 | Import | Methane | PJ | Dispatch-Import | VOM | 0 | [6 empty] | 0.53391 | 0
LCP_Inputs_ON_Diverse_IEA_2023_05_05 | 2036 | CH4 Import - NY 2020 | Import | Methane | QC | Dispatch-Import | EmissionsCost | 0 | [6 empty] | 0.53391 | 0
LCP_Inputs_ON_Diverse_IEA_2023_05_05 | 2036 | CH4 Import - NY 2020 | Import | Methane | QC | Dispatch-Import | FuelCost | 0 | [6 empty] | 0.53391 | 0
LCP_Inputs_ON_Diverse_IEA_2023_05_05 | 2036 | CH4 Import - NY 2020 | Import | Methane | QC | Dispatch-Import | VOM | 0 | [6 empty] | 0.53391 | 0
LCP_Inputs_ON_Diverse_IEA_2023_05_05 | 2036 | CH4 Import - NY 2020 | Import | Methane | WC | Dispatch-Import | EmissionsCost | 0 | [6 empty] | 0.53391 | 0
LCP_Inputs_ON_Diverse_IEA_2023_05_05 | 2036 | CH4 Import - NY 2020 | Import | Methane | WC | Dispatch-Import | FuelCost | 0 | [6 empty] | 0.53391 | 0
LCP_Inputs_ON_Diverse_IEA_2023_05_05 | 2036 | CH4 Import - NY 2020 | Import | Methane | WC | Dispatch-Import | VOM | 0 | [6 empty] | 0.53391 | 0
LCP_Inputs_ON_Diverse_IEA_2023_05_05 | 2036 | CH4 Import - NY 2030 | Import | Methane | MI | Dispatch-Import | EmissionsCost | 0 | [6 empty] | 0.53391 | 0
LCP_Inputs_ON_Diverse_IEA_2023_05_05 | 2036 | CH4 Import - NY 2030 | Import | Methane | MI | Dispatch-Import | FuelCost | 0 | [6 empty] | 0.53391 | 0
LCP_Inputs_ON_Diverse_IEA_2023_05_05 | 2036 | CH4 Import - NY 2030 | Import | Methane | MI | Dispatch-Import | VOM | 0 | [6 empty] | 0.53391 | 0
LCP_Inputs_ON_Diverse_IEA_2023_05_05 | 2036 | CH4 Import - NY 2030 | Import | Methane | NY | Dispatch-Import | EmissionsCost | 1400246087.116 | [6 empty] | 0.53391 | 747602833.8833
LCP_Inputs_ON_Diverse_IEA_2023_05_05 | 2036 | CH4 Import - NY 2030 | Import | Methane | NY | Dispatch-Import | FuelCost | 644356120.8267 | [6 empty] | 0.53391 | 344027000.9626
LCP_Inputs_ON_Diverse_IEA_2023_05_05 | 2036 | CH4 Import - NY 2030 | Import | Methane | NY | Dispatch-Import | VOM | 0 | [6 empty] | 0.53391 | 0
LCP_Inputs_ON_Diverse_IEA_2023_05_05 | 2036 | CH4 Import - NY 2030 | Import | Methane | ON | Dispatch-Import | EmissionsCost | 0 | [6 empty] | 0.53391 | 0
LCP_Inputs_ON_Diverse_IEA_2023_05_05 | 2036 | CH4 Import - NY 2030 | Import | Methane | ON | Dispatch-Import | FuelCost | 0 | [6 empty] | 0.53391 | 0
LCP_Inputs_ON_Diverse_IEA_2023_05_05 | 2036 | CH4 Import - NY 2030 | Import | Methane | ON | Dispatch-Import | VOM | 0 | [6 empty] | 0.53391 | 0
LCP_Inputs_ON_Diverse_IEA_2023_05_05 | 2036 | CH4 Import - NY 2030 | Import | Methane | PJ | Dispatch-Import | EmissionsCost | 0 | [6 empty] | 0.53391 | 0
LCP_Inputs_ON_Diverse_IEA_2023_05_05 | 2036 | CH4 Import - NY 2030 | Import | Methane | PJ | Dispatch-Import | FuelCost | 0 | [6 empty] | 0.53391 | 0
LCP_Inputs_ON_Diverse_IEA_2023_05_05 | 2036 | CH4 Import - NY 2030 | Import | Methane | PJ | Dispatch-Import | VOM | 0 | [6 empty] | 0.53391 | 0
LCP_Inputs_ON_Diverse_IEA_2023_05_05 | 2036 | CH4 Import - NY 2030 | Import | Methane | QC | Dispatch-Import | EmissionsCost | 0 | [6 empty] | 0.53391 | 0
LCP_Inputs_ON_Diverse_IEA_2023_05_05 | 2036 | CH4 Import - NY 2030 | Import | Methane | QC | Dispatch-Import | FuelCost | 0 | [6 empty] | 0.53391 | 0
LCP_Inputs_ON_Diverse_IEA_2023_05_05 | 2036 | CH4 Import - NY 2030 | Import | Methane | QC | Dispatch-Import | VOM | 0 | [6 empty] | 0.53391 | 0
LCP_Inputs_ON_Diverse_IEA_2023_05_05 | 2036 | CH4 Import - NY 2030 | Import | Methane | WC | Dispatch-Import | EmissionsCost | 0 | [6 empty] | 0.53391 | 0
LCP_Inputs_ON_Diverse_IEA_2023_05_05 | 2036 | CH4 Import - NY 2030 | Import | Methane | WC | Dispatch-Import | FuelCost | 0 | [6 empty] | 0.53391 | 0
LCP_Inputs_ON_Diverse_IEA_2023_05_05 | 2036 | CH4 Import - NY 2030 | Import | Methane | WC | Dispatch-Import | VOM | 0 | [6 empty] | 0.53391 | 0
LCP_Inputs_ON_Diverse_IEA_2023_05_05 | 2036 | CH4 Import - NY 2040 | Import | Methane | MI | Dispatch-Import | EmissionsCost | 0 | [6 empty] | 0.53391 | 0
LCP_Inputs_ON_Diverse_IEA_2023_05_05 | 2036 | CH4 Import - NY 2040 | Import | Methane | MI | Dispatch-Import | FuelCost | 0 | [6 empty] | 0.53391 | 0
LCP_Inputs_ON_Diverse_IEA_2023_05_05 | 2036 | CH4 Import - NY 2040 | Import | Methane | MI | Dispatch-Import | VOM | 0 | [6 empty] | 0.53391 | 0
LCP_Inputs_ON_Diverse_IEA_2023_05_05 | 2036 | CH4 Import - NY 2040 | Import | Methane | NY | Dispatch-Import | EmissionsCost | 0 | [6 empty] | 0.53391 | 0
LCP_Inputs_ON_Diverse_IEA_2023_05_05 | 2036 | CH4 Import - NY 2040 | Import | Methane | NY | Dispatch-Import | FuelCost | 0 | [6 empty] | 0.53391 | 0
LCP_Inputs_ON_Diverse_IEA_2023_05_05 | 2036 | CH4 Import - NY 2040 | Import | Methane | NY | Dispatch-Import | VOM | 0 | [6 empty] | 0.53391 | 0
LCP_Inputs_ON_Diverse_IEA_2023_05_05 | 2036 | CH4 Import - NY 2040 | Import | Methane | ON | Dispatch-Import | EmissionsCost | 0 | [6 empty] | 0.53391 | 0
LCP_Inputs_ON_Diverse_IEA_2023_05_05 | 2036 | CH4 Import - NY 2040 | Import | Methane | ON | Dispatch-Import | FuelCost | 0 | [6 empty] | 0.53391 | 0
LCP_Inputs_ON_Diverse_IEA_2023_05_05 | 2036 | CH4 Import - NY 2040 | Import | Methane | ON | Dispatch-Import | VOM | 0 | [6 empty] | 0.53391 | 0
LCP_Inputs_ON_Diverse_IEA_2023_05_05 | 2036 | CH4 Import - NY 2040 | Import | Methane | PJ | Dispatch-Import | EmissionsCost | 0 | [6 empty] | 0.53391 | 0
LCP_Inputs_ON_Diverse_IEA_2023_05_05 | 2036 | CH4 Import - NY 2040 | Import | Methane | PJ | Dispatch-Import | FuelCost | 0 | [6 empty] | 0.53391 | 0
LCP_Inputs_ON_Diverse_IEA_2023_05_05 | 2036 | CH4 Import - NY 2040 | Import | Methane | PJ | Dispatch-Import | VOM | 0 | [6 empty] | 0.53391 | 0
LCP_Inputs_ON_Diverse_IEA_2023_05_05 | 2036 | CH4 Import - NY 2040 | Import | Methane | QC | Dispatch-Import | EmissionsCost | 0 | [6 empty] | 0.53391 | 0
LCP_Inputs_ON_Diverse_IEA_2023_05_05 | 2036 | CH4 Import - NY 2040 | Import | Methane | QC | Dispatch-Import | FuelCost | 0 | [6 empty] | 0.53391 | 0
LCP_Inputs_ON_Diverse_IEA_2023_05_05 | 2036 | CH4 Import - NY 2040 | Import | Methane | QC | Dispatch-Import | VOM | 0 | [6 empty] | 0.53391 | 0
LCP_Inputs_ON_Diverse_IEA_2023_05_05 | 2036 | CH4 Import - NY 2040 | Import | Methane | WC | Dispatch-Import | EmissionsCost | 0 | [6 empty] | 0.53391 | 0
LCP_Inputs_ON_Diverse_IEA_2023_05_05 | 2036 | CH4 Import - NY 2040 | Import | Methane | WC | Dispatch-Import | FuelCost | 0 | [6 empty] | 0.53391 | 0
LCP_Inputs_ON_Diverse_IEA_2023_05_05 | 2036 | CH4 Import - NY 2040 | Import | Methane | WC | Dispatch-Import | VOM | 0 | [6 empty] | 0.53391 | 0
LCP_Inputs_ON_Diverse_IEA_2023_05_05 | 2036 | CH4 Import - NY 2050 | Import | Methane | MI | Dispatch-Import | EmissionsCost | 0 | [6 empty] | 0.53391 | 0
LCP_Inputs_ON_Diverse_IEA_2023_05_05 | 2036 | CH4 Import - NY 2050 | Import | Methane | MI | Dispatch-Import | FuelCost | 0 | [6 empty] | 0.53391 | 0
LCP_Inputs_ON_Diverse_IEA_2023_05_05 | 2036 | CH4 Import - NY 2050 | Import | Methane | MI | Dispatch-Import | VOM | 0 | [6 empty] | 0.53391 | 0
LCP_Inputs_ON_Diverse_IEA_2023_05_05 | 2036 | CH4 Import - NY 2050 | Import | Methane | NY | Dispatch-Import | EmissionsCost | 0 | [6 empty] | 0.53391 | 0
LCP_Inputs_ON_Diverse_IEA_2023_05_05 | 2036 | CH4 Import - NY 2050 | Import | Methane | NY | Dispatch-Import | FuelCost | 0 | [6 empty] | 0.53391 | 0
LCP_Inputs_ON_Diverse_IEA_2023_05_05 | 2036 | CH4 Import - NY 2050 | Import | Methane | NY | Dispatch-Import | VOM | 0 | [6 empty] | 0.53391 | 0
LCP_Inputs_ON_Diverse_IEA_2023_05_05 | 2036 | CH4 Import - NY 2050 | Import | Methane | ON | Dispatch-Import | EmissionsCost | 0 | [6 empty] | 0.53391 | 0
LCP_Inputs_ON_Diverse_IEA_2023_05_05 | 2036 | CH4 Import - NY 2050 | Import | Methane | ON | Dispatch-Import | FuelCost | 0 | [6 empty] | 0.53391 | 0
LCP_Inputs_ON_Diverse_IEA_2023_05_05 | 2036 | CH4 Import - NY 2050 | Import | Methane | ON | Dispatch-Import | VOM | 0 | [6 empty] | 0.53391 | 0
LCP_Inputs_ON_Diverse_IEA_2023_05_05 | 2036 | CH4 Import - NY 2050 | Import | Methane | PJ | Dispatch-Import | EmissionsCost | 0 | [6 empty] | 0.53391 | 0
LCP_Inputs_ON_Diverse_IEA_2023_05_05 | 2036 | CH4 Import - NY 2050 | Import | Methane | PJ | Dispatch-Import | FuelCost | 0 | [6 empty] | 0.53391 | 0
LCP_Inputs_ON_Diverse_IEA_2023_05_05 | 2036 | CH4 Import - NY 2050 | Import | Methane | PJ | Dispatch-Import | VOM | 0 | [6 empty] | 0.53391 | 0
LCP_Inputs_ON_Diverse_IEA_2023_05_05 | 2036 | CH4 Import - NY 2050 | Import | Methane | QC | Dispatch-Import | EmissionsCost | 0 | [6 empty] | 0.53391 | 0
LCP_Inputs_ON_Diverse_IEA_2023_05_05 | 2036 | CH4 Import - NY 2050 | Import | Methane | QC | Dispatch-Import | FuelCost | 0 | [6 empty] | 0.53391 | 0
LCP_Inputs_ON_Diverse_IEA_2023_05_05 | 2036 | CH4 Import - NY 2050 | Import | Methane | QC | Dispatch-Import | VOM | 0 | [6 empty] | 0.53391 | 0
LCP_Inputs_ON_Diverse_IEA_2023_05_05 | 2036 | CH4 Import - NY 2050 | Import | Methane | WC | Dispatch-Import | EmissionsCost | 0 | [6 empty] | 0.53391 | 0
LCP_Inputs_ON_Diverse_IEA_2023_05_05 | 2036 | CH4 Import - NY 2050 | Import | Methane | WC | Dispatch-Import | FuelCost | 0 | [6 empty] | 0.53391 | 0
LCP_Inputs_ON_Diverse_IEA_2023_05_05 | 2036 | CH4 Import - NY 2050 | Import | Methane | WC | Dispatch-Import | VOM | 0 | [6 empty] | 0.53391 | 0
LCP_Inputs_ON_Diverse_IEA_2023_05_05 | 2036 | CH4 Import - WC 2020 | Import | Methane | MI | Dispatch-Import | EmissionsCost | 0 | [6 empty] | 0.53391 | 0
LCP_Inputs_ON_Diverse_IEA_2023_05_05 | 2036 | CH4 Import - WC 2020 | Import | Methane | MI | Dispatch-Import | FuelCost | 0 | [6 empty] | 0.53391 | 0
LCP_Inputs_ON_Diverse_IEA_2023_05_05 | 2036 | CH4 Import - WC 2020 | Import | Methane | MI | Dispatch-Import | VOM | 0 | [6 empty] | 0.53391 | 0
LCP_Inputs_ON_Diverse_IEA_2023_05_05 | 2036 | CH4 Import - WC 2020 | Import | Methane | NY | Dispatch-Import | EmissionsCost | 0 | [6 empty] | 0.53391 | 0
LCP_Inputs_ON_Diverse_IEA_2023_05_05 | 2036 | CH4 Import - WC 2020 | Import | Methane | NY | Dispatch-Import | FuelCost | 0 | [6 empty] | 0.53391 | 0
LCP_Inputs_ON_Diverse_IEA_2023_05_05 | 2036 | CH4 Import - WC 2020 | Import | Methane | NY | Dispatch-Import | VOM | 0 | [6 empty] | 0.53391 | 0
LCP_Inputs_ON_Diverse_IEA_2023_05_05 | 2036 | CH4 Import - WC 2020 | Import | Methane | ON | Dispatch-Import | EmissionsCost | 0 | [6 empty] | 0.53391 | 0
LCP_Inputs_ON_Diverse_IEA_2023_05_05 | 2036 | CH4 Import - WC 2020 | Import | Methane | ON | Dispatch-Import | FuelCost | 0 | [6 empty] | 0.53391 | 0
LCP_Inputs_ON_Diverse_IEA_2023_05_05 | 2036 | CH4 Import - WC 2020 | Import | Methane | ON | Dispatch-Import | VOM | 0 | [6 empty] | 0.53391 | 0
LCP_Inputs_ON_Diverse_IEA_2023_05_05 | 2036 | CH4 Import - WC 2020 | Import | Methane | PJ | Dispatch-Import | EmissionsCost | 0 | [6 empty] | 0.53391 | 0
LCP_Inputs_ON_Diverse_IEA_2023_05_05 | 2036 | CH4 Import - WC 2020 | Import | Methane | PJ | Dispatch-Import | FuelCost | 0 | [6 empty] | 0.53391 | 0
LCP_Inputs_ON_Diverse_IEA_2023_05_05 | 2036 | CH4 Import - WC 2020 | Import | Methane | PJ | Dispatch-Import | VOM | 0 | [6 empty] | 0.53391 | 0
LCP_Inputs_ON_Diverse_IEA_2023_05_05 | 2036 | CH4 Import - WC 2020 | Import | Methane | QC | Dispatch-Import | EmissionsCost | 0 | [6 empty] | 0.53391 | 0
LCP_Inputs_ON_Diverse_IEA_2023_05_05 | 2036 | CH4 Import - WC 2020 | Import | Methane | QC | Dispatch-Import | FuelCost | 0 | [6 empty] | 0.53391 | 0
LCP_Inputs_ON_Diverse_IEA_2023_05_05 | 2036 | CH4 Import - WC 2020 | Import | Methane | QC | Dispatch-Import | VOM | 0 | [6 empty] | 0.53391 | 0
LCP_Inputs_ON_Diverse_IEA_2023_05_05 | 2036 | CH4 Import - WC 2020 | Import | Methane | WC | Dispatch-Import | EmissionsCost | 0 | [6 empty] | 0.53391 | 0
LCP_Inputs_ON_Diverse_IEA_2023_05_05 | 2036 | CH4 Import - WC 2020 | Import | Methane | WC | Dispatch-Import | FuelCost | 0 | [6 empty] | 0.53391 | 0
LCP_Inputs_ON_Diverse_IEA_2023_05_05 | 2036 | CH4 Import - WC 2020 | Import | Methane | WC | Dispatch-Import | VOM | 0 | [6 empty] | 0.53391 | 0
LCP_Inputs_ON_Diverse_IEA_2023_05_05 | 2036 | CH4 Import - WC 2030 | Import | Methane | MI | Dispatch-Import | EmissionsCost | 0 | [6 empty] | 0.53391 | 0
LCP_Inputs_ON_Diverse_IEA_2023_05_05 | 2036 | CH4 Import - WC 2030 | Import | Methane | MI | Dispatch-Import | FuelCost | 0 | [6 empty] | 0.53391 | 0
LCP_Inputs_ON_Diverse_IEA_2023_05_05 | 2036 | CH4 Import - WC 2030 | Import | Methane | MI | Dispatch-Import | VOM | 0 | [6 empty] | 0.53391 | 0
LCP_Inputs_ON_Diverse_IEA_2023_05_05 | 2036 | CH4 Import - WC 2030 | Import | Methane | NY | Dispatch-Import | EmissionsCost | 0 | [6 empty] | 0.53391 | 0
LCP_Inputs_ON_Diverse_IEA_2023_05_05 | 2036 | CH4 Import - WC 2030 | Import | Methane | NY | Dispatch-Import | FuelCost | 0 | [6 empty] | 0.53391 | 0
LCP_Inputs_ON_Diverse_IEA_2023_05_05 | 2036 | CH4 Import - WC 2030 | Import | Methane | NY | Dispatch-Import | VOM | 0 | [6 empty] | 0.53391 | 0
LCP_Inputs_ON_Diverse_IEA_2023_05_05 | 2036 | CH4 Import - WC 2030 | Import | Methane | ON | Dispatch-Import | EmissionsCost | 0 | [6 empty] | 0.53391 | 0
LCP_Inputs_ON_Diverse_IEA_2023_05_05 | 2036 | CH4 Import - WC 2030 | Import | Methane | ON | Dispatch-Import | FuelCost | 0 | [6 empty] | 0.53391 | 0
LCP_Inputs_ON_Diverse_IEA_2023_05_05 | 2036 | CH4 Import - WC 2030 | Import | Methane | ON | Dispatch-Import | VOM | 0 | [6 empty] | 0.53391 | 0
LCP_Inputs_ON_Diverse_IEA_2023_05_05 | 2036 | CH4 Import - WC 2030 | Import | Methane | PJ | Dispatch-Import | EmissionsCost | 0 | [6 empty] | 0.53391 | 0
LCP_Inputs_ON_Diverse_IEA_2023_05_05 | 2036 | CH4 Import - WC 2030 | Import | Methane | PJ | Dispatch-Import | FuelCost | 0 | [6 empty] | 0.53391 | 0
LCP_Inputs_ON_Diverse_IEA_2023_05_05 | 2036 | CH4 Import - WC 2030 | Import | Methane | PJ | Dispatch-Import | VOM | 0 | [6 empty] | 0.53391 | 0
LCP_Inputs_ON_Diverse_IEA_2023_05_05 | 2036 | CH4 Import - WC 2030 | Import | Methane | QC | Dispatch-Import | EmissionsCost | 0 | [6 empty] | 0.53391 | 0
LCP_Inputs_ON_Diverse_IEA_2023_05_05 | 2036 | CH4 Import - WC 2030 | Import | Methane | QC | Dispatch-Import | FuelCost | 0 | [6 empty] | 0.53391 | 0
LCP_Inputs_ON_Diverse_IEA_2023_05_05 | 2036 | CH4 Import - WC 2030 | Import | Methane | QC | Dispatch-Import | VOM | 0 | [6 empty] | 0.53391 | 0
LCP_Inputs_ON_Diverse_IEA_2023_05_05 | 2036 | CH4 Import - WC 2030 | Import | Methane | WC | Dispatch-Import | EmissionsCost | 5194715136.4488 | [6 empty] | 0.53391 | 2773500881.709
LCP_Inputs_ON_Diverse_IEA_2023_05_05 | 2036 | CH4 Import - WC 2030 | Import | Methane | WC | Dispatch-Import | FuelCost | 2390470164.4381 | [6 empty] | 0.53391 | 1276291564.5266
LCP_Inputs_ON_Diverse_IEA_2023_05_05 | 2036 | CH4 Import - WC 2030 | Import | Methane | WC | Dispatch-Import | VOM | 0 | [6 empty] | 0.53391 | 0
LCP_Inputs_ON_Diverse_IEA_2023_05_05 | 2036 | CH4 Import - WC 2040 | Import | Methane | MI | Dispatch-Import | EmissionsCost | 0 | [6 empty] | 0.53391 | 0
LCP_Inputs_ON_Diverse_IEA_2023_05_05 | 2036 | CH4 Import - WC 2040 | Import | Methane | MI | Dispatch-Import | FuelCost | 0 | [6 empty] | 0.53391 | 0
LCP_Inputs_ON_Diverse_IEA_2023_05_05 | 2036 | CH4 Import - WC 2040 | Import | Methane | MI | Dispatch-Import | VOM | 0 | [6 empty] | 0.53391 | 0
LCP_Inputs_ON_Diverse_IEA_2023_05_05 | 2036 | CH4 Import - WC 2040 | Import | Methane | NY | Dispatch-Import | EmissionsCost | 0 | [6 empty] | 0.53391 | 0
LCP_Inputs_ON_Diverse_IEA_2023_05_05 | 2036 | CH4 Import - WC 2040 | Import | Methane | NY | Dispatch-Import | FuelCost | 0 | [6 empty] | 0.53391 | 0
LCP_Inputs_ON_Diverse_IEA_2023_05_05 | 2036 | CH4 Import - WC 2040 | Import | Methane | NY | Dispatch-Import | VOM | 0 | [6 empty] | 0.53391 | 0
LCP_Inputs_ON_Diverse_IEA_2023_05_05 | 2036 | CH4 Import - WC 2040 | Import | Methane | ON | Dispatch-Import | EmissionsCost | 0 | [6 empty] | 0.53391 | 0
LCP_Inputs_ON_Diverse_IEA_2023_05_05 | 2036 | CH4 Import - WC 2040 | Import | Methane | ON | Dispatch-Import | FuelCost | 0 | [6 empty] | 0.53391 | 0
LCP_Inputs_ON_Diverse_IEA_2023_05_05 | 2036 | CH4 Import - WC 2040 | Import | Methane | ON | Dispatch-Import | VOM | 0 | [6 empty] | 0.53391 | 0
LCP_Inputs_ON_Diverse_IEA_2023_05_05 | 2036 | CH4 Import - WC 2040 | Import | Methane | PJ | Dispatch-Import | EmissionsCost | 0 | [6 empty] | 0.53391 | 0
LCP_Inputs_ON_Diverse_IEA_2023_05_05 | 2036 | CH4 Import - WC 2040 | Import | Methane | PJ | Dispatch-Import | FuelCost | 0 | [6 empty] | 0.53391 | 0
LCP_Inputs_ON_Diverse_IEA_2023_05_05 | 2036 | CH4 Import - WC 2040 | Import | Methane | PJ | Dispatch-Import | VOM | 0 | [6 empty] | 0.53391 | 0
LCP_Inputs_ON_Diverse_IEA_2023_05_05 | 2036 | CH4 Import - WC 2040 | Import | Methane | QC | Dispatch-Import | EmissionsCost | 0 | [6 empty] | 0.53391 | 0
LCP_Inputs_ON_Diverse_IEA_2023_05_05 | 2036 | CH4 Import - WC 2040 | Import | Methane | QC | Dispatch-Import | FuelCost | 0 | [6 empty] | 0.53391 | 0
LCP_Inputs_ON_Diverse_IEA_2023_05_05 | 2036 | CH4 Import - WC 2040 | Import | Methane | QC | Dispatch-Import | VOM | 0 | [6 empty] | 0.53391 | 0
LCP_Inputs_ON_Diverse_IEA_2023_05_05 | 2036 | CH4 Import - WC 2040 | Import | Methane | WC | Dispatch-Import | EmissionsCost | 0 | [6 empty] | 0.53391 | 0
LCP_Inputs_ON_Diverse_IEA_2023_05_05 | 2036 | CH4 Import - WC 2040 | Import | Methane | WC | Dispatch-Import | FuelCost | 0 | [6 empty] | 0.53391 | 0
LCP_Inputs_ON_Diverse_IEA_2023_05_05 | 2036 | CH4 Import - WC 2040 | Import | Methane | WC | Dispatch-Import | VOM | 0 | [6 empty] | 0.53391 | 0
LCP_Inputs_ON_Diverse_IEA_2023_05_05 | 2036 | CH4 Import - WC 2050 | Import | Methane | MI | Dispatch-Import | EmissionsCost | 0 | [6 empty] | 0.53391 | 0
LCP_Inputs_ON_Diverse_IEA_2023_05_05 | 2036 | CH4 Import - WC 2050 | Import | Methane | MI | Dispatch-Import | FuelCost | 0 | [6 empty] | 0.53391 | 0
LCP_Inputs_ON_Diverse_IEA_2023_05_05 | 2036 | CH4 Import - WC 2050 | Import | Methane | MI | Dispatch-Import | VOM | 0 | [6 empty] | 0.53391 | 0
LCP_Inputs_ON_Diverse_IEA_2023_05_05 | 2036 | CH4 Import - WC 2050 | Import | Methane | NY | Dispatch-Import | EmissionsCost | 0 | [6 empty] | 0.53391 | 0
LCP_Inputs_ON_Diverse_IEA_2023_05_05 | 2036 | CH4 Import - WC 2050 | Import | Methane | NY | Dispatch-Import | FuelCost | 0 | [6 empty] | 0.53391 | 0
LCP_Inputs_ON_Diverse_IEA_2023_05_05 | 2036 | CH4 Import - WC 2050 | Import | Methane | NY | Dispatch-Import | VOM | 0 | [6 empty] | 0.53391 | 0
LCP_Inputs_ON_Diverse_IEA_2023_05_05 | 2036 | CH4 Import - WC 2050 | Import | Methane | ON | Dispatch-Import | EmissionsCost | 0 | [6 empty] | 0.53391 | 0
LCP_Inputs_ON_Diverse_IEA_2023_05_05 | 2036 | CH4 Import - WC 2050 | Import | Methane | ON | Dispatch-Import | FuelCost | 0 | [6 empty] | 0.53391 | 0
LCP_Inputs_ON_Diverse_IEA_2023_05_05 | 2036 | CH4 Import - WC 2050 | Import | Methane | ON | Dispatch-Import | VOM | 0 | [6 empty] | 0.53391 | 0
LCP_Inputs_ON_Diverse_IEA_2023_05_05 | 2036 | CH4 Import - WC 2050 | Import | Methane | PJ | Dispatch-Import | EmissionsCost | 0 | [6 empty] | 0.53391 | 0
LCP_Inputs_ON_Diverse_IEA_2023_05_05 | 2036 | CH4 Import - WC 2050 | Import | Methane | PJ | Dispatch-Import | FuelCost | 0 | [6 empty] | 0.53391 | 0
LCP_Inputs_ON_Diverse_IEA_2023_05_05 | 2036 | CH4 Import - WC 2050 | Import | Methane | PJ | Dispatch-Import | VOM | 0 | [6 empty] | 0.53391 | 0
LCP_Inputs_ON_Diverse_IEA_2023_05_05 | 2036 | CH4 Import - WC 2050 | Import | Methane | QC | Dispatch-Import | EmissionsCost | 0 | [6 empty] | 0.53391 | 0
LCP_Inputs_ON_Diverse_IEA_2023_05_05 | 2036 | CH4 Import - WC 2050 | Import | Methane | QC | Dispatch-Import | FuelCost | 0 | [6 empty] | 0.53391 | 0
LCP_Inputs_ON_Diverse_IEA_2023_05_05 | 2036 | CH4 Import - WC 2050 | Import | Methane | QC | Dispatch-Import | VOM | 0 | [6 empty] | 0.53391 | 0
LCP_Inputs_ON_Diverse_IEA_2023_05_05 | 2036 | CH4 Import - WC 2050 | Import | Methane | WC | Dispatch-Import | EmissionsCost | 0 | [6 empty] | 0.53391 | 0
LCP_Inputs_ON_Diverse_IEA_2023_05_05 | 2036 | CH4 Import - WC 2050 | Import | Methane | WC | Dispatch-Import | FuelCost | 0 | [6 empty] | 0.53391 | 0
LCP_Inputs_ON_Diverse_IEA_2023_05_05 | 2036 | CH4 Import - WC 2050 | Import | Methane | WC | Dispatch-Import | VOM | 0 | [6 empty] | 0.53391 | 0
LCP_Inputs_ON_Diverse_IEA_2023_05_05 | 2036 | CH4 Salt Cavern Storage - ON | Storage | Methane | MI | Dispatch-Storage | EmissionsCost | 0 | [6 empty] | 0.53391 | 0
LCP_Inputs_ON_Diverse_IEA_2023_05_05 | 2036 | CH4 Salt Cavern Storage - ON | Storage | Methane | MI | Dispatch-Storage | FuelCost | 0 | [6 empty] | 0.53391 | 0
LCP_Inputs_ON_Diverse_IEA_2023_05_05 | 2036 | CH4 Salt Cavern Storage - ON | Storage | Methane | MI | Dispatch-Storage | VOM | 0 | [6 empty] | 0.53391 | 0
LCP_Inputs_ON_Diverse_IEA_2023_05_05 | 2036 | CH4 Salt Cavern Storage - ON | Storage | Methane | NY | Dispatch-Storage | EmissionsCost | 0 | [6 empty] | 0.53391 | 0
LCP_Inputs_ON_Diverse_IEA_2023_05_05 | 2036 | CH4 Salt Cavern Storage - ON | Storage | Methane | NY | Dispatch-Storage | FuelCost | 0 | [6 empty] | 0.53391 | 0
LCP_Inputs_ON_Diverse_IEA_2023_05_05 | 2036 | CH4 Salt Cavern Storage - ON | Storage | Methane | NY | Dispatch-Storage | VOM | 0 | [6 empty] | 0.53391 | 0
LCP_Inputs_ON_Diverse_IEA_2023_05_05 | 2036 | CH4 Salt Cavern Storage - ON | Storage | Methane | ON | Dispatch-Storage | EmissionsCost | 0 | [6 empty] | 0.53391 | 0
LCP_Inputs_ON_Diverse_IEA_2023_05_05 | 2036 | CH4 Salt Cavern Storage - ON | Storage | Methane | ON | Dispatch-Storage | FuelCost | 0 | [6 empty] | 0.53391 | 0
LCP_Inputs_ON_Diverse_IEA_2023_05_05 | 2036 | CH4 Salt Cavern Storage - ON | Storage | Methane | ON | Dispatch-Storage | VOM | 0 | [6 empty] | 0.53391 | 0
LCP_Inputs_ON_Diverse_IEA_2023_05_05 | 2036 | CH4 Salt Cavern Storage - ON | Storage | Methane | PJ | Dispatch-Storage | EmissionsCost | 0 | [6 empty] | 0.53391 | 0
LCP_Inputs_ON_Diverse_IEA_2023_05_05 | 2036 | CH4 Salt Cavern Storage - ON | Storage | Methane | PJ | Dispatch-Storage | FuelCost | 0 | [6 empty] | 0.53391 | 0
LCP_Inputs_ON_Diverse_IEA_2023_05_05 | 2036 | CH4 Salt Cavern Storage - ON | Storage | Methane | PJ | Dispatch-Storage | VOM | 0 | [6 empty] | 0.53391 | 0
LCP_Inputs_ON_Diverse_IEA_2023_05_05 | 2036 | CH4 Salt Cavern Storage - ON | Storage | Methane | QC | Dispatch-Storage | EmissionsCost | 0 | [6 empty] | 0.53391 | 0
LCP_Inputs_ON_Diverse_IEA_2023_05_05 | 2036 | CH4 Salt Cavern Storage - ON | Storage | Methane | QC | Dispatch-Storage | FuelCost | 0 | [6 empty] | 0.53391 | 0
LCP_Inputs_ON_Diverse_IEA_2023_05_05 | 2036 | CH4 Salt Cavern Storage - ON | Storage | Methane | QC | Dispatch-Storage | VOM | 0 | [6 empty] | 0.53391 | 0
LCP_Inputs_ON_Diverse_IEA_2023_05_05 | 2036 | CH4 Salt Cavern Storage - ON | Storage | Methane | WC | Dispatch-Storage | EmissionsCost | 0 | [6 empty] | 0.53391 | 0
LCP_Inputs_ON_Diverse_IEA_2023_05_05 | 2036 | CH4 Salt Cavern Storage - ON | Storage | Methane | WC | Dispatch-Storage | FuelCost | 0 | [6 empty] | 0.53391 | 0
LCP_Inputs_ON_Diverse_IEA_2023_05_05 | 2036 | CH4 Salt Cavern Storage - ON | Storage | Methane | WC | Dispatch-Storage | VOM | 0 | [6 empty] | 0.53391 | 0
LCP_Inputs_ON_Diverse_IEA_2023_05_05 | 2036 | Electrolyser 2020/2030 | Crossload | Hydrogen | MI | Dispatch-Crossload | EmissionsCost | 0 | [6 empty] | 0.53391 | 0
LCP_Inputs_ON_Diverse_IEA_2023_05_05 | 2036 | Electrolyser 2020/2030 | Crossload | Hydrogen | MI | Dispatch-Crossload | FuelCost | 0 | [6 empty] | 0.53391 | 0
LCP_Inputs_ON_Diverse_IEA_2023_05_05 | 2036 | Electrolyser 2020/2030 | Crossload | Hydrogen | MI | Dispatch-Crossload | VOM | 0 | [6 empty] | 0.53391 | 0
LCP_Inputs_ON_Diverse_IEA_2023_05_05 | 2036 | Electrolyser 2020/2030 | Crossload | Hydrogen | NY | Dispatch-Crossload | EmissionsCost | 0 | [6 empty] | 0.53391 | 0
LCP_Inputs_ON_Diverse_IEA_2023_05_05 | 2036 | Electrolyser 2020/2030 | Crossload | Hydrogen | NY | Dispatch-Crossload | FuelCost | 0 | [6 empty] | 0.53391 | 0
LCP_Inputs_ON_Diverse_IEA_2023_05_05 | 2036 | Electrolyser 2020/2030 | Crossload | Hydrogen | NY | Dispatch-Crossload | VOM | 0 | [6 empty] | 0.53391 | 0
LCP_Inputs_ON_Diverse_IEA_2023_05_05 | 2036 | Electrolyser 2020/2030 | Crossload | Hydrogen | ON | Dispatch-Crossload | EmissionsCost | 0 | [6 empty] | 0.53391 | 0
LCP_Inputs_ON_Diverse_IEA_2023_05_05 | 2036 | Electrolyser 2020/2030 | Crossload | Hydrogen | ON | Dispatch-Crossload | FuelCost | 0 | [6 empty] | 0.53391 | 0
LCP_Inputs_ON_Diverse_IEA_2023_05_05 | 2036 | Electrolyser 2020/2030 | Crossload | Hydrogen | ON | Dispatch-Crossload | VOM | 0 | [6 empty] | 0.53391 | 0
LCP_Inputs_ON_Diverse_IEA_2023_05_05 | 2036 | Electrolyser 2020/2030 | Crossload | Hydrogen | PJ | Dispatch-Crossload | EmissionsCost | 0 | [6 empty] | 0.53391 | 0
LCP_Inputs_ON_Diverse_IEA_2023_05_05 | 2036 | Electrolyser 2020/2030 | Crossload | Hydrogen | PJ | Dispatch-Crossload | FuelCost | 0 | [6 empty] | 0.53391 | 0
LCP_Inputs_ON_Diverse_IEA_2023_05_05 | 2036 | Electrolyser 2020/2030 | Crossload | Hydrogen | PJ | Dispatch-Crossload | VOM | 0 | [6 empty] | 0.53391 | 0
LCP_Inputs_ON_Diverse_IEA_2023_05_05 | 2036 | Electrolyser 2020/2030 | Crossload | Hydrogen | QC | Dispatch-Crossload | EmissionsCost | 0 | [6 empty] | 0.53391 | 0
LCP_Inputs_ON_Diverse_IEA_2023_05_05 | 2036 | Electrolyser 2020/2030 | Crossload | Hydrogen | QC | Dispatch-Crossload | FuelCost | 0 | [6 empty] | 0.53391 | 0
LCP_Inputs_ON_Diverse_IEA_2023_05_05 | 2036 | Electrolyser 2020/2030 | Crossload | Hydrogen | QC | Dispatch-Crossload | VOM | 0 | [6 empty] | 0.53391 | 0
LCP_Inputs_ON_Diverse_IEA_2023_05_05 | 2036 | Electrolyser 2020/2030 | Crossload | Hydrogen | WC | Dispatch-Crossload | EmissionsCost | 0 | [6 empty] | 0.53391 | 0
LCP_Inputs_ON_Diverse_IEA_2023_05_05 | 2036 | Electrolyser 2020/2030 | Crossload | Hydrogen | WC | Dispatch-Crossload | FuelCost | 0 | [6 empty] | 0.53391 | 0
LCP_Inputs_ON_Diverse_IEA_2023_05_05 | 2036 | Electrolyser 2020/2030 | Crossload | Hydrogen | WC | Dispatch-Crossload | VOM | 0 | [6 empty] | 0.53391 | 0
LCP_Inputs_ON_Diverse_IEA_2023_05_05 | 2036 | Electrolyser 2040 | Crossload | Hydrogen | MI | Dispatch-Crossload | EmissionsCost | 0 | [6 empty] | 0.53391 | 0
LCP_Inputs_ON_Diverse_IEA_2023_05_05 | 2036 | Electrolyser 2040 | Crossload | Hydrogen | MI | Dispatch-Crossload | FuelCost | 0 | [6 empty] | 0.53391 | 0
LCP_Inputs_ON_Diverse_IEA_2023_05_05 | 2036 | Electrolyser 2040 | Crossload | Hydrogen | MI | Dispatch-Crossload | VOM | 0 | [6 empty] | 0.53391 | 0
LCP_Inputs_ON_Diverse_IEA_2023_05_05 | 2036 | Electrolyser 2040 | Crossload | Hydrogen | NY | Dispatch-Crossload | EmissionsCost | 0 | [6 empty] | 0.53391 | 0
LCP_Inputs_ON_Diverse_IEA_2023_05_05 | 2036 | Electrolyser 2040 | Crossload | Hydrogen | NY | Dispatch-Crossload | FuelCost | 0 | [6 empty] | 0.53391 | 0
LCP_Inputs_ON_Diverse_IEA_2023_05_05 | 2036 | Electrolyser 2040 | Crossload | Hydrogen | NY | Dispatch-Crossload | VOM | 0 | [6 empty] | 0.53391 | 0
LCP_Inputs_ON_Diverse_IEA_2023_05_05 | 2036 | Electrolyser 2040 | Crossload | Hydrogen | ON | Dispatch-Crossload | EmissionsCost | 0 | [6 empty] | 0.53391 | 0
LCP_Inputs_ON_Diverse_IEA_2023_05_05 | 2036 | Electrolyser 2040 | Crossload | Hydrogen | ON | Dispatch-Crossload | FuelCost | 0 | [6 empty] | 0.53391 | 0
LCP_Inputs_ON_Diverse_IEA_2023_05_05 | 2036 | Electrolyser 2040 | Crossload | Hydrogen | ON | Dispatch-Crossload | VOM | 0 | [6 empty] | 0.53391 | 0
LCP_Inputs_ON_Diverse_IEA_2023_05_05 | 2036 | Electrolyser 2040 | Crossload | Hydrogen | PJ | Dispatch-Crossload | EmissionsCost | 0 | [6 empty] | 0.53391 | 0
LCP_Inputs_ON_Diverse_IEA_2023_05_05 | 2036 | Electrolyser 2040 | Crossload | Hydrogen | PJ | Dispatch-Crossload | FuelCost | 0 | [6 empty] | 0.53391 | 0
LCP_Inputs_ON_Diverse_IEA_2023_05_05 | 2036 | Electrolyser 2040 | Crossload | Hydrogen | PJ | Dispatch-Crossload | VOM | 0 | [6 empty] | 0.53391 | 0
LCP_Inputs_ON_Diverse_IEA_2023_05_05 | 2036 | Electrolyser 2040 | Crossload | Hydrogen | QC | Dispatch-Crossload | EmissionsCost | 0 | [6 empty] | 0.53391 | 0
LCP_Inputs_ON_Diverse_IEA_2023_05_05 | 2036 | Electrolyser 2040 | Crossload | Hydrogen | QC | Dispatch-Crossload | FuelCost | 0 | [6 empty] | 0.53391 | 0
LCP_Inputs_ON_Diverse_IEA_2023_05_05 | 2036 | Electrolyser 2040 | Crossload | Hydrogen | QC | Dispatch-Crossload | VOM | 0 | [6 empty] | 0.53391 | 0
LCP_Inputs_ON_Diverse_IEA_2023_05_05 | 2036 | Electrolyser 2040 | Crossload | Hydrogen | WC | Dispatch-Crossload | EmissionsCost | 0 | [6 empty] | 0.53391 | 0
LCP_Inputs_ON_Diverse_IEA_2023_05_05 | 2036 | Electrolyser 2040 | Crossload | Hydrogen | WC | Dispatch-Crossload | FuelCost | 0 | [6 empty] | 0.53391 | 0
LCP_Inputs_ON_Diverse_IEA_2023_05_05 | 2036 | Electrolyser 2040 | Crossload | Hydrogen | WC | Dispatch-Crossload | VOM | 0 | [6 empty] | 0.53391 | 0
LCP_Inputs_ON_Diverse_IEA_2023_05_05 | 2036 | Electrolyser 2050 | Crossload | Hydrogen | MI | Dispatch-Crossload | EmissionsCost | 0 | [6 empty] | 0.53391 | 0
LCP_Inputs_ON_Diverse_IEA_2023_05_05 | 2036 | Electrolyser 2050 | Crossload | Hydrogen | MI | Dispatch-Crossload | FuelCost | 0 | [6 empty] | 0.53391 | 0
LCP_Inputs_ON_Diverse_IEA_2023_05_05 | 2036 | Electrolyser 2050 | Crossload | Hydrogen | MI | Dispatch-Crossload | VOM | 0 | [6 empty] | 0.53391 | 0
LCP_Inputs_ON_Diverse_IEA_2023_05_05 | 2036 | Electrolyser 2050 | Crossload | Hydrogen | NY | Dispatch-Crossload | EmissionsCost | 0 | [6 empty] | 0.53391 | 0
LCP_Inputs_ON_Diverse_IEA_2023_05_05 | 2036 | Electrolyser 2050 | Crossload | Hydrogen | NY | Dispatch-Crossload | FuelCost | 0 | [6 empty] | 0.53391 | 0
LCP_Inputs_ON_Diverse_IEA_2023_05_05 | 2036 | Electrolyser 2050 | Crossload | Hydrogen | NY | Dispatch-Crossload | VOM | 0 | [6 empty] | 0.53391 | 0
LCP_Inputs_ON_Diverse_IEA_2023_05_05 | 2036 | Electrolyser 2050 | Crossload | Hydrogen | ON | Dispatch-Crossload | EmissionsCost | 0 | [6 empty] | 0.53391 | 0
LCP_Inputs_ON_Diverse_IEA_2023_05_05 | 2036 | Electrolyser 2050 | Crossload | Hydrogen | ON | Dispatch-Crossload | FuelCost | 0 | [6 empty] | 0.53391 | 0
LCP_Inputs_ON_Diverse_IEA_2023_05_05 | 2036 | Electrolyser 2050 | Crossload | Hydrogen | ON | Dispatch-Crossload | VOM | 0 | [6 empty] | 0.53391 | 0
LCP_Inputs_ON_Diverse_IEA_2023_05_05 | 2036 | Electrolyser 2050 | Crossload | Hydrogen | PJ | Dispatch-Crossload | EmissionsCost | 0 | [6 empty] | 0.53391 | 0
LCP_Inputs_ON_Diverse_IEA_2023_05_05 | 2036 | Electrolyser 2050 | Crossload | Hydrogen | PJ | Dispatch-Crossload | FuelCost | 0 | [6 empty] | 0.53391 | 0
LCP_Inputs_ON_Diverse_IEA_2023_05_05 | 2036 | Electrolyser 2050 | Crossload | Hydrogen | PJ | Dispatch-Crossload | VOM | 0 | [6 empty] | 0.53391 | 0
LCP_Inputs_ON_Diverse_IEA_2023_05_05 | 2036 | Electrolyser 2050 | Crossload | Hydrogen | QC | Dispatch-Crossload | EmissionsCost | 0 | [6 empty] | 0.53391 | 0
LCP_Inputs_ON_Diverse_IEA_2023_05_05 | 2036 | Electrolyser 2050 | Crossload | Hydrogen | QC | Dispatch-Crossload | FuelCost | 0 | [6 empty] | 0.53391 | 0
LCP_Inputs_ON_Diverse_IEA_2023_05_05 | 2036 | Electrolyser 2050 | Crossload | Hydrogen | QC | Dispatch-Crossload | VOM | 0 | [6 empty] | 0.53391 | 0
LCP_Inputs_ON_Diverse_IEA_2023_05_05 | 2036 | Electrolyser 2050 | Crossload | Hydrogen | WC | Dispatch-Crossload | EmissionsCost | 0 | [6 empty] | 0.53391 | 0
LCP_Inputs_ON_Diverse_IEA_2023_05_05 | 2036 | Electrolyser 2050 | Crossload | Hydrogen | WC | Dispatch-Crossload | FuelCost | 0 | [6 empty] | 0.53391 | 0
LCP_Inputs_ON_Diverse_IEA_2023_05_05 | 2036 | Electrolyser 2050 | Crossload | Hydrogen | WC | Dispatch-Crossload | VOM | 0 | [6 empty] | 0.53391 | 0
LCP_Inputs_ON_Diverse_IEA_2023_05_05 | 2036 | Fossil Fuel Thermal (Coal, Peat, Oil) | Generation | Electricity | MI | Dispatch-Generation | EmissionsCost | 0 | [6 empty] | 0.53391 | 0
LCP_Inputs_ON_Diverse_IEA_2023_05_05 | 2036 | Fossil Fuel Thermal (Coal, Peat, Oil) | Generation | Electricity | MI | Dispatch-Generation | FuelCost | 0 | [6 empty] | 0.53391 | 0
LCP_Inputs_ON_Diverse_IEA_2023_05_05 | 2036 | Fossil Fuel Thermal (Coal, Peat, Oil) | Generation | Electricity | MI | Dispatch-Generation | VOM | 0 | [6 empty] | 0.53391 | 0
LCP_Inputs_ON_Diverse_IEA_2023_05_05 | 2036 | Fossil Fuel Thermal (Coal, Peat, Oil) | Generation | Electricity | NY | Dispatch-Generation | EmissionsCost | 0 | [6 empty] | 0.53391 | 0
LCP_Inputs_ON_Diverse_IEA_2023_05_05 | 2036 | Fossil Fuel Thermal (Coal, Peat, Oil) | Generation | Electricity | NY | Dispatch-Generation | FuelCost | 0 | [6 empty] | 0.53391 | 0
LCP_Inputs_ON_Diverse_IEA_2023_05_05 | 2036 | Fossil Fuel Thermal (Coal, Peat, Oil) | Generation | Electricity | NY | Dispatch-Generation | VOM | 0 | [6 empty] | 0.53391 | 0
LCP_Inputs_ON_Diverse_IEA_2023_05_05 | 2036 | Fossil Fuel Thermal (Coal, Peat, Oil) | Generation | Electricity | ON | Dispatch-Generation | EmissionsCost | 0 | [6 empty] | 0.53391 | 0
LCP_Inputs_ON_Diverse_IEA_2023_05_05 | 2036 | Fossil Fuel Thermal (Coal, Peat, Oil) | Generation | Electricity | ON | Dispatch-Generation | FuelCost | 0 | [6 empty] | 0.53391 | 0
LCP_Inputs_ON_Diverse_IEA_2023_05_05 | 2036 | Fossil Fuel Thermal (Coal, Peat, Oil) | Generation | Electricity | ON | Dispatch-Generation | VOM | 0 | [6 empty] | 0.53391 | 0
LCP_Inputs_ON_Diverse_IEA_2023_05_05 | 2036 | Fossil Fuel Thermal (Coal, Peat, Oil) | Generation | Electricity | PJ | Dispatch-Generation | EmissionsCost | 0 | [6 empty] | 0.53391 | 0
LCP_Inputs_ON_Diverse_IEA_2023_05_05 | 2036 | Fossil Fuel Thermal (Coal, Peat, Oil) | Generation | Electricity | PJ | Dispatch-Generation | FuelCost | 0 | [6 empty] | 0.53391 | 0
LCP_Inputs_ON_Diverse_IEA_2023_05_05 | 2036 | Fossil Fuel Thermal (Coal, Peat, Oil) | Generation | Electricity | PJ | Dispatch-Generation | VOM | 0 | [6 empty] | 0.53391 | 0
LCP_Inputs_ON_Diverse_IEA_2023_05_05 | 2036 | Fossil Fuel Thermal (Coal, Peat, Oil) | Generation | Electricity | QC | Dispatch-Generation | EmissionsCost | 0 | [6 empty] | 0.53391 | 0
LCP_Inputs_ON_Diverse_IEA_2023_05_05 | 2036 | Fossil Fuel Thermal (Coal, Peat, Oil) | Generation | Electricity | QC | Dispatch-Generation | FuelCost | 0 | [6 empty] | 0.53391 | 0
LCP_Inputs_ON_Diverse_IEA_2023_05_05 | 2036 | Fossil Fuel Thermal (Coal, Peat, Oil) | Generation | Electricity | QC | Dispatch-Generation | VOM | 0 | [6 empty] | 0.53391 | 0
LCP_Inputs_ON_Diverse_IEA_2023_05_05 | 2036 | Fossil Fuel Thermal (Coal, Peat, Oil) | Generation | Electricity | WC | Dispatch-Generation | EmissionsCost | 0 | [6 empty] | 0.53391 | 0
LCP_Inputs_ON_Diverse_IEA_2023_05_05 | 2036 | Fossil Fuel Thermal (Coal, Peat, Oil) | Generation | Electricity | WC | Dispatch-Generation | FuelCost | 0 | [6 empty] | 0.53391 | 0
LCP_Inputs_ON_Diverse_IEA_2023_05_05 | 2036 | Fossil Fuel Thermal (Coal, Peat, Oil) | Generation | Electricity | WC | Dispatch-Generation | VOM | 0 | [6 empty] | 0.53391 | 0
LCP_Inputs_ON_Diverse_IEA_2023_05_05 | 2036 | Generic - Generator | Generation | Electricity | MI | Dispatch-Generation | EmissionsCost | 0 | [6 empty] | 0.53391 | 0
LCP_Inputs_ON_Diverse_IEA_2023_05_05 | 2036 | Generic - Generator | Generation | Electricity | MI | Dispatch-Generation | FuelCost | 1917502431.2477 | [6 empty] | 0.53391 | 1023770224.9406
LCP_Inputs_ON_Diverse_IEA_2023_05_05 | 2036 | Generic - Generator | Generation | Electricity | MI | Dispatch-Generation | VOM | 66961520.9547 | [6 empty] | 0.53391 | 35751303.494
LCP_Inputs_ON_Diverse_IEA_2023_05_05 | 2036 | Generic - Generator | Generation | Electricity | NY | Dispatch-Generation | EmissionsCost | 0 | [6 empty] | 0.53391 | 0
LCP_Inputs_ON_Diverse_IEA_2023_05_05 | 2036 | Generic - Generator | Generation | Electricity | NY | Dispatch-Generation | FuelCost | 920281288.6875 | [6 empty] | 0.53391 | 491345703.961
LCP_Inputs_ON_Diverse_IEA_2023_05_05 | 2036 | Generic - Generator | Generation | Electricity | NY | Dispatch-Generation | VOM | 32137343.7616 | [6 empty] | 0.53391 | 17158390.5791
LCP_Inputs_ON_Diverse_IEA_2023_05_05 | 2036 | Generic - Generator | Generation | Electricity | ON | Dispatch-Generation | EmissionsCost | 0 | [6 empty] | 0.53391 | 0
LCP_Inputs_ON_Diverse_IEA_2023_05_05 | 2036 | Generic - Generator | Generation | Electricity | ON | Dispatch-Generation | FuelCost | 0 | [6 empty] | 0.53391 | 0
LCP_Inputs_ON_Diverse_IEA_2023_05_05 | 2036 | Generic - Generator | Generation | Electricity | ON | Dispatch-Generation | VOM | 0 | [6 empty] | 0.53391 | 0
LCP_Inputs_ON_Diverse_IEA_2023_05_05 | 2036 | Generic - Generator | Generation | Electricity | PJ | Dispatch-Generation | EmissionsCost | 0 | [6 empty] | 0.53391 | 0
LCP_Inputs_ON_Diverse_IEA_2023_05_05 | 2036 | Generic - Generator | Generation | Electricity | PJ | Dispatch-Generation | FuelCost | 7259171776.6988 | [6 empty] | 0.53391 | 3875731160.2874
LCP_Inputs_ON_Diverse_IEA_2023_05_05 | 2036 | Generic - Generator | Generation | Electricity | PJ | Dispatch-Generation | VOM | 253499122.1485 | [6 empty] | 0.53391 | 135345253.8443
LCP_Inputs_ON_Diverse_IEA_2023_05_05 | 2036 | Generic - Generator | Generation | Electricity | QC | Dispatch-Generation | EmissionsCost | 0 | [6 empty] | 0.53391 | 0
LCP_Inputs_ON_Diverse_IEA_2023_05_05 | 2036 | Generic - Generator | Generation | Electricity | QC | Dispatch-Generation | FuelCost | 0 | [6 empty] | 0.53391 | 0
LCP_Inputs_ON_Diverse_IEA_2023_05_05 | 2036 | Generic - Generator | Generation | Electricity | QC | Dispatch-Generation | VOM | 0 | [6 empty] | 0.53391 | 0
LCP_Inputs_ON_Diverse_IEA_2023_05_05 | 2036 | Generic - Generator | Generation | Electricity | WC | Dispatch-Generation | EmissionsCost | 0 | [6 empty] | 0.53391 | 0
LCP_Inputs_ON_Diverse_IEA_2023_05_05 | 2036 | Generic - Generator | Generation | Electricity | WC | Dispatch-Generation | FuelCost | 1737227.6587 | [6 empty] | 0.53391 | 927520.05
LCP_Inputs_ON_Diverse_IEA_2023_05_05 | 2036 | Generic - Generator | Generation | Electricity | WC | Dispatch-Generation | VOM | 60666.1063 | [6 empty] | 0.53391 | 32390.1301
LCP_Inputs_ON_Diverse_IEA_2023_05_05 | 2036 | H2 Import - QC | Import | Hydrogen | MI | Dispatch-Import | EmissionsCost | 0 | [6 empty] | 0.53391 | 0
LCP_Inputs_ON_Diverse_IEA_2023_05_05 | 2036 | H2 Import - QC | Import | Hydrogen | MI | Dispatch-Import | FuelCost | 0 | [6 empty] | 0.53391 | 0
LCP_Inputs_ON_Diverse_IEA_2023_05_05 | 2036 | H2 Import - QC | Import | Hydrogen | MI | Dispatch-Import | VOM | 0 | [6 empty] | 0.53391 | 0
LCP_Inputs_ON_Diverse_IEA_2023_05_05 | 2036 | H2 Import - QC | Import | Hydrogen | NY | Dispatch-Import | EmissionsCost | 0 | [6 empty] | 0.53391 | 0
LCP_Inputs_ON_Diverse_IEA_2023_05_05 | 2036 | H2 Import - QC | Import | Hydrogen | NY | Dispatch-Import | FuelCost | 0 | [6 empty] | 0.53391 | 0
LCP_Inputs_ON_Diverse_IEA_2023_05_05 | 2036 | H2 Import - QC | Import | Hydrogen | NY | Dispatch-Import | VOM | 0 | [6 empty] | 0.53391 | 0
LCP_Inputs_ON_Diverse_IEA_2023_05_05 | 2036 | H2 Import - QC | Import | Hydrogen | ON | Dispatch-Import | EmissionsCost | 0 | [6 empty] | 0.53391 | 0
LCP_Inputs_ON_Diverse_IEA_2023_05_05 | 2036 | H2 Import - QC | Import | Hydrogen | ON | Dispatch-Import | FuelCost | 0 | [6 empty] | 0.53391 | 0
LCP_Inputs_ON_Diverse_IEA_2023_05_05 | 2036 | H2 Import - QC | Import | Hydrogen | ON | Dispatch-Import | VOM | 0 | [6 empty] | 0.53391 | 0
LCP_Inputs_ON_Diverse_IEA_2023_05_05 | 2036 | H2 Import - QC | Import | Hydrogen | PJ | Dispatch-Import | EmissionsCost | 0 | [6 empty] | 0.53391 | 0
LCP_Inputs_ON_Diverse_IEA_2023_05_05 | 2036 | H2 Import - QC | Import | Hydrogen | PJ | Dispatch-Import | FuelCost | 0 | [6 empty] | 0.53391 | 0
LCP_Inputs_ON_Diverse_IEA_2023_05_05 | 2036 | H2 Import - QC | Import | Hydrogen | PJ | Dispatch-Import | VOM | 0 | [6 empty] | 0.53391 | 0
LCP_Inputs_ON_Diverse_IEA_2023_05_05 | 2036 | H2 Import - QC | Import | Hydrogen | QC | Dispatch-Import | EmissionsCost | 0 | [6 empty] | 0.53391 | 0
LCP_Inputs_ON_Diverse_IEA_2023_05_05 | 2036 | H2 Import - QC | Import | Hydrogen | QC | Dispatch-Import | FuelCost | 0 | [6 empty] | 0.53391 | 0
LCP_Inputs_ON_Diverse_IEA_2023_05_05 | 2036 | H2 Import - QC | Import | Hydrogen | QC | Dispatch-Import | VOM | 0 | [6 empty] | 0.53391 | 0
LCP_Inputs_ON_Diverse_IEA_2023_05_05 | 2036 | H2 Import - QC | Import | Hydrogen | WC | Dispatch-Import | EmissionsCost | 0 | [6 empty] | 0.53391 | 0
LCP_Inputs_ON_Diverse_IEA_2023_05_05 | 2036 | H2 Import - QC | Import | Hydrogen | WC | Dispatch-Import | FuelCost | 0 | [6 empty] | 0.53391 | 0
LCP_Inputs_ON_Diverse_IEA_2023_05_05 | 2036 | H2 Import - QC | Import | Hydrogen | WC | Dispatch-Import | VOM | 0 | [6 empty] | 0.53391 | 0
LCP_Inputs_ON_Diverse_IEA_2023_05_05 | 2036 | H2 Import - WC | Import | Hydrogen | MI | Dispatch-Import | EmissionsCost | 0 | [6 empty] | 0.53391 | 0
LCP_Inputs_ON_Diverse_IEA_2023_05_05 | 2036 | H2 Import - WC | Import | Hydrogen | MI | Dispatch-Import | FuelCost | 0 | [6 empty] | 0.53391 | 0
LCP_Inputs_ON_Diverse_IEA_2023_05_05 | 2036 | H2 Import - WC | Import | Hydrogen | MI | Dispatch-Import | VOM | 0 | [6 empty] | 0.53391 | 0
LCP_Inputs_ON_Diverse_IEA_2023_05_05 | 2036 | H2 Import - WC | Import | Hydrogen | NY | Dispatch-Import | EmissionsCost | 0 | [6 empty] | 0.53391 | 0
LCP_Inputs_ON_Diverse_IEA_2023_05_05 | 2036 | H2 Import - WC | Import | Hydrogen | NY | Dispatch-Import | FuelCost | 0 | [6 empty] | 0.53391 | 0
LCP_Inputs_ON_Diverse_IEA_2023_05_05 | 2036 | H2 Import - WC | Import | Hydrogen | NY | Dispatch-Import | VOM | 0 | [6 empty] | 0.53391 | 0
LCP_Inputs_ON_Diverse_IEA_2023_05_05 | 2036 | H2 Import - WC | Import | Hydrogen | ON | Dispatch-Import | EmissionsCost | 0 | [6 empty] | 0.53391 | 0
LCP_Inputs_ON_Diverse_IEA_2023_05_05 | 2036 | H2 Import - WC | Import | Hydrogen | ON | Dispatch-Import | FuelCost | 0 | [6 empty] | 0.53391 | 0
LCP_Inputs_ON_Diverse_IEA_2023_05_05 | 2036 | H2 Import - WC | Import | Hydrogen | ON | Dispatch-Import | VOM | 0 | [6 empty] | 0.53391 | 0
LCP_Inputs_ON_Diverse_IEA_2023_05_05 | 2036 | H2 Import - WC | Import | Hydrogen | PJ | Dispatch-Import | EmissionsCost | 0 | [6 empty] | 0.53391 | 0
LCP_Inputs_ON_Diverse_IEA_2023_05_05 | 2036 | H2 Import - WC | Import | Hydrogen | PJ | Dispatch-Import | FuelCost | 0 | [6 empty] | 0.53391 | 0
LCP_Inputs_ON_Diverse_IEA_2023_05_05 | 2036 | H2 Import - WC | Import | Hydrogen | PJ | Dispatch-Import | VOM | 0 | [6 empty] | 0.53391 | 0
LCP_Inputs_ON_Diverse_IEA_2023_05_05 | 2036 | H2 Import - WC | Import | Hydrogen | QC | Dispatch-Import | EmissionsCost | 0 | [6 empty] | 0.53391 | 0
LCP_Inputs_ON_Diverse_IEA_2023_05_05 | 2036 | H2 Import - WC | Import | Hydrogen | QC | Dispatch-Import | FuelCost | 0 | [6 empty] | 0.53391 | 0
LCP_Inputs_ON_Diverse_IEA_2023_05_05 | 2036 | H2 Import - WC | Import | Hydrogen | QC | Dispatch-Import | VOM | 0 | [6 empty] | 0.53391 | 0
LCP_Inputs_ON_Diverse_IEA_2023_05_05 | 2036 | H2 Import - WC | Import | Hydrogen | WC | Dispatch-Import | EmissionsCost | 0 | [6 empty] | 0.53391 | 0
LCP_Inputs_ON_Diverse_IEA_2023_05_05 | 2036 | H2 Import - WC | Import | Hydrogen | WC | Dispatch-Import | FuelCost | 0 | [6 empty] | 0.53391 | 0
LCP_Inputs_ON_Diverse_IEA_2023_05_05 | 2036 | H2 Import - WC | Import | Hydrogen | WC | Dispatch-Import | VOM | 0 | [6 empty] | 0.53391 | 0
LCP_Inputs_ON_Diverse_IEA_2023_05_05 | 2036 | H2 Salt Cavern Storage - ON | Storage | Hydrogen | MI | Dispatch-Storage | EmissionsCost | 0 | [6 empty] | 0.53391 | 0
LCP_Inputs_ON_Diverse_IEA_2023_05_05 | 2036 | H2 Salt Cavern Storage - ON | Storage | Hydrogen | MI | Dispatch-Storage | FuelCost | 0 | [6 empty] | 0.53391 | 0
LCP_Inputs_ON_Diverse_IEA_2023_05_05 | 2036 | H2 Salt Cavern Storage - ON | Storage | Hydrogen | MI | Dispatch-Storage | VOM | 0 | [6 empty] | 0.53391 | 0
LCP_Inputs_ON_Diverse_IEA_2023_05_05 | 2036 | H2 Salt Cavern Storage - ON | Storage | Hydrogen | NY | Dispatch-Storage | EmissionsCost | 0 | [6 empty] | 0.53391 | 0
LCP_Inputs_ON_Diverse_IEA_2023_05_05 | 2036 | H2 Salt Cavern Storage - ON | Storage | Hydrogen | NY | Dispatch-Storage | FuelCost | 0 | [6 empty] | 0.53391 | 0
LCP_Inputs_ON_Diverse_IEA_2023_05_05 | 2036 | H2 Salt Cavern Storage - ON | Storage | Hydrogen | NY | Dispatch-Storage | VOM | 0 | [6 empty] | 0.53391 | 0
LCP_Inputs_ON_Diverse_IEA_2023_05_05 | 2036 | H2 Salt Cavern Storage - ON | Storage | Hydrogen | ON | Dispatch-Storage | EmissionsCost | 0 | [6 empty] | 0.53391 | 0
LCP_Inputs_ON_Diverse_IEA_2023_05_05 | 2036 | H2 Salt Cavern Storage - ON | Storage | Hydrogen | ON | Dispatch-Storage | FuelCost | 0 | [6 empty] | 0.53391 | 0
LCP_Inputs_ON_Diverse_IEA_2023_05_05 | 2036 | H2 Salt Cavern Storage - ON | Storage | Hydrogen | ON | Dispatch-Storage | VOM | 12624010.6118 | [6 empty] | 0.53391 | 6740062.4756
LCP_Inputs_ON_Diverse_IEA_2023_05_05 | 2036 | H2 Salt Cavern Storage - ON | Storage | Hydrogen | PJ | Dispatch-Storage | EmissionsCost | 0 | [6 empty] | 0.53391 | 0
LCP_Inputs_ON_Diverse_IEA_2023_05_05 | 2036 | H2 Salt Cavern Storage - ON | Storage | Hydrogen | PJ | Dispatch-Storage | FuelCost | 0 | [6 empty] | 0.53391 | 0
LCP_Inputs_ON_Diverse_IEA_2023_05_05 | 2036 | H2 Salt Cavern Storage - ON | Storage | Hydrogen | PJ | Dispatch-Storage | VOM | 0 | [6 empty] | 0.53391 | 0
LCP_Inputs_ON_Diverse_IEA_2023_05_05 | 2036 | H2 Salt Cavern Storage - ON | Storage | Hydrogen | QC | Dispatch-Storage | EmissionsCost | 0 | [6 empty] | 0.53391 | 0
LCP_Inputs_ON_Diverse_IEA_2023_05_05 | 2036 | H2 Salt Cavern Storage - ON | Storage | Hydrogen | QC | Dispatch-Storage | FuelCost | 0 | [6 empty] | 0.53391 | 0
LCP_Inputs_ON_Diverse_IEA_2023_05_05 | 2036 | H2 Salt Cavern Storage - ON | Storage | Hydrogen | QC | Dispatch-Storage | VOM | 0 | [6 empty] | 0.53391 | 0
LCP_Inputs_ON_Diverse_IEA_2023_05_05 | 2036 | H2 Salt Cavern Storage - ON | Storage | Hydrogen | WC | Dispatch-Storage | EmissionsCost | 0 | [6 empty] | 0.53391 | 0
LCP_Inputs_ON_Diverse_IEA_2023_05_05 | 2036 | H2 Salt Cavern Storage - ON | Storage | Hydrogen | WC | Dispatch-Storage | FuelCost | 0 | [6 empty] | 0.53391 | 0
LCP_Inputs_ON_Diverse_IEA_2023_05_05 | 2036 | H2 Salt Cavern Storage - ON | Storage | Hydrogen | WC | Dispatch-Storage | VOM | 0 | [6 empty] | 0.53391 | 0
LCP_Inputs_ON_Diverse_IEA_2023_05_05 | 2036 | Hydro | Generation | Electricity | MI | Dispatch-Generation | EmissionsCost | 0 | [6 empty] | 0.53391 | 0
LCP_Inputs_ON_Diverse_IEA_2023_05_05 | 2036 | Hydro | Generation | Electricity | MI | Dispatch-Generation | FuelCost | 0 | [6 empty] | 0.53391 | 0
LCP_Inputs_ON_Diverse_IEA_2023_05_05 | 2036 | Hydro | Generation | Electricity | MI | Dispatch-Generation | VOM | 0 | [6 empty] | 0.53391 | 0
LCP_Inputs_ON_Diverse_IEA_2023_05_05 | 2036 | Hydro | Generation | Electricity | NY | Dispatch-Generation | EmissionsCost | 0 | [6 empty] | 0.53391 | 0
LCP_Inputs_ON_Diverse_IEA_2023_05_05 | 2036 | Hydro | Generation | Electricity | NY | Dispatch-Generation | FuelCost | 0 | [6 empty] | 0.53391 | 0
LCP_Inputs_ON_Diverse_IEA_2023_05_05 | 2036 | Hydro | Generation | Electricity | NY | Dispatch-Generation | VOM | 0 | [6 empty] | 0.53391 | 0
LCP_Inputs_ON_Diverse_IEA_2023_05_05 | 2036 | Hydro | Generation | Electricity | ON | Dispatch-Generation | EmissionsCost | 0 | [6 empty] | 0.53391 | 0
LCP_Inputs_ON_Diverse_IEA_2023_05_05 | 2036 | Hydro | Generation | Electricity | ON | Dispatch-Generation | FuelCost | 0 | [6 empty] | 0.53391 | 0
LCP_Inputs_ON_Diverse_IEA_2023_05_05 | 2036 | Hydro | Generation | Electricity | ON | Dispatch-Generation | VOM | 0 | [6 empty] | 0.53391 | 0
LCP_Inputs_ON_Diverse_IEA_2023_05_05 | 2036 | Hydro | Generation | Electricity | PJ | Dispatch-Generation | EmissionsCost | 0 | [6 empty] | 0.53391 | 0
LCP_Inputs_ON_Diverse_IEA_2023_05_05 | 2036 | Hydro | Generation | Electricity | PJ | Dispatch-Generation | FuelCost | 0 | [6 empty] | 0.53391 | 0
LCP_Inputs_ON_Diverse_IEA_2023_05_05 | 2036 | Hydro | Generation | Electricity | PJ | Dispatch-Generation | VOM | 0 | [6 empty] | 0.53391 | 0
LCP_Inputs_ON_Diverse_IEA_2023_05_05 | 2036 | Hydro | Generation | Electricity | QC | Dispatch-Generation | EmissionsCost | 0 | [6 empty] | 0.53391 | 0
LCP_Inputs_ON_Diverse_IEA_2023_05_05 | 2036 | Hydro | Generation | Electricity | QC | Dispatch-Generation | FuelCost | 0 | [6 empty] | 0.53391 | 0
LCP_Inputs_ON_Diverse_IEA_2023_05_05 | 2036 | Hydro | Generation | Electricity | QC | Dispatch-Generation | VOM | 0 | [6 empty] | 0.53391 | 0
LCP_Inputs_ON_Diverse_IEA_2023_05_05 | 2036 | Hydro | Generation | Electricity | WC | Dispatch-Generation | EmissionsCost | 0 | [6 empty] | 0.53391 | 0
LCP_Inputs_ON_Diverse_IEA_2023_05_05 | 2036 | Hydro | Generation | Electricity | WC | Dispatch-Generation | FuelCost | 0 | [6 empty] | 0.53391 | 0
LCP_Inputs_ON_Diverse_IEA_2023_05_05 | 2036 | Hydro | Generation | Electricity | WC | Dispatch-Generation | VOM | 0 | [6 empty] | 0.53391 | 0
LCP_Inputs_ON_Diverse_IEA_2023_05_05 | 2036 | Hydro Pumped Storage | Storage | Electricity | MI | Dispatch-Storage | EmissionsCost | 0 | [6 empty] | 0.53391 | 0
LCP_Inputs_ON_Diverse_IEA_2023_05_05 | 2036 | Hydro Pumped Storage | Storage | Electricity | MI | Dispatch-Storage | FuelCost | 0 | [6 empty] | 0.53391 | 0
LCP_Inputs_ON_Diverse_IEA_2023_05_05 | 2036 | Hydro Pumped Storage | Storage | Electricity | MI | Dispatch-Storage | VOM | 0 | [6 empty] | 0.53391 | 0
LCP_Inputs_ON_Diverse_IEA_2023_05_05 | 2036 | Hydro Pumped Storage | Storage | Electricity | NY | Dispatch-Storage | EmissionsCost | 0 | [6 empty] | 0.53391 | 0
LCP_Inputs_ON_Diverse_IEA_2023_05_05 | 2036 | Hydro Pumped Storage | Storage | Electricity | NY | Dispatch-Storage | FuelCost | 0 | [6 empty] | 0.53391 | 0
LCP_Inputs_ON_Diverse_IEA_2023_05_05 | 2036 | Hydro Pumped Storage | Storage | Electricity | NY | Dispatch-Storage | VOM | 0 | [6 empty] | 0.53391 | 0
LCP_Inputs_ON_Diverse_IEA_2023_05_05 | 2036 | Hydro Pumped Storage | Storage | Electricity | ON | Dispatch-Storage | EmissionsCost | 0 | [6 empty] | 0.53391 | 0
LCP_Inputs_ON_Diverse_IEA_2023_05_05 | 2036 | Hydro Pumped Storage | Storage | Electricity | ON | Dispatch-Storage | FuelCost | 0 | [6 empty] | 0.53391 | 0
LCP_Inputs_ON_Diverse_IEA_2023_05_05 | 2036 | Hydro Pumped Storage | Storage | Electricity | ON | Dispatch-Storage | VOM | 0 | [6 empty] | 0.53391 | 0
LCP_Inputs_ON_Diverse_IEA_2023_05_05 | 2036 | Hydro Pumped Storage | Storage | Electricity | PJ | Dispatch-Storage | EmissionsCost | 0 | [6 empty] | 0.53391 | 0
LCP_Inputs_ON_Diverse_IEA_2023_05_05 | 2036 | Hydro Pumped Storage | Storage | Electricity | PJ | Dispatch-Storage | FuelCost | 0 | [6 empty] | 0.53391 | 0
LCP_Inputs_ON_Diverse_IEA_2023_05_05 | 2036 | Hydro Pumped Storage | Storage | Electricity | PJ | Dispatch-Storage | VOM | 0 | [6 empty] | 0.53391 | 0
LCP_Inputs_ON_Diverse_IEA_2023_05_05 | 2036 | Hydro Pumped Storage | Storage | Electricity | QC | Dispatch-Storage | EmissionsCost | 0 | [6 empty] | 0.53391 | 0
LCP_Inputs_ON_Diverse_IEA_2023_05_05 | 2036 | Hydro Pumped Storage | Storage | Electricity | QC | Dispatch-Storage | FuelCost | 0 | [6 empty] | 0.53391 | 0
LCP_Inputs_ON_Diverse_IEA_2023_05_05 | 2036 | Hydro Pumped Storage | Storage | Electricity | QC | Dispatch-Storage | VOM | 0 | [6 empty] | 0.53391 | 0
LCP_Inputs_ON_Diverse_IEA_2023_05_05 | 2036 | Hydro Pumped Storage | Storage | Electricity | WC | Dispatch-Storage | EmissionsCost | 0 | [6 empty] | 0.53391 | 0
LCP_Inputs_ON_Diverse_IEA_2023_05_05 | 2036 | Hydro Pumped Storage | Storage | Electricity | WC | Dispatch-Storage | FuelCost | 0 | [6 empty] | 0.53391 | 0
LCP_Inputs_ON_Diverse_IEA_2023_05_05 | 2036 | Hydro Pumped Storage | Storage | Electricity | WC | Dispatch-Storage | VOM | 0 | [6 empty] | 0.53391 | 0
LCP_Inputs_ON_Diverse_IEA_2023_05_05 | 2036 | Nuclear | Generation | Electricity | MI | Dispatch-Generation | EmissionsCost | 0 | [6 empty] | 0.53391 | 0
LCP_Inputs_ON_Diverse_IEA_2023_05_05 | 2036 | Nuclear | Generation | Electricity | MI | Dispatch-Generation | FuelCost | 0 | [6 empty] | 0.53391 | 0
LCP_Inputs_ON_Diverse_IEA_2023_05_05 | 2036 | Nuclear | Generation | Electricity | MI | Dispatch-Generation | VOM | 2762866296.96 | [6 empty] | 0.53391 | 1475116904.2738
LCP_Inputs_ON_Diverse_IEA_2023_05_05 | 2036 | Nuclear | Generation | Electricity | NY | Dispatch-Generation | EmissionsCost | 0 | [6 empty] | 0.53391 | 0
LCP_Inputs_ON_Diverse_IEA_2023_05_05 | 2036 | Nuclear | Generation | Electricity | NY | Dispatch-Generation | FuelCost | 0 | [6 empty] | 0.53391 | 0
LCP_Inputs_ON_Diverse_IEA_2023_05_05 | 2036 | Nuclear | Generation | Electricity | NY | Dispatch-Generation | VOM | 2246155230.144 | [6 empty] | 0.53391 | 1199240641.2334
LCP_Inputs_ON_Diverse_IEA_2023_05_05 | 2036 | Nuclear | Generation | Electricity | ON | Dispatch-Generation | EmissionsCost | 0 | [6 empty] | 0.53391 | 0
LCP_Inputs_ON_Diverse_IEA_2023_05_05 | 2036 | Nuclear | Generation | Electricity | ON | Dispatch-Generation | FuelCost | 0 | [6 empty] | 0.53391 | 0
LCP_Inputs_ON_Diverse_IEA_2023_05_05 | 2036 | Nuclear | Generation | Electricity | ON | Dispatch-Generation | VOM | 6921207719.0302 | [6 empty] | 0.53391 | 3695289386.8102
LCP_Inputs_ON_Diverse_IEA_2023_05_05 | 2036 | Nuclear | Generation | Electricity | PJ | Dispatch-Generation | EmissionsCost | 0 | [6 empty] | 0.53391 | 0
LCP_Inputs_ON_Diverse_IEA_2023_05_05 | 2036 | Nuclear | Generation | Electricity | PJ | Dispatch-Generation | FuelCost | 0 | [6 empty] | 0.53391 | 0
LCP_Inputs_ON_Diverse_IEA_2023_05_05 | 2036 | Nuclear | Generation | Electricity | PJ | Dispatch-Generation | VOM | 6401347648.6848 | [6 empty] | 0.53391 | 3417731845.0402
LCP_Inputs_ON_Diverse_IEA_2023_05_05 | 2036 | Nuclear | Generation | Electricity | QC | Dispatch-Generation | EmissionsCost | 0 | [6 empty] | 0.53391 | 0
LCP_Inputs_ON_Diverse_IEA_2023_05_05 | 2036 | Nuclear | Generation | Electricity | QC | Dispatch-Generation | FuelCost | 0 | [6 empty] | 0.53391 | 0
LCP_Inputs_ON_Diverse_IEA_2023_05_05 | 2036 | Nuclear | Generation | Electricity | QC | Dispatch-Generation | VOM | 0 | [6 empty] | 0.53391 | 0
LCP_Inputs_ON_Diverse_IEA_2023_05_05 | 2036 | Nuclear | Generation | Electricity | WC | Dispatch-Generation | EmissionsCost | 0 | [6 empty] | 0.53391 | 0
LCP_Inputs_ON_Diverse_IEA_2023_05_05 | 2036 | Nuclear | Generation | Electricity | WC | Dispatch-Generation | FuelCost | 0 | [6 empty] | 0.53391 | 0
LCP_Inputs_ON_Diverse_IEA_2023_05_05 | 2036 | Nuclear | Generation | Electricity | WC | Dispatch-Generation | VOM | 0 | [6 empty] | 0.53391 | 0
LCP_Inputs_ON_Diverse_IEA_2023_05_05 | 2036 | Nuclear SMR | Generation | Electricity | MI | Dispatch-Generation | EmissionsCost | 0 | [6 empty] | 0.53391 | 0
LCP_Inputs_ON_Diverse_IEA_2023_05_05 | 2036 | Nuclear SMR | Generation | Electricity | MI | Dispatch-Generation | FuelCost | 0 | [6 empty] | 0.53391 | 0
LCP_Inputs_ON_Diverse_IEA_2023_05_05 | 2036 | Nuclear SMR | Generation | Electricity | MI | Dispatch-Generation | VOM | 0 | [6 empty] | 0.53391 | 0
LCP_Inputs_ON_Diverse_IEA_2023_05_05 | 2036 | Nuclear SMR | Generation | Electricity | NY | Dispatch-Generation | EmissionsCost | 0 | [6 empty] | 0.53391 | 0
LCP_Inputs_ON_Diverse_IEA_2023_05_05 | 2036 | Nuclear SMR | Generation | Electricity | NY | Dispatch-Generation | FuelCost | 0 | [6 empty] | 0.53391 | 0
LCP_Inputs_ON_Diverse_IEA_2023_05_05 | 2036 | Nuclear SMR | Generation | Electricity | NY | Dispatch-Generation | VOM | 0 | [6 empty] | 0.53391 | 0
LCP_Inputs_ON_Diverse_IEA_2023_05_05 | 2036 | Nuclear SMR | Generation | Electricity | ON | Dispatch-Generation | EmissionsCost | 0 | [6 empty] | 0.53391 | 0
LCP_Inputs_ON_Diverse_IEA_2023_05_05 | 2036 | Nuclear SMR | Generation | Electricity | ON | Dispatch-Generation | FuelCost | 0 | [6 empty] | 0.53391 | 0
LCP_Inputs_ON_Diverse_IEA_2023_05_05 | 2036 | Nuclear SMR | Generation | Electricity | ON | Dispatch-Generation | VOM | 18960361.2 | [6 empty] | 0.53391 | 10123091.8586
LCP_Inputs_ON_Diverse_IEA_2023_05_05 | 2036 | Nuclear SMR | Generation | Electricity | PJ | Dispatch-Generation | EmissionsCost | 0 | [6 empty] | 0.53391 | 0
LCP_Inputs_ON_Diverse_IEA_2023_05_05 | 2036 | Nuclear SMR | Generation | Electricity | PJ | Dispatch-Generation | FuelCost | 0 | [6 empty] | 0.53391 | 0
LCP_Inputs_ON_Diverse_IEA_2023_05_05 | 2036 | Nuclear SMR | Generation | Electricity | PJ | Dispatch-Generation | VOM | 0 | [6 empty] | 0.53391 | 0
LCP_Inputs_ON_Diverse_IEA_2023_05_05 | 2036 | Nuclear SMR | Generation | Electricity | QC | Dispatch-Generation | EmissionsCost | 0 | [6 empty] | 0.53391 | 0
LCP_Inputs_ON_Diverse_IEA_2023_05_05 | 2036 | Nuclear SMR | Generation | Electricity | QC | Dispatch-Generation | FuelCost | 0 | [6 empty] | 0.53391 | 0
LCP_Inputs_ON_Diverse_IEA_2023_05_05 | 2036 | Nuclear SMR | Generation | Electricity | QC | Dispatch-Generation | VOM | 0 | [6 empty] | 0.53391 | 0
LCP_Inputs_ON_Diverse_IEA_2023_05_05 | 2036 | Nuclear SMR | Generation | Electricity | WC | Dispatch-Generation | EmissionsCost | 0 | [6 empty] | 0.53391 | 0
LCP_Inputs_ON_Diverse_IEA_2023_05_05 | 2036 | Nuclear SMR | Generation | Electricity | WC | Dispatch-Generation | FuelCost | 0 | [6 empty] | 0.53391 | 0
LCP_Inputs_ON_Diverse_IEA_2023_05_05 | 2036 | Nuclear SMR | Generation | Electricity | WC | Dispatch-Generation | VOM | 0 | [6 empty] | 0.53391 | 0
LCP_Inputs_ON_Diverse_IEA_2023_05_05 | 2036 | O/CCGT - CH4 Existing | Crossload | Electricity | MI | Dispatch-Crossload | EmissionsCost | 0 | [6 empty] | 0.53391 | 0
LCP_Inputs_ON_Diverse_IEA_2023_05_05 | 2036 | O/CCGT - CH4 Existing | Crossload | Electricity | MI | Dispatch-Crossload | FuelCost | 0 | [6 empty] | 0.53391 | 0
LCP_Inputs_ON_Diverse_IEA_2023_05_05 | 2036 | O/CCGT - CH4 Existing | Crossload | Electricity | MI | Dispatch-Crossload | VOM | 0 | [6 empty] | 0.53391 | 0
LCP_Inputs_ON_Diverse_IEA_2023_05_05 | 2036 | O/CCGT - CH4 Existing | Crossload | Electricity | NY | Dispatch-Crossload | EmissionsCost | 0 | [6 empty] | 0.53391 | 0
LCP_Inputs_ON_Diverse_IEA_2023_05_05 | 2036 | O/CCGT - CH4 Existing | Crossload | Electricity | NY | Dispatch-Crossload | FuelCost | 0 | [6 empty] | 0.53391 | 0
LCP_Inputs_ON_Diverse_IEA_2023_05_05 | 2036 | O/CCGT - CH4 Existing | Crossload | Electricity | NY | Dispatch-Crossload | VOM | 0 | [6 empty] | 0.53391 | 0
LCP_Inputs_ON_Diverse_IEA_2023_05_05 | 2036 | O/CCGT - CH4 Existing | Crossload | Electricity | ON | Dispatch-Crossload | EmissionsCost | 4650844.1284 | [6 empty] | 0.53391 | 2483123.704
LCP_Inputs_ON_Diverse_IEA_2023_05_05 | 2036 | O/CCGT - CH4 Existing | Crossload | Electricity | ON | Dispatch-Crossload | FuelCost | 0 | [6 empty] | 0.53391 | 0
LCP_Inputs_ON_Diverse_IEA_2023_05_05 | 2036 | O/CCGT - CH4 Existing | Crossload | Electricity | ON | Dispatch-Crossload | VOM | 286217.1645 | [6 empty] | 0.53391 | 152813.6842
LCP_Inputs_ON_Diverse_IEA_2023_05_05 | 2036 | O/CCGT - CH4 Existing | Crossload | Electricity | PJ | Dispatch-Crossload | EmissionsCost | 0 | [6 empty] | 0.53391 | 0
LCP_Inputs_ON_Diverse_IEA_2023_05_05 | 2036 | O/CCGT - CH4 Existing | Crossload | Electricity | PJ | Dispatch-Crossload | FuelCost | 0 | [6 empty] | 0.53391 | 0
LCP_Inputs_ON_Diverse_IEA_2023_05_05 | 2036 | O/CCGT - CH4 Existing | Crossload | Electricity | PJ | Dispatch-Crossload | VOM | 0 | [6 empty] | 0.53391 | 0
LCP_Inputs_ON_Diverse_IEA_2023_05_05 | 2036 | O/CCGT - CH4 Existing | Crossload | Electricity | QC | Dispatch-Crossload | EmissionsCost | 0 | [6 empty] | 0.53391 | 0
LCP_Inputs_ON_Diverse_IEA_2023_05_05 | 2036 | O/CCGT - CH4 Existing | Crossload | Electricity | QC | Dispatch-Crossload | FuelCost | 0 | [6 empty] | 0.53391 | 0
LCP_Inputs_ON_Diverse_IEA_2023_05_05 | 2036 | O/CCGT - CH4 Existing | Crossload | Electricity | QC | Dispatch-Crossload | VOM | 0 | [6 empty] | 0.53391 | 0
LCP_Inputs_ON_Diverse_IEA_2023_05_05 | 2036 | O/CCGT - CH4 Existing | Crossload | Electricity | WC | Dispatch-Crossload | EmissionsCost | 0 | [6 empty] | 0.53391 | 0
LCP_Inputs_ON_Diverse_IEA_2023_05_05 | 2036 | O/CCGT - CH4 Existing | Crossload | Electricity | WC | Dispatch-Crossload | FuelCost | 0 | [6 empty] | 0.53391 | 0
LCP_Inputs_ON_Diverse_IEA_2023_05_05 | 2036 | O/CCGT - CH4 Existing | Crossload | Electricity | WC | Dispatch-Crossload | VOM | 0 | [6 empty] | 0.53391 | 0
LCP_Inputs_ON_Diverse_IEA_2023_05_05 | 2036 | O/CCGT - CH4 New | Crossload | Electricity | MI | Dispatch-Crossload | EmissionsCost | 0 | [6 empty] | 0.53391 | 0
LCP_Inputs_ON_Diverse_IEA_2023_05_05 | 2036 | O/CCGT - CH4 New | Crossload | Electricity | MI | Dispatch-Crossload | FuelCost | 0 | [6 empty] | 0.53391 | 0
LCP_Inputs_ON_Diverse_IEA_2023_05_05 | 2036 | O/CCGT - CH4 New | Crossload | Electricity | MI | Dispatch-Crossload | VOM | 0 | [6 empty] | 0.53391 | 0
LCP_Inputs_ON_Diverse_IEA_2023_05_05 | 2036 | O/CCGT - CH4 New | Crossload | Electricity | NY | Dispatch-Crossload | EmissionsCost | 0 | [6 empty] | 0.53391 | 0
LCP_Inputs_ON_Diverse_IEA_2023_05_05 | 2036 | O/CCGT - CH4 New | Crossload | Electricity | NY | Dispatch-Crossload | FuelCost | 0 | [6 empty] | 0.53391 | 0
LCP_Inputs_ON_Diverse_IEA_2023_05_05 | 2036 | O/CCGT - CH4 New | Crossload | Electricity | NY | Dispatch-Crossload | VOM | 0 | [6 empty] | 0.53391 | 0
LCP_Inputs_ON_Diverse_IEA_2023_05_05 | 2036 | O/CCGT - CH4 New | Crossload | Electricity | ON | Dispatch-Crossload | EmissionsCost | 205377.4597 | [6 empty] | 0.53391 | 109652.7048
LCP_Inputs_ON_Diverse_IEA_2023_05_05 | 2036 | O/CCGT - CH4 New | Crossload | Electricity | ON | Dispatch-Crossload | FuelCost | 0 | [6 empty] | 0.53391 | 0
LCP_Inputs_ON_Diverse_IEA_2023_05_05 | 2036 | O/CCGT - CH4 New | Crossload | Electricity | ON | Dispatch-Crossload | VOM | 12639.1151 | [6 empty] | 0.53391 | 6748.1269
LCP_Inputs_ON_Diverse_IEA_2023_05_05 | 2036 | O/CCGT - CH4 New | Crossload | Electricity | PJ | Dispatch-Crossload | EmissionsCost | 0 | [6 empty] | 0.53391 | 0
LCP_Inputs_ON_Diverse_IEA_2023_05_05 | 2036 | O/CCGT - CH4 New | Crossload | Electricity | PJ | Dispatch-Crossload | FuelCost | 0 | [6 empty] | 0.53391 | 0
LCP_Inputs_ON_Diverse_IEA_2023_05_05 | 2036 | O/CCGT - CH4 New | Crossload | Electricity | PJ | Dispatch-Crossload | VOM | 0 | [6 empty] | 0.53391 | 0
LCP_Inputs_ON_Diverse_IEA_2023_05_05 | 2036 | O/CCGT - CH4 New | Crossload | Electricity | QC | Dispatch-Crossload | EmissionsCost | 0 | [6 empty] | 0.53391 | 0
LCP_Inputs_ON_Diverse_IEA_2023_05_05 | 2036 | O/CCGT - CH4 New | Crossload | Electricity | QC | Dispatch-Crossload | FuelCost | 0 | [6 empty] | 0.53391 | 0
LCP_Inputs_ON_Diverse_IEA_2023_05_05 | 2036 | O/CCGT - CH4 New | Crossload | Electricity | QC | Dispatch-Crossload | VOM | 0 | [6 empty] | 0.53391 | 0
LCP_Inputs_ON_Diverse_IEA_2023_05_05 | 2036 | O/CCGT - CH4 New | Crossload | Electricity | WC | Dispatch-Crossload | EmissionsCost | 0 | [6 empty] | 0.53391 | 0
LCP_Inputs_ON_Diverse_IEA_2023_05_05 | 2036 | O/CCGT - CH4 New | Crossload | Electricity | WC | Dispatch-Crossload | FuelCost | 0 | [6 empty] | 0.53391 | 0
LCP_Inputs_ON_Diverse_IEA_2023_05_05 | 2036 | O/CCGT - CH4 New | Crossload | Electricity | WC | Dispatch-Crossload | VOM | 0 | [6 empty] | 0.53391 | 0
LCP_Inputs_ON_Diverse_IEA_2023_05_05 | 2036 | O/CCGT - H2 New | Crossload | Electricity | MI | Dispatch-Crossload | EmissionsCost | 0 | [6 empty] | 0.53391 | 0
LCP_Inputs_ON_Diverse_IEA_2023_05_05 | 2036 | O/CCGT - H2 New | Crossload | Electricity | MI | Dispatch-Crossload | FuelCost | 0 | [6 empty] | 0.53391 | 0
LCP_Inputs_ON_Diverse_IEA_2023_05_05 | 2036 | O/CCGT - H2 New | Crossload | Electricity | MI | Dispatch-Crossload | VOM | 0 | [6 empty] | 0.53391 | 0
LCP_Inputs_ON_Diverse_IEA_2023_05_05 | 2036 | O/CCGT - H2 New | Crossload | Electricity | NY | Dispatch-Crossload | EmissionsCost | 0 | [6 empty] | 0.53391 | 0
LCP_Inputs_ON_Diverse_IEA_2023_05_05 | 2036 | O/CCGT - H2 New | Crossload | Electricity | NY | Dispatch-Crossload | FuelCost | 0 | [6 empty] | 0.53391 | 0
LCP_Inputs_ON_Diverse_IEA_2023_05_05 | 2036 | O/CCGT - H2 New | Crossload | Electricity | NY | Dispatch-Crossload | VOM | 0 | [6 empty] | 0.53391 | 0
LCP_Inputs_ON_Diverse_IEA_2023_05_05 | 2036 | O/CCGT - H2 New | Crossload | Electricity | ON | Dispatch-Crossload | EmissionsCost | 0 | [6 empty] | 0.53391 | 0
LCP_Inputs_ON_Diverse_IEA_2023_05_05 | 2036 | O/CCGT - H2 New | Crossload | Electricity | ON | Dispatch-Crossload | FuelCost | 0 | [6 empty] | 0.53391 | 0
LCP_Inputs_ON_Diverse_IEA_2023_05_05 | 2036 | O/CCGT - H2 New | Crossload | Electricity | ON | Dispatch-Crossload | VOM | 0 | [6 empty] | 0.53391 | 0
LCP_Inputs_ON_Diverse_IEA_2023_05_05 | 2036 | O/CCGT - H2 New | Crossload | Electricity | PJ | Dispatch-Crossload | EmissionsCost | 0 | [6 empty] | 0.53391 | 0
LCP_Inputs_ON_Diverse_IEA_2023_05_05 | 2036 | O/CCGT - H2 New | Crossload | Electricity | PJ | Dispatch-Crossload | FuelCost | 0 | [6 empty] | 0.53391 | 0
LCP_Inputs_ON_Diverse_IEA_2023_05_05 | 2036 | O/CCGT - H2 New | Crossload | Electricity | PJ | Dispatch-Crossload | VOM | 0 | [6 empty] | 0.53391 | 0
LCP_Inputs_ON_Diverse_IEA_2023_05_05 | 2036 | O/CCGT - H2 New | Crossload | Electricity | QC | Dispatch-Crossload | EmissionsCost | 0 | [6 empty] | 0.53391 | 0
LCP_Inputs_ON_Diverse_IEA_2023_05_05 | 2036 | O/CCGT - H2 New | Crossload | Electricity | QC | Dispatch-Crossload | FuelCost | 0 | [6 empty] | 0.53391 | 0
LCP_Inputs_ON_Diverse_IEA_2023_05_05 | 2036 | O/CCGT - H2 New | Crossload | Electricity | QC | Dispatch-Crossload | VOM | 0 | [6 empty] | 0.53391 | 0
LCP_Inputs_ON_Diverse_IEA_2023_05_05 | 2036 | O/CCGT - H2 New | Crossload | Electricity | WC | Dispatch-Crossload | EmissionsCost | 0 | [6 empty] | 0.53391 | 0
LCP_Inputs_ON_Diverse_IEA_2023_05_05 | 2036 | O/CCGT - H2 New | Crossload | Electricity | WC | Dispatch-Crossload | FuelCost | 0 | [6 empty] | 0.53391 | 0
LCP_Inputs_ON_Diverse_IEA_2023_05_05 | 2036 | O/CCGT - H2 New | Crossload | Electricity | WC | Dispatch-Crossload | VOM | 0 | [6 empty] | 0.53391 | 0
LCP_Inputs_ON_Diverse_IEA_2023_05_05 | 2036 | SMR CCS | Generation | Hydrogen | MI | Dispatch-Generation | EmissionsCost | 0 | [6 empty] | 0.53391 | 0
LCP_Inputs_ON_Diverse_IEA_2023_05_05 | 2036 | SMR CCS | Generation | Hydrogen | MI | Dispatch-Generation | FuelCost | 0 | [6 empty] | 0.53391 | 0
LCP_Inputs_ON_Diverse_IEA_2023_05_05 | 2036 | SMR CCS | Generation | Hydrogen | MI | Dispatch-Generation | VOM | 0 | [6 empty] | 0.53391 | 0
LCP_Inputs_ON_Diverse_IEA_2023_05_05 | 2036 | SMR CCS | Generation | Hydrogen | NY | Dispatch-Generation | EmissionsCost | 0 | [6 empty] | 0.53391 | 0
LCP_Inputs_ON_Diverse_IEA_2023_05_05 | 2036 | SMR CCS | Generation | Hydrogen | NY | Dispatch-Generation | FuelCost | 0 | [6 empty] | 0.53391 | 0
LCP_Inputs_ON_Diverse_IEA_2023_05_05 | 2036 | SMR CCS | Generation | Hydrogen | NY | Dispatch-Generation | VOM | 0 | [6 empty] | 0.53391 | 0
LCP_Inputs_ON_Diverse_IEA_2023_05_05 | 2036 | SMR CCS | Generation | Hydrogen | ON | Dispatch-Generation | EmissionsCost | 398520751.9847 | [6 empty] | 0.53391 | 212773487.6651
LCP_Inputs_ON_Diverse_IEA_2023_05_05 | 2036 | SMR CCS | Generation | Hydrogen | ON | Dispatch-Generation | FuelCost | 628171752.4376 | [6 empty] | 0.53391 | 335386034.3614
LCP_Inputs_ON_Diverse_IEA_2023_05_05 | 2036 | SMR CCS | Generation | Hydrogen | ON | Dispatch-Generation | VOM | 0 | [6 empty] | 0.53391 | 0
LCP_Inputs_ON_Diverse_IEA_2023_05_05 | 2036 | SMR CCS | Generation | Hydrogen | PJ | Dispatch-Generation | EmissionsCost | 0 | [6 empty] | 0.53391 | 0
LCP_Inputs_ON_Diverse_IEA_2023_05_05 | 2036 | SMR CCS | Generation | Hydrogen | PJ | Dispatch-Generation | FuelCost | 0 | [6 empty] | 0.53391 | 0
LCP_Inputs_ON_Diverse_IEA_2023_05_05 | 2036 | SMR CCS | Generation | Hydrogen | PJ | Dispatch-Generation | VOM | 0 | [6 empty] | 0.53391 | 0
LCP_Inputs_ON_Diverse_IEA_2023_05_05 | 2036 | SMR CCS | Generation | Hydrogen | QC | Dispatch-Generation | EmissionsCost | 0 | [6 empty] | 0.53391 | 0
LCP_Inputs_ON_Diverse_IEA_2023_05_05 | 2036 | SMR CCS | Generation | Hydrogen | QC | Dispatch-Generation | FuelCost | 0 | [6 empty] | 0.53391 | 0
LCP_Inputs_ON_Diverse_IEA_2023_05_05 | 2036 | SMR CCS | Generation | Hydrogen | QC | Dispatch-Generation | VOM | 0 | [6 empty] | 0.53391 | 0
LCP_Inputs_ON_Diverse_IEA_2023_05_05 | 2036 | SMR CCS | Generation | Hydrogen | WC | Dispatch-Generation | EmissionsCost | 0 | [6 empty] | 0.53391 | 0
LCP_Inputs_ON_Diverse_IEA_2023_05_05 | 2036 | SMR CCS | Generation | Hydrogen | WC | Dispatch-Generation | FuelCost | 0 | [6 empty] | 0.53391 | 0
LCP_Inputs_ON_Diverse_IEA_2023_05_05 | 2036 | SMR CCS | Generation | Hydrogen | WC | Dispatch-Generation | VOM | 0 | [6 empty] | 0.53391 | 0
LCP_Inputs_ON_Diverse_IEA_2023_05_05 | 2036 | Solar PV | Generation | Electricity | MI | Dispatch-Generation | EmissionsCost | 0 | [6 empty] | 0.53391 | 0
LCP_Inputs_ON_Diverse_IEA_2023_05_05 | 2036 | Solar PV | Generation | Electricity | MI | Dispatch-Generation | FuelCost | 0 | [6 empty] | 0.53391 | 0
LCP_Inputs_ON_Diverse_IEA_2023_05_05 | 2036 | Solar PV | Generation | Electricity | MI | Dispatch-Generation | VOM | 0 | [6 empty] | 0.53391 | 0
LCP_Inputs_ON_Diverse_IEA_2023_05_05 | 2036 | Solar PV | Generation | Electricity | NY | Dispatch-Generation | EmissionsCost | 0 | [6 empty] | 0.53391 | 0
LCP_Inputs_ON_Diverse_IEA_2023_05_05 | 2036 | Solar PV | Generation | Electricity | NY | Dispatch-Generation | FuelCost | 0 | [6 empty] | 0.53391 | 0
LCP_Inputs_ON_Diverse_IEA_2023_05_05 | 2036 | Solar PV | Generation | Electricity | NY | Dispatch-Generation | VOM | 0 | [6 empty] | 0.53391 | 0
LCP_Inputs_ON_Diverse_IEA_2023_05_05 | 2036 | Solar PV | Generation | Electricity | ON | Dispatch-Generation | EmissionsCost | 0 | [6 empty] | 0.53391 | 0
LCP_Inputs_ON_Diverse_IEA_2023_05_05 | 2036 | Solar PV | Generation | Electricity | ON | Dispatch-Generation | FuelCost | 0 | [6 empty] | 0.53391 | 0
LCP_Inputs_ON_Diverse_IEA_2023_05_05 | 2036 | Solar PV | Generation | Electricity | ON | Dispatch-Generation | VOM | 0 | [6 empty] | 0.53391 | 0
LCP_Inputs_ON_Diverse_IEA_2023_05_05 | 2036 | Solar PV | Generation | Electricity | PJ | Dispatch-Generation | EmissionsCost | 0 | [6 empty] | 0.53391 | 0
LCP_Inputs_ON_Diverse_IEA_2023_05_05 | 2036 | Solar PV | Generation | Electricity | PJ | Dispatch-Generation | FuelCost | 0 | [6 empty] | 0.53391 | 0
LCP_Inputs_ON_Diverse_IEA_2023_05_05 | 2036 | Solar PV | Generation | Electricity | PJ | Dispatch-Generation | VOM | 0 | [6 empty] | 0.53391 | 0
LCP_Inputs_ON_Diverse_IEA_2023_05_05 | 2036 | Solar PV | Generation | Electricity | QC | Dispatch-Generation | EmissionsCost | 0 | [6 empty] | 0.53391 | 0
LCP_Inputs_ON_Diverse_IEA_2023_05_05 | 2036 | Solar PV | Generation | Electricity | QC | Dispatch-Generation | FuelCost | 0 | [6 empty] | 0.53391 | 0
LCP_Inputs_ON_Diverse_IEA_2023_05_05 | 2036 | Solar PV | Generation | Electricity | QC | Dispatch-Generation | VOM | 0 | [6 empty] | 0.53391 | 0
LCP_Inputs_ON_Diverse_IEA_2023_05_05 | 2036 | Solar PV | Generation | Electricity | WC | Dispatch-Generation | EmissionsCost | 0 | [6 empty] | 0.53391 | 0
LCP_Inputs_ON_Diverse_IEA_2023_05_05 | 2036 | Solar PV | Generation | Electricity | WC | Dispatch-Generation | FuelCost | 0 | [6 empty] | 0.53391 | 0
LCP_Inputs_ON_Diverse_IEA_2023_05_05 | 2036 | Solar PV | Generation | Electricity | WC | Dispatch-Generation | VOM | 0 | [6 empty] | 0.53391 | 0
LCP_Inputs_ON_Diverse_IEA_2023_05_05 | 2036 | Wind Offshore | Generation | Electricity | MI | Dispatch-Generation | EmissionsCost | 0 | [6 empty] | 0.53391 | 0
LCP_Inputs_ON_Diverse_IEA_2023_05_05 | 2036 | Wind Offshore | Generation | Electricity | MI | Dispatch-Generation | FuelCost | 0 | [6 empty] | 0.53391 | 0
LCP_Inputs_ON_Diverse_IEA_2023_05_05 | 2036 | Wind Offshore | Generation | Electricity | MI | Dispatch-Generation | VOM | 0 | [6 empty] | 0.53391 | 0
LCP_Inputs_ON_Diverse_IEA_2023_05_05 | 2036 | Wind Offshore | Generation | Electricity | NY | Dispatch-Generation | EmissionsCost | 0 | [6 empty] | 0.53391 | 0
LCP_Inputs_ON_Diverse_IEA_2023_05_05 | 2036 | Wind Offshore | Generation | Electricity | NY | Dispatch-Generation | FuelCost | 0 | [6 empty] | 0.53391 | 0
LCP_Inputs_ON_Diverse_IEA_2023_05_05 | 2036 | Wind Offshore | Generation | Electricity | NY | Dispatch-Generation | VOM | 0 | [6 empty] | 0.53391 | 0
LCP_Inputs_ON_Diverse_IEA_2023_05_05 | 2036 | Wind Offshore | Generation | Electricity | ON | Dispatch-Generation | EmissionsCost | 0 | [6 empty] | 0.53391 | 0
LCP_Inputs_ON_Diverse_IEA_2023_05_05 | 2036 | Wind Offshore | Generation | Electricity | ON | Dispatch-Generation | FuelCost | 0 | [6 empty] | 0.53391 | 0
LCP_Inputs_ON_Diverse_IEA_2023_05_05 | 2036 | Wind Offshore | Generation | Electricity | ON | Dispatch-Generation | VOM | 0 | [6 empty] | 0.53391 | 0
LCP_Inputs_ON_Diverse_IEA_2023_05_05 | 2036 | Wind Offshore | Generation | Electricity | PJ | Dispatch-Generation | EmissionsCost | 0 | [6 empty] | 0.53391 | 0
LCP_Inputs_ON_Diverse_IEA_2023_05_05 | 2036 | Wind Offshore | Generation | Electricity | PJ | Dispatch-Generation | FuelCost | 0 | [6 empty] | 0.53391 | 0
LCP_Inputs_ON_Diverse_IEA_2023_05_05 | 2036 | Wind Offshore | Generation | Electricity | PJ | Dispatch-Generation | VOM | 0 | [6 empty] | 0.53391 | 0
LCP_Inputs_ON_Diverse_IEA_2023_05_05 | 2036 | Wind Offshore | Generation | Electricity | QC | Dispatch-Generation | EmissionsCost | 0 | [6 empty] | 0.53391 | 0
LCP_Inputs_ON_Diverse_IEA_2023_05_05 | 2036 | Wind Offshore | Generation | Electricity | QC | Dispatch-Generation | FuelCost | 0 | [6 empty] | 0.53391 | 0
LCP_Inputs_ON_Diverse_IEA_2023_05_05 | 2036 | Wind Offshore | Generation | Electricity | QC | Dispatch-Generation | VOM | 0 | [6 empty] | 0.53391 | 0
LCP_Inputs_ON_Diverse_IEA_2023_05_05 | 2036 | Wind Offshore | Generation | Electricity | WC | Dispatch-Generation | EmissionsCost | 0 | [6 empty] | 0.53391 | 0
LCP_Inputs_ON_Diverse_IEA_2023_05_05 | 2036 | Wind Offshore | Generation | Electricity | WC | Dispatch-Generation | FuelCost | 0 | [6 empty] | 0.53391 | 0
LCP_Inputs_ON_Diverse_IEA_2023_05_05 | 2036 | Wind Offshore | Generation | Electricity | WC | Dispatch-Generation | VOM | 0 | [6 empty] | 0.53391 | 0
LCP_Inputs_ON_Diverse_IEA_2023_05_05 | 2036 | Wind Onshore | Generation | Electricity | MI | Dispatch-Generation | EmissionsCost | 0 | [6 empty] | 0.53391 | 0
LCP_Inputs_ON_Diverse_IEA_2023_05_05 | 2036 | Wind Onshore | Generation | Electricity | MI | Dispatch-Generation | FuelCost | 0 | [6 empty] | 0.53391 | 0
LCP_Inputs_ON_Diverse_IEA_2023_05_05 | 2036 | Wind Onshore | Generation | Electricity | MI | Dispatch-Generation | VOM | 0 | [6 empty] | 0.53391 | 0
LCP_Inputs_ON_Diverse_IEA_2023_05_05 | 2036 | Wind Onshore | Generation | Electricity | NY | Dispatch-Generation | EmissionsCost | 0 | [6 empty] | 0.53391 | 0
LCP_Inputs_ON_Diverse_IEA_2023_05_05 | 2036 | Wind Onshore | Generation | Electricity | NY | Dispatch-Generation | FuelCost | 0 | [6 empty] | 0.53391 | 0
LCP_Inputs_ON_Diverse_IEA_2023_05_05 | 2036 | Wind Onshore | Generation | Electricity | NY | Dispatch-Generation | VOM | 0 | [6 empty] | 0.53391 | 0
LCP_Inputs_ON_Diverse_IEA_2023_05_05 | 2036 | Wind Onshore | Generation | Electricity | ON | Dispatch-Generation | EmissionsCost | 0 | [6 empty] | 0.53391 | 0
LCP_Inputs_ON_Diverse_IEA_2023_05_05 | 2036 | Wind Onshore | Generation | Electricity | ON | Dispatch-Generation | FuelCost | 0 | [6 empty] | 0.53391 | 0
LCP_Inputs_ON_Diverse_IEA_2023_05_05 | 2036 | Wind Onshore | Generation | Electricity | ON | Dispatch-Generation | VOM | 0 | [6 empty] | 0.53391 | 0
LCP_Inputs_ON_Diverse_IEA_2023_05_05 | 2036 | Wind Onshore | Generation | Electricity | PJ | Dispatch-Generation | EmissionsCost | 0 | [6 empty] | 0.53391 | 0
LCP_Inputs_ON_Diverse_IEA_2023_05_05 | 2036 | Wind Onshore | Generation | Electricity | PJ | Dispatch-Generation | FuelCost | 0 | [6 empty] | 0.53391 | 0
LCP_Inputs_ON_Diverse_IEA_2023_05_05 | 2036 | Wind Onshore | Generation | Electricity | PJ | Dispatch-Generation | VOM | 0 | [6 empty] | 0.53391 | 0
LCP_Inputs_ON_Diverse_IEA_2023_05_05 | 2036 | Wind Onshore | Generation | Electricity | QC | Dispatch-Generation | EmissionsCost | 0 | [6 empty] | 0.53391 | 0
LCP_Inputs_ON_Diverse_IEA_2023_05_05 | 2036 | Wind Onshore | Generation | Electricity | QC | Dispatch-Generation | FuelCost | 0 | [6 empty] | 0.53391 | 0
LCP_Inputs_ON_Diverse_IEA_2023_05_05 | 2036 | Wind Onshore | Generation | Electricity | QC | Dispatch-Generation | VOM | 0 | [6 empty] | 0.53391 | 0
LCP_Inputs_ON_Diverse_IEA_2023_05_05 | 2036 | Wind Onshore | Generation | Electricity | WC | Dispatch-Generation | EmissionsCost | 0 | [6 empty] | 0.53391 | 0
LCP_Inputs_ON_Diverse_IEA_2023_05_05 | 2036 | Wind Onshore | Generation | Electricity | WC | Dispatch-Generation | FuelCost | 0 | [6 empty] | 0.53391 | 0
LCP_Inputs_ON_Diverse_IEA_2023_05_05 | 2036 | Wind Onshore | Generation | Electricity | WC | Dispatch-Generation | VOM | 0 | [6 empty] | 0.53391 | 0
LCP_Inputs_ON_Diverse_IEA_2023_05_05 | 2037 | Anaerobic Digestion | Generation | Methane | MI | Dispatch-Generation | EmissionsCost | 0 | [6 empty] | 0.51337 | 0
LCP_Inputs_ON_Diverse_IEA_2023_05_05 | 2037 | Anaerobic Digestion | Generation | Methane | MI | Dispatch-Generation | FuelCost | 0 | [6 empty] | 0.51337 | 0
LCP_Inputs_ON_Diverse_IEA_2023_05_05 | 2037 | Anaerobic Digestion | Generation | Methane | MI | Dispatch-Generation | VOM | 0 | [6 empty] | 0.51337 | 0
LCP_Inputs_ON_Diverse_IEA_2023_05_05 | 2037 | Anaerobic Digestion | Generation | Methane | NY | Dispatch-Generation | EmissionsCost | 0 | [6 empty] | 0.51337 | 0
LCP_Inputs_ON_Diverse_IEA_2023_05_05 | 2037 | Anaerobic Digestion | Generation | Methane | NY | Dispatch-Generation | FuelCost | 0 | [6 empty] | 0.51337 | 0
LCP_Inputs_ON_Diverse_IEA_2023_05_05 | 2037 | Anaerobic Digestion | Generation | Methane | NY | Dispatch-Generation | VOM | 0 | [6 empty] | 0.51337 | 0
LCP_Inputs_ON_Diverse_IEA_2023_05_05 | 2037 | Anaerobic Digestion | Generation | Methane | ON | Dispatch-Generation | EmissionsCost | 1840449.9197 | [6 empty] | 0.51337 | 944837.7491
LCP_Inputs_ON_Diverse_IEA_2023_05_05 | 2037 | Anaerobic Digestion | Generation | Methane | ON | Dispatch-Generation | FuelCost | 0 | [6 empty] | 0.51337 | 0
LCP_Inputs_ON_Diverse_IEA_2023_05_05 | 2037 | Anaerobic Digestion | Generation | Methane | ON | Dispatch-Generation | VOM | 862230000 | [6 empty] | 0.51337 | 442645813.7708
LCP_Inputs_ON_Diverse_IEA_2023_05_05 | 2037 | Anaerobic Digestion | Generation | Methane | PJ | Dispatch-Generation | EmissionsCost | 0 | [6 empty] | 0.51337 | 0
LCP_Inputs_ON_Diverse_IEA_2023_05_05 | 2037 | Anaerobic Digestion | Generation | Methane | PJ | Dispatch-Generation | FuelCost | 0 | [6 empty] | 0.51337 | 0
LCP_Inputs_ON_Diverse_IEA_2023_05_05 | 2037 | Anaerobic Digestion | Generation | Methane | PJ | Dispatch-Generation | VOM | 0 | [6 empty] | 0.51337 | 0
LCP_Inputs_ON_Diverse_IEA_2023_05_05 | 2037 | Anaerobic Digestion | Generation | Methane | QC | Dispatch-Generation | EmissionsCost | 0 | [6 empty] | 0.51337 | 0
LCP_Inputs_ON_Diverse_IEA_2023_05_05 | 2037 | Anaerobic Digestion | Generation | Methane | QC | Dispatch-Generation | FuelCost | 0 | [6 empty] | 0.51337 | 0
LCP_Inputs_ON_Diverse_IEA_2023_05_05 | 2037 | Anaerobic Digestion | Generation | Methane | QC | Dispatch-Generation | VOM | 0 | [6 empty] | 0.51337 | 0
LCP_Inputs_ON_Diverse_IEA_2023_05_05 | 2037 | Anaerobic Digestion | Generation | Methane | WC | Dispatch-Generation | EmissionsCost | 0 | [6 empty] | 0.51337 | 0
LCP_Inputs_ON_Diverse_IEA_2023_05_05 | 2037 | Anaerobic Digestion | Generation | Methane | WC | Dispatch-Generation | FuelCost | 0 | [6 empty] | 0.51337 | 0
LCP_Inputs_ON_Diverse_IEA_2023_05_05 | 2037 | Anaerobic Digestion | Generation | Methane | WC | Dispatch-Generation | VOM | 0 | [6 empty] | 0.51337 | 0
LCP_Inputs_ON_Diverse_IEA_2023_05_05 | 2037 | Battery Storage | Storage | Electricity | MI | Dispatch-Storage | EmissionsCost | 0 | [6 empty] | 0.51337 | 0
LCP_Inputs_ON_Diverse_IEA_2023_05_05 | 2037 | Battery Storage | Storage | Electricity | MI | Dispatch-Storage | FuelCost | 0 | [6 empty] | 0.51337 | 0
LCP_Inputs_ON_Diverse_IEA_2023_05_05 | 2037 | Battery Storage | Storage | Electricity | MI | Dispatch-Storage | VOM | 0 | [6 empty] | 0.51337 | 0
LCP_Inputs_ON_Diverse_IEA_2023_05_05 | 2037 | Battery Storage | Storage | Electricity | NY | Dispatch-Storage | EmissionsCost | 0 | [6 empty] | 0.51337 | 0
LCP_Inputs_ON_Diverse_IEA_2023_05_05 | 2037 | Battery Storage | Storage | Electricity | NY | Dispatch-Storage | FuelCost | 0 | [6 empty] | 0.51337 | 0
LCP_Inputs_ON_Diverse_IEA_2023_05_05 | 2037 | Battery Storage | Storage | Electricity | NY | Dispatch-Storage | VOM | 0 | [6 empty] | 0.51337 | 0
LCP_Inputs_ON_Diverse_IEA_2023_05_05 | 2037 | Battery Storage | Storage | Electricity | ON | Dispatch-Storage | EmissionsCost | 0 | [6 empty] | 0.51337 | 0
LCP_Inputs_ON_Diverse_IEA_2023_05_05 | 2037 | Battery Storage | Storage | Electricity | ON | Dispatch-Storage | FuelCost | 0 | [6 empty] | 0.51337 | 0
LCP_Inputs_ON_Diverse_IEA_2023_05_05 | 2037 | Battery Storage | Storage | Electricity | ON | Dispatch-Storage | VOM | 0 | [6 empty] | 0.51337 | 0
LCP_Inputs_ON_Diverse_IEA_2023_05_05 | 2037 | Battery Storage | Storage | Electricity | PJ | Dispatch-Storage | EmissionsCost | 0 | [6 empty] | 0.51337 | 0
LCP_Inputs_ON_Diverse_IEA_2023_05_05 | 2037 | Battery Storage | Storage | Electricity | PJ | Dispatch-Storage | FuelCost | 0 | [6 empty] | 0.51337 | 0
LCP_Inputs_ON_Diverse_IEA_2023_05_05 | 2037 | Battery Storage | Storage | Electricity | PJ | Dispatch-Storage | VOM | 0 | [6 empty] | 0.51337 | 0
LCP_Inputs_ON_Diverse_IEA_2023_05_05 | 2037 | Battery Storage | Storage | Electricity | QC | Dispatch-Storage | EmissionsCost | 0 | [6 empty] | 0.51337 | 0
LCP_Inputs_ON_Diverse_IEA_2023_05_05 | 2037 | Battery Storage | Storage | Electricity | QC | Dispatch-Storage | FuelCost | 0 | [6 empty] | 0.51337 | 0
LCP_Inputs_ON_Diverse_IEA_2023_05_05 | 2037 | Battery Storage | Storage | Electricity | QC | Dispatch-Storage | VOM | 0 | [6 empty] | 0.51337 | 0
LCP_Inputs_ON_Diverse_IEA_2023_05_05 | 2037 | Battery Storage | Storage | Electricity | WC | Dispatch-Storage | EmissionsCost | 0 | [6 empty] | 0.51337 | 0
LCP_Inputs_ON_Diverse_IEA_2023_05_05 | 2037 | Battery Storage | Storage | Electricity | WC | Dispatch-Storage | FuelCost | 0 | [6 empty] | 0.51337 | 0
LCP_Inputs_ON_Diverse_IEA_2023_05_05 | 2037 | Battery Storage | Storage | Electricity | WC | Dispatch-Storage | VOM | 0 | [6 empty] | 0.51337 | 0
LCP_Inputs_ON_Diverse_IEA_2023_05_05 | 2037 | Biomass | Generation | Electricity | MI | Dispatch-Generation | EmissionsCost | 0 | [6 empty] | 0.51337 | 0
LCP_Inputs_ON_Diverse_IEA_2023_05_05 | 2037 | Biomass | Generation | Electricity | MI | Dispatch-Generation | FuelCost | 0 | [6 empty] | 0.51337 | 0
LCP_Inputs_ON_Diverse_IEA_2023_05_05 | 2037 | Biomass | Generation | Electricity | MI | Dispatch-Generation | VOM | 0 | [6 empty] | 0.51337 | 0
LCP_Inputs_ON_Diverse_IEA_2023_05_05 | 2037 | Biomass | Generation | Electricity | NY | Dispatch-Generation | EmissionsCost | 0 | [6 empty] | 0.51337 | 0
LCP_Inputs_ON_Diverse_IEA_2023_05_05 | 2037 | Biomass | Generation | Electricity | NY | Dispatch-Generation | FuelCost | 0 | [6 empty] | 0.51337 | 0
LCP_Inputs_ON_Diverse_IEA_2023_05_05 | 2037 | Biomass | Generation | Electricity | NY | Dispatch-Generation | VOM | 0 | [6 empty] | 0.51337 | 0
LCP_Inputs_ON_Diverse_IEA_2023_05_05 | 2037 | Biomass | Generation | Electricity | ON | Dispatch-Generation | EmissionsCost | 0 | [6 empty] | 0.51337 | 0
LCP_Inputs_ON_Diverse_IEA_2023_05_05 | 2037 | Biomass | Generation | Electricity | ON | Dispatch-Generation | FuelCost | 0 | [6 empty] | 0.51337 | 0
LCP_Inputs_ON_Diverse_IEA_2023_05_05 | 2037 | Biomass | Generation | Electricity | ON | Dispatch-Generation | VOM | 0 | [6 empty] | 0.51337 | 0
LCP_Inputs_ON_Diverse_IEA_2023_05_05 | 2037 | Biomass | Generation | Electricity | PJ | Dispatch-Generation | EmissionsCost | 0 | [6 empty] | 0.51337 | 0
LCP_Inputs_ON_Diverse_IEA_2023_05_05 | 2037 | Biomass | Generation | Electricity | PJ | Dispatch-Generation | FuelCost | 0 | [6 empty] | 0.51337 | 0
LCP_Inputs_ON_Diverse_IEA_2023_05_05 | 2037 | Biomass | Generation | Electricity | PJ | Dispatch-Generation | VOM | 0 | [6 empty] | 0.51337 | 0
LCP_Inputs_ON_Diverse_IEA_2023_05_05 | 2037 | Biomass | Generation | Electricity | QC | Dispatch-Generation | EmissionsCost | 0 | [6 empty] | 0.51337 | 0
LCP_Inputs_ON_Diverse_IEA_2023_05_05 | 2037 | Biomass | Generation | Electricity | QC | Dispatch-Generation | FuelCost | 82244.5648 | [6 empty] | 0.51337 | 42222.1592
LCP_Inputs_ON_Diverse_IEA_2023_05_05 | 2037 | Biomass | Generation | Electricity | QC | Dispatch-Generation | VOM | 1055.4719 | [6 empty] | 0.51337 | 541.851
LCP_Inputs_ON_Diverse_IEA_2023_05_05 | 2037 | Biomass | Generation | Electricity | WC | Dispatch-Generation | EmissionsCost | 0 | [6 empty] | 0.51337 | 0
LCP_Inputs_ON_Diverse_IEA_2023_05_05 | 2037 | Biomass | Generation | Electricity | WC | Dispatch-Generation | FuelCost | 0 | [6 empty] | 0.51337 | 0
LCP_Inputs_ON_Diverse_IEA_2023_05_05 | 2037 | Biomass | Generation | Electricity | WC | Dispatch-Generation | VOM | 0 | [6 empty] | 0.51337 | 0
LCP_Inputs_ON_Diverse_IEA_2023_05_05 | 2037 | Biomass + CCS | Generation | Electricity | MI | Dispatch-Generation | EmissionsCost | 0 | [6 empty] | 0.51337 | 0
LCP_Inputs_ON_Diverse_IEA_2023_05_05 | 2037 | Biomass + CCS | Generation | Electricity | MI | Dispatch-Generation | FuelCost | 0 | [6 empty] | 0.51337 | 0
LCP_Inputs_ON_Diverse_IEA_2023_05_05 | 2037 | Biomass + CCS | Generation | Electricity | MI | Dispatch-Generation | VOM | 0 | [6 empty] | 0.51337 | 0
LCP_Inputs_ON_Diverse_IEA_2023_05_05 | 2037 | Biomass + CCS | Generation | Electricity | NY | Dispatch-Generation | EmissionsCost | 0 | [6 empty] | 0.51337 | 0
LCP_Inputs_ON_Diverse_IEA_2023_05_05 | 2037 | Biomass + CCS | Generation | Electricity | NY | Dispatch-Generation | FuelCost | 0 | [6 empty] | 0.51337 | 0
LCP_Inputs_ON_Diverse_IEA_2023_05_05 | 2037 | Biomass + CCS | Generation | Electricity | NY | Dispatch-Generation | VOM | 0 | [6 empty] | 0.51337 | 0
LCP_Inputs_ON_Diverse_IEA_2023_05_05 | 2037 | Biomass + CCS | Generation | Electricity | ON | Dispatch-Generation | EmissionsCost | 0 | [6 empty] | 0.51337 | 0
LCP_Inputs_ON_Diverse_IEA_2023_05_05 | 2037 | Biomass + CCS | Generation | Electricity | ON | Dispatch-Generation | FuelCost | 0 | [6 empty] | 0.51337 | 0
LCP_Inputs_ON_Diverse_IEA_2023_05_05 | 2037 | Biomass + CCS | Generation | Electricity | ON | Dispatch-Generation | VOM | 0 | [6 empty] | 0.51337 | 0
LCP_Inputs_ON_Diverse_IEA_2023_05_05 | 2037 | Biomass + CCS | Generation | Electricity | PJ | Dispatch-Generation | EmissionsCost | 0 | [6 empty] | 0.51337 | 0
LCP_Inputs_ON_Diverse_IEA_2023_05_05 | 2037 | Biomass + CCS | Generation | Electricity | PJ | Dispatch-Generation | FuelCost | 0 | [6 empty] | 0.51337 | 0
LCP_Inputs_ON_Diverse_IEA_2023_05_05 | 2037 | Biomass + CCS | Generation | Electricity | PJ | Dispatch-Generation | VOM | 0 | [6 empty] | 0.51337 | 0
LCP_Inputs_ON_Diverse_IEA_2023_05_05 | 2037 | Biomass + CCS | Generation | Electricity | QC | Dispatch-Generation | EmissionsCost | 0 | [6 empty] | 0.51337 | 0
LCP_Inputs_ON_Diverse_IEA_2023_05_05 | 2037 | Biomass + CCS | Generation | Electricity | QC | Dispatch-Generation | FuelCost | 0 | [6 empty] | 0.51337 | 0
LCP_Inputs_ON_Diverse_IEA_2023_05_05 | 2037 | Biomass + CCS | Generation | Electricity | QC | Dispatch-Generation | VOM | 0 | [6 empty] | 0.51337 | 0
LCP_Inputs_ON_Diverse_IEA_2023_05_05 | 2037 | Biomass + CCS | Generation | Electricity | WC | Dispatch-Generation | EmissionsCost | 0 | [6 empty] | 0.51337 | 0
LCP_Inputs_ON_Diverse_IEA_2023_05_05 | 2037 | Biomass + CCS | Generation | Electricity | WC | Dispatch-Generation | FuelCost | 0 | [6 empty] | 0.51337 | 0
LCP_Inputs_ON_Diverse_IEA_2023_05_05 | 2037 | Biomass + CCS | Generation | Electricity | WC | Dispatch-Generation | VOM | 0 | [6 empty] | 0.51337 | 0
LCP_Inputs_ON_Diverse_IEA_2023_05_05 | 2037 | CH4 + CCS | Generation | Methane | MI | Dispatch-Generation | EmissionsCost | 0 | [6 empty] | 0.51337 | 0
LCP_Inputs_ON_Diverse_IEA_2023_05_05 | 2037 | CH4 + CCS | Generation | Methane | MI | Dispatch-Generation | FuelCost | 0 | [6 empty] | 0.51337 | 0
LCP_Inputs_ON_Diverse_IEA_2023_05_05 | 2037 | CH4 + CCS | Generation | Methane | MI | Dispatch-Generation | VOM | 0 | [6 empty] | 0.51337 | 0
LCP_Inputs_ON_Diverse_IEA_2023_05_05 | 2037 | CH4 + CCS | Generation | Methane | NY | Dispatch-Generation | EmissionsCost | 0 | [6 empty] | 0.51337 | 0
LCP_Inputs_ON_Diverse_IEA_2023_05_05 | 2037 | CH4 + CCS | Generation | Methane | NY | Dispatch-Generation | FuelCost | 0 | [6 empty] | 0.51337 | 0
LCP_Inputs_ON_Diverse_IEA_2023_05_05 | 2037 | CH4 + CCS | Generation | Methane | NY | Dispatch-Generation | VOM | 0 | [6 empty] | 0.51337 | 0
LCP_Inputs_ON_Diverse_IEA_2023_05_05 | 2037 | CH4 + CCS | Generation | Methane | ON | Dispatch-Generation | EmissionsCost | 36250644.3017 | [6 empty] | 0.51337 | 18610110.9294
LCP_Inputs_ON_Diverse_IEA_2023_05_05 | 2037 | CH4 + CCS | Generation | Methane | ON | Dispatch-Generation | FuelCost | 171398728.1399 | [6 empty] | 0.51337 | 87991521.4
LCP_Inputs_ON_Diverse_IEA_2023_05_05 | 2037 | CH4 + CCS | Generation | Methane | ON | Dispatch-Generation | VOM | 19178821.6667 | [6 empty] | 0.51337 | 9845893.9306
LCP_Inputs_ON_Diverse_IEA_2023_05_05 | 2037 | CH4 + CCS | Generation | Methane | PJ | Dispatch-Generation | EmissionsCost | 0 | [6 empty] | 0.51337 | 0
LCP_Inputs_ON_Diverse_IEA_2023_05_05 | 2037 | CH4 + CCS | Generation | Methane | PJ | Dispatch-Generation | FuelCost | 0 | [6 empty] | 0.51337 | 0
LCP_Inputs_ON_Diverse_IEA_2023_05_05 | 2037 | CH4 + CCS | Generation | Methane | PJ | Dispatch-Generation | VOM | 0 | [6 empty] | 0.51337 | 0
LCP_Inputs_ON_Diverse_IEA_2023_05_05 | 2037 | CH4 + CCS | Generation | Methane | QC | Dispatch-Generation | EmissionsCost | 0 | [6 empty] | 0.51337 | 0
LCP_Inputs_ON_Diverse_IEA_2023_05_05 | 2037 | CH4 + CCS | Generation | Methane | QC | Dispatch-Generation | FuelCost | 0 | [6 empty] | 0.51337 | 0
LCP_Inputs_ON_Diverse_IEA_2023_05_05 | 2037 | CH4 + CCS | Generation | Methane | QC | Dispatch-Generation | VOM | 0 | [6 empty] | 0.51337 | 0
LCP_Inputs_ON_Diverse_IEA_2023_05_05 | 2037 | CH4 + CCS | Generation | Methane | WC | Dispatch-Generation | EmissionsCost | 0 | [6 empty] | 0.51337 | 0
LCP_Inputs_ON_Diverse_IEA_2023_05_05 | 2037 | CH4 + CCS | Generation | Methane | WC | Dispatch-Generation | FuelCost | 0 | [6 empty] | 0.51337 | 0
LCP_Inputs_ON_Diverse_IEA_2023_05_05 | 2037 | CH4 + CCS | Generation | Methane | WC | Dispatch-Generation | VOM | 0 | [6 empty] | 0.51337 | 0
LCP_Inputs_ON_Diverse_IEA_2023_05_05 | 2037 | CH4 Import - NY 2020 | Import | Methane | MI | Dispatch-Import | EmissionsCost | 0 | [6 empty] | 0.51337 | 0
LCP_Inputs_ON_Diverse_IEA_2023_05_05 | 2037 | CH4 Import - NY 2020 | Import | Methane | MI | Dispatch-Import | FuelCost | 0 | [6 empty] | 0.51337 | 0
LCP_Inputs_ON_Diverse_IEA_2023_05_05 | 2037 | CH4 Import - NY 2020 | Import | Methane | MI | Dispatch-Import | VOM | 0 | [6 empty] | 0.51337 | 0
LCP_Inputs_ON_Diverse_IEA_2023_05_05 | 2037 | CH4 Import - NY 2020 | Import | Methane | NY | Dispatch-Import | EmissionsCost | 0 | [6 empty] | 0.51337 | 0
LCP_Inputs_ON_Diverse_IEA_2023_05_05 | 2037 | CH4 Import - NY 2020 | Import | Methane | NY | Dispatch-Import | FuelCost | 0 | [6 empty] | 0.51337 | 0
LCP_Inputs_ON_Diverse_IEA_2023_05_05 | 2037 | CH4 Import - NY 2020 | Import | Methane | NY | Dispatch-Import | VOM | 0 | [6 empty] | 0.51337 | 0
LCP_Inputs_ON_Diverse_IEA_2023_05_05 | 2037 | CH4 Import - NY 2020 | Import | Methane | ON | Dispatch-Import | EmissionsCost | 0 | [6 empty] | 0.51337 | 0
LCP_Inputs_ON_Diverse_IEA_2023_05_05 | 2037 | CH4 Import - NY 2020 | Import | Methane | ON | Dispatch-Import | FuelCost | 0 | [6 empty] | 0.51337 | 0
LCP_Inputs_ON_Diverse_IEA_2023_05_05 | 2037 | CH4 Import - NY 2020 | Import | Methane | ON | Dispatch-Import | VOM | 0 | [6 empty] | 0.51337 | 0
LCP_Inputs_ON_Diverse_IEA_2023_05_05 | 2037 | CH4 Import - NY 2020 | Import | Methane | PJ | Dispatch-Import | EmissionsCost | 0 | [6 empty] | 0.51337 | 0
LCP_Inputs_ON_Diverse_IEA_2023_05_05 | 2037 | CH4 Import - NY 2020 | Import | Methane | PJ | Dispatch-Import | FuelCost | 0 | [6 empty] | 0.51337 | 0
LCP_Inputs_ON_Diverse_IEA_2023_05_05 | 2037 | CH4 Import - NY 2020 | Import | Methane | PJ | Dispatch-Import | VOM | 0 | [6 empty] | 0.51337 | 0
LCP_Inputs_ON_Diverse_IEA_2023_05_05 | 2037 | CH4 Import - NY 2020 | Import | Methane | QC | Dispatch-Import | EmissionsCost | 0 | [6 empty] | 0.51337 | 0
LCP_Inputs_ON_Diverse_IEA_2023_05_05 | 2037 | CH4 Import - NY 2020 | Import | Methane | QC | Dispatch-Import | FuelCost | 0 | [6 empty] | 0.51337 | 0
LCP_Inputs_ON_Diverse_IEA_2023_05_05 | 2037 | CH4 Import - NY 2020 | Import | Methane | QC | Dispatch-Import | VOM | 0 | [6 empty] | 0.51337 | 0
LCP_Inputs_ON_Diverse_IEA_2023_05_05 | 2037 | CH4 Import - NY 2020 | Import | Methane | WC | Dispatch-Import | EmissionsCost | 0 | [6 empty] | 0.51337 | 0
LCP_Inputs_ON_Diverse_IEA_2023_05_05 | 2037 | CH4 Import - NY 2020 | Import | Methane | WC | Dispatch-Import | FuelCost | 0 | [6 empty] | 0.51337 | 0
LCP_Inputs_ON_Diverse_IEA_2023_05_05 | 2037 | CH4 Import - NY 2020 | Import | Methane | WC | Dispatch-Import | VOM | 0 | [6 empty] | 0.51337 | 0
LCP_Inputs_ON_Diverse_IEA_2023_05_05 | 2037 | CH4 Import - NY 2030 | Import | Methane | MI | Dispatch-Import | EmissionsCost | 0 | [6 empty] | 0.51337 | 0
LCP_Inputs_ON_Diverse_IEA_2023_05_05 | 2037 | CH4 Import - NY 2030 | Import | Methane | MI | Dispatch-Import | FuelCost | 0 | [6 empty] | 0.51337 | 0
LCP_Inputs_ON_Diverse_IEA_2023_05_05 | 2037 | CH4 Import - NY 2030 | Import | Methane | MI | Dispatch-Import | VOM | 0 | [6 empty] | 0.51337 | 0
LCP_Inputs_ON_Diverse_IEA_2023_05_05 | 2037 | CH4 Import - NY 2030 | Import | Methane | NY | Dispatch-Import | EmissionsCost | 1400246087.116 | [6 empty] | 0.51337 | 718848878.734
LCP_Inputs_ON_Diverse_IEA_2023_05_05 | 2037 | CH4 Import - NY 2030 | Import | Methane | NY | Dispatch-Import | FuelCost | 644356120.8267 | [6 empty] | 0.51337 | 330795193.2333
LCP_Inputs_ON_Diverse_IEA_2023_05_05 | 2037 | CH4 Import - NY 2030 | Import | Methane | NY | Dispatch-Import | VOM | 0 | [6 empty] | 0.51337 | 0
LCP_Inputs_ON_Diverse_IEA_2023_05_05 | 2037 | CH4 Import - NY 2030 | Import | Methane | ON | Dispatch-Import | EmissionsCost | 0 | [6 empty] | 0.51337 | 0
LCP_Inputs_ON_Diverse_IEA_2023_05_05 | 2037 | CH4 Import - NY 2030 | Import | Methane | ON | Dispatch-Import | FuelCost | 0 | [6 empty] | 0.51337 | 0
LCP_Inputs_ON_Diverse_IEA_2023_05_05 | 2037 | CH4 Import - NY 2030 | Import | Methane | ON | Dispatch-Import | VOM | 0 | [6 empty] | 0.51337 | 0
LCP_Inputs_ON_Diverse_IEA_2023_05_05 | 2037 | CH4 Import - NY 2030 | Import | Methane | PJ | Dispatch-Import | EmissionsCost | 0 | [6 empty] | 0.51337 | 0
LCP_Inputs_ON_Diverse_IEA_2023_05_05 | 2037 | CH4 Import - NY 2030 | Import | Methane | PJ | Dispatch-Import | FuelCost | 0 | [6 empty] | 0.51337 | 0
LCP_Inputs_ON_Diverse_IEA_2023_05_05 | 2037 | CH4 Import - NY 2030 | Import | Methane | PJ | Dispatch-Import | VOM | 0 | [6 empty] | 0.51337 | 0
LCP_Inputs_ON_Diverse_IEA_2023_05_05 | 2037 | CH4 Import - NY 2030 | Import | Methane | QC | Dispatch-Import | EmissionsCost | 0 | [6 empty] | 0.51337 | 0
LCP_Inputs_ON_Diverse_IEA_2023_05_05 | 2037 | CH4 Import - NY 2030 | Import | Methane | QC | Dispatch-Import | FuelCost | 0 | [6 empty] | 0.51337 | 0
LCP_Inputs_ON_Diverse_IEA_2023_05_05 | 2037 | CH4 Import - NY 2030 | Import | Methane | QC | Dispatch-Import | VOM | 0 | [6 empty] | 0.51337 | 0
LCP_Inputs_ON_Diverse_IEA_2023_05_05 | 2037 | CH4 Import - NY 2030 | Import | Methane | WC | Dispatch-Import | EmissionsCost | 0 | [6 empty] | 0.51337 | 0
LCP_Inputs_ON_Diverse_IEA_2023_05_05 | 2037 | CH4 Import - NY 2030 | Import | Methane | WC | Dispatch-Import | FuelCost | 0 | [6 empty] | 0.51337 | 0
LCP_Inputs_ON_Diverse_IEA_2023_05_05 | 2037 | CH4 Import - NY 2030 | Import | Methane | WC | Dispatch-Import | VOM | 0 | [6 empty] | 0.51337 | 0
LCP_Inputs_ON_Diverse_IEA_2023_05_05 | 2037 | CH4 Import - NY 2040 | Import | Methane | MI | Dispatch-Import | EmissionsCost | 0 | [6 empty] | 0.51337 | 0
LCP_Inputs_ON_Diverse_IEA_2023_05_05 | 2037 | CH4 Import - NY 2040 | Import | Methane | MI | Dispatch-Import | FuelCost | 0 | [6 empty] | 0.51337 | 0
LCP_Inputs_ON_Diverse_IEA_2023_05_05 | 2037 | CH4 Import - NY 2040 | Import | Methane | MI | Dispatch-Import | VOM | 0 | [6 empty] | 0.51337 | 0
LCP_Inputs_ON_Diverse_IEA_2023_05_05 | 2037 | CH4 Import - NY 2040 | Import | Methane | NY | Dispatch-Import | EmissionsCost | 0 | [6 empty] | 0.51337 | 0
LCP_Inputs_ON_Diverse_IEA_2023_05_05 | 2037 | CH4 Import - NY 2040 | Import | Methane | NY | Dispatch-Import | FuelCost | 0 | [6 empty] | 0.51337 | 0
LCP_Inputs_ON_Diverse_IEA_2023_05_05 | 2037 | CH4 Import - NY 2040 | Import | Methane | NY | Dispatch-Import | VOM | 0 | [6 empty] | 0.51337 | 0
LCP_Inputs_ON_Diverse_IEA_2023_05_05 | 2037 | CH4 Import - NY 2040 | Import | Methane | ON | Dispatch-Import | EmissionsCost | 0 | [6 empty] | 0.51337 | 0
LCP_Inputs_ON_Diverse_IEA_2023_05_05 | 2037 | CH4 Import - NY 2040 | Import | Methane | ON | Dispatch-Import | FuelCost | 0 | [6 empty] | 0.51337 | 0
LCP_Inputs_ON_Diverse_IEA_2023_05_05 | 2037 | CH4 Import - NY 2040 | Import | Methane | ON | Dispatch-Import | VOM | 0 | [6 empty] | 0.51337 | 0
LCP_Inputs_ON_Diverse_IEA_2023_05_05 | 2037 | CH4 Import - NY 2040 | Import | Methane | PJ | Dispatch-Import | EmissionsCost | 0 | [6 empty] | 0.51337 | 0
LCP_Inputs_ON_Diverse_IEA_2023_05_05 | 2037 | CH4 Import - NY 2040 | Import | Methane | PJ | Dispatch-Import | FuelCost | 0 | [6 empty] | 0.51337 | 0
LCP_Inputs_ON_Diverse_IEA_2023_05_05 | 2037 | CH4 Import - NY 2040 | Import | Methane | PJ | Dispatch-Import | VOM | 0 | [6 empty] | 0.51337 | 0
LCP_Inputs_ON_Diverse_IEA_2023_05_05 | 2037 | CH4 Import - NY 2040 | Import | Methane | QC | Dispatch-Import | EmissionsCost | 0 | [6 empty] | 0.51337 | 0
LCP_Inputs_ON_Diverse_IEA_2023_05_05 | 2037 | CH4 Import - NY 2040 | Import | Methane | QC | Dispatch-Import | FuelCost | 0 | [6 empty] | 0.51337 | 0
LCP_Inputs_ON_Diverse_IEA_2023_05_05 | 2037 | CH4 Import - NY 2040 | Import | Methane | QC | Dispatch-Import | VOM | 0 | [6 empty] | 0.51337 | 0
LCP_Inputs_ON_Diverse_IEA_2023_05_05 | 2037 | CH4 Import - NY 2040 | Import | Methane | WC | Dispatch-Import | EmissionsCost | 0 | [6 empty] | 0.51337 | 0
LCP_Inputs_ON_Diverse_IEA_2023_05_05 | 2037 | CH4 Import - NY 2040 | Import | Methane | WC | Dispatch-Import | FuelCost | 0 | [6 empty] | 0.51337 | 0
LCP_Inputs_ON_Diverse_IEA_2023_05_05 | 2037 | CH4 Import - NY 2040 | Import | Methane | WC | Dispatch-Import | VOM | 0 | [6 empty] | 0.51337 | 0
LCP_Inputs_ON_Diverse_IEA_2023_05_05 | 2037 | CH4 Import - NY 2050 | Import | Methane | MI | Dispatch-Import | EmissionsCost | 0 | [6 empty] | 0.51337 | 0
LCP_Inputs_ON_Diverse_IEA_2023_05_05 | 2037 | CH4 Import - NY 2050 | Import | Methane | MI | Dispatch-Import | FuelCost | 0 | [6 empty] | 0.51337 | 0
LCP_Inputs_ON_Diverse_IEA_2023_05_05 | 2037 | CH4 Import - NY 2050 | Import | Methane | MI | Dispatch-Import | VOM | 0 | [6 empty] | 0.51337 | 0
LCP_Inputs_ON_Diverse_IEA_2023_05_05 | 2037 | CH4 Import - NY 2050 | Import | Methane | NY | Dispatch-Import | EmissionsCost | 0 | [6 empty] | 0.51337 | 0
LCP_Inputs_ON_Diverse_IEA_2023_05_05 | 2037 | CH4 Import - NY 2050 | Import | Methane | NY | Dispatch-Import | FuelCost | 0 | [6 empty] | 0.51337 | 0
LCP_Inputs_ON_Diverse_IEA_2023_05_05 | 2037 | CH4 Import - NY 2050 | Import | Methane | NY | Dispatch-Import | VOM | 0 | [6 empty] | 0.51337 | 0
LCP_Inputs_ON_Diverse_IEA_2023_05_05 | 2037 | CH4 Import - NY 2050 | Import | Methane | ON | Dispatch-Import | EmissionsCost | 0 | [6 empty] | 0.51337 | 0
LCP_Inputs_ON_Diverse_IEA_2023_05_05 | 2037 | CH4 Import - NY 2050 | Import | Methane | ON | Dispatch-Import | FuelCost | 0 | [6 empty] | 0.51337 | 0
LCP_Inputs_ON_Diverse_IEA_2023_05_05 | 2037 | CH4 Import - NY 2050 | Import | Methane | ON | Dispatch-Import | VOM | 0 | [6 empty] | 0.51337 | 0
LCP_Inputs_ON_Diverse_IEA_2023_05_05 | 2037 | CH4 Import - NY 2050 | Import | Methane | PJ | Dispatch-Import | EmissionsCost | 0 | [6 empty] | 0.51337 | 0
LCP_Inputs_ON_Diverse_IEA_2023_05_05 | 2037 | CH4 Import - NY 2050 | Import | Methane | PJ | Dispatch-Import | FuelCost | 0 | [6 empty] | 0.51337 | 0
LCP_Inputs_ON_Diverse_IEA_2023_05_05 | 2037 | CH4 Import - NY 2050 | Import | Methane | PJ | Dispatch-Import | VOM | 0 | [6 empty] | 0.51337 | 0
LCP_Inputs_ON_Diverse_IEA_2023_05_05 | 2037 | CH4 Import - NY 2050 | Import | Methane | QC | Dispatch-Import | EmissionsCost | 0 | [6 empty] | 0.51337 | 0
LCP_Inputs_ON_Diverse_IEA_2023_05_05 | 2037 | CH4 Import - NY 2050 | Import | Methane | QC | Dispatch-Import | FuelCost | 0 | [6 empty] | 0.51337 | 0
LCP_Inputs_ON_Diverse_IEA_2023_05_05 | 2037 | CH4 Import - NY 2050 | Import | Methane | QC | Dispatch-Import | VOM | 0 | [6 empty] | 0.51337 | 0
LCP_Inputs_ON_Diverse_IEA_2023_05_05 | 2037 | CH4 Import - NY 2050 | Import | Methane | WC | Dispatch-Import | EmissionsCost | 0 | [6 empty] | 0.51337 | 0
LCP_Inputs_ON_Diverse_IEA_2023_05_05 | 2037 | CH4 Import - NY 2050 | Import | Methane | WC | Dispatch-Import | FuelCost | 0 | [6 empty] | 0.51337 | 0
LCP_Inputs_ON_Diverse_IEA_2023_05_05 | 2037 | CH4 Import - NY 2050 | Import | Methane | WC | Dispatch-Import | VOM | 0 | [6 empty] | 0.51337 | 0
LCP_Inputs_ON_Diverse_IEA_2023_05_05 | 2037 | CH4 Import - WC 2020 | Import | Methane | MI | Dispatch-Import | EmissionsCost | 0 | [6 empty] | 0.51337 | 0
LCP_Inputs_ON_Diverse_IEA_2023_05_05 | 2037 | CH4 Import - WC 2020 | Import | Methane | MI | Dispatch-Import | FuelCost | 0 | [6 empty] | 0.51337 | 0
LCP_Inputs_ON_Diverse_IEA_2023_05_05 | 2037 | CH4 Import - WC 2020 | Import | Methane | MI | Dispatch-Import | VOM | 0 | [6 empty] | 0.51337 | 0
LCP_Inputs_ON_Diverse_IEA_2023_05_05 | 2037 | CH4 Import - WC 2020 | Import | Methane | NY | Dispatch-Import | EmissionsCost | 0 | [6 empty] | 0.51337 | 0
LCP_Inputs_ON_Diverse_IEA_2023_05_05 | 2037 | CH4 Import - WC 2020 | Import | Methane | NY | Dispatch-Import | FuelCost | 0 | [6 empty] | 0.51337 | 0
LCP_Inputs_ON_Diverse_IEA_2023_05_05 | 2037 | CH4 Import - WC 2020 | Import | Methane | NY | Dispatch-Import | VOM | 0 | [6 empty] | 0.51337 | 0
LCP_Inputs_ON_Diverse_IEA_2023_05_05 | 2037 | CH4 Import - WC 2020 | Import | Methane | ON | Dispatch-Import | EmissionsCost | 0 | [6 empty] | 0.51337 | 0
LCP_Inputs_ON_Diverse_IEA_2023_05_05 | 2037 | CH4 Import - WC 2020 | Import | Methane | ON | Dispatch-Import | FuelCost | 0 | [6 empty] | 0.51337 | 0
LCP_Inputs_ON_Diverse_IEA_2023_05_05 | 2037 | CH4 Import - WC 2020 | Import | Methane | ON | Dispatch-Import | VOM | 0 | [6 empty] | 0.51337 | 0
LCP_Inputs_ON_Diverse_IEA_2023_05_05 | 2037 | CH4 Import - WC 2020 | Import | Methane | PJ | Dispatch-Import | EmissionsCost | 0 | [6 empty] | 0.51337 | 0
LCP_Inputs_ON_Diverse_IEA_2023_05_05 | 2037 | CH4 Import - WC 2020 | Import | Methane | PJ | Dispatch-Import | FuelCost | 0 | [6 empty] | 0.51337 | 0
LCP_Inputs_ON_Diverse_IEA_2023_05_05 | 2037 | CH4 Import - WC 2020 | Import | Methane | PJ | Dispatch-Import | VOM | 0 | [6 empty] | 0.51337 | 0
LCP_Inputs_ON_Diverse_IEA_2023_05_05 | 2037 | CH4 Import - WC 2020 | Import | Methane | QC | Dispatch-Import | EmissionsCost | 0 | [6 empty] | 0.51337 | 0
LCP_Inputs_ON_Diverse_IEA_2023_05_05 | 2037 | CH4 Import - WC 2020 | Import | Methane | QC | Dispatch-Import | FuelCost | 0 | [6 empty] | 0.51337 | 0
LCP_Inputs_ON_Diverse_IEA_2023_05_05 | 2037 | CH4 Import - WC 2020 | Import | Methane | QC | Dispatch-Import | VOM | 0 | [6 empty] | 0.51337 | 0
LCP_Inputs_ON_Diverse_IEA_2023_05_05 | 2037 | CH4 Import - WC 2020 | Import | Methane | WC | Dispatch-Import | EmissionsCost | 0 | [6 empty] | 0.51337 | 0
LCP_Inputs_ON_Diverse_IEA_2023_05_05 | 2037 | CH4 Import - WC 2020 | Import | Methane | WC | Dispatch-Import | FuelCost | 0 | [6 empty] | 0.51337 | 0
LCP_Inputs_ON_Diverse_IEA_2023_05_05 | 2037 | CH4 Import - WC 2020 | Import | Methane | WC | Dispatch-Import | VOM | 0 | [6 empty] | 0.51337 | 0
LCP_Inputs_ON_Diverse_IEA_2023_05_05 | 2037 | CH4 Import - WC 2030 | Import | Methane | MI | Dispatch-Import | EmissionsCost | 0 | [6 empty] | 0.51337 | 0
LCP_Inputs_ON_Diverse_IEA_2023_05_05 | 2037 | CH4 Import - WC 2030 | Import | Methane | MI | Dispatch-Import | FuelCost | 0 | [6 empty] | 0.51337 | 0
LCP_Inputs_ON_Diverse_IEA_2023_05_05 | 2037 | CH4 Import - WC 2030 | Import | Methane | MI | Dispatch-Import | VOM | 0 | [6 empty] | 0.51337 | 0
LCP_Inputs_ON_Diverse_IEA_2023_05_05 | 2037 | CH4 Import - WC 2030 | Import | Methane | NY | Dispatch-Import | EmissionsCost | 0 | [6 empty] | 0.51337 | 0
LCP_Inputs_ON_Diverse_IEA_2023_05_05 | 2037 | CH4 Import - WC 2030 | Import | Methane | NY | Dispatch-Import | FuelCost | 0 | [6 empty] | 0.51337 | 0
LCP_Inputs_ON_Diverse_IEA_2023_05_05 | 2037 | CH4 Import - WC 2030 | Import | Methane | NY | Dispatch-Import | VOM | 0 | [6 empty] | 0.51337 | 0
LCP_Inputs_ON_Diverse_IEA_2023_05_05 | 2037 | CH4 Import - WC 2030 | Import | Methane | ON | Dispatch-Import | EmissionsCost | 0 | [6 empty] | 0.51337 | 0
LCP_Inputs_ON_Diverse_IEA_2023_05_05 | 2037 | CH4 Import - WC 2030 | Import | Methane | ON | Dispatch-Import | FuelCost | 0 | [6 empty] | 0.51337 | 0
LCP_Inputs_ON_Diverse_IEA_2023_05_05 | 2037 | CH4 Import - WC 2030 | Import | Methane | ON | Dispatch-Import | VOM | 0 | [6 empty] | 0.51337 | 0
LCP_Inputs_ON_Diverse_IEA_2023_05_05 | 2037 | CH4 Import - WC 2030 | Import | Methane | PJ | Dispatch-Import | EmissionsCost | 0 | [6 empty] | 0.51337 | 0
LCP_Inputs_ON_Diverse_IEA_2023_05_05 | 2037 | CH4 Import - WC 2030 | Import | Methane | PJ | Dispatch-Import | FuelCost | 0 | [6 empty] | 0.51337 | 0
LCP_Inputs_ON_Diverse_IEA_2023_05_05 | 2037 | CH4 Import - WC 2030 | Import | Methane | PJ | Dispatch-Import | VOM | 0 | [6 empty] | 0.51337 | 0
LCP_Inputs_ON_Diverse_IEA_2023_05_05 | 2037 | CH4 Import - WC 2030 | Import | Methane | QC | Dispatch-Import | EmissionsCost | 0 | [6 empty] | 0.51337 | 0
LCP_Inputs_ON_Diverse_IEA_2023_05_05 | 2037 | CH4 Import - WC 2030 | Import | Methane | QC | Dispatch-Import | FuelCost | 0 | [6 empty] | 0.51337 | 0
LCP_Inputs_ON_Diverse_IEA_2023_05_05 | 2037 | CH4 Import - WC 2030 | Import | Methane | QC | Dispatch-Import | VOM | 0 | [6 empty] | 0.51337 | 0
LCP_Inputs_ON_Diverse_IEA_2023_05_05 | 2037 | CH4 Import - WC 2030 | Import | Methane | WC | Dispatch-Import | EmissionsCost | 5194715136.4488 | [6 empty] | 0.51337 | 2666827770.8741
LCP_Inputs_ON_Diverse_IEA_2023_05_05 | 2037 | CH4 Import - WC 2030 | Import | Methane | WC | Dispatch-Import | FuelCost | 2390470164.4381 | [6 empty] | 0.51337 | 1227203427.4294
LCP_Inputs_ON_Diverse_IEA_2023_05_05 | 2037 | CH4 Import - WC 2030 | Import | Methane | WC | Dispatch-Import | VOM | 0 | [6 empty] | 0.51337 | 0
LCP_Inputs_ON_Diverse_IEA_2023_05_05 | 2037 | CH4 Import - WC 2040 | Import | Methane | MI | Dispatch-Import | EmissionsCost | 0 | [6 empty] | 0.51337 | 0
LCP_Inputs_ON_Diverse_IEA_2023_05_05 | 2037 | CH4 Import - WC 2040 | Import | Methane | MI | Dispatch-Import | FuelCost | 0 | [6 empty] | 0.51337 | 0
LCP_Inputs_ON_Diverse_IEA_2023_05_05 | 2037 | CH4 Import - WC 2040 | Import | Methane | MI | Dispatch-Import | VOM | 0 | [6 empty] | 0.51337 | 0
LCP_Inputs_ON_Diverse_IEA_2023_05_05 | 2037 | CH4 Import - WC 2040 | Import | Methane | NY | Dispatch-Import | EmissionsCost | 0 | [6 empty] | 0.51337 | 0
LCP_Inputs_ON_Diverse_IEA_2023_05_05 | 2037 | CH4 Import - WC 2040 | Import | Methane | NY | Dispatch-Import | FuelCost | 0 | [6 empty] | 0.51337 | 0
LCP_Inputs_ON_Diverse_IEA_2023_05_05 | 2037 | CH4 Import - WC 2040 | Import | Methane | NY | Dispatch-Import | VOM | 0 | [6 empty] | 0.51337 | 0
LCP_Inputs_ON_Diverse_IEA_2023_05_05 | 2037 | CH4 Import - WC 2040 | Import | Methane | ON | Dispatch-Import | EmissionsCost | 0 | [6 empty] | 0.51337 | 0
LCP_Inputs_ON_Diverse_IEA_2023_05_05 | 2037 | CH4 Import - WC 2040 | Import | Methane | ON | Dispatch-Import | FuelCost | 0 | [6 empty] | 0.51337 | 0
LCP_Inputs_ON_Diverse_IEA_2023_05_05 | 2037 | CH4 Import - WC 2040 | Import | Methane | ON | Dispatch-Import | VOM | 0 | [6 empty] | 0.51337 | 0
LCP_Inputs_ON_Diverse_IEA_2023_05_05 | 2037 | CH4 Import - WC 2040 | Import | Methane | PJ | Dispatch-Import | EmissionsCost | 0 | [6 empty] | 0.51337 | 0
LCP_Inputs_ON_Diverse_IEA_2023_05_05 | 2037 | CH4 Import - WC 2040 | Import | Methane | PJ | Dispatch-Import | FuelCost | 0 | [6 empty] | 0.51337 | 0
LCP_Inputs_ON_Diverse_IEA_2023_05_05 | 2037 | CH4 Import - WC 2040 | Import | Methane | PJ | Dispatch-Import | VOM | 0 | [6 empty] | 0.51337 | 0
LCP_Inputs_ON_Diverse_IEA_2023_05_05 | 2037 | CH4 Import - WC 2040 | Import | Methane | QC | Dispatch-Import | EmissionsCost | 0 | [6 empty] | 0.51337 | 0
LCP_Inputs_ON_Diverse_IEA_2023_05_05 | 2037 | CH4 Import - WC 2040 | Import | Methane | QC | Dispatch-Import | FuelCost | 0 | [6 empty] | 0.51337 | 0
LCP_Inputs_ON_Diverse_IEA_2023_05_05 | 2037 | CH4 Import - WC 2040 | Import | Methane | QC | Dispatch-Import | VOM | 0 | [6 empty] | 0.51337 | 0
LCP_Inputs_ON_Diverse_IEA_2023_05_05 | 2037 | CH4 Import - WC 2040 | Import | Methane | WC | Dispatch-Import | EmissionsCost | 0 | [6 empty] | 0.51337 | 0
LCP_Inputs_ON_Diverse_IEA_2023_05_05 | 2037 | CH4 Import - WC 2040 | Import | Methane | WC | Dispatch-Import | FuelCost | 0 | [6 empty] | 0.51337 | 0
LCP_Inputs_ON_Diverse_IEA_2023_05_05 | 2037 | CH4 Import - WC 2040 | Import | Methane | WC | Dispatch-Import | VOM | 0 | [6 empty] | 0.51337 | 0
LCP_Inputs_ON_Diverse_IEA_2023_05_05 | 2037 | CH4 Import - WC 2050 | Import | Methane | MI | Dispatch-Import | EmissionsCost | 0 | [6 empty] | 0.51337 | 0
LCP_Inputs_ON_Diverse_IEA_2023_05_05 | 2037 | CH4 Import - WC 2050 | Import | Methane | MI | Dispatch-Import | FuelCost | 0 | [6 empty] | 0.51337 | 0
LCP_Inputs_ON_Diverse_IEA_2023_05_05 | 2037 | CH4 Import - WC 2050 | Import | Methane | MI | Dispatch-Import | VOM | 0 | [6 empty] | 0.51337 | 0
LCP_Inputs_ON_Diverse_IEA_2023_05_05 | 2037 | CH4 Import - WC 2050 | Import | Methane | NY | Dispatch-Import | EmissionsCost | 0 | [6 empty] | 0.51337 | 0
LCP_Inputs_ON_Diverse_IEA_2023_05_05 | 2037 | CH4 Import - WC 2050 | Import | Methane | NY | Dispatch-Import | FuelCost | 0 | [6 empty] | 0.51337 | 0
LCP_Inputs_ON_Diverse_IEA_2023_05_05 | 2037 | CH4 Import - WC 2050 | Import | Methane | NY | Dispatch-Import | VOM | 0 | [6 empty] | 0.51337 | 0
LCP_Inputs_ON_Diverse_IEA_2023_05_05 | 2037 | CH4 Import - WC 2050 | Import | Methane | ON | Dispatch-Import | EmissionsCost | 0 | [6 empty] | 0.51337 | 0
LCP_Inputs_ON_Diverse_IEA_2023_05_05 | 2037 | CH4 Import - WC 2050 | Import | Methane | ON | Dispatch-Import | FuelCost | 0 | [6 empty] | 0.51337 | 0
LCP_Inputs_ON_Diverse_IEA_2023_05_05 | 2037 | CH4 Import - WC 2050 | Import | Methane | ON | Dispatch-Import | VOM | 0 | [6 empty] | 0.51337 | 0
LCP_Inputs_ON_Diverse_IEA_2023_05_05 | 2037 | CH4 Import - WC 2050 | Import | Methane | PJ | Dispatch-Import | EmissionsCost | 0 | [6 empty] | 0.51337 | 0
LCP_Inputs_ON_Diverse_IEA_2023_05_05 | 2037 | CH4 Import - WC 2050 | Import | Methane | PJ | Dispatch-Import | FuelCost | 0 | [6 empty] | 0.51337 | 0
LCP_Inputs_ON_Diverse_IEA_2023_05_05 | 2037 | CH4 Import - WC 2050 | Import | Methane | PJ | Dispatch-Import | VOM | 0 | [6 empty] | 0.51337 | 0
LCP_Inputs_ON_Diverse_IEA_2023_05_05 | 2037 | CH4 Import - WC 2050 | Import | Methane | QC | Dispatch-Import | EmissionsCost | 0 | [6 empty] | 0.51337 | 0
LCP_Inputs_ON_Diverse_IEA_2023_05_05 | 2037 | CH4 Import - WC 2050 | Import | Methane | QC | Dispatch-Import | FuelCost | 0 | [6 empty] | 0.51337 | 0
LCP_Inputs_ON_Diverse_IEA_2023_05_05 | 2037 | CH4 Import - WC 2050 | Import | Methane | QC | Dispatch-Import | VOM | 0 | [6 empty] | 0.51337 | 0
LCP_Inputs_ON_Diverse_IEA_2023_05_05 | 2037 | CH4 Import - WC 2050 | Import | Methane | WC | Dispatch-Import | EmissionsCost | 0 | [6 empty] | 0.51337 | 0
LCP_Inputs_ON_Diverse_IEA_2023_05_05 | 2037 | CH4 Import - WC 2050 | Import | Methane | WC | Dispatch-Import | FuelCost | 0 | [6 empty] | 0.51337 | 0
LCP_Inputs_ON_Diverse_IEA_2023_05_05 | 2037 | CH4 Import - WC 2050 | Import | Methane | WC | Dispatch-Import | VOM | 0 | [6 empty] | 0.51337 | 0
LCP_Inputs_ON_Diverse_IEA_2023_05_05 | 2037 | CH4 Salt Cavern Storage - ON | Storage | Methane | MI | Dispatch-Storage | EmissionsCost | 0 | [6 empty] | 0.51337 | 0
LCP_Inputs_ON_Diverse_IEA_2023_05_05 | 2037 | CH4 Salt Cavern Storage - ON | Storage | Methane | MI | Dispatch-Storage | FuelCost | 0 | [6 empty] | 0.51337 | 0
LCP_Inputs_ON_Diverse_IEA_2023_05_05 | 2037 | CH4 Salt Cavern Storage - ON | Storage | Methane | MI | Dispatch-Storage | VOM | 0 | [6 empty] | 0.51337 | 0
LCP_Inputs_ON_Diverse_IEA_2023_05_05 | 2037 | CH4 Salt Cavern Storage - ON | Storage | Methane | NY | Dispatch-Storage | EmissionsCost | 0 | [6 empty] | 0.51337 | 0
LCP_Inputs_ON_Diverse_IEA_2023_05_05 | 2037 | CH4 Salt Cavern Storage - ON | Storage | Methane | NY | Dispatch-Storage | FuelCost | 0 | [6 empty] | 0.51337 | 0
LCP_Inputs_ON_Diverse_IEA_2023_05_05 | 2037 | CH4 Salt Cavern Storage - ON | Storage | Methane | NY | Dispatch-Storage | VOM | 0 | [6 empty] | 0.51337 | 0
LCP_Inputs_ON_Diverse_IEA_2023_05_05 | 2037 | CH4 Salt Cavern Storage - ON | Storage | Methane | ON | Dispatch-Storage | EmissionsCost | 0 | [6 empty] | 0.51337 | 0
LCP_Inputs_ON_Diverse_IEA_2023_05_05 | 2037 | CH4 Salt Cavern Storage - ON | Storage | Methane | ON | Dispatch-Storage | FuelCost | 0 | [6 empty] | 0.51337 | 0
LCP_Inputs_ON_Diverse_IEA_2023_05_05 | 2037 | CH4 Salt Cavern Storage - ON | Storage | Methane | ON | Dispatch-Storage | VOM | 0 | [6 empty] | 0.51337 | 0
LCP_Inputs_ON_Diverse_IEA_2023_05_05 | 2037 | CH4 Salt Cavern Storage - ON | Storage | Methane | PJ | Dispatch-Storage | EmissionsCost | 0 | [6 empty] | 0.51337 | 0
LCP_Inputs_ON_Diverse_IEA_2023_05_05 | 2037 | CH4 Salt Cavern Storage - ON | Storage | Methane | PJ | Dispatch-Storage | FuelCost | 0 | [6 empty] | 0.51337 | 0
LCP_Inputs_ON_Diverse_IEA_2023_05_05 | 2037 | CH4 Salt Cavern Storage - ON | Storage | Methane | PJ | Dispatch-Storage | VOM | 0 | [6 empty] | 0.51337 | 0
LCP_Inputs_ON_Diverse_IEA_2023_05_05 | 2037 | CH4 Salt Cavern Storage - ON | Storage | Methane | QC | Dispatch-Storage | EmissionsCost | 0 | [6 empty] | 0.51337 | 0
LCP_Inputs_ON_Diverse_IEA_2023_05_05 | 2037 | CH4 Salt Cavern Storage - ON | Storage | Methane | QC | Dispatch-Storage | FuelCost | 0 | [6 empty] | 0.51337 | 0
LCP_Inputs_ON_Diverse_IEA_2023_05_05 | 2037 | CH4 Salt Cavern Storage - ON | Storage | Methane | QC | Dispatch-Storage | VOM | 0 | [6 empty] | 0.51337 | 0
LCP_Inputs_ON_Diverse_IEA_2023_05_05 | 2037 | CH4 Salt Cavern Storage - ON | Storage | Methane | WC | Dispatch-Storage | EmissionsCost | 0 | [6 empty] | 0.51337 | 0
LCP_Inputs_ON_Diverse_IEA_2023_05_05 | 2037 | CH4 Salt Cavern Storage - ON | Storage | Methane | WC | Dispatch-Storage | FuelCost | 0 | [6 empty] | 0.51337 | 0
LCP_Inputs_ON_Diverse_IEA_2023_05_05 | 2037 | CH4 Salt Cavern Storage - ON | Storage | Methane | WC | Dispatch-Storage | VOM | 0 | [6 empty] | 0.51337 | 0
LCP_Inputs_ON_Diverse_IEA_2023_05_05 | 2037 | Electrolyser 2020/2030 | Crossload | Hydrogen | MI | Dispatch-Crossload | EmissionsCost | 0 | [6 empty] | 0.51337 | 0
LCP_Inputs_ON_Diverse_IEA_2023_05_05 | 2037 | Electrolyser 2020/2030 | Crossload | Hydrogen | MI | Dispatch-Crossload | FuelCost | 0 | [6 empty] | 0.51337 | 0
LCP_Inputs_ON_Diverse_IEA_2023_05_05 | 2037 | Electrolyser 2020/2030 | Crossload | Hydrogen | MI | Dispatch-Crossload | VOM | 0 | [6 empty] | 0.51337 | 0
LCP_Inputs_ON_Diverse_IEA_2023_05_05 | 2037 | Electrolyser 2020/2030 | Crossload | Hydrogen | NY | Dispatch-Crossload | EmissionsCost | 0 | [6 empty] | 0.51337 | 0
LCP_Inputs_ON_Diverse_IEA_2023_05_05 | 2037 | Electrolyser 2020/2030 | Crossload | Hydrogen | NY | Dispatch-Crossload | FuelCost | 0 | [6 empty] | 0.51337 | 0
LCP_Inputs_ON_Diverse_IEA_2023_05_05 | 2037 | Electrolyser 2020/2030 | Crossload | Hydrogen | NY | Dispatch-Crossload | VOM | 0 | [6 empty] | 0.51337 | 0
LCP_Inputs_ON_Diverse_IEA_2023_05_05 | 2037 | Electrolyser 2020/2030 | Crossload | Hydrogen | ON | Dispatch-Crossload | EmissionsCost | 0 | [6 empty] | 0.51337 | 0
LCP_Inputs_ON_Diverse_IEA_2023_05_05 | 2037 | Electrolyser 2020/2030 | Crossload | Hydrogen | ON | Dispatch-Crossload | FuelCost | 0 | [6 empty] | 0.51337 | 0
LCP_Inputs_ON_Diverse_IEA_2023_05_05 | 2037 | Electrolyser 2020/2030 | Crossload | Hydrogen | ON | Dispatch-Crossload | VOM | 0 | [6 empty] | 0.51337 | 0
LCP_Inputs_ON_Diverse_IEA_2023_05_05 | 2037 | Electrolyser 2020/2030 | Crossload | Hydrogen | PJ | Dispatch-Crossload | EmissionsCost | 0 | [6 empty] | 0.51337 | 0
LCP_Inputs_ON_Diverse_IEA_2023_05_05 | 2037 | Electrolyser 2020/2030 | Crossload | Hydrogen | PJ | Dispatch-Crossload | FuelCost | 0 | [6 empty] | 0.51337 | 0
LCP_Inputs_ON_Diverse_IEA_2023_05_05 | 2037 | Electrolyser 2020/2030 | Crossload | Hydrogen | PJ | Dispatch-Crossload | VOM | 0 | [6 empty] | 0.51337 | 0
LCP_Inputs_ON_Diverse_IEA_2023_05_05 | 2037 | Electrolyser 2020/2030 | Crossload | Hydrogen | QC | Dispatch-Crossload | EmissionsCost | 0 | [6 empty] | 0.51337 | 0
LCP_Inputs_ON_Diverse_IEA_2023_05_05 | 2037 | Electrolyser 2020/2030 | Crossload | Hydrogen | QC | Dispatch-Crossload | FuelCost | 0 | [6 empty] | 0.51337 | 0
LCP_Inputs_ON_Diverse_IEA_2023_05_05 | 2037 | Electrolyser 2020/2030 | Crossload | Hydrogen | QC | Dispatch-Crossload | VOM | 0 | [6 empty] | 0.51337 | 0
LCP_Inputs_ON_Diverse_IEA_2023_05_05 | 2037 | Electrolyser 2020/2030 | Crossload | Hydrogen | WC | Dispatch-Crossload | EmissionsCost | 0 | [6 empty] | 0.51337 | 0
LCP_Inputs_ON_Diverse_IEA_2023_05_05 | 2037 | Electrolyser 2020/2030 | Crossload | Hydrogen | WC | Dispatch-Crossload | FuelCost | 0 | [6 empty] | 0.51337 | 0
LCP_Inputs_ON_Diverse_IEA_2023_05_05 | 2037 | Electrolyser 2020/2030 | Crossload | Hydrogen | WC | Dispatch-Crossload | VOM | 0 | [6 empty] | 0.51337 | 0
LCP_Inputs_ON_Diverse_IEA_2023_05_05 | 2037 | Electrolyser 2040 | Crossload | Hydrogen | MI | Dispatch-Crossload | EmissionsCost | 0 | [6 empty] | 0.51337 | 0
LCP_Inputs_ON_Diverse_IEA_2023_05_05 | 2037 | Electrolyser 2040 | Crossload | Hydrogen | MI | Dispatch-Crossload | FuelCost | 0 | [6 empty] | 0.51337 | 0
LCP_Inputs_ON_Diverse_IEA_2023_05_05 | 2037 | Electrolyser 2040 | Crossload | Hydrogen | MI | Dispatch-Crossload | VOM | 0 | [6 empty] | 0.51337 | 0
LCP_Inputs_ON_Diverse_IEA_2023_05_05 | 2037 | Electrolyser 2040 | Crossload | Hydrogen | NY | Dispatch-Crossload | EmissionsCost | 0 | [6 empty] | 0.51337 | 0
LCP_Inputs_ON_Diverse_IEA_2023_05_05 | 2037 | Electrolyser 2040 | Crossload | Hydrogen | NY | Dispatch-Crossload | FuelCost | 0 | [6 empty] | 0.51337 | 0
LCP_Inputs_ON_Diverse_IEA_2023_05_05 | 2037 | Electrolyser 2040 | Crossload | Hydrogen | NY | Dispatch-Crossload | VOM | 0 | [6 empty] | 0.51337 | 0
LCP_Inputs_ON_Diverse_IEA_2023_05_05 | 2037 | Electrolyser 2040 | Crossload | Hydrogen | ON | Dispatch-Crossload | EmissionsCost | 0 | [6 empty] | 0.51337 | 0
LCP_Inputs_ON_Diverse_IEA_2023_05_05 | 2037 | Electrolyser 2040 | Crossload | Hydrogen | ON | Dispatch-Crossload | FuelCost | 0 | [6 empty] | 0.51337 | 0
LCP_Inputs_ON_Diverse_IEA_2023_05_05 | 2037 | Electrolyser 2040 | Crossload | Hydrogen | ON | Dispatch-Crossload | VOM | 0 | [6 empty] | 0.51337 | 0
LCP_Inputs_ON_Diverse_IEA_2023_05_05 | 2037 | Electrolyser 2040 | Crossload | Hydrogen | PJ | Dispatch-Crossload | EmissionsCost | 0 | [6 empty] | 0.51337 | 0
LCP_Inputs_ON_Diverse_IEA_2023_05_05 | 2037 | Electrolyser 2040 | Crossload | Hydrogen | PJ | Dispatch-Crossload | FuelCost | 0 | [6 empty] | 0.51337 | 0
LCP_Inputs_ON_Diverse_IEA_2023_05_05 | 2037 | Electrolyser 2040 | Crossload | Hydrogen | PJ | Dispatch-Crossload | VOM | 0 | [6 empty] | 0.51337 | 0
LCP_Inputs_ON_Diverse_IEA_2023_05_05 | 2037 | Electrolyser 2040 | Crossload | Hydrogen | QC | Dispatch-Crossload | EmissionsCost | 0 | [6 empty] | 0.51337 | 0
LCP_Inputs_ON_Diverse_IEA_2023_05_05 | 2037 | Electrolyser 2040 | Crossload | Hydrogen | QC | Dispatch-Crossload | FuelCost | 0 | [6 empty] | 0.51337 | 0
LCP_Inputs_ON_Diverse_IEA_2023_05_05 | 2037 | Electrolyser 2040 | Crossload | Hydrogen | QC | Dispatch-Crossload | VOM | 0 | [6 empty] | 0.51337 | 0
LCP_Inputs_ON_Diverse_IEA_2023_05_05 | 2037 | Electrolyser 2040 | Crossload | Hydrogen | WC | Dispatch-Crossload | EmissionsCost | 0 | [6 empty] | 0.51337 | 0
LCP_Inputs_ON_Diverse_IEA_2023_05_05 | 2037 | Electrolyser 2040 | Crossload | Hydrogen | WC | Dispatch-Crossload | FuelCost | 0 | [6 empty] | 0.51337 | 0
LCP_Inputs_ON_Diverse_IEA_2023_05_05 | 2037 | Electrolyser 2040 | Crossload | Hydrogen | WC | Dispatch-Crossload | VOM | 0 | [6 empty] | 0.51337 | 0
LCP_Inputs_ON_Diverse_IEA_2023_05_05 | 2037 | Electrolyser 2050 | Crossload | Hydrogen | MI | Dispatch-Crossload | EmissionsCost | 0 | [6 empty] | 0.51337 | 0
LCP_Inputs_ON_Diverse_IEA_2023_05_05 | 2037 | Electrolyser 2050 | Crossload | Hydrogen | MI | Dispatch-Crossload | FuelCost | 0 | [6 empty] | 0.51337 | 0
LCP_Inputs_ON_Diverse_IEA_2023_05_05 | 2037 | Electrolyser 2050 | Crossload | Hydrogen | MI | Dispatch-Crossload | VOM | 0 | [6 empty] | 0.51337 | 0
LCP_Inputs_ON_Diverse_IEA_2023_05_05 | 2037 | Electrolyser 2050 | Crossload | Hydrogen | NY | Dispatch-Crossload | EmissionsCost | 0 | [6 empty] | 0.51337 | 0
LCP_Inputs_ON_Diverse_IEA_2023_05_05 | 2037 | Electrolyser 2050 | Crossload | Hydrogen | NY | Dispatch-Crossload | FuelCost | 0 | [6 empty] | 0.51337 | 0
LCP_Inputs_ON_Diverse_IEA_2023_05_05 | 2037 | Electrolyser 2050 | Crossload | Hydrogen | NY | Dispatch-Crossload | VOM | 0 | [6 empty] | 0.51337 | 0
LCP_Inputs_ON_Diverse_IEA_2023_05_05 | 2037 | Electrolyser 2050 | Crossload | Hydrogen | ON | Dispatch-Crossload | EmissionsCost | 0 | [6 empty] | 0.51337 | 0
LCP_Inputs_ON_Diverse_IEA_2023_05_05 | 2037 | Electrolyser 2050 | Crossload | Hydrogen | ON | Dispatch-Crossload | FuelCost | 0 | [6 empty] | 0.51337 | 0
LCP_Inputs_ON_Diverse_IEA_2023_05_05 | 2037 | Electrolyser 2050 | Crossload | Hydrogen | ON | Dispatch-Crossload | VOM | 0 | [6 empty] | 0.51337 | 0
LCP_Inputs_ON_Diverse_IEA_2023_05_05 | 2037 | Electrolyser 2050 | Crossload | Hydrogen | PJ | Dispatch-Crossload | EmissionsCost | 0 | [6 empty] | 0.51337 | 0
LCP_Inputs_ON_Diverse_IEA_2023_05_05 | 2037 | Electrolyser 2050 | Crossload | Hydrogen | PJ | Dispatch-Crossload | FuelCost | 0 | [6 empty] | 0.51337 | 0
LCP_Inputs_ON_Diverse_IEA_2023_05_05 | 2037 | Electrolyser 2050 | Crossload | Hydrogen | PJ | Dispatch-Crossload | VOM | 0 | [6 empty] | 0.51337 | 0
LCP_Inputs_ON_Diverse_IEA_2023_05_05 | 2037 | Electrolyser 2050 | Crossload | Hydrogen | QC | Dispatch-Crossload | EmissionsCost | 0 | [6 empty] | 0.51337 | 0
LCP_Inputs_ON_Diverse_IEA_2023_05_05 | 2037 | Electrolyser 2050 | Crossload | Hydrogen | QC | Dispatch-Crossload | FuelCost | 0 | [6 empty] | 0.51337 | 0
LCP_Inputs_ON_Diverse_IEA_2023_05_05 | 2037 | Electrolyser 2050 | Crossload | Hydrogen | QC | Dispatch-Crossload | VOM | 0 | [6 empty] | 0.51337 | 0
LCP_Inputs_ON_Diverse_IEA_2023_05_05 | 2037 | Electrolyser 2050 | Crossload | Hydrogen | WC | Dispatch-Crossload | EmissionsCost | 0 | [6 empty] | 0.51337 | 0
LCP_Inputs_ON_Diverse_IEA_2023_05_05 | 2037 | Electrolyser 2050 | Crossload | Hydrogen | WC | Dispatch-Crossload | FuelCost | 0 | [6 empty] | 0.51337 | 0
LCP_Inputs_ON_Diverse_IEA_2023_05_05 | 2037 | Electrolyser 2050 | Crossload | Hydrogen | WC | Dispatch-Crossload | VOM | 0 | [6 empty] | 0.51337 | 0
LCP_Inputs_ON_Diverse_IEA_2023_05_05 | 2037 | Fossil Fuel Thermal (Coal, Peat, Oil) | Generation | Electricity | MI | Dispatch-Generation | EmissionsCost | 0 | [6 empty] | 0.51337 | 0
LCP_Inputs_ON_Diverse_IEA_2023_05_05 | 2037 | Fossil Fuel Thermal (Coal, Peat, Oil) | Generation | Electricity | MI | Dispatch-Generation | FuelCost | 0 | [6 empty] | 0.51337 | 0
LCP_Inputs_ON_Diverse_IEA_2023_05_05 | 2037 | Fossil Fuel Thermal (Coal, Peat, Oil) | Generation | Electricity | MI | Dispatch-Generation | VOM | 0 | [6 empty] | 0.51337 | 0
LCP_Inputs_ON_Diverse_IEA_2023_05_05 | 2037 | Fossil Fuel Thermal (Coal, Peat, Oil) | Generation | Electricity | NY | Dispatch-Generation | EmissionsCost | 0 | [6 empty] | 0.51337 | 0
LCP_Inputs_ON_Diverse_IEA_2023_05_05 | 2037 | Fossil Fuel Thermal (Coal, Peat, Oil) | Generation | Electricity | NY | Dispatch-Generation | FuelCost | 0 | [6 empty] | 0.51337 | 0
LCP_Inputs_ON_Diverse_IEA_2023_05_05 | 2037 | Fossil Fuel Thermal (Coal, Peat, Oil) | Generation | Electricity | NY | Dispatch-Generation | VOM | 0 | [6 empty] | 0.51337 | 0
LCP_Inputs_ON_Diverse_IEA_2023_05_05 | 2037 | Fossil Fuel Thermal (Coal, Peat, Oil) | Generation | Electricity | ON | Dispatch-Generation | EmissionsCost | 0 | [6 empty] | 0.51337 | 0
LCP_Inputs_ON_Diverse_IEA_2023_05_05 | 2037 | Fossil Fuel Thermal (Coal, Peat, Oil) | Generation | Electricity | ON | Dispatch-Generation | FuelCost | 0 | [6 empty] | 0.51337 | 0
LCP_Inputs_ON_Diverse_IEA_2023_05_05 | 2037 | Fossil Fuel Thermal (Coal, Peat, Oil) | Generation | Electricity | ON | Dispatch-Generation | VOM | 0 | [6 empty] | 0.51337 | 0
LCP_Inputs_ON_Diverse_IEA_2023_05_05 | 2037 | Fossil Fuel Thermal (Coal, Peat, Oil) | Generation | Electricity | PJ | Dispatch-Generation | EmissionsCost | 0 | [6 empty] | 0.51337 | 0
LCP_Inputs_ON_Diverse_IEA_2023_05_05 | 2037 | Fossil Fuel Thermal (Coal, Peat, Oil) | Generation | Electricity | PJ | Dispatch-Generation | FuelCost | 0 | [6 empty] | 0.51337 | 0
LCP_Inputs_ON_Diverse_IEA_2023_05_05 | 2037 | Fossil Fuel Thermal (Coal, Peat, Oil) | Generation | Electricity | PJ | Dispatch-Generation | VOM | 0 | [6 empty] | 0.51337 | 0
LCP_Inputs_ON_Diverse_IEA_2023_05_05 | 2037 | Fossil Fuel Thermal (Coal, Peat, Oil) | Generation | Electricity | QC | Dispatch-Generation | EmissionsCost | 0 | [6 empty] | 0.51337 | 0
LCP_Inputs_ON_Diverse_IEA_2023_05_05 | 2037 | Fossil Fuel Thermal (Coal, Peat, Oil) | Generation | Electricity | QC | Dispatch-Generation | FuelCost | 0 | [6 empty] | 0.51337 | 0
LCP_Inputs_ON_Diverse_IEA_2023_05_05 | 2037 | Fossil Fuel Thermal (Coal, Peat, Oil) | Generation | Electricity | QC | Dispatch-Generation | VOM | 0 | [6 empty] | 0.51337 | 0
LCP_Inputs_ON_Diverse_IEA_2023_05_05 | 2037 | Fossil Fuel Thermal (Coal, Peat, Oil) | Generation | Electricity | WC | Dispatch-Generation | EmissionsCost | 0 | [6 empty] | 0.51337 | 0
LCP_Inputs_ON_Diverse_IEA_2023_05_05 | 2037 | Fossil Fuel Thermal (Coal, Peat, Oil) | Generation | Electricity | WC | Dispatch-Generation | FuelCost | 0 | [6 empty] | 0.51337 | 0
LCP_Inputs_ON_Diverse_IEA_2023_05_05 | 2037 | Fossil Fuel Thermal (Coal, Peat, Oil) | Generation | Electricity | WC | Dispatch-Generation | VOM | 0 | [6 empty] | 0.51337 | 0
LCP_Inputs_ON_Diverse_IEA_2023_05_05 | 2037 | Generic - Generator | Generation | Electricity | MI | Dispatch-Generation | EmissionsCost | 0 | [6 empty] | 0.51337 | 0
LCP_Inputs_ON_Diverse_IEA_2023_05_05 | 2037 | Generic - Generator | Generation | Electricity | MI | Dispatch-Generation | FuelCost | 1917502431.2477 | [6 empty] | 0.51337 | 984394447.0583
LCP_Inputs_ON_Diverse_IEA_2023_05_05 | 2037 | Generic - Generator | Generation | Electricity | MI | Dispatch-Generation | VOM | 66961520.9547 | [6 empty] | 0.51337 | 34376253.3597
LCP_Inputs_ON_Diverse_IEA_2023_05_05 | 2037 | Generic - Generator | Generation | Electricity | NY | Dispatch-Generation | EmissionsCost | 0 | [6 empty] | 0.51337 | 0
LCP_Inputs_ON_Diverse_IEA_2023_05_05 | 2037 | Generic - Generator | Generation | Electricity | NY | Dispatch-Generation | FuelCost | 920281288.6875 | [6 empty] | 0.51337 | 472447792.2702
LCP_Inputs_ON_Diverse_IEA_2023_05_05 | 2037 | Generic - Generator | Generation | Electricity | NY | Dispatch-Generation | VOM | 32137343.7616 | [6 empty] | 0.51337 | 16498452.4799
LCP_Inputs_ON_Diverse_IEA_2023_05_05 | 2037 | Generic - Generator | Generation | Electricity | ON | Dispatch-Generation | EmissionsCost | 0 | [6 empty] | 0.51337 | 0
LCP_Inputs_ON_Diverse_IEA_2023_05_05 | 2037 | Generic - Generator | Generation | Electricity | ON | Dispatch-Generation | FuelCost | 0 | [6 empty] | 0.51337 | 0
LCP_Inputs_ON_Diverse_IEA_2023_05_05 | 2037 | Generic - Generator | Generation | Electricity | ON | Dispatch-Generation | VOM | 0 | [6 empty] | 0.51337 | 0
LCP_Inputs_ON_Diverse_IEA_2023_05_05 | 2037 | Generic - Generator | Generation | Electricity | PJ | Dispatch-Generation | EmissionsCost | 0 | [6 empty] | 0.51337 | 0
LCP_Inputs_ON_Diverse_IEA_2023_05_05 | 2037 | Generic - Generator | Generation | Electricity | PJ | Dispatch-Generation | FuelCost | 7259171776.6988 | [6 empty] | 0.51337 | 3726664577.1994
LCP_Inputs_ON_Diverse_IEA_2023_05_05 | 2037 | Generic - Generator | Generation | Electricity | PJ | Dispatch-Generation | VOM | 253499122.1485 | [6 empty] | 0.51337 | 130139667.1579
LCP_Inputs_ON_Diverse_IEA_2023_05_05 | 2037 | Generic - Generator | Generation | Electricity | QC | Dispatch-Generation | EmissionsCost | 0 | [6 empty] | 0.51337 | 0
LCP_Inputs_ON_Diverse_IEA_2023_05_05 | 2037 | Generic - Generator | Generation | Electricity | QC | Dispatch-Generation | FuelCost | 0 | [6 empty] | 0.51337 | 0
LCP_Inputs_ON_Diverse_IEA_2023_05_05 | 2037 | Generic - Generator | Generation | Electricity | QC | Dispatch-Generation | VOM | 0 | [6 empty] | 0.51337 | 0
LCP_Inputs_ON_Diverse_IEA_2023_05_05 | 2037 | Generic - Generator | Generation | Electricity | WC | Dispatch-Generation | EmissionsCost | 0 | [6 empty] | 0.51337 | 0
LCP_Inputs_ON_Diverse_IEA_2023_05_05 | 2037 | Generic - Generator | Generation | Electricity | WC | Dispatch-Generation | FuelCost | 1737227.6587 | [6 empty] | 0.51337 | 891846.2019
LCP_Inputs_ON_Diverse_IEA_2023_05_05 | 2037 | Generic - Generator | Generation | Electricity | WC | Dispatch-Generation | VOM | 60666.1063 | [6 empty] | 0.51337 | 31144.3559
LCP_Inputs_ON_Diverse_IEA_2023_05_05 | 2037 | H2 Import - QC | Import | Hydrogen | MI | Dispatch-Import | EmissionsCost | 0 | [6 empty] | 0.51337 | 0
LCP_Inputs_ON_Diverse_IEA_2023_05_05 | 2037 | H2 Import - QC | Import | Hydrogen | MI | Dispatch-Import | FuelCost | 0 | [6 empty] | 0.51337 | 0
LCP_Inputs_ON_Diverse_IEA_2023_05_05 | 2037 | H2 Import - QC | Import | Hydrogen | MI | Dispatch-Import | VOM | 0 | [6 empty] | 0.51337 | 0
LCP_Inputs_ON_Diverse_IEA_2023_05_05 | 2037 | H2 Import - QC | Import | Hydrogen | NY | Dispatch-Import | EmissionsCost | 0 | [6 empty] | 0.51337 | 0
LCP_Inputs_ON_Diverse_IEA_2023_05_05 | 2037 | H2 Import - QC | Import | Hydrogen | NY | Dispatch-Import | FuelCost | 0 | [6 empty] | 0.51337 | 0
LCP_Inputs_ON_Diverse_IEA_2023_05_05 | 2037 | H2 Import - QC | Import | Hydrogen | NY | Dispatch-Import | VOM | 0 | [6 empty] | 0.51337 | 0
LCP_Inputs_ON_Diverse_IEA_2023_05_05 | 2037 | H2 Import - QC | Import | Hydrogen | ON | Dispatch-Import | EmissionsCost | 0 | [6 empty] | 0.51337 | 0
LCP_Inputs_ON_Diverse_IEA_2023_05_05 | 2037 | H2 Import - QC | Import | Hydrogen | ON | Dispatch-Import | FuelCost | 0 | [6 empty] | 0.51337 | 0
LCP_Inputs_ON_Diverse_IEA_2023_05_05 | 2037 | H2 Import - QC | Import | Hydrogen | ON | Dispatch-Import | VOM | 0 | [6 empty] | 0.51337 | 0
LCP_Inputs_ON_Diverse_IEA_2023_05_05 | 2037 | H2 Import - QC | Import | Hydrogen | PJ | Dispatch-Import | EmissionsCost | 0 | [6 empty] | 0.51337 | 0
LCP_Inputs_ON_Diverse_IEA_2023_05_05 | 2037 | H2 Import - QC | Import | Hydrogen | PJ | Dispatch-Import | FuelCost | 0 | [6 empty] | 0.51337 | 0
LCP_Inputs_ON_Diverse_IEA_2023_05_05 | 2037 | H2 Import - QC | Import | Hydrogen | PJ | Dispatch-Import | VOM | 0 | [6 empty] | 0.51337 | 0
LCP_Inputs_ON_Diverse_IEA_2023_05_05 | 2037 | H2 Import - QC | Import | Hydrogen | QC | Dispatch-Import | EmissionsCost | 0 | [6 empty] | 0.51337 | 0
LCP_Inputs_ON_Diverse_IEA_2023_05_05 | 2037 | H2 Import - QC | Import | Hydrogen | QC | Dispatch-Import | FuelCost | 0 | [6 empty] | 0.51337 | 0
LCP_Inputs_ON_Diverse_IEA_2023_05_05 | 2037 | H2 Import - QC | Import | Hydrogen | QC | Dispatch-Import | VOM | 0 | [6 empty] | 0.51337 | 0
LCP_Inputs_ON_Diverse_IEA_2023_05_05 | 2037 | H2 Import - QC | Import | Hydrogen | WC | Dispatch-Import | EmissionsCost | 0 | [6 empty] | 0.51337 | 0
LCP_Inputs_ON_Diverse_IEA_2023_05_05 | 2037 | H2 Import - QC | Import | Hydrogen | WC | Dispatch-Import | FuelCost | 0 | [6 empty] | 0.51337 | 0
LCP_Inputs_ON_Diverse_IEA_2023_05_05 | 2037 | H2 Import - QC | Import | Hydrogen | WC | Dispatch-Import | VOM | 0 | [6 empty] | 0.51337 | 0
LCP_Inputs_ON_Diverse_IEA_2023_05_05 | 2037 | H2 Import - WC | Import | Hydrogen | MI | Dispatch-Import | EmissionsCost | 0 | [6 empty] | 0.51337 | 0
LCP_Inputs_ON_Diverse_IEA_2023_05_05 | 2037 | H2 Import - WC | Import | Hydrogen | MI | Dispatch-Import | FuelCost | 0 | [6 empty] | 0.51337 | 0
LCP_Inputs_ON_Diverse_IEA_2023_05_05 | 2037 | H2 Import - WC | Import | Hydrogen | MI | Dispatch-Import | VOM | 0 | [6 empty] | 0.51337 | 0
LCP_Inputs_ON_Diverse_IEA_2023_05_05 | 2037 | H2 Import - WC | Import | Hydrogen | NY | Dispatch-Import | EmissionsCost | 0 | [6 empty] | 0.51337 | 0
LCP_Inputs_ON_Diverse_IEA_2023_05_05 | 2037 | H2 Import - WC | Import | Hydrogen | NY | Dispatch-Import | FuelCost | 0 | [6 empty] | 0.51337 | 0
LCP_Inputs_ON_Diverse_IEA_2023_05_05 | 2037 | H2 Import - WC | Import | Hydrogen | NY | Dispatch-Import | VOM | 0 | [6 empty] | 0.51337 | 0
LCP_Inputs_ON_Diverse_IEA_2023_05_05 | 2037 | H2 Import - WC | Import | Hydrogen | ON | Dispatch-Import | EmissionsCost | 0 | [6 empty] | 0.51337 | 0
LCP_Inputs_ON_Diverse_IEA_2023_05_05 | 2037 | H2 Import - WC | Import | Hydrogen | ON | Dispatch-Import | FuelCost | 0 | [6 empty] | 0.51337 | 0
LCP_Inputs_ON_Diverse_IEA_2023_05_05 | 2037 | H2 Import - WC | Import | Hydrogen | ON | Dispatch-Import | VOM | 0 | [6 empty] | 0.51337 | 0
LCP_Inputs_ON_Diverse_IEA_2023_05_05 | 2037 | H2 Import - WC | Import | Hydrogen | PJ | Dispatch-Import | EmissionsCost | 0 | [6 empty] | 0.51337 | 0
LCP_Inputs_ON_Diverse_IEA_2023_05_05 | 2037 | H2 Import - WC | Import | Hydrogen | PJ | Dispatch-Import | FuelCost | 0 | [6 empty] | 0.51337 | 0
LCP_Inputs_ON_Diverse_IEA_2023_05_05 | 2037 | H2 Import - WC | Import | Hydrogen | PJ | Dispatch-Import | VOM | 0 | [6 empty] | 0.51337 | 0
LCP_Inputs_ON_Diverse_IEA_2023_05_05 | 2037 | H2 Import - WC | Import | Hydrogen | QC | Dispatch-Import | EmissionsCost | 0 | [6 empty] | 0.51337 | 0
LCP_Inputs_ON_Diverse_IEA_2023_05_05 | 2037 | H2 Import - WC | Import | Hydrogen | QC | Dispatch-Import | FuelCost | 0 | [6 empty] | 0.51337 | 0
LCP_Inputs_ON_Diverse_IEA_2023_05_05 | 2037 | H2 Import - WC | Import | Hydrogen | QC | Dispatch-Import | VOM | 0 | [6 empty] | 0.51337 | 0
LCP_Inputs_ON_Diverse_IEA_2023_05_05 | 2037 | H2 Import - WC | Import | Hydrogen | WC | Dispatch-Import | EmissionsCost | 0 | [6 empty] | 0.51337 | 0
LCP_Inputs_ON_Diverse_IEA_2023_05_05 | 2037 | H2 Import - WC | Import | Hydrogen | WC | Dispatch-Import | FuelCost | 0 | [6 empty] | 0.51337 | 0
LCP_Inputs_ON_Diverse_IEA_2023_05_05 | 2037 | H2 Import - WC | Import | Hydrogen | WC | Dispatch-Import | VOM | 0 | [6 empty] | 0.51337 | 0
LCP_Inputs_ON_Diverse_IEA_2023_05_05 | 2037 | H2 Salt Cavern Storage - ON | Storage | Hydrogen | MI | Dispatch-Storage | EmissionsCost | 0 | [6 empty] | 0.51337 | 0
LCP_Inputs_ON_Diverse_IEA_2023_05_05 | 2037 | H2 Salt Cavern Storage - ON | Storage | Hydrogen | MI | Dispatch-Storage | FuelCost | 0 | [6 empty] | 0.51337 | 0
LCP_Inputs_ON_Diverse_IEA_2023_05_05 | 2037 | H2 Salt Cavern Storage - ON | Storage | Hydrogen | MI | Dispatch-Storage | VOM | 0 | [6 empty] | 0.51337 | 0
LCP_Inputs_ON_Diverse_IEA_2023_05_05 | 2037 | H2 Salt Cavern Storage - ON | Storage | Hydrogen | NY | Dispatch-Storage | EmissionsCost | 0 | [6 empty] | 0.51337 | 0
LCP_Inputs_ON_Diverse_IEA_2023_05_05 | 2037 | H2 Salt Cavern Storage - ON | Storage | Hydrogen | NY | Dispatch-Storage | FuelCost | 0 | [6 empty] | 0.51337 | 0
LCP_Inputs_ON_Diverse_IEA_2023_05_05 | 2037 | H2 Salt Cavern Storage - ON | Storage | Hydrogen | NY | Dispatch-Storage | VOM | 0 | [6 empty] | 0.51337 | 0
LCP_Inputs_ON_Diverse_IEA_2023_05_05 | 2037 | H2 Salt Cavern Storage - ON | Storage | Hydrogen | ON | Dispatch-Storage | EmissionsCost | 0 | [6 empty] | 0.51337 | 0
LCP_Inputs_ON_Diverse_IEA_2023_05_05 | 2037 | H2 Salt Cavern Storage - ON | Storage | Hydrogen | ON | Dispatch-Storage | FuelCost | 0 | [6 empty] | 0.51337 | 0
LCP_Inputs_ON_Diverse_IEA_2023_05_05 | 2037 | H2 Salt Cavern Storage - ON | Storage | Hydrogen | ON | Dispatch-Storage | VOM | 12624010.6118 | [6 empty] | 0.51337 | 6480829.3034
LCP_Inputs_ON_Diverse_IEA_2023_05_05 | 2037 | H2 Salt Cavern Storage - ON | Storage | Hydrogen | PJ | Dispatch-Storage | EmissionsCost | 0 | [6 empty] | 0.51337 | 0
LCP_Inputs_ON_Diverse_IEA_2023_05_05 | 2037 | H2 Salt Cavern Storage - ON | Storage | Hydrogen | PJ | Dispatch-Storage | FuelCost | 0 | [6 empty] | 0.51337 | 0
LCP_Inputs_ON_Diverse_IEA_2023_05_05 | 2037 | H2 Salt Cavern Storage - ON | Storage | Hydrogen | PJ | Dispatch-Storage | VOM | 0 | [6 empty] | 0.51337 | 0
LCP_Inputs_ON_Diverse_IEA_2023_05_05 | 2037 | H2 Salt Cavern Storage - ON | Storage | Hydrogen | QC | Dispatch-Storage | EmissionsCost | 0 | [6 empty] | 0.51337 | 0
LCP_Inputs_ON_Diverse_IEA_2023_05_05 | 2037 | H2 Salt Cavern Storage - ON | Storage | Hydrogen | QC | Dispatch-Storage | FuelCost | 0 | [6 empty] | 0.51337 | 0
LCP_Inputs_ON_Diverse_IEA_2023_05_05 | 2037 | H2 Salt Cavern Storage - ON | Storage | Hydrogen | QC | Dispatch-Storage | VOM | 0 | [6 empty] | 0.51337 | 0
LCP_Inputs_ON_Diverse_IEA_2023_05_05 | 2037 | H2 Salt Cavern Storage - ON | Storage | Hydrogen | WC | Dispatch-Storage | EmissionsCost | 0 | [6 empty] | 0.51337 | 0
LCP_Inputs_ON_Diverse_IEA_2023_05_05 | 2037 | H2 Salt Cavern Storage - ON | Storage | Hydrogen | WC | Dispatch-Storage | FuelCost | 0 | [6 empty] | 0.51337 | 0
LCP_Inputs_ON_Diverse_IEA_2023_05_05 | 2037 | H2 Salt Cavern Storage - ON | Storage | Hydrogen | WC | Dispatch-Storage | VOM | 0 | [6 empty] | 0.51337 | 0
LCP_Inputs_ON_Diverse_IEA_2023_05_05 | 2037 | Hydro | Generation | Electricity | MI | Dispatch-Generation | EmissionsCost | 0 | [6 empty] | 0.51337 | 0
LCP_Inputs_ON_Diverse_IEA_2023_05_05 | 2037 | Hydro | Generation | Electricity | MI | Dispatch-Generation | FuelCost | 0 | [6 empty] | 0.51337 | 0
LCP_Inputs_ON_Diverse_IEA_2023_05_05 | 2037 | Hydro | Generation | Electricity | MI | Dispatch-Generation | VOM | 0 | [6 empty] | 0.51337 | 0
LCP_Inputs_ON_Diverse_IEA_2023_05_05 | 2037 | Hydro | Generation | Electricity | NY | Dispatch-Generation | EmissionsCost | 0 | [6 empty] | 0.51337 | 0
LCP_Inputs_ON_Diverse_IEA_2023_05_05 | 2037 | Hydro | Generation | Electricity | NY | Dispatch-Generation | FuelCost | 0 | [6 empty] | 0.51337 | 0
LCP_Inputs_ON_Diverse_IEA_2023_05_05 | 2037 | Hydro | Generation | Electricity | NY | Dispatch-Generation | VOM | 0 | [6 empty] | 0.51337 | 0
LCP_Inputs_ON_Diverse_IEA_2023_05_05 | 2037 | Hydro | Generation | Electricity | ON | Dispatch-Generation | EmissionsCost | 0 | [6 empty] | 0.51337 | 0
LCP_Inputs_ON_Diverse_IEA_2023_05_05 | 2037 | Hydro | Generation | Electricity | ON | Dispatch-Generation | FuelCost | 0 | [6 empty] | 0.51337 | 0
LCP_Inputs_ON_Diverse_IEA_2023_05_05 | 2037 | Hydro | Generation | Electricity | ON | Dispatch-Generation | VOM | 0 | [6 empty] | 0.51337 | 0
LCP_Inputs_ON_Diverse_IEA_2023_05_05 | 2037 | Hydro | Generation | Electricity | PJ | Dispatch-Generation | EmissionsCost | 0 | [6 empty] | 0.51337 | 0
LCP_Inputs_ON_Diverse_IEA_2023_05_05 | 2037 | Hydro | Generation | Electricity | PJ | Dispatch-Generation | FuelCost | 0 | [6 empty] | 0.51337 | 0
LCP_Inputs_ON_Diverse_IEA_2023_05_05 | 2037 | Hydro | Generation | Electricity | PJ | Dispatch-Generation | VOM | 0 | [6 empty] | 0.51337 | 0
LCP_Inputs_ON_Diverse_IEA_2023_05_05 | 2037 | Hydro | Generation | Electricity | QC | Dispatch-Generation | EmissionsCost | 0 | [6 empty] | 0.51337 | 0
LCP_Inputs_ON_Diverse_IEA_2023_05_05 | 2037 | Hydro | Generation | Electricity | QC | Dispatch-Generation | FuelCost | 0 | [6 empty] | 0.51337 | 0
LCP_Inputs_ON_Diverse_IEA_2023_05_05 | 2037 | Hydro | Generation | Electricity | QC | Dispatch-Generation | VOM | 0 | [6 empty] | 0.51337 | 0
LCP_Inputs_ON_Diverse_IEA_2023_05_05 | 2037 | Hydro | Generation | Electricity | WC | Dispatch-Generation | EmissionsCost | 0 | [6 empty] | 0.51337 | 0
LCP_Inputs_ON_Diverse_IEA_2023_05_05 | 2037 | Hydro | Generation | Electricity | WC | Dispatch-Generation | FuelCost | 0 | [6 empty] | 0.51337 | 0
LCP_Inputs_ON_Diverse_IEA_2023_05_05 | 2037 | Hydro | Generation | Electricity | WC | Dispatch-Generation | VOM | 0 | [6 empty] | 0.51337 | 0
LCP_Inputs_ON_Diverse_IEA_2023_05_05 | 2037 | Hydro Pumped Storage | Storage | Electricity | MI | Dispatch-Storage | EmissionsCost | 0 | [6 empty] | 0.51337 | 0
LCP_Inputs_ON_Diverse_IEA_2023_05_05 | 2037 | Hydro Pumped Storage | Storage | Electricity | MI | Dispatch-Storage | FuelCost | 0 | [6 empty] | 0.51337 | 0
LCP_Inputs_ON_Diverse_IEA_2023_05_05 | 2037 | Hydro Pumped Storage | Storage | Electricity | MI | Dispatch-Storage | VOM | 0 | [6 empty] | 0.51337 | 0
LCP_Inputs_ON_Diverse_IEA_2023_05_05 | 2037 | Hydro Pumped Storage | Storage | Electricity | NY | Dispatch-Storage | EmissionsCost | 0 | [6 empty] | 0.51337 | 0
LCP_Inputs_ON_Diverse_IEA_2023_05_05 | 2037 | Hydro Pumped Storage | Storage | Electricity | NY | Dispatch-Storage | FuelCost | 0 | [6 empty] | 0.51337 | 0
LCP_Inputs_ON_Diverse_IEA_2023_05_05 | 2037 | Hydro Pumped Storage | Storage | Electricity | NY | Dispatch-Storage | VOM | 0 | [6 empty] | 0.51337 | 0
LCP_Inputs_ON_Diverse_IEA_2023_05_05 | 2037 | Hydro Pumped Storage | Storage | Electricity | ON | Dispatch-Storage | EmissionsCost | 0 | [6 empty] | 0.51337 | 0
LCP_Inputs_ON_Diverse_IEA_2023_05_05 | 2037 | Hydro Pumped Storage | Storage | Electricity | ON | Dispatch-Storage | FuelCost | 0 | [6 empty] | 0.51337 | 0
LCP_Inputs_ON_Diverse_IEA_2023_05_05 | 2037 | Hydro Pumped Storage | Storage | Electricity | ON | Dispatch-Storage | VOM | 0 | [6 empty] | 0.51337 | 0
LCP_Inputs_ON_Diverse_IEA_2023_05_05 | 2037 | Hydro Pumped Storage | Storage | Electricity | PJ | Dispatch-Storage | EmissionsCost | 0 | [6 empty] | 0.51337 | 0
LCP_Inputs_ON_Diverse_IEA_2023_05_05 | 2037 | Hydro Pumped Storage | Storage | Electricity | PJ | Dispatch-Storage | FuelCost | 0 | [6 empty] | 0.51337 | 0
LCP_Inputs_ON_Diverse_IEA_2023_05_05 | 2037 | Hydro Pumped Storage | Storage | Electricity | PJ | Dispatch-Storage | VOM | 0 | [6 empty] | 0.51337 | 0
LCP_Inputs_ON_Diverse_IEA_2023_05_05 | 2037 | Hydro Pumped Storage | Storage | Electricity | QC | Dispatch-Storage | EmissionsCost | 0 | [6 empty] | 0.51337 | 0
LCP_Inputs_ON_Diverse_IEA_2023_05_05 | 2037 | Hydro Pumped Storage | Storage | Electricity | QC | Dispatch-Storage | FuelCost | 0 | [6 empty] | 0.51337 | 0
LCP_Inputs_ON_Diverse_IEA_2023_05_05 | 2037 | Hydro Pumped Storage | Storage | Electricity | QC | Dispatch-Storage | VOM | 0 | [6 empty] | 0.51337 | 0
LCP_Inputs_ON_Diverse_IEA_2023_05_05 | 2037 | Hydro Pumped Storage | Storage | Electricity | WC | Dispatch-Storage | EmissionsCost | 0 | [6 empty] | 0.51337 | 0
LCP_Inputs_ON_Diverse_IEA_2023_05_05 | 2037 | Hydro Pumped Storage | Storage | Electricity | WC | Dispatch-Storage | FuelCost | 0 | [6 empty] | 0.51337 | 0
LCP_Inputs_ON_Diverse_IEA_2023_05_05 | 2037 | Hydro Pumped Storage | Storage | Electricity | WC | Dispatch-Storage | VOM | 0 | [6 empty] | 0.51337 | 0
LCP_Inputs_ON_Diverse_IEA_2023_05_05 | 2037 | Nuclear | Generation | Electricity | MI | Dispatch-Generation | EmissionsCost | 0 | [6 empty] | 0.51337 | 0
LCP_Inputs_ON_Diverse_IEA_2023_05_05 | 2037 | Nuclear | Generation | Electricity | MI | Dispatch-Generation | FuelCost | 0 | [6 empty] | 0.51337 | 0
LCP_Inputs_ON_Diverse_IEA_2023_05_05 | 2037 | Nuclear | Generation | Electricity | MI | Dispatch-Generation | VOM | 2762866296.96 | [6 empty] | 0.51337 | 1418381638.7248
LCP_Inputs_ON_Diverse_IEA_2023_05_05 | 2037 | Nuclear | Generation | Electricity | NY | Dispatch-Generation | EmissionsCost | 0 | [6 empty] | 0.51337 | 0
LCP_Inputs_ON_Diverse_IEA_2023_05_05 | 2037 | Nuclear | Generation | Electricity | NY | Dispatch-Generation | FuelCost | 0 | [6 empty] | 0.51337 | 0
LCP_Inputs_ON_Diverse_IEA_2023_05_05 | 2037 | Nuclear | Generation | Electricity | NY | Dispatch-Generation | VOM | 2246155230.144 | [6 empty] | 0.51337 | 1153116001.186
LCP_Inputs_ON_Diverse_IEA_2023_05_05 | 2037 | Nuclear | Generation | Electricity | ON | Dispatch-Generation | EmissionsCost | 0 | [6 empty] | 0.51337 | 0
LCP_Inputs_ON_Diverse_IEA_2023_05_05 | 2037 | Nuclear | Generation | Electricity | ON | Dispatch-Generation | FuelCost | 0 | [6 empty] | 0.51337 | 0
LCP_Inputs_ON_Diverse_IEA_2023_05_05 | 2037 | Nuclear | Generation | Electricity | ON | Dispatch-Generation | VOM | 6921207719.0302 | [6 empty] | 0.51337 | 3553162871.9328
LCP_Inputs_ON_Diverse_IEA_2023_05_05 | 2037 | Nuclear | Generation | Electricity | PJ | Dispatch-Generation | EmissionsCost | 0 | [6 empty] | 0.51337 | 0
LCP_Inputs_ON_Diverse_IEA_2023_05_05 | 2037 | Nuclear | Generation | Electricity | PJ | Dispatch-Generation | FuelCost | 0 | [6 empty] | 0.51337 | 0
LCP_Inputs_ON_Diverse_IEA_2023_05_05 | 2037 | Nuclear | Generation | Electricity | PJ | Dispatch-Generation | VOM | 6401347648.6848 | [6 empty] | 0.51337 | 3286280620.2309
LCP_Inputs_ON_Diverse_IEA_2023_05_05 | 2037 | Nuclear | Generation | Electricity | QC | Dispatch-Generation | EmissionsCost | 0 | [6 empty] | 0.51337 | 0
LCP_Inputs_ON_Diverse_IEA_2023_05_05 | 2037 | Nuclear | Generation | Electricity | QC | Dispatch-Generation | FuelCost | 0 | [6 empty] | 0.51337 | 0
LCP_Inputs_ON_Diverse_IEA_2023_05_05 | 2037 | Nuclear | Generation | Electricity | QC | Dispatch-Generation | VOM | 0 | [6 empty] | 0.51337 | 0
LCP_Inputs_ON_Diverse_IEA_2023_05_05 | 2037 | Nuclear | Generation | Electricity | WC | Dispatch-Generation | EmissionsCost | 0 | [6 empty] | 0.51337 | 0
LCP_Inputs_ON_Diverse_IEA_2023_05_05 | 2037 | Nuclear | Generation | Electricity | WC | Dispatch-Generation | FuelCost | 0 | [6 empty] | 0.51337 | 0
LCP_Inputs_ON_Diverse_IEA_2023_05_05 | 2037 | Nuclear | Generation | Electricity | WC | Dispatch-Generation | VOM | 0 | [6 empty] | 0.51337 | 0
LCP_Inputs_ON_Diverse_IEA_2023_05_05 | 2037 | Nuclear SMR | Generation | Electricity | MI | Dispatch-Generation | EmissionsCost | 0 | [6 empty] | 0.51337 | 0
LCP_Inputs_ON_Diverse_IEA_2023_05_05 | 2037 | Nuclear SMR | Generation | Electricity | MI | Dispatch-Generation | FuelCost | 0 | [6 empty] | 0.51337 | 0
LCP_Inputs_ON_Diverse_IEA_2023_05_05 | 2037 | Nuclear SMR | Generation | Electricity | MI | Dispatch-Generation | VOM | 0 | [6 empty] | 0.51337 | 0
LCP_Inputs_ON_Diverse_IEA_2023_05_05 | 2037 | Nuclear SMR | Generation | Electricity | NY | Dispatch-Generation | EmissionsCost | 0 | [6 empty] | 0.51337 | 0
LCP_Inputs_ON_Diverse_IEA_2023_05_05 | 2037 | Nuclear SMR | Generation | Electricity | NY | Dispatch-Generation | FuelCost | 0 | [6 empty] | 0.51337 | 0
LCP_Inputs_ON_Diverse_IEA_2023_05_05 | 2037 | Nuclear SMR | Generation | Electricity | NY | Dispatch-Generation | VOM | 0 | [6 empty] | 0.51337 | 0
LCP_Inputs_ON_Diverse_IEA_2023_05_05 | 2037 | Nuclear SMR | Generation | Electricity | ON | Dispatch-Generation | EmissionsCost | 0 | [6 empty] | 0.51337 | 0
LCP_Inputs_ON_Diverse_IEA_2023_05_05 | 2037 | Nuclear SMR | Generation | Electricity | ON | Dispatch-Generation | FuelCost | 0 | [6 empty] | 0.51337 | 0
LCP_Inputs_ON_Diverse_IEA_2023_05_05 | 2037 | Nuclear SMR | Generation | Electricity | ON | Dispatch-Generation | VOM | 18960361.2 | [6 empty] | 0.51337 | 9733742.1718
LCP_Inputs_ON_Diverse_IEA_2023_05_05 | 2037 | Nuclear SMR | Generation | Electricity | PJ | Dispatch-Generation | EmissionsCost | 0 | [6 empty] | 0.51337 | 0
LCP_Inputs_ON_Diverse_IEA_2023_05_05 | 2037 | Nuclear SMR | Generation | Electricity | PJ | Dispatch-Generation | FuelCost | 0 | [6 empty] | 0.51337 | 0
LCP_Inputs_ON_Diverse_IEA_2023_05_05 | 2037 | Nuclear SMR | Generation | Electricity | PJ | Dispatch-Generation | VOM | 0 | [6 empty] | 0.51337 | 0
LCP_Inputs_ON_Diverse_IEA_2023_05_05 | 2037 | Nuclear SMR | Generation | Electricity | QC | Dispatch-Generation | EmissionsCost | 0 | [6 empty] | 0.51337 | 0
LCP_Inputs_ON_Diverse_IEA_2023_05_05 | 2037 | Nuclear SMR | Generation | Electricity | QC | Dispatch-Generation | FuelCost | 0 | [6 empty] | 0.51337 | 0
LCP_Inputs_ON_Diverse_IEA_2023_05_05 | 2037 | Nuclear SMR | Generation | Electricity | QC | Dispatch-Generation | VOM | 0 | [6 empty] | 0.51337 | 0
LCP_Inputs_ON_Diverse_IEA_2023_05_05 | 2037 | Nuclear SMR | Generation | Electricity | WC | Dispatch-Generation | EmissionsCost | 0 | [6 empty] | 0.51337 | 0
LCP_Inputs_ON_Diverse_IEA_2023_05_05 | 2037 | Nuclear SMR | Generation | Electricity | WC | Dispatch-Generation | FuelCost | 0 | [6 empty] | 0.51337 | 0
LCP_Inputs_ON_Diverse_IEA_2023_05_05 | 2037 | Nuclear SMR | Generation | Electricity | WC | Dispatch-Generation | VOM | 0 | [6 empty] | 0.51337 | 0
LCP_Inputs_ON_Diverse_IEA_2023_05_05 | 2037 | O/CCGT - CH4 Existing | Crossload | Electricity | MI | Dispatch-Crossload | EmissionsCost | 0 | [6 empty] | 0.51337 | 0
LCP_Inputs_ON_Diverse_IEA_2023_05_05 | 2037 | O/CCGT - CH4 Existing | Crossload | Electricity | MI | Dispatch-Crossload | FuelCost | 0 | [6 empty] | 0.51337 | 0
LCP_Inputs_ON_Diverse_IEA_2023_05_05 | 2037 | O/CCGT - CH4 Existing | Crossload | Electricity | MI | Dispatch-Crossload | VOM | 0 | [6 empty] | 0.51337 | 0
LCP_Inputs_ON_Diverse_IEA_2023_05_05 | 2037 | O/CCGT - CH4 Existing | Crossload | Electricity | NY | Dispatch-Crossload | EmissionsCost | 0 | [6 empty] | 0.51337 | 0
LCP_Inputs_ON_Diverse_IEA_2023_05_05 | 2037 | O/CCGT - CH4 Existing | Crossload | Electricity | NY | Dispatch-Crossload | FuelCost | 0 | [6 empty] | 0.51337 | 0
LCP_Inputs_ON_Diverse_IEA_2023_05_05 | 2037 | O/CCGT - CH4 Existing | Crossload | Electricity | NY | Dispatch-Crossload | VOM | 0 | [6 empty] | 0.51337 | 0
LCP_Inputs_ON_Diverse_IEA_2023_05_05 | 2037 | O/CCGT - CH4 Existing | Crossload | Electricity | ON | Dispatch-Crossload | EmissionsCost | 4650844.1284 | [6 empty] | 0.51337 | 2387618.9462
LCP_Inputs_ON_Diverse_IEA_2023_05_05 | 2037 | O/CCGT - CH4 Existing | Crossload | Electricity | ON | Dispatch-Crossload | FuelCost | 0 | [6 empty] | 0.51337 | 0
LCP_Inputs_ON_Diverse_IEA_2023_05_05 | 2037 | O/CCGT - CH4 Existing | Crossload | Electricity | ON | Dispatch-Crossload | VOM | 286217.1645 | [6 empty] | 0.51337 | 146936.2348
LCP_Inputs_ON_Diverse_IEA_2023_05_05 | 2037 | O/CCGT - CH4 Existing | Crossload | Electricity | PJ | Dispatch-Crossload | EmissionsCost | 0 | [6 empty] | 0.51337 | 0
LCP_Inputs_ON_Diverse_IEA_2023_05_05 | 2037 | O/CCGT - CH4 Existing | Crossload | Electricity | PJ | Dispatch-Crossload | FuelCost | 0 | [6 empty] | 0.51337 | 0
LCP_Inputs_ON_Diverse_IEA_2023_05_05 | 2037 | O/CCGT - CH4 Existing | Crossload | Electricity | PJ | Dispatch-Crossload | VOM | 0 | [6 empty] | 0.51337 | 0
LCP_Inputs_ON_Diverse_IEA_2023_05_05 | 2037 | O/CCGT - CH4 Existing | Crossload | Electricity | QC | Dispatch-Crossload | EmissionsCost | 0 | [6 empty] | 0.51337 | 0
LCP_Inputs_ON_Diverse_IEA_2023_05_05 | 2037 | O/CCGT - CH4 Existing | Crossload | Electricity | QC | Dispatch-Crossload | FuelCost | 0 | [6 empty] | 0.51337 | 0
LCP_Inputs_ON_Diverse_IEA_2023_05_05 | 2037 | O/CCGT - CH4 Existing | Crossload | Electricity | QC | Dispatch-Crossload | VOM | 0 | [6 empty] | 0.51337 | 0
LCP_Inputs_ON_Diverse_IEA_2023_05_05 | 2037 | O/CCGT - CH4 Existing | Crossload | Electricity | WC | Dispatch-Crossload | EmissionsCost | 0 | [6 empty] | 0.51337 | 0
LCP_Inputs_ON_Diverse_IEA_2023_05_05 | 2037 | O/CCGT - CH4 Existing | Crossload | Electricity | WC | Dispatch-Crossload | FuelCost | 0 | [6 empty] | 0.51337 | 0
LCP_Inputs_ON_Diverse_IEA_2023_05_05 | 2037 | O/CCGT - CH4 Existing | Crossload | Electricity | WC | Dispatch-Crossload | VOM | 0 | [6 empty] | 0.51337 | 0
LCP_Inputs_ON_Diverse_IEA_2023_05_05 | 2037 | O/CCGT - CH4 New | Crossload | Electricity | MI | Dispatch-Crossload | EmissionsCost | 0 | [6 empty] | 0.51337 | 0
LCP_Inputs_ON_Diverse_IEA_2023_05_05 | 2037 | O/CCGT - CH4 New | Crossload | Electricity | MI | Dispatch-Crossload | FuelCost | 0 | [6 empty] | 0.51337 | 0
LCP_Inputs_ON_Diverse_IEA_2023_05_05 | 2037 | O/CCGT - CH4 New | Crossload | Electricity | MI | Dispatch-Crossload | VOM | 0 | [6 empty] | 0.51337 | 0
LCP_Inputs_ON_Diverse_IEA_2023_05_05 | 2037 | O/CCGT - CH4 New | Crossload | Electricity | NY | Dispatch-Crossload | EmissionsCost | 0 | [6 empty] | 0.51337 | 0
LCP_Inputs_ON_Diverse_IEA_2023_05_05 | 2037 | O/CCGT - CH4 New | Crossload | Electricity | NY | Dispatch-Crossload | FuelCost | 0 | [6 empty] | 0.51337 | 0
LCP_Inputs_ON_Diverse_IEA_2023_05_05 | 2037 | O/CCGT - CH4 New | Crossload | Electricity | NY | Dispatch-Crossload | VOM | 0 | [6 empty] | 0.51337 | 0
LCP_Inputs_ON_Diverse_IEA_2023_05_05 | 2037 | O/CCGT - CH4 New | Crossload | Electricity | ON | Dispatch-Crossload | EmissionsCost | 205377.4597 | [6 empty] | 0.51337 | 105435.2931
LCP_Inputs_ON_Diverse_IEA_2023_05_05 | 2037 | O/CCGT - CH4 New | Crossload | Electricity | ON | Dispatch-Crossload | FuelCost | 0 | [6 empty] | 0.51337 | 0
LCP_Inputs_ON_Diverse_IEA_2023_05_05 | 2037 | O/CCGT - CH4 New | Crossload | Electricity | ON | Dispatch-Crossload | VOM | 12639.1151 | [6 empty] | 0.51337 | 6488.5835
LCP_Inputs_ON_Diverse_IEA_2023_05_05 | 2037 | O/CCGT - CH4 New | Crossload | Electricity | PJ | Dispatch-Crossload | EmissionsCost | 0 | [6 empty] | 0.51337 | 0
LCP_Inputs_ON_Diverse_IEA_2023_05_05 | 2037 | O/CCGT - CH4 New | Crossload | Electricity | PJ | Dispatch-Crossload | FuelCost | 0 | [6 empty] | 0.51337 | 0
LCP_Inputs_ON_Diverse_IEA_2023_05_05 | 2037 | O/CCGT - CH4 New | Crossload | Electricity | PJ | Dispatch-Crossload | VOM | 0 | [6 empty] | 0.51337 | 0
LCP_Inputs_ON_Diverse_IEA_2023_05_05 | 2037 | O/CCGT - CH4 New | Crossload | Electricity | QC | Dispatch-Crossload | EmissionsCost | 0 | [6 empty] | 0.51337 | 0
LCP_Inputs_ON_Diverse_IEA_2023_05_05 | 2037 | O/CCGT - CH4 New | Crossload | Electricity | QC | Dispatch-Crossload | FuelCost | 0 | [6 empty] | 0.51337 | 0
LCP_Inputs_ON_Diverse_IEA_2023_05_05 | 2037 | O/CCGT - CH4 New | Crossload | Electricity | QC | Dispatch-Crossload | VOM | 0 | [6 empty] | 0.51337 | 0
LCP_Inputs_ON_Diverse_IEA_2023_05_05 | 2037 | O/CCGT - CH4 New | Crossload | Electricity | WC | Dispatch-Crossload | EmissionsCost | 0 | [6 empty] | 0.51337 | 0
LCP_Inputs_ON_Diverse_IEA_2023_05_05 | 2037 | O/CCGT - CH4 New | Crossload | Electricity | WC | Dispatch-Crossload | FuelCost | 0 | [6 empty] | 0.51337 | 0
LCP_Inputs_ON_Diverse_IEA_2023_05_05 | 2037 | O/CCGT - CH4 New | Crossload | Electricity | WC | Dispatch-Crossload | VOM | 0 | [6 empty] | 0.51337 | 0
LCP_Inputs_ON_Diverse_IEA_2023_05_05 | 2037 | O/CCGT - H2 New | Crossload | Electricity | MI | Dispatch-Crossload | EmissionsCost | 0 | [6 empty] | 0.51337 | 0
LCP_Inputs_ON_Diverse_IEA_2023_05_05 | 2037 | O/CCGT - H2 New | Crossload | Electricity | MI | Dispatch-Crossload | FuelCost | 0 | [6 empty] | 0.51337 | 0
LCP_Inputs_ON_Diverse_IEA_2023_05_05 | 2037 | O/CCGT - H2 New | Crossload | Electricity | MI | Dispatch-Crossload | VOM | 0 | [6 empty] | 0.51337 | 0
LCP_Inputs_ON_Diverse_IEA_2023_05_05 | 2037 | O/CCGT - H2 New | Crossload | Electricity | NY | Dispatch-Crossload | EmissionsCost | 0 | [6 empty] | 0.51337 | 0
LCP_Inputs_ON_Diverse_IEA_2023_05_05 | 2037 | O/CCGT - H2 New | Crossload | Electricity | NY | Dispatch-Crossload | FuelCost | 0 | [6 empty] | 0.51337 | 0
LCP_Inputs_ON_Diverse_IEA_2023_05_05 | 2037 | O/CCGT - H2 New | Crossload | Electricity | NY | Dispatch-Crossload | VOM | 0 | [6 empty] | 0.51337 | 0
LCP_Inputs_ON_Diverse_IEA_2023_05_05 | 2037 | O/CCGT - H2 New | Crossload | Electricity | ON | Dispatch-Crossload | EmissionsCost | 0 | [6 empty] | 0.51337 | 0
LCP_Inputs_ON_Diverse_IEA_2023_05_05 | 2037 | O/CCGT - H2 New | Crossload | Electricity | ON | Dispatch-Crossload | FuelCost | 0 | [6 empty] | 0.51337 | 0
LCP_Inputs_ON_Diverse_IEA_2023_05_05 | 2037 | O/CCGT - H2 New | Crossload | Electricity | ON | Dispatch-Crossload | VOM | 0 | [6 empty] | 0.51337 | 0
LCP_Inputs_ON_Diverse_IEA_2023_05_05 | 2037 | O/CCGT - H2 New | Crossload | Electricity | PJ | Dispatch-Crossload | EmissionsCost | 0 | [6 empty] | 0.51337 | 0
LCP_Inputs_ON_Diverse_IEA_2023_05_05 | 2037 | O/CCGT - H2 New | Crossload | Electricity | PJ | Dispatch-Crossload | FuelCost | 0 | [6 empty] | 0.51337 | 0
LCP_Inputs_ON_Diverse_IEA_2023_05_05 | 2037 | O/CCGT - H2 New | Crossload | Electricity | PJ | Dispatch-Crossload | VOM | 0 | [6 empty] | 0.51337 | 0
LCP_Inputs_ON_Diverse_IEA_2023_05_05 | 2037 | O/CCGT - H2 New | Crossload | Electricity | QC | Dispatch-Crossload | EmissionsCost | 0 | [6 empty] | 0.51337 | 0
LCP_Inputs_ON_Diverse_IEA_2023_05_05 | 2037 | O/CCGT - H2 New | Crossload | Electricity | QC | Dispatch-Crossload | FuelCost | 0 | [6 empty] | 0.51337 | 0
LCP_Inputs_ON_Diverse_IEA_2023_05_05 | 2037 | O/CCGT - H2 New | Crossload | Electricity | QC | Dispatch-Crossload | VOM | 0 | [6 empty] | 0.51337 | 0
LCP_Inputs_ON_Diverse_IEA_2023_05_05 | 2037 | O/CCGT - H2 New | Crossload | Electricity | WC | Dispatch-Crossload | EmissionsCost | 0 | [6 empty] | 0.51337 | 0
LCP_Inputs_ON_Diverse_IEA_2023_05_05 | 2037 | O/CCGT - H2 New | Crossload | Electricity | WC | Dispatch-Crossload | FuelCost | 0 | [6 empty] | 0.51337 | 0
LCP_Inputs_ON_Diverse_IEA_2023_05_05 | 2037 | O/CCGT - H2 New | Crossload | Electricity | WC | Dispatch-Crossload | VOM | 0 | [6 empty] | 0.51337 | 0
LCP_Inputs_ON_Diverse_IEA_2023_05_05 | 2037 | SMR CCS | Generation | Hydrogen | MI | Dispatch-Generation | EmissionsCost | 0 | [6 empty] | 0.51337 | 0
LCP_Inputs_ON_Diverse_IEA_2023_05_05 | 2037 | SMR CCS | Generation | Hydrogen | MI | Dispatch-Generation | FuelCost | 0 | [6 empty] | 0.51337 | 0
LCP_Inputs_ON_Diverse_IEA_2023_05_05 | 2037 | SMR CCS | Generation | Hydrogen | MI | Dispatch-Generation | VOM | 0 | [6 empty] | 0.51337 | 0
LCP_Inputs_ON_Diverse_IEA_2023_05_05 | 2037 | SMR CCS | Generation | Hydrogen | NY | Dispatch-Generation | EmissionsCost | 0 | [6 empty] | 0.51337 | 0
LCP_Inputs_ON_Diverse_IEA_2023_05_05 | 2037 | SMR CCS | Generation | Hydrogen | NY | Dispatch-Generation | FuelCost | 0 | [6 empty] | 0.51337 | 0
LCP_Inputs_ON_Diverse_IEA_2023_05_05 | 2037 | SMR CCS | Generation | Hydrogen | NY | Dispatch-Generation | VOM | 0 | [6 empty] | 0.51337 | 0
LCP_Inputs_ON_Diverse_IEA_2023_05_05 | 2037 | SMR CCS | Generation | Hydrogen | ON | Dispatch-Generation | EmissionsCost | 398520751.9847 | [6 empty] | 0.51337 | 204589891.9857
LCP_Inputs_ON_Diverse_IEA_2023_05_05 | 2037 | SMR CCS | Generation | Hydrogen | ON | Dispatch-Generation | FuelCost | 628171752.4376 | [6 empty] | 0.51337 | 322486571.5013
LCP_Inputs_ON_Diverse_IEA_2023_05_05 | 2037 | SMR CCS | Generation | Hydrogen | ON | Dispatch-Generation | VOM | 0 | [6 empty] | 0.51337 | 0
LCP_Inputs_ON_Diverse_IEA_2023_05_05 | 2037 | SMR CCS | Generation | Hydrogen | PJ | Dispatch-Generation | EmissionsCost | 0 | [6 empty] | 0.51337 | 0
LCP_Inputs_ON_Diverse_IEA_2023_05_05 | 2037 | SMR CCS | Generation | Hydrogen | PJ | Dispatch-Generation | FuelCost | 0 | [6 empty] | 0.51337 | 0
LCP_Inputs_ON_Diverse_IEA_2023_05_05 | 2037 | SMR CCS | Generation | Hydrogen | PJ | Dispatch-Generation | VOM | 0 | [6 empty] | 0.51337 | 0
LCP_Inputs_ON_Diverse_IEA_2023_05_05 | 2037 | SMR CCS | Generation | Hydrogen | QC | Dispatch-Generation | EmissionsCost | 0 | [6 empty] | 0.51337 | 0
LCP_Inputs_ON_Diverse_IEA_2023_05_05 | 2037 | SMR CCS | Generation | Hydrogen | QC | Dispatch-Generation | FuelCost | 0 | [6 empty] | 0.51337 | 0
LCP_Inputs_ON_Diverse_IEA_2023_05_05 | 2037 | SMR CCS | Generation | Hydrogen | QC | Dispatch-Generation | VOM | 0 | [6 empty] | 0.51337 | 0
LCP_Inputs_ON_Diverse_IEA_2023_05_05 | 2037 | SMR CCS | Generation | Hydrogen | WC | Dispatch-Generation | EmissionsCost | 0 | [6 empty] | 0.51337 | 0
LCP_Inputs_ON_Diverse_IEA_2023_05_05 | 2037 | SMR CCS | Generation | Hydrogen | WC | Dispatch-Generation | FuelCost | 0 | [6 empty] | 0.51337 | 0
LCP_Inputs_ON_Diverse_IEA_2023_05_05 | 2037 | SMR CCS | Generation | Hydrogen | WC | Dispatch-Generation | VOM | 0 | [6 empty] | 0.51337 | 0
LCP_Inputs_ON_Diverse_IEA_2023_05_05 | 2037 | Solar PV | Generation | Electricity | MI | Dispatch-Generation | EmissionsCost | 0 | [6 empty] | 0.51337 | 0
LCP_Inputs_ON_Diverse_IEA_2023_05_05 | 2037 | Solar PV | Generation | Electricity | MI | Dispatch-Generation | FuelCost | 0 | [6 empty] | 0.51337 | 0
LCP_Inputs_ON_Diverse_IEA_2023_05_05 | 2037 | Solar PV | Generation | Electricity | MI | Dispatch-Generation | VOM | 0 | [6 empty] | 0.51337 | 0
LCP_Inputs_ON_Diverse_IEA_2023_05_05 | 2037 | Solar PV | Generation | Electricity | NY | Dispatch-Generation | EmissionsCost | 0 | [6 empty] | 0.51337 | 0
LCP_Inputs_ON_Diverse_IEA_2023_05_05 | 2037 | Solar PV | Generation | Electricity | NY | Dispatch-Generation | FuelCost | 0 | [6 empty] | 0.51337 | 0
LCP_Inputs_ON_Diverse_IEA_2023_05_05 | 2037 | Solar PV | Generation | Electricity | NY | Dispatch-Generation | VOM | 0 | [6 empty] | 0.51337 | 0
LCP_Inputs_ON_Diverse_IEA_2023_05_05 | 2037 | Solar PV | Generation | Electricity | ON | Dispatch-Generation | EmissionsCost | 0 | [6 empty] | 0.51337 | 0
LCP_Inputs_ON_Diverse_IEA_2023_05_05 | 2037 | Solar PV | Generation | Electricity | ON | Dispatch-Generation | FuelCost | 0 | [6 empty] | 0.51337 | 0
LCP_Inputs_ON_Diverse_IEA_2023_05_05 | 2037 | Solar PV | Generation | Electricity | ON | Dispatch-Generation | VOM | 0 | [6 empty] | 0.51337 | 0
LCP_Inputs_ON_Diverse_IEA_2023_05_05 | 2037 | Solar PV | Generation | Electricity | PJ | Dispatch-Generation | EmissionsCost | 0 | [6 empty] | 0.51337 | 0
LCP_Inputs_ON_Diverse_IEA_2023_05_05 | 2037 | Solar PV | Generation | Electricity | PJ | Dispatch-Generation | FuelCost | 0 | [6 empty] | 0.51337 | 0
LCP_Inputs_ON_Diverse_IEA_2023_05_05 | 2037 | Solar PV | Generation | Electricity | PJ | Dispatch-Generation | VOM | 0 | [6 empty] | 0.51337 | 0
LCP_Inputs_ON_Diverse_IEA_2023_05_05 | 2037 | Solar PV | Generation | Electricity | QC | Dispatch-Generation | EmissionsCost | 0 | [6 empty] | 0.51337 | 0
LCP_Inputs_ON_Diverse_IEA_2023_05_05 | 2037 | Solar PV | Generation | Electricity | QC | Dispatch-Generation | FuelCost | 0 | [6 empty] | 0.51337 | 0
LCP_Inputs_ON_Diverse_IEA_2023_05_05 | 2037 | Solar PV | Generation | Electricity | QC | Dispatch-Generation | VOM | 0 | [6 empty] | 0.51337 | 0
LCP_Inputs_ON_Diverse_IEA_2023_05_05 | 2037 | Solar PV | Generation | Electricity | WC | Dispatch-Generation | EmissionsCost | 0 | [6 empty] | 0.51337 | 0
LCP_Inputs_ON_Diverse_IEA_2023_05_05 | 2037 | Solar PV | Generation | Electricity | WC | Dispatch-Generation | FuelCost | 0 | [6 empty] | 0.51337 | 0
LCP_Inputs_ON_Diverse_IEA_2023_05_05 | 2037 | Solar PV | Generation | Electricity | WC | Dispatch-Generation | VOM | 0 | [6 empty] | 0.51337 | 0
LCP_Inputs_ON_Diverse_IEA_2023_05_05 | 2037 | Wind Offshore | Generation | Electricity | MI | Dispatch-Generation | EmissionsCost | 0 | [6 empty] | 0.51337 | 0
LCP_Inputs_ON_Diverse_IEA_2023_05_05 | 2037 | Wind Offshore | Generation | Electricity | MI | Dispatch-Generation | FuelCost | 0 | [6 empty] | 0.51337 | 0
LCP_Inputs_ON_Diverse_IEA_2023_05_05 | 2037 | Wind Offshore | Generation | Electricity | MI | Dispatch-Generation | VOM | 0 | [6 empty] | 0.51337 | 0
LCP_Inputs_ON_Diverse_IEA_2023_05_05 | 2037 | Wind Offshore | Generation | Electricity | NY | Dispatch-Generation | EmissionsCost | 0 | [6 empty] | 0.51337 | 0
LCP_Inputs_ON_Diverse_IEA_2023_05_05 | 2037 | Wind Offshore | Generation | Electricity | NY | Dispatch-Generation | FuelCost | 0 | [6 empty] | 0.51337 | 0
LCP_Inputs_ON_Diverse_IEA_2023_05_05 | 2037 | Wind Offshore | Generation | Electricity | NY | Dispatch-Generation | VOM | 0 | [6 empty] | 0.51337 | 0
LCP_Inputs_ON_Diverse_IEA_2023_05_05 | 2037 | Wind Offshore | Generation | Electricity | ON | Dispatch-Generation | EmissionsCost | 0 | [6 empty] | 0.51337 | 0
LCP_Inputs_ON_Diverse_IEA_2023_05_05 | 2037 | Wind Offshore | Generation | Electricity | ON | Dispatch-Generation | FuelCost | 0 | [6 empty] | 0.51337 | 0
LCP_Inputs_ON_Diverse_IEA_2023_05_05 | 2037 | Wind Offshore | Generation | Electricity | ON | Dispatch-Generation | VOM | 0 | [6 empty] | 0.51337 | 0
LCP_Inputs_ON_Diverse_IEA_2023_05_05 | 2037 | Wind Offshore | Generation | Electricity | PJ | Dispatch-Generation | EmissionsCost | 0 | [6 empty] | 0.51337 | 0
LCP_Inputs_ON_Diverse_IEA_2023_05_05 | 2037 | Wind Offshore | Generation | Electricity | PJ | Dispatch-Generation | FuelCost | 0 | [6 empty] | 0.51337 | 0
LCP_Inputs_ON_Diverse_IEA_2023_05_05 | 2037 | Wind Offshore | Generation | Electricity | PJ | Dispatch-Generation | VOM | 0 | [6 empty] | 0.51337 | 0
LCP_Inputs_ON_Diverse_IEA_2023_05_05 | 2037 | Wind Offshore | Generation | Electricity | QC | Dispatch-Generation | EmissionsCost | 0 | [6 empty] | 0.51337 | 0
LCP_Inputs_ON_Diverse_IEA_2023_05_05 | 2037 | Wind Offshore | Generation | Electricity | QC | Dispatch-Generation | FuelCost | 0 | [6 empty] | 0.51337 | 0
LCP_Inputs_ON_Diverse_IEA_2023_05_05 | 2037 | Wind Offshore | Generation | Electricity | QC | Dispatch-Generation | VOM | 0 | [6 empty] | 0.51337 | 0
LCP_Inputs_ON_Diverse_IEA_2023_05_05 | 2037 | Wind Offshore | Generation | Electricity | WC | Dispatch-Generation | EmissionsCost | 0 | [6 empty] | 0.51337 | 0
LCP_Inputs_ON_Diverse_IEA_2023_05_05 | 2037 | Wind Offshore | Generation | Electricity | WC | Dispatch-Generation | FuelCost | 0 | [6 empty] | 0.51337 | 0
LCP_Inputs_ON_Diverse_IEA_2023_05_05 | 2037 | Wind Offshore | Generation | Electricity | WC | Dispatch-Generation | VOM | 0 | [6 empty] | 0.51337 | 0
LCP_Inputs_ON_Diverse_IEA_2023_05_05 | 2037 | Wind Onshore | Generation | Electricity | MI | Dispatch-Generation | EmissionsCost | 0 | [6 empty] | 0.51337 | 0
LCP_Inputs_ON_Diverse_IEA_2023_05_05 | 2037 | Wind Onshore | Generation | Electricity | MI | Dispatch-Generation | FuelCost | 0 | [6 empty] | 0.51337 | 0
LCP_Inputs_ON_Diverse_IEA_2023_05_05 | 2037 | Wind Onshore | Generation | Electricity | MI | Dispatch-Generation | VOM | 0 | [6 empty] | 0.51337 | 0
LCP_Inputs_ON_Diverse_IEA_2023_05_05 | 2037 | Wind Onshore | Generation | Electricity | NY | Dispatch-Generation | EmissionsCost | 0 | [6 empty] | 0.51337 | 0
LCP_Inputs_ON_Diverse_IEA_2023_05_05 | 2037 | Wind Onshore | Generation | Electricity | NY | Dispatch-Generation | FuelCost | 0 | [6 empty] | 0.51337 | 0
LCP_Inputs_ON_Diverse_IEA_2023_05_05 | 2037 | Wind Onshore | Generation | Electricity | NY | Dispatch-Generation | VOM | 0 | [6 empty] | 0.51337 | 0
LCP_Inputs_ON_Diverse_IEA_2023_05_05 | 2037 | Wind Onshore | Generation | Electricity | ON | Dispatch-Generation | EmissionsCost | 0 | [6 empty] | 0.51337 | 0
LCP_Inputs_ON_Diverse_IEA_2023_05_05 | 2037 | Wind Onshore | Generation | Electricity | ON | Dispatch-Generation | FuelCost | 0 | [6 empty] | 0.51337 | 0
LCP_Inputs_ON_Diverse_IEA_2023_05_05 | 2037 | Wind Onshore | Generation | Electricity | ON | Dispatch-Generation | VOM | 0 | [6 empty] | 0.51337 | 0
LCP_Inputs_ON_Diverse_IEA_2023_05_05 | 2037 | Wind Onshore | Generation | Electricity | PJ | Dispatch-Generation | EmissionsCost | 0 | [6 empty] | 0.51337 | 0
LCP_Inputs_ON_Diverse_IEA_2023_05_05 | 2037 | Wind Onshore | Generation | Electricity | PJ | Dispatch-Generation | FuelCost | 0 | [6 empty] | 0.51337 | 0
LCP_Inputs_ON_Diverse_IEA_2023_05_05 | 2037 | Wind Onshore | Generation | Electricity | PJ | Dispatch-Generation | VOM | 0 | [6 empty] | 0.51337 | 0
LCP_Inputs_ON_Diverse_IEA_2023_05_05 | 2037 | Wind Onshore | Generation | Electricity | QC | Dispatch-Generation | EmissionsCost | 0 | [6 empty] | 0.51337 | 0
LCP_Inputs_ON_Diverse_IEA_2023_05_05 | 2037 | Wind Onshore | Generation | Electricity | QC | Dispatch-Generation | FuelCost | 0 | [6 empty] | 0.51337 | 0
LCP_Inputs_ON_Diverse_IEA_2023_05_05 | 2037 | Wind Onshore | Generation | Electricity | QC | Dispatch-Generation | VOM | 0 | [6 empty] | 0.51337 | 0
LCP_Inputs_ON_Diverse_IEA_2023_05_05 | 2037 | Wind Onshore | Generation | Electricity | WC | Dispatch-Generation | EmissionsCost | 0 | [6 empty] | 0.51337 | 0
LCP_Inputs_ON_Diverse_IEA_2023_05_05 | 2037 | Wind Onshore | Generation | Electricity | WC | Dispatch-Generation | FuelCost | 0 | [6 empty] | 0.51337 | 0
LCP_Inputs_ON_Diverse_IEA_2023_05_05 | 2037 | Wind Onshore | Generation | Electricity | WC | Dispatch-Generation | VOM | 0 | [6 empty] | 0.51337 | 0
LCP_Inputs_ON_Diverse_IEA_2023_05_05 | 2038 | Anaerobic Digestion | Generation | Methane | MI | Dispatch-Generation | EmissionsCost | 0 | [6 empty] | 0.49363 | 0
LCP_Inputs_ON_Diverse_IEA_2023_05_05 | 2038 | Anaerobic Digestion | Generation | Methane | MI | Dispatch-Generation | FuelCost | 0 | [6 empty] | 0.49363 | 0
LCP_Inputs_ON_Diverse_IEA_2023_05_05 | 2038 | Anaerobic Digestion | Generation | Methane | MI | Dispatch-Generation | VOM | 0 | [6 empty] | 0.49363 | 0
LCP_Inputs_ON_Diverse_IEA_2023_05_05 | 2038 | Anaerobic Digestion | Generation | Methane | NY | Dispatch-Generation | EmissionsCost | 0 | [6 empty] | 0.49363 | 0
LCP_Inputs_ON_Diverse_IEA_2023_05_05 | 2038 | Anaerobic Digestion | Generation | Methane | NY | Dispatch-Generation | FuelCost | 0 | [6 empty] | 0.49363 | 0
LCP_Inputs_ON_Diverse_IEA_2023_05_05 | 2038 | Anaerobic Digestion | Generation | Methane | NY | Dispatch-Generation | VOM | 0 | [6 empty] | 0.49363 | 0
LCP_Inputs_ON_Diverse_IEA_2023_05_05 | 2038 | Anaerobic Digestion | Generation | Methane | ON | Dispatch-Generation | EmissionsCost | 1840449.9197 | [6 empty] | 0.49363 | 908497.8357
LCP_Inputs_ON_Diverse_IEA_2023_05_05 | 2038 | Anaerobic Digestion | Generation | Methane | ON | Dispatch-Generation | FuelCost | 0 | [6 empty] | 0.49363 | 0
LCP_Inputs_ON_Diverse_IEA_2023_05_05 | 2038 | Anaerobic Digestion | Generation | Methane | ON | Dispatch-Generation | VOM | 862230000 | [6 empty] | 0.49363 | 425620974.7796
LCP_Inputs_ON_Diverse_IEA_2023_05_05 | 2038 | Anaerobic Digestion | Generation | Methane | PJ | Dispatch-Generation | EmissionsCost | 0 | [6 empty] | 0.49363 | 0
LCP_Inputs_ON_Diverse_IEA_2023_05_05 | 2038 | Anaerobic Digestion | Generation | Methane | PJ | Dispatch-Generation | FuelCost | 0 | [6 empty] | 0.49363 | 0
LCP_Inputs_ON_Diverse_IEA_2023_05_05 | 2038 | Anaerobic Digestion | Generation | Methane | PJ | Dispatch-Generation | VOM | 0 | [6 empty] | 0.49363 | 0
LCP_Inputs_ON_Diverse_IEA_2023_05_05 | 2038 | Anaerobic Digestion | Generation | Methane | QC | Dispatch-Generation | EmissionsCost | 0 | [6 empty] | 0.49363 | 0
LCP_Inputs_ON_Diverse_IEA_2023_05_05 | 2038 | Anaerobic Digestion | Generation | Methane | QC | Dispatch-Generation | FuelCost | 0 | [6 empty] | 0.49363 | 0
LCP_Inputs_ON_Diverse_IEA_2023_05_05 | 2038 | Anaerobic Digestion | Generation | Methane | QC | Dispatch-Generation | VOM | 0 | [6 empty] | 0.49363 | 0
LCP_Inputs_ON_Diverse_IEA_2023_05_05 | 2038 | Anaerobic Digestion | Generation | Methane | WC | Dispatch-Generation | EmissionsCost | 0 | [6 empty] | 0.49363 | 0
LCP_Inputs_ON_Diverse_IEA_2023_05_05 | 2038 | Anaerobic Digestion | Generation | Methane | WC | Dispatch-Generation | FuelCost | 0 | [6 empty] | 0.49363 | 0
LCP_Inputs_ON_Diverse_IEA_2023_05_05 | 2038 | Anaerobic Digestion | Generation | Methane | WC | Dispatch-Generation | VOM | 0 | [6 empty] | 0.49363 | 0
LCP_Inputs_ON_Diverse_IEA_2023_05_05 | 2038 | Battery Storage | Storage | Electricity | MI | Dispatch-Storage | EmissionsCost | 0 | [6 empty] | 0.49363 | 0
LCP_Inputs_ON_Diverse_IEA_2023_05_05 | 2038 | Battery Storage | Storage | Electricity | MI | Dispatch-Storage | FuelCost | 0 | [6 empty] | 0.49363 | 0
LCP_Inputs_ON_Diverse_IEA_2023_05_05 | 2038 | Battery Storage | Storage | Electricity | MI | Dispatch-Storage | VOM | 0 | [6 empty] | 0.49363 | 0
LCP_Inputs_ON_Diverse_IEA_2023_05_05 | 2038 | Battery Storage | Storage | Electricity | NY | Dispatch-Storage | EmissionsCost | 0 | [6 empty] | 0.49363 | 0
LCP_Inputs_ON_Diverse_IEA_2023_05_05 | 2038 | Battery Storage | Storage | Electricity | NY | Dispatch-Storage | FuelCost | 0 | [6 empty] | 0.49363 | 0
LCP_Inputs_ON_Diverse_IEA_2023_05_05 | 2038 | Battery Storage | Storage | Electricity | NY | Dispatch-Storage | VOM | 0 | [6 empty] | 0.49363 | 0
LCP_Inputs_ON_Diverse_IEA_2023_05_05 | 2038 | Battery Storage | Storage | Electricity | ON | Dispatch-Storage | EmissionsCost | 0 | [6 empty] | 0.49363 | 0
LCP_Inputs_ON_Diverse_IEA_2023_05_05 | 2038 | Battery Storage | Storage | Electricity | ON | Dispatch-Storage | FuelCost | 0 | [6 empty] | 0.49363 | 0
LCP_Inputs_ON_Diverse_IEA_2023_05_05 | 2038 | Battery Storage | Storage | Electricity | ON | Dispatch-Storage | VOM | 0 | [6 empty] | 0.49363 | 0
LCP_Inputs_ON_Diverse_IEA_2023_05_05 | 2038 | Battery Storage | Storage | Electricity | PJ | Dispatch-Storage | EmissionsCost | 0 | [6 empty] | 0.49363 | 0
LCP_Inputs_ON_Diverse_IEA_2023_05_05 | 2038 | Battery Storage | Storage | Electricity | PJ | Dispatch-Storage | FuelCost | 0 | [6 empty] | 0.49363 | 0
LCP_Inputs_ON_Diverse_IEA_2023_05_05 | 2038 | Battery Storage | Storage | Electricity | PJ | Dispatch-Storage | VOM | 0 | [6 empty] | 0.49363 | 0
LCP_Inputs_ON_Diverse_IEA_2023_05_05 | 2038 | Battery Storage | Storage | Electricity | QC | Dispatch-Storage | EmissionsCost | 0 | [6 empty] | 0.49363 | 0
LCP_Inputs_ON_Diverse_IEA_2023_05_05 | 2038 | Battery Storage | Storage | Electricity | QC | Dispatch-Storage | FuelCost | 0 | [6 empty] | 0.49363 | 0
LCP_Inputs_ON_Diverse_IEA_2023_05_05 | 2038 | Battery Storage | Storage | Electricity | QC | Dispatch-Storage | VOM | 0 | [6 empty] | 0.49363 | 0
LCP_Inputs_ON_Diverse_IEA_2023_05_05 | 2038 | Battery Storage | Storage | Electricity | WC | Dispatch-Storage | EmissionsCost | 0 | [6 empty] | 0.49363 | 0
LCP_Inputs_ON_Diverse_IEA_2023_05_05 | 2038 | Battery Storage | Storage | Electricity | WC | Dispatch-Storage | FuelCost | 0 | [6 empty] | 0.49363 | 0
LCP_Inputs_ON_Diverse_IEA_2023_05_05 | 2038 | Battery Storage | Storage | Electricity | WC | Dispatch-Storage | VOM | 0 | [6 empty] | 0.49363 | 0
LCP_Inputs_ON_Diverse_IEA_2023_05_05 | 2038 | Biomass | Generation | Electricity | MI | Dispatch-Generation | EmissionsCost | 0 | [6 empty] | 0.49363 | 0
LCP_Inputs_ON_Diverse_IEA_2023_05_05 | 2038 | Biomass | Generation | Electricity | MI | Dispatch-Generation | FuelCost | 0 | [6 empty] | 0.49363 | 0
LCP_Inputs_ON_Diverse_IEA_2023_05_05 | 2038 | Biomass | Generation | Electricity | MI | Dispatch-Generation | VOM | 0 | [6 empty] | 0.49363 | 0
LCP_Inputs_ON_Diverse_IEA_2023_05_05 | 2038 | Biomass | Generation | Electricity | NY | Dispatch-Generation | EmissionsCost | 0 | [6 empty] | 0.49363 | 0
LCP_Inputs_ON_Diverse_IEA_2023_05_05 | 2038 | Biomass | Generation | Electricity | NY | Dispatch-Generation | FuelCost | 0 | [6 empty] | 0.49363 | 0
LCP_Inputs_ON_Diverse_IEA_2023_05_05 | 2038 | Biomass | Generation | Electricity | NY | Dispatch-Generation | VOM | 0 | [6 empty] | 0.49363 | 0
LCP_Inputs_ON_Diverse_IEA_2023_05_05 | 2038 | Biomass | Generation | Electricity | ON | Dispatch-Generation | EmissionsCost | 0 | [6 empty] | 0.49363 | 0
LCP_Inputs_ON_Diverse_IEA_2023_05_05 | 2038 | Biomass | Generation | Electricity | ON | Dispatch-Generation | FuelCost | 0 | [6 empty] | 0.49363 | 0
LCP_Inputs_ON_Diverse_IEA_2023_05_05 | 2038 | Biomass | Generation | Electricity | ON | Dispatch-Generation | VOM | 0 | [6 empty] | 0.49363 | 0
LCP_Inputs_ON_Diverse_IEA_2023_05_05 | 2038 | Biomass | Generation | Electricity | PJ | Dispatch-Generation | EmissionsCost | 0 | [6 empty] | 0.49363 | 0
LCP_Inputs_ON_Diverse_IEA_2023_05_05 | 2038 | Biomass | Generation | Electricity | PJ | Dispatch-Generation | FuelCost | 0 | [6 empty] | 0.49363 | 0
LCP_Inputs_ON_Diverse_IEA_2023_05_05 | 2038 | Biomass | Generation | Electricity | PJ | Dispatch-Generation | VOM | 0 | [6 empty] | 0.49363 | 0
LCP_Inputs_ON_Diverse_IEA_2023_05_05 | 2038 | Biomass | Generation | Electricity | QC | Dispatch-Generation | EmissionsCost | 0 | [6 empty] | 0.49363 | 0
LCP_Inputs_ON_Diverse_IEA_2023_05_05 | 2038 | Biomass | Generation | Electricity | QC | Dispatch-Generation | FuelCost | 82244.5648 | [6 empty] | 0.49363 | 40598.23
LCP_Inputs_ON_Diverse_IEA_2023_05_05 | 2038 | Biomass | Generation | Electricity | QC | Dispatch-Generation | VOM | 1055.4719 | [6 empty] | 0.49363 | 521.0106
LCP_Inputs_ON_Diverse_IEA_2023_05_05 | 2038 | Biomass | Generation | Electricity | WC | Dispatch-Generation | EmissionsCost | 0 | [6 empty] | 0.49363 | 0
LCP_Inputs_ON_Diverse_IEA_2023_05_05 | 2038 | Biomass | Generation | Electricity | WC | Dispatch-Generation | FuelCost | 0 | [6 empty] | 0.49363 | 0
LCP_Inputs_ON_Diverse_IEA_2023_05_05 | 2038 | Biomass | Generation | Electricity | WC | Dispatch-Generation | VOM | 0 | [6 empty] | 0.49363 | 0
LCP_Inputs_ON_Diverse_IEA_2023_05_05 | 2038 | Biomass + CCS | Generation | Electricity | MI | Dispatch-Generation | EmissionsCost | 0 | [6 empty] | 0.49363 | 0
LCP_Inputs_ON_Diverse_IEA_2023_05_05 | 2038 | Biomass + CCS | Generation | Electricity | MI | Dispatch-Generation | FuelCost | 0 | [6 empty] | 0.49363 | 0
LCP_Inputs_ON_Diverse_IEA_2023_05_05 | 2038 | Biomass + CCS | Generation | Electricity | MI | Dispatch-Generation | VOM | 0 | [6 empty] | 0.49363 | 0
LCP_Inputs_ON_Diverse_IEA_2023_05_05 | 2038 | Biomass + CCS | Generation | Electricity | NY | Dispatch-Generation | EmissionsCost | 0 | [6 empty] | 0.49363 | 0
LCP_Inputs_ON_Diverse_IEA_2023_05_05 | 2038 | Biomass + CCS | Generation | Electricity | NY | Dispatch-Generation | FuelCost | 0 | [6 empty] | 0.49363 | 0
LCP_Inputs_ON_Diverse_IEA_2023_05_05 | 2038 | Biomass + CCS | Generation | Electricity | NY | Dispatch-Generation | VOM | 0 | [6 empty] | 0.49363 | 0
LCP_Inputs_ON_Diverse_IEA_2023_05_05 | 2038 | Biomass + CCS | Generation | Electricity | ON | Dispatch-Generation | EmissionsCost | 0 | [6 empty] | 0.49363 | 0
LCP_Inputs_ON_Diverse_IEA_2023_05_05 | 2038 | Biomass + CCS | Generation | Electricity | ON | Dispatch-Generation | FuelCost | 0 | [6 empty] | 0.49363 | 0
LCP_Inputs_ON_Diverse_IEA_2023_05_05 | 2038 | Biomass + CCS | Generation | Electricity | ON | Dispatch-Generation | VOM | 0 | [6 empty] | 0.49363 | 0
LCP_Inputs_ON_Diverse_IEA_2023_05_05 | 2038 | Biomass + CCS | Generation | Electricity | PJ | Dispatch-Generation | EmissionsCost | 0 | [6 empty] | 0.49363 | 0
LCP_Inputs_ON_Diverse_IEA_2023_05_05 | 2038 | Biomass + CCS | Generation | Electricity | PJ | Dispatch-Generation | FuelCost | 0 | [6 empty] | 0.49363 | 0
LCP_Inputs_ON_Diverse_IEA_2023_05_05 | 2038 | Biomass + CCS | Generation | Electricity | PJ | Dispatch-Generation | VOM | 0 | [6 empty] | 0.49363 | 0
LCP_Inputs_ON_Diverse_IEA_2023_05_05 | 2038 | Biomass + CCS | Generation | Electricity | QC | Dispatch-Generation | EmissionsCost | 0 | [6 empty] | 0.49363 | 0
LCP_Inputs_ON_Diverse_IEA_2023_05_05 | 2038 | Biomass + CCS | Generation | Electricity | QC | Dispatch-Generation | FuelCost | 0 | [6 empty] | 0.49363 | 0
LCP_Inputs_ON_Diverse_IEA_2023_05_05 | 2038 | Biomass + CCS | Generation | Electricity | QC | Dispatch-Generation | VOM | 0 | [6 empty] | 0.49363 | 0
LCP_Inputs_ON_Diverse_IEA_2023_05_05 | 2038 | Biomass + CCS | Generation | Electricity | WC | Dispatch-Generation | EmissionsCost | 0 | [6 empty] | 0.49363 | 0
LCP_Inputs_ON_Diverse_IEA_2023_05_05 | 2038 | Biomass + CCS | Generation | Electricity | WC | Dispatch-Generation | FuelCost | 0 | [6 empty] | 0.49363 | 0
LCP_Inputs_ON_Diverse_IEA_2023_05_05 | 2038 | Biomass + CCS | Generation | Electricity | WC | Dispatch-Generation | VOM | 0 | [6 empty] | 0.49363 | 0
LCP_Inputs_ON_Diverse_IEA_2023_05_05 | 2038 | CH4 + CCS | Generation | Methane | MI | Dispatch-Generation | EmissionsCost | 0 | [6 empty] | 0.49363 | 0
LCP_Inputs_ON_Diverse_IEA_2023_05_05 | 2038 | CH4 + CCS | Generation | Methane | MI | Dispatch-Generation | FuelCost | 0 | [6 empty] | 0.49363 | 0
LCP_Inputs_ON_Diverse_IEA_2023_05_05 | 2038 | CH4 + CCS | Generation | Methane | MI | Dispatch-Generation | VOM | 0 | [6 empty] | 0.49363 | 0
LCP_Inputs_ON_Diverse_IEA_2023_05_05 | 2038 | CH4 + CCS | Generation | Methane | NY | Dispatch-Generation | EmissionsCost | 0 | [6 empty] | 0.49363 | 0
LCP_Inputs_ON_Diverse_IEA_2023_05_05 | 2038 | CH4 + CCS | Generation | Methane | NY | Dispatch-Generation | FuelCost | 0 | [6 empty] | 0.49363 | 0
LCP_Inputs_ON_Diverse_IEA_2023_05_05 | 2038 | CH4 + CCS | Generation | Methane | NY | Dispatch-Generation | VOM | 0 | [6 empty] | 0.49363 | 0
LCP_Inputs_ON_Diverse_IEA_2023_05_05 | 2038 | CH4 + CCS | Generation | Methane | ON | Dispatch-Generation | EmissionsCost | 36250644.3017 | [6 empty] | 0.49363 | 17894337.4321
LCP_Inputs_ON_Diverse_IEA_2023_05_05 | 2038 | CH4 + CCS | Generation | Methane | ON | Dispatch-Generation | FuelCost | 171398728.1399 | [6 empty] | 0.49363 | 84607232.1154
LCP_Inputs_ON_Diverse_IEA_2023_05_05 | 2038 | CH4 + CCS | Generation | Methane | ON | Dispatch-Generation | VOM | 19178821.6667 | [6 empty] | 0.49363 | 9467205.7025
LCP_Inputs_ON_Diverse_IEA_2023_05_05 | 2038 | CH4 + CCS | Generation | Methane | PJ | Dispatch-Generation | EmissionsCost | 0 | [6 empty] | 0.49363 | 0
LCP_Inputs_ON_Diverse_IEA_2023_05_05 | 2038 | CH4 + CCS | Generation | Methane | PJ | Dispatch-Generation | FuelCost | 0 | [6 empty] | 0.49363 | 0
LCP_Inputs_ON_Diverse_IEA_2023_05_05 | 2038 | CH4 + CCS | Generation | Methane | PJ | Dispatch-Generation | VOM | 0 | [6 empty] | 0.49363 | 0
LCP_Inputs_ON_Diverse_IEA_2023_05_05 | 2038 | CH4 + CCS | Generation | Methane | QC | Dispatch-Generation | EmissionsCost | 0 | [6 empty] | 0.49363 | 0
LCP_Inputs_ON_Diverse_IEA_2023_05_05 | 2038 | CH4 + CCS | Generation | Methane | QC | Dispatch-Generation | FuelCost | 0 | [6 empty] | 0.49363 | 0
LCP_Inputs_ON_Diverse_IEA_2023_05_05 | 2038 | CH4 + CCS | Generation | Methane | QC | Dispatch-Generation | VOM | 0 | [6 empty] | 0.49363 | 0
LCP_Inputs_ON_Diverse_IEA_2023_05_05 | 2038 | CH4 + CCS | Generation | Methane | WC | Dispatch-Generation | EmissionsCost | 0 | [6 empty] | 0.49363 | 0
LCP_Inputs_ON_Diverse_IEA_2023_05_05 | 2038 | CH4 + CCS | Generation | Methane | WC | Dispatch-Generation | FuelCost | 0 | [6 empty] | 0.49363 | 0
LCP_Inputs_ON_Diverse_IEA_2023_05_05 | 2038 | CH4 + CCS | Generation | Methane | WC | Dispatch-Generation | VOM | 0 | [6 empty] | 0.49363 | 0
LCP_Inputs_ON_Diverse_IEA_2023_05_05 | 2038 | CH4 Import - NY 2020 | Import | Methane | MI | Dispatch-Import | EmissionsCost | 0 | [6 empty] | 0.49363 | 0
LCP_Inputs_ON_Diverse_IEA_2023_05_05 | 2038 | CH4 Import - NY 2020 | Import | Methane | MI | Dispatch-Import | FuelCost | 0 | [6 empty] | 0.49363 | 0
LCP_Inputs_ON_Diverse_IEA_2023_05_05 | 2038 | CH4 Import - NY 2020 | Import | Methane | MI | Dispatch-Import | VOM | 0 | [6 empty] | 0.49363 | 0
LCP_Inputs_ON_Diverse_IEA_2023_05_05 | 2038 | CH4 Import - NY 2020 | Import | Methane | NY | Dispatch-Import | EmissionsCost | 0 | [6 empty] | 0.49363 | 0
LCP_Inputs_ON_Diverse_IEA_2023_05_05 | 2038 | CH4 Import - NY 2020 | Import | Methane | NY | Dispatch-Import | FuelCost | 0 | [6 empty] | 0.49363 | 0
LCP_Inputs_ON_Diverse_IEA_2023_05_05 | 2038 | CH4 Import - NY 2020 | Import | Methane | NY | Dispatch-Import | VOM | 0 | [6 empty] | 0.49363 | 0
LCP_Inputs_ON_Diverse_IEA_2023_05_05 | 2038 | CH4 Import - NY 2020 | Import | Methane | ON | Dispatch-Import | EmissionsCost | 0 | [6 empty] | 0.49363 | 0
LCP_Inputs_ON_Diverse_IEA_2023_05_05 | 2038 | CH4 Import - NY 2020 | Import | Methane | ON | Dispatch-Import | FuelCost | 0 | [6 empty] | 0.49363 | 0
LCP_Inputs_ON_Diverse_IEA_2023_05_05 | 2038 | CH4 Import - NY 2020 | Import | Methane | ON | Dispatch-Import | VOM | 0 | [6 empty] | 0.49363 | 0
LCP_Inputs_ON_Diverse_IEA_2023_05_05 | 2038 | CH4 Import - NY 2020 | Import | Methane | PJ | Dispatch-Import | EmissionsCost | 0 | [6 empty] | 0.49363 | 0
LCP_Inputs_ON_Diverse_IEA_2023_05_05 | 2038 | CH4 Import - NY 2020 | Import | Methane | PJ | Dispatch-Import | FuelCost | 0 | [6 empty] | 0.49363 | 0
LCP_Inputs_ON_Diverse_IEA_2023_05_05 | 2038 | CH4 Import - NY 2020 | Import | Methane | PJ | Dispatch-Import | VOM | 0 | [6 empty] | 0.49363 | 0
LCP_Inputs_ON_Diverse_IEA_2023_05_05 | 2038 | CH4 Import - NY 2020 | Import | Methane | QC | Dispatch-Import | EmissionsCost | 0 | [6 empty] | 0.49363 | 0
LCP_Inputs_ON_Diverse_IEA_2023_05_05 | 2038 | CH4 Import - NY 2020 | Import | Methane | QC | Dispatch-Import | FuelCost | 0 | [6 empty] | 0.49363 | 0
LCP_Inputs_ON_Diverse_IEA_2023_05_05 | 2038 | CH4 Import - NY 2020 | Import | Methane | QC | Dispatch-Import | VOM | 0 | [6 empty] | 0.49363 | 0
LCP_Inputs_ON_Diverse_IEA_2023_05_05 | 2038 | CH4 Import - NY 2020 | Import | Methane | WC | Dispatch-Import | EmissionsCost | 0 | [6 empty] | 0.49363 | 0
LCP_Inputs_ON_Diverse_IEA_2023_05_05 | 2038 | CH4 Import - NY 2020 | Import | Methane | WC | Dispatch-Import | FuelCost | 0 | [6 empty] | 0.49363 | 0
LCP_Inputs_ON_Diverse_IEA_2023_05_05 | 2038 | CH4 Import - NY 2020 | Import | Methane | WC | Dispatch-Import | VOM | 0 | [6 empty] | 0.49363 | 0
LCP_Inputs_ON_Diverse_IEA_2023_05_05 | 2038 | CH4 Import - NY 2030 | Import | Methane | MI | Dispatch-Import | EmissionsCost | 0 | [6 empty] | 0.49363 | 0
LCP_Inputs_ON_Diverse_IEA_2023_05_05 | 2038 | CH4 Import - NY 2030 | Import | Methane | MI | Dispatch-Import | FuelCost | 0 | [6 empty] | 0.49363 | 0
LCP_Inputs_ON_Diverse_IEA_2023_05_05 | 2038 | CH4 Import - NY 2030 | Import | Methane | MI | Dispatch-Import | VOM | 0 | [6 empty] | 0.49363 | 0
LCP_Inputs_ON_Diverse_IEA_2023_05_05 | 2038 | CH4 Import - NY 2030 | Import | Methane | NY | Dispatch-Import | EmissionsCost | 1400246087.116 | [6 empty] | 0.49363 | 691200844.9365
LCP_Inputs_ON_Diverse_IEA_2023_05_05 | 2038 | CH4 Import - NY 2030 | Import | Methane | NY | Dispatch-Import | FuelCost | 644356120.8267 | [6 empty] | 0.49363 | 318072301.1858
LCP_Inputs_ON_Diverse_IEA_2023_05_05 | 2038 | CH4 Import - NY 2030 | Import | Methane | NY | Dispatch-Import | VOM | 0 | [6 empty] | 0.49363 | 0
LCP_Inputs_ON_Diverse_IEA_2023_05_05 | 2038 | CH4 Import - NY 2030 | Import | Methane | ON | Dispatch-Import | EmissionsCost | 0 | [6 empty] | 0.49363 | 0
LCP_Inputs_ON_Diverse_IEA_2023_05_05 | 2038 | CH4 Import - NY 2030 | Import | Methane | ON | Dispatch-Import | FuelCost | 0 | [6 empty] | 0.49363 | 0
LCP_Inputs_ON_Diverse_IEA_2023_05_05 | 2038 | CH4 Import - NY 2030 | Import | Methane | ON | Dispatch-Import | VOM | 0 | [6 empty] | 0.49363 | 0
LCP_Inputs_ON_Diverse_IEA_2023_05_05 | 2038 | CH4 Import - NY 2030 | Import | Methane | PJ | Dispatch-Import | EmissionsCost | 0 | [6 empty] | 0.49363 | 0
LCP_Inputs_ON_Diverse_IEA_2023_05_05 | 2038 | CH4 Import - NY 2030 | Import | Methane | PJ | Dispatch-Import | FuelCost | 0 | [6 empty] | 0.49363 | 0
LCP_Inputs_ON_Diverse_IEA_2023_05_05 | 2038 | CH4 Import - NY 2030 | Import | Methane | PJ | Dispatch-Import | VOM | 0 | [6 empty] | 0.49363 | 0
LCP_Inputs_ON_Diverse_IEA_2023_05_05 | 2038 | CH4 Import - NY 2030 | Import | Methane | QC | Dispatch-Import | EmissionsCost | 0 | [6 empty] | 0.49363 | 0
LCP_Inputs_ON_Diverse_IEA_2023_05_05 | 2038 | CH4 Import - NY 2030 | Import | Methane | QC | Dispatch-Import | FuelCost | 0 | [6 empty] | 0.49363 | 0
LCP_Inputs_ON_Diverse_IEA_2023_05_05 | 2038 | CH4 Import - NY 2030 | Import | Methane | QC | Dispatch-Import | VOM | 0 | [6 empty] | 0.49363 | 0
LCP_Inputs_ON_Diverse_IEA_2023_05_05 | 2038 | CH4 Import - NY 2030 | Import | Methane | WC | Dispatch-Import | EmissionsCost | 0 | [6 empty] | 0.49363 | 0
LCP_Inputs_ON_Diverse_IEA_2023_05_05 | 2038 | CH4 Import - NY 2030 | Import | Methane | WC | Dispatch-Import | FuelCost | 0 | [6 empty] | 0.49363 | 0
LCP_Inputs_ON_Diverse_IEA_2023_05_05 | 2038 | CH4 Import - NY 2030 | Import | Methane | WC | Dispatch-Import | VOM | 0 | [6 empty] | 0.49363 | 0
LCP_Inputs_ON_Diverse_IEA_2023_05_05 | 2038 | CH4 Import - NY 2040 | Import | Methane | MI | Dispatch-Import | EmissionsCost | 0 | [6 empty] | 0.49363 | 0
LCP_Inputs_ON_Diverse_IEA_2023_05_05 | 2038 | CH4 Import - NY 2040 | Import | Methane | MI | Dispatch-Import | FuelCost | 0 | [6 empty] | 0.49363 | 0
LCP_Inputs_ON_Diverse_IEA_2023_05_05 | 2038 | CH4 Import - NY 2040 | Import | Methane | MI | Dispatch-Import | VOM | 0 | [6 empty] | 0.49363 | 0
LCP_Inputs_ON_Diverse_IEA_2023_05_05 | 2038 | CH4 Import - NY 2040 | Import | Methane | NY | Dispatch-Import | EmissionsCost | 0 | [6 empty] | 0.49363 | 0
LCP_Inputs_ON_Diverse_IEA_2023_05_05 | 2038 | CH4 Import - NY 2040 | Import | Methane | NY | Dispatch-Import | FuelCost | 0 | [6 empty] | 0.49363 | 0
LCP_Inputs_ON_Diverse_IEA_2023_05_05 | 2038 | CH4 Import - NY 2040 | Import | Methane | NY | Dispatch-Import | VOM | 0 | [6 empty] | 0.49363 | 0
LCP_Inputs_ON_Diverse_IEA_2023_05_05 | 2038 | CH4 Import - NY 2040 | Import | Methane | ON | Dispatch-Import | EmissionsCost | 0 | [6 empty] | 0.49363 | 0
LCP_Inputs_ON_Diverse_IEA_2023_05_05 | 2038 | CH4 Import - NY 2040 | Import | Methane | ON | Dispatch-Import | FuelCost | 0 | [6 empty] | 0.49363 | 0
LCP_Inputs_ON_Diverse_IEA_2023_05_05 | 2038 | CH4 Import - NY 2040 | Import | Methane | ON | Dispatch-Import | VOM | 0 | [6 empty] | 0.49363 | 0
LCP_Inputs_ON_Diverse_IEA_2023_05_05 | 2038 | CH4 Import - NY 2040 | Import | Methane | PJ | Dispatch-Import | EmissionsCost | 0 | [6 empty] | 0.49363 | 0
LCP_Inputs_ON_Diverse_IEA_2023_05_05 | 2038 | CH4 Import - NY 2040 | Import | Methane | PJ | Dispatch-Import | FuelCost | 0 | [6 empty] | 0.49363 | 0
LCP_Inputs_ON_Diverse_IEA_2023_05_05 | 2038 | CH4 Import - NY 2040 | Import | Methane | PJ | Dispatch-Import | VOM | 0 | [6 empty] | 0.49363 | 0
LCP_Inputs_ON_Diverse_IEA_2023_05_05 | 2038 | CH4 Import - NY 2040 | Import | Methane | QC | Dispatch-Import | EmissionsCost | 0 | [6 empty] | 0.49363 | 0
LCP_Inputs_ON_Diverse_IEA_2023_05_05 | 2038 | CH4 Import - NY 2040 | Import | Methane | QC | Dispatch-Import | FuelCost | 0 | [6 empty] | 0.49363 | 0
LCP_Inputs_ON_Diverse_IEA_2023_05_05 | 2038 | CH4 Import - NY 2040 | Import | Methane | QC | Dispatch-Import | VOM | 0 | [6 empty] | 0.49363 | 0
LCP_Inputs_ON_Diverse_IEA_2023_05_05 | 2038 | CH4 Import - NY 2040 | Import | Methane | WC | Dispatch-Import | EmissionsCost | 0 | [6 empty] | 0.49363 | 0
LCP_Inputs_ON_Diverse_IEA_2023_05_05 | 2038 | CH4 Import - NY 2040 | Import | Methane | WC | Dispatch-Import | FuelCost | 0 | [6 empty] | 0.49363 | 0
LCP_Inputs_ON_Diverse_IEA_2023_05_05 | 2038 | CH4 Import - NY 2040 | Import | Methane | WC | Dispatch-Import | VOM | 0 | [6 empty] | 0.49363 | 0
LCP_Inputs_ON_Diverse_IEA_2023_05_05 | 2038 | CH4 Import - NY 2050 | Import | Methane | MI | Dispatch-Import | EmissionsCost | 0 | [6 empty] | 0.49363 | 0
LCP_Inputs_ON_Diverse_IEA_2023_05_05 | 2038 | CH4 Import - NY 2050 | Import | Methane | MI | Dispatch-Import | FuelCost | 0 | [6 empty] | 0.49363 | 0
LCP_Inputs_ON_Diverse_IEA_2023_05_05 | 2038 | CH4 Import - NY 2050 | Import | Methane | MI | Dispatch-Import | VOM | 0 | [6 empty] | 0.49363 | 0
LCP_Inputs_ON_Diverse_IEA_2023_05_05 | 2038 | CH4 Import - NY 2050 | Import | Methane | NY | Dispatch-Import | EmissionsCost | 0 | [6 empty] | 0.49363 | 0
LCP_Inputs_ON_Diverse_IEA_2023_05_05 | 2038 | CH4 Import - NY 2050 | Import | Methane | NY | Dispatch-Import | FuelCost | 0 | [6 empty] | 0.49363 | 0
LCP_Inputs_ON_Diverse_IEA_2023_05_05 | 2038 | CH4 Import - NY 2050 | Import | Methane | NY | Dispatch-Import | VOM | 0 | [6 empty] | 0.49363 | 0
LCP_Inputs_ON_Diverse_IEA_2023_05_05 | 2038 | CH4 Import - NY 2050 | Import | Methane | ON | Dispatch-Import | EmissionsCost | 0 | [6 empty] | 0.49363 | 0
LCP_Inputs_ON_Diverse_IEA_2023_05_05 | 2038 | CH4 Import - NY 2050 | Import | Methane | ON | Dispatch-Import | FuelCost | 0 | [6 empty] | 0.49363 | 0
LCP_Inputs_ON_Diverse_IEA_2023_05_05 | 2038 | CH4 Import - NY 2050 | Import | Methane | ON | Dispatch-Import | VOM | 0 | [6 empty] | 0.49363 | 0
LCP_Inputs_ON_Diverse_IEA_2023_05_05 | 2038 | CH4 Import - NY 2050 | Import | Methane | PJ | Dispatch-Import | EmissionsCost | 0 | [6 empty] | 0.49363 | 0
LCP_Inputs_ON_Diverse_IEA_2023_05_05 | 2038 | CH4 Import - NY 2050 | Import | Methane | PJ | Dispatch-Import | FuelCost | 0 | [6 empty] | 0.49363 | 0
LCP_Inputs_ON_Diverse_IEA_2023_05_05 | 2038 | CH4 Import - NY 2050 | Import | Methane | PJ | Dispatch-Import | VOM | 0 | [6 empty] | 0.49363 | 0
LCP_Inputs_ON_Diverse_IEA_2023_05_05 | 2038 | CH4 Import - NY 2050 | Import | Methane | QC | Dispatch-Import | EmissionsCost | 0 | [6 empty] | 0.49363 | 0
LCP_Inputs_ON_Diverse_IEA_2023_05_05 | 2038 | CH4 Import - NY 2050 | Import | Methane | QC | Dispatch-Import | FuelCost | 0 | [6 empty] | 0.49363 | 0
LCP_Inputs_ON_Diverse_IEA_2023_05_05 | 2038 | CH4 Import - NY 2050 | Import | Methane | QC | Dispatch-Import | VOM | 0 | [6 empty] | 0.49363 | 0
LCP_Inputs_ON_Diverse_IEA_2023_05_05 | 2038 | CH4 Import - NY 2050 | Import | Methane | WC | Dispatch-Import | EmissionsCost | 0 | [6 empty] | 0.49363 | 0
LCP_Inputs_ON_Diverse_IEA_2023_05_05 | 2038 | CH4 Import - NY 2050 | Import | Methane | WC | Dispatch-Import | FuelCost | 0 | [6 empty] | 0.49363 | 0
LCP_Inputs_ON_Diverse_IEA_2023_05_05 | 2038 | CH4 Import - NY 2050 | Import | Methane | WC | Dispatch-Import | VOM | 0 | [6 empty] | 0.49363 | 0
LCP_Inputs_ON_Diverse_IEA_2023_05_05 | 2038 | CH4 Import - WC 2020 | Import | Methane | MI | Dispatch-Import | EmissionsCost | 0 | [6 empty] | 0.49363 | 0
LCP_Inputs_ON_Diverse_IEA_2023_05_05 | 2038 | CH4 Import - WC 2020 | Import | Methane | MI | Dispatch-Import | FuelCost | 0 | [6 empty] | 0.49363 | 0
LCP_Inputs_ON_Diverse_IEA_2023_05_05 | 2038 | CH4 Import - WC 2020 | Import | Methane | MI | Dispatch-Import | VOM | 0 | [6 empty] | 0.49363 | 0
LCP_Inputs_ON_Diverse_IEA_2023_05_05 | 2038 | CH4 Import - WC 2020 | Import | Methane | NY | Dispatch-Import | EmissionsCost | 0 | [6 empty] | 0.49363 | 0
LCP_Inputs_ON_Diverse_IEA_2023_05_05 | 2038 | CH4 Import - WC 2020 | Import | Methane | NY | Dispatch-Import | FuelCost | 0 | [6 empty] | 0.49363 | 0
LCP_Inputs_ON_Diverse_IEA_2023_05_05 | 2038 | CH4 Import - WC 2020 | Import | Methane | NY | Dispatch-Import | VOM | 0 | [6 empty] | 0.49363 | 0
LCP_Inputs_ON_Diverse_IEA_2023_05_05 | 2038 | CH4 Import - WC 2020 | Import | Methane | ON | Dispatch-Import | EmissionsCost | 0 | [6 empty] | 0.49363 | 0
LCP_Inputs_ON_Diverse_IEA_2023_05_05 | 2038 | CH4 Import - WC 2020 | Import | Methane | ON | Dispatch-Import | FuelCost | 0 | [6 empty] | 0.49363 | 0
LCP_Inputs_ON_Diverse_IEA_2023_05_05 | 2038 | CH4 Import - WC 2020 | Import | Methane | ON | Dispatch-Import | VOM | 0 | [6 empty] | 0.49363 | 0
LCP_Inputs_ON_Diverse_IEA_2023_05_05 | 2038 | CH4 Import - WC 2020 | Import | Methane | PJ | Dispatch-Import | EmissionsCost | 0 | [6 empty] | 0.49363 | 0
LCP_Inputs_ON_Diverse_IEA_2023_05_05 | 2038 | CH4 Import - WC 2020 | Import | Methane | PJ | Dispatch-Import | FuelCost | 0 | [6 empty] | 0.49363 | 0
LCP_Inputs_ON_Diverse_IEA_2023_05_05 | 2038 | CH4 Import - WC 2020 | Import | Methane | PJ | Dispatch-Import | VOM | 0 | [6 empty] | 0.49363 | 0
LCP_Inputs_ON_Diverse_IEA_2023_05_05 | 2038 | CH4 Import - WC 2020 | Import | Methane | QC | Dispatch-Import | EmissionsCost | 0 | [6 empty] | 0.49363 | 0
LCP_Inputs_ON_Diverse_IEA_2023_05_05 | 2038 | CH4 Import - WC 2020 | Import | Methane | QC | Dispatch-Import | FuelCost | 0 | [6 empty] | 0.49363 | 0
LCP_Inputs_ON_Diverse_IEA_2023_05_05 | 2038 | CH4 Import - WC 2020 | Import | Methane | QC | Dispatch-Import | VOM | 0 | [6 empty] | 0.49363 | 0
LCP_Inputs_ON_Diverse_IEA_2023_05_05 | 2038 | CH4 Import - WC 2020 | Import | Methane | WC | Dispatch-Import | EmissionsCost | 0 | [6 empty] | 0.49363 | 0
LCP_Inputs_ON_Diverse_IEA_2023_05_05 | 2038 | CH4 Import - WC 2020 | Import | Methane | WC | Dispatch-Import | FuelCost | 0 | [6 empty] | 0.49363 | 0
LCP_Inputs_ON_Diverse_IEA_2023_05_05 | 2038 | CH4 Import - WC 2020 | Import | Methane | WC | Dispatch-Import | VOM | 0 | [6 empty] | 0.49363 | 0
LCP_Inputs_ON_Diverse_IEA_2023_05_05 | 2038 | CH4 Import - WC 2030 | Import | Methane | MI | Dispatch-Import | EmissionsCost | 0 | [6 empty] | 0.49363 | 0
LCP_Inputs_ON_Diverse_IEA_2023_05_05 | 2038 | CH4 Import - WC 2030 | Import | Methane | MI | Dispatch-Import | FuelCost | 0 | [6 empty] | 0.49363 | 0
LCP_Inputs_ON_Diverse_IEA_2023_05_05 | 2038 | CH4 Import - WC 2030 | Import | Methane | MI | Dispatch-Import | VOM | 0 | [6 empty] | 0.49363 | 0
LCP_Inputs_ON_Diverse_IEA_2023_05_05 | 2038 | CH4 Import - WC 2030 | Import | Methane | NY | Dispatch-Import | EmissionsCost | 0 | [6 empty] | 0.49363 | 0
LCP_Inputs_ON_Diverse_IEA_2023_05_05 | 2038 | CH4 Import - WC 2030 | Import | Methane | NY | Dispatch-Import | FuelCost | 0 | [6 empty] | 0.49363 | 0
LCP_Inputs_ON_Diverse_IEA_2023_05_05 | 2038 | CH4 Import - WC 2030 | Import | Methane | NY | Dispatch-Import | VOM | 0 | [6 empty] | 0.49363 | 0
LCP_Inputs_ON_Diverse_IEA_2023_05_05 | 2038 | CH4 Import - WC 2030 | Import | Methane | ON | Dispatch-Import | EmissionsCost | 0 | [6 empty] | 0.49363 | 0
LCP_Inputs_ON_Diverse_IEA_2023_05_05 | 2038 | CH4 Import - WC 2030 | Import | Methane | ON | Dispatch-Import | FuelCost | 0 | [6 empty] | 0.49363 | 0
LCP_Inputs_ON_Diverse_IEA_2023_05_05 | 2038 | CH4 Import - WC 2030 | Import | Methane | ON | Dispatch-Import | VOM | 0 | [6 empty] | 0.49363 | 0
LCP_Inputs_ON_Diverse_IEA_2023_05_05 | 2038 | CH4 Import - WC 2030 | Import | Methane | PJ | Dispatch-Import | EmissionsCost | 0 | [6 empty] | 0.49363 | 0
LCP_Inputs_ON_Diverse_IEA_2023_05_05 | 2038 | CH4 Import - WC 2030 | Import | Methane | PJ | Dispatch-Import | FuelCost | 0 | [6 empty] | 0.49363 | 0
LCP_Inputs_ON_Diverse_IEA_2023_05_05 | 2038 | CH4 Import - WC 2030 | Import | Methane | PJ | Dispatch-Import | VOM | 0 | [6 empty] | 0.49363 | 0
LCP_Inputs_ON_Diverse_IEA_2023_05_05 | 2038 | CH4 Import - WC 2030 | Import | Methane | QC | Dispatch-Import | EmissionsCost | 0 | [6 empty] | 0.49363 | 0
LCP_Inputs_ON_Diverse_IEA_2023_05_05 | 2038 | CH4 Import - WC 2030 | Import | Methane | QC | Dispatch-Import | FuelCost | 0 | [6 empty] | 0.49363 | 0
LCP_Inputs_ON_Diverse_IEA_2023_05_05 | 2038 | CH4 Import - WC 2030 | Import | Methane | QC | Dispatch-Import | VOM | 0 | [6 empty] | 0.49363 | 0
LCP_Inputs_ON_Diverse_IEA_2023_05_05 | 2038 | CH4 Import - WC 2030 | Import | Methane | WC | Dispatch-Import | EmissionsCost | 5194715136.4488 | [6 empty] | 0.49363 | 2564257471.9943
LCP_Inputs_ON_Diverse_IEA_2023_05_05 | 2038 | CH4 Import - WC 2030 | Import | Methane | WC | Dispatch-Import | FuelCost | 2390470164.4381 | [6 empty] | 0.49363 | 1180003295.6052
LCP_Inputs_ON_Diverse_IEA_2023_05_05 | 2038 | CH4 Import - WC 2030 | Import | Methane | WC | Dispatch-Import | VOM | 0 | [6 empty] | 0.49363 | 0
LCP_Inputs_ON_Diverse_IEA_2023_05_05 | 2038 | CH4 Import - WC 2040 | Import | Methane | MI | Dispatch-Import | EmissionsCost | 0 | [6 empty] | 0.49363 | 0
LCP_Inputs_ON_Diverse_IEA_2023_05_05 | 2038 | CH4 Import - WC 2040 | Import | Methane | MI | Dispatch-Import | FuelCost | 0 | [6 empty] | 0.49363 | 0
LCP_Inputs_ON_Diverse_IEA_2023_05_05 | 2038 | CH4 Import - WC 2040 | Import | Methane | MI | Dispatch-Import | VOM | 0 | [6 empty] | 0.49363 | 0
LCP_Inputs_ON_Diverse_IEA_2023_05_05 | 2038 | CH4 Import - WC 2040 | Import | Methane | NY | Dispatch-Import | EmissionsCost | 0 | [6 empty] | 0.49363 | 0
LCP_Inputs_ON_Diverse_IEA_2023_05_05 | 2038 | CH4 Import - WC 2040 | Import | Methane | NY | Dispatch-Import | FuelCost | 0 | [6 empty] | 0.49363 | 0
LCP_Inputs_ON_Diverse_IEA_2023_05_05 | 2038 | CH4 Import - WC 2040 | Import | Methane | NY | Dispatch-Import | VOM | 0 | [6 empty] | 0.49363 | 0
LCP_Inputs_ON_Diverse_IEA_2023_05_05 | 2038 | CH4 Import - WC 2040 | Import | Methane | ON | Dispatch-Import | EmissionsCost | 0 | [6 empty] | 0.49363 | 0
LCP_Inputs_ON_Diverse_IEA_2023_05_05 | 2038 | CH4 Import - WC 2040 | Import | Methane | ON | Dispatch-Import | FuelCost | 0 | [6 empty] | 0.49363 | 0
LCP_Inputs_ON_Diverse_IEA_2023_05_05 | 2038 | CH4 Import - WC 2040 | Import | Methane | ON | Dispatch-Import | VOM | 0 | [6 empty] | 0.49363 | 0
LCP_Inputs_ON_Diverse_IEA_2023_05_05 | 2038 | CH4 Import - WC 2040 | Import | Methane | PJ | Dispatch-Import | EmissionsCost | 0 | [6 empty] | 0.49363 | 0
LCP_Inputs_ON_Diverse_IEA_2023_05_05 | 2038 | CH4 Import - WC 2040 | Import | Methane | PJ | Dispatch-Import | FuelCost | 0 | [6 empty] | 0.49363 | 0
LCP_Inputs_ON_Diverse_IEA_2023_05_05 | 2038 | CH4 Import - WC 2040 | Import | Methane | PJ | Dispatch-Import | VOM | 0 | [6 empty] | 0.49363 | 0
LCP_Inputs_ON_Diverse_IEA_2023_05_05 | 2038 | CH4 Import - WC 2040 | Import | Methane | QC | Dispatch-Import | EmissionsCost | 0 | [6 empty] | 0.49363 | 0
LCP_Inputs_ON_Diverse_IEA_2023_05_05 | 2038 | CH4 Import - WC 2040 | Import | Methane | QC | Dispatch-Import | FuelCost | 0 | [6 empty] | 0.49363 | 0
LCP_Inputs_ON_Diverse_IEA_2023_05_05 | 2038 | CH4 Import - WC 2040 | Import | Methane | QC | Dispatch-Import | VOM | 0 | [6 empty] | 0.49363 | 0
LCP_Inputs_ON_Diverse_IEA_2023_05_05 | 2038 | CH4 Import - WC 2040 | Import | Methane | WC | Dispatch-Import | EmissionsCost | 0 | [6 empty] | 0.49363 | 0
LCP_Inputs_ON_Diverse_IEA_2023_05_05 | 2038 | CH4 Import - WC 2040 | Import | Methane | WC | Dispatch-Import | FuelCost | 0 | [6 empty] | 0.49363 | 0
LCP_Inputs_ON_Diverse_IEA_2023_05_05 | 2038 | CH4 Import - WC 2040 | Import | Methane | WC | Dispatch-Import | VOM | 0 | [6 empty] | 0.49363 | 0
LCP_Inputs_ON_Diverse_IEA_2023_05_05 | 2038 | CH4 Import - WC 2050 | Import | Methane | MI | Dispatch-Import | EmissionsCost | 0 | [6 empty] | 0.49363 | 0
LCP_Inputs_ON_Diverse_IEA_2023_05_05 | 2038 | CH4 Import - WC 2050 | Import | Methane | MI | Dispatch-Import | FuelCost | 0 | [6 empty] | 0.49363 | 0
LCP_Inputs_ON_Diverse_IEA_2023_05_05 | 2038 | CH4 Import - WC 2050 | Import | Methane | MI | Dispatch-Import | VOM | 0 | [6 empty] | 0.49363 | 0
LCP_Inputs_ON_Diverse_IEA_2023_05_05 | 2038 | CH4 Import - WC 2050 | Import | Methane | NY | Dispatch-Import | EmissionsCost | 0 | [6 empty] | 0.49363 | 0
LCP_Inputs_ON_Diverse_IEA_2023_05_05 | 2038 | CH4 Import - WC 2050 | Import | Methane | NY | Dispatch-Import | FuelCost | 0 | [6 empty] | 0.49363 | 0
LCP_Inputs_ON_Diverse_IEA_2023_05_05 | 2038 | CH4 Import - WC 2050 | Import | Methane | NY | Dispatch-Import | VOM | 0 | [6 empty] | 0.49363 | 0
LCP_Inputs_ON_Diverse_IEA_2023_05_05 | 2038 | CH4 Import - WC 2050 | Import | Methane | ON | Dispatch-Import | EmissionsCost | 0 | [6 empty] | 0.49363 | 0
LCP_Inputs_ON_Diverse_IEA_2023_05_05 | 2038 | CH4 Import - WC 2050 | Import | Methane | ON | Dispatch-Import | FuelCost | 0 | [6 empty] | 0.49363 | 0
LCP_Inputs_ON_Diverse_IEA_2023_05_05 | 2038 | CH4 Import - WC 2050 | Import | Methane | ON | Dispatch-Import | VOM | 0 | [6 empty] | 0.49363 | 0
LCP_Inputs_ON_Diverse_IEA_2023_05_05 | 2038 | CH4 Import - WC 2050 | Import | Methane | PJ | Dispatch-Import | EmissionsCost | 0 | [6 empty] | 0.49363 | 0
LCP_Inputs_ON_Diverse_IEA_2023_05_05 | 2038 | CH4 Import - WC 2050 | Import | Methane | PJ | Dispatch-Import | FuelCost | 0 | [6 empty] | 0.49363 | 0
LCP_Inputs_ON_Diverse_IEA_2023_05_05 | 2038 | CH4 Import - WC 2050 | Import | Methane | PJ | Dispatch-Import | VOM | 0 | [6 empty] | 0.49363 | 0
LCP_Inputs_ON_Diverse_IEA_2023_05_05 | 2038 | CH4 Import - WC 2050 | Import | Methane | QC | Dispatch-Import | EmissionsCost | 0 | [6 empty] | 0.49363 | 0
LCP_Inputs_ON_Diverse_IEA_2023_05_05 | 2038 | CH4 Import - WC 2050 | Import | Methane | QC | Dispatch-Import | FuelCost | 0 | [6 empty] | 0.49363 | 0
LCP_Inputs_ON_Diverse_IEA_2023_05_05 | 2038 | CH4 Import - WC 2050 | Import | Methane | QC | Dispatch-Import | VOM | 0 | [6 empty] | 0.49363 | 0
LCP_Inputs_ON_Diverse_IEA_2023_05_05 | 2038 | CH4 Import - WC 2050 | Import | Methane | WC | Dispatch-Import | EmissionsCost | 0 | [6 empty] | 0.49363 | 0
LCP_Inputs_ON_Diverse_IEA_2023_05_05 | 2038 | CH4 Import - WC 2050 | Import | Methane | WC | Dispatch-Import | FuelCost | 0 | [6 empty] | 0.49363 | 0
LCP_Inputs_ON_Diverse_IEA_2023_05_05 | 2038 | CH4 Import - WC 2050 | Import | Methane | WC | Dispatch-Import | VOM | 0 | [6 empty] | 0.49363 | 0
LCP_Inputs_ON_Diverse_IEA_2023_05_05 | 2038 | CH4 Salt Cavern Storage - ON | Storage | Methane | MI | Dispatch-Storage | EmissionsCost | 0 | [6 empty] | 0.49363 | 0
LCP_Inputs_ON_Diverse_IEA_2023_05_05 | 2038 | CH4 Salt Cavern Storage - ON | Storage | Methane | MI | Dispatch-Storage | FuelCost | 0 | [6 empty] | 0.49363 | 0
LCP_Inputs_ON_Diverse_IEA_2023_05_05 | 2038 | CH4 Salt Cavern Storage - ON | Storage | Methane | MI | Dispatch-Storage | VOM | 0 | [6 empty] | 0.49363 | 0
LCP_Inputs_ON_Diverse_IEA_2023_05_05 | 2038 | CH4 Salt Cavern Storage - ON | Storage | Methane | NY | Dispatch-Storage | EmissionsCost | 0 | [6 empty] | 0.49363 | 0
LCP_Inputs_ON_Diverse_IEA_2023_05_05 | 2038 | CH4 Salt Cavern Storage - ON | Storage | Methane | NY | Dispatch-Storage | FuelCost | 0 | [6 empty] | 0.49363 | 0
LCP_Inputs_ON_Diverse_IEA_2023_05_05 | 2038 | CH4 Salt Cavern Storage - ON | Storage | Methane | NY | Dispatch-Storage | VOM | 0 | [6 empty] | 0.49363 | 0
LCP_Inputs_ON_Diverse_IEA_2023_05_05 | 2038 | CH4 Salt Cavern Storage - ON | Storage | Methane | ON | Dispatch-Storage | EmissionsCost | 0 | [6 empty] | 0.49363 | 0
LCP_Inputs_ON_Diverse_IEA_2023_05_05 | 2038 | CH4 Salt Cavern Storage - ON | Storage | Methane | ON | Dispatch-Storage | FuelCost | 0 | [6 empty] | 0.49363 | 0
LCP_Inputs_ON_Diverse_IEA_2023_05_05 | 2038 | CH4 Salt Cavern Storage - ON | Storage | Methane | ON | Dispatch-Storage | VOM | 0 | [6 empty] | 0.49363 | 0
LCP_Inputs_ON_Diverse_IEA_2023_05_05 | 2038 | CH4 Salt Cavern Storage - ON | Storage | Methane | PJ | Dispatch-Storage | EmissionsCost | 0 | [6 empty] | 0.49363 | 0
LCP_Inputs_ON_Diverse_IEA_2023_05_05 | 2038 | CH4 Salt Cavern Storage - ON | Storage | Methane | PJ | Dispatch-Storage | FuelCost | 0 | [6 empty] | 0.49363 | 0
LCP_Inputs_ON_Diverse_IEA_2023_05_05 | 2038 | CH4 Salt Cavern Storage - ON | Storage | Methane | PJ | Dispatch-Storage | VOM | 0 | [6 empty] | 0.49363 | 0
LCP_Inputs_ON_Diverse_IEA_2023_05_05 | 2038 | CH4 Salt Cavern Storage - ON | Storage | Methane | QC | Dispatch-Storage | EmissionsCost | 0 | [6 empty] | 0.49363 | 0
LCP_Inputs_ON_Diverse_IEA_2023_05_05 | 2038 | CH4 Salt Cavern Storage - ON | Storage | Methane | QC | Dispatch-Storage | FuelCost | 0 | [6 empty] | 0.49363 | 0
LCP_Inputs_ON_Diverse_IEA_2023_05_05 | 2038 | CH4 Salt Cavern Storage - ON | Storage | Methane | QC | Dispatch-Storage | VOM | 0 | [6 empty] | 0.49363 | 0
LCP_Inputs_ON_Diverse_IEA_2023_05_05 | 2038 | CH4 Salt Cavern Storage - ON | Storage | Methane | WC | Dispatch-Storage | EmissionsCost | 0 | [6 empty] | 0.49363 | 0
LCP_Inputs_ON_Diverse_IEA_2023_05_05 | 2038 | CH4 Salt Cavern Storage - ON | Storage | Methane | WC | Dispatch-Storage | FuelCost | 0 | [6 empty] | 0.49363 | 0
LCP_Inputs_ON_Diverse_IEA_2023_05_05 | 2038 | CH4 Salt Cavern Storage - ON | Storage | Methane | WC | Dispatch-Storage | VOM | 0 | [6 empty] | 0.49363 | 0
LCP_Inputs_ON_Diverse_IEA_2023_05_05 | 2038 | Electrolyser 2020/2030 | Crossload | Hydrogen | MI | Dispatch-Crossload | EmissionsCost | 0 | [6 empty] | 0.49363 | 0
LCP_Inputs_ON_Diverse_IEA_2023_05_05 | 2038 | Electrolyser 2020/2030 | Crossload | Hydrogen | MI | Dispatch-Crossload | FuelCost | 0 | [6 empty] | 0.49363 | 0
LCP_Inputs_ON_Diverse_IEA_2023_05_05 | 2038 | Electrolyser 2020/2030 | Crossload | Hydrogen | MI | Dispatch-Crossload | VOM | 0 | [6 empty] | 0.49363 | 0
LCP_Inputs_ON_Diverse_IEA_2023_05_05 | 2038 | Electrolyser 2020/2030 | Crossload | Hydrogen | NY | Dispatch-Crossload | EmissionsCost | 0 | [6 empty] | 0.49363 | 0
LCP_Inputs_ON_Diverse_IEA_2023_05_05 | 2038 | Electrolyser 2020/2030 | Crossload | Hydrogen | NY | Dispatch-Crossload | FuelCost | 0 | [6 empty] | 0.49363 | 0
LCP_Inputs_ON_Diverse_IEA_2023_05_05 | 2038 | Electrolyser 2020/2030 | Crossload | Hydrogen | NY | Dispatch-Crossload | VOM | 0 | [6 empty] | 0.49363 | 0
LCP_Inputs_ON_Diverse_IEA_2023_05_05 | 2038 | Electrolyser 2020/2030 | Crossload | Hydrogen | ON | Dispatch-Crossload | EmissionsCost | 0 | [6 empty] | 0.49363 | 0
LCP_Inputs_ON_Diverse_IEA_2023_05_05 | 2038 | Electrolyser 2020/2030 | Crossload | Hydrogen | ON | Dispatch-Crossload | FuelCost | 0 | [6 empty] | 0.49363 | 0
LCP_Inputs_ON_Diverse_IEA_2023_05_05 | 2038 | Electrolyser 2020/2030 | Crossload | Hydrogen | ON | Dispatch-Crossload | VOM | 0 | [6 empty] | 0.49363 | 0
LCP_Inputs_ON_Diverse_IEA_2023_05_05 | 2038 | Electrolyser 2020/2030 | Crossload | Hydrogen | PJ | Dispatch-Crossload | EmissionsCost | 0 | [6 empty] | 0.49363 | 0
LCP_Inputs_ON_Diverse_IEA_2023_05_05 | 2038 | Electrolyser 2020/2030 | Crossload | Hydrogen | PJ | Dispatch-Crossload | FuelCost | 0 | [6 empty] | 0.49363 | 0
LCP_Inputs_ON_Diverse_IEA_2023_05_05 | 2038 | Electrolyser 2020/2030 | Crossload | Hydrogen | PJ | Dispatch-Crossload | VOM | 0 | [6 empty] | 0.49363 | 0
LCP_Inputs_ON_Diverse_IEA_2023_05_05 | 2038 | Electrolyser 2020/2030 | Crossload | Hydrogen | QC | Dispatch-Crossload | EmissionsCost | 0 | [6 empty] | 0.49363 | 0
LCP_Inputs_ON_Diverse_IEA_2023_05_05 | 2038 | Electrolyser 2020/2030 | Crossload | Hydrogen | QC | Dispatch-Crossload | FuelCost | 0 | [6 empty] | 0.49363 | 0
LCP_Inputs_ON_Diverse_IEA_2023_05_05 | 2038 | Electrolyser 2020/2030 | Crossload | Hydrogen | QC | Dispatch-Crossload | VOM | 0 | [6 empty] | 0.49363 | 0
LCP_Inputs_ON_Diverse_IEA_2023_05_05 | 2038 | Electrolyser 2020/2030 | Crossload | Hydrogen | WC | Dispatch-Crossload | EmissionsCost | 0 | [6 empty] | 0.49363 | 0
LCP_Inputs_ON_Diverse_IEA_2023_05_05 | 2038 | Electrolyser 2020/2030 | Crossload | Hydrogen | WC | Dispatch-Crossload | FuelCost | 0 | [6 empty] | 0.49363 | 0
LCP_Inputs_ON_Diverse_IEA_2023_05_05 | 2038 | Electrolyser 2020/2030 | Crossload | Hydrogen | WC | Dispatch-Crossload | VOM | 0 | [6 empty] | 0.49363 | 0
LCP_Inputs_ON_Diverse_IEA_2023_05_05 | 2038 | Electrolyser 2040 | Crossload | Hydrogen | MI | Dispatch-Crossload | EmissionsCost | 0 | [6 empty] | 0.49363 | 0
LCP_Inputs_ON_Diverse_IEA_2023_05_05 | 2038 | Electrolyser 2040 | Crossload | Hydrogen | MI | Dispatch-Crossload | FuelCost | 0 | [6 empty] | 0.49363 | 0
LCP_Inputs_ON_Diverse_IEA_2023_05_05 | 2038 | Electrolyser 2040 | Crossload | Hydrogen | MI | Dispatch-Crossload | VOM | 0 | [6 empty] | 0.49363 | 0
LCP_Inputs_ON_Diverse_IEA_2023_05_05 | 2038 | Electrolyser 2040 | Crossload | Hydrogen | NY | Dispatch-Crossload | EmissionsCost | 0 | [6 empty] | 0.49363 | 0
LCP_Inputs_ON_Diverse_IEA_2023_05_05 | 2038 | Electrolyser 2040 | Crossload | Hydrogen | NY | Dispatch-Crossload | FuelCost | 0 | [6 empty] | 0.49363 | 0
LCP_Inputs_ON_Diverse_IEA_2023_05_05 | 2038 | Electrolyser 2040 | Crossload | Hydrogen | NY | Dispatch-Crossload | VOM | 0 | [6 empty] | 0.49363 | 0
LCP_Inputs_ON_Diverse_IEA_2023_05_05 | 2038 | Electrolyser 2040 | Crossload | Hydrogen | ON | Dispatch-Crossload | EmissionsCost | 0 | [6 empty] | 0.49363 | 0
LCP_Inputs_ON_Diverse_IEA_2023_05_05 | 2038 | Electrolyser 2040 | Crossload | Hydrogen | ON | Dispatch-Crossload | FuelCost | 0 | [6 empty] | 0.49363 | 0
LCP_Inputs_ON_Diverse_IEA_2023_05_05 | 2038 | Electrolyser 2040 | Crossload | Hydrogen | ON | Dispatch-Crossload | VOM | 0 | [6 empty] | 0.49363 | 0
LCP_Inputs_ON_Diverse_IEA_2023_05_05 | 2038 | Electrolyser 2040 | Crossload | Hydrogen | PJ | Dispatch-Crossload | EmissionsCost | 0 | [6 empty] | 0.49363 | 0
LCP_Inputs_ON_Diverse_IEA_2023_05_05 | 2038 | Electrolyser 2040 | Crossload | Hydrogen | PJ | Dispatch-Crossload | FuelCost | 0 | [6 empty] | 0.49363 | 0
LCP_Inputs_ON_Diverse_IEA_2023_05_05 | 2038 | Electrolyser 2040 | Crossload | Hydrogen | PJ | Dispatch-Crossload | VOM | 0 | [6 empty] | 0.49363 | 0
LCP_Inputs_ON_Diverse_IEA_2023_05_05 | 2038 | Electrolyser 2040 | Crossload | Hydrogen | QC | Dispatch-Crossload | EmissionsCost | 0 | [6 empty] | 0.49363 | 0
LCP_Inputs_ON_Diverse_IEA_2023_05_05 | 2038 | Electrolyser 2040 | Crossload | Hydrogen | QC | Dispatch-Crossload | FuelCost | 0 | [6 empty] | 0.49363 | 0
LCP_Inputs_ON_Diverse_IEA_2023_05_05 | 2038 | Electrolyser 2040 | Crossload | Hydrogen | QC | Dispatch-Crossload | VOM | 0 | [6 empty] | 0.49363 | 0
LCP_Inputs_ON_Diverse_IEA_2023_05_05 | 2038 | Electrolyser 2040 | Crossload | Hydrogen | WC | Dispatch-Crossload | EmissionsCost | 0 | [6 empty] | 0.49363 | 0
LCP_Inputs_ON_Diverse_IEA_2023_05_05 | 2038 | Electrolyser 2040 | Crossload | Hydrogen | WC | Dispatch-Crossload | FuelCost | 0 | [6 empty] | 0.49363 | 0
LCP_Inputs_ON_Diverse_IEA_2023_05_05 | 2038 | Electrolyser 2040 | Crossload | Hydrogen | WC | Dispatch-Crossload | VOM | 0 | [6 empty] | 0.49363 | 0
LCP_Inputs_ON_Diverse_IEA_2023_05_05 | 2038 | Electrolyser 2050 | Crossload | Hydrogen | MI | Dispatch-Crossload | EmissionsCost | 0 | [6 empty] | 0.49363 | 0
LCP_Inputs_ON_Diverse_IEA_2023_05_05 | 2038 | Electrolyser 2050 | Crossload | Hydrogen | MI | Dispatch-Crossload | FuelCost | 0 | [6 empty] | 0.49363 | 0
LCP_Inputs_ON_Diverse_IEA_2023_05_05 | 2038 | Electrolyser 2050 | Crossload | Hydrogen | MI | Dispatch-Crossload | VOM | 0 | [6 empty] | 0.49363 | 0
LCP_Inputs_ON_Diverse_IEA_2023_05_05 | 2038 | Electrolyser 2050 | Crossload | Hydrogen | NY | Dispatch-Crossload | EmissionsCost | 0 | [6 empty] | 0.49363 | 0
LCP_Inputs_ON_Diverse_IEA_2023_05_05 | 2038 | Electrolyser 2050 | Crossload | Hydrogen | NY | Dispatch-Crossload | FuelCost | 0 | [6 empty] | 0.49363 | 0
LCP_Inputs_ON_Diverse_IEA_2023_05_05 | 2038 | Electrolyser 2050 | Crossload | Hydrogen | NY | Dispatch-Crossload | VOM | 0 | [6 empty] | 0.49363 | 0
LCP_Inputs_ON_Diverse_IEA_2023_05_05 | 2038 | Electrolyser 2050 | Crossload | Hydrogen | ON | Dispatch-Crossload | EmissionsCost | 0 | [6 empty] | 0.49363 | 0
LCP_Inputs_ON_Diverse_IEA_2023_05_05 | 2038 | Electrolyser 2050 | Crossload | Hydrogen | ON | Dispatch-Crossload | FuelCost | 0 | [6 empty] | 0.49363 | 0
LCP_Inputs_ON_Diverse_IEA_2023_05_05 | 2038 | Electrolyser 2050 | Crossload | Hydrogen | ON | Dispatch-Crossload | VOM | 0 | [6 empty] | 0.49363 | 0
LCP_Inputs_ON_Diverse_IEA_2023_05_05 | 2038 | Electrolyser 2050 | Crossload | Hydrogen | PJ | Dispatch-Crossload | EmissionsCost | 0 | [6 empty] | 0.49363 | 0
LCP_Inputs_ON_Diverse_IEA_2023_05_05 | 2038 | Electrolyser 2050 | Crossload | Hydrogen | PJ | Dispatch-Crossload | FuelCost | 0 | [6 empty] | 0.49363 | 0
LCP_Inputs_ON_Diverse_IEA_2023_05_05 | 2038 | Electrolyser 2050 | Crossload | Hydrogen | PJ | Dispatch-Crossload | VOM | 0 | [6 empty] | 0.49363 | 0
LCP_Inputs_ON_Diverse_IEA_2023_05_05 | 2038 | Electrolyser 2050 | Crossload | Hydrogen | QC | Dispatch-Crossload | EmissionsCost | 0 | [6 empty] | 0.49363 | 0
LCP_Inputs_ON_Diverse_IEA_2023_05_05 | 2038 | Electrolyser 2050 | Crossload | Hydrogen | QC | Dispatch-Crossload | FuelCost | 0 | [6 empty] | 0.49363 | 0
LCP_Inputs_ON_Diverse_IEA_2023_05_05 | 2038 | Electrolyser 2050 | Crossload | Hydrogen | QC | Dispatch-Crossload | VOM | 0 | [6 empty] | 0.49363 | 0
LCP_Inputs_ON_Diverse_IEA_2023_05_05 | 2038 | Electrolyser 2050 | Crossload | Hydrogen | WC | Dispatch-Crossload | EmissionsCost | 0 | [6 empty] | 0.49363 | 0
LCP_Inputs_ON_Diverse_IEA_2023_05_05 | 2038 | Electrolyser 2050 | Crossload | Hydrogen | WC | Dispatch-Crossload | FuelCost | 0 | [6 empty] | 0.49363 | 0
LCP_Inputs_ON_Diverse_IEA_2023_05_05 | 2038 | Electrolyser 2050 | Crossload | Hydrogen | WC | Dispatch-Crossload | VOM | 0 | [6 empty] | 0.49363 | 0
LCP_Inputs_ON_Diverse_IEA_2023_05_05 | 2038 | Fossil Fuel Thermal (Coal, Peat, Oil) | Generation | Electricity | MI | Dispatch-Generation | EmissionsCost | 0 | [6 empty] | 0.49363 | 0
LCP_Inputs_ON_Diverse_IEA_2023_05_05 | 2038 | Fossil Fuel Thermal (Coal, Peat, Oil) | Generation | Electricity | MI | Dispatch-Generation | FuelCost | 0 | [6 empty] | 0.49363 | 0
LCP_Inputs_ON_Diverse_IEA_2023_05_05 | 2038 | Fossil Fuel Thermal (Coal, Peat, Oil) | Generation | Electricity | MI | Dispatch-Generation | VOM | 0 | [6 empty] | 0.49363 | 0
LCP_Inputs_ON_Diverse_IEA_2023_05_05 | 2038 | Fossil Fuel Thermal (Coal, Peat, Oil) | Generation | Electricity | NY | Dispatch-Generation | EmissionsCost | 0 | [6 empty] | 0.49363 | 0
LCP_Inputs_ON_Diverse_IEA_2023_05_05 | 2038 | Fossil Fuel Thermal (Coal, Peat, Oil) | Generation | Electricity | NY | Dispatch-Generation | FuelCost | 0 | [6 empty] | 0.49363 | 0
LCP_Inputs_ON_Diverse_IEA_2023_05_05 | 2038 | Fossil Fuel Thermal (Coal, Peat, Oil) | Generation | Electricity | NY | Dispatch-Generation | VOM | 0 | [6 empty] | 0.49363 | 0
LCP_Inputs_ON_Diverse_IEA_2023_05_05 | 2038 | Fossil Fuel Thermal (Coal, Peat, Oil) | Generation | Electricity | ON | Dispatch-Generation | EmissionsCost | 0 | [6 empty] | 0.49363 | 0
LCP_Inputs_ON_Diverse_IEA_2023_05_05 | 2038 | Fossil Fuel Thermal (Coal, Peat, Oil) | Generation | Electricity | ON | Dispatch-Generation | FuelCost | 0 | [6 empty] | 0.49363 | 0
LCP_Inputs_ON_Diverse_IEA_2023_05_05 | 2038 | Fossil Fuel Thermal (Coal, Peat, Oil) | Generation | Electricity | ON | Dispatch-Generation | VOM | 0 | [6 empty] | 0.49363 | 0
LCP_Inputs_ON_Diverse_IEA_2023_05_05 | 2038 | Fossil Fuel Thermal (Coal, Peat, Oil) | Generation | Electricity | PJ | Dispatch-Generation | EmissionsCost | 0 | [6 empty] | 0.49363 | 0
LCP_Inputs_ON_Diverse_IEA_2023_05_05 | 2038 | Fossil Fuel Thermal (Coal, Peat, Oil) | Generation | Electricity | PJ | Dispatch-Generation | FuelCost | 0 | [6 empty] | 0.49363 | 0
LCP_Inputs_ON_Diverse_IEA_2023_05_05 | 2038 | Fossil Fuel Thermal (Coal, Peat, Oil) | Generation | Electricity | PJ | Dispatch-Generation | VOM | 0 | [6 empty] | 0.49363 | 0
LCP_Inputs_ON_Diverse_IEA_2023_05_05 | 2038 | Fossil Fuel Thermal (Coal, Peat, Oil) | Generation | Electricity | QC | Dispatch-Generation | EmissionsCost | 0 | [6 empty] | 0.49363 | 0
LCP_Inputs_ON_Diverse_IEA_2023_05_05 | 2038 | Fossil Fuel Thermal (Coal, Peat, Oil) | Generation | Electricity | QC | Dispatch-Generation | FuelCost | 0 | [6 empty] | 0.49363 | 0
LCP_Inputs_ON_Diverse_IEA_2023_05_05 | 2038 | Fossil Fuel Thermal (Coal, Peat, Oil) | Generation | Electricity | QC | Dispatch-Generation | VOM | 0 | [6 empty] | 0.49363 | 0
LCP_Inputs_ON_Diverse_IEA_2023_05_05 | 2038 | Fossil Fuel Thermal (Coal, Peat, Oil) | Generation | Electricity | WC | Dispatch-Generation | EmissionsCost | 0 | [6 empty] | 0.49363 | 0
LCP_Inputs_ON_Diverse_IEA_2023_05_05 | 2038 | Fossil Fuel Thermal (Coal, Peat, Oil) | Generation | Electricity | WC | Dispatch-Generation | FuelCost | 0 | [6 empty] | 0.49363 | 0
LCP_Inputs_ON_Diverse_IEA_2023_05_05 | 2038 | Fossil Fuel Thermal (Coal, Peat, Oil) | Generation | Electricity | WC | Dispatch-Generation | VOM | 0 | [6 empty] | 0.49363 | 0
LCP_Inputs_ON_Diverse_IEA_2023_05_05 | 2038 | Generic - Generator | Generation | Electricity | MI | Dispatch-Generation | EmissionsCost | 0 | [6 empty] | 0.49363 | 0
LCP_Inputs_ON_Diverse_IEA_2023_05_05 | 2038 | Generic - Generator | Generation | Electricity | MI | Dispatch-Generation | FuelCost | 1917502431.2477 | [6 empty] | 0.49363 | 946533122.1715
LCP_Inputs_ON_Diverse_IEA_2023_05_05 | 2038 | Generic - Generator | Generation | Electricity | MI | Dispatch-Generation | VOM | 66961520.9547 | [6 empty] | 0.49363 | 33054089.7689
LCP_Inputs_ON_Diverse_IEA_2023_05_05 | 2038 | Generic - Generator | Generation | Electricity | NY | Dispatch-Generation | EmissionsCost | 0 | [6 empty] | 0.49363 | 0
LCP_Inputs_ON_Diverse_IEA_2023_05_05 | 2038 | Generic - Generator | Generation | Electricity | NY | Dispatch-Generation | FuelCost | 920281288.6875 | [6 empty] | 0.49363 | 454276723.3367
LCP_Inputs_ON_Diverse_IEA_2023_05_05 | 2038 | Generic - Generator | Generation | Electricity | NY | Dispatch-Generation | VOM | 32137343.7616 | [6 empty] | 0.49363 | 15863896.6153
LCP_Inputs_ON_Diverse_IEA_2023_05_05 | 2038 | Generic - Generator | Generation | Electricity | ON | Dispatch-Generation | EmissionsCost | 0 | [6 empty] | 0.49363 | 0
LCP_Inputs_ON_Diverse_IEA_2023_05_05 | 2038 | Generic - Generator | Generation | Electricity | ON | Dispatch-Generation | FuelCost | 0 | [6 empty] | 0.49363 | 0
LCP_Inputs_ON_Diverse_IEA_2023_05_05 | 2038 | Generic - Generator | Generation | Electricity | ON | Dispatch-Generation | VOM | 0 | [6 empty] | 0.49363 | 0
LCP_Inputs_ON_Diverse_IEA_2023_05_05 | 2038 | Generic - Generator | Generation | Electricity | PJ | Dispatch-Generation | EmissionsCost | 0 | [6 empty] | 0.49363 | 0
LCP_Inputs_ON_Diverse_IEA_2023_05_05 | 2038 | Generic - Generator | Generation | Electricity | PJ | Dispatch-Generation | FuelCost | 7259171776.6988 | [6 empty] | 0.49363 | 3583331324.2302
LCP_Inputs_ON_Diverse_IEA_2023_05_05 | 2038 | Generic - Generator | Generation | Electricity | PJ | Dispatch-Generation | VOM | 253499122.1485 | [6 empty] | 0.49363 | 125134295.3442
LCP_Inputs_ON_Diverse_IEA_2023_05_05 | 2038 | Generic - Generator | Generation | Electricity | QC | Dispatch-Generation | EmissionsCost | 0 | [6 empty] | 0.49363 | 0
LCP_Inputs_ON_Diverse_IEA_2023_05_05 | 2038 | Generic - Generator | Generation | Electricity | QC | Dispatch-Generation | FuelCost | 0 | [6 empty] | 0.49363 | 0
LCP_Inputs_ON_Diverse_IEA_2023_05_05 | 2038 | Generic - Generator | Generation | Electricity | QC | Dispatch-Generation | VOM | 0 | [6 empty] | 0.49363 | 0
LCP_Inputs_ON_Diverse_IEA_2023_05_05 | 2038 | Generic - Generator | Generation | Electricity | WC | Dispatch-Generation | EmissionsCost | 0 | [6 empty] | 0.49363 | 0
LCP_Inputs_ON_Diverse_IEA_2023_05_05 | 2038 | Generic - Generator | Generation | Electricity | WC | Dispatch-Generation | FuelCost | 1737227.6587 | [6 empty] | 0.49363 | 857544.4249
LCP_Inputs_ON_Diverse_IEA_2023_05_05 | 2038 | Generic - Generator | Generation | Electricity | WC | Dispatch-Generation | VOM | 60666.1063 | [6 empty] | 0.49363 | 29946.496
LCP_Inputs_ON_Diverse_IEA_2023_05_05 | 2038 | H2 Import - QC | Import | Hydrogen | MI | Dispatch-Import | EmissionsCost | 0 | [6 empty] | 0.49363 | 0
LCP_Inputs_ON_Diverse_IEA_2023_05_05 | 2038 | H2 Import - QC | Import | Hydrogen | MI | Dispatch-Import | FuelCost | 0 | [6 empty] | 0.49363 | 0
LCP_Inputs_ON_Diverse_IEA_2023_05_05 | 2038 | H2 Import - QC | Import | Hydrogen | MI | Dispatch-Import | VOM | 0 | [6 empty] | 0.49363 | 0
LCP_Inputs_ON_Diverse_IEA_2023_05_05 | 2038 | H2 Import - QC | Import | Hydrogen | NY | Dispatch-Import | EmissionsCost | 0 | [6 empty] | 0.49363 | 0
LCP_Inputs_ON_Diverse_IEA_2023_05_05 | 2038 | H2 Import - QC | Import | Hydrogen | NY | Dispatch-Import | FuelCost | 0 | [6 empty] | 0.49363 | 0
LCP_Inputs_ON_Diverse_IEA_2023_05_05 | 2038 | H2 Import - QC | Import | Hydrogen | NY | Dispatch-Import | VOM | 0 | [6 empty] | 0.49363 | 0
LCP_Inputs_ON_Diverse_IEA_2023_05_05 | 2038 | H2 Import - QC | Import | Hydrogen | ON | Dispatch-Import | EmissionsCost | 0 | [6 empty] | 0.49363 | 0
LCP_Inputs_ON_Diverse_IEA_2023_05_05 | 2038 | H2 Import - QC | Import | Hydrogen | ON | Dispatch-Import | FuelCost | 0 | [6 empty] | 0.49363 | 0
LCP_Inputs_ON_Diverse_IEA_2023_05_05 | 2038 | H2 Import - QC | Import | Hydrogen | ON | Dispatch-Import | VOM | 0 | [6 empty] | 0.49363 | 0
LCP_Inputs_ON_Diverse_IEA_2023_05_05 | 2038 | H2 Import - QC | Import | Hydrogen | PJ | Dispatch-Import | EmissionsCost | 0 | [6 empty] | 0.49363 | 0
LCP_Inputs_ON_Diverse_IEA_2023_05_05 | 2038 | H2 Import - QC | Import | Hydrogen | PJ | Dispatch-Import | FuelCost | 0 | [6 empty] | 0.49363 | 0
LCP_Inputs_ON_Diverse_IEA_2023_05_05 | 2038 | H2 Import - QC | Import | Hydrogen | PJ | Dispatch-Import | VOM | 0 | [6 empty] | 0.49363 | 0
LCP_Inputs_ON_Diverse_IEA_2023_05_05 | 2038 | H2 Import - QC | Import | Hydrogen | QC | Dispatch-Import | EmissionsCost | 0 | [6 empty] | 0.49363 | 0
LCP_Inputs_ON_Diverse_IEA_2023_05_05 | 2038 | H2 Import - QC | Import | Hydrogen | QC | Dispatch-Import | FuelCost | 0 | [6 empty] | 0.49363 | 0
LCP_Inputs_ON_Diverse_IEA_2023_05_05 | 2038 | H2 Import - QC | Import | Hydrogen | QC | Dispatch-Import | VOM | 0 | [6 empty] | 0.49363 | 0
LCP_Inputs_ON_Diverse_IEA_2023_05_05 | 2038 | H2 Import - QC | Import | Hydrogen | WC | Dispatch-Import | EmissionsCost | 0 | [6 empty] | 0.49363 | 0
LCP_Inputs_ON_Diverse_IEA_2023_05_05 | 2038 | H2 Import - QC | Import | Hydrogen | WC | Dispatch-Import | FuelCost | 0 | [6 empty] | 0.49363 | 0
LCP_Inputs_ON_Diverse_IEA_2023_05_05 | 2038 | H2 Import - QC | Import | Hydrogen | WC | Dispatch-Import | VOM | 0 | [6 empty] | 0.49363 | 0
LCP_Inputs_ON_Diverse_IEA_2023_05_05 | 2038 | H2 Import - WC | Import | Hydrogen | MI | Dispatch-Import | EmissionsCost | 0 | [6 empty] | 0.49363 | 0
LCP_Inputs_ON_Diverse_IEA_2023_05_05 | 2038 | H2 Import - WC | Import | Hydrogen | MI | Dispatch-Import | FuelCost | 0 | [6 empty] | 0.49363 | 0
LCP_Inputs_ON_Diverse_IEA_2023_05_05 | 2038 | H2 Import - WC | Import | Hydrogen | MI | Dispatch-Import | VOM | 0 | [6 empty] | 0.49363 | 0
LCP_Inputs_ON_Diverse_IEA_2023_05_05 | 2038 | H2 Import - WC | Import | Hydrogen | NY | Dispatch-Import | EmissionsCost | 0 | [6 empty] | 0.49363 | 0
LCP_Inputs_ON_Diverse_IEA_2023_05_05 | 2038 | H2 Import - WC | Import | Hydrogen | NY | Dispatch-Import | FuelCost | 0 | [6 empty] | 0.49363 | 0
LCP_Inputs_ON_Diverse_IEA_2023_05_05 | 2038 | H2 Import - WC | Import | Hydrogen | NY | Dispatch-Import | VOM | 0 | [6 empty] | 0.49363 | 0
LCP_Inputs_ON_Diverse_IEA_2023_05_05 | 2038 | H2 Import - WC | Import | Hydrogen | ON | Dispatch-Import | EmissionsCost | 0 | [6 empty] | 0.49363 | 0
LCP_Inputs_ON_Diverse_IEA_2023_05_05 | 2038 | H2 Import - WC | Import | Hydrogen | ON | Dispatch-Import | FuelCost | 0 | [6 empty] | 0.49363 | 0
LCP_Inputs_ON_Diverse_IEA_2023_05_05 | 2038 | H2 Import - WC | Import | Hydrogen | ON | Dispatch-Import | VOM | 0 | [6 empty] | 0.49363 | 0
LCP_Inputs_ON_Diverse_IEA_2023_05_05 | 2038 | H2 Import - WC | Import | Hydrogen | PJ | Dispatch-Import | EmissionsCost | 0 | [6 empty] | 0.49363 | 0
LCP_Inputs_ON_Diverse_IEA_2023_05_05 | 2038 | H2 Import - WC | Import | Hydrogen | PJ | Dispatch-Import | FuelCost | 0 | [6 empty] | 0.49363 | 0
LCP_Inputs_ON_Diverse_IEA_2023_05_05 | 2038 | H2 Import - WC | Import | Hydrogen | PJ | Dispatch-Import | VOM | 0 | [6 empty] | 0.49363 | 0
LCP_Inputs_ON_Diverse_IEA_2023_05_05 | 2038 | H2 Import - WC | Import | Hydrogen | QC | Dispatch-Import | EmissionsCost | 0 | [6 empty] | 0.49363 | 0
LCP_Inputs_ON_Diverse_IEA_2023_05_05 | 2038 | H2 Import - WC | Import | Hydrogen | QC | Dispatch-Import | FuelCost | 0 | [6 empty] | 0.49363 | 0
LCP_Inputs_ON_Diverse_IEA_2023_05_05 | 2038 | H2 Import - WC | Import | Hydrogen | QC | Dispatch-Import | VOM | 0 | [6 empty] | 0.49363 | 0
LCP_Inputs_ON_Diverse_IEA_2023_05_05 | 2038 | H2 Import - WC | Import | Hydrogen | WC | Dispatch-Import | EmissionsCost | 0 | [6 empty] | 0.49363 | 0
LCP_Inputs_ON_Diverse_IEA_2023_05_05 | 2038 | H2 Import - WC | Import | Hydrogen | WC | Dispatch-Import | FuelCost | 0 | [6 empty] | 0.49363 | 0
LCP_Inputs_ON_Diverse_IEA_2023_05_05 | 2038 | H2 Import - WC | Import | Hydrogen | WC | Dispatch-Import | VOM | 0 | [6 empty] | 0.49363 | 0
LCP_Inputs_ON_Diverse_IEA_2023_05_05 | 2038 | H2 Salt Cavern Storage - ON | Storage | Hydrogen | MI | Dispatch-Storage | EmissionsCost | 0 | [6 empty] | 0.49363 | 0
LCP_Inputs_ON_Diverse_IEA_2023_05_05 | 2038 | H2 Salt Cavern Storage - ON | Storage | Hydrogen | MI | Dispatch-Storage | FuelCost | 0 | [6 empty] | 0.49363 | 0
LCP_Inputs_ON_Diverse_IEA_2023_05_05 | 2038 | H2 Salt Cavern Storage - ON | Storage | Hydrogen | MI | Dispatch-Storage | VOM | 0 | [6 empty] | 0.49363 | 0
LCP_Inputs_ON_Diverse_IEA_2023_05_05 | 2038 | H2 Salt Cavern Storage - ON | Storage | Hydrogen | NY | Dispatch-Storage | EmissionsCost | 0 | [6 empty] | 0.49363 | 0
LCP_Inputs_ON_Diverse_IEA_2023_05_05 | 2038 | H2 Salt Cavern Storage - ON | Storage | Hydrogen | NY | Dispatch-Storage | FuelCost | 0 | [6 empty] | 0.49363 | 0
LCP_Inputs_ON_Diverse_IEA_2023_05_05 | 2038 | H2 Salt Cavern Storage - ON | Storage | Hydrogen | NY | Dispatch-Storage | VOM | 0 | [6 empty] | 0.49363 | 0
LCP_Inputs_ON_Diverse_IEA_2023_05_05 | 2038 | H2 Salt Cavern Storage - ON | Storage | Hydrogen | ON | Dispatch-Storage | EmissionsCost | 0 | [6 empty] | 0.49363 | 0
LCP_Inputs_ON_Diverse_IEA_2023_05_05 | 2038 | H2 Salt Cavern Storage - ON | Storage | Hydrogen | ON | Dispatch-Storage | FuelCost | 0 | [6 empty] | 0.49363 | 0
LCP_Inputs_ON_Diverse_IEA_2023_05_05 | 2038 | H2 Salt Cavern Storage - ON | Storage | Hydrogen | ON | Dispatch-Storage | VOM | 12624010.6118 | [6 empty] | 0.49363 | 6231566.6379
LCP_Inputs_ON_Diverse_IEA_2023_05_05 | 2038 | H2 Salt Cavern Storage - ON | Storage | Hydrogen | PJ | Dispatch-Storage | EmissionsCost | 0 | [6 empty] | 0.49363 | 0
LCP_Inputs_ON_Diverse_IEA_2023_05_05 | 2038 | H2 Salt Cavern Storage - ON | Storage | Hydrogen | PJ | Dispatch-Storage | FuelCost | 0 | [6 empty] | 0.49363 | 0
LCP_Inputs_ON_Diverse_IEA_2023_05_05 | 2038 | H2 Salt Cavern Storage - ON | Storage | Hydrogen | PJ | Dispatch-Storage | VOM | 0 | [6 empty] | 0.49363 | 0
LCP_Inputs_ON_Diverse_IEA_2023_05_05 | 2038 | H2 Salt Cavern Storage - ON | Storage | Hydrogen | QC | Dispatch-Storage | EmissionsCost | 0 | [6 empty] | 0.49363 | 0
LCP_Inputs_ON_Diverse_IEA_2023_05_05 | 2038 | H2 Salt Cavern Storage - ON | Storage | Hydrogen | QC | Dispatch-Storage | FuelCost | 0 | [6 empty] | 0.49363 | 0
LCP_Inputs_ON_Diverse_IEA_2023_05_05 | 2038 | H2 Salt Cavern Storage - ON | Storage | Hydrogen | QC | Dispatch-Storage | VOM | 0 | [6 empty] | 0.49363 | 0
LCP_Inputs_ON_Diverse_IEA_2023_05_05 | 2038 | H2 Salt Cavern Storage - ON | Storage | Hydrogen | WC | Dispatch-Storage | EmissionsCost | 0 | [6 empty] | 0.49363 | 0
LCP_Inputs_ON_Diverse_IEA_2023_05_05 | 2038 | H2 Salt Cavern Storage - ON | Storage | Hydrogen | WC | Dispatch-Storage | FuelCost | 0 | [6 empty] | 0.49363 | 0
LCP_Inputs_ON_Diverse_IEA_2023_05_05 | 2038 | H2 Salt Cavern Storage - ON | Storage | Hydrogen | WC | Dispatch-Storage | VOM | 0 | [6 empty] | 0.49363 | 0
LCP_Inputs_ON_Diverse_IEA_2023_05_05 | 2038 | Hydro | Generation | Electricity | MI | Dispatch-Generation | EmissionsCost | 0 | [6 empty] | 0.49363 | 0
LCP_Inputs_ON_Diverse_IEA_2023_05_05 | 2038 | Hydro | Generation | Electricity | MI | Dispatch-Generation | FuelCost | 0 | [6 empty] | 0.49363 | 0
LCP_Inputs_ON_Diverse_IEA_2023_05_05 | 2038 | Hydro | Generation | Electricity | MI | Dispatch-Generation | VOM | 0 | [6 empty] | 0.49363 | 0
LCP_Inputs_ON_Diverse_IEA_2023_05_05 | 2038 | Hydro | Generation | Electricity | NY | Dispatch-Generation | EmissionsCost | 0 | [6 empty] | 0.49363 | 0
LCP_Inputs_ON_Diverse_IEA_2023_05_05 | 2038 | Hydro | Generation | Electricity | NY | Dispatch-Generation | FuelCost | 0 | [6 empty] | 0.49363 | 0
LCP_Inputs_ON_Diverse_IEA_2023_05_05 | 2038 | Hydro | Generation | Electricity | NY | Dispatch-Generation | VOM | 0 | [6 empty] | 0.49363 | 0
LCP_Inputs_ON_Diverse_IEA_2023_05_05 | 2038 | Hydro | Generation | Electricity | ON | Dispatch-Generation | EmissionsCost | 0 | [6 empty] | 0.49363 | 0
LCP_Inputs_ON_Diverse_IEA_2023_05_05 | 2038 | Hydro | Generation | Electricity | ON | Dispatch-Generation | FuelCost | 0 | [6 empty] | 0.49363 | 0
LCP_Inputs_ON_Diverse_IEA_2023_05_05 | 2038 | Hydro | Generation | Electricity | ON | Dispatch-Generation | VOM | 0 | [6 empty] | 0.49363 | 0
LCP_Inputs_ON_Diverse_IEA_2023_05_05 | 2038 | Hydro | Generation | Electricity | PJ | Dispatch-Generation | EmissionsCost | 0 | [6 empty] | 0.49363 | 0
LCP_Inputs_ON_Diverse_IEA_2023_05_05 | 2038 | Hydro | Generation | Electricity | PJ | Dispatch-Generation | FuelCost | 0 | [6 empty] | 0.49363 | 0
LCP_Inputs_ON_Diverse_IEA_2023_05_05 | 2038 | Hydro | Generation | Electricity | PJ | Dispatch-Generation | VOM | 0 | [6 empty] | 0.49363 | 0
LCP_Inputs_ON_Diverse_IEA_2023_05_05 | 2038 | Hydro | Generation | Electricity | QC | Dispatch-Generation | EmissionsCost | 0 | [6 empty] | 0.49363 | 0
LCP_Inputs_ON_Diverse_IEA_2023_05_05 | 2038 | Hydro | Generation | Electricity | QC | Dispatch-Generation | FuelCost | 0 | [6 empty] | 0.49363 | 0
LCP_Inputs_ON_Diverse_IEA_2023_05_05 | 2038 | Hydro | Generation | Electricity | QC | Dispatch-Generation | VOM | 0 | [6 empty] | 0.49363 | 0
LCP_Inputs_ON_Diverse_IEA_2023_05_05 | 2038 | Hydro | Generation | Electricity | WC | Dispatch-Generation | EmissionsCost | 0 | [6 empty] | 0.49363 | 0
LCP_Inputs_ON_Diverse_IEA_2023_05_05 | 2038 | Hydro | Generation | Electricity | WC | Dispatch-Generation | FuelCost | 0 | [6 empty] | 0.49363 | 0
LCP_Inputs_ON_Diverse_IEA_2023_05_05 | 2038 | Hydro | Generation | Electricity | WC | Dispatch-Generation | VOM | 0 | [6 empty] | 0.49363 | 0
LCP_Inputs_ON_Diverse_IEA_2023_05_05 | 2038 | Hydro Pumped Storage | Storage | Electricity | MI | Dispatch-Storage | EmissionsCost | 0 | [6 empty] | 0.49363 | 0
LCP_Inputs_ON_Diverse_IEA_2023_05_05 | 2038 | Hydro Pumped Storage | Storage | Electricity | MI | Dispatch-Storage | FuelCost | 0 | [6 empty] | 0.49363 | 0
LCP_Inputs_ON_Diverse_IEA_2023_05_05 | 2038 | Hydro Pumped Storage | Storage | Electricity | MI | Dispatch-Storage | VOM | 0 | [6 empty] | 0.49363 | 0
LCP_Inputs_ON_Diverse_IEA_2023_05_05 | 2038 | Hydro Pumped Storage | Storage | Electricity | NY | Dispatch-Storage | EmissionsCost | 0 | [6 empty] | 0.49363 | 0
LCP_Inputs_ON_Diverse_IEA_2023_05_05 | 2038 | Hydro Pumped Storage | Storage | Electricity | NY | Dispatch-Storage | FuelCost | 0 | [6 empty] | 0.49363 | 0
LCP_Inputs_ON_Diverse_IEA_2023_05_05 | 2038 | Hydro Pumped Storage | Storage | Electricity | NY | Dispatch-Storage | VOM | 0 | [6 empty] | 0.49363 | 0
LCP_Inputs_ON_Diverse_IEA_2023_05_05 | 2038 | Hydro Pumped Storage | Storage | Electricity | ON | Dispatch-Storage | EmissionsCost | 0 | [6 empty] | 0.49363 | 0
LCP_Inputs_ON_Diverse_IEA_2023_05_05 | 2038 | Hydro Pumped Storage | Storage | Electricity | ON | Dispatch-Storage | FuelCost | 0 | [6 empty] | 0.49363 | 0
LCP_Inputs_ON_Diverse_IEA_2023_05_05 | 2038 | Hydro Pumped Storage | Storage | Electricity | ON | Dispatch-Storage | VOM | 0 | [6 empty] | 0.49363 | 0
LCP_Inputs_ON_Diverse_IEA_2023_05_05 | 2038 | Hydro Pumped Storage | Storage | Electricity | PJ | Dispatch-Storage | EmissionsCost | 0 | [6 empty] | 0.49363 | 0
LCP_Inputs_ON_Diverse_IEA_2023_05_05 | 2038 | Hydro Pumped Storage | Storage | Electricity | PJ | Dispatch-Storage | FuelCost | 0 | [6 empty] | 0.49363 | 0
LCP_Inputs_ON_Diverse_IEA_2023_05_05 | 2038 | Hydro Pumped Storage | Storage | Electricity | PJ | Dispatch-Storage | VOM | 0 | [6 empty] | 0.49363 | 0
LCP_Inputs_ON_Diverse_IEA_2023_05_05 | 2038 | Hydro Pumped Storage | Storage | Electricity | QC | Dispatch-Storage | EmissionsCost | 0 | [6 empty] | 0.49363 | 0
LCP_Inputs_ON_Diverse_IEA_2023_05_05 | 2038 | Hydro Pumped Storage | Storage | Electricity | QC | Dispatch-Storage | FuelCost | 0 | [6 empty] | 0.49363 | 0
LCP_Inputs_ON_Diverse_IEA_2023_05_05 | 2038 | Hydro Pumped Storage | Storage | Electricity | QC | Dispatch-Storage | VOM | 0 | [6 empty] | 0.49363 | 0
LCP_Inputs_ON_Diverse_IEA_2023_05_05 | 2038 | Hydro Pumped Storage | Storage | Electricity | WC | Dispatch-Storage | EmissionsCost | 0 | [6 empty] | 0.49363 | 0
LCP_Inputs_ON_Diverse_IEA_2023_05_05 | 2038 | Hydro Pumped Storage | Storage | Electricity | WC | Dispatch-Storage | FuelCost | 0 | [6 empty] | 0.49363 | 0
LCP_Inputs_ON_Diverse_IEA_2023_05_05 | 2038 | Hydro Pumped Storage | Storage | Electricity | WC | Dispatch-Storage | VOM | 0 | [6 empty] | 0.49363 | 0
LCP_Inputs_ON_Diverse_IEA_2023_05_05 | 2038 | Nuclear | Generation | Electricity | MI | Dispatch-Generation | EmissionsCost | 0 | [6 empty] | 0.49363 | 0
LCP_Inputs_ON_Diverse_IEA_2023_05_05 | 2038 | Nuclear | Generation | Electricity | MI | Dispatch-Generation | FuelCost | 0 | [6 empty] | 0.49363 | 0
LCP_Inputs_ON_Diverse_IEA_2023_05_05 | 2038 | Nuclear | Generation | Electricity | MI | Dispatch-Generation | VOM | 2762866296.96 | [6 empty] | 0.49363 | 1363828498.7739
LCP_Inputs_ON_Diverse_IEA_2023_05_05 | 2038 | Nuclear | Generation | Electricity | NY | Dispatch-Generation | EmissionsCost | 0 | [6 empty] | 0.49363 | 0
LCP_Inputs_ON_Diverse_IEA_2023_05_05 | 2038 | Nuclear | Generation | Electricity | NY | Dispatch-Generation | FuelCost | 0 | [6 empty] | 0.49363 | 0
LCP_Inputs_ON_Diverse_IEA_2023_05_05 | 2038 | Nuclear | Generation | Electricity | NY | Dispatch-Generation | VOM | 2246155230.144 | [6 empty] | 0.49363 | 1108765385.7557
LCP_Inputs_ON_Diverse_IEA_2023_05_05 | 2038 | Nuclear | Generation | Electricity | ON | Dispatch-Generation | EmissionsCost | 0 | [6 empty] | 0.49363 | 0
LCP_Inputs_ON_Diverse_IEA_2023_05_05 | 2038 | Nuclear | Generation | Electricity | ON | Dispatch-Generation | FuelCost | 0 | [6 empty] | 0.49363 | 0
LCP_Inputs_ON_Diverse_IEA_2023_05_05 | 2038 | Nuclear | Generation | Electricity | ON | Dispatch-Generation | VOM | 6921207719.0302 | [6 empty] | 0.49363 | 3416502761.4739
LCP_Inputs_ON_Diverse_IEA_2023_05_05 | 2038 | Nuclear | Generation | Electricity | PJ | Dispatch-Generation | EmissionsCost | 0 | [6 empty] | 0.49363 | 0
LCP_Inputs_ON_Diverse_IEA_2023_05_05 | 2038 | Nuclear | Generation | Electricity | PJ | Dispatch-Generation | FuelCost | 0 | [6 empty] | 0.49363 | 0
LCP_Inputs_ON_Diverse_IEA_2023_05_05 | 2038 | Nuclear | Generation | Electricity | PJ | Dispatch-Generation | VOM | 6401347648.6848 | [6 empty] | 0.49363 | 3159885211.7605
LCP_Inputs_ON_Diverse_IEA_2023_05_05 | 2038 | Nuclear | Generation | Electricity | QC | Dispatch-Generation | EmissionsCost | 0 | [6 empty] | 0.49363 | 0
LCP_Inputs_ON_Diverse_IEA_2023_05_05 | 2038 | Nuclear | Generation | Electricity | QC | Dispatch-Generation | FuelCost | 0 | [6 empty] | 0.49363 | 0
LCP_Inputs_ON_Diverse_IEA_2023_05_05 | 2038 | Nuclear | Generation | Electricity | QC | Dispatch-Generation | VOM | 0 | [6 empty] | 0.49363 | 0
LCP_Inputs_ON_Diverse_IEA_2023_05_05 | 2038 | Nuclear | Generation | Electricity | WC | Dispatch-Generation | EmissionsCost | 0 | [6 empty] | 0.49363 | 0
LCP_Inputs_ON_Diverse_IEA_2023_05_05 | 2038 | Nuclear | Generation | Electricity | WC | Dispatch-Generation | FuelCost | 0 | [6 empty] | 0.49363 | 0
LCP_Inputs_ON_Diverse_IEA_2023_05_05 | 2038 | Nuclear | Generation | Electricity | WC | Dispatch-Generation | VOM | 0 | [6 empty] | 0.49363 | 0
LCP_Inputs_ON_Diverse_IEA_2023_05_05 | 2038 | Nuclear SMR | Generation | Electricity | MI | Dispatch-Generation | EmissionsCost | 0 | [6 empty] | 0.49363 | 0
LCP_Inputs_ON_Diverse_IEA_2023_05_05 | 2038 | Nuclear SMR | Generation | Electricity | MI | Dispatch-Generation | FuelCost | 0 | [6 empty] | 0.49363 | 0
LCP_Inputs_ON_Diverse_IEA_2023_05_05 | 2038 | Nuclear SMR | Generation | Electricity | MI | Dispatch-Generation | VOM | 0 | [6 empty] | 0.49363 | 0
LCP_Inputs_ON_Diverse_IEA_2023_05_05 | 2038 | Nuclear SMR | Generation | Electricity | NY | Dispatch-Generation | EmissionsCost | 0 | [6 empty] | 0.49363 | 0
LCP_Inputs_ON_Diverse_IEA_2023_05_05 | 2038 | Nuclear SMR | Generation | Electricity | NY | Dispatch-Generation | FuelCost | 0 | [6 empty] | 0.49363 | 0
LCP_Inputs_ON_Diverse_IEA_2023_05_05 | 2038 | Nuclear SMR | Generation | Electricity | NY | Dispatch-Generation | VOM | 0 | [6 empty] | 0.49363 | 0
LCP_Inputs_ON_Diverse_IEA_2023_05_05 | 2038 | Nuclear SMR | Generation | Electricity | ON | Dispatch-Generation | EmissionsCost | 0 | [6 empty] | 0.49363 | 0
LCP_Inputs_ON_Diverse_IEA_2023_05_05 | 2038 | Nuclear SMR | Generation | Electricity | ON | Dispatch-Generation | FuelCost | 0 | [6 empty] | 0.49363 | 0
LCP_Inputs_ON_Diverse_IEA_2023_05_05 | 2038 | Nuclear SMR | Generation | Electricity | ON | Dispatch-Generation | VOM | 18960361.2 | [6 empty] | 0.49363 | 9359367.4729
LCP_Inputs_ON_Diverse_IEA_2023_05_05 | 2038 | Nuclear SMR | Generation | Electricity | PJ | Dispatch-Generation | EmissionsCost | 0 | [6 empty] | 0.49363 | 0
LCP_Inputs_ON_Diverse_IEA_2023_05_05 | 2038 | Nuclear SMR | Generation | Electricity | PJ | Dispatch-Generation | FuelCost | 0 | [6 empty] | 0.49363 | 0
LCP_Inputs_ON_Diverse_IEA_2023_05_05 | 2038 | Nuclear SMR | Generation | Electricity | PJ | Dispatch-Generation | VOM | 0 | [6 empty] | 0.49363 | 0
LCP_Inputs_ON_Diverse_IEA_2023_05_05 | 2038 | Nuclear SMR | Generation | Electricity | QC | Dispatch-Generation | EmissionsCost | 0 | [6 empty] | 0.49363 | 0
LCP_Inputs_ON_Diverse_IEA_2023_05_05 | 2038 | Nuclear SMR | Generation | Electricity | QC | Dispatch-Generation | FuelCost | 0 | [6 empty] | 0.49363 | 0
LCP_Inputs_ON_Diverse_IEA_2023_05_05 | 2038 | Nuclear SMR | Generation | Electricity | QC | Dispatch-Generation | VOM | 0 | [6 empty] | 0.49363 | 0
LCP_Inputs_ON_Diverse_IEA_2023_05_05 | 2038 | Nuclear SMR | Generation | Electricity | WC | Dispatch-Generation | EmissionsCost | 0 | [6 empty] | 0.49363 | 0
LCP_Inputs_ON_Diverse_IEA_2023_05_05 | 2038 | Nuclear SMR | Generation | Electricity | WC | Dispatch-Generation | FuelCost | 0 | [6 empty] | 0.49363 | 0
LCP_Inputs_ON_Diverse_IEA_2023_05_05 | 2038 | Nuclear SMR | Generation | Electricity | WC | Dispatch-Generation | VOM | 0 | [6 empty] | 0.49363 | 0
LCP_Inputs_ON_Diverse_IEA_2023_05_05 | 2038 | O/CCGT - CH4 Existing | Crossload | Electricity | MI | Dispatch-Crossload | EmissionsCost | 0 | [6 empty] | 0.49363 | 0
LCP_Inputs_ON_Diverse_IEA_2023_05_05 | 2038 | O/CCGT - CH4 Existing | Crossload | Electricity | MI | Dispatch-Crossload | FuelCost | 0 | [6 empty] | 0.49363 | 0
LCP_Inputs_ON_Diverse_IEA_2023_05_05 | 2038 | O/CCGT - CH4 Existing | Crossload | Electricity | MI | Dispatch-Crossload | VOM | 0 | [6 empty] | 0.49363 | 0
LCP_Inputs_ON_Diverse_IEA_2023_05_05 | 2038 | O/CCGT - CH4 Existing | Crossload | Electricity | NY | Dispatch-Crossload | EmissionsCost | 0 | [6 empty] | 0.49363 | 0
LCP_Inputs_ON_Diverse_IEA_2023_05_05 | 2038 | O/CCGT - CH4 Existing | Crossload | Electricity | NY | Dispatch-Crossload | FuelCost | 0 | [6 empty] | 0.49363 | 0
LCP_Inputs_ON_Diverse_IEA_2023_05_05 | 2038 | O/CCGT - CH4 Existing | Crossload | Electricity | NY | Dispatch-Crossload | VOM | 0 | [6 empty] | 0.49363 | 0
LCP_Inputs_ON_Diverse_IEA_2023_05_05 | 2038 | O/CCGT - CH4 Existing | Crossload | Electricity | ON | Dispatch-Crossload | EmissionsCost | 4650844.1284 | [6 empty] | 0.49363 | 2295787.4482
LCP_Inputs_ON_Diverse_IEA_2023_05_05 | 2038 | O/CCGT - CH4 Existing | Crossload | Electricity | ON | Dispatch-Crossload | FuelCost | 0 | [6 empty] | 0.49363 | 0
LCP_Inputs_ON_Diverse_IEA_2023_05_05 | 2038 | O/CCGT - CH4 Existing | Crossload | Electricity | ON | Dispatch-Crossload | VOM | 286217.1645 | [6 empty] | 0.49363 | 141284.8411
LCP_Inputs_ON_Diverse_IEA_2023_05_05 | 2038 | O/CCGT - CH4 Existing | Crossload | Electricity | PJ | Dispatch-Crossload | EmissionsCost | 0 | [6 empty] | 0.49363 | 0
LCP_Inputs_ON_Diverse_IEA_2023_05_05 | 2038 | O/CCGT - CH4 Existing | Crossload | Electricity | PJ | Dispatch-Crossload | FuelCost | 0 | [6 empty] | 0.49363 | 0
LCP_Inputs_ON_Diverse_IEA_2023_05_05 | 2038 | O/CCGT - CH4 Existing | Crossload | Electricity | PJ | Dispatch-Crossload | VOM | 0 | [6 empty] | 0.49363 | 0
LCP_Inputs_ON_Diverse_IEA_2023_05_05 | 2038 | O/CCGT - CH4 Existing | Crossload | Electricity | QC | Dispatch-Crossload | EmissionsCost | 0 | [6 empty] | 0.49363 | 0
LCP_Inputs_ON_Diverse_IEA_2023_05_05 | 2038 | O/CCGT - CH4 Existing | Crossload | Electricity | QC | Dispatch-Crossload | FuelCost | 0 | [6 empty] | 0.49363 | 0
LCP_Inputs_ON_Diverse_IEA_2023_05_05 | 2038 | O/CCGT - CH4 Existing | Crossload | Electricity | QC | Dispatch-Crossload | VOM | 0 | [6 empty] | 0.49363 | 0
LCP_Inputs_ON_Diverse_IEA_2023_05_05 | 2038 | O/CCGT - CH4 Existing | Crossload | Electricity | WC | Dispatch-Crossload | EmissionsCost | 0 | [6 empty] | 0.49363 | 0
LCP_Inputs_ON_Diverse_IEA_2023_05_05 | 2038 | O/CCGT - CH4 Existing | Crossload | Electricity | WC | Dispatch-Crossload | FuelCost | 0 | [6 empty] | 0.49363 | 0
LCP_Inputs_ON_Diverse_IEA_2023_05_05 | 2038 | O/CCGT - CH4 Existing | Crossload | Electricity | WC | Dispatch-Crossload | VOM | 0 | [6 empty] | 0.49363 | 0
LCP_Inputs_ON_Diverse_IEA_2023_05_05 | 2038 | O/CCGT - CH4 New | Crossload | Electricity | MI | Dispatch-Crossload | EmissionsCost | 0 | [6 empty] | 0.49363 | 0
LCP_Inputs_ON_Diverse_IEA_2023_05_05 | 2038 | O/CCGT - CH4 New | Crossload | Electricity | MI | Dispatch-Crossload | FuelCost | 0 | [6 empty] | 0.49363 | 0
LCP_Inputs_ON_Diverse_IEA_2023_05_05 | 2038 | O/CCGT - CH4 New | Crossload | Electricity | MI | Dispatch-Crossload | VOM | 0 | [6 empty] | 0.49363 | 0
LCP_Inputs_ON_Diverse_IEA_2023_05_05 | 2038 | O/CCGT - CH4 New | Crossload | Electricity | NY | Dispatch-Crossload | EmissionsCost | 0 | [6 empty] | 0.49363 | 0
LCP_Inputs_ON_Diverse_IEA_2023_05_05 | 2038 | O/CCGT - CH4 New | Crossload | Electricity | NY | Dispatch-Crossload | FuelCost | 0 | [6 empty] | 0.49363 | 0
LCP_Inputs_ON_Diverse_IEA_2023_05_05 | 2038 | O/CCGT - CH4 New | Crossload | Electricity | NY | Dispatch-Crossload | VOM | 0 | [6 empty] | 0.49363 | 0
LCP_Inputs_ON_Diverse_IEA_2023_05_05 | 2038 | O/CCGT - CH4 New | Crossload | Electricity | ON | Dispatch-Crossload | EmissionsCost | 205377.4597 | [6 empty] | 0.49363 | 101380.0895
LCP_Inputs_ON_Diverse_IEA_2023_05_05 | 2038 | O/CCGT - CH4 New | Crossload | Electricity | ON | Dispatch-Crossload | FuelCost | 0 | [6 empty] | 0.49363 | 0
LCP_Inputs_ON_Diverse_IEA_2023_05_05 | 2038 | O/CCGT - CH4 New | Crossload | Electricity | ON | Dispatch-Crossload | VOM | 12639.1151 | [6 empty] | 0.49363 | 6239.0226
LCP_Inputs_ON_Diverse_IEA_2023_05_05 | 2038 | O/CCGT - CH4 New | Crossload | Electricity | PJ | Dispatch-Crossload | EmissionsCost | 0 | [6 empty] | 0.49363 | 0
LCP_Inputs_ON_Diverse_IEA_2023_05_05 | 2038 | O/CCGT - CH4 New | Crossload | Electricity | PJ | Dispatch-Crossload | FuelCost | 0 | [6 empty] | 0.49363 | 0
LCP_Inputs_ON_Diverse_IEA_2023_05_05 | 2038 | O/CCGT - CH4 New | Crossload | Electricity | PJ | Dispatch-Crossload | VOM | 0 | [6 empty] | 0.49363 | 0
LCP_Inputs_ON_Diverse_IEA_2023_05_05 | 2038 | O/CCGT - CH4 New | Crossload | Electricity | QC | Dispatch-Crossload | EmissionsCost | 0 | [6 empty] | 0.49363 | 0
LCP_Inputs_ON_Diverse_IEA_2023_05_05 | 2038 | O/CCGT - CH4 New | Crossload | Electricity | QC | Dispatch-Crossload | FuelCost | 0 | [6 empty] | 0.49363 | 0
LCP_Inputs_ON_Diverse_IEA_2023_05_05 | 2038 | O/CCGT - CH4 New | Crossload | Electricity | QC | Dispatch-Crossload | VOM | 0 | [6 empty] | 0.49363 | 0
LCP_Inputs_ON_Diverse_IEA_2023_05_05 | 2038 | O/CCGT - CH4 New | Crossload | Electricity | WC | Dispatch-Crossload | EmissionsCost | 0 | [6 empty] | 0.49363 | 0
LCP_Inputs_ON_Diverse_IEA_2023_05_05 | 2038 | O/CCGT - CH4 New | Crossload | Electricity | WC | Dispatch-Crossload | FuelCost | 0 | [6 empty] | 0.49363 | 0
LCP_Inputs_ON_Diverse_IEA_2023_05_05 | 2038 | O/CCGT - CH4 New | Crossload | Electricity | WC | Dispatch-Crossload | VOM | 0 | [6 empty] | 0.49363 | 0
LCP_Inputs_ON_Diverse_IEA_2023_05_05 | 2038 | O/CCGT - H2 New | Crossload | Electricity | MI | Dispatch-Crossload | EmissionsCost | 0 | [6 empty] | 0.49363 | 0
LCP_Inputs_ON_Diverse_IEA_2023_05_05 | 2038 | O/CCGT - H2 New | Crossload | Electricity | MI | Dispatch-Crossload | FuelCost | 0 | [6 empty] | 0.49363 | 0
LCP_Inputs_ON_Diverse_IEA_2023_05_05 | 2038 | O/CCGT - H2 New | Crossload | Electricity | MI | Dispatch-Crossload | VOM | 0 | [6 empty] | 0.49363 | 0
LCP_Inputs_ON_Diverse_IEA_2023_05_05 | 2038 | O/CCGT - H2 New | Crossload | Electricity | NY | Dispatch-Crossload | EmissionsCost | 0 | [6 empty] | 0.49363 | 0
LCP_Inputs_ON_Diverse_IEA_2023_05_05 | 2038 | O/CCGT - H2 New | Crossload | Electricity | NY | Dispatch-Crossload | FuelCost | 0 | [6 empty] | 0.49363 | 0
LCP_Inputs_ON_Diverse_IEA_2023_05_05 | 2038 | O/CCGT - H2 New | Crossload | Electricity | NY | Dispatch-Crossload | VOM | 0 | [6 empty] | 0.49363 | 0
LCP_Inputs_ON_Diverse_IEA_2023_05_05 | 2038 | O/CCGT - H2 New | Crossload | Electricity | ON | Dispatch-Crossload | EmissionsCost | 0 | [6 empty] | 0.49363 | 0
LCP_Inputs_ON_Diverse_IEA_2023_05_05 | 2038 | O/CCGT - H2 New | Crossload | Electricity | ON | Dispatch-Crossload | FuelCost | 0 | [6 empty] | 0.49363 | 0
LCP_Inputs_ON_Diverse_IEA_2023_05_05 | 2038 | O/CCGT - H2 New | Crossload | Electricity | ON | Dispatch-Crossload | VOM | 0 | [6 empty] | 0.49363 | 0
LCP_Inputs_ON_Diverse_IEA_2023_05_05 | 2038 | O/CCGT - H2 New | Crossload | Electricity | PJ | Dispatch-Crossload | EmissionsCost | 0 | [6 empty] | 0.49363 | 0
LCP_Inputs_ON_Diverse_IEA_2023_05_05 | 2038 | O/CCGT - H2 New | Crossload | Electricity | PJ | Dispatch-Crossload | FuelCost | 0 | [6 empty] | 0.49363 | 0
LCP_Inputs_ON_Diverse_IEA_2023_05_05 | 2038 | O/CCGT - H2 New | Crossload | Electricity | PJ | Dispatch-Crossload | VOM | 0 | [6 empty] | 0.49363 | 0
LCP_Inputs_ON_Diverse_IEA_2023_05_05 | 2038 | O/CCGT - H2 New | Crossload | Electricity | QC | Dispatch-Crossload | EmissionsCost | 0 | [6 empty] | 0.49363 | 0
LCP_Inputs_ON_Diverse_IEA_2023_05_05 | 2038 | O/CCGT - H2 New | Crossload | Electricity | QC | Dispatch-Crossload | FuelCost | 0 | [6 empty] | 0.49363 | 0
LCP_Inputs_ON_Diverse_IEA_2023_05_05 | 2038 | O/CCGT - H2 New | Crossload | Electricity | QC | Dispatch-Crossload | VOM | 0 | [6 empty] | 0.49363 | 0
LCP_Inputs_ON_Diverse_IEA_2023_05_05 | 2038 | O/CCGT - H2 New | Crossload | Electricity | WC | Dispatch-Crossload | EmissionsCost | 0 | [6 empty] | 0.49363 | 0
LCP_Inputs_ON_Diverse_IEA_2023_05_05 | 2038 | O/CCGT - H2 New | Crossload | Electricity | WC | Dispatch-Crossload | FuelCost | 0 | [6 empty] | 0.49363 | 0
LCP_Inputs_ON_Diverse_IEA_2023_05_05 | 2038 | O/CCGT - H2 New | Crossload | Electricity | WC | Dispatch-Crossload | VOM | 0 | [6 empty] | 0.49363 | 0
LCP_Inputs_ON_Diverse_IEA_2023_05_05 | 2038 | SMR CCS | Generation | Hydrogen | MI | Dispatch-Generation | EmissionsCost | 0 | [6 empty] | 0.49363 | 0
LCP_Inputs_ON_Diverse_IEA_2023_05_05 | 2038 | SMR CCS | Generation | Hydrogen | MI | Dispatch-Generation | FuelCost | 0 | [6 empty] | 0.49363 | 0
LCP_Inputs_ON_Diverse_IEA_2023_05_05 | 2038 | SMR CCS | Generation | Hydrogen | MI | Dispatch-Generation | VOM | 0 | [6 empty] | 0.49363 | 0
LCP_Inputs_ON_Diverse_IEA_2023_05_05 | 2038 | SMR CCS | Generation | Hydrogen | NY | Dispatch-Generation | EmissionsCost | 0 | [6 empty] | 0.49363 | 0
LCP_Inputs_ON_Diverse_IEA_2023_05_05 | 2038 | SMR CCS | Generation | Hydrogen | NY | Dispatch-Generation | FuelCost | 0 | [6 empty] | 0.49363 | 0
LCP_Inputs_ON_Diverse_IEA_2023_05_05 | 2038 | SMR CCS | Generation | Hydrogen | NY | Dispatch-Generation | VOM | 0 | [6 empty] | 0.49363 | 0
LCP_Inputs_ON_Diverse_IEA_2023_05_05 | 2038 | SMR CCS | Generation | Hydrogen | ON | Dispatch-Generation | EmissionsCost | 398520751.9847 | [6 empty] | 0.49363 | 196721049.9862
LCP_Inputs_ON_Diverse_IEA_2023_05_05 | 2038 | SMR CCS | Generation | Hydrogen | ON | Dispatch-Generation | FuelCost | 628171752.4376 | [6 empty] | 0.49363 | 310083241.8282
LCP_Inputs_ON_Diverse_IEA_2023_05_05 | 2038 | SMR CCS | Generation | Hydrogen | ON | Dispatch-Generation | VOM | 0 | [6 empty] | 0.49363 | 0
LCP_Inputs_ON_Diverse_IEA_2023_05_05 | 2038 | SMR CCS | Generation | Hydrogen | PJ | Dispatch-Generation | EmissionsCost | 0 | [6 empty] | 0.49363 | 0
LCP_Inputs_ON_Diverse_IEA_2023_05_05 | 2038 | SMR CCS | Generation | Hydrogen | PJ | Dispatch-Generation | FuelCost | 0 | [6 empty] | 0.49363 | 0
LCP_Inputs_ON_Diverse_IEA_2023_05_05 | 2038 | SMR CCS | Generation | Hydrogen | PJ | Dispatch-Generation | VOM | 0 | [6 empty] | 0.49363 | 0
LCP_Inputs_ON_Diverse_IEA_2023_05_05 | 2038 | SMR CCS | Generation | Hydrogen | QC | Dispatch-Generation | EmissionsCost | 0 | [6 empty] | 0.49363 | 0
LCP_Inputs_ON_Diverse_IEA_2023_05_05 | 2038 | SMR CCS | Generation | Hydrogen | QC | Dispatch-Generation | FuelCost | 0 | [6 empty] | 0.49363 | 0
LCP_Inputs_ON_Diverse_IEA_2023_05_05 | 2038 | SMR CCS | Generation | Hydrogen | QC | Dispatch-Generation | VOM | 0 | [6 empty] | 0.49363 | 0
LCP_Inputs_ON_Diverse_IEA_2023_05_05 | 2038 | SMR CCS | Generation | Hydrogen | WC | Dispatch-Generation | EmissionsCost | 0 | [6 empty] | 0.49363 | 0
LCP_Inputs_ON_Diverse_IEA_2023_05_05 | 2038 | SMR CCS | Generation | Hydrogen | WC | Dispatch-Generation | FuelCost | 0 | [6 empty] | 0.49363 | 0
LCP_Inputs_ON_Diverse_IEA_2023_05_05 | 2038 | SMR CCS | Generation | Hydrogen | WC | Dispatch-Generation | VOM | 0 | [6 empty] | 0.49363 | 0
LCP_Inputs_ON_Diverse_IEA_2023_05_05 | 2038 | Solar PV | Generation | Electricity | MI | Dispatch-Generation | EmissionsCost | 0 | [6 empty] | 0.49363 | 0
LCP_Inputs_ON_Diverse_IEA_2023_05_05 | 2038 | Solar PV | Generation | Electricity | MI | Dispatch-Generation | FuelCost | 0 | [6 empty] | 0.49363 | 0
LCP_Inputs_ON_Diverse_IEA_2023_05_05 | 2038 | Solar PV | Generation | Electricity | MI | Dispatch-Generation | VOM | 0 | [6 empty] | 0.49363 | 0
LCP_Inputs_ON_Diverse_IEA_2023_05_05 | 2038 | Solar PV | Generation | Electricity | NY | Dispatch-Generation | EmissionsCost | 0 | [6 empty] | 0.49363 | 0
LCP_Inputs_ON_Diverse_IEA_2023_05_05 | 2038 | Solar PV | Generation | Electricity | NY | Dispatch-Generation | FuelCost | 0 | [6 empty] | 0.49363 | 0
LCP_Inputs_ON_Diverse_IEA_2023_05_05 | 2038 | Solar PV | Generation | Electricity | NY | Dispatch-Generation | VOM | 0 | [6 empty] | 0.49363 | 0
LCP_Inputs_ON_Diverse_IEA_2023_05_05 | 2038 | Solar PV | Generation | Electricity | ON | Dispatch-Generation | EmissionsCost | 0 | [6 empty] | 0.49363 | 0
LCP_Inputs_ON_Diverse_IEA_2023_05_05 | 2038 | Solar PV | Generation | Electricity | ON | Dispatch-Generation | FuelCost | 0 | [6 empty] | 0.49363 | 0
LCP_Inputs_ON_Diverse_IEA_2023_05_05 | 2038 | Solar PV | Generation | Electricity | ON | Dispatch-Generation | VOM | 0 | [6 empty] | 0.49363 | 0
LCP_Inputs_ON_Diverse_IEA_2023_05_05 | 2038 | Solar PV | Generation | Electricity | PJ | Dispatch-Generation | EmissionsCost | 0 | [6 empty] | 0.49363 | 0
LCP_Inputs_ON_Diverse_IEA_2023_05_05 | 2038 | Solar PV | Generation | Electricity | PJ | Dispatch-Generation | FuelCost | 0 | [6 empty] | 0.49363 | 0
LCP_Inputs_ON_Diverse_IEA_2023_05_05 | 2038 | Solar PV | Generation | Electricity | PJ | Dispatch-Generation | VOM | 0 | [6 empty] | 0.49363 | 0
LCP_Inputs_ON_Diverse_IEA_2023_05_05 | 2038 | Solar PV | Generation | Electricity | QC | Dispatch-Generation | EmissionsCost | 0 | [6 empty] | 0.49363 | 0
LCP_Inputs_ON_Diverse_IEA_2023_05_05 | 2038 | Solar PV | Generation | Electricity | QC | Dispatch-Generation | FuelCost | 0 | [6 empty] | 0.49363 | 0
LCP_Inputs_ON_Diverse_IEA_2023_05_05 | 2038 | Solar PV | Generation | Electricity | QC | Dispatch-Generation | VOM | 0 | [6 empty] | 0.49363 | 0
LCP_Inputs_ON_Diverse_IEA_2023_05_05 | 2038 | Solar PV | Generation | Electricity | WC | Dispatch-Generation | EmissionsCost | 0 | [6 empty] | 0.49363 | 0
LCP_Inputs_ON_Diverse_IEA_2023_05_05 | 2038 | Solar PV | Generation | Electricity | WC | Dispatch-Generation | FuelCost | 0 | [6 empty] | 0.49363 | 0
LCP_Inputs_ON_Diverse_IEA_2023_05_05 | 2038 | Solar PV | Generation | Electricity | WC | Dispatch-Generation | VOM | 0 | [6 empty] | 0.49363 | 0
LCP_Inputs_ON_Diverse_IEA_2023_05_05 | 2038 | Wind Offshore | Generation | Electricity | MI | Dispatch-Generation | EmissionsCost | 0 | [6 empty] | 0.49363 | 0
LCP_Inputs_ON_Diverse_IEA_2023_05_05 | 2038 | Wind Offshore | Generation | Electricity | MI | Dispatch-Generation | FuelCost | 0 | [6 empty] | 0.49363 | 0
LCP_Inputs_ON_Diverse_IEA_2023_05_05 | 2038 | Wind Offshore | Generation | Electricity | MI | Dispatch-Generation | VOM | 0 | [6 empty] | 0.49363 | 0
LCP_Inputs_ON_Diverse_IEA_2023_05_05 | 2038 | Wind Offshore | Generation | Electricity | NY | Dispatch-Generation | EmissionsCost | 0 | [6 empty] | 0.49363 | 0
LCP_Inputs_ON_Diverse_IEA_2023_05_05 | 2038 | Wind Offshore | Generation | Electricity | NY | Dispatch-Generation | FuelCost | 0 | [6 empty] | 0.49363 | 0
LCP_Inputs_ON_Diverse_IEA_2023_05_05 | 2038 | Wind Offshore | Generation | Electricity | NY | Dispatch-Generation | VOM | 0 | [6 empty] | 0.49363 | 0
LCP_Inputs_ON_Diverse_IEA_2023_05_05 | 2038 | Wind Offshore | Generation | Electricity | ON | Dispatch-Generation | EmissionsCost | 0 | [6 empty] | 0.49363 | 0
LCP_Inputs_ON_Diverse_IEA_2023_05_05 | 2038 | Wind Offshore | Generation | Electricity | ON | Dispatch-Generation | FuelCost | 0 | [6 empty] | 0.49363 | 0
LCP_Inputs_ON_Diverse_IEA_2023_05_05 | 2038 | Wind Offshore | Generation | Electricity | ON | Dispatch-Generation | VOM | 0 | [6 empty] | 0.49363 | 0
LCP_Inputs_ON_Diverse_IEA_2023_05_05 | 2038 | Wind Offshore | Generation | Electricity | PJ | Dispatch-Generation | EmissionsCost | 0 | [6 empty] | 0.49363 | 0
LCP_Inputs_ON_Diverse_IEA_2023_05_05 | 2038 | Wind Offshore | Generation | Electricity | PJ | Dispatch-Generation | FuelCost | 0 | [6 empty] | 0.49363 | 0
LCP_Inputs_ON_Diverse_IEA_2023_05_05 | 2038 | Wind Offshore | Generation | Electricity | PJ | Dispatch-Generation | VOM | 0 | [6 empty] | 0.49363 | 0
LCP_Inputs_ON_Diverse_IEA_2023_05_05 | 2038 | Wind Offshore | Generation | Electricity | QC | Dispatch-Generation | EmissionsCost | 0 | [6 empty] | 0.49363 | 0
LCP_Inputs_ON_Diverse_IEA_2023_05_05 | 2038 | Wind Offshore | Generation | Electricity | QC | Dispatch-Generation | FuelCost | 0 | [6 empty] | 0.49363 | 0
LCP_Inputs_ON_Diverse_IEA_2023_05_05 | 2038 | Wind Offshore | Generation | Electricity | QC | Dispatch-Generation | VOM | 0 | [6 empty] | 0.49363 | 0
LCP_Inputs_ON_Diverse_IEA_2023_05_05 | 2038 | Wind Offshore | Generation | Electricity | WC | Dispatch-Generation | EmissionsCost | 0 | [6 empty] | 0.49363 | 0
LCP_Inputs_ON_Diverse_IEA_2023_05_05 | 2038 | Wind Offshore | Generation | Electricity | WC | Dispatch-Generation | FuelCost | 0 | [6 empty] | 0.49363 | 0
LCP_Inputs_ON_Diverse_IEA_2023_05_05 | 2038 | Wind Offshore | Generation | Electricity | WC | Dispatch-Generation | VOM | 0 | [6 empty] | 0.49363 | 0
LCP_Inputs_ON_Diverse_IEA_2023_05_05 | 2038 | Wind Onshore | Generation | Electricity | MI | Dispatch-Generation | EmissionsCost | 0 | [6 empty] | 0.49363 | 0
LCP_Inputs_ON_Diverse_IEA_2023_05_05 | 2038 | Wind Onshore | Generation | Electricity | MI | Dispatch-Generation | FuelCost | 0 | [6 empty] | 0.49363 | 0
LCP_Inputs_ON_Diverse_IEA_2023_05_05 | 2038 | Wind Onshore | Generation | Electricity | MI | Dispatch-Generation | VOM | 0 | [6 empty] | 0.49363 | 0
LCP_Inputs_ON_Diverse_IEA_2023_05_05 | 2038 | Wind Onshore | Generation | Electricity | NY | Dispatch-Generation | EmissionsCost | 0 | [6 empty] | 0.49363 | 0
LCP_Inputs_ON_Diverse_IEA_2023_05_05 | 2038 | Wind Onshore | Generation | Electricity | NY | Dispatch-Generation | FuelCost | 0 | [6 empty] | 0.49363 | 0
LCP_Inputs_ON_Diverse_IEA_2023_05_05 | 2038 | Wind Onshore | Generation | Electricity | NY | Dispatch-Generation | VOM | 0 | [6 empty] | 0.49363 | 0
LCP_Inputs_ON_Diverse_IEA_2023_05_05 | 2038 | Wind Onshore | Generation | Electricity | ON | Dispatch-Generation | EmissionsCost | 0 | [6 empty] | 0.49363 | 0
LCP_Inputs_ON_Diverse_IEA_2023_05_05 | 2038 | Wind Onshore | Generation | Electricity | ON | Dispatch-Generation | FuelCost | 0 | [6 empty] | 0.49363 | 0
LCP_Inputs_ON_Diverse_IEA_2023_05_05 | 2038 | Wind Onshore | Generation | Electricity | ON | Dispatch-Generation | VOM | 0 | [6 empty] | 0.49363 | 0
LCP_Inputs_ON_Diverse_IEA_2023_05_05 | 2038 | Wind Onshore | Generation | Electricity | PJ | Dispatch-Generation | EmissionsCost | 0 | [6 empty] | 0.49363 | 0
LCP_Inputs_ON_Diverse_IEA_2023_05_05 | 2038 | Wind Onshore | Generation | Electricity | PJ | Dispatch-Generation | FuelCost | 0 | [6 empty] | 0.49363 | 0
LCP_Inputs_ON_Diverse_IEA_2023_05_05 | 2038 | Wind Onshore | Generation | Electricity | PJ | Dispatch-Generation | VOM | 0 | [6 empty] | 0.49363 | 0
LCP_Inputs_ON_Diverse_IEA_2023_05_05 | 2038 | Wind Onshore | Generation | Electricity | QC | Dispatch-Generation | EmissionsCost | 0 | [6 empty] | 0.49363 | 0
LCP_Inputs_ON_Diverse_IEA_2023_05_05 | 2038 | Wind Onshore | Generation | Electricity | QC | Dispatch-Generation | FuelCost | 0 | [6 empty] | 0.49363 | 0
LCP_Inputs_ON_Diverse_IEA_2023_05_05 | 2038 | Wind Onshore | Generation | Electricity | QC | Dispatch-Generation | VOM | 0 | [6 empty] | 0.49363 | 0
LCP_Inputs_ON_Diverse_IEA_2023_05_05 | 2038 | Wind Onshore | Generation | Electricity | WC | Dispatch-Generation | EmissionsCost | 0 | [6 empty] | 0.49363 | 0
LCP_Inputs_ON_Diverse_IEA_2023_05_05 | 2038 | Wind Onshore | Generation | Electricity | WC | Dispatch-Generation | FuelCost | 0 | [6 empty] | 0.49363 | 0
LCP_Inputs_ON_Diverse_IEA_2023_05_05 | 2038 | Wind Onshore | Generation | Electricity | WC | Dispatch-Generation | VOM | 0 | [6 empty] | 0.49363 | 0
LCP_Inputs_ON_Diverse_IEA_2023_05_05 | 2039 | Anaerobic Digestion | Generation | Methane | MI | Dispatch-Generation | EmissionsCost | 0 | [6 empty] | 0.47464 | 0
LCP_Inputs_ON_Diverse_IEA_2023_05_05 | 2039 | Anaerobic Digestion | Generation | Methane | MI | Dispatch-Generation | FuelCost | 0 | [6 empty] | 0.47464 | 0
LCP_Inputs_ON_Diverse_IEA_2023_05_05 | 2039 | Anaerobic Digestion | Generation | Methane | MI | Dispatch-Generation | VOM | 0 | [6 empty] | 0.47464 | 0
LCP_Inputs_ON_Diverse_IEA_2023_05_05 | 2039 | Anaerobic Digestion | Generation | Methane | NY | Dispatch-Generation | EmissionsCost | 0 | [6 empty] | 0.47464 | 0
LCP_Inputs_ON_Diverse_IEA_2023_05_05 | 2039 | Anaerobic Digestion | Generation | Methane | NY | Dispatch-Generation | FuelCost | 0 | [6 empty] | 0.47464 | 0
LCP_Inputs_ON_Diverse_IEA_2023_05_05 | 2039 | Anaerobic Digestion | Generation | Methane | NY | Dispatch-Generation | VOM | 0 | [6 empty] | 0.47464 | 0
LCP_Inputs_ON_Diverse_IEA_2023_05_05 | 2039 | Anaerobic Digestion | Generation | Methane | ON | Dispatch-Generation | EmissionsCost | 1840449.9197 | [6 empty] | 0.47464 | 873555.6112
LCP_Inputs_ON_Diverse_IEA_2023_05_05 | 2039 | Anaerobic Digestion | Generation | Methane | ON | Dispatch-Generation | FuelCost | 0 | [6 empty] | 0.47464 | 0
LCP_Inputs_ON_Diverse_IEA_2023_05_05 | 2039 | Anaerobic Digestion | Generation | Methane | ON | Dispatch-Generation | VOM | 862230000 | [6 empty] | 0.47464 | 409250937.2881
LCP_Inputs_ON_Diverse_IEA_2023_05_05 | 2039 | Anaerobic Digestion | Generation | Methane | PJ | Dispatch-Generation | EmissionsCost | 0 | [6 empty] | 0.47464 | 0
LCP_Inputs_ON_Diverse_IEA_2023_05_05 | 2039 | Anaerobic Digestion | Generation | Methane | PJ | Dispatch-Generation | FuelCost | 0 | [6 empty] | 0.47464 | 0
LCP_Inputs_ON_Diverse_IEA_2023_05_05 | 2039 | Anaerobic Digestion | Generation | Methane | PJ | Dispatch-Generation | VOM | 0 | [6 empty] | 0.47464 | 0
LCP_Inputs_ON_Diverse_IEA_2023_05_05 | 2039 | Anaerobic Digestion | Generation | Methane | QC | Dispatch-Generation | EmissionsCost | 0 | [6 empty] | 0.47464 | 0
LCP_Inputs_ON_Diverse_IEA_2023_05_05 | 2039 | Anaerobic Digestion | Generation | Methane | QC | Dispatch-Generation | FuelCost | 0 | [6 empty] | 0.47464 | 0
LCP_Inputs_ON_Diverse_IEA_2023_05_05 | 2039 | Anaerobic Digestion | Generation | Methane | QC | Dispatch-Generation | VOM | 0 | [6 empty] | 0.47464 | 0
LCP_Inputs_ON_Diverse_IEA_2023_05_05 | 2039 | Anaerobic Digestion | Generation | Methane | WC | Dispatch-Generation | EmissionsCost | 0 | [6 empty] | 0.47464 | 0
LCP_Inputs_ON_Diverse_IEA_2023_05_05 | 2039 | Anaerobic Digestion | Generation | Methane | WC | Dispatch-Generation | FuelCost | 0 | [6 empty] | 0.47464 | 0
LCP_Inputs_ON_Diverse_IEA_2023_05_05 | 2039 | Anaerobic Digestion | Generation | Methane | WC | Dispatch-Generation | VOM | 0 | [6 empty] | 0.47464 | 0
LCP_Inputs_ON_Diverse_IEA_2023_05_05 | 2039 | Battery Storage | Storage | Electricity | MI | Dispatch-Storage | EmissionsCost | 0 | [6 empty] | 0.47464 | 0
LCP_Inputs_ON_Diverse_IEA_2023_05_05 | 2039 | Battery Storage | Storage | Electricity | MI | Dispatch-Storage | FuelCost | 0 | [6 empty] | 0.47464 | 0
LCP_Inputs_ON_Diverse_IEA_2023_05_05 | 2039 | Battery Storage | Storage | Electricity | MI | Dispatch-Storage | VOM | 0 | [6 empty] | 0.47464 | 0
LCP_Inputs_ON_Diverse_IEA_2023_05_05 | 2039 | Battery Storage | Storage | Electricity | NY | Dispatch-Storage | EmissionsCost | 0 | [6 empty] | 0.47464 | 0
LCP_Inputs_ON_Diverse_IEA_2023_05_05 | 2039 | Battery Storage | Storage | Electricity | NY | Dispatch-Storage | FuelCost | 0 | [6 empty] | 0.47464 | 0
LCP_Inputs_ON_Diverse_IEA_2023_05_05 | 2039 | Battery Storage | Storage | Electricity | NY | Dispatch-Storage | VOM | 0 | [6 empty] | 0.47464 | 0
LCP_Inputs_ON_Diverse_IEA_2023_05_05 | 2039 | Battery Storage | Storage | Electricity | ON | Dispatch-Storage | EmissionsCost | 0 | [6 empty] | 0.47464 | 0
LCP_Inputs_ON_Diverse_IEA_2023_05_05 | 2039 | Battery Storage | Storage | Electricity | ON | Dispatch-Storage | FuelCost | 0 | [6 empty] | 0.47464 | 0
LCP_Inputs_ON_Diverse_IEA_2023_05_05 | 2039 | Battery Storage | Storage | Electricity | ON | Dispatch-Storage | VOM | 0 | [6 empty] | 0.47464 | 0
LCP_Inputs_ON_Diverse_IEA_2023_05_05 | 2039 | Battery Storage | Storage | Electricity | PJ | Dispatch-Storage | EmissionsCost | 0 | [6 empty] | 0.47464 | 0
LCP_Inputs_ON_Diverse_IEA_2023_05_05 | 2039 | Battery Storage | Storage | Electricity | PJ | Dispatch-Storage | FuelCost | 0 | [6 empty] | 0.47464 | 0
LCP_Inputs_ON_Diverse_IEA_2023_05_05 | 2039 | Battery Storage | Storage | Electricity | PJ | Dispatch-Storage | VOM | 0 | [6 empty] | 0.47464 | 0
LCP_Inputs_ON_Diverse_IEA_2023_05_05 | 2039 | Battery Storage | Storage | Electricity | QC | Dispatch-Storage | EmissionsCost | 0 | [6 empty] | 0.47464 | 0
LCP_Inputs_ON_Diverse_IEA_2023_05_05 | 2039 | Battery Storage | Storage | Electricity | QC | Dispatch-Storage | FuelCost | 0 | [6 empty] | 0.47464 | 0
LCP_Inputs_ON_Diverse_IEA_2023_05_05 | 2039 | Battery Storage | Storage | Electricity | QC | Dispatch-Storage | VOM | 0 | [6 empty] | 0.47464 | 0
LCP_Inputs_ON_Diverse_IEA_2023_05_05 | 2039 | Battery Storage | Storage | Electricity | WC | Dispatch-Storage | EmissionsCost | 0 | [6 empty] | 0.47464 | 0
LCP_Inputs_ON_Diverse_IEA_2023_05_05 | 2039 | Battery Storage | Storage | Electricity | WC | Dispatch-Storage | FuelCost | 0 | [6 empty] | 0.47464 | 0
LCP_Inputs_ON_Diverse_IEA_2023_05_05 | 2039 | Battery Storage | Storage | Electricity | WC | Dispatch-Storage | VOM | 0 | [6 empty] | 0.47464 | 0
LCP_Inputs_ON_Diverse_IEA_2023_05_05 | 2039 | Biomass | Generation | Electricity | MI | Dispatch-Generation | EmissionsCost | 0 | [6 empty] | 0.47464 | 0
LCP_Inputs_ON_Diverse_IEA_2023_05_05 | 2039 | Biomass | Generation | Electricity | MI | Dispatch-Generation | FuelCost | 0 | [6 empty] | 0.47464 | 0
LCP_Inputs_ON_Diverse_IEA_2023_05_05 | 2039 | Biomass | Generation | Electricity | MI | Dispatch-Generation | VOM | 0 | [6 empty] | 0.47464 | 0
LCP_Inputs_ON_Diverse_IEA_2023_05_05 | 2039 | Biomass | Generation | Electricity | NY | Dispatch-Generation | EmissionsCost | 0 | [6 empty] | 0.47464 | 0
LCP_Inputs_ON_Diverse_IEA_2023_05_05 | 2039 | Biomass | Generation | Electricity | NY | Dispatch-Generation | FuelCost | 0 | [6 empty] | 0.47464 | 0
LCP_Inputs_ON_Diverse_IEA_2023_05_05 | 2039 | Biomass | Generation | Electricity | NY | Dispatch-Generation | VOM | 0 | [6 empty] | 0.47464 | 0
LCP_Inputs_ON_Diverse_IEA_2023_05_05 | 2039 | Biomass | Generation | Electricity | ON | Dispatch-Generation | EmissionsCost | 0 | [6 empty] | 0.47464 | 0
LCP_Inputs_ON_Diverse_IEA_2023_05_05 | 2039 | Biomass | Generation | Electricity | ON | Dispatch-Generation | FuelCost | 0 | [6 empty] | 0.47464 | 0
LCP_Inputs_ON_Diverse_IEA_2023_05_05 | 2039 | Biomass | Generation | Electricity | ON | Dispatch-Generation | VOM | 0 | [6 empty] | 0.47464 | 0
LCP_Inputs_ON_Diverse_IEA_2023_05_05 | 2039 | Biomass | Generation | Electricity | PJ | Dispatch-Generation | EmissionsCost | 0 | [6 empty] | 0.47464 | 0
LCP_Inputs_ON_Diverse_IEA_2023_05_05 | 2039 | Biomass | Generation | Electricity | PJ | Dispatch-Generation | FuelCost | 0 | [6 empty] | 0.47464 | 0
LCP_Inputs_ON_Diverse_IEA_2023_05_05 | 2039 | Biomass | Generation | Electricity | PJ | Dispatch-Generation | VOM | 0 | [6 empty] | 0.47464 | 0
LCP_Inputs_ON_Diverse_IEA_2023_05_05 | 2039 | Biomass | Generation | Electricity | QC | Dispatch-Generation | EmissionsCost | 0 | [6 empty] | 0.47464 | 0
LCP_Inputs_ON_Diverse_IEA_2023_05_05 | 2039 | Biomass | Generation | Electricity | QC | Dispatch-Generation | FuelCost | 82244.5648 | [6 empty] | 0.47464 | 39036.7596
LCP_Inputs_ON_Diverse_IEA_2023_05_05 | 2039 | Biomass | Generation | Electricity | QC | Dispatch-Generation | VOM | 1055.4719 | [6 empty] | 0.47464 | 500.9717
LCP_Inputs_ON_Diverse_IEA_2023_05_05 | 2039 | Biomass | Generation | Electricity | WC | Dispatch-Generation | EmissionsCost | 0 | [6 empty] | 0.47464 | 0
LCP_Inputs_ON_Diverse_IEA_2023_05_05 | 2039 | Biomass | Generation | Electricity | WC | Dispatch-Generation | FuelCost | 0 | [6 empty] | 0.47464 | 0
LCP_Inputs_ON_Diverse_IEA_2023_05_05 | 2039 | Biomass | Generation | Electricity | WC | Dispatch-Generation | VOM | 0 | [6 empty] | 0.47464 | 0
LCP_Inputs_ON_Diverse_IEA_2023_05_05 | 2039 | Biomass + CCS | Generation | Electricity | MI | Dispatch-Generation | EmissionsCost | 0 | [6 empty] | 0.47464 | 0
LCP_Inputs_ON_Diverse_IEA_2023_05_05 | 2039 | Biomass + CCS | Generation | Electricity | MI | Dispatch-Generation | FuelCost | 0 | [6 empty] | 0.47464 | 0
LCP_Inputs_ON_Diverse_IEA_2023_05_05 | 2039 | Biomass + CCS | Generation | Electricity | MI | Dispatch-Generation | VOM | 0 | [6 empty] | 0.47464 | 0
LCP_Inputs_ON_Diverse_IEA_2023_05_05 | 2039 | Biomass + CCS | Generation | Electricity | NY | Dispatch-Generation | EmissionsCost | 0 | [6 empty] | 0.47464 | 0
LCP_Inputs_ON_Diverse_IEA_2023_05_05 | 2039 | Biomass + CCS | Generation | Electricity | NY | Dispatch-Generation | FuelCost | 0 | [6 empty] | 0.47464 | 0
LCP_Inputs_ON_Diverse_IEA_2023_05_05 | 2039 | Biomass + CCS | Generation | Electricity | NY | Dispatch-Generation | VOM | 0 | [6 empty] | 0.47464 | 0
LCP_Inputs_ON_Diverse_IEA_2023_05_05 | 2039 | Biomass + CCS | Generation | Electricity | ON | Dispatch-Generation | EmissionsCost | 0 | [6 empty] | 0.47464 | 0
LCP_Inputs_ON_Diverse_IEA_2023_05_05 | 2039 | Biomass + CCS | Generation | Electricity | ON | Dispatch-Generation | FuelCost | 0 | [6 empty] | 0.47464 | 0
LCP_Inputs_ON_Diverse_IEA_2023_05_05 | 2039 | Biomass + CCS | Generation | Electricity | ON | Dispatch-Generation | VOM | 0 | [6 empty] | 0.47464 | 0
LCP_Inputs_ON_Diverse_IEA_2023_05_05 | 2039 | Biomass + CCS | Generation | Electricity | PJ | Dispatch-Generation | EmissionsCost | 0 | [6 empty] | 0.47464 | 0
LCP_Inputs_ON_Diverse_IEA_2023_05_05 | 2039 | Biomass + CCS | Generation | Electricity | PJ | Dispatch-Generation | FuelCost | 0 | [6 empty] | 0.47464 | 0
LCP_Inputs_ON_Diverse_IEA_2023_05_05 | 2039 | Biomass + CCS | Generation | Electricity | PJ | Dispatch-Generation | VOM | 0 | [6 empty] | 0.47464 | 0
LCP_Inputs_ON_Diverse_IEA_2023_05_05 | 2039 | Biomass + CCS | Generation | Electricity | QC | Dispatch-Generation | EmissionsCost | 0 | [6 empty] | 0.47464 | 0
LCP_Inputs_ON_Diverse_IEA_2023_05_05 | 2039 | Biomass + CCS | Generation | Electricity | QC | Dispatch-Generation | FuelCost | 0 | [6 empty] | 0.47464 | 0
LCP_Inputs_ON_Diverse_IEA_2023_05_05 | 2039 | Biomass + CCS | Generation | Electricity | QC | Dispatch-Generation | VOM | 0 | [6 empty] | 0.47464 | 0
LCP_Inputs_ON_Diverse_IEA_2023_05_05 | 2039 | Biomass + CCS | Generation | Electricity | WC | Dispatch-Generation | EmissionsCost | 0 | [6 empty] | 0.47464 | 0
LCP_Inputs_ON_Diverse_IEA_2023_05_05 | 2039 | Biomass + CCS | Generation | Electricity | WC | Dispatch-Generation | FuelCost | 0 | [6 empty] | 0.47464 | 0
LCP_Inputs_ON_Diverse_IEA_2023_05_05 | 2039 | Biomass + CCS | Generation | Electricity | WC | Dispatch-Generation | VOM | 0 | [6 empty] | 0.47464 | 0
LCP_Inputs_ON_Diverse_IEA_2023_05_05 | 2039 | CH4 + CCS | Generation | Methane | MI | Dispatch-Generation | EmissionsCost | 0 | [6 empty] | 0.47464 | 0
LCP_Inputs_ON_Diverse_IEA_2023_05_05 | 2039 | CH4 + CCS | Generation | Methane | MI | Dispatch-Generation | FuelCost | 0 | [6 empty] | 0.47464 | 0
LCP_Inputs_ON_Diverse_IEA_2023_05_05 | 2039 | CH4 + CCS | Generation | Methane | MI | Dispatch-Generation | VOM | 0 | [6 empty] | 0.47464 | 0
LCP_Inputs_ON_Diverse_IEA_2023_05_05 | 2039 | CH4 + CCS | Generation | Methane | NY | Dispatch-Generation | EmissionsCost | 0 | [6 empty] | 0.47464 | 0
LCP_Inputs_ON_Diverse_IEA_2023_05_05 | 2039 | CH4 + CCS | Generation | Methane | NY | Dispatch-Generation | FuelCost | 0 | [6 empty] | 0.47464 | 0
LCP_Inputs_ON_Diverse_IEA_2023_05_05 | 2039 | CH4 + CCS | Generation | Methane | NY | Dispatch-Generation | VOM | 0 | [6 empty] | 0.47464 | 0
LCP_Inputs_ON_Diverse_IEA_2023_05_05 | 2039 | CH4 + CCS | Generation | Methane | ON | Dispatch-Generation | EmissionsCost | 36250644.3017 | [6 empty] | 0.47464 | 17206093.6847
LCP_Inputs_ON_Diverse_IEA_2023_05_05 | 2039 | CH4 + CCS | Generation | Methane | ON | Dispatch-Generation | FuelCost | 171398728.1399 | [6 empty] | 0.47464 | 81353107.8033
LCP_Inputs_ON_Diverse_IEA_2023_05_05 | 2039 | CH4 + CCS | Generation | Methane | ON | Dispatch-Generation | VOM | 19178821.6667 | [6 empty] | 0.47464 | 9103082.4063
LCP_Inputs_ON_Diverse_IEA_2023_05_05 | 2039 | CH4 + CCS | Generation | Methane | PJ | Dispatch-Generation | EmissionsCost | 0 | [6 empty] | 0.47464 | 0
LCP_Inputs_ON_Diverse_IEA_2023_05_05 | 2039 | CH4 + CCS | Generation | Methane | PJ | Dispatch-Generation | FuelCost | 0 | [6 empty] | 0.47464 | 0
LCP_Inputs_ON_Diverse_IEA_2023_05_05 | 2039 | CH4 + CCS | Generation | Methane | PJ | Dispatch-Generation | VOM | 0 | [6 empty] | 0.47464 | 0
LCP_Inputs_ON_Diverse_IEA_2023_05_05 | 2039 | CH4 + CCS | Generation | Methane | QC | Dispatch-Generation | EmissionsCost | 0 | [6 empty] | 0.47464 | 0
LCP_Inputs_ON_Diverse_IEA_2023_05_05 | 2039 | CH4 + CCS | Generation | Methane | QC | Dispatch-Generation | FuelCost | 0 | [6 empty] | 0.47464 | 0
LCP_Inputs_ON_Diverse_IEA_2023_05_05 | 2039 | CH4 + CCS | Generation | Methane | QC | Dispatch-Generation | VOM | 0 | [6 empty] | 0.47464 | 0
LCP_Inputs_ON_Diverse_IEA_2023_05_05 | 2039 | CH4 + CCS | Generation | Methane | WC | Dispatch-Generation | EmissionsCost | 0 | [6 empty] | 0.47464 | 0
LCP_Inputs_ON_Diverse_IEA_2023_05_05 | 2039 | CH4 + CCS | Generation | Methane | WC | Dispatch-Generation | FuelCost | 0 | [6 empty] | 0.47464 | 0
LCP_Inputs_ON_Diverse_IEA_2023_05_05 | 2039 | CH4 + CCS | Generation | Methane | WC | Dispatch-Generation | VOM | 0 | [6 empty] | 0.47464 | 0
LCP_Inputs_ON_Diverse_IEA_2023_05_05 | 2039 | CH4 Import - NY 2020 | Import | Methane | MI | Dispatch-Import | EmissionsCost | 0 | [6 empty] | 0.47464 | 0
LCP_Inputs_ON_Diverse_IEA_2023_05_05 | 2039 | CH4 Import - NY 2020 | Import | Methane | MI | Dispatch-Import | FuelCost | 0 | [6 empty] | 0.47464 | 0
LCP_Inputs_ON_Diverse_IEA_2023_05_05 | 2039 | CH4 Import - NY 2020 | Import | Methane | MI | Dispatch-Import | VOM | 0 | [6 empty] | 0.47464 | 0
LCP_Inputs_ON_Diverse_IEA_2023_05_05 | 2039 | CH4 Import - NY 2020 | Import | Methane | NY | Dispatch-Import | EmissionsCost | 0 | [6 empty] | 0.47464 | 0
LCP_Inputs_ON_Diverse_IEA_2023_05_05 | 2039 | CH4 Import - NY 2020 | Import | Methane | NY | Dispatch-Import | FuelCost | 0 | [6 empty] | 0.47464 | 0
LCP_Inputs_ON_Diverse_IEA_2023_05_05 | 2039 | CH4 Import - NY 2020 | Import | Methane | NY | Dispatch-Import | VOM | 0 | [6 empty] | 0.47464 | 0
LCP_Inputs_ON_Diverse_IEA_2023_05_05 | 2039 | CH4 Import - NY 2020 | Import | Methane | ON | Dispatch-Import | EmissionsCost | 0 | [6 empty] | 0.47464 | 0
LCP_Inputs_ON_Diverse_IEA_2023_05_05 | 2039 | CH4 Import - NY 2020 | Import | Methane | ON | Dispatch-Import | FuelCost | 0 | [6 empty] | 0.47464 | 0
LCP_Inputs_ON_Diverse_IEA_2023_05_05 | 2039 | CH4 Import - NY 2020 | Import | Methane | ON | Dispatch-Import | VOM | 0 | [6 empty] | 0.47464 | 0
LCP_Inputs_ON_Diverse_IEA_2023_05_05 | 2039 | CH4 Import - NY 2020 | Import | Methane | PJ | Dispatch-Import | EmissionsCost | 0 | [6 empty] | 0.47464 | 0
LCP_Inputs_ON_Diverse_IEA_2023_05_05 | 2039 | CH4 Import - NY 2020 | Import | Methane | PJ | Dispatch-Import | FuelCost | 0 | [6 empty] | 0.47464 | 0
LCP_Inputs_ON_Diverse_IEA_2023_05_05 | 2039 | CH4 Import - NY 2020 | Import | Methane | PJ | Dispatch-Import | VOM | 0 | [6 empty] | 0.47464 | 0
LCP_Inputs_ON_Diverse_IEA_2023_05_05 | 2039 | CH4 Import - NY 2020 | Import | Methane | QC | Dispatch-Import | EmissionsCost | 0 | [6 empty] | 0.47464 | 0
LCP_Inputs_ON_Diverse_IEA_2023_05_05 | 2039 | CH4 Import - NY 2020 | Import | Methane | QC | Dispatch-Import | FuelCost | 0 | [6 empty] | 0.47464 | 0
LCP_Inputs_ON_Diverse_IEA_2023_05_05 | 2039 | CH4 Import - NY 2020 | Import | Methane | QC | Dispatch-Import | VOM | 0 | [6 empty] | 0.47464 | 0
LCP_Inputs_ON_Diverse_IEA_2023_05_05 | 2039 | CH4 Import - NY 2020 | Import | Methane | WC | Dispatch-Import | EmissionsCost | 0 | [6 empty] | 0.47464 | 0
LCP_Inputs_ON_Diverse_IEA_2023_05_05 | 2039 | CH4 Import - NY 2020 | Import | Methane | WC | Dispatch-Import | FuelCost | 0 | [6 empty] | 0.47464 | 0
LCP_Inputs_ON_Diverse_IEA_2023_05_05 | 2039 | CH4 Import - NY 2020 | Import | Methane | WC | Dispatch-Import | VOM | 0 | [6 empty] | 0.47464 | 0
LCP_Inputs_ON_Diverse_IEA_2023_05_05 | 2039 | CH4 Import - NY 2030 | Import | Methane | MI | Dispatch-Import | EmissionsCost | 0 | [6 empty] | 0.47464 | 0
LCP_Inputs_ON_Diverse_IEA_2023_05_05 | 2039 | CH4 Import - NY 2030 | Import | Methane | MI | Dispatch-Import | FuelCost | 0 | [6 empty] | 0.47464 | 0
LCP_Inputs_ON_Diverse_IEA_2023_05_05 | 2039 | CH4 Import - NY 2030 | Import | Methane | MI | Dispatch-Import | VOM | 0 | [6 empty] | 0.47464 | 0
LCP_Inputs_ON_Diverse_IEA_2023_05_05 | 2039 | CH4 Import - NY 2030 | Import | Methane | NY | Dispatch-Import | EmissionsCost | 1400246087.116 | [6 empty] | 0.47464 | 664616197.0543
LCP_Inputs_ON_Diverse_IEA_2023_05_05 | 2039 | CH4 Import - NY 2030 | Import | Methane | NY | Dispatch-Import | FuelCost | 644356120.8267 | [6 empty] | 0.47464 | 305838751.1402
LCP_Inputs_ON_Diverse_IEA_2023_05_05 | 2039 | CH4 Import - NY 2030 | Import | Methane | NY | Dispatch-Import | VOM | 0 | [6 empty] | 0.47464 | 0
LCP_Inputs_ON_Diverse_IEA_2023_05_05 | 2039 | CH4 Import - NY 2030 | Import | Methane | ON | Dispatch-Import | EmissionsCost | 0 | [6 empty] | 0.47464 | 0
LCP_Inputs_ON_Diverse_IEA_2023_05_05 | 2039 | CH4 Import - NY 2030 | Import | Methane | ON | Dispatch-Import | FuelCost | 0 | [6 empty] | 0.47464 | 0
LCP_Inputs_ON_Diverse_IEA_2023_05_05 | 2039 | CH4 Import - NY 2030 | Import | Methane | ON | Dispatch-Import | VOM | 0 | [6 empty] | 0.47464 | 0
LCP_Inputs_ON_Diverse_IEA_2023_05_05 | 2039 | CH4 Import - NY 2030 | Import | Methane | PJ | Dispatch-Import | EmissionsCost | 0 | [6 empty] | 0.47464 | 0
LCP_Inputs_ON_Diverse_IEA_2023_05_05 | 2039 | CH4 Import - NY 2030 | Import | Methane | PJ | Dispatch-Import | FuelCost | 0 | [6 empty] | 0.47464 | 0
LCP_Inputs_ON_Diverse_IEA_2023_05_05 | 2039 | CH4 Import - NY 2030 | Import | Methane | PJ | Dispatch-Import | VOM | 0 | [6 empty] | 0.47464 | 0
LCP_Inputs_ON_Diverse_IEA_2023_05_05 | 2039 | CH4 Import - NY 2030 | Import | Methane | QC | Dispatch-Import | EmissionsCost | 0 | [6 empty] | 0.47464 | 0
LCP_Inputs_ON_Diverse_IEA_2023_05_05 | 2039 | CH4 Import - NY 2030 | Import | Methane | QC | Dispatch-Import | FuelCost | 0 | [6 empty] | 0.47464 | 0
LCP_Inputs_ON_Diverse_IEA_2023_05_05 | 2039 | CH4 Import - NY 2030 | Import | Methane | QC | Dispatch-Import | VOM | 0 | [6 empty] | 0.47464 | 0
LCP_Inputs_ON_Diverse_IEA_2023_05_05 | 2039 | CH4 Import - NY 2030 | Import | Methane | WC | Dispatch-Import | EmissionsCost | 0 | [6 empty] | 0.47464 | 0
LCP_Inputs_ON_Diverse_IEA_2023_05_05 | 2039 | CH4 Import - NY 2030 | Import | Methane | WC | Dispatch-Import | FuelCost | 0 | [6 empty] | 0.47464 | 0
LCP_Inputs_ON_Diverse_IEA_2023_05_05 | 2039 | CH4 Import - NY 2030 | Import | Methane | WC | Dispatch-Import | VOM | 0 | [6 empty] | 0.47464 | 0
LCP_Inputs_ON_Diverse_IEA_2023_05_05 | 2039 | CH4 Import - NY 2040 | Import | Methane | MI | Dispatch-Import | EmissionsCost | 0 | [6 empty] | 0.47464 | 0
LCP_Inputs_ON_Diverse_IEA_2023_05_05 | 2039 | CH4 Import - NY 2040 | Import | Methane | MI | Dispatch-Import | FuelCost | 0 | [6 empty] | 0.47464 | 0
LCP_Inputs_ON_Diverse_IEA_2023_05_05 | 2039 | CH4 Import - NY 2040 | Import | Methane | MI | Dispatch-Import | VOM | 0 | [6 empty] | 0.47464 | 0
LCP_Inputs_ON_Diverse_IEA_2023_05_05 | 2039 | CH4 Import - NY 2040 | Import | Methane | NY | Dispatch-Import | EmissionsCost | 0 | [6 empty] | 0.47464 | 0
LCP_Inputs_ON_Diverse_IEA_2023_05_05 | 2039 | CH4 Import - NY 2040 | Import | Methane | NY | Dispatch-Import | FuelCost | 0 | [6 empty] | 0.47464 | 0
LCP_Inputs_ON_Diverse_IEA_2023_05_05 | 2039 | CH4 Import - NY 2040 | Import | Methane | NY | Dispatch-Import | VOM | 0 | [6 empty] | 0.47464 | 0
LCP_Inputs_ON_Diverse_IEA_2023_05_05 | 2039 | CH4 Import - NY 2040 | Import | Methane | ON | Dispatch-Import | EmissionsCost | 0 | [6 empty] | 0.47464 | 0
LCP_Inputs_ON_Diverse_IEA_2023_05_05 | 2039 | CH4 Import - NY 2040 | Import | Methane | ON | Dispatch-Import | FuelCost | 0 | [6 empty] | 0.47464 | 0
LCP_Inputs_ON_Diverse_IEA_2023_05_05 | 2039 | CH4 Import - NY 2040 | Import | Methane | ON | Dispatch-Import | VOM | 0 | [6 empty] | 0.47464 | 0
LCP_Inputs_ON_Diverse_IEA_2023_05_05 | 2039 | CH4 Import - NY 2040 | Import | Methane | PJ | Dispatch-Import | EmissionsCost | 0 | [6 empty] | 0.47464 | 0
LCP_Inputs_ON_Diverse_IEA_2023_05_05 | 2039 | CH4 Import - NY 2040 | Import | Methane | PJ | Dispatch-Import | FuelCost | 0 | [6 empty] | 0.47464 | 0
LCP_Inputs_ON_Diverse_IEA_2023_05_05 | 2039 | CH4 Import - NY 2040 | Import | Methane | PJ | Dispatch-Import | VOM | 0 | [6 empty] | 0.47464 | 0
LCP_Inputs_ON_Diverse_IEA_2023_05_05 | 2039 | CH4 Import - NY 2040 | Import | Methane | QC | Dispatch-Import | EmissionsCost | 0 | [6 empty] | 0.47464 | 0
LCP_Inputs_ON_Diverse_IEA_2023_05_05 | 2039 | CH4 Import - NY 2040 | Import | Methane | QC | Dispatch-Import | FuelCost | 0 | [6 empty] | 0.47464 | 0
LCP_Inputs_ON_Diverse_IEA_2023_05_05 | 2039 | CH4 Import - NY 2040 | Import | Methane | QC | Dispatch-Import | VOM | 0 | [6 empty] | 0.47464 | 0
LCP_Inputs_ON_Diverse_IEA_2023_05_05 | 2039 | CH4 Import - NY 2040 | Import | Methane | WC | Dispatch-Import | EmissionsCost | 0 | [6 empty] | 0.47464 | 0
LCP_Inputs_ON_Diverse_IEA_2023_05_05 | 2039 | CH4 Import - NY 2040 | Import | Methane | WC | Dispatch-Import | FuelCost | 0 | [6 empty] | 0.47464 | 0
LCP_Inputs_ON_Diverse_IEA_2023_05_05 | 2039 | CH4 Import - NY 2040 | Import | Methane | WC | Dispatch-Import | VOM | 0 | [6 empty] | 0.47464 | 0
LCP_Inputs_ON_Diverse_IEA_2023_05_05 | 2039 | CH4 Import - NY 2050 | Import | Methane | MI | Dispatch-Import | EmissionsCost | 0 | [6 empty] | 0.47464 | 0
LCP_Inputs_ON_Diverse_IEA_2023_05_05 | 2039 | CH4 Import - NY 2050 | Import | Methane | MI | Dispatch-Import | FuelCost | 0 | [6 empty] | 0.47464 | 0
LCP_Inputs_ON_Diverse_IEA_2023_05_05 | 2039 | CH4 Import - NY 2050 | Import | Methane | MI | Dispatch-Import | VOM | 0 | [6 empty] | 0.47464 | 0
LCP_Inputs_ON_Diverse_IEA_2023_05_05 | 2039 | CH4 Import - NY 2050 | Import | Methane | NY | Dispatch-Import | EmissionsCost | 0 | [6 empty] | 0.47464 | 0
LCP_Inputs_ON_Diverse_IEA_2023_05_05 | 2039 | CH4 Import - NY 2050 | Import | Methane | NY | Dispatch-Import | FuelCost | 0 | [6 empty] | 0.47464 | 0
LCP_Inputs_ON_Diverse_IEA_2023_05_05 | 2039 | CH4 Import - NY 2050 | Import | Methane | NY | Dispatch-Import | VOM | 0 | [6 empty] | 0.47464 | 0
LCP_Inputs_ON_Diverse_IEA_2023_05_05 | 2039 | CH4 Import - NY 2050 | Import | Methane | ON | Dispatch-Import | EmissionsCost | 0 | [6 empty] | 0.47464 | 0
LCP_Inputs_ON_Diverse_IEA_2023_05_05 | 2039 | CH4 Import - NY 2050 | Import | Methane | ON | Dispatch-Import | FuelCost | 0 | [6 empty] | 0.47464 | 0
LCP_Inputs_ON_Diverse_IEA_2023_05_05 | 2039 | CH4 Import - NY 2050 | Import | Methane | ON | Dispatch-Import | VOM | 0 | [6 empty] | 0.47464 | 0
LCP_Inputs_ON_Diverse_IEA_2023_05_05 | 2039 | CH4 Import - NY 2050 | Import | Methane | PJ | Dispatch-Import | EmissionsCost | 0 | [6 empty] | 0.47464 | 0
LCP_Inputs_ON_Diverse_IEA_2023_05_05 | 2039 | CH4 Import - NY 2050 | Import | Methane | PJ | Dispatch-Import | FuelCost | 0 | [6 empty] | 0.47464 | 0
LCP_Inputs_ON_Diverse_IEA_2023_05_05 | 2039 | CH4 Import - NY 2050 | Import | Methane | PJ | Dispatch-Import | VOM | 0 | [6 empty] | 0.47464 | 0
LCP_Inputs_ON_Diverse_IEA_2023_05_05 | 2039 | CH4 Import - NY 2050 | Import | Methane | QC | Dispatch-Import | EmissionsCost | 0 | [6 empty] | 0.47464 | 0
LCP_Inputs_ON_Diverse_IEA_2023_05_05 | 2039 | CH4 Import - NY 2050 | Import | Methane | QC | Dispatch-Import | FuelCost | 0 | [6 empty] | 0.47464 | 0
LCP_Inputs_ON_Diverse_IEA_2023_05_05 | 2039 | CH4 Import - NY 2050 | Import | Methane | QC | Dispatch-Import | VOM | 0 | [6 empty] | 0.47464 | 0
LCP_Inputs_ON_Diverse_IEA_2023_05_05 | 2039 | CH4 Import - NY 2050 | Import | Methane | WC | Dispatch-Import | EmissionsCost | 0 | [6 empty] | 0.47464 | 0
LCP_Inputs_ON_Diverse_IEA_2023_05_05 | 2039 | CH4 Import - NY 2050 | Import | Methane | WC | Dispatch-Import | FuelCost | 0 | [6 empty] | 0.47464 | 0
LCP_Inputs_ON_Diverse_IEA_2023_05_05 | 2039 | CH4 Import - NY 2050 | Import | Methane | WC | Dispatch-Import | VOM | 0 | [6 empty] | 0.47464 | 0
LCP_Inputs_ON_Diverse_IEA_2023_05_05 | 2039 | CH4 Import - WC 2020 | Import | Methane | MI | Dispatch-Import | EmissionsCost | 0 | [6 empty] | 0.47464 | 0
LCP_Inputs_ON_Diverse_IEA_2023_05_05 | 2039 | CH4 Import - WC 2020 | Import | Methane | MI | Dispatch-Import | FuelCost | 0 | [6 empty] | 0.47464 | 0
LCP_Inputs_ON_Diverse_IEA_2023_05_05 | 2039 | CH4 Import - WC 2020 | Import | Methane | MI | Dispatch-Import | VOM | 0 | [6 empty] | 0.47464 | 0
LCP_Inputs_ON_Diverse_IEA_2023_05_05 | 2039 | CH4 Import - WC 2020 | Import | Methane | NY | Dispatch-Import | EmissionsCost | 0 | [6 empty] | 0.47464 | 0
LCP_Inputs_ON_Diverse_IEA_2023_05_05 | 2039 | CH4 Import - WC 2020 | Import | Methane | NY | Dispatch-Import | FuelCost | 0 | [6 empty] | 0.47464 | 0
LCP_Inputs_ON_Diverse_IEA_2023_05_05 | 2039 | CH4 Import - WC 2020 | Import | Methane | NY | Dispatch-Import | VOM | 0 | [6 empty] | 0.47464 | 0
LCP_Inputs_ON_Diverse_IEA_2023_05_05 | 2039 | CH4 Import - WC 2020 | Import | Methane | ON | Dispatch-Import | EmissionsCost | 0 | [6 empty] | 0.47464 | 0
LCP_Inputs_ON_Diverse_IEA_2023_05_05 | 2039 | CH4 Import - WC 2020 | Import | Methane | ON | Dispatch-Import | FuelCost | 0 | [6 empty] | 0.47464 | 0
LCP_Inputs_ON_Diverse_IEA_2023_05_05 | 2039 | CH4 Import - WC 2020 | Import | Methane | ON | Dispatch-Import | VOM | 0 | [6 empty] | 0.47464 | 0
LCP_Inputs_ON_Diverse_IEA_2023_05_05 | 2039 | CH4 Import - WC 2020 | Import | Methane | PJ | Dispatch-Import | EmissionsCost | 0 | [6 empty] | 0.47464 | 0
LCP_Inputs_ON_Diverse_IEA_2023_05_05 | 2039 | CH4 Import - WC 2020 | Import | Methane | PJ | Dispatch-Import | FuelCost | 0 | [6 empty] | 0.47464 | 0
LCP_Inputs_ON_Diverse_IEA_2023_05_05 | 2039 | CH4 Import - WC 2020 | Import | Methane | PJ | Dispatch-Import | VOM | 0 | [6 empty] | 0.47464 | 0
LCP_Inputs_ON_Diverse_IEA_2023_05_05 | 2039 | CH4 Import - WC 2020 | Import | Methane | QC | Dispatch-Import | EmissionsCost | 0 | [6 empty] | 0.47464 | 0
LCP_Inputs_ON_Diverse_IEA_2023_05_05 | 2039 | CH4 Import - WC 2020 | Import | Methane | QC | Dispatch-Import | FuelCost | 0 | [6 empty] | 0.47464 | 0
LCP_Inputs_ON_Diverse_IEA_2023_05_05 | 2039 | CH4 Import - WC 2020 | Import | Methane | QC | Dispatch-Import | VOM | 0 | [6 empty] | 0.47464 | 0
LCP_Inputs_ON_Diverse_IEA_2023_05_05 | 2039 | CH4 Import - WC 2020 | Import | Methane | WC | Dispatch-Import | EmissionsCost | 0 | [6 empty] | 0.47464 | 0
LCP_Inputs_ON_Diverse_IEA_2023_05_05 | 2039 | CH4 Import - WC 2020 | Import | Methane | WC | Dispatch-Import | FuelCost | 0 | [6 empty] | 0.47464 | 0
LCP_Inputs_ON_Diverse_IEA_2023_05_05 | 2039 | CH4 Import - WC 2020 | Import | Methane | WC | Dispatch-Import | VOM | 0 | [6 empty] | 0.47464 | 0
LCP_Inputs_ON_Diverse_IEA_2023_05_05 | 2039 | CH4 Import - WC 2030 | Import | Methane | MI | Dispatch-Import | EmissionsCost | 0 | [6 empty] | 0.47464 | 0
LCP_Inputs_ON_Diverse_IEA_2023_05_05 | 2039 | CH4 Import - WC 2030 | Import | Methane | MI | Dispatch-Import | FuelCost | 0 | [6 empty] | 0.47464 | 0
LCP_Inputs_ON_Diverse_IEA_2023_05_05 | 2039 | CH4 Import - WC 2030 | Import | Methane | MI | Dispatch-Import | VOM | 0 | [6 empty] | 0.47464 | 0
LCP_Inputs_ON_Diverse_IEA_2023_05_05 | 2039 | CH4 Import - WC 2030 | Import | Methane | NY | Dispatch-Import | EmissionsCost | 0 | [6 empty] | 0.47464 | 0
LCP_Inputs_ON_Diverse_IEA_2023_05_05 | 2039 | CH4 Import - WC 2030 | Import | Methane | NY | Dispatch-Import | FuelCost | 0 | [6 empty] | 0.47464 | 0
LCP_Inputs_ON_Diverse_IEA_2023_05_05 | 2039 | CH4 Import - WC 2030 | Import | Methane | NY | Dispatch-Import | VOM | 0 | [6 empty] | 0.47464 | 0
LCP_Inputs_ON_Diverse_IEA_2023_05_05 | 2039 | CH4 Import - WC 2030 | Import | Methane | ON | Dispatch-Import | EmissionsCost | 0 | [6 empty] | 0.47464 | 0
LCP_Inputs_ON_Diverse_IEA_2023_05_05 | 2039 | CH4 Import - WC 2030 | Import | Methane | ON | Dispatch-Import | FuelCost | 0 | [6 empty] | 0.47464 | 0
LCP_Inputs_ON_Diverse_IEA_2023_05_05 | 2039 | CH4 Import - WC 2030 | Import | Methane | ON | Dispatch-Import | VOM | 0 | [6 empty] | 0.47464 | 0
LCP_Inputs_ON_Diverse_IEA_2023_05_05 | 2039 | CH4 Import - WC 2030 | Import | Methane | PJ | Dispatch-Import | EmissionsCost | 0 | [6 empty] | 0.47464 | 0
LCP_Inputs_ON_Diverse_IEA_2023_05_05 | 2039 | CH4 Import - WC 2030 | Import | Methane | PJ | Dispatch-Import | FuelCost | 0 | [6 empty] | 0.47464 | 0
LCP_Inputs_ON_Diverse_IEA_2023_05_05 | 2039 | CH4 Import - WC 2030 | Import | Methane | PJ | Dispatch-Import | VOM | 0 | [6 empty] | 0.47464 | 0
LCP_Inputs_ON_Diverse_IEA_2023_05_05 | 2039 | CH4 Import - WC 2030 | Import | Methane | QC | Dispatch-Import | EmissionsCost | 0 | [6 empty] | 0.47464 | 0
LCP_Inputs_ON_Diverse_IEA_2023_05_05 | 2039 | CH4 Import - WC 2030 | Import | Methane | QC | Dispatch-Import | FuelCost | 0 | [6 empty] | 0.47464 | 0
LCP_Inputs_ON_Diverse_IEA_2023_05_05 | 2039 | CH4 Import - WC 2030 | Import | Methane | QC | Dispatch-Import | VOM | 0 | [6 empty] | 0.47464 | 0
LCP_Inputs_ON_Diverse_IEA_2023_05_05 | 2039 | CH4 Import - WC 2030 | Import | Methane | WC | Dispatch-Import | EmissionsCost | 5194715136.4488 | [6 empty] | 0.47464 | 2465632184.6099
LCP_Inputs_ON_Diverse_IEA_2023_05_05 | 2039 | CH4 Import - WC 2030 | Import | Methane | WC | Dispatch-Import | FuelCost | 2390470164.4381 | [6 empty] | 0.47464 | 1134618553.4665
LCP_Inputs_ON_Diverse_IEA_2023_05_05 | 2039 | CH4 Import - WC 2030 | Import | Methane | WC | Dispatch-Import | VOM | 0 | [6 empty] | 0.47464 | 0
LCP_Inputs_ON_Diverse_IEA_2023_05_05 | 2039 | CH4 Import - WC 2040 | Import | Methane | MI | Dispatch-Import | EmissionsCost | 0 | [6 empty] | 0.47464 | 0
LCP_Inputs_ON_Diverse_IEA_2023_05_05 | 2039 | CH4 Import - WC 2040 | Import | Methane | MI | Dispatch-Import | FuelCost | 0 | [6 empty] | 0.47464 | 0
LCP_Inputs_ON_Diverse_IEA_2023_05_05 | 2039 | CH4 Import - WC 2040 | Import | Methane | MI | Dispatch-Import | VOM | 0 | [6 empty] | 0.47464 | 0
LCP_Inputs_ON_Diverse_IEA_2023_05_05 | 2039 | CH4 Import - WC 2040 | Import | Methane | NY | Dispatch-Import | EmissionsCost | 0 | [6 empty] | 0.47464 | 0
LCP_Inputs_ON_Diverse_IEA_2023_05_05 | 2039 | CH4 Import - WC 2040 | Import | Methane | NY | Dispatch-Import | FuelCost | 0 | [6 empty] | 0.47464 | 0
LCP_Inputs_ON_Diverse_IEA_2023_05_05 | 2039 | CH4 Import - WC 2040 | Import | Methane | NY | Dispatch-Import | VOM | 0 | [6 empty] | 0.47464 | 0
LCP_Inputs_ON_Diverse_IEA_2023_05_05 | 2039 | CH4 Import - WC 2040 | Import | Methane | ON | Dispatch-Import | EmissionsCost | 0 | [6 empty] | 0.47464 | 0
LCP_Inputs_ON_Diverse_IEA_2023_05_05 | 2039 | CH4 Import - WC 2040 | Import | Methane | ON | Dispatch-Import | FuelCost | 0 | [6 empty] | 0.47464 | 0
LCP_Inputs_ON_Diverse_IEA_2023_05_05 | 2039 | CH4 Import - WC 2040 | Import | Methane | ON | Dispatch-Import | VOM | 0 | [6 empty] | 0.47464 | 0
LCP_Inputs_ON_Diverse_IEA_2023_05_05 | 2039 | CH4 Import - WC 2040 | Import | Methane | PJ | Dispatch-Import | EmissionsCost | 0 | [6 empty] | 0.47464 | 0
LCP_Inputs_ON_Diverse_IEA_2023_05_05 | 2039 | CH4 Import - WC 2040 | Import | Methane | PJ | Dispatch-Import | FuelCost | 0 | [6 empty] | 0.47464 | 0
LCP_Inputs_ON_Diverse_IEA_2023_05_05 | 2039 | CH4 Import - WC 2040 | Import | Methane | PJ | Dispatch-Import | VOM | 0 | [6 empty] | 0.47464 | 0
LCP_Inputs_ON_Diverse_IEA_2023_05_05 | 2039 | CH4 Import - WC 2040 | Import | Methane | QC | Dispatch-Import | EmissionsCost | 0 | [6 empty] | 0.47464 | 0
LCP_Inputs_ON_Diverse_IEA_2023_05_05 | 2039 | CH4 Import - WC 2040 | Import | Methane | QC | Dispatch-Import | FuelCost | 0 | [6 empty] | 0.47464 | 0
LCP_Inputs_ON_Diverse_IEA_2023_05_05 | 2039 | CH4 Import - WC 2040 | Import | Methane | QC | Dispatch-Import | VOM | 0 | [6 empty] | 0.47464 | 0
LCP_Inputs_ON_Diverse_IEA_2023_05_05 | 2039 | CH4 Import - WC 2040 | Import | Methane | WC | Dispatch-Import | EmissionsCost | 0 | [6 empty] | 0.47464 | 0
LCP_Inputs_ON_Diverse_IEA_2023_05_05 | 2039 | CH4 Import - WC 2040 | Import | Methane | WC | Dispatch-Import | FuelCost | 0 | [6 empty] | 0.47464 | 0
LCP_Inputs_ON_Diverse_IEA_2023_05_05 | 2039 | CH4 Import - WC 2040 | Import | Methane | WC | Dispatch-Import | VOM | 0 | [6 empty] | 0.47464 | 0
LCP_Inputs_ON_Diverse_IEA_2023_05_05 | 2039 | CH4 Import - WC 2050 | Import | Methane | MI | Dispatch-Import | EmissionsCost | 0 | [6 empty] | 0.47464 | 0
LCP_Inputs_ON_Diverse_IEA_2023_05_05 | 2039 | CH4 Import - WC 2050 | Import | Methane | MI | Dispatch-Import | FuelCost | 0 | [6 empty] | 0.47464 | 0
LCP_Inputs_ON_Diverse_IEA_2023_05_05 | 2039 | CH4 Import - WC 2050 | Import | Methane | MI | Dispatch-Import | VOM | 0 | [6 empty] | 0.47464 | 0
LCP_Inputs_ON_Diverse_IEA_2023_05_05 | 2039 | CH4 Import - WC 2050 | Import | Methane | NY | Dispatch-Import | EmissionsCost | 0 | [6 empty] | 0.47464 | 0
LCP_Inputs_ON_Diverse_IEA_2023_05_05 | 2039 | CH4 Import - WC 2050 | Import | Methane | NY | Dispatch-Import | FuelCost | 0 | [6 empty] | 0.47464 | 0
LCP_Inputs_ON_Diverse_IEA_2023_05_05 | 2039 | CH4 Import - WC 2050 | Import | Methane | NY | Dispatch-Import | VOM | 0 | [6 empty] | 0.47464 | 0
LCP_Inputs_ON_Diverse_IEA_2023_05_05 | 2039 | CH4 Import - WC 2050 | Import | Methane | ON | Dispatch-Import | EmissionsCost | 0 | [6 empty] | 0.47464 | 0
LCP_Inputs_ON_Diverse_IEA_2023_05_05 | 2039 | CH4 Import - WC 2050 | Import | Methane | ON | Dispatch-Import | FuelCost | 0 | [6 empty] | 0.47464 | 0
LCP_Inputs_ON_Diverse_IEA_2023_05_05 | 2039 | CH4 Import - WC 2050 | Import | Methane | ON | Dispatch-Import | VOM | 0 | [6 empty] | 0.47464 | 0
LCP_Inputs_ON_Diverse_IEA_2023_05_05 | 2039 | CH4 Import - WC 2050 | Import | Methane | PJ | Dispatch-Import | EmissionsCost | 0 | [6 empty] | 0.47464 | 0
LCP_Inputs_ON_Diverse_IEA_2023_05_05 | 2039 | CH4 Import - WC 2050 | Import | Methane | PJ | Dispatch-Import | FuelCost | 0 | [6 empty] | 0.47464 | 0
LCP_Inputs_ON_Diverse_IEA_2023_05_05 | 2039 | CH4 Import - WC 2050 | Import | Methane | PJ | Dispatch-Import | VOM | 0 | [6 empty] | 0.47464 | 0
LCP_Inputs_ON_Diverse_IEA_2023_05_05 | 2039 | CH4 Import - WC 2050 | Import | Methane | QC | Dispatch-Import | EmissionsCost | 0 | [6 empty] | 0.47464 | 0
LCP_Inputs_ON_Diverse_IEA_2023_05_05 | 2039 | CH4 Import - WC 2050 | Import | Methane | QC | Dispatch-Import | FuelCost | 0 | [6 empty] | 0.47464 | 0
LCP_Inputs_ON_Diverse_IEA_2023_05_05 | 2039 | CH4 Import - WC 2050 | Import | Methane | QC | Dispatch-Import | VOM | 0 | [6 empty] | 0.47464 | 0
LCP_Inputs_ON_Diverse_IEA_2023_05_05 | 2039 | CH4 Import - WC 2050 | Import | Methane | WC | Dispatch-Import | EmissionsCost | 0 | [6 empty] | 0.47464 | 0
LCP_Inputs_ON_Diverse_IEA_2023_05_05 | 2039 | CH4 Import - WC 2050 | Import | Methane | WC | Dispatch-Import | FuelCost | 0 | [6 empty] | 0.47464 | 0
LCP_Inputs_ON_Diverse_IEA_2023_05_05 | 2039 | CH4 Import - WC 2050 | Import | Methane | WC | Dispatch-Import | VOM | 0 | [6 empty] | 0.47464 | 0
LCP_Inputs_ON_Diverse_IEA_2023_05_05 | 2039 | CH4 Salt Cavern Storage - ON | Storage | Methane | MI | Dispatch-Storage | EmissionsCost | 0 | [6 empty] | 0.47464 | 0
LCP_Inputs_ON_Diverse_IEA_2023_05_05 | 2039 | CH4 Salt Cavern Storage - ON | Storage | Methane | MI | Dispatch-Storage | FuelCost | 0 | [6 empty] | 0.47464 | 0
LCP_Inputs_ON_Diverse_IEA_2023_05_05 | 2039 | CH4 Salt Cavern Storage - ON | Storage | Methane | MI | Dispatch-Storage | VOM | 0 | [6 empty] | 0.47464 | 0
LCP_Inputs_ON_Diverse_IEA_2023_05_05 | 2039 | CH4 Salt Cavern Storage - ON | Storage | Methane | NY | Dispatch-Storage | EmissionsCost | 0 | [6 empty] | 0.47464 | 0
LCP_Inputs_ON_Diverse_IEA_2023_05_05 | 2039 | CH4 Salt Cavern Storage - ON | Storage | Methane | NY | Dispatch-Storage | FuelCost | 0 | [6 empty] | 0.47464 | 0
LCP_Inputs_ON_Diverse_IEA_2023_05_05 | 2039 | CH4 Salt Cavern Storage - ON | Storage | Methane | NY | Dispatch-Storage | VOM | 0 | [6 empty] | 0.47464 | 0
LCP_Inputs_ON_Diverse_IEA_2023_05_05 | 2039 | CH4 Salt Cavern Storage - ON | Storage | Methane | ON | Dispatch-Storage | EmissionsCost | 0 | [6 empty] | 0.47464 | 0
LCP_Inputs_ON_Diverse_IEA_2023_05_05 | 2039 | CH4 Salt Cavern Storage - ON | Storage | Methane | ON | Dispatch-Storage | FuelCost | 0 | [6 empty] | 0.47464 | 0
LCP_Inputs_ON_Diverse_IEA_2023_05_05 | 2039 | CH4 Salt Cavern Storage - ON | Storage | Methane | ON | Dispatch-Storage | VOM | 0 | [6 empty] | 0.47464 | 0
LCP_Inputs_ON_Diverse_IEA_2023_05_05 | 2039 | CH4 Salt Cavern Storage - ON | Storage | Methane | PJ | Dispatch-Storage | EmissionsCost | 0 | [6 empty] | 0.47464 | 0
LCP_Inputs_ON_Diverse_IEA_2023_05_05 | 2039 | CH4 Salt Cavern Storage - ON | Storage | Methane | PJ | Dispatch-Storage | FuelCost | 0 | [6 empty] | 0.47464 | 0
LCP_Inputs_ON_Diverse_IEA_2023_05_05 | 2039 | CH4 Salt Cavern Storage - ON | Storage | Methane | PJ | Dispatch-Storage | VOM | 0 | [6 empty] | 0.47464 | 0
LCP_Inputs_ON_Diverse_IEA_2023_05_05 | 2039 | CH4 Salt Cavern Storage - ON | Storage | Methane | QC | Dispatch-Storage | EmissionsCost | 0 | [6 empty] | 0.47464 | 0
LCP_Inputs_ON_Diverse_IEA_2023_05_05 | 2039 | CH4 Salt Cavern Storage - ON | Storage | Methane | QC | Dispatch-Storage | FuelCost | 0 | [6 empty] | 0.47464 | 0
LCP_Inputs_ON_Diverse_IEA_2023_05_05 | 2039 | CH4 Salt Cavern Storage - ON | Storage | Methane | QC | Dispatch-Storage | VOM | 0 | [6 empty] | 0.47464 | 0
LCP_Inputs_ON_Diverse_IEA_2023_05_05 | 2039 | CH4 Salt Cavern Storage - ON | Storage | Methane | WC | Dispatch-Storage | EmissionsCost | 0 | [6 empty] | 0.47464 | 0
LCP_Inputs_ON_Diverse_IEA_2023_05_05 | 2039 | CH4 Salt Cavern Storage - ON | Storage | Methane | WC | Dispatch-Storage | FuelCost | 0 | [6 empty] | 0.47464 | 0
LCP_Inputs_ON_Diverse_IEA_2023_05_05 | 2039 | CH4 Salt Cavern Storage - ON | Storage | Methane | WC | Dispatch-Storage | VOM | 0 | [6 empty] | 0.47464 | 0
LCP_Inputs_ON_Diverse_IEA_2023_05_05 | 2039 | Electrolyser 2020/2030 | Crossload | Hydrogen | MI | Dispatch-Crossload | EmissionsCost | 0 | [6 empty] | 0.47464 | 0
LCP_Inputs_ON_Diverse_IEA_2023_05_05 | 2039 | Electrolyser 2020/2030 | Crossload | Hydrogen | MI | Dispatch-Crossload | FuelCost | 0 | [6 empty] | 0.47464 | 0
LCP_Inputs_ON_Diverse_IEA_2023_05_05 | 2039 | Electrolyser 2020/2030 | Crossload | Hydrogen | MI | Dispatch-Crossload | VOM | 0 | [6 empty] | 0.47464 | 0
LCP_Inputs_ON_Diverse_IEA_2023_05_05 | 2039 | Electrolyser 2020/2030 | Crossload | Hydrogen | NY | Dispatch-Crossload | EmissionsCost | 0 | [6 empty] | 0.47464 | 0
LCP_Inputs_ON_Diverse_IEA_2023_05_05 | 2039 | Electrolyser 2020/2030 | Crossload | Hydrogen | NY | Dispatch-Crossload | FuelCost | 0 | [6 empty] | 0.47464 | 0
LCP_Inputs_ON_Diverse_IEA_2023_05_05 | 2039 | Electrolyser 2020/2030 | Crossload | Hydrogen | NY | Dispatch-Crossload | VOM | 0 | [6 empty] | 0.47464 | 0
LCP_Inputs_ON_Diverse_IEA_2023_05_05 | 2039 | Electrolyser 2020/2030 | Crossload | Hydrogen | ON | Dispatch-Crossload | EmissionsCost | 0 | [6 empty] | 0.47464 | 0
LCP_Inputs_ON_Diverse_IEA_2023_05_05 | 2039 | Electrolyser 2020/2030 | Crossload | Hydrogen | ON | Dispatch-Crossload | FuelCost | 0 | [6 empty] | 0.47464 | 0
LCP_Inputs_ON_Diverse_IEA_2023_05_05 | 2039 | Electrolyser 2020/2030 | Crossload | Hydrogen | ON | Dispatch-Crossload | VOM | 0 | [6 empty] | 0.47464 | 0
LCP_Inputs_ON_Diverse_IEA_2023_05_05 | 2039 | Electrolyser 2020/2030 | Crossload | Hydrogen | PJ | Dispatch-Crossload | EmissionsCost | 0 | [6 empty] | 0.47464 | 0
LCP_Inputs_ON_Diverse_IEA_2023_05_05 | 2039 | Electrolyser 2020/2030 | Crossload | Hydrogen | PJ | Dispatch-Crossload | FuelCost | 0 | [6 empty] | 0.47464 | 0
LCP_Inputs_ON_Diverse_IEA_2023_05_05 | 2039 | Electrolyser 2020/2030 | Crossload | Hydrogen | PJ | Dispatch-Crossload | VOM | 0 | [6 empty] | 0.47464 | 0
LCP_Inputs_ON_Diverse_IEA_2023_05_05 | 2039 | Electrolyser 2020/2030 | Crossload | Hydrogen | QC | Dispatch-Crossload | EmissionsCost | 0 | [6 empty] | 0.47464 | 0
LCP_Inputs_ON_Diverse_IEA_2023_05_05 | 2039 | Electrolyser 2020/2030 | Crossload | Hydrogen | QC | Dispatch-Crossload | FuelCost | 0 | [6 empty] | 0.47464 | 0
LCP_Inputs_ON_Diverse_IEA_2023_05_05 | 2039 | Electrolyser 2020/2030 | Crossload | Hydrogen | QC | Dispatch-Crossload | VOM | 0 | [6 empty] | 0.47464 | 0
LCP_Inputs_ON_Diverse_IEA_2023_05_05 | 2039 | Electrolyser 2020/2030 | Crossload | Hydrogen | WC | Dispatch-Crossload | EmissionsCost | 0 | [6 empty] | 0.47464 | 0
LCP_Inputs_ON_Diverse_IEA_2023_05_05 | 2039 | Electrolyser 2020/2030 | Crossload | Hydrogen | WC | Dispatch-Crossload | FuelCost | 0 | [6 empty] | 0.47464 | 0
LCP_Inputs_ON_Diverse_IEA_2023_05_05 | 2039 | Electrolyser 2020/2030 | Crossload | Hydrogen | WC | Dispatch-Crossload | VOM | 0 | [6 empty] | 0.47464 | 0
LCP_Inputs_ON_Diverse_IEA_2023_05_05 | 2039 | Electrolyser 2040 | Crossload | Hydrogen | MI | Dispatch-Crossload | EmissionsCost | 0 | [6 empty] | 0.47464 | 0
LCP_Inputs_ON_Diverse_IEA_2023_05_05 | 2039 | Electrolyser 2040 | Crossload | Hydrogen | MI | Dispatch-Crossload | FuelCost | 0 | [6 empty] | 0.47464 | 0
LCP_Inputs_ON_Diverse_IEA_2023_05_05 | 2039 | Electrolyser 2040 | Crossload | Hydrogen | MI | Dispatch-Crossload | VOM | 0 | [6 empty] | 0.47464 | 0
LCP_Inputs_ON_Diverse_IEA_2023_05_05 | 2039 | Electrolyser 2040 | Crossload | Hydrogen | NY | Dispatch-Crossload | EmissionsCost | 0 | [6 empty] | 0.47464 | 0
LCP_Inputs_ON_Diverse_IEA_2023_05_05 | 2039 | Electrolyser 2040 | Crossload | Hydrogen | NY | Dispatch-Crossload | FuelCost | 0 | [6 empty] | 0.47464 | 0
LCP_Inputs_ON_Diverse_IEA_2023_05_05 | 2039 | Electrolyser 2040 | Crossload | Hydrogen | NY | Dispatch-Crossload | VOM | 0 | [6 empty] | 0.47464 | 0
LCP_Inputs_ON_Diverse_IEA_2023_05_05 | 2039 | Electrolyser 2040 | Crossload | Hydrogen | ON | Dispatch-Crossload | EmissionsCost | 0 | [6 empty] | 0.47464 | 0
LCP_Inputs_ON_Diverse_IEA_2023_05_05 | 2039 | Electrolyser 2040 | Crossload | Hydrogen | ON | Dispatch-Crossload | FuelCost | 0 | [6 empty] | 0.47464 | 0
LCP_Inputs_ON_Diverse_IEA_2023_05_05 | 2039 | Electrolyser 2040 | Crossload | Hydrogen | ON | Dispatch-Crossload | VOM | 0 | [6 empty] | 0.47464 | 0
LCP_Inputs_ON_Diverse_IEA_2023_05_05 | 2039 | Electrolyser 2040 | Crossload | Hydrogen | PJ | Dispatch-Crossload | EmissionsCost | 0 | [6 empty] | 0.47464 | 0
LCP_Inputs_ON_Diverse_IEA_2023_05_05 | 2039 | Electrolyser 2040 | Crossload | Hydrogen | PJ | Dispatch-Crossload | FuelCost | 0 | [6 empty] | 0.47464 | 0
LCP_Inputs_ON_Diverse_IEA_2023_05_05 | 2039 | Electrolyser 2040 | Crossload | Hydrogen | PJ | Dispatch-Crossload | VOM | 0 | [6 empty] | 0.47464 | 0
LCP_Inputs_ON_Diverse_IEA_2023_05_05 | 2039 | Electrolyser 2040 | Crossload | Hydrogen | QC | Dispatch-Crossload | EmissionsCost | 0 | [6 empty] | 0.47464 | 0
LCP_Inputs_ON_Diverse_IEA_2023_05_05 | 2039 | Electrolyser 2040 | Crossload | Hydrogen | QC | Dispatch-Crossload | FuelCost | 0 | [6 empty] | 0.47464 | 0
LCP_Inputs_ON_Diverse_IEA_2023_05_05 | 2039 | Electrolyser 2040 | Crossload | Hydrogen | QC | Dispatch-Crossload | VOM | 0 | [6 empty] | 0.47464 | 0
LCP_Inputs_ON_Diverse_IEA_2023_05_05 | 2039 | Electrolyser 2040 | Crossload | Hydrogen | WC | Dispatch-Crossload | EmissionsCost | 0 | [6 empty] | 0.47464 | 0
LCP_Inputs_ON_Diverse_IEA_2023_05_05 | 2039 | Electrolyser 2040 | Crossload | Hydrogen | WC | Dispatch-Crossload | FuelCost | 0 | [6 empty] | 0.47464 | 0
LCP_Inputs_ON_Diverse_IEA_2023_05_05 | 2039 | Electrolyser 2040 | Crossload | Hydrogen | WC | Dispatch-Crossload | VOM | 0 | [6 empty] | 0.47464 | 0
LCP_Inputs_ON_Diverse_IEA_2023_05_05 | 2039 | Electrolyser 2050 | Crossload | Hydrogen | MI | Dispatch-Crossload | EmissionsCost | 0 | [6 empty] | 0.47464 | 0
LCP_Inputs_ON_Diverse_IEA_2023_05_05 | 2039 | Electrolyser 2050 | Crossload | Hydrogen | MI | Dispatch-Crossload | FuelCost | 0 | [6 empty] | 0.47464 | 0
LCP_Inputs_ON_Diverse_IEA_2023_05_05 | 2039 | Electrolyser 2050 | Crossload | Hydrogen | MI | Dispatch-Crossload | VOM | 0 | [6 empty] | 0.47464 | 0
LCP_Inputs_ON_Diverse_IEA_2023_05_05 | 2039 | Electrolyser 2050 | Crossload | Hydrogen | NY | Dispatch-Crossload | EmissionsCost | 0 | [6 empty] | 0.47464 | 0
LCP_Inputs_ON_Diverse_IEA_2023_05_05 | 2039 | Electrolyser 2050 | Crossload | Hydrogen | NY | Dispatch-Crossload | FuelCost | 0 | [6 empty] | 0.47464 | 0
LCP_Inputs_ON_Diverse_IEA_2023_05_05 | 2039 | Electrolyser 2050 | Crossload | Hydrogen | NY | Dispatch-Crossload | VOM | 0 | [6 empty] | 0.47464 | 0
LCP_Inputs_ON_Diverse_IEA_2023_05_05 | 2039 | Electrolyser 2050 | Crossload | Hydrogen | ON | Dispatch-Crossload | EmissionsCost | 0 | [6 empty] | 0.47464 | 0
LCP_Inputs_ON_Diverse_IEA_2023_05_05 | 2039 | Electrolyser 2050 | Crossload | Hydrogen | ON | Dispatch-Crossload | FuelCost | 0 | [6 empty] | 0.47464 | 0
LCP_Inputs_ON_Diverse_IEA_2023_05_05 | 2039 | Electrolyser 2050 | Crossload | Hydrogen | ON | Dispatch-Crossload | VOM | 0 | [6 empty] | 0.47464 | 0
LCP_Inputs_ON_Diverse_IEA_2023_05_05 | 2039 | Electrolyser 2050 | Crossload | Hydrogen | PJ | Dispatch-Crossload | EmissionsCost | 0 | [6 empty] | 0.47464 | 0
LCP_Inputs_ON_Diverse_IEA_2023_05_05 | 2039 | Electrolyser 2050 | Crossload | Hydrogen | PJ | Dispatch-Crossload | FuelCost | 0 | [6 empty] | 0.47464 | 0
LCP_Inputs_ON_Diverse_IEA_2023_05_05 | 2039 | Electrolyser 2050 | Crossload | Hydrogen | PJ | Dispatch-Crossload | VOM | 0 | [6 empty] | 0.47464 | 0
LCP_Inputs_ON_Diverse_IEA_2023_05_05 | 2039 | Electrolyser 2050 | Crossload | Hydrogen | QC | Dispatch-Crossload | EmissionsCost | 0 | [6 empty] | 0.47464 | 0
LCP_Inputs_ON_Diverse_IEA_2023_05_05 | 2039 | Electrolyser 2050 | Crossload | Hydrogen | QC | Dispatch-Crossload | FuelCost | 0 | [6 empty] | 0.47464 | 0
LCP_Inputs_ON_Diverse_IEA_2023_05_05 | 2039 | Electrolyser 2050 | Crossload | Hydrogen | QC | Dispatch-Crossload | VOM | 0 | [6 empty] | 0.47464 | 0
LCP_Inputs_ON_Diverse_IEA_2023_05_05 | 2039 | Electrolyser 2050 | Crossload | Hydrogen | WC | Dispatch-Crossload | EmissionsCost | 0 | [6 empty] | 0.47464 | 0
LCP_Inputs_ON_Diverse_IEA_2023_05_05 | 2039 | Electrolyser 2050 | Crossload | Hydrogen | WC | Dispatch-Crossload | FuelCost | 0 | [6 empty] | 0.47464 | 0
LCP_Inputs_ON_Diverse_IEA_2023_05_05 | 2039 | Electrolyser 2050 | Crossload | Hydrogen | WC | Dispatch-Crossload | VOM | 0 | [6 empty] | 0.47464 | 0
LCP_Inputs_ON_Diverse_IEA_2023_05_05 | 2039 | Fossil Fuel Thermal (Coal, Peat, Oil) | Generation | Electricity | MI | Dispatch-Generation | EmissionsCost | 0 | [6 empty] | 0.47464 | 0
LCP_Inputs_ON_Diverse_IEA_2023_05_05 | 2039 | Fossil Fuel Thermal (Coal, Peat, Oil) | Generation | Electricity | MI | Dispatch-Generation | FuelCost | 0 | [6 empty] | 0.47464 | 0
LCP_Inputs_ON_Diverse_IEA_2023_05_05 | 2039 | Fossil Fuel Thermal (Coal, Peat, Oil) | Generation | Electricity | MI | Dispatch-Generation | VOM | 0 | [6 empty] | 0.47464 | 0
LCP_Inputs_ON_Diverse_IEA_2023_05_05 | 2039 | Fossil Fuel Thermal (Coal, Peat, Oil) | Generation | Electricity | NY | Dispatch-Generation | EmissionsCost | 0 | [6 empty] | 0.47464 | 0
LCP_Inputs_ON_Diverse_IEA_2023_05_05 | 2039 | Fossil Fuel Thermal (Coal, Peat, Oil) | Generation | Electricity | NY | Dispatch-Generation | FuelCost | 0 | [6 empty] | 0.47464 | 0
LCP_Inputs_ON_Diverse_IEA_2023_05_05 | 2039 | Fossil Fuel Thermal (Coal, Peat, Oil) | Generation | Electricity | NY | Dispatch-Generation | VOM | 0 | [6 empty] | 0.47464 | 0
LCP_Inputs_ON_Diverse_IEA_2023_05_05 | 2039 | Fossil Fuel Thermal (Coal, Peat, Oil) | Generation | Electricity | ON | Dispatch-Generation | EmissionsCost | 0 | [6 empty] | 0.47464 | 0
LCP_Inputs_ON_Diverse_IEA_2023_05_05 | 2039 | Fossil Fuel Thermal (Coal, Peat, Oil) | Generation | Electricity | ON | Dispatch-Generation | FuelCost | 0 | [6 empty] | 0.47464 | 0
LCP_Inputs_ON_Diverse_IEA_2023_05_05 | 2039 | Fossil Fuel Thermal (Coal, Peat, Oil) | Generation | Electricity | ON | Dispatch-Generation | VOM | 0 | [6 empty] | 0.47464 | 0
LCP_Inputs_ON_Diverse_IEA_2023_05_05 | 2039 | Fossil Fuel Thermal (Coal, Peat, Oil) | Generation | Electricity | PJ | Dispatch-Generation | EmissionsCost | 0 | [6 empty] | 0.47464 | 0
LCP_Inputs_ON_Diverse_IEA_2023_05_05 | 2039 | Fossil Fuel Thermal (Coal, Peat, Oil) | Generation | Electricity | PJ | Dispatch-Generation | FuelCost | 0 | [6 empty] | 0.47464 | 0
LCP_Inputs_ON_Diverse_IEA_2023_05_05 | 2039 | Fossil Fuel Thermal (Coal, Peat, Oil) | Generation | Electricity | PJ | Dispatch-Generation | VOM | 0 | [6 empty] | 0.47464 | 0
LCP_Inputs_ON_Diverse_IEA_2023_05_05 | 2039 | Fossil Fuel Thermal (Coal, Peat, Oil) | Generation | Electricity | QC | Dispatch-Generation | EmissionsCost | 0 | [6 empty] | 0.47464 | 0
LCP_Inputs_ON_Diverse_IEA_2023_05_05 | 2039 | Fossil Fuel Thermal (Coal, Peat, Oil) | Generation | Electricity | QC | Dispatch-Generation | FuelCost | 0 | [6 empty] | 0.47464 | 0
LCP_Inputs_ON_Diverse_IEA_2023_05_05 | 2039 | Fossil Fuel Thermal (Coal, Peat, Oil) | Generation | Electricity | QC | Dispatch-Generation | VOM | 0 | [6 empty] | 0.47464 | 0
LCP_Inputs_ON_Diverse_IEA_2023_05_05 | 2039 | Fossil Fuel Thermal (Coal, Peat, Oil) | Generation | Electricity | WC | Dispatch-Generation | EmissionsCost | 0 | [6 empty] | 0.47464 | 0
LCP_Inputs_ON_Diverse_IEA_2023_05_05 | 2039 | Fossil Fuel Thermal (Coal, Peat, Oil) | Generation | Electricity | WC | Dispatch-Generation | FuelCost | 0 | [6 empty] | 0.47464 | 0
LCP_Inputs_ON_Diverse_IEA_2023_05_05 | 2039 | Fossil Fuel Thermal (Coal, Peat, Oil) | Generation | Electricity | WC | Dispatch-Generation | VOM | 0 | [6 empty] | 0.47464 | 0
LCP_Inputs_ON_Diverse_IEA_2023_05_05 | 2039 | Generic - Generator | Generation | Electricity | MI | Dispatch-Generation | EmissionsCost | 0 | [6 empty] | 0.47464 | 0
LCP_Inputs_ON_Diverse_IEA_2023_05_05 | 2039 | Generic - Generator | Generation | Electricity | MI | Dispatch-Generation | FuelCost | 1917502431.2477 | [6 empty] | 0.47464 | 910128002.0879
LCP_Inputs_ON_Diverse_IEA_2023_05_05 | 2039 | Generic - Generator | Generation | Electricity | MI | Dispatch-Generation | VOM | 66961520.9547 | [6 empty] | 0.47464 | 31782778.6239
LCP_Inputs_ON_Diverse_IEA_2023_05_05 | 2039 | Generic - Generator | Generation | Electricity | NY | Dispatch-Generation | EmissionsCost | 0 | [6 empty] | 0.47464 | 0
LCP_Inputs_ON_Diverse_IEA_2023_05_05 | 2039 | Generic - Generator | Generation | Electricity | NY | Dispatch-Generation | FuelCost | 920281288.6875 | [6 empty] | 0.47464 | 436804541.6699
LCP_Inputs_ON_Diverse_IEA_2023_05_05 | 2039 | Generic - Generator | Generation | Electricity | NY | Dispatch-Generation | VOM | 32137343.7616 | [6 empty] | 0.47464 | 15253746.7455
LCP_Inputs_ON_Diverse_IEA_2023_05_05 | 2039 | Generic - Generator | Generation | Electricity | ON | Dispatch-Generation | EmissionsCost | 0 | [6 empty] | 0.47464 | 0
LCP_Inputs_ON_Diverse_IEA_2023_05_05 | 2039 | Generic - Generator | Generation | Electricity | ON | Dispatch-Generation | FuelCost | 0 | [6 empty] | 0.47464 | 0
LCP_Inputs_ON_Diverse_IEA_2023_05_05 | 2039 | Generic - Generator | Generation | Electricity | ON | Dispatch-Generation | VOM | 0 | [6 empty] | 0.47464 | 0
LCP_Inputs_ON_Diverse_IEA_2023_05_05 | 2039 | Generic - Generator | Generation | Electricity | PJ | Dispatch-Generation | EmissionsCost | 0 | [6 empty] | 0.47464 | 0
LCP_Inputs_ON_Diverse_IEA_2023_05_05 | 2039 | Generic - Generator | Generation | Electricity | PJ | Dispatch-Generation | FuelCost | 7259171776.6988 | [6 empty] | 0.47464 | 3445510888.6829
LCP_Inputs_ON_Diverse_IEA_2023_05_05 | 2039 | Generic - Generator | Generation | Electricity | PJ | Dispatch-Generation | VOM | 253499122.1485 | [6 empty] | 0.47464 | 120321437.8309
LCP_Inputs_ON_Diverse_IEA_2023_05_05 | 2039 | Generic - Generator | Generation | Electricity | QC | Dispatch-Generation | EmissionsCost | 0 | [6 empty] | 0.47464 | 0
LCP_Inputs_ON_Diverse_IEA_2023_05_05 | 2039 | Generic - Generator | Generation | Electricity | QC | Dispatch-Generation | FuelCost | 0 | [6 empty] | 0.47464 | 0
LCP_Inputs_ON_Diverse_IEA_2023_05_05 | 2039 | Generic - Generator | Generation | Electricity | QC | Dispatch-Generation | VOM | 0 | [6 empty] | 0.47464 | 0
LCP_Inputs_ON_Diverse_IEA_2023_05_05 | 2039 | Generic - Generator | Generation | Electricity | WC | Dispatch-Generation | EmissionsCost | 0 | [6 empty] | 0.47464 | 0
LCP_Inputs_ON_Diverse_IEA_2023_05_05 | 2039 | Generic - Generator | Generation | Electricity | WC | Dispatch-Generation | FuelCost | 1737227.6587 | [6 empty] | 0.47464 | 824561.9471
LCP_Inputs_ON_Diverse_IEA_2023_05_05 | 2039 | Generic - Generator | Generation | Electricity | WC | Dispatch-Generation | VOM | 60666.1063 | [6 empty] | 0.47464 | 28794.7077
LCP_Inputs_ON_Diverse_IEA_2023_05_05 | 2039 | H2 Import - QC | Import | Hydrogen | MI | Dispatch-Import | EmissionsCost | 0 | [6 empty] | 0.47464 | 0
LCP_Inputs_ON_Diverse_IEA_2023_05_05 | 2039 | H2 Import - QC | Import | Hydrogen | MI | Dispatch-Import | FuelCost | 0 | [6 empty] | 0.47464 | 0
LCP_Inputs_ON_Diverse_IEA_2023_05_05 | 2039 | H2 Import - QC | Import | Hydrogen | MI | Dispatch-Import | VOM | 0 | [6 empty] | 0.47464 | 0
LCP_Inputs_ON_Diverse_IEA_2023_05_05 | 2039 | H2 Import - QC | Import | Hydrogen | NY | Dispatch-Import | EmissionsCost | 0 | [6 empty] | 0.47464 | 0
LCP_Inputs_ON_Diverse_IEA_2023_05_05 | 2039 | H2 Import - QC | Import | Hydrogen | NY | Dispatch-Import | FuelCost | 0 | [6 empty] | 0.47464 | 0
LCP_Inputs_ON_Diverse_IEA_2023_05_05 | 2039 | H2 Import - QC | Import | Hydrogen | NY | Dispatch-Import | VOM | 0 | [6 empty] | 0.47464 | 0
LCP_Inputs_ON_Diverse_IEA_2023_05_05 | 2039 | H2 Import - QC | Import | Hydrogen | ON | Dispatch-Import | EmissionsCost | 0 | [6 empty] | 0.47464 | 0
LCP_Inputs_ON_Diverse_IEA_2023_05_05 | 2039 | H2 Import - QC | Import | Hydrogen | ON | Dispatch-Import | FuelCost | 0 | [6 empty] | 0.47464 | 0
LCP_Inputs_ON_Diverse_IEA_2023_05_05 | 2039 | H2 Import - QC | Import | Hydrogen | ON | Dispatch-Import | VOM | 0 | [6 empty] | 0.47464 | 0
LCP_Inputs_ON_Diverse_IEA_2023_05_05 | 2039 | H2 Import - QC | Import | Hydrogen | PJ | Dispatch-Import | EmissionsCost | 0 | [6 empty] | 0.47464 | 0
LCP_Inputs_ON_Diverse_IEA_2023_05_05 | 2039 | H2 Import - QC | Import | Hydrogen | PJ | Dispatch-Import | FuelCost | 0 | [6 empty] | 0.47464 | 0
LCP_Inputs_ON_Diverse_IEA_2023_05_05 | 2039 | H2 Import - QC | Import | Hydrogen | PJ | Dispatch-Import | VOM | 0 | [6 empty] | 0.47464 | 0
LCP_Inputs_ON_Diverse_IEA_2023_05_05 | 2039 | H2 Import - QC | Import | Hydrogen | QC | Dispatch-Import | EmissionsCost | 0 | [6 empty] | 0.47464 | 0
LCP_Inputs_ON_Diverse_IEA_2023_05_05 | 2039 | H2 Import - QC | Import | Hydrogen | QC | Dispatch-Import | FuelCost | 0 | [6 empty] | 0.47464 | 0
LCP_Inputs_ON_Diverse_IEA_2023_05_05 | 2039 | H2 Import - QC | Import | Hydrogen | QC | Dispatch-Import | VOM | 0 | [6 empty] | 0.47464 | 0
LCP_Inputs_ON_Diverse_IEA_2023_05_05 | 2039 | H2 Import - QC | Import | Hydrogen | WC | Dispatch-Import | EmissionsCost | 0 | [6 empty] | 0.47464 | 0
LCP_Inputs_ON_Diverse_IEA_2023_05_05 | 2039 | H2 Import - QC | Import | Hydrogen | WC | Dispatch-Import | FuelCost | 0 | [6 empty] | 0.47464 | 0
LCP_Inputs_ON_Diverse_IEA_2023_05_05 | 2039 | H2 Import - QC | Import | Hydrogen | WC | Dispatch-Import | VOM | 0 | [6 empty] | 0.47464 | 0
LCP_Inputs_ON_Diverse_IEA_2023_05_05 | 2039 | H2 Import - WC | Import | Hydrogen | MI | Dispatch-Import | EmissionsCost | 0 | [6 empty] | 0.47464 | 0
LCP_Inputs_ON_Diverse_IEA_2023_05_05 | 2039 | H2 Import - WC | Import | Hydrogen | MI | Dispatch-Import | FuelCost | 0 | [6 empty] | 0.47464 | 0
LCP_Inputs_ON_Diverse_IEA_2023_05_05 | 2039 | H2 Import - WC | Import | Hydrogen | MI | Dispatch-Import | VOM | 0 | [6 empty] | 0.47464 | 0
LCP_Inputs_ON_Diverse_IEA_2023_05_05 | 2039 | H2 Import - WC | Import | Hydrogen | NY | Dispatch-Import | EmissionsCost | 0 | [6 empty] | 0.47464 | 0
LCP_Inputs_ON_Diverse_IEA_2023_05_05 | 2039 | H2 Import - WC | Import | Hydrogen | NY | Dispatch-Import | FuelCost | 0 | [6 empty] | 0.47464 | 0
LCP_Inputs_ON_Diverse_IEA_2023_05_05 | 2039 | H2 Import - WC | Import | Hydrogen | NY | Dispatch-Import | VOM | 0 | [6 empty] | 0.47464 | 0
LCP_Inputs_ON_Diverse_IEA_2023_05_05 | 2039 | H2 Import - WC | Import | Hydrogen | ON | Dispatch-Import | EmissionsCost | 0 | [6 empty] | 0.47464 | 0
LCP_Inputs_ON_Diverse_IEA_2023_05_05 | 2039 | H2 Import - WC | Import | Hydrogen | ON | Dispatch-Import | FuelCost | 0 | [6 empty] | 0.47464 | 0
LCP_Inputs_ON_Diverse_IEA_2023_05_05 | 2039 | H2 Import - WC | Import | Hydrogen | ON | Dispatch-Import | VOM | 0 | [6 empty] | 0.47464 | 0
LCP_Inputs_ON_Diverse_IEA_2023_05_05 | 2039 | H2 Import - WC | Import | Hydrogen | PJ | Dispatch-Import | EmissionsCost | 0 | [6 empty] | 0.47464 | 0
LCP_Inputs_ON_Diverse_IEA_2023_05_05 | 2039 | H2 Import - WC | Import | Hydrogen | PJ | Dispatch-Import | FuelCost | 0 | [6 empty] | 0.47464 | 0
LCP_Inputs_ON_Diverse_IEA_2023_05_05 | 2039 | H2 Import - WC | Import | Hydrogen | PJ | Dispatch-Import | VOM | 0 | [6 empty] | 0.47464 | 0
LCP_Inputs_ON_Diverse_IEA_2023_05_05 | 2039 | H2 Import - WC | Import | Hydrogen | QC | Dispatch-Import | EmissionsCost | 0 | [6 empty] | 0.47464 | 0
LCP_Inputs_ON_Diverse_IEA_2023_05_05 | 2039 | H2 Import - WC | Import | Hydrogen | QC | Dispatch-Import | FuelCost | 0 | [6 empty] | 0.47464 | 0
LCP_Inputs_ON_Diverse_IEA_2023_05_05 | 2039 | H2 Import - WC | Import | Hydrogen | QC | Dispatch-Import | VOM | 0 | [6 empty] | 0.47464 | 0
LCP_Inputs_ON_Diverse_IEA_2023_05_05 | 2039 | H2 Import - WC | Import | Hydrogen | WC | Dispatch-Import | EmissionsCost | 0 | [6 empty] | 0.47464 | 0
LCP_Inputs_ON_Diverse_IEA_2023_05_05 | 2039 | H2 Import - WC | Import | Hydrogen | WC | Dispatch-Import | FuelCost | 0 | [6 empty] | 0.47464 | 0
LCP_Inputs_ON_Diverse_IEA_2023_05_05 | 2039 | H2 Import - WC | Import | Hydrogen | WC | Dispatch-Import | VOM | 0 | [6 empty] | 0.47464 | 0
LCP_Inputs_ON_Diverse_IEA_2023_05_05 | 2039 | H2 Salt Cavern Storage - ON | Storage | Hydrogen | MI | Dispatch-Storage | EmissionsCost | 0 | [6 empty] | 0.47464 | 0
LCP_Inputs_ON_Diverse_IEA_2023_05_05 | 2039 | H2 Salt Cavern Storage - ON | Storage | Hydrogen | MI | Dispatch-Storage | FuelCost | 0 | [6 empty] | 0.47464 | 0
LCP_Inputs_ON_Diverse_IEA_2023_05_05 | 2039 | H2 Salt Cavern Storage - ON | Storage | Hydrogen | MI | Dispatch-Storage | VOM | 0 | [6 empty] | 0.47464 | 0
LCP_Inputs_ON_Diverse_IEA_2023_05_05 | 2039 | H2 Salt Cavern Storage - ON | Storage | Hydrogen | NY | Dispatch-Storage | EmissionsCost | 0 | [6 empty] | 0.47464 | 0
LCP_Inputs_ON_Diverse_IEA_2023_05_05 | 2039 | H2 Salt Cavern Storage - ON | Storage | Hydrogen | NY | Dispatch-Storage | FuelCost | 0 | [6 empty] | 0.47464 | 0
LCP_Inputs_ON_Diverse_IEA_2023_05_05 | 2039 | H2 Salt Cavern Storage - ON | Storage | Hydrogen | NY | Dispatch-Storage | VOM | 0 | [6 empty] | 0.47464 | 0
LCP_Inputs_ON_Diverse_IEA_2023_05_05 | 2039 | H2 Salt Cavern Storage - ON | Storage | Hydrogen | ON | Dispatch-Storage | EmissionsCost | 0 | [6 empty] | 0.47464 | 0
LCP_Inputs_ON_Diverse_IEA_2023_05_05 | 2039 | H2 Salt Cavern Storage - ON | Storage | Hydrogen | ON | Dispatch-Storage | FuelCost | 0 | [6 empty] | 0.47464 | 0
LCP_Inputs_ON_Diverse_IEA_2023_05_05 | 2039 | H2 Salt Cavern Storage - ON | Storage | Hydrogen | ON | Dispatch-Storage | VOM | 12624010.6118 | [6 empty] | 0.47464 | 5991890.998
LCP_Inputs_ON_Diverse_IEA_2023_05_05 | 2039 | H2 Salt Cavern Storage - ON | Storage | Hydrogen | PJ | Dispatch-Storage | EmissionsCost | 0 | [6 empty] | 0.47464 | 0
LCP_Inputs_ON_Diverse_IEA_2023_05_05 | 2039 | H2 Salt Cavern Storage - ON | Storage | Hydrogen | PJ | Dispatch-Storage | FuelCost | 0 | [6 empty] | 0.47464 | 0
LCP_Inputs_ON_Diverse_IEA_2023_05_05 | 2039 | H2 Salt Cavern Storage - ON | Storage | Hydrogen | PJ | Dispatch-Storage | VOM | 0 | [6 empty] | 0.47464 | 0
LCP_Inputs_ON_Diverse_IEA_2023_05_05 | 2039 | H2 Salt Cavern Storage - ON | Storage | Hydrogen | QC | Dispatch-Storage | EmissionsCost | 0 | [6 empty] | 0.47464 | 0
LCP_Inputs_ON_Diverse_IEA_2023_05_05 | 2039 | H2 Salt Cavern Storage - ON | Storage | Hydrogen | QC | Dispatch-Storage | FuelCost | 0 | [6 empty] | 0.47464 | 0
LCP_Inputs_ON_Diverse_IEA_2023_05_05 | 2039 | H2 Salt Cavern Storage - ON | Storage | Hydrogen | QC | Dispatch-Storage | VOM | 0 | [6 empty] | 0.47464 | 0
LCP_Inputs_ON_Diverse_IEA_2023_05_05 | 2039 | H2 Salt Cavern Storage - ON | Storage | Hydrogen | WC | Dispatch-Storage | EmissionsCost | 0 | [6 empty] | 0.47464 | 0
LCP_Inputs_ON_Diverse_IEA_2023_05_05 | 2039 | H2 Salt Cavern Storage - ON | Storage | Hydrogen | WC | Dispatch-Storage | FuelCost | 0 | [6 empty] | 0.47464 | 0
LCP_Inputs_ON_Diverse_IEA_2023_05_05 | 2039 | H2 Salt Cavern Storage - ON | Storage | Hydrogen | WC | Dispatch-Storage | VOM | 0 | [6 empty] | 0.47464 | 0
LCP_Inputs_ON_Diverse_IEA_2023_05_05 | 2039 | Hydro | Generation | Electricity | MI | Dispatch-Generation | EmissionsCost | 0 | [6 empty] | 0.47464 | 0
LCP_Inputs_ON_Diverse_IEA_2023_05_05 | 2039 | Hydro | Generation | Electricity | MI | Dispatch-Generation | FuelCost | 0 | [6 empty] | 0.47464 | 0
LCP_Inputs_ON_Diverse_IEA_2023_05_05 | 2039 | Hydro | Generation | Electricity | MI | Dispatch-Generation | VOM | 0 | [6 empty] | 0.47464 | 0
LCP_Inputs_ON_Diverse_IEA_2023_05_05 | 2039 | Hydro | Generation | Electricity | NY | Dispatch-Generation | EmissionsCost | 0 | [6 empty] | 0.47464 | 0
LCP_Inputs_ON_Diverse_IEA_2023_05_05 | 2039 | Hydro | Generation | Electricity | NY | Dispatch-Generation | FuelCost | 0 | [6 empty] | 0.47464 | 0
LCP_Inputs_ON_Diverse_IEA_2023_05_05 | 2039 | Hydro | Generation | Electricity | NY | Dispatch-Generation | VOM | 0 | [6 empty] | 0.47464 | 0
LCP_Inputs_ON_Diverse_IEA_2023_05_05 | 2039 | Hydro | Generation | Electricity | ON | Dispatch-Generation | EmissionsCost | 0 | [6 empty] | 0.47464 | 0
LCP_Inputs_ON_Diverse_IEA_2023_05_05 | 2039 | Hydro | Generation | Electricity | ON | Dispatch-Generation | FuelCost | 0 | [6 empty] | 0.47464 | 0
LCP_Inputs_ON_Diverse_IEA_2023_05_05 | 2039 | Hydro | Generation | Electricity | ON | Dispatch-Generation | VOM | 0 | [6 empty] | 0.47464 | 0
LCP_Inputs_ON_Diverse_IEA_2023_05_05 | 2039 | Hydro | Generation | Electricity | PJ | Dispatch-Generation | EmissionsCost | 0 | [6 empty] | 0.47464 | 0
LCP_Inputs_ON_Diverse_IEA_2023_05_05 | 2039 | Hydro | Generation | Electricity | PJ | Dispatch-Generation | FuelCost | 0 | [6 empty] | 0.47464 | 0
LCP_Inputs_ON_Diverse_IEA_2023_05_05 | 2039 | Hydro | Generation | Electricity | PJ | Dispatch-Generation | VOM | 0 | [6 empty] | 0.47464 | 0
LCP_Inputs_ON_Diverse_IEA_2023_05_05 | 2039 | Hydro | Generation | Electricity | QC | Dispatch-Generation | EmissionsCost | 0 | [6 empty] | 0.47464 | 0
LCP_Inputs_ON_Diverse_IEA_2023_05_05 | 2039 | Hydro | Generation | Electricity | QC | Dispatch-Generation | FuelCost | 0 | [6 empty] | 0.47464 | 0
LCP_Inputs_ON_Diverse_IEA_2023_05_05 | 2039 | Hydro | Generation | Electricity | QC | Dispatch-Generation | VOM | 0 | [6 empty] | 0.47464 | 0
LCP_Inputs_ON_Diverse_IEA_2023_05_05 | 2039 | Hydro | Generation | Electricity | WC | Dispatch-Generation | EmissionsCost | 0 | [6 empty] | 0.47464 | 0
LCP_Inputs_ON_Diverse_IEA_2023_05_05 | 2039 | Hydro | Generation | Electricity | WC | Dispatch-Generation | FuelCost | 0 | [6 empty] | 0.47464 | 0
LCP_Inputs_ON_Diverse_IEA_2023_05_05 | 2039 | Hydro | Generation | Electricity | WC | Dispatch-Generation | VOM | 0 | [6 empty] | 0.47464 | 0
LCP_Inputs_ON_Diverse_IEA_2023_05_05 | 2039 | Hydro Pumped Storage | Storage | Electricity | MI | Dispatch-Storage | EmissionsCost | 0 | [6 empty] | 0.47464 | 0
LCP_Inputs_ON_Diverse_IEA_2023_05_05 | 2039 | Hydro Pumped Storage | Storage | Electricity | MI | Dispatch-Storage | FuelCost | 0 | [6 empty] | 0.47464 | 0
LCP_Inputs_ON_Diverse_IEA_2023_05_05 | 2039 | Hydro Pumped Storage | Storage | Electricity | MI | Dispatch-Storage | VOM | 0 | [6 empty] | 0.47464 | 0
LCP_Inputs_ON_Diverse_IEA_2023_05_05 | 2039 | Hydro Pumped Storage | Storage | Electricity | NY | Dispatch-Storage | EmissionsCost | 0 | [6 empty] | 0.47464 | 0
LCP_Inputs_ON_Diverse_IEA_2023_05_05 | 2039 | Hydro Pumped Storage | Storage | Electricity | NY | Dispatch-Storage | FuelCost | 0 | [6 empty] | 0.47464 | 0
LCP_Inputs_ON_Diverse_IEA_2023_05_05 | 2039 | Hydro Pumped Storage | Storage | Electricity | NY | Dispatch-Storage | VOM | 0 | [6 empty] | 0.47464 | 0
LCP_Inputs_ON_Diverse_IEA_2023_05_05 | 2039 | Hydro Pumped Storage | Storage | Electricity | ON | Dispatch-Storage | EmissionsCost | 0 | [6 empty] | 0.47464 | 0
LCP_Inputs_ON_Diverse_IEA_2023_05_05 | 2039 | Hydro Pumped Storage | Storage | Electricity | ON | Dispatch-Storage | FuelCost | 0 | [6 empty] | 0.47464 | 0
LCP_Inputs_ON_Diverse_IEA_2023_05_05 | 2039 | Hydro Pumped Storage | Storage | Electricity | ON | Dispatch-Storage | VOM | 0 | [6 empty] | 0.47464 | 0
LCP_Inputs_ON_Diverse_IEA_2023_05_05 | 2039 | Hydro Pumped Storage | Storage | Electricity | PJ | Dispatch-Storage | EmissionsCost | 0 | [6 empty] | 0.47464 | 0
LCP_Inputs_ON_Diverse_IEA_2023_05_05 | 2039 | Hydro Pumped Storage | Storage | Electricity | PJ | Dispatch-Storage | FuelCost | 0 | [6 empty] | 0.47464 | 0
LCP_Inputs_ON_Diverse_IEA_2023_05_05 | 2039 | Hydro Pumped Storage | Storage | Electricity | PJ | Dispatch-Storage | VOM | 0 | [6 empty] | 0.47464 | 0
LCP_Inputs_ON_Diverse_IEA_2023_05_05 | 2039 | Hydro Pumped Storage | Storage | Electricity | QC | Dispatch-Storage | EmissionsCost | 0 | [6 empty] | 0.47464 | 0
LCP_Inputs_ON_Diverse_IEA_2023_05_05 | 2039 | Hydro Pumped Storage | Storage | Electricity | QC | Dispatch-Storage | FuelCost | 0 | [6 empty] | 0.47464 | 0
LCP_Inputs_ON_Diverse_IEA_2023_05_05 | 2039 | Hydro Pumped Storage | Storage | Electricity | QC | Dispatch-Storage | VOM | 0 | [6 empty] | 0.47464 | 0
LCP_Inputs_ON_Diverse_IEA_2023_05_05 | 2039 | Hydro Pumped Storage | Storage | Electricity | WC | Dispatch-Storage | EmissionsCost | 0 | [6 empty] | 0.47464 | 0
LCP_Inputs_ON_Diverse_IEA_2023_05_05 | 2039 | Hydro Pumped Storage | Storage | Electricity | WC | Dispatch-Storage | FuelCost | 0 | [6 empty] | 0.47464 | 0
LCP_Inputs_ON_Diverse_IEA_2023_05_05 | 2039 | Hydro Pumped Storage | Storage | Electricity | WC | Dispatch-Storage | VOM | 0 | [6 empty] | 0.47464 | 0
LCP_Inputs_ON_Diverse_IEA_2023_05_05 | 2039 | Nuclear | Generation | Electricity | MI | Dispatch-Generation | EmissionsCost | 0 | [6 empty] | 0.47464 | 0
LCP_Inputs_ON_Diverse_IEA_2023_05_05 | 2039 | Nuclear | Generation | Electricity | MI | Dispatch-Generation | FuelCost | 0 | [6 empty] | 0.47464 | 0
LCP_Inputs_ON_Diverse_IEA_2023_05_05 | 2039 | Nuclear | Generation | Electricity | MI | Dispatch-Generation | VOM | 2762866296.96 | [6 empty] | 0.47464 | 1311373556.5133
LCP_Inputs_ON_Diverse_IEA_2023_05_05 | 2039 | Nuclear | Generation | Electricity | NY | Dispatch-Generation | EmissionsCost | 0 | [6 empty] | 0.47464 | 0
LCP_Inputs_ON_Diverse_IEA_2023_05_05 | 2039 | Nuclear | Generation | Electricity | NY | Dispatch-Generation | FuelCost | 0 | [6 empty] | 0.47464 | 0
LCP_Inputs_ON_Diverse_IEA_2023_05_05 | 2039 | Nuclear | Generation | Electricity | NY | Dispatch-Generation | VOM | 2246155230.144 | [6 empty] | 0.47464 | 1066120563.2267
LCP_Inputs_ON_Diverse_IEA_2023_05_05 | 2039 | Nuclear | Generation | Electricity | ON | Dispatch-Generation | EmissionsCost | 0 | [6 empty] | 0.47464 | 0
LCP_Inputs_ON_Diverse_IEA_2023_05_05 | 2039 | Nuclear | Generation | Electricity | ON | Dispatch-Generation | FuelCost | 0 | [6 empty] | 0.47464 | 0
LCP_Inputs_ON_Diverse_IEA_2023_05_05 | 2039 | Nuclear | Generation | Electricity | ON | Dispatch-Generation | VOM | 6921207719.0302 | [6 empty] | 0.47464 | 3285098809.1095
LCP_Inputs_ON_Diverse_IEA_2023_05_05 | 2039 | Nuclear | Generation | Electricity | PJ | Dispatch-Generation | EmissionsCost | 0 | [6 empty] | 0.47464 | 0
LCP_Inputs_ON_Diverse_IEA_2023_05_05 | 2039 | Nuclear | Generation | Electricity | PJ | Dispatch-Generation | FuelCost | 0 | [6 empty] | 0.47464 | 0
LCP_Inputs_ON_Diverse_IEA_2023_05_05 | 2039 | Nuclear | Generation | Electricity | PJ | Dispatch-Generation | VOM | 6401347648.6848 | [6 empty] | 0.47464 | 3038351165.1543
LCP_Inputs_ON_Diverse_IEA_2023_05_05 | 2039 | Nuclear | Generation | Electricity | QC | Dispatch-Generation | EmissionsCost | 0 | [6 empty] | 0.47464 | 0
LCP_Inputs_ON_Diverse_IEA_2023_05_05 | 2039 | Nuclear | Generation | Electricity | QC | Dispatch-Generation | FuelCost | 0 | [6 empty] | 0.47464 | 0
LCP_Inputs_ON_Diverse_IEA_2023_05_05 | 2039 | Nuclear | Generation | Electricity | QC | Dispatch-Generation | VOM | 0 | [6 empty] | 0.47464 | 0
LCP_Inputs_ON_Diverse_IEA_2023_05_05 | 2039 | Nuclear | Generation | Electricity | WC | Dispatch-Generation | EmissionsCost | 0 | [6 empty] | 0.47464 | 0
LCP_Inputs_ON_Diverse_IEA_2023_05_05 | 2039 | Nuclear | Generation | Electricity | WC | Dispatch-Generation | FuelCost | 0 | [6 empty] | 0.47464 | 0
LCP_Inputs_ON_Diverse_IEA_2023_05_05 | 2039 | Nuclear | Generation | Electricity | WC | Dispatch-Generation | VOM | 0 | [6 empty] | 0.47464 | 0
LCP_Inputs_ON_Diverse_IEA_2023_05_05 | 2039 | Nuclear SMR | Generation | Electricity | MI | Dispatch-Generation | EmissionsCost | 0 | [6 empty] | 0.47464 | 0
LCP_Inputs_ON_Diverse_IEA_2023_05_05 | 2039 | Nuclear SMR | Generation | Electricity | MI | Dispatch-Generation | FuelCost | 0 | [6 empty] | 0.47464 | 0
LCP_Inputs_ON_Diverse_IEA_2023_05_05 | 2039 | Nuclear SMR | Generation | Electricity | MI | Dispatch-Generation | VOM | 0 | [6 empty] | 0.47464 | 0
LCP_Inputs_ON_Diverse_IEA_2023_05_05 | 2039 | Nuclear SMR | Generation | Electricity | NY | Dispatch-Generation | EmissionsCost | 0 | [6 empty] | 0.47464 | 0
LCP_Inputs_ON_Diverse_IEA_2023_05_05 | 2039 | Nuclear SMR | Generation | Electricity | NY | Dispatch-Generation | FuelCost | 0 | [6 empty] | 0.47464 | 0
LCP_Inputs_ON_Diverse_IEA_2023_05_05 | 2039 | Nuclear SMR | Generation | Electricity | NY | Dispatch-Generation | VOM | 0 | [6 empty] | 0.47464 | 0
LCP_Inputs_ON_Diverse_IEA_2023_05_05 | 2039 | Nuclear SMR | Generation | Electricity | ON | Dispatch-Generation | EmissionsCost | 0 | [6 empty] | 0.47464 | 0
LCP_Inputs_ON_Diverse_IEA_2023_05_05 | 2039 | Nuclear SMR | Generation | Electricity | ON | Dispatch-Generation | FuelCost | 0 | [6 empty] | 0.47464 | 0
LCP_Inputs_ON_Diverse_IEA_2023_05_05 | 2039 | Nuclear SMR | Generation | Electricity | ON | Dispatch-Generation | VOM | 18960361.2 | [6 empty] | 0.47464 | 8999391.8008
LCP_Inputs_ON_Diverse_IEA_2023_05_05 | 2039 | Nuclear SMR | Generation | Electricity | PJ | Dispatch-Generation | EmissionsCost | 0 | [6 empty] | 0.47464 | 0
LCP_Inputs_ON_Diverse_IEA_2023_05_05 | 2039 | Nuclear SMR | Generation | Electricity | PJ | Dispatch-Generation | FuelCost | 0 | [6 empty] | 0.47464 | 0
LCP_Inputs_ON_Diverse_IEA_2023_05_05 | 2039 | Nuclear SMR | Generation | Electricity | PJ | Dispatch-Generation | VOM | 0 | [6 empty] | 0.47464 | 0
LCP_Inputs_ON_Diverse_IEA_2023_05_05 | 2039 | Nuclear SMR | Generation | Electricity | QC | Dispatch-Generation | EmissionsCost | 0 | [6 empty] | 0.47464 | 0
LCP_Inputs_ON_Diverse_IEA_2023_05_05 | 2039 | Nuclear SMR | Generation | Electricity | QC | Dispatch-Generation | FuelCost | 0 | [6 empty] | 0.47464 | 0
LCP_Inputs_ON_Diverse_IEA_2023_05_05 | 2039 | Nuclear SMR | Generation | Electricity | QC | Dispatch-Generation | VOM | 0 | [6 empty] | 0.47464 | 0
LCP_Inputs_ON_Diverse_IEA_2023_05_05 | 2039 | Nuclear SMR | Generation | Electricity | WC | Dispatch-Generation | EmissionsCost | 0 | [6 empty] | 0.47464 | 0
LCP_Inputs_ON_Diverse_IEA_2023_05_05 | 2039 | Nuclear SMR | Generation | Electricity | WC | Dispatch-Generation | FuelCost | 0 | [6 empty] | 0.47464 | 0
LCP_Inputs_ON_Diverse_IEA_2023_05_05 | 2039 | Nuclear SMR | Generation | Electricity | WC | Dispatch-Generation | VOM | 0 | [6 empty] | 0.47464 | 0
LCP_Inputs_ON_Diverse_IEA_2023_05_05 | 2039 | O/CCGT - CH4 Existing | Crossload | Electricity | MI | Dispatch-Crossload | EmissionsCost | 0 | [6 empty] | 0.47464 | 0
LCP_Inputs_ON_Diverse_IEA_2023_05_05 | 2039 | O/CCGT - CH4 Existing | Crossload | Electricity | MI | Dispatch-Crossload | FuelCost | 0 | [6 empty] | 0.47464 | 0
LCP_Inputs_ON_Diverse_IEA_2023_05_05 | 2039 | O/CCGT - CH4 Existing | Crossload | Electricity | MI | Dispatch-Crossload | VOM | 0 | [6 empty] | 0.47464 | 0
LCP_Inputs_ON_Diverse_IEA_2023_05_05 | 2039 | O/CCGT - CH4 Existing | Crossload | Electricity | NY | Dispatch-Crossload | EmissionsCost | 0 | [6 empty] | 0.47464 | 0
LCP_Inputs_ON_Diverse_IEA_2023_05_05 | 2039 | O/CCGT - CH4 Existing | Crossload | Electricity | NY | Dispatch-Crossload | FuelCost | 0 | [6 empty] | 0.47464 | 0
LCP_Inputs_ON_Diverse_IEA_2023_05_05 | 2039 | O/CCGT - CH4 Existing | Crossload | Electricity | NY | Dispatch-Crossload | VOM | 0 | [6 empty] | 0.47464 | 0
LCP_Inputs_ON_Diverse_IEA_2023_05_05 | 2039 | O/CCGT - CH4 Existing | Crossload | Electricity | ON | Dispatch-Crossload | EmissionsCost | 4650844.1284 | [6 empty] | 0.47464 | 2207487.931
LCP_Inputs_ON_Diverse_IEA_2023_05_05 | 2039 | O/CCGT - CH4 Existing | Crossload | Electricity | ON | Dispatch-Crossload | FuelCost | 0 | [6 empty] | 0.47464 | 0
LCP_Inputs_ON_Diverse_IEA_2023_05_05 | 2039 | O/CCGT - CH4 Existing | Crossload | Electricity | ON | Dispatch-Crossload | VOM | 286217.1645 | [6 empty] | 0.47464 | 135850.8088
LCP_Inputs_ON_Diverse_IEA_2023_05_05 | 2039 | O/CCGT - CH4 Existing | Crossload | Electricity | PJ | Dispatch-Crossload | EmissionsCost | 0 | [6 empty] | 0.47464 | 0
LCP_Inputs_ON_Diverse_IEA_2023_05_05 | 2039 | O/CCGT - CH4 Existing | Crossload | Electricity | PJ | Dispatch-Crossload | FuelCost | 0 | [6 empty] | 0.47464 | 0
LCP_Inputs_ON_Diverse_IEA_2023_05_05 | 2039 | O/CCGT - CH4 Existing | Crossload | Electricity | PJ | Dispatch-Crossload | VOM | 0 | [6 empty] | 0.47464 | 0
LCP_Inputs_ON_Diverse_IEA_2023_05_05 | 2039 | O/CCGT - CH4 Existing | Crossload | Electricity | QC | Dispatch-Crossload | EmissionsCost | 0 | [6 empty] | 0.47464 | 0
LCP_Inputs_ON_Diverse_IEA_2023_05_05 | 2039 | O/CCGT - CH4 Existing | Crossload | Electricity | QC | Dispatch-Crossload | FuelCost | 0 | [6 empty] | 0.47464 | 0
LCP_Inputs_ON_Diverse_IEA_2023_05_05 | 2039 | O/CCGT - CH4 Existing | Crossload | Electricity | QC | Dispatch-Crossload | VOM | 0 | [6 empty] | 0.47464 | 0
LCP_Inputs_ON_Diverse_IEA_2023_05_05 | 2039 | O/CCGT - CH4 Existing | Crossload | Electricity | WC | Dispatch-Crossload | EmissionsCost | 0 | [6 empty] | 0.47464 | 0
LCP_Inputs_ON_Diverse_IEA_2023_05_05 | 2039 | O/CCGT - CH4 Existing | Crossload | Electricity | WC | Dispatch-Crossload | FuelCost | 0 | [6 empty] | 0.47464 | 0
LCP_Inputs_ON_Diverse_IEA_2023_05_05 | 2039 | O/CCGT - CH4 Existing | Crossload | Electricity | WC | Dispatch-Crossload | VOM | 0 | [6 empty] | 0.47464 | 0
LCP_Inputs_ON_Diverse_IEA_2023_05_05 | 2039 | O/CCGT - CH4 New | Crossload | Electricity | MI | Dispatch-Crossload | EmissionsCost | 0 | [6 empty] | 0.47464 | 0
LCP_Inputs_ON_Diverse_IEA_2023_05_05 | 2039 | O/CCGT - CH4 New | Crossload | Electricity | MI | Dispatch-Crossload | FuelCost | 0 | [6 empty] | 0.47464 | 0
LCP_Inputs_ON_Diverse_IEA_2023_05_05 | 2039 | O/CCGT - CH4 New | Crossload | Electricity | MI | Dispatch-Crossload | VOM | 0 | [6 empty] | 0.47464 | 0
LCP_Inputs_ON_Diverse_IEA_2023_05_05 | 2039 | O/CCGT - CH4 New | Crossload | Electricity | NY | Dispatch-Crossload | EmissionsCost | 0 | [6 empty] | 0.47464 | 0
LCP_Inputs_ON_Diverse_IEA_2023_05_05 | 2039 | O/CCGT - CH4 New | Crossload | Electricity | NY | Dispatch-Crossload | FuelCost | 0 | [6 empty] | 0.47464 | 0
LCP_Inputs_ON_Diverse_IEA_2023_05_05 | 2039 | O/CCGT - CH4 New | Crossload | Electricity | NY | Dispatch-Crossload | VOM | 0 | [6 empty] | 0.47464 | 0
LCP_Inputs_ON_Diverse_IEA_2023_05_05 | 2039 | O/CCGT - CH4 New | Crossload | Electricity | ON | Dispatch-Crossload | EmissionsCost | 205377.4597 | [6 empty] | 0.47464 | 97480.8553
LCP_Inputs_ON_Diverse_IEA_2023_05_05 | 2039 | O/CCGT - CH4 New | Crossload | Electricity | ON | Dispatch-Crossload | FuelCost | 0 | [6 empty] | 0.47464 | 0
LCP_Inputs_ON_Diverse_IEA_2023_05_05 | 2039 | O/CCGT - CH4 New | Crossload | Electricity | ON | Dispatch-Crossload | VOM | 12639.1151 | [6 empty] | 0.47464 | 5999.0602
LCP_Inputs_ON_Diverse_IEA_2023_05_05 | 2039 | O/CCGT - CH4 New | Crossload | Electricity | PJ | Dispatch-Crossload | EmissionsCost | 0 | [6 empty] | 0.47464 | 0
LCP_Inputs_ON_Diverse_IEA_2023_05_05 | 2039 | O/CCGT - CH4 New | Crossload | Electricity | PJ | Dispatch-Crossload | FuelCost | 0 | [6 empty] | 0.47464 | 0
LCP_Inputs_ON_Diverse_IEA_2023_05_05 | 2039 | O/CCGT - CH4 New | Crossload | Electricity | PJ | Dispatch-Crossload | VOM | 0 | [6 empty] | 0.47464 | 0
LCP_Inputs_ON_Diverse_IEA_2023_05_05 | 2039 | O/CCGT - CH4 New | Crossload | Electricity | QC | Dispatch-Crossload | EmissionsCost | 0 | [6 empty] | 0.47464 | 0
LCP_Inputs_ON_Diverse_IEA_2023_05_05 | 2039 | O/CCGT - CH4 New | Crossload | Electricity | QC | Dispatch-Crossload | FuelCost | 0 | [6 empty] | 0.47464 | 0
LCP_Inputs_ON_Diverse_IEA_2023_05_05 | 2039 | O/CCGT - CH4 New | Crossload | Electricity | QC | Dispatch-Crossload | VOM | 0 | [6 empty] | 0.47464 | 0
LCP_Inputs_ON_Diverse_IEA_2023_05_05 | 2039 | O/CCGT - CH4 New | Crossload | Electricity | WC | Dispatch-Crossload | EmissionsCost | 0 | [6 empty] | 0.47464 | 0
LCP_Inputs_ON_Diverse_IEA_2023_05_05 | 2039 | O/CCGT - CH4 New | Crossload | Electricity | WC | Dispatch-Crossload | FuelCost | 0 | [6 empty] | 0.47464 | 0
LCP_Inputs_ON_Diverse_IEA_2023_05_05 | 2039 | O/CCGT - CH4 New | Crossload | Electricity | WC | Dispatch-Crossload | VOM | 0 | [6 empty] | 0.47464 | 0
LCP_Inputs_ON_Diverse_IEA_2023_05_05 | 2039 | O/CCGT - H2 New | Crossload | Electricity | MI | Dispatch-Crossload | EmissionsCost | 0 | [6 empty] | 0.47464 | 0
LCP_Inputs_ON_Diverse_IEA_2023_05_05 | 2039 | O/CCGT - H2 New | Crossload | Electricity | MI | Dispatch-Crossload | FuelCost | 0 | [6 empty] | 0.47464 | 0
LCP_Inputs_ON_Diverse_IEA_2023_05_05 | 2039 | O/CCGT - H2 New | Crossload | Electricity | MI | Dispatch-Crossload | VOM | 0 | [6 empty] | 0.47464 | 0
LCP_Inputs_ON_Diverse_IEA_2023_05_05 | 2039 | O/CCGT - H2 New | Crossload | Electricity | NY | Dispatch-Crossload | EmissionsCost | 0 | [6 empty] | 0.47464 | 0
LCP_Inputs_ON_Diverse_IEA_2023_05_05 | 2039 | O/CCGT - H2 New | Crossload | Electricity | NY | Dispatch-Crossload | FuelCost | 0 | [6 empty] | 0.47464 | 0
LCP_Inputs_ON_Diverse_IEA_2023_05_05 | 2039 | O/CCGT - H2 New | Crossload | Electricity | NY | Dispatch-Crossload | VOM | 0 | [6 empty] | 0.47464 | 0
LCP_Inputs_ON_Diverse_IEA_2023_05_05 | 2039 | O/CCGT - H2 New | Crossload | Electricity | ON | Dispatch-Crossload | EmissionsCost | 0 | [6 empty] | 0.47464 | 0
LCP_Inputs_ON_Diverse_IEA_2023_05_05 | 2039 | O/CCGT - H2 New | Crossload | Electricity | ON | Dispatch-Crossload | FuelCost | 0 | [6 empty] | 0.47464 | 0
LCP_Inputs_ON_Diverse_IEA_2023_05_05 | 2039 | O/CCGT - H2 New | Crossload | Electricity | ON | Dispatch-Crossload | VOM | 0 | [6 empty] | 0.47464 | 0
LCP_Inputs_ON_Diverse_IEA_2023_05_05 | 2039 | O/CCGT - H2 New | Crossload | Electricity | PJ | Dispatch-Crossload | EmissionsCost | 0 | [6 empty] | 0.47464 | 0
LCP_Inputs_ON_Diverse_IEA_2023_05_05 | 2039 | O/CCGT - H2 New | Crossload | Electricity | PJ | Dispatch-Crossload | FuelCost | 0 | [6 empty] | 0.47464 | 0
LCP_Inputs_ON_Diverse_IEA_2023_05_05 | 2039 | O/CCGT - H2 New | Crossload | Electricity | PJ | Dispatch-Crossload | VOM | 0 | [6 empty] | 0.47464 | 0
LCP_Inputs_ON_Diverse_IEA_2023_05_05 | 2039 | O/CCGT - H2 New | Crossload | Electricity | QC | Dispatch-Crossload | EmissionsCost | 0 | [6 empty] | 0.47464 | 0
LCP_Inputs_ON_Diverse_IEA_2023_05_05 | 2039 | O/CCGT - H2 New | Crossload | Electricity | QC | Dispatch-Crossload | FuelCost | 0 | [6 empty] | 0.47464 | 0
LCP_Inputs_ON_Diverse_IEA_2023_05_05 | 2039 | O/CCGT - H2 New | Crossload | Electricity | QC | Dispatch-Crossload | VOM | 0 | [6 empty] | 0.47464 | 0
LCP_Inputs_ON_Diverse_IEA_2023_05_05 | 2039 | O/CCGT - H2 New | Crossload | Electricity | WC | Dispatch-Crossload | EmissionsCost | 0 | [6 empty] | 0.47464 | 0
LCP_Inputs_ON_Diverse_IEA_2023_05_05 | 2039 | O/CCGT - H2 New | Crossload | Electricity | WC | Dispatch-Crossload | FuelCost | 0 | [6 empty] | 0.47464 | 0
LCP_Inputs_ON_Diverse_IEA_2023_05_05 | 2039 | O/CCGT - H2 New | Crossload | Electricity | WC | Dispatch-Crossload | VOM | 0 | [6 empty] | 0.47464 | 0
LCP_Inputs_ON_Diverse_IEA_2023_05_05 | 2039 | SMR CCS | Generation | Hydrogen | MI | Dispatch-Generation | EmissionsCost | 0 | [6 empty] | 0.47464 | 0
LCP_Inputs_ON_Diverse_IEA_2023_05_05 | 2039 | SMR CCS | Generation | Hydrogen | MI | Dispatch-Generation | FuelCost | 0 | [6 empty] | 0.47464 | 0
LCP_Inputs_ON_Diverse_IEA_2023_05_05 | 2039 | SMR CCS | Generation | Hydrogen | MI | Dispatch-Generation | VOM | 0 | [6 empty] | 0.47464 | 0
LCP_Inputs_ON_Diverse_IEA_2023_05_05 | 2039 | SMR CCS | Generation | Hydrogen | NY | Dispatch-Generation | EmissionsCost | 0 | [6 empty] | 0.47464 | 0
LCP_Inputs_ON_Diverse_IEA_2023_05_05 | 2039 | SMR CCS | Generation | Hydrogen | NY | Dispatch-Generation | FuelCost | 0 | [6 empty] | 0.47464 | 0
LCP_Inputs_ON_Diverse_IEA_2023_05_05 | 2039 | SMR CCS | Generation | Hydrogen | NY | Dispatch-Generation | VOM | 0 | [6 empty] | 0.47464 | 0
LCP_Inputs_ON_Diverse_IEA_2023_05_05 | 2039 | SMR CCS | Generation | Hydrogen | ON | Dispatch-Generation | EmissionsCost | 398520751.9847 | [6 empty] | 0.47464 | 189154855.756
LCP_Inputs_ON_Diverse_IEA_2023_05_05 | 2039 | SMR CCS | Generation | Hydrogen | ON | Dispatch-Generation | FuelCost | 628171752.4376 | [6 empty] | 0.47464 | 298156963.2963
LCP_Inputs_ON_Diverse_IEA_2023_05_05 | 2039 | SMR CCS | Generation | Hydrogen | ON | Dispatch-Generation | VOM | 0 | [6 empty] | 0.47464 | 0
LCP_Inputs_ON_Diverse_IEA_2023_05_05 | 2039 | SMR CCS | Generation | Hydrogen | PJ | Dispatch-Generation | EmissionsCost | 0 | [6 empty] | 0.47464 | 0
LCP_Inputs_ON_Diverse_IEA_2023_05_05 | 2039 | SMR CCS | Generation | Hydrogen | PJ | Dispatch-Generation | FuelCost | 0 | [6 empty] | 0.47464 | 0
LCP_Inputs_ON_Diverse_IEA_2023_05_05 | 2039 | SMR CCS | Generation | Hydrogen | PJ | Dispatch-Generation | VOM | 0 | [6 empty] | 0.47464 | 0
LCP_Inputs_ON_Diverse_IEA_2023_05_05 | 2039 | SMR CCS | Generation | Hydrogen | QC | Dispatch-Generation | EmissionsCost | 0 | [6 empty] | 0.47464 | 0
LCP_Inputs_ON_Diverse_IEA_2023_05_05 | 2039 | SMR CCS | Generation | Hydrogen | QC | Dispatch-Generation | FuelCost | 0 | [6 empty] | 0.47464 | 0
LCP_Inputs_ON_Diverse_IEA_2023_05_05 | 2039 | SMR CCS | Generation | Hydrogen | QC | Dispatch-Generation | VOM | 0 | [6 empty] | 0.47464 | 0
LCP_Inputs_ON_Diverse_IEA_2023_05_05 | 2039 | SMR CCS | Generation | Hydrogen | WC | Dispatch-Generation | EmissionsCost | 0 | [6 empty] | 0.47464 | 0
LCP_Inputs_ON_Diverse_IEA_2023_05_05 | 2039 | SMR CCS | Generation | Hydrogen | WC | Dispatch-Generation | FuelCost | 0 | [6 empty] | 0.47464 | 0
LCP_Inputs_ON_Diverse_IEA_2023_05_05 | 2039 | SMR CCS | Generation | Hydrogen | WC | Dispatch-Generation | VOM | 0 | [6 empty] | 0.47464 | 0
LCP_Inputs_ON_Diverse_IEA_2023_05_05 | 2039 | Solar PV | Generation | Electricity | MI | Dispatch-Generation | EmissionsCost | 0 | [6 empty] | 0.47464 | 0
LCP_Inputs_ON_Diverse_IEA_2023_05_05 | 2039 | Solar PV | Generation | Electricity | MI | Dispatch-Generation | FuelCost | 0 | [6 empty] | 0.47464 | 0
LCP_Inputs_ON_Diverse_IEA_2023_05_05 | 2039 | Solar PV | Generation | Electricity | MI | Dispatch-Generation | VOM | 0 | [6 empty] | 0.47464 | 0
LCP_Inputs_ON_Diverse_IEA_2023_05_05 | 2039 | Solar PV | Generation | Electricity | NY | Dispatch-Generation | EmissionsCost | 0 | [6 empty] | 0.47464 | 0
LCP_Inputs_ON_Diverse_IEA_2023_05_05 | 2039 | Solar PV | Generation | Electricity | NY | Dispatch-Generation | FuelCost | 0 | [6 empty] | 0.47464 | 0
LCP_Inputs_ON_Diverse_IEA_2023_05_05 | 2039 | Solar PV | Generation | Electricity | NY | Dispatch-Generation | VOM | 0 | [6 empty] | 0.47464 | 0
LCP_Inputs_ON_Diverse_IEA_2023_05_05 | 2039 | Solar PV | Generation | Electricity | ON | Dispatch-Generation | EmissionsCost | 0 | [6 empty] | 0.47464 | 0
LCP_Inputs_ON_Diverse_IEA_2023_05_05 | 2039 | Solar PV | Generation | Electricity | ON | Dispatch-Generation | FuelCost | 0 | [6 empty] | 0.47464 | 0
LCP_Inputs_ON_Diverse_IEA_2023_05_05 | 2039 | Solar PV | Generation | Electricity | ON | Dispatch-Generation | VOM | 0 | [6 empty] | 0.47464 | 0
LCP_Inputs_ON_Diverse_IEA_2023_05_05 | 2039 | Solar PV | Generation | Electricity | PJ | Dispatch-Generation | EmissionsCost | 0 | [6 empty] | 0.47464 | 0
LCP_Inputs_ON_Diverse_IEA_2023_05_05 | 2039 | Solar PV | Generation | Electricity | PJ | Dispatch-Generation | FuelCost | 0 | [6 empty] | 0.47464 | 0
LCP_Inputs_ON_Diverse_IEA_2023_05_05 | 2039 | Solar PV | Generation | Electricity | PJ | Dispatch-Generation | VOM | 0 | [6 empty] | 0.47464 | 0
LCP_Inputs_ON_Diverse_IEA_2023_05_05 | 2039 | Solar PV | Generation | Electricity | QC | Dispatch-Generation | EmissionsCost | 0 | [6 empty] | 0.47464 | 0
LCP_Inputs_ON_Diverse_IEA_2023_05_05 | 2039 | Solar PV | Generation | Electricity | QC | Dispatch-Generation | FuelCost | 0 | [6 empty] | 0.47464 | 0
LCP_Inputs_ON_Diverse_IEA_2023_05_05 | 2039 | Solar PV | Generation | Electricity | QC | Dispatch-Generation | VOM | 0 | [6 empty] | 0.47464 | 0
LCP_Inputs_ON_Diverse_IEA_2023_05_05 | 2039 | Solar PV | Generation | Electricity | WC | Dispatch-Generation | EmissionsCost | 0 | [6 empty] | 0.47464 | 0
LCP_Inputs_ON_Diverse_IEA_2023_05_05 | 2039 | Solar PV | Generation | Electricity | WC | Dispatch-Generation | FuelCost | 0 | [6 empty] | 0.47464 | 0
LCP_Inputs_ON_Diverse_IEA_2023_05_05 | 2039 | Solar PV | Generation | Electricity | WC | Dispatch-Generation | VOM | 0 | [6 empty] | 0.47464 | 0
LCP_Inputs_ON_Diverse_IEA_2023_05_05 | 2039 | Wind Offshore | Generation | Electricity | MI | Dispatch-Generation | EmissionsCost | 0 | [6 empty] | 0.47464 | 0
LCP_Inputs_ON_Diverse_IEA_2023_05_05 | 2039 | Wind Offshore | Generation | Electricity | MI | Dispatch-Generation | FuelCost | 0 | [6 empty] | 0.47464 | 0
LCP_Inputs_ON_Diverse_IEA_2023_05_05 | 2039 | Wind Offshore | Generation | Electricity | MI | Dispatch-Generation | VOM | 0 | [6 empty] | 0.47464 | 0
LCP_Inputs_ON_Diverse_IEA_2023_05_05 | 2039 | Wind Offshore | Generation | Electricity | NY | Dispatch-Generation | EmissionsCost | 0 | [6 empty] | 0.47464 | 0
LCP_Inputs_ON_Diverse_IEA_2023_05_05 | 2039 | Wind Offshore | Generation | Electricity | NY | Dispatch-Generation | FuelCost | 0 | [6 empty] | 0.47464 | 0
LCP_Inputs_ON_Diverse_IEA_2023_05_05 | 2039 | Wind Offshore | Generation | Electricity | NY | Dispatch-Generation | VOM | 0 | [6 empty] | 0.47464 | 0
LCP_Inputs_ON_Diverse_IEA_2023_05_05 | 2039 | Wind Offshore | Generation | Electricity | ON | Dispatch-Generation | EmissionsCost | 0 | [6 empty] | 0.47464 | 0
LCP_Inputs_ON_Diverse_IEA_2023_05_05 | 2039 | Wind Offshore | Generation | Electricity | ON | Dispatch-Generation | FuelCost | 0 | [6 empty] | 0.47464 | 0
LCP_Inputs_ON_Diverse_IEA_2023_05_05 | 2039 | Wind Offshore | Generation | Electricity | ON | Dispatch-Generation | VOM | 0 | [6 empty] | 0.47464 | 0
LCP_Inputs_ON_Diverse_IEA_2023_05_05 | 2039 | Wind Offshore | Generation | Electricity | PJ | Dispatch-Generation | EmissionsCost | 0 | [6 empty] | 0.47464 | 0
LCP_Inputs_ON_Diverse_IEA_2023_05_05 | 2039 | Wind Offshore | Generation | Electricity | PJ | Dispatch-Generation | FuelCost | 0 | [6 empty] | 0.47464 | 0
LCP_Inputs_ON_Diverse_IEA_2023_05_05 | 2039 | Wind Offshore | Generation | Electricity | PJ | Dispatch-Generation | VOM | 0 | [6 empty] | 0.47464 | 0
LCP_Inputs_ON_Diverse_IEA_2023_05_05 | 2039 | Wind Offshore | Generation | Electricity | QC | Dispatch-Generation | EmissionsCost | 0 | [6 empty] | 0.47464 | 0
LCP_Inputs_ON_Diverse_IEA_2023_05_05 | 2039 | Wind Offshore | Generation | Electricity | QC | Dispatch-Generation | FuelCost | 0 | [6 empty] | 0.47464 | 0
LCP_Inputs_ON_Diverse_IEA_2023_05_05 | 2039 | Wind Offshore | Generation | Electricity | QC | Dispatch-Generation | VOM | 0 | [6 empty] | 0.47464 | 0
LCP_Inputs_ON_Diverse_IEA_2023_05_05 | 2039 | Wind Offshore | Generation | Electricity | WC | Dispatch-Generation | EmissionsCost | 0 | [6 empty] | 0.47464 | 0
LCP_Inputs_ON_Diverse_IEA_2023_05_05 | 2039 | Wind Offshore | Generation | Electricity | WC | Dispatch-Generation | FuelCost | 0 | [6 empty] | 0.47464 | 0
LCP_Inputs_ON_Diverse_IEA_2023_05_05 | 2039 | Wind Offshore | Generation | Electricity | WC | Dispatch-Generation | VOM | 0 | [6 empty] | 0.47464 | 0
LCP_Inputs_ON_Diverse_IEA_2023_05_05 | 2039 | Wind Onshore | Generation | Electricity | MI | Dispatch-Generation | EmissionsCost | 0 | [6 empty] | 0.47464 | 0
LCP_Inputs_ON_Diverse_IEA_2023_05_05 | 2039 | Wind Onshore | Generation | Electricity | MI | Dispatch-Generation | FuelCost | 0 | [6 empty] | 0.47464 | 0
LCP_Inputs_ON_Diverse_IEA_2023_05_05 | 2039 | Wind Onshore | Generation | Electricity | MI | Dispatch-Generation | VOM | 0 | [6 empty] | 0.47464 | 0
LCP_Inputs_ON_Diverse_IEA_2023_05_05 | 2039 | Wind Onshore | Generation | Electricity | NY | Dispatch-Generation | EmissionsCost | 0 | [6 empty] | 0.47464 | 0
LCP_Inputs_ON_Diverse_IEA_2023_05_05 | 2039 | Wind Onshore | Generation | Electricity | NY | Dispatch-Generation | FuelCost | 0 | [6 empty] | 0.47464 | 0
LCP_Inputs_ON_Diverse_IEA_2023_05_05 | 2039 | Wind Onshore | Generation | Electricity | NY | Dispatch-Generation | VOM | 0 | [6 empty] | 0.47464 | 0
LCP_Inputs_ON_Diverse_IEA_2023_05_05 | 2039 | Wind Onshore | Generation | Electricity | ON | Dispatch-Generation | EmissionsCost | 0 | [6 empty] | 0.47464 | 0
LCP_Inputs_ON_Diverse_IEA_2023_05_05 | 2039 | Wind Onshore | Generation | Electricity | ON | Dispatch-Generation | FuelCost | 0 | [6 empty] | 0.47464 | 0
LCP_Inputs_ON_Diverse_IEA_2023_05_05 | 2039 | Wind Onshore | Generation | Electricity | ON | Dispatch-Generation | VOM | 0 | [6 empty] | 0.47464 | 0
LCP_Inputs_ON_Diverse_IEA_2023_05_05 | 2039 | Wind Onshore | Generation | Electricity | PJ | Dispatch-Generation | EmissionsCost | 0 | [6 empty] | 0.47464 | 0
LCP_Inputs_ON_Diverse_IEA_2023_05_05 | 2039 | Wind Onshore | Generation | Electricity | PJ | Dispatch-Generation | FuelCost | 0 | [6 empty] | 0.47464 | 0
LCP_Inputs_ON_Diverse_IEA_2023_05_05 | 2039 | Wind Onshore | Generation | Electricity | PJ | Dispatch-Generation | VOM | 0 | [6 empty] | 0.47464 | 0
LCP_Inputs_ON_Diverse_IEA_2023_05_05 | 2039 | Wind Onshore | Generation | Electricity | QC | Dispatch-Generation | EmissionsCost | 0 | [6 empty] | 0.47464 | 0
LCP_Inputs_ON_Diverse_IEA_2023_05_05 | 2039 | Wind Onshore | Generation | Electricity | QC | Dispatch-Generation | FuelCost | 0 | [6 empty] | 0.47464 | 0
LCP_Inputs_ON_Diverse_IEA_2023_05_05 | 2039 | Wind Onshore | Generation | Electricity | QC | Dispatch-Generation | VOM | 0 | [6 empty] | 0.47464 | 0
LCP_Inputs_ON_Diverse_IEA_2023_05_05 | 2039 | Wind Onshore | Generation | Electricity | WC | Dispatch-Generation | EmissionsCost | 0 | [6 empty] | 0.47464 | 0
LCP_Inputs_ON_Diverse_IEA_2023_05_05 | 2039 | Wind Onshore | Generation | Electricity | WC | Dispatch-Generation | FuelCost | 0 | [6 empty] | 0.47464 | 0
LCP_Inputs_ON_Diverse_IEA_2023_05_05 | 2039 | Wind Onshore | Generation | Electricity | WC | Dispatch-Generation | VOM | 0 | [6 empty] | 0.47464 | 0
LCP_Inputs_ON_Diverse_IEA_2023_05_05 | 2040 | Anaerobic Digestion | Generation | Methane | MI | Dispatch-Generation | EmissionsCost | 0 | [6 empty] | 0.45639 | 0
LCP_Inputs_ON_Diverse_IEA_2023_05_05 | 2040 | Anaerobic Digestion | Generation | Methane | MI | Dispatch-Generation | FuelCost | 0 | [6 empty] | 0.45639 | 0
LCP_Inputs_ON_Diverse_IEA_2023_05_05 | 2040 | Anaerobic Digestion | Generation | Methane | MI | Dispatch-Generation | VOM | 0 | [6 empty] | 0.45639 | 0
LCP_Inputs_ON_Diverse_IEA_2023_05_05 | 2040 | Anaerobic Digestion | Generation | Methane | NY | Dispatch-Generation | EmissionsCost | 0 | [6 empty] | 0.45639 | 0
LCP_Inputs_ON_Diverse_IEA_2023_05_05 | 2040 | Anaerobic Digestion | Generation | Methane | NY | Dispatch-Generation | FuelCost | 0 | [6 empty] | 0.45639 | 0
LCP_Inputs_ON_Diverse_IEA_2023_05_05 | 2040 | Anaerobic Digestion | Generation | Methane | NY | Dispatch-Generation | VOM | 0 | [6 empty] | 0.45639 | 0
LCP_Inputs_ON_Diverse_IEA_2023_05_05 | 2040 | Anaerobic Digestion | Generation | Methane | ON | Dispatch-Generation | EmissionsCost | 3867281.1607 | [6 empty] | 0.45639 | 1764976.639
LCP_Inputs_ON_Diverse_IEA_2023_05_05 | 2040 | Anaerobic Digestion | Generation | Methane | ON | Dispatch-Generation | FuelCost | 0 | [6 empty] | 0.45639 | 0
LCP_Inputs_ON_Diverse_IEA_2023_05_05 | 2040 | Anaerobic Digestion | Generation | Methane | ON | Dispatch-Generation | VOM | 1742440000 | [6 empty] | 0.45639 | 795226870.539
LCP_Inputs_ON_Diverse_IEA_2023_05_05 | 2040 | Anaerobic Digestion | Generation | Methane | PJ | Dispatch-Generation | EmissionsCost | 0 | [6 empty] | 0.45639 | 0
LCP_Inputs_ON_Diverse_IEA_2023_05_05 | 2040 | Anaerobic Digestion | Generation | Methane | PJ | Dispatch-Generation | FuelCost | 0 | [6 empty] | 0.45639 | 0
LCP_Inputs_ON_Diverse_IEA_2023_05_05 | 2040 | Anaerobic Digestion | Generation | Methane | PJ | Dispatch-Generation | VOM | 0 | [6 empty] | 0.45639 | 0
LCP_Inputs_ON_Diverse_IEA_2023_05_05 | 2040 | Anaerobic Digestion | Generation | Methane | QC | Dispatch-Generation | EmissionsCost | 0 | [6 empty] | 0.45639 | 0
LCP_Inputs_ON_Diverse_IEA_2023_05_05 | 2040 | Anaerobic Digestion | Generation | Methane | QC | Dispatch-Generation | FuelCost | 0 | [6 empty] | 0.45639 | 0
LCP_Inputs_ON_Diverse_IEA_2023_05_05 | 2040 | Anaerobic Digestion | Generation | Methane | QC | Dispatch-Generation | VOM | 0 | [6 empty] | 0.45639 | 0
LCP_Inputs_ON_Diverse_IEA_2023_05_05 | 2040 | Anaerobic Digestion | Generation | Methane | WC | Dispatch-Generation | EmissionsCost | 0 | [6 empty] | 0.45639 | 0
LCP_Inputs_ON_Diverse_IEA_2023_05_05 | 2040 | Anaerobic Digestion | Generation | Methane | WC | Dispatch-Generation | FuelCost | 0 | [6 empty] | 0.45639 | 0
LCP_Inputs_ON_Diverse_IEA_2023_05_05 | 2040 | Anaerobic Digestion | Generation | Methane | WC | Dispatch-Generation | VOM | 0 | [6 empty] | 0.45639 | 0
LCP_Inputs_ON_Diverse_IEA_2023_05_05 | 2040 | Battery Storage | Storage | Electricity | MI | Dispatch-Storage | EmissionsCost | 0 | [6 empty] | 0.45639 | 0
LCP_Inputs_ON_Diverse_IEA_2023_05_05 | 2040 | Battery Storage | Storage | Electricity | MI | Dispatch-Storage | FuelCost | 0 | [6 empty] | 0.45639 | 0
LCP_Inputs_ON_Diverse_IEA_2023_05_05 | 2040 | Battery Storage | Storage | Electricity | MI | Dispatch-Storage | VOM | 0 | [6 empty] | 0.45639 | 0
LCP_Inputs_ON_Diverse_IEA_2023_05_05 | 2040 | Battery Storage | Storage | Electricity | NY | Dispatch-Storage | EmissionsCost | 0 | [6 empty] | 0.45639 | 0
LCP_Inputs_ON_Diverse_IEA_2023_05_05 | 2040 | Battery Storage | Storage | Electricity | NY | Dispatch-Storage | FuelCost | 0 | [6 empty] | 0.45639 | 0
LCP_Inputs_ON_Diverse_IEA_2023_05_05 | 2040 | Battery Storage | Storage | Electricity | NY | Dispatch-Storage | VOM | 0 | [6 empty] | 0.45639 | 0
LCP_Inputs_ON_Diverse_IEA_2023_05_05 | 2040 | Battery Storage | Storage | Electricity | ON | Dispatch-Storage | EmissionsCost | 0 | [6 empty] | 0.45639 | 0
LCP_Inputs_ON_Diverse_IEA_2023_05_05 | 2040 | Battery Storage | Storage | Electricity | ON | Dispatch-Storage | FuelCost | 0 | [6 empty] | 0.45639 | 0
LCP_Inputs_ON_Diverse_IEA_2023_05_05 | 2040 | Battery Storage | Storage | Electricity | ON | Dispatch-Storage | VOM | 0 | [6 empty] | 0.45639 | 0
LCP_Inputs_ON_Diverse_IEA_2023_05_05 | 2040 | Battery Storage | Storage | Electricity | PJ | Dispatch-Storage | EmissionsCost | 0 | [6 empty] | 0.45639 | 0
LCP_Inputs_ON_Diverse_IEA_2023_05_05 | 2040 | Battery Storage | Storage | Electricity | PJ | Dispatch-Storage | FuelCost | 0 | [6 empty] | 0.45639 | 0
LCP_Inputs_ON_Diverse_IEA_2023_05_05 | 2040 | Battery Storage | Storage | Electricity | PJ | Dispatch-Storage | VOM | 0 | [6 empty] | 0.45639 | 0
LCP_Inputs_ON_Diverse_IEA_2023_05_05 | 2040 | Battery Storage | Storage | Electricity | QC | Dispatch-Storage | EmissionsCost | 0 | [6 empty] | 0.45639 | 0
LCP_Inputs_ON_Diverse_IEA_2023_05_05 | 2040 | Battery Storage | Storage | Electricity | QC | Dispatch-Storage | FuelCost | 0 | [6 empty] | 0.45639 | 0
LCP_Inputs_ON_Diverse_IEA_2023_05_05 | 2040 | Battery Storage | Storage | Electricity | QC | Dispatch-Storage | VOM | 0 | [6 empty] | 0.45639 | 0
LCP_Inputs_ON_Diverse_IEA_2023_05_05 | 2040 | Battery Storage | Storage | Electricity | WC | Dispatch-Storage | EmissionsCost | 0 | [6 empty] | 0.45639 | 0
LCP_Inputs_ON_Diverse_IEA_2023_05_05 | 2040 | Battery Storage | Storage | Electricity | WC | Dispatch-Storage | FuelCost | 0 | [6 empty] | 0.45639 | 0
LCP_Inputs_ON_Diverse_IEA_2023_05_05 | 2040 | Battery Storage | Storage | Electricity | WC | Dispatch-Storage | VOM | 0 | [6 empty] | 0.45639 | 0
LCP_Inputs_ON_Diverse_IEA_2023_05_05 | 2040 | Biomass | Generation | Electricity | MI | Dispatch-Generation | EmissionsCost | 0 | [6 empty] | 0.45639 | 0
LCP_Inputs_ON_Diverse_IEA_2023_05_05 | 2040 | Biomass | Generation | Electricity | MI | Dispatch-Generation | FuelCost | 0 | [6 empty] | 0.45639 | 0
LCP_Inputs_ON_Diverse_IEA_2023_05_05 | 2040 | Biomass | Generation | Electricity | MI | Dispatch-Generation | VOM | 0 | [6 empty] | 0.45639 | 0
LCP_Inputs_ON_Diverse_IEA_2023_05_05 | 2040 | Biomass | Generation | Electricity | NY | Dispatch-Generation | EmissionsCost | 0 | [6 empty] | 0.45639 | 0
LCP_Inputs_ON_Diverse_IEA_2023_05_05 | 2040 | Biomass | Generation | Electricity | NY | Dispatch-Generation | FuelCost | 0 | [6 empty] | 0.45639 | 0
LCP_Inputs_ON_Diverse_IEA_2023_05_05 | 2040 | Biomass | Generation | Electricity | NY | Dispatch-Generation | VOM | 0 | [6 empty] | 0.45639 | 0
LCP_Inputs_ON_Diverse_IEA_2023_05_05 | 2040 | Biomass | Generation | Electricity | ON | Dispatch-Generation | EmissionsCost | 0 | [6 empty] | 0.45639 | 0
LCP_Inputs_ON_Diverse_IEA_2023_05_05 | 2040 | Biomass | Generation | Electricity | ON | Dispatch-Generation | FuelCost | 2449112.7273 | [6 empty] | 0.45639 | 1117743.0785
LCP_Inputs_ON_Diverse_IEA_2023_05_05 | 2040 | Biomass | Generation | Electricity | ON | Dispatch-Generation | VOM | 31430.28 | [6 empty] | 0.45639 | 14344.3695
LCP_Inputs_ON_Diverse_IEA_2023_05_05 | 2040 | Biomass | Generation | Electricity | PJ | Dispatch-Generation | EmissionsCost | 0 | [6 empty] | 0.45639 | 0
LCP_Inputs_ON_Diverse_IEA_2023_05_05 | 2040 | Biomass | Generation | Electricity | PJ | Dispatch-Generation | FuelCost | 0 | [6 empty] | 0.45639 | 0
LCP_Inputs_ON_Diverse_IEA_2023_05_05 | 2040 | Biomass | Generation | Electricity | PJ | Dispatch-Generation | VOM | 0 | [6 empty] | 0.45639 | 0
LCP_Inputs_ON_Diverse_IEA_2023_05_05 | 2040 | Biomass | Generation | Electricity | QC | Dispatch-Generation | EmissionsCost | 0 | [6 empty] | 0.45639 | 0
LCP_Inputs_ON_Diverse_IEA_2023_05_05 | 2040 | Biomass | Generation | Electricity | QC | Dispatch-Generation | FuelCost | 128334.5455 | [6 empty] | 0.45639 | 58570.2113
LCP_Inputs_ON_Diverse_IEA_2023_05_05 | 2040 | Biomass | Generation | Electricity | QC | Dispatch-Generation | VOM | 1646.96 | [6 empty] | 0.45639 | 751.651
LCP_Inputs_ON_Diverse_IEA_2023_05_05 | 2040 | Biomass | Generation | Electricity | WC | Dispatch-Generation | EmissionsCost | 0 | [6 empty] | 0.45639 | 0
LCP_Inputs_ON_Diverse_IEA_2023_05_05 | 2040 | Biomass | Generation | Electricity | WC | Dispatch-Generation | FuelCost | 0 | [6 empty] | 0.45639 | 0
LCP_Inputs_ON_Diverse_IEA_2023_05_05 | 2040 | Biomass | Generation | Electricity | WC | Dispatch-Generation | VOM | 0 | [6 empty] | 0.45639 | 0
LCP_Inputs_ON_Diverse_IEA_2023_05_05 | 2040 | Biomass + CCS | Generation | Electricity | MI | Dispatch-Generation | EmissionsCost | 0 | [6 empty] | 0.45639 | 0
LCP_Inputs_ON_Diverse_IEA_2023_05_05 | 2040 | Biomass + CCS | Generation | Electricity | MI | Dispatch-Generation | FuelCost | 0 | [6 empty] | 0.45639 | 0
LCP_Inputs_ON_Diverse_IEA_2023_05_05 | 2040 | Biomass + CCS | Generation | Electricity | MI | Dispatch-Generation | VOM | 0 | [6 empty] | 0.45639 | 0
LCP_Inputs_ON_Diverse_IEA_2023_05_05 | 2040 | Biomass + CCS | Generation | Electricity | NY | Dispatch-Generation | EmissionsCost | 0 | [6 empty] | 0.45639 | 0
LCP_Inputs_ON_Diverse_IEA_2023_05_05 | 2040 | Biomass + CCS | Generation | Electricity | NY | Dispatch-Generation | FuelCost | 0 | [6 empty] | 0.45639 | 0
LCP_Inputs_ON_Diverse_IEA_2023_05_05 | 2040 | Biomass + CCS | Generation | Electricity | NY | Dispatch-Generation | VOM | 0 | [6 empty] | 0.45639 | 0
LCP_Inputs_ON_Diverse_IEA_2023_05_05 | 2040 | Biomass + CCS | Generation | Electricity | ON | Dispatch-Generation | EmissionsCost | 0 | [6 empty] | 0.45639 | 0
LCP_Inputs_ON_Diverse_IEA_2023_05_05 | 2040 | Biomass + CCS | Generation | Electricity | ON | Dispatch-Generation | FuelCost | 0 | [6 empty] | 0.45639 | 0
LCP_Inputs_ON_Diverse_IEA_2023_05_05 | 2040 | Biomass + CCS | Generation | Electricity | ON | Dispatch-Generation | VOM | 0 | [6 empty] | 0.45639 | 0
LCP_Inputs_ON_Diverse_IEA_2023_05_05 | 2040 | Biomass + CCS | Generation | Electricity | PJ | Dispatch-Generation | EmissionsCost | 0 | [6 empty] | 0.45639 | 0
LCP_Inputs_ON_Diverse_IEA_2023_05_05 | 2040 | Biomass + CCS | Generation | Electricity | PJ | Dispatch-Generation | FuelCost | 0 | [6 empty] | 0.45639 | 0
LCP_Inputs_ON_Diverse_IEA_2023_05_05 | 2040 | Biomass + CCS | Generation | Electricity | PJ | Dispatch-Generation | VOM | 0 | [6 empty] | 0.45639 | 0
LCP_Inputs_ON_Diverse_IEA_2023_05_05 | 2040 | Biomass + CCS | Generation | Electricity | QC | Dispatch-Generation | EmissionsCost | 0 | [6 empty] | 0.45639 | 0
LCP_Inputs_ON_Diverse_IEA_2023_05_05 | 2040 | Biomass + CCS | Generation | Electricity | QC | Dispatch-Generation | FuelCost | 0 | [6 empty] | 0.45639 | 0
LCP_Inputs_ON_Diverse_IEA_2023_05_05 | 2040 | Biomass + CCS | Generation | Electricity | QC | Dispatch-Generation | VOM | 0 | [6 empty] | 0.45639 | 0
LCP_Inputs_ON_Diverse_IEA_2023_05_05 | 2040 | Biomass + CCS | Generation | Electricity | WC | Dispatch-Generation | EmissionsCost | 0 | [6 empty] | 0.45639 | 0
LCP_Inputs_ON_Diverse_IEA_2023_05_05 | 2040 | Biomass + CCS | Generation | Electricity | WC | Dispatch-Generation | FuelCost | 0 | [6 empty] | 0.45639 | 0
LCP_Inputs_ON_Diverse_IEA_2023_05_05 | 2040 | Biomass + CCS | Generation | Electricity | WC | Dispatch-Generation | VOM | 0 | [6 empty] | 0.45639 | 0
LCP_Inputs_ON_Diverse_IEA_2023_05_05 | 2040 | CH4 + CCS | Generation | Methane | MI | Dispatch-Generation | EmissionsCost | 0 | [6 empty] | 0.45639 | 0
LCP_Inputs_ON_Diverse_IEA_2023_05_05 | 2040 | CH4 + CCS | Generation | Methane | MI | Dispatch-Generation | FuelCost | 0 | [6 empty] | 0.45639 | 0
LCP_Inputs_ON_Diverse_IEA_2023_05_05 | 2040 | CH4 + CCS | Generation | Methane | MI | Dispatch-Generation | VOM | 0 | [6 empty] | 0.45639 | 0
LCP_Inputs_ON_Diverse_IEA_2023_05_05 | 2040 | CH4 + CCS | Generation | Methane | NY | Dispatch-Generation | EmissionsCost | 0 | [6 empty] | 0.45639 | 0
LCP_Inputs_ON_Diverse_IEA_2023_05_05 | 2040 | CH4 + CCS | Generation | Methane | NY | Dispatch-Generation | FuelCost | 0 | [6 empty] | 0.45639 | 0
LCP_Inputs_ON_Diverse_IEA_2023_05_05 | 2040 | CH4 + CCS | Generation | Methane | NY | Dispatch-Generation | VOM | 0 | [6 empty] | 0.45639 | 0
LCP_Inputs_ON_Diverse_IEA_2023_05_05 | 2040 | CH4 + CCS | Generation | Methane | ON | Dispatch-Generation | EmissionsCost | 88472420.6398 | [6 empty] | 0.45639 | 40377657.8788
LCP_Inputs_ON_Diverse_IEA_2023_05_05 | 2040 | CH4 + CCS | Generation | Methane | ON | Dispatch-Generation | FuelCost | 483825119.2369 | [6 empty] | 0.45639 | 220811468.664
LCP_Inputs_ON_Diverse_IEA_2023_05_05 | 2040 | CH4 + CCS | Generation | Methane | ON | Dispatch-Generation | VOM | 46000331.6667 | [6 empty] | 0.45639 | 20993950.8936
LCP_Inputs_ON_Diverse_IEA_2023_05_05 | 2040 | CH4 + CCS | Generation | Methane | PJ | Dispatch-Generation | EmissionsCost | 0 | [6 empty] | 0.45639 | 0
LCP_Inputs_ON_Diverse_IEA_2023_05_05 | 2040 | CH4 + CCS | Generation | Methane | PJ | Dispatch-Generation | FuelCost | 0 | [6 empty] | 0.45639 | 0
LCP_Inputs_ON_Diverse_IEA_2023_05_05 | 2040 | CH4 + CCS | Generation | Methane | PJ | Dispatch-Generation | VOM | 0 | [6 empty] | 0.45639 | 0
LCP_Inputs_ON_Diverse_IEA_2023_05_05 | 2040 | CH4 + CCS | Generation | Methane | QC | Dispatch-Generation | EmissionsCost | 0 | [6 empty] | 0.45639 | 0
LCP_Inputs_ON_Diverse_IEA_2023_05_05 | 2040 | CH4 + CCS | Generation | Methane | QC | Dispatch-Generation | FuelCost | 0 | [6 empty] | 0.45639 | 0
LCP_Inputs_ON_Diverse_IEA_2023_05_05 | 2040 | CH4 + CCS | Generation | Methane | QC | Dispatch-Generation | VOM | 0 | [6 empty] | 0.45639 | 0
LCP_Inputs_ON_Diverse_IEA_2023_05_05 | 2040 | CH4 + CCS | Generation | Methane | WC | Dispatch-Generation | EmissionsCost | 0 | [6 empty] | 0.45639 | 0
LCP_Inputs_ON_Diverse_IEA_2023_05_05 | 2040 | CH4 + CCS | Generation | Methane | WC | Dispatch-Generation | FuelCost | 0 | [6 empty] | 0.45639 | 0
LCP_Inputs_ON_Diverse_IEA_2023_05_05 | 2040 | CH4 + CCS | Generation | Methane | WC | Dispatch-Generation | VOM | 0 | [6 empty] | 0.45639 | 0
LCP_Inputs_ON_Diverse_IEA_2023_05_05 | 2040 | CH4 Import - NY 2020 | Import | Methane | MI | Dispatch-Import | EmissionsCost | 0 | [6 empty] | 0.45639 | 0
LCP_Inputs_ON_Diverse_IEA_2023_05_05 | 2040 | CH4 Import - NY 2020 | Import | Methane | MI | Dispatch-Import | FuelCost | 0 | [6 empty] | 0.45639 | 0
LCP_Inputs_ON_Diverse_IEA_2023_05_05 | 2040 | CH4 Import - NY 2020 | Import | Methane | MI | Dispatch-Import | VOM | 0 | [6 empty] | 0.45639 | 0
LCP_Inputs_ON_Diverse_IEA_2023_05_05 | 2040 | CH4 Import - NY 2020 | Import | Methane | NY | Dispatch-Import | EmissionsCost | 0 | [6 empty] | 0.45639 | 0
LCP_Inputs_ON_Diverse_IEA_2023_05_05 | 2040 | CH4 Import - NY 2020 | Import | Methane | NY | Dispatch-Import | FuelCost | 0 | [6 empty] | 0.45639 | 0
LCP_Inputs_ON_Diverse_IEA_2023_05_05 | 2040 | CH4 Import - NY 2020 | Import | Methane | NY | Dispatch-Import | VOM | 0 | [6 empty] | 0.45639 | 0
LCP_Inputs_ON_Diverse_IEA_2023_05_05 | 2040 | CH4 Import - NY 2020 | Import | Methane | ON | Dispatch-Import | EmissionsCost | 0 | [6 empty] | 0.45639 | 0
LCP_Inputs_ON_Diverse_IEA_2023_05_05 | 2040 | CH4 Import - NY 2020 | Import | Methane | ON | Dispatch-Import | FuelCost | 0 | [6 empty] | 0.45639 | 0
LCP_Inputs_ON_Diverse_IEA_2023_05_05 | 2040 | CH4 Import - NY 2020 | Import | Methane | ON | Dispatch-Import | VOM | 0 | [6 empty] | 0.45639 | 0
LCP_Inputs_ON_Diverse_IEA_2023_05_05 | 2040 | CH4 Import - NY 2020 | Import | Methane | PJ | Dispatch-Import | EmissionsCost | 0 | [6 empty] | 0.45639 | 0
LCP_Inputs_ON_Diverse_IEA_2023_05_05 | 2040 | CH4 Import - NY 2020 | Import | Methane | PJ | Dispatch-Import | FuelCost | 0 | [6 empty] | 0.45639 | 0
LCP_Inputs_ON_Diverse_IEA_2023_05_05 | 2040 | CH4 Import - NY 2020 | Import | Methane | PJ | Dispatch-Import | VOM | 0 | [6 empty] | 0.45639 | 0
LCP_Inputs_ON_Diverse_IEA_2023_05_05 | 2040 | CH4 Import - NY 2020 | Import | Methane | QC | Dispatch-Import | EmissionsCost | 0 | [6 empty] | 0.45639 | 0
LCP_Inputs_ON_Diverse_IEA_2023_05_05 | 2040 | CH4 Import - NY 2020 | Import | Methane | QC | Dispatch-Import | FuelCost | 0 | [6 empty] | 0.45639 | 0
LCP_Inputs_ON_Diverse_IEA_2023_05_05 | 2040 | CH4 Import - NY 2020 | Import | Methane | QC | Dispatch-Import | VOM | 0 | [6 empty] | 0.45639 | 0
LCP_Inputs_ON_Diverse_IEA_2023_05_05 | 2040 | CH4 Import - NY 2020 | Import | Methane | WC | Dispatch-Import | EmissionsCost | 0 | [6 empty] | 0.45639 | 0
LCP_Inputs_ON_Diverse_IEA_2023_05_05 | 2040 | CH4 Import - NY 2020 | Import | Methane | WC | Dispatch-Import | FuelCost | 0 | [6 empty] | 0.45639 | 0
LCP_Inputs_ON_Diverse_IEA_2023_05_05 | 2040 | CH4 Import - NY 2020 | Import | Methane | WC | Dispatch-Import | VOM | 0 | [6 empty] | 0.45639 | 0
LCP_Inputs_ON_Diverse_IEA_2023_05_05 | 2040 | CH4 Import - NY 2030 | Import | Methane | MI | Dispatch-Import | EmissionsCost | 0 | [6 empty] | 0.45639 | 0
LCP_Inputs_ON_Diverse_IEA_2023_05_05 | 2040 | CH4 Import - NY 2030 | Import | Methane | MI | Dispatch-Import | FuelCost | 0 | [6 empty] | 0.45639 | 0
LCP_Inputs_ON_Diverse_IEA_2023_05_05 | 2040 | CH4 Import - NY 2030 | Import | Methane | MI | Dispatch-Import | VOM | 0 | [6 empty] | 0.45639 | 0
LCP_Inputs_ON_Diverse_IEA_2023_05_05 | 2040 | CH4 Import - NY 2030 | Import | Methane | NY | Dispatch-Import | EmissionsCost | 0 | [6 empty] | 0.45639 | 0
LCP_Inputs_ON_Diverse_IEA_2023_05_05 | 2040 | CH4 Import - NY 2030 | Import | Methane | NY | Dispatch-Import | FuelCost | 0 | [6 empty] | 0.45639 | 0
LCP_Inputs_ON_Diverse_IEA_2023_05_05 | 2040 | CH4 Import - NY 2030 | Import | Methane | NY | Dispatch-Import | VOM | 0 | [6 empty] | 0.45639 | 0
LCP_Inputs_ON_Diverse_IEA_2023_05_05 | 2040 | CH4 Import - NY 2030 | Import | Methane | ON | Dispatch-Import | EmissionsCost | 0 | [6 empty] | 0.45639 | 0
LCP_Inputs_ON_Diverse_IEA_2023_05_05 | 2040 | CH4 Import - NY 2030 | Import | Methane | ON | Dispatch-Import | FuelCost | 0 | [6 empty] | 0.45639 | 0
LCP_Inputs_ON_Diverse_IEA_2023_05_05 | 2040 | CH4 Import - NY 2030 | Import | Methane | ON | Dispatch-Import | VOM | 0 | [6 empty] | 0.45639 | 0
LCP_Inputs_ON_Diverse_IEA_2023_05_05 | 2040 | CH4 Import - NY 2030 | Import | Methane | PJ | Dispatch-Import | EmissionsCost | 0 | [6 empty] | 0.45639 | 0
LCP_Inputs_ON_Diverse_IEA_2023_05_05 | 2040 | CH4 Import - NY 2030 | Import | Methane | PJ | Dispatch-Import | FuelCost | 0 | [6 empty] | 0.45639 | 0
LCP_Inputs_ON_Diverse_IEA_2023_05_05 | 2040 | CH4 Import - NY 2030 | Import | Methane | PJ | Dispatch-Import | VOM | 0 | [6 empty] | 0.45639 | 0
LCP_Inputs_ON_Diverse_IEA_2023_05_05 | 2040 | CH4 Import - NY 2030 | Import | Methane | QC | Dispatch-Import | EmissionsCost | 0 | [6 empty] | 0.45639 | 0
LCP_Inputs_ON_Diverse_IEA_2023_05_05 | 2040 | CH4 Import - NY 2030 | Import | Methane | QC | Dispatch-Import | FuelCost | 0 | [6 empty] | 0.45639 | 0
LCP_Inputs_ON_Diverse_IEA_2023_05_05 | 2040 | CH4 Import - NY 2030 | Import | Methane | QC | Dispatch-Import | VOM | 0 | [6 empty] | 0.45639 | 0
LCP_Inputs_ON_Diverse_IEA_2023_05_05 | 2040 | CH4 Import - NY 2030 | Import | Methane | WC | Dispatch-Import | EmissionsCost | 0 | [6 empty] | 0.45639 | 0
LCP_Inputs_ON_Diverse_IEA_2023_05_05 | 2040 | CH4 Import - NY 2030 | Import | Methane | WC | Dispatch-Import | FuelCost | 0 | [6 empty] | 0.45639 | 0
LCP_Inputs_ON_Diverse_IEA_2023_05_05 | 2040 | CH4 Import - NY 2030 | Import | Methane | WC | Dispatch-Import | VOM | 0 | [6 empty] | 0.45639 | 0
LCP_Inputs_ON_Diverse_IEA_2023_05_05 | 2040 | CH4 Import - NY 2040 | Import | Methane | MI | Dispatch-Import | EmissionsCost | 0 | [6 empty] | 0.45639 | 0
LCP_Inputs_ON_Diverse_IEA_2023_05_05 | 2040 | CH4 Import - NY 2040 | Import | Methane | MI | Dispatch-Import | FuelCost | 0 | [6 empty] | 0.45639 | 0
LCP_Inputs_ON_Diverse_IEA_2023_05_05 | 2040 | CH4 Import - NY 2040 | Import | Methane | MI | Dispatch-Import | VOM | 0 | [6 empty] | 0.45639 | 0
LCP_Inputs_ON_Diverse_IEA_2023_05_05 | 2040 | CH4 Import - NY 2040 | Import | Methane | NY | Dispatch-Import | EmissionsCost | 1424811807.9426 | [6 empty] | 0.45639 | 650265509.9385
LCP_Inputs_ON_Diverse_IEA_2023_05_05 | 2040 | CH4 Import - NY 2040 | Import | Methane | NY | Dispatch-Import | FuelCost | 758346581.876 | [6 empty] | 0.45639 | 346099480.6646
LCP_Inputs_ON_Diverse_IEA_2023_05_05 | 2040 | CH4 Import - NY 2040 | Import | Methane | NY | Dispatch-Import | VOM | 0 | [6 empty] | 0.45639 | 0
LCP_Inputs_ON_Diverse_IEA_2023_05_05 | 2040 | CH4 Import - NY 2040 | Import | Methane | ON | Dispatch-Import | EmissionsCost | 0 | [6 empty] | 0.45639 | 0
LCP_Inputs_ON_Diverse_IEA_2023_05_05 | 2040 | CH4 Import - NY 2040 | Import | Methane | ON | Dispatch-Import | FuelCost | 0 | [6 empty] | 0.45639 | 0
LCP_Inputs_ON_Diverse_IEA_2023_05_05 | 2040 | CH4 Import - NY 2040 | Import | Methane | ON | Dispatch-Import | VOM | 0 | [6 empty] | 0.45639 | 0
LCP_Inputs_ON_Diverse_IEA_2023_05_05 | 2040 | CH4 Import - NY 2040 | Import | Methane | PJ | Dispatch-Import | EmissionsCost | 0 | [6 empty] | 0.45639 | 0
LCP_Inputs_ON_Diverse_IEA_2023_05_05 | 2040 | CH4 Import - NY 2040 | Import | Methane | PJ | Dispatch-Import | FuelCost | 0 | [6 empty] | 0.45639 | 0
LCP_Inputs_ON_Diverse_IEA_2023_05_05 | 2040 | CH4 Import - NY 2040 | Import | Methane | PJ | Dispatch-Import | VOM | 0 | [6 empty] | 0.45639 | 0
LCP_Inputs_ON_Diverse_IEA_2023_05_05 | 2040 | CH4 Import - NY 2040 | Import | Methane | QC | Dispatch-Import | EmissionsCost | 0 | [6 empty] | 0.45639 | 0
LCP_Inputs_ON_Diverse_IEA_2023_05_05 | 2040 | CH4 Import - NY 2040 | Import | Methane | QC | Dispatch-Import | FuelCost | 0 | [6 empty] | 0.45639 | 0
LCP_Inputs_ON_Diverse_IEA_2023_05_05 | 2040 | CH4 Import - NY 2040 | Import | Methane | QC | Dispatch-Import | VOM | 0 | [6 empty] | 0.45639 | 0
LCP_Inputs_ON_Diverse_IEA_2023_05_05 | 2040 | CH4 Import - NY 2040 | Import | Methane | WC | Dispatch-Import | EmissionsCost | 0 | [6 empty] | 0.45639 | 0
LCP_Inputs_ON_Diverse_IEA_2023_05_05 | 2040 | CH4 Import - NY 2040 | Import | Methane | WC | Dispatch-Import | FuelCost | 0 | [6 empty] | 0.45639 | 0
LCP_Inputs_ON_Diverse_IEA_2023_05_05 | 2040 | CH4 Import - NY 2040 | Import | Methane | WC | Dispatch-Import | VOM | 0 | [6 empty] | 0.45639 | 0
LCP_Inputs_ON_Diverse_IEA_2023_05_05 | 2040 | CH4 Import - NY 2050 | Import | Methane | MI | Dispatch-Import | EmissionsCost | 0 | [6 empty] | 0.45639 | 0
LCP_Inputs_ON_Diverse_IEA_2023_05_05 | 2040 | CH4 Import - NY 2050 | Import | Methane | MI | Dispatch-Import | FuelCost | 0 | [6 empty] | 0.45639 | 0
LCP_Inputs_ON_Diverse_IEA_2023_05_05 | 2040 | CH4 Import - NY 2050 | Import | Methane | MI | Dispatch-Import | VOM | 0 | [6 empty] | 0.45639 | 0
LCP_Inputs_ON_Diverse_IEA_2023_05_05 | 2040 | CH4 Import - NY 2050 | Import | Methane | NY | Dispatch-Import | EmissionsCost | 0 | [6 empty] | 0.45639 | 0
LCP_Inputs_ON_Diverse_IEA_2023_05_05 | 2040 | CH4 Import - NY 2050 | Import | Methane | NY | Dispatch-Import | FuelCost | 0 | [6 empty] | 0.45639 | 0
LCP_Inputs_ON_Diverse_IEA_2023_05_05 | 2040 | CH4 Import - NY 2050 | Import | Methane | NY | Dispatch-Import | VOM | 0 | [6 empty] | 0.45639 | 0
LCP_Inputs_ON_Diverse_IEA_2023_05_05 | 2040 | CH4 Import - NY 2050 | Import | Methane | ON | Dispatch-Import | EmissionsCost | 0 | [6 empty] | 0.45639 | 0
LCP_Inputs_ON_Diverse_IEA_2023_05_05 | 2040 | CH4 Import - NY 2050 | Import | Methane | ON | Dispatch-Import | FuelCost | 0 | [6 empty] | 0.45639 | 0
LCP_Inputs_ON_Diverse_IEA_2023_05_05 | 2040 | CH4 Import - NY 2050 | Import | Methane | ON | Dispatch-Import | VOM | 0 | [6 empty] | 0.45639 | 0
LCP_Inputs_ON_Diverse_IEA_2023_05_05 | 2040 | CH4 Import - NY 2050 | Import | Methane | PJ | Dispatch-Import | EmissionsCost | 0 | [6 empty] | 0.45639 | 0
LCP_Inputs_ON_Diverse_IEA_2023_05_05 | 2040 | CH4 Import - NY 2050 | Import | Methane | PJ | Dispatch-Import | FuelCost | 0 | [6 empty] | 0.45639 | 0
LCP_Inputs_ON_Diverse_IEA_2023_05_05 | 2040 | CH4 Import - NY 2050 | Import | Methane | PJ | Dispatch-Import | VOM | 0 | [6 empty] | 0.45639 | 0
LCP_Inputs_ON_Diverse_IEA_2023_05_05 | 2040 | CH4 Import - NY 2050 | Import | Methane | QC | Dispatch-Import | EmissionsCost | 0 | [6 empty] | 0.45639 | 0
LCP_Inputs_ON_Diverse_IEA_2023_05_05 | 2040 | CH4 Import - NY 2050 | Import | Methane | QC | Dispatch-Import | FuelCost | 0 | [6 empty] | 0.45639 | 0
LCP_Inputs_ON_Diverse_IEA_2023_05_05 | 2040 | CH4 Import - NY 2050 | Import | Methane | QC | Dispatch-Import | VOM | 0 | [6 empty] | 0.45639 | 0
LCP_Inputs_ON_Diverse_IEA_2023_05_05 | 2040 | CH4 Import - NY 2050 | Import | Methane | WC | Dispatch-Import | EmissionsCost | 0 | [6 empty] | 0.45639 | 0
LCP_Inputs_ON_Diverse_IEA_2023_05_05 | 2040 | CH4 Import - NY 2050 | Import | Methane | WC | Dispatch-Import | FuelCost | 0 | [6 empty] | 0.45639 | 0
LCP_Inputs_ON_Diverse_IEA_2023_05_05 | 2040 | CH4 Import - NY 2050 | Import | Methane | WC | Dispatch-Import | VOM | 0 | [6 empty] | 0.45639 | 0
LCP_Inputs_ON_Diverse_IEA_2023_05_05 | 2040 | CH4 Import - WC 2020 | Import | Methane | MI | Dispatch-Import | EmissionsCost | 0 | [6 empty] | 0.45639 | 0
LCP_Inputs_ON_Diverse_IEA_2023_05_05 | 2040 | CH4 Import - WC 2020 | Import | Methane | MI | Dispatch-Import | FuelCost | 0 | [6 empty] | 0.45639 | 0
LCP_Inputs_ON_Diverse_IEA_2023_05_05 | 2040 | CH4 Import - WC 2020 | Import | Methane | MI | Dispatch-Import | VOM | 0 | [6 empty] | 0.45639 | 0
LCP_Inputs_ON_Diverse_IEA_2023_05_05 | 2040 | CH4 Import - WC 2020 | Import | Methane | NY | Dispatch-Import | EmissionsCost | 0 | [6 empty] | 0.45639 | 0
LCP_Inputs_ON_Diverse_IEA_2023_05_05 | 2040 | CH4 Import - WC 2020 | Import | Methane | NY | Dispatch-Import | FuelCost | 0 | [6 empty] | 0.45639 | 0
LCP_Inputs_ON_Diverse_IEA_2023_05_05 | 2040 | CH4 Import - WC 2020 | Import | Methane | NY | Dispatch-Import | VOM | 0 | [6 empty] | 0.45639 | 0
LCP_Inputs_ON_Diverse_IEA_2023_05_05 | 2040 | CH4 Import - WC 2020 | Import | Methane | ON | Dispatch-Import | EmissionsCost | 0 | [6 empty] | 0.45639 | 0
LCP_Inputs_ON_Diverse_IEA_2023_05_05 | 2040 | CH4 Import - WC 2020 | Import | Methane | ON | Dispatch-Import | FuelCost | 0 | [6 empty] | 0.45639 | 0
LCP_Inputs_ON_Diverse_IEA_2023_05_05 | 2040 | CH4 Import - WC 2020 | Import | Methane | ON | Dispatch-Import | VOM | 0 | [6 empty] | 0.45639 | 0
LCP_Inputs_ON_Diverse_IEA_2023_05_05 | 2040 | CH4 Import - WC 2020 | Import | Methane | PJ | Dispatch-Import | EmissionsCost | 0 | [6 empty] | 0.45639 | 0
LCP_Inputs_ON_Diverse_IEA_2023_05_05 | 2040 | CH4 Import - WC 2020 | Import | Methane | PJ | Dispatch-Import | FuelCost | 0 | [6 empty] | 0.45639 | 0
LCP_Inputs_ON_Diverse_IEA_2023_05_05 | 2040 | CH4 Import - WC 2020 | Import | Methane | PJ | Dispatch-Import | VOM | 0 | [6 empty] | 0.45639 | 0
LCP_Inputs_ON_Diverse_IEA_2023_05_05 | 2040 | CH4 Import - WC 2020 | Import | Methane | QC | Dispatch-Import | EmissionsCost | 0 | [6 empty] | 0.45639 | 0
LCP_Inputs_ON_Diverse_IEA_2023_05_05 | 2040 | CH4 Import - WC 2020 | Import | Methane | QC | Dispatch-Import | FuelCost | 0 | [6 empty] | 0.45639 | 0
LCP_Inputs_ON_Diverse_IEA_2023_05_05 | 2040 | CH4 Import - WC 2020 | Import | Methane | QC | Dispatch-Import | VOM | 0 | [6 empty] | 0.45639 | 0
LCP_Inputs_ON_Diverse_IEA_2023_05_05 | 2040 | CH4 Import - WC 2020 | Import | Methane | WC | Dispatch-Import | EmissionsCost | 0 | [6 empty] | 0.45639 | 0
LCP_Inputs_ON_Diverse_IEA_2023_05_05 | 2040 | CH4 Import - WC 2020 | Import | Methane | WC | Dispatch-Import | FuelCost | 0 | [6 empty] | 0.45639 | 0
LCP_Inputs_ON_Diverse_IEA_2023_05_05 | 2040 | CH4 Import - WC 2020 | Import | Methane | WC | Dispatch-Import | VOM | 0 | [6 empty] | 0.45639 | 0
LCP_Inputs_ON_Diverse_IEA_2023_05_05 | 2040 | CH4 Import - WC 2030 | Import | Methane | MI | Dispatch-Import | EmissionsCost | 0 | [6 empty] | 0.45639 | 0
LCP_Inputs_ON_Diverse_IEA_2023_05_05 | 2040 | CH4 Import - WC 2030 | Import | Methane | MI | Dispatch-Import | FuelCost | 0 | [6 empty] | 0.45639 | 0
LCP_Inputs_ON_Diverse_IEA_2023_05_05 | 2040 | CH4 Import - WC 2030 | Import | Methane | MI | Dispatch-Import | VOM | 0 | [6 empty] | 0.45639 | 0
LCP_Inputs_ON_Diverse_IEA_2023_05_05 | 2040 | CH4 Import - WC 2030 | Import | Methane | NY | Dispatch-Import | EmissionsCost | 0 | [6 empty] | 0.45639 | 0
LCP_Inputs_ON_Diverse_IEA_2023_05_05 | 2040 | CH4 Import - WC 2030 | Import | Methane | NY | Dispatch-Import | FuelCost | 0 | [6 empty] | 0.45639 | 0
LCP_Inputs_ON_Diverse_IEA_2023_05_05 | 2040 | CH4 Import - WC 2030 | Import | Methane | NY | Dispatch-Import | VOM | 0 | [6 empty] | 0.45639 | 0
LCP_Inputs_ON_Diverse_IEA_2023_05_05 | 2040 | CH4 Import - WC 2030 | Import | Methane | ON | Dispatch-Import | EmissionsCost | 0 | [6 empty] | 0.45639 | 0
LCP_Inputs_ON_Diverse_IEA_2023_05_05 | 2040 | CH4 Import - WC 2030 | Import | Methane | ON | Dispatch-Import | FuelCost | 0 | [6 empty] | 0.45639 | 0
LCP_Inputs_ON_Diverse_IEA_2023_05_05 | 2040 | CH4 Import - WC 2030 | Import | Methane | ON | Dispatch-Import | VOM | 0 | [6 empty] | 0.45639 | 0
LCP_Inputs_ON_Diverse_IEA_2023_05_05 | 2040 | CH4 Import - WC 2030 | Import | Methane | PJ | Dispatch-Import | EmissionsCost | 0 | [6 empty] | 0.45639 | 0
LCP_Inputs_ON_Diverse_IEA_2023_05_05 | 2040 | CH4 Import - WC 2030 | Import | Methane | PJ | Dispatch-Import | FuelCost | 0 | [6 empty] | 0.45639 | 0
LCP_Inputs_ON_Diverse_IEA_2023_05_05 | 2040 | CH4 Import - WC 2030 | Import | Methane | PJ | Dispatch-Import | VOM | 0 | [6 empty] | 0.45639 | 0
LCP_Inputs_ON_Diverse_IEA_2023_05_05 | 2040 | CH4 Import - WC 2030 | Import | Methane | QC | Dispatch-Import | EmissionsCost | 0 | [6 empty] | 0.45639 | 0
LCP_Inputs_ON_Diverse_IEA_2023_05_05 | 2040 | CH4 Import - WC 2030 | Import | Methane | QC | Dispatch-Import | FuelCost | 0 | [6 empty] | 0.45639 | 0
LCP_Inputs_ON_Diverse_IEA_2023_05_05 | 2040 | CH4 Import - WC 2030 | Import | Methane | QC | Dispatch-Import | VOM | 0 | [6 empty] | 0.45639 | 0
LCP_Inputs_ON_Diverse_IEA_2023_05_05 | 2040 | CH4 Import - WC 2030 | Import | Methane | WC | Dispatch-Import | EmissionsCost | 0 | [6 empty] | 0.45639 | 0
LCP_Inputs_ON_Diverse_IEA_2023_05_05 | 2040 | CH4 Import - WC 2030 | Import | Methane | WC | Dispatch-Import | FuelCost | 0 | [6 empty] | 0.45639 | 0
LCP_Inputs_ON_Diverse_IEA_2023_05_05 | 2040 | CH4 Import - WC 2030 | Import | Methane | WC | Dispatch-Import | VOM | 0 | [6 empty] | 0.45639 | 0
LCP_Inputs_ON_Diverse_IEA_2023_05_05 | 2040 | CH4 Import - WC 2040 | Import | Methane | MI | Dispatch-Import | EmissionsCost | 0 | [6 empty] | 0.45639 | 0
LCP_Inputs_ON_Diverse_IEA_2023_05_05 | 2040 | CH4 Import - WC 2040 | Import | Methane | MI | Dispatch-Import | FuelCost | 0 | [6 empty] | 0.45639 | 0
LCP_Inputs_ON_Diverse_IEA_2023_05_05 | 2040 | CH4 Import - WC 2040 | Import | Methane | MI | Dispatch-Import | VOM | 0 | [6 empty] | 0.45639 | 0
LCP_Inputs_ON_Diverse_IEA_2023_05_05 | 2040 | CH4 Import - WC 2040 | Import | Methane | NY | Dispatch-Import | EmissionsCost | 0 | [6 empty] | 0.45639 | 0
LCP_Inputs_ON_Diverse_IEA_2023_05_05 | 2040 | CH4 Import - WC 2040 | Import | Methane | NY | Dispatch-Import | FuelCost | 0 | [6 empty] | 0.45639 | 0
LCP_Inputs_ON_Diverse_IEA_2023_05_05 | 2040 | CH4 Import - WC 2040 | Import | Methane | NY | Dispatch-Import | VOM | 0 | [6 empty] | 0.45639 | 0
LCP_Inputs_ON_Diverse_IEA_2023_05_05 | 2040 | CH4 Import - WC 2040 | Import | Methane | ON | Dispatch-Import | EmissionsCost | 0 | [6 empty] | 0.45639 | 0
LCP_Inputs_ON_Diverse_IEA_2023_05_05 | 2040 | CH4 Import - WC 2040 | Import | Methane | ON | Dispatch-Import | FuelCost | 0 | [6 empty] | 0.45639 | 0
LCP_Inputs_ON_Diverse_IEA_2023_05_05 | 2040 | CH4 Import - WC 2040 | Import | Methane | ON | Dispatch-Import | VOM | 0 | [6 empty] | 0.45639 | 0
LCP_Inputs_ON_Diverse_IEA_2023_05_05 | 2040 | CH4 Import - WC 2040 | Import | Methane | PJ | Dispatch-Import | EmissionsCost | 0 | [6 empty] | 0.45639 | 0
LCP_Inputs_ON_Diverse_IEA_2023_05_05 | 2040 | CH4 Import - WC 2040 | Import | Methane | PJ | Dispatch-Import | FuelCost | 0 | [6 empty] | 0.45639 | 0
LCP_Inputs_ON_Diverse_IEA_2023_05_05 | 2040 | CH4 Import - WC 2040 | Import | Methane | PJ | Dispatch-Import | VOM | 0 | [6 empty] | 0.45639 | 0
LCP_Inputs_ON_Diverse_IEA_2023_05_05 | 2040 | CH4 Import - WC 2040 | Import | Methane | QC | Dispatch-Import | EmissionsCost | 0 | [6 empty] | 0.45639 | 0
LCP_Inputs_ON_Diverse_IEA_2023_05_05 | 2040 | CH4 Import - WC 2040 | Import | Methane | QC | Dispatch-Import | FuelCost | 0 | [6 empty] | 0.45639 | 0
LCP_Inputs_ON_Diverse_IEA_2023_05_05 | 2040 | CH4 Import - WC 2040 | Import | Methane | QC | Dispatch-Import | VOM | 0 | [6 empty] | 0.45639 | 0
LCP_Inputs_ON_Diverse_IEA_2023_05_05 | 2040 | CH4 Import - WC 2040 | Import | Methane | WC | Dispatch-Import | EmissionsCost | 2117477751.305 | [6 empty] | 0.45639 | 966389204.5673
LCP_Inputs_ON_Diverse_IEA_2023_05_05 | 2040 | CH4 Import - WC 2040 | Import | Methane | WC | Dispatch-Import | FuelCost | 1127013410.4372 | [6 empty] | 0.45639 | 514354208.7174
LCP_Inputs_ON_Diverse_IEA_2023_05_05 | 2040 | CH4 Import - WC 2040 | Import | Methane | WC | Dispatch-Import | VOM | 0 | [6 empty] | 0.45639 | 0
LCP_Inputs_ON_Diverse_IEA_2023_05_05 | 2040 | CH4 Import - WC 2050 | Import | Methane | MI | Dispatch-Import | EmissionsCost | 0 | [6 empty] | 0.45639 | 0
LCP_Inputs_ON_Diverse_IEA_2023_05_05 | 2040 | CH4 Import - WC 2050 | Import | Methane | MI | Dispatch-Import | FuelCost | 0 | [6 empty] | 0.45639 | 0
LCP_Inputs_ON_Diverse_IEA_2023_05_05 | 2040 | CH4 Import - WC 2050 | Import | Methane | MI | Dispatch-Import | VOM | 0 | [6 empty] | 0.45639 | 0
LCP_Inputs_ON_Diverse_IEA_2023_05_05 | 2040 | CH4 Import - WC 2050 | Import | Methane | NY | Dispatch-Import | EmissionsCost | 0 | [6 empty] | 0.45639 | 0
LCP_Inputs_ON_Diverse_IEA_2023_05_05 | 2040 | CH4 Import - WC 2050 | Import | Methane | NY | Dispatch-Import | FuelCost | 0 | [6 empty] | 0.45639 | 0
LCP_Inputs_ON_Diverse_IEA_2023_05_05 | 2040 | CH4 Import - WC 2050 | Import | Methane | NY | Dispatch-Import | VOM | 0 | [6 empty] | 0.45639 | 0
LCP_Inputs_ON_Diverse_IEA_2023_05_05 | 2040 | CH4 Import - WC 2050 | Import | Methane | ON | Dispatch-Import | EmissionsCost | 0 | [6 empty] | 0.45639 | 0
LCP_Inputs_ON_Diverse_IEA_2023_05_05 | 2040 | CH4 Import - WC 2050 | Import | Methane | ON | Dispatch-Import | FuelCost | 0 | [6 empty] | 0.45639 | 0
LCP_Inputs_ON_Diverse_IEA_2023_05_05 | 2040 | CH4 Import - WC 2050 | Import | Methane | ON | Dispatch-Import | VOM | 0 | [6 empty] | 0.45639 | 0
LCP_Inputs_ON_Diverse_IEA_2023_05_05 | 2040 | CH4 Import - WC 2050 | Import | Methane | PJ | Dispatch-Import | EmissionsCost | 0 | [6 empty] | 0.45639 | 0
LCP_Inputs_ON_Diverse_IEA_2023_05_05 | 2040 | CH4 Import - WC 2050 | Import | Methane | PJ | Dispatch-Import | FuelCost | 0 | [6 empty] | 0.45639 | 0
LCP_Inputs_ON_Diverse_IEA_2023_05_05 | 2040 | CH4 Import - WC 2050 | Import | Methane | PJ | Dispatch-Import | VOM | 0 | [6 empty] | 0.45639 | 0
LCP_Inputs_ON_Diverse_IEA_2023_05_05 | 2040 | CH4 Import - WC 2050 | Import | Methane | QC | Dispatch-Import | EmissionsCost | 0 | [6 empty] | 0.45639 | 0
LCP_Inputs_ON_Diverse_IEA_2023_05_05 | 2040 | CH4 Import - WC 2050 | Import | Methane | QC | Dispatch-Import | FuelCost | 0 | [6 empty] | 0.45639 | 0
LCP_Inputs_ON_Diverse_IEA_2023_05_05 | 2040 | CH4 Import - WC 2050 | Import | Methane | QC | Dispatch-Import | VOM | 0 | [6 empty] | 0.45639 | 0
LCP_Inputs_ON_Diverse_IEA_2023_05_05 | 2040 | CH4 Import - WC 2050 | Import | Methane | WC | Dispatch-Import | EmissionsCost | 0 | [6 empty] | 0.45639 | 0
LCP_Inputs_ON_Diverse_IEA_2023_05_05 | 2040 | CH4 Import - WC 2050 | Import | Methane | WC | Dispatch-Import | FuelCost | 0 | [6 empty] | 0.45639 | 0
LCP_Inputs_ON_Diverse_IEA_2023_05_05 | 2040 | CH4 Import - WC 2050 | Import | Methane | WC | Dispatch-Import | VOM | 0 | [6 empty] | 0.45639 | 0
LCP_Inputs_ON_Diverse_IEA_2023_05_05 | 2040 | CH4 Salt Cavern Storage - ON | Storage | Methane | MI | Dispatch-Storage | EmissionsCost | 0 | [6 empty] | 0.45639 | 0
LCP_Inputs_ON_Diverse_IEA_2023_05_05 | 2040 | CH4 Salt Cavern Storage - ON | Storage | Methane | MI | Dispatch-Storage | FuelCost | 0 | [6 empty] | 0.45639 | 0
LCP_Inputs_ON_Diverse_IEA_2023_05_05 | 2040 | CH4 Salt Cavern Storage - ON | Storage | Methane | MI | Dispatch-Storage | VOM | 0 | [6 empty] | 0.45639 | 0
LCP_Inputs_ON_Diverse_IEA_2023_05_05 | 2040 | CH4 Salt Cavern Storage - ON | Storage | Methane | NY | Dispatch-Storage | EmissionsCost | 0 | [6 empty] | 0.45639 | 0
LCP_Inputs_ON_Diverse_IEA_2023_05_05 | 2040 | CH4 Salt Cavern Storage - ON | Storage | Methane | NY | Dispatch-Storage | FuelCost | 0 | [6 empty] | 0.45639 | 0
LCP_Inputs_ON_Diverse_IEA_2023_05_05 | 2040 | CH4 Salt Cavern Storage - ON | Storage | Methane | NY | Dispatch-Storage | VOM | 0 | [6 empty] | 0.45639 | 0
LCP_Inputs_ON_Diverse_IEA_2023_05_05 | 2040 | CH4 Salt Cavern Storage - ON | Storage | Methane | ON | Dispatch-Storage | EmissionsCost | 0 | [6 empty] | 0.45639 | 0
LCP_Inputs_ON_Diverse_IEA_2023_05_05 | 2040 | CH4 Salt Cavern Storage - ON | Storage | Methane | ON | Dispatch-Storage | FuelCost | 0 | [6 empty] | 0.45639 | 0
LCP_Inputs_ON_Diverse_IEA_2023_05_05 | 2040 | CH4 Salt Cavern Storage - ON | Storage | Methane | ON | Dispatch-Storage | VOM | 0 | [6 empty] | 0.45639 | 0
LCP_Inputs_ON_Diverse_IEA_2023_05_05 | 2040 | CH4 Salt Cavern Storage - ON | Storage | Methane | PJ | Dispatch-Storage | EmissionsCost | 0 | [6 empty] | 0.45639 | 0
LCP_Inputs_ON_Diverse_IEA_2023_05_05 | 2040 | CH4 Salt Cavern Storage - ON | Storage | Methane | PJ | Dispatch-Storage | FuelCost | 0 | [6 empty] | 0.45639 | 0
LCP_Inputs_ON_Diverse_IEA_2023_05_05 | 2040 | CH4 Salt Cavern Storage - ON | Storage | Methane | PJ | Dispatch-Storage | VOM | 0 | [6 empty] | 0.45639 | 0
LCP_Inputs_ON_Diverse_IEA_2023_05_05 | 2040 | CH4 Salt Cavern Storage - ON | Storage | Methane | QC | Dispatch-Storage | EmissionsCost | 0 | [6 empty] | 0.45639 | 0
LCP_Inputs_ON_Diverse_IEA_2023_05_05 | 2040 | CH4 Salt Cavern Storage - ON | Storage | Methane | QC | Dispatch-Storage | FuelCost | 0 | [6 empty] | 0.45639 | 0
LCP_Inputs_ON_Diverse_IEA_2023_05_05 | 2040 | CH4 Salt Cavern Storage - ON | Storage | Methane | QC | Dispatch-Storage | VOM | 0 | [6 empty] | 0.45639 | 0
LCP_Inputs_ON_Diverse_IEA_2023_05_05 | 2040 | CH4 Salt Cavern Storage - ON | Storage | Methane | WC | Dispatch-Storage | EmissionsCost | 0 | [6 empty] | 0.45639 | 0
LCP_Inputs_ON_Diverse_IEA_2023_05_05 | 2040 | CH4 Salt Cavern Storage - ON | Storage | Methane | WC | Dispatch-Storage | FuelCost | 0 | [6 empty] | 0.45639 | 0
LCP_Inputs_ON_Diverse_IEA_2023_05_05 | 2040 | CH4 Salt Cavern Storage - ON | Storage | Methane | WC | Dispatch-Storage | VOM | 0 | [6 empty] | 0.45639 | 0
LCP_Inputs_ON_Diverse_IEA_2023_05_05 | 2040 | Electrolyser 2020/2030 | Crossload | Hydrogen | MI | Dispatch-Crossload | EmissionsCost | 0 | [6 empty] | 0.45639 | 0
LCP_Inputs_ON_Diverse_IEA_2023_05_05 | 2040 | Electrolyser 2020/2030 | Crossload | Hydrogen | MI | Dispatch-Crossload | FuelCost | 0 | [6 empty] | 0.45639 | 0
LCP_Inputs_ON_Diverse_IEA_2023_05_05 | 2040 | Electrolyser 2020/2030 | Crossload | Hydrogen | MI | Dispatch-Crossload | VOM | 0 | [6 empty] | 0.45639 | 0
LCP_Inputs_ON_Diverse_IEA_2023_05_05 | 2040 | Electrolyser 2020/2030 | Crossload | Hydrogen | NY | Dispatch-Crossload | EmissionsCost | 0 | [6 empty] | 0.45639 | 0
LCP_Inputs_ON_Diverse_IEA_2023_05_05 | 2040 | Electrolyser 2020/2030 | Crossload | Hydrogen | NY | Dispatch-Crossload | FuelCost | 0 | [6 empty] | 0.45639 | 0
LCP_Inputs_ON_Diverse_IEA_2023_05_05 | 2040 | Electrolyser 2020/2030 | Crossload | Hydrogen | NY | Dispatch-Crossload | VOM | 0 | [6 empty] | 0.45639 | 0
LCP_Inputs_ON_Diverse_IEA_2023_05_05 | 2040 | Electrolyser 2020/2030 | Crossload | Hydrogen | ON | Dispatch-Crossload | EmissionsCost | 0 | [6 empty] | 0.45639 | 0
LCP_Inputs_ON_Diverse_IEA_2023_05_05 | 2040 | Electrolyser 2020/2030 | Crossload | Hydrogen | ON | Dispatch-Crossload | FuelCost | 0 | [6 empty] | 0.45639 | 0
LCP_Inputs_ON_Diverse_IEA_2023_05_05 | 2040 | Electrolyser 2020/2030 | Crossload | Hydrogen | ON | Dispatch-Crossload | VOM | 0 | [6 empty] | 0.45639 | 0
LCP_Inputs_ON_Diverse_IEA_2023_05_05 | 2040 | Electrolyser 2020/2030 | Crossload | Hydrogen | PJ | Dispatch-Crossload | EmissionsCost | 0 | [6 empty] | 0.45639 | 0
LCP_Inputs_ON_Diverse_IEA_2023_05_05 | 2040 | Electrolyser 2020/2030 | Crossload | Hydrogen | PJ | Dispatch-Crossload | FuelCost | 0 | [6 empty] | 0.45639 | 0
LCP_Inputs_ON_Diverse_IEA_2023_05_05 | 2040 | Electrolyser 2020/2030 | Crossload | Hydrogen | PJ | Dispatch-Crossload | VOM | 0 | [6 empty] | 0.45639 | 0
LCP_Inputs_ON_Diverse_IEA_2023_05_05 | 2040 | Electrolyser 2020/2030 | Crossload | Hydrogen | QC | Dispatch-Crossload | EmissionsCost | 0 | [6 empty] | 0.45639 | 0
LCP_Inputs_ON_Diverse_IEA_2023_05_05 | 2040 | Electrolyser 2020/2030 | Crossload | Hydrogen | QC | Dispatch-Crossload | FuelCost | 0 | [6 empty] | 0.45639 | 0
LCP_Inputs_ON_Diverse_IEA_2023_05_05 | 2040 | Electrolyser 2020/2030 | Crossload | Hydrogen | QC | Dispatch-Crossload | VOM | 0 | [6 empty] | 0.45639 | 0
LCP_Inputs_ON_Diverse_IEA_2023_05_05 | 2040 | Electrolyser 2020/2030 | Crossload | Hydrogen | WC | Dispatch-Crossload | EmissionsCost | 0 | [6 empty] | 0.45639 | 0
LCP_Inputs_ON_Diverse_IEA_2023_05_05 | 2040 | Electrolyser 2020/2030 | Crossload | Hydrogen | WC | Dispatch-Crossload | FuelCost | 0 | [6 empty] | 0.45639 | 0
LCP_Inputs_ON_Diverse_IEA_2023_05_05 | 2040 | Electrolyser 2020/2030 | Crossload | Hydrogen | WC | Dispatch-Crossload | VOM | 0 | [6 empty] | 0.45639 | 0
LCP_Inputs_ON_Diverse_IEA_2023_05_05 | 2040 | Electrolyser 2040 | Crossload | Hydrogen | MI | Dispatch-Crossload | EmissionsCost | 0 | [6 empty] | 0.45639 | 0
LCP_Inputs_ON_Diverse_IEA_2023_05_05 | 2040 | Electrolyser 2040 | Crossload | Hydrogen | MI | Dispatch-Crossload | FuelCost | 0 | [6 empty] | 0.45639 | 0
LCP_Inputs_ON_Diverse_IEA_2023_05_05 | 2040 | Electrolyser 2040 | Crossload | Hydrogen | MI | Dispatch-Crossload | VOM | 0 | [6 empty] | 0.45639 | 0
LCP_Inputs_ON_Diverse_IEA_2023_05_05 | 2040 | Electrolyser 2040 | Crossload | Hydrogen | NY | Dispatch-Crossload | EmissionsCost | 0 | [6 empty] | 0.45639 | 0
LCP_Inputs_ON_Diverse_IEA_2023_05_05 | 2040 | Electrolyser 2040 | Crossload | Hydrogen | NY | Dispatch-Crossload | FuelCost | 0 | [6 empty] | 0.45639 | 0
LCP_Inputs_ON_Diverse_IEA_2023_05_05 | 2040 | Electrolyser 2040 | Crossload | Hydrogen | NY | Dispatch-Crossload | VOM | 0 | [6 empty] | 0.45639 | 0
LCP_Inputs_ON_Diverse_IEA_2023_05_05 | 2040 | Electrolyser 2040 | Crossload | Hydrogen | ON | Dispatch-Crossload | EmissionsCost | 0 | [6 empty] | 0.45639 | 0
LCP_Inputs_ON_Diverse_IEA_2023_05_05 | 2040 | Electrolyser 2040 | Crossload | Hydrogen | ON | Dispatch-Crossload | FuelCost | 0 | [6 empty] | 0.45639 | 0
LCP_Inputs_ON_Diverse_IEA_2023_05_05 | 2040 | Electrolyser 2040 | Crossload | Hydrogen | ON | Dispatch-Crossload | VOM | 0 | [6 empty] | 0.45639 | 0
LCP_Inputs_ON_Diverse_IEA_2023_05_05 | 2040 | Electrolyser 2040 | Crossload | Hydrogen | PJ | Dispatch-Crossload | EmissionsCost | 0 | [6 empty] | 0.45639 | 0
LCP_Inputs_ON_Diverse_IEA_2023_05_05 | 2040 | Electrolyser 2040 | Crossload | Hydrogen | PJ | Dispatch-Crossload | FuelCost | 0 | [6 empty] | 0.45639 | 0
LCP_Inputs_ON_Diverse_IEA_2023_05_05 | 2040 | Electrolyser 2040 | Crossload | Hydrogen | PJ | Dispatch-Crossload | VOM | 0 | [6 empty] | 0.45639 | 0
LCP_Inputs_ON_Diverse_IEA_2023_05_05 | 2040 | Electrolyser 2040 | Crossload | Hydrogen | QC | Dispatch-Crossload | EmissionsCost | 0 | [6 empty] | 0.45639 | 0
LCP_Inputs_ON_Diverse_IEA_2023_05_05 | 2040 | Electrolyser 2040 | Crossload | Hydrogen | QC | Dispatch-Crossload | FuelCost | 0 | [6 empty] | 0.45639 | 0
LCP_Inputs_ON_Diverse_IEA_2023_05_05 | 2040 | Electrolyser 2040 | Crossload | Hydrogen | QC | Dispatch-Crossload | VOM | 0 | [6 empty] | 0.45639 | 0
LCP_Inputs_ON_Diverse_IEA_2023_05_05 | 2040 | Electrolyser 2040 | Crossload | Hydrogen | WC | Dispatch-Crossload | EmissionsCost | 0 | [6 empty] | 0.45639 | 0
LCP_Inputs_ON_Diverse_IEA_2023_05_05 | 2040 | Electrolyser 2040 | Crossload | Hydrogen | WC | Dispatch-Crossload | FuelCost | 0 | [6 empty] | 0.45639 | 0
LCP_Inputs_ON_Diverse_IEA_2023_05_05 | 2040 | Electrolyser 2040 | Crossload | Hydrogen | WC | Dispatch-Crossload | VOM | 0 | [6 empty] | 0.45639 | 0
LCP_Inputs_ON_Diverse_IEA_2023_05_05 | 2040 | Electrolyser 2050 | Crossload | Hydrogen | MI | Dispatch-Crossload | EmissionsCost | 0 | [6 empty] | 0.45639 | 0
LCP_Inputs_ON_Diverse_IEA_2023_05_05 | 2040 | Electrolyser 2050 | Crossload | Hydrogen | MI | Dispatch-Crossload | FuelCost | 0 | [6 empty] | 0.45639 | 0
LCP_Inputs_ON_Diverse_IEA_2023_05_05 | 2040 | Electrolyser 2050 | Crossload | Hydrogen | MI | Dispatch-Crossload | VOM | 0 | [6 empty] | 0.45639 | 0
LCP_Inputs_ON_Diverse_IEA_2023_05_05 | 2040 | Electrolyser 2050 | Crossload | Hydrogen | NY | Dispatch-Crossload | EmissionsCost | 0 | [6 empty] | 0.45639 | 0
LCP_Inputs_ON_Diverse_IEA_2023_05_05 | 2040 | Electrolyser 2050 | Crossload | Hydrogen | NY | Dispatch-Crossload | FuelCost | 0 | [6 empty] | 0.45639 | 0
LCP_Inputs_ON_Diverse_IEA_2023_05_05 | 2040 | Electrolyser 2050 | Crossload | Hydrogen | NY | Dispatch-Crossload | VOM | 0 | [6 empty] | 0.45639 | 0
LCP_Inputs_ON_Diverse_IEA_2023_05_05 | 2040 | Electrolyser 2050 | Crossload | Hydrogen | ON | Dispatch-Crossload | EmissionsCost | 0 | [6 empty] | 0.45639 | 0
LCP_Inputs_ON_Diverse_IEA_2023_05_05 | 2040 | Electrolyser 2050 | Crossload | Hydrogen | ON | Dispatch-Crossload | FuelCost | 0 | [6 empty] | 0.45639 | 0
LCP_Inputs_ON_Diverse_IEA_2023_05_05 | 2040 | Electrolyser 2050 | Crossload | Hydrogen | ON | Dispatch-Crossload | VOM | 0 | [6 empty] | 0.45639 | 0
LCP_Inputs_ON_Diverse_IEA_2023_05_05 | 2040 | Electrolyser 2050 | Crossload | Hydrogen | PJ | Dispatch-Crossload | EmissionsCost | 0 | [6 empty] | 0.45639 | 0
LCP_Inputs_ON_Diverse_IEA_2023_05_05 | 2040 | Electrolyser 2050 | Crossload | Hydrogen | PJ | Dispatch-Crossload | FuelCost | 0 | [6 empty] | 0.45639 | 0
LCP_Inputs_ON_Diverse_IEA_2023_05_05 | 2040 | Electrolyser 2050 | Crossload | Hydrogen | PJ | Dispatch-Crossload | VOM | 0 | [6 empty] | 0.45639 | 0
LCP_Inputs_ON_Diverse_IEA_2023_05_05 | 2040 | Electrolyser 2050 | Crossload | Hydrogen | QC | Dispatch-Crossload | EmissionsCost | 0 | [6 empty] | 0.45639 | 0
LCP_Inputs_ON_Diverse_IEA_2023_05_05 | 2040 | Electrolyser 2050 | Crossload | Hydrogen | QC | Dispatch-Crossload | FuelCost | 0 | [6 empty] | 0.45639 | 0
LCP_Inputs_ON_Diverse_IEA_2023_05_05 | 2040 | Electrolyser 2050 | Crossload | Hydrogen | QC | Dispatch-Crossload | VOM | 0 | [6 empty] | 0.45639 | 0
LCP_Inputs_ON_Diverse_IEA_2023_05_05 | 2040 | Electrolyser 2050 | Crossload | Hydrogen | WC | Dispatch-Crossload | EmissionsCost | 0 | [6 empty] | 0.45639 | 0
LCP_Inputs_ON_Diverse_IEA_2023_05_05 | 2040 | Electrolyser 2050 | Crossload | Hydrogen | WC | Dispatch-Crossload | FuelCost | 0 | [6 empty] | 0.45639 | 0
LCP_Inputs_ON_Diverse_IEA_2023_05_05 | 2040 | Electrolyser 2050 | Crossload | Hydrogen | WC | Dispatch-Crossload | VOM | 0 | [6 empty] | 0.45639 | 0
LCP_Inputs_ON_Diverse_IEA_2023_05_05 | 2040 | Fossil Fuel Thermal (Coal, Peat, Oil) | Generation | Electricity | MI | Dispatch-Generation | EmissionsCost | 0 | [6 empty] | 0.45639 | 0
LCP_Inputs_ON_Diverse_IEA_2023_05_05 | 2040 | Fossil Fuel Thermal (Coal, Peat, Oil) | Generation | Electricity | MI | Dispatch-Generation | FuelCost | 0 | [6 empty] | 0.45639 | 0
LCP_Inputs_ON_Diverse_IEA_2023_05_05 | 2040 | Fossil Fuel Thermal (Coal, Peat, Oil) | Generation | Electricity | MI | Dispatch-Generation | VOM | 0 | [6 empty] | 0.45639 | 0
LCP_Inputs_ON_Diverse_IEA_2023_05_05 | 2040 | Fossil Fuel Thermal (Coal, Peat, Oil) | Generation | Electricity | NY | Dispatch-Generation | EmissionsCost | 0 | [6 empty] | 0.45639 | 0
LCP_Inputs_ON_Diverse_IEA_2023_05_05 | 2040 | Fossil Fuel Thermal (Coal, Peat, Oil) | Generation | Electricity | NY | Dispatch-Generation | FuelCost | 0 | [6 empty] | 0.45639 | 0
LCP_Inputs_ON_Diverse_IEA_2023_05_05 | 2040 | Fossil Fuel Thermal (Coal, Peat, Oil) | Generation | Electricity | NY | Dispatch-Generation | VOM | 0 | [6 empty] | 0.45639 | 0
LCP_Inputs_ON_Diverse_IEA_2023_05_05 | 2040 | Fossil Fuel Thermal (Coal, Peat, Oil) | Generation | Electricity | ON | Dispatch-Generation | EmissionsCost | 0 | [6 empty] | 0.45639 | 0
LCP_Inputs_ON_Diverse_IEA_2023_05_05 | 2040 | Fossil Fuel Thermal (Coal, Peat, Oil) | Generation | Electricity | ON | Dispatch-Generation | FuelCost | 0 | [6 empty] | 0.45639 | 0
LCP_Inputs_ON_Diverse_IEA_2023_05_05 | 2040 | Fossil Fuel Thermal (Coal, Peat, Oil) | Generation | Electricity | ON | Dispatch-Generation | VOM | 0 | [6 empty] | 0.45639 | 0
LCP_Inputs_ON_Diverse_IEA_2023_05_05 | 2040 | Fossil Fuel Thermal (Coal, Peat, Oil) | Generation | Electricity | PJ | Dispatch-Generation | EmissionsCost | 0 | [6 empty] | 0.45639 | 0
LCP_Inputs_ON_Diverse_IEA_2023_05_05 | 2040 | Fossil Fuel Thermal (Coal, Peat, Oil) | Generation | Electricity | PJ | Dispatch-Generation | FuelCost | 0 | [6 empty] | 0.45639 | 0
LCP_Inputs_ON_Diverse_IEA_2023_05_05 | 2040 | Fossil Fuel Thermal (Coal, Peat, Oil) | Generation | Electricity | PJ | Dispatch-Generation | VOM | 0 | [6 empty] | 0.45639 | 0
LCP_Inputs_ON_Diverse_IEA_2023_05_05 | 2040 | Fossil Fuel Thermal (Coal, Peat, Oil) | Generation | Electricity | QC | Dispatch-Generation | EmissionsCost | 0 | [6 empty] | 0.45639 | 0
LCP_Inputs_ON_Diverse_IEA_2023_05_05 | 2040 | Fossil Fuel Thermal (Coal, Peat, Oil) | Generation | Electricity | QC | Dispatch-Generation | FuelCost | 0 | [6 empty] | 0.45639 | 0
LCP_Inputs_ON_Diverse_IEA_2023_05_05 | 2040 | Fossil Fuel Thermal (Coal, Peat, Oil) | Generation | Electricity | QC | Dispatch-Generation | VOM | 0 | [6 empty] | 0.45639 | 0
LCP_Inputs_ON_Diverse_IEA_2023_05_05 | 2040 | Fossil Fuel Thermal (Coal, Peat, Oil) | Generation | Electricity | WC | Dispatch-Generation | EmissionsCost | 0 | [6 empty] | 0.45639 | 0
LCP_Inputs_ON_Diverse_IEA_2023_05_05 | 2040 | Fossil Fuel Thermal (Coal, Peat, Oil) | Generation | Electricity | WC | Dispatch-Generation | FuelCost | 0 | [6 empty] | 0.45639 | 0
LCP_Inputs_ON_Diverse_IEA_2023_05_05 | 2040 | Fossil Fuel Thermal (Coal, Peat, Oil) | Generation | Electricity | WC | Dispatch-Generation | VOM | 0 | [6 empty] | 0.45639 | 0
LCP_Inputs_ON_Diverse_IEA_2023_05_05 | 2040 | Generic - Generator | Generation | Electricity | MI | Dispatch-Generation | EmissionsCost | 0 | [6 empty] | 0.45639 | 0
LCP_Inputs_ON_Diverse_IEA_2023_05_05 | 2040 | Generic - Generator | Generation | Electricity | MI | Dispatch-Generation | FuelCost | 834353354.7452 | [6 empty] | 0.45639 | 380787979.625
LCP_Inputs_ON_Diverse_IEA_2023_05_05 | 2040 | Generic - Generator | Generation | Electricity | MI | Dispatch-Generation | VOM | 27287451.8893 | [6 empty] | 0.45639 | 12453636.8374
LCP_Inputs_ON_Diverse_IEA_2023_05_05 | 2040 | Generic - Generator | Generation | Electricity | NY | Dispatch-Generation | EmissionsCost | 0 | [6 empty] | 0.45639 | 0
LCP_Inputs_ON_Diverse_IEA_2023_05_05 | 2040 | Generic - Generator | Generation | Electricity | NY | Dispatch-Generation | FuelCost | 104321173.1139 | [6 empty] | 0.45639 | 47610821.6216
LCP_Inputs_ON_Diverse_IEA_2023_05_05 | 2040 | Generic - Generator | Generation | Electricity | NY | Dispatch-Generation | VOM | 3411814.6421 | [6 empty] | 0.45639 | 1557107.6655
LCP_Inputs_ON_Diverse_IEA_2023_05_05 | 2040 | Generic - Generator | Generation | Electricity | ON | Dispatch-Generation | EmissionsCost | 0 | [6 empty] | 0.45639 | 0
LCP_Inputs_ON_Diverse_IEA_2023_05_05 | 2040 | Generic - Generator | Generation | Electricity | ON | Dispatch-Generation | FuelCost | 0 | [6 empty] | 0.45639 | 0
LCP_Inputs_ON_Diverse_IEA_2023_05_05 | 2040 | Generic - Generator | Generation | Electricity | ON | Dispatch-Generation | VOM | 0 | [6 empty] | 0.45639 | 0
LCP_Inputs_ON_Diverse_IEA_2023_05_05 | 2040 | Generic - Generator | Generation | Electricity | PJ | Dispatch-Generation | EmissionsCost | 0 | [6 empty] | 0.45639 | 0
LCP_Inputs_ON_Diverse_IEA_2023_05_05 | 2040 | Generic - Generator | Generation | Electricity | PJ | Dispatch-Generation | FuelCost | 5328558791.3796 | [6 empty] | 0.45639 | 2431884674.4518
LCP_Inputs_ON_Diverse_IEA_2023_05_05 | 2040 | Generic - Generator | Generation | Electricity | PJ | Dispatch-Generation | VOM | 174270038.9852 | [6 empty] | 0.45639 | 79534570.9068
LCP_Inputs_ON_Diverse_IEA_2023_05_05 | 2040 | Generic - Generator | Generation | Electricity | QC | Dispatch-Generation | EmissionsCost | 0 | [6 empty] | 0.45639 | 0
LCP_Inputs_ON_Diverse_IEA_2023_05_05 | 2040 | Generic - Generator | Generation | Electricity | QC | Dispatch-Generation | FuelCost | 0 | [6 empty] | 0.45639 | 0
LCP_Inputs_ON_Diverse_IEA_2023_05_05 | 2040 | Generic - Generator | Generation | Electricity | QC | Dispatch-Generation | VOM | 0 | [6 empty] | 0.45639 | 0
LCP_Inputs_ON_Diverse_IEA_2023_05_05 | 2040 | Generic - Generator | Generation | Electricity | WC | Dispatch-Generation | EmissionsCost | 0 | [6 empty] | 0.45639 | 0
LCP_Inputs_ON_Diverse_IEA_2023_05_05 | 2040 | Generic - Generator | Generation | Electricity | WC | Dispatch-Generation | FuelCost | 0 | [6 empty] | 0.45639 | 0
LCP_Inputs_ON_Diverse_IEA_2023_05_05 | 2040 | Generic - Generator | Generation | Electricity | WC | Dispatch-Generation | VOM | 0 | [6 empty] | 0.45639 | 0
LCP_Inputs_ON_Diverse_IEA_2023_05_05 | 2040 | H2 Import - QC | Import | Hydrogen | MI | Dispatch-Import | EmissionsCost | 0 | [6 empty] | 0.45639 | 0
LCP_Inputs_ON_Diverse_IEA_2023_05_05 | 2040 | H2 Import - QC | Import | Hydrogen | MI | Dispatch-Import | FuelCost | 0 | [6 empty] | 0.45639 | 0
LCP_Inputs_ON_Diverse_IEA_2023_05_05 | 2040 | H2 Import - QC | Import | Hydrogen | MI | Dispatch-Import | VOM | 0 | [6 empty] | 0.45639 | 0
LCP_Inputs_ON_Diverse_IEA_2023_05_05 | 2040 | H2 Import - QC | Import | Hydrogen | NY | Dispatch-Import | EmissionsCost | 0 | [6 empty] | 0.45639 | 0
LCP_Inputs_ON_Diverse_IEA_2023_05_05 | 2040 | H2 Import - QC | Import | Hydrogen | NY | Dispatch-Import | FuelCost | 0 | [6 empty] | 0.45639 | 0
LCP_Inputs_ON_Diverse_IEA_2023_05_05 | 2040 | H2 Import - QC | Import | Hydrogen | NY | Dispatch-Import | VOM | 0 | [6 empty] | 0.45639 | 0
LCP_Inputs_ON_Diverse_IEA_2023_05_05 | 2040 | H2 Import - QC | Import | Hydrogen | ON | Dispatch-Import | EmissionsCost | 0 | [6 empty] | 0.45639 | 0
LCP_Inputs_ON_Diverse_IEA_2023_05_05 | 2040 | H2 Import - QC | Import | Hydrogen | ON | Dispatch-Import | FuelCost | 0 | [6 empty] | 0.45639 | 0
LCP_Inputs_ON_Diverse_IEA_2023_05_05 | 2040 | H2 Import - QC | Import | Hydrogen | ON | Dispatch-Import | VOM | 0 | [6 empty] | 0.45639 | 0
LCP_Inputs_ON_Diverse_IEA_2023_05_05 | 2040 | H2 Import - QC | Import | Hydrogen | PJ | Dispatch-Import | EmissionsCost | 0 | [6 empty] | 0.45639 | 0
LCP_Inputs_ON_Diverse_IEA_2023_05_05 | 2040 | H2 Import - QC | Import | Hydrogen | PJ | Dispatch-Import | FuelCost | 0 | [6 empty] | 0.45639 | 0
LCP_Inputs_ON_Diverse_IEA_2023_05_05 | 2040 | H2 Import - QC | Import | Hydrogen | PJ | Dispatch-Import | VOM | 0 | [6 empty] | 0.45639 | 0
LCP_Inputs_ON_Diverse_IEA_2023_05_05 | 2040 | H2 Import - QC | Import | Hydrogen | QC | Dispatch-Import | EmissionsCost | 0 | [6 empty] | 0.45639 | 0
LCP_Inputs_ON_Diverse_IEA_2023_05_05 | 2040 | H2 Import - QC | Import | Hydrogen | QC | Dispatch-Import | FuelCost | 0 | [6 empty] | 0.45639 | 0
LCP_Inputs_ON_Diverse_IEA_2023_05_05 | 2040 | H2 Import - QC | Import | Hydrogen | QC | Dispatch-Import | VOM | 0 | [6 empty] | 0.45639 | 0
LCP_Inputs_ON_Diverse_IEA_2023_05_05 | 2040 | H2 Import - QC | Import | Hydrogen | WC | Dispatch-Import | EmissionsCost | 0 | [6 empty] | 0.45639 | 0
LCP_Inputs_ON_Diverse_IEA_2023_05_05 | 2040 | H2 Import - QC | Import | Hydrogen | WC | Dispatch-Import | FuelCost | 0 | [6 empty] | 0.45639 | 0
LCP_Inputs_ON_Diverse_IEA_2023_05_05 | 2040 | H2 Import - QC | Import | Hydrogen | WC | Dispatch-Import | VOM | 0 | [6 empty] | 0.45639 | 0
LCP_Inputs_ON_Diverse_IEA_2023_05_05 | 2040 | H2 Import - WC | Import | Hydrogen | MI | Dispatch-Import | EmissionsCost | 0 | [6 empty] | 0.45639 | 0
LCP_Inputs_ON_Diverse_IEA_2023_05_05 | 2040 | H2 Import - WC | Import | Hydrogen | MI | Dispatch-Import | FuelCost | 0 | [6 empty] | 0.45639 | 0
LCP_Inputs_ON_Diverse_IEA_2023_05_05 | 2040 | H2 Import - WC | Import | Hydrogen | MI | Dispatch-Import | VOM | 0 | [6 empty] | 0.45639 | 0
LCP_Inputs_ON_Diverse_IEA_2023_05_05 | 2040 | H2 Import - WC | Import | Hydrogen | NY | Dispatch-Import | EmissionsCost | 0 | [6 empty] | 0.45639 | 0
LCP_Inputs_ON_Diverse_IEA_2023_05_05 | 2040 | H2 Import - WC | Import | Hydrogen | NY | Dispatch-Import | FuelCost | 0 | [6 empty] | 0.45639 | 0
LCP_Inputs_ON_Diverse_IEA_2023_05_05 | 2040 | H2 Import - WC | Import | Hydrogen | NY | Dispatch-Import | VOM | 0 | [6 empty] | 0.45639 | 0
LCP_Inputs_ON_Diverse_IEA_2023_05_05 | 2040 | H2 Import - WC | Import | Hydrogen | ON | Dispatch-Import | EmissionsCost | 0 | [6 empty] | 0.45639 | 0
LCP_Inputs_ON_Diverse_IEA_2023_05_05 | 2040 | H2 Import - WC | Import | Hydrogen | ON | Dispatch-Import | FuelCost | 0 | [6 empty] | 0.45639 | 0
LCP_Inputs_ON_Diverse_IEA_2023_05_05 | 2040 | H2 Import - WC | Import | Hydrogen | ON | Dispatch-Import | VOM | 0 | [6 empty] | 0.45639 | 0
LCP_Inputs_ON_Diverse_IEA_2023_05_05 | 2040 | H2 Import - WC | Import | Hydrogen | PJ | Dispatch-Import | EmissionsCost | 0 | [6 empty] | 0.45639 | 0
LCP_Inputs_ON_Diverse_IEA_2023_05_05 | 2040 | H2 Import - WC | Import | Hydrogen | PJ | Dispatch-Import | FuelCost | 0 | [6 empty] | 0.45639 | 0
LCP_Inputs_ON_Diverse_IEA_2023_05_05 | 2040 | H2 Import - WC | Import | Hydrogen | PJ | Dispatch-Import | VOM | 0 | [6 empty] | 0.45639 | 0
LCP_Inputs_ON_Diverse_IEA_2023_05_05 | 2040 | H2 Import - WC | Import | Hydrogen | QC | Dispatch-Import | EmissionsCost | 0 | [6 empty] | 0.45639 | 0
LCP_Inputs_ON_Diverse_IEA_2023_05_05 | 2040 | H2 Import - WC | Import | Hydrogen | QC | Dispatch-Import | FuelCost | 0 | [6 empty] | 0.45639 | 0
LCP_Inputs_ON_Diverse_IEA_2023_05_05 | 2040 | H2 Import - WC | Import | Hydrogen | QC | Dispatch-Import | VOM | 0 | [6 empty] | 0.45639 | 0
LCP_Inputs_ON_Diverse_IEA_2023_05_05 | 2040 | H2 Import - WC | Import | Hydrogen | WC | Dispatch-Import | EmissionsCost | 0 | [6 empty] | 0.45639 | 0
LCP_Inputs_ON_Diverse_IEA_2023_05_05 | 2040 | H2 Import - WC | Import | Hydrogen | WC | Dispatch-Import | FuelCost | 298476487.2232 | [6 empty] | 0.45639 | 136220772.5167
LCP_Inputs_ON_Diverse_IEA_2023_05_05 | 2040 | H2 Import - WC | Import | Hydrogen | WC | Dispatch-Import | VOM | 0 | [6 empty] | 0.45639 | 0
LCP_Inputs_ON_Diverse_IEA_2023_05_05 | 2040 | H2 Salt Cavern Storage - ON | Storage | Hydrogen | MI | Dispatch-Storage | EmissionsCost | 0 | [6 empty] | 0.45639 | 0
LCP_Inputs_ON_Diverse_IEA_2023_05_05 | 2040 | H2 Salt Cavern Storage - ON | Storage | Hydrogen | MI | Dispatch-Storage | FuelCost | 0 | [6 empty] | 0.45639 | 0
LCP_Inputs_ON_Diverse_IEA_2023_05_05 | 2040 | H2 Salt Cavern Storage - ON | Storage | Hydrogen | MI | Dispatch-Storage | VOM | 0 | [6 empty] | 0.45639 | 0
LCP_Inputs_ON_Diverse_IEA_2023_05_05 | 2040 | H2 Salt Cavern Storage - ON | Storage | Hydrogen | NY | Dispatch-Storage | EmissionsCost | 0 | [6 empty] | 0.45639 | 0
LCP_Inputs_ON_Diverse_IEA_2023_05_05 | 2040 | H2 Salt Cavern Storage - ON | Storage | Hydrogen | NY | Dispatch-Storage | FuelCost | 0 | [6 empty] | 0.45639 | 0
LCP_Inputs_ON_Diverse_IEA_2023_05_05 | 2040 | H2 Salt Cavern Storage - ON | Storage | Hydrogen | NY | Dispatch-Storage | VOM | 0 | [6 empty] | 0.45639 | 0
LCP_Inputs_ON_Diverse_IEA_2023_05_05 | 2040 | H2 Salt Cavern Storage - ON | Storage | Hydrogen | ON | Dispatch-Storage | EmissionsCost | 0 | [6 empty] | 0.45639 | 0
LCP_Inputs_ON_Diverse_IEA_2023_05_05 | 2040 | H2 Salt Cavern Storage - ON | Storage | Hydrogen | ON | Dispatch-Storage | FuelCost | 0 | [6 empty] | 0.45639 | 0
LCP_Inputs_ON_Diverse_IEA_2023_05_05 | 2040 | H2 Salt Cavern Storage - ON | Storage | Hydrogen | ON | Dispatch-Storage | VOM | 80253018.6897 | [6 empty] | 0.45639 | 36626430.1232
LCP_Inputs_ON_Diverse_IEA_2023_05_05 | 2040 | H2 Salt Cavern Storage - ON | Storage | Hydrogen | PJ | Dispatch-Storage | EmissionsCost | 0 | [6 empty] | 0.45639 | 0
LCP_Inputs_ON_Diverse_IEA_2023_05_05 | 2040 | H2 Salt Cavern Storage - ON | Storage | Hydrogen | PJ | Dispatch-Storage | FuelCost | 0 | [6 empty] | 0.45639 | 0
LCP_Inputs_ON_Diverse_IEA_2023_05_05 | 2040 | H2 Salt Cavern Storage - ON | Storage | Hydrogen | PJ | Dispatch-Storage | VOM | 0 | [6 empty] | 0.45639 | 0
LCP_Inputs_ON_Diverse_IEA_2023_05_05 | 2040 | H2 Salt Cavern Storage - ON | Storage | Hydrogen | QC | Dispatch-Storage | EmissionsCost | 0 | [6 empty] | 0.45639 | 0
LCP_Inputs_ON_Diverse_IEA_2023_05_05 | 2040 | H2 Salt Cavern Storage - ON | Storage | Hydrogen | QC | Dispatch-Storage | FuelCost | 0 | [6 empty] | 0.45639 | 0
LCP_Inputs_ON_Diverse_IEA_2023_05_05 | 2040 | H2 Salt Cavern Storage - ON | Storage | Hydrogen | QC | Dispatch-Storage | VOM | 0 | [6 empty] | 0.45639 | 0
LCP_Inputs_ON_Diverse_IEA_2023_05_05 | 2040 | H2 Salt Cavern Storage - ON | Storage | Hydrogen | WC | Dispatch-Storage | EmissionsCost | 0 | [6 empty] | 0.45639 | 0
LCP_Inputs_ON_Diverse_IEA_2023_05_05 | 2040 | H2 Salt Cavern Storage - ON | Storage | Hydrogen | WC | Dispatch-Storage | FuelCost | 0 | [6 empty] | 0.45639 | 0
LCP_Inputs_ON_Diverse_IEA_2023_05_05 | 2040 | H2 Salt Cavern Storage - ON | Storage | Hydrogen | WC | Dispatch-Storage | VOM | 0 | [6 empty] | 0.45639 | 0
LCP_Inputs_ON_Diverse_IEA_2023_05_05 | 2040 | Hydro | Generation | Electricity | MI | Dispatch-Generation | EmissionsCost | 0 | [6 empty] | 0.45639 | 0
LCP_Inputs_ON_Diverse_IEA_2023_05_05 | 2040 | Hydro | Generation | Electricity | MI | Dispatch-Generation | FuelCost | 0 | [6 empty] | 0.45639 | 0
LCP_Inputs_ON_Diverse_IEA_2023_05_05 | 2040 | Hydro | Generation | Electricity | MI | Dispatch-Generation | VOM | 0 | [6 empty] | 0.45639 | 0
LCP_Inputs_ON_Diverse_IEA_2023_05_05 | 2040 | Hydro | Generation | Electricity | NY | Dispatch-Generation | EmissionsCost | 0 | [6 empty] | 0.45639 | 0
LCP_Inputs_ON_Diverse_IEA_2023_05_05 | 2040 | Hydro | Generation | Electricity | NY | Dispatch-Generation | FuelCost | 0 | [6 empty] | 0.45639 | 0
LCP_Inputs_ON_Diverse_IEA_2023_05_05 | 2040 | Hydro | Generation | Electricity | NY | Dispatch-Generation | VOM | 0 | [6 empty] | 0.45639 | 0
LCP_Inputs_ON_Diverse_IEA_2023_05_05 | 2040 | Hydro | Generation | Electricity | ON | Dispatch-Generation | EmissionsCost | 0 | [6 empty] | 0.45639 | 0
LCP_Inputs_ON_Diverse_IEA_2023_05_05 | 2040 | Hydro | Generation | Electricity | ON | Dispatch-Generation | FuelCost | 0 | [6 empty] | 0.45639 | 0
LCP_Inputs_ON_Diverse_IEA_2023_05_05 | 2040 | Hydro | Generation | Electricity | ON | Dispatch-Generation | VOM | 0 | [6 empty] | 0.45639 | 0
LCP_Inputs_ON_Diverse_IEA_2023_05_05 | 2040 | Hydro | Generation | Electricity | PJ | Dispatch-Generation | EmissionsCost | 0 | [6 empty] | 0.45639 | 0
LCP_Inputs_ON_Diverse_IEA_2023_05_05 | 2040 | Hydro | Generation | Electricity | PJ | Dispatch-Generation | FuelCost | 0 | [6 empty] | 0.45639 | 0
LCP_Inputs_ON_Diverse_IEA_2023_05_05 | 2040 | Hydro | Generation | Electricity | PJ | Dispatch-Generation | VOM | 0 | [6 empty] | 0.45639 | 0
LCP_Inputs_ON_Diverse_IEA_2023_05_05 | 2040 | Hydro | Generation | Electricity | QC | Dispatch-Generation | EmissionsCost | 0 | [6 empty] | 0.45639 | 0
LCP_Inputs_ON_Diverse_IEA_2023_05_05 | 2040 | Hydro | Generation | Electricity | QC | Dispatch-Generation | FuelCost | 0 | [6 empty] | 0.45639 | 0
LCP_Inputs_ON_Diverse_IEA_2023_05_05 | 2040 | Hydro | Generation | Electricity | QC | Dispatch-Generation | VOM | 0 | [6 empty] | 0.45639 | 0
LCP_Inputs_ON_Diverse_IEA_2023_05_05 | 2040 | Hydro | Generation | Electricity | WC | Dispatch-Generation | EmissionsCost | 0 | [6 empty] | 0.45639 | 0
LCP_Inputs_ON_Diverse_IEA_2023_05_05 | 2040 | Hydro | Generation | Electricity | WC | Dispatch-Generation | FuelCost | 0 | [6 empty] | 0.45639 | 0
LCP_Inputs_ON_Diverse_IEA_2023_05_05 | 2040 | Hydro | Generation | Electricity | WC | Dispatch-Generation | VOM | 0 | [6 empty] | 0.45639 | 0
LCP_Inputs_ON_Diverse_IEA_2023_05_05 | 2040 | Hydro Pumped Storage | Storage | Electricity | MI | Dispatch-Storage | EmissionsCost | 0 | [6 empty] | 0.45639 | 0
LCP_Inputs_ON_Diverse_IEA_2023_05_05 | 2040 | Hydro Pumped Storage | Storage | Electricity | MI | Dispatch-Storage | FuelCost | 0 | [6 empty] | 0.45639 | 0
LCP_Inputs_ON_Diverse_IEA_2023_05_05 | 2040 | Hydro Pumped Storage | Storage | Electricity | MI | Dispatch-Storage | VOM | 0 | [6 empty] | 0.45639 | 0
LCP_Inputs_ON_Diverse_IEA_2023_05_05 | 2040 | Hydro Pumped Storage | Storage | Electricity | NY | Dispatch-Storage | EmissionsCost | 0 | [6 empty] | 0.45639 | 0
LCP_Inputs_ON_Diverse_IEA_2023_05_05 | 2040 | Hydro Pumped Storage | Storage | Electricity | NY | Dispatch-Storage | FuelCost | 0 | [6 empty] | 0.45639 | 0
LCP_Inputs_ON_Diverse_IEA_2023_05_05 | 2040 | Hydro Pumped Storage | Storage | Electricity | NY | Dispatch-Storage | VOM | 0 | [6 empty] | 0.45639 | 0
LCP_Inputs_ON_Diverse_IEA_2023_05_05 | 2040 | Hydro Pumped Storage | Storage | Electricity | ON | Dispatch-Storage | EmissionsCost | 0 | [6 empty] | 0.45639 | 0
LCP_Inputs_ON_Diverse_IEA_2023_05_05 | 2040 | Hydro Pumped Storage | Storage | Electricity | ON | Dispatch-Storage | FuelCost | 0 | [6 empty] | 0.45639 | 0
LCP_Inputs_ON_Diverse_IEA_2023_05_05 | 2040 | Hydro Pumped Storage | Storage | Electricity | ON | Dispatch-Storage | VOM | 0 | [6 empty] | 0.45639 | 0
LCP_Inputs_ON_Diverse_IEA_2023_05_05 | 2040 | Hydro Pumped Storage | Storage | Electricity | PJ | Dispatch-Storage | EmissionsCost | 0 | [6 empty] | 0.45639 | 0
LCP_Inputs_ON_Diverse_IEA_2023_05_05 | 2040 | Hydro Pumped Storage | Storage | Electricity | PJ | Dispatch-Storage | FuelCost | 0 | [6 empty] | 0.45639 | 0
LCP_Inputs_ON_Diverse_IEA_2023_05_05 | 2040 | Hydro Pumped Storage | Storage | Electricity | PJ | Dispatch-Storage | VOM | 0 | [6 empty] | 0.45639 | 0
LCP_Inputs_ON_Diverse_IEA_2023_05_05 | 2040 | Hydro Pumped Storage | Storage | Electricity | QC | Dispatch-Storage | EmissionsCost | 0 | [6 empty] | 0.45639 | 0
LCP_Inputs_ON_Diverse_IEA_2023_05_05 | 2040 | Hydro Pumped Storage | Storage | Electricity | QC | Dispatch-Storage | FuelCost | 0 | [6 empty] | 0.45639 | 0
LCP_Inputs_ON_Diverse_IEA_2023_05_05 | 2040 | Hydro Pumped Storage | Storage | Electricity | QC | Dispatch-Storage | VOM | 0 | [6 empty] | 0.45639 | 0
LCP_Inputs_ON_Diverse_IEA_2023_05_05 | 2040 | Hydro Pumped Storage | Storage | Electricity | WC | Dispatch-Storage | EmissionsCost | 0 | [6 empty] | 0.45639 | 0
LCP_Inputs_ON_Diverse_IEA_2023_05_05 | 2040 | Hydro Pumped Storage | Storage | Electricity | WC | Dispatch-Storage | FuelCost | 0 | [6 empty] | 0.45639 | 0
LCP_Inputs_ON_Diverse_IEA_2023_05_05 | 2040 | Hydro Pumped Storage | Storage | Electricity | WC | Dispatch-Storage | VOM | 0 | [6 empty] | 0.45639 | 0
LCP_Inputs_ON_Diverse_IEA_2023_05_05 | 2040 | Nuclear | Generation | Electricity | MI | Dispatch-Generation | EmissionsCost | 0 | [6 empty] | 0.45639 | 0
LCP_Inputs_ON_Diverse_IEA_2023_05_05 | 2040 | Nuclear | Generation | Electricity | MI | Dispatch-Generation | FuelCost | 0 | [6 empty] | 0.45639 | 0
LCP_Inputs_ON_Diverse_IEA_2023_05_05 | 2040 | Nuclear | Generation | Electricity | MI | Dispatch-Generation | VOM | 2762866296.96 | [6 empty] | 0.45639 | 1260936112.032
LCP_Inputs_ON_Diverse_IEA_2023_05_05 | 2040 | Nuclear | Generation | Electricity | NY | Dispatch-Generation | EmissionsCost | 0 | [6 empty] | 0.45639 | 0
LCP_Inputs_ON_Diverse_IEA_2023_05_05 | 2040 | Nuclear | Generation | Electricity | NY | Dispatch-Generation | FuelCost | 0 | [6 empty] | 0.45639 | 0
LCP_Inputs_ON_Diverse_IEA_2023_05_05 | 2040 | Nuclear | Generation | Electricity | NY | Dispatch-Generation | VOM | 2246155230.144 | [6 empty] | 0.45639 | 1025115926.1795
LCP_Inputs_ON_Diverse_IEA_2023_05_05 | 2040 | Nuclear | Generation | Electricity | ON | Dispatch-Generation | EmissionsCost | 0 | [6 empty] | 0.45639 | 0
LCP_Inputs_ON_Diverse_IEA_2023_05_05 | 2040 | Nuclear | Generation | Electricity | ON | Dispatch-Generation | FuelCost | 0 | [6 empty] | 0.45639 | 0
LCP_Inputs_ON_Diverse_IEA_2023_05_05 | 2040 | Nuclear | Generation | Electricity | ON | Dispatch-Generation | VOM | 7830417006.0162 | [6 empty] | 0.45639 | 3573700104.8584
LCP_Inputs_ON_Diverse_IEA_2023_05_05 | 2040 | Nuclear | Generation | Electricity | PJ | Dispatch-Generation | EmissionsCost | 0 | [6 empty] | 0.45639 | 0
LCP_Inputs_ON_Diverse_IEA_2023_05_05 | 2040 | Nuclear | Generation | Electricity | PJ | Dispatch-Generation | FuelCost | 0 | [6 empty] | 0.45639 | 0
LCP_Inputs_ON_Diverse_IEA_2023_05_05 | 2040 | Nuclear | Generation | Electricity | PJ | Dispatch-Generation | VOM | 6401347648.6848 | [6 empty] | 0.45639 | 2921491504.9561
LCP_Inputs_ON_Diverse_IEA_2023_05_05 | 2040 | Nuclear | Generation | Electricity | QC | Dispatch-Generation | EmissionsCost | 0 | [6 empty] | 0.45639 | 0
LCP_Inputs_ON_Diverse_IEA_2023_05_05 | 2040 | Nuclear | Generation | Electricity | QC | Dispatch-Generation | FuelCost | 0 | [6 empty] | 0.45639 | 0
LCP_Inputs_ON_Diverse_IEA_2023_05_05 | 2040 | Nuclear | Generation | Electricity | QC | Dispatch-Generation | VOM | 0 | [6 empty] | 0.45639 | 0
LCP_Inputs_ON_Diverse_IEA_2023_05_05 | 2040 | Nuclear | Generation | Electricity | WC | Dispatch-Generation | EmissionsCost | 0 | [6 empty] | 0.45639 | 0
LCP_Inputs_ON_Diverse_IEA_2023_05_05 | 2040 | Nuclear | Generation | Electricity | WC | Dispatch-Generation | FuelCost | 0 | [6 empty] | 0.45639 | 0
LCP_Inputs_ON_Diverse_IEA_2023_05_05 | 2040 | Nuclear | Generation | Electricity | WC | Dispatch-Generation | VOM | 0 | [6 empty] | 0.45639 | 0
LCP_Inputs_ON_Diverse_IEA_2023_05_05 | 2040 | Nuclear SMR | Generation | Electricity | MI | Dispatch-Generation | EmissionsCost | 0 | [6 empty] | 0.45639 | 0
LCP_Inputs_ON_Diverse_IEA_2023_05_05 | 2040 | Nuclear SMR | Generation | Electricity | MI | Dispatch-Generation | FuelCost | 0 | [6 empty] | 0.45639 | 0
LCP_Inputs_ON_Diverse_IEA_2023_05_05 | 2040 | Nuclear SMR | Generation | Electricity | MI | Dispatch-Generation | VOM | 0 | [6 empty] | 0.45639 | 0
LCP_Inputs_ON_Diverse_IEA_2023_05_05 | 2040 | Nuclear SMR | Generation | Electricity | NY | Dispatch-Generation | EmissionsCost | 0 | [6 empty] | 0.45639 | 0
LCP_Inputs_ON_Diverse_IEA_2023_05_05 | 2040 | Nuclear SMR | Generation | Electricity | NY | Dispatch-Generation | FuelCost | 0 | [6 empty] | 0.45639 | 0
LCP_Inputs_ON_Diverse_IEA_2023_05_05 | 2040 | Nuclear SMR | Generation | Electricity | NY | Dispatch-Generation | VOM | 0 | [6 empty] | 0.45639 | 0
LCP_Inputs_ON_Diverse_IEA_2023_05_05 | 2040 | Nuclear SMR | Generation | Electricity | ON | Dispatch-Generation | EmissionsCost | 0 | [6 empty] | 0.45639 | 0
LCP_Inputs_ON_Diverse_IEA_2023_05_05 | 2040 | Nuclear SMR | Generation | Electricity | ON | Dispatch-Generation | FuelCost | 0 | [6 empty] | 0.45639 | 0
LCP_Inputs_ON_Diverse_IEA_2023_05_05 | 2040 | Nuclear SMR | Generation | Electricity | ON | Dispatch-Generation | VOM | 209767586.3233 | [6 empty] | 0.45639 | 95735188.1341
LCP_Inputs_ON_Diverse_IEA_2023_05_05 | 2040 | Nuclear SMR | Generation | Electricity | PJ | Dispatch-Generation | EmissionsCost | 0 | [6 empty] | 0.45639 | 0
LCP_Inputs_ON_Diverse_IEA_2023_05_05 | 2040 | Nuclear SMR | Generation | Electricity | PJ | Dispatch-Generation | FuelCost | 0 | [6 empty] | 0.45639 | 0
LCP_Inputs_ON_Diverse_IEA_2023_05_05 | 2040 | Nuclear SMR | Generation | Electricity | PJ | Dispatch-Generation | VOM | 0 | [6 empty] | 0.45639 | 0
LCP_Inputs_ON_Diverse_IEA_2023_05_05 | 2040 | Nuclear SMR | Generation | Electricity | QC | Dispatch-Generation | EmissionsCost | 0 | [6 empty] | 0.45639 | 0
LCP_Inputs_ON_Diverse_IEA_2023_05_05 | 2040 | Nuclear SMR | Generation | Electricity | QC | Dispatch-Generation | FuelCost | 0 | [6 empty] | 0.45639 | 0
LCP_Inputs_ON_Diverse_IEA_2023_05_05 | 2040 | Nuclear SMR | Generation | Electricity | QC | Dispatch-Generation | VOM | 0 | [6 empty] | 0.45639 | 0
LCP_Inputs_ON_Diverse_IEA_2023_05_05 | 2040 | Nuclear SMR | Generation | Electricity | WC | Dispatch-Generation | EmissionsCost | 0 | [6 empty] | 0.45639 | 0
LCP_Inputs_ON_Diverse_IEA_2023_05_05 | 2040 | Nuclear SMR | Generation | Electricity | WC | Dispatch-Generation | FuelCost | 0 | [6 empty] | 0.45639 | 0
LCP_Inputs_ON_Diverse_IEA_2023_05_05 | 2040 | Nuclear SMR | Generation | Electricity | WC | Dispatch-Generation | VOM | 0 | [6 empty] | 0.45639 | 0
LCP_Inputs_ON_Diverse_IEA_2023_05_05 | 2040 | O/CCGT - CH4 Existing | Crossload | Electricity | MI | Dispatch-Crossload | EmissionsCost | 0 | [6 empty] | 0.45639 | 0
LCP_Inputs_ON_Diverse_IEA_2023_05_05 | 2040 | O/CCGT - CH4 Existing | Crossload | Electricity | MI | Dispatch-Crossload | FuelCost | 0 | [6 empty] | 0.45639 | 0
LCP_Inputs_ON_Diverse_IEA_2023_05_05 | 2040 | O/CCGT - CH4 Existing | Crossload | Electricity | MI | Dispatch-Crossload | VOM | 0 | [6 empty] | 0.45639 | 0
LCP_Inputs_ON_Diverse_IEA_2023_05_05 | 2040 | O/CCGT - CH4 Existing | Crossload | Electricity | NY | Dispatch-Crossload | EmissionsCost | 0 | [6 empty] | 0.45639 | 0
LCP_Inputs_ON_Diverse_IEA_2023_05_05 | 2040 | O/CCGT - CH4 Existing | Crossload | Electricity | NY | Dispatch-Crossload | FuelCost | 0 | [6 empty] | 0.45639 | 0
LCP_Inputs_ON_Diverse_IEA_2023_05_05 | 2040 | O/CCGT - CH4 Existing | Crossload | Electricity | NY | Dispatch-Crossload | VOM | 0 | [6 empty] | 0.45639 | 0
LCP_Inputs_ON_Diverse_IEA_2023_05_05 | 2040 | O/CCGT - CH4 Existing | Crossload | Electricity | ON | Dispatch-Crossload | EmissionsCost | 3390434.5216 | [6 empty] | 0.45639 | 1547350.0576
LCP_Inputs_ON_Diverse_IEA_2023_05_05 | 2040 | O/CCGT - CH4 Existing | Crossload | Electricity | ON | Dispatch-Crossload | FuelCost | 0 | [6 empty] | 0.45639 | 0
LCP_Inputs_ON_Diverse_IEA_2023_05_05 | 2040 | O/CCGT - CH4 Existing | Crossload | Electricity | ON | Dispatch-Crossload | VOM | 205052.9936 | [6 empty] | 0.45639 | 93583.5096
LCP_Inputs_ON_Diverse_IEA_2023_05_05 | 2040 | O/CCGT - CH4 Existing | Crossload | Electricity | PJ | Dispatch-Crossload | EmissionsCost | 0 | [6 empty] | 0.45639 | 0
LCP_Inputs_ON_Diverse_IEA_2023_05_05 | 2040 | O/CCGT - CH4 Existing | Crossload | Electricity | PJ | Dispatch-Crossload | FuelCost | 0 | [6 empty] | 0.45639 | 0
LCP_Inputs_ON_Diverse_IEA_2023_05_05 | 2040 | O/CCGT - CH4 Existing | Crossload | Electricity | PJ | Dispatch-Crossload | VOM | 0 | [6 empty] | 0.45639 | 0
LCP_Inputs_ON_Diverse_IEA_2023_05_05 | 2040 | O/CCGT - CH4 Existing | Crossload | Electricity | QC | Dispatch-Crossload | EmissionsCost | 0 | [6 empty] | 0.45639 | 0
LCP_Inputs_ON_Diverse_IEA_2023_05_05 | 2040 | O/CCGT - CH4 Existing | Crossload | Electricity | QC | Dispatch-Crossload | FuelCost | 0 | [6 empty] | 0.45639 | 0
LCP_Inputs_ON_Diverse_IEA_2023_05_05 | 2040 | O/CCGT - CH4 Existing | Crossload | Electricity | QC | Dispatch-Crossload | VOM | 0 | [6 empty] | 0.45639 | 0
LCP_Inputs_ON_Diverse_IEA_2023_05_05 | 2040 | O/CCGT - CH4 Existing | Crossload | Electricity | WC | Dispatch-Crossload | EmissionsCost | 0 | [6 empty] | 0.45639 | 0
LCP_Inputs_ON_Diverse_IEA_2023_05_05 | 2040 | O/CCGT - CH4 Existing | Crossload | Electricity | WC | Dispatch-Crossload | FuelCost | 0 | [6 empty] | 0.45639 | 0
LCP_Inputs_ON_Diverse_IEA_2023_05_05 | 2040 | O/CCGT - CH4 Existing | Crossload | Electricity | WC | Dispatch-Crossload | VOM | 0 | [6 empty] | 0.45639 | 0
LCP_Inputs_ON_Diverse_IEA_2023_05_05 | 2040 | O/CCGT - CH4 New | Crossload | Electricity | MI | Dispatch-Crossload | EmissionsCost | 0 | [6 empty] | 0.45639 | 0
LCP_Inputs_ON_Diverse_IEA_2023_05_05 | 2040 | O/CCGT - CH4 New | Crossload | Electricity | MI | Dispatch-Crossload | FuelCost | 0 | [6 empty] | 0.45639 | 0
LCP_Inputs_ON_Diverse_IEA_2023_05_05 | 2040 | O/CCGT - CH4 New | Crossload | Electricity | MI | Dispatch-Crossload | VOM | 0 | [6 empty] | 0.45639 | 0
LCP_Inputs_ON_Diverse_IEA_2023_05_05 | 2040 | O/CCGT - CH4 New | Crossload | Electricity | NY | Dispatch-Crossload | EmissionsCost | 0 | [6 empty] | 0.45639 | 0
LCP_Inputs_ON_Diverse_IEA_2023_05_05 | 2040 | O/CCGT - CH4 New | Crossload | Electricity | NY | Dispatch-Crossload | FuelCost | 0 | [6 empty] | 0.45639 | 0
LCP_Inputs_ON_Diverse_IEA_2023_05_05 | 2040 | O/CCGT - CH4 New | Crossload | Electricity | NY | Dispatch-Crossload | VOM | 0 | [6 empty] | 0.45639 | 0
LCP_Inputs_ON_Diverse_IEA_2023_05_05 | 2040 | O/CCGT - CH4 New | Crossload | Electricity | ON | Dispatch-Crossload | EmissionsCost | 1511114.6946 | [6 empty] | 0.45639 | 689653.0208
LCP_Inputs_ON_Diverse_IEA_2023_05_05 | 2040 | O/CCGT - CH4 New | Crossload | Electricity | ON | Dispatch-Crossload | FuelCost | 0 | [6 empty] | 0.45639 | 0
LCP_Inputs_ON_Diverse_IEA_2023_05_05 | 2040 | O/CCGT - CH4 New | Crossload | Electricity | ON | Dispatch-Crossload | VOM | 91392 | [6 empty] | 0.45639 | 41710.1158
LCP_Inputs_ON_Diverse_IEA_2023_05_05 | 2040 | O/CCGT - CH4 New | Crossload | Electricity | PJ | Dispatch-Crossload | EmissionsCost | 0 | [6 empty] | 0.45639 | 0
LCP_Inputs_ON_Diverse_IEA_2023_05_05 | 2040 | O/CCGT - CH4 New | Crossload | Electricity | PJ | Dispatch-Crossload | FuelCost | 0 | [6 empty] | 0.45639 | 0
LCP_Inputs_ON_Diverse_IEA_2023_05_05 | 2040 | O/CCGT - CH4 New | Crossload | Electricity | PJ | Dispatch-Crossload | VOM | 0 | [6 empty] | 0.45639 | 0
LCP_Inputs_ON_Diverse_IEA_2023_05_05 | 2040 | O/CCGT - CH4 New | Crossload | Electricity | QC | Dispatch-Crossload | EmissionsCost | 0 | [6 empty] | 0.45639 | 0
LCP_Inputs_ON_Diverse_IEA_2023_05_05 | 2040 | O/CCGT - CH4 New | Crossload | Electricity | QC | Dispatch-Crossload | FuelCost | 0 | [6 empty] | 0.45639 | 0
LCP_Inputs_ON_Diverse_IEA_2023_05_05 | 2040 | O/CCGT - CH4 New | Crossload | Electricity | QC | Dispatch-Crossload | VOM | 0 | [6 empty] | 0.45639 | 0
LCP_Inputs_ON_Diverse_IEA_2023_05_05 | 2040 | O/CCGT - CH4 New | Crossload | Electricity | WC | Dispatch-Crossload | EmissionsCost | 0 | [6 empty] | 0.45639 | 0
LCP_Inputs_ON_Diverse_IEA_2023_05_05 | 2040 | O/CCGT - CH4 New | Crossload | Electricity | WC | Dispatch-Crossload | FuelCost | 0 | [6 empty] | 0.45639 | 0
LCP_Inputs_ON_Diverse_IEA_2023_05_05 | 2040 | O/CCGT - CH4 New | Crossload | Electricity | WC | Dispatch-Crossload | VOM | 0 | [6 empty] | 0.45639 | 0
LCP_Inputs_ON_Diverse_IEA_2023_05_05 | 2040 | O/CCGT - H2 New | Crossload | Electricity | MI | Dispatch-Crossload | EmissionsCost | 0 | [6 empty] | 0.45639 | 0
LCP_Inputs_ON_Diverse_IEA_2023_05_05 | 2040 | O/CCGT - H2 New | Crossload | Electricity | MI | Dispatch-Crossload | FuelCost | 0 | [6 empty] | 0.45639 | 0
LCP_Inputs_ON_Diverse_IEA_2023_05_05 | 2040 | O/CCGT - H2 New | Crossload | Electricity | MI | Dispatch-Crossload | VOM | 0 | [6 empty] | 0.45639 | 0
LCP_Inputs_ON_Diverse_IEA_2023_05_05 | 2040 | O/CCGT - H2 New | Crossload | Electricity | NY | Dispatch-Crossload | EmissionsCost | 0 | [6 empty] | 0.45639 | 0
LCP_Inputs_ON_Diverse_IEA_2023_05_05 | 2040 | O/CCGT - H2 New | Crossload | Electricity | NY | Dispatch-Crossload | FuelCost | 0 | [6 empty] | 0.45639 | 0
LCP_Inputs_ON_Diverse_IEA_2023_05_05 | 2040 | O/CCGT - H2 New | Crossload | Electricity | NY | Dispatch-Crossload | VOM | 0 | [6 empty] | 0.45639 | 0
LCP_Inputs_ON_Diverse_IEA_2023_05_05 | 2040 | O/CCGT - H2 New | Crossload | Electricity | ON | Dispatch-Crossload | EmissionsCost | 0 | [6 empty] | 0.45639 | 0
LCP_Inputs_ON_Diverse_IEA_2023_05_05 | 2040 | O/CCGT - H2 New | Crossload | Electricity | ON | Dispatch-Crossload | FuelCost | 0 | [6 empty] | 0.45639 | 0
LCP_Inputs_ON_Diverse_IEA_2023_05_05 | 2040 | O/CCGT - H2 New | Crossload | Electricity | ON | Dispatch-Crossload | VOM | 233172.4932 | [6 empty] | 0.45639 | 106416.8821
LCP_Inputs_ON_Diverse_IEA_2023_05_05 | 2040 | O/CCGT - H2 New | Crossload | Electricity | PJ | Dispatch-Crossload | EmissionsCost | 0 | [6 empty] | 0.45639 | 0
LCP_Inputs_ON_Diverse_IEA_2023_05_05 | 2040 | O/CCGT - H2 New | Crossload | Electricity | PJ | Dispatch-Crossload | FuelCost | 0 | [6 empty] | 0.45639 | 0
LCP_Inputs_ON_Diverse_IEA_2023_05_05 | 2040 | O/CCGT - H2 New | Crossload | Electricity | PJ | Dispatch-Crossload | VOM | 0 | [6 empty] | 0.45639 | 0
LCP_Inputs_ON_Diverse_IEA_2023_05_05 | 2040 | O/CCGT - H2 New | Crossload | Electricity | QC | Dispatch-Crossload | EmissionsCost | 0 | [6 empty] | 0.45639 | 0
LCP_Inputs_ON_Diverse_IEA_2023_05_05 | 2040 | O/CCGT - H2 New | Crossload | Electricity | QC | Dispatch-Crossload | FuelCost | 0 | [6 empty] | 0.45639 | 0
LCP_Inputs_ON_Diverse_IEA_2023_05_05 | 2040 | O/CCGT - H2 New | Crossload | Electricity | QC | Dispatch-Crossload | VOM | 0 | [6 empty] | 0.45639 | 0
LCP_Inputs_ON_Diverse_IEA_2023_05_05 | 2040 | O/CCGT - H2 New | Crossload | Electricity | WC | Dispatch-Crossload | EmissionsCost | 0 | [6 empty] | 0.45639 | 0
LCP_Inputs_ON_Diverse_IEA_2023_05_05 | 2040 | O/CCGT - H2 New | Crossload | Electricity | WC | Dispatch-Crossload | FuelCost | 0 | [6 empty] | 0.45639 | 0
LCP_Inputs_ON_Diverse_IEA_2023_05_05 | 2040 | O/CCGT - H2 New | Crossload | Electricity | WC | Dispatch-Crossload | VOM | 0 | [6 empty] | 0.45639 | 0
LCP_Inputs_ON_Diverse_IEA_2023_05_05 | 2040 | SMR CCS | Generation | Hydrogen | MI | Dispatch-Generation | EmissionsCost | 0 | [6 empty] | 0.45639 | 0
LCP_Inputs_ON_Diverse_IEA_2023_05_05 | 2040 | SMR CCS | Generation | Hydrogen | MI | Dispatch-Generation | FuelCost | 0 | [6 empty] | 0.45639 | 0
LCP_Inputs_ON_Diverse_IEA_2023_05_05 | 2040 | SMR CCS | Generation | Hydrogen | MI | Dispatch-Generation | VOM | 0 | [6 empty] | 0.45639 | 0
LCP_Inputs_ON_Diverse_IEA_2023_05_05 | 2040 | SMR CCS | Generation | Hydrogen | NY | Dispatch-Generation | EmissionsCost | 0 | [6 empty] | 0.45639 | 0
LCP_Inputs_ON_Diverse_IEA_2023_05_05 | 2040 | SMR CCS | Generation | Hydrogen | NY | Dispatch-Generation | FuelCost | 0 | [6 empty] | 0.45639 | 0
LCP_Inputs_ON_Diverse_IEA_2023_05_05 | 2040 | SMR CCS | Generation | Hydrogen | NY | Dispatch-Generation | VOM | 0 | [6 empty] | 0.45639 | 0
LCP_Inputs_ON_Diverse_IEA_2023_05_05 | 2040 | SMR CCS | Generation | Hydrogen | ON | Dispatch-Generation | EmissionsCost | 416891500.3462 | [6 empty] | 0.45639 | 190263838.7403
LCP_Inputs_ON_Diverse_IEA_2023_05_05 | 2040 | SMR CCS | Generation | Hydrogen | ON | Dispatch-Generation | FuelCost | 760044709.295 | [6 empty] | 0.45639 | 346874483.8516
LCP_Inputs_ON_Diverse_IEA_2023_05_05 | 2040 | SMR CCS | Generation | Hydrogen | ON | Dispatch-Generation | VOM | 0 | [6 empty] | 0.45639 | 0
LCP_Inputs_ON_Diverse_IEA_2023_05_05 | 2040 | SMR CCS | Generation | Hydrogen | PJ | Dispatch-Generation | EmissionsCost | 0 | [6 empty] | 0.45639 | 0
LCP_Inputs_ON_Diverse_IEA_2023_05_05 | 2040 | SMR CCS | Generation | Hydrogen | PJ | Dispatch-Generation | FuelCost | 0 | [6 empty] | 0.45639 | 0
LCP_Inputs_ON_Diverse_IEA_2023_05_05 | 2040 | SMR CCS | Generation | Hydrogen | PJ | Dispatch-Generation | VOM | 0 | [6 empty] | 0.45639 | 0
LCP_Inputs_ON_Diverse_IEA_2023_05_05 | 2040 | SMR CCS | Generation | Hydrogen | QC | Dispatch-Generation | EmissionsCost | 0 | [6 empty] | 0.45639 | 0
LCP_Inputs_ON_Diverse_IEA_2023_05_05 | 2040 | SMR CCS | Generation | Hydrogen | QC | Dispatch-Generation | FuelCost | 0 | [6 empty] | 0.45639 | 0
LCP_Inputs_ON_Diverse_IEA_2023_05_05 | 2040 | SMR CCS | Generation | Hydrogen | QC | Dispatch-Generation | VOM | 0 | [6 empty] | 0.45639 | 0
LCP_Inputs_ON_Diverse_IEA_2023_05_05 | 2040 | SMR CCS | Generation | Hydrogen | WC | Dispatch-Generation | EmissionsCost | 0 | [6 empty] | 0.45639 | 0
LCP_Inputs_ON_Diverse_IEA_2023_05_05 | 2040 | SMR CCS | Generation | Hydrogen | WC | Dispatch-Generation | FuelCost | 0 | [6 empty] | 0.45639 | 0
LCP_Inputs_ON_Diverse_IEA_2023_05_05 | 2040 | SMR CCS | Generation | Hydrogen | WC | Dispatch-Generation | VOM | 0 | [6 empty] | 0.45639 | 0
LCP_Inputs_ON_Diverse_IEA_2023_05_05 | 2040 | Solar PV | Generation | Electricity | MI | Dispatch-Generation | EmissionsCost | 0 | [6 empty] | 0.45639 | 0
LCP_Inputs_ON_Diverse_IEA_2023_05_05 | 2040 | Solar PV | Generation | Electricity | MI | Dispatch-Generation | FuelCost | 0 | [6 empty] | 0.45639 | 0
LCP_Inputs_ON_Diverse_IEA_2023_05_05 | 2040 | Solar PV | Generation | Electricity | MI | Dispatch-Generation | VOM | 0 | [6 empty] | 0.45639 | 0
LCP_Inputs_ON_Diverse_IEA_2023_05_05 | 2040 | Solar PV | Generation | Electricity | NY | Dispatch-Generation | EmissionsCost | 0 | [6 empty] | 0.45639 | 0
LCP_Inputs_ON_Diverse_IEA_2023_05_05 | 2040 | Solar PV | Generation | Electricity | NY | Dispatch-Generation | FuelCost | 0 | [6 empty] | 0.45639 | 0
LCP_Inputs_ON_Diverse_IEA_2023_05_05 | 2040 | Solar PV | Generation | Electricity | NY | Dispatch-Generation | VOM | 0 | [6 empty] | 0.45639 | 0
LCP_Inputs_ON_Diverse_IEA_2023_05_05 | 2040 | Solar PV | Generation | Electricity | ON | Dispatch-Generation | EmissionsCost | 0 | [6 empty] | 0.45639 | 0
LCP_Inputs_ON_Diverse_IEA_2023_05_05 | 2040 | Solar PV | Generation | Electricity | ON | Dispatch-Generation | FuelCost | 0 | [6 empty] | 0.45639 | 0
LCP_Inputs_ON_Diverse_IEA_2023_05_05 | 2040 | Solar PV | Generation | Electricity | ON | Dispatch-Generation | VOM | 0 | [6 empty] | 0.45639 | 0
LCP_Inputs_ON_Diverse_IEA_2023_05_05 | 2040 | Solar PV | Generation | Electricity | PJ | Dispatch-Generation | EmissionsCost | 0 | [6 empty] | 0.45639 | 0
LCP_Inputs_ON_Diverse_IEA_2023_05_05 | 2040 | Solar PV | Generation | Electricity | PJ | Dispatch-Generation | FuelCost | 0 | [6 empty] | 0.45639 | 0
LCP_Inputs_ON_Diverse_IEA_2023_05_05 | 2040 | Solar PV | Generation | Electricity | PJ | Dispatch-Generation | VOM | 0 | [6 empty] | 0.45639 | 0
LCP_Inputs_ON_Diverse_IEA_2023_05_05 | 2040 | Solar PV | Generation | Electricity | QC | Dispatch-Generation | EmissionsCost | 0 | [6 empty] | 0.45639 | 0
LCP_Inputs_ON_Diverse_IEA_2023_05_05 | 2040 | Solar PV | Generation | Electricity | QC | Dispatch-Generation | FuelCost | 0 | [6 empty] | 0.45639 | 0
LCP_Inputs_ON_Diverse_IEA_2023_05_05 | 2040 | Solar PV | Generation | Electricity | QC | Dispatch-Generation | VOM | 0 | [6 empty] | 0.45639 | 0
LCP_Inputs_ON_Diverse_IEA_2023_05_05 | 2040 | Solar PV | Generation | Electricity | WC | Dispatch-Generation | EmissionsCost | 0 | [6 empty] | 0.45639 | 0
LCP_Inputs_ON_Diverse_IEA_2023_05_05 | 2040 | Solar PV | Generation | Electricity | WC | Dispatch-Generation | FuelCost | 0 | [6 empty] | 0.45639 | 0
LCP_Inputs_ON_Diverse_IEA_2023_05_05 | 2040 | Solar PV | Generation | Electricity | WC | Dispatch-Generation | VOM | 0 | [6 empty] | 0.45639 | 0
LCP_Inputs_ON_Diverse_IEA_2023_05_05 | 2040 | Wind Offshore | Generation | Electricity | MI | Dispatch-Generation | EmissionsCost | 0 | [6 empty] | 0.45639 | 0
LCP_Inputs_ON_Diverse_IEA_2023_05_05 | 2040 | Wind Offshore | Generation | Electricity | MI | Dispatch-Generation | FuelCost | 0 | [6 empty] | 0.45639 | 0
LCP_Inputs_ON_Diverse_IEA_2023_05_05 | 2040 | Wind Offshore | Generation | Electricity | MI | Dispatch-Generation | VOM | 0 | [6 empty] | 0.45639 | 0
LCP_Inputs_ON_Diverse_IEA_2023_05_05 | 2040 | Wind Offshore | Generation | Electricity | NY | Dispatch-Generation | EmissionsCost | 0 | [6 empty] | 0.45639 | 0
LCP_Inputs_ON_Diverse_IEA_2023_05_05 | 2040 | Wind Offshore | Generation | Electricity | NY | Dispatch-Generation | FuelCost | 0 | [6 empty] | 0.45639 | 0
LCP_Inputs_ON_Diverse_IEA_2023_05_05 | 2040 | Wind Offshore | Generation | Electricity | NY | Dispatch-Generation | VOM | 0 | [6 empty] | 0.45639 | 0
LCP_Inputs_ON_Diverse_IEA_2023_05_05 | 2040 | Wind Offshore | Generation | Electricity | ON | Dispatch-Generation | EmissionsCost | 0 | [6 empty] | 0.45639 | 0
LCP_Inputs_ON_Diverse_IEA_2023_05_05 | 2040 | Wind Offshore | Generation | Electricity | ON | Dispatch-Generation | FuelCost | 0 | [6 empty] | 0.45639 | 0
LCP_Inputs_ON_Diverse_IEA_2023_05_05 | 2040 | Wind Offshore | Generation | Electricity | ON | Dispatch-Generation | VOM | 0 | [6 empty] | 0.45639 | 0
LCP_Inputs_ON_Diverse_IEA_2023_05_05 | 2040 | Wind Offshore | Generation | Electricity | PJ | Dispatch-Generation | EmissionsCost | 0 | [6 empty] | 0.45639 | 0
LCP_Inputs_ON_Diverse_IEA_2023_05_05 | 2040 | Wind Offshore | Generation | Electricity | PJ | Dispatch-Generation | FuelCost | 0 | [6 empty] | 0.45639 | 0
LCP_Inputs_ON_Diverse_IEA_2023_05_05 | 2040 | Wind Offshore | Generation | Electricity | PJ | Dispatch-Generation | VOM | 0 | [6 empty] | 0.45639 | 0
LCP_Inputs_ON_Diverse_IEA_2023_05_05 | 2040 | Wind Offshore | Generation | Electricity | QC | Dispatch-Generation | EmissionsCost | 0 | [6 empty] | 0.45639 | 0
LCP_Inputs_ON_Diverse_IEA_2023_05_05 | 2040 | Wind Offshore | Generation | Electricity | QC | Dispatch-Generation | FuelCost | 0 | [6 empty] | 0.45639 | 0
LCP_Inputs_ON_Diverse_IEA_2023_05_05 | 2040 | Wind Offshore | Generation | Electricity | QC | Dispatch-Generation | VOM | 0 | [6 empty] | 0.45639 | 0
LCP_Inputs_ON_Diverse_IEA_2023_05_05 | 2040 | Wind Offshore | Generation | Electricity | WC | Dispatch-Generation | EmissionsCost | 0 | [6 empty] | 0.45639 | 0
LCP_Inputs_ON_Diverse_IEA_2023_05_05 | 2040 | Wind Offshore | Generation | Electricity | WC | Dispatch-Generation | FuelCost | 0 | [6 empty] | 0.45639 | 0
LCP_Inputs_ON_Diverse_IEA_2023_05_05 | 2040 | Wind Offshore | Generation | Electricity | WC | Dispatch-Generation | VOM | 0 | [6 empty] | 0.45639 | 0
LCP_Inputs_ON_Diverse_IEA_2023_05_05 | 2040 | Wind Onshore | Generation | Electricity | MI | Dispatch-Generation | EmissionsCost | 0 | [6 empty] | 0.45639 | 0
LCP_Inputs_ON_Diverse_IEA_2023_05_05 | 2040 | Wind Onshore | Generation | Electricity | MI | Dispatch-Generation | FuelCost | 0 | [6 empty] | 0.45639 | 0
LCP_Inputs_ON_Diverse_IEA_2023_05_05 | 2040 | Wind Onshore | Generation | Electricity | MI | Dispatch-Generation | VOM | 0 | [6 empty] | 0.45639 | 0
LCP_Inputs_ON_Diverse_IEA_2023_05_05 | 2040 | Wind Onshore | Generation | Electricity | NY | Dispatch-Generation | EmissionsCost | 0 | [6 empty] | 0.45639 | 0
LCP_Inputs_ON_Diverse_IEA_2023_05_05 | 2040 | Wind Onshore | Generation | Electricity | NY | Dispatch-Generation | FuelCost | 0 | [6 empty] | 0.45639 | 0
LCP_Inputs_ON_Diverse_IEA_2023_05_05 | 2040 | Wind Onshore | Generation | Electricity | NY | Dispatch-Generation | VOM | 0 | [6 empty] | 0.45639 | 0
LCP_Inputs_ON_Diverse_IEA_2023_05_05 | 2040 | Wind Onshore | Generation | Electricity | ON | Dispatch-Generation | EmissionsCost | 0 | [6 empty] | 0.45639 | 0
LCP_Inputs_ON_Diverse_IEA_2023_05_05 | 2040 | Wind Onshore | Generation | Electricity | ON | Dispatch-Generation | FuelCost | 0 | [6 empty] | 0.45639 | 0
LCP_Inputs_ON_Diverse_IEA_2023_05_05 | 2040 | Wind Onshore | Generation | Electricity | ON | Dispatch-Generation | VOM | 0 | [6 empty] | 0.45639 | 0
LCP_Inputs_ON_Diverse_IEA_2023_05_05 | 2040 | Wind Onshore | Generation | Electricity | PJ | Dispatch-Generation | EmissionsCost | 0 | [6 empty] | 0.45639 | 0
LCP_Inputs_ON_Diverse_IEA_2023_05_05 | 2040 | Wind Onshore | Generation | Electricity | PJ | Dispatch-Generation | FuelCost | 0 | [6 empty] | 0.45639 | 0
LCP_Inputs_ON_Diverse_IEA_2023_05_05 | 2040 | Wind Onshore | Generation | Electricity | PJ | Dispatch-Generation | VOM | 0 | [6 empty] | 0.45639 | 0
LCP_Inputs_ON_Diverse_IEA_2023_05_05 | 2040 | Wind Onshore | Generation | Electricity | QC | Dispatch-Generation | EmissionsCost | 0 | [6 empty] | 0.45639 | 0
LCP_Inputs_ON_Diverse_IEA_2023_05_05 | 2040 | Wind Onshore | Generation | Electricity | QC | Dispatch-Generation | FuelCost | 0 | [6 empty] | 0.45639 | 0
LCP_Inputs_ON_Diverse_IEA_2023_05_05 | 2040 | Wind Onshore | Generation | Electricity | QC | Dispatch-Generation | VOM | 0 | [6 empty] | 0.45639 | 0
LCP_Inputs_ON_Diverse_IEA_2023_05_05 | 2040 | Wind Onshore | Generation | Electricity | WC | Dispatch-Generation | EmissionsCost | 0 | [6 empty] | 0.45639 | 0
LCP_Inputs_ON_Diverse_IEA_2023_05_05 | 2040 | Wind Onshore | Generation | Electricity | WC | Dispatch-Generation | FuelCost | 0 | [6 empty] | 0.45639 | 0
LCP_Inputs_ON_Diverse_IEA_2023_05_05 | 2040 | Wind Onshore | Generation | Electricity | WC | Dispatch-Generation | VOM | 0 | [6 empty] | 0.45639 | 0
LCP_Inputs_ON_Diverse_IEA_2023_05_05 | 2041 | Anaerobic Digestion | Generation | Methane | MI | Dispatch-Generation | EmissionsCost | 0 | [6 empty] | 0.43883 | 0
LCP_Inputs_ON_Diverse_IEA_2023_05_05 | 2041 | Anaerobic Digestion | Generation | Methane | MI | Dispatch-Generation | FuelCost | 0 | [6 empty] | 0.43883 | 0
LCP_Inputs_ON_Diverse_IEA_2023_05_05 | 2041 | Anaerobic Digestion | Generation | Methane | MI | Dispatch-Generation | VOM | 0 | [6 empty] | 0.43883 | 0
LCP_Inputs_ON_Diverse_IEA_2023_05_05 | 2041 | Anaerobic Digestion | Generation | Methane | NY | Dispatch-Generation | EmissionsCost | 0 | [6 empty] | 0.43883 | 0
LCP_Inputs_ON_Diverse_IEA_2023_05_05 | 2041 | Anaerobic Digestion | Generation | Methane | NY | Dispatch-Generation | FuelCost | 0 | [6 empty] | 0.43883 | 0
LCP_Inputs_ON_Diverse_IEA_2023_05_05 | 2041 | Anaerobic Digestion | Generation | Methane | NY | Dispatch-Generation | VOM | 0 | [6 empty] | 0.43883 | 0
LCP_Inputs_ON_Diverse_IEA_2023_05_05 | 2041 | Anaerobic Digestion | Generation | Methane | ON | Dispatch-Generation | EmissionsCost | 3867281.1607 | [6 empty] | 0.43883 | 1697092.9221
LCP_Inputs_ON_Diverse_IEA_2023_05_05 | 2041 | Anaerobic Digestion | Generation | Methane | ON | Dispatch-Generation | FuelCost | 0 | [6 empty] | 0.43883 | 0
LCP_Inputs_ON_Diverse_IEA_2023_05_05 | 2041 | Anaerobic Digestion | Generation | Methane | ON | Dispatch-Generation | VOM | 1742440000 | [6 empty] | 0.43883 | 764641221.6721
LCP_Inputs_ON_Diverse_IEA_2023_05_05 | 2041 | Anaerobic Digestion | Generation | Methane | PJ | Dispatch-Generation | EmissionsCost | 0 | [6 empty] | 0.43883 | 0
LCP_Inputs_ON_Diverse_IEA_2023_05_05 | 2041 | Anaerobic Digestion | Generation | Methane | PJ | Dispatch-Generation | FuelCost | 0 | [6 empty] | 0.43883 | 0
LCP_Inputs_ON_Diverse_IEA_2023_05_05 | 2041 | Anaerobic Digestion | Generation | Methane | PJ | Dispatch-Generation | VOM | 0 | [6 empty] | 0.43883 | 0
LCP_Inputs_ON_Diverse_IEA_2023_05_05 | 2041 | Anaerobic Digestion | Generation | Methane | QC | Dispatch-Generation | EmissionsCost | 0 | [6 empty] | 0.43883 | 0
LCP_Inputs_ON_Diverse_IEA_2023_05_05 | 2041 | Anaerobic Digestion | Generation | Methane | QC | Dispatch-Generation | FuelCost | 0 | [6 empty] | 0.43883 | 0
LCP_Inputs_ON_Diverse_IEA_2023_05_05 | 2041 | Anaerobic Digestion | Generation | Methane | QC | Dispatch-Generation | VOM | 0 | [6 empty] | 0.43883 | 0
LCP_Inputs_ON_Diverse_IEA_2023_05_05 | 2041 | Anaerobic Digestion | Generation | Methane | WC | Dispatch-Generation | EmissionsCost | 0 | [6 empty] | 0.43883 | 0
LCP_Inputs_ON_Diverse_IEA_2023_05_05 | 2041 | Anaerobic Digestion | Generation | Methane | WC | Dispatch-Generation | FuelCost | 0 | [6 empty] | 0.43883 | 0
LCP_Inputs_ON_Diverse_IEA_2023_05_05 | 2041 | Anaerobic Digestion | Generation | Methane | WC | Dispatch-Generation | VOM | 0 | [6 empty] | 0.43883 | 0
LCP_Inputs_ON_Diverse_IEA_2023_05_05 | 2041 | Battery Storage | Storage | Electricity | MI | Dispatch-Storage | EmissionsCost | 0 | [6 empty] | 0.43883 | 0
LCP_Inputs_ON_Diverse_IEA_2023_05_05 | 2041 | Battery Storage | Storage | Electricity | MI | Dispatch-Storage | FuelCost | 0 | [6 empty] | 0.43883 | 0
LCP_Inputs_ON_Diverse_IEA_2023_05_05 | 2041 | Battery Storage | Storage | Electricity | MI | Dispatch-Storage | VOM | 0 | [6 empty] | 0.43883 | 0
LCP_Inputs_ON_Diverse_IEA_2023_05_05 | 2041 | Battery Storage | Storage | Electricity | NY | Dispatch-Storage | EmissionsCost | 0 | [6 empty] | 0.43883 | 0
LCP_Inputs_ON_Diverse_IEA_2023_05_05 | 2041 | Battery Storage | Storage | Electricity | NY | Dispatch-Storage | FuelCost | 0 | [6 empty] | 0.43883 | 0
LCP_Inputs_ON_Diverse_IEA_2023_05_05 | 2041 | Battery Storage | Storage | Electricity | NY | Dispatch-Storage | VOM | 0 | [6 empty] | 0.43883 | 0
LCP_Inputs_ON_Diverse_IEA_2023_05_05 | 2041 | Battery Storage | Storage | Electricity | ON | Dispatch-Storage | EmissionsCost | 0 | [6 empty] | 0.43883 | 0
LCP_Inputs_ON_Diverse_IEA_2023_05_05 | 2041 | Battery Storage | Storage | Electricity | ON | Dispatch-Storage | FuelCost | 0 | [6 empty] | 0.43883 | 0
LCP_Inputs_ON_Diverse_IEA_2023_05_05 | 2041 | Battery Storage | Storage | Electricity | ON | Dispatch-Storage | VOM | 0 | [6 empty] | 0.43883 | 0
LCP_Inputs_ON_Diverse_IEA_2023_05_05 | 2041 | Battery Storage | Storage | Electricity | PJ | Dispatch-Storage | EmissionsCost | 0 | [6 empty] | 0.43883 | 0
LCP_Inputs_ON_Diverse_IEA_2023_05_05 | 2041 | Battery Storage | Storage | Electricity | PJ | Dispatch-Storage | FuelCost | 0 | [6 empty] | 0.43883 | 0
LCP_Inputs_ON_Diverse_IEA_2023_05_05 | 2041 | Battery Storage | Storage | Electricity | PJ | Dispatch-Storage | VOM | 0 | [6 empty] | 0.43883 | 0
LCP_Inputs_ON_Diverse_IEA_2023_05_05 | 2041 | Battery Storage | Storage | Electricity | QC | Dispatch-Storage | EmissionsCost | 0 | [6 empty] | 0.43883 | 0
LCP_Inputs_ON_Diverse_IEA_2023_05_05 | 2041 | Battery Storage | Storage | Electricity | QC | Dispatch-Storage | FuelCost | 0 | [6 empty] | 0.43883 | 0
LCP_Inputs_ON_Diverse_IEA_2023_05_05 | 2041 | Battery Storage | Storage | Electricity | QC | Dispatch-Storage | VOM | 0 | [6 empty] | 0.43883 | 0
LCP_Inputs_ON_Diverse_IEA_2023_05_05 | 2041 | Battery Storage | Storage | Electricity | WC | Dispatch-Storage | EmissionsCost | 0 | [6 empty] | 0.43883 | 0
LCP_Inputs_ON_Diverse_IEA_2023_05_05 | 2041 | Battery Storage | Storage | Electricity | WC | Dispatch-Storage | FuelCost | 0 | [6 empty] | 0.43883 | 0
LCP_Inputs_ON_Diverse_IEA_2023_05_05 | 2041 | Battery Storage | Storage | Electricity | WC | Dispatch-Storage | VOM | 0 | [6 empty] | 0.43883 | 0
LCP_Inputs_ON_Diverse_IEA_2023_05_05 | 2041 | Biomass | Generation | Electricity | MI | Dispatch-Generation | EmissionsCost | 0 | [6 empty] | 0.43883 | 0
LCP_Inputs_ON_Diverse_IEA_2023_05_05 | 2041 | Biomass | Generation | Electricity | MI | Dispatch-Generation | FuelCost | 0 | [6 empty] | 0.43883 | 0
LCP_Inputs_ON_Diverse_IEA_2023_05_05 | 2041 | Biomass | Generation | Electricity | MI | Dispatch-Generation | VOM | 0 | [6 empty] | 0.43883 | 0
LCP_Inputs_ON_Diverse_IEA_2023_05_05 | 2041 | Biomass | Generation | Electricity | NY | Dispatch-Generation | EmissionsCost | 0 | [6 empty] | 0.43883 | 0
LCP_Inputs_ON_Diverse_IEA_2023_05_05 | 2041 | Biomass | Generation | Electricity | NY | Dispatch-Generation | FuelCost | 0 | [6 empty] | 0.43883 | 0
LCP_Inputs_ON_Diverse_IEA_2023_05_05 | 2041 | Biomass | Generation | Electricity | NY | Dispatch-Generation | VOM | 0 | [6 empty] | 0.43883 | 0
LCP_Inputs_ON_Diverse_IEA_2023_05_05 | 2041 | Biomass | Generation | Electricity | ON | Dispatch-Generation | EmissionsCost | 0 | [6 empty] | 0.43883 | 0
LCP_Inputs_ON_Diverse_IEA_2023_05_05 | 2041 | Biomass | Generation | Electricity | ON | Dispatch-Generation | FuelCost | 2449112.7273 | [6 empty] | 0.43883 | 1074752.9601
LCP_Inputs_ON_Diverse_IEA_2023_05_05 | 2041 | Biomass | Generation | Electricity | ON | Dispatch-Generation | VOM | 31430.28 | [6 empty] | 0.43883 | 13792.663
LCP_Inputs_ON_Diverse_IEA_2023_05_05 | 2041 | Biomass | Generation | Electricity | PJ | Dispatch-Generation | EmissionsCost | 0 | [6 empty] | 0.43883 | 0
LCP_Inputs_ON_Diverse_IEA_2023_05_05 | 2041 | Biomass | Generation | Electricity | PJ | Dispatch-Generation | FuelCost | 0 | [6 empty] | 0.43883 | 0
LCP_Inputs_ON_Diverse_IEA_2023_05_05 | 2041 | Biomass | Generation | Electricity | PJ | Dispatch-Generation | VOM | 0 | [6 empty] | 0.43883 | 0
LCP_Inputs_ON_Diverse_IEA_2023_05_05 | 2041 | Biomass | Generation | Electricity | QC | Dispatch-Generation | EmissionsCost | 0 | [6 empty] | 0.43883 | 0
LCP_Inputs_ON_Diverse_IEA_2023_05_05 | 2041 | Biomass | Generation | Electricity | QC | Dispatch-Generation | FuelCost | 128334.5455 | [6 empty] | 0.43883 | 56317.5109
LCP_Inputs_ON_Diverse_IEA_2023_05_05 | 2041 | Biomass | Generation | Electricity | QC | Dispatch-Generation | VOM | 1646.96 | [6 empty] | 0.43883 | 722.7414
LCP_Inputs_ON_Diverse_IEA_2023_05_05 | 2041 | Biomass | Generation | Electricity | WC | Dispatch-Generation | EmissionsCost | 0 | [6 empty] | 0.43883 | 0
LCP_Inputs_ON_Diverse_IEA_2023_05_05 | 2041 | Biomass | Generation | Electricity | WC | Dispatch-Generation | FuelCost | 0 | [6 empty] | 0.43883 | 0
LCP_Inputs_ON_Diverse_IEA_2023_05_05 | 2041 | Biomass | Generation | Electricity | WC | Dispatch-Generation | VOM | 0 | [6 empty] | 0.43883 | 0
LCP_Inputs_ON_Diverse_IEA_2023_05_05 | 2041 | Biomass + CCS | Generation | Electricity | MI | Dispatch-Generation | EmissionsCost | 0 | [6 empty] | 0.43883 | 0
LCP_Inputs_ON_Diverse_IEA_2023_05_05 | 2041 | Biomass + CCS | Generation | Electricity | MI | Dispatch-Generation | FuelCost | 0 | [6 empty] | 0.43883 | 0
LCP_Inputs_ON_Diverse_IEA_2023_05_05 | 2041 | Biomass + CCS | Generation | Electricity | MI | Dispatch-Generation | VOM | 0 | [6 empty] | 0.43883 | 0
LCP_Inputs_ON_Diverse_IEA_2023_05_05 | 2041 | Biomass + CCS | Generation | Electricity | NY | Dispatch-Generation | EmissionsCost | 0 | [6 empty] | 0.43883 | 0
LCP_Inputs_ON_Diverse_IEA_2023_05_05 | 2041 | Biomass + CCS | Generation | Electricity | NY | Dispatch-Generation | FuelCost | 0 | [6 empty] | 0.43883 | 0
LCP_Inputs_ON_Diverse_IEA_2023_05_05 | 2041 | Biomass + CCS | Generation | Electricity | NY | Dispatch-Generation | VOM | 0 | [6 empty] | 0.43883 | 0
LCP_Inputs_ON_Diverse_IEA_2023_05_05 | 2041 | Biomass + CCS | Generation | Electricity | ON | Dispatch-Generation | EmissionsCost | 0 | [6 empty] | 0.43883 | 0
LCP_Inputs_ON_Diverse_IEA_2023_05_05 | 2041 | Biomass + CCS | Generation | Electricity | ON | Dispatch-Generation | FuelCost | 0 | [6 empty] | 0.43883 | 0
LCP_Inputs_ON_Diverse_IEA_2023_05_05 | 2041 | Biomass + CCS | Generation | Electricity | ON | Dispatch-Generation | VOM | 0 | [6 empty] | 0.43883 | 0
LCP_Inputs_ON_Diverse_IEA_2023_05_05 | 2041 | Biomass + CCS | Generation | Electricity | PJ | Dispatch-Generation | EmissionsCost | 0 | [6 empty] | 0.43883 | 0
LCP_Inputs_ON_Diverse_IEA_2023_05_05 | 2041 | Biomass + CCS | Generation | Electricity | PJ | Dispatch-Generation | FuelCost | 0 | [6 empty] | 0.43883 | 0
LCP_Inputs_ON_Diverse_IEA_2023_05_05 | 2041 | Biomass + CCS | Generation | Electricity | PJ | Dispatch-Generation | VOM | 0 | [6 empty] | 0.43883 | 0
LCP_Inputs_ON_Diverse_IEA_2023_05_05 | 2041 | Biomass + CCS | Generation | Electricity | QC | Dispatch-Generation | EmissionsCost | 0 | [6 empty] | 0.43883 | 0
LCP_Inputs_ON_Diverse_IEA_2023_05_05 | 2041 | Biomass + CCS | Generation | Electricity | QC | Dispatch-Generation | FuelCost | 0 | [6 empty] | 0.43883 | 0
LCP_Inputs_ON_Diverse_IEA_2023_05_05 | 2041 | Biomass + CCS | Generation | Electricity | QC | Dispatch-Generation | VOM | 0 | [6 empty] | 0.43883 | 0
LCP_Inputs_ON_Diverse_IEA_2023_05_05 | 2041 | Biomass + CCS | Generation | Electricity | WC | Dispatch-Generation | EmissionsCost | 0 | [6 empty] | 0.43883 | 0
LCP_Inputs_ON_Diverse_IEA_2023_05_05 | 2041 | Biomass + CCS | Generation | Electricity | WC | Dispatch-Generation | FuelCost | 0 | [6 empty] | 0.43883 | 0
LCP_Inputs_ON_Diverse_IEA_2023_05_05 | 2041 | Biomass + CCS | Generation | Electricity | WC | Dispatch-Generation | VOM | 0 | [6 empty] | 0.43883 | 0
LCP_Inputs_ON_Diverse_IEA_2023_05_05 | 2041 | CH4 + CCS | Generation | Methane | MI | Dispatch-Generation | EmissionsCost | 0 | [6 empty] | 0.43883 | 0
LCP_Inputs_ON_Diverse_IEA_2023_05_05 | 2041 | CH4 + CCS | Generation | Methane | MI | Dispatch-Generation | FuelCost | 0 | [6 empty] | 0.43883 | 0
LCP_Inputs_ON_Diverse_IEA_2023_05_05 | 2041 | CH4 + CCS | Generation | Methane | MI | Dispatch-Generation | VOM | 0 | [6 empty] | 0.43883 | 0
LCP_Inputs_ON_Diverse_IEA_2023_05_05 | 2041 | CH4 + CCS | Generation | Methane | NY | Dispatch-Generation | EmissionsCost | 0 | [6 empty] | 0.43883 | 0
LCP_Inputs_ON_Diverse_IEA_2023_05_05 | 2041 | CH4 + CCS | Generation | Methane | NY | Dispatch-Generation | FuelCost | 0 | [6 empty] | 0.43883 | 0
LCP_Inputs_ON_Diverse_IEA_2023_05_05 | 2041 | CH4 + CCS | Generation | Methane | NY | Dispatch-Generation | VOM | 0 | [6 empty] | 0.43883 | 0
LCP_Inputs_ON_Diverse_IEA_2023_05_05 | 2041 | CH4 + CCS | Generation | Methane | ON | Dispatch-Generation | EmissionsCost | 88472420.6398 | [6 empty] | 0.43883 | 38824671.0373
LCP_Inputs_ON_Diverse_IEA_2023_05_05 | 2041 | CH4 + CCS | Generation | Methane | ON | Dispatch-Generation | FuelCost | 483825119.2369 | [6 empty] | 0.43883 | 212318719.8692
LCP_Inputs_ON_Diverse_IEA_2023_05_05 | 2041 | CH4 + CCS | Generation | Methane | ON | Dispatch-Generation | VOM | 46000331.6667 | [6 empty] | 0.43883 | 20186491.2438
LCP_Inputs_ON_Diverse_IEA_2023_05_05 | 2041 | CH4 + CCS | Generation | Methane | PJ | Dispatch-Generation | EmissionsCost | 0 | [6 empty] | 0.43883 | 0
LCP_Inputs_ON_Diverse_IEA_2023_05_05 | 2041 | CH4 + CCS | Generation | Methane | PJ | Dispatch-Generation | FuelCost | 0 | [6 empty] | 0.43883 | 0
LCP_Inputs_ON_Diverse_IEA_2023_05_05 | 2041 | CH4 + CCS | Generation | Methane | PJ | Dispatch-Generation | VOM | 0 | [6 empty] | 0.43883 | 0
LCP_Inputs_ON_Diverse_IEA_2023_05_05 | 2041 | CH4 + CCS | Generation | Methane | QC | Dispatch-Generation | EmissionsCost | 0 | [6 empty] | 0.43883 | 0
LCP_Inputs_ON_Diverse_IEA_2023_05_05 | 2041 | CH4 + CCS | Generation | Methane | QC | Dispatch-Generation | FuelCost | 0 | [6 empty] | 0.43883 | 0
LCP_Inputs_ON_Diverse_IEA_2023_05_05 | 2041 | CH4 + CCS | Generation | Methane | QC | Dispatch-Generation | VOM | 0 | [6 empty] | 0.43883 | 0
LCP_Inputs_ON_Diverse_IEA_2023_05_05 | 2041 | CH4 + CCS | Generation | Methane | WC | Dispatch-Generation | EmissionsCost | 0 | [6 empty] | 0.43883 | 0
LCP_Inputs_ON_Diverse_IEA_2023_05_05 | 2041 | CH4 + CCS | Generation | Methane | WC | Dispatch-Generation | FuelCost | 0 | [6 empty] | 0.43883 | 0
LCP_Inputs_ON_Diverse_IEA_2023_05_05 | 2041 | CH4 + CCS | Generation | Methane | WC | Dispatch-Generation | VOM | 0 | [6 empty] | 0.43883 | 0
LCP_Inputs_ON_Diverse_IEA_2023_05_05 | 2041 | CH4 Import - NY 2020 | Import | Methane | MI | Dispatch-Import | EmissionsCost | 0 | [6 empty] | 0.43883 | 0
LCP_Inputs_ON_Diverse_IEA_2023_05_05 | 2041 | CH4 Import - NY 2020 | Import | Methane | MI | Dispatch-Import | FuelCost | 0 | [6 empty] | 0.43883 | 0
LCP_Inputs_ON_Diverse_IEA_2023_05_05 | 2041 | CH4 Import - NY 2020 | Import | Methane | MI | Dispatch-Import | VOM | 0 | [6 empty] | 0.43883 | 0
LCP_Inputs_ON_Diverse_IEA_2023_05_05 | 2041 | CH4 Import - NY 2020 | Import | Methane | NY | Dispatch-Import | EmissionsCost | 0 | [6 empty] | 0.43883 | 0
LCP_Inputs_ON_Diverse_IEA_2023_05_05 | 2041 | CH4 Import - NY 2020 | Import | Methane | NY | Dispatch-Import | FuelCost | 0 | [6 empty] | 0.43883 | 0
LCP_Inputs_ON_Diverse_IEA_2023_05_05 | 2041 | CH4 Import - NY 2020 | Import | Methane | NY | Dispatch-Import | VOM | 0 | [6 empty] | 0.43883 | 0
LCP_Inputs_ON_Diverse_IEA_2023_05_05 | 2041 | CH4 Import - NY 2020 | Import | Methane | ON | Dispatch-Import | EmissionsCost | 0 | [6 empty] | 0.43883 | 0
LCP_Inputs_ON_Diverse_IEA_2023_05_05 | 2041 | CH4 Import - NY 2020 | Import | Methane | ON | Dispatch-Import | FuelCost | 0 | [6 empty] | 0.43883 | 0
LCP_Inputs_ON_Diverse_IEA_2023_05_05 | 2041 | CH4 Import - NY 2020 | Import | Methane | ON | Dispatch-Import | VOM | 0 | [6 empty] | 0.43883 | 0
LCP_Inputs_ON_Diverse_IEA_2023_05_05 | 2041 | CH4 Import - NY 2020 | Import | Methane | PJ | Dispatch-Import | EmissionsCost | 0 | [6 empty] | 0.43883 | 0
LCP_Inputs_ON_Diverse_IEA_2023_05_05 | 2041 | CH4 Import - NY 2020 | Import | Methane | PJ | Dispatch-Import | FuelCost | 0 | [6 empty] | 0.43883 | 0
LCP_Inputs_ON_Diverse_IEA_2023_05_05 | 2041 | CH4 Import - NY 2020 | Import | Methane | PJ | Dispatch-Import | VOM | 0 | [6 empty] | 0.43883 | 0
LCP_Inputs_ON_Diverse_IEA_2023_05_05 | 2041 | CH4 Import - NY 2020 | Import | Methane | QC | Dispatch-Import | EmissionsCost | 0 | [6 empty] | 0.43883 | 0
LCP_Inputs_ON_Diverse_IEA_2023_05_05 | 2041 | CH4 Import - NY 2020 | Import | Methane | QC | Dispatch-Import | FuelCost | 0 | [6 empty] | 0.43883 | 0
LCP_Inputs_ON_Diverse_IEA_2023_05_05 | 2041 | CH4 Import - NY 2020 | Import | Methane | QC | Dispatch-Import | VOM | 0 | [6 empty] | 0.43883 | 0
LCP_Inputs_ON_Diverse_IEA_2023_05_05 | 2041 | CH4 Import - NY 2020 | Import | Methane | WC | Dispatch-Import | EmissionsCost | 0 | [6 empty] | 0.43883 | 0
LCP_Inputs_ON_Diverse_IEA_2023_05_05 | 2041 | CH4 Import - NY 2020 | Import | Methane | WC | Dispatch-Import | FuelCost | 0 | [6 empty] | 0.43883 | 0
LCP_Inputs_ON_Diverse_IEA_2023_05_05 | 2041 | CH4 Import - NY 2020 | Import | Methane | WC | Dispatch-Import | VOM | 0 | [6 empty] | 0.43883 | 0
LCP_Inputs_ON_Diverse_IEA_2023_05_05 | 2041 | CH4 Import - NY 2030 | Import | Methane | MI | Dispatch-Import | EmissionsCost | 0 | [6 empty] | 0.43883 | 0
LCP_Inputs_ON_Diverse_IEA_2023_05_05 | 2041 | CH4 Import - NY 2030 | Import | Methane | MI | Dispatch-Import | FuelCost | 0 | [6 empty] | 0.43883 | 0
LCP_Inputs_ON_Diverse_IEA_2023_05_05 | 2041 | CH4 Import - NY 2030 | Import | Methane | MI | Dispatch-Import | VOM | 0 | [6 empty] | 0.43883 | 0
LCP_Inputs_ON_Diverse_IEA_2023_05_05 | 2041 | CH4 Import - NY 2030 | Import | Methane | NY | Dispatch-Import | EmissionsCost | 0 | [6 empty] | 0.43883 | 0
LCP_Inputs_ON_Diverse_IEA_2023_05_05 | 2041 | CH4 Import - NY 2030 | Import | Methane | NY | Dispatch-Import | FuelCost | 0 | [6 empty] | 0.43883 | 0
LCP_Inputs_ON_Diverse_IEA_2023_05_05 | 2041 | CH4 Import - NY 2030 | Import | Methane | NY | Dispatch-Import | VOM | 0 | [6 empty] | 0.43883 | 0
LCP_Inputs_ON_Diverse_IEA_2023_05_05 | 2041 | CH4 Import - NY 2030 | Import | Methane | ON | Dispatch-Import | EmissionsCost | 0 | [6 empty] | 0.43883 | 0
LCP_Inputs_ON_Diverse_IEA_2023_05_05 | 2041 | CH4 Import - NY 2030 | Import | Methane | ON | Dispatch-Import | FuelCost | 0 | [6 empty] | 0.43883 | 0
LCP_Inputs_ON_Diverse_IEA_2023_05_05 | 2041 | CH4 Import - NY 2030 | Import | Methane | ON | Dispatch-Import | VOM | 0 | [6 empty] | 0.43883 | 0
LCP_Inputs_ON_Diverse_IEA_2023_05_05 | 2041 | CH4 Import - NY 2030 | Import | Methane | PJ | Dispatch-Import | EmissionsCost | 0 | [6 empty] | 0.43883 | 0
LCP_Inputs_ON_Diverse_IEA_2023_05_05 | 2041 | CH4 Import - NY 2030 | Import | Methane | PJ | Dispatch-Import | FuelCost | 0 | [6 empty] | 0.43883 | 0
LCP_Inputs_ON_Diverse_IEA_2023_05_05 | 2041 | CH4 Import - NY 2030 | Import | Methane | PJ | Dispatch-Import | VOM | 0 | [6 empty] | 0.43883 | 0
LCP_Inputs_ON_Diverse_IEA_2023_05_05 | 2041 | CH4 Import - NY 2030 | Import | Methane | QC | Dispatch-Import | EmissionsCost | 0 | [6 empty] | 0.43883 | 0
LCP_Inputs_ON_Diverse_IEA_2023_05_05 | 2041 | CH4 Import - NY 2030 | Import | Methane | QC | Dispatch-Import | FuelCost | 0 | [6 empty] | 0.43883 | 0
LCP_Inputs_ON_Diverse_IEA_2023_05_05 | 2041 | CH4 Import - NY 2030 | Import | Methane | QC | Dispatch-Import | VOM | 0 | [6 empty] | 0.43883 | 0
LCP_Inputs_ON_Diverse_IEA_2023_05_05 | 2041 | CH4 Import - NY 2030 | Import | Methane | WC | Dispatch-Import | EmissionsCost | 0 | [6 empty] | 0.43883 | 0
LCP_Inputs_ON_Diverse_IEA_2023_05_05 | 2041 | CH4 Import - NY 2030 | Import | Methane | WC | Dispatch-Import | FuelCost | 0 | [6 empty] | 0.43883 | 0
LCP_Inputs_ON_Diverse_IEA_2023_05_05 | 2041 | CH4 Import - NY 2030 | Import | Methane | WC | Dispatch-Import | VOM | 0 | [6 empty] | 0.43883 | 0
LCP_Inputs_ON_Diverse_IEA_2023_05_05 | 2041 | CH4 Import - NY 2040 | Import | Methane | MI | Dispatch-Import | EmissionsCost | 0 | [6 empty] | 0.43883 | 0
LCP_Inputs_ON_Diverse_IEA_2023_05_05 | 2041 | CH4 Import - NY 2040 | Import | Methane | MI | Dispatch-Import | FuelCost | 0 | [6 empty] | 0.43883 | 0
LCP_Inputs_ON_Diverse_IEA_2023_05_05 | 2041 | CH4 Import - NY 2040 | Import | Methane | MI | Dispatch-Import | VOM | 0 | [6 empty] | 0.43883 | 0
LCP_Inputs_ON_Diverse_IEA_2023_05_05 | 2041 | CH4 Import - NY 2040 | Import | Methane | NY | Dispatch-Import | EmissionsCost | 1424811807.9426 | [6 empty] | 0.43883 | 625255298.0178
LCP_Inputs_ON_Diverse_IEA_2023_05_05 | 2041 | CH4 Import - NY 2040 | Import | Methane | NY | Dispatch-Import | FuelCost | 758346581.876 | [6 empty] | 0.43883 | 332787962.1775
LCP_Inputs_ON_Diverse_IEA_2023_05_05 | 2041 | CH4 Import - NY 2040 | Import | Methane | NY | Dispatch-Import | VOM | 0 | [6 empty] | 0.43883 | 0
LCP_Inputs_ON_Diverse_IEA_2023_05_05 | 2041 | CH4 Import - NY 2040 | Import | Methane | ON | Dispatch-Import | EmissionsCost | 0 | [6 empty] | 0.43883 | 0
LCP_Inputs_ON_Diverse_IEA_2023_05_05 | 2041 | CH4 Import - NY 2040 | Import | Methane | ON | Dispatch-Import | FuelCost | 0 | [6 empty] | 0.43883 | 0
LCP_Inputs_ON_Diverse_IEA_2023_05_05 | 2041 | CH4 Import - NY 2040 | Import | Methane | ON | Dispatch-Import | VOM | 0 | [6 empty] | 0.43883 | 0
LCP_Inputs_ON_Diverse_IEA_2023_05_05 | 2041 | CH4 Import - NY 2040 | Import | Methane | PJ | Dispatch-Import | EmissionsCost | 0 | [6 empty] | 0.43883 | 0
LCP_Inputs_ON_Diverse_IEA_2023_05_05 | 2041 | CH4 Import - NY 2040 | Import | Methane | PJ | Dispatch-Import | FuelCost | 0 | [6 empty] | 0.43883 | 0
LCP_Inputs_ON_Diverse_IEA_2023_05_05 | 2041 | CH4 Import - NY 2040 | Import | Methane | PJ | Dispatch-Import | VOM | 0 | [6 empty] | 0.43883 | 0
LCP_Inputs_ON_Diverse_IEA_2023_05_05 | 2041 | CH4 Import - NY 2040 | Import | Methane | QC | Dispatch-Import | EmissionsCost | 0 | [6 empty] | 0.43883 | 0
LCP_Inputs_ON_Diverse_IEA_2023_05_05 | 2041 | CH4 Import - NY 2040 | Import | Methane | QC | Dispatch-Import | FuelCost | 0 | [6 empty] | 0.43883 | 0
LCP_Inputs_ON_Diverse_IEA_2023_05_05 | 2041 | CH4 Import - NY 2040 | Import | Methane | QC | Dispatch-Import | VOM | 0 | [6 empty] | 0.43883 | 0
LCP_Inputs_ON_Diverse_IEA_2023_05_05 | 2041 | CH4 Import - NY 2040 | Import | Methane | WC | Dispatch-Import | EmissionsCost | 0 | [6 empty] | 0.43883 | 0
LCP_Inputs_ON_Diverse_IEA_2023_05_05 | 2041 | CH4 Import - NY 2040 | Import | Methane | WC | Dispatch-Import | FuelCost | 0 | [6 empty] | 0.43883 | 0
LCP_Inputs_ON_Diverse_IEA_2023_05_05 | 2041 | CH4 Import - NY 2040 | Import | Methane | WC | Dispatch-Import | VOM | 0 | [6 empty] | 0.43883 | 0
LCP_Inputs_ON_Diverse_IEA_2023_05_05 | 2041 | CH4 Import - NY 2050 | Import | Methane | MI | Dispatch-Import | EmissionsCost | 0 | [6 empty] | 0.43883 | 0
LCP_Inputs_ON_Diverse_IEA_2023_05_05 | 2041 | CH4 Import - NY 2050 | Import | Methane | MI | Dispatch-Import | FuelCost | 0 | [6 empty] | 0.43883 | 0
LCP_Inputs_ON_Diverse_IEA_2023_05_05 | 2041 | CH4 Import - NY 2050 | Import | Methane | MI | Dispatch-Import | VOM | 0 | [6 empty] | 0.43883 | 0
LCP_Inputs_ON_Diverse_IEA_2023_05_05 | 2041 | CH4 Import - NY 2050 | Import | Methane | NY | Dispatch-Import | EmissionsCost | 0 | [6 empty] | 0.43883 | 0
LCP_Inputs_ON_Diverse_IEA_2023_05_05 | 2041 | CH4 Import - NY 2050 | Import | Methane | NY | Dispatch-Import | FuelCost | 0 | [6 empty] | 0.43883 | 0
LCP_Inputs_ON_Diverse_IEA_2023_05_05 | 2041 | CH4 Import - NY 2050 | Import | Methane | NY | Dispatch-Import | VOM | 0 | [6 empty] | 0.43883 | 0
LCP_Inputs_ON_Diverse_IEA_2023_05_05 | 2041 | CH4 Import - NY 2050 | Import | Methane | ON | Dispatch-Import | EmissionsCost | 0 | [6 empty] | 0.43883 | 0
LCP_Inputs_ON_Diverse_IEA_2023_05_05 | 2041 | CH4 Import - NY 2050 | Import | Methane | ON | Dispatch-Import | FuelCost | 0 | [6 empty] | 0.43883 | 0
LCP_Inputs_ON_Diverse_IEA_2023_05_05 | 2041 | CH4 Import - NY 2050 | Import | Methane | ON | Dispatch-Import | VOM | 0 | [6 empty] | 0.43883 | 0
LCP_Inputs_ON_Diverse_IEA_2023_05_05 | 2041 | CH4 Import - NY 2050 | Import | Methane | PJ | Dispatch-Import | EmissionsCost | 0 | [6 empty] | 0.43883 | 0
LCP_Inputs_ON_Diverse_IEA_2023_05_05 | 2041 | CH4 Import - NY 2050 | Import | Methane | PJ | Dispatch-Import | FuelCost | 0 | [6 empty] | 0.43883 | 0
LCP_Inputs_ON_Diverse_IEA_2023_05_05 | 2041 | CH4 Import - NY 2050 | Import | Methane | PJ | Dispatch-Import | VOM | 0 | [6 empty] | 0.43883 | 0
LCP_Inputs_ON_Diverse_IEA_2023_05_05 | 2041 | CH4 Import - NY 2050 | Import | Methane | QC | Dispatch-Import | EmissionsCost | 0 | [6 empty] | 0.43883 | 0
LCP_Inputs_ON_Diverse_IEA_2023_05_05 | 2041 | CH4 Import - NY 2050 | Import | Methane | QC | Dispatch-Import | FuelCost | 0 | [6 empty] | 0.43883 | 0
LCP_Inputs_ON_Diverse_IEA_2023_05_05 | 2041 | CH4 Import - NY 2050 | Import | Methane | QC | Dispatch-Import | VOM | 0 | [6 empty] | 0.43883 | 0
LCP_Inputs_ON_Diverse_IEA_2023_05_05 | 2041 | CH4 Import - NY 2050 | Import | Methane | WC | Dispatch-Import | EmissionsCost | 0 | [6 empty] | 0.43883 | 0
LCP_Inputs_ON_Diverse_IEA_2023_05_05 | 2041 | CH4 Import - NY 2050 | Import | Methane | WC | Dispatch-Import | FuelCost | 0 | [6 empty] | 0.43883 | 0
LCP_Inputs_ON_Diverse_IEA_2023_05_05 | 2041 | CH4 Import - NY 2050 | Import | Methane | WC | Dispatch-Import | VOM | 0 | [6 empty] | 0.43883 | 0
LCP_Inputs_ON_Diverse_IEA_2023_05_05 | 2041 | CH4 Import - WC 2020 | Import | Methane | MI | Dispatch-Import | EmissionsCost | 0 | [6 empty] | 0.43883 | 0
LCP_Inputs_ON_Diverse_IEA_2023_05_05 | 2041 | CH4 Import - WC 2020 | Import | Methane | MI | Dispatch-Import | FuelCost | 0 | [6 empty] | 0.43883 | 0
LCP_Inputs_ON_Diverse_IEA_2023_05_05 | 2041 | CH4 Import - WC 2020 | Import | Methane | MI | Dispatch-Import | VOM | 0 | [6 empty] | 0.43883 | 0
LCP_Inputs_ON_Diverse_IEA_2023_05_05 | 2041 | CH4 Import - WC 2020 | Import | Methane | NY | Dispatch-Import | EmissionsCost | 0 | [6 empty] | 0.43883 | 0
LCP_Inputs_ON_Diverse_IEA_2023_05_05 | 2041 | CH4 Import - WC 2020 | Import | Methane | NY | Dispatch-Import | FuelCost | 0 | [6 empty] | 0.43883 | 0
LCP_Inputs_ON_Diverse_IEA_2023_05_05 | 2041 | CH4 Import - WC 2020 | Import | Methane | NY | Dispatch-Import | VOM | 0 | [6 empty] | 0.43883 | 0
LCP_Inputs_ON_Diverse_IEA_2023_05_05 | 2041 | CH4 Import - WC 2020 | Import | Methane | ON | Dispatch-Import | EmissionsCost | 0 | [6 empty] | 0.43883 | 0
LCP_Inputs_ON_Diverse_IEA_2023_05_05 | 2041 | CH4 Import - WC 2020 | Import | Methane | ON | Dispatch-Import | FuelCost | 0 | [6 empty] | 0.43883 | 0
LCP_Inputs_ON_Diverse_IEA_2023_05_05 | 2041 | CH4 Import - WC 2020 | Import | Methane | ON | Dispatch-Import | VOM | 0 | [6 empty] | 0.43883 | 0
LCP_Inputs_ON_Diverse_IEA_2023_05_05 | 2041 | CH4 Import - WC 2020 | Import | Methane | PJ | Dispatch-Import | EmissionsCost | 0 | [6 empty] | 0.43883 | 0
LCP_Inputs_ON_Diverse_IEA_2023_05_05 | 2041 | CH4 Import - WC 2020 | Import | Methane | PJ | Dispatch-Import | FuelCost | 0 | [6 empty] | 0.43883 | 0
LCP_Inputs_ON_Diverse_IEA_2023_05_05 | 2041 | CH4 Import - WC 2020 | Import | Methane | PJ | Dispatch-Import | VOM | 0 | [6 empty] | 0.43883 | 0
LCP_Inputs_ON_Diverse_IEA_2023_05_05 | 2041 | CH4 Import - WC 2020 | Import | Methane | QC | Dispatch-Import | EmissionsCost | 0 | [6 empty] | 0.43883 | 0
LCP_Inputs_ON_Diverse_IEA_2023_05_05 | 2041 | CH4 Import - WC 2020 | Import | Methane | QC | Dispatch-Import | FuelCost | 0 | [6 empty] | 0.43883 | 0
LCP_Inputs_ON_Diverse_IEA_2023_05_05 | 2041 | CH4 Import - WC 2020 | Import | Methane | QC | Dispatch-Import | VOM | 0 | [6 empty] | 0.43883 | 0
LCP_Inputs_ON_Diverse_IEA_2023_05_05 | 2041 | CH4 Import - WC 2020 | Import | Methane | WC | Dispatch-Import | EmissionsCost | 0 | [6 empty] | 0.43883 | 0
LCP_Inputs_ON_Diverse_IEA_2023_05_05 | 2041 | CH4 Import - WC 2020 | Import | Methane | WC | Dispatch-Import | FuelCost | 0 | [6 empty] | 0.43883 | 0
LCP_Inputs_ON_Diverse_IEA_2023_05_05 | 2041 | CH4 Import - WC 2020 | Import | Methane | WC | Dispatch-Import | VOM | 0 | [6 empty] | 0.43883 | 0
LCP_Inputs_ON_Diverse_IEA_2023_05_05 | 2041 | CH4 Import - WC 2030 | Import | Methane | MI | Dispatch-Import | EmissionsCost | 0 | [6 empty] | 0.43883 | 0
LCP_Inputs_ON_Diverse_IEA_2023_05_05 | 2041 | CH4 Import - WC 2030 | Import | Methane | MI | Dispatch-Import | FuelCost | 0 | [6 empty] | 0.43883 | 0
LCP_Inputs_ON_Diverse_IEA_2023_05_05 | 2041 | CH4 Import - WC 2030 | Import | Methane | MI | Dispatch-Import | VOM | 0 | [6 empty] | 0.43883 | 0
LCP_Inputs_ON_Diverse_IEA_2023_05_05 | 2041 | CH4 Import - WC 2030 | Import | Methane | NY | Dispatch-Import | EmissionsCost | 0 | [6 empty] | 0.43883 | 0
LCP_Inputs_ON_Diverse_IEA_2023_05_05 | 2041 | CH4 Import - WC 2030 | Import | Methane | NY | Dispatch-Import | FuelCost | 0 | [6 empty] | 0.43883 | 0
LCP_Inputs_ON_Diverse_IEA_2023_05_05 | 2041 | CH4 Import - WC 2030 | Import | Methane | NY | Dispatch-Import | VOM | 0 | [6 empty] | 0.43883 | 0
LCP_Inputs_ON_Diverse_IEA_2023_05_05 | 2041 | CH4 Import - WC 2030 | Import | Methane | ON | Dispatch-Import | EmissionsCost | 0 | [6 empty] | 0.43883 | 0
LCP_Inputs_ON_Diverse_IEA_2023_05_05 | 2041 | CH4 Import - WC 2030 | Import | Methane | ON | Dispatch-Import | FuelCost | 0 | [6 empty] | 0.43883 | 0
LCP_Inputs_ON_Diverse_IEA_2023_05_05 | 2041 | CH4 Import - WC 2030 | Import | Methane | ON | Dispatch-Import | VOM | 0 | [6 empty] | 0.43883 | 0
LCP_Inputs_ON_Diverse_IEA_2023_05_05 | 2041 | CH4 Import - WC 2030 | Import | Methane | PJ | Dispatch-Import | EmissionsCost | 0 | [6 empty] | 0.43883 | 0
LCP_Inputs_ON_Diverse_IEA_2023_05_05 | 2041 | CH4 Import - WC 2030 | Import | Methane | PJ | Dispatch-Import | FuelCost | 0 | [6 empty] | 0.43883 | 0
LCP_Inputs_ON_Diverse_IEA_2023_05_05 | 2041 | CH4 Import - WC 2030 | Import | Methane | PJ | Dispatch-Import | VOM | 0 | [6 empty] | 0.43883 | 0
LCP_Inputs_ON_Diverse_IEA_2023_05_05 | 2041 | CH4 Import - WC 2030 | Import | Methane | QC | Dispatch-Import | EmissionsCost | 0 | [6 empty] | 0.43883 | 0
LCP_Inputs_ON_Diverse_IEA_2023_05_05 | 2041 | CH4 Import - WC 2030 | Import | Methane | QC | Dispatch-Import | FuelCost | 0 | [6 empty] | 0.43883 | 0
LCP_Inputs_ON_Diverse_IEA_2023_05_05 | 2041 | CH4 Import - WC 2030 | Import | Methane | QC | Dispatch-Import | VOM | 0 | [6 empty] | 0.43883 | 0
LCP_Inputs_ON_Diverse_IEA_2023_05_05 | 2041 | CH4 Import - WC 2030 | Import | Methane | WC | Dispatch-Import | EmissionsCost | 0 | [6 empty] | 0.43883 | 0
LCP_Inputs_ON_Diverse_IEA_2023_05_05 | 2041 | CH4 Import - WC 2030 | Import | Methane | WC | Dispatch-Import | FuelCost | 0 | [6 empty] | 0.43883 | 0
LCP_Inputs_ON_Diverse_IEA_2023_05_05 | 2041 | CH4 Import - WC 2030 | Import | Methane | WC | Dispatch-Import | VOM | 0 | [6 empty] | 0.43883 | 0
LCP_Inputs_ON_Diverse_IEA_2023_05_05 | 2041 | CH4 Import - WC 2040 | Import | Methane | MI | Dispatch-Import | EmissionsCost | 0 | [6 empty] | 0.43883 | 0
LCP_Inputs_ON_Diverse_IEA_2023_05_05 | 2041 | CH4 Import - WC 2040 | Import | Methane | MI | Dispatch-Import | FuelCost | 0 | [6 empty] | 0.43883 | 0
LCP_Inputs_ON_Diverse_IEA_2023_05_05 | 2041 | CH4 Import - WC 2040 | Import | Methane | MI | Dispatch-Import | VOM | 0 | [6 empty] | 0.43883 | 0
LCP_Inputs_ON_Diverse_IEA_2023_05_05 | 2041 | CH4 Import - WC 2040 | Import | Methane | NY | Dispatch-Import | EmissionsCost | 0 | [6 empty] | 0.43883 | 0
LCP_Inputs_ON_Diverse_IEA_2023_05_05 | 2041 | CH4 Import - WC 2040 | Import | Methane | NY | Dispatch-Import | FuelCost | 0 | [6 empty] | 0.43883 | 0
LCP_Inputs_ON_Diverse_IEA_2023_05_05 | 2041 | CH4 Import - WC 2040 | Import | Methane | NY | Dispatch-Import | VOM | 0 | [6 empty] | 0.43883 | 0
LCP_Inputs_ON_Diverse_IEA_2023_05_05 | 2041 | CH4 Import - WC 2040 | Import | Methane | ON | Dispatch-Import | EmissionsCost | 0 | [6 empty] | 0.43883 | 0
LCP_Inputs_ON_Diverse_IEA_2023_05_05 | 2041 | CH4 Import - WC 2040 | Import | Methane | ON | Dispatch-Import | FuelCost | 0 | [6 empty] | 0.43883 | 0
LCP_Inputs_ON_Diverse_IEA_2023_05_05 | 2041 | CH4 Import - WC 2040 | Import | Methane | ON | Dispatch-Import | VOM | 0 | [6 empty] | 0.43883 | 0
LCP_Inputs_ON_Diverse_IEA_2023_05_05 | 2041 | CH4 Import - WC 2040 | Import | Methane | PJ | Dispatch-Import | EmissionsCost | 0 | [6 empty] | 0.43883 | 0
LCP_Inputs_ON_Diverse_IEA_2023_05_05 | 2041 | CH4 Import - WC 2040 | Import | Methane | PJ | Dispatch-Import | FuelCost | 0 | [6 empty] | 0.43883 | 0
LCP_Inputs_ON_Diverse_IEA_2023_05_05 | 2041 | CH4 Import - WC 2040 | Import | Methane | PJ | Dispatch-Import | VOM | 0 | [6 empty] | 0.43883 | 0
LCP_Inputs_ON_Diverse_IEA_2023_05_05 | 2041 | CH4 Import - WC 2040 | Import | Methane | QC | Dispatch-Import | EmissionsCost | 0 | [6 empty] | 0.43883 | 0
LCP_Inputs_ON_Diverse_IEA_2023_05_05 | 2041 | CH4 Import - WC 2040 | Import | Methane | QC | Dispatch-Import | FuelCost | 0 | [6 empty] | 0.43883 | 0
LCP_Inputs_ON_Diverse_IEA_2023_05_05 | 2041 | CH4 Import - WC 2040 | Import | Methane | QC | Dispatch-Import | VOM | 0 | [6 empty] | 0.43883 | 0
LCP_Inputs_ON_Diverse_IEA_2023_05_05 | 2041 | CH4 Import - WC 2040 | Import | Methane | WC | Dispatch-Import | EmissionsCost | 2117477751.305 | [6 empty] | 0.43883 | 929220389.007
LCP_Inputs_ON_Diverse_IEA_2023_05_05 | 2041 | CH4 Import - WC 2040 | Import | Methane | WC | Dispatch-Import | FuelCost | 1127013410.4372 | [6 empty] | 0.43883 | 494571354.5359
LCP_Inputs_ON_Diverse_IEA_2023_05_05 | 2041 | CH4 Import - WC 2040 | Import | Methane | WC | Dispatch-Import | VOM | 0 | [6 empty] | 0.43883 | 0
LCP_Inputs_ON_Diverse_IEA_2023_05_05 | 2041 | CH4 Import - WC 2050 | Import | Methane | MI | Dispatch-Import | EmissionsCost | 0 | [6 empty] | 0.43883 | 0
LCP_Inputs_ON_Diverse_IEA_2023_05_05 | 2041 | CH4 Import - WC 2050 | Import | Methane | MI | Dispatch-Import | FuelCost | 0 | [6 empty] | 0.43883 | 0
LCP_Inputs_ON_Diverse_IEA_2023_05_05 | 2041 | CH4 Import - WC 2050 | Import | Methane | MI | Dispatch-Import | VOM | 0 | [6 empty] | 0.43883 | 0
LCP_Inputs_ON_Diverse_IEA_2023_05_05 | 2041 | CH4 Import - WC 2050 | Import | Methane | NY | Dispatch-Import | EmissionsCost | 0 | [6 empty] | 0.43883 | 0
LCP_Inputs_ON_Diverse_IEA_2023_05_05 | 2041 | CH4 Import - WC 2050 | Import | Methane | NY | Dispatch-Import | FuelCost | 0 | [6 empty] | 0.43883 | 0
LCP_Inputs_ON_Diverse_IEA_2023_05_05 | 2041 | CH4 Import - WC 2050 | Import | Methane | NY | Dispatch-Import | VOM | 0 | [6 empty] | 0.43883 | 0
LCP_Inputs_ON_Diverse_IEA_2023_05_05 | 2041 | CH4 Import - WC 2050 | Import | Methane | ON | Dispatch-Import | EmissionsCost | 0 | [6 empty] | 0.43883 | 0
LCP_Inputs_ON_Diverse_IEA_2023_05_05 | 2041 | CH4 Import - WC 2050 | Import | Methane | ON | Dispatch-Import | FuelCost | 0 | [6 empty] | 0.43883 | 0
LCP_Inputs_ON_Diverse_IEA_2023_05_05 | 2041 | CH4 Import - WC 2050 | Import | Methane | ON | Dispatch-Import | VOM | 0 | [6 empty] | 0.43883 | 0
LCP_Inputs_ON_Diverse_IEA_2023_05_05 | 2041 | CH4 Import - WC 2050 | Import | Methane | PJ | Dispatch-Import | EmissionsCost | 0 | [6 empty] | 0.43883 | 0
LCP_Inputs_ON_Diverse_IEA_2023_05_05 | 2041 | CH4 Import - WC 2050 | Import | Methane | PJ | Dispatch-Import | FuelCost | 0 | [6 empty] | 0.43883 | 0
LCP_Inputs_ON_Diverse_IEA_2023_05_05 | 2041 | CH4 Import - WC 2050 | Import | Methane | PJ | Dispatch-Import | VOM | 0 | [6 empty] | 0.43883 | 0
LCP_Inputs_ON_Diverse_IEA_2023_05_05 | 2041 | CH4 Import - WC 2050 | Import | Methane | QC | Dispatch-Import | EmissionsCost | 0 | [6 empty] | 0.43883 | 0
LCP_Inputs_ON_Diverse_IEA_2023_05_05 | 2041 | CH4 Import - WC 2050 | Import | Methane | QC | Dispatch-Import | FuelCost | 0 | [6 empty] | 0.43883 | 0
LCP_Inputs_ON_Diverse_IEA_2023_05_05 | 2041 | CH4 Import - WC 2050 | Import | Methane | QC | Dispatch-Import | VOM | 0 | [6 empty] | 0.43883 | 0
LCP_Inputs_ON_Diverse_IEA_2023_05_05 | 2041 | CH4 Import - WC 2050 | Import | Methane | WC | Dispatch-Import | EmissionsCost | 0 | [6 empty] | 0.43883 | 0
LCP_Inputs_ON_Diverse_IEA_2023_05_05 | 2041 | CH4 Import - WC 2050 | Import | Methane | WC | Dispatch-Import | FuelCost | 0 | [6 empty] | 0.43883 | 0
LCP_Inputs_ON_Diverse_IEA_2023_05_05 | 2041 | CH4 Import - WC 2050 | Import | Methane | WC | Dispatch-Import | VOM | 0 | [6 empty] | 0.43883 | 0
LCP_Inputs_ON_Diverse_IEA_2023_05_05 | 2041 | CH4 Salt Cavern Storage - ON | Storage | Methane | MI | Dispatch-Storage | EmissionsCost | 0 | [6 empty] | 0.43883 | 0
LCP_Inputs_ON_Diverse_IEA_2023_05_05 | 2041 | CH4 Salt Cavern Storage - ON | Storage | Methane | MI | Dispatch-Storage | FuelCost | 0 | [6 empty] | 0.43883 | 0
LCP_Inputs_ON_Diverse_IEA_2023_05_05 | 2041 | CH4 Salt Cavern Storage - ON | Storage | Methane | MI | Dispatch-Storage | VOM | 0 | [6 empty] | 0.43883 | 0
LCP_Inputs_ON_Diverse_IEA_2023_05_05 | 2041 | CH4 Salt Cavern Storage - ON | Storage | Methane | NY | Dispatch-Storage | EmissionsCost | 0 | [6 empty] | 0.43883 | 0
LCP_Inputs_ON_Diverse_IEA_2023_05_05 | 2041 | CH4 Salt Cavern Storage - ON | Storage | Methane | NY | Dispatch-Storage | FuelCost | 0 | [6 empty] | 0.43883 | 0
LCP_Inputs_ON_Diverse_IEA_2023_05_05 | 2041 | CH4 Salt Cavern Storage - ON | Storage | Methane | NY | Dispatch-Storage | VOM | 0 | [6 empty] | 0.43883 | 0
LCP_Inputs_ON_Diverse_IEA_2023_05_05 | 2041 | CH4 Salt Cavern Storage - ON | Storage | Methane | ON | Dispatch-Storage | EmissionsCost | 0 | [6 empty] | 0.43883 | 0
LCP_Inputs_ON_Diverse_IEA_2023_05_05 | 2041 | CH4 Salt Cavern Storage - ON | Storage | Methane | ON | Dispatch-Storage | FuelCost | 0 | [6 empty] | 0.43883 | 0
LCP_Inputs_ON_Diverse_IEA_2023_05_05 | 2041 | CH4 Salt Cavern Storage - ON | Storage | Methane | ON | Dispatch-Storage | VOM | 0 | [6 empty] | 0.43883 | 0
LCP_Inputs_ON_Diverse_IEA_2023_05_05 | 2041 | CH4 Salt Cavern Storage - ON | Storage | Methane | PJ | Dispatch-Storage | EmissionsCost | 0 | [6 empty] | 0.43883 | 0
LCP_Inputs_ON_Diverse_IEA_2023_05_05 | 2041 | CH4 Salt Cavern Storage - ON | Storage | Methane | PJ | Dispatch-Storage | FuelCost | 0 | [6 empty] | 0.43883 | 0
LCP_Inputs_ON_Diverse_IEA_2023_05_05 | 2041 | CH4 Salt Cavern Storage - ON | Storage | Methane | PJ | Dispatch-Storage | VOM | 0 | [6 empty] | 0.43883 | 0
LCP_Inputs_ON_Diverse_IEA_2023_05_05 | 2041 | CH4 Salt Cavern Storage - ON | Storage | Methane | QC | Dispatch-Storage | EmissionsCost | 0 | [6 empty] | 0.43883 | 0
LCP_Inputs_ON_Diverse_IEA_2023_05_05 | 2041 | CH4 Salt Cavern Storage - ON | Storage | Methane | QC | Dispatch-Storage | FuelCost | 0 | [6 empty] | 0.43883 | 0
LCP_Inputs_ON_Diverse_IEA_2023_05_05 | 2041 | CH4 Salt Cavern Storage - ON | Storage | Methane | QC | Dispatch-Storage | VOM | 0 | [6 empty] | 0.43883 | 0
LCP_Inputs_ON_Diverse_IEA_2023_05_05 | 2041 | CH4 Salt Cavern Storage - ON | Storage | Methane | WC | Dispatch-Storage | EmissionsCost | 0 | [6 empty] | 0.43883 | 0
LCP_Inputs_ON_Diverse_IEA_2023_05_05 | 2041 | CH4 Salt Cavern Storage - ON | Storage | Methane | WC | Dispatch-Storage | FuelCost | 0 | [6 empty] | 0.43883 | 0
LCP_Inputs_ON_Diverse_IEA_2023_05_05 | 2041 | CH4 Salt Cavern Storage - ON | Storage | Methane | WC | Dispatch-Storage | VOM | 0 | [6 empty] | 0.43883 | 0
LCP_Inputs_ON_Diverse_IEA_2023_05_05 | 2041 | Electrolyser 2020/2030 | Crossload | Hydrogen | MI | Dispatch-Crossload | EmissionsCost | 0 | [6 empty] | 0.43883 | 0
LCP_Inputs_ON_Diverse_IEA_2023_05_05 | 2041 | Electrolyser 2020/2030 | Crossload | Hydrogen | MI | Dispatch-Crossload | FuelCost | 0 | [6 empty] | 0.43883 | 0
LCP_Inputs_ON_Diverse_IEA_2023_05_05 | 2041 | Electrolyser 2020/2030 | Crossload | Hydrogen | MI | Dispatch-Crossload | VOM | 0 | [6 empty] | 0.43883 | 0
LCP_Inputs_ON_Diverse_IEA_2023_05_05 | 2041 | Electrolyser 2020/2030 | Crossload | Hydrogen | NY | Dispatch-Crossload | EmissionsCost | 0 | [6 empty] | 0.43883 | 0
LCP_Inputs_ON_Diverse_IEA_2023_05_05 | 2041 | Electrolyser 2020/2030 | Crossload | Hydrogen | NY | Dispatch-Crossload | FuelCost | 0 | [6 empty] | 0.43883 | 0
LCP_Inputs_ON_Diverse_IEA_2023_05_05 | 2041 | Electrolyser 2020/2030 | Crossload | Hydrogen | NY | Dispatch-Crossload | VOM | 0 | [6 empty] | 0.43883 | 0
LCP_Inputs_ON_Diverse_IEA_2023_05_05 | 2041 | Electrolyser 2020/2030 | Crossload | Hydrogen | ON | Dispatch-Crossload | EmissionsCost | 0 | [6 empty] | 0.43883 | 0
LCP_Inputs_ON_Diverse_IEA_2023_05_05 | 2041 | Electrolyser 2020/2030 | Crossload | Hydrogen | ON | Dispatch-Crossload | FuelCost | 0 | [6 empty] | 0.43883 | 0
LCP_Inputs_ON_Diverse_IEA_2023_05_05 | 2041 | Electrolyser 2020/2030 | Crossload | Hydrogen | ON | Dispatch-Crossload | VOM | 0 | [6 empty] | 0.43883 | 0
LCP_Inputs_ON_Diverse_IEA_2023_05_05 | 2041 | Electrolyser 2020/2030 | Crossload | Hydrogen | PJ | Dispatch-Crossload | EmissionsCost | 0 | [6 empty] | 0.43883 | 0
LCP_Inputs_ON_Diverse_IEA_2023_05_05 | 2041 | Electrolyser 2020/2030 | Crossload | Hydrogen | PJ | Dispatch-Crossload | FuelCost | 0 | [6 empty] | 0.43883 | 0
LCP_Inputs_ON_Diverse_IEA_2023_05_05 | 2041 | Electrolyser 2020/2030 | Crossload | Hydrogen | PJ | Dispatch-Crossload | VOM | 0 | [6 empty] | 0.43883 | 0
LCP_Inputs_ON_Diverse_IEA_2023_05_05 | 2041 | Electrolyser 2020/2030 | Crossload | Hydrogen | QC | Dispatch-Crossload | EmissionsCost | 0 | [6 empty] | 0.43883 | 0
LCP_Inputs_ON_Diverse_IEA_2023_05_05 | 2041 | Electrolyser 2020/2030 | Crossload | Hydrogen | QC | Dispatch-Crossload | FuelCost | 0 | [6 empty] | 0.43883 | 0
LCP_Inputs_ON_Diverse_IEA_2023_05_05 | 2041 | Electrolyser 2020/2030 | Crossload | Hydrogen | QC | Dispatch-Crossload | VOM | 0 | [6 empty] | 0.43883 | 0
LCP_Inputs_ON_Diverse_IEA_2023_05_05 | 2041 | Electrolyser 2020/2030 | Crossload | Hydrogen | WC | Dispatch-Crossload | EmissionsCost | 0 | [6 empty] | 0.43883 | 0
LCP_Inputs_ON_Diverse_IEA_2023_05_05 | 2041 | Electrolyser 2020/2030 | Crossload | Hydrogen | WC | Dispatch-Crossload | FuelCost | 0 | [6 empty] | 0.43883 | 0
LCP_Inputs_ON_Diverse_IEA_2023_05_05 | 2041 | Electrolyser 2020/2030 | Crossload | Hydrogen | WC | Dispatch-Crossload | VOM | 0 | [6 empty] | 0.43883 | 0
LCP_Inputs_ON_Diverse_IEA_2023_05_05 | 2041 | Electrolyser 2040 | Crossload | Hydrogen | MI | Dispatch-Crossload | EmissionsCost | 0 | [6 empty] | 0.43883 | 0
LCP_Inputs_ON_Diverse_IEA_2023_05_05 | 2041 | Electrolyser 2040 | Crossload | Hydrogen | MI | Dispatch-Crossload | FuelCost | 0 | [6 empty] | 0.43883 | 0
LCP_Inputs_ON_Diverse_IEA_2023_05_05 | 2041 | Electrolyser 2040 | Crossload | Hydrogen | MI | Dispatch-Crossload | VOM | 0 | [6 empty] | 0.43883 | 0
LCP_Inputs_ON_Diverse_IEA_2023_05_05 | 2041 | Electrolyser 2040 | Crossload | Hydrogen | NY | Dispatch-Crossload | EmissionsCost | 0 | [6 empty] | 0.43883 | 0
LCP_Inputs_ON_Diverse_IEA_2023_05_05 | 2041 | Electrolyser 2040 | Crossload | Hydrogen | NY | Dispatch-Crossload | FuelCost | 0 | [6 empty] | 0.43883 | 0
LCP_Inputs_ON_Diverse_IEA_2023_05_05 | 2041 | Electrolyser 2040 | Crossload | Hydrogen | NY | Dispatch-Crossload | VOM | 0 | [6 empty] | 0.43883 | 0
LCP_Inputs_ON_Diverse_IEA_2023_05_05 | 2041 | Electrolyser 2040 | Crossload | Hydrogen | ON | Dispatch-Crossload | EmissionsCost | 0 | [6 empty] | 0.43883 | 0
LCP_Inputs_ON_Diverse_IEA_2023_05_05 | 2041 | Electrolyser 2040 | Crossload | Hydrogen | ON | Dispatch-Crossload | FuelCost | 0 | [6 empty] | 0.43883 | 0
LCP_Inputs_ON_Diverse_IEA_2023_05_05 | 2041 | Electrolyser 2040 | Crossload | Hydrogen | ON | Dispatch-Crossload | VOM | 0 | [6 empty] | 0.43883 | 0
LCP_Inputs_ON_Diverse_IEA_2023_05_05 | 2041 | Electrolyser 2040 | Crossload | Hydrogen | PJ | Dispatch-Crossload | EmissionsCost | 0 | [6 empty] | 0.43883 | 0
LCP_Inputs_ON_Diverse_IEA_2023_05_05 | 2041 | Electrolyser 2040 | Crossload | Hydrogen | PJ | Dispatch-Crossload | FuelCost | 0 | [6 empty] | 0.43883 | 0
LCP_Inputs_ON_Diverse_IEA_2023_05_05 | 2041 | Electrolyser 2040 | Crossload | Hydrogen | PJ | Dispatch-Crossload | VOM | 0 | [6 empty] | 0.43883 | 0
LCP_Inputs_ON_Diverse_IEA_2023_05_05 | 2041 | Electrolyser 2040 | Crossload | Hydrogen | QC | Dispatch-Crossload | EmissionsCost | 0 | [6 empty] | 0.43883 | 0
LCP_Inputs_ON_Diverse_IEA_2023_05_05 | 2041 | Electrolyser 2040 | Crossload | Hydrogen | QC | Dispatch-Crossload | FuelCost | 0 | [6 empty] | 0.43883 | 0
LCP_Inputs_ON_Diverse_IEA_2023_05_05 | 2041 | Electrolyser 2040 | Crossload | Hydrogen | QC | Dispatch-Crossload | VOM | 0 | [6 empty] | 0.43883 | 0
LCP_Inputs_ON_Diverse_IEA_2023_05_05 | 2041 | Electrolyser 2040 | Crossload | Hydrogen | WC | Dispatch-Crossload | EmissionsCost | 0 | [6 empty] | 0.43883 | 0
LCP_Inputs_ON_Diverse_IEA_2023_05_05 | 2041 | Electrolyser 2040 | Crossload | Hydrogen | WC | Dispatch-Crossload | FuelCost | 0 | [6 empty] | 0.43883 | 0
LCP_Inputs_ON_Diverse_IEA_2023_05_05 | 2041 | Electrolyser 2040 | Crossload | Hydrogen | WC | Dispatch-Crossload | VOM | 0 | [6 empty] | 0.43883 | 0
LCP_Inputs_ON_Diverse_IEA_2023_05_05 | 2041 | Electrolyser 2050 | Crossload | Hydrogen | MI | Dispatch-Crossload | EmissionsCost | 0 | [6 empty] | 0.43883 | 0
LCP_Inputs_ON_Diverse_IEA_2023_05_05 | 2041 | Electrolyser 2050 | Crossload | Hydrogen | MI | Dispatch-Crossload | FuelCost | 0 | [6 empty] | 0.43883 | 0
LCP_Inputs_ON_Diverse_IEA_2023_05_05 | 2041 | Electrolyser 2050 | Crossload | Hydrogen | MI | Dispatch-Crossload | VOM | 0 | [6 empty] | 0.43883 | 0
LCP_Inputs_ON_Diverse_IEA_2023_05_05 | 2041 | Electrolyser 2050 | Crossload | Hydrogen | NY | Dispatch-Crossload | EmissionsCost | 0 | [6 empty] | 0.43883 | 0
LCP_Inputs_ON_Diverse_IEA_2023_05_05 | 2041 | Electrolyser 2050 | Crossload | Hydrogen | NY | Dispatch-Crossload | FuelCost | 0 | [6 empty] | 0.43883 | 0
LCP_Inputs_ON_Diverse_IEA_2023_05_05 | 2041 | Electrolyser 2050 | Crossload | Hydrogen | NY | Dispatch-Crossload | VOM | 0 | [6 empty] | 0.43883 | 0
LCP_Inputs_ON_Diverse_IEA_2023_05_05 | 2041 | Electrolyser 2050 | Crossload | Hydrogen | ON | Dispatch-Crossload | EmissionsCost | 0 | [6 empty] | 0.43883 | 0
LCP_Inputs_ON_Diverse_IEA_2023_05_05 | 2041 | Electrolyser 2050 | Crossload | Hydrogen | ON | Dispatch-Crossload | FuelCost | 0 | [6 empty] | 0.43883 | 0
LCP_Inputs_ON_Diverse_IEA_2023_05_05 | 2041 | Electrolyser 2050 | Crossload | Hydrogen | ON | Dispatch-Crossload | VOM | 0 | [6 empty] | 0.43883 | 0
LCP_Inputs_ON_Diverse_IEA_2023_05_05 | 2041 | Electrolyser 2050 | Crossload | Hydrogen | PJ | Dispatch-Crossload | EmissionsCost | 0 | [6 empty] | 0.43883 | 0
LCP_Inputs_ON_Diverse_IEA_2023_05_05 | 2041 | Electrolyser 2050 | Crossload | Hydrogen | PJ | Dispatch-Crossload | FuelCost | 0 | [6 empty] | 0.43883 | 0
LCP_Inputs_ON_Diverse_IEA_2023_05_05 | 2041 | Electrolyser 2050 | Crossload | Hydrogen | PJ | Dispatch-Crossload | VOM | 0 | [6 empty] | 0.43883 | 0
LCP_Inputs_ON_Diverse_IEA_2023_05_05 | 2041 | Electrolyser 2050 | Crossload | Hydrogen | QC | Dispatch-Crossload | EmissionsCost | 0 | [6 empty] | 0.43883 | 0
LCP_Inputs_ON_Diverse_IEA_2023_05_05 | 2041 | Electrolyser 2050 | Crossload | Hydrogen | QC | Dispatch-Crossload | FuelCost | 0 | [6 empty] | 0.43883 | 0
LCP_Inputs_ON_Diverse_IEA_2023_05_05 | 2041 | Electrolyser 2050 | Crossload | Hydrogen | QC | Dispatch-Crossload | VOM | 0 | [6 empty] | 0.43883 | 0
LCP_Inputs_ON_Diverse_IEA_2023_05_05 | 2041 | Electrolyser 2050 | Crossload | Hydrogen | WC | Dispatch-Crossload | EmissionsCost | 0 | [6 empty] | 0.43883 | 0
LCP_Inputs_ON_Diverse_IEA_2023_05_05 | 2041 | Electrolyser 2050 | Crossload | Hydrogen | WC | Dispatch-Crossload | FuelCost | 0 | [6 empty] | 0.43883 | 0
LCP_Inputs_ON_Diverse_IEA_2023_05_05 | 2041 | Electrolyser 2050 | Crossload | Hydrogen | WC | Dispatch-Crossload | VOM | 0 | [6 empty] | 0.43883 | 0
LCP_Inputs_ON_Diverse_IEA_2023_05_05 | 2041 | Fossil Fuel Thermal (Coal, Peat, Oil) | Generation | Electricity | MI | Dispatch-Generation | EmissionsCost | 0 | [6 empty] | 0.43883 | 0
LCP_Inputs_ON_Diverse_IEA_2023_05_05 | 2041 | Fossil Fuel Thermal (Coal, Peat, Oil) | Generation | Electricity | MI | Dispatch-Generation | FuelCost | 0 | [6 empty] | 0.43883 | 0
LCP_Inputs_ON_Diverse_IEA_2023_05_05 | 2041 | Fossil Fuel Thermal (Coal, Peat, Oil) | Generation | Electricity | MI | Dispatch-Generation | VOM | 0 | [6 empty] | 0.43883 | 0
LCP_Inputs_ON_Diverse_IEA_2023_05_05 | 2041 | Fossil Fuel Thermal (Coal, Peat, Oil) | Generation | Electricity | NY | Dispatch-Generation | EmissionsCost | 0 | [6 empty] | 0.43883 | 0
LCP_Inputs_ON_Diverse_IEA_2023_05_05 | 2041 | Fossil Fuel Thermal (Coal, Peat, Oil) | Generation | Electricity | NY | Dispatch-Generation | FuelCost | 0 | [6 empty] | 0.43883 | 0
LCP_Inputs_ON_Diverse_IEA_2023_05_05 | 2041 | Fossil Fuel Thermal (Coal, Peat, Oil) | Generation | Electricity | NY | Dispatch-Generation | VOM | 0 | [6 empty] | 0.43883 | 0
LCP_Inputs_ON_Diverse_IEA_2023_05_05 | 2041 | Fossil Fuel Thermal (Coal, Peat, Oil) | Generation | Electricity | ON | Dispatch-Generation | EmissionsCost | 0 | [6 empty] | 0.43883 | 0
LCP_Inputs_ON_Diverse_IEA_2023_05_05 | 2041 | Fossil Fuel Thermal (Coal, Peat, Oil) | Generation | Electricity | ON | Dispatch-Generation | FuelCost | 0 | [6 empty] | 0.43883 | 0
LCP_Inputs_ON_Diverse_IEA_2023_05_05 | 2041 | Fossil Fuel Thermal (Coal, Peat, Oil) | Generation | Electricity | ON | Dispatch-Generation | VOM | 0 | [6 empty] | 0.43883 | 0
LCP_Inputs_ON_Diverse_IEA_2023_05_05 | 2041 | Fossil Fuel Thermal (Coal, Peat, Oil) | Generation | Electricity | PJ | Dispatch-Generation | EmissionsCost | 0 | [6 empty] | 0.43883 | 0
LCP_Inputs_ON_Diverse_IEA_2023_05_05 | 2041 | Fossil Fuel Thermal (Coal, Peat, Oil) | Generation | Electricity | PJ | Dispatch-Generation | FuelCost | 0 | [6 empty] | 0.43883 | 0
LCP_Inputs_ON_Diverse_IEA_2023_05_05 | 2041 | Fossil Fuel Thermal (Coal, Peat, Oil) | Generation | Electricity | PJ | Dispatch-Generation | VOM | 0 | [6 empty] | 0.43883 | 0
LCP_Inputs_ON_Diverse_IEA_2023_05_05 | 2041 | Fossil Fuel Thermal (Coal, Peat, Oil) | Generation | Electricity | QC | Dispatch-Generation | EmissionsCost | 0 | [6 empty] | 0.43883 | 0
LCP_Inputs_ON_Diverse_IEA_2023_05_05 | 2041 | Fossil Fuel Thermal (Coal, Peat, Oil) | Generation | Electricity | QC | Dispatch-Generation | FuelCost | 0 | [6 empty] | 0.43883 | 0
LCP_Inputs_ON_Diverse_IEA_2023_05_05 | 2041 | Fossil Fuel Thermal (Coal, Peat, Oil) | Generation | Electricity | QC | Dispatch-Generation | VOM | 0 | [6 empty] | 0.43883 | 0
LCP_Inputs_ON_Diverse_IEA_2023_05_05 | 2041 | Fossil Fuel Thermal (Coal, Peat, Oil) | Generation | Electricity | WC | Dispatch-Generation | EmissionsCost | 0 | [6 empty] | 0.43883 | 0
LCP_Inputs_ON_Diverse_IEA_2023_05_05 | 2041 | Fossil Fuel Thermal (Coal, Peat, Oil) | Generation | Electricity | WC | Dispatch-Generation | FuelCost | 0 | [6 empty] | 0.43883 | 0
LCP_Inputs_ON_Diverse_IEA_2023_05_05 | 2041 | Fossil Fuel Thermal (Coal, Peat, Oil) | Generation | Electricity | WC | Dispatch-Generation | VOM | 0 | [6 empty] | 0.43883 | 0
LCP_Inputs_ON_Diverse_IEA_2023_05_05 | 2041 | Generic - Generator | Generation | Electricity | MI | Dispatch-Generation | EmissionsCost | 0 | [6 empty] | 0.43883 | 0
LCP_Inputs_ON_Diverse_IEA_2023_05_05 | 2041 | Generic - Generator | Generation | Electricity | MI | Dispatch-Generation | FuelCost | 834353354.7452 | [6 empty] | 0.43883 | 366142288.1009
LCP_Inputs_ON_Diverse_IEA_2023_05_05 | 2041 | Generic - Generator | Generation | Electricity | MI | Dispatch-Generation | VOM | 27287451.8893 | [6 empty] | 0.43883 | 11974650.8051
LCP_Inputs_ON_Diverse_IEA_2023_05_05 | 2041 | Generic - Generator | Generation | Electricity | NY | Dispatch-Generation | EmissionsCost | 0 | [6 empty] | 0.43883 | 0
LCP_Inputs_ON_Diverse_IEA_2023_05_05 | 2041 | Generic - Generator | Generation | Electricity | NY | Dispatch-Generation | FuelCost | 104321173.1139 | [6 empty] | 0.43883 | 45779636.1746
LCP_Inputs_ON_Diverse_IEA_2023_05_05 | 2041 | Generic - Generator | Generation | Electricity | NY | Dispatch-Generation | VOM | 3411814.6421 | [6 empty] | 0.43883 | 1497218.9091
LCP_Inputs_ON_Diverse_IEA_2023_05_05 | 2041 | Generic - Generator | Generation | Electricity | ON | Dispatch-Generation | EmissionsCost | 0 | [6 empty] | 0.43883 | 0
LCP_Inputs_ON_Diverse_IEA_2023_05_05 | 2041 | Generic - Generator | Generation | Electricity | ON | Dispatch-Generation | FuelCost | 0 | [6 empty] | 0.43883 | 0
LCP_Inputs_ON_Diverse_IEA_2023_05_05 | 2041 | Generic - Generator | Generation | Electricity | ON | Dispatch-Generation | VOM | 0 | [6 empty] | 0.43883 | 0
LCP_Inputs_ON_Diverse_IEA_2023_05_05 | 2041 | Generic - Generator | Generation | Electricity | PJ | Dispatch-Generation | EmissionsCost | 0 | [6 empty] | 0.43883 | 0
LCP_Inputs_ON_Diverse_IEA_2023_05_05 | 2041 | Generic - Generator | Generation | Electricity | PJ | Dispatch-Generation | FuelCost | 5328558791.3796 | [6 empty] | 0.43883 | 2338350648.5113
LCP_Inputs_ON_Diverse_IEA_2023_05_05 | 2041 | Generic - Generator | Generation | Electricity | PJ | Dispatch-Generation | VOM | 174270038.9852 | [6 empty] | 0.43883 | 76475548.9489
LCP_Inputs_ON_Diverse_IEA_2023_05_05 | 2041 | Generic - Generator | Generation | Electricity | QC | Dispatch-Generation | EmissionsCost | 0 | [6 empty] | 0.43883 | 0
LCP_Inputs_ON_Diverse_IEA_2023_05_05 | 2041 | Generic - Generator | Generation | Electricity | QC | Dispatch-Generation | FuelCost | 0 | [6 empty] | 0.43883 | 0
LCP_Inputs_ON_Diverse_IEA_2023_05_05 | 2041 | Generic - Generator | Generation | Electricity | QC | Dispatch-Generation | VOM | 0 | [6 empty] | 0.43883 | 0
LCP_Inputs_ON_Diverse_IEA_2023_05_05 | 2041 | Generic - Generator | Generation | Electricity | WC | Dispatch-Generation | EmissionsCost | 0 | [6 empty] | 0.43883 | 0
LCP_Inputs_ON_Diverse_IEA_2023_05_05 | 2041 | Generic - Generator | Generation | Electricity | WC | Dispatch-Generation | FuelCost | 0 | [6 empty] | 0.43883 | 0
LCP_Inputs_ON_Diverse_IEA_2023_05_05 | 2041 | Generic - Generator | Generation | Electricity | WC | Dispatch-Generation | VOM | 0 | [6 empty] | 0.43883 | 0
LCP_Inputs_ON_Diverse_IEA_2023_05_05 | 2041 | H2 Import - QC | Import | Hydrogen | MI | Dispatch-Import | EmissionsCost | 0 | [6 empty] | 0.43883 | 0
LCP_Inputs_ON_Diverse_IEA_2023_05_05 | 2041 | H2 Import - QC | Import | Hydrogen | MI | Dispatch-Import | FuelCost | 0 | [6 empty] | 0.43883 | 0
LCP_Inputs_ON_Diverse_IEA_2023_05_05 | 2041 | H2 Import - QC | Import | Hydrogen | MI | Dispatch-Import | VOM | 0 | [6 empty] | 0.43883 | 0
LCP_Inputs_ON_Diverse_IEA_2023_05_05 | 2041 | H2 Import - QC | Import | Hydrogen | NY | Dispatch-Import | EmissionsCost | 0 | [6 empty] | 0.43883 | 0
LCP_Inputs_ON_Diverse_IEA_2023_05_05 | 2041 | H2 Import - QC | Import | Hydrogen | NY | Dispatch-Import | FuelCost | 0 | [6 empty] | 0.43883 | 0
LCP_Inputs_ON_Diverse_IEA_2023_05_05 | 2041 | H2 Import - QC | Import | Hydrogen | NY | Dispatch-Import | VOM | 0 | [6 empty] | 0.43883 | 0
LCP_Inputs_ON_Diverse_IEA_2023_05_05 | 2041 | H2 Import - QC | Import | Hydrogen | ON | Dispatch-Import | EmissionsCost | 0 | [6 empty] | 0.43883 | 0
LCP_Inputs_ON_Diverse_IEA_2023_05_05 | 2041 | H2 Import - QC | Import | Hydrogen | ON | Dispatch-Import | FuelCost | 0 | [6 empty] | 0.43883 | 0
LCP_Inputs_ON_Diverse_IEA_2023_05_05 | 2041 | H2 Import - QC | Import | Hydrogen | ON | Dispatch-Import | VOM | 0 | [6 empty] | 0.43883 | 0
LCP_Inputs_ON_Diverse_IEA_2023_05_05 | 2041 | H2 Import - QC | Import | Hydrogen | PJ | Dispatch-Import | EmissionsCost | 0 | [6 empty] | 0.43883 | 0
LCP_Inputs_ON_Diverse_IEA_2023_05_05 | 2041 | H2 Import - QC | Import | Hydrogen | PJ | Dispatch-Import | FuelCost | 0 | [6 empty] | 0.43883 | 0
LCP_Inputs_ON_Diverse_IEA_2023_05_05 | 2041 | H2 Import - QC | Import | Hydrogen | PJ | Dispatch-Import | VOM | 0 | [6 empty] | 0.43883 | 0
LCP_Inputs_ON_Diverse_IEA_2023_05_05 | 2041 | H2 Import - QC | Import | Hydrogen | QC | Dispatch-Import | EmissionsCost | 0 | [6 empty] | 0.43883 | 0
LCP_Inputs_ON_Diverse_IEA_2023_05_05 | 2041 | H2 Import - QC | Import | Hydrogen | QC | Dispatch-Import | FuelCost | 0 | [6 empty] | 0.43883 | 0
LCP_Inputs_ON_Diverse_IEA_2023_05_05 | 2041 | H2 Import - QC | Import | Hydrogen | QC | Dispatch-Import | VOM | 0 | [6 empty] | 0.43883 | 0
LCP_Inputs_ON_Diverse_IEA_2023_05_05 | 2041 | H2 Import - QC | Import | Hydrogen | WC | Dispatch-Import | EmissionsCost | 0 | [6 empty] | 0.43883 | 0
LCP_Inputs_ON_Diverse_IEA_2023_05_05 | 2041 | H2 Import - QC | Import | Hydrogen | WC | Dispatch-Import | FuelCost | 0 | [6 empty] | 0.43883 | 0
LCP_Inputs_ON_Diverse_IEA_2023_05_05 | 2041 | H2 Import - QC | Import | Hydrogen | WC | Dispatch-Import | VOM | 0 | [6 empty] | 0.43883 | 0
LCP_Inputs_ON_Diverse_IEA_2023_05_05 | 2041 | H2 Import - WC | Import | Hydrogen | MI | Dispatch-Import | EmissionsCost | 0 | [6 empty] | 0.43883 | 0
LCP_Inputs_ON_Diverse_IEA_2023_05_05 | 2041 | H2 Import - WC | Import | Hydrogen | MI | Dispatch-Import | FuelCost | 0 | [6 empty] | 0.43883 | 0
LCP_Inputs_ON_Diverse_IEA_2023_05_05 | 2041 | H2 Import - WC | Import | Hydrogen | MI | Dispatch-Import | VOM | 0 | [6 empty] | 0.43883 | 0
LCP_Inputs_ON_Diverse_IEA_2023_05_05 | 2041 | H2 Import - WC | Import | Hydrogen | NY | Dispatch-Import | EmissionsCost | 0 | [6 empty] | 0.43883 | 0
LCP_Inputs_ON_Diverse_IEA_2023_05_05 | 2041 | H2 Import - WC | Import | Hydrogen | NY | Dispatch-Import | FuelCost | 0 | [6 empty] | 0.43883 | 0
LCP_Inputs_ON_Diverse_IEA_2023_05_05 | 2041 | H2 Import - WC | Import | Hydrogen | NY | Dispatch-Import | VOM | 0 | [6 empty] | 0.43883 | 0
LCP_Inputs_ON_Diverse_IEA_2023_05_05 | 2041 | H2 Import - WC | Import | Hydrogen | ON | Dispatch-Import | EmissionsCost | 0 | [6 empty] | 0.43883 | 0
LCP_Inputs_ON_Diverse_IEA_2023_05_05 | 2041 | H2 Import - WC | Import | Hydrogen | ON | Dispatch-Import | FuelCost | 0 | [6 empty] | 0.43883 | 0
LCP_Inputs_ON_Diverse_IEA_2023_05_05 | 2041 | H2 Import - WC | Import | Hydrogen | ON | Dispatch-Import | VOM | 0 | [6 empty] | 0.43883 | 0
LCP_Inputs_ON_Diverse_IEA_2023_05_05 | 2041 | H2 Import - WC | Import | Hydrogen | PJ | Dispatch-Import | EmissionsCost | 0 | [6 empty] | 0.43883 | 0
LCP_Inputs_ON_Diverse_IEA_2023_05_05 | 2041 | H2 Import - WC | Import | Hydrogen | PJ | Dispatch-Import | FuelCost | 0 | [6 empty] | 0.43883 | 0
LCP_Inputs_ON_Diverse_IEA_2023_05_05 | 2041 | H2 Import - WC | Import | Hydrogen | PJ | Dispatch-Import | VOM | 0 | [6 empty] | 0.43883 | 0
LCP_Inputs_ON_Diverse_IEA_2023_05_05 | 2041 | H2 Import - WC | Import | Hydrogen | QC | Dispatch-Import | EmissionsCost | 0 | [6 empty] | 0.43883 | 0
LCP_Inputs_ON_Diverse_IEA_2023_05_05 | 2041 | H2 Import - WC | Import | Hydrogen | QC | Dispatch-Import | FuelCost | 0 | [6 empty] | 0.43883 | 0
LCP_Inputs_ON_Diverse_IEA_2023_05_05 | 2041 | H2 Import - WC | Import | Hydrogen | QC | Dispatch-Import | VOM | 0 | [6 empty] | 0.43883 | 0
LCP_Inputs_ON_Diverse_IEA_2023_05_05 | 2041 | H2 Import - WC | Import | Hydrogen | WC | Dispatch-Import | EmissionsCost | 0 | [6 empty] | 0.43883 | 0
LCP_Inputs_ON_Diverse_IEA_2023_05_05 | 2041 | H2 Import - WC | Import | Hydrogen | WC | Dispatch-Import | FuelCost | 298476487.2232 | [6 empty] | 0.43883 | 130981512.0353
LCP_Inputs_ON_Diverse_IEA_2023_05_05 | 2041 | H2 Import - WC | Import | Hydrogen | WC | Dispatch-Import | VOM | 0 | [6 empty] | 0.43883 | 0
LCP_Inputs_ON_Diverse_IEA_2023_05_05 | 2041 | H2 Salt Cavern Storage - ON | Storage | Hydrogen | MI | Dispatch-Storage | EmissionsCost | 0 | [6 empty] | 0.43883 | 0
LCP_Inputs_ON_Diverse_IEA_2023_05_05 | 2041 | H2 Salt Cavern Storage - ON | Storage | Hydrogen | MI | Dispatch-Storage | FuelCost | 0 | [6 empty] | 0.43883 | 0
LCP_Inputs_ON_Diverse_IEA_2023_05_05 | 2041 | H2 Salt Cavern Storage - ON | Storage | Hydrogen | MI | Dispatch-Storage | VOM | 0 | [6 empty] | 0.43883 | 0
LCP_Inputs_ON_Diverse_IEA_2023_05_05 | 2041 | H2 Salt Cavern Storage - ON | Storage | Hydrogen | NY | Dispatch-Storage | EmissionsCost | 0 | [6 empty] | 0.43883 | 0
LCP_Inputs_ON_Diverse_IEA_2023_05_05 | 2041 | H2 Salt Cavern Storage - ON | Storage | Hydrogen | NY | Dispatch-Storage | FuelCost | 0 | [6 empty] | 0.43883 | 0
LCP_Inputs_ON_Diverse_IEA_2023_05_05 | 2041 | H2 Salt Cavern Storage - ON | Storage | Hydrogen | NY | Dispatch-Storage | VOM | 0 | [6 empty] | 0.43883 | 0
LCP_Inputs_ON_Diverse_IEA_2023_05_05 | 2041 | H2 Salt Cavern Storage - ON | Storage | Hydrogen | ON | Dispatch-Storage | EmissionsCost | 0 | [6 empty] | 0.43883 | 0
LCP_Inputs_ON_Diverse_IEA_2023_05_05 | 2041 | H2 Salt Cavern Storage - ON | Storage | Hydrogen | ON | Dispatch-Storage | FuelCost | 0 | [6 empty] | 0.43883 | 0
LCP_Inputs_ON_Diverse_IEA_2023_05_05 | 2041 | H2 Salt Cavern Storage - ON | Storage | Hydrogen | ON | Dispatch-Storage | VOM | 80253018.6897 | [6 empty] | 0.43883 | 35217721.2723
LCP_Inputs_ON_Diverse_IEA_2023_05_05 | 2041 | H2 Salt Cavern Storage - ON | Storage | Hydrogen | PJ | Dispatch-Storage | EmissionsCost | 0 | [6 empty] | 0.43883 | 0
LCP_Inputs_ON_Diverse_IEA_2023_05_05 | 2041 | H2 Salt Cavern Storage - ON | Storage | Hydrogen | PJ | Dispatch-Storage | FuelCost | 0 | [6 empty] | 0.43883 | 0
LCP_Inputs_ON_Diverse_IEA_2023_05_05 | 2041 | H2 Salt Cavern Storage - ON | Storage | Hydrogen | PJ | Dispatch-Storage | VOM | 0 | [6 empty] | 0.43883 | 0
LCP_Inputs_ON_Diverse_IEA_2023_05_05 | 2041 | H2 Salt Cavern Storage - ON | Storage | Hydrogen | QC | Dispatch-Storage | EmissionsCost | 0 | [6 empty] | 0.43883 | 0
LCP_Inputs_ON_Diverse_IEA_2023_05_05 | 2041 | H2 Salt Cavern Storage - ON | Storage | Hydrogen | QC | Dispatch-Storage | FuelCost | 0 | [6 empty] | 0.43883 | 0
LCP_Inputs_ON_Diverse_IEA_2023_05_05 | 2041 | H2 Salt Cavern Storage - ON | Storage | Hydrogen | QC | Dispatch-Storage | VOM | 0 | [6 empty] | 0.43883 | 0
LCP_Inputs_ON_Diverse_IEA_2023_05_05 | 2041 | H2 Salt Cavern Storage - ON | Storage | Hydrogen | WC | Dispatch-Storage | EmissionsCost | 0 | [6 empty] | 0.43883 | 0
LCP_Inputs_ON_Diverse_IEA_2023_05_05 | 2041 | H2 Salt Cavern Storage - ON | Storage | Hydrogen | WC | Dispatch-Storage | FuelCost | 0 | [6 empty] | 0.43883 | 0
LCP_Inputs_ON_Diverse_IEA_2023_05_05 | 2041 | H2 Salt Cavern Storage - ON | Storage | Hydrogen | WC | Dispatch-Storage | VOM | 0 | [6 empty] | 0.43883 | 0
LCP_Inputs_ON_Diverse_IEA_2023_05_05 | 2041 | Hydro | Generation | Electricity | MI | Dispatch-Generation | EmissionsCost | 0 | [6 empty] | 0.43883 | 0
LCP_Inputs_ON_Diverse_IEA_2023_05_05 | 2041 | Hydro | Generation | Electricity | MI | Dispatch-Generation | FuelCost | 0 | [6 empty] | 0.43883 | 0
LCP_Inputs_ON_Diverse_IEA_2023_05_05 | 2041 | Hydro | Generation | Electricity | MI | Dispatch-Generation | VOM | 0 | [6 empty] | 0.43883 | 0
LCP_Inputs_ON_Diverse_IEA_2023_05_05 | 2041 | Hydro | Generation | Electricity | NY | Dispatch-Generation | EmissionsCost | 0 | [6 empty] | 0.43883 | 0
LCP_Inputs_ON_Diverse_IEA_2023_05_05 | 2041 | Hydro | Generation | Electricity | NY | Dispatch-Generation | FuelCost | 0 | [6 empty] | 0.43883 | 0
LCP_Inputs_ON_Diverse_IEA_2023_05_05 | 2041 | Hydro | Generation | Electricity | NY | Dispatch-Generation | VOM | 0 | [6 empty] | 0.43883 | 0
LCP_Inputs_ON_Diverse_IEA_2023_05_05 | 2041 | Hydro | Generation | Electricity | ON | Dispatch-Generation | EmissionsCost | 0 | [6 empty] | 0.43883 | 0
LCP_Inputs_ON_Diverse_IEA_2023_05_05 | 2041 | Hydro | Generation | Electricity | ON | Dispatch-Generation | FuelCost | 0 | [6 empty] | 0.43883 | 0
LCP_Inputs_ON_Diverse_IEA_2023_05_05 | 2041 | Hydro | Generation | Electricity | ON | Dispatch-Generation | VOM | 0 | [6 empty] | 0.43883 | 0
LCP_Inputs_ON_Diverse_IEA_2023_05_05 | 2041 | Hydro | Generation | Electricity | PJ | Dispatch-Generation | EmissionsCost | 0 | [6 empty] | 0.43883 | 0
LCP_Inputs_ON_Diverse_IEA_2023_05_05 | 2041 | Hydro | Generation | Electricity | PJ | Dispatch-Generation | FuelCost | 0 | [6 empty] | 0.43883 | 0
LCP_Inputs_ON_Diverse_IEA_2023_05_05 | 2041 | Hydro | Generation | Electricity | PJ | Dispatch-Generation | VOM | 0 | [6 empty] | 0.43883 | 0
LCP_Inputs_ON_Diverse_IEA_2023_05_05 | 2041 | Hydro | Generation | Electricity | QC | Dispatch-Generation | EmissionsCost | 0 | [6 empty] | 0.43883 | 0
LCP_Inputs_ON_Diverse_IEA_2023_05_05 | 2041 | Hydro | Generation | Electricity | QC | Dispatch-Generation | FuelCost | 0 | [6 empty] | 0.43883 | 0
LCP_Inputs_ON_Diverse_IEA_2023_05_05 | 2041 | Hydro | Generation | Electricity | QC | Dispatch-Generation | VOM | 0 | [6 empty] | 0.43883 | 0
LCP_Inputs_ON_Diverse_IEA_2023_05_05 | 2041 | Hydro | Generation | Electricity | WC | Dispatch-Generation | EmissionsCost | 0 | [6 empty] | 0.43883 | 0
LCP_Inputs_ON_Diverse_IEA_2023_05_05 | 2041 | Hydro | Generation | Electricity | WC | Dispatch-Generation | FuelCost | 0 | [6 empty] | 0.43883 | 0
LCP_Inputs_ON_Diverse_IEA_2023_05_05 | 2041 | Hydro | Generation | Electricity | WC | Dispatch-Generation | VOM | 0 | [6 empty] | 0.43883 | 0
LCP_Inputs_ON_Diverse_IEA_2023_05_05 | 2041 | Hydro Pumped Storage | Storage | Electricity | MI | Dispatch-Storage | EmissionsCost | 0 | [6 empty] | 0.43883 | 0
LCP_Inputs_ON_Diverse_IEA_2023_05_05 | 2041 | Hydro Pumped Storage | Storage | Electricity | MI | Dispatch-Storage | FuelCost | 0 | [6 empty] | 0.43883 | 0
LCP_Inputs_ON_Diverse_IEA_2023_05_05 | 2041 | Hydro Pumped Storage | Storage | Electricity | MI | Dispatch-Storage | VOM | 0 | [6 empty] | 0.43883 | 0
LCP_Inputs_ON_Diverse_IEA_2023_05_05 | 2041 | Hydro Pumped Storage | Storage | Electricity | NY | Dispatch-Storage | EmissionsCost | 0 | [6 empty] | 0.43883 | 0
LCP_Inputs_ON_Diverse_IEA_2023_05_05 | 2041 | Hydro Pumped Storage | Storage | Electricity | NY | Dispatch-Storage | FuelCost | 0 | [6 empty] | 0.43883 | 0
LCP_Inputs_ON_Diverse_IEA_2023_05_05 | 2041 | Hydro Pumped Storage | Storage | Electricity | NY | Dispatch-Storage | VOM | 0 | [6 empty] | 0.43883 | 0
LCP_Inputs_ON_Diverse_IEA_2023_05_05 | 2041 | Hydro Pumped Storage | Storage | Electricity | ON | Dispatch-Storage | EmissionsCost | 0 | [6 empty] | 0.43883 | 0
LCP_Inputs_ON_Diverse_IEA_2023_05_05 | 2041 | Hydro Pumped Storage | Storage | Electricity | ON | Dispatch-Storage | FuelCost | 0 | [6 empty] | 0.43883 | 0
LCP_Inputs_ON_Diverse_IEA_2023_05_05 | 2041 | Hydro Pumped Storage | Storage | Electricity | ON | Dispatch-Storage | VOM | 0 | [6 empty] | 0.43883 | 0
LCP_Inputs_ON_Diverse_IEA_2023_05_05 | 2041 | Hydro Pumped Storage | Storage | Electricity | PJ | Dispatch-Storage | EmissionsCost | 0 | [6 empty] | 0.43883 | 0
LCP_Inputs_ON_Diverse_IEA_2023_05_05 | 2041 | Hydro Pumped Storage | Storage | Electricity | PJ | Dispatch-Storage | FuelCost | 0 | [6 empty] | 0.43883 | 0
LCP_Inputs_ON_Diverse_IEA_2023_05_05 | 2041 | Hydro Pumped Storage | Storage | Electricity | PJ | Dispatch-Storage | VOM | 0 | [6 empty] | 0.43883 | 0
LCP_Inputs_ON_Diverse_IEA_2023_05_05 | 2041 | Hydro Pumped Storage | Storage | Electricity | QC | Dispatch-Storage | EmissionsCost | 0 | [6 empty] | 0.43883 | 0
LCP_Inputs_ON_Diverse_IEA_2023_05_05 | 2041 | Hydro Pumped Storage | Storage | Electricity | QC | Dispatch-Storage | FuelCost | 0 | [6 empty] | 0.43883 | 0
LCP_Inputs_ON_Diverse_IEA_2023_05_05 | 2041 | Hydro Pumped Storage | Storage | Electricity | QC | Dispatch-Storage | VOM | 0 | [6 empty] | 0.43883 | 0
LCP_Inputs_ON_Diverse_IEA_2023_05_05 | 2041 | Hydro Pumped Storage | Storage | Electricity | WC | Dispatch-Storage | EmissionsCost | 0 | [6 empty] | 0.43883 | 0
LCP_Inputs_ON_Diverse_IEA_2023_05_05 | 2041 | Hydro Pumped Storage | Storage | Electricity | WC | Dispatch-Storage | FuelCost | 0 | [6 empty] | 0.43883 | 0
LCP_Inputs_ON_Diverse_IEA_2023_05_05 | 2041 | Hydro Pumped Storage | Storage | Electricity | WC | Dispatch-Storage | VOM | 0 | [6 empty] | 0.43883 | 0
LCP_Inputs_ON_Diverse_IEA_2023_05_05 | 2041 | Nuclear | Generation | Electricity | MI | Dispatch-Generation | EmissionsCost | 0 | [6 empty] | 0.43883 | 0
LCP_Inputs_ON_Diverse_IEA_2023_05_05 | 2041 | Nuclear | Generation | Electricity | MI | Dispatch-Generation | FuelCost | 0 | [6 empty] | 0.43883 | 0
LCP_Inputs_ON_Diverse_IEA_2023_05_05 | 2041 | Nuclear | Generation | Electricity | MI | Dispatch-Generation | VOM | 2762866296.96 | [6 empty] | 0.43883 | 1212438569.2616
LCP_Inputs_ON_Diverse_IEA_2023_05_05 | 2041 | Nuclear | Generation | Electricity | NY | Dispatch-Generation | EmissionsCost | 0 | [6 empty] | 0.43883 | 0
LCP_Inputs_ON_Diverse_IEA_2023_05_05 | 2041 | Nuclear | Generation | Electricity | NY | Dispatch-Generation | FuelCost | 0 | [6 empty] | 0.43883 | 0
LCP_Inputs_ON_Diverse_IEA_2023_05_05 | 2041 | Nuclear | Generation | Electricity | NY | Dispatch-Generation | VOM | 2246155230.144 | [6 empty] | 0.43883 | 985688390.5572
LCP_Inputs_ON_Diverse_IEA_2023_05_05 | 2041 | Nuclear | Generation | Electricity | ON | Dispatch-Generation | EmissionsCost | 0 | [6 empty] | 0.43883 | 0
LCP_Inputs_ON_Diverse_IEA_2023_05_05 | 2041 | Nuclear | Generation | Electricity | ON | Dispatch-Generation | FuelCost | 0 | [6 empty] | 0.43883 | 0
LCP_Inputs_ON_Diverse_IEA_2023_05_05 | 2041 | Nuclear | Generation | Electricity | ON | Dispatch-Generation | VOM | 7830417006.0162 | [6 empty] | 0.43883 | 3436250100.8254
LCP_Inputs_ON_Diverse_IEA_2023_05_05 | 2041 | Nuclear | Generation | Electricity | PJ | Dispatch-Generation | EmissionsCost | 0 | [6 empty] | 0.43883 | 0
LCP_Inputs_ON_Diverse_IEA_2023_05_05 | 2041 | Nuclear | Generation | Electricity | PJ | Dispatch-Generation | FuelCost | 0 | [6 empty] | 0.43883 | 0
LCP_Inputs_ON_Diverse_IEA_2023_05_05 | 2041 | Nuclear | Generation | Electricity | PJ | Dispatch-Generation | VOM | 6401347648.6848 | [6 empty] | 0.43883 | 2809126447.0732
LCP_Inputs_ON_Diverse_IEA_2023_05_05 | 2041 | Nuclear | Generation | Electricity | QC | Dispatch-Generation | EmissionsCost | 0 | [6 empty] | 0.43883 | 0
LCP_Inputs_ON_Diverse_IEA_2023_05_05 | 2041 | Nuclear | Generation | Electricity | QC | Dispatch-Generation | FuelCost | 0 | [6 empty] | 0.43883 | 0
LCP_Inputs_ON_Diverse_IEA_2023_05_05 | 2041 | Nuclear | Generation | Electricity | QC | Dispatch-Generation | VOM | 0 | [6 empty] | 0.43883 | 0
LCP_Inputs_ON_Diverse_IEA_2023_05_05 | 2041 | Nuclear | Generation | Electricity | WC | Dispatch-Generation | EmissionsCost | 0 | [6 empty] | 0.43883 | 0
LCP_Inputs_ON_Diverse_IEA_2023_05_05 | 2041 | Nuclear | Generation | Electricity | WC | Dispatch-Generation | FuelCost | 0 | [6 empty] | 0.43883 | 0
LCP_Inputs_ON_Diverse_IEA_2023_05_05 | 2041 | Nuclear | Generation | Electricity | WC | Dispatch-Generation | VOM | 0 | [6 empty] | 0.43883 | 0
LCP_Inputs_ON_Diverse_IEA_2023_05_05 | 2041 | Nuclear SMR | Generation | Electricity | MI | Dispatch-Generation | EmissionsCost | 0 | [6 empty] | 0.43883 | 0
LCP_Inputs_ON_Diverse_IEA_2023_05_05 | 2041 | Nuclear SMR | Generation | Electricity | MI | Dispatch-Generation | FuelCost | 0 | [6 empty] | 0.43883 | 0
LCP_Inputs_ON_Diverse_IEA_2023_05_05 | 2041 | Nuclear SMR | Generation | Electricity | MI | Dispatch-Generation | VOM | 0 | [6 empty] | 0.43883 | 0
LCP_Inputs_ON_Diverse_IEA_2023_05_05 | 2041 | Nuclear SMR | Generation | Electricity | NY | Dispatch-Generation | EmissionsCost | 0 | [6 empty] | 0.43883 | 0
LCP_Inputs_ON_Diverse_IEA_2023_05_05 | 2041 | Nuclear SMR | Generation | Electricity | NY | Dispatch-Generation | FuelCost | 0 | [6 empty] | 0.43883 | 0
LCP_Inputs_ON_Diverse_IEA_2023_05_05 | 2041 | Nuclear SMR | Generation | Electricity | NY | Dispatch-Generation | VOM | 0 | [6 empty] | 0.43883 | 0
LCP_Inputs_ON_Diverse_IEA_2023_05_05 | 2041 | Nuclear SMR | Generation | Electricity | ON | Dispatch-Generation | EmissionsCost | 0 | [6 empty] | 0.43883 | 0
LCP_Inputs_ON_Diverse_IEA_2023_05_05 | 2041 | Nuclear SMR | Generation | Electricity | ON | Dispatch-Generation | FuelCost | 0 | [6 empty] | 0.43883 | 0
LCP_Inputs_ON_Diverse_IEA_2023_05_05 | 2041 | Nuclear SMR | Generation | Electricity | ON | Dispatch-Generation | VOM | 209767586.3233 | [6 empty] | 0.43883 | 92053065.5136
LCP_Inputs_ON_Diverse_IEA_2023_05_05 | 2041 | Nuclear SMR | Generation | Electricity | PJ | Dispatch-Generation | EmissionsCost | 0 | [6 empty] | 0.43883 | 0
LCP_Inputs_ON_Diverse_IEA_2023_05_05 | 2041 | Nuclear SMR | Generation | Electricity | PJ | Dispatch-Generation | FuelCost | 0 | [6 empty] | 0.43883 | 0
LCP_Inputs_ON_Diverse_IEA_2023_05_05 | 2041 | Nuclear SMR | Generation | Electricity | PJ | Dispatch-Generation | VOM | 0 | [6 empty] | 0.43883 | 0
LCP_Inputs_ON_Diverse_IEA_2023_05_05 | 2041 | Nuclear SMR | Generation | Electricity | QC | Dispatch-Generation | EmissionsCost | 0 | [6 empty] | 0.43883 | 0
LCP_Inputs_ON_Diverse_IEA_2023_05_05 | 2041 | Nuclear SMR | Generation | Electricity | QC | Dispatch-Generation | FuelCost | 0 | [6 empty] | 0.43883 | 0
LCP_Inputs_ON_Diverse_IEA_2023_05_05 | 2041 | Nuclear SMR | Generation | Electricity | QC | Dispatch-Generation | VOM | 0 | [6 empty] | 0.43883 | 0
LCP_Inputs_ON_Diverse_IEA_2023_05_05 | 2041 | Nuclear SMR | Generation | Electricity | WC | Dispatch-Generation | EmissionsCost | 0 | [6 empty] | 0.43883 | 0
LCP_Inputs_ON_Diverse_IEA_2023_05_05 | 2041 | Nuclear SMR | Generation | Electricity | WC | Dispatch-Generation | FuelCost | 0 | [6 empty] | 0.43883 | 0
LCP_Inputs_ON_Diverse_IEA_2023_05_05 | 2041 | Nuclear SMR | Generation | Electricity | WC | Dispatch-Generation | VOM | 0 | [6 empty] | 0.43883 | 0
LCP_Inputs_ON_Diverse_IEA_2023_05_05 | 2041 | O/CCGT - CH4 Existing | Crossload | Electricity | MI | Dispatch-Crossload | EmissionsCost | 0 | [6 empty] | 0.43883 | 0
LCP_Inputs_ON_Diverse_IEA_2023_05_05 | 2041 | O/CCGT - CH4 Existing | Crossload | Electricity | MI | Dispatch-Crossload | FuelCost | 0 | [6 empty] | 0.43883 | 0
LCP_Inputs_ON_Diverse_IEA_2023_05_05 | 2041 | O/CCGT - CH4 Existing | Crossload | Electricity | MI | Dispatch-Crossload | VOM | 0 | [6 empty] | 0.43883 | 0
LCP_Inputs_ON_Diverse_IEA_2023_05_05 | 2041 | O/CCGT - CH4 Existing | Crossload | Electricity | NY | Dispatch-Crossload | EmissionsCost | 0 | [6 empty] | 0.43883 | 0
LCP_Inputs_ON_Diverse_IEA_2023_05_05 | 2041 | O/CCGT - CH4 Existing | Crossload | Electricity | NY | Dispatch-Crossload | FuelCost | 0 | [6 empty] | 0.43883 | 0
LCP_Inputs_ON_Diverse_IEA_2023_05_05 | 2041 | O/CCGT - CH4 Existing | Crossload | Electricity | NY | Dispatch-Crossload | VOM | 0 | [6 empty] | 0.43883 | 0
LCP_Inputs_ON_Diverse_IEA_2023_05_05 | 2041 | O/CCGT - CH4 Existing | Crossload | Electricity | ON | Dispatch-Crossload | EmissionsCost | 3390434.5216 | [6 empty] | 0.43883 | 1487836.5939
LCP_Inputs_ON_Diverse_IEA_2023_05_05 | 2041 | O/CCGT - CH4 Existing | Crossload | Electricity | ON | Dispatch-Crossload | FuelCost | 0 | [6 empty] | 0.43883 | 0
LCP_Inputs_ON_Diverse_IEA_2023_05_05 | 2041 | O/CCGT - CH4 Existing | Crossload | Electricity | ON | Dispatch-Crossload | VOM | 205052.9936 | [6 empty] | 0.43883 | 89984.1438
LCP_Inputs_ON_Diverse_IEA_2023_05_05 | 2041 | O/CCGT - CH4 Existing | Crossload | Electricity | PJ | Dispatch-Crossload | EmissionsCost | 0 | [6 empty] | 0.43883 | 0
LCP_Inputs_ON_Diverse_IEA_2023_05_05 | 2041 | O/CCGT - CH4 Existing | Crossload | Electricity | PJ | Dispatch-Crossload | FuelCost | 0 | [6 empty] | 0.43883 | 0
LCP_Inputs_ON_Diverse_IEA_2023_05_05 | 2041 | O/CCGT - CH4 Existing | Crossload | Electricity | PJ | Dispatch-Crossload | VOM | 0 | [6 empty] | 0.43883 | 0
LCP_Inputs_ON_Diverse_IEA_2023_05_05 | 2041 | O/CCGT - CH4 Existing | Crossload | Electricity | QC | Dispatch-Crossload | EmissionsCost | 0 | [6 empty] | 0.43883 | 0
LCP_Inputs_ON_Diverse_IEA_2023_05_05 | 2041 | O/CCGT - CH4 Existing | Crossload | Electricity | QC | Dispatch-Crossload | FuelCost | 0 | [6 empty] | 0.43883 | 0
LCP_Inputs_ON_Diverse_IEA_2023_05_05 | 2041 | O/CCGT - CH4 Existing | Crossload | Electricity | QC | Dispatch-Crossload | VOM | 0 | [6 empty] | 0.43883 | 0
LCP_Inputs_ON_Diverse_IEA_2023_05_05 | 2041 | O/CCGT - CH4 Existing | Crossload | Electricity | WC | Dispatch-Crossload | EmissionsCost | 0 | [6 empty] | 0.43883 | 0
LCP_Inputs_ON_Diverse_IEA_2023_05_05 | 2041 | O/CCGT - CH4 Existing | Crossload | Electricity | WC | Dispatch-Crossload | FuelCost | 0 | [6 empty] | 0.43883 | 0
LCP_Inputs_ON_Diverse_IEA_2023_05_05 | 2041 | O/CCGT - CH4 Existing | Crossload | Electricity | WC | Dispatch-Crossload | VOM | 0 | [6 empty] | 0.43883 | 0
LCP_Inputs_ON_Diverse_IEA_2023_05_05 | 2041 | O/CCGT - CH4 New | Crossload | Electricity | MI | Dispatch-Crossload | EmissionsCost | 0 | [6 empty] | 0.43883 | 0
LCP_Inputs_ON_Diverse_IEA_2023_05_05 | 2041 | O/CCGT - CH4 New | Crossload | Electricity | MI | Dispatch-Crossload | FuelCost | 0 | [6 empty] | 0.43883 | 0
LCP_Inputs_ON_Diverse_IEA_2023_05_05 | 2041 | O/CCGT - CH4 New | Crossload | Electricity | MI | Dispatch-Crossload | VOM | 0 | [6 empty] | 0.43883 | 0
LCP_Inputs_ON_Diverse_IEA_2023_05_05 | 2041 | O/CCGT - CH4 New | Crossload | Electricity | NY | Dispatch-Crossload | EmissionsCost | 0 | [6 empty] | 0.43883 | 0
LCP_Inputs_ON_Diverse_IEA_2023_05_05 | 2041 | O/CCGT - CH4 New | Crossload | Electricity | NY | Dispatch-Crossload | FuelCost | 0 | [6 empty] | 0.43883 | 0
LCP_Inputs_ON_Diverse_IEA_2023_05_05 | 2041 | O/CCGT - CH4 New | Crossload | Electricity | NY | Dispatch-Crossload | VOM | 0 | [6 empty] | 0.43883 | 0
LCP_Inputs_ON_Diverse_IEA_2023_05_05 | 2041 | O/CCGT - CH4 New | Crossload | Electricity | ON | Dispatch-Crossload | EmissionsCost | 1511114.6946 | [6 empty] | 0.43883 | 663127.9046
LCP_Inputs_ON_Diverse_IEA_2023_05_05 | 2041 | O/CCGT - CH4 New | Crossload | Electricity | ON | Dispatch-Crossload | FuelCost | 0 | [6 empty] | 0.43883 | 0
LCP_Inputs_ON_Diverse_IEA_2023_05_05 | 2041 | O/CCGT - CH4 New | Crossload | Electricity | ON | Dispatch-Crossload | VOM | 91392 | [6 empty] | 0.43883 | 40105.8806
LCP_Inputs_ON_Diverse_IEA_2023_05_05 | 2041 | O/CCGT - CH4 New | Crossload | Electricity | PJ | Dispatch-Crossload | EmissionsCost | 0 | [6 empty] | 0.43883 | 0
LCP_Inputs_ON_Diverse_IEA_2023_05_05 | 2041 | O/CCGT - CH4 New | Crossload | Electricity | PJ | Dispatch-Crossload | FuelCost | 0 | [6 empty] | 0.43883 | 0
LCP_Inputs_ON_Diverse_IEA_2023_05_05 | 2041 | O/CCGT - CH4 New | Crossload | Electricity | PJ | Dispatch-Crossload | VOM | 0 | [6 empty] | 0.43883 | 0
LCP_Inputs_ON_Diverse_IEA_2023_05_05 | 2041 | O/CCGT - CH4 New | Crossload | Electricity | QC | Dispatch-Crossload | EmissionsCost | 0 | [6 empty] | 0.43883 | 0
LCP_Inputs_ON_Diverse_IEA_2023_05_05 | 2041 | O/CCGT - CH4 New | Crossload | Electricity | QC | Dispatch-Crossload | FuelCost | 0 | [6 empty] | 0.43883 | 0
LCP_Inputs_ON_Diverse_IEA_2023_05_05 | 2041 | O/CCGT - CH4 New | Crossload | Electricity | QC | Dispatch-Crossload | VOM | 0 | [6 empty] | 0.43883 | 0
LCP_Inputs_ON_Diverse_IEA_2023_05_05 | 2041 | O/CCGT - CH4 New | Crossload | Electricity | WC | Dispatch-Crossload | EmissionsCost | 0 | [6 empty] | 0.43883 | 0
LCP_Inputs_ON_Diverse_IEA_2023_05_05 | 2041 | O/CCGT - CH4 New | Crossload | Electricity | WC | Dispatch-Crossload | FuelCost | 0 | [6 empty] | 0.43883 | 0
LCP_Inputs_ON_Diverse_IEA_2023_05_05 | 2041 | O/CCGT - CH4 New | Crossload | Electricity | WC | Dispatch-Crossload | VOM | 0 | [6 empty] | 0.43883 | 0
LCP_Inputs_ON_Diverse_IEA_2023_05_05 | 2041 | O/CCGT - H2 New | Crossload | Electricity | MI | Dispatch-Crossload | EmissionsCost | 0 | [6 empty] | 0.43883 | 0
LCP_Inputs_ON_Diverse_IEA_2023_05_05 | 2041 | O/CCGT - H2 New | Crossload | Electricity | MI | Dispatch-Crossload | FuelCost | 0 | [6 empty] | 0.43883 | 0
LCP_Inputs_ON_Diverse_IEA_2023_05_05 | 2041 | O/CCGT - H2 New | Crossload | Electricity | MI | Dispatch-Crossload | VOM | 0 | [6 empty] | 0.43883 | 0
LCP_Inputs_ON_Diverse_IEA_2023_05_05 | 2041 | O/CCGT - H2 New | Crossload | Electricity | NY | Dispatch-Crossload | EmissionsCost | 0 | [6 empty] | 0.43883 | 0
LCP_Inputs_ON_Diverse_IEA_2023_05_05 | 2041 | O/CCGT - H2 New | Crossload | Electricity | NY | Dispatch-Crossload | FuelCost | 0 | [6 empty] | 0.43883 | 0
LCP_Inputs_ON_Diverse_IEA_2023_05_05 | 2041 | O/CCGT - H2 New | Crossload | Electricity | NY | Dispatch-Crossload | VOM | 0 | [6 empty] | 0.43883 | 0
LCP_Inputs_ON_Diverse_IEA_2023_05_05 | 2041 | O/CCGT - H2 New | Crossload | Electricity | ON | Dispatch-Crossload | EmissionsCost | 0 | [6 empty] | 0.43883 | 0
LCP_Inputs_ON_Diverse_IEA_2023_05_05 | 2041 | O/CCGT - H2 New | Crossload | Electricity | ON | Dispatch-Crossload | FuelCost | 0 | [6 empty] | 0.43883 | 0
LCP_Inputs_ON_Diverse_IEA_2023_05_05 | 2041 | O/CCGT - H2 New | Crossload | Electricity | ON | Dispatch-Crossload | VOM | 233172.4932 | [6 empty] | 0.43883 | 102323.9251
LCP_Inputs_ON_Diverse_IEA_2023_05_05 | 2041 | O/CCGT - H2 New | Crossload | Electricity | PJ | Dispatch-Crossload | EmissionsCost | 0 | [6 empty] | 0.43883 | 0
LCP_Inputs_ON_Diverse_IEA_2023_05_05 | 2041 | O/CCGT - H2 New | Crossload | Electricity | PJ | Dispatch-Crossload | FuelCost | 0 | [6 empty] | 0.43883 | 0
LCP_Inputs_ON_Diverse_IEA_2023_05_05 | 2041 | O/CCGT - H2 New | Crossload | Electricity | PJ | Dispatch-Crossload | VOM | 0 | [6 empty] | 0.43883 | 0
LCP_Inputs_ON_Diverse_IEA_2023_05_05 | 2041 | O/CCGT - H2 New | Crossload | Electricity | QC | Dispatch-Crossload | EmissionsCost | 0 | [6 empty] | 0.43883 | 0
LCP_Inputs_ON_Diverse_IEA_2023_05_05 | 2041 | O/CCGT - H2 New | Crossload | Electricity | QC | Dispatch-Crossload | FuelCost | 0 | [6 empty] | 0.43883 | 0
LCP_Inputs_ON_Diverse_IEA_2023_05_05 | 2041 | O/CCGT - H2 New | Crossload | Electricity | QC | Dispatch-Crossload | VOM | 0 | [6 empty] | 0.43883 | 0
LCP_Inputs_ON_Diverse_IEA_2023_05_05 | 2041 | O/CCGT - H2 New | Crossload | Electricity | WC | Dispatch-Crossload | EmissionsCost | 0 | [6 empty] | 0.43883 | 0
LCP_Inputs_ON_Diverse_IEA_2023_05_05 | 2041 | O/CCGT - H2 New | Crossload | Electricity | WC | Dispatch-Crossload | FuelCost | 0 | [6 empty] | 0.43883 | 0
LCP_Inputs_ON_Diverse_IEA_2023_05_05 | 2041 | O/CCGT - H2 New | Crossload | Electricity | WC | Dispatch-Crossload | VOM | 0 | [6 empty] | 0.43883 | 0
LCP_Inputs_ON_Diverse_IEA_2023_05_05 | 2041 | SMR CCS | Generation | Hydrogen | MI | Dispatch-Generation | EmissionsCost | 0 | [6 empty] | 0.43883 | 0
LCP_Inputs_ON_Diverse_IEA_2023_05_05 | 2041 | SMR CCS | Generation | Hydrogen | MI | Dispatch-Generation | FuelCost | 0 | [6 empty] | 0.43883 | 0
LCP_Inputs_ON_Diverse_IEA_2023_05_05 | 2041 | SMR CCS | Generation | Hydrogen | MI | Dispatch-Generation | VOM | 0 | [6 empty] | 0.43883 | 0
LCP_Inputs_ON_Diverse_IEA_2023_05_05 | 2041 | SMR CCS | Generation | Hydrogen | NY | Dispatch-Generation | EmissionsCost | 0 | [6 empty] | 0.43883 | 0
LCP_Inputs_ON_Diverse_IEA_2023_05_05 | 2041 | SMR CCS | Generation | Hydrogen | NY | Dispatch-Generation | FuelCost | 0 | [6 empty] | 0.43883 | 0
LCP_Inputs_ON_Diverse_IEA_2023_05_05 | 2041 | SMR CCS | Generation | Hydrogen | NY | Dispatch-Generation | VOM | 0 | [6 empty] | 0.43883 | 0
LCP_Inputs_ON_Diverse_IEA_2023_05_05 | 2041 | SMR CCS | Generation | Hydrogen | ON | Dispatch-Generation | EmissionsCost | 416891500.3462 | [6 empty] | 0.43883 | 182945998.7887
LCP_Inputs_ON_Diverse_IEA_2023_05_05 | 2041 | SMR CCS | Generation | Hydrogen | ON | Dispatch-Generation | FuelCost | 760044709.295 | [6 empty] | 0.43883 | 333533157.5496
LCP_Inputs_ON_Diverse_IEA_2023_05_05 | 2041 | SMR CCS | Generation | Hydrogen | ON | Dispatch-Generation | VOM | 0 | [6 empty] | 0.43883 | 0
LCP_Inputs_ON_Diverse_IEA_2023_05_05 | 2041 | SMR CCS | Generation | Hydrogen | PJ | Dispatch-Generation | EmissionsCost | 0 | [6 empty] | 0.43883 | 0
LCP_Inputs_ON_Diverse_IEA_2023_05_05 | 2041 | SMR CCS | Generation | Hydrogen | PJ | Dispatch-Generation | FuelCost | 0 | [6 empty] | 0.43883 | 0
LCP_Inputs_ON_Diverse_IEA_2023_05_05 | 2041 | SMR CCS | Generation | Hydrogen | PJ | Dispatch-Generation | VOM | 0 | [6 empty] | 0.43883 | 0
LCP_Inputs_ON_Diverse_IEA_2023_05_05 | 2041 | SMR CCS | Generation | Hydrogen | QC | Dispatch-Generation | EmissionsCost | 0 | [6 empty] | 0.43883 | 0
LCP_Inputs_ON_Diverse_IEA_2023_05_05 | 2041 | SMR CCS | Generation | Hydrogen | QC | Dispatch-Generation | FuelCost | 0 | [6 empty] | 0.43883 | 0
LCP_Inputs_ON_Diverse_IEA_2023_05_05 | 2041 | SMR CCS | Generation | Hydrogen | QC | Dispatch-Generation | VOM | 0 | [6 empty] | 0.43883 | 0
LCP_Inputs_ON_Diverse_IEA_2023_05_05 | 2041 | SMR CCS | Generation | Hydrogen | WC | Dispatch-Generation | EmissionsCost | 0 | [6 empty] | 0.43883 | 0
LCP_Inputs_ON_Diverse_IEA_2023_05_05 | 2041 | SMR CCS | Generation | Hydrogen | WC | Dispatch-Generation | FuelCost | 0 | [6 empty] | 0.43883 | 0
LCP_Inputs_ON_Diverse_IEA_2023_05_05 | 2041 | SMR CCS | Generation | Hydrogen | WC | Dispatch-Generation | VOM | 0 | [6 empty] | 0.43883 | 0
LCP_Inputs_ON_Diverse_IEA_2023_05_05 | 2041 | Solar PV | Generation | Electricity | MI | Dispatch-Generation | EmissionsCost | 0 | [6 empty] | 0.43883 | 0
LCP_Inputs_ON_Diverse_IEA_2023_05_05 | 2041 | Solar PV | Generation | Electricity | MI | Dispatch-Generation | FuelCost | 0 | [6 empty] | 0.43883 | 0
LCP_Inputs_ON_Diverse_IEA_2023_05_05 | 2041 | Solar PV | Generation | Electricity | MI | Dispatch-Generation | VOM | 0 | [6 empty] | 0.43883 | 0
LCP_Inputs_ON_Diverse_IEA_2023_05_05 | 2041 | Solar PV | Generation | Electricity | NY | Dispatch-Generation | EmissionsCost | 0 | [6 empty] | 0.43883 | 0
LCP_Inputs_ON_Diverse_IEA_2023_05_05 | 2041 | Solar PV | Generation | Electricity | NY | Dispatch-Generation | FuelCost | 0 | [6 empty] | 0.43883 | 0
LCP_Inputs_ON_Diverse_IEA_2023_05_05 | 2041 | Solar PV | Generation | Electricity | NY | Dispatch-Generation | VOM | 0 | [6 empty] | 0.43883 | 0
LCP_Inputs_ON_Diverse_IEA_2023_05_05 | 2041 | Solar PV | Generation | Electricity | ON | Dispatch-Generation | EmissionsCost | 0 | [6 empty] | 0.43883 | 0
LCP_Inputs_ON_Diverse_IEA_2023_05_05 | 2041 | Solar PV | Generation | Electricity | ON | Dispatch-Generation | FuelCost | 0 | [6 empty] | 0.43883 | 0
LCP_Inputs_ON_Diverse_IEA_2023_05_05 | 2041 | Solar PV | Generation | Electricity | ON | Dispatch-Generation | VOM | 0 | [6 empty] | 0.43883 | 0
LCP_Inputs_ON_Diverse_IEA_2023_05_05 | 2041 | Solar PV | Generation | Electricity | PJ | Dispatch-Generation | EmissionsCost | 0 | [6 empty] | 0.43883 | 0
LCP_Inputs_ON_Diverse_IEA_2023_05_05 | 2041 | Solar PV | Generation | Electricity | PJ | Dispatch-Generation | FuelCost | 0 | [6 empty] | 0.43883 | 0
LCP_Inputs_ON_Diverse_IEA_2023_05_05 | 2041 | Solar PV | Generation | Electricity | PJ | Dispatch-Generation | VOM | 0 | [6 empty] | 0.43883 | 0
LCP_Inputs_ON_Diverse_IEA_2023_05_05 | 2041 | Solar PV | Generation | Electricity | QC | Dispatch-Generation | EmissionsCost | 0 | [6 empty] | 0.43883 | 0
LCP_Inputs_ON_Diverse_IEA_2023_05_05 | 2041 | Solar PV | Generation | Electricity | QC | Dispatch-Generation | FuelCost | 0 | [6 empty] | 0.43883 | 0
LCP_Inputs_ON_Diverse_IEA_2023_05_05 | 2041 | Solar PV | Generation | Electricity | QC | Dispatch-Generation | VOM | 0 | [6 empty] | 0.43883 | 0
LCP_Inputs_ON_Diverse_IEA_2023_05_05 | 2041 | Solar PV | Generation | Electricity | WC | Dispatch-Generation | EmissionsCost | 0 | [6 empty] | 0.43883 | 0
LCP_Inputs_ON_Diverse_IEA_2023_05_05 | 2041 | Solar PV | Generation | Electricity | WC | Dispatch-Generation | FuelCost | 0 | [6 empty] | 0.43883 | 0
LCP_Inputs_ON_Diverse_IEA_2023_05_05 | 2041 | Solar PV | Generation | Electricity | WC | Dispatch-Generation | VOM | 0 | [6 empty] | 0.43883 | 0
LCP_Inputs_ON_Diverse_IEA_2023_05_05 | 2041 | Wind Offshore | Generation | Electricity | MI | Dispatch-Generation | EmissionsCost | 0 | [6 empty] | 0.43883 | 0
LCP_Inputs_ON_Diverse_IEA_2023_05_05 | 2041 | Wind Offshore | Generation | Electricity | MI | Dispatch-Generation | FuelCost | 0 | [6 empty] | 0.43883 | 0
LCP_Inputs_ON_Diverse_IEA_2023_05_05 | 2041 | Wind Offshore | Generation | Electricity | MI | Dispatch-Generation | VOM | 0 | [6 empty] | 0.43883 | 0
LCP_Inputs_ON_Diverse_IEA_2023_05_05 | 2041 | Wind Offshore | Generation | Electricity | NY | Dispatch-Generation | EmissionsCost | 0 | [6 empty] | 0.43883 | 0
LCP_Inputs_ON_Diverse_IEA_2023_05_05 | 2041 | Wind Offshore | Generation | Electricity | NY | Dispatch-Generation | FuelCost | 0 | [6 empty] | 0.43883 | 0
LCP_Inputs_ON_Diverse_IEA_2023_05_05 | 2041 | Wind Offshore | Generation | Electricity | NY | Dispatch-Generation | VOM | 0 | [6 empty] | 0.43883 | 0
LCP_Inputs_ON_Diverse_IEA_2023_05_05 | 2041 | Wind Offshore | Generation | Electricity | ON | Dispatch-Generation | EmissionsCost | 0 | [6 empty] | 0.43883 | 0
LCP_Inputs_ON_Diverse_IEA_2023_05_05 | 2041 | Wind Offshore | Generation | Electricity | ON | Dispatch-Generation | FuelCost | 0 | [6 empty] | 0.43883 | 0
LCP_Inputs_ON_Diverse_IEA_2023_05_05 | 2041 | Wind Offshore | Generation | Electricity | ON | Dispatch-Generation | VOM | 0 | [6 empty] | 0.43883 | 0
LCP_Inputs_ON_Diverse_IEA_2023_05_05 | 2041 | Wind Offshore | Generation | Electricity | PJ | Dispatch-Generation | EmissionsCost | 0 | [6 empty] | 0.43883 | 0
LCP_Inputs_ON_Diverse_IEA_2023_05_05 | 2041 | Wind Offshore | Generation | Electricity | PJ | Dispatch-Generation | FuelCost | 0 | [6 empty] | 0.43883 | 0
LCP_Inputs_ON_Diverse_IEA_2023_05_05 | 2041 | Wind Offshore | Generation | Electricity | PJ | Dispatch-Generation | VOM | 0 | [6 empty] | 0.43883 | 0
LCP_Inputs_ON_Diverse_IEA_2023_05_05 | 2041 | Wind Offshore | Generation | Electricity | QC | Dispatch-Generation | EmissionsCost | 0 | [6 empty] | 0.43883 | 0
LCP_Inputs_ON_Diverse_IEA_2023_05_05 | 2041 | Wind Offshore | Generation | Electricity | QC | Dispatch-Generation | FuelCost | 0 | [6 empty] | 0.43883 | 0
LCP_Inputs_ON_Diverse_IEA_2023_05_05 | 2041 | Wind Offshore | Generation | Electricity | QC | Dispatch-Generation | VOM | 0 | [6 empty] | 0.43883 | 0
LCP_Inputs_ON_Diverse_IEA_2023_05_05 | 2041 | Wind Offshore | Generation | Electricity | WC | Dispatch-Generation | EmissionsCost | 0 | [6 empty] | 0.43883 | 0
LCP_Inputs_ON_Diverse_IEA_2023_05_05 | 2041 | Wind Offshore | Generation | Electricity | WC | Dispatch-Generation | FuelCost | 0 | [6 empty] | 0.43883 | 0
LCP_Inputs_ON_Diverse_IEA_2023_05_05 | 2041 | Wind Offshore | Generation | Electricity | WC | Dispatch-Generation | VOM | 0 | [6 empty] | 0.43883 | 0
LCP_Inputs_ON_Diverse_IEA_2023_05_05 | 2041 | Wind Onshore | Generation | Electricity | MI | Dispatch-Generation | EmissionsCost | 0 | [6 empty] | 0.43883 | 0
LCP_Inputs_ON_Diverse_IEA_2023_05_05 | 2041 | Wind Onshore | Generation | Electricity | MI | Dispatch-Generation | FuelCost | 0 | [6 empty] | 0.43883 | 0
LCP_Inputs_ON_Diverse_IEA_2023_05_05 | 2041 | Wind Onshore | Generation | Electricity | MI | Dispatch-Generation | VOM | 0 | [6 empty] | 0.43883 | 0
LCP_Inputs_ON_Diverse_IEA_2023_05_05 | 2041 | Wind Onshore | Generation | Electricity | NY | Dispatch-Generation | EmissionsCost | 0 | [6 empty] | 0.43883 | 0
LCP_Inputs_ON_Diverse_IEA_2023_05_05 | 2041 | Wind Onshore | Generation | Electricity | NY | Dispatch-Generation | FuelCost | 0 | [6 empty] | 0.43883 | 0
LCP_Inputs_ON_Diverse_IEA_2023_05_05 | 2041 | Wind Onshore | Generation | Electricity | NY | Dispatch-Generation | VOM | 0 | [6 empty] | 0.43883 | 0
LCP_Inputs_ON_Diverse_IEA_2023_05_05 | 2041 | Wind Onshore | Generation | Electricity | ON | Dispatch-Generation | EmissionsCost | 0 | [6 empty] | 0.43883 | 0
LCP_Inputs_ON_Diverse_IEA_2023_05_05 | 2041 | Wind Onshore | Generation | Electricity | ON | Dispatch-Generation | FuelCost | 0 | [6 empty] | 0.43883 | 0
LCP_Inputs_ON_Diverse_IEA_2023_05_05 | 2041 | Wind Onshore | Generation | Electricity | ON | Dispatch-Generation | VOM | 0 | [6 empty] | 0.43883 | 0
LCP_Inputs_ON_Diverse_IEA_2023_05_05 | 2041 | Wind Onshore | Generation | Electricity | PJ | Dispatch-Generation | EmissionsCost | 0 | [6 empty] | 0.43883 | 0
LCP_Inputs_ON_Diverse_IEA_2023_05_05 | 2041 | Wind Onshore | Generation | Electricity | PJ | Dispatch-Generation | FuelCost | 0 | [6 empty] | 0.43883 | 0
LCP_Inputs_ON_Diverse_IEA_2023_05_05 | 2041 | Wind Onshore | Generation | Electricity | PJ | Dispatch-Generation | VOM | 0 | [6 empty] | 0.43883 | 0
LCP_Inputs_ON_Diverse_IEA_2023_05_05 | 2041 | Wind Onshore | Generation | Electricity | QC | Dispatch-Generation | EmissionsCost | 0 | [6 empty] | 0.43883 | 0
LCP_Inputs_ON_Diverse_IEA_2023_05_05 | 2041 | Wind Onshore | Generation | Electricity | QC | Dispatch-Generation | FuelCost | 0 | [6 empty] | 0.43883 | 0
LCP_Inputs_ON_Diverse_IEA_2023_05_05 | 2041 | Wind Onshore | Generation | Electricity | QC | Dispatch-Generation | VOM | 0 | [6 empty] | 0.43883 | 0
LCP_Inputs_ON_Diverse_IEA_2023_05_05 | 2041 | Wind Onshore | Generation | Electricity | WC | Dispatch-Generation | EmissionsCost | 0 | [6 empty] | 0.43883 | 0
LCP_Inputs_ON_Diverse_IEA_2023_05_05 | 2041 | Wind Onshore | Generation | Electricity | WC | Dispatch-Generation | FuelCost | 0 | [6 empty] | 0.43883 | 0
LCP_Inputs_ON_Diverse_IEA_2023_05_05 | 2041 | Wind Onshore | Generation | Electricity | WC | Dispatch-Generation | VOM | 0 | [6 empty] | 0.43883 | 0
LCP_Inputs_ON_Diverse_IEA_2023_05_05 | 2042 | Anaerobic Digestion | Generation | Methane | MI | Dispatch-Generation | EmissionsCost | 0 | [6 empty] | 0.42196 | 0
LCP_Inputs_ON_Diverse_IEA_2023_05_05 | 2042 | Anaerobic Digestion | Generation | Methane | MI | Dispatch-Generation | FuelCost | 0 | [6 empty] | 0.42196 | 0
LCP_Inputs_ON_Diverse_IEA_2023_05_05 | 2042 | Anaerobic Digestion | Generation | Methane | MI | Dispatch-Generation | VOM | 0 | [6 empty] | 0.42196 | 0
LCP_Inputs_ON_Diverse_IEA_2023_05_05 | 2042 | Anaerobic Digestion | Generation | Methane | NY | Dispatch-Generation | EmissionsCost | 0 | [6 empty] | 0.42196 | 0
LCP_Inputs_ON_Diverse_IEA_2023_05_05 | 2042 | Anaerobic Digestion | Generation | Methane | NY | Dispatch-Generation | FuelCost | 0 | [6 empty] | 0.42196 | 0
LCP_Inputs_ON_Diverse_IEA_2023_05_05 | 2042 | Anaerobic Digestion | Generation | Methane | NY | Dispatch-Generation | VOM | 0 | [6 empty] | 0.42196 | 0
LCP_Inputs_ON_Diverse_IEA_2023_05_05 | 2042 | Anaerobic Digestion | Generation | Methane | ON | Dispatch-Generation | EmissionsCost | 3867281.1607 | [6 empty] | 0.42196 | 1631820.1174
LCP_Inputs_ON_Diverse_IEA_2023_05_05 | 2042 | Anaerobic Digestion | Generation | Methane | ON | Dispatch-Generation | FuelCost | 0 | [6 empty] | 0.42196 | 0
LCP_Inputs_ON_Diverse_IEA_2023_05_05 | 2042 | Anaerobic Digestion | Generation | Methane | ON | Dispatch-Generation | VOM | 1742440000 | [6 empty] | 0.42196 | 735231943.9155
LCP_Inputs_ON_Diverse_IEA_2023_05_05 | 2042 | Anaerobic Digestion | Generation | Methane | PJ | Dispatch-Generation | EmissionsCost | 0 | [6 empty] | 0.42196 | 0
LCP_Inputs_ON_Diverse_IEA_2023_05_05 | 2042 | Anaerobic Digestion | Generation | Methane | PJ | Dispatch-Generation | FuelCost | 0 | [6 empty] | 0.42196 | 0
LCP_Inputs_ON_Diverse_IEA_2023_05_05 | 2042 | Anaerobic Digestion | Generation | Methane | PJ | Dispatch-Generation | VOM | 0 | [6 empty] | 0.42196 | 0
LCP_Inputs_ON_Diverse_IEA_2023_05_05 | 2042 | Anaerobic Digestion | Generation | Methane | QC | Dispatch-Generation | EmissionsCost | 0 | [6 empty] | 0.42196 | 0
LCP_Inputs_ON_Diverse_IEA_2023_05_05 | 2042 | Anaerobic Digestion | Generation | Methane | QC | Dispatch-Generation | FuelCost | 0 | [6 empty] | 0.42196 | 0
LCP_Inputs_ON_Diverse_IEA_2023_05_05 | 2042 | Anaerobic Digestion | Generation | Methane | QC | Dispatch-Generation | VOM | 0 | [6 empty] | 0.42196 | 0
LCP_Inputs_ON_Diverse_IEA_2023_05_05 | 2042 | Anaerobic Digestion | Generation | Methane | WC | Dispatch-Generation | EmissionsCost | 0 | [6 empty] | 0.42196 | 0
LCP_Inputs_ON_Diverse_IEA_2023_05_05 | 2042 | Anaerobic Digestion | Generation | Methane | WC | Dispatch-Generation | FuelCost | 0 | [6 empty] | 0.42196 | 0
LCP_Inputs_ON_Diverse_IEA_2023_05_05 | 2042 | Anaerobic Digestion | Generation | Methane | WC | Dispatch-Generation | VOM | 0 | [6 empty] | 0.42196 | 0
LCP_Inputs_ON_Diverse_IEA_2023_05_05 | 2042 | Battery Storage | Storage | Electricity | MI | Dispatch-Storage | EmissionsCost | 0 | [6 empty] | 0.42196 | 0
LCP_Inputs_ON_Diverse_IEA_2023_05_05 | 2042 | Battery Storage | Storage | Electricity | MI | Dispatch-Storage | FuelCost | 0 | [6 empty] | 0.42196 | 0
LCP_Inputs_ON_Diverse_IEA_2023_05_05 | 2042 | Battery Storage | Storage | Electricity | MI | Dispatch-Storage | VOM | 0 | [6 empty] | 0.42196 | 0
LCP_Inputs_ON_Diverse_IEA_2023_05_05 | 2042 | Battery Storage | Storage | Electricity | NY | Dispatch-Storage | EmissionsCost | 0 | [6 empty] | 0.42196 | 0
LCP_Inputs_ON_Diverse_IEA_2023_05_05 | 2042 | Battery Storage | Storage | Electricity | NY | Dispatch-Storage | FuelCost | 0 | [6 empty] | 0.42196 | 0
LCP_Inputs_ON_Diverse_IEA_2023_05_05 | 2042 | Battery Storage | Storage | Electricity | NY | Dispatch-Storage | VOM | 0 | [6 empty] | 0.42196 | 0
LCP_Inputs_ON_Diverse_IEA_2023_05_05 | 2042 | Battery Storage | Storage | Electricity | ON | Dispatch-Storage | EmissionsCost | 0 | [6 empty] | 0.42196 | 0
LCP_Inputs_ON_Diverse_IEA_2023_05_05 | 2042 | Battery Storage | Storage | Electricity | ON | Dispatch-Storage | FuelCost | 0 | [6 empty] | 0.42196 | 0
LCP_Inputs_ON_Diverse_IEA_2023_05_05 | 2042 | Battery Storage | Storage | Electricity | ON | Dispatch-Storage | VOM | 0 | [6 empty] | 0.42196 | 0
LCP_Inputs_ON_Diverse_IEA_2023_05_05 | 2042 | Battery Storage | Storage | Electricity | PJ | Dispatch-Storage | EmissionsCost | 0 | [6 empty] | 0.42196 | 0
LCP_Inputs_ON_Diverse_IEA_2023_05_05 | 2042 | Battery Storage | Storage | Electricity | PJ | Dispatch-Storage | FuelCost | 0 | [6 empty] | 0.42196 | 0
LCP_Inputs_ON_Diverse_IEA_2023_05_05 | 2042 | Battery Storage | Storage | Electricity | PJ | Dispatch-Storage | VOM | 0 | [6 empty] | 0.42196 | 0
LCP_Inputs_ON_Diverse_IEA_2023_05_05 | 2042 | Battery Storage | Storage | Electricity | QC | Dispatch-Storage | EmissionsCost | 0 | [6 empty] | 0.42196 | 0
LCP_Inputs_ON_Diverse_IEA_2023_05_05 | 2042 | Battery Storage | Storage | Electricity | QC | Dispatch-Storage | FuelCost | 0 | [6 empty] | 0.42196 | 0
LCP_Inputs_ON_Diverse_IEA_2023_05_05 | 2042 | Battery Storage | Storage | Electricity | QC | Dispatch-Storage | VOM | 0 | [6 empty] | 0.42196 | 0
LCP_Inputs_ON_Diverse_IEA_2023_05_05 | 2042 | Battery Storage | Storage | Electricity | WC | Dispatch-Storage | EmissionsCost | 0 | [6 empty] | 0.42196 | 0
LCP_Inputs_ON_Diverse_IEA_2023_05_05 | 2042 | Battery Storage | Storage | Electricity | WC | Dispatch-Storage | FuelCost | 0 | [6 empty] | 0.42196 | 0
LCP_Inputs_ON_Diverse_IEA_2023_05_05 | 2042 | Battery Storage | Storage | Electricity | WC | Dispatch-Storage | VOM | 0 | [6 empty] | 0.42196 | 0
LCP_Inputs_ON_Diverse_IEA_2023_05_05 | 2042 | Biomass | Generation | Electricity | MI | Dispatch-Generation | EmissionsCost | 0 | [6 empty] | 0.42196 | 0
LCP_Inputs_ON_Diverse_IEA_2023_05_05 | 2042 | Biomass | Generation | Electricity | MI | Dispatch-Generation | FuelCost | 0 | [6 empty] | 0.42196 | 0
LCP_Inputs_ON_Diverse_IEA_2023_05_05 | 2042 | Biomass | Generation | Electricity | MI | Dispatch-Generation | VOM | 0 | [6 empty] | 0.42196 | 0
LCP_Inputs_ON_Diverse_IEA_2023_05_05 | 2042 | Biomass | Generation | Electricity | NY | Dispatch-Generation | EmissionsCost | 0 | [6 empty] | 0.42196 | 0
LCP_Inputs_ON_Diverse_IEA_2023_05_05 | 2042 | Biomass | Generation | Electricity | NY | Dispatch-Generation | FuelCost | 0 | [6 empty] | 0.42196 | 0
LCP_Inputs_ON_Diverse_IEA_2023_05_05 | 2042 | Biomass | Generation | Electricity | NY | Dispatch-Generation | VOM | 0 | [6 empty] | 0.42196 | 0
LCP_Inputs_ON_Diverse_IEA_2023_05_05 | 2042 | Biomass | Generation | Electricity | ON | Dispatch-Generation | EmissionsCost | 0 | [6 empty] | 0.42196 | 0
LCP_Inputs_ON_Diverse_IEA_2023_05_05 | 2042 | Biomass | Generation | Electricity | ON | Dispatch-Generation | FuelCost | 2449112.7273 | [6 empty] | 0.42196 | 1033416.3078
LCP_Inputs_ON_Diverse_IEA_2023_05_05 | 2042 | Biomass | Generation | Electricity | ON | Dispatch-Generation | VOM | 31430.28 | [6 empty] | 0.42196 | 13262.1759
LCP_Inputs_ON_Diverse_IEA_2023_05_05 | 2042 | Biomass | Generation | Electricity | PJ | Dispatch-Generation | EmissionsCost | 0 | [6 empty] | 0.42196 | 0
LCP_Inputs_ON_Diverse_IEA_2023_05_05 | 2042 | Biomass | Generation | Electricity | PJ | Dispatch-Generation | FuelCost | 0 | [6 empty] | 0.42196 | 0
LCP_Inputs_ON_Diverse_IEA_2023_05_05 | 2042 | Biomass | Generation | Electricity | PJ | Dispatch-Generation | VOM | 0 | [6 empty] | 0.42196 | 0
LCP_Inputs_ON_Diverse_IEA_2023_05_05 | 2042 | Biomass | Generation | Electricity | QC | Dispatch-Generation | EmissionsCost | 0 | [6 empty] | 0.42196 | 0
LCP_Inputs_ON_Diverse_IEA_2023_05_05 | 2042 | Biomass | Generation | Electricity | QC | Dispatch-Generation | FuelCost | 128334.5455 | [6 empty] | 0.42196 | 54151.4527
LCP_Inputs_ON_Diverse_IEA_2023_05_05 | 2042 | Biomass | Generation | Electricity | QC | Dispatch-Generation | VOM | 1646.96 | [6 empty] | 0.42196 | 694.9436
LCP_Inputs_ON_Diverse_IEA_2023_05_05 | 2042 | Biomass | Generation | Electricity | WC | Dispatch-Generation | EmissionsCost | 0 | [6 empty] | 0.42196 | 0
LCP_Inputs_ON_Diverse_IEA_2023_05_05 | 2042 | Biomass | Generation | Electricity | WC | Dispatch-Generation | FuelCost | 0 | [6 empty] | 0.42196 | 0
LCP_Inputs_ON_Diverse_IEA_2023_05_05 | 2042 | Biomass | Generation | Electricity | WC | Dispatch-Generation | VOM | 0 | [6 empty] | 0.42196 | 0
LCP_Inputs_ON_Diverse_IEA_2023_05_05 | 2042 | Biomass + CCS | Generation | Electricity | MI | Dispatch-Generation | EmissionsCost | 0 | [6 empty] | 0.42196 | 0
LCP_Inputs_ON_Diverse_IEA_2023_05_05 | 2042 | Biomass + CCS | Generation | Electricity | MI | Dispatch-Generation | FuelCost | 0 | [6 empty] | 0.42196 | 0
LCP_Inputs_ON_Diverse_IEA_2023_05_05 | 2042 | Biomass + CCS | Generation | Electricity | MI | Dispatch-Generation | VOM | 0 | [6 empty] | 0.42196 | 0
LCP_Inputs_ON_Diverse_IEA_2023_05_05 | 2042 | Biomass + CCS | Generation | Electricity | NY | Dispatch-Generation | EmissionsCost | 0 | [6 empty] | 0.42196 | 0
LCP_Inputs_ON_Diverse_IEA_2023_05_05 | 2042 | Biomass + CCS | Generation | Electricity | NY | Dispatch-Generation | FuelCost | 0 | [6 empty] | 0.42196 | 0
LCP_Inputs_ON_Diverse_IEA_2023_05_05 | 2042 | Biomass + CCS | Generation | Electricity | NY | Dispatch-Generation | VOM | 0 | [6 empty] | 0.42196 | 0
LCP_Inputs_ON_Diverse_IEA_2023_05_05 | 2042 | Biomass + CCS | Generation | Electricity | ON | Dispatch-Generation | EmissionsCost | 0 | [6 empty] | 0.42196 | 0
LCP_Inputs_ON_Diverse_IEA_2023_05_05 | 2042 | Biomass + CCS | Generation | Electricity | ON | Dispatch-Generation | FuelCost | 0 | [6 empty] | 0.42196 | 0
LCP_Inputs_ON_Diverse_IEA_2023_05_05 | 2042 | Biomass + CCS | Generation | Electricity | ON | Dispatch-Generation | VOM | 0 | [6 empty] | 0.42196 | 0
LCP_Inputs_ON_Diverse_IEA_2023_05_05 | 2042 | Biomass + CCS | Generation | Electricity | PJ | Dispatch-Generation | EmissionsCost | 0 | [6 empty] | 0.42196 | 0
LCP_Inputs_ON_Diverse_IEA_2023_05_05 | 2042 | Biomass + CCS | Generation | Electricity | PJ | Dispatch-Generation | FuelCost | 0 | [6 empty] | 0.42196 | 0
LCP_Inputs_ON_Diverse_IEA_2023_05_05 | 2042 | Biomass + CCS | Generation | Electricity | PJ | Dispatch-Generation | VOM | 0 | [6 empty] | 0.42196 | 0
LCP_Inputs_ON_Diverse_IEA_2023_05_05 | 2042 | Biomass + CCS | Generation | Electricity | QC | Dispatch-Generation | EmissionsCost | 0 | [6 empty] | 0.42196 | 0
LCP_Inputs_ON_Diverse_IEA_2023_05_05 | 2042 | Biomass + CCS | Generation | Electricity | QC | Dispatch-Generation | FuelCost | 0 | [6 empty] | 0.42196 | 0
LCP_Inputs_ON_Diverse_IEA_2023_05_05 | 2042 | Biomass + CCS | Generation | Electricity | QC | Dispatch-Generation | VOM | 0 | [6 empty] | 0.42196 | 0
LCP_Inputs_ON_Diverse_IEA_2023_05_05 | 2042 | Biomass + CCS | Generation | Electricity | WC | Dispatch-Generation | EmissionsCost | 0 | [6 empty] | 0.42196 | 0
LCP_Inputs_ON_Diverse_IEA_2023_05_05 | 2042 | Biomass + CCS | Generation | Electricity | WC | Dispatch-Generation | FuelCost | 0 | [6 empty] | 0.42196 | 0
LCP_Inputs_ON_Diverse_IEA_2023_05_05 | 2042 | Biomass + CCS | Generation | Electricity | WC | Dispatch-Generation | VOM | 0 | [6 empty] | 0.42196 | 0
LCP_Inputs_ON_Diverse_IEA_2023_05_05 | 2042 | CH4 + CCS | Generation | Methane | MI | Dispatch-Generation | EmissionsCost | 0 | [6 empty] | 0.42196 | 0
LCP_Inputs_ON_Diverse_IEA_2023_05_05 | 2042 | CH4 + CCS | Generation | Methane | MI | Dispatch-Generation | FuelCost | 0 | [6 empty] | 0.42196 | 0
LCP_Inputs_ON_Diverse_IEA_2023_05_05 | 2042 | CH4 + CCS | Generation | Methane | MI | Dispatch-Generation | VOM | 0 | [6 empty] | 0.42196 | 0
LCP_Inputs_ON_Diverse_IEA_2023_05_05 | 2042 | CH4 + CCS | Generation | Methane | NY | Dispatch-Generation | EmissionsCost | 0 | [6 empty] | 0.42196 | 0
LCP_Inputs_ON_Diverse_IEA_2023_05_05 | 2042 | CH4 + CCS | Generation | Methane | NY | Dispatch-Generation | FuelCost | 0 | [6 empty] | 0.42196 | 0
LCP_Inputs_ON_Diverse_IEA_2023_05_05 | 2042 | CH4 + CCS | Generation | Methane | NY | Dispatch-Generation | VOM | 0 | [6 empty] | 0.42196 | 0
LCP_Inputs_ON_Diverse_IEA_2023_05_05 | 2042 | CH4 + CCS | Generation | Methane | ON | Dispatch-Generation | EmissionsCost | 88472420.6398 | [6 empty] | 0.42196 | 37331414.459
LCP_Inputs_ON_Diverse_IEA_2023_05_05 | 2042 | CH4 + CCS | Generation | Methane | ON | Dispatch-Generation | FuelCost | 483825119.2369 | [6 empty] | 0.42196 | 204152615.2589
LCP_Inputs_ON_Diverse_IEA_2023_05_05 | 2042 | CH4 + CCS | Generation | Methane | ON | Dispatch-Generation | VOM | 46000331.6667 | [6 empty] | 0.42196 | 19410087.7345
LCP_Inputs_ON_Diverse_IEA_2023_05_05 | 2042 | CH4 + CCS | Generation | Methane | PJ | Dispatch-Generation | EmissionsCost | 0 | [6 empty] | 0.42196 | 0
LCP_Inputs_ON_Diverse_IEA_2023_05_05 | 2042 | CH4 + CCS | Generation | Methane | PJ | Dispatch-Generation | FuelCost | 0 | [6 empty] | 0.42196 | 0
LCP_Inputs_ON_Diverse_IEA_2023_05_05 | 2042 | CH4 + CCS | Generation | Methane | PJ | Dispatch-Generation | VOM | 0 | [6 empty] | 0.42196 | 0
LCP_Inputs_ON_Diverse_IEA_2023_05_05 | 2042 | CH4 + CCS | Generation | Methane | QC | Dispatch-Generation | EmissionsCost | 0 | [6 empty] | 0.42196 | 0
LCP_Inputs_ON_Diverse_IEA_2023_05_05 | 2042 | CH4 + CCS | Generation | Methane | QC | Dispatch-Generation | FuelCost | 0 | [6 empty] | 0.42196 | 0
LCP_Inputs_ON_Diverse_IEA_2023_05_05 | 2042 | CH4 + CCS | Generation | Methane | QC | Dispatch-Generation | VOM | 0 | [6 empty] | 0.42196 | 0
LCP_Inputs_ON_Diverse_IEA_2023_05_05 | 2042 | CH4 + CCS | Generation | Methane | WC | Dispatch-Generation | EmissionsCost | 0 | [6 empty] | 0.42196 | 0
LCP_Inputs_ON_Diverse_IEA_2023_05_05 | 2042 | CH4 + CCS | Generation | Methane | WC | Dispatch-Generation | FuelCost | 0 | [6 empty] | 0.42196 | 0
LCP_Inputs_ON_Diverse_IEA_2023_05_05 | 2042 | CH4 + CCS | Generation | Methane | WC | Dispatch-Generation | VOM | 0 | [6 empty] | 0.42196 | 0
LCP_Inputs_ON_Diverse_IEA_2023_05_05 | 2042 | CH4 Import - NY 2020 | Import | Methane | MI | Dispatch-Import | EmissionsCost | 0 | [6 empty] | 0.42196 | 0
LCP_Inputs_ON_Diverse_IEA_2023_05_05 | 2042 | CH4 Import - NY 2020 | Import | Methane | MI | Dispatch-Import | FuelCost | 0 | [6 empty] | 0.42196 | 0
LCP_Inputs_ON_Diverse_IEA_2023_05_05 | 2042 | CH4 Import - NY 2020 | Import | Methane | MI | Dispatch-Import | VOM | 0 | [6 empty] | 0.42196 | 0
LCP_Inputs_ON_Diverse_IEA_2023_05_05 | 2042 | CH4 Import - NY 2020 | Import | Methane | NY | Dispatch-Import | EmissionsCost | 0 | [6 empty] | 0.42196 | 0
LCP_Inputs_ON_Diverse_IEA_2023_05_05 | 2042 | CH4 Import - NY 2020 | Import | Methane | NY | Dispatch-Import | FuelCost | 0 | [6 empty] | 0.42196 | 0
LCP_Inputs_ON_Diverse_IEA_2023_05_05 | 2042 | CH4 Import - NY 2020 | Import | Methane | NY | Dispatch-Import | VOM | 0 | [6 empty] | 0.42196 | 0
LCP_Inputs_ON_Diverse_IEA_2023_05_05 | 2042 | CH4 Import - NY 2020 | Import | Methane | ON | Dispatch-Import | EmissionsCost | 0 | [6 empty] | 0.42196 | 0
LCP_Inputs_ON_Diverse_IEA_2023_05_05 | 2042 | CH4 Import - NY 2020 | Import | Methane | ON | Dispatch-Import | FuelCost | 0 | [6 empty] | 0.42196 | 0
LCP_Inputs_ON_Diverse_IEA_2023_05_05 | 2042 | CH4 Import - NY 2020 | Import | Methane | ON | Dispatch-Import | VOM | 0 | [6 empty] | 0.42196 | 0
LCP_Inputs_ON_Diverse_IEA_2023_05_05 | 2042 | CH4 Import - NY 2020 | Import | Methane | PJ | Dispatch-Import | EmissionsCost | 0 | [6 empty] | 0.42196 | 0
LCP_Inputs_ON_Diverse_IEA_2023_05_05 | 2042 | CH4 Import - NY 2020 | Import | Methane | PJ | Dispatch-Import | FuelCost | 0 | [6 empty] | 0.42196 | 0
LCP_Inputs_ON_Diverse_IEA_2023_05_05 | 2042 | CH4 Import - NY 2020 | Import | Methane | PJ | Dispatch-Import | VOM | 0 | [6 empty] | 0.42196 | 0
LCP_Inputs_ON_Diverse_IEA_2023_05_05 | 2042 | CH4 Import - NY 2020 | Import | Methane | QC | Dispatch-Import | EmissionsCost | 0 | [6 empty] | 0.42196 | 0
LCP_Inputs_ON_Diverse_IEA_2023_05_05 | 2042 | CH4 Import - NY 2020 | Import | Methane | QC | Dispatch-Import | FuelCost | 0 | [6 empty] | 0.42196 | 0
LCP_Inputs_ON_Diverse_IEA_2023_05_05 | 2042 | CH4 Import - NY 2020 | Import | Methane | QC | Dispatch-Import | VOM | 0 | [6 empty] | 0.42196 | 0
LCP_Inputs_ON_Diverse_IEA_2023_05_05 | 2042 | CH4 Import - NY 2020 | Import | Methane | WC | Dispatch-Import | EmissionsCost | 0 | [6 empty] | 0.42196 | 0
LCP_Inputs_ON_Diverse_IEA_2023_05_05 | 2042 | CH4 Import - NY 2020 | Import | Methane | WC | Dispatch-Import | FuelCost | 0 | [6 empty] | 0.42196 | 0
LCP_Inputs_ON_Diverse_IEA_2023_05_05 | 2042 | CH4 Import - NY 2020 | Import | Methane | WC | Dispatch-Import | VOM | 0 | [6 empty] | 0.42196 | 0
LCP_Inputs_ON_Diverse_IEA_2023_05_05 | 2042 | CH4 Import - NY 2030 | Import | Methane | MI | Dispatch-Import | EmissionsCost | 0 | [6 empty] | 0.42196 | 0
LCP_Inputs_ON_Diverse_IEA_2023_05_05 | 2042 | CH4 Import - NY 2030 | Import | Methane | MI | Dispatch-Import | FuelCost | 0 | [6 empty] | 0.42196 | 0
LCP_Inputs_ON_Diverse_IEA_2023_05_05 | 2042 | CH4 Import - NY 2030 | Import | Methane | MI | Dispatch-Import | VOM | 0 | [6 empty] | 0.42196 | 0
LCP_Inputs_ON_Diverse_IEA_2023_05_05 | 2042 | CH4 Import - NY 2030 | Import | Methane | NY | Dispatch-Import | EmissionsCost | 0 | [6 empty] | 0.42196 | 0
LCP_Inputs_ON_Diverse_IEA_2023_05_05 | 2042 | CH4 Import - NY 2030 | Import | Methane | NY | Dispatch-Import | FuelCost | 0 | [6 empty] | 0.42196 | 0
LCP_Inputs_ON_Diverse_IEA_2023_05_05 | 2042 | CH4 Import - NY 2030 | Import | Methane | NY | Dispatch-Import | VOM | 0 | [6 empty] | 0.42196 | 0
LCP_Inputs_ON_Diverse_IEA_2023_05_05 | 2042 | CH4 Import - NY 2030 | Import | Methane | ON | Dispatch-Import | EmissionsCost | 0 | [6 empty] | 0.42196 | 0
LCP_Inputs_ON_Diverse_IEA_2023_05_05 | 2042 | CH4 Import - NY 2030 | Import | Methane | ON | Dispatch-Import | FuelCost | 0 | [6 empty] | 0.42196 | 0
LCP_Inputs_ON_Diverse_IEA_2023_05_05 | 2042 | CH4 Import - NY 2030 | Import | Methane | ON | Dispatch-Import | VOM | 0 | [6 empty] | 0.42196 | 0
LCP_Inputs_ON_Diverse_IEA_2023_05_05 | 2042 | CH4 Import - NY 2030 | Import | Methane | PJ | Dispatch-Import | EmissionsCost | 0 | [6 empty] | 0.42196 | 0
LCP_Inputs_ON_Diverse_IEA_2023_05_05 | 2042 | CH4 Import - NY 2030 | Import | Methane | PJ | Dispatch-Import | FuelCost | 0 | [6 empty] | 0.42196 | 0
LCP_Inputs_ON_Diverse_IEA_2023_05_05 | 2042 | CH4 Import - NY 2030 | Import | Methane | PJ | Dispatch-Import | VOM | 0 | [6 empty] | 0.42196 | 0
LCP_Inputs_ON_Diverse_IEA_2023_05_05 | 2042 | CH4 Import - NY 2030 | Import | Methane | QC | Dispatch-Import | EmissionsCost | 0 | [6 empty] | 0.42196 | 0
LCP_Inputs_ON_Diverse_IEA_2023_05_05 | 2042 | CH4 Import - NY 2030 | Import | Methane | QC | Dispatch-Import | FuelCost | 0 | [6 empty] | 0.42196 | 0
LCP_Inputs_ON_Diverse_IEA_2023_05_05 | 2042 | CH4 Import - NY 2030 | Import | Methane | QC | Dispatch-Import | VOM | 0 | [6 empty] | 0.42196 | 0
LCP_Inputs_ON_Diverse_IEA_2023_05_05 | 2042 | CH4 Import - NY 2030 | Import | Methane | WC | Dispatch-Import | EmissionsCost | 0 | [6 empty] | 0.42196 | 0
LCP_Inputs_ON_Diverse_IEA_2023_05_05 | 2042 | CH4 Import - NY 2030 | Import | Methane | WC | Dispatch-Import | FuelCost | 0 | [6 empty] | 0.42196 | 0
LCP_Inputs_ON_Diverse_IEA_2023_05_05 | 2042 | CH4 Import - NY 2030 | Import | Methane | WC | Dispatch-Import | VOM | 0 | [6 empty] | 0.42196 | 0
LCP_Inputs_ON_Diverse_IEA_2023_05_05 | 2042 | CH4 Import - NY 2040 | Import | Methane | MI | Dispatch-Import | EmissionsCost | 0 | [6 empty] | 0.42196 | 0
LCP_Inputs_ON_Diverse_IEA_2023_05_05 | 2042 | CH4 Import - NY 2040 | Import | Methane | MI | Dispatch-Import | FuelCost | 0 | [6 empty] | 0.42196 | 0
LCP_Inputs_ON_Diverse_IEA_2023_05_05 | 2042 | CH4 Import - NY 2040 | Import | Methane | MI | Dispatch-Import | VOM | 0 | [6 empty] | 0.42196 | 0
LCP_Inputs_ON_Diverse_IEA_2023_05_05 | 2042 | CH4 Import - NY 2040 | Import | Methane | NY | Dispatch-Import | EmissionsCost | 1424811807.9426 | [6 empty] | 0.42196 | 601207017.3248
LCP_Inputs_ON_Diverse_IEA_2023_05_05 | 2042 | CH4 Import - NY 2040 | Import | Methane | NY | Dispatch-Import | FuelCost | 758346581.876 | [6 empty] | 0.42196 | 319988425.1706
LCP_Inputs_ON_Diverse_IEA_2023_05_05 | 2042 | CH4 Import - NY 2040 | Import | Methane | NY | Dispatch-Import | VOM | 0 | [6 empty] | 0.42196 | 0
LCP_Inputs_ON_Diverse_IEA_2023_05_05 | 2042 | CH4 Import - NY 2040 | Import | Methane | ON | Dispatch-Import | EmissionsCost | 0 | [6 empty] | 0.42196 | 0
LCP_Inputs_ON_Diverse_IEA_2023_05_05 | 2042 | CH4 Import - NY 2040 | Import | Methane | ON | Dispatch-Import | FuelCost | 0 | [6 empty] | 0.42196 | 0
LCP_Inputs_ON_Diverse_IEA_2023_05_05 | 2042 | CH4 Import - NY 2040 | Import | Methane | ON | Dispatch-Import | VOM | 0 | [6 empty] | 0.42196 | 0
LCP_Inputs_ON_Diverse_IEA_2023_05_05 | 2042 | CH4 Import - NY 2040 | Import | Methane | PJ | Dispatch-Import | EmissionsCost | 0 | [6 empty] | 0.42196 | 0
LCP_Inputs_ON_Diverse_IEA_2023_05_05 | 2042 | CH4 Import - NY 2040 | Import | Methane | PJ | Dispatch-Import | FuelCost | 0 | [6 empty] | 0.42196 | 0
LCP_Inputs_ON_Diverse_IEA_2023_05_05 | 2042 | CH4 Import - NY 2040 | Import | Methane | PJ | Dispatch-Import | VOM | 0 | [6 empty] | 0.42196 | 0
LCP_Inputs_ON_Diverse_IEA_2023_05_05 | 2042 | CH4 Import - NY 2040 | Import | Methane | QC | Dispatch-Import | EmissionsCost | 0 | [6 empty] | 0.42196 | 0
LCP_Inputs_ON_Diverse_IEA_2023_05_05 | 2042 | CH4 Import - NY 2040 | Import | Methane | QC | Dispatch-Import | FuelCost | 0 | [6 empty] | 0.42196 | 0
LCP_Inputs_ON_Diverse_IEA_2023_05_05 | 2042 | CH4 Import - NY 2040 | Import | Methane | QC | Dispatch-Import | VOM | 0 | [6 empty] | 0.42196 | 0
LCP_Inputs_ON_Diverse_IEA_2023_05_05 | 2042 | CH4 Import - NY 2040 | Import | Methane | WC | Dispatch-Import | EmissionsCost | 0 | [6 empty] | 0.42196 | 0
LCP_Inputs_ON_Diverse_IEA_2023_05_05 | 2042 | CH4 Import - NY 2040 | Import | Methane | WC | Dispatch-Import | FuelCost | 0 | [6 empty] | 0.42196 | 0
LCP_Inputs_ON_Diverse_IEA_2023_05_05 | 2042 | CH4 Import - NY 2040 | Import | Methane | WC | Dispatch-Import | VOM | 0 | [6 empty] | 0.42196 | 0
LCP_Inputs_ON_Diverse_IEA_2023_05_05 | 2042 | CH4 Import - NY 2050 | Import | Methane | MI | Dispatch-Import | EmissionsCost | 0 | [6 empty] | 0.42196 | 0
LCP_Inputs_ON_Diverse_IEA_2023_05_05 | 2042 | CH4 Import - NY 2050 | Import | Methane | MI | Dispatch-Import | FuelCost | 0 | [6 empty] | 0.42196 | 0
LCP_Inputs_ON_Diverse_IEA_2023_05_05 | 2042 | CH4 Import - NY 2050 | Import | Methane | MI | Dispatch-Import | VOM | 0 | [6 empty] | 0.42196 | 0
LCP_Inputs_ON_Diverse_IEA_2023_05_05 | 2042 | CH4 Import - NY 2050 | Import | Methane | NY | Dispatch-Import | EmissionsCost | 0 | [6 empty] | 0.42196 | 0
LCP_Inputs_ON_Diverse_IEA_2023_05_05 | 2042 | CH4 Import - NY 2050 | Import | Methane | NY | Dispatch-Import | FuelCost | 0 | [6 empty] | 0.42196 | 0
LCP_Inputs_ON_Diverse_IEA_2023_05_05 | 2042 | CH4 Import - NY 2050 | Import | Methane | NY | Dispatch-Import | VOM | 0 | [6 empty] | 0.42196 | 0
LCP_Inputs_ON_Diverse_IEA_2023_05_05 | 2042 | CH4 Import - NY 2050 | Import | Methane | ON | Dispatch-Import | EmissionsCost | 0 | [6 empty] | 0.42196 | 0
LCP_Inputs_ON_Diverse_IEA_2023_05_05 | 2042 | CH4 Import - NY 2050 | Import | Methane | ON | Dispatch-Import | FuelCost | 0 | [6 empty] | 0.42196 | 0
LCP_Inputs_ON_Diverse_IEA_2023_05_05 | 2042 | CH4 Import - NY 2050 | Import | Methane | ON | Dispatch-Import | VOM | 0 | [6 empty] | 0.42196 | 0
LCP_Inputs_ON_Diverse_IEA_2023_05_05 | 2042 | CH4 Import - NY 2050 | Import | Methane | PJ | Dispatch-Import | EmissionsCost | 0 | [6 empty] | 0.42196 | 0
LCP_Inputs_ON_Diverse_IEA_2023_05_05 | 2042 | CH4 Import - NY 2050 | Import | Methane | PJ | Dispatch-Import | FuelCost | 0 | [6 empty] | 0.42196 | 0
LCP_Inputs_ON_Diverse_IEA_2023_05_05 | 2042 | CH4 Import - NY 2050 | Import | Methane | PJ | Dispatch-Import | VOM | 0 | [6 empty] | 0.42196 | 0
LCP_Inputs_ON_Diverse_IEA_2023_05_05 | 2042 | CH4 Import - NY 2050 | Import | Methane | QC | Dispatch-Import | EmissionsCost | 0 | [6 empty] | 0.42196 | 0
LCP_Inputs_ON_Diverse_IEA_2023_05_05 | 2042 | CH4 Import - NY 2050 | Import | Methane | QC | Dispatch-Import | FuelCost | 0 | [6 empty] | 0.42196 | 0
LCP_Inputs_ON_Diverse_IEA_2023_05_05 | 2042 | CH4 Import - NY 2050 | Import | Methane | QC | Dispatch-Import | VOM | 0 | [6 empty] | 0.42196 | 0
LCP_Inputs_ON_Diverse_IEA_2023_05_05 | 2042 | CH4 Import - NY 2050 | Import | Methane | WC | Dispatch-Import | EmissionsCost | 0 | [6 empty] | 0.42196 | 0
LCP_Inputs_ON_Diverse_IEA_2023_05_05 | 2042 | CH4 Import - NY 2050 | Import | Methane | WC | Dispatch-Import | FuelCost | 0 | [6 empty] | 0.42196 | 0
LCP_Inputs_ON_Diverse_IEA_2023_05_05 | 2042 | CH4 Import - NY 2050 | Import | Methane | WC | Dispatch-Import | VOM | 0 | [6 empty] | 0.42196 | 0
LCP_Inputs_ON_Diverse_IEA_2023_05_05 | 2042 | CH4 Import - WC 2020 | Import | Methane | MI | Dispatch-Import | EmissionsCost | 0 | [6 empty] | 0.42196 | 0
LCP_Inputs_ON_Diverse_IEA_2023_05_05 | 2042 | CH4 Import - WC 2020 | Import | Methane | MI | Dispatch-Import | FuelCost | 0 | [6 empty] | 0.42196 | 0
LCP_Inputs_ON_Diverse_IEA_2023_05_05 | 2042 | CH4 Import - WC 2020 | Import | Methane | MI | Dispatch-Import | VOM | 0 | [6 empty] | 0.42196 | 0
LCP_Inputs_ON_Diverse_IEA_2023_05_05 | 2042 | CH4 Import - WC 2020 | Import | Methane | NY | Dispatch-Import | EmissionsCost | 0 | [6 empty] | 0.42196 | 0
LCP_Inputs_ON_Diverse_IEA_2023_05_05 | 2042 | CH4 Import - WC 2020 | Import | Methane | NY | Dispatch-Import | FuelCost | 0 | [6 empty] | 0.42196 | 0
LCP_Inputs_ON_Diverse_IEA_2023_05_05 | 2042 | CH4 Import - WC 2020 | Import | Methane | NY | Dispatch-Import | VOM | 0 | [6 empty] | 0.42196 | 0
LCP_Inputs_ON_Diverse_IEA_2023_05_05 | 2042 | CH4 Import - WC 2020 | Import | Methane | ON | Dispatch-Import | EmissionsCost | 0 | [6 empty] | 0.42196 | 0
LCP_Inputs_ON_Diverse_IEA_2023_05_05 | 2042 | CH4 Import - WC 2020 | Import | Methane | ON | Dispatch-Import | FuelCost | 0 | [6 empty] | 0.42196 | 0
LCP_Inputs_ON_Diverse_IEA_2023_05_05 | 2042 | CH4 Import - WC 2020 | Import | Methane | ON | Dispatch-Import | VOM | 0 | [6 empty] | 0.42196 | 0
LCP_Inputs_ON_Diverse_IEA_2023_05_05 | 2042 | CH4 Import - WC 2020 | Import | Methane | PJ | Dispatch-Import | EmissionsCost | 0 | [6 empty] | 0.42196 | 0
LCP_Inputs_ON_Diverse_IEA_2023_05_05 | 2042 | CH4 Import - WC 2020 | Import | Methane | PJ | Dispatch-Import | FuelCost | 0 | [6 empty] | 0.42196 | 0
LCP_Inputs_ON_Diverse_IEA_2023_05_05 | 2042 | CH4 Import - WC 2020 | Import | Methane | PJ | Dispatch-Import | VOM | 0 | [6 empty] | 0.42196 | 0
LCP_Inputs_ON_Diverse_IEA_2023_05_05 | 2042 | CH4 Import - WC 2020 | Import | Methane | QC | Dispatch-Import | EmissionsCost | 0 | [6 empty] | 0.42196 | 0
LCP_Inputs_ON_Diverse_IEA_2023_05_05 | 2042 | CH4 Import - WC 2020 | Import | Methane | QC | Dispatch-Import | FuelCost | 0 | [6 empty] | 0.42196 | 0
LCP_Inputs_ON_Diverse_IEA_2023_05_05 | 2042 | CH4 Import - WC 2020 | Import | Methane | QC | Dispatch-Import | VOM | 0 | [6 empty] | 0.42196 | 0
LCP_Inputs_ON_Diverse_IEA_2023_05_05 | 2042 | CH4 Import - WC 2020 | Import | Methane | WC | Dispatch-Import | EmissionsCost | 0 | [6 empty] | 0.42196 | 0
LCP_Inputs_ON_Diverse_IEA_2023_05_05 | 2042 | CH4 Import - WC 2020 | Import | Methane | WC | Dispatch-Import | FuelCost | 0 | [6 empty] | 0.42196 | 0
LCP_Inputs_ON_Diverse_IEA_2023_05_05 | 2042 | CH4 Import - WC 2020 | Import | Methane | WC | Dispatch-Import | VOM | 0 | [6 empty] | 0.42196 | 0
LCP_Inputs_ON_Diverse_IEA_2023_05_05 | 2042 | CH4 Import - WC 2030 | Import | Methane | MI | Dispatch-Import | EmissionsCost | 0 | [6 empty] | 0.42196 | 0
LCP_Inputs_ON_Diverse_IEA_2023_05_05 | 2042 | CH4 Import - WC 2030 | Import | Methane | MI | Dispatch-Import | FuelCost | 0 | [6 empty] | 0.42196 | 0
LCP_Inputs_ON_Diverse_IEA_2023_05_05 | 2042 | CH4 Import - WC 2030 | Import | Methane | MI | Dispatch-Import | VOM | 0 | [6 empty] | 0.42196 | 0
LCP_Inputs_ON_Diverse_IEA_2023_05_05 | 2042 | CH4 Import - WC 2030 | Import | Methane | NY | Dispatch-Import | EmissionsCost | 0 | [6 empty] | 0.42196 | 0
LCP_Inputs_ON_Diverse_IEA_2023_05_05 | 2042 | CH4 Import - WC 2030 | Import | Methane | NY | Dispatch-Import | FuelCost | 0 | [6 empty] | 0.42196 | 0
LCP_Inputs_ON_Diverse_IEA_2023_05_05 | 2042 | CH4 Import - WC 2030 | Import | Methane | NY | Dispatch-Import | VOM | 0 | [6 empty] | 0.42196 | 0
LCP_Inputs_ON_Diverse_IEA_2023_05_05 | 2042 | CH4 Import - WC 2030 | Import | Methane | ON | Dispatch-Import | EmissionsCost | 0 | [6 empty] | 0.42196 | 0
LCP_Inputs_ON_Diverse_IEA_2023_05_05 | 2042 | CH4 Import - WC 2030 | Import | Methane | ON | Dispatch-Import | FuelCost | 0 | [6 empty] | 0.42196 | 0
LCP_Inputs_ON_Diverse_IEA_2023_05_05 | 2042 | CH4 Import - WC 2030 | Import | Methane | ON | Dispatch-Import | VOM | 0 | [6 empty] | 0.42196 | 0
LCP_Inputs_ON_Diverse_IEA_2023_05_05 | 2042 | CH4 Import - WC 2030 | Import | Methane | PJ | Dispatch-Import | EmissionsCost | 0 | [6 empty] | 0.42196 | 0
LCP_Inputs_ON_Diverse_IEA_2023_05_05 | 2042 | CH4 Import - WC 2030 | Import | Methane | PJ | Dispatch-Import | FuelCost | 0 | [6 empty] | 0.42196 | 0
LCP_Inputs_ON_Diverse_IEA_2023_05_05 | 2042 | CH4 Import - WC 2030 | Import | Methane | PJ | Dispatch-Import | VOM | 0 | [6 empty] | 0.42196 | 0
LCP_Inputs_ON_Diverse_IEA_2023_05_05 | 2042 | CH4 Import - WC 2030 | Import | Methane | QC | Dispatch-Import | EmissionsCost | 0 | [6 empty] | 0.42196 | 0
LCP_Inputs_ON_Diverse_IEA_2023_05_05 | 2042 | CH4 Import - WC 2030 | Import | Methane | QC | Dispatch-Import | FuelCost | 0 | [6 empty] | 0.42196 | 0
LCP_Inputs_ON_Diverse_IEA_2023_05_05 | 2042 | CH4 Import - WC 2030 | Import | Methane | QC | Dispatch-Import | VOM | 0 | [6 empty] | 0.42196 | 0
LCP_Inputs_ON_Diverse_IEA_2023_05_05 | 2042 | CH4 Import - WC 2030 | Import | Methane | WC | Dispatch-Import | EmissionsCost | 0 | [6 empty] | 0.42196 | 0
LCP_Inputs_ON_Diverse_IEA_2023_05_05 | 2042 | CH4 Import - WC 2030 | Import | Methane | WC | Dispatch-Import | FuelCost | 0 | [6 empty] | 0.42196 | 0
LCP_Inputs_ON_Diverse_IEA_2023_05_05 | 2042 | CH4 Import - WC 2030 | Import | Methane | WC | Dispatch-Import | VOM | 0 | [6 empty] | 0.42196 | 0
LCP_Inputs_ON_Diverse_IEA_2023_05_05 | 2042 | CH4 Import - WC 2040 | Import | Methane | MI | Dispatch-Import | EmissionsCost | 0 | [6 empty] | 0.42196 | 0
LCP_Inputs_ON_Diverse_IEA_2023_05_05 | 2042 | CH4 Import - WC 2040 | Import | Methane | MI | Dispatch-Import | FuelCost | 0 | [6 empty] | 0.42196 | 0
LCP_Inputs_ON_Diverse_IEA_2023_05_05 | 2042 | CH4 Import - WC 2040 | Import | Methane | MI | Dispatch-Import | VOM | 0 | [6 empty] | 0.42196 | 0
LCP_Inputs_ON_Diverse_IEA_2023_05_05 | 2042 | CH4 Import - WC 2040 | Import | Methane | NY | Dispatch-Import | EmissionsCost | 0 | [6 empty] | 0.42196 | 0
LCP_Inputs_ON_Diverse_IEA_2023_05_05 | 2042 | CH4 Import - WC 2040 | Import | Methane | NY | Dispatch-Import | FuelCost | 0 | [6 empty] | 0.42196 | 0
LCP_Inputs_ON_Diverse_IEA_2023_05_05 | 2042 | CH4 Import - WC 2040 | Import | Methane | NY | Dispatch-Import | VOM | 0 | [6 empty] | 0.42196 | 0
LCP_Inputs_ON_Diverse_IEA_2023_05_05 | 2042 | CH4 Import - WC 2040 | Import | Methane | ON | Dispatch-Import | EmissionsCost | 0 | [6 empty] | 0.42196 | 0
LCP_Inputs_ON_Diverse_IEA_2023_05_05 | 2042 | CH4 Import - WC 2040 | Import | Methane | ON | Dispatch-Import | FuelCost | 0 | [6 empty] | 0.42196 | 0
LCP_Inputs_ON_Diverse_IEA_2023_05_05 | 2042 | CH4 Import - WC 2040 | Import | Methane | ON | Dispatch-Import | VOM | 0 | [6 empty] | 0.42196 | 0
LCP_Inputs_ON_Diverse_IEA_2023_05_05 | 2042 | CH4 Import - WC 2040 | Import | Methane | PJ | Dispatch-Import | EmissionsCost | 0 | [6 empty] | 0.42196 | 0
LCP_Inputs_ON_Diverse_IEA_2023_05_05 | 2042 | CH4 Import - WC 2040 | Import | Methane | PJ | Dispatch-Import | FuelCost | 0 | [6 empty] | 0.42196 | 0
LCP_Inputs_ON_Diverse_IEA_2023_05_05 | 2042 | CH4 Import - WC 2040 | Import | Methane | PJ | Dispatch-Import | VOM | 0 | [6 empty] | 0.42196 | 0
LCP_Inputs_ON_Diverse_IEA_2023_05_05 | 2042 | CH4 Import - WC 2040 | Import | Methane | QC | Dispatch-Import | EmissionsCost | 0 | [6 empty] | 0.42196 | 0
LCP_Inputs_ON_Diverse_IEA_2023_05_05 | 2042 | CH4 Import - WC 2040 | Import | Methane | QC | Dispatch-Import | FuelCost | 0 | [6 empty] | 0.42196 | 0
LCP_Inputs_ON_Diverse_IEA_2023_05_05 | 2042 | CH4 Import - WC 2040 | Import | Methane | QC | Dispatch-Import | VOM | 0 | [6 empty] | 0.42196 | 0
LCP_Inputs_ON_Diverse_IEA_2023_05_05 | 2042 | CH4 Import - WC 2040 | Import | Methane | WC | Dispatch-Import | EmissionsCost | 2117477751.305 | [6 empty] | 0.42196 | 893481143.276
LCP_Inputs_ON_Diverse_IEA_2023_05_05 | 2042 | CH4 Import - WC 2040 | Import | Methane | WC | Dispatch-Import | FuelCost | 1127013410.4372 | [6 empty] | 0.42196 | 475549379.3615
LCP_Inputs_ON_Diverse_IEA_2023_05_05 | 2042 | CH4 Import - WC 2040 | Import | Methane | WC | Dispatch-Import | VOM | 0 | [6 empty] | 0.42196 | 0
LCP_Inputs_ON_Diverse_IEA_2023_05_05 | 2042 | CH4 Import - WC 2050 | Import | Methane | MI | Dispatch-Import | EmissionsCost | 0 | [6 empty] | 0.42196 | 0
LCP_Inputs_ON_Diverse_IEA_2023_05_05 | 2042 | CH4 Import - WC 2050 | Import | Methane | MI | Dispatch-Import | FuelCost | 0 | [6 empty] | 0.42196 | 0
LCP_Inputs_ON_Diverse_IEA_2023_05_05 | 2042 | CH4 Import - WC 2050 | Import | Methane | MI | Dispatch-Import | VOM | 0 | [6 empty] | 0.42196 | 0
LCP_Inputs_ON_Diverse_IEA_2023_05_05 | 2042 | CH4 Import - WC 2050 | Import | Methane | NY | Dispatch-Import | EmissionsCost | 0 | [6 empty] | 0.42196 | 0
LCP_Inputs_ON_Diverse_IEA_2023_05_05 | 2042 | CH4 Import - WC 2050 | Import | Methane | NY | Dispatch-Import | FuelCost | 0 | [6 empty] | 0.42196 | 0
LCP_Inputs_ON_Diverse_IEA_2023_05_05 | 2042 | CH4 Import - WC 2050 | Import | Methane | NY | Dispatch-Import | VOM | 0 | [6 empty] | 0.42196 | 0
LCP_Inputs_ON_Diverse_IEA_2023_05_05 | 2042 | CH4 Import - WC 2050 | Import | Methane | ON | Dispatch-Import | EmissionsCost | 0 | [6 empty] | 0.42196 | 0
LCP_Inputs_ON_Diverse_IEA_2023_05_05 | 2042 | CH4 Import - WC 2050 | Import | Methane | ON | Dispatch-Import | FuelCost | 0 | [6 empty] | 0.42196 | 0
LCP_Inputs_ON_Diverse_IEA_2023_05_05 | 2042 | CH4 Import - WC 2050 | Import | Methane | ON | Dispatch-Import | VOM | 0 | [6 empty] | 0.42196 | 0
LCP_Inputs_ON_Diverse_IEA_2023_05_05 | 2042 | CH4 Import - WC 2050 | Import | Methane | PJ | Dispatch-Import | EmissionsCost | 0 | [6 empty] | 0.42196 | 0
LCP_Inputs_ON_Diverse_IEA_2023_05_05 | 2042 | CH4 Import - WC 2050 | Import | Methane | PJ | Dispatch-Import | FuelCost | 0 | [6 empty] | 0.42196 | 0
LCP_Inputs_ON_Diverse_IEA_2023_05_05 | 2042 | CH4 Import - WC 2050 | Import | Methane | PJ | Dispatch-Import | VOM | 0 | [6 empty] | 0.42196 | 0
LCP_Inputs_ON_Diverse_IEA_2023_05_05 | 2042 | CH4 Import - WC 2050 | Import | Methane | QC | Dispatch-Import | EmissionsCost | 0 | [6 empty] | 0.42196 | 0
LCP_Inputs_ON_Diverse_IEA_2023_05_05 | 2042 | CH4 Import - WC 2050 | Import | Methane | QC | Dispatch-Import | FuelCost | 0 | [6 empty] | 0.42196 | 0
LCP_Inputs_ON_Diverse_IEA_2023_05_05 | 2042 | CH4 Import - WC 2050 | Import | Methane | QC | Dispatch-Import | VOM | 0 | [6 empty] | 0.42196 | 0
LCP_Inputs_ON_Diverse_IEA_2023_05_05 | 2042 | CH4 Import - WC 2050 | Import | Methane | WC | Dispatch-Import | EmissionsCost | 0 | [6 empty] | 0.42196 | 0
LCP_Inputs_ON_Diverse_IEA_2023_05_05 | 2042 | CH4 Import - WC 2050 | Import | Methane | WC | Dispatch-Import | FuelCost | 0 | [6 empty] | 0.42196 | 0
LCP_Inputs_ON_Diverse_IEA_2023_05_05 | 2042 | CH4 Import - WC 2050 | Import | Methane | WC | Dispatch-Import | VOM | 0 | [6 empty] | 0.42196 | 0
LCP_Inputs_ON_Diverse_IEA_2023_05_05 | 2042 | CH4 Salt Cavern Storage - ON | Storage | Methane | MI | Dispatch-Storage | EmissionsCost | 0 | [6 empty] | 0.42196 | 0
LCP_Inputs_ON_Diverse_IEA_2023_05_05 | 2042 | CH4 Salt Cavern Storage - ON | Storage | Methane | MI | Dispatch-Storage | FuelCost | 0 | [6 empty] | 0.42196 | 0
LCP_Inputs_ON_Diverse_IEA_2023_05_05 | 2042 | CH4 Salt Cavern Storage - ON | Storage | Methane | MI | Dispatch-Storage | VOM | 0 | [6 empty] | 0.42196 | 0
LCP_Inputs_ON_Diverse_IEA_2023_05_05 | 2042 | CH4 Salt Cavern Storage - ON | Storage | Methane | NY | Dispatch-Storage | EmissionsCost | 0 | [6 empty] | 0.42196 | 0
LCP_Inputs_ON_Diverse_IEA_2023_05_05 | 2042 | CH4 Salt Cavern Storage - ON | Storage | Methane | NY | Dispatch-Storage | FuelCost | 0 | [6 empty] | 0.42196 | 0
LCP_Inputs_ON_Diverse_IEA_2023_05_05 | 2042 | CH4 Salt Cavern Storage - ON | Storage | Methane | NY | Dispatch-Storage | VOM | 0 | [6 empty] | 0.42196 | 0
LCP_Inputs_ON_Diverse_IEA_2023_05_05 | 2042 | CH4 Salt Cavern Storage - ON | Storage | Methane | ON | Dispatch-Storage | EmissionsCost | 0 | [6 empty] | 0.42196 | 0
LCP_Inputs_ON_Diverse_IEA_2023_05_05 | 2042 | CH4 Salt Cavern Storage - ON | Storage | Methane | ON | Dispatch-Storage | FuelCost | 0 | [6 empty] | 0.42196 | 0
LCP_Inputs_ON_Diverse_IEA_2023_05_05 | 2042 | CH4 Salt Cavern Storage - ON | Storage | Methane | ON | Dispatch-Storage | VOM | 0 | [6 empty] | 0.42196 | 0
LCP_Inputs_ON_Diverse_IEA_2023_05_05 | 2042 | CH4 Salt Cavern Storage - ON | Storage | Methane | PJ | Dispatch-Storage | EmissionsCost | 0 | [6 empty] | 0.42196 | 0
LCP_Inputs_ON_Diverse_IEA_2023_05_05 | 2042 | CH4 Salt Cavern Storage - ON | Storage | Methane | PJ | Dispatch-Storage | FuelCost | 0 | [6 empty] | 0.42196 | 0
LCP_Inputs_ON_Diverse_IEA_2023_05_05 | 2042 | CH4 Salt Cavern Storage - ON | Storage | Methane | PJ | Dispatch-Storage | VOM | 0 | [6 empty] | 0.42196 | 0
LCP_Inputs_ON_Diverse_IEA_2023_05_05 | 2042 | CH4 Salt Cavern Storage - ON | Storage | Methane | QC | Dispatch-Storage | EmissionsCost | 0 | [6 empty] | 0.42196 | 0
LCP_Inputs_ON_Diverse_IEA_2023_05_05 | 2042 | CH4 Salt Cavern Storage - ON | Storage | Methane | QC | Dispatch-Storage | FuelCost | 0 | [6 empty] | 0.42196 | 0
LCP_Inputs_ON_Diverse_IEA_2023_05_05 | 2042 | CH4 Salt Cavern Storage - ON | Storage | Methane | QC | Dispatch-Storage | VOM | 0 | [6 empty] | 0.42196 | 0
LCP_Inputs_ON_Diverse_IEA_2023_05_05 | 2042 | CH4 Salt Cavern Storage - ON | Storage | Methane | WC | Dispatch-Storage | EmissionsCost | 0 | [6 empty] | 0.42196 | 0
LCP_Inputs_ON_Diverse_IEA_2023_05_05 | 2042 | CH4 Salt Cavern Storage - ON | Storage | Methane | WC | Dispatch-Storage | FuelCost | 0 | [6 empty] | 0.42196 | 0
LCP_Inputs_ON_Diverse_IEA_2023_05_05 | 2042 | CH4 Salt Cavern Storage - ON | Storage | Methane | WC | Dispatch-Storage | VOM | 0 | [6 empty] | 0.42196 | 0
LCP_Inputs_ON_Diverse_IEA_2023_05_05 | 2042 | Electrolyser 2020/2030 | Crossload | Hydrogen | MI | Dispatch-Crossload | EmissionsCost | 0 | [6 empty] | 0.42196 | 0
LCP_Inputs_ON_Diverse_IEA_2023_05_05 | 2042 | Electrolyser 2020/2030 | Crossload | Hydrogen | MI | Dispatch-Crossload | FuelCost | 0 | [6 empty] | 0.42196 | 0
LCP_Inputs_ON_Diverse_IEA_2023_05_05 | 2042 | Electrolyser 2020/2030 | Crossload | Hydrogen | MI | Dispatch-Crossload | VOM | 0 | [6 empty] | 0.42196 | 0
LCP_Inputs_ON_Diverse_IEA_2023_05_05 | 2042 | Electrolyser 2020/2030 | Crossload | Hydrogen | NY | Dispatch-Crossload | EmissionsCost | 0 | [6 empty] | 0.42196 | 0
LCP_Inputs_ON_Diverse_IEA_2023_05_05 | 2042 | Electrolyser 2020/2030 | Crossload | Hydrogen | NY | Dispatch-Crossload | FuelCost | 0 | [6 empty] | 0.42196 | 0
LCP_Inputs_ON_Diverse_IEA_2023_05_05 | 2042 | Electrolyser 2020/2030 | Crossload | Hydrogen | NY | Dispatch-Crossload | VOM | 0 | [6 empty] | 0.42196 | 0
LCP_Inputs_ON_Diverse_IEA_2023_05_05 | 2042 | Electrolyser 2020/2030 | Crossload | Hydrogen | ON | Dispatch-Crossload | EmissionsCost | 0 | [6 empty] | 0.42196 | 0
LCP_Inputs_ON_Diverse_IEA_2023_05_05 | 2042 | Electrolyser 2020/2030 | Crossload | Hydrogen | ON | Dispatch-Crossload | FuelCost | 0 | [6 empty] | 0.42196 | 0
LCP_Inputs_ON_Diverse_IEA_2023_05_05 | 2042 | Electrolyser 2020/2030 | Crossload | Hydrogen | ON | Dispatch-Crossload | VOM | 0 | [6 empty] | 0.42196 | 0
LCP_Inputs_ON_Diverse_IEA_2023_05_05 | 2042 | Electrolyser 2020/2030 | Crossload | Hydrogen | PJ | Dispatch-Crossload | EmissionsCost | 0 | [6 empty] | 0.42196 | 0
LCP_Inputs_ON_Diverse_IEA_2023_05_05 | 2042 | Electrolyser 2020/2030 | Crossload | Hydrogen | PJ | Dispatch-Crossload | FuelCost | 0 | [6 empty] | 0.42196 | 0
LCP_Inputs_ON_Diverse_IEA_2023_05_05 | 2042 | Electrolyser 2020/2030 | Crossload | Hydrogen | PJ | Dispatch-Crossload | VOM | 0 | [6 empty] | 0.42196 | 0
LCP_Inputs_ON_Diverse_IEA_2023_05_05 | 2042 | Electrolyser 2020/2030 | Crossload | Hydrogen | QC | Dispatch-Crossload | EmissionsCost | 0 | [6 empty] | 0.42196 | 0
LCP_Inputs_ON_Diverse_IEA_2023_05_05 | 2042 | Electrolyser 2020/2030 | Crossload | Hydrogen | QC | Dispatch-Crossload | FuelCost | 0 | [6 empty] | 0.42196 | 0
LCP_Inputs_ON_Diverse_IEA_2023_05_05 | 2042 | Electrolyser 2020/2030 | Crossload | Hydrogen | QC | Dispatch-Crossload | VOM | 0 | [6 empty] | 0.42196 | 0
LCP_Inputs_ON_Diverse_IEA_2023_05_05 | 2042 | Electrolyser 2020/2030 | Crossload | Hydrogen | WC | Dispatch-Crossload | EmissionsCost | 0 | [6 empty] | 0.42196 | 0
LCP_Inputs_ON_Diverse_IEA_2023_05_05 | 2042 | Electrolyser 2020/2030 | Crossload | Hydrogen | WC | Dispatch-Crossload | FuelCost | 0 | [6 empty] | 0.42196 | 0
LCP_Inputs_ON_Diverse_IEA_2023_05_05 | 2042 | Electrolyser 2020/2030 | Crossload | Hydrogen | WC | Dispatch-Crossload | VOM | 0 | [6 empty] | 0.42196 | 0
LCP_Inputs_ON_Diverse_IEA_2023_05_05 | 2042 | Electrolyser 2040 | Crossload | Hydrogen | MI | Dispatch-Crossload | EmissionsCost | 0 | [6 empty] | 0.42196 | 0
LCP_Inputs_ON_Diverse_IEA_2023_05_05 | 2042 | Electrolyser 2040 | Crossload | Hydrogen | MI | Dispatch-Crossload | FuelCost | 0 | [6 empty] | 0.42196 | 0
LCP_Inputs_ON_Diverse_IEA_2023_05_05 | 2042 | Electrolyser 2040 | Crossload | Hydrogen | MI | Dispatch-Crossload | VOM | 0 | [6 empty] | 0.42196 | 0
LCP_Inputs_ON_Diverse_IEA_2023_05_05 | 2042 | Electrolyser 2040 | Crossload | Hydrogen | NY | Dispatch-Crossload | EmissionsCost | 0 | [6 empty] | 0.42196 | 0
LCP_Inputs_ON_Diverse_IEA_2023_05_05 | 2042 | Electrolyser 2040 | Crossload | Hydrogen | NY | Dispatch-Crossload | FuelCost | 0 | [6 empty] | 0.42196 | 0
LCP_Inputs_ON_Diverse_IEA_2023_05_05 | 2042 | Electrolyser 2040 | Crossload | Hydrogen | NY | Dispatch-Crossload | VOM | 0 | [6 empty] | 0.42196 | 0
LCP_Inputs_ON_Diverse_IEA_2023_05_05 | 2042 | Electrolyser 2040 | Crossload | Hydrogen | ON | Dispatch-Crossload | EmissionsCost | 0 | [6 empty] | 0.42196 | 0
LCP_Inputs_ON_Diverse_IEA_2023_05_05 | 2042 | Electrolyser 2040 | Crossload | Hydrogen | ON | Dispatch-Crossload | FuelCost | 0 | [6 empty] | 0.42196 | 0
LCP_Inputs_ON_Diverse_IEA_2023_05_05 | 2042 | Electrolyser 2040 | Crossload | Hydrogen | ON | Dispatch-Crossload | VOM | 0 | [6 empty] | 0.42196 | 0
LCP_Inputs_ON_Diverse_IEA_2023_05_05 | 2042 | Electrolyser 2040 | Crossload | Hydrogen | PJ | Dispatch-Crossload | EmissionsCost | 0 | [6 empty] | 0.42196 | 0
LCP_Inputs_ON_Diverse_IEA_2023_05_05 | 2042 | Electrolyser 2040 | Crossload | Hydrogen | PJ | Dispatch-Crossload | FuelCost | 0 | [6 empty] | 0.42196 | 0
LCP_Inputs_ON_Diverse_IEA_2023_05_05 | 2042 | Electrolyser 2040 | Crossload | Hydrogen | PJ | Dispatch-Crossload | VOM | 0 | [6 empty] | 0.42196 | 0
LCP_Inputs_ON_Diverse_IEA_2023_05_05 | 2042 | Electrolyser 2040 | Crossload | Hydrogen | QC | Dispatch-Crossload | EmissionsCost | 0 | [6 empty] | 0.42196 | 0
LCP_Inputs_ON_Diverse_IEA_2023_05_05 | 2042 | Electrolyser 2040 | Crossload | Hydrogen | QC | Dispatch-Crossload | FuelCost | 0 | [6 empty] | 0.42196 | 0
LCP_Inputs_ON_Diverse_IEA_2023_05_05 | 2042 | Electrolyser 2040 | Crossload | Hydrogen | QC | Dispatch-Crossload | VOM | 0 | [6 empty] | 0.42196 | 0
LCP_Inputs_ON_Diverse_IEA_2023_05_05 | 2042 | Electrolyser 2040 | Crossload | Hydrogen | WC | Dispatch-Crossload | EmissionsCost | 0 | [6 empty] | 0.42196 | 0
LCP_Inputs_ON_Diverse_IEA_2023_05_05 | 2042 | Electrolyser 2040 | Crossload | Hydrogen | WC | Dispatch-Crossload | FuelCost | 0 | [6 empty] | 0.42196 | 0
LCP_Inputs_ON_Diverse_IEA_2023_05_05 | 2042 | Electrolyser 2040 | Crossload | Hydrogen | WC | Dispatch-Crossload | VOM | 0 | [6 empty] | 0.42196 | 0
LCP_Inputs_ON_Diverse_IEA_2023_05_05 | 2042 | Electrolyser 2050 | Crossload | Hydrogen | MI | Dispatch-Crossload | EmissionsCost | 0 | [6 empty] | 0.42196 | 0
LCP_Inputs_ON_Diverse_IEA_2023_05_05 | 2042 | Electrolyser 2050 | Crossload | Hydrogen | MI | Dispatch-Crossload | FuelCost | 0 | [6 empty] | 0.42196 | 0
LCP_Inputs_ON_Diverse_IEA_2023_05_05 | 2042 | Electrolyser 2050 | Crossload | Hydrogen | MI | Dispatch-Crossload | VOM | 0 | [6 empty] | 0.42196 | 0
LCP_Inputs_ON_Diverse_IEA_2023_05_05 | 2042 | Electrolyser 2050 | Crossload | Hydrogen | NY | Dispatch-Crossload | EmissionsCost | 0 | [6 empty] | 0.42196 | 0
LCP_Inputs_ON_Diverse_IEA_2023_05_05 | 2042 | Electrolyser 2050 | Crossload | Hydrogen | NY | Dispatch-Crossload | FuelCost | 0 | [6 empty] | 0.42196 | 0
LCP_Inputs_ON_Diverse_IEA_2023_05_05 | 2042 | Electrolyser 2050 | Crossload | Hydrogen | NY | Dispatch-Crossload | VOM | 0 | [6 empty] | 0.42196 | 0
LCP_Inputs_ON_Diverse_IEA_2023_05_05 | 2042 | Electrolyser 2050 | Crossload | Hydrogen | ON | Dispatch-Crossload | EmissionsCost | 0 | [6 empty] | 0.42196 | 0
LCP_Inputs_ON_Diverse_IEA_2023_05_05 | 2042 | Electrolyser 2050 | Crossload | Hydrogen | ON | Dispatch-Crossload | FuelCost | 0 | [6 empty] | 0.42196 | 0
LCP_Inputs_ON_Diverse_IEA_2023_05_05 | 2042 | Electrolyser 2050 | Crossload | Hydrogen | ON | Dispatch-Crossload | VOM | 0 | [6 empty] | 0.42196 | 0
LCP_Inputs_ON_Diverse_IEA_2023_05_05 | 2042 | Electrolyser 2050 | Crossload | Hydrogen | PJ | Dispatch-Crossload | EmissionsCost | 0 | [6 empty] | 0.42196 | 0
LCP_Inputs_ON_Diverse_IEA_2023_05_05 | 2042 | Electrolyser 2050 | Crossload | Hydrogen | PJ | Dispatch-Crossload | FuelCost | 0 | [6 empty] | 0.42196 | 0
LCP_Inputs_ON_Diverse_IEA_2023_05_05 | 2042 | Electrolyser 2050 | Crossload | Hydrogen | PJ | Dispatch-Crossload | VOM | 0 | [6 empty] | 0.42196 | 0
LCP_Inputs_ON_Diverse_IEA_2023_05_05 | 2042 | Electrolyser 2050 | Crossload | Hydrogen | QC | Dispatch-Crossload | EmissionsCost | 0 | [6 empty] | 0.42196 | 0
LCP_Inputs_ON_Diverse_IEA_2023_05_05 | 2042 | Electrolyser 2050 | Crossload | Hydrogen | QC | Dispatch-Crossload | FuelCost | 0 | [6 empty] | 0.42196 | 0
LCP_Inputs_ON_Diverse_IEA_2023_05_05 | 2042 | Electrolyser 2050 | Crossload | Hydrogen | QC | Dispatch-Crossload | VOM | 0 | [6 empty] | 0.42196 | 0
LCP_Inputs_ON_Diverse_IEA_2023_05_05 | 2042 | Electrolyser 2050 | Crossload | Hydrogen | WC | Dispatch-Crossload | EmissionsCost | 0 | [6 empty] | 0.42196 | 0
LCP_Inputs_ON_Diverse_IEA_2023_05_05 | 2042 | Electrolyser 2050 | Crossload | Hydrogen | WC | Dispatch-Crossload | FuelCost | 0 | [6 empty] | 0.42196 | 0
LCP_Inputs_ON_Diverse_IEA_2023_05_05 | 2042 | Electrolyser 2050 | Crossload | Hydrogen | WC | Dispatch-Crossload | VOM | 0 | [6 empty] | 0.42196 | 0
LCP_Inputs_ON_Diverse_IEA_2023_05_05 | 2042 | Fossil Fuel Thermal (Coal, Peat, Oil) | Generation | Electricity | MI | Dispatch-Generation | EmissionsCost | 0 | [6 empty] | 0.42196 | 0
LCP_Inputs_ON_Diverse_IEA_2023_05_05 | 2042 | Fossil Fuel Thermal (Coal, Peat, Oil) | Generation | Electricity | MI | Dispatch-Generation | FuelCost | 0 | [6 empty] | 0.42196 | 0
LCP_Inputs_ON_Diverse_IEA_2023_05_05 | 2042 | Fossil Fuel Thermal (Coal, Peat, Oil) | Generation | Electricity | MI | Dispatch-Generation | VOM | 0 | [6 empty] | 0.42196 | 0
LCP_Inputs_ON_Diverse_IEA_2023_05_05 | 2042 | Fossil Fuel Thermal (Coal, Peat, Oil) | Generation | Electricity | NY | Dispatch-Generation | EmissionsCost | 0 | [6 empty] | 0.42196 | 0
LCP_Inputs_ON_Diverse_IEA_2023_05_05 | 2042 | Fossil Fuel Thermal (Coal, Peat, Oil) | Generation | Electricity | NY | Dispatch-Generation | FuelCost | 0 | [6 empty] | 0.42196 | 0
LCP_Inputs_ON_Diverse_IEA_2023_05_05 | 2042 | Fossil Fuel Thermal (Coal, Peat, Oil) | Generation | Electricity | NY | Dispatch-Generation | VOM | 0 | [6 empty] | 0.42196 | 0
LCP_Inputs_ON_Diverse_IEA_2023_05_05 | 2042 | Fossil Fuel Thermal (Coal, Peat, Oil) | Generation | Electricity | ON | Dispatch-Generation | EmissionsCost | 0 | [6 empty] | 0.42196 | 0
LCP_Inputs_ON_Diverse_IEA_2023_05_05 | 2042 | Fossil Fuel Thermal (Coal, Peat, Oil) | Generation | Electricity | ON | Dispatch-Generation | FuelCost | 0 | [6 empty] | 0.42196 | 0
LCP_Inputs_ON_Diverse_IEA_2023_05_05 | 2042 | Fossil Fuel Thermal (Coal, Peat, Oil) | Generation | Electricity | ON | Dispatch-Generation | VOM | 0 | [6 empty] | 0.42196 | 0
LCP_Inputs_ON_Diverse_IEA_2023_05_05 | 2042 | Fossil Fuel Thermal (Coal, Peat, Oil) | Generation | Electricity | PJ | Dispatch-Generation | EmissionsCost | 0 | [6 empty] | 0.42196 | 0
LCP_Inputs_ON_Diverse_IEA_2023_05_05 | 2042 | Fossil Fuel Thermal (Coal, Peat, Oil) | Generation | Electricity | PJ | Dispatch-Generation | FuelCost | 0 | [6 empty] | 0.42196 | 0
LCP_Inputs_ON_Diverse_IEA_2023_05_05 | 2042 | Fossil Fuel Thermal (Coal, Peat, Oil) | Generation | Electricity | PJ | Dispatch-Generation | VOM | 0 | [6 empty] | 0.42196 | 0
LCP_Inputs_ON_Diverse_IEA_2023_05_05 | 2042 | Fossil Fuel Thermal (Coal, Peat, Oil) | Generation | Electricity | QC | Dispatch-Generation | EmissionsCost | 0 | [6 empty] | 0.42196 | 0
LCP_Inputs_ON_Diverse_IEA_2023_05_05 | 2042 | Fossil Fuel Thermal (Coal, Peat, Oil) | Generation | Electricity | QC | Dispatch-Generation | FuelCost | 0 | [6 empty] | 0.42196 | 0
LCP_Inputs_ON_Diverse_IEA_2023_05_05 | 2042 | Fossil Fuel Thermal (Coal, Peat, Oil) | Generation | Electricity | QC | Dispatch-Generation | VOM | 0 | [6 empty] | 0.42196 | 0
LCP_Inputs_ON_Diverse_IEA_2023_05_05 | 2042 | Fossil Fuel Thermal (Coal, Peat, Oil) | Generation | Electricity | WC | Dispatch-Generation | EmissionsCost | 0 | [6 empty] | 0.42196 | 0
LCP_Inputs_ON_Diverse_IEA_2023_05_05 | 2042 | Fossil Fuel Thermal (Coal, Peat, Oil) | Generation | Electricity | WC | Dispatch-Generation | FuelCost | 0 | [6 empty] | 0.42196 | 0
LCP_Inputs_ON_Diverse_IEA_2023_05_05 | 2042 | Fossil Fuel Thermal (Coal, Peat, Oil) | Generation | Electricity | WC | Dispatch-Generation | VOM | 0 | [6 empty] | 0.42196 | 0
LCP_Inputs_ON_Diverse_IEA_2023_05_05 | 2042 | Generic - Generator | Generation | Electricity | MI | Dispatch-Generation | EmissionsCost | 0 | [6 empty] | 0.42196 | 0
LCP_Inputs_ON_Diverse_IEA_2023_05_05 | 2042 | Generic - Generator | Generation | Electricity | MI | Dispatch-Generation | FuelCost | 834353354.7452 | [6 empty] | 0.42196 | 352059892.4047
LCP_Inputs_ON_Diverse_IEA_2023_05_05 | 2042 | Generic - Generator | Generation | Electricity | MI | Dispatch-Generation | VOM | 27287451.8893 | [6 empty] | 0.42196 | 11514087.3126
LCP_Inputs_ON_Diverse_IEA_2023_05_05 | 2042 | Generic - Generator | Generation | Electricity | NY | Dispatch-Generation | EmissionsCost | 0 | [6 empty] | 0.42196 | 0
LCP_Inputs_ON_Diverse_IEA_2023_05_05 | 2042 | Generic - Generator | Generation | Electricity | NY | Dispatch-Generation | FuelCost | 104321173.1139 | [6 empty] | 0.42196 | 44018880.9371
LCP_Inputs_ON_Diverse_IEA_2023_05_05 | 2042 | Generic - Generator | Generation | Electricity | NY | Dispatch-Generation | VOM | 3411814.6421 | [6 empty] | 0.42196 | 1439633.5665
LCP_Inputs_ON_Diverse_IEA_2023_05_05 | 2042 | Generic - Generator | Generation | Electricity | ON | Dispatch-Generation | EmissionsCost | 0 | [6 empty] | 0.42196 | 0
LCP_Inputs_ON_Diverse_IEA_2023_05_05 | 2042 | Generic - Generator | Generation | Electricity | ON | Dispatch-Generation | FuelCost | 0 | [6 empty] | 0.42196 | 0
LCP_Inputs_ON_Diverse_IEA_2023_05_05 | 2042 | Generic - Generator | Generation | Electricity | ON | Dispatch-Generation | VOM | 0 | [6 empty] | 0.42196 | 0
LCP_Inputs_ON_Diverse_IEA_2023_05_05 | 2042 | Generic - Generator | Generation | Electricity | PJ | Dispatch-Generation | EmissionsCost | 0 | [6 empty] | 0.42196 | 0
LCP_Inputs_ON_Diverse_IEA_2023_05_05 | 2042 | Generic - Generator | Generation | Electricity | PJ | Dispatch-Generation | FuelCost | 5328558791.3796 | [6 empty] | 0.42196 | 2248414085.1071
LCP_Inputs_ON_Diverse_IEA_2023_05_05 | 2042 | Generic - Generator | Generation | Electricity | PJ | Dispatch-Generation | VOM | 174270038.9852 | [6 empty] | 0.42196 | 73534181.6816
LCP_Inputs_ON_Diverse_IEA_2023_05_05 | 2042 | Generic - Generator | Generation | Electricity | QC | Dispatch-Generation | EmissionsCost | 0 | [6 empty] | 0.42196 | 0
LCP_Inputs_ON_Diverse_IEA_2023_05_05 | 2042 | Generic - Generator | Generation | Electricity | QC | Dispatch-Generation | FuelCost | 0 | [6 empty] | 0.42196 | 0
LCP_Inputs_ON_Diverse_IEA_2023_05_05 | 2042 | Generic - Generator | Generation | Electricity | QC | Dispatch-Generation | VOM | 0 | [6 empty] | 0.42196 | 0
LCP_Inputs_ON_Diverse_IEA_2023_05_05 | 2042 | Generic - Generator | Generation | Electricity | WC | Dispatch-Generation | EmissionsCost | 0 | [6 empty] | 0.42196 | 0
LCP_Inputs_ON_Diverse_IEA_2023_05_05 | 2042 | Generic - Generator | Generation | Electricity | WC | Dispatch-Generation | FuelCost | 0 | [6 empty] | 0.42196 | 0
LCP_Inputs_ON_Diverse_IEA_2023_05_05 | 2042 | Generic - Generator | Generation | Electricity | WC | Dispatch-Generation | VOM | 0 | [6 empty] | 0.42196 | 0
LCP_Inputs_ON_Diverse_IEA_2023_05_05 | 2042 | H2 Import - QC | Import | Hydrogen | MI | Dispatch-Import | EmissionsCost | 0 | [6 empty] | 0.42196 | 0
LCP_Inputs_ON_Diverse_IEA_2023_05_05 | 2042 | H2 Import - QC | Import | Hydrogen | MI | Dispatch-Import | FuelCost | 0 | [6 empty] | 0.42196 | 0
LCP_Inputs_ON_Diverse_IEA_2023_05_05 | 2042 | H2 Import - QC | Import | Hydrogen | MI | Dispatch-Import | VOM | 0 | [6 empty] | 0.42196 | 0
LCP_Inputs_ON_Diverse_IEA_2023_05_05 | 2042 | H2 Import - QC | Import | Hydrogen | NY | Dispatch-Import | EmissionsCost | 0 | [6 empty] | 0.42196 | 0
LCP_Inputs_ON_Diverse_IEA_2023_05_05 | 2042 | H2 Import - QC | Import | Hydrogen | NY | Dispatch-Import | FuelCost | 0 | [6 empty] | 0.42196 | 0
LCP_Inputs_ON_Diverse_IEA_2023_05_05 | 2042 | H2 Import - QC | Import | Hydrogen | NY | Dispatch-Import | VOM | 0 | [6 empty] | 0.42196 | 0
LCP_Inputs_ON_Diverse_IEA_2023_05_05 | 2042 | H2 Import - QC | Import | Hydrogen | ON | Dispatch-Import | EmissionsCost | 0 | [6 empty] | 0.42196 | 0
LCP_Inputs_ON_Diverse_IEA_2023_05_05 | 2042 | H2 Import - QC | Import | Hydrogen | ON | Dispatch-Import | FuelCost | 0 | [6 empty] | 0.42196 | 0
LCP_Inputs_ON_Diverse_IEA_2023_05_05 | 2042 | H2 Import - QC | Import | Hydrogen | ON | Dispatch-Import | VOM | 0 | [6 empty] | 0.42196 | 0
LCP_Inputs_ON_Diverse_IEA_2023_05_05 | 2042 | H2 Import - QC | Import | Hydrogen | PJ | Dispatch-Import | EmissionsCost | 0 | [6 empty] | 0.42196 | 0
LCP_Inputs_ON_Diverse_IEA_2023_05_05 | 2042 | H2 Import - QC | Import | Hydrogen | PJ | Dispatch-Import | FuelCost | 0 | [6 empty] | 0.42196 | 0
LCP_Inputs_ON_Diverse_IEA_2023_05_05 | 2042 | H2 Import - QC | Import | Hydrogen | PJ | Dispatch-Import | VOM | 0 | [6 empty] | 0.42196 | 0
LCP_Inputs_ON_Diverse_IEA_2023_05_05 | 2042 | H2 Import - QC | Import | Hydrogen | QC | Dispatch-Import | EmissionsCost | 0 | [6 empty] | 0.42196 | 0
LCP_Inputs_ON_Diverse_IEA_2023_05_05 | 2042 | H2 Import - QC | Import | Hydrogen | QC | Dispatch-Import | FuelCost | 0 | [6 empty] | 0.42196 | 0
LCP_Inputs_ON_Diverse_IEA_2023_05_05 | 2042 | H2 Import - QC | Import | Hydrogen | QC | Dispatch-Import | VOM | 0 | [6 empty] | 0.42196 | 0
LCP_Inputs_ON_Diverse_IEA_2023_05_05 | 2042 | H2 Import - QC | Import | Hydrogen | WC | Dispatch-Import | EmissionsCost | 0 | [6 empty] | 0.42196 | 0
LCP_Inputs_ON_Diverse_IEA_2023_05_05 | 2042 | H2 Import - QC | Import | Hydrogen | WC | Dispatch-Import | FuelCost | 0 | [6 empty] | 0.42196 | 0
LCP_Inputs_ON_Diverse_IEA_2023_05_05 | 2042 | H2 Import - QC | Import | Hydrogen | WC | Dispatch-Import | VOM | 0 | [6 empty] | 0.42196 | 0
LCP_Inputs_ON_Diverse_IEA_2023_05_05 | 2042 | H2 Import - WC | Import | Hydrogen | MI | Dispatch-Import | EmissionsCost | 0 | [6 empty] | 0.42196 | 0
LCP_Inputs_ON_Diverse_IEA_2023_05_05 | 2042 | H2 Import - WC | Import | Hydrogen | MI | Dispatch-Import | FuelCost | 0 | [6 empty] | 0.42196 | 0
LCP_Inputs_ON_Diverse_IEA_2023_05_05 | 2042 | H2 Import - WC | Import | Hydrogen | MI | Dispatch-Import | VOM | 0 | [6 empty] | 0.42196 | 0
LCP_Inputs_ON_Diverse_IEA_2023_05_05 | 2042 | H2 Import - WC | Import | Hydrogen | NY | Dispatch-Import | EmissionsCost | 0 | [6 empty] | 0.42196 | 0
LCP_Inputs_ON_Diverse_IEA_2023_05_05 | 2042 | H2 Import - WC | Import | Hydrogen | NY | Dispatch-Import | FuelCost | 0 | [6 empty] | 0.42196 | 0
LCP_Inputs_ON_Diverse_IEA_2023_05_05 | 2042 | H2 Import - WC | Import | Hydrogen | NY | Dispatch-Import | VOM | 0 | [6 empty] | 0.42196 | 0
LCP_Inputs_ON_Diverse_IEA_2023_05_05 | 2042 | H2 Import - WC | Import | Hydrogen | ON | Dispatch-Import | EmissionsCost | 0 | [6 empty] | 0.42196 | 0
LCP_Inputs_ON_Diverse_IEA_2023_05_05 | 2042 | H2 Import - WC | Import | Hydrogen | ON | Dispatch-Import | FuelCost | 0 | [6 empty] | 0.42196 | 0
LCP_Inputs_ON_Diverse_IEA_2023_05_05 | 2042 | H2 Import - WC | Import | Hydrogen | ON | Dispatch-Import | VOM | 0 | [6 empty] | 0.42196 | 0
LCP_Inputs_ON_Diverse_IEA_2023_05_05 | 2042 | H2 Import - WC | Import | Hydrogen | PJ | Dispatch-Import | EmissionsCost | 0 | [6 empty] | 0.42196 | 0
LCP_Inputs_ON_Diverse_IEA_2023_05_05 | 2042 | H2 Import - WC | Import | Hydrogen | PJ | Dispatch-Import | FuelCost | 0 | [6 empty] | 0.42196 | 0
LCP_Inputs_ON_Diverse_IEA_2023_05_05 | 2042 | H2 Import - WC | Import | Hydrogen | PJ | Dispatch-Import | VOM | 0 | [6 empty] | 0.42196 | 0
LCP_Inputs_ON_Diverse_IEA_2023_05_05 | 2042 | H2 Import - WC | Import | Hydrogen | QC | Dispatch-Import | EmissionsCost | 0 | [6 empty] | 0.42196 | 0
LCP_Inputs_ON_Diverse_IEA_2023_05_05 | 2042 | H2 Import - WC | Import | Hydrogen | QC | Dispatch-Import | FuelCost | 0 | [6 empty] | 0.42196 | 0
LCP_Inputs_ON_Diverse_IEA_2023_05_05 | 2042 | H2 Import - WC | Import | Hydrogen | QC | Dispatch-Import | VOM | 0 | [6 empty] | 0.42196 | 0
LCP_Inputs_ON_Diverse_IEA_2023_05_05 | 2042 | H2 Import - WC | Import | Hydrogen | WC | Dispatch-Import | EmissionsCost | 0 | [6 empty] | 0.42196 | 0
LCP_Inputs_ON_Diverse_IEA_2023_05_05 | 2042 | H2 Import - WC | Import | Hydrogen | WC | Dispatch-Import | FuelCost | 298476487.2232 | [6 empty] | 0.42196 | 125943761.5724
LCP_Inputs_ON_Diverse_IEA_2023_05_05 | 2042 | H2 Import - WC | Import | Hydrogen | WC | Dispatch-Import | VOM | 0 | [6 empty] | 0.42196 | 0
LCP_Inputs_ON_Diverse_IEA_2023_05_05 | 2042 | H2 Salt Cavern Storage - ON | Storage | Hydrogen | MI | Dispatch-Storage | EmissionsCost | 0 | [6 empty] | 0.42196 | 0
LCP_Inputs_ON_Diverse_IEA_2023_05_05 | 2042 | H2 Salt Cavern Storage - ON | Storage | Hydrogen | MI | Dispatch-Storage | FuelCost | 0 | [6 empty] | 0.42196 | 0
LCP_Inputs_ON_Diverse_IEA_2023_05_05 | 2042 | H2 Salt Cavern Storage - ON | Storage | Hydrogen | MI | Dispatch-Storage | VOM | 0 | [6 empty] | 0.42196 | 0
LCP_Inputs_ON_Diverse_IEA_2023_05_05 | 2042 | H2 Salt Cavern Storage - ON | Storage | Hydrogen | NY | Dispatch-Storage | EmissionsCost | 0 | [6 empty] | 0.42196 | 0
LCP_Inputs_ON_Diverse_IEA_2023_05_05 | 2042 | H2 Salt Cavern Storage - ON | Storage | Hydrogen | NY | Dispatch-Storage | FuelCost | 0 | [6 empty] | 0.42196 | 0
LCP_Inputs_ON_Diverse_IEA_2023_05_05 | 2042 | H2 Salt Cavern Storage - ON | Storage | Hydrogen | NY | Dispatch-Storage | VOM | 0 | [6 empty] | 0.42196 | 0
LCP_Inputs_ON_Diverse_IEA_2023_05_05 | 2042 | H2 Salt Cavern Storage - ON | Storage | Hydrogen | ON | Dispatch-Storage | EmissionsCost | 0 | [6 empty] | 0.42196 | 0
LCP_Inputs_ON_Diverse_IEA_2023_05_05 | 2042 | H2 Salt Cavern Storage - ON | Storage | Hydrogen | ON | Dispatch-Storage | FuelCost | 0 | [6 empty] | 0.42196 | 0
LCP_Inputs_ON_Diverse_IEA_2023_05_05 | 2042 | H2 Salt Cavern Storage - ON | Storage | Hydrogen | ON | Dispatch-Storage | VOM | 80253018.6897 | [6 empty] | 0.42196 | 33863193.5311
LCP_Inputs_ON_Diverse_IEA_2023_05_05 | 2042 | H2 Salt Cavern Storage - ON | Storage | Hydrogen | PJ | Dispatch-Storage | EmissionsCost | 0 | [6 empty] | 0.42196 | 0
LCP_Inputs_ON_Diverse_IEA_2023_05_05 | 2042 | H2 Salt Cavern Storage - ON | Storage | Hydrogen | PJ | Dispatch-Storage | FuelCost | 0 | [6 empty] | 0.42196 | 0
LCP_Inputs_ON_Diverse_IEA_2023_05_05 | 2042 | H2 Salt Cavern Storage - ON | Storage | Hydrogen | PJ | Dispatch-Storage | VOM | 0 | [6 empty] | 0.42196 | 0
LCP_Inputs_ON_Diverse_IEA_2023_05_05 | 2042 | H2 Salt Cavern Storage - ON | Storage | Hydrogen | QC | Dispatch-Storage | EmissionsCost | 0 | [6 empty] | 0.42196 | 0
LCP_Inputs_ON_Diverse_IEA_2023_05_05 | 2042 | H2 Salt Cavern Storage - ON | Storage | Hydrogen | QC | Dispatch-Storage | FuelCost | 0 | [6 empty] | 0.42196 | 0
LCP_Inputs_ON_Diverse_IEA_2023_05_05 | 2042 | H2 Salt Cavern Storage - ON | Storage | Hydrogen | QC | Dispatch-Storage | VOM | 0 | [6 empty] | 0.42196 | 0
LCP_Inputs_ON_Diverse_IEA_2023_05_05 | 2042 | H2 Salt Cavern Storage - ON | Storage | Hydrogen | WC | Dispatch-Storage | EmissionsCost | 0 | [6 empty] | 0.42196 | 0
LCP_Inputs_ON_Diverse_IEA_2023_05_05 | 2042 | H2 Salt Cavern Storage - ON | Storage | Hydrogen | WC | Dispatch-Storage | FuelCost | 0 | [6 empty] | 0.42196 | 0
LCP_Inputs_ON_Diverse_IEA_2023_05_05 | 2042 | H2 Salt Cavern Storage - ON | Storage | Hydrogen | WC | Dispatch-Storage | VOM | 0 | [6 empty] | 0.42196 | 0
LCP_Inputs_ON_Diverse_IEA_2023_05_05 | 2042 | Hydro | Generation | Electricity | MI | Dispatch-Generation | EmissionsCost | 0 | [6 empty] | 0.42196 | 0
LCP_Inputs_ON_Diverse_IEA_2023_05_05 | 2042 | Hydro | Generation | Electricity | MI | Dispatch-Generation | FuelCost | 0 | [6 empty] | 0.42196 | 0
LCP_Inputs_ON_Diverse_IEA_2023_05_05 | 2042 | Hydro | Generation | Electricity | MI | Dispatch-Generation | VOM | 0 | [6 empty] | 0.42196 | 0
LCP_Inputs_ON_Diverse_IEA_2023_05_05 | 2042 | Hydro | Generation | Electricity | NY | Dispatch-Generation | EmissionsCost | 0 | [6 empty] | 0.42196 | 0
LCP_Inputs_ON_Diverse_IEA_2023_05_05 | 2042 | Hydro | Generation | Electricity | NY | Dispatch-Generation | FuelCost | 0 | [6 empty] | 0.42196 | 0
LCP_Inputs_ON_Diverse_IEA_2023_05_05 | 2042 | Hydro | Generation | Electricity | NY | Dispatch-Generation | VOM | 0 | [6 empty] | 0.42196 | 0
LCP_Inputs_ON_Diverse_IEA_2023_05_05 | 2042 | Hydro | Generation | Electricity | ON | Dispatch-Generation | EmissionsCost | 0 | [6 empty] | 0.42196 | 0
LCP_Inputs_ON_Diverse_IEA_2023_05_05 | 2042 | Hydro | Generation | Electricity | ON | Dispatch-Generation | FuelCost | 0 | [6 empty] | 0.42196 | 0
LCP_Inputs_ON_Diverse_IEA_2023_05_05 | 2042 | Hydro | Generation | Electricity | ON | Dispatch-Generation | VOM | 0 | [6 empty] | 0.42196 | 0
LCP_Inputs_ON_Diverse_IEA_2023_05_05 | 2042 | Hydro | Generation | Electricity | PJ | Dispatch-Generation | EmissionsCost | 0 | [6 empty] | 0.42196 | 0
LCP_Inputs_ON_Diverse_IEA_2023_05_05 | 2042 | Hydro | Generation | Electricity | PJ | Dispatch-Generation | FuelCost | 0 | [6 empty] | 0.42196 | 0
LCP_Inputs_ON_Diverse_IEA_2023_05_05 | 2042 | Hydro | Generation | Electricity | PJ | Dispatch-Generation | VOM | 0 | [6 empty] | 0.42196 | 0
LCP_Inputs_ON_Diverse_IEA_2023_05_05 | 2042 | Hydro | Generation | Electricity | QC | Dispatch-Generation | EmissionsCost | 0 | [6 empty] | 0.42196 | 0
LCP_Inputs_ON_Diverse_IEA_2023_05_05 | 2042 | Hydro | Generation | Electricity | QC | Dispatch-Generation | FuelCost | 0 | [6 empty] | 0.42196 | 0
LCP_Inputs_ON_Diverse_IEA_2023_05_05 | 2042 | Hydro | Generation | Electricity | QC | Dispatch-Generation | VOM | 0 | [6 empty] | 0.42196 | 0
LCP_Inputs_ON_Diverse_IEA_2023_05_05 | 2042 | Hydro | Generation | Electricity | WC | Dispatch-Generation | EmissionsCost | 0 | [6 empty] | 0.42196 | 0
LCP_Inputs_ON_Diverse_IEA_2023_05_05 | 2042 | Hydro | Generation | Electricity | WC | Dispatch-Generation | FuelCost | 0 | [6 empty] | 0.42196 | 0
LCP_Inputs_ON_Diverse_IEA_2023_05_05 | 2042 | Hydro | Generation | Electricity | WC | Dispatch-Generation | VOM | 0 | [6 empty] | 0.42196 | 0
LCP_Inputs_ON_Diverse_IEA_2023_05_05 | 2042 | Hydro Pumped Storage | Storage | Electricity | MI | Dispatch-Storage | EmissionsCost | 0 | [6 empty] | 0.42196 | 0
LCP_Inputs_ON_Diverse_IEA_2023_05_05 | 2042 | Hydro Pumped Storage | Storage | Electricity | MI | Dispatch-Storage | FuelCost | 0 | [6 empty] | 0.42196 | 0
LCP_Inputs_ON_Diverse_IEA_2023_05_05 | 2042 | Hydro Pumped Storage | Storage | Electricity | MI | Dispatch-Storage | VOM | 0 | [6 empty] | 0.42196 | 0
LCP_Inputs_ON_Diverse_IEA_2023_05_05 | 2042 | Hydro Pumped Storage | Storage | Electricity | NY | Dispatch-Storage | EmissionsCost | 0 | [6 empty] | 0.42196 | 0
LCP_Inputs_ON_Diverse_IEA_2023_05_05 | 2042 | Hydro Pumped Storage | Storage | Electricity | NY | Dispatch-Storage | FuelCost | 0 | [6 empty] | 0.42196 | 0
LCP_Inputs_ON_Diverse_IEA_2023_05_05 | 2042 | Hydro Pumped Storage | Storage | Electricity | NY | Dispatch-Storage | VOM | 0 | [6 empty] | 0.42196 | 0
LCP_Inputs_ON_Diverse_IEA_2023_05_05 | 2042 | Hydro Pumped Storage | Storage | Electricity | ON | Dispatch-Storage | EmissionsCost | 0 | [6 empty] | 0.42196 | 0
LCP_Inputs_ON_Diverse_IEA_2023_05_05 | 2042 | Hydro Pumped Storage | Storage | Electricity | ON | Dispatch-Storage | FuelCost | 0 | [6 empty] | 0.42196 | 0
LCP_Inputs_ON_Diverse_IEA_2023_05_05 | 2042 | Hydro Pumped Storage | Storage | Electricity | ON | Dispatch-Storage | VOM | 0 | [6 empty] | 0.42196 | 0
LCP_Inputs_ON_Diverse_IEA_2023_05_05 | 2042 | Hydro Pumped Storage | Storage | Electricity | PJ | Dispatch-Storage | EmissionsCost | 0 | [6 empty] | 0.42196 | 0
LCP_Inputs_ON_Diverse_IEA_2023_05_05 | 2042 | Hydro Pumped Storage | Storage | Electricity | PJ | Dispatch-Storage | FuelCost | 0 | [6 empty] | 0.42196 | 0
LCP_Inputs_ON_Diverse_IEA_2023_05_05 | 2042 | Hydro Pumped Storage | Storage | Electricity | PJ | Dispatch-Storage | VOM | 0 | [6 empty] | 0.42196 | 0
LCP_Inputs_ON_Diverse_IEA_2023_05_05 | 2042 | Hydro Pumped Storage | Storage | Electricity | QC | Dispatch-Storage | EmissionsCost | 0 | [6 empty] | 0.42196 | 0
LCP_Inputs_ON_Diverse_IEA_2023_05_05 | 2042 | Hydro Pumped Storage | Storage | Electricity | QC | Dispatch-Storage | FuelCost | 0 | [6 empty] | 0.42196 | 0
LCP_Inputs_ON_Diverse_IEA_2023_05_05 | 2042 | Hydro Pumped Storage | Storage | Electricity | QC | Dispatch-Storage | VOM | 0 | [6 empty] | 0.42196 | 0
LCP_Inputs_ON_Diverse_IEA_2023_05_05 | 2042 | Hydro Pumped Storage | Storage | Electricity | WC | Dispatch-Storage | EmissionsCost | 0 | [6 empty] | 0.42196 | 0
LCP_Inputs_ON_Diverse_IEA_2023_05_05 | 2042 | Hydro Pumped Storage | Storage | Electricity | WC | Dispatch-Storage | FuelCost | 0 | [6 empty] | 0.42196 | 0
LCP_Inputs_ON_Diverse_IEA_2023_05_05 | 2042 | Hydro Pumped Storage | Storage | Electricity | WC | Dispatch-Storage | VOM | 0 | [6 empty] | 0.42196 | 0
LCP_Inputs_ON_Diverse_IEA_2023_05_05 | 2042 | Nuclear | Generation | Electricity | MI | Dispatch-Generation | EmissionsCost | 0 | [6 empty] | 0.42196 | 0
LCP_Inputs_ON_Diverse_IEA_2023_05_05 | 2042 | Nuclear | Generation | Electricity | MI | Dispatch-Generation | FuelCost | 0 | [6 empty] | 0.42196 | 0
LCP_Inputs_ON_Diverse_IEA_2023_05_05 | 2042 | Nuclear | Generation | Electricity | MI | Dispatch-Generation | VOM | 2762866296.96 | [6 empty] | 0.42196 | 1165806316.5977
LCP_Inputs_ON_Diverse_IEA_2023_05_05 | 2042 | Nuclear | Generation | Electricity | NY | Dispatch-Generation | EmissionsCost | 0 | [6 empty] | 0.42196 | 0
LCP_Inputs_ON_Diverse_IEA_2023_05_05 | 2042 | Nuclear | Generation | Electricity | NY | Dispatch-Generation | FuelCost | 0 | [6 empty] | 0.42196 | 0
LCP_Inputs_ON_Diverse_IEA_2023_05_05 | 2042 | Nuclear | Generation | Electricity | NY | Dispatch-Generation | VOM | 2246155230.144 | [6 empty] | 0.42196 | 947777298.6127
LCP_Inputs_ON_Diverse_IEA_2023_05_05 | 2042 | Nuclear | Generation | Electricity | ON | Dispatch-Generation | EmissionsCost | 0 | [6 empty] | 0.42196 | 0
LCP_Inputs_ON_Diverse_IEA_2023_05_05 | 2042 | Nuclear | Generation | Electricity | ON | Dispatch-Generation | FuelCost | 0 | [6 empty] | 0.42196 | 0
LCP_Inputs_ON_Diverse_IEA_2023_05_05 | 2042 | Nuclear | Generation | Electricity | ON | Dispatch-Generation | VOM | 7830417006.0162 | [6 empty] | 0.42196 | 3304086635.409
LCP_Inputs_ON_Diverse_IEA_2023_05_05 | 2042 | Nuclear | Generation | Electricity | PJ | Dispatch-Generation | EmissionsCost | 0 | [6 empty] | 0.42196 | 0
LCP_Inputs_ON_Diverse_IEA_2023_05_05 | 2042 | Nuclear | Generation | Electricity | PJ | Dispatch-Generation | FuelCost | 0 | [6 empty] | 0.42196 | 0
LCP_Inputs_ON_Diverse_IEA_2023_05_05 | 2042 | Nuclear | Generation | Electricity | PJ | Dispatch-Generation | VOM | 6401347648.6848 | [6 empty] | 0.42196 | 2701083122.1857
LCP_Inputs_ON_Diverse_IEA_2023_05_05 | 2042 | Nuclear | Generation | Electricity | QC | Dispatch-Generation | EmissionsCost | 0 | [6 empty] | 0.42196 | 0
LCP_Inputs_ON_Diverse_IEA_2023_05_05 | 2042 | Nuclear | Generation | Electricity | QC | Dispatch-Generation | FuelCost | 0 | [6 empty] | 0.42196 | 0
LCP_Inputs_ON_Diverse_IEA_2023_05_05 | 2042 | Nuclear | Generation | Electricity | QC | Dispatch-Generation | VOM | 0 | [6 empty] | 0.42196 | 0
LCP_Inputs_ON_Diverse_IEA_2023_05_05 | 2042 | Nuclear | Generation | Electricity | WC | Dispatch-Generation | EmissionsCost | 0 | [6 empty] | 0.42196 | 0
LCP_Inputs_ON_Diverse_IEA_2023_05_05 | 2042 | Nuclear | Generation | Electricity | WC | Dispatch-Generation | FuelCost | 0 | [6 empty] | 0.42196 | 0
LCP_Inputs_ON_Diverse_IEA_2023_05_05 | 2042 | Nuclear | Generation | Electricity | WC | Dispatch-Generation | VOM | 0 | [6 empty] | 0.42196 | 0
LCP_Inputs_ON_Diverse_IEA_2023_05_05 | 2042 | Nuclear SMR | Generation | Electricity | MI | Dispatch-Generation | EmissionsCost | 0 | [6 empty] | 0.42196 | 0
LCP_Inputs_ON_Diverse_IEA_2023_05_05 | 2042 | Nuclear SMR | Generation | Electricity | MI | Dispatch-Generation | FuelCost | 0 | [6 empty] | 0.42196 | 0
LCP_Inputs_ON_Diverse_IEA_2023_05_05 | 2042 | Nuclear SMR | Generation | Electricity | MI | Dispatch-Generation | VOM | 0 | [6 empty] | 0.42196 | 0
LCP_Inputs_ON_Diverse_IEA_2023_05_05 | 2042 | Nuclear SMR | Generation | Electricity | NY | Dispatch-Generation | EmissionsCost | 0 | [6 empty] | 0.42196 | 0
LCP_Inputs_ON_Diverse_IEA_2023_05_05 | 2042 | Nuclear SMR | Generation | Electricity | NY | Dispatch-Generation | FuelCost | 0 | [6 empty] | 0.42196 | 0
LCP_Inputs_ON_Diverse_IEA_2023_05_05 | 2042 | Nuclear SMR | Generation | Electricity | NY | Dispatch-Generation | VOM | 0 | [6 empty] | 0.42196 | 0
LCP_Inputs_ON_Diverse_IEA_2023_05_05 | 2042 | Nuclear SMR | Generation | Electricity | ON | Dispatch-Generation | EmissionsCost | 0 | [6 empty] | 0.42196 | 0
LCP_Inputs_ON_Diverse_IEA_2023_05_05 | 2042 | Nuclear SMR | Generation | Electricity | ON | Dispatch-Generation | FuelCost | 0 | [6 empty] | 0.42196 | 0
LCP_Inputs_ON_Diverse_IEA_2023_05_05 | 2042 | Nuclear SMR | Generation | Electricity | ON | Dispatch-Generation | VOM | 209767586.3233 | [6 empty] | 0.42196 | 88512562.9938
LCP_Inputs_ON_Diverse_IEA_2023_05_05 | 2042 | Nuclear SMR | Generation | Electricity | PJ | Dispatch-Generation | EmissionsCost | 0 | [6 empty] | 0.42196 | 0
LCP_Inputs_ON_Diverse_IEA_2023_05_05 | 2042 | Nuclear SMR | Generation | Electricity | PJ | Dispatch-Generation | FuelCost | 0 | [6 empty] | 0.42196 | 0
LCP_Inputs_ON_Diverse_IEA_2023_05_05 | 2042 | Nuclear SMR | Generation | Electricity | PJ | Dispatch-Generation | VOM | 0 | [6 empty] | 0.42196 | 0
LCP_Inputs_ON_Diverse_IEA_2023_05_05 | 2042 | Nuclear SMR | Generation | Electricity | QC | Dispatch-Generation | EmissionsCost | 0 | [6 empty] | 0.42196 | 0
LCP_Inputs_ON_Diverse_IEA_2023_05_05 | 2042 | Nuclear SMR | Generation | Electricity | QC | Dispatch-Generation | FuelCost | 0 | [6 empty] | 0.42196 | 0
LCP_Inputs_ON_Diverse_IEA_2023_05_05 | 2042 | Nuclear SMR | Generation | Electricity | QC | Dispatch-Generation | VOM | 0 | [6 empty] | 0.42196 | 0
LCP_Inputs_ON_Diverse_IEA_2023_05_05 | 2042 | Nuclear SMR | Generation | Electricity | WC | Dispatch-Generation | EmissionsCost | 0 | [6 empty] | 0.42196 | 0
LCP_Inputs_ON_Diverse_IEA_2023_05_05 | 2042 | Nuclear SMR | Generation | Electricity | WC | Dispatch-Generation | FuelCost | 0 | [6 empty] | 0.42196 | 0
LCP_Inputs_ON_Diverse_IEA_2023_05_05 | 2042 | Nuclear SMR | Generation | Electricity | WC | Dispatch-Generation | VOM | 0 | [6 empty] | 0.42196 | 0
LCP_Inputs_ON_Diverse_IEA_2023_05_05 | 2042 | O/CCGT - CH4 Existing | Crossload | Electricity | MI | Dispatch-Crossload | EmissionsCost | 0 | [6 empty] | 0.42196 | 0
LCP_Inputs_ON_Diverse_IEA_2023_05_05 | 2042 | O/CCGT - CH4 Existing | Crossload | Electricity | MI | Dispatch-Crossload | FuelCost | 0 | [6 empty] | 0.42196 | 0
LCP_Inputs_ON_Diverse_IEA_2023_05_05 | 2042 | O/CCGT - CH4 Existing | Crossload | Electricity | MI | Dispatch-Crossload | VOM | 0 | [6 empty] | 0.42196 | 0
LCP_Inputs_ON_Diverse_IEA_2023_05_05 | 2042 | O/CCGT - CH4 Existing | Crossload | Electricity | NY | Dispatch-Crossload | EmissionsCost | 0 | [6 empty] | 0.42196 | 0
LCP_Inputs_ON_Diverse_IEA_2023_05_05 | 2042 | O/CCGT - CH4 Existing | Crossload | Electricity | NY | Dispatch-Crossload | FuelCost | 0 | [6 empty] | 0.42196 | 0
LCP_Inputs_ON_Diverse_IEA_2023_05_05 | 2042 | O/CCGT - CH4 Existing | Crossload | Electricity | NY | Dispatch-Crossload | VOM | 0 | [6 empty] | 0.42196 | 0
LCP_Inputs_ON_Diverse_IEA_2023_05_05 | 2042 | O/CCGT - CH4 Existing | Crossload | Electricity | ON | Dispatch-Crossload | EmissionsCost | 3390434.5216 | [6 empty] | 0.42196 | 1430612.1095
LCP_Inputs_ON_Diverse_IEA_2023_05_05 | 2042 | O/CCGT - CH4 Existing | Crossload | Electricity | ON | Dispatch-Crossload | FuelCost | 0 | [6 empty] | 0.42196 | 0
LCP_Inputs_ON_Diverse_IEA_2023_05_05 | 2042 | O/CCGT - CH4 Existing | Crossload | Electricity | ON | Dispatch-Crossload | VOM | 205052.9936 | [6 empty] | 0.42196 | 86523.2152
LCP_Inputs_ON_Diverse_IEA_2023_05_05 | 2042 | O/CCGT - CH4 Existing | Crossload | Electricity | PJ | Dispatch-Crossload | EmissionsCost | 0 | [6 empty] | 0.42196 | 0
LCP_Inputs_ON_Diverse_IEA_2023_05_05 | 2042 | O/CCGT - CH4 Existing | Crossload | Electricity | PJ | Dispatch-Crossload | FuelCost | 0 | [6 empty] | 0.42196 | 0
LCP_Inputs_ON_Diverse_IEA_2023_05_05 | 2042 | O/CCGT - CH4 Existing | Crossload | Electricity | PJ | Dispatch-Crossload | VOM | 0 | [6 empty] | 0.42196 | 0
LCP_Inputs_ON_Diverse_IEA_2023_05_05 | 2042 | O/CCGT - CH4 Existing | Crossload | Electricity | QC | Dispatch-Crossload | EmissionsCost | 0 | [6 empty] | 0.42196 | 0
LCP_Inputs_ON_Diverse_IEA_2023_05_05 | 2042 | O/CCGT - CH4 Existing | Crossload | Electricity | QC | Dispatch-Crossload | FuelCost | 0 | [6 empty] | 0.42196 | 0
LCP_Inputs_ON_Diverse_IEA_2023_05_05 | 2042 | O/CCGT - CH4 Existing | Crossload | Electricity | QC | Dispatch-Crossload | VOM | 0 | [6 empty] | 0.42196 | 0
LCP_Inputs_ON_Diverse_IEA_2023_05_05 | 2042 | O/CCGT - CH4 Existing | Crossload | Electricity | WC | Dispatch-Crossload | EmissionsCost | 0 | [6 empty] | 0.42196 | 0
LCP_Inputs_ON_Diverse_IEA_2023_05_05 | 2042 | O/CCGT - CH4 Existing | Crossload | Electricity | WC | Dispatch-Crossload | FuelCost | 0 | [6 empty] | 0.42196 | 0
LCP_Inputs_ON_Diverse_IEA_2023_05_05 | 2042 | O/CCGT - CH4 Existing | Crossload | Electricity | WC | Dispatch-Crossload | VOM | 0 | [6 empty] | 0.42196 | 0
LCP_Inputs_ON_Diverse_IEA_2023_05_05 | 2042 | O/CCGT - CH4 New | Crossload | Electricity | MI | Dispatch-Crossload | EmissionsCost | 0 | [6 empty] | 0.42196 | 0
LCP_Inputs_ON_Diverse_IEA_2023_05_05 | 2042 | O/CCGT - CH4 New | Crossload | Electricity | MI | Dispatch-Crossload | FuelCost | 0 | [6 empty] | 0.42196 | 0
LCP_Inputs_ON_Diverse_IEA_2023_05_05 | 2042 | O/CCGT - CH4 New | Crossload | Electricity | MI | Dispatch-Crossload | VOM | 0 | [6 empty] | 0.42196 | 0
LCP_Inputs_ON_Diverse_IEA_2023_05_05 | 2042 | O/CCGT - CH4 New | Crossload | Electricity | NY | Dispatch-Crossload | EmissionsCost | 0 | [6 empty] | 0.42196 | 0
LCP_Inputs_ON_Diverse_IEA_2023_05_05 | 2042 | O/CCGT - CH4 New | Crossload | Electricity | NY | Dispatch-Crossload | FuelCost | 0 | [6 empty] | 0.42196 | 0
LCP_Inputs_ON_Diverse_IEA_2023_05_05 | 2042 | O/CCGT - CH4 New | Crossload | Electricity | NY | Dispatch-Crossload | VOM | 0 | [6 empty] | 0.42196 | 0
LCP_Inputs_ON_Diverse_IEA_2023_05_05 | 2042 | O/CCGT - CH4 New | Crossload | Electricity | ON | Dispatch-Crossload | EmissionsCost | 1511114.6946 | [6 empty] | 0.42196 | 637622.9852
LCP_Inputs_ON_Diverse_IEA_2023_05_05 | 2042 | O/CCGT - CH4 New | Crossload | Electricity | ON | Dispatch-Crossload | FuelCost | 0 | [6 empty] | 0.42196 | 0
LCP_Inputs_ON_Diverse_IEA_2023_05_05 | 2042 | O/CCGT - CH4 New | Crossload | Electricity | ON | Dispatch-Crossload | VOM | 91392 | [6 empty] | 0.42196 | 38563.3467
LCP_Inputs_ON_Diverse_IEA_2023_05_05 | 2042 | O/CCGT - CH4 New | Crossload | Electricity | PJ | Dispatch-Crossload | EmissionsCost | 0 | [6 empty] | 0.42196 | 0
LCP_Inputs_ON_Diverse_IEA_2023_05_05 | 2042 | O/CCGT - CH4 New | Crossload | Electricity | PJ | Dispatch-Crossload | FuelCost | 0 | [6 empty] | 0.42196 | 0
LCP_Inputs_ON_Diverse_IEA_2023_05_05 | 2042 | O/CCGT - CH4 New | Crossload | Electricity | PJ | Dispatch-Crossload | VOM | 0 | [6 empty] | 0.42196 | 0
LCP_Inputs_ON_Diverse_IEA_2023_05_05 | 2042 | O/CCGT - CH4 New | Crossload | Electricity | QC | Dispatch-Crossload | EmissionsCost | 0 | [6 empty] | 0.42196 | 0
LCP_Inputs_ON_Diverse_IEA_2023_05_05 | 2042 | O/CCGT - CH4 New | Crossload | Electricity | QC | Dispatch-Crossload | FuelCost | 0 | [6 empty] | 0.42196 | 0
LCP_Inputs_ON_Diverse_IEA_2023_05_05 | 2042 | O/CCGT - CH4 New | Crossload | Electricity | QC | Dispatch-Crossload | VOM | 0 | [6 empty] | 0.42196 | 0
LCP_Inputs_ON_Diverse_IEA_2023_05_05 | 2042 | O/CCGT - CH4 New | Crossload | Electricity | WC | Dispatch-Crossload | EmissionsCost | 0 | [6 empty] | 0.42196 | 0
LCP_Inputs_ON_Diverse_IEA_2023_05_05 | 2042 | O/CCGT - CH4 New | Crossload | Electricity | WC | Dispatch-Crossload | FuelCost | 0 | [6 empty] | 0.42196 | 0
LCP_Inputs_ON_Diverse_IEA_2023_05_05 | 2042 | O/CCGT - CH4 New | Crossload | Electricity | WC | Dispatch-Crossload | VOM | 0 | [6 empty] | 0.42196 | 0
LCP_Inputs_ON_Diverse_IEA_2023_05_05 | 2042 | O/CCGT - H2 New | Crossload | Electricity | MI | Dispatch-Crossload | EmissionsCost | 0 | [6 empty] | 0.42196 | 0
LCP_Inputs_ON_Diverse_IEA_2023_05_05 | 2042 | O/CCGT - H2 New | Crossload | Electricity | MI | Dispatch-Crossload | FuelCost | 0 | [6 empty] | 0.42196 | 0
LCP_Inputs_ON_Diverse_IEA_2023_05_05 | 2042 | O/CCGT - H2 New | Crossload | Electricity | MI | Dispatch-Crossload | VOM | 0 | [6 empty] | 0.42196 | 0
LCP_Inputs_ON_Diverse_IEA_2023_05_05 | 2042 | O/CCGT - H2 New | Crossload | Electricity | NY | Dispatch-Crossload | EmissionsCost | 0 | [6 empty] | 0.42196 | 0
LCP_Inputs_ON_Diverse_IEA_2023_05_05 | 2042 | O/CCGT - H2 New | Crossload | Electricity | NY | Dispatch-Crossload | FuelCost | 0 | [6 empty] | 0.42196 | 0
LCP_Inputs_ON_Diverse_IEA_2023_05_05 | 2042 | O/CCGT - H2 New | Crossload | Electricity | NY | Dispatch-Crossload | VOM | 0 | [6 empty] | 0.42196 | 0
LCP_Inputs_ON_Diverse_IEA_2023_05_05 | 2042 | O/CCGT - H2 New | Crossload | Electricity | ON | Dispatch-Crossload | EmissionsCost | 0 | [6 empty] | 0.42196 | 0
LCP_Inputs_ON_Diverse_IEA_2023_05_05 | 2042 | O/CCGT - H2 New | Crossload | Electricity | ON | Dispatch-Crossload | FuelCost | 0 | [6 empty] | 0.42196 | 0
LCP_Inputs_ON_Diverse_IEA_2023_05_05 | 2042 | O/CCGT - H2 New | Crossload | Electricity | ON | Dispatch-Crossload | VOM | 233172.4932 | [6 empty] | 0.42196 | 98388.3895
LCP_Inputs_ON_Diverse_IEA_2023_05_05 | 2042 | O/CCGT - H2 New | Crossload | Electricity | PJ | Dispatch-Crossload | EmissionsCost | 0 | [6 empty] | 0.42196 | 0
LCP_Inputs_ON_Diverse_IEA_2023_05_05 | 2042 | O/CCGT - H2 New | Crossload | Electricity | PJ | Dispatch-Crossload | FuelCost | 0 | [6 empty] | 0.42196 | 0
LCP_Inputs_ON_Diverse_IEA_2023_05_05 | 2042 | O/CCGT - H2 New | Crossload | Electricity | PJ | Dispatch-Crossload | VOM | 0 | [6 empty] | 0.42196 | 0
LCP_Inputs_ON_Diverse_IEA_2023_05_05 | 2042 | O/CCGT - H2 New | Crossload | Electricity | QC | Dispatch-Crossload | EmissionsCost | 0 | [6 empty] | 0.42196 | 0
LCP_Inputs_ON_Diverse_IEA_2023_05_05 | 2042 | O/CCGT - H2 New | Crossload | Electricity | QC | Dispatch-Crossload | FuelCost | 0 | [6 empty] | 0.42196 | 0
LCP_Inputs_ON_Diverse_IEA_2023_05_05 | 2042 | O/CCGT - H2 New | Crossload | Electricity | QC | Dispatch-Crossload | VOM | 0 | [6 empty] | 0.42196 | 0
LCP_Inputs_ON_Diverse_IEA_2023_05_05 | 2042 | O/CCGT - H2 New | Crossload | Electricity | WC | Dispatch-Crossload | EmissionsCost | 0 | [6 empty] | 0.42196 | 0
LCP_Inputs_ON_Diverse_IEA_2023_05_05 | 2042 | O/CCGT - H2 New | Crossload | Electricity | WC | Dispatch-Crossload | FuelCost | 0 | [6 empty] | 0.42196 | 0
LCP_Inputs_ON_Diverse_IEA_2023_05_05 | 2042 | O/CCGT - H2 New | Crossload | Electricity | WC | Dispatch-Crossload | VOM | 0 | [6 empty] | 0.42196 | 0
LCP_Inputs_ON_Diverse_IEA_2023_05_05 | 2042 | SMR CCS | Generation | Hydrogen | MI | Dispatch-Generation | EmissionsCost | 0 | [6 empty] | 0.42196 | 0
LCP_Inputs_ON_Diverse_IEA_2023_05_05 | 2042 | SMR CCS | Generation | Hydrogen | MI | Dispatch-Generation | FuelCost | 0 | [6 empty] | 0.42196 | 0
LCP_Inputs_ON_Diverse_IEA_2023_05_05 | 2042 | SMR CCS | Generation | Hydrogen | MI | Dispatch-Generation | VOM | 0 | [6 empty] | 0.42196 | 0
LCP_Inputs_ON_Diverse_IEA_2023_05_05 | 2042 | SMR CCS | Generation | Hydrogen | NY | Dispatch-Generation | EmissionsCost | 0 | [6 empty] | 0.42196 | 0
LCP_Inputs_ON_Diverse_IEA_2023_05_05 | 2042 | SMR CCS | Generation | Hydrogen | NY | Dispatch-Generation | FuelCost | 0 | [6 empty] | 0.42196 | 0
LCP_Inputs_ON_Diverse_IEA_2023_05_05 | 2042 | SMR CCS | Generation | Hydrogen | NY | Dispatch-Generation | VOM | 0 | [6 empty] | 0.42196 | 0
LCP_Inputs_ON_Diverse_IEA_2023_05_05 | 2042 | SMR CCS | Generation | Hydrogen | ON | Dispatch-Generation | EmissionsCost | 416891500.3462 | [6 empty] | 0.42196 | 175909614.2199
LCP_Inputs_ON_Diverse_IEA_2023_05_05 | 2042 | SMR CCS | Generation | Hydrogen | ON | Dispatch-Generation | FuelCost | 760044709.295 | [6 empty] | 0.42196 | 320704959.1823
LCP_Inputs_ON_Diverse_IEA_2023_05_05 | 2042 | SMR CCS | Generation | Hydrogen | ON | Dispatch-Generation | VOM | 0 | [6 empty] | 0.42196 | 0
LCP_Inputs_ON_Diverse_IEA_2023_05_05 | 2042 | SMR CCS | Generation | Hydrogen | PJ | Dispatch-Generation | EmissionsCost | 0 | [6 empty] | 0.42196 | 0
LCP_Inputs_ON_Diverse_IEA_2023_05_05 | 2042 | SMR CCS | Generation | Hydrogen | PJ | Dispatch-Generation | FuelCost | 0 | [6 empty] | 0.42196 | 0
LCP_Inputs_ON_Diverse_IEA_2023_05_05 | 2042 | SMR CCS | Generation | Hydrogen | PJ | Dispatch-Generation | VOM | 0 | [6 empty] | 0.42196 | 0
LCP_Inputs_ON_Diverse_IEA_2023_05_05 | 2042 | SMR CCS | Generation | Hydrogen | QC | Dispatch-Generation | EmissionsCost | 0 | [6 empty] | 0.42196 | 0
LCP_Inputs_ON_Diverse_IEA_2023_05_05 | 2042 | SMR CCS | Generation | Hydrogen | QC | Dispatch-Generation | FuelCost | 0 | [6 empty] | 0.42196 | 0
LCP_Inputs_ON_Diverse_IEA_2023_05_05 | 2042 | SMR CCS | Generation | Hydrogen | QC | Dispatch-Generation | VOM | 0 | [6 empty] | 0.42196 | 0
LCP_Inputs_ON_Diverse_IEA_2023_05_05 | 2042 | SMR CCS | Generation | Hydrogen | WC | Dispatch-Generation | EmissionsCost | 0 | [6 empty] | 0.42196 | 0
LCP_Inputs_ON_Diverse_IEA_2023_05_05 | 2042 | SMR CCS | Generation | Hydrogen | WC | Dispatch-Generation | FuelCost | 0 | [6 empty] | 0.42196 | 0
LCP_Inputs_ON_Diverse_IEA_2023_05_05 | 2042 | SMR CCS | Generation | Hydrogen | WC | Dispatch-Generation | VOM | 0 | [6 empty] | 0.42196 | 0
LCP_Inputs_ON_Diverse_IEA_2023_05_05 | 2042 | Solar PV | Generation | Electricity | MI | Dispatch-Generation | EmissionsCost | 0 | [6 empty] | 0.42196 | 0
LCP_Inputs_ON_Diverse_IEA_2023_05_05 | 2042 | Solar PV | Generation | Electricity | MI | Dispatch-Generation | FuelCost | 0 | [6 empty] | 0.42196 | 0
LCP_Inputs_ON_Diverse_IEA_2023_05_05 | 2042 | Solar PV | Generation | Electricity | MI | Dispatch-Generation | VOM | 0 | [6 empty] | 0.42196 | 0
LCP_Inputs_ON_Diverse_IEA_2023_05_05 | 2042 | Solar PV | Generation | Electricity | NY | Dispatch-Generation | EmissionsCost | 0 | [6 empty] | 0.42196 | 0
LCP_Inputs_ON_Diverse_IEA_2023_05_05 | 2042 | Solar PV | Generation | Electricity | NY | Dispatch-Generation | FuelCost | 0 | [6 empty] | 0.42196 | 0
LCP_Inputs_ON_Diverse_IEA_2023_05_05 | 2042 | Solar PV | Generation | Electricity | NY | Dispatch-Generation | VOM | 0 | [6 empty] | 0.42196 | 0
LCP_Inputs_ON_Diverse_IEA_2023_05_05 | 2042 | Solar PV | Generation | Electricity | ON | Dispatch-Generation | EmissionsCost | 0 | [6 empty] | 0.42196 | 0
LCP_Inputs_ON_Diverse_IEA_2023_05_05 | 2042 | Solar PV | Generation | Electricity | ON | Dispatch-Generation | FuelCost | 0 | [6 empty] | 0.42196 | 0
LCP_Inputs_ON_Diverse_IEA_2023_05_05 | 2042 | Solar PV | Generation | Electricity | ON | Dispatch-Generation | VOM | 0 | [6 empty] | 0.42196 | 0
LCP_Inputs_ON_Diverse_IEA_2023_05_05 | 2042 | Solar PV | Generation | Electricity | PJ | Dispatch-Generation | EmissionsCost | 0 | [6 empty] | 0.42196 | 0
LCP_Inputs_ON_Diverse_IEA_2023_05_05 | 2042 | Solar PV | Generation | Electricity | PJ | Dispatch-Generation | FuelCost | 0 | [6 empty] | 0.42196 | 0
LCP_Inputs_ON_Diverse_IEA_2023_05_05 | 2042 | Solar PV | Generation | Electricity | PJ | Dispatch-Generation | VOM | 0 | [6 empty] | 0.42196 | 0
LCP_Inputs_ON_Diverse_IEA_2023_05_05 | 2042 | Solar PV | Generation | Electricity | QC | Dispatch-Generation | EmissionsCost | 0 | [6 empty] | 0.42196 | 0
LCP_Inputs_ON_Diverse_IEA_2023_05_05 | 2042 | Solar PV | Generation | Electricity | QC | Dispatch-Generation | FuelCost | 0 | [6 empty] | 0.42196 | 0
LCP_Inputs_ON_Diverse_IEA_2023_05_05 | 2042 | Solar PV | Generation | Electricity | QC | Dispatch-Generation | VOM | 0 | [6 empty] | 0.42196 | 0
LCP_Inputs_ON_Diverse_IEA_2023_05_05 | 2042 | Solar PV | Generation | Electricity | WC | Dispatch-Generation | EmissionsCost | 0 | [6 empty] | 0.42196 | 0
LCP_Inputs_ON_Diverse_IEA_2023_05_05 | 2042 | Solar PV | Generation | Electricity | WC | Dispatch-Generation | FuelCost | 0 | [6 empty] | 0.42196 | 0
LCP_Inputs_ON_Diverse_IEA_2023_05_05 | 2042 | Solar PV | Generation | Electricity | WC | Dispatch-Generation | VOM | 0 | [6 empty] | 0.42196 | 0
LCP_Inputs_ON_Diverse_IEA_2023_05_05 | 2042 | Wind Offshore | Generation | Electricity | MI | Dispatch-Generation | EmissionsCost | 0 | [6 empty] | 0.42196 | 0
LCP_Inputs_ON_Diverse_IEA_2023_05_05 | 2042 | Wind Offshore | Generation | Electricity | MI | Dispatch-Generation | FuelCost | 0 | [6 empty] | 0.42196 | 0
LCP_Inputs_ON_Diverse_IEA_2023_05_05 | 2042 | Wind Offshore | Generation | Electricity | MI | Dispatch-Generation | VOM | 0 | [6 empty] | 0.42196 | 0
LCP_Inputs_ON_Diverse_IEA_2023_05_05 | 2042 | Wind Offshore | Generation | Electricity | NY | Dispatch-Generation | EmissionsCost | 0 | [6 empty] | 0.42196 | 0
LCP_Inputs_ON_Diverse_IEA_2023_05_05 | 2042 | Wind Offshore | Generation | Electricity | NY | Dispatch-Generation | FuelCost | 0 | [6 empty] | 0.42196 | 0
LCP_Inputs_ON_Diverse_IEA_2023_05_05 | 2042 | Wind Offshore | Generation | Electricity | NY | Dispatch-Generation | VOM | 0 | [6 empty] | 0.42196 | 0
LCP_Inputs_ON_Diverse_IEA_2023_05_05 | 2042 | Wind Offshore | Generation | Electricity | ON | Dispatch-Generation | EmissionsCost | 0 | [6 empty] | 0.42196 | 0
LCP_Inputs_ON_Diverse_IEA_2023_05_05 | 2042 | Wind Offshore | Generation | Electricity | ON | Dispatch-Generation | FuelCost | 0 | [6 empty] | 0.42196 | 0
LCP_Inputs_ON_Diverse_IEA_2023_05_05 | 2042 | Wind Offshore | Generation | Electricity | ON | Dispatch-Generation | VOM | 0 | [6 empty] | 0.42196 | 0
LCP_Inputs_ON_Diverse_IEA_2023_05_05 | 2042 | Wind Offshore | Generation | Electricity | PJ | Dispatch-Generation | EmissionsCost | 0 | [6 empty] | 0.42196 | 0
LCP_Inputs_ON_Diverse_IEA_2023_05_05 | 2042 | Wind Offshore | Generation | Electricity | PJ | Dispatch-Generation | FuelCost | 0 | [6 empty] | 0.42196 | 0
LCP_Inputs_ON_Diverse_IEA_2023_05_05 | 2042 | Wind Offshore | Generation | Electricity | PJ | Dispatch-Generation | VOM | 0 | [6 empty] | 0.42196 | 0
LCP_Inputs_ON_Diverse_IEA_2023_05_05 | 2042 | Wind Offshore | Generation | Electricity | QC | Dispatch-Generation | EmissionsCost | 0 | [6 empty] | 0.42196 | 0
LCP_Inputs_ON_Diverse_IEA_2023_05_05 | 2042 | Wind Offshore | Generation | Electricity | QC | Dispatch-Generation | FuelCost | 0 | [6 empty] | 0.42196 | 0
LCP_Inputs_ON_Diverse_IEA_2023_05_05 | 2042 | Wind Offshore | Generation | Electricity | QC | Dispatch-Generation | VOM | 0 | [6 empty] | 0.42196 | 0
LCP_Inputs_ON_Diverse_IEA_2023_05_05 | 2042 | Wind Offshore | Generation | Electricity | WC | Dispatch-Generation | EmissionsCost | 0 | [6 empty] | 0.42196 | 0
LCP_Inputs_ON_Diverse_IEA_2023_05_05 | 2042 | Wind Offshore | Generation | Electricity | WC | Dispatch-Generation | FuelCost | 0 | [6 empty] | 0.42196 | 0
LCP_Inputs_ON_Diverse_IEA_2023_05_05 | 2042 | Wind Offshore | Generation | Electricity | WC | Dispatch-Generation | VOM | 0 | [6 empty] | 0.42196 | 0
LCP_Inputs_ON_Diverse_IEA_2023_05_05 | 2042 | Wind Onshore | Generation | Electricity | MI | Dispatch-Generation | EmissionsCost | 0 | [6 empty] | 0.42196 | 0
LCP_Inputs_ON_Diverse_IEA_2023_05_05 | 2042 | Wind Onshore | Generation | Electricity | MI | Dispatch-Generation | FuelCost | 0 | [6 empty] | 0.42196 | 0
LCP_Inputs_ON_Diverse_IEA_2023_05_05 | 2042 | Wind Onshore | Generation | Electricity | MI | Dispatch-Generation | VOM | 0 | [6 empty] | 0.42196 | 0
LCP_Inputs_ON_Diverse_IEA_2023_05_05 | 2042 | Wind Onshore | Generation | Electricity | NY | Dispatch-Generation | EmissionsCost | 0 | [6 empty] | 0.42196 | 0
LCP_Inputs_ON_Diverse_IEA_2023_05_05 | 2042 | Wind Onshore | Generation | Electricity | NY | Dispatch-Generation | FuelCost | 0 | [6 empty] | 0.42196 | 0
LCP_Inputs_ON_Diverse_IEA_2023_05_05 | 2042 | Wind Onshore | Generation | Electricity | NY | Dispatch-Generation | VOM | 0 | [6 empty] | 0.42196 | 0
LCP_Inputs_ON_Diverse_IEA_2023_05_05 | 2042 | Wind Onshore | Generation | Electricity | ON | Dispatch-Generation | EmissionsCost | 0 | [6 empty] | 0.42196 | 0
LCP_Inputs_ON_Diverse_IEA_2023_05_05 | 2042 | Wind Onshore | Generation | Electricity | ON | Dispatch-Generation | FuelCost | 0 | [6 empty] | 0.42196 | 0
LCP_Inputs_ON_Diverse_IEA_2023_05_05 | 2042 | Wind Onshore | Generation | Electricity | ON | Dispatch-Generation | VOM | 0 | [6 empty] | 0.42196 | 0
LCP_Inputs_ON_Diverse_IEA_2023_05_05 | 2042 | Wind Onshore | Generation | Electricity | PJ | Dispatch-Generation | EmissionsCost | 0 | [6 empty] | 0.42196 | 0
LCP_Inputs_ON_Diverse_IEA_2023_05_05 | 2042 | Wind Onshore | Generation | Electricity | PJ | Dispatch-Generation | FuelCost | 0 | [6 empty] | 0.42196 | 0
LCP_Inputs_ON_Diverse_IEA_2023_05_05 | 2042 | Wind Onshore | Generation | Electricity | PJ | Dispatch-Generation | VOM | 0 | [6 empty] | 0.42196 | 0
LCP_Inputs_ON_Diverse_IEA_2023_05_05 | 2042 | Wind Onshore | Generation | Electricity | QC | Dispatch-Generation | EmissionsCost | 0 | [6 empty] | 0.42196 | 0
LCP_Inputs_ON_Diverse_IEA_2023_05_05 | 2042 | Wind Onshore | Generation | Electricity | QC | Dispatch-Generation | FuelCost | 0 | [6 empty] | 0.42196 | 0
LCP_Inputs_ON_Diverse_IEA_2023_05_05 | 2042 | Wind Onshore | Generation | Electricity | QC | Dispatch-Generation | VOM | 0 | [6 empty] | 0.42196 | 0
LCP_Inputs_ON_Diverse_IEA_2023_05_05 | 2042 | Wind Onshore | Generation | Electricity | WC | Dispatch-Generation | EmissionsCost | 0 | [6 empty] | 0.42196 | 0
LCP_Inputs_ON_Diverse_IEA_2023_05_05 | 2042 | Wind Onshore | Generation | Electricity | WC | Dispatch-Generation | FuelCost | 0 | [6 empty] | 0.42196 | 0
LCP_Inputs_ON_Diverse_IEA_2023_05_05 | 2042 | Wind Onshore | Generation | Electricity | WC | Dispatch-Generation | VOM | 0 | [6 empty] | 0.42196 | 0
LCP_Inputs_ON_Diverse_IEA_2023_05_05 | 2043 | Anaerobic Digestion | Generation | Methane | MI | Dispatch-Generation | EmissionsCost | 0 | [6 empty] | 0.40573 | 0
LCP_Inputs_ON_Diverse_IEA_2023_05_05 | 2043 | Anaerobic Digestion | Generation | Methane | MI | Dispatch-Generation | FuelCost | 0 | [6 empty] | 0.40573 | 0
LCP_Inputs_ON_Diverse_IEA_2023_05_05 | 2043 | Anaerobic Digestion | Generation | Methane | MI | Dispatch-Generation | VOM | 0 | [6 empty] | 0.40573 | 0
LCP_Inputs_ON_Diverse_IEA_2023_05_05 | 2043 | Anaerobic Digestion | Generation | Methane | NY | Dispatch-Generation | EmissionsCost | 0 | [6 empty] | 0.40573 | 0
LCP_Inputs_ON_Diverse_IEA_2023_05_05 | 2043 | Anaerobic Digestion | Generation | Methane | NY | Dispatch-Generation | FuelCost | 0 | [6 empty] | 0.40573 | 0
LCP_Inputs_ON_Diverse_IEA_2023_05_05 | 2043 | Anaerobic Digestion | Generation | Methane | NY | Dispatch-Generation | VOM | 0 | [6 empty] | 0.40573 | 0
LCP_Inputs_ON_Diverse_IEA_2023_05_05 | 2043 | Anaerobic Digestion | Generation | Methane | ON | Dispatch-Generation | EmissionsCost | 3867281.1607 | [6 empty] | 0.40573 | 1569057.8052
LCP_Inputs_ON_Diverse_IEA_2023_05_05 | 2043 | Anaerobic Digestion | Generation | Methane | ON | Dispatch-Generation | FuelCost | 0 | [6 empty] | 0.40573 | 0
LCP_Inputs_ON_Diverse_IEA_2023_05_05 | 2043 | Anaerobic Digestion | Generation | Methane | ON | Dispatch-Generation | VOM | 1742440000 | [6 empty] | 0.40573 | 706953792.2264
LCP_Inputs_ON_Diverse_IEA_2023_05_05 | 2043 | Anaerobic Digestion | Generation | Methane | PJ | Dispatch-Generation | EmissionsCost | 0 | [6 empty] | 0.40573 | 0
LCP_Inputs_ON_Diverse_IEA_2023_05_05 | 2043 | Anaerobic Digestion | Generation | Methane | PJ | Dispatch-Generation | FuelCost | 0 | [6 empty] | 0.40573 | 0
LCP_Inputs_ON_Diverse_IEA_2023_05_05 | 2043 | Anaerobic Digestion | Generation | Methane | PJ | Dispatch-Generation | VOM | 0 | [6 empty] | 0.40573 | 0
LCP_Inputs_ON_Diverse_IEA_2023_05_05 | 2043 | Anaerobic Digestion | Generation | Methane | QC | Dispatch-Generation | EmissionsCost | 0 | [6 empty] | 0.40573 | 0
LCP_Inputs_ON_Diverse_IEA_2023_05_05 | 2043 | Anaerobic Digestion | Generation | Methane | QC | Dispatch-Generation | FuelCost | 0 | [6 empty] | 0.40573 | 0
LCP_Inputs_ON_Diverse_IEA_2023_05_05 | 2043 | Anaerobic Digestion | Generation | Methane | QC | Dispatch-Generation | VOM | 0 | [6 empty] | 0.40573 | 0
LCP_Inputs_ON_Diverse_IEA_2023_05_05 | 2043 | Anaerobic Digestion | Generation | Methane | WC | Dispatch-Generation | EmissionsCost | 0 | [6 empty] | 0.40573 | 0
LCP_Inputs_ON_Diverse_IEA_2023_05_05 | 2043 | Anaerobic Digestion | Generation | Methane | WC | Dispatch-Generation | FuelCost | 0 | [6 empty] | 0.40573 | 0
LCP_Inputs_ON_Diverse_IEA_2023_05_05 | 2043 | Anaerobic Digestion | Generation | Methane | WC | Dispatch-Generation | VOM | 0 | [6 empty] | 0.40573 | 0
LCP_Inputs_ON_Diverse_IEA_2023_05_05 | 2043 | Battery Storage | Storage | Electricity | MI | Dispatch-Storage | EmissionsCost | 0 | [6 empty] | 0.40573 | 0
LCP_Inputs_ON_Diverse_IEA_2023_05_05 | 2043 | Battery Storage | Storage | Electricity | MI | Dispatch-Storage | FuelCost | 0 | [6 empty] | 0.40573 | 0
LCP_Inputs_ON_Diverse_IEA_2023_05_05 | 2043 | Battery Storage | Storage | Electricity | MI | Dispatch-Storage | VOM | 0 | [6 empty] | 0.40573 | 0
LCP_Inputs_ON_Diverse_IEA_2023_05_05 | 2043 | Battery Storage | Storage | Electricity | NY | Dispatch-Storage | EmissionsCost | 0 | [6 empty] | 0.40573 | 0
LCP_Inputs_ON_Diverse_IEA_2023_05_05 | 2043 | Battery Storage | Storage | Electricity | NY | Dispatch-Storage | FuelCost | 0 | [6 empty] | 0.40573 | 0
LCP_Inputs_ON_Diverse_IEA_2023_05_05 | 2043 | Battery Storage | Storage | Electricity | NY | Dispatch-Storage | VOM | 0 | [6 empty] | 0.40573 | 0
LCP_Inputs_ON_Diverse_IEA_2023_05_05 | 2043 | Battery Storage | Storage | Electricity | ON | Dispatch-Storage | EmissionsCost | 0 | [6 empty] | 0.40573 | 0
LCP_Inputs_ON_Diverse_IEA_2023_05_05 | 2043 | Battery Storage | Storage | Electricity | ON | Dispatch-Storage | FuelCost | 0 | [6 empty] | 0.40573 | 0
LCP_Inputs_ON_Diverse_IEA_2023_05_05 | 2043 | Battery Storage | Storage | Electricity | ON | Dispatch-Storage | VOM | 0 | [6 empty] | 0.40573 | 0
LCP_Inputs_ON_Diverse_IEA_2023_05_05 | 2043 | Battery Storage | Storage | Electricity | PJ | Dispatch-Storage | EmissionsCost | 0 | [6 empty] | 0.40573 | 0
LCP_Inputs_ON_Diverse_IEA_2023_05_05 | 2043 | Battery Storage | Storage | Electricity | PJ | Dispatch-Storage | FuelCost | 0 | [6 empty] | 0.40573 | 0
LCP_Inputs_ON_Diverse_IEA_2023_05_05 | 2043 | Battery Storage | Storage | Electricity | PJ | Dispatch-Storage | VOM | 0 | [6 empty] | 0.40573 | 0
LCP_Inputs_ON_Diverse_IEA_2023_05_05 | 2043 | Battery Storage | Storage | Electricity | QC | Dispatch-Storage | EmissionsCost | 0 | [6 empty] | 0.40573 | 0
LCP_Inputs_ON_Diverse_IEA_2023_05_05 | 2043 | Battery Storage | Storage | Electricity | QC | Dispatch-Storage | FuelCost | 0 | [6 empty] | 0.40573 | 0
LCP_Inputs_ON_Diverse_IEA_2023_05_05 | 2043 | Battery Storage | Storage | Electricity | QC | Dispatch-Storage | VOM | 0 | [6 empty] | 0.40573 | 0
LCP_Inputs_ON_Diverse_IEA_2023_05_05 | 2043 | Battery Storage | Storage | Electricity | WC | Dispatch-Storage | EmissionsCost | 0 | [6 empty] | 0.40573 | 0
LCP_Inputs_ON_Diverse_IEA_2023_05_05 | 2043 | Battery Storage | Storage | Electricity | WC | Dispatch-Storage | FuelCost | 0 | [6 empty] | 0.40573 | 0
LCP_Inputs_ON_Diverse_IEA_2023_05_05 | 2043 | Battery Storage | Storage | Electricity | WC | Dispatch-Storage | VOM | 0 | [6 empty] | 0.40573 | 0
LCP_Inputs_ON_Diverse_IEA_2023_05_05 | 2043 | Biomass | Generation | Electricity | MI | Dispatch-Generation | EmissionsCost | 0 | [6 empty] | 0.40573 | 0
LCP_Inputs_ON_Diverse_IEA_2023_05_05 | 2043 | Biomass | Generation | Electricity | MI | Dispatch-Generation | FuelCost | 0 | [6 empty] | 0.40573 | 0
LCP_Inputs_ON_Diverse_IEA_2023_05_05 | 2043 | Biomass | Generation | Electricity | MI | Dispatch-Generation | VOM | 0 | [6 empty] | 0.40573 | 0
LCP_Inputs_ON_Diverse_IEA_2023_05_05 | 2043 | Biomass | Generation | Electricity | NY | Dispatch-Generation | EmissionsCost | 0 | [6 empty] | 0.40573 | 0
LCP_Inputs_ON_Diverse_IEA_2023_05_05 | 2043 | Biomass | Generation | Electricity | NY | Dispatch-Generation | FuelCost | 0 | [6 empty] | 0.40573 | 0
LCP_Inputs_ON_Diverse_IEA_2023_05_05 | 2043 | Biomass | Generation | Electricity | NY | Dispatch-Generation | VOM | 0 | [6 empty] | 0.40573 | 0
LCP_Inputs_ON_Diverse_IEA_2023_05_05 | 2043 | Biomass | Generation | Electricity | ON | Dispatch-Generation | EmissionsCost | 0 | [6 empty] | 0.40573 | 0
LCP_Inputs_ON_Diverse_IEA_2023_05_05 | 2043 | Biomass | Generation | Electricity | ON | Dispatch-Generation | FuelCost | 2449112.7273 | [6 empty] | 0.40573 | 993669.5267
LCP_Inputs_ON_Diverse_IEA_2023_05_05 | 2043 | Biomass | Generation | Electricity | ON | Dispatch-Generation | VOM | 31430.28 | [6 empty] | 0.40573 | 12752.0923
LCP_Inputs_ON_Diverse_IEA_2023_05_05 | 2043 | Biomass | Generation | Electricity | PJ | Dispatch-Generation | EmissionsCost | 0 | [6 empty] | 0.40573 | 0
LCP_Inputs_ON_Diverse_IEA_2023_05_05 | 2043 | Biomass | Generation | Electricity | PJ | Dispatch-Generation | FuelCost | 0 | [6 empty] | 0.40573 | 0
LCP_Inputs_ON_Diverse_IEA_2023_05_05 | 2043 | Biomass | Generation | Electricity | PJ | Dispatch-Generation | VOM | 0 | [6 empty] | 0.40573 | 0
LCP_Inputs_ON_Diverse_IEA_2023_05_05 | 2043 | Biomass | Generation | Electricity | QC | Dispatch-Generation | EmissionsCost | 0 | [6 empty] | 0.40573 | 0
LCP_Inputs_ON_Diverse_IEA_2023_05_05 | 2043 | Biomass | Generation | Electricity | QC | Dispatch-Generation | FuelCost | 128334.5455 | [6 empty] | 0.40573 | 52068.7046
LCP_Inputs_ON_Diverse_IEA_2023_05_05 | 2043 | Biomass | Generation | Electricity | QC | Dispatch-Generation | VOM | 1646.96 | [6 empty] | 0.40573 | 668.215
LCP_Inputs_ON_Diverse_IEA_2023_05_05 | 2043 | Biomass | Generation | Electricity | WC | Dispatch-Generation | EmissionsCost | 0 | [6 empty] | 0.40573 | 0
LCP_Inputs_ON_Diverse_IEA_2023_05_05 | 2043 | Biomass | Generation | Electricity | WC | Dispatch-Generation | FuelCost | 0 | [6 empty] | 0.40573 | 0
LCP_Inputs_ON_Diverse_IEA_2023_05_05 | 2043 | Biomass | Generation | Electricity | WC | Dispatch-Generation | VOM | 0 | [6 empty] | 0.40573 | 0
LCP_Inputs_ON_Diverse_IEA_2023_05_05 | 2043 | Biomass + CCS | Generation | Electricity | MI | Dispatch-Generation | EmissionsCost | 0 | [6 empty] | 0.40573 | 0
LCP_Inputs_ON_Diverse_IEA_2023_05_05 | 2043 | Biomass + CCS | Generation | Electricity | MI | Dispatch-Generation | FuelCost | 0 | [6 empty] | 0.40573 | 0
LCP_Inputs_ON_Diverse_IEA_2023_05_05 | 2043 | Biomass + CCS | Generation | Electricity | MI | Dispatch-Generation | VOM | 0 | [6 empty] | 0.40573 | 0
LCP_Inputs_ON_Diverse_IEA_2023_05_05 | 2043 | Biomass + CCS | Generation | Electricity | NY | Dispatch-Generation | EmissionsCost | 0 | [6 empty] | 0.40573 | 0
LCP_Inputs_ON_Diverse_IEA_2023_05_05 | 2043 | Biomass + CCS | Generation | Electricity | NY | Dispatch-Generation | FuelCost | 0 | [6 empty] | 0.40573 | 0
LCP_Inputs_ON_Diverse_IEA_2023_05_05 | 2043 | Biomass + CCS | Generation | Electricity | NY | Dispatch-Generation | VOM | 0 | [6 empty] | 0.40573 | 0
LCP_Inputs_ON_Diverse_IEA_2023_05_05 | 2043 | Biomass + CCS | Generation | Electricity | ON | Dispatch-Generation | EmissionsCost | 0 | [6 empty] | 0.40573 | 0
LCP_Inputs_ON_Diverse_IEA_2023_05_05 | 2043 | Biomass + CCS | Generation | Electricity | ON | Dispatch-Generation | FuelCost | 0 | [6 empty] | 0.40573 | 0
LCP_Inputs_ON_Diverse_IEA_2023_05_05 | 2043 | Biomass + CCS | Generation | Electricity | ON | Dispatch-Generation | VOM | 0 | [6 empty] | 0.40573 | 0
LCP_Inputs_ON_Diverse_IEA_2023_05_05 | 2043 | Biomass + CCS | Generation | Electricity | PJ | Dispatch-Generation | EmissionsCost | 0 | [6 empty] | 0.40573 | 0
LCP_Inputs_ON_Diverse_IEA_2023_05_05 | 2043 | Biomass + CCS | Generation | Electricity | PJ | Dispatch-Generation | FuelCost | 0 | [6 empty] | 0.40573 | 0
LCP_Inputs_ON_Diverse_IEA_2023_05_05 | 2043 | Biomass + CCS | Generation | Electricity | PJ | Dispatch-Generation | VOM | 0 | [6 empty] | 0.40573 | 0
LCP_Inputs_ON_Diverse_IEA_2023_05_05 | 2043 | Biomass + CCS | Generation | Electricity | QC | Dispatch-Generation | EmissionsCost | 0 | [6 empty] | 0.40573 | 0
LCP_Inputs_ON_Diverse_IEA_2023_05_05 | 2043 | Biomass + CCS | Generation | Electricity | QC | Dispatch-Generation | FuelCost | 0 | [6 empty] | 0.40573 | 0
LCP_Inputs_ON_Diverse_IEA_2023_05_05 | 2043 | Biomass + CCS | Generation | Electricity | QC | Dispatch-Generation | VOM | 0 | [6 empty] | 0.40573 | 0
LCP_Inputs_ON_Diverse_IEA_2023_05_05 | 2043 | Biomass + CCS | Generation | Electricity | WC | Dispatch-Generation | EmissionsCost | 0 | [6 empty] | 0.40573 | 0
LCP_Inputs_ON_Diverse_IEA_2023_05_05 | 2043 | Biomass + CCS | Generation | Electricity | WC | Dispatch-Generation | FuelCost | 0 | [6 empty] | 0.40573 | 0
LCP_Inputs_ON_Diverse_IEA_2023_05_05 | 2043 | Biomass + CCS | Generation | Electricity | WC | Dispatch-Generation | VOM | 0 | [6 empty] | 0.40573 | 0
LCP_Inputs_ON_Diverse_IEA_2023_05_05 | 2043 | CH4 + CCS | Generation | Methane | MI | Dispatch-Generation | EmissionsCost | 0 | [6 empty] | 0.40573 | 0
LCP_Inputs_ON_Diverse_IEA_2023_05_05 | 2043 | CH4 + CCS | Generation | Methane | MI | Dispatch-Generation | FuelCost | 0 | [6 empty] | 0.40573 | 0
LCP_Inputs_ON_Diverse_IEA_2023_05_05 | 2043 | CH4 + CCS | Generation | Methane | MI | Dispatch-Generation | VOM | 0 | [6 empty] | 0.40573 | 0
LCP_Inputs_ON_Diverse_IEA_2023_05_05 | 2043 | CH4 + CCS | Generation | Methane | NY | Dispatch-Generation | EmissionsCost | 0 | [6 empty] | 0.40573 | 0
LCP_Inputs_ON_Diverse_IEA_2023_05_05 | 2043 | CH4 + CCS | Generation | Methane | NY | Dispatch-Generation | FuelCost | 0 | [6 empty] | 0.40573 | 0
LCP_Inputs_ON_Diverse_IEA_2023_05_05 | 2043 | CH4 + CCS | Generation | Methane | NY | Dispatch-Generation | VOM | 0 | [6 empty] | 0.40573 | 0
LCP_Inputs_ON_Diverse_IEA_2023_05_05 | 2043 | CH4 + CCS | Generation | Methane | ON | Dispatch-Generation | EmissionsCost | 88472420.6398 | [6 empty] | 0.40573 | 35895590.8259
LCP_Inputs_ON_Diverse_IEA_2023_05_05 | 2043 | CH4 + CCS | Generation | Methane | ON | Dispatch-Generation | FuelCost | 483825119.2369 | [6 empty] | 0.40573 | 196300591.5951
LCP_Inputs_ON_Diverse_IEA_2023_05_05 | 2043 | CH4 + CCS | Generation | Methane | ON | Dispatch-Generation | VOM | 46000331.6667 | [6 empty] | 0.40573 | 18663545.8985
LCP_Inputs_ON_Diverse_IEA_2023_05_05 | 2043 | CH4 + CCS | Generation | Methane | PJ | Dispatch-Generation | EmissionsCost | 0 | [6 empty] | 0.40573 | 0
LCP_Inputs_ON_Diverse_IEA_2023_05_05 | 2043 | CH4 + CCS | Generation | Methane | PJ | Dispatch-Generation | FuelCost | 0 | [6 empty] | 0.40573 | 0
LCP_Inputs_ON_Diverse_IEA_2023_05_05 | 2043 | CH4 + CCS | Generation | Methane | PJ | Dispatch-Generation | VOM | 0 | [6 empty] | 0.40573 | 0
LCP_Inputs_ON_Diverse_IEA_2023_05_05 | 2043 | CH4 + CCS | Generation | Methane | QC | Dispatch-Generation | EmissionsCost | 0 | [6 empty] | 0.40573 | 0
LCP_Inputs_ON_Diverse_IEA_2023_05_05 | 2043 | CH4 + CCS | Generation | Methane | QC | Dispatch-Generation | FuelCost | 0 | [6 empty] | 0.40573 | 0
LCP_Inputs_ON_Diverse_IEA_2023_05_05 | 2043 | CH4 + CCS | Generation | Methane | QC | Dispatch-Generation | VOM | 0 | [6 empty] | 0.40573 | 0
LCP_Inputs_ON_Diverse_IEA_2023_05_05 | 2043 | CH4 + CCS | Generation | Methane | WC | Dispatch-Generation | EmissionsCost | 0 | [6 empty] | 0.40573 | 0
LCP_Inputs_ON_Diverse_IEA_2023_05_05 | 2043 | CH4 + CCS | Generation | Methane | WC | Dispatch-Generation | FuelCost | 0 | [6 empty] | 0.40573 | 0
LCP_Inputs_ON_Diverse_IEA_2023_05_05 | 2043 | CH4 + CCS | Generation | Methane | WC | Dispatch-Generation | VOM | 0 | [6 empty] | 0.40573 | 0
LCP_Inputs_ON_Diverse_IEA_2023_05_05 | 2043 | CH4 Import - NY 2020 | Import | Methane | MI | Dispatch-Import | EmissionsCost | 0 | [6 empty] | 0.40573 | 0
LCP_Inputs_ON_Diverse_IEA_2023_05_05 | 2043 | CH4 Import - NY 2020 | Import | Methane | MI | Dispatch-Import | FuelCost | 0 | [6 empty] | 0.40573 | 0
LCP_Inputs_ON_Diverse_IEA_2023_05_05 | 2043 | CH4 Import - NY 2020 | Import | Methane | MI | Dispatch-Import | VOM | 0 | [6 empty] | 0.40573 | 0
LCP_Inputs_ON_Diverse_IEA_2023_05_05 | 2043 | CH4 Import - NY 2020 | Import | Methane | NY | Dispatch-Import | EmissionsCost | 0 | [6 empty] | 0.40573 | 0
LCP_Inputs_ON_Diverse_IEA_2023_05_05 | 2043 | CH4 Import - NY 2020 | Import | Methane | NY | Dispatch-Import | FuelCost | 0 | [6 empty] | 0.40573 | 0
LCP_Inputs_ON_Diverse_IEA_2023_05_05 | 2043 | CH4 Import - NY 2020 | Import | Methane | NY | Dispatch-Import | VOM | 0 | [6 empty] | 0.40573 | 0
LCP_Inputs_ON_Diverse_IEA_2023_05_05 | 2043 | CH4 Import - NY 2020 | Import | Methane | ON | Dispatch-Import | EmissionsCost | 0 | [6 empty] | 0.40573 | 0
LCP_Inputs_ON_Diverse_IEA_2023_05_05 | 2043 | CH4 Import - NY 2020 | Import | Methane | ON | Dispatch-Import | FuelCost | 0 | [6 empty] | 0.40573 | 0
LCP_Inputs_ON_Diverse_IEA_2023_05_05 | 2043 | CH4 Import - NY 2020 | Import | Methane | ON | Dispatch-Import | VOM | 0 | [6 empty] | 0.40573 | 0
LCP_Inputs_ON_Diverse_IEA_2023_05_05 | 2043 | CH4 Import - NY 2020 | Import | Methane | PJ | Dispatch-Import | EmissionsCost | 0 | [6 empty] | 0.40573 | 0
LCP_Inputs_ON_Diverse_IEA_2023_05_05 | 2043 | CH4 Import - NY 2020 | Import | Methane | PJ | Dispatch-Import | FuelCost | 0 | [6 empty] | 0.40573 | 0
LCP_Inputs_ON_Diverse_IEA_2023_05_05 | 2043 | CH4 Import - NY 2020 | Import | Methane | PJ | Dispatch-Import | VOM | 0 | [6 empty] | 0.40573 | 0
LCP_Inputs_ON_Diverse_IEA_2023_05_05 | 2043 | CH4 Import - NY 2020 | Import | Methane | QC | Dispatch-Import | EmissionsCost | 0 | [6 empty] | 0.40573 | 0
LCP_Inputs_ON_Diverse_IEA_2023_05_05 | 2043 | CH4 Import - NY 2020 | Import | Methane | QC | Dispatch-Import | FuelCost | 0 | [6 empty] | 0.40573 | 0
LCP_Inputs_ON_Diverse_IEA_2023_05_05 | 2043 | CH4 Import - NY 2020 | Import | Methane | QC | Dispatch-Import | VOM | 0 | [6 empty] | 0.40573 | 0
LCP_Inputs_ON_Diverse_IEA_2023_05_05 | 2043 | CH4 Import - NY 2020 | Import | Methane | WC | Dispatch-Import | EmissionsCost | 0 | [6 empty] | 0.40573 | 0
LCP_Inputs_ON_Diverse_IEA_2023_05_05 | 2043 | CH4 Import - NY 2020 | Import | Methane | WC | Dispatch-Import | FuelCost | 0 | [6 empty] | 0.40573 | 0
LCP_Inputs_ON_Diverse_IEA_2023_05_05 | 2043 | CH4 Import - NY 2020 | Import | Methane | WC | Dispatch-Import | VOM | 0 | [6 empty] | 0.40573 | 0
LCP_Inputs_ON_Diverse_IEA_2023_05_05 | 2043 | CH4 Import - NY 2030 | Import | Methane | MI | Dispatch-Import | EmissionsCost | 0 | [6 empty] | 0.40573 | 0
LCP_Inputs_ON_Diverse_IEA_2023_05_05 | 2043 | CH4 Import - NY 2030 | Import | Methane | MI | Dispatch-Import | FuelCost | 0 | [6 empty] | 0.40573 | 0
LCP_Inputs_ON_Diverse_IEA_2023_05_05 | 2043 | CH4 Import - NY 2030 | Import | Methane | MI | Dispatch-Import | VOM | 0 | [6 empty] | 0.40573 | 0
LCP_Inputs_ON_Diverse_IEA_2023_05_05 | 2043 | CH4 Import - NY 2030 | Import | Methane | NY | Dispatch-Import | EmissionsCost | 0 | [6 empty] | 0.40573 | 0
LCP_Inputs_ON_Diverse_IEA_2023_05_05 | 2043 | CH4 Import - NY 2030 | Import | Methane | NY | Dispatch-Import | FuelCost | 0 | [6 empty] | 0.40573 | 0
LCP_Inputs_ON_Diverse_IEA_2023_05_05 | 2043 | CH4 Import - NY 2030 | Import | Methane | NY | Dispatch-Import | VOM | 0 | [6 empty] | 0.40573 | 0
LCP_Inputs_ON_Diverse_IEA_2023_05_05 | 2043 | CH4 Import - NY 2030 | Import | Methane | ON | Dispatch-Import | EmissionsCost | 0 | [6 empty] | 0.40573 | 0
LCP_Inputs_ON_Diverse_IEA_2023_05_05 | 2043 | CH4 Import - NY 2030 | Import | Methane | ON | Dispatch-Import | FuelCost | 0 | [6 empty] | 0.40573 | 0
LCP_Inputs_ON_Diverse_IEA_2023_05_05 | 2043 | CH4 Import - NY 2030 | Import | Methane | ON | Dispatch-Import | VOM | 0 | [6 empty] | 0.40573 | 0
LCP_Inputs_ON_Diverse_IEA_2023_05_05 | 2043 | CH4 Import - NY 2030 | Import | Methane | PJ | Dispatch-Import | EmissionsCost | 0 | [6 empty] | 0.40573 | 0
LCP_Inputs_ON_Diverse_IEA_2023_05_05 | 2043 | CH4 Import - NY 2030 | Import | Methane | PJ | Dispatch-Import | FuelCost | 0 | [6 empty] | 0.40573 | 0
LCP_Inputs_ON_Diverse_IEA_2023_05_05 | 2043 | CH4 Import - NY 2030 | Import | Methane | PJ | Dispatch-Import | VOM | 0 | [6 empty] | 0.40573 | 0
LCP_Inputs_ON_Diverse_IEA_2023_05_05 | 2043 | CH4 Import - NY 2030 | Import | Methane | QC | Dispatch-Import | EmissionsCost | 0 | [6 empty] | 0.40573 | 0
LCP_Inputs_ON_Diverse_IEA_2023_05_05 | 2043 | CH4 Import - NY 2030 | Import | Methane | QC | Dispatch-Import | FuelCost | 0 | [6 empty] | 0.40573 | 0
LCP_Inputs_ON_Diverse_IEA_2023_05_05 | 2043 | CH4 Import - NY 2030 | Import | Methane | QC | Dispatch-Import | VOM | 0 | [6 empty] | 0.40573 | 0
LCP_Inputs_ON_Diverse_IEA_2023_05_05 | 2043 | CH4 Import - NY 2030 | Import | Methane | WC | Dispatch-Import | EmissionsCost | 0 | [6 empty] | 0.40573 | 0
LCP_Inputs_ON_Diverse_IEA_2023_05_05 | 2043 | CH4 Import - NY 2030 | Import | Methane | WC | Dispatch-Import | FuelCost | 0 | [6 empty] | 0.40573 | 0
LCP_Inputs_ON_Diverse_IEA_2023_05_05 | 2043 | CH4 Import - NY 2030 | Import | Methane | WC | Dispatch-Import | VOM | 0 | [6 empty] | 0.40573 | 0
LCP_Inputs_ON_Diverse_IEA_2023_05_05 | 2043 | CH4 Import - NY 2040 | Import | Methane | MI | Dispatch-Import | EmissionsCost | 0 | [6 empty] | 0.40573 | 0
LCP_Inputs_ON_Diverse_IEA_2023_05_05 | 2043 | CH4 Import - NY 2040 | Import | Methane | MI | Dispatch-Import | FuelCost | 0 | [6 empty] | 0.40573 | 0
LCP_Inputs_ON_Diverse_IEA_2023_05_05 | 2043 | CH4 Import - NY 2040 | Import | Methane | MI | Dispatch-Import | VOM | 0 | [6 empty] | 0.40573 | 0
LCP_Inputs_ON_Diverse_IEA_2023_05_05 | 2043 | CH4 Import - NY 2040 | Import | Methane | NY | Dispatch-Import | EmissionsCost | 1424811807.9426 | [6 empty] | 0.40573 | 578083670.5046
LCP_Inputs_ON_Diverse_IEA_2023_05_05 | 2043 | CH4 Import - NY 2040 | Import | Methane | NY | Dispatch-Import | FuelCost | 758346581.876 | [6 empty] | 0.40573 | 307681178.0487
LCP_Inputs_ON_Diverse_IEA_2023_05_05 | 2043 | CH4 Import - NY 2040 | Import | Methane | NY | Dispatch-Import | VOM | 0 | [6 empty] | 0.40573 | 0
LCP_Inputs_ON_Diverse_IEA_2023_05_05 | 2043 | CH4 Import - NY 2040 | Import | Methane | ON | Dispatch-Import | EmissionsCost | 0 | [6 empty] | 0.40573 | 0
LCP_Inputs_ON_Diverse_IEA_2023_05_05 | 2043 | CH4 Import - NY 2040 | Import | Methane | ON | Dispatch-Import | FuelCost | 0 | [6 empty] | 0.40573 | 0
LCP_Inputs_ON_Diverse_IEA_2023_05_05 | 2043 | CH4 Import - NY 2040 | Import | Methane | ON | Dispatch-Import | VOM | 0 | [6 empty] | 0.40573 | 0
LCP_Inputs_ON_Diverse_IEA_2023_05_05 | 2043 | CH4 Import - NY 2040 | Import | Methane | PJ | Dispatch-Import | EmissionsCost | 0 | [6 empty] | 0.40573 | 0
LCP_Inputs_ON_Diverse_IEA_2023_05_05 | 2043 | CH4 Import - NY 2040 | Import | Methane | PJ | Dispatch-Import | FuelCost | 0 | [6 empty] | 0.40573 | 0
LCP_Inputs_ON_Diverse_IEA_2023_05_05 | 2043 | CH4 Import - NY 2040 | Import | Methane | PJ | Dispatch-Import | VOM | 0 | [6 empty] | 0.40573 | 0
LCP_Inputs_ON_Diverse_IEA_2023_05_05 | 2043 | CH4 Import - NY 2040 | Import | Methane | QC | Dispatch-Import | EmissionsCost | 0 | [6 empty] | 0.40573 | 0
LCP_Inputs_ON_Diverse_IEA_2023_05_05 | 2043 | CH4 Import - NY 2040 | Import | Methane | QC | Dispatch-Import | FuelCost | 0 | [6 empty] | 0.40573 | 0
LCP_Inputs_ON_Diverse_IEA_2023_05_05 | 2043 | CH4 Import - NY 2040 | Import | Methane | QC | Dispatch-Import | VOM | 0 | [6 empty] | 0.40573 | 0
LCP_Inputs_ON_Diverse_IEA_2023_05_05 | 2043 | CH4 Import - NY 2040 | Import | Methane | WC | Dispatch-Import | EmissionsCost | 0 | [6 empty] | 0.40573 | 0
LCP_Inputs_ON_Diverse_IEA_2023_05_05 | 2043 | CH4 Import - NY 2040 | Import | Methane | WC | Dispatch-Import | FuelCost | 0 | [6 empty] | 0.40573 | 0
LCP_Inputs_ON_Diverse_IEA_2023_05_05 | 2043 | CH4 Import - NY 2040 | Import | Methane | WC | Dispatch-Import | VOM | 0 | [6 empty] | 0.40573 | 0
LCP_Inputs_ON_Diverse_IEA_2023_05_05 | 2043 | CH4 Import - NY 2050 | Import | Methane | MI | Dispatch-Import | EmissionsCost | 0 | [6 empty] | 0.40573 | 0
LCP_Inputs_ON_Diverse_IEA_2023_05_05 | 2043 | CH4 Import - NY 2050 | Import | Methane | MI | Dispatch-Import | FuelCost | 0 | [6 empty] | 0.40573 | 0
LCP_Inputs_ON_Diverse_IEA_2023_05_05 | 2043 | CH4 Import - NY 2050 | Import | Methane | MI | Dispatch-Import | VOM | 0 | [6 empty] | 0.40573 | 0
LCP_Inputs_ON_Diverse_IEA_2023_05_05 | 2043 | CH4 Import - NY 2050 | Import | Methane | NY | Dispatch-Import | EmissionsCost | 0 | [6 empty] | 0.40573 | 0
LCP_Inputs_ON_Diverse_IEA_2023_05_05 | 2043 | CH4 Import - NY 2050 | Import | Methane | NY | Dispatch-Import | FuelCost | 0 | [6 empty] | 0.40573 | 0
LCP_Inputs_ON_Diverse_IEA_2023_05_05 | 2043 | CH4 Import - NY 2050 | Import | Methane | NY | Dispatch-Import | VOM | 0 | [6 empty] | 0.40573 | 0
LCP_Inputs_ON_Diverse_IEA_2023_05_05 | 2043 | CH4 Import - NY 2050 | Import | Methane | ON | Dispatch-Import | EmissionsCost | 0 | [6 empty] | 0.40573 | 0
LCP_Inputs_ON_Diverse_IEA_2023_05_05 | 2043 | CH4 Import - NY 2050 | Import | Methane | ON | Dispatch-Import | FuelCost | 0 | [6 empty] | 0.40573 | 0
LCP_Inputs_ON_Diverse_IEA_2023_05_05 | 2043 | CH4 Import - NY 2050 | Import | Methane | ON | Dispatch-Import | VOM | 0 | [6 empty] | 0.40573 | 0
LCP_Inputs_ON_Diverse_IEA_2023_05_05 | 2043 | CH4 Import - NY 2050 | Import | Methane | PJ | Dispatch-Import | EmissionsCost | 0 | [6 empty] | 0.40573 | 0
LCP_Inputs_ON_Diverse_IEA_2023_05_05 | 2043 | CH4 Import - NY 2050 | Import | Methane | PJ | Dispatch-Import | FuelCost | 0 | [6 empty] | 0.40573 | 0
LCP_Inputs_ON_Diverse_IEA_2023_05_05 | 2043 | CH4 Import - NY 2050 | Import | Methane | PJ | Dispatch-Import | VOM | 0 | [6 empty] | 0.40573 | 0
LCP_Inputs_ON_Diverse_IEA_2023_05_05 | 2043 | CH4 Import - NY 2050 | Import | Methane | QC | Dispatch-Import | EmissionsCost | 0 | [6 empty] | 0.40573 | 0
LCP_Inputs_ON_Diverse_IEA_2023_05_05 | 2043 | CH4 Import - NY 2050 | Import | Methane | QC | Dispatch-Import | FuelCost | 0 | [6 empty] | 0.40573 | 0
LCP_Inputs_ON_Diverse_IEA_2023_05_05 | 2043 | CH4 Import - NY 2050 | Import | Methane | QC | Dispatch-Import | VOM | 0 | [6 empty] | 0.40573 | 0
LCP_Inputs_ON_Diverse_IEA_2023_05_05 | 2043 | CH4 Import - NY 2050 | Import | Methane | WC | Dispatch-Import | EmissionsCost | 0 | [6 empty] | 0.40573 | 0
LCP_Inputs_ON_Diverse_IEA_2023_05_05 | 2043 | CH4 Import - NY 2050 | Import | Methane | WC | Dispatch-Import | FuelCost | 0 | [6 empty] | 0.40573 | 0
LCP_Inputs_ON_Diverse_IEA_2023_05_05 | 2043 | CH4 Import - NY 2050 | Import | Methane | WC | Dispatch-Import | VOM | 0 | [6 empty] | 0.40573 | 0
LCP_Inputs_ON_Diverse_IEA_2023_05_05 | 2043 | CH4 Import - WC 2020 | Import | Methane | MI | Dispatch-Import | EmissionsCost | 0 | [6 empty] | 0.40573 | 0
LCP_Inputs_ON_Diverse_IEA_2023_05_05 | 2043 | CH4 Import - WC 2020 | Import | Methane | MI | Dispatch-Import | FuelCost | 0 | [6 empty] | 0.40573 | 0
LCP_Inputs_ON_Diverse_IEA_2023_05_05 | 2043 | CH4 Import - WC 2020 | Import | Methane | MI | Dispatch-Import | VOM | 0 | [6 empty] | 0.40573 | 0
LCP_Inputs_ON_Diverse_IEA_2023_05_05 | 2043 | CH4 Import - WC 2020 | Import | Methane | NY | Dispatch-Import | EmissionsCost | 0 | [6 empty] | 0.40573 | 0
LCP_Inputs_ON_Diverse_IEA_2023_05_05 | 2043 | CH4 Import - WC 2020 | Import | Methane | NY | Dispatch-Import | FuelCost | 0 | [6 empty] | 0.40573 | 0
LCP_Inputs_ON_Diverse_IEA_2023_05_05 | 2043 | CH4 Import - WC 2020 | Import | Methane | NY | Dispatch-Import | VOM | 0 | [6 empty] | 0.40573 | 0
LCP_Inputs_ON_Diverse_IEA_2023_05_05 | 2043 | CH4 Import - WC 2020 | Import | Methane | ON | Dispatch-Import | EmissionsCost | 0 | [6 empty] | 0.40573 | 0
LCP_Inputs_ON_Diverse_IEA_2023_05_05 | 2043 | CH4 Import - WC 2020 | Import | Methane | ON | Dispatch-Import | FuelCost | 0 | [6 empty] | 0.40573 | 0
LCP_Inputs_ON_Diverse_IEA_2023_05_05 | 2043 | CH4 Import - WC 2020 | Import | Methane | ON | Dispatch-Import | VOM | 0 | [6 empty] | 0.40573 | 0
LCP_Inputs_ON_Diverse_IEA_2023_05_05 | 2043 | CH4 Import - WC 2020 | Import | Methane | PJ | Dispatch-Import | EmissionsCost | 0 | [6 empty] | 0.40573 | 0
LCP_Inputs_ON_Diverse_IEA_2023_05_05 | 2043 | CH4 Import - WC 2020 | Import | Methane | PJ | Dispatch-Import | FuelCost | 0 | [6 empty] | 0.40573 | 0
LCP_Inputs_ON_Diverse_IEA_2023_05_05 | 2043 | CH4 Import - WC 2020 | Import | Methane | PJ | Dispatch-Import | VOM | 0 | [6 empty] | 0.40573 | 0
LCP_Inputs_ON_Diverse_IEA_2023_05_05 | 2043 | CH4 Import - WC 2020 | Import | Methane | QC | Dispatch-Import | EmissionsCost | 0 | [6 empty] | 0.40573 | 0
LCP_Inputs_ON_Diverse_IEA_2023_05_05 | 2043 | CH4 Import - WC 2020 | Import | Methane | QC | Dispatch-Import | FuelCost | 0 | [6 empty] | 0.40573 | 0
LCP_Inputs_ON_Diverse_IEA_2023_05_05 | 2043 | CH4 Import - WC 2020 | Import | Methane | QC | Dispatch-Import | VOM | 0 | [6 empty] | 0.40573 | 0
LCP_Inputs_ON_Diverse_IEA_2023_05_05 | 2043 | CH4 Import - WC 2020 | Import | Methane | WC | Dispatch-Import | EmissionsCost | 0 | [6 empty] | 0.40573 | 0
LCP_Inputs_ON_Diverse_IEA_2023_05_05 | 2043 | CH4 Import - WC 2020 | Import | Methane | WC | Dispatch-Import | FuelCost | 0 | [6 empty] | 0.40573 | 0
LCP_Inputs_ON_Diverse_IEA_2023_05_05 | 2043 | CH4 Import - WC 2020 | Import | Methane | WC | Dispatch-Import | VOM | 0 | [6 empty] | 0.40573 | 0
LCP_Inputs_ON_Diverse_IEA_2023_05_05 | 2043 | CH4 Import - WC 2030 | Import | Methane | MI | Dispatch-Import | EmissionsCost | 0 | [6 empty] | 0.40573 | 0
LCP_Inputs_ON_Diverse_IEA_2023_05_05 | 2043 | CH4 Import - WC 2030 | Import | Methane | MI | Dispatch-Import | FuelCost | 0 | [6 empty] | 0.40573 | 0
LCP_Inputs_ON_Diverse_IEA_2023_05_05 | 2043 | CH4 Import - WC 2030 | Import | Methane | MI | Dispatch-Import | VOM | 0 | [6 empty] | 0.40573 | 0
LCP_Inputs_ON_Diverse_IEA_2023_05_05 | 2043 | CH4 Import - WC 2030 | Import | Methane | NY | Dispatch-Import | EmissionsCost | 0 | [6 empty] | 0.40573 | 0
LCP_Inputs_ON_Diverse_IEA_2023_05_05 | 2043 | CH4 Import - WC 2030 | Import | Methane | NY | Dispatch-Import | FuelCost | 0 | [6 empty] | 0.40573 | 0
LCP_Inputs_ON_Diverse_IEA_2023_05_05 | 2043 | CH4 Import - WC 2030 | Import | Methane | NY | Dispatch-Import | VOM | 0 | [6 empty] | 0.40573 | 0
LCP_Inputs_ON_Diverse_IEA_2023_05_05 | 2043 | CH4 Import - WC 2030 | Import | Methane | ON | Dispatch-Import | EmissionsCost | 0 | [6 empty] | 0.40573 | 0
LCP_Inputs_ON_Diverse_IEA_2023_05_05 | 2043 | CH4 Import - WC 2030 | Import | Methane | ON | Dispatch-Import | FuelCost | 0 | [6 empty] | 0.40573 | 0
LCP_Inputs_ON_Diverse_IEA_2023_05_05 | 2043 | CH4 Import - WC 2030 | Import | Methane | ON | Dispatch-Import | VOM | 0 | [6 empty] | 0.40573 | 0
LCP_Inputs_ON_Diverse_IEA_2023_05_05 | 2043 | CH4 Import - WC 2030 | Import | Methane | PJ | Dispatch-Import | EmissionsCost | 0 | [6 empty] | 0.40573 | 0
LCP_Inputs_ON_Diverse_IEA_2023_05_05 | 2043 | CH4 Import - WC 2030 | Import | Methane | PJ | Dispatch-Import | FuelCost | 0 | [6 empty] | 0.40573 | 0
LCP_Inputs_ON_Diverse_IEA_2023_05_05 | 2043 | CH4 Import - WC 2030 | Import | Methane | PJ | Dispatch-Import | VOM | 0 | [6 empty] | 0.40573 | 0
LCP_Inputs_ON_Diverse_IEA_2023_05_05 | 2043 | CH4 Import - WC 2030 | Import | Methane | QC | Dispatch-Import | EmissionsCost | 0 | [6 empty] | 0.40573 | 0
LCP_Inputs_ON_Diverse_IEA_2023_05_05 | 2043 | CH4 Import - WC 2030 | Import | Methane | QC | Dispatch-Import | FuelCost | 0 | [6 empty] | 0.40573 | 0
LCP_Inputs_ON_Diverse_IEA_2023_05_05 | 2043 | CH4 Import - WC 2030 | Import | Methane | QC | Dispatch-Import | VOM | 0 | [6 empty] | 0.40573 | 0
LCP_Inputs_ON_Diverse_IEA_2023_05_05 | 2043 | CH4 Import - WC 2030 | Import | Methane | WC | Dispatch-Import | EmissionsCost | 0 | [6 empty] | 0.40573 | 0
LCP_Inputs_ON_Diverse_IEA_2023_05_05 | 2043 | CH4 Import - WC 2030 | Import | Methane | WC | Dispatch-Import | FuelCost | 0 | [6 empty] | 0.40573 | 0
LCP_Inputs_ON_Diverse_IEA_2023_05_05 | 2043 | CH4 Import - WC 2030 | Import | Methane | WC | Dispatch-Import | VOM | 0 | [6 empty] | 0.40573 | 0
LCP_Inputs_ON_Diverse_IEA_2023_05_05 | 2043 | CH4 Import - WC 2040 | Import | Methane | MI | Dispatch-Import | EmissionsCost | 0 | [6 empty] | 0.40573 | 0
LCP_Inputs_ON_Diverse_IEA_2023_05_05 | 2043 | CH4 Import - WC 2040 | Import | Methane | MI | Dispatch-Import | FuelCost | 0 | [6 empty] | 0.40573 | 0
LCP_Inputs_ON_Diverse_IEA_2023_05_05 | 2043 | CH4 Import - WC 2040 | Import | Methane | MI | Dispatch-Import | VOM | 0 | [6 empty] | 0.40573 | 0
LCP_Inputs_ON_Diverse_IEA_2023_05_05 | 2043 | CH4 Import - WC 2040 | Import | Methane | NY | Dispatch-Import | EmissionsCost | 0 | [6 empty] | 0.40573 | 0
LCP_Inputs_ON_Diverse_IEA_2023_05_05 | 2043 | CH4 Import - WC 2040 | Import | Methane | NY | Dispatch-Import | FuelCost | 0 | [6 empty] | 0.40573 | 0
LCP_Inputs_ON_Diverse_IEA_2023_05_05 | 2043 | CH4 Import - WC 2040 | Import | Methane | NY | Dispatch-Import | VOM | 0 | [6 empty] | 0.40573 | 0
LCP_Inputs_ON_Diverse_IEA_2023_05_05 | 2043 | CH4 Import - WC 2040 | Import | Methane | ON | Dispatch-Import | EmissionsCost | 0 | [6 empty] | 0.40573 | 0
LCP_Inputs_ON_Diverse_IEA_2023_05_05 | 2043 | CH4 Import - WC 2040 | Import | Methane | ON | Dispatch-Import | FuelCost | 0 | [6 empty] | 0.40573 | 0
LCP_Inputs_ON_Diverse_IEA_2023_05_05 | 2043 | CH4 Import - WC 2040 | Import | Methane | ON | Dispatch-Import | VOM | 0 | [6 empty] | 0.40573 | 0
LCP_Inputs_ON_Diverse_IEA_2023_05_05 | 2043 | CH4 Import - WC 2040 | Import | Methane | PJ | Dispatch-Import | EmissionsCost | 0 | [6 empty] | 0.40573 | 0
LCP_Inputs_ON_Diverse_IEA_2023_05_05 | 2043 | CH4 Import - WC 2040 | Import | Methane | PJ | Dispatch-Import | FuelCost | 0 | [6 empty] | 0.40573 | 0
LCP_Inputs_ON_Diverse_IEA_2023_05_05 | 2043 | CH4 Import - WC 2040 | Import | Methane | PJ | Dispatch-Import | VOM | 0 | [6 empty] | 0.40573 | 0
LCP_Inputs_ON_Diverse_IEA_2023_05_05 | 2043 | CH4 Import - WC 2040 | Import | Methane | QC | Dispatch-Import | EmissionsCost | 0 | [6 empty] | 0.40573 | 0
LCP_Inputs_ON_Diverse_IEA_2023_05_05 | 2043 | CH4 Import - WC 2040 | Import | Methane | QC | Dispatch-Import | FuelCost | 0 | [6 empty] | 0.40573 | 0
LCP_Inputs_ON_Diverse_IEA_2023_05_05 | 2043 | CH4 Import - WC 2040 | Import | Methane | QC | Dispatch-Import | VOM | 0 | [6 empty] | 0.40573 | 0
LCP_Inputs_ON_Diverse_IEA_2023_05_05 | 2043 | CH4 Import - WC 2040 | Import | Methane | WC | Dispatch-Import | EmissionsCost | 2117477751.305 | [6 empty] | 0.40573 | 859116483.9192
LCP_Inputs_ON_Diverse_IEA_2023_05_05 | 2043 | CH4 Import - WC 2040 | Import | Methane | WC | Dispatch-Import | FuelCost | 1127013410.4372 | [6 empty] | 0.40573 | 457259018.6168
LCP_Inputs_ON_Diverse_IEA_2023_05_05 | 2043 | CH4 Import - WC 2040 | Import | Methane | WC | Dispatch-Import | VOM | 0 | [6 empty] | 0.40573 | 0
LCP_Inputs_ON_Diverse_IEA_2023_05_05 | 2043 | CH4 Import - WC 2050 | Import | Methane | MI | Dispatch-Import | EmissionsCost | 0 | [6 empty] | 0.40573 | 0
LCP_Inputs_ON_Diverse_IEA_2023_05_05 | 2043 | CH4 Import - WC 2050 | Import | Methane | MI | Dispatch-Import | FuelCost | 0 | [6 empty] | 0.40573 | 0
LCP_Inputs_ON_Diverse_IEA_2023_05_05 | 2043 | CH4 Import - WC 2050 | Import | Methane | MI | Dispatch-Import | VOM | 0 | [6 empty] | 0.40573 | 0
LCP_Inputs_ON_Diverse_IEA_2023_05_05 | 2043 | CH4 Import - WC 2050 | Import | Methane | NY | Dispatch-Import | EmissionsCost | 0 | [6 empty] | 0.40573 | 0
LCP_Inputs_ON_Diverse_IEA_2023_05_05 | 2043 | CH4 Import - WC 2050 | Import | Methane | NY | Dispatch-Import | FuelCost | 0 | [6 empty] | 0.40573 | 0
LCP_Inputs_ON_Diverse_IEA_2023_05_05 | 2043 | CH4 Import - WC 2050 | Import | Methane | NY | Dispatch-Import | VOM | 0 | [6 empty] | 0.40573 | 0
LCP_Inputs_ON_Diverse_IEA_2023_05_05 | 2043 | CH4 Import - WC 2050 | Import | Methane | ON | Dispatch-Import | EmissionsCost | 0 | [6 empty] | 0.40573 | 0
LCP_Inputs_ON_Diverse_IEA_2023_05_05 | 2043 | CH4 Import - WC 2050 | Import | Methane | ON | Dispatch-Import | FuelCost | 0 | [6 empty] | 0.40573 | 0
LCP_Inputs_ON_Diverse_IEA_2023_05_05 | 2043 | CH4 Import - WC 2050 | Import | Methane | ON | Dispatch-Import | VOM | 0 | [6 empty] | 0.40573 | 0
LCP_Inputs_ON_Diverse_IEA_2023_05_05 | 2043 | CH4 Import - WC 2050 | Import | Methane | PJ | Dispatch-Import | EmissionsCost | 0 | [6 empty] | 0.40573 | 0
LCP_Inputs_ON_Diverse_IEA_2023_05_05 | 2043 | CH4 Import - WC 2050 | Import | Methane | PJ | Dispatch-Import | FuelCost | 0 | [6 empty] | 0.40573 | 0
LCP_Inputs_ON_Diverse_IEA_2023_05_05 | 2043 | CH4 Import - WC 2050 | Import | Methane | PJ | Dispatch-Import | VOM | 0 | [6 empty] | 0.40573 | 0
LCP_Inputs_ON_Diverse_IEA_2023_05_05 | 2043 | CH4 Import - WC 2050 | Import | Methane | QC | Dispatch-Import | EmissionsCost | 0 | [6 empty] | 0.40573 | 0
LCP_Inputs_ON_Diverse_IEA_2023_05_05 | 2043 | CH4 Import - WC 2050 | Import | Methane | QC | Dispatch-Import | FuelCost | 0 | [6 empty] | 0.40573 | 0
LCP_Inputs_ON_Diverse_IEA_2023_05_05 | 2043 | CH4 Import - WC 2050 | Import | Methane | QC | Dispatch-Import | VOM | 0 | [6 empty] | 0.40573 | 0
LCP_Inputs_ON_Diverse_IEA_2023_05_05 | 2043 | CH4 Import - WC 2050 | Import | Methane | WC | Dispatch-Import | EmissionsCost | 0 | [6 empty] | 0.40573 | 0
LCP_Inputs_ON_Diverse_IEA_2023_05_05 | 2043 | CH4 Import - WC 2050 | Import | Methane | WC | Dispatch-Import | FuelCost | 0 | [6 empty] | 0.40573 | 0
LCP_Inputs_ON_Diverse_IEA_2023_05_05 | 2043 | CH4 Import - WC 2050 | Import | Methane | WC | Dispatch-Import | VOM | 0 | [6 empty] | 0.40573 | 0
LCP_Inputs_ON_Diverse_IEA_2023_05_05 | 2043 | CH4 Salt Cavern Storage - ON | Storage | Methane | MI | Dispatch-Storage | EmissionsCost | 0 | [6 empty] | 0.40573 | 0
LCP_Inputs_ON_Diverse_IEA_2023_05_05 | 2043 | CH4 Salt Cavern Storage - ON | Storage | Methane | MI | Dispatch-Storage | FuelCost | 0 | [6 empty] | 0.40573 | 0
LCP_Inputs_ON_Diverse_IEA_2023_05_05 | 2043 | CH4 Salt Cavern Storage - ON | Storage | Methane | MI | Dispatch-Storage | VOM | 0 | [6 empty] | 0.40573 | 0
LCP_Inputs_ON_Diverse_IEA_2023_05_05 | 2043 | CH4 Salt Cavern Storage - ON | Storage | Methane | NY | Dispatch-Storage | EmissionsCost | 0 | [6 empty] | 0.40573 | 0
LCP_Inputs_ON_Diverse_IEA_2023_05_05 | 2043 | CH4 Salt Cavern Storage - ON | Storage | Methane | NY | Dispatch-Storage | FuelCost | 0 | [6 empty] | 0.40573 | 0
LCP_Inputs_ON_Diverse_IEA_2023_05_05 | 2043 | CH4 Salt Cavern Storage - ON | Storage | Methane | NY | Dispatch-Storage | VOM | 0 | [6 empty] | 0.40573 | 0
LCP_Inputs_ON_Diverse_IEA_2023_05_05 | 2043 | CH4 Salt Cavern Storage - ON | Storage | Methane | ON | Dispatch-Storage | EmissionsCost | 0 | [6 empty] | 0.40573 | 0
LCP_Inputs_ON_Diverse_IEA_2023_05_05 | 2043 | CH4 Salt Cavern Storage - ON | Storage | Methane | ON | Dispatch-Storage | FuelCost | 0 | [6 empty] | 0.40573 | 0
LCP_Inputs_ON_Diverse_IEA_2023_05_05 | 2043 | CH4 Salt Cavern Storage - ON | Storage | Methane | ON | Dispatch-Storage | VOM | 0 | [6 empty] | 0.40573 | 0
LCP_Inputs_ON_Diverse_IEA_2023_05_05 | 2043 | CH4 Salt Cavern Storage - ON | Storage | Methane | PJ | Dispatch-Storage | EmissionsCost | 0 | [6 empty] | 0.40573 | 0
LCP_Inputs_ON_Diverse_IEA_2023_05_05 | 2043 | CH4 Salt Cavern Storage - ON | Storage | Methane | PJ | Dispatch-Storage | FuelCost | 0 | [6 empty] | 0.40573 | 0
LCP_Inputs_ON_Diverse_IEA_2023_05_05 | 2043 | CH4 Salt Cavern Storage - ON | Storage | Methane | PJ | Dispatch-Storage | VOM | 0 | [6 empty] | 0.40573 | 0
LCP_Inputs_ON_Diverse_IEA_2023_05_05 | 2043 | CH4 Salt Cavern Storage - ON | Storage | Methane | QC | Dispatch-Storage | EmissionsCost | 0 | [6 empty] | 0.40573 | 0
LCP_Inputs_ON_Diverse_IEA_2023_05_05 | 2043 | CH4 Salt Cavern Storage - ON | Storage | Methane | QC | Dispatch-Storage | FuelCost | 0 | [6 empty] | 0.40573 | 0
LCP_Inputs_ON_Diverse_IEA_2023_05_05 | 2043 | CH4 Salt Cavern Storage - ON | Storage | Methane | QC | Dispatch-Storage | VOM | 0 | [6 empty] | 0.40573 | 0
LCP_Inputs_ON_Diverse_IEA_2023_05_05 | 2043 | CH4 Salt Cavern Storage - ON | Storage | Methane | WC | Dispatch-Storage | EmissionsCost | 0 | [6 empty] | 0.40573 | 0
LCP_Inputs_ON_Diverse_IEA_2023_05_05 | 2043 | CH4 Salt Cavern Storage - ON | Storage | Methane | WC | Dispatch-Storage | FuelCost | 0 | [6 empty] | 0.40573 | 0
LCP_Inputs_ON_Diverse_IEA_2023_05_05 | 2043 | CH4 Salt Cavern Storage - ON | Storage | Methane | WC | Dispatch-Storage | VOM | 0 | [6 empty] | 0.40573 | 0
LCP_Inputs_ON_Diverse_IEA_2023_05_05 | 2043 | Electrolyser 2020/2030 | Crossload | Hydrogen | MI | Dispatch-Crossload | EmissionsCost | 0 | [6 empty] | 0.40573 | 0
LCP_Inputs_ON_Diverse_IEA_2023_05_05 | 2043 | Electrolyser 2020/2030 | Crossload | Hydrogen | MI | Dispatch-Crossload | FuelCost | 0 | [6 empty] | 0.40573 | 0
LCP_Inputs_ON_Diverse_IEA_2023_05_05 | 2043 | Electrolyser 2020/2030 | Crossload | Hydrogen | MI | Dispatch-Crossload | VOM | 0 | [6 empty] | 0.40573 | 0
LCP_Inputs_ON_Diverse_IEA_2023_05_05 | 2043 | Electrolyser 2020/2030 | Crossload | Hydrogen | NY | Dispatch-Crossload | EmissionsCost | 0 | [6 empty] | 0.40573 | 0
LCP_Inputs_ON_Diverse_IEA_2023_05_05 | 2043 | Electrolyser 2020/2030 | Crossload | Hydrogen | NY | Dispatch-Crossload | FuelCost | 0 | [6 empty] | 0.40573 | 0
LCP_Inputs_ON_Diverse_IEA_2023_05_05 | 2043 | Electrolyser 2020/2030 | Crossload | Hydrogen | NY | Dispatch-Crossload | VOM | 0 | [6 empty] | 0.40573 | 0
LCP_Inputs_ON_Diverse_IEA_2023_05_05 | 2043 | Electrolyser 2020/2030 | Crossload | Hydrogen | ON | Dispatch-Crossload | EmissionsCost | 0 | [6 empty] | 0.40573 | 0
LCP_Inputs_ON_Diverse_IEA_2023_05_05 | 2043 | Electrolyser 2020/2030 | Crossload | Hydrogen | ON | Dispatch-Crossload | FuelCost | 0 | [6 empty] | 0.40573 | 0
LCP_Inputs_ON_Diverse_IEA_2023_05_05 | 2043 | Electrolyser 2020/2030 | Crossload | Hydrogen | ON | Dispatch-Crossload | VOM | 0 | [6 empty] | 0.40573 | 0
LCP_Inputs_ON_Diverse_IEA_2023_05_05 | 2043 | Electrolyser 2020/2030 | Crossload | Hydrogen | PJ | Dispatch-Crossload | EmissionsCost | 0 | [6 empty] | 0.40573 | 0
LCP_Inputs_ON_Diverse_IEA_2023_05_05 | 2043 | Electrolyser 2020/2030 | Crossload | Hydrogen | PJ | Dispatch-Crossload | FuelCost | 0 | [6 empty] | 0.40573 | 0
LCP_Inputs_ON_Diverse_IEA_2023_05_05 | 2043 | Electrolyser 2020/2030 | Crossload | Hydrogen | PJ | Dispatch-Crossload | VOM | 0 | [6 empty] | 0.40573 | 0
LCP_Inputs_ON_Diverse_IEA_2023_05_05 | 2043 | Electrolyser 2020/2030 | Crossload | Hydrogen | QC | Dispatch-Crossload | EmissionsCost | 0 | [6 empty] | 0.40573 | 0
LCP_Inputs_ON_Diverse_IEA_2023_05_05 | 2043 | Electrolyser 2020/2030 | Crossload | Hydrogen | QC | Dispatch-Crossload | FuelCost | 0 | [6 empty] | 0.40573 | 0
LCP_Inputs_ON_Diverse_IEA_2023_05_05 | 2043 | Electrolyser 2020/2030 | Crossload | Hydrogen | QC | Dispatch-Crossload | VOM | 0 | [6 empty] | 0.40573 | 0
LCP_Inputs_ON_Diverse_IEA_2023_05_05 | 2043 | Electrolyser 2020/2030 | Crossload | Hydrogen | WC | Dispatch-Crossload | EmissionsCost | 0 | [6 empty] | 0.40573 | 0
LCP_Inputs_ON_Diverse_IEA_2023_05_05 | 2043 | Electrolyser 2020/2030 | Crossload | Hydrogen | WC | Dispatch-Crossload | FuelCost | 0 | [6 empty] | 0.40573 | 0
LCP_Inputs_ON_Diverse_IEA_2023_05_05 | 2043 | Electrolyser 2020/2030 | Crossload | Hydrogen | WC | Dispatch-Crossload | VOM | 0 | [6 empty] | 0.40573 | 0
LCP_Inputs_ON_Diverse_IEA_2023_05_05 | 2043 | Electrolyser 2040 | Crossload | Hydrogen | MI | Dispatch-Crossload | EmissionsCost | 0 | [6 empty] | 0.40573 | 0
LCP_Inputs_ON_Diverse_IEA_2023_05_05 | 2043 | Electrolyser 2040 | Crossload | Hydrogen | MI | Dispatch-Crossload | FuelCost | 0 | [6 empty] | 0.40573 | 0
LCP_Inputs_ON_Diverse_IEA_2023_05_05 | 2043 | Electrolyser 2040 | Crossload | Hydrogen | MI | Dispatch-Crossload | VOM | 0 | [6 empty] | 0.40573 | 0
LCP_Inputs_ON_Diverse_IEA_2023_05_05 | 2043 | Electrolyser 2040 | Crossload | Hydrogen | NY | Dispatch-Crossload | EmissionsCost | 0 | [6 empty] | 0.40573 | 0
LCP_Inputs_ON_Diverse_IEA_2023_05_05 | 2043 | Electrolyser 2040 | Crossload | Hydrogen | NY | Dispatch-Crossload | FuelCost | 0 | [6 empty] | 0.40573 | 0
LCP_Inputs_ON_Diverse_IEA_2023_05_05 | 2043 | Electrolyser 2040 | Crossload | Hydrogen | NY | Dispatch-Crossload | VOM | 0 | [6 empty] | 0.40573 | 0
LCP_Inputs_ON_Diverse_IEA_2023_05_05 | 2043 | Electrolyser 2040 | Crossload | Hydrogen | ON | Dispatch-Crossload | EmissionsCost | 0 | [6 empty] | 0.40573 | 0
LCP_Inputs_ON_Diverse_IEA_2023_05_05 | 2043 | Electrolyser 2040 | Crossload | Hydrogen | ON | Dispatch-Crossload | FuelCost | 0 | [6 empty] | 0.40573 | 0
LCP_Inputs_ON_Diverse_IEA_2023_05_05 | 2043 | Electrolyser 2040 | Crossload | Hydrogen | ON | Dispatch-Crossload | VOM | 0 | [6 empty] | 0.40573 | 0
LCP_Inputs_ON_Diverse_IEA_2023_05_05 | 2043 | Electrolyser 2040 | Crossload | Hydrogen | PJ | Dispatch-Crossload | EmissionsCost | 0 | [6 empty] | 0.40573 | 0
LCP_Inputs_ON_Diverse_IEA_2023_05_05 | 2043 | Electrolyser 2040 | Crossload | Hydrogen | PJ | Dispatch-Crossload | FuelCost | 0 | [6 empty] | 0.40573 | 0
LCP_Inputs_ON_Diverse_IEA_2023_05_05 | 2043 | Electrolyser 2040 | Crossload | Hydrogen | PJ | Dispatch-Crossload | VOM | 0 | [6 empty] | 0.40573 | 0
LCP_Inputs_ON_Diverse_IEA_2023_05_05 | 2043 | Electrolyser 2040 | Crossload | Hydrogen | QC | Dispatch-Crossload | EmissionsCost | 0 | [6 empty] | 0.40573 | 0
LCP_Inputs_ON_Diverse_IEA_2023_05_05 | 2043 | Electrolyser 2040 | Crossload | Hydrogen | QC | Dispatch-Crossload | FuelCost | 0 | [6 empty] | 0.40573 | 0
LCP_Inputs_ON_Diverse_IEA_2023_05_05 | 2043 | Electrolyser 2040 | Crossload | Hydrogen | QC | Dispatch-Crossload | VOM | 0 | [6 empty] | 0.40573 | 0
LCP_Inputs_ON_Diverse_IEA_2023_05_05 | 2043 | Electrolyser 2040 | Crossload | Hydrogen | WC | Dispatch-Crossload | EmissionsCost | 0 | [6 empty] | 0.40573 | 0
LCP_Inputs_ON_Diverse_IEA_2023_05_05 | 2043 | Electrolyser 2040 | Crossload | Hydrogen | WC | Dispatch-Crossload | FuelCost | 0 | [6 empty] | 0.40573 | 0
LCP_Inputs_ON_Diverse_IEA_2023_05_05 | 2043 | Electrolyser 2040 | Crossload | Hydrogen | WC | Dispatch-Crossload | VOM | 0 | [6 empty] | 0.40573 | 0
LCP_Inputs_ON_Diverse_IEA_2023_05_05 | 2043 | Electrolyser 2050 | Crossload | Hydrogen | MI | Dispatch-Crossload | EmissionsCost | 0 | [6 empty] | 0.40573 | 0
LCP_Inputs_ON_Diverse_IEA_2023_05_05 | 2043 | Electrolyser 2050 | Crossload | Hydrogen | MI | Dispatch-Crossload | FuelCost | 0 | [6 empty] | 0.40573 | 0
LCP_Inputs_ON_Diverse_IEA_2023_05_05 | 2043 | Electrolyser 2050 | Crossload | Hydrogen | MI | Dispatch-Crossload | VOM | 0 | [6 empty] | 0.40573 | 0
LCP_Inputs_ON_Diverse_IEA_2023_05_05 | 2043 | Electrolyser 2050 | Crossload | Hydrogen | NY | Dispatch-Crossload | EmissionsCost | 0 | [6 empty] | 0.40573 | 0
LCP_Inputs_ON_Diverse_IEA_2023_05_05 | 2043 | Electrolyser 2050 | Crossload | Hydrogen | NY | Dispatch-Crossload | FuelCost | 0 | [6 empty] | 0.40573 | 0
LCP_Inputs_ON_Diverse_IEA_2023_05_05 | 2043 | Electrolyser 2050 | Crossload | Hydrogen | NY | Dispatch-Crossload | VOM | 0 | [6 empty] | 0.40573 | 0
LCP_Inputs_ON_Diverse_IEA_2023_05_05 | 2043 | Electrolyser 2050 | Crossload | Hydrogen | ON | Dispatch-Crossload | EmissionsCost | 0 | [6 empty] | 0.40573 | 0
LCP_Inputs_ON_Diverse_IEA_2023_05_05 | 2043 | Electrolyser 2050 | Crossload | Hydrogen | ON | Dispatch-Crossload | FuelCost | 0 | [6 empty] | 0.40573 | 0
LCP_Inputs_ON_Diverse_IEA_2023_05_05 | 2043 | Electrolyser 2050 | Crossload | Hydrogen | ON | Dispatch-Crossload | VOM | 0 | [6 empty] | 0.40573 | 0
LCP_Inputs_ON_Diverse_IEA_2023_05_05 | 2043 | Electrolyser 2050 | Crossload | Hydrogen | PJ | Dispatch-Crossload | EmissionsCost | 0 | [6 empty] | 0.40573 | 0
LCP_Inputs_ON_Diverse_IEA_2023_05_05 | 2043 | Electrolyser 2050 | Crossload | Hydrogen | PJ | Dispatch-Crossload | FuelCost | 0 | [6 empty] | 0.40573 | 0
LCP_Inputs_ON_Diverse_IEA_2023_05_05 | 2043 | Electrolyser 2050 | Crossload | Hydrogen | PJ | Dispatch-Crossload | VOM | 0 | [6 empty] | 0.40573 | 0
LCP_Inputs_ON_Diverse_IEA_2023_05_05 | 2043 | Electrolyser 2050 | Crossload | Hydrogen | QC | Dispatch-Crossload | EmissionsCost | 0 | [6 empty] | 0.40573 | 0
LCP_Inputs_ON_Diverse_IEA_2023_05_05 | 2043 | Electrolyser 2050 | Crossload | Hydrogen | QC | Dispatch-Crossload | FuelCost | 0 | [6 empty] | 0.40573 | 0
LCP_Inputs_ON_Diverse_IEA_2023_05_05 | 2043 | Electrolyser 2050 | Crossload | Hydrogen | QC | Dispatch-Crossload | VOM | 0 | [6 empty] | 0.40573 | 0
LCP_Inputs_ON_Diverse_IEA_2023_05_05 | 2043 | Electrolyser 2050 | Crossload | Hydrogen | WC | Dispatch-Crossload | EmissionsCost | 0 | [6 empty] | 0.40573 | 0
LCP_Inputs_ON_Diverse_IEA_2023_05_05 | 2043 | Electrolyser 2050 | Crossload | Hydrogen | WC | Dispatch-Crossload | FuelCost | 0 | [6 empty] | 0.40573 | 0
LCP_Inputs_ON_Diverse_IEA_2023_05_05 | 2043 | Electrolyser 2050 | Crossload | Hydrogen | WC | Dispatch-Crossload | VOM | 0 | [6 empty] | 0.40573 | 0
LCP_Inputs_ON_Diverse_IEA_2023_05_05 | 2043 | Fossil Fuel Thermal (Coal, Peat, Oil) | Generation | Electricity | MI | Dispatch-Generation | EmissionsCost | 0 | [6 empty] | 0.40573 | 0
LCP_Inputs_ON_Diverse_IEA_2023_05_05 | 2043 | Fossil Fuel Thermal (Coal, Peat, Oil) | Generation | Electricity | MI | Dispatch-Generation | FuelCost | 0 | [6 empty] | 0.40573 | 0
LCP_Inputs_ON_Diverse_IEA_2023_05_05 | 2043 | Fossil Fuel Thermal (Coal, Peat, Oil) | Generation | Electricity | MI | Dispatch-Generation | VOM | 0 | [6 empty] | 0.40573 | 0
LCP_Inputs_ON_Diverse_IEA_2023_05_05 | 2043 | Fossil Fuel Thermal (Coal, Peat, Oil) | Generation | Electricity | NY | Dispatch-Generation | EmissionsCost | 0 | [6 empty] | 0.40573 | 0
LCP_Inputs_ON_Diverse_IEA_2023_05_05 | 2043 | Fossil Fuel Thermal (Coal, Peat, Oil) | Generation | Electricity | NY | Dispatch-Generation | FuelCost | 0 | [6 empty] | 0.40573 | 0
LCP_Inputs_ON_Diverse_IEA_2023_05_05 | 2043 | Fossil Fuel Thermal (Coal, Peat, Oil) | Generation | Electricity | NY | Dispatch-Generation | VOM | 0 | [6 empty] | 0.40573 | 0
LCP_Inputs_ON_Diverse_IEA_2023_05_05 | 2043 | Fossil Fuel Thermal (Coal, Peat, Oil) | Generation | Electricity | ON | Dispatch-Generation | EmissionsCost | 0 | [6 empty] | 0.40573 | 0
LCP_Inputs_ON_Diverse_IEA_2023_05_05 | 2043 | Fossil Fuel Thermal (Coal, Peat, Oil) | Generation | Electricity | ON | Dispatch-Generation | FuelCost | 0 | [6 empty] | 0.40573 | 0
LCP_Inputs_ON_Diverse_IEA_2023_05_05 | 2043 | Fossil Fuel Thermal (Coal, Peat, Oil) | Generation | Electricity | ON | Dispatch-Generation | VOM | 0 | [6 empty] | 0.40573 | 0
LCP_Inputs_ON_Diverse_IEA_2023_05_05 | 2043 | Fossil Fuel Thermal (Coal, Peat, Oil) | Generation | Electricity | PJ | Dispatch-Generation | EmissionsCost | 0 | [6 empty] | 0.40573 | 0
LCP_Inputs_ON_Diverse_IEA_2023_05_05 | 2043 | Fossil Fuel Thermal (Coal, Peat, Oil) | Generation | Electricity | PJ | Dispatch-Generation | FuelCost | 0 | [6 empty] | 0.40573 | 0
LCP_Inputs_ON_Diverse_IEA_2023_05_05 | 2043 | Fossil Fuel Thermal (Coal, Peat, Oil) | Generation | Electricity | PJ | Dispatch-Generation | VOM | 0 | [6 empty] | 0.40573 | 0
LCP_Inputs_ON_Diverse_IEA_2023_05_05 | 2043 | Fossil Fuel Thermal (Coal, Peat, Oil) | Generation | Electricity | QC | Dispatch-Generation | EmissionsCost | 0 | [6 empty] | 0.40573 | 0
LCP_Inputs_ON_Diverse_IEA_2023_05_05 | 2043 | Fossil Fuel Thermal (Coal, Peat, Oil) | Generation | Electricity | QC | Dispatch-Generation | FuelCost | 0 | [6 empty] | 0.40573 | 0
LCP_Inputs_ON_Diverse_IEA_2023_05_05 | 2043 | Fossil Fuel Thermal (Coal, Peat, Oil) | Generation | Electricity | QC | Dispatch-Generation | VOM | 0 | [6 empty] | 0.40573 | 0
LCP_Inputs_ON_Diverse_IEA_2023_05_05 | 2043 | Fossil Fuel Thermal (Coal, Peat, Oil) | Generation | Electricity | WC | Dispatch-Generation | EmissionsCost | 0 | [6 empty] | 0.40573 | 0
LCP_Inputs_ON_Diverse_IEA_2023_05_05 | 2043 | Fossil Fuel Thermal (Coal, Peat, Oil) | Generation | Electricity | WC | Dispatch-Generation | FuelCost | 0 | [6 empty] | 0.40573 | 0
LCP_Inputs_ON_Diverse_IEA_2023_05_05 | 2043 | Fossil Fuel Thermal (Coal, Peat, Oil) | Generation | Electricity | WC | Dispatch-Generation | VOM | 0 | [6 empty] | 0.40573 | 0
LCP_Inputs_ON_Diverse_IEA_2023_05_05 | 2043 | Generic - Generator | Generation | Electricity | MI | Dispatch-Generation | EmissionsCost | 0 | [6 empty] | 0.40573 | 0
LCP_Inputs_ON_Diverse_IEA_2023_05_05 | 2043 | Generic - Generator | Generation | Electricity | MI | Dispatch-Generation | FuelCost | 834353354.7452 | [6 empty] | 0.40573 | 338519127.3123
LCP_Inputs_ON_Diverse_IEA_2023_05_05 | 2043 | Generic - Generator | Generation | Electricity | MI | Dispatch-Generation | VOM | 27287451.8893 | [6 empty] | 0.40573 | 11071237.8006
LCP_Inputs_ON_Diverse_IEA_2023_05_05 | 2043 | Generic - Generator | Generation | Electricity | NY | Dispatch-Generation | EmissionsCost | 0 | [6 empty] | 0.40573 | 0
LCP_Inputs_ON_Diverse_IEA_2023_05_05 | 2043 | Generic - Generator | Generation | Electricity | NY | Dispatch-Generation | FuelCost | 104321173.1139 | [6 empty] | 0.40573 | 42325847.0549
LCP_Inputs_ON_Diverse_IEA_2023_05_05 | 2043 | Generic - Generator | Generation | Electricity | NY | Dispatch-Generation | VOM | 3411814.6421 | [6 empty] | 0.40573 | 1384263.0447
LCP_Inputs_ON_Diverse_IEA_2023_05_05 | 2043 | Generic - Generator | Generation | Electricity | ON | Dispatch-Generation | EmissionsCost | 0 | [6 empty] | 0.40573 | 0
LCP_Inputs_ON_Diverse_IEA_2023_05_05 | 2043 | Generic - Generator | Generation | Electricity | ON | Dispatch-Generation | FuelCost | 0 | [6 empty] | 0.40573 | 0
LCP_Inputs_ON_Diverse_IEA_2023_05_05 | 2043 | Generic - Generator | Generation | Electricity | ON | Dispatch-Generation | VOM | 0 | [6 empty] | 0.40573 | 0
LCP_Inputs_ON_Diverse_IEA_2023_05_05 | 2043 | Generic - Generator | Generation | Electricity | PJ | Dispatch-Generation | EmissionsCost | 0 | [6 empty] | 0.40573 | 0
LCP_Inputs_ON_Diverse_IEA_2023_05_05 | 2043 | Generic - Generator | Generation | Electricity | PJ | Dispatch-Generation | FuelCost | 5328558791.3796 | [6 empty] | 0.40573 | 2161936620.2952
LCP_Inputs_ON_Diverse_IEA_2023_05_05 | 2043 | Generic - Generator | Generation | Electricity | PJ | Dispatch-Generation | VOM | 174270038.9852 | [6 empty] | 0.40573 | 70705943.9246
LCP_Inputs_ON_Diverse_IEA_2023_05_05 | 2043 | Generic - Generator | Generation | Electricity | QC | Dispatch-Generation | EmissionsCost | 0 | [6 empty] | 0.40573 | 0
LCP_Inputs_ON_Diverse_IEA_2023_05_05 | 2043 | Generic - Generator | Generation | Electricity | QC | Dispatch-Generation | FuelCost | 0 | [6 empty] | 0.40573 | 0
LCP_Inputs_ON_Diverse_IEA_2023_05_05 | 2043 | Generic - Generator | Generation | Electricity | QC | Dispatch-Generation | VOM | 0 | [6 empty] | 0.40573 | 0
LCP_Inputs_ON_Diverse_IEA_2023_05_05 | 2043 | Generic - Generator | Generation | Electricity | WC | Dispatch-Generation | EmissionsCost | 0 | [6 empty] | 0.40573 | 0
LCP_Inputs_ON_Diverse_IEA_2023_05_05 | 2043 | Generic - Generator | Generation | Electricity | WC | Dispatch-Generation | FuelCost | 0 | [6 empty] | 0.40573 | 0
LCP_Inputs_ON_Diverse_IEA_2023_05_05 | 2043 | Generic - Generator | Generation | Electricity | WC | Dispatch-Generation | VOM | 0 | [6 empty] | 0.40573 | 0
LCP_Inputs_ON_Diverse_IEA_2023_05_05 | 2043 | H2 Import - QC | Import | Hydrogen | MI | Dispatch-Import | EmissionsCost | 0 | [6 empty] | 0.40573 | 0
LCP_Inputs_ON_Diverse_IEA_2023_05_05 | 2043 | H2 Import - QC | Import | Hydrogen | MI | Dispatch-Import | FuelCost | 0 | [6 empty] | 0.40573 | 0
LCP_Inputs_ON_Diverse_IEA_2023_05_05 | 2043 | H2 Import - QC | Import | Hydrogen | MI | Dispatch-Import | VOM | 0 | [6 empty] | 0.40573 | 0
LCP_Inputs_ON_Diverse_IEA_2023_05_05 | 2043 | H2 Import - QC | Import | Hydrogen | NY | Dispatch-Import | EmissionsCost | 0 | [6 empty] | 0.40573 | 0
LCP_Inputs_ON_Diverse_IEA_2023_05_05 | 2043 | H2 Import - QC | Import | Hydrogen | NY | Dispatch-Import | FuelCost | 0 | [6 empty] | 0.40573 | 0
LCP_Inputs_ON_Diverse_IEA_2023_05_05 | 2043 | H2 Import - QC | Import | Hydrogen | NY | Dispatch-Import | VOM | 0 | [6 empty] | 0.40573 | 0
LCP_Inputs_ON_Diverse_IEA_2023_05_05 | 2043 | H2 Import - QC | Import | Hydrogen | ON | Dispatch-Import | EmissionsCost | 0 | [6 empty] | 0.40573 | 0
LCP_Inputs_ON_Diverse_IEA_2023_05_05 | 2043 | H2 Import - QC | Import | Hydrogen | ON | Dispatch-Import | FuelCost | 0 | [6 empty] | 0.40573 | 0
LCP_Inputs_ON_Diverse_IEA_2023_05_05 | 2043 | H2 Import - QC | Import | Hydrogen | ON | Dispatch-Import | VOM | 0 | [6 empty] | 0.40573 | 0
LCP_Inputs_ON_Diverse_IEA_2023_05_05 | 2043 | H2 Import - QC | Import | Hydrogen | PJ | Dispatch-Import | EmissionsCost | 0 | [6 empty] | 0.40573 | 0
LCP_Inputs_ON_Diverse_IEA_2023_05_05 | 2043 | H2 Import - QC | Import | Hydrogen | PJ | Dispatch-Import | FuelCost | 0 | [6 empty] | 0.40573 | 0
LCP_Inputs_ON_Diverse_IEA_2023_05_05 | 2043 | H2 Import - QC | Import | Hydrogen | PJ | Dispatch-Import | VOM | 0 | [6 empty] | 0.40573 | 0
LCP_Inputs_ON_Diverse_IEA_2023_05_05 | 2043 | H2 Import - QC | Import | Hydrogen | QC | Dispatch-Import | EmissionsCost | 0 | [6 empty] | 0.40573 | 0
LCP_Inputs_ON_Diverse_IEA_2023_05_05 | 2043 | H2 Import - QC | Import | Hydrogen | QC | Dispatch-Import | FuelCost | 0 | [6 empty] | 0.40573 | 0
LCP_Inputs_ON_Diverse_IEA_2023_05_05 | 2043 | H2 Import - QC | Import | Hydrogen | QC | Dispatch-Import | VOM | 0 | [6 empty] | 0.40573 | 0
LCP_Inputs_ON_Diverse_IEA_2023_05_05 | 2043 | H2 Import - QC | Import | Hydrogen | WC | Dispatch-Import | EmissionsCost | 0 | [6 empty] | 0.40573 | 0
LCP_Inputs_ON_Diverse_IEA_2023_05_05 | 2043 | H2 Import - QC | Import | Hydrogen | WC | Dispatch-Import | FuelCost | 0 | [6 empty] | 0.40573 | 0
LCP_Inputs_ON_Diverse_IEA_2023_05_05 | 2043 | H2 Import - QC | Import | Hydrogen | WC | Dispatch-Import | VOM | 0 | [6 empty] | 0.40573 | 0
LCP_Inputs_ON_Diverse_IEA_2023_05_05 | 2043 | H2 Import - WC | Import | Hydrogen | MI | Dispatch-Import | EmissionsCost | 0 | [6 empty] | 0.40573 | 0
LCP_Inputs_ON_Diverse_IEA_2023_05_05 | 2043 | H2 Import - WC | Import | Hydrogen | MI | Dispatch-Import | FuelCost | 0 | [6 empty] | 0.40573 | 0
LCP_Inputs_ON_Diverse_IEA_2023_05_05 | 2043 | H2 Import - WC | Import | Hydrogen | MI | Dispatch-Import | VOM | 0 | [6 empty] | 0.40573 | 0
LCP_Inputs_ON_Diverse_IEA_2023_05_05 | 2043 | H2 Import - WC | Import | Hydrogen | NY | Dispatch-Import | EmissionsCost | 0 | [6 empty] | 0.40573 | 0
LCP_Inputs_ON_Diverse_IEA_2023_05_05 | 2043 | H2 Import - WC | Import | Hydrogen | NY | Dispatch-Import | FuelCost | 0 | [6 empty] | 0.40573 | 0
LCP_Inputs_ON_Diverse_IEA_2023_05_05 | 2043 | H2 Import - WC | Import | Hydrogen | NY | Dispatch-Import | VOM | 0 | [6 empty] | 0.40573 | 0
LCP_Inputs_ON_Diverse_IEA_2023_05_05 | 2043 | H2 Import - WC | Import | Hydrogen | ON | Dispatch-Import | EmissionsCost | 0 | [6 empty] | 0.40573 | 0
LCP_Inputs_ON_Diverse_IEA_2023_05_05 | 2043 | H2 Import - WC | Import | Hydrogen | ON | Dispatch-Import | FuelCost | 0 | [6 empty] | 0.40573 | 0
LCP_Inputs_ON_Diverse_IEA_2023_05_05 | 2043 | H2 Import - WC | Import | Hydrogen | ON | Dispatch-Import | VOM | 0 | [6 empty] | 0.40573 | 0
LCP_Inputs_ON_Diverse_IEA_2023_05_05 | 2043 | H2 Import - WC | Import | Hydrogen | PJ | Dispatch-Import | EmissionsCost | 0 | [6 empty] | 0.40573 | 0
LCP_Inputs_ON_Diverse_IEA_2023_05_05 | 2043 | H2 Import - WC | Import | Hydrogen | PJ | Dispatch-Import | FuelCost | 0 | [6 empty] | 0.40573 | 0
LCP_Inputs_ON_Diverse_IEA_2023_05_05 | 2043 | H2 Import - WC | Import | Hydrogen | PJ | Dispatch-Import | VOM | 0 | [6 empty] | 0.40573 | 0
LCP_Inputs_ON_Diverse_IEA_2023_05_05 | 2043 | H2 Import - WC | Import | Hydrogen | QC | Dispatch-Import | EmissionsCost | 0 | [6 empty] | 0.40573 | 0
LCP_Inputs_ON_Diverse_IEA_2023_05_05 | 2043 | H2 Import - WC | Import | Hydrogen | QC | Dispatch-Import | FuelCost | 0 | [6 empty] | 0.40573 | 0
LCP_Inputs_ON_Diverse_IEA_2023_05_05 | 2043 | H2 Import - WC | Import | Hydrogen | QC | Dispatch-Import | VOM | 0 | [6 empty] | 0.40573 | 0
LCP_Inputs_ON_Diverse_IEA_2023_05_05 | 2043 | H2 Import - WC | Import | Hydrogen | WC | Dispatch-Import | EmissionsCost | 0 | [6 empty] | 0.40573 | 0
LCP_Inputs_ON_Diverse_IEA_2023_05_05 | 2043 | H2 Import - WC | Import | Hydrogen | WC | Dispatch-Import | FuelCost | 298476487.2232 | [6 empty] | 0.40573 | 121099770.7427
LCP_Inputs_ON_Diverse_IEA_2023_05_05 | 2043 | H2 Import - WC | Import | Hydrogen | WC | Dispatch-Import | VOM | 0 | [6 empty] | 0.40573 | 0
LCP_Inputs_ON_Diverse_IEA_2023_05_05 | 2043 | H2 Salt Cavern Storage - ON | Storage | Hydrogen | MI | Dispatch-Storage | EmissionsCost | 0 | [6 empty] | 0.40573 | 0
LCP_Inputs_ON_Diverse_IEA_2023_05_05 | 2043 | H2 Salt Cavern Storage - ON | Storage | Hydrogen | MI | Dispatch-Storage | FuelCost | 0 | [6 empty] | 0.40573 | 0
LCP_Inputs_ON_Diverse_IEA_2023_05_05 | 2043 | H2 Salt Cavern Storage - ON | Storage | Hydrogen | MI | Dispatch-Storage | VOM | 0 | [6 empty] | 0.40573 | 0
LCP_Inputs_ON_Diverse_IEA_2023_05_05 | 2043 | H2 Salt Cavern Storage - ON | Storage | Hydrogen | NY | Dispatch-Storage | EmissionsCost | 0 | [6 empty] | 0.40573 | 0
LCP_Inputs_ON_Diverse_IEA_2023_05_05 | 2043 | H2 Salt Cavern Storage - ON | Storage | Hydrogen | NY | Dispatch-Storage | FuelCost | 0 | [6 empty] | 0.40573 | 0
LCP_Inputs_ON_Diverse_IEA_2023_05_05 | 2043 | H2 Salt Cavern Storage - ON | Storage | Hydrogen | NY | Dispatch-Storage | VOM | 0 | [6 empty] | 0.40573 | 0
LCP_Inputs_ON_Diverse_IEA_2023_05_05 | 2043 | H2 Salt Cavern Storage - ON | Storage | Hydrogen | ON | Dispatch-Storage | EmissionsCost | 0 | [6 empty] | 0.40573 | 0
LCP_Inputs_ON_Diverse_IEA_2023_05_05 | 2043 | H2 Salt Cavern Storage - ON | Storage | Hydrogen | ON | Dispatch-Storage | FuelCost | 0 | [6 empty] | 0.40573 | 0
LCP_Inputs_ON_Diverse_IEA_2023_05_05 | 2043 | H2 Salt Cavern Storage - ON | Storage | Hydrogen | ON | Dispatch-Storage | VOM | 80253018.6897 | [6 empty] | 0.40573 | 32560763.0107
LCP_Inputs_ON_Diverse_IEA_2023_05_05 | 2043 | H2 Salt Cavern Storage - ON | Storage | Hydrogen | PJ | Dispatch-Storage | EmissionsCost | 0 | [6 empty] | 0.40573 | 0
LCP_Inputs_ON_Diverse_IEA_2023_05_05 | 2043 | H2 Salt Cavern Storage - ON | Storage | Hydrogen | PJ | Dispatch-Storage | FuelCost | 0 | [6 empty] | 0.40573 | 0
LCP_Inputs_ON_Diverse_IEA_2023_05_05 | 2043 | H2 Salt Cavern Storage - ON | Storage | Hydrogen | PJ | Dispatch-Storage | VOM | 0 | [6 empty] | 0.40573 | 0
LCP_Inputs_ON_Diverse_IEA_2023_05_05 | 2043 | H2 Salt Cavern Storage - ON | Storage | Hydrogen | QC | Dispatch-Storage | EmissionsCost | 0 | [6 empty] | 0.40573 | 0
LCP_Inputs_ON_Diverse_IEA_2023_05_05 | 2043 | H2 Salt Cavern Storage - ON | Storage | Hydrogen | QC | Dispatch-Storage | FuelCost | 0 | [6 empty] | 0.40573 | 0
LCP_Inputs_ON_Diverse_IEA_2023_05_05 | 2043 | H2 Salt Cavern Storage - ON | Storage | Hydrogen | QC | Dispatch-Storage | VOM | 0 | [6 empty] | 0.40573 | 0
LCP_Inputs_ON_Diverse_IEA_2023_05_05 | 2043 | H2 Salt Cavern Storage - ON | Storage | Hydrogen | WC | Dispatch-Storage | EmissionsCost | 0 | [6 empty] | 0.40573 | 0
LCP_Inputs_ON_Diverse_IEA_2023_05_05 | 2043 | H2 Salt Cavern Storage - ON | Storage | Hydrogen | WC | Dispatch-Storage | FuelCost | 0 | [6 empty] | 0.40573 | 0
LCP_Inputs_ON_Diverse_IEA_2023_05_05 | 2043 | H2 Salt Cavern Storage - ON | Storage | Hydrogen | WC | Dispatch-Storage | VOM | 0 | [6 empty] | 0.40573 | 0
LCP_Inputs_ON_Diverse_IEA_2023_05_05 | 2043 | Hydro | Generation | Electricity | MI | Dispatch-Generation | EmissionsCost | 0 | [6 empty] | 0.40573 | 0
LCP_Inputs_ON_Diverse_IEA_2023_05_05 | 2043 | Hydro | Generation | Electricity | MI | Dispatch-Generation | FuelCost | 0 | [6 empty] | 0.40573 | 0
LCP_Inputs_ON_Diverse_IEA_2023_05_05 | 2043 | Hydro | Generation | Electricity | MI | Dispatch-Generation | VOM | 0 | [6 empty] | 0.40573 | 0
LCP_Inputs_ON_Diverse_IEA_2023_05_05 | 2043 | Hydro | Generation | Electricity | NY | Dispatch-Generation | EmissionsCost | 0 | [6 empty] | 0.40573 | 0
LCP_Inputs_ON_Diverse_IEA_2023_05_05 | 2043 | Hydro | Generation | Electricity | NY | Dispatch-Generation | FuelCost | 0 | [6 empty] | 0.40573 | 0
LCP_Inputs_ON_Diverse_IEA_2023_05_05 | 2043 | Hydro | Generation | Electricity | NY | Dispatch-Generation | VOM | 0 | [6 empty] | 0.40573 | 0
LCP_Inputs_ON_Diverse_IEA_2023_05_05 | 2043 | Hydro | Generation | Electricity | ON | Dispatch-Generation | EmissionsCost | 0 | [6 empty] | 0.40573 | 0
LCP_Inputs_ON_Diverse_IEA_2023_05_05 | 2043 | Hydro | Generation | Electricity | ON | Dispatch-Generation | FuelCost | 0 | [6 empty] | 0.40573 | 0
LCP_Inputs_ON_Diverse_IEA_2023_05_05 | 2043 | Hydro | Generation | Electricity | ON | Dispatch-Generation | VOM | 0 | [6 empty] | 0.40573 | 0
LCP_Inputs_ON_Diverse_IEA_2023_05_05 | 2043 | Hydro | Generation | Electricity | PJ | Dispatch-Generation | EmissionsCost | 0 | [6 empty] | 0.40573 | 0
LCP_Inputs_ON_Diverse_IEA_2023_05_05 | 2043 | Hydro | Generation | Electricity | PJ | Dispatch-Generation | FuelCost | 0 | [6 empty] | 0.40573 | 0
LCP_Inputs_ON_Diverse_IEA_2023_05_05 | 2043 | Hydro | Generation | Electricity | PJ | Dispatch-Generation | VOM | 0 | [6 empty] | 0.40573 | 0
LCP_Inputs_ON_Diverse_IEA_2023_05_05 | 2043 | Hydro | Generation | Electricity | QC | Dispatch-Generation | EmissionsCost | 0 | [6 empty] | 0.40573 | 0
LCP_Inputs_ON_Diverse_IEA_2023_05_05 | 2043 | Hydro | Generation | Electricity | QC | Dispatch-Generation | FuelCost | 0 | [6 empty] | 0.40573 | 0
LCP_Inputs_ON_Diverse_IEA_2023_05_05 | 2043 | Hydro | Generation | Electricity | QC | Dispatch-Generation | VOM | 0 | [6 empty] | 0.40573 | 0
LCP_Inputs_ON_Diverse_IEA_2023_05_05 | 2043 | Hydro | Generation | Electricity | WC | Dispatch-Generation | EmissionsCost | 0 | [6 empty] | 0.40573 | 0
LCP_Inputs_ON_Diverse_IEA_2023_05_05 | 2043 | Hydro | Generation | Electricity | WC | Dispatch-Generation | FuelCost | 0 | [6 empty] | 0.40573 | 0
LCP_Inputs_ON_Diverse_IEA_2023_05_05 | 2043 | Hydro | Generation | Electricity | WC | Dispatch-Generation | VOM | 0 | [6 empty] | 0.40573 | 0
LCP_Inputs_ON_Diverse_IEA_2023_05_05 | 2043 | Hydro Pumped Storage | Storage | Electricity | MI | Dispatch-Storage | EmissionsCost | 0 | [6 empty] | 0.40573 | 0
LCP_Inputs_ON_Diverse_IEA_2023_05_05 | 2043 | Hydro Pumped Storage | Storage | Electricity | MI | Dispatch-Storage | FuelCost | 0 | [6 empty] | 0.40573 | 0
LCP_Inputs_ON_Diverse_IEA_2023_05_05 | 2043 | Hydro Pumped Storage | Storage | Electricity | MI | Dispatch-Storage | VOM | 0 | [6 empty] | 0.40573 | 0
LCP_Inputs_ON_Diverse_IEA_2023_05_05 | 2043 | Hydro Pumped Storage | Storage | Electricity | NY | Dispatch-Storage | EmissionsCost | 0 | [6 empty] | 0.40573 | 0
LCP_Inputs_ON_Diverse_IEA_2023_05_05 | 2043 | Hydro Pumped Storage | Storage | Electricity | NY | Dispatch-Storage | FuelCost | 0 | [6 empty] | 0.40573 | 0
LCP_Inputs_ON_Diverse_IEA_2023_05_05 | 2043 | Hydro Pumped Storage | Storage | Electricity | NY | Dispatch-Storage | VOM | 0 | [6 empty] | 0.40573 | 0
LCP_Inputs_ON_Diverse_IEA_2023_05_05 | 2043 | Hydro Pumped Storage | Storage | Electricity | ON | Dispatch-Storage | EmissionsCost | 0 | [6 empty] | 0.40573 | 0
LCP_Inputs_ON_Diverse_IEA_2023_05_05 | 2043 | Hydro Pumped Storage | Storage | Electricity | ON | Dispatch-Storage | FuelCost | 0 | [6 empty] | 0.40573 | 0
LCP_Inputs_ON_Diverse_IEA_2023_05_05 | 2043 | Hydro Pumped Storage | Storage | Electricity | ON | Dispatch-Storage | VOM | 0 | [6 empty] | 0.40573 | 0
LCP_Inputs_ON_Diverse_IEA_2023_05_05 | 2043 | Hydro Pumped Storage | Storage | Electricity | PJ | Dispatch-Storage | EmissionsCost | 0 | [6 empty] | 0.40573 | 0
LCP_Inputs_ON_Diverse_IEA_2023_05_05 | 2043 | Hydro Pumped Storage | Storage | Electricity | PJ | Dispatch-Storage | FuelCost | 0 | [6 empty] | 0.40573 | 0
LCP_Inputs_ON_Diverse_IEA_2023_05_05 | 2043 | Hydro Pumped Storage | Storage | Electricity | PJ | Dispatch-Storage | VOM | 0 | [6 empty] | 0.40573 | 0
LCP_Inputs_ON_Diverse_IEA_2023_05_05 | 2043 | Hydro Pumped Storage | Storage | Electricity | QC | Dispatch-Storage | EmissionsCost | 0 | [6 empty] | 0.40573 | 0
LCP_Inputs_ON_Diverse_IEA_2023_05_05 | 2043 | Hydro Pumped Storage | Storage | Electricity | QC | Dispatch-Storage | FuelCost | 0 | [6 empty] | 0.40573 | 0
LCP_Inputs_ON_Diverse_IEA_2023_05_05 | 2043 | Hydro Pumped Storage | Storage | Electricity | QC | Dispatch-Storage | VOM | 0 | [6 empty] | 0.40573 | 0
LCP_Inputs_ON_Diverse_IEA_2023_05_05 | 2043 | Hydro Pumped Storage | Storage | Electricity | WC | Dispatch-Storage | EmissionsCost | 0 | [6 empty] | 0.40573 | 0
LCP_Inputs_ON_Diverse_IEA_2023_05_05 | 2043 | Hydro Pumped Storage | Storage | Electricity | WC | Dispatch-Storage | FuelCost | 0 | [6 empty] | 0.40573 | 0
LCP_Inputs_ON_Diverse_IEA_2023_05_05 | 2043 | Hydro Pumped Storage | Storage | Electricity | WC | Dispatch-Storage | VOM | 0 | [6 empty] | 0.40573 | 0
LCP_Inputs_ON_Diverse_IEA_2023_05_05 | 2043 | Nuclear | Generation | Electricity | MI | Dispatch-Generation | EmissionsCost | 0 | [6 empty] | 0.40573 | 0
LCP_Inputs_ON_Diverse_IEA_2023_05_05 | 2043 | Nuclear | Generation | Electricity | MI | Dispatch-Generation | FuelCost | 0 | [6 empty] | 0.40573 | 0
LCP_Inputs_ON_Diverse_IEA_2023_05_05 | 2043 | Nuclear | Generation | Electricity | MI | Dispatch-Generation | VOM | 2762866296.96 | [6 empty] | 0.40573 | 1120967612.1131
LCP_Inputs_ON_Diverse_IEA_2023_05_05 | 2043 | Nuclear | Generation | Electricity | NY | Dispatch-Generation | EmissionsCost | 0 | [6 empty] | 0.40573 | 0
LCP_Inputs_ON_Diverse_IEA_2023_05_05 | 2043 | Nuclear | Generation | Electricity | NY | Dispatch-Generation | FuelCost | 0 | [6 empty] | 0.40573 | 0
LCP_Inputs_ON_Diverse_IEA_2023_05_05 | 2043 | Nuclear | Generation | Electricity | NY | Dispatch-Generation | VOM | 2246155230.144 | [6 empty] | 0.40573 | 911324325.5891
LCP_Inputs_ON_Diverse_IEA_2023_05_05 | 2043 | Nuclear | Generation | Electricity | ON | Dispatch-Generation | EmissionsCost | 0 | [6 empty] | 0.40573 | 0
LCP_Inputs_ON_Diverse_IEA_2023_05_05 | 2043 | Nuclear | Generation | Electricity | ON | Dispatch-Generation | FuelCost | 0 | [6 empty] | 0.40573 | 0
LCP_Inputs_ON_Diverse_IEA_2023_05_05 | 2043 | Nuclear | Generation | Electricity | ON | Dispatch-Generation | VOM | 7830417006.0162 | [6 empty] | 0.40573 | 3177006380.201
LCP_Inputs_ON_Diverse_IEA_2023_05_05 | 2043 | Nuclear | Generation | Electricity | PJ | Dispatch-Generation | EmissionsCost | 0 | [6 empty] | 0.40573 | 0
LCP_Inputs_ON_Diverse_IEA_2023_05_05 | 2043 | Nuclear | Generation | Electricity | PJ | Dispatch-Generation | FuelCost | 0 | [6 empty] | 0.40573 | 0
LCP_Inputs_ON_Diverse_IEA_2023_05_05 | 2043 | Nuclear | Generation | Electricity | PJ | Dispatch-Generation | VOM | 6401347648.6848 | [6 empty] | 0.40573 | 2597195309.794
LCP_Inputs_ON_Diverse_IEA_2023_05_05 | 2043 | Nuclear | Generation | Electricity | QC | Dispatch-Generation | EmissionsCost | 0 | [6 empty] | 0.40573 | 0
LCP_Inputs_ON_Diverse_IEA_2023_05_05 | 2043 | Nuclear | Generation | Electricity | QC | Dispatch-Generation | FuelCost | 0 | [6 empty] | 0.40573 | 0
LCP_Inputs_ON_Diverse_IEA_2023_05_05 | 2043 | Nuclear | Generation | Electricity | QC | Dispatch-Generation | VOM | 0 | [6 empty] | 0.40573 | 0
LCP_Inputs_ON_Diverse_IEA_2023_05_05 | 2043 | Nuclear | Generation | Electricity | WC | Dispatch-Generation | EmissionsCost | 0 | [6 empty] | 0.40573 | 0
LCP_Inputs_ON_Diverse_IEA_2023_05_05 | 2043 | Nuclear | Generation | Electricity | WC | Dispatch-Generation | FuelCost | 0 | [6 empty] | 0.40573 | 0
LCP_Inputs_ON_Diverse_IEA_2023_05_05 | 2043 | Nuclear | Generation | Electricity | WC | Dispatch-Generation | VOM | 0 | [6 empty] | 0.40573 | 0
LCP_Inputs_ON_Diverse_IEA_2023_05_05 | 2043 | Nuclear SMR | Generation | Electricity | MI | Dispatch-Generation | EmissionsCost | 0 | [6 empty] | 0.40573 | 0
LCP_Inputs_ON_Diverse_IEA_2023_05_05 | 2043 | Nuclear SMR | Generation | Electricity | MI | Dispatch-Generation | FuelCost | 0 | [6 empty] | 0.40573 | 0
LCP_Inputs_ON_Diverse_IEA_2023_05_05 | 2043 | Nuclear SMR | Generation | Electricity | MI | Dispatch-Generation | VOM | 0 | [6 empty] | 0.40573 | 0
LCP_Inputs_ON_Diverse_IEA_2023_05_05 | 2043 | Nuclear SMR | Generation | Electricity | NY | Dispatch-Generation | EmissionsCost | 0 | [6 empty] | 0.40573 | 0
LCP_Inputs_ON_Diverse_IEA_2023_05_05 | 2043 | Nuclear SMR | Generation | Electricity | NY | Dispatch-Generation | FuelCost | 0 | [6 empty] | 0.40573 | 0
LCP_Inputs_ON_Diverse_IEA_2023_05_05 | 2043 | Nuclear SMR | Generation | Electricity | NY | Dispatch-Generation | VOM | 0 | [6 empty] | 0.40573 | 0
LCP_Inputs_ON_Diverse_IEA_2023_05_05 | 2043 | Nuclear SMR | Generation | Electricity | ON | Dispatch-Generation | EmissionsCost | 0 | [6 empty] | 0.40573 | 0
LCP_Inputs_ON_Diverse_IEA_2023_05_05 | 2043 | Nuclear SMR | Generation | Electricity | ON | Dispatch-Generation | FuelCost | 0 | [6 empty] | 0.40573 | 0
LCP_Inputs_ON_Diverse_IEA_2023_05_05 | 2043 | Nuclear SMR | Generation | Electricity | ON | Dispatch-Generation | VOM | 209767586.3233 | [6 empty] | 0.40573 | 85108233.6479
LCP_Inputs_ON_Diverse_IEA_2023_05_05 | 2043 | Nuclear SMR | Generation | Electricity | PJ | Dispatch-Generation | EmissionsCost | 0 | [6 empty] | 0.40573 | 0
LCP_Inputs_ON_Diverse_IEA_2023_05_05 | 2043 | Nuclear SMR | Generation | Electricity | PJ | Dispatch-Generation | FuelCost | 0 | [6 empty] | 0.40573 | 0
LCP_Inputs_ON_Diverse_IEA_2023_05_05 | 2043 | Nuclear SMR | Generation | Electricity | PJ | Dispatch-Generation | VOM | 0 | [6 empty] | 0.40573 | 0
LCP_Inputs_ON_Diverse_IEA_2023_05_05 | 2043 | Nuclear SMR | Generation | Electricity | QC | Dispatch-Generation | EmissionsCost | 0 | [6 empty] | 0.40573 | 0
LCP_Inputs_ON_Diverse_IEA_2023_05_05 | 2043 | Nuclear SMR | Generation | Electricity | QC | Dispatch-Generation | FuelCost | 0 | [6 empty] | 0.40573 | 0
LCP_Inputs_ON_Diverse_IEA_2023_05_05 | 2043 | Nuclear SMR | Generation | Electricity | QC | Dispatch-Generation | VOM | 0 | [6 empty] | 0.40573 | 0
LCP_Inputs_ON_Diverse_IEA_2023_05_05 | 2043 | Nuclear SMR | Generation | Electricity | WC | Dispatch-Generation | EmissionsCost | 0 | [6 empty] | 0.40573 | 0
LCP_Inputs_ON_Diverse_IEA_2023_05_05 | 2043 | Nuclear SMR | Generation | Electricity | WC | Dispatch-Generation | FuelCost | 0 | [6 empty] | 0.40573 | 0
LCP_Inputs_ON_Diverse_IEA_2023_05_05 | 2043 | Nuclear SMR | Generation | Electricity | WC | Dispatch-Generation | VOM | 0 | [6 empty] | 0.40573 | 0
LCP_Inputs_ON_Diverse_IEA_2023_05_05 | 2043 | O/CCGT - CH4 Existing | Crossload | Electricity | MI | Dispatch-Crossload | EmissionsCost | 0 | [6 empty] | 0.40573 | 0
LCP_Inputs_ON_Diverse_IEA_2023_05_05 | 2043 | O/CCGT - CH4 Existing | Crossload | Electricity | MI | Dispatch-Crossload | FuelCost | 0 | [6 empty] | 0.40573 | 0
LCP_Inputs_ON_Diverse_IEA_2023_05_05 | 2043 | O/CCGT - CH4 Existing | Crossload | Electricity | MI | Dispatch-Crossload | VOM | 0 | [6 empty] | 0.40573 | 0
LCP_Inputs_ON_Diverse_IEA_2023_05_05 | 2043 | O/CCGT - CH4 Existing | Crossload | Electricity | NY | Dispatch-Crossload | EmissionsCost | 0 | [6 empty] | 0.40573 | 0
LCP_Inputs_ON_Diverse_IEA_2023_05_05 | 2043 | O/CCGT - CH4 Existing | Crossload | Electricity | NY | Dispatch-Crossload | FuelCost | 0 | [6 empty] | 0.40573 | 0
LCP_Inputs_ON_Diverse_IEA_2023_05_05 | 2043 | O/CCGT - CH4 Existing | Crossload | Electricity | NY | Dispatch-Crossload | VOM | 0 | [6 empty] | 0.40573 | 0
LCP_Inputs_ON_Diverse_IEA_2023_05_05 | 2043 | O/CCGT - CH4 Existing | Crossload | Electricity | ON | Dispatch-Crossload | EmissionsCost | 3390434.5216 | [6 empty] | 0.40573 | 1375588.5668
LCP_Inputs_ON_Diverse_IEA_2023_05_05 | 2043 | O/CCGT - CH4 Existing | Crossload | Electricity | ON | Dispatch-Crossload | FuelCost | 0 | [6 empty] | 0.40573 | 0
LCP_Inputs_ON_Diverse_IEA_2023_05_05 | 2043 | O/CCGT - CH4 Existing | Crossload | Electricity | ON | Dispatch-Crossload | VOM | 205052.9936 | [6 empty] | 0.40573 | 83195.3992
LCP_Inputs_ON_Diverse_IEA_2023_05_05 | 2043 | O/CCGT - CH4 Existing | Crossload | Electricity | PJ | Dispatch-Crossload | EmissionsCost | 0 | [6 empty] | 0.40573 | 0
LCP_Inputs_ON_Diverse_IEA_2023_05_05 | 2043 | O/CCGT - CH4 Existing | Crossload | Electricity | PJ | Dispatch-Crossload | FuelCost | 0 | [6 empty] | 0.40573 | 0
LCP_Inputs_ON_Diverse_IEA_2023_05_05 | 2043 | O/CCGT - CH4 Existing | Crossload | Electricity | PJ | Dispatch-Crossload | VOM | 0 | [6 empty] | 0.40573 | 0
LCP_Inputs_ON_Diverse_IEA_2023_05_05 | 2043 | O/CCGT - CH4 Existing | Crossload | Electricity | QC | Dispatch-Crossload | EmissionsCost | 0 | [6 empty] | 0.40573 | 0
LCP_Inputs_ON_Diverse_IEA_2023_05_05 | 2043 | O/CCGT - CH4 Existing | Crossload | Electricity | QC | Dispatch-Crossload | FuelCost | 0 | [6 empty] | 0.40573 | 0
LCP_Inputs_ON_Diverse_IEA_2023_05_05 | 2043 | O/CCGT - CH4 Existing | Crossload | Electricity | QC | Dispatch-Crossload | VOM | 0 | [6 empty] | 0.40573 | 0
LCP_Inputs_ON_Diverse_IEA_2023_05_05 | 2043 | O/CCGT - CH4 Existing | Crossload | Electricity | WC | Dispatch-Crossload | EmissionsCost | 0 | [6 empty] | 0.40573 | 0
LCP_Inputs_ON_Diverse_IEA_2023_05_05 | 2043 | O/CCGT - CH4 Existing | Crossload | Electricity | WC | Dispatch-Crossload | FuelCost | 0 | [6 empty] | 0.40573 | 0
LCP_Inputs_ON_Diverse_IEA_2023_05_05 | 2043 | O/CCGT - CH4 Existing | Crossload | Electricity | WC | Dispatch-Crossload | VOM | 0 | [6 empty] | 0.40573 | 0
LCP_Inputs_ON_Diverse_IEA_2023_05_05 | 2043 | O/CCGT - CH4 New | Crossload | Electricity | MI | Dispatch-Crossload | EmissionsCost | 0 | [6 empty] | 0.40573 | 0
LCP_Inputs_ON_Diverse_IEA_2023_05_05 | 2043 | O/CCGT - CH4 New | Crossload | Electricity | MI | Dispatch-Crossload | FuelCost | 0 | [6 empty] | 0.40573 | 0
LCP_Inputs_ON_Diverse_IEA_2023_05_05 | 2043 | O/CCGT - CH4 New | Crossload | Electricity | MI | Dispatch-Crossload | VOM | 0 | [6 empty] | 0.40573 | 0
LCP_Inputs_ON_Diverse_IEA_2023_05_05 | 2043 | O/CCGT - CH4 New | Crossload | Electricity | NY | Dispatch-Crossload | EmissionsCost | 0 | [6 empty] | 0.40573 | 0
LCP_Inputs_ON_Diverse_IEA_2023_05_05 | 2043 | O/CCGT - CH4 New | Crossload | Electricity | NY | Dispatch-Crossload | FuelCost | 0 | [6 empty] | 0.40573 | 0
LCP_Inputs_ON_Diverse_IEA_2023_05_05 | 2043 | O/CCGT - CH4 New | Crossload | Electricity | NY | Dispatch-Crossload | VOM | 0 | [6 empty] | 0.40573 | 0
LCP_Inputs_ON_Diverse_IEA_2023_05_05 | 2043 | O/CCGT - CH4 New | Crossload | Electricity | ON | Dispatch-Crossload | EmissionsCost | 1511114.6946 | [6 empty] | 0.40573 | 613099.0243
LCP_Inputs_ON_Diverse_IEA_2023_05_05 | 2043 | O/CCGT - CH4 New | Crossload | Electricity | ON | Dispatch-Crossload | FuelCost | 0 | [6 empty] | 0.40573 | 0
LCP_Inputs_ON_Diverse_IEA_2023_05_05 | 2043 | O/CCGT - CH4 New | Crossload | Electricity | ON | Dispatch-Crossload | VOM | 91392 | [6 empty] | 0.40573 | 37080.1411
LCP_Inputs_ON_Diverse_IEA_2023_05_05 | 2043 | O/CCGT - CH4 New | Crossload | Electricity | PJ | Dispatch-Crossload | EmissionsCost | 0 | [6 empty] | 0.40573 | 0
LCP_Inputs_ON_Diverse_IEA_2023_05_05 | 2043 | O/CCGT - CH4 New | Crossload | Electricity | PJ | Dispatch-Crossload | FuelCost | 0 | [6 empty] | 0.40573 | 0
LCP_Inputs_ON_Diverse_IEA_2023_05_05 | 2043 | O/CCGT - CH4 New | Crossload | Electricity | PJ | Dispatch-Crossload | VOM | 0 | [6 empty] | 0.40573 | 0
LCP_Inputs_ON_Diverse_IEA_2023_05_05 | 2043 | O/CCGT - CH4 New | Crossload | Electricity | QC | Dispatch-Crossload | EmissionsCost | 0 | [6 empty] | 0.40573 | 0
LCP_Inputs_ON_Diverse_IEA_2023_05_05 | 2043 | O/CCGT - CH4 New | Crossload | Electricity | QC | Dispatch-Crossload | FuelCost | 0 | [6 empty] | 0.40573 | 0
LCP_Inputs_ON_Diverse_IEA_2023_05_05 | 2043 | O/CCGT - CH4 New | Crossload | Electricity | QC | Dispatch-Crossload | VOM | 0 | [6 empty] | 0.40573 | 0
LCP_Inputs_ON_Diverse_IEA_2023_05_05 | 2043 | O/CCGT - CH4 New | Crossload | Electricity | WC | Dispatch-Crossload | EmissionsCost | 0 | [6 empty] | 0.40573 | 0
LCP_Inputs_ON_Diverse_IEA_2023_05_05 | 2043 | O/CCGT - CH4 New | Crossload | Electricity | WC | Dispatch-Crossload | FuelCost | 0 | [6 empty] | 0.40573 | 0
LCP_Inputs_ON_Diverse_IEA_2023_05_05 | 2043 | O/CCGT - CH4 New | Crossload | Electricity | WC | Dispatch-Crossload | VOM | 0 | [6 empty] | 0.40573 | 0
LCP_Inputs_ON_Diverse_IEA_2023_05_05 | 2043 | O/CCGT - H2 New | Crossload | Electricity | MI | Dispatch-Crossload | EmissionsCost | 0 | [6 empty] | 0.40573 | 0
LCP_Inputs_ON_Diverse_IEA_2023_05_05 | 2043 | O/CCGT - H2 New | Crossload | Electricity | MI | Dispatch-Crossload | FuelCost | 0 | [6 empty] | 0.40573 | 0
LCP_Inputs_ON_Diverse_IEA_2023_05_05 | 2043 | O/CCGT - H2 New | Crossload | Electricity | MI | Dispatch-Crossload | VOM | 0 | [6 empty] | 0.40573 | 0
LCP_Inputs_ON_Diverse_IEA_2023_05_05 | 2043 | O/CCGT - H2 New | Crossload | Electricity | NY | Dispatch-Crossload | EmissionsCost | 0 | [6 empty] | 0.40573 | 0
LCP_Inputs_ON_Diverse_IEA_2023_05_05 | 2043 | O/CCGT - H2 New | Crossload | Electricity | NY | Dispatch-Crossload | FuelCost | 0 | [6 empty] | 0.40573 | 0
LCP_Inputs_ON_Diverse_IEA_2023_05_05 | 2043 | O/CCGT - H2 New | Crossload | Electricity | NY | Dispatch-Crossload | VOM | 0 | [6 empty] | 0.40573 | 0
LCP_Inputs_ON_Diverse_IEA_2023_05_05 | 2043 | O/CCGT - H2 New | Crossload | Electricity | ON | Dispatch-Crossload | EmissionsCost | 0 | [6 empty] | 0.40573 | 0
LCP_Inputs_ON_Diverse_IEA_2023_05_05 | 2043 | O/CCGT - H2 New | Crossload | Electricity | ON | Dispatch-Crossload | FuelCost | 0 | [6 empty] | 0.40573 | 0
LCP_Inputs_ON_Diverse_IEA_2023_05_05 | 2043 | O/CCGT - H2 New | Crossload | Electricity | ON | Dispatch-Crossload | VOM | 233172.4932 | [6 empty] | 0.40573 | 94604.2207
LCP_Inputs_ON_Diverse_IEA_2023_05_05 | 2043 | O/CCGT - H2 New | Crossload | Electricity | PJ | Dispatch-Crossload | EmissionsCost | 0 | [6 empty] | 0.40573 | 0
LCP_Inputs_ON_Diverse_IEA_2023_05_05 | 2043 | O/CCGT - H2 New | Crossload | Electricity | PJ | Dispatch-Crossload | FuelCost | 0 | [6 empty] | 0.40573 | 0
LCP_Inputs_ON_Diverse_IEA_2023_05_05 | 2043 | O/CCGT - H2 New | Crossload | Electricity | PJ | Dispatch-Crossload | VOM | 0 | [6 empty] | 0.40573 | 0
LCP_Inputs_ON_Diverse_IEA_2023_05_05 | 2043 | O/CCGT - H2 New | Crossload | Electricity | QC | Dispatch-Crossload | EmissionsCost | 0 | [6 empty] | 0.40573 | 0
LCP_Inputs_ON_Diverse_IEA_2023_05_05 | 2043 | O/CCGT - H2 New | Crossload | Electricity | QC | Dispatch-Crossload | FuelCost | 0 | [6 empty] | 0.40573 | 0
LCP_Inputs_ON_Diverse_IEA_2023_05_05 | 2043 | O/CCGT - H2 New | Crossload | Electricity | QC | Dispatch-Crossload | VOM | 0 | [6 empty] | 0.40573 | 0
LCP_Inputs_ON_Diverse_IEA_2023_05_05 | 2043 | O/CCGT - H2 New | Crossload | Electricity | WC | Dispatch-Crossload | EmissionsCost | 0 | [6 empty] | 0.40573 | 0
LCP_Inputs_ON_Diverse_IEA_2023_05_05 | 2043 | O/CCGT - H2 New | Crossload | Electricity | WC | Dispatch-Crossload | FuelCost | 0 | [6 empty] | 0.40573 | 0
LCP_Inputs_ON_Diverse_IEA_2023_05_05 | 2043 | O/CCGT - H2 New | Crossload | Electricity | WC | Dispatch-Crossload | VOM | 0 | [6 empty] | 0.40573 | 0
LCP_Inputs_ON_Diverse_IEA_2023_05_05 | 2043 | SMR CCS | Generation | Hydrogen | MI | Dispatch-Generation | EmissionsCost | 0 | [6 empty] | 0.40573 | 0
LCP_Inputs_ON_Diverse_IEA_2023_05_05 | 2043 | SMR CCS | Generation | Hydrogen | MI | Dispatch-Generation | FuelCost | 0 | [6 empty] | 0.40573 | 0
LCP_Inputs_ON_Diverse_IEA_2023_05_05 | 2043 | SMR CCS | Generation | Hydrogen | MI | Dispatch-Generation | VOM | 0 | [6 empty] | 0.40573 | 0
LCP_Inputs_ON_Diverse_IEA_2023_05_05 | 2043 | SMR CCS | Generation | Hydrogen | NY | Dispatch-Generation | EmissionsCost | 0 | [6 empty] | 0.40573 | 0
LCP_Inputs_ON_Diverse_IEA_2023_05_05 | 2043 | SMR CCS | Generation | Hydrogen | NY | Dispatch-Generation | FuelCost | 0 | [6 empty] | 0.40573 | 0
LCP_Inputs_ON_Diverse_IEA_2023_05_05 | 2043 | SMR CCS | Generation | Hydrogen | NY | Dispatch-Generation | VOM | 0 | [6 empty] | 0.40573 | 0
LCP_Inputs_ON_Diverse_IEA_2023_05_05 | 2043 | SMR CCS | Generation | Hydrogen | ON | Dispatch-Generation | EmissionsCost | 416891500.3462 | [6 empty] | 0.40573 | 169143859.8269
LCP_Inputs_ON_Diverse_IEA_2023_05_05 | 2043 | SMR CCS | Generation | Hydrogen | ON | Dispatch-Generation | FuelCost | 760044709.295 | [6 empty] | 0.40573 | 308370153.0599
LCP_Inputs_ON_Diverse_IEA_2023_05_05 | 2043 | SMR CCS | Generation | Hydrogen | ON | Dispatch-Generation | VOM | 0 | [6 empty] | 0.40573 | 0
LCP_Inputs_ON_Diverse_IEA_2023_05_05 | 2043 | SMR CCS | Generation | Hydrogen | PJ | Dispatch-Generation | EmissionsCost | 0 | [6 empty] | 0.40573 | 0
LCP_Inputs_ON_Diverse_IEA_2023_05_05 | 2043 | SMR CCS | Generation | Hydrogen | PJ | Dispatch-Generation | FuelCost | 0 | [6 empty] | 0.40573 | 0
LCP_Inputs_ON_Diverse_IEA_2023_05_05 | 2043 | SMR CCS | Generation | Hydrogen | PJ | Dispatch-Generation | VOM | 0 | [6 empty] | 0.40573 | 0
LCP_Inputs_ON_Diverse_IEA_2023_05_05 | 2043 | SMR CCS | Generation | Hydrogen | QC | Dispatch-Generation | EmissionsCost | 0 | [6 empty] | 0.40573 | 0
LCP_Inputs_ON_Diverse_IEA_2023_05_05 | 2043 | SMR CCS | Generation | Hydrogen | QC | Dispatch-Generation | FuelCost | 0 | [6 empty] | 0.40573 | 0
LCP_Inputs_ON_Diverse_IEA_2023_05_05 | 2043 | SMR CCS | Generation | Hydrogen | QC | Dispatch-Generation | VOM | 0 | [6 empty] | 0.40573 | 0
LCP_Inputs_ON_Diverse_IEA_2023_05_05 | 2043 | SMR CCS | Generation | Hydrogen | WC | Dispatch-Generation | EmissionsCost | 0 | [6 empty] | 0.40573 | 0
LCP_Inputs_ON_Diverse_IEA_2023_05_05 | 2043 | SMR CCS | Generation | Hydrogen | WC | Dispatch-Generation | FuelCost | 0 | [6 empty] | 0.40573 | 0
LCP_Inputs_ON_Diverse_IEA_2023_05_05 | 2043 | SMR CCS | Generation | Hydrogen | WC | Dispatch-Generation | VOM | 0 | [6 empty] | 0.40573 | 0
LCP_Inputs_ON_Diverse_IEA_2023_05_05 | 2043 | Solar PV | Generation | Electricity | MI | Dispatch-Generation | EmissionsCost | 0 | [6 empty] | 0.40573 | 0
LCP_Inputs_ON_Diverse_IEA_2023_05_05 | 2043 | Solar PV | Generation | Electricity | MI | Dispatch-Generation | FuelCost | 0 | [6 empty] | 0.40573 | 0
LCP_Inputs_ON_Diverse_IEA_2023_05_05 | 2043 | Solar PV | Generation | Electricity | MI | Dispatch-Generation | VOM | 0 | [6 empty] | 0.40573 | 0
LCP_Inputs_ON_Diverse_IEA_2023_05_05 | 2043 | Solar PV | Generation | Electricity | NY | Dispatch-Generation | EmissionsCost | 0 | [6 empty] | 0.40573 | 0
LCP_Inputs_ON_Diverse_IEA_2023_05_05 | 2043 | Solar PV | Generation | Electricity | NY | Dispatch-Generation | FuelCost | 0 | [6 empty] | 0.40573 | 0
LCP_Inputs_ON_Diverse_IEA_2023_05_05 | 2043 | Solar PV | Generation | Electricity | NY | Dispatch-Generation | VOM | 0 | [6 empty] | 0.40573 | 0
LCP_Inputs_ON_Diverse_IEA_2023_05_05 | 2043 | Solar PV | Generation | Electricity | ON | Dispatch-Generation | EmissionsCost | 0 | [6 empty] | 0.40573 | 0
LCP_Inputs_ON_Diverse_IEA_2023_05_05 | 2043 | Solar PV | Generation | Electricity | ON | Dispatch-Generation | FuelCost | 0 | [6 empty] | 0.40573 | 0
LCP_Inputs_ON_Diverse_IEA_2023_05_05 | 2043 | Solar PV | Generation | Electricity | ON | Dispatch-Generation | VOM | 0 | [6 empty] | 0.40573 | 0
LCP_Inputs_ON_Diverse_IEA_2023_05_05 | 2043 | Solar PV | Generation | Electricity | PJ | Dispatch-Generation | EmissionsCost | 0 | [6 empty] | 0.40573 | 0
LCP_Inputs_ON_Diverse_IEA_2023_05_05 | 2043 | Solar PV | Generation | Electricity | PJ | Dispatch-Generation | FuelCost | 0 | [6 empty] | 0.40573 | 0
LCP_Inputs_ON_Diverse_IEA_2023_05_05 | 2043 | Solar PV | Generation | Electricity | PJ | Dispatch-Generation | VOM | 0 | [6 empty] | 0.40573 | 0
LCP_Inputs_ON_Diverse_IEA_2023_05_05 | 2043 | Solar PV | Generation | Electricity | QC | Dispatch-Generation | EmissionsCost | 0 | [6 empty] | 0.40573 | 0
LCP_Inputs_ON_Diverse_IEA_2023_05_05 | 2043 | Solar PV | Generation | Electricity | QC | Dispatch-Generation | FuelCost | 0 | [6 empty] | 0.40573 | 0
LCP_Inputs_ON_Diverse_IEA_2023_05_05 | 2043 | Solar PV | Generation | Electricity | QC | Dispatch-Generation | VOM | 0 | [6 empty] | 0.40573 | 0
LCP_Inputs_ON_Diverse_IEA_2023_05_05 | 2043 | Solar PV | Generation | Electricity | WC | Dispatch-Generation | EmissionsCost | 0 | [6 empty] | 0.40573 | 0
LCP_Inputs_ON_Diverse_IEA_2023_05_05 | 2043 | Solar PV | Generation | Electricity | WC | Dispatch-Generation | FuelCost | 0 | [6 empty] | 0.40573 | 0
LCP_Inputs_ON_Diverse_IEA_2023_05_05 | 2043 | Solar PV | Generation | Electricity | WC | Dispatch-Generation | VOM | 0 | [6 empty] | 0.40573 | 0
LCP_Inputs_ON_Diverse_IEA_2023_05_05 | 2043 | Wind Offshore | Generation | Electricity | MI | Dispatch-Generation | EmissionsCost | 0 | [6 empty] | 0.40573 | 0
LCP_Inputs_ON_Diverse_IEA_2023_05_05 | 2043 | Wind Offshore | Generation | Electricity | MI | Dispatch-Generation | FuelCost | 0 | [6 empty] | 0.40573 | 0
LCP_Inputs_ON_Diverse_IEA_2023_05_05 | 2043 | Wind Offshore | Generation | Electricity | MI | Dispatch-Generation | VOM | 0 | [6 empty] | 0.40573 | 0
LCP_Inputs_ON_Diverse_IEA_2023_05_05 | 2043 | Wind Offshore | Generation | Electricity | NY | Dispatch-Generation | EmissionsCost | 0 | [6 empty] | 0.40573 | 0
LCP_Inputs_ON_Diverse_IEA_2023_05_05 | 2043 | Wind Offshore | Generation | Electricity | NY | Dispatch-Generation | FuelCost | 0 | [6 empty] | 0.40573 | 0
LCP_Inputs_ON_Diverse_IEA_2023_05_05 | 2043 | Wind Offshore | Generation | Electricity | NY | Dispatch-Generation | VOM | 0 | [6 empty] | 0.40573 | 0
LCP_Inputs_ON_Diverse_IEA_2023_05_05 | 2043 | Wind Offshore | Generation | Electricity | ON | Dispatch-Generation | EmissionsCost | 0 | [6 empty] | 0.40573 | 0
LCP_Inputs_ON_Diverse_IEA_2023_05_05 | 2043 | Wind Offshore | Generation | Electricity | ON | Dispatch-Generation | FuelCost | 0 | [6 empty] | 0.40573 | 0
LCP_Inputs_ON_Diverse_IEA_2023_05_05 | 2043 | Wind Offshore | Generation | Electricity | ON | Dispatch-Generation | VOM | 0 | [6 empty] | 0.40573 | 0
LCP_Inputs_ON_Diverse_IEA_2023_05_05 | 2043 | Wind Offshore | Generation | Electricity | PJ | Dispatch-Generation | EmissionsCost | 0 | [6 empty] | 0.40573 | 0
LCP_Inputs_ON_Diverse_IEA_2023_05_05 | 2043 | Wind Offshore | Generation | Electricity | PJ | Dispatch-Generation | FuelCost | 0 | [6 empty] | 0.40573 | 0
LCP_Inputs_ON_Diverse_IEA_2023_05_05 | 2043 | Wind Offshore | Generation | Electricity | PJ | Dispatch-Generation | VOM | 0 | [6 empty] | 0.40573 | 0
LCP_Inputs_ON_Diverse_IEA_2023_05_05 | 2043 | Wind Offshore | Generation | Electricity | QC | Dispatch-Generation | EmissionsCost | 0 | [6 empty] | 0.40573 | 0
LCP_Inputs_ON_Diverse_IEA_2023_05_05 | 2043 | Wind Offshore | Generation | Electricity | QC | Dispatch-Generation | FuelCost | 0 | [6 empty] | 0.40573 | 0
LCP_Inputs_ON_Diverse_IEA_2023_05_05 | 2043 | Wind Offshore | Generation | Electricity | QC | Dispatch-Generation | VOM | 0 | [6 empty] | 0.40573 | 0
LCP_Inputs_ON_Diverse_IEA_2023_05_05 | 2043 | Wind Offshore | Generation | Electricity | WC | Dispatch-Generation | EmissionsCost | 0 | [6 empty] | 0.40573 | 0
LCP_Inputs_ON_Diverse_IEA_2023_05_05 | 2043 | Wind Offshore | Generation | Electricity | WC | Dispatch-Generation | FuelCost | 0 | [6 empty] | 0.40573 | 0
LCP_Inputs_ON_Diverse_IEA_2023_05_05 | 2043 | Wind Offshore | Generation | Electricity | WC | Dispatch-Generation | VOM | 0 | [6 empty] | 0.40573 | 0
LCP_Inputs_ON_Diverse_IEA_2023_05_05 | 2043 | Wind Onshore | Generation | Electricity | MI | Dispatch-Generation | EmissionsCost | 0 | [6 empty] | 0.40573 | 0
LCP_Inputs_ON_Diverse_IEA_2023_05_05 | 2043 | Wind Onshore | Generation | Electricity | MI | Dispatch-Generation | FuelCost | 0 | [6 empty] | 0.40573 | 0
LCP_Inputs_ON_Diverse_IEA_2023_05_05 | 2043 | Wind Onshore | Generation | Electricity | MI | Dispatch-Generation | VOM | 0 | [6 empty] | 0.40573 | 0
LCP_Inputs_ON_Diverse_IEA_2023_05_05 | 2043 | Wind Onshore | Generation | Electricity | NY | Dispatch-Generation | EmissionsCost | 0 | [6 empty] | 0.40573 | 0
LCP_Inputs_ON_Diverse_IEA_2023_05_05 | 2043 | Wind Onshore | Generation | Electricity | NY | Dispatch-Generation | FuelCost | 0 | [6 empty] | 0.40573 | 0
LCP_Inputs_ON_Diverse_IEA_2023_05_05 | 2043 | Wind Onshore | Generation | Electricity | NY | Dispatch-Generation | VOM | 0 | [6 empty] | 0.40573 | 0
LCP_Inputs_ON_Diverse_IEA_2023_05_05 | 2043 | Wind Onshore | Generation | Electricity | ON | Dispatch-Generation | EmissionsCost | 0 | [6 empty] | 0.40573 | 0
LCP_Inputs_ON_Diverse_IEA_2023_05_05 | 2043 | Wind Onshore | Generation | Electricity | ON | Dispatch-Generation | FuelCost | 0 | [6 empty] | 0.40573 | 0
LCP_Inputs_ON_Diverse_IEA_2023_05_05 | 2043 | Wind Onshore | Generation | Electricity | ON | Dispatch-Generation | VOM | 0 | [6 empty] | 0.40573 | 0
LCP_Inputs_ON_Diverse_IEA_2023_05_05 | 2043 | Wind Onshore | Generation | Electricity | PJ | Dispatch-Generation | EmissionsCost | 0 | [6 empty] | 0.40573 | 0
LCP_Inputs_ON_Diverse_IEA_2023_05_05 | 2043 | Wind Onshore | Generation | Electricity | PJ | Dispatch-Generation | FuelCost | 0 | [6 empty] | 0.40573 | 0
LCP_Inputs_ON_Diverse_IEA_2023_05_05 | 2043 | Wind Onshore | Generation | Electricity | PJ | Dispatch-Generation | VOM | 0 | [6 empty] | 0.40573 | 0
LCP_Inputs_ON_Diverse_IEA_2023_05_05 | 2043 | Wind Onshore | Generation | Electricity | QC | Dispatch-Generation | EmissionsCost | 0 | [6 empty] | 0.40573 | 0
LCP_Inputs_ON_Diverse_IEA_2023_05_05 | 2043 | Wind Onshore | Generation | Electricity | QC | Dispatch-Generation | FuelCost | 0 | [6 empty] | 0.40573 | 0
LCP_Inputs_ON_Diverse_IEA_2023_05_05 | 2043 | Wind Onshore | Generation | Electricity | QC | Dispatch-Generation | VOM | 0 | [6 empty] | 0.40573 | 0
LCP_Inputs_ON_Diverse_IEA_2023_05_05 | 2043 | Wind Onshore | Generation | Electricity | WC | Dispatch-Generation | EmissionsCost | 0 | [6 empty] | 0.40573 | 0
LCP_Inputs_ON_Diverse_IEA_2023_05_05 | 2043 | Wind Onshore | Generation | Electricity | WC | Dispatch-Generation | FuelCost | 0 | [6 empty] | 0.40573 | 0
LCP_Inputs_ON_Diverse_IEA_2023_05_05 | 2043 | Wind Onshore | Generation | Electricity | WC | Dispatch-Generation | VOM | 0 | [6 empty] | 0.40573 | 0
LCP_Inputs_ON_Diverse_IEA_2023_05_05 | 2044 | Anaerobic Digestion | Generation | Methane | MI | Dispatch-Generation | EmissionsCost | 0 | [6 empty] | 0.39012 | 0
LCP_Inputs_ON_Diverse_IEA_2023_05_05 | 2044 | Anaerobic Digestion | Generation | Methane | MI | Dispatch-Generation | FuelCost | 0 | [6 empty] | 0.39012 | 0
LCP_Inputs_ON_Diverse_IEA_2023_05_05 | 2044 | Anaerobic Digestion | Generation | Methane | MI | Dispatch-Generation | VOM | 0 | [6 empty] | 0.39012 | 0
LCP_Inputs_ON_Diverse_IEA_2023_05_05 | 2044 | Anaerobic Digestion | Generation | Methane | NY | Dispatch-Generation | EmissionsCost | 0 | [6 empty] | 0.39012 | 0
LCP_Inputs_ON_Diverse_IEA_2023_05_05 | 2044 | Anaerobic Digestion | Generation | Methane | NY | Dispatch-Generation | FuelCost | 0 | [6 empty] | 0.39012 | 0
LCP_Inputs_ON_Diverse_IEA_2023_05_05 | 2044 | Anaerobic Digestion | Generation | Methane | NY | Dispatch-Generation | VOM | 0 | [6 empty] | 0.39012 | 0
LCP_Inputs_ON_Diverse_IEA_2023_05_05 | 2044 | Anaerobic Digestion | Generation | Methane | ON | Dispatch-Generation | EmissionsCost | 3867281.1607 | [6 empty] | 0.39012 | 1508709.4281
LCP_Inputs_ON_Diverse_IEA_2023_05_05 | 2044 | Anaerobic Digestion | Generation | Methane | ON | Dispatch-Generation | FuelCost | 0 | [6 empty] | 0.39012 | 0
LCP_Inputs_ON_Diverse_IEA_2023_05_05 | 2044 | Anaerobic Digestion | Generation | Methane | ON | Dispatch-Generation | VOM | 1742440000 | [6 empty] | 0.39012 | 679763261.7562
LCP_Inputs_ON_Diverse_IEA_2023_05_05 | 2044 | Anaerobic Digestion | Generation | Methane | PJ | Dispatch-Generation | EmissionsCost | 0 | [6 empty] | 0.39012 | 0
LCP_Inputs_ON_Diverse_IEA_2023_05_05 | 2044 | Anaerobic Digestion | Generation | Methane | PJ | Dispatch-Generation | FuelCost | 0 | [6 empty] | 0.39012 | 0
LCP_Inputs_ON_Diverse_IEA_2023_05_05 | 2044 | Anaerobic Digestion | Generation | Methane | PJ | Dispatch-Generation | VOM | 0 | [6 empty] | 0.39012 | 0
LCP_Inputs_ON_Diverse_IEA_2023_05_05 | 2044 | Anaerobic Digestion | Generation | Methane | QC | Dispatch-Generation | EmissionsCost | 0 | [6 empty] | 0.39012 | 0
LCP_Inputs_ON_Diverse_IEA_2023_05_05 | 2044 | Anaerobic Digestion | Generation | Methane | QC | Dispatch-Generation | FuelCost | 0 | [6 empty] | 0.39012 | 0
LCP_Inputs_ON_Diverse_IEA_2023_05_05 | 2044 | Anaerobic Digestion | Generation | Methane | QC | Dispatch-Generation | VOM | 0 | [6 empty] | 0.39012 | 0
LCP_Inputs_ON_Diverse_IEA_2023_05_05 | 2044 | Anaerobic Digestion | Generation | Methane | WC | Dispatch-Generation | EmissionsCost | 0 | [6 empty] | 0.39012 | 0
LCP_Inputs_ON_Diverse_IEA_2023_05_05 | 2044 | Anaerobic Digestion | Generation | Methane | WC | Dispatch-Generation | FuelCost | 0 | [6 empty] | 0.39012 | 0
LCP_Inputs_ON_Diverse_IEA_2023_05_05 | 2044 | Anaerobic Digestion | Generation | Methane | WC | Dispatch-Generation | VOM | 0 | [6 empty] | 0.39012 | 0
LCP_Inputs_ON_Diverse_IEA_2023_05_05 | 2044 | Battery Storage | Storage | Electricity | MI | Dispatch-Storage | EmissionsCost | 0 | [6 empty] | 0.39012 | 0
LCP_Inputs_ON_Diverse_IEA_2023_05_05 | 2044 | Battery Storage | Storage | Electricity | MI | Dispatch-Storage | FuelCost | 0 | [6 empty] | 0.39012 | 0
LCP_Inputs_ON_Diverse_IEA_2023_05_05 | 2044 | Battery Storage | Storage | Electricity | MI | Dispatch-Storage | VOM | 0 | [6 empty] | 0.39012 | 0
LCP_Inputs_ON_Diverse_IEA_2023_05_05 | 2044 | Battery Storage | Storage | Electricity | NY | Dispatch-Storage | EmissionsCost | 0 | [6 empty] | 0.39012 | 0
LCP_Inputs_ON_Diverse_IEA_2023_05_05 | 2044 | Battery Storage | Storage | Electricity | NY | Dispatch-Storage | FuelCost | 0 | [6 empty] | 0.39012 | 0
LCP_Inputs_ON_Diverse_IEA_2023_05_05 | 2044 | Battery Storage | Storage | Electricity | NY | Dispatch-Storage | VOM | 0 | [6 empty] | 0.39012 | 0
LCP_Inputs_ON_Diverse_IEA_2023_05_05 | 2044 | Battery Storage | Storage | Electricity | ON | Dispatch-Storage | EmissionsCost | 0 | [6 empty] | 0.39012 | 0
LCP_Inputs_ON_Diverse_IEA_2023_05_05 | 2044 | Battery Storage | Storage | Electricity | ON | Dispatch-Storage | FuelCost | 0 | [6 empty] | 0.39012 | 0
LCP_Inputs_ON_Diverse_IEA_2023_05_05 | 2044 | Battery Storage | Storage | Electricity | ON | Dispatch-Storage | VOM | 0 | [6 empty] | 0.39012 | 0
LCP_Inputs_ON_Diverse_IEA_2023_05_05 | 2044 | Battery Storage | Storage | Electricity | PJ | Dispatch-Storage | EmissionsCost | 0 | [6 empty] | 0.39012 | 0
LCP_Inputs_ON_Diverse_IEA_2023_05_05 | 2044 | Battery Storage | Storage | Electricity | PJ | Dispatch-Storage | FuelCost | 0 | [6 empty] | 0.39012 | 0
LCP_Inputs_ON_Diverse_IEA_2023_05_05 | 2044 | Battery Storage | Storage | Electricity | PJ | Dispatch-Storage | VOM | 0 | [6 empty] | 0.39012 | 0
LCP_Inputs_ON_Diverse_IEA_2023_05_05 | 2044 | Battery Storage | Storage | Electricity | QC | Dispatch-Storage | EmissionsCost | 0 | [6 empty] | 0.39012 | 0
LCP_Inputs_ON_Diverse_IEA_2023_05_05 | 2044 | Battery Storage | Storage | Electricity | QC | Dispatch-Storage | FuelCost | 0 | [6 empty] | 0.39012 | 0
LCP_Inputs_ON_Diverse_IEA_2023_05_05 | 2044 | Battery Storage | Storage | Electricity | QC | Dispatch-Storage | VOM | 0 | [6 empty] | 0.39012 | 0
LCP_Inputs_ON_Diverse_IEA_2023_05_05 | 2044 | Battery Storage | Storage | Electricity | WC | Dispatch-Storage | EmissionsCost | 0 | [6 empty] | 0.39012 | 0
LCP_Inputs_ON_Diverse_IEA_2023_05_05 | 2044 | Battery Storage | Storage | Electricity | WC | Dispatch-Storage | FuelCost | 0 | [6 empty] | 0.39012 | 0
LCP_Inputs_ON_Diverse_IEA_2023_05_05 | 2044 | Battery Storage | Storage | Electricity | WC | Dispatch-Storage | VOM | 0 | [6 empty] | 0.39012 | 0
LCP_Inputs_ON_Diverse_IEA_2023_05_05 | 2044 | Biomass | Generation | Electricity | MI | Dispatch-Generation | EmissionsCost | 0 | [6 empty] | 0.39012 | 0
LCP_Inputs_ON_Diverse_IEA_2023_05_05 | 2044 | Biomass | Generation | Electricity | MI | Dispatch-Generation | FuelCost | 0 | [6 empty] | 0.39012 | 0
LCP_Inputs_ON_Diverse_IEA_2023_05_05 | 2044 | Biomass | Generation | Electricity | MI | Dispatch-Generation | VOM | 0 | [6 empty] | 0.39012 | 0
LCP_Inputs_ON_Diverse_IEA_2023_05_05 | 2044 | Biomass | Generation | Electricity | NY | Dispatch-Generation | EmissionsCost | 0 | [6 empty] | 0.39012 | 0
LCP_Inputs_ON_Diverse_IEA_2023_05_05 | 2044 | Biomass | Generation | Electricity | NY | Dispatch-Generation | FuelCost | 0 | [6 empty] | 0.39012 | 0
LCP_Inputs_ON_Diverse_IEA_2023_05_05 | 2044 | Biomass | Generation | Electricity | NY | Dispatch-Generation | VOM | 0 | [6 empty] | 0.39012 | 0
LCP_Inputs_ON_Diverse_IEA_2023_05_05 | 2044 | Biomass | Generation | Electricity | ON | Dispatch-Generation | EmissionsCost | 0 | [6 empty] | 0.39012 | 0
LCP_Inputs_ON_Diverse_IEA_2023_05_05 | 2044 | Biomass | Generation | Electricity | ON | Dispatch-Generation | FuelCost | 2449112.7273 | [6 empty] | 0.39012 | 955451.468
LCP_Inputs_ON_Diverse_IEA_2023_05_05 | 2044 | Biomass | Generation | Electricity | ON | Dispatch-Generation | VOM | 31430.28 | [6 empty] | 0.39012 | 12261.6272
LCP_Inputs_ON_Diverse_IEA_2023_05_05 | 2044 | Biomass | Generation | Electricity | PJ | Dispatch-Generation | EmissionsCost | 0 | [6 empty] | 0.39012 | 0
LCP_Inputs_ON_Diverse_IEA_2023_05_05 | 2044 | Biomass | Generation | Electricity | PJ | Dispatch-Generation | FuelCost | 0 | [6 empty] | 0.39012 | 0
LCP_Inputs_ON_Diverse_IEA_2023_05_05 | 2044 | Biomass | Generation | Electricity | PJ | Dispatch-Generation | VOM | 0 | [6 empty] | 0.39012 | 0
LCP_Inputs_ON_Diverse_IEA_2023_05_05 | 2044 | Biomass | Generation | Electricity | QC | Dispatch-Generation | EmissionsCost | 0 | [6 empty] | 0.39012 | 0
LCP_Inputs_ON_Diverse_IEA_2023_05_05 | 2044 | Biomass | Generation | Electricity | QC | Dispatch-Generation | FuelCost | 128334.5455 | [6 empty] | 0.39012 | 50066.0621
LCP_Inputs_ON_Diverse_IEA_2023_05_05 | 2044 | Biomass | Generation | Electricity | QC | Dispatch-Generation | VOM | 1646.96 | [6 empty] | 0.39012 | 642.5145
LCP_Inputs_ON_Diverse_IEA_2023_05_05 | 2044 | Biomass | Generation | Electricity | WC | Dispatch-Generation | EmissionsCost | 0 | [6 empty] | 0.39012 | 0
LCP_Inputs_ON_Diverse_IEA_2023_05_05 | 2044 | Biomass | Generation | Electricity | WC | Dispatch-Generation | FuelCost | 0 | [6 empty] | 0.39012 | 0
LCP_Inputs_ON_Diverse_IEA_2023_05_05 | 2044 | Biomass | Generation | Electricity | WC | Dispatch-Generation | VOM | 0 | [6 empty] | 0.39012 | 0
LCP_Inputs_ON_Diverse_IEA_2023_05_05 | 2044 | Biomass + CCS | Generation | Electricity | MI | Dispatch-Generation | EmissionsCost | 0 | [6 empty] | 0.39012 | 0
LCP_Inputs_ON_Diverse_IEA_2023_05_05 | 2044 | Biomass + CCS | Generation | Electricity | MI | Dispatch-Generation | FuelCost | 0 | [6 empty] | 0.39012 | 0
LCP_Inputs_ON_Diverse_IEA_2023_05_05 | 2044 | Biomass + CCS | Generation | Electricity | MI | Dispatch-Generation | VOM | 0 | [6 empty] | 0.39012 | 0
LCP_Inputs_ON_Diverse_IEA_2023_05_05 | 2044 | Biomass + CCS | Generation | Electricity | NY | Dispatch-Generation | EmissionsCost | 0 | [6 empty] | 0.39012 | 0
LCP_Inputs_ON_Diverse_IEA_2023_05_05 | 2044 | Biomass + CCS | Generation | Electricity | NY | Dispatch-Generation | FuelCost | 0 | [6 empty] | 0.39012 | 0
LCP_Inputs_ON_Diverse_IEA_2023_05_05 | 2044 | Biomass + CCS | Generation | Electricity | NY | Dispatch-Generation | VOM | 0 | [6 empty] | 0.39012 | 0
LCP_Inputs_ON_Diverse_IEA_2023_05_05 | 2044 | Biomass + CCS | Generation | Electricity | ON | Dispatch-Generation | EmissionsCost | 0 | [6 empty] | 0.39012 | 0
LCP_Inputs_ON_Diverse_IEA_2023_05_05 | 2044 | Biomass + CCS | Generation | Electricity | ON | Dispatch-Generation | FuelCost | 0 | [6 empty] | 0.39012 | 0
LCP_Inputs_ON_Diverse_IEA_2023_05_05 | 2044 | Biomass + CCS | Generation | Electricity | ON | Dispatch-Generation | VOM | 0 | [6 empty] | 0.39012 | 0
LCP_Inputs_ON_Diverse_IEA_2023_05_05 | 2044 | Biomass + CCS | Generation | Electricity | PJ | Dispatch-Generation | EmissionsCost | 0 | [6 empty] | 0.39012 | 0
LCP_Inputs_ON_Diverse_IEA_2023_05_05 | 2044 | Biomass + CCS | Generation | Electricity | PJ | Dispatch-Generation | FuelCost | 0 | [6 empty] | 0.39012 | 0
LCP_Inputs_ON_Diverse_IEA_2023_05_05 | 2044 | Biomass + CCS | Generation | Electricity | PJ | Dispatch-Generation | VOM | 0 | [6 empty] | 0.39012 | 0
LCP_Inputs_ON_Diverse_IEA_2023_05_05 | 2044 | Biomass + CCS | Generation | Electricity | QC | Dispatch-Generation | EmissionsCost | 0 | [6 empty] | 0.39012 | 0
LCP_Inputs_ON_Diverse_IEA_2023_05_05 | 2044 | Biomass + CCS | Generation | Electricity | QC | Dispatch-Generation | FuelCost | 0 | [6 empty] | 0.39012 | 0
LCP_Inputs_ON_Diverse_IEA_2023_05_05 | 2044 | Biomass + CCS | Generation | Electricity | QC | Dispatch-Generation | VOM | 0 | [6 empty] | 0.39012 | 0
LCP_Inputs_ON_Diverse_IEA_2023_05_05 | 2044 | Biomass + CCS | Generation | Electricity | WC | Dispatch-Generation | EmissionsCost | 0 | [6 empty] | 0.39012 | 0
LCP_Inputs_ON_Diverse_IEA_2023_05_05 | 2044 | Biomass + CCS | Generation | Electricity | WC | Dispatch-Generation | FuelCost | 0 | [6 empty] | 0.39012 | 0
LCP_Inputs_ON_Diverse_IEA_2023_05_05 | 2044 | Biomass + CCS | Generation | Electricity | WC | Dispatch-Generation | VOM | 0 | [6 empty] | 0.39012 | 0
LCP_Inputs_ON_Diverse_IEA_2023_05_05 | 2044 | CH4 + CCS | Generation | Methane | MI | Dispatch-Generation | EmissionsCost | 0 | [6 empty] | 0.39012 | 0
LCP_Inputs_ON_Diverse_IEA_2023_05_05 | 2044 | CH4 + CCS | Generation | Methane | MI | Dispatch-Generation | FuelCost | 0 | [6 empty] | 0.39012 | 0
LCP_Inputs_ON_Diverse_IEA_2023_05_05 | 2044 | CH4 + CCS | Generation | Methane | MI | Dispatch-Generation | VOM | 0 | [6 empty] | 0.39012 | 0
LCP_Inputs_ON_Diverse_IEA_2023_05_05 | 2044 | CH4 + CCS | Generation | Methane | NY | Dispatch-Generation | EmissionsCost | 0 | [6 empty] | 0.39012 | 0
LCP_Inputs_ON_Diverse_IEA_2023_05_05 | 2044 | CH4 + CCS | Generation | Methane | NY | Dispatch-Generation | FuelCost | 0 | [6 empty] | 0.39012 | 0
LCP_Inputs_ON_Diverse_IEA_2023_05_05 | 2044 | CH4 + CCS | Generation | Methane | NY | Dispatch-Generation | VOM | 0 | [6 empty] | 0.39012 | 0
LCP_Inputs_ON_Diverse_IEA_2023_05_05 | 2044 | CH4 + CCS | Generation | Methane | ON | Dispatch-Generation | EmissionsCost | 88472420.6398 | [6 empty] | 0.39012 | 34514991.1788
LCP_Inputs_ON_Diverse_IEA_2023_05_05 | 2044 | CH4 + CCS | Generation | Methane | ON | Dispatch-Generation | FuelCost | 483825119.2369 | [6 empty] | 0.39012 | 188750568.8414
LCP_Inputs_ON_Diverse_IEA_2023_05_05 | 2044 | CH4 + CCS | Generation | Methane | ON | Dispatch-Generation | VOM | 46000331.6667 | [6 empty] | 0.39012 | 17945717.2101
LCP_Inputs_ON_Diverse_IEA_2023_05_05 | 2044 | CH4 + CCS | Generation | Methane | PJ | Dispatch-Generation | EmissionsCost | 0 | [6 empty] | 0.39012 | 0
LCP_Inputs_ON_Diverse_IEA_2023_05_05 | 2044 | CH4 + CCS | Generation | Methane | PJ | Dispatch-Generation | FuelCost | 0 | [6 empty] | 0.39012 | 0
LCP_Inputs_ON_Diverse_IEA_2023_05_05 | 2044 | CH4 + CCS | Generation | Methane | PJ | Dispatch-Generation | VOM | 0 | [6 empty] | 0.39012 | 0
LCP_Inputs_ON_Diverse_IEA_2023_05_05 | 2044 | CH4 + CCS | Generation | Methane | QC | Dispatch-Generation | EmissionsCost | 0 | [6 empty] | 0.39012 | 0
LCP_Inputs_ON_Diverse_IEA_2023_05_05 | 2044 | CH4 + CCS | Generation | Methane | QC | Dispatch-Generation | FuelCost | 0 | [6 empty] | 0.39012 | 0
LCP_Inputs_ON_Diverse_IEA_2023_05_05 | 2044 | CH4 + CCS | Generation | Methane | QC | Dispatch-Generation | VOM | 0 | [6 empty] | 0.39012 | 0
LCP_Inputs_ON_Diverse_IEA_2023_05_05 | 2044 | CH4 + CCS | Generation | Methane | WC | Dispatch-Generation | EmissionsCost | 0 | [6 empty] | 0.39012 | 0
LCP_Inputs_ON_Diverse_IEA_2023_05_05 | 2044 | CH4 + CCS | Generation | Methane | WC | Dispatch-Generation | FuelCost | 0 | [6 empty] | 0.39012 | 0
LCP_Inputs_ON_Diverse_IEA_2023_05_05 | 2044 | CH4 + CCS | Generation | Methane | WC | Dispatch-Generation | VOM | 0 | [6 empty] | 0.39012 | 0
LCP_Inputs_ON_Diverse_IEA_2023_05_05 | 2044 | CH4 Import - NY 2020 | Import | Methane | MI | Dispatch-Import | EmissionsCost | 0 | [6 empty] | 0.39012 | 0
LCP_Inputs_ON_Diverse_IEA_2023_05_05 | 2044 | CH4 Import - NY 2020 | Import | Methane | MI | Dispatch-Import | FuelCost | 0 | [6 empty] | 0.39012 | 0
LCP_Inputs_ON_Diverse_IEA_2023_05_05 | 2044 | CH4 Import - NY 2020 | Import | Methane | MI | Dispatch-Import | VOM | 0 | [6 empty] | 0.39012 | 0
LCP_Inputs_ON_Diverse_IEA_2023_05_05 | 2044 | CH4 Import - NY 2020 | Import | Methane | NY | Dispatch-Import | EmissionsCost | 0 | [6 empty] | 0.39012 | 0
LCP_Inputs_ON_Diverse_IEA_2023_05_05 | 2044 | CH4 Import - NY 2020 | Import | Methane | NY | Dispatch-Import | FuelCost | 0 | [6 empty] | 0.39012 | 0
LCP_Inputs_ON_Diverse_IEA_2023_05_05 | 2044 | CH4 Import - NY 2020 | Import | Methane | NY | Dispatch-Import | VOM | 0 | [6 empty] | 0.39012 | 0
LCP_Inputs_ON_Diverse_IEA_2023_05_05 | 2044 | CH4 Import - NY 2020 | Import | Methane | ON | Dispatch-Import | EmissionsCost | 0 | [6 empty] | 0.39012 | 0
LCP_Inputs_ON_Diverse_IEA_2023_05_05 | 2044 | CH4 Import - NY 2020 | Import | Methane | ON | Dispatch-Import | FuelCost | 0 | [6 empty] | 0.39012 | 0
LCP_Inputs_ON_Diverse_IEA_2023_05_05 | 2044 | CH4 Import - NY 2020 | Import | Methane | ON | Dispatch-Import | VOM | 0 | [6 empty] | 0.39012 | 0
LCP_Inputs_ON_Diverse_IEA_2023_05_05 | 2044 | CH4 Import - NY 2020 | Import | Methane | PJ | Dispatch-Import | EmissionsCost | 0 | [6 empty] | 0.39012 | 0
LCP_Inputs_ON_Diverse_IEA_2023_05_05 | 2044 | CH4 Import - NY 2020 | Import | Methane | PJ | Dispatch-Import | FuelCost | 0 | [6 empty] | 0.39012 | 0
LCP_Inputs_ON_Diverse_IEA_2023_05_05 | 2044 | CH4 Import - NY 2020 | Import | Methane | PJ | Dispatch-Import | VOM | 0 | [6 empty] | 0.39012 | 0
LCP_Inputs_ON_Diverse_IEA_2023_05_05 | 2044 | CH4 Import - NY 2020 | Import | Methane | QC | Dispatch-Import | EmissionsCost | 0 | [6 empty] | 0.39012 | 0
LCP_Inputs_ON_Diverse_IEA_2023_05_05 | 2044 | CH4 Import - NY 2020 | Import | Methane | QC | Dispatch-Import | FuelCost | 0 | [6 empty] | 0.39012 | 0
LCP_Inputs_ON_Diverse_IEA_2023_05_05 | 2044 | CH4 Import - NY 2020 | Import | Methane | QC | Dispatch-Import | VOM | 0 | [6 empty] | 0.39012 | 0
LCP_Inputs_ON_Diverse_IEA_2023_05_05 | 2044 | CH4 Import - NY 2020 | Import | Methane | WC | Dispatch-Import | EmissionsCost | 0 | [6 empty] | 0.39012 | 0
LCP_Inputs_ON_Diverse_IEA_2023_05_05 | 2044 | CH4 Import - NY 2020 | Import | Methane | WC | Dispatch-Import | FuelCost | 0 | [6 empty] | 0.39012 | 0
LCP_Inputs_ON_Diverse_IEA_2023_05_05 | 2044 | CH4 Import - NY 2020 | Import | Methane | WC | Dispatch-Import | VOM | 0 | [6 empty] | 0.39012 | 0
LCP_Inputs_ON_Diverse_IEA_2023_05_05 | 2044 | CH4 Import - NY 2030 | Import | Methane | MI | Dispatch-Import | EmissionsCost | 0 | [6 empty] | 0.39012 | 0
LCP_Inputs_ON_Diverse_IEA_2023_05_05 | 2044 | CH4 Import - NY 2030 | Import | Methane | MI | Dispatch-Import | FuelCost | 0 | [6 empty] | 0.39012 | 0
LCP_Inputs_ON_Diverse_IEA_2023_05_05 | 2044 | CH4 Import - NY 2030 | Import | Methane | MI | Dispatch-Import | VOM | 0 | [6 empty] | 0.39012 | 0
LCP_Inputs_ON_Diverse_IEA_2023_05_05 | 2044 | CH4 Import - NY 2030 | Import | Methane | NY | Dispatch-Import | EmissionsCost | 0 | [6 empty] | 0.39012 | 0
LCP_Inputs_ON_Diverse_IEA_2023_05_05 | 2044 | CH4 Import - NY 2030 | Import | Methane | NY | Dispatch-Import | FuelCost | 0 | [6 empty] | 0.39012 | 0
LCP_Inputs_ON_Diverse_IEA_2023_05_05 | 2044 | CH4 Import - NY 2030 | Import | Methane | NY | Dispatch-Import | VOM | 0 | [6 empty] | 0.39012 | 0
LCP_Inputs_ON_Diverse_IEA_2023_05_05 | 2044 | CH4 Import - NY 2030 | Import | Methane | ON | Dispatch-Import | EmissionsCost | 0 | [6 empty] | 0.39012 | 0
LCP_Inputs_ON_Diverse_IEA_2023_05_05 | 2044 | CH4 Import - NY 2030 | Import | Methane | ON | Dispatch-Import | FuelCost | 0 | [6 empty] | 0.39012 | 0
LCP_Inputs_ON_Diverse_IEA_2023_05_05 | 2044 | CH4 Import - NY 2030 | Import | Methane | ON | Dispatch-Import | VOM | 0 | [6 empty] | 0.39012 | 0
LCP_Inputs_ON_Diverse_IEA_2023_05_05 | 2044 | CH4 Import - NY 2030 | Import | Methane | PJ | Dispatch-Import | EmissionsCost | 0 | [6 empty] | 0.39012 | 0
LCP_Inputs_ON_Diverse_IEA_2023_05_05 | 2044 | CH4 Import - NY 2030 | Import | Methane | PJ | Dispatch-Import | FuelCost | 0 | [6 empty] | 0.39012 | 0
LCP_Inputs_ON_Diverse_IEA_2023_05_05 | 2044 | CH4 Import - NY 2030 | Import | Methane | PJ | Dispatch-Import | VOM | 0 | [6 empty] | 0.39012 | 0
LCP_Inputs_ON_Diverse_IEA_2023_05_05 | 2044 | CH4 Import - NY 2030 | Import | Methane | QC | Dispatch-Import | EmissionsCost | 0 | [6 empty] | 0.39012 | 0
LCP_Inputs_ON_Diverse_IEA_2023_05_05 | 2044 | CH4 Import - NY 2030 | Import | Methane | QC | Dispatch-Import | FuelCost | 0 | [6 empty] | 0.39012 | 0
LCP_Inputs_ON_Diverse_IEA_2023_05_05 | 2044 | CH4 Import - NY 2030 | Import | Methane | QC | Dispatch-Import | VOM | 0 | [6 empty] | 0.39012 | 0
LCP_Inputs_ON_Diverse_IEA_2023_05_05 | 2044 | CH4 Import - NY 2030 | Import | Methane | WC | Dispatch-Import | EmissionsCost | 0 | [6 empty] | 0.39012 | 0
LCP_Inputs_ON_Diverse_IEA_2023_05_05 | 2044 | CH4 Import - NY 2030 | Import | Methane | WC | Dispatch-Import | FuelCost | 0 | [6 empty] | 0.39012 | 0
LCP_Inputs_ON_Diverse_IEA_2023_05_05 | 2044 | CH4 Import - NY 2030 | Import | Methane | WC | Dispatch-Import | VOM | 0 | [6 empty] | 0.39012 | 0
LCP_Inputs_ON_Diverse_IEA_2023_05_05 | 2044 | CH4 Import - NY 2040 | Import | Methane | MI | Dispatch-Import | EmissionsCost | 0 | [6 empty] | 0.39012 | 0
LCP_Inputs_ON_Diverse_IEA_2023_05_05 | 2044 | CH4 Import - NY 2040 | Import | Methane | MI | Dispatch-Import | FuelCost | 0 | [6 empty] | 0.39012 | 0
LCP_Inputs_ON_Diverse_IEA_2023_05_05 | 2044 | CH4 Import - NY 2040 | Import | Methane | MI | Dispatch-Import | VOM | 0 | [6 empty] | 0.39012 | 0
LCP_Inputs_ON_Diverse_IEA_2023_05_05 | 2044 | CH4 Import - NY 2040 | Import | Methane | NY | Dispatch-Import | EmissionsCost | 1424811807.9426 | [6 empty] | 0.39012 | 555849683.1775
LCP_Inputs_ON_Diverse_IEA_2023_05_05 | 2044 | CH4 Import - NY 2040 | Import | Methane | NY | Dispatch-Import | FuelCost | 758346581.876 | [6 empty] | 0.39012 | 295847286.5853
LCP_Inputs_ON_Diverse_IEA_2023_05_05 | 2044 | CH4 Import - NY 2040 | Import | Methane | NY | Dispatch-Import | VOM | 0 | [6 empty] | 0.39012 | 0
LCP_Inputs_ON_Diverse_IEA_2023_05_05 | 2044 | CH4 Import - NY 2040 | Import | Methane | ON | Dispatch-Import | EmissionsCost | 0 | [6 empty] | 0.39012 | 0
LCP_Inputs_ON_Diverse_IEA_2023_05_05 | 2044 | CH4 Import - NY 2040 | Import | Methane | ON | Dispatch-Import | FuelCost | 0 | [6 empty] | 0.39012 | 0
LCP_Inputs_ON_Diverse_IEA_2023_05_05 | 2044 | CH4 Import - NY 2040 | Import | Methane | ON | Dispatch-Import | VOM | 0 | [6 empty] | 0.39012 | 0
LCP_Inputs_ON_Diverse_IEA_2023_05_05 | 2044 | CH4 Import - NY 2040 | Import | Methane | PJ | Dispatch-Import | EmissionsCost | 0 | [6 empty] | 0.39012 | 0
LCP_Inputs_ON_Diverse_IEA_2023_05_05 | 2044 | CH4 Import - NY 2040 | Import | Methane | PJ | Dispatch-Import | FuelCost | 0 | [6 empty] | 0.39012 | 0
LCP_Inputs_ON_Diverse_IEA_2023_05_05 | 2044 | CH4 Import - NY 2040 | Import | Methane | PJ | Dispatch-Import | VOM | 0 | [6 empty] | 0.39012 | 0
LCP_Inputs_ON_Diverse_IEA_2023_05_05 | 2044 | CH4 Import - NY 2040 | Import | Methane | QC | Dispatch-Import | EmissionsCost | 0 | [6 empty] | 0.39012 | 0
LCP_Inputs_ON_Diverse_IEA_2023_05_05 | 2044 | CH4 Import - NY 2040 | Import | Methane | QC | Dispatch-Import | FuelCost | 0 | [6 empty] | 0.39012 | 0
LCP_Inputs_ON_Diverse_IEA_2023_05_05 | 2044 | CH4 Import - NY 2040 | Import | Methane | QC | Dispatch-Import | VOM | 0 | [6 empty] | 0.39012 | 0
LCP_Inputs_ON_Diverse_IEA_2023_05_05 | 2044 | CH4 Import - NY 2040 | Import | Methane | WC | Dispatch-Import | EmissionsCost | 0 | [6 empty] | 0.39012 | 0
LCP_Inputs_ON_Diverse_IEA_2023_05_05 | 2044 | CH4 Import - NY 2040 | Import | Methane | WC | Dispatch-Import | FuelCost | 0 | [6 empty] | 0.39012 | 0
LCP_Inputs_ON_Diverse_IEA_2023_05_05 | 2044 | CH4 Import - NY 2040 | Import | Methane | WC | Dispatch-Import | VOM | 0 | [6 empty] | 0.39012 | 0
LCP_Inputs_ON_Diverse_IEA_2023_05_05 | 2044 | CH4 Import - NY 2050 | Import | Methane | MI | Dispatch-Import | EmissionsCost | 0 | [6 empty] | 0.39012 | 0
LCP_Inputs_ON_Diverse_IEA_2023_05_05 | 2044 | CH4 Import - NY 2050 | Import | Methane | MI | Dispatch-Import | FuelCost | 0 | [6 empty] | 0.39012 | 0
LCP_Inputs_ON_Diverse_IEA_2023_05_05 | 2044 | CH4 Import - NY 2050 | Import | Methane | MI | Dispatch-Import | VOM | 0 | [6 empty] | 0.39012 | 0
LCP_Inputs_ON_Diverse_IEA_2023_05_05 | 2044 | CH4 Import - NY 2050 | Import | Methane | NY | Dispatch-Import | EmissionsCost | 0 | [6 empty] | 0.39012 | 0
LCP_Inputs_ON_Diverse_IEA_2023_05_05 | 2044 | CH4 Import - NY 2050 | Import | Methane | NY | Dispatch-Import | FuelCost | 0 | [6 empty] | 0.39012 | 0
LCP_Inputs_ON_Diverse_IEA_2023_05_05 | 2044 | CH4 Import - NY 2050 | Import | Methane | NY | Dispatch-Import | VOM | 0 | [6 empty] | 0.39012 | 0
LCP_Inputs_ON_Diverse_IEA_2023_05_05 | 2044 | CH4 Import - NY 2050 | Import | Methane | ON | Dispatch-Import | EmissionsCost | 0 | [6 empty] | 0.39012 | 0
LCP_Inputs_ON_Diverse_IEA_2023_05_05 | 2044 | CH4 Import - NY 2050 | Import | Methane | ON | Dispatch-Import | FuelCost | 0 | [6 empty] | 0.39012 | 0
LCP_Inputs_ON_Diverse_IEA_2023_05_05 | 2044 | CH4 Import - NY 2050 | Import | Methane | ON | Dispatch-Import | VOM | 0 | [6 empty] | 0.39012 | 0
LCP_Inputs_ON_Diverse_IEA_2023_05_05 | 2044 | CH4 Import - NY 2050 | Import | Methane | PJ | Dispatch-Import | EmissionsCost | 0 | [6 empty] | 0.39012 | 0
LCP_Inputs_ON_Diverse_IEA_2023_05_05 | 2044 | CH4 Import - NY 2050 | Import | Methane | PJ | Dispatch-Import | FuelCost | 0 | [6 empty] | 0.39012 | 0
LCP_Inputs_ON_Diverse_IEA_2023_05_05 | 2044 | CH4 Import - NY 2050 | Import | Methane | PJ | Dispatch-Import | VOM | 0 | [6 empty] | 0.39012 | 0
LCP_Inputs_ON_Diverse_IEA_2023_05_05 | 2044 | CH4 Import - NY 2050 | Import | Methane | QC | Dispatch-Import | EmissionsCost | 0 | [6 empty] | 0.39012 | 0
LCP_Inputs_ON_Diverse_IEA_2023_05_05 | 2044 | CH4 Import - NY 2050 | Import | Methane | QC | Dispatch-Import | FuelCost | 0 | [6 empty] | 0.39012 | 0
LCP_Inputs_ON_Diverse_IEA_2023_05_05 | 2044 | CH4 Import - NY 2050 | Import | Methane | QC | Dispatch-Import | VOM | 0 | [6 empty] | 0.39012 | 0
LCP_Inputs_ON_Diverse_IEA_2023_05_05 | 2044 | CH4 Import - NY 2050 | Import | Methane | WC | Dispatch-Import | EmissionsCost | 0 | [6 empty] | 0.39012 | 0
LCP_Inputs_ON_Diverse_IEA_2023_05_05 | 2044 | CH4 Import - NY 2050 | Import | Methane | WC | Dispatch-Import | FuelCost | 0 | [6 empty] | 0.39012 | 0
LCP_Inputs_ON_Diverse_IEA_2023_05_05 | 2044 | CH4 Import - NY 2050 | Import | Methane | WC | Dispatch-Import | VOM | 0 | [6 empty] | 0.39012 | 0
LCP_Inputs_ON_Diverse_IEA_2023_05_05 | 2044 | CH4 Import - WC 2020 | Import | Methane | MI | Dispatch-Import | EmissionsCost | 0 | [6 empty] | 0.39012 | 0
LCP_Inputs_ON_Diverse_IEA_2023_05_05 | 2044 | CH4 Import - WC 2020 | Import | Methane | MI | Dispatch-Import | FuelCost | 0 | [6 empty] | 0.39012 | 0
LCP_Inputs_ON_Diverse_IEA_2023_05_05 | 2044 | CH4 Import - WC 2020 | Import | Methane | MI | Dispatch-Import | VOM | 0 | [6 empty] | 0.39012 | 0
LCP_Inputs_ON_Diverse_IEA_2023_05_05 | 2044 | CH4 Import - WC 2020 | Import | Methane | NY | Dispatch-Import | EmissionsCost | 0 | [6 empty] | 0.39012 | 0
LCP_Inputs_ON_Diverse_IEA_2023_05_05 | 2044 | CH4 Import - WC 2020 | Import | Methane | NY | Dispatch-Import | FuelCost | 0 | [6 empty] | 0.39012 | 0
LCP_Inputs_ON_Diverse_IEA_2023_05_05 | 2044 | CH4 Import - WC 2020 | Import | Methane | NY | Dispatch-Import | VOM | 0 | [6 empty] | 0.39012 | 0
LCP_Inputs_ON_Diverse_IEA_2023_05_05 | 2044 | CH4 Import - WC 2020 | Import | Methane | ON | Dispatch-Import | EmissionsCost | 0 | [6 empty] | 0.39012 | 0
LCP_Inputs_ON_Diverse_IEA_2023_05_05 | 2044 | CH4 Import - WC 2020 | Import | Methane | ON | Dispatch-Import | FuelCost | 0 | [6 empty] | 0.39012 | 0
LCP_Inputs_ON_Diverse_IEA_2023_05_05 | 2044 | CH4 Import - WC 2020 | Import | Methane | ON | Dispatch-Import | VOM | 0 | [6 empty] | 0.39012 | 0
LCP_Inputs_ON_Diverse_IEA_2023_05_05 | 2044 | CH4 Import - WC 2020 | Import | Methane | PJ | Dispatch-Import | EmissionsCost | 0 | [6 empty] | 0.39012 | 0
LCP_Inputs_ON_Diverse_IEA_2023_05_05 | 2044 | CH4 Import - WC 2020 | Import | Methane | PJ | Dispatch-Import | FuelCost | 0 | [6 empty] | 0.39012 | 0
LCP_Inputs_ON_Diverse_IEA_2023_05_05 | 2044 | CH4 Import - WC 2020 | Import | Methane | PJ | Dispatch-Import | VOM | 0 | [6 empty] | 0.39012 | 0
LCP_Inputs_ON_Diverse_IEA_2023_05_05 | 2044 | CH4 Import - WC 2020 | Import | Methane | QC | Dispatch-Import | EmissionsCost | 0 | [6 empty] | 0.39012 | 0
LCP_Inputs_ON_Diverse_IEA_2023_05_05 | 2044 | CH4 Import - WC 2020 | Import | Methane | QC | Dispatch-Import | FuelCost | 0 | [6 empty] | 0.39012 | 0
LCP_Inputs_ON_Diverse_IEA_2023_05_05 | 2044 | CH4 Import - WC 2020 | Import | Methane | QC | Dispatch-Import | VOM | 0 | [6 empty] | 0.39012 | 0
LCP_Inputs_ON_Diverse_IEA_2023_05_05 | 2044 | CH4 Import - WC 2020 | Import | Methane | WC | Dispatch-Import | EmissionsCost | 0 | [6 empty] | 0.39012 | 0
LCP_Inputs_ON_Diverse_IEA_2023_05_05 | 2044 | CH4 Import - WC 2020 | Import | Methane | WC | Dispatch-Import | FuelCost | 0 | [6 empty] | 0.39012 | 0
LCP_Inputs_ON_Diverse_IEA_2023_05_05 | 2044 | CH4 Import - WC 2020 | Import | Methane | WC | Dispatch-Import | VOM | 0 | [6 empty] | 0.39012 | 0
LCP_Inputs_ON_Diverse_IEA_2023_05_05 | 2044 | CH4 Import - WC 2030 | Import | Methane | MI | Dispatch-Import | EmissionsCost | 0 | [6 empty] | 0.39012 | 0
LCP_Inputs_ON_Diverse_IEA_2023_05_05 | 2044 | CH4 Import - WC 2030 | Import | Methane | MI | Dispatch-Import | FuelCost | 0 | [6 empty] | 0.39012 | 0
LCP_Inputs_ON_Diverse_IEA_2023_05_05 | 2044 | CH4 Import - WC 2030 | Import | Methane | MI | Dispatch-Import | VOM | 0 | [6 empty] | 0.39012 | 0
LCP_Inputs_ON_Diverse_IEA_2023_05_05 | 2044 | CH4 Import - WC 2030 | Import | Methane | NY | Dispatch-Import | EmissionsCost | 0 | [6 empty] | 0.39012 | 0
LCP_Inputs_ON_Diverse_IEA_2023_05_05 | 2044 | CH4 Import - WC 2030 | Import | Methane | NY | Dispatch-Import | FuelCost | 0 | [6 empty] | 0.39012 | 0
LCP_Inputs_ON_Diverse_IEA_2023_05_05 | 2044 | CH4 Import - WC 2030 | Import | Methane | NY | Dispatch-Import | VOM | 0 | [6 empty] | 0.39012 | 0
LCP_Inputs_ON_Diverse_IEA_2023_05_05 | 2044 | CH4 Import - WC 2030 | Import | Methane | ON | Dispatch-Import | EmissionsCost | 0 | [6 empty] | 0.39012 | 0
LCP_Inputs_ON_Diverse_IEA_2023_05_05 | 2044 | CH4 Import - WC 2030 | Import | Methane | ON | Dispatch-Import | FuelCost | 0 | [6 empty] | 0.39012 | 0
LCP_Inputs_ON_Diverse_IEA_2023_05_05 | 2044 | CH4 Import - WC 2030 | Import | Methane | ON | Dispatch-Import | VOM | 0 | [6 empty] | 0.39012 | 0
LCP_Inputs_ON_Diverse_IEA_2023_05_05 | 2044 | CH4 Import - WC 2030 | Import | Methane | PJ | Dispatch-Import | EmissionsCost | 0 | [6 empty] | 0.39012 | 0
LCP_Inputs_ON_Diverse_IEA_2023_05_05 | 2044 | CH4 Import - WC 2030 | Import | Methane | PJ | Dispatch-Import | FuelCost | 0 | [6 empty] | 0.39012 | 0
LCP_Inputs_ON_Diverse_IEA_2023_05_05 | 2044 | CH4 Import - WC 2030 | Import | Methane | PJ | Dispatch-Import | VOM | 0 | [6 empty] | 0.39012 | 0
LCP_Inputs_ON_Diverse_IEA_2023_05_05 | 2044 | CH4 Import - WC 2030 | Import | Methane | QC | Dispatch-Import | EmissionsCost | 0 | [6 empty] | 0.39012 | 0
LCP_Inputs_ON_Diverse_IEA_2023_05_05 | 2044 | CH4 Import - WC 2030 | Import | Methane | QC | Dispatch-Import | FuelCost | 0 | [6 empty] | 0.39012 | 0
LCP_Inputs_ON_Diverse_IEA_2023_05_05 | 2044 | CH4 Import - WC 2030 | Import | Methane | QC | Dispatch-Import | VOM | 0 | [6 empty] | 0.39012 | 0
LCP_Inputs_ON_Diverse_IEA_2023_05_05 | 2044 | CH4 Import - WC 2030 | Import | Methane | WC | Dispatch-Import | EmissionsCost | 0 | [6 empty] | 0.39012 | 0
LCP_Inputs_ON_Diverse_IEA_2023_05_05 | 2044 | CH4 Import - WC 2030 | Import | Methane | WC | Dispatch-Import | FuelCost | 0 | [6 empty] | 0.39012 | 0
LCP_Inputs_ON_Diverse_IEA_2023_05_05 | 2044 | CH4 Import - WC 2030 | Import | Methane | WC | Dispatch-Import | VOM | 0 | [6 empty] | 0.39012 | 0
LCP_Inputs_ON_Diverse_IEA_2023_05_05 | 2044 | CH4 Import - WC 2040 | Import | Methane | MI | Dispatch-Import | EmissionsCost | 0 | [6 empty] | 0.39012 | 0
LCP_Inputs_ON_Diverse_IEA_2023_05_05 | 2044 | CH4 Import - WC 2040 | Import | Methane | MI | Dispatch-Import | FuelCost | 0 | [6 empty] | 0.39012 | 0
LCP_Inputs_ON_Diverse_IEA_2023_05_05 | 2044 | CH4 Import - WC 2040 | Import | Methane | MI | Dispatch-Import | VOM | 0 | [6 empty] | 0.39012 | 0
LCP_Inputs_ON_Diverse_IEA_2023_05_05 | 2044 | CH4 Import - WC 2040 | Import | Methane | NY | Dispatch-Import | EmissionsCost | 0 | [6 empty] | 0.39012 | 0
LCP_Inputs_ON_Diverse_IEA_2023_05_05 | 2044 | CH4 Import - WC 2040 | Import | Methane | NY | Dispatch-Import | FuelCost | 0 | [6 empty] | 0.39012 | 0
LCP_Inputs_ON_Diverse_IEA_2023_05_05 | 2044 | CH4 Import - WC 2040 | Import | Methane | NY | Dispatch-Import | VOM | 0 | [6 empty] | 0.39012 | 0
LCP_Inputs_ON_Diverse_IEA_2023_05_05 | 2044 | CH4 Import - WC 2040 | Import | Methane | ON | Dispatch-Import | EmissionsCost | 0 | [6 empty] | 0.39012 | 0
LCP_Inputs_ON_Diverse_IEA_2023_05_05 | 2044 | CH4 Import - WC 2040 | Import | Methane | ON | Dispatch-Import | FuelCost | 0 | [6 empty] | 0.39012 | 0
LCP_Inputs_ON_Diverse_IEA_2023_05_05 | 2044 | CH4 Import - WC 2040 | Import | Methane | ON | Dispatch-Import | VOM | 0 | [6 empty] | 0.39012 | 0
LCP_Inputs_ON_Diverse_IEA_2023_05_05 | 2044 | CH4 Import - WC 2040 | Import | Methane | PJ | Dispatch-Import | EmissionsCost | 0 | [6 empty] | 0.39012 | 0
LCP_Inputs_ON_Diverse_IEA_2023_05_05 | 2044 | CH4 Import - WC 2040 | Import | Methane | PJ | Dispatch-Import | FuelCost | 0 | [6 empty] | 0.39012 | 0
LCP_Inputs_ON_Diverse_IEA_2023_05_05 | 2044 | CH4 Import - WC 2040 | Import | Methane | PJ | Dispatch-Import | VOM | 0 | [6 empty] | 0.39012 | 0
LCP_Inputs_ON_Diverse_IEA_2023_05_05 | 2044 | CH4 Import - WC 2040 | Import | Methane | QC | Dispatch-Import | EmissionsCost | 0 | [6 empty] | 0.39012 | 0
LCP_Inputs_ON_Diverse_IEA_2023_05_05 | 2044 | CH4 Import - WC 2040 | Import | Methane | QC | Dispatch-Import | FuelCost | 0 | [6 empty] | 0.39012 | 0
LCP_Inputs_ON_Diverse_IEA_2023_05_05 | 2044 | CH4 Import - WC 2040 | Import | Methane | QC | Dispatch-Import | VOM | 0 | [6 empty] | 0.39012 | 0
LCP_Inputs_ON_Diverse_IEA_2023_05_05 | 2044 | CH4 Import - WC 2040 | Import | Methane | WC | Dispatch-Import | EmissionsCost | 2117477751.305 | [6 empty] | 0.39012 | 826073542.23
LCP_Inputs_ON_Diverse_IEA_2023_05_05 | 2044 | CH4 Import - WC 2040 | Import | Methane | WC | Dispatch-Import | FuelCost | 1127013410.4372 | [6 empty] | 0.39012 | 439672133.2854
LCP_Inputs_ON_Diverse_IEA_2023_05_05 | 2044 | CH4 Import - WC 2040 | Import | Methane | WC | Dispatch-Import | VOM | 0 | [6 empty] | 0.39012 | 0
LCP_Inputs_ON_Diverse_IEA_2023_05_05 | 2044 | CH4 Import - WC 2050 | Import | Methane | MI | Dispatch-Import | EmissionsCost | 0 | [6 empty] | 0.39012 | 0
LCP_Inputs_ON_Diverse_IEA_2023_05_05 | 2044 | CH4 Import - WC 2050 | Import | Methane | MI | Dispatch-Import | FuelCost | 0 | [6 empty] | 0.39012 | 0
LCP_Inputs_ON_Diverse_IEA_2023_05_05 | 2044 | CH4 Import - WC 2050 | Import | Methane | MI | Dispatch-Import | VOM | 0 | [6 empty] | 0.39012 | 0
LCP_Inputs_ON_Diverse_IEA_2023_05_05 | 2044 | CH4 Import - WC 2050 | Import | Methane | NY | Dispatch-Import | EmissionsCost | 0 | [6 empty] | 0.39012 | 0
LCP_Inputs_ON_Diverse_IEA_2023_05_05 | 2044 | CH4 Import - WC 2050 | Import | Methane | NY | Dispatch-Import | FuelCost | 0 | [6 empty] | 0.39012 | 0
LCP_Inputs_ON_Diverse_IEA_2023_05_05 | 2044 | CH4 Import - WC 2050 | Import | Methane | NY | Dispatch-Import | VOM | 0 | [6 empty] | 0.39012 | 0
LCP_Inputs_ON_Diverse_IEA_2023_05_05 | 2044 | CH4 Import - WC 2050 | Import | Methane | ON | Dispatch-Import | EmissionsCost | 0 | [6 empty] | 0.39012 | 0
LCP_Inputs_ON_Diverse_IEA_2023_05_05 | 2044 | CH4 Import - WC 2050 | Import | Methane | ON | Dispatch-Import | FuelCost | 0 | [6 empty] | 0.39012 | 0
LCP_Inputs_ON_Diverse_IEA_2023_05_05 | 2044 | CH4 Import - WC 2050 | Import | Methane | ON | Dispatch-Import | VOM | 0 | [6 empty] | 0.39012 | 0
LCP_Inputs_ON_Diverse_IEA_2023_05_05 | 2044 | CH4 Import - WC 2050 | Import | Methane | PJ | Dispatch-Import | EmissionsCost | 0 | [6 empty] | 0.39012 | 0
LCP_Inputs_ON_Diverse_IEA_2023_05_05 | 2044 | CH4 Import - WC 2050 | Import | Methane | PJ | Dispatch-Import | FuelCost | 0 | [6 empty] | 0.39012 | 0
LCP_Inputs_ON_Diverse_IEA_2023_05_05 | 2044 | CH4 Import - WC 2050 | Import | Methane | PJ | Dispatch-Import | VOM | 0 | [6 empty] | 0.39012 | 0
LCP_Inputs_ON_Diverse_IEA_2023_05_05 | 2044 | CH4 Import - WC 2050 | Import | Methane | QC | Dispatch-Import | EmissionsCost | 0 | [6 empty] | 0.39012 | 0
LCP_Inputs_ON_Diverse_IEA_2023_05_05 | 2044 | CH4 Import - WC 2050 | Import | Methane | QC | Dispatch-Import | FuelCost | 0 | [6 empty] | 0.39012 | 0
LCP_Inputs_ON_Diverse_IEA_2023_05_05 | 2044 | CH4 Import - WC 2050 | Import | Methane | QC | Dispatch-Import | VOM | 0 | [6 empty] | 0.39012 | 0
LCP_Inputs_ON_Diverse_IEA_2023_05_05 | 2044 | CH4 Import - WC 2050 | Import | Methane | WC | Dispatch-Import | EmissionsCost | 0 | [6 empty] | 0.39012 | 0
LCP_Inputs_ON_Diverse_IEA_2023_05_05 | 2044 | CH4 Import - WC 2050 | Import | Methane | WC | Dispatch-Import | FuelCost | 0 | [6 empty] | 0.39012 | 0
LCP_Inputs_ON_Diverse_IEA_2023_05_05 | 2044 | CH4 Import - WC 2050 | Import | Methane | WC | Dispatch-Import | VOM | 0 | [6 empty] | 0.39012 | 0
LCP_Inputs_ON_Diverse_IEA_2023_05_05 | 2044 | CH4 Salt Cavern Storage - ON | Storage | Methane | MI | Dispatch-Storage | EmissionsCost | 0 | [6 empty] | 0.39012 | 0
LCP_Inputs_ON_Diverse_IEA_2023_05_05 | 2044 | CH4 Salt Cavern Storage - ON | Storage | Methane | MI | Dispatch-Storage | FuelCost | 0 | [6 empty] | 0.39012 | 0
LCP_Inputs_ON_Diverse_IEA_2023_05_05 | 2044 | CH4 Salt Cavern Storage - ON | Storage | Methane | MI | Dispatch-Storage | VOM | 0 | [6 empty] | 0.39012 | 0
LCP_Inputs_ON_Diverse_IEA_2023_05_05 | 2044 | CH4 Salt Cavern Storage - ON | Storage | Methane | NY | Dispatch-Storage | EmissionsCost | 0 | [6 empty] | 0.39012 | 0
LCP_Inputs_ON_Diverse_IEA_2023_05_05 | 2044 | CH4 Salt Cavern Storage - ON | Storage | Methane | NY | Dispatch-Storage | FuelCost | 0 | [6 empty] | 0.39012 | 0
LCP_Inputs_ON_Diverse_IEA_2023_05_05 | 2044 | CH4 Salt Cavern Storage - ON | Storage | Methane | NY | Dispatch-Storage | VOM | 0 | [6 empty] | 0.39012 | 0
LCP_Inputs_ON_Diverse_IEA_2023_05_05 | 2044 | CH4 Salt Cavern Storage - ON | Storage | Methane | ON | Dispatch-Storage | EmissionsCost | 0 | [6 empty] | 0.39012 | 0
LCP_Inputs_ON_Diverse_IEA_2023_05_05 | 2044 | CH4 Salt Cavern Storage - ON | Storage | Methane | ON | Dispatch-Storage | FuelCost | 0 | [6 empty] | 0.39012 | 0
LCP_Inputs_ON_Diverse_IEA_2023_05_05 | 2044 | CH4 Salt Cavern Storage - ON | Storage | Methane | ON | Dispatch-Storage | VOM | 0 | [6 empty] | 0.39012 | 0
LCP_Inputs_ON_Diverse_IEA_2023_05_05 | 2044 | CH4 Salt Cavern Storage - ON | Storage | Methane | PJ | Dispatch-Storage | EmissionsCost | 0 | [6 empty] | 0.39012 | 0
LCP_Inputs_ON_Diverse_IEA_2023_05_05 | 2044 | CH4 Salt Cavern Storage - ON | Storage | Methane | PJ | Dispatch-Storage | FuelCost | 0 | [6 empty] | 0.39012 | 0
LCP_Inputs_ON_Diverse_IEA_2023_05_05 | 2044 | CH4 Salt Cavern Storage - ON | Storage | Methane | PJ | Dispatch-Storage | VOM | 0 | [6 empty] | 0.39012 | 0
LCP_Inputs_ON_Diverse_IEA_2023_05_05 | 2044 | CH4 Salt Cavern Storage - ON | Storage | Methane | QC | Dispatch-Storage | EmissionsCost | 0 | [6 empty] | 0.39012 | 0
LCP_Inputs_ON_Diverse_IEA_2023_05_05 | 2044 | CH4 Salt Cavern Storage - ON | Storage | Methane | QC | Dispatch-Storage | FuelCost | 0 | [6 empty] | 0.39012 | 0
LCP_Inputs_ON_Diverse_IEA_2023_05_05 | 2044 | CH4 Salt Cavern Storage - ON | Storage | Methane | QC | Dispatch-Storage | VOM | 0 | [6 empty] | 0.39012 | 0
LCP_Inputs_ON_Diverse_IEA_2023_05_05 | 2044 | CH4 Salt Cavern Storage - ON | Storage | Methane | WC | Dispatch-Storage | EmissionsCost | 0 | [6 empty] | 0.39012 | 0
LCP_Inputs_ON_Diverse_IEA_2023_05_05 | 2044 | CH4 Salt Cavern Storage - ON | Storage | Methane | WC | Dispatch-Storage | FuelCost | 0 | [6 empty] | 0.39012 | 0
LCP_Inputs_ON_Diverse_IEA_2023_05_05 | 2044 | CH4 Salt Cavern Storage - ON | Storage | Methane | WC | Dispatch-Storage | VOM | 0 | [6 empty] | 0.39012 | 0
LCP_Inputs_ON_Diverse_IEA_2023_05_05 | 2044 | Electrolyser 2020/2030 | Crossload | Hydrogen | MI | Dispatch-Crossload | EmissionsCost | 0 | [6 empty] | 0.39012 | 0
LCP_Inputs_ON_Diverse_IEA_2023_05_05 | 2044 | Electrolyser 2020/2030 | Crossload | Hydrogen | MI | Dispatch-Crossload | FuelCost | 0 | [6 empty] | 0.39012 | 0
LCP_Inputs_ON_Diverse_IEA_2023_05_05 | 2044 | Electrolyser 2020/2030 | Crossload | Hydrogen | MI | Dispatch-Crossload | VOM | 0 | [6 empty] | 0.39012 | 0
LCP_Inputs_ON_Diverse_IEA_2023_05_05 | 2044 | Electrolyser 2020/2030 | Crossload | Hydrogen | NY | Dispatch-Crossload | EmissionsCost | 0 | [6 empty] | 0.39012 | 0
LCP_Inputs_ON_Diverse_IEA_2023_05_05 | 2044 | Electrolyser 2020/2030 | Crossload | Hydrogen | NY | Dispatch-Crossload | FuelCost | 0 | [6 empty] | 0.39012 | 0
LCP_Inputs_ON_Diverse_IEA_2023_05_05 | 2044 | Electrolyser 2020/2030 | Crossload | Hydrogen | NY | Dispatch-Crossload | VOM | 0 | [6 empty] | 0.39012 | 0
LCP_Inputs_ON_Diverse_IEA_2023_05_05 | 2044 | Electrolyser 2020/2030 | Crossload | Hydrogen | ON | Dispatch-Crossload | EmissionsCost | 0 | [6 empty] | 0.39012 | 0
LCP_Inputs_ON_Diverse_IEA_2023_05_05 | 2044 | Electrolyser 2020/2030 | Crossload | Hydrogen | ON | Dispatch-Crossload | FuelCost | 0 | [6 empty] | 0.39012 | 0
LCP_Inputs_ON_Diverse_IEA_2023_05_05 | 2044 | Electrolyser 2020/2030 | Crossload | Hydrogen | ON | Dispatch-Crossload | VOM | 0 | [6 empty] | 0.39012 | 0
LCP_Inputs_ON_Diverse_IEA_2023_05_05 | 2044 | Electrolyser 2020/2030 | Crossload | Hydrogen | PJ | Dispatch-Crossload | EmissionsCost | 0 | [6 empty] | 0.39012 | 0
LCP_Inputs_ON_Diverse_IEA_2023_05_05 | 2044 | Electrolyser 2020/2030 | Crossload | Hydrogen | PJ | Dispatch-Crossload | FuelCost | 0 | [6 empty] | 0.39012 | 0
LCP_Inputs_ON_Diverse_IEA_2023_05_05 | 2044 | Electrolyser 2020/2030 | Crossload | Hydrogen | PJ | Dispatch-Crossload | VOM | 0 | [6 empty] | 0.39012 | 0
LCP_Inputs_ON_Diverse_IEA_2023_05_05 | 2044 | Electrolyser 2020/2030 | Crossload | Hydrogen | QC | Dispatch-Crossload | EmissionsCost | 0 | [6 empty] | 0.39012 | 0
LCP_Inputs_ON_Diverse_IEA_2023_05_05 | 2044 | Electrolyser 2020/2030 | Crossload | Hydrogen | QC | Dispatch-Crossload | FuelCost | 0 | [6 empty] | 0.39012 | 0
LCP_Inputs_ON_Diverse_IEA_2023_05_05 | 2044 | Electrolyser 2020/2030 | Crossload | Hydrogen | QC | Dispatch-Crossload | VOM | 0 | [6 empty] | 0.39012 | 0
LCP_Inputs_ON_Diverse_IEA_2023_05_05 | 2044 | Electrolyser 2020/2030 | Crossload | Hydrogen | WC | Dispatch-Crossload | EmissionsCost | 0 | [6 empty] | 0.39012 | 0
LCP_Inputs_ON_Diverse_IEA_2023_05_05 | 2044 | Electrolyser 2020/2030 | Crossload | Hydrogen | WC | Dispatch-Crossload | FuelCost | 0 | [6 empty] | 0.39012 | 0
LCP_Inputs_ON_Diverse_IEA_2023_05_05 | 2044 | Electrolyser 2020/2030 | Crossload | Hydrogen | WC | Dispatch-Crossload | VOM | 0 | [6 empty] | 0.39012 | 0
LCP_Inputs_ON_Diverse_IEA_2023_05_05 | 2044 | Electrolyser 2040 | Crossload | Hydrogen | MI | Dispatch-Crossload | EmissionsCost | 0 | [6 empty] | 0.39012 | 0
LCP_Inputs_ON_Diverse_IEA_2023_05_05 | 2044 | Electrolyser 2040 | Crossload | Hydrogen | MI | Dispatch-Crossload | FuelCost | 0 | [6 empty] | 0.39012 | 0
LCP_Inputs_ON_Diverse_IEA_2023_05_05 | 2044 | Electrolyser 2040 | Crossload | Hydrogen | MI | Dispatch-Crossload | VOM | 0 | [6 empty] | 0.39012 | 0
LCP_Inputs_ON_Diverse_IEA_2023_05_05 | 2044 | Electrolyser 2040 | Crossload | Hydrogen | NY | Dispatch-Crossload | EmissionsCost | 0 | [6 empty] | 0.39012 | 0
LCP_Inputs_ON_Diverse_IEA_2023_05_05 | 2044 | Electrolyser 2040 | Crossload | Hydrogen | NY | Dispatch-Crossload | FuelCost | 0 | [6 empty] | 0.39012 | 0
LCP_Inputs_ON_Diverse_IEA_2023_05_05 | 2044 | Electrolyser 2040 | Crossload | Hydrogen | NY | Dispatch-Crossload | VOM | 0 | [6 empty] | 0.39012 | 0
LCP_Inputs_ON_Diverse_IEA_2023_05_05 | 2044 | Electrolyser 2040 | Crossload | Hydrogen | ON | Dispatch-Crossload | EmissionsCost | 0 | [6 empty] | 0.39012 | 0
LCP_Inputs_ON_Diverse_IEA_2023_05_05 | 2044 | Electrolyser 2040 | Crossload | Hydrogen | ON | Dispatch-Crossload | FuelCost | 0 | [6 empty] | 0.39012 | 0
LCP_Inputs_ON_Diverse_IEA_2023_05_05 | 2044 | Electrolyser 2040 | Crossload | Hydrogen | ON | Dispatch-Crossload | VOM | 0 | [6 empty] | 0.39012 | 0
LCP_Inputs_ON_Diverse_IEA_2023_05_05 | 2044 | Electrolyser 2040 | Crossload | Hydrogen | PJ | Dispatch-Crossload | EmissionsCost | 0 | [6 empty] | 0.39012 | 0
LCP_Inputs_ON_Diverse_IEA_2023_05_05 | 2044 | Electrolyser 2040 | Crossload | Hydrogen | PJ | Dispatch-Crossload | FuelCost | 0 | [6 empty] | 0.39012 | 0
LCP_Inputs_ON_Diverse_IEA_2023_05_05 | 2044 | Electrolyser 2040 | Crossload | Hydrogen | PJ | Dispatch-Crossload | VOM | 0 | [6 empty] | 0.39012 | 0
LCP_Inputs_ON_Diverse_IEA_2023_05_05 | 2044 | Electrolyser 2040 | Crossload | Hydrogen | QC | Dispatch-Crossload | EmissionsCost | 0 | [6 empty] | 0.39012 | 0
LCP_Inputs_ON_Diverse_IEA_2023_05_05 | 2044 | Electrolyser 2040 | Crossload | Hydrogen | QC | Dispatch-Crossload | FuelCost | 0 | [6 empty] | 0.39012 | 0
LCP_Inputs_ON_Diverse_IEA_2023_05_05 | 2044 | Electrolyser 2040 | Crossload | Hydrogen | QC | Dispatch-Crossload | VOM | 0 | [6 empty] | 0.39012 | 0
LCP_Inputs_ON_Diverse_IEA_2023_05_05 | 2044 | Electrolyser 2040 | Crossload | Hydrogen | WC | Dispatch-Crossload | EmissionsCost | 0 | [6 empty] | 0.39012 | 0
LCP_Inputs_ON_Diverse_IEA_2023_05_05 | 2044 | Electrolyser 2040 | Crossload | Hydrogen | WC | Dispatch-Crossload | FuelCost | 0 | [6 empty] | 0.39012 | 0
LCP_Inputs_ON_Diverse_IEA_2023_05_05 | 2044 | Electrolyser 2040 | Crossload | Hydrogen | WC | Dispatch-Crossload | VOM | 0 | [6 empty] | 0.39012 | 0
LCP_Inputs_ON_Diverse_IEA_2023_05_05 | 2044 | Electrolyser 2050 | Crossload | Hydrogen | MI | Dispatch-Crossload | EmissionsCost | 0 | [6 empty] | 0.39012 | 0
LCP_Inputs_ON_Diverse_IEA_2023_05_05 | 2044 | Electrolyser 2050 | Crossload | Hydrogen | MI | Dispatch-Crossload | FuelCost | 0 | [6 empty] | 0.39012 | 0
LCP_Inputs_ON_Diverse_IEA_2023_05_05 | 2044 | Electrolyser 2050 | Crossload | Hydrogen | MI | Dispatch-Crossload | VOM | 0 | [6 empty] | 0.39012 | 0
LCP_Inputs_ON_Diverse_IEA_2023_05_05 | 2044 | Electrolyser 2050 | Crossload | Hydrogen | NY | Dispatch-Crossload | EmissionsCost | 0 | [6 empty] | 0.39012 | 0
LCP_Inputs_ON_Diverse_IEA_2023_05_05 | 2044 | Electrolyser 2050 | Crossload | Hydrogen | NY | Dispatch-Crossload | FuelCost | 0 | [6 empty] | 0.39012 | 0
LCP_Inputs_ON_Diverse_IEA_2023_05_05 | 2044 | Electrolyser 2050 | Crossload | Hydrogen | NY | Dispatch-Crossload | VOM | 0 | [6 empty] | 0.39012 | 0
LCP_Inputs_ON_Diverse_IEA_2023_05_05 | 2044 | Electrolyser 2050 | Crossload | Hydrogen | ON | Dispatch-Crossload | EmissionsCost | 0 | [6 empty] | 0.39012 | 0
LCP_Inputs_ON_Diverse_IEA_2023_05_05 | 2044 | Electrolyser 2050 | Crossload | Hydrogen | ON | Dispatch-Crossload | FuelCost | 0 | [6 empty] | 0.39012 | 0
LCP_Inputs_ON_Diverse_IEA_2023_05_05 | 2044 | Electrolyser 2050 | Crossload | Hydrogen | ON | Dispatch-Crossload | VOM | 0 | [6 empty] | 0.39012 | 0
LCP_Inputs_ON_Diverse_IEA_2023_05_05 | 2044 | Electrolyser 2050 | Crossload | Hydrogen | PJ | Dispatch-Crossload | EmissionsCost | 0 | [6 empty] | 0.39012 | 0
LCP_Inputs_ON_Diverse_IEA_2023_05_05 | 2044 | Electrolyser 2050 | Crossload | Hydrogen | PJ | Dispatch-Crossload | FuelCost | 0 | [6 empty] | 0.39012 | 0
LCP_Inputs_ON_Diverse_IEA_2023_05_05 | 2044 | Electrolyser 2050 | Crossload | Hydrogen | PJ | Dispatch-Crossload | VOM | 0 | [6 empty] | 0.39012 | 0
LCP_Inputs_ON_Diverse_IEA_2023_05_05 | 2044 | Electrolyser 2050 | Crossload | Hydrogen | QC | Dispatch-Crossload | EmissionsCost | 0 | [6 empty] | 0.39012 | 0
LCP_Inputs_ON_Diverse_IEA_2023_05_05 | 2044 | Electrolyser 2050 | Crossload | Hydrogen | QC | Dispatch-Crossload | FuelCost | 0 | [6 empty] | 0.39012 | 0
LCP_Inputs_ON_Diverse_IEA_2023_05_05 | 2044 | Electrolyser 2050 | Crossload | Hydrogen | QC | Dispatch-Crossload | VOM | 0 | [6 empty] | 0.39012 | 0
LCP_Inputs_ON_Diverse_IEA_2023_05_05 | 2044 | Electrolyser 2050 | Crossload | Hydrogen | WC | Dispatch-Crossload | EmissionsCost | 0 | [6 empty] | 0.39012 | 0
LCP_Inputs_ON_Diverse_IEA_2023_05_05 | 2044 | Electrolyser 2050 | Crossload | Hydrogen | WC | Dispatch-Crossload | FuelCost | 0 | [6 empty] | 0.39012 | 0
LCP_Inputs_ON_Diverse_IEA_2023_05_05 | 2044 | Electrolyser 2050 | Crossload | Hydrogen | WC | Dispatch-Crossload | VOM | 0 | [6 empty] | 0.39012 | 0
LCP_Inputs_ON_Diverse_IEA_2023_05_05 | 2044 | Fossil Fuel Thermal (Coal, Peat, Oil) | Generation | Electricity | MI | Dispatch-Generation | EmissionsCost | 0 | [6 empty] | 0.39012 | 0
LCP_Inputs_ON_Diverse_IEA_2023_05_05 | 2044 | Fossil Fuel Thermal (Coal, Peat, Oil) | Generation | Electricity | MI | Dispatch-Generation | FuelCost | 0 | [6 empty] | 0.39012 | 0
LCP_Inputs_ON_Diverse_IEA_2023_05_05 | 2044 | Fossil Fuel Thermal (Coal, Peat, Oil) | Generation | Electricity | MI | Dispatch-Generation | VOM | 0 | [6 empty] | 0.39012 | 0
LCP_Inputs_ON_Diverse_IEA_2023_05_05 | 2044 | Fossil Fuel Thermal (Coal, Peat, Oil) | Generation | Electricity | NY | Dispatch-Generation | EmissionsCost | 0 | [6 empty] | 0.39012 | 0
LCP_Inputs_ON_Diverse_IEA_2023_05_05 | 2044 | Fossil Fuel Thermal (Coal, Peat, Oil) | Generation | Electricity | NY | Dispatch-Generation | FuelCost | 0 | [6 empty] | 0.39012 | 0
LCP_Inputs_ON_Diverse_IEA_2023_05_05 | 2044 | Fossil Fuel Thermal (Coal, Peat, Oil) | Generation | Electricity | NY | Dispatch-Generation | VOM | 0 | [6 empty] | 0.39012 | 0
LCP_Inputs_ON_Diverse_IEA_2023_05_05 | 2044 | Fossil Fuel Thermal (Coal, Peat, Oil) | Generation | Electricity | ON | Dispatch-Generation | EmissionsCost | 0 | [6 empty] | 0.39012 | 0
LCP_Inputs_ON_Diverse_IEA_2023_05_05 | 2044 | Fossil Fuel Thermal (Coal, Peat, Oil) | Generation | Electricity | ON | Dispatch-Generation | FuelCost | 0 | [6 empty] | 0.39012 | 0
LCP_Inputs_ON_Diverse_IEA_2023_05_05 | 2044 | Fossil Fuel Thermal (Coal, Peat, Oil) | Generation | Electricity | ON | Dispatch-Generation | VOM | 0 | [6 empty] | 0.39012 | 0
LCP_Inputs_ON_Diverse_IEA_2023_05_05 | 2044 | Fossil Fuel Thermal (Coal, Peat, Oil) | Generation | Electricity | PJ | Dispatch-Generation | EmissionsCost | 0 | [6 empty] | 0.39012 | 0
LCP_Inputs_ON_Diverse_IEA_2023_05_05 | 2044 | Fossil Fuel Thermal (Coal, Peat, Oil) | Generation | Electricity | PJ | Dispatch-Generation | FuelCost | 0 | [6 empty] | 0.39012 | 0
LCP_Inputs_ON_Diverse_IEA_2023_05_05 | 2044 | Fossil Fuel Thermal (Coal, Peat, Oil) | Generation | Electricity | PJ | Dispatch-Generation | VOM | 0 | [6 empty] | 0.39012 | 0
LCP_Inputs_ON_Diverse_IEA_2023_05_05 | 2044 | Fossil Fuel Thermal (Coal, Peat, Oil) | Generation | Electricity | QC | Dispatch-Generation | EmissionsCost | 0 | [6 empty] | 0.39012 | 0
LCP_Inputs_ON_Diverse_IEA_2023_05_05 | 2044 | Fossil Fuel Thermal (Coal, Peat, Oil) | Generation | Electricity | QC | Dispatch-Generation | FuelCost | 0 | [6 empty] | 0.39012 | 0
LCP_Inputs_ON_Diverse_IEA_2023_05_05 | 2044 | Fossil Fuel Thermal (Coal, Peat, Oil) | Generation | Electricity | QC | Dispatch-Generation | VOM | 0 | [6 empty] | 0.39012 | 0
LCP_Inputs_ON_Diverse_IEA_2023_05_05 | 2044 | Fossil Fuel Thermal (Coal, Peat, Oil) | Generation | Electricity | WC | Dispatch-Generation | EmissionsCost | 0 | [6 empty] | 0.39012 | 0
LCP_Inputs_ON_Diverse_IEA_2023_05_05 | 2044 | Fossil Fuel Thermal (Coal, Peat, Oil) | Generation | Electricity | WC | Dispatch-Generation | FuelCost | 0 | [6 empty] | 0.39012 | 0
LCP_Inputs_ON_Diverse_IEA_2023_05_05 | 2044 | Fossil Fuel Thermal (Coal, Peat, Oil) | Generation | Electricity | WC | Dispatch-Generation | VOM | 0 | [6 empty] | 0.39012 | 0
LCP_Inputs_ON_Diverse_IEA_2023_05_05 | 2044 | Generic - Generator | Generation | Electricity | MI | Dispatch-Generation | EmissionsCost | 0 | [6 empty] | 0.39012 | 0
LCP_Inputs_ON_Diverse_IEA_2023_05_05 | 2044 | Generic - Generator | Generation | Electricity | MI | Dispatch-Generation | FuelCost | 834353354.7452 | [6 empty] | 0.39012 | 325499160.8772
LCP_Inputs_ON_Diverse_IEA_2023_05_05 | 2044 | Generic - Generator | Generation | Electricity | MI | Dispatch-Generation | VOM | 27287451.8893 | [6 empty] | 0.39012 | 10645420.9621
LCP_Inputs_ON_Diverse_IEA_2023_05_05 | 2044 | Generic - Generator | Generation | Electricity | NY | Dispatch-Generation | EmissionsCost | 0 | [6 empty] | 0.39012 | 0
LCP_Inputs_ON_Diverse_IEA_2023_05_05 | 2044 | Generic - Generator | Generation | Electricity | NY | Dispatch-Generation | FuelCost | 104321173.1139 | [6 empty] | 0.39012 | 40697929.8605
LCP_Inputs_ON_Diverse_IEA_2023_05_05 | 2044 | Generic - Generator | Generation | Electricity | NY | Dispatch-Generation | VOM | 3411814.6421 | [6 empty] | 0.39012 | 1331022.1584
LCP_Inputs_ON_Diverse_IEA_2023_05_05 | 2044 | Generic - Generator | Generation | Electricity | ON | Dispatch-Generation | EmissionsCost | 0 | [6 empty] | 0.39012 | 0
LCP_Inputs_ON_Diverse_IEA_2023_05_05 | 2044 | Generic - Generator | Generation | Electricity | ON | Dispatch-Generation | FuelCost | 0 | [6 empty] | 0.39012 | 0
LCP_Inputs_ON_Diverse_IEA_2023_05_05 | 2044 | Generic - Generator | Generation | Electricity | ON | Dispatch-Generation | VOM | 0 | [6 empty] | 0.39012 | 0
LCP_Inputs_ON_Diverse_IEA_2023_05_05 | 2044 | Generic - Generator | Generation | Electricity | PJ | Dispatch-Generation | EmissionsCost | 0 | [6 empty] | 0.39012 | 0
LCP_Inputs_ON_Diverse_IEA_2023_05_05 | 2044 | Generic - Generator | Generation | Electricity | PJ | Dispatch-Generation | FuelCost | 5328558791.3796 | [6 empty] | 0.39012 | 2078785211.8224
LCP_Inputs_ON_Diverse_IEA_2023_05_05 | 2044 | Generic - Generator | Generation | Electricity | PJ | Dispatch-Generation | VOM | 174270038.9852 | [6 empty] | 0.39012 | 67986484.5429
LCP_Inputs_ON_Diverse_IEA_2023_05_05 | 2044 | Generic - Generator | Generation | Electricity | QC | Dispatch-Generation | EmissionsCost | 0 | [6 empty] | 0.39012 | 0
LCP_Inputs_ON_Diverse_IEA_2023_05_05 | 2044 | Generic - Generator | Generation | Electricity | QC | Dispatch-Generation | FuelCost | 0 | [6 empty] | 0.39012 | 0
LCP_Inputs_ON_Diverse_IEA_2023_05_05 | 2044 | Generic - Generator | Generation | Electricity | QC | Dispatch-Generation | VOM | 0 | [6 empty] | 0.39012 | 0
LCP_Inputs_ON_Diverse_IEA_2023_05_05 | 2044 | Generic - Generator | Generation | Electricity | WC | Dispatch-Generation | EmissionsCost | 0 | [6 empty] | 0.39012 | 0
LCP_Inputs_ON_Diverse_IEA_2023_05_05 | 2044 | Generic - Generator | Generation | Electricity | WC | Dispatch-Generation | FuelCost | 0 | [6 empty] | 0.39012 | 0
LCP_Inputs_ON_Diverse_IEA_2023_05_05 | 2044 | Generic - Generator | Generation | Electricity | WC | Dispatch-Generation | VOM | 0 | [6 empty] | 0.39012 | 0
LCP_Inputs_ON_Diverse_IEA_2023_05_05 | 2044 | H2 Import - QC | Import | Hydrogen | MI | Dispatch-Import | EmissionsCost | 0 | [6 empty] | 0.39012 | 0
LCP_Inputs_ON_Diverse_IEA_2023_05_05 | 2044 | H2 Import - QC | Import | Hydrogen | MI | Dispatch-Import | FuelCost | 0 | [6 empty] | 0.39012 | 0
LCP_Inputs_ON_Diverse_IEA_2023_05_05 | 2044 | H2 Import - QC | Import | Hydrogen | MI | Dispatch-Import | VOM | 0 | [6 empty] | 0.39012 | 0
LCP_Inputs_ON_Diverse_IEA_2023_05_05 | 2044 | H2 Import - QC | Import | Hydrogen | NY | Dispatch-Import | EmissionsCost | 0 | [6 empty] | 0.39012 | 0
LCP_Inputs_ON_Diverse_IEA_2023_05_05 | 2044 | H2 Import - QC | Import | Hydrogen | NY | Dispatch-Import | FuelCost | 0 | [6 empty] | 0.39012 | 0
LCP_Inputs_ON_Diverse_IEA_2023_05_05 | 2044 | H2 Import - QC | Import | Hydrogen | NY | Dispatch-Import | VOM | 0 | [6 empty] | 0.39012 | 0
LCP_Inputs_ON_Diverse_IEA_2023_05_05 | 2044 | H2 Import - QC | Import | Hydrogen | ON | Dispatch-Import | EmissionsCost | 0 | [6 empty] | 0.39012 | 0
LCP_Inputs_ON_Diverse_IEA_2023_05_05 | 2044 | H2 Import - QC | Import | Hydrogen | ON | Dispatch-Import | FuelCost | 0 | [6 empty] | 0.39012 | 0
LCP_Inputs_ON_Diverse_IEA_2023_05_05 | 2044 | H2 Import - QC | Import | Hydrogen | ON | Dispatch-Import | VOM | 0 | [6 empty] | 0.39012 | 0
LCP_Inputs_ON_Diverse_IEA_2023_05_05 | 2044 | H2 Import - QC | Import | Hydrogen | PJ | Dispatch-Import | EmissionsCost | 0 | [6 empty] | 0.39012 | 0
LCP_Inputs_ON_Diverse_IEA_2023_05_05 | 2044 | H2 Import - QC | Import | Hydrogen | PJ | Dispatch-Import | FuelCost | 0 | [6 empty] | 0.39012 | 0
LCP_Inputs_ON_Diverse_IEA_2023_05_05 | 2044 | H2 Import - QC | Import | Hydrogen | PJ | Dispatch-Import | VOM | 0 | [6 empty] | 0.39012 | 0
LCP_Inputs_ON_Diverse_IEA_2023_05_05 | 2044 | H2 Import - QC | Import | Hydrogen | QC | Dispatch-Import | EmissionsCost | 0 | [6 empty] | 0.39012 | 0
LCP_Inputs_ON_Diverse_IEA_2023_05_05 | 2044 | H2 Import - QC | Import | Hydrogen | QC | Dispatch-Import | FuelCost | 0 | [6 empty] | 0.39012 | 0
LCP_Inputs_ON_Diverse_IEA_2023_05_05 | 2044 | H2 Import - QC | Import | Hydrogen | QC | Dispatch-Import | VOM | 0 | [6 empty] | 0.39012 | 0
LCP_Inputs_ON_Diverse_IEA_2023_05_05 | 2044 | H2 Import - QC | Import | Hydrogen | WC | Dispatch-Import | EmissionsCost | 0 | [6 empty] | 0.39012 | 0
LCP_Inputs_ON_Diverse_IEA_2023_05_05 | 2044 | H2 Import - QC | Import | Hydrogen | WC | Dispatch-Import | FuelCost | 0 | [6 empty] | 0.39012 | 0
LCP_Inputs_ON_Diverse_IEA_2023_05_05 | 2044 | H2 Import - QC | Import | Hydrogen | WC | Dispatch-Import | VOM | 0 | [6 empty] | 0.39012 | 0
LCP_Inputs_ON_Diverse_IEA_2023_05_05 | 2044 | H2 Import - WC | Import | Hydrogen | MI | Dispatch-Import | EmissionsCost | 0 | [6 empty] | 0.39012 | 0
LCP_Inputs_ON_Diverse_IEA_2023_05_05 | 2044 | H2 Import - WC | Import | Hydrogen | MI | Dispatch-Import | FuelCost | 0 | [6 empty] | 0.39012 | 0
LCP_Inputs_ON_Diverse_IEA_2023_05_05 | 2044 | H2 Import - WC | Import | Hydrogen | MI | Dispatch-Import | VOM | 0 | [6 empty] | 0.39012 | 0
LCP_Inputs_ON_Diverse_IEA_2023_05_05 | 2044 | H2 Import - WC | Import | Hydrogen | NY | Dispatch-Import | EmissionsCost | 0 | [6 empty] | 0.39012 | 0
LCP_Inputs_ON_Diverse_IEA_2023_05_05 | 2044 | H2 Import - WC | Import | Hydrogen | NY | Dispatch-Import | FuelCost | 0 | [6 empty] | 0.39012 | 0
LCP_Inputs_ON_Diverse_IEA_2023_05_05 | 2044 | H2 Import - WC | Import | Hydrogen | NY | Dispatch-Import | VOM | 0 | [6 empty] | 0.39012 | 0
LCP_Inputs_ON_Diverse_IEA_2023_05_05 | 2044 | H2 Import - WC | Import | Hydrogen | ON | Dispatch-Import | EmissionsCost | 0 | [6 empty] | 0.39012 | 0
LCP_Inputs_ON_Diverse_IEA_2023_05_05 | 2044 | H2 Import - WC | Import | Hydrogen | ON | Dispatch-Import | FuelCost | 0 | [6 empty] | 0.39012 | 0
LCP_Inputs_ON_Diverse_IEA_2023_05_05 | 2044 | H2 Import - WC | Import | Hydrogen | ON | Dispatch-Import | VOM | 0 | [6 empty] | 0.39012 | 0
LCP_Inputs_ON_Diverse_IEA_2023_05_05 | 2044 | H2 Import - WC | Import | Hydrogen | PJ | Dispatch-Import | EmissionsCost | 0 | [6 empty] | 0.39012 | 0
LCP_Inputs_ON_Diverse_IEA_2023_05_05 | 2044 | H2 Import - WC | Import | Hydrogen | PJ | Dispatch-Import | FuelCost | 0 | [6 empty] | 0.39012 | 0
LCP_Inputs_ON_Diverse_IEA_2023_05_05 | 2044 | H2 Import - WC | Import | Hydrogen | PJ | Dispatch-Import | VOM | 0 | [6 empty] | 0.39012 | 0
LCP_Inputs_ON_Diverse_IEA_2023_05_05 | 2044 | H2 Import - WC | Import | Hydrogen | QC | Dispatch-Import | EmissionsCost | 0 | [6 empty] | 0.39012 | 0
LCP_Inputs_ON_Diverse_IEA_2023_05_05 | 2044 | H2 Import - WC | Import | Hydrogen | QC | Dispatch-Import | FuelCost | 0 | [6 empty] | 0.39012 | 0
LCP_Inputs_ON_Diverse_IEA_2023_05_05 | 2044 | H2 Import - WC | Import | Hydrogen | QC | Dispatch-Import | VOM | 0 | [6 empty] | 0.39012 | 0
LCP_Inputs_ON_Diverse_IEA_2023_05_05 | 2044 | H2 Import - WC | Import | Hydrogen | WC | Dispatch-Import | EmissionsCost | 0 | [6 empty] | 0.39012 | 0
LCP_Inputs_ON_Diverse_IEA_2023_05_05 | 2044 | H2 Import - WC | Import | Hydrogen | WC | Dispatch-Import | FuelCost | 298476487.2232 | [6 empty] | 0.39012 | 116442087.2526
LCP_Inputs_ON_Diverse_IEA_2023_05_05 | 2044 | H2 Import - WC | Import | Hydrogen | WC | Dispatch-Import | VOM | 0 | [6 empty] | 0.39012 | 0
LCP_Inputs_ON_Diverse_IEA_2023_05_05 | 2044 | H2 Salt Cavern Storage - ON | Storage | Hydrogen | MI | Dispatch-Storage | EmissionsCost | 0 | [6 empty] | 0.39012 | 0
LCP_Inputs_ON_Diverse_IEA_2023_05_05 | 2044 | H2 Salt Cavern Storage - ON | Storage | Hydrogen | MI | Dispatch-Storage | FuelCost | 0 | [6 empty] | 0.39012 | 0
LCP_Inputs_ON_Diverse_IEA_2023_05_05 | 2044 | H2 Salt Cavern Storage - ON | Storage | Hydrogen | MI | Dispatch-Storage | VOM | 0 | [6 empty] | 0.39012 | 0
LCP_Inputs_ON_Diverse_IEA_2023_05_05 | 2044 | H2 Salt Cavern Storage - ON | Storage | Hydrogen | NY | Dispatch-Storage | EmissionsCost | 0 | [6 empty] | 0.39012 | 0
LCP_Inputs_ON_Diverse_IEA_2023_05_05 | 2044 | H2 Salt Cavern Storage - ON | Storage | Hydrogen | NY | Dispatch-Storage | FuelCost | 0 | [6 empty] | 0.39012 | 0
LCP_Inputs_ON_Diverse_IEA_2023_05_05 | 2044 | H2 Salt Cavern Storage - ON | Storage | Hydrogen | NY | Dispatch-Storage | VOM | 0 | [6 empty] | 0.39012 | 0
LCP_Inputs_ON_Diverse_IEA_2023_05_05 | 2044 | H2 Salt Cavern Storage - ON | Storage | Hydrogen | ON | Dispatch-Storage | EmissionsCost | 0 | [6 empty] | 0.39012 | 0
LCP_Inputs_ON_Diverse_IEA_2023_05_05 | 2044 | H2 Salt Cavern Storage - ON | Storage | Hydrogen | ON | Dispatch-Storage | FuelCost | 0 | [6 empty] | 0.39012 | 0
LCP_Inputs_ON_Diverse_IEA_2023_05_05 | 2044 | H2 Salt Cavern Storage - ON | Storage | Hydrogen | ON | Dispatch-Storage | VOM | 80253018.6897 | [6 empty] | 0.39012 | 31308425.9718
LCP_Inputs_ON_Diverse_IEA_2023_05_05 | 2044 | H2 Salt Cavern Storage - ON | Storage | Hydrogen | PJ | Dispatch-Storage | EmissionsCost | 0 | [6 empty] | 0.39012 | 0
LCP_Inputs_ON_Diverse_IEA_2023_05_05 | 2044 | H2 Salt Cavern Storage - ON | Storage | Hydrogen | PJ | Dispatch-Storage | FuelCost | 0 | [6 empty] | 0.39012 | 0
LCP_Inputs_ON_Diverse_IEA_2023_05_05 | 2044 | H2 Salt Cavern Storage - ON | Storage | Hydrogen | PJ | Dispatch-Storage | VOM | 0 | [6 empty] | 0.39012 | 0
LCP_Inputs_ON_Diverse_IEA_2023_05_05 | 2044 | H2 Salt Cavern Storage - ON | Storage | Hydrogen | QC | Dispatch-Storage | EmissionsCost | 0 | [6 empty] | 0.39012 | 0
LCP_Inputs_ON_Diverse_IEA_2023_05_05 | 2044 | H2 Salt Cavern Storage - ON | Storage | Hydrogen | QC | Dispatch-Storage | FuelCost | 0 | [6 empty] | 0.39012 | 0
LCP_Inputs_ON_Diverse_IEA_2023_05_05 | 2044 | H2 Salt Cavern Storage - ON | Storage | Hydrogen | QC | Dispatch-Storage | VOM | 0 | [6 empty] | 0.39012 | 0
LCP_Inputs_ON_Diverse_IEA_2023_05_05 | 2044 | H2 Salt Cavern Storage - ON | Storage | Hydrogen | WC | Dispatch-Storage | EmissionsCost | 0 | [6 empty] | 0.39012 | 0
LCP_Inputs_ON_Diverse_IEA_2023_05_05 | 2044 | H2 Salt Cavern Storage - ON | Storage | Hydrogen | WC | Dispatch-Storage | FuelCost | 0 | [6 empty] | 0.39012 | 0
LCP_Inputs_ON_Diverse_IEA_2023_05_05 | 2044 | H2 Salt Cavern Storage - ON | Storage | Hydrogen | WC | Dispatch-Storage | VOM | 0 | [6 empty] | 0.39012 | 0
LCP_Inputs_ON_Diverse_IEA_2023_05_05 | 2044 | Hydro | Generation | Electricity | MI | Dispatch-Generation | EmissionsCost | 0 | [6 empty] | 0.39012 | 0
LCP_Inputs_ON_Diverse_IEA_2023_05_05 | 2044 | Hydro | Generation | Electricity | MI | Dispatch-Generation | FuelCost | 0 | [6 empty] | 0.39012 | 0
LCP_Inputs_ON_Diverse_IEA_2023_05_05 | 2044 | Hydro | Generation | Electricity | MI | Dispatch-Generation | VOM | 0 | [6 empty] | 0.39012 | 0
LCP_Inputs_ON_Diverse_IEA_2023_05_05 | 2044 | Hydro | Generation | Electricity | NY | Dispatch-Generation | EmissionsCost | 0 | [6 empty] | 0.39012 | 0
LCP_Inputs_ON_Diverse_IEA_2023_05_05 | 2044 | Hydro | Generation | Electricity | NY | Dispatch-Generation | FuelCost | 0 | [6 empty] | 0.39012 | 0
LCP_Inputs_ON_Diverse_IEA_2023_05_05 | 2044 | Hydro | Generation | Electricity | NY | Dispatch-Generation | VOM | 0 | [6 empty] | 0.39012 | 0
LCP_Inputs_ON_Diverse_IEA_2023_05_05 | 2044 | Hydro | Generation | Electricity | ON | Dispatch-Generation | EmissionsCost | 0 | [6 empty] | 0.39012 | 0
LCP_Inputs_ON_Diverse_IEA_2023_05_05 | 2044 | Hydro | Generation | Electricity | ON | Dispatch-Generation | FuelCost | 0 | [6 empty] | 0.39012 | 0
LCP_Inputs_ON_Diverse_IEA_2023_05_05 | 2044 | Hydro | Generation | Electricity | ON | Dispatch-Generation | VOM | 0 | [6 empty] | 0.39012 | 0
LCP_Inputs_ON_Diverse_IEA_2023_05_05 | 2044 | Hydro | Generation | Electricity | PJ | Dispatch-Generation | EmissionsCost | 0 | [6 empty] | 0.39012 | 0
LCP_Inputs_ON_Diverse_IEA_2023_05_05 | 2044 | Hydro | Generation | Electricity | PJ | Dispatch-Generation | FuelCost | 0 | [6 empty] | 0.39012 | 0
LCP_Inputs_ON_Diverse_IEA_2023_05_05 | 2044 | Hydro | Generation | Electricity | PJ | Dispatch-Generation | VOM | 0 | [6 empty] | 0.39012 | 0
LCP_Inputs_ON_Diverse_IEA_2023_05_05 | 2044 | Hydro | Generation | Electricity | QC | Dispatch-Generation | EmissionsCost | 0 | [6 empty] | 0.39012 | 0
LCP_Inputs_ON_Diverse_IEA_2023_05_05 | 2044 | Hydro | Generation | Electricity | QC | Dispatch-Generation | FuelCost | 0 | [6 empty] | 0.39012 | 0
LCP_Inputs_ON_Diverse_IEA_2023_05_05 | 2044 | Hydro | Generation | Electricity | QC | Dispatch-Generation | VOM | 0 | [6 empty] | 0.39012 | 0
LCP_Inputs_ON_Diverse_IEA_2023_05_05 | 2044 | Hydro | Generation | Electricity | WC | Dispatch-Generation | EmissionsCost | 0 | [6 empty] | 0.39012 | 0
LCP_Inputs_ON_Diverse_IEA_2023_05_05 | 2044 | Hydro | Generation | Electricity | WC | Dispatch-Generation | FuelCost | 0 | [6 empty] | 0.39012 | 0
LCP_Inputs_ON_Diverse_IEA_2023_05_05 | 2044 | Hydro | Generation | Electricity | WC | Dispatch-Generation | VOM | 0 | [6 empty] | 0.39012 | 0
LCP_Inputs_ON_Diverse_IEA_2023_05_05 | 2044 | Hydro Pumped Storage | Storage | Electricity | MI | Dispatch-Storage | EmissionsCost | 0 | [6 empty] | 0.39012 | 0
LCP_Inputs_ON_Diverse_IEA_2023_05_05 | 2044 | Hydro Pumped Storage | Storage | Electricity | MI | Dispatch-Storage | FuelCost | 0 | [6 empty] | 0.39012 | 0
LCP_Inputs_ON_Diverse_IEA_2023_05_05 | 2044 | Hydro Pumped Storage | Storage | Electricity | MI | Dispatch-Storage | VOM | 0 | [6 empty] | 0.39012 | 0
LCP_Inputs_ON_Diverse_IEA_2023_05_05 | 2044 | Hydro Pumped Storage | Storage | Electricity | NY | Dispatch-Storage | EmissionsCost | 0 | [6 empty] | 0.39012 | 0
LCP_Inputs_ON_Diverse_IEA_2023_05_05 | 2044 | Hydro Pumped Storage | Storage | Electricity | NY | Dispatch-Storage | FuelCost | 0 | [6 empty] | 0.39012 | 0
LCP_Inputs_ON_Diverse_IEA_2023_05_05 | 2044 | Hydro Pumped Storage | Storage | Electricity | NY | Dispatch-Storage | VOM | 0 | [6 empty] | 0.39012 | 0
LCP_Inputs_ON_Diverse_IEA_2023_05_05 | 2044 | Hydro Pumped Storage | Storage | Electricity | ON | Dispatch-Storage | EmissionsCost | 0 | [6 empty] | 0.39012 | 0
LCP_Inputs_ON_Diverse_IEA_2023_05_05 | 2044 | Hydro Pumped Storage | Storage | Electricity | ON | Dispatch-Storage | FuelCost | 0 | [6 empty] | 0.39012 | 0
LCP_Inputs_ON_Diverse_IEA_2023_05_05 | 2044 | Hydro Pumped Storage | Storage | Electricity | ON | Dispatch-Storage | VOM | 0 | [6 empty] | 0.39012 | 0
LCP_Inputs_ON_Diverse_IEA_2023_05_05 | 2044 | Hydro Pumped Storage | Storage | Electricity | PJ | Dispatch-Storage | EmissionsCost | 0 | [6 empty] | 0.39012 | 0
LCP_Inputs_ON_Diverse_IEA_2023_05_05 | 2044 | Hydro Pumped Storage | Storage | Electricity | PJ | Dispatch-Storage | FuelCost | 0 | [6 empty] | 0.39012 | 0
LCP_Inputs_ON_Diverse_IEA_2023_05_05 | 2044 | Hydro Pumped Storage | Storage | Electricity | PJ | Dispatch-Storage | VOM | 0 | [6 empty] | 0.39012 | 0
LCP_Inputs_ON_Diverse_IEA_2023_05_05 | 2044 | Hydro Pumped Storage | Storage | Electricity | QC | Dispatch-Storage | EmissionsCost | 0 | [6 empty] | 0.39012 | 0
LCP_Inputs_ON_Diverse_IEA_2023_05_05 | 2044 | Hydro Pumped Storage | Storage | Electricity | QC | Dispatch-Storage | FuelCost | 0 | [6 empty] | 0.39012 | 0
LCP_Inputs_ON_Diverse_IEA_2023_05_05 | 2044 | Hydro Pumped Storage | Storage | Electricity | QC | Dispatch-Storage | VOM | 0 | [6 empty] | 0.39012 | 0
LCP_Inputs_ON_Diverse_IEA_2023_05_05 | 2044 | Hydro Pumped Storage | Storage | Electricity | WC | Dispatch-Storage | EmissionsCost | 0 | [6 empty] | 0.39012 | 0
LCP_Inputs_ON_Diverse_IEA_2023_05_05 | 2044 | Hydro Pumped Storage | Storage | Electricity | WC | Dispatch-Storage | FuelCost | 0 | [6 empty] | 0.39012 | 0
LCP_Inputs_ON_Diverse_IEA_2023_05_05 | 2044 | Hydro Pumped Storage | Storage | Electricity | WC | Dispatch-Storage | VOM | 0 | [6 empty] | 0.39012 | 0
LCP_Inputs_ON_Diverse_IEA_2023_05_05 | 2044 | Nuclear | Generation | Electricity | MI | Dispatch-Generation | EmissionsCost | 0 | [6 empty] | 0.39012 | 0
LCP_Inputs_ON_Diverse_IEA_2023_05_05 | 2044 | Nuclear | Generation | Electricity | MI | Dispatch-Generation | FuelCost | 0 | [6 empty] | 0.39012 | 0
LCP_Inputs_ON_Diverse_IEA_2023_05_05 | 2044 | Nuclear | Generation | Electricity | MI | Dispatch-Generation | VOM | 2762866296.96 | [6 empty] | 0.39012 | 1077853473.1857
LCP_Inputs_ON_Diverse_IEA_2023_05_05 | 2044 | Nuclear | Generation | Electricity | NY | Dispatch-Generation | EmissionsCost | 0 | [6 empty] | 0.39012 | 0
LCP_Inputs_ON_Diverse_IEA_2023_05_05 | 2044 | Nuclear | Generation | Electricity | NY | Dispatch-Generation | FuelCost | 0 | [6 empty] | 0.39012 | 0
LCP_Inputs_ON_Diverse_IEA_2023_05_05 | 2044 | Nuclear | Generation | Electricity | NY | Dispatch-Generation | VOM | 2246155230.144 | [6 empty] | 0.39012 | 876273389.9895
LCP_Inputs_ON_Diverse_IEA_2023_05_05 | 2044 | Nuclear | Generation | Electricity | ON | Dispatch-Generation | EmissionsCost | 0 | [6 empty] | 0.39012 | 0
LCP_Inputs_ON_Diverse_IEA_2023_05_05 | 2044 | Nuclear | Generation | Electricity | ON | Dispatch-Generation | FuelCost | 0 | [6 empty] | 0.39012 | 0
LCP_Inputs_ON_Diverse_IEA_2023_05_05 | 2044 | Nuclear | Generation | Electricity | ON | Dispatch-Generation | VOM | 7830417006.0162 | [6 empty] | 0.39012 | 3054813827.1163
LCP_Inputs_ON_Diverse_IEA_2023_05_05 | 2044 | Nuclear | Generation | Electricity | PJ | Dispatch-Generation | EmissionsCost | 0 | [6 empty] | 0.39012 | 0
LCP_Inputs_ON_Diverse_IEA_2023_05_05 | 2044 | Nuclear | Generation | Electricity | PJ | Dispatch-Generation | FuelCost | 0 | [6 empty] | 0.39012 | 0
LCP_Inputs_ON_Diverse_IEA_2023_05_05 | 2044 | Nuclear | Generation | Electricity | PJ | Dispatch-Generation | VOM | 6401347648.6848 | [6 empty] | 0.39012 | 2497303182.4942
LCP_Inputs_ON_Diverse_IEA_2023_05_05 | 2044 | Nuclear | Generation | Electricity | QC | Dispatch-Generation | EmissionsCost | 0 | [6 empty] | 0.39012 | 0
LCP_Inputs_ON_Diverse_IEA_2023_05_05 | 2044 | Nuclear | Generation | Electricity | QC | Dispatch-Generation | FuelCost | 0 | [6 empty] | 0.39012 | 0
LCP_Inputs_ON_Diverse_IEA_2023_05_05 | 2044 | Nuclear | Generation | Electricity | QC | Dispatch-Generation | VOM | 0 | [6 empty] | 0.39012 | 0
LCP_Inputs_ON_Diverse_IEA_2023_05_05 | 2044 | Nuclear | Generation | Electricity | WC | Dispatch-Generation | EmissionsCost | 0 | [6 empty] | 0.39012 | 0
LCP_Inputs_ON_Diverse_IEA_2023_05_05 | 2044 | Nuclear | Generation | Electricity | WC | Dispatch-Generation | FuelCost | 0 | [6 empty] | 0.39012 | 0
LCP_Inputs_ON_Diverse_IEA_2023_05_05 | 2044 | Nuclear | Generation | Electricity | WC | Dispatch-Generation | VOM | 0 | [6 empty] | 0.39012 | 0
LCP_Inputs_ON_Diverse_IEA_2023_05_05 | 2044 | Nuclear SMR | Generation | Electricity | MI | Dispatch-Generation | EmissionsCost | 0 | [6 empty] | 0.39012 | 0
LCP_Inputs_ON_Diverse_IEA_2023_05_05 | 2044 | Nuclear SMR | Generation | Electricity | MI | Dispatch-Generation | FuelCost | 0 | [6 empty] | 0.39012 | 0
LCP_Inputs_ON_Diverse_IEA_2023_05_05 | 2044 | Nuclear SMR | Generation | Electricity | MI | Dispatch-Generation | VOM | 0 | [6 empty] | 0.39012 | 0
LCP_Inputs_ON_Diverse_IEA_2023_05_05 | 2044 | Nuclear SMR | Generation | Electricity | NY | Dispatch-Generation | EmissionsCost | 0 | [6 empty] | 0.39012 | 0
LCP_Inputs_ON_Diverse_IEA_2023_05_05 | 2044 | Nuclear SMR | Generation | Electricity | NY | Dispatch-Generation | FuelCost | 0 | [6 empty] | 0.39012 | 0
LCP_Inputs_ON_Diverse_IEA_2023_05_05 | 2044 | Nuclear SMR | Generation | Electricity | NY | Dispatch-Generation | VOM | 0 | [6 empty] | 0.39012 | 0
LCP_Inputs_ON_Diverse_IEA_2023_05_05 | 2044 | Nuclear SMR | Generation | Electricity | ON | Dispatch-Generation | EmissionsCost | 0 | [6 empty] | 0.39012 | 0
LCP_Inputs_ON_Diverse_IEA_2023_05_05 | 2044 | Nuclear SMR | Generation | Electricity | ON | Dispatch-Generation | FuelCost | 0 | [6 empty] | 0.39012 | 0
LCP_Inputs_ON_Diverse_IEA_2023_05_05 | 2044 | Nuclear SMR | Generation | Electricity | ON | Dispatch-Generation | VOM | 209767586.3233 | [6 empty] | 0.39012 | 81834840.0461
LCP_Inputs_ON_Diverse_IEA_2023_05_05 | 2044 | Nuclear SMR | Generation | Electricity | PJ | Dispatch-Generation | EmissionsCost | 0 | [6 empty] | 0.39012 | 0
LCP_Inputs_ON_Diverse_IEA_2023_05_05 | 2044 | Nuclear SMR | Generation | Electricity | PJ | Dispatch-Generation | FuelCost | 0 | [6 empty] | 0.39012 | 0
LCP_Inputs_ON_Diverse_IEA_2023_05_05 | 2044 | Nuclear SMR | Generation | Electricity | PJ | Dispatch-Generation | VOM | 0 | [6 empty] | 0.39012 | 0
LCP_Inputs_ON_Diverse_IEA_2023_05_05 | 2044 | Nuclear SMR | Generation | Electricity | QC | Dispatch-Generation | EmissionsCost | 0 | [6 empty] | 0.39012 | 0
LCP_Inputs_ON_Diverse_IEA_2023_05_05 | 2044 | Nuclear SMR | Generation | Electricity | QC | Dispatch-Generation | FuelCost | 0 | [6 empty] | 0.39012 | 0
LCP_Inputs_ON_Diverse_IEA_2023_05_05 | 2044 | Nuclear SMR | Generation | Electricity | QC | Dispatch-Generation | VOM | 0 | [6 empty] | 0.39012 | 0
LCP_Inputs_ON_Diverse_IEA_2023_05_05 | 2044 | Nuclear SMR | Generation | Electricity | WC | Dispatch-Generation | EmissionsCost | 0 | [6 empty] | 0.39012 | 0
LCP_Inputs_ON_Diverse_IEA_2023_05_05 | 2044 | Nuclear SMR | Generation | Electricity | WC | Dispatch-Generation | FuelCost | 0 | [6 empty] | 0.39012 | 0
LCP_Inputs_ON_Diverse_IEA_2023_05_05 | 2044 | Nuclear SMR | Generation | Electricity | WC | Dispatch-Generation | VOM | 0 | [6 empty] | 0.39012 | 0
LCP_Inputs_ON_Diverse_IEA_2023_05_05 | 2044 | O/CCGT - CH4 Existing | Crossload | Electricity | MI | Dispatch-Crossload | EmissionsCost | 0 | [6 empty] | 0.39012 | 0
LCP_Inputs_ON_Diverse_IEA_2023_05_05 | 2044 | O/CCGT - CH4 Existing | Crossload | Electricity | MI | Dispatch-Crossload | FuelCost | 0 | [6 empty] | 0.39012 | 0
LCP_Inputs_ON_Diverse_IEA_2023_05_05 | 2044 | O/CCGT - CH4 Existing | Crossload | Electricity | MI | Dispatch-Crossload | VOM | 0 | [6 empty] | 0.39012 | 0
LCP_Inputs_ON_Diverse_IEA_2023_05_05 | 2044 | O/CCGT - CH4 Existing | Crossload | Electricity | NY | Dispatch-Crossload | EmissionsCost | 0 | [6 empty] | 0.39012 | 0
LCP_Inputs_ON_Diverse_IEA_2023_05_05 | 2044 | O/CCGT - CH4 Existing | Crossload | Electricity | NY | Dispatch-Crossload | FuelCost | 0 | [6 empty] | 0.39012 | 0
LCP_Inputs_ON_Diverse_IEA_2023_05_05 | 2044 | O/CCGT - CH4 Existing | Crossload | Electricity | NY | Dispatch-Crossload | VOM | 0 | [6 empty] | 0.39012 | 0
LCP_Inputs_ON_Diverse_IEA_2023_05_05 | 2044 | O/CCGT - CH4 Existing | Crossload | Electricity | ON | Dispatch-Crossload | EmissionsCost | 3390434.5216 | [6 empty] | 0.39012 | 1322681.3142
LCP_Inputs_ON_Diverse_IEA_2023_05_05 | 2044 | O/CCGT - CH4 Existing | Crossload | Electricity | ON | Dispatch-Crossload | FuelCost | 0 | [6 empty] | 0.39012 | 0
LCP_Inputs_ON_Diverse_IEA_2023_05_05 | 2044 | O/CCGT - CH4 Existing | Crossload | Electricity | ON | Dispatch-Crossload | VOM | 205052.9936 | [6 empty] | 0.39012 | 79995.5762
LCP_Inputs_ON_Diverse_IEA_2023_05_05 | 2044 | O/CCGT - CH4 Existing | Crossload | Electricity | PJ | Dispatch-Crossload | EmissionsCost | 0 | [6 empty] | 0.39012 | 0
LCP_Inputs_ON_Diverse_IEA_2023_05_05 | 2044 | O/CCGT - CH4 Existing | Crossload | Electricity | PJ | Dispatch-Crossload | FuelCost | 0 | [6 empty] | 0.39012 | 0
LCP_Inputs_ON_Diverse_IEA_2023_05_05 | 2044 | O/CCGT - CH4 Existing | Crossload | Electricity | PJ | Dispatch-Crossload | VOM | 0 | [6 empty] | 0.39012 | 0
LCP_Inputs_ON_Diverse_IEA_2023_05_05 | 2044 | O/CCGT - CH4 Existing | Crossload | Electricity | QC | Dispatch-Crossload | EmissionsCost | 0 | [6 empty] | 0.39012 | 0
LCP_Inputs_ON_Diverse_IEA_2023_05_05 | 2044 | O/CCGT - CH4 Existing | Crossload | Electricity | QC | Dispatch-Crossload | FuelCost | 0 | [6 empty] | 0.39012 | 0
LCP_Inputs_ON_Diverse_IEA_2023_05_05 | 2044 | O/CCGT - CH4 Existing | Crossload | Electricity | QC | Dispatch-Crossload | VOM | 0 | [6 empty] | 0.39012 | 0
LCP_Inputs_ON_Diverse_IEA_2023_05_05 | 2044 | O/CCGT - CH4 Existing | Crossload | Electricity | WC | Dispatch-Crossload | EmissionsCost | 0 | [6 empty] | 0.39012 | 0
LCP_Inputs_ON_Diverse_IEA_2023_05_05 | 2044 | O/CCGT - CH4 Existing | Crossload | Electricity | WC | Dispatch-Crossload | FuelCost | 0 | [6 empty] | 0.39012 | 0
LCP_Inputs_ON_Diverse_IEA_2023_05_05 | 2044 | O/CCGT - CH4 Existing | Crossload | Electricity | WC | Dispatch-Crossload | VOM | 0 | [6 empty] | 0.39012 | 0
LCP_Inputs_ON_Diverse_IEA_2023_05_05 | 2044 | O/CCGT - CH4 New | Crossload | Electricity | MI | Dispatch-Crossload | EmissionsCost | 0 | [6 empty] | 0.39012 | 0
LCP_Inputs_ON_Diverse_IEA_2023_05_05 | 2044 | O/CCGT - CH4 New | Crossload | Electricity | MI | Dispatch-Crossload | FuelCost | 0 | [6 empty] | 0.39012 | 0
LCP_Inputs_ON_Diverse_IEA_2023_05_05 | 2044 | O/CCGT - CH4 New | Crossload | Electricity | MI | Dispatch-Crossload | VOM | 0 | [6 empty] | 0.39012 | 0
LCP_Inputs_ON_Diverse_IEA_2023_05_05 | 2044 | O/CCGT - CH4 New | Crossload | Electricity | NY | Dispatch-Crossload | EmissionsCost | 0 | [6 empty] | 0.39012 | 0
LCP_Inputs_ON_Diverse_IEA_2023_05_05 | 2044 | O/CCGT - CH4 New | Crossload | Electricity | NY | Dispatch-Crossload | FuelCost | 0 | [6 empty] | 0.39012 | 0
LCP_Inputs_ON_Diverse_IEA_2023_05_05 | 2044 | O/CCGT - CH4 New | Crossload | Electricity | NY | Dispatch-Crossload | VOM | 0 | [6 empty] | 0.39012 | 0
LCP_Inputs_ON_Diverse_IEA_2023_05_05 | 2044 | O/CCGT - CH4 New | Crossload | Electricity | ON | Dispatch-Crossload | EmissionsCost | 1511114.6946 | [6 empty] | 0.39012 | 589518.2926
LCP_Inputs_ON_Diverse_IEA_2023_05_05 | 2044 | O/CCGT - CH4 New | Crossload | Electricity | ON | Dispatch-Crossload | FuelCost | 0 | [6 empty] | 0.39012 | 0
LCP_Inputs_ON_Diverse_IEA_2023_05_05 | 2044 | O/CCGT - CH4 New | Crossload | Electricity | ON | Dispatch-Crossload | VOM | 91392 | [6 empty] | 0.39012 | 35653.9818
LCP_Inputs_ON_Diverse_IEA_2023_05_05 | 2044 | O/CCGT - CH4 New | Crossload | Electricity | PJ | Dispatch-Crossload | EmissionsCost | 0 | [6 empty] | 0.39012 | 0
LCP_Inputs_ON_Diverse_IEA_2023_05_05 | 2044 | O/CCGT - CH4 New | Crossload | Electricity | PJ | Dispatch-Crossload | FuelCost | 0 | [6 empty] | 0.39012 | 0
LCP_Inputs_ON_Diverse_IEA_2023_05_05 | 2044 | O/CCGT - CH4 New | Crossload | Electricity | PJ | Dispatch-Crossload | VOM | 0 | [6 empty] | 0.39012 | 0
LCP_Inputs_ON_Diverse_IEA_2023_05_05 | 2044 | O/CCGT - CH4 New | Crossload | Electricity | QC | Dispatch-Crossload | EmissionsCost | 0 | [6 empty] | 0.39012 | 0
LCP_Inputs_ON_Diverse_IEA_2023_05_05 | 2044 | O/CCGT - CH4 New | Crossload | Electricity | QC | Dispatch-Crossload | FuelCost | 0 | [6 empty] | 0.39012 | 0
LCP_Inputs_ON_Diverse_IEA_2023_05_05 | 2044 | O/CCGT - CH4 New | Crossload | Electricity | QC | Dispatch-Crossload | VOM | 0 | [6 empty] | 0.39012 | 0
LCP_Inputs_ON_Diverse_IEA_2023_05_05 | 2044 | O/CCGT - CH4 New | Crossload | Electricity | WC | Dispatch-Crossload | EmissionsCost | 0 | [6 empty] | 0.39012 | 0
LCP_Inputs_ON_Diverse_IEA_2023_05_05 | 2044 | O/CCGT - CH4 New | Crossload | Electricity | WC | Dispatch-Crossload | FuelCost | 0 | [6 empty] | 0.39012 | 0
LCP_Inputs_ON_Diverse_IEA_2023_05_05 | 2044 | O/CCGT - CH4 New | Crossload | Electricity | WC | Dispatch-Crossload | VOM | 0 | [6 empty] | 0.39012 | 0
LCP_Inputs_ON_Diverse_IEA_2023_05_05 | 2044 | O/CCGT - H2 New | Crossload | Electricity | MI | Dispatch-Crossload | EmissionsCost | 0 | [6 empty] | 0.39012 | 0
LCP_Inputs_ON_Diverse_IEA_2023_05_05 | 2044 | O/CCGT - H2 New | Crossload | Electricity | MI | Dispatch-Crossload | FuelCost | 0 | [6 empty] | 0.39012 | 0
LCP_Inputs_ON_Diverse_IEA_2023_05_05 | 2044 | O/CCGT - H2 New | Crossload | Electricity | MI | Dispatch-Crossload | VOM | 0 | [6 empty] | 0.39012 | 0
LCP_Inputs_ON_Diverse_IEA_2023_05_05 | 2044 | O/CCGT - H2 New | Crossload | Electricity | NY | Dispatch-Crossload | EmissionsCost | 0 | [6 empty] | 0.39012 | 0
LCP_Inputs_ON_Diverse_IEA_2023_05_05 | 2044 | O/CCGT - H2 New | Crossload | Electricity | NY | Dispatch-Crossload | FuelCost | 0 | [6 empty] | 0.39012 | 0
LCP_Inputs_ON_Diverse_IEA_2023_05_05 | 2044 | O/CCGT - H2 New | Crossload | Electricity | NY | Dispatch-Crossload | VOM | 0 | [6 empty] | 0.39012 | 0
LCP_Inputs_ON_Diverse_IEA_2023_05_05 | 2044 | O/CCGT - H2 New | Crossload | Electricity | ON | Dispatch-Crossload | EmissionsCost | 0 | [6 empty] | 0.39012 | 0
LCP_Inputs_ON_Diverse_IEA_2023_05_05 | 2044 | O/CCGT - H2 New | Crossload | Electricity | ON | Dispatch-Crossload | FuelCost | 0 | [6 empty] | 0.39012 | 0
LCP_Inputs_ON_Diverse_IEA_2023_05_05 | 2044 | O/CCGT - H2 New | Crossload | Electricity | ON | Dispatch-Crossload | VOM | 233172.4932 | [6 empty] | 0.39012 | 90965.5968
LCP_Inputs_ON_Diverse_IEA_2023_05_05 | 2044 | O/CCGT - H2 New | Crossload | Electricity | PJ | Dispatch-Crossload | EmissionsCost | 0 | [6 empty] | 0.39012 | 0
LCP_Inputs_ON_Diverse_IEA_2023_05_05 | 2044 | O/CCGT - H2 New | Crossload | Electricity | PJ | Dispatch-Crossload | FuelCost | 0 | [6 empty] | 0.39012 | 0
LCP_Inputs_ON_Diverse_IEA_2023_05_05 | 2044 | O/CCGT - H2 New | Crossload | Electricity | PJ | Dispatch-Crossload | VOM | 0 | [6 empty] | 0.39012 | 0
LCP_Inputs_ON_Diverse_IEA_2023_05_05 | 2044 | O/CCGT - H2 New | Crossload | Electricity | QC | Dispatch-Crossload | EmissionsCost | 0 | [6 empty] | 0.39012 | 0
LCP_Inputs_ON_Diverse_IEA_2023_05_05 | 2044 | O/CCGT - H2 New | Crossload | Electricity | QC | Dispatch-Crossload | FuelCost | 0 | [6 empty] | 0.39012 | 0
LCP_Inputs_ON_Diverse_IEA_2023_05_05 | 2044 | O/CCGT - H2 New | Crossload | Electricity | QC | Dispatch-Crossload | VOM | 0 | [6 empty] | 0.39012 | 0
LCP_Inputs_ON_Diverse_IEA_2023_05_05 | 2044 | O/CCGT - H2 New | Crossload | Electricity | WC | Dispatch-Crossload | EmissionsCost | 0 | [6 empty] | 0.39012 | 0
LCP_Inputs_ON_Diverse_IEA_2023_05_05 | 2044 | O/CCGT - H2 New | Crossload | Electricity | WC | Dispatch-Crossload | FuelCost | 0 | [6 empty] | 0.39012 | 0
LCP_Inputs_ON_Diverse_IEA_2023_05_05 | 2044 | O/CCGT - H2 New | Crossload | Electricity | WC | Dispatch-Crossload | VOM | 0 | [6 empty] | 0.39012 | 0
LCP_Inputs_ON_Diverse_IEA_2023_05_05 | 2044 | SMR CCS | Generation | Hydrogen | MI | Dispatch-Generation | EmissionsCost | 0 | [6 empty] | 0.39012 | 0
LCP_Inputs_ON_Diverse_IEA_2023_05_05 | 2044 | SMR CCS | Generation | Hydrogen | MI | Dispatch-Generation | FuelCost | 0 | [6 empty] | 0.39012 | 0
LCP_Inputs_ON_Diverse_IEA_2023_05_05 | 2044 | SMR CCS | Generation | Hydrogen | MI | Dispatch-Generation | VOM | 0 | [6 empty] | 0.39012 | 0
LCP_Inputs_ON_Diverse_IEA_2023_05_05 | 2044 | SMR CCS | Generation | Hydrogen | NY | Dispatch-Generation | EmissionsCost | 0 | [6 empty] | 0.39012 | 0
LCP_Inputs_ON_Diverse_IEA_2023_05_05 | 2044 | SMR CCS | Generation | Hydrogen | NY | Dispatch-Generation | FuelCost | 0 | [6 empty] | 0.39012 | 0
LCP_Inputs_ON_Diverse_IEA_2023_05_05 | 2044 | SMR CCS | Generation | Hydrogen | NY | Dispatch-Generation | VOM | 0 | [6 empty] | 0.39012 | 0
LCP_Inputs_ON_Diverse_IEA_2023_05_05 | 2044 | SMR CCS | Generation | Hydrogen | ON | Dispatch-Generation | EmissionsCost | 416891500.3462 | [6 empty] | 0.39012 | 162638326.7566
LCP_Inputs_ON_Diverse_IEA_2023_05_05 | 2044 | SMR CCS | Generation | Hydrogen | ON | Dispatch-Generation | FuelCost | 760044709.295 | [6 empty] | 0.39012 | 296509762.5576
LCP_Inputs_ON_Diverse_IEA_2023_05_05 | 2044 | SMR CCS | Generation | Hydrogen | ON | Dispatch-Generation | VOM | 0 | [6 empty] | 0.39012 | 0
LCP_Inputs_ON_Diverse_IEA_2023_05_05 | 2044 | SMR CCS | Generation | Hydrogen | PJ | Dispatch-Generation | EmissionsCost | 0 | [6 empty] | 0.39012 | 0
LCP_Inputs_ON_Diverse_IEA_2023_05_05 | 2044 | SMR CCS | Generation | Hydrogen | PJ | Dispatch-Generation | FuelCost | 0 | [6 empty] | 0.39012 | 0
LCP_Inputs_ON_Diverse_IEA_2023_05_05 | 2044 | SMR CCS | Generation | Hydrogen | PJ | Dispatch-Generation | VOM | 0 | [6 empty] | 0.39012 | 0
LCP_Inputs_ON_Diverse_IEA_2023_05_05 | 2044 | SMR CCS | Generation | Hydrogen | QC | Dispatch-Generation | EmissionsCost | 0 | [6 empty] | 0.39012 | 0
LCP_Inputs_ON_Diverse_IEA_2023_05_05 | 2044 | SMR CCS | Generation | Hydrogen | QC | Dispatch-Generation | FuelCost | 0 | [6 empty] | 0.39012 | 0
LCP_Inputs_ON_Diverse_IEA_2023_05_05 | 2044 | SMR CCS | Generation | Hydrogen | QC | Dispatch-Generation | VOM | 0 | [6 empty] | 0.39012 | 0
LCP_Inputs_ON_Diverse_IEA_2023_05_05 | 2044 | SMR CCS | Generation | Hydrogen | WC | Dispatch-Generation | EmissionsCost | 0 | [6 empty] | 0.39012 | 0
LCP_Inputs_ON_Diverse_IEA_2023_05_05 | 2044 | SMR CCS | Generation | Hydrogen | WC | Dispatch-Generation | FuelCost | 0 | [6 empty] | 0.39012 | 0
LCP_Inputs_ON_Diverse_IEA_2023_05_05 | 2044 | SMR CCS | Generation | Hydrogen | WC | Dispatch-Generation | VOM | 0 | [6 empty] | 0.39012 | 0
LCP_Inputs_ON_Diverse_IEA_2023_05_05 | 2044 | Solar PV | Generation | Electricity | MI | Dispatch-Generation | EmissionsCost | 0 | [6 empty] | 0.39012 | 0
LCP_Inputs_ON_Diverse_IEA_2023_05_05 | 2044 | Solar PV | Generation | Electricity | MI | Dispatch-Generation | FuelCost | 0 | [6 empty] | 0.39012 | 0
LCP_Inputs_ON_Diverse_IEA_2023_05_05 | 2044 | Solar PV | Generation | Electricity | MI | Dispatch-Generation | VOM | 0 | [6 empty] | 0.39012 | 0
LCP_Inputs_ON_Diverse_IEA_2023_05_05 | 2044 | Solar PV | Generation | Electricity | NY | Dispatch-Generation | EmissionsCost | 0 | [6 empty] | 0.39012 | 0
LCP_Inputs_ON_Diverse_IEA_2023_05_05 | 2044 | Solar PV | Generation | Electricity | NY | Dispatch-Generation | FuelCost | 0 | [6 empty] | 0.39012 | 0
LCP_Inputs_ON_Diverse_IEA_2023_05_05 | 2044 | Solar PV | Generation | Electricity | NY | Dispatch-Generation | VOM | 0 | [6 empty] | 0.39012 | 0
LCP_Inputs_ON_Diverse_IEA_2023_05_05 | 2044 | Solar PV | Generation | Electricity | ON | Dispatch-Generation | EmissionsCost | 0 | [6 empty] | 0.39012 | 0
LCP_Inputs_ON_Diverse_IEA_2023_05_05 | 2044 | Solar PV | Generation | Electricity | ON | Dispatch-Generation | FuelCost | 0 | [6 empty] | 0.39012 | 0
LCP_Inputs_ON_Diverse_IEA_2023_05_05 | 2044 | Solar PV | Generation | Electricity | ON | Dispatch-Generation | VOM | 0 | [6 empty] | 0.39012 | 0
LCP_Inputs_ON_Diverse_IEA_2023_05_05 | 2044 | Solar PV | Generation | Electricity | PJ | Dispatch-Generation | EmissionsCost | 0 | [6 empty] | 0.39012 | 0
LCP_Inputs_ON_Diverse_IEA_2023_05_05 | 2044 | Solar PV | Generation | Electricity | PJ | Dispatch-Generation | FuelCost | 0 | [6 empty] | 0.39012 | 0
LCP_Inputs_ON_Diverse_IEA_2023_05_05 | 2044 | Solar PV | Generation | Electricity | PJ | Dispatch-Generation | VOM | 0 | [6 empty] | 0.39012 | 0
LCP_Inputs_ON_Diverse_IEA_2023_05_05 | 2044 | Solar PV | Generation | Electricity | QC | Dispatch-Generation | EmissionsCost | 0 | [6 empty] | 0.39012 | 0
LCP_Inputs_ON_Diverse_IEA_2023_05_05 | 2044 | Solar PV | Generation | Electricity | QC | Dispatch-Generation | FuelCost | 0 | [6 empty] | 0.39012 | 0
LCP_Inputs_ON_Diverse_IEA_2023_05_05 | 2044 | Solar PV | Generation | Electricity | QC | Dispatch-Generation | VOM | 0 | [6 empty] | 0.39012 | 0
LCP_Inputs_ON_Diverse_IEA_2023_05_05 | 2044 | Solar PV | Generation | Electricity | WC | Dispatch-Generation | EmissionsCost | 0 | [6 empty] | 0.39012 | 0
LCP_Inputs_ON_Diverse_IEA_2023_05_05 | 2044 | Solar PV | Generation | Electricity | WC | Dispatch-Generation | FuelCost | 0 | [6 empty] | 0.39012 | 0
LCP_Inputs_ON_Diverse_IEA_2023_05_05 | 2044 | Solar PV | Generation | Electricity | WC | Dispatch-Generation | VOM | 0 | [6 empty] | 0.39012 | 0
LCP_Inputs_ON_Diverse_IEA_2023_05_05 | 2044 | Wind Offshore | Generation | Electricity | MI | Dispatch-Generation | EmissionsCost | 0 | [6 empty] | 0.39012 | 0
LCP_Inputs_ON_Diverse_IEA_2023_05_05 | 2044 | Wind Offshore | Generation | Electricity | MI | Dispatch-Generation | FuelCost | 0 | [6 empty] | 0.39012 | 0
LCP_Inputs_ON_Diverse_IEA_2023_05_05 | 2044 | Wind Offshore | Generation | Electricity | MI | Dispatch-Generation | VOM | 0 | [6 empty] | 0.39012 | 0
LCP_Inputs_ON_Diverse_IEA_2023_05_05 | 2044 | Wind Offshore | Generation | Electricity | NY | Dispatch-Generation | EmissionsCost | 0 | [6 empty] | 0.39012 | 0
LCP_Inputs_ON_Diverse_IEA_2023_05_05 | 2044 | Wind Offshore | Generation | Electricity | NY | Dispatch-Generation | FuelCost | 0 | [6 empty] | 0.39012 | 0
LCP_Inputs_ON_Diverse_IEA_2023_05_05 | 2044 | Wind Offshore | Generation | Electricity | NY | Dispatch-Generation | VOM | 0 | [6 empty] | 0.39012 | 0
LCP_Inputs_ON_Diverse_IEA_2023_05_05 | 2044 | Wind Offshore | Generation | Electricity | ON | Dispatch-Generation | EmissionsCost | 0 | [6 empty] | 0.39012 | 0
LCP_Inputs_ON_Diverse_IEA_2023_05_05 | 2044 | Wind Offshore | Generation | Electricity | ON | Dispatch-Generation | FuelCost | 0 | [6 empty] | 0.39012 | 0
LCP_Inputs_ON_Diverse_IEA_2023_05_05 | 2044 | Wind Offshore | Generation | Electricity | ON | Dispatch-Generation | VOM | 0 | [6 empty] | 0.39012 | 0
LCP_Inputs_ON_Diverse_IEA_2023_05_05 | 2044 | Wind Offshore | Generation | Electricity | PJ | Dispatch-Generation | EmissionsCost | 0 | [6 empty] | 0.39012 | 0
LCP_Inputs_ON_Diverse_IEA_2023_05_05 | 2044 | Wind Offshore | Generation | Electricity | PJ | Dispatch-Generation | FuelCost | 0 | [6 empty] | 0.39012 | 0
LCP_Inputs_ON_Diverse_IEA_2023_05_05 | 2044 | Wind Offshore | Generation | Electricity | PJ | Dispatch-Generation | VOM | 0 | [6 empty] | 0.39012 | 0
LCP_Inputs_ON_Diverse_IEA_2023_05_05 | 2044 | Wind Offshore | Generation | Electricity | QC | Dispatch-Generation | EmissionsCost | 0 | [6 empty] | 0.39012 | 0
LCP_Inputs_ON_Diverse_IEA_2023_05_05 | 2044 | Wind Offshore | Generation | Electricity | QC | Dispatch-Generation | FuelCost | 0 | [6 empty] | 0.39012 | 0
LCP_Inputs_ON_Diverse_IEA_2023_05_05 | 2044 | Wind Offshore | Generation | Electricity | QC | Dispatch-Generation | VOM | 0 | [6 empty] | 0.39012 | 0
LCP_Inputs_ON_Diverse_IEA_2023_05_05 | 2044 | Wind Offshore | Generation | Electricity | WC | Dispatch-Generation | EmissionsCost | 0 | [6 empty] | 0.39012 | 0
LCP_Inputs_ON_Diverse_IEA_2023_05_05 | 2044 | Wind Offshore | Generation | Electricity | WC | Dispatch-Generation | FuelCost | 0 | [6 empty] | 0.39012 | 0
LCP_Inputs_ON_Diverse_IEA_2023_05_05 | 2044 | Wind Offshore | Generation | Electricity | WC | Dispatch-Generation | VOM | 0 | [6 empty] | 0.39012 | 0
LCP_Inputs_ON_Diverse_IEA_2023_05_05 | 2044 | Wind Onshore | Generation | Electricity | MI | Dispatch-Generation | EmissionsCost | 0 | [6 empty] | 0.39012 | 0
LCP_Inputs_ON_Diverse_IEA_2023_05_05 | 2044 | Wind Onshore | Generation | Electricity | MI | Dispatch-Generation | FuelCost | 0 | [6 empty] | 0.39012 | 0
LCP_Inputs_ON_Diverse_IEA_2023_05_05 | 2044 | Wind Onshore | Generation | Electricity | MI | Dispatch-Generation | VOM | 0 | [6 empty] | 0.39012 | 0
LCP_Inputs_ON_Diverse_IEA_2023_05_05 | 2044 | Wind Onshore | Generation | Electricity | NY | Dispatch-Generation | EmissionsCost | 0 | [6 empty] | 0.39012 | 0
LCP_Inputs_ON_Diverse_IEA_2023_05_05 | 2044 | Wind Onshore | Generation | Electricity | NY | Dispatch-Generation | FuelCost | 0 | [6 empty] | 0.39012 | 0
LCP_Inputs_ON_Diverse_IEA_2023_05_05 | 2044 | Wind Onshore | Generation | Electricity | NY | Dispatch-Generation | VOM | 0 | [6 empty] | 0.39012 | 0
LCP_Inputs_ON_Diverse_IEA_2023_05_05 | 2044 | Wind Onshore | Generation | Electricity | ON | Dispatch-Generation | EmissionsCost | 0 | [6 empty] | 0.39012 | 0
LCP_Inputs_ON_Diverse_IEA_2023_05_05 | 2044 | Wind Onshore | Generation | Electricity | ON | Dispatch-Generation | FuelCost | 0 | [6 empty] | 0.39012 | 0
LCP_Inputs_ON_Diverse_IEA_2023_05_05 | 2044 | Wind Onshore | Generation | Electricity | ON | Dispatch-Generation | VOM | 0 | [6 empty] | 0.39012 | 0
LCP_Inputs_ON_Diverse_IEA_2023_05_05 | 2044 | Wind Onshore | Generation | Electricity | PJ | Dispatch-Generation | EmissionsCost | 0 | [6 empty] | 0.39012 | 0
LCP_Inputs_ON_Diverse_IEA_2023_05_05 | 2044 | Wind Onshore | Generation | Electricity | PJ | Dispatch-Generation | FuelCost | 0 | [6 empty] | 0.39012 | 0
LCP_Inputs_ON_Diverse_IEA_2023_05_05 | 2044 | Wind Onshore | Generation | Electricity | PJ | Dispatch-Generation | VOM | 0 | [6 empty] | 0.39012 | 0
LCP_Inputs_ON_Diverse_IEA_2023_05_05 | 2044 | Wind Onshore | Generation | Electricity | QC | Dispatch-Generation | EmissionsCost | 0 | [6 empty] | 0.39012 | 0
LCP_Inputs_ON_Diverse_IEA_2023_05_05 | 2044 | Wind Onshore | Generation | Electricity | QC | Dispatch-Generation | FuelCost | 0 | [6 empty] | 0.39012 | 0
LCP_Inputs_ON_Diverse_IEA_2023_05_05 | 2044 | Wind Onshore | Generation | Electricity | QC | Dispatch-Generation | VOM | 0 | [6 empty] | 0.39012 | 0
LCP_Inputs_ON_Diverse_IEA_2023_05_05 | 2044 | Wind Onshore | Generation | Electricity | WC | Dispatch-Generation | EmissionsCost | 0 | [6 empty] | 0.39012 | 0
LCP_Inputs_ON_Diverse_IEA_2023_05_05 | 2044 | Wind Onshore | Generation | Electricity | WC | Dispatch-Generation | FuelCost | 0 | [6 empty] | 0.39012 | 0
LCP_Inputs_ON_Diverse_IEA_2023_05_05 | 2044 | Wind Onshore | Generation | Electricity | WC | Dispatch-Generation | VOM | 0 | [6 empty] | 0.39012 | 0
LCP_Inputs_ON_Diverse_IEA_2023_05_05 | 2045 | Anaerobic Digestion | Generation | Methane | MI | Dispatch-Generation | EmissionsCost | 0 | [6 empty] | 0.37512 | 0
LCP_Inputs_ON_Diverse_IEA_2023_05_05 | 2045 | Anaerobic Digestion | Generation | Methane | MI | Dispatch-Generation | FuelCost | 0 | [6 empty] | 0.37512 | 0
LCP_Inputs_ON_Diverse_IEA_2023_05_05 | 2045 | Anaerobic Digestion | Generation | Methane | MI | Dispatch-Generation | VOM | 0 | [6 empty] | 0.37512 | 0
LCP_Inputs_ON_Diverse_IEA_2023_05_05 | 2045 | Anaerobic Digestion | Generation | Methane | NY | Dispatch-Generation | EmissionsCost | 0 | [6 empty] | 0.37512 | 0
LCP_Inputs_ON_Diverse_IEA_2023_05_05 | 2045 | Anaerobic Digestion | Generation | Methane | NY | Dispatch-Generation | FuelCost | 0 | [6 empty] | 0.37512 | 0
LCP_Inputs_ON_Diverse_IEA_2023_05_05 | 2045 | Anaerobic Digestion | Generation | Methane | NY | Dispatch-Generation | VOM | 0 | [6 empty] | 0.37512 | 0
LCP_Inputs_ON_Diverse_IEA_2023_05_05 | 2045 | Anaerobic Digestion | Generation | Methane | ON | Dispatch-Generation | EmissionsCost | 3867281.1607 | [6 empty] | 0.37512 | 1450682.1424
LCP_Inputs_ON_Diverse_IEA_2023_05_05 | 2045 | Anaerobic Digestion | Generation | Methane | ON | Dispatch-Generation | FuelCost | 0 | [6 empty] | 0.37512 | 0
LCP_Inputs_ON_Diverse_IEA_2023_05_05 | 2045 | Anaerobic Digestion | Generation | Methane | ON | Dispatch-Generation | VOM | 1742440000 | [6 empty] | 0.37512 | 653618520.9194
LCP_Inputs_ON_Diverse_IEA_2023_05_05 | 2045 | Anaerobic Digestion | Generation | Methane | PJ | Dispatch-Generation | EmissionsCost | 0 | [6 empty] | 0.37512 | 0
LCP_Inputs_ON_Diverse_IEA_2023_05_05 | 2045 | Anaerobic Digestion | Generation | Methane | PJ | Dispatch-Generation | FuelCost | 0 | [6 empty] | 0.37512 | 0
LCP_Inputs_ON_Diverse_IEA_2023_05_05 | 2045 | Anaerobic Digestion | Generation | Methane | PJ | Dispatch-Generation | VOM | 0 | [6 empty] | 0.37512 | 0
LCP_Inputs_ON_Diverse_IEA_2023_05_05 | 2045 | Anaerobic Digestion | Generation | Methane | QC | Dispatch-Generation | EmissionsCost | 0 | [6 empty] | 0.37512 | 0
LCP_Inputs_ON_Diverse_IEA_2023_05_05 | 2045 | Anaerobic Digestion | Generation | Methane | QC | Dispatch-Generation | FuelCost | 0 | [6 empty] | 0.37512 | 0
LCP_Inputs_ON_Diverse_IEA_2023_05_05 | 2045 | Anaerobic Digestion | Generation | Methane | QC | Dispatch-Generation | VOM | 0 | [6 empty] | 0.37512 | 0
LCP_Inputs_ON_Diverse_IEA_2023_05_05 | 2045 | Anaerobic Digestion | Generation | Methane | WC | Dispatch-Generation | EmissionsCost | 0 | [6 empty] | 0.37512 | 0
LCP_Inputs_ON_Diverse_IEA_2023_05_05 | 2045 | Anaerobic Digestion | Generation | Methane | WC | Dispatch-Generation | FuelCost | 0 | [6 empty] | 0.37512 | 0
LCP_Inputs_ON_Diverse_IEA_2023_05_05 | 2045 | Anaerobic Digestion | Generation | Methane | WC | Dispatch-Generation | VOM | 0 | [6 empty] | 0.37512 | 0
LCP_Inputs_ON_Diverse_IEA_2023_05_05 | 2045 | Battery Storage | Storage | Electricity | MI | Dispatch-Storage | EmissionsCost | 0 | [6 empty] | 0.37512 | 0
LCP_Inputs_ON_Diverse_IEA_2023_05_05 | 2045 | Battery Storage | Storage | Electricity | MI | Dispatch-Storage | FuelCost | 0 | [6 empty] | 0.37512 | 0
LCP_Inputs_ON_Diverse_IEA_2023_05_05 | 2045 | Battery Storage | Storage | Electricity | MI | Dispatch-Storage | VOM | 0 | [6 empty] | 0.37512 | 0
LCP_Inputs_ON_Diverse_IEA_2023_05_05 | 2045 | Battery Storage | Storage | Electricity | NY | Dispatch-Storage | EmissionsCost | 0 | [6 empty] | 0.37512 | 0
LCP_Inputs_ON_Diverse_IEA_2023_05_05 | 2045 | Battery Storage | Storage | Electricity | NY | Dispatch-Storage | FuelCost | 0 | [6 empty] | 0.37512 | 0
LCP_Inputs_ON_Diverse_IEA_2023_05_05 | 2045 | Battery Storage | Storage | Electricity | NY | Dispatch-Storage | VOM | 0 | [6 empty] | 0.37512 | 0
LCP_Inputs_ON_Diverse_IEA_2023_05_05 | 2045 | Battery Storage | Storage | Electricity | ON | Dispatch-Storage | EmissionsCost | 0 | [6 empty] | 0.37512 | 0
LCP_Inputs_ON_Diverse_IEA_2023_05_05 | 2045 | Battery Storage | Storage | Electricity | ON | Dispatch-Storage | FuelCost | 0 | [6 empty] | 0.37512 | 0
LCP_Inputs_ON_Diverse_IEA_2023_05_05 | 2045 | Battery Storage | Storage | Electricity | ON | Dispatch-Storage | VOM | 0 | [6 empty] | 0.37512 | 0
LCP_Inputs_ON_Diverse_IEA_2023_05_05 | 2045 | Battery Storage | Storage | Electricity | PJ | Dispatch-Storage | EmissionsCost | 0 | [6 empty] | 0.37512 | 0
LCP_Inputs_ON_Diverse_IEA_2023_05_05 | 2045 | Battery Storage | Storage | Electricity | PJ | Dispatch-Storage | FuelCost | 0 | [6 empty] | 0.37512 | 0
LCP_Inputs_ON_Diverse_IEA_2023_05_05 | 2045 | Battery Storage | Storage | Electricity | PJ | Dispatch-Storage | VOM | 0 | [6 empty] | 0.37512 | 0
LCP_Inputs_ON_Diverse_IEA_2023_05_05 | 2045 | Battery Storage | Storage | Electricity | QC | Dispatch-Storage | EmissionsCost | 0 | [6 empty] | 0.37512 | 0
LCP_Inputs_ON_Diverse_IEA_2023_05_05 | 2045 | Battery Storage | Storage | Electricity | QC | Dispatch-Storage | FuelCost | 0 | [6 empty] | 0.37512 | 0
LCP_Inputs_ON_Diverse_IEA_2023_05_05 | 2045 | Battery Storage | Storage | Electricity | QC | Dispatch-Storage | VOM | 0 | [6 empty] | 0.37512 | 0
LCP_Inputs_ON_Diverse_IEA_2023_05_05 | 2045 | Battery Storage | Storage | Electricity | WC | Dispatch-Storage | EmissionsCost | 0 | [6 empty] | 0.37512 | 0
LCP_Inputs_ON_Diverse_IEA_2023_05_05 | 2045 | Battery Storage | Storage | Electricity | WC | Dispatch-Storage | FuelCost | 0 | [6 empty] | 0.37512 | 0
LCP_Inputs_ON_Diverse_IEA_2023_05_05 | 2045 | Battery Storage | Storage | Electricity | WC | Dispatch-Storage | VOM | 0 | [6 empty] | 0.37512 | 0
LCP_Inputs_ON_Diverse_IEA_2023_05_05 | 2045 | Biomass | Generation | Electricity | MI | Dispatch-Generation | EmissionsCost | 0 | [6 empty] | 0.37512 | 0
LCP_Inputs_ON_Diverse_IEA_2023_05_05 | 2045 | Biomass | Generation | Electricity | MI | Dispatch-Generation | FuelCost | 0 | [6 empty] | 0.37512 | 0
LCP_Inputs_ON_Diverse_IEA_2023_05_05 | 2045 | Biomass | Generation | Electricity | MI | Dispatch-Generation | VOM | 0 | [6 empty] | 0.37512 | 0
LCP_Inputs_ON_Diverse_IEA_2023_05_05 | 2045 | Biomass | Generation | Electricity | NY | Dispatch-Generation | EmissionsCost | 0 | [6 empty] | 0.37512 | 0
LCP_Inputs_ON_Diverse_IEA_2023_05_05 | 2045 | Biomass | Generation | Electricity | NY | Dispatch-Generation | FuelCost | 0 | [6 empty] | 0.37512 | 0
LCP_Inputs_ON_Diverse_IEA_2023_05_05 | 2045 | Biomass | Generation | Electricity | NY | Dispatch-Generation | VOM | 0 | [6 empty] | 0.37512 | 0
LCP_Inputs_ON_Diverse_IEA_2023_05_05 | 2045 | Biomass | Generation | Electricity | ON | Dispatch-Generation | EmissionsCost | 0 | [6 empty] | 0.37512 | 0
LCP_Inputs_ON_Diverse_IEA_2023_05_05 | 2045 | Biomass | Generation | Electricity | ON | Dispatch-Generation | FuelCost | 2449112.7273 | [6 empty] | 0.37512 | 918703.3346
LCP_Inputs_ON_Diverse_IEA_2023_05_05 | 2045 | Biomass | Generation | Electricity | ON | Dispatch-Generation | VOM | 31430.28 | [6 empty] | 0.37512 | 11790.0261
LCP_Inputs_ON_Diverse_IEA_2023_05_05 | 2045 | Biomass | Generation | Electricity | PJ | Dispatch-Generation | EmissionsCost | 0 | [6 empty] | 0.37512 | 0
LCP_Inputs_ON_Diverse_IEA_2023_05_05 | 2045 | Biomass | Generation | Electricity | PJ | Dispatch-Generation | FuelCost | 0 | [6 empty] | 0.37512 | 0
LCP_Inputs_ON_Diverse_IEA_2023_05_05 | 2045 | Biomass | Generation | Electricity | PJ | Dispatch-Generation | VOM | 0 | [6 empty] | 0.37512 | 0
LCP_Inputs_ON_Diverse_IEA_2023_05_05 | 2045 | Biomass | Generation | Electricity | QC | Dispatch-Generation | EmissionsCost | 0 | [6 empty] | 0.37512 | 0
LCP_Inputs_ON_Diverse_IEA_2023_05_05 | 2045 | Biomass | Generation | Electricity | QC | Dispatch-Generation | FuelCost | 128334.5455 | [6 empty] | 0.37512 | 48140.4443
LCP_Inputs_ON_Diverse_IEA_2023_05_05 | 2045 | Biomass | Generation | Electricity | QC | Dispatch-Generation | VOM | 1646.96 | [6 empty] | 0.37512 | 617.8024
LCP_Inputs_ON_Diverse_IEA_2023_05_05 | 2045 | Biomass | Generation | Electricity | WC | Dispatch-Generation | EmissionsCost | 0 | [6 empty] | 0.37512 | 0
LCP_Inputs_ON_Diverse_IEA_2023_05_05 | 2045 | Biomass | Generation | Electricity | WC | Dispatch-Generation | FuelCost | 0 | [6 empty] | 0.37512 | 0
LCP_Inputs_ON_Diverse_IEA_2023_05_05 | 2045 | Biomass | Generation | Electricity | WC | Dispatch-Generation | VOM | 0 | [6 empty] | 0.37512 | 0
LCP_Inputs_ON_Diverse_IEA_2023_05_05 | 2045 | Biomass + CCS | Generation | Electricity | MI | Dispatch-Generation | EmissionsCost | 0 | [6 empty] | 0.37512 | 0
LCP_Inputs_ON_Diverse_IEA_2023_05_05 | 2045 | Biomass + CCS | Generation | Electricity | MI | Dispatch-Generation | FuelCost | 0 | [6 empty] | 0.37512 | 0
LCP_Inputs_ON_Diverse_IEA_2023_05_05 | 2045 | Biomass + CCS | Generation | Electricity | MI | Dispatch-Generation | VOM | 0 | [6 empty] | 0.37512 | 0
LCP_Inputs_ON_Diverse_IEA_2023_05_05 | 2045 | Biomass + CCS | Generation | Electricity | NY | Dispatch-Generation | EmissionsCost | 0 | [6 empty] | 0.37512 | 0
LCP_Inputs_ON_Diverse_IEA_2023_05_05 | 2045 | Biomass + CCS | Generation | Electricity | NY | Dispatch-Generation | FuelCost | 0 | [6 empty] | 0.37512 | 0
LCP_Inputs_ON_Diverse_IEA_2023_05_05 | 2045 | Biomass + CCS | Generation | Electricity | NY | Dispatch-Generation | VOM | 0 | [6 empty] | 0.37512 | 0
LCP_Inputs_ON_Diverse_IEA_2023_05_05 | 2045 | Biomass + CCS | Generation | Electricity | ON | Dispatch-Generation | EmissionsCost | 0 | [6 empty] | 0.37512 | 0
LCP_Inputs_ON_Diverse_IEA_2023_05_05 | 2045 | Biomass + CCS | Generation | Electricity | ON | Dispatch-Generation | FuelCost | 0 | [6 empty] | 0.37512 | 0
LCP_Inputs_ON_Diverse_IEA_2023_05_05 | 2045 | Biomass + CCS | Generation | Electricity | ON | Dispatch-Generation | VOM | 0 | [6 empty] | 0.37512 | 0
LCP_Inputs_ON_Diverse_IEA_2023_05_05 | 2045 | Biomass + CCS | Generation | Electricity | PJ | Dispatch-Generation | EmissionsCost | 0 | [6 empty] | 0.37512 | 0
LCP_Inputs_ON_Diverse_IEA_2023_05_05 | 2045 | Biomass + CCS | Generation | Electricity | PJ | Dispatch-Generation | FuelCost | 0 | [6 empty] | 0.37512 | 0
LCP_Inputs_ON_Diverse_IEA_2023_05_05 | 2045 | Biomass + CCS | Generation | Electricity | PJ | Dispatch-Generation | VOM | 0 | [6 empty] | 0.37512 | 0
LCP_Inputs_ON_Diverse_IEA_2023_05_05 | 2045 | Biomass + CCS | Generation | Electricity | QC | Dispatch-Generation | EmissionsCost | 0 | [6 empty] | 0.37512 | 0
LCP_Inputs_ON_Diverse_IEA_2023_05_05 | 2045 | Biomass + CCS | Generation | Electricity | QC | Dispatch-Generation | FuelCost | 0 | [6 empty] | 0.37512 | 0
LCP_Inputs_ON_Diverse_IEA_2023_05_05 | 2045 | Biomass + CCS | Generation | Electricity | QC | Dispatch-Generation | VOM | 0 | [6 empty] | 0.37512 | 0
LCP_Inputs_ON_Diverse_IEA_2023_05_05 | 2045 | Biomass + CCS | Generation | Electricity | WC | Dispatch-Generation | EmissionsCost | 0 | [6 empty] | 0.37512 | 0
LCP_Inputs_ON_Diverse_IEA_2023_05_05 | 2045 | Biomass + CCS | Generation | Electricity | WC | Dispatch-Generation | FuelCost | 0 | [6 empty] | 0.37512 | 0
LCP_Inputs_ON_Diverse_IEA_2023_05_05 | 2045 | Biomass + CCS | Generation | Electricity | WC | Dispatch-Generation | VOM | 0 | [6 empty] | 0.37512 | 0
LCP_Inputs_ON_Diverse_IEA_2023_05_05 | 2045 | CH4 + CCS | Generation | Methane | MI | Dispatch-Generation | EmissionsCost | 0 | [6 empty] | 0.37512 | 0
LCP_Inputs_ON_Diverse_IEA_2023_05_05 | 2045 | CH4 + CCS | Generation | Methane | MI | Dispatch-Generation | FuelCost | 0 | [6 empty] | 0.37512 | 0
LCP_Inputs_ON_Diverse_IEA_2023_05_05 | 2045 | CH4 + CCS | Generation | Methane | MI | Dispatch-Generation | VOM | 0 | [6 empty] | 0.37512 | 0
LCP_Inputs_ON_Diverse_IEA_2023_05_05 | 2045 | CH4 + CCS | Generation | Methane | NY | Dispatch-Generation | EmissionsCost | 0 | [6 empty] | 0.37512 | 0
LCP_Inputs_ON_Diverse_IEA_2023_05_05 | 2045 | CH4 + CCS | Generation | Methane | NY | Dispatch-Generation | FuelCost | 0 | [6 empty] | 0.37512 | 0
LCP_Inputs_ON_Diverse_IEA_2023_05_05 | 2045 | CH4 + CCS | Generation | Methane | NY | Dispatch-Generation | VOM | 0 | [6 empty] | 0.37512 | 0
LCP_Inputs_ON_Diverse_IEA_2023_05_05 | 2045 | CH4 + CCS | Generation | Methane | ON | Dispatch-Generation | EmissionsCost | 88472420.6398 | [6 empty] | 0.37512 | 33187491.5181
LCP_Inputs_ON_Diverse_IEA_2023_05_05 | 2045 | CH4 + CCS | Generation | Methane | ON | Dispatch-Generation | FuelCost | 483825119.2369 | [6 empty] | 0.37512 | 181490931.5783
LCP_Inputs_ON_Diverse_IEA_2023_05_05 | 2045 | CH4 + CCS | Generation | Methane | ON | Dispatch-Generation | VOM | 46000331.6667 | [6 empty] | 0.37512 | 17255497.3174
LCP_Inputs_ON_Diverse_IEA_2023_05_05 | 2045 | CH4 + CCS | Generation | Methane | PJ | Dispatch-Generation | EmissionsCost | 0 | [6 empty] | 0.37512 | 0
LCP_Inputs_ON_Diverse_IEA_2023_05_05 | 2045 | CH4 + CCS | Generation | Methane | PJ | Dispatch-Generation | FuelCost | 0 | [6 empty] | 0.37512 | 0
LCP_Inputs_ON_Diverse_IEA_2023_05_05 | 2045 | CH4 + CCS | Generation | Methane | PJ | Dispatch-Generation | VOM | 0 | [6 empty] | 0.37512 | 0
LCP_Inputs_ON_Diverse_IEA_2023_05_05 | 2045 | CH4 + CCS | Generation | Methane | QC | Dispatch-Generation | EmissionsCost | 0 | [6 empty] | 0.37512 | 0
LCP_Inputs_ON_Diverse_IEA_2023_05_05 | 2045 | CH4 + CCS | Generation | Methane | QC | Dispatch-Generation | FuelCost | 0 | [6 empty] | 0.37512 | 0
LCP_Inputs_ON_Diverse_IEA_2023_05_05 | 2045 | CH4 + CCS | Generation | Methane | QC | Dispatch-Generation | VOM | 0 | [6 empty] | 0.37512 | 0
LCP_Inputs_ON_Diverse_IEA_2023_05_05 | 2045 | CH4 + CCS | Generation | Methane | WC | Dispatch-Generation | EmissionsCost | 0 | [6 empty] | 0.37512 | 0
LCP_Inputs_ON_Diverse_IEA_2023_05_05 | 2045 | CH4 + CCS | Generation | Methane | WC | Dispatch-Generation | FuelCost | 0 | [6 empty] | 0.37512 | 0
LCP_Inputs_ON_Diverse_IEA_2023_05_05 | 2045 | CH4 + CCS | Generation | Methane | WC | Dispatch-Generation | VOM | 0 | [6 empty] | 0.37512 | 0
LCP_Inputs_ON_Diverse_IEA_2023_05_05 | 2045 | CH4 Import - NY 2020 | Import | Methane | MI | Dispatch-Import | EmissionsCost | 0 | [6 empty] | 0.37512 | 0
LCP_Inputs_ON_Diverse_IEA_2023_05_05 | 2045 | CH4 Import - NY 2020 | Import | Methane | MI | Dispatch-Import | FuelCost | 0 | [6 empty] | 0.37512 | 0
LCP_Inputs_ON_Diverse_IEA_2023_05_05 | 2045 | CH4 Import - NY 2020 | Import | Methane | MI | Dispatch-Import | VOM | 0 | [6 empty] | 0.37512 | 0
LCP_Inputs_ON_Diverse_IEA_2023_05_05 | 2045 | CH4 Import - NY 2020 | Import | Methane | NY | Dispatch-Import | EmissionsCost | 0 | [6 empty] | 0.37512 | 0
LCP_Inputs_ON_Diverse_IEA_2023_05_05 | 2045 | CH4 Import - NY 2020 | Import | Methane | NY | Dispatch-Import | FuelCost | 0 | [6 empty] | 0.37512 | 0
LCP_Inputs_ON_Diverse_IEA_2023_05_05 | 2045 | CH4 Import - NY 2020 | Import | Methane | NY | Dispatch-Import | VOM | 0 | [6 empty] | 0.37512 | 0
LCP_Inputs_ON_Diverse_IEA_2023_05_05 | 2045 | CH4 Import - NY 2020 | Import | Methane | ON | Dispatch-Import | EmissionsCost | 0 | [6 empty] | 0.37512 | 0
LCP_Inputs_ON_Diverse_IEA_2023_05_05 | 2045 | CH4 Import - NY 2020 | Import | Methane | ON | Dispatch-Import | FuelCost | 0 | [6 empty] | 0.37512 | 0
LCP_Inputs_ON_Diverse_IEA_2023_05_05 | 2045 | CH4 Import - NY 2020 | Import | Methane | ON | Dispatch-Import | VOM | 0 | [6 empty] | 0.37512 | 0
LCP_Inputs_ON_Diverse_IEA_2023_05_05 | 2045 | CH4 Import - NY 2020 | Import | Methane | PJ | Dispatch-Import | EmissionsCost | 0 | [6 empty] | 0.37512 | 0
LCP_Inputs_ON_Diverse_IEA_2023_05_05 | 2045 | CH4 Import - NY 2020 | Import | Methane | PJ | Dispatch-Import | FuelCost | 0 | [6 empty] | 0.37512 | 0
LCP_Inputs_ON_Diverse_IEA_2023_05_05 | 2045 | CH4 Import - NY 2020 | Import | Methane | PJ | Dispatch-Import | VOM | 0 | [6 empty] | 0.37512 | 0
LCP_Inputs_ON_Diverse_IEA_2023_05_05 | 2045 | CH4 Import - NY 2020 | Import | Methane | QC | Dispatch-Import | EmissionsCost | 0 | [6 empty] | 0.37512 | 0
LCP_Inputs_ON_Diverse_IEA_2023_05_05 | 2045 | CH4 Import - NY 2020 | Import | Methane | QC | Dispatch-Import | FuelCost | 0 | [6 empty] | 0.37512 | 0
LCP_Inputs_ON_Diverse_IEA_2023_05_05 | 2045 | CH4 Import - NY 2020 | Import | Methane | QC | Dispatch-Import | VOM | 0 | [6 empty] | 0.37512 | 0
LCP_Inputs_ON_Diverse_IEA_2023_05_05 | 2045 | CH4 Import - NY 2020 | Import | Methane | WC | Dispatch-Import | EmissionsCost | 0 | [6 empty] | 0.37512 | 0
LCP_Inputs_ON_Diverse_IEA_2023_05_05 | 2045 | CH4 Import - NY 2020 | Import | Methane | WC | Dispatch-Import | FuelCost | 0 | [6 empty] | 0.37512 | 0
LCP_Inputs_ON_Diverse_IEA_2023_05_05 | 2045 | CH4 Import - NY 2020 | Import | Methane | WC | Dispatch-Import | VOM | 0 | [6 empty] | 0.37512 | 0
LCP_Inputs_ON_Diverse_IEA_2023_05_05 | 2045 | CH4 Import - NY 2030 | Import | Methane | MI | Dispatch-Import | EmissionsCost | 0 | [6 empty] | 0.37512 | 0
LCP_Inputs_ON_Diverse_IEA_2023_05_05 | 2045 | CH4 Import - NY 2030 | Import | Methane | MI | Dispatch-Import | FuelCost | 0 | [6 empty] | 0.37512 | 0
LCP_Inputs_ON_Diverse_IEA_2023_05_05 | 2045 | CH4 Import - NY 2030 | Import | Methane | MI | Dispatch-Import | VOM | 0 | [6 empty] | 0.37512 | 0
LCP_Inputs_ON_Diverse_IEA_2023_05_05 | 2045 | CH4 Import - NY 2030 | Import | Methane | NY | Dispatch-Import | EmissionsCost | 0 | [6 empty] | 0.37512 | 0
LCP_Inputs_ON_Diverse_IEA_2023_05_05 | 2045 | CH4 Import - NY 2030 | Import | Methane | NY | Dispatch-Import | FuelCost | 0 | [6 empty] | 0.37512 | 0
LCP_Inputs_ON_Diverse_IEA_2023_05_05 | 2045 | CH4 Import - NY 2030 | Import | Methane | NY | Dispatch-Import | VOM | 0 | [6 empty] | 0.37512 | 0
LCP_Inputs_ON_Diverse_IEA_2023_05_05 | 2045 | CH4 Import - NY 2030 | Import | Methane | ON | Dispatch-Import | EmissionsCost | 0 | [6 empty] | 0.37512 | 0
LCP_Inputs_ON_Diverse_IEA_2023_05_05 | 2045 | CH4 Import - NY 2030 | Import | Methane | ON | Dispatch-Import | FuelCost | 0 | [6 empty] | 0.37512 | 0
LCP_Inputs_ON_Diverse_IEA_2023_05_05 | 2045 | CH4 Import - NY 2030 | Import | Methane | ON | Dispatch-Import | VOM | 0 | [6 empty] | 0.37512 | 0
LCP_Inputs_ON_Diverse_IEA_2023_05_05 | 2045 | CH4 Import - NY 2030 | Import | Methane | PJ | Dispatch-Import | EmissionsCost | 0 | [6 empty] | 0.37512 | 0
LCP_Inputs_ON_Diverse_IEA_2023_05_05 | 2045 | CH4 Import - NY 2030 | Import | Methane | PJ | Dispatch-Import | FuelCost | 0 | [6 empty] | 0.37512 | 0
LCP_Inputs_ON_Diverse_IEA_2023_05_05 | 2045 | CH4 Import - NY 2030 | Import | Methane | PJ | Dispatch-Import | VOM | 0 | [6 empty] | 0.37512 | 0
LCP_Inputs_ON_Diverse_IEA_2023_05_05 | 2045 | CH4 Import - NY 2030 | Import | Methane | QC | Dispatch-Import | EmissionsCost | 0 | [6 empty] | 0.37512 | 0
LCP_Inputs_ON_Diverse_IEA_2023_05_05 | 2045 | CH4 Import - NY 2030 | Import | Methane | QC | Dispatch-Import | FuelCost | 0 | [6 empty] | 0.37512 | 0
LCP_Inputs_ON_Diverse_IEA_2023_05_05 | 2045 | CH4 Import - NY 2030 | Import | Methane | QC | Dispatch-Import | VOM | 0 | [6 empty] | 0.37512 | 0
LCP_Inputs_ON_Diverse_IEA_2023_05_05 | 2045 | CH4 Import - NY 2030 | Import | Methane | WC | Dispatch-Import | EmissionsCost | 0 | [6 empty] | 0.37512 | 0
LCP_Inputs_ON_Diverse_IEA_2023_05_05 | 2045 | CH4 Import - NY 2030 | Import | Methane | WC | Dispatch-Import | FuelCost | 0 | [6 empty] | 0.37512 | 0
LCP_Inputs_ON_Diverse_IEA_2023_05_05 | 2045 | CH4 Import - NY 2030 | Import | Methane | WC | Dispatch-Import | VOM | 0 | [6 empty] | 0.37512 | 0
LCP_Inputs_ON_Diverse_IEA_2023_05_05 | 2045 | CH4 Import - NY 2040 | Import | Methane | MI | Dispatch-Import | EmissionsCost | 0 | [6 empty] | 0.37512 | 0
LCP_Inputs_ON_Diverse_IEA_2023_05_05 | 2045 | CH4 Import - NY 2040 | Import | Methane | MI | Dispatch-Import | FuelCost | 0 | [6 empty] | 0.37512 | 0
LCP_Inputs_ON_Diverse_IEA_2023_05_05 | 2045 | CH4 Import - NY 2040 | Import | Methane | MI | Dispatch-Import | VOM | 0 | [6 empty] | 0.37512 | 0
LCP_Inputs_ON_Diverse_IEA_2023_05_05 | 2045 | CH4 Import - NY 2040 | Import | Methane | NY | Dispatch-Import | EmissionsCost | 1424811807.9426 | [6 empty] | 0.37512 | 534470849.2091
LCP_Inputs_ON_Diverse_IEA_2023_05_05 | 2045 | CH4 Import - NY 2040 | Import | Methane | NY | Dispatch-Import | FuelCost | 758346581.876 | [6 empty] | 0.37512 | 284468544.7935
LCP_Inputs_ON_Diverse_IEA_2023_05_05 | 2045 | CH4 Import - NY 2040 | Import | Methane | NY | Dispatch-Import | VOM | 0 | [6 empty] | 0.37512 | 0
LCP_Inputs_ON_Diverse_IEA_2023_05_05 | 2045 | CH4 Import - NY 2040 | Import | Methane | ON | Dispatch-Import | EmissionsCost | 0 | [6 empty] | 0.37512 | 0
LCP_Inputs_ON_Diverse_IEA_2023_05_05 | 2045 | CH4 Import - NY 2040 | Import | Methane | ON | Dispatch-Import | FuelCost | 0 | [6 empty] | 0.37512 | 0
LCP_Inputs_ON_Diverse_IEA_2023_05_05 | 2045 | CH4 Import - NY 2040 | Import | Methane | ON | Dispatch-Import | VOM | 0 | [6 empty] | 0.37512 | 0
LCP_Inputs_ON_Diverse_IEA_2023_05_05 | 2045 | CH4 Import - NY 2040 | Import | Methane | PJ | Dispatch-Import | EmissionsCost | 0 | [6 empty] | 0.37512 | 0
LCP_Inputs_ON_Diverse_IEA_2023_05_05 | 2045 | CH4 Import - NY 2040 | Import | Methane | PJ | Dispatch-Import | FuelCost | 0 | [6 empty] | 0.37512 | 0
LCP_Inputs_ON_Diverse_IEA_2023_05_05 | 2045 | CH4 Import - NY 2040 | Import | Methane | PJ | Dispatch-Import | VOM | 0 | [6 empty] | 0.37512 | 0
LCP_Inputs_ON_Diverse_IEA_2023_05_05 | 2045 | CH4 Import - NY 2040 | Import | Methane | QC | Dispatch-Import | EmissionsCost | 0 | [6 empty] | 0.37512 | 0
LCP_Inputs_ON_Diverse_IEA_2023_05_05 | 2045 | CH4 Import - NY 2040 | Import | Methane | QC | Dispatch-Import | FuelCost | 0 | [6 empty] | 0.37512 | 0
LCP_Inputs_ON_Diverse_IEA_2023_05_05 | 2045 | CH4 Import - NY 2040 | Import | Methane | QC | Dispatch-Import | VOM | 0 | [6 empty] | 0.37512 | 0
LCP_Inputs_ON_Diverse_IEA_2023_05_05 | 2045 | CH4 Import - NY 2040 | Import | Methane | WC | Dispatch-Import | EmissionsCost | 0 | [6 empty] | 0.37512 | 0
LCP_Inputs_ON_Diverse_IEA_2023_05_05 | 2045 | CH4 Import - NY 2040 | Import | Methane | WC | Dispatch-Import | FuelCost | 0 | [6 empty] | 0.37512 | 0
LCP_Inputs_ON_Diverse_IEA_2023_05_05 | 2045 | CH4 Import - NY 2040 | Import | Methane | WC | Dispatch-Import | VOM | 0 | [6 empty] | 0.37512 | 0
LCP_Inputs_ON_Diverse_IEA_2023_05_05 | 2045 | CH4 Import - NY 2050 | Import | Methane | MI | Dispatch-Import | EmissionsCost | 0 | [6 empty] | 0.37512 | 0
LCP_Inputs_ON_Diverse_IEA_2023_05_05 | 2045 | CH4 Import - NY 2050 | Import | Methane | MI | Dispatch-Import | FuelCost | 0 | [6 empty] | 0.37512 | 0
LCP_Inputs_ON_Diverse_IEA_2023_05_05 | 2045 | CH4 Import - NY 2050 | Import | Methane | MI | Dispatch-Import | VOM | 0 | [6 empty] | 0.37512 | 0
LCP_Inputs_ON_Diverse_IEA_2023_05_05 | 2045 | CH4 Import - NY 2050 | Import | Methane | NY | Dispatch-Import | EmissionsCost | 0 | [6 empty] | 0.37512 | 0
LCP_Inputs_ON_Diverse_IEA_2023_05_05 | 2045 | CH4 Import - NY 2050 | Import | Methane | NY | Dispatch-Import | FuelCost | 0 | [6 empty] | 0.37512 | 0
LCP_Inputs_ON_Diverse_IEA_2023_05_05 | 2045 | CH4 Import - NY 2050 | Import | Methane | NY | Dispatch-Import | VOM | 0 | [6 empty] | 0.37512 | 0
LCP_Inputs_ON_Diverse_IEA_2023_05_05 | 2045 | CH4 Import - NY 2050 | Import | Methane | ON | Dispatch-Import | EmissionsCost | 0 | [6 empty] | 0.37512 | 0
LCP_Inputs_ON_Diverse_IEA_2023_05_05 | 2045 | CH4 Import - NY 2050 | Import | Methane | ON | Dispatch-Import | FuelCost | 0 | [6 empty] | 0.37512 | 0
LCP_Inputs_ON_Diverse_IEA_2023_05_05 | 2045 | CH4 Import - NY 2050 | Import | Methane | ON | Dispatch-Import | VOM | 0 | [6 empty] | 0.37512 | 0
LCP_Inputs_ON_Diverse_IEA_2023_05_05 | 2045 | CH4 Import - NY 2050 | Import | Methane | PJ | Dispatch-Import | EmissionsCost | 0 | [6 empty] | 0.37512 | 0
LCP_Inputs_ON_Diverse_IEA_2023_05_05 | 2045 | CH4 Import - NY 2050 | Import | Methane | PJ | Dispatch-Import | FuelCost | 0 | [6 empty] | 0.37512 | 0
LCP_Inputs_ON_Diverse_IEA_2023_05_05 | 2045 | CH4 Import - NY 2050 | Import | Methane | PJ | Dispatch-Import | VOM | 0 | [6 empty] | 0.37512 | 0
LCP_Inputs_ON_Diverse_IEA_2023_05_05 | 2045 | CH4 Import - NY 2050 | Import | Methane | QC | Dispatch-Import | EmissionsCost | 0 | [6 empty] | 0.37512 | 0
LCP_Inputs_ON_Diverse_IEA_2023_05_05 | 2045 | CH4 Import - NY 2050 | Import | Methane | QC | Dispatch-Import | FuelCost | 0 | [6 empty] | 0.37512 | 0
LCP_Inputs_ON_Diverse_IEA_2023_05_05 | 2045 | CH4 Import - NY 2050 | Import | Methane | QC | Dispatch-Import | VOM | 0 | [6 empty] | 0.37512 | 0
LCP_Inputs_ON_Diverse_IEA_2023_05_05 | 2045 | CH4 Import - NY 2050 | Import | Methane | WC | Dispatch-Import | EmissionsCost | 0 | [6 empty] | 0.37512 | 0
LCP_Inputs_ON_Diverse_IEA_2023_05_05 | 2045 | CH4 Import - NY 2050 | Import | Methane | WC | Dispatch-Import | FuelCost | 0 | [6 empty] | 0.37512 | 0
LCP_Inputs_ON_Diverse_IEA_2023_05_05 | 2045 | CH4 Import - NY 2050 | Import | Methane | WC | Dispatch-Import | VOM | 0 | [6 empty] | 0.37512 | 0
LCP_Inputs_ON_Diverse_IEA_2023_05_05 | 2045 | CH4 Import - WC 2020 | Import | Methane | MI | Dispatch-Import | EmissionsCost | 0 | [6 empty] | 0.37512 | 0
LCP_Inputs_ON_Diverse_IEA_2023_05_05 | 2045 | CH4 Import - WC 2020 | Import | Methane | MI | Dispatch-Import | FuelCost | 0 | [6 empty] | 0.37512 | 0
LCP_Inputs_ON_Diverse_IEA_2023_05_05 | 2045 | CH4 Import - WC 2020 | Import | Methane | MI | Dispatch-Import | VOM | 0 | [6 empty] | 0.37512 | 0
LCP_Inputs_ON_Diverse_IEA_2023_05_05 | 2045 | CH4 Import - WC 2020 | Import | Methane | NY | Dispatch-Import | EmissionsCost | 0 | [6 empty] | 0.37512 | 0
LCP_Inputs_ON_Diverse_IEA_2023_05_05 | 2045 | CH4 Import - WC 2020 | Import | Methane | NY | Dispatch-Import | FuelCost | 0 | [6 empty] | 0.37512 | 0
LCP_Inputs_ON_Diverse_IEA_2023_05_05 | 2045 | CH4 Import - WC 2020 | Import | Methane | NY | Dispatch-Import | VOM | 0 | [6 empty] | 0.37512 | 0
LCP_Inputs_ON_Diverse_IEA_2023_05_05 | 2045 | CH4 Import - WC 2020 | Import | Methane | ON | Dispatch-Import | EmissionsCost | 0 | [6 empty] | 0.37512 | 0
LCP_Inputs_ON_Diverse_IEA_2023_05_05 | 2045 | CH4 Import - WC 2020 | Import | Methane | ON | Dispatch-Import | FuelCost | 0 | [6 empty] | 0.37512 | 0
LCP_Inputs_ON_Diverse_IEA_2023_05_05 | 2045 | CH4 Import - WC 2020 | Import | Methane | ON | Dispatch-Import | VOM | 0 | [6 empty] | 0.37512 | 0
LCP_Inputs_ON_Diverse_IEA_2023_05_05 | 2045 | CH4 Import - WC 2020 | Import | Methane | PJ | Dispatch-Import | EmissionsCost | 0 | [6 empty] | 0.37512 | 0
LCP_Inputs_ON_Diverse_IEA_2023_05_05 | 2045 | CH4 Import - WC 2020 | Import | Methane | PJ | Dispatch-Import | FuelCost | 0 | [6 empty] | 0.37512 | 0
LCP_Inputs_ON_Diverse_IEA_2023_05_05 | 2045 | CH4 Import - WC 2020 | Import | Methane | PJ | Dispatch-Import | VOM | 0 | [6 empty] | 0.37512 | 0
LCP_Inputs_ON_Diverse_IEA_2023_05_05 | 2045 | CH4 Import - WC 2020 | Import | Methane | QC | Dispatch-Import | EmissionsCost | 0 | [6 empty] | 0.37512 | 0
LCP_Inputs_ON_Diverse_IEA_2023_05_05 | 2045 | CH4 Import - WC 2020 | Import | Methane | QC | Dispatch-Import | FuelCost | 0 | [6 empty] | 0.37512 | 0
LCP_Inputs_ON_Diverse_IEA_2023_05_05 | 2045 | CH4 Import - WC 2020 | Import | Methane | QC | Dispatch-Import | VOM | 0 | [6 empty] | 0.37512 | 0
LCP_Inputs_ON_Diverse_IEA_2023_05_05 | 2045 | CH4 Import - WC 2020 | Import | Methane | WC | Dispatch-Import | EmissionsCost | 0 | [6 empty] | 0.37512 | 0
LCP_Inputs_ON_Diverse_IEA_2023_05_05 | 2045 | CH4 Import - WC 2020 | Import | Methane | WC | Dispatch-Import | FuelCost | 0 | [6 empty] | 0.37512 | 0
LCP_Inputs_ON_Diverse_IEA_2023_05_05 | 2045 | CH4 Import - WC 2020 | Import | Methane | WC | Dispatch-Import | VOM | 0 | [6 empty] | 0.37512 | 0
LCP_Inputs_ON_Diverse_IEA_2023_05_05 | 2045 | CH4 Import - WC 2030 | Import | Methane | MI | Dispatch-Import | EmissionsCost | 0 | [6 empty] | 0.37512 | 0
LCP_Inputs_ON_Diverse_IEA_2023_05_05 | 2045 | CH4 Import - WC 2030 | Import | Methane | MI | Dispatch-Import | FuelCost | 0 | [6 empty] | 0.37512 | 0
LCP_Inputs_ON_Diverse_IEA_2023_05_05 | 2045 | CH4 Import - WC 2030 | Import | Methane | MI | Dispatch-Import | VOM | 0 | [6 empty] | 0.37512 | 0
LCP_Inputs_ON_Diverse_IEA_2023_05_05 | 2045 | CH4 Import - WC 2030 | Import | Methane | NY | Dispatch-Import | EmissionsCost | 0 | [6 empty] | 0.37512 | 0
LCP_Inputs_ON_Diverse_IEA_2023_05_05 | 2045 | CH4 Import - WC 2030 | Import | Methane | NY | Dispatch-Import | FuelCost | 0 | [6 empty] | 0.37512 | 0
LCP_Inputs_ON_Diverse_IEA_2023_05_05 | 2045 | CH4 Import - WC 2030 | Import | Methane | NY | Dispatch-Import | VOM | 0 | [6 empty] | 0.37512 | 0
LCP_Inputs_ON_Diverse_IEA_2023_05_05 | 2045 | CH4 Import - WC 2030 | Import | Methane | ON | Dispatch-Import | EmissionsCost | 0 | [6 empty] | 0.37512 | 0
LCP_Inputs_ON_Diverse_IEA_2023_05_05 | 2045 | CH4 Import - WC 2030 | Import | Methane | ON | Dispatch-Import | FuelCost | 0 | [6 empty] | 0.37512 | 0
LCP_Inputs_ON_Diverse_IEA_2023_05_05 | 2045 | CH4 Import - WC 2030 | Import | Methane | ON | Dispatch-Import | VOM | 0 | [6 empty] | 0.37512 | 0
LCP_Inputs_ON_Diverse_IEA_2023_05_05 | 2045 | CH4 Import - WC 2030 | Import | Methane | PJ | Dispatch-Import | EmissionsCost | 0 | [6 empty] | 0.37512 | 0
LCP_Inputs_ON_Diverse_IEA_2023_05_05 | 2045 | CH4 Import - WC 2030 | Import | Methane | PJ | Dispatch-Import | FuelCost | 0 | [6 empty] | 0.37512 | 0
LCP_Inputs_ON_Diverse_IEA_2023_05_05 | 2045 | CH4 Import - WC 2030 | Import | Methane | PJ | Dispatch-Import | VOM | 0 | [6 empty] | 0.37512 | 0
LCP_Inputs_ON_Diverse_IEA_2023_05_05 | 2045 | CH4 Import - WC 2030 | Import | Methane | QC | Dispatch-Import | EmissionsCost | 0 | [6 empty] | 0.37512 | 0
LCP_Inputs_ON_Diverse_IEA_2023_05_05 | 2045 | CH4 Import - WC 2030 | Import | Methane | QC | Dispatch-Import | FuelCost | 0 | [6 empty] | 0.37512 | 0
LCP_Inputs_ON_Diverse_IEA_2023_05_05 | 2045 | CH4 Import - WC 2030 | Import | Methane | QC | Dispatch-Import | VOM | 0 | [6 empty] | 0.37512 | 0
LCP_Inputs_ON_Diverse_IEA_2023_05_05 | 2045 | CH4 Import - WC 2030 | Import | Methane | WC | Dispatch-Import | EmissionsCost | 0 | [6 empty] | 0.37512 | 0
LCP_Inputs_ON_Diverse_IEA_2023_05_05 | 2045 | CH4 Import - WC 2030 | Import | Methane | WC | Dispatch-Import | FuelCost | 0 | [6 empty] | 0.37512 | 0
LCP_Inputs_ON_Diverse_IEA_2023_05_05 | 2045 | CH4 Import - WC 2030 | Import | Methane | WC | Dispatch-Import | VOM | 0 | [6 empty] | 0.37512 | 0
LCP_Inputs_ON_Diverse_IEA_2023_05_05 | 2045 | CH4 Import - WC 2040 | Import | Methane | MI | Dispatch-Import | EmissionsCost | 0 | [6 empty] | 0.37512 | 0
LCP_Inputs_ON_Diverse_IEA_2023_05_05 | 2045 | CH4 Import - WC 2040 | Import | Methane | MI | Dispatch-Import | FuelCost | 0 | [6 empty] | 0.37512 | 0
LCP_Inputs_ON_Diverse_IEA_2023_05_05 | 2045 | CH4 Import - WC 2040 | Import | Methane | MI | Dispatch-Import | VOM | 0 | [6 empty] | 0.37512 | 0
LCP_Inputs_ON_Diverse_IEA_2023_05_05 | 2045 | CH4 Import - WC 2040 | Import | Methane | NY | Dispatch-Import | EmissionsCost | 0 | [6 empty] | 0.37512 | 0
LCP_Inputs_ON_Diverse_IEA_2023_05_05 | 2045 | CH4 Import - WC 2040 | Import | Methane | NY | Dispatch-Import | FuelCost | 0 | [6 empty] | 0.37512 | 0
LCP_Inputs_ON_Diverse_IEA_2023_05_05 | 2045 | CH4 Import - WC 2040 | Import | Methane | NY | Dispatch-Import | VOM | 0 | [6 empty] | 0.37512 | 0
LCP_Inputs_ON_Diverse_IEA_2023_05_05 | 2045 | CH4 Import - WC 2040 | Import | Methane | ON | Dispatch-Import | EmissionsCost | 0 | [6 empty] | 0.37512 | 0
LCP_Inputs_ON_Diverse_IEA_2023_05_05 | 2045 | CH4 Import - WC 2040 | Import | Methane | ON | Dispatch-Import | FuelCost | 0 | [6 empty] | 0.37512 | 0
LCP_Inputs_ON_Diverse_IEA_2023_05_05 | 2045 | CH4 Import - WC 2040 | Import | Methane | ON | Dispatch-Import | VOM | 0 | [6 empty] | 0.37512 | 0
LCP_Inputs_ON_Diverse_IEA_2023_05_05 | 2045 | CH4 Import - WC 2040 | Import | Methane | PJ | Dispatch-Import | EmissionsCost | 0 | [6 empty] | 0.37512 | 0
LCP_Inputs_ON_Diverse_IEA_2023_05_05 | 2045 | CH4 Import - WC 2040 | Import | Methane | PJ | Dispatch-Import | FuelCost | 0 | [6 empty] | 0.37512 | 0
LCP_Inputs_ON_Diverse_IEA_2023_05_05 | 2045 | CH4 Import - WC 2040 | Import | Methane | PJ | Dispatch-Import | VOM | 0 | [6 empty] | 0.37512 | 0
LCP_Inputs_ON_Diverse_IEA_2023_05_05 | 2045 | CH4 Import - WC 2040 | Import | Methane | QC | Dispatch-Import | EmissionsCost | 0 | [6 empty] | 0.37512 | 0
LCP_Inputs_ON_Diverse_IEA_2023_05_05 | 2045 | CH4 Import - WC 2040 | Import | Methane | QC | Dispatch-Import | FuelCost | 0 | [6 empty] | 0.37512 | 0
LCP_Inputs_ON_Diverse_IEA_2023_05_05 | 2045 | CH4 Import - WC 2040 | Import | Methane | QC | Dispatch-Import | VOM | 0 | [6 empty] | 0.37512 | 0
LCP_Inputs_ON_Diverse_IEA_2023_05_05 | 2045 | CH4 Import - WC 2040 | Import | Methane | WC | Dispatch-Import | EmissionsCost | 2117477751.305 | [6 empty] | 0.37512 | 794301482.9135
LCP_Inputs_ON_Diverse_IEA_2023_05_05 | 2045 | CH4 Import - WC 2040 | Import | Methane | WC | Dispatch-Import | FuelCost | 1127013410.4372 | [6 empty] | 0.37512 | 422761666.6206
LCP_Inputs_ON_Diverse_IEA_2023_05_05 | 2045 | CH4 Import - WC 2040 | Import | Methane | WC | Dispatch-Import | VOM | 0 | [6 empty] | 0.37512 | 0
LCP_Inputs_ON_Diverse_IEA_2023_05_05 | 2045 | CH4 Import - WC 2050 | Import | Methane | MI | Dispatch-Import | EmissionsCost | 0 | [6 empty] | 0.37512 | 0
LCP_Inputs_ON_Diverse_IEA_2023_05_05 | 2045 | CH4 Import - WC 2050 | Import | Methane | MI | Dispatch-Import | FuelCost | 0 | [6 empty] | 0.37512 | 0
LCP_Inputs_ON_Diverse_IEA_2023_05_05 | 2045 | CH4 Import - WC 2050 | Import | Methane | MI | Dispatch-Import | VOM | 0 | [6 empty] | 0.37512 | 0
LCP_Inputs_ON_Diverse_IEA_2023_05_05 | 2045 | CH4 Import - WC 2050 | Import | Methane | NY | Dispatch-Import | EmissionsCost | 0 | [6 empty] | 0.37512 | 0
LCP_Inputs_ON_Diverse_IEA_2023_05_05 | 2045 | CH4 Import - WC 2050 | Import | Methane | NY | Dispatch-Import | FuelCost | 0 | [6 empty] | 0.37512 | 0
LCP_Inputs_ON_Diverse_IEA_2023_05_05 | 2045 | CH4 Import - WC 2050 | Import | Methane | NY | Dispatch-Import | VOM | 0 | [6 empty] | 0.37512 | 0
LCP_Inputs_ON_Diverse_IEA_2023_05_05 | 2045 | CH4 Import - WC 2050 | Import | Methane | ON | Dispatch-Import | EmissionsCost | 0 | [6 empty] | 0.37512 | 0
LCP_Inputs_ON_Diverse_IEA_2023_05_05 | 2045 | CH4 Import - WC 2050 | Import | Methane | ON | Dispatch-Import | FuelCost | 0 | [6 empty] | 0.37512 | 0
LCP_Inputs_ON_Diverse_IEA_2023_05_05 | 2045 | CH4 Import - WC 2050 | Import | Methane | ON | Dispatch-Import | VOM | 0 | [6 empty] | 0.37512 | 0
LCP_Inputs_ON_Diverse_IEA_2023_05_05 | 2045 | CH4 Import - WC 2050 | Import | Methane | PJ | Dispatch-Import | EmissionsCost | 0 | [6 empty] | 0.37512 | 0
LCP_Inputs_ON_Diverse_IEA_2023_05_05 | 2045 | CH4 Import - WC 2050 | Import | Methane | PJ | Dispatch-Import | FuelCost | 0 | [6 empty] | 0.37512 | 0
LCP_Inputs_ON_Diverse_IEA_2023_05_05 | 2045 | CH4 Import - WC 2050 | Import | Methane | PJ | Dispatch-Import | VOM | 0 | [6 empty] | 0.37512 | 0
LCP_Inputs_ON_Diverse_IEA_2023_05_05 | 2045 | CH4 Import - WC 2050 | Import | Methane | QC | Dispatch-Import | EmissionsCost | 0 | [6 empty] | 0.37512 | 0
LCP_Inputs_ON_Diverse_IEA_2023_05_05 | 2045 | CH4 Import - WC 2050 | Import | Methane | QC | Dispatch-Import | FuelCost | 0 | [6 empty] | 0.37512 | 0
LCP_Inputs_ON_Diverse_IEA_2023_05_05 | 2045 | CH4 Import - WC 2050 | Import | Methane | QC | Dispatch-Import | VOM | 0 | [6 empty] | 0.37512 | 0
LCP_Inputs_ON_Diverse_IEA_2023_05_05 | 2045 | CH4 Import - WC 2050 | Import | Methane | WC | Dispatch-Import | EmissionsCost | 0 | [6 empty] | 0.37512 | 0
LCP_Inputs_ON_Diverse_IEA_2023_05_05 | 2045 | CH4 Import - WC 2050 | Import | Methane | WC | Dispatch-Import | FuelCost | 0 | [6 empty] | 0.37512 | 0
LCP_Inputs_ON_Diverse_IEA_2023_05_05 | 2045 | CH4 Import - WC 2050 | Import | Methane | WC | Dispatch-Import | VOM | 0 | [6 empty] | 0.37512 | 0
LCP_Inputs_ON_Diverse_IEA_2023_05_05 | 2045 | CH4 Salt Cavern Storage - ON | Storage | Methane | MI | Dispatch-Storage | EmissionsCost | 0 | [6 empty] | 0.37512 | 0
LCP_Inputs_ON_Diverse_IEA_2023_05_05 | 2045 | CH4 Salt Cavern Storage - ON | Storage | Methane | MI | Dispatch-Storage | FuelCost | 0 | [6 empty] | 0.37512 | 0
LCP_Inputs_ON_Diverse_IEA_2023_05_05 | 2045 | CH4 Salt Cavern Storage - ON | Storage | Methane | MI | Dispatch-Storage | VOM | 0 | [6 empty] | 0.37512 | 0
LCP_Inputs_ON_Diverse_IEA_2023_05_05 | 2045 | CH4 Salt Cavern Storage - ON | Storage | Methane | NY | Dispatch-Storage | EmissionsCost | 0 | [6 empty] | 0.37512 | 0
LCP_Inputs_ON_Diverse_IEA_2023_05_05 | 2045 | CH4 Salt Cavern Storage - ON | Storage | Methane | NY | Dispatch-Storage | FuelCost | 0 | [6 empty] | 0.37512 | 0
LCP_Inputs_ON_Diverse_IEA_2023_05_05 | 2045 | CH4 Salt Cavern Storage - ON | Storage | Methane | NY | Dispatch-Storage | VOM | 0 | [6 empty] | 0.37512 | 0
LCP_Inputs_ON_Diverse_IEA_2023_05_05 | 2045 | CH4 Salt Cavern Storage - ON | Storage | Methane | ON | Dispatch-Storage | EmissionsCost | 0 | [6 empty] | 0.37512 | 0
LCP_Inputs_ON_Diverse_IEA_2023_05_05 | 2045 | CH4 Salt Cavern Storage - ON | Storage | Methane | ON | Dispatch-Storage | FuelCost | 0 | [6 empty] | 0.37512 | 0
LCP_Inputs_ON_Diverse_IEA_2023_05_05 | 2045 | CH4 Salt Cavern Storage - ON | Storage | Methane | ON | Dispatch-Storage | VOM | 0 | [6 empty] | 0.37512 | 0
LCP_Inputs_ON_Diverse_IEA_2023_05_05 | 2045 | CH4 Salt Cavern Storage - ON | Storage | Methane | PJ | Dispatch-Storage | EmissionsCost | 0 | [6 empty] | 0.37512 | 0
LCP_Inputs_ON_Diverse_IEA_2023_05_05 | 2045 | CH4 Salt Cavern Storage - ON | Storage | Methane | PJ | Dispatch-Storage | FuelCost | 0 | [6 empty] | 0.37512 | 0
LCP_Inputs_ON_Diverse_IEA_2023_05_05 | 2045 | CH4 Salt Cavern Storage - ON | Storage | Methane | PJ | Dispatch-Storage | VOM | 0 | [6 empty] | 0.37512 | 0
LCP_Inputs_ON_Diverse_IEA_2023_05_05 | 2045 | CH4 Salt Cavern Storage - ON | Storage | Methane | QC | Dispatch-Storage | EmissionsCost | 0 | [6 empty] | 0.37512 | 0
LCP_Inputs_ON_Diverse_IEA_2023_05_05 | 2045 | CH4 Salt Cavern Storage - ON | Storage | Methane | QC | Dispatch-Storage | FuelCost | 0 | [6 empty] | 0.37512 | 0
LCP_Inputs_ON_Diverse_IEA_2023_05_05 | 2045 | CH4 Salt Cavern Storage - ON | Storage | Methane | QC | Dispatch-Storage | VOM | 0 | [6 empty] | 0.37512 | 0
LCP_Inputs_ON_Diverse_IEA_2023_05_05 | 2045 | CH4 Salt Cavern Storage - ON | Storage | Methane | WC | Dispatch-Storage | EmissionsCost | 0 | [6 empty] | 0.37512 | 0
LCP_Inputs_ON_Diverse_IEA_2023_05_05 | 2045 | CH4 Salt Cavern Storage - ON | Storage | Methane | WC | Dispatch-Storage | FuelCost | 0 | [6 empty] | 0.37512 | 0
LCP_Inputs_ON_Diverse_IEA_2023_05_05 | 2045 | CH4 Salt Cavern Storage - ON | Storage | Methane | WC | Dispatch-Storage | VOM | 0 | [6 empty] | 0.37512 | 0
LCP_Inputs_ON_Diverse_IEA_2023_05_05 | 2045 | Electrolyser 2020/2030 | Crossload | Hydrogen | MI | Dispatch-Crossload | EmissionsCost | 0 | [6 empty] | 0.37512 | 0
LCP_Inputs_ON_Diverse_IEA_2023_05_05 | 2045 | Electrolyser 2020/2030 | Crossload | Hydrogen | MI | Dispatch-Crossload | FuelCost | 0 | [6 empty] | 0.37512 | 0
LCP_Inputs_ON_Diverse_IEA_2023_05_05 | 2045 | Electrolyser 2020/2030 | Crossload | Hydrogen | MI | Dispatch-Crossload | VOM | 0 | [6 empty] | 0.37512 | 0
LCP_Inputs_ON_Diverse_IEA_2023_05_05 | 2045 | Electrolyser 2020/2030 | Crossload | Hydrogen | NY | Dispatch-Crossload | EmissionsCost | 0 | [6 empty] | 0.37512 | 0
LCP_Inputs_ON_Diverse_IEA_2023_05_05 | 2045 | Electrolyser 2020/2030 | Crossload | Hydrogen | NY | Dispatch-Crossload | FuelCost | 0 | [6 empty] | 0.37512 | 0
LCP_Inputs_ON_Diverse_IEA_2023_05_05 | 2045 | Electrolyser 2020/2030 | Crossload | Hydrogen | NY | Dispatch-Crossload | VOM | 0 | [6 empty] | 0.37512 | 0
LCP_Inputs_ON_Diverse_IEA_2023_05_05 | 2045 | Electrolyser 2020/2030 | Crossload | Hydrogen | ON | Dispatch-Crossload | EmissionsCost | 0 | [6 empty] | 0.37512 | 0
LCP_Inputs_ON_Diverse_IEA_2023_05_05 | 2045 | Electrolyser 2020/2030 | Crossload | Hydrogen | ON | Dispatch-Crossload | FuelCost | 0 | [6 empty] | 0.37512 | 0
LCP_Inputs_ON_Diverse_IEA_2023_05_05 | 2045 | Electrolyser 2020/2030 | Crossload | Hydrogen | ON | Dispatch-Crossload | VOM | 0 | [6 empty] | 0.37512 | 0
LCP_Inputs_ON_Diverse_IEA_2023_05_05 | 2045 | Electrolyser 2020/2030 | Crossload | Hydrogen | PJ | Dispatch-Crossload | EmissionsCost | 0 | [6 empty] | 0.37512 | 0
LCP_Inputs_ON_Diverse_IEA_2023_05_05 | 2045 | Electrolyser 2020/2030 | Crossload | Hydrogen | PJ | Dispatch-Crossload | FuelCost | 0 | [6 empty] | 0.37512 | 0
LCP_Inputs_ON_Diverse_IEA_2023_05_05 | 2045 | Electrolyser 2020/2030 | Crossload | Hydrogen | PJ | Dispatch-Crossload | VOM | 0 | [6 empty] | 0.37512 | 0
LCP_Inputs_ON_Diverse_IEA_2023_05_05 | 2045 | Electrolyser 2020/2030 | Crossload | Hydrogen | QC | Dispatch-Crossload | EmissionsCost | 0 | [6 empty] | 0.37512 | 0
LCP_Inputs_ON_Diverse_IEA_2023_05_05 | 2045 | Electrolyser 2020/2030 | Crossload | Hydrogen | QC | Dispatch-Crossload | FuelCost | 0 | [6 empty] | 0.37512 | 0
LCP_Inputs_ON_Diverse_IEA_2023_05_05 | 2045 | Electrolyser 2020/2030 | Crossload | Hydrogen | QC | Dispatch-Crossload | VOM | 0 | [6 empty] | 0.37512 | 0
LCP_Inputs_ON_Diverse_IEA_2023_05_05 | 2045 | Electrolyser 2020/2030 | Crossload | Hydrogen | WC | Dispatch-Crossload | EmissionsCost | 0 | [6 empty] | 0.37512 | 0
LCP_Inputs_ON_Diverse_IEA_2023_05_05 | 2045 | Electrolyser 2020/2030 | Crossload | Hydrogen | WC | Dispatch-Crossload | FuelCost | 0 | [6 empty] | 0.37512 | 0
LCP_Inputs_ON_Diverse_IEA_2023_05_05 | 2045 | Electrolyser 2020/2030 | Crossload | Hydrogen | WC | Dispatch-Crossload | VOM | 0 | [6 empty] | 0.37512 | 0
LCP_Inputs_ON_Diverse_IEA_2023_05_05 | 2045 | Electrolyser 2040 | Crossload | Hydrogen | MI | Dispatch-Crossload | EmissionsCost | 0 | [6 empty] | 0.37512 | 0
LCP_Inputs_ON_Diverse_IEA_2023_05_05 | 2045 | Electrolyser 2040 | Crossload | Hydrogen | MI | Dispatch-Crossload | FuelCost | 0 | [6 empty] | 0.37512 | 0
LCP_Inputs_ON_Diverse_IEA_2023_05_05 | 2045 | Electrolyser 2040 | Crossload | Hydrogen | MI | Dispatch-Crossload | VOM | 0 | [6 empty] | 0.37512 | 0
LCP_Inputs_ON_Diverse_IEA_2023_05_05 | 2045 | Electrolyser 2040 | Crossload | Hydrogen | NY | Dispatch-Crossload | EmissionsCost | 0 | [6 empty] | 0.37512 | 0
LCP_Inputs_ON_Diverse_IEA_2023_05_05 | 2045 | Electrolyser 2040 | Crossload | Hydrogen | NY | Dispatch-Crossload | FuelCost | 0 | [6 empty] | 0.37512 | 0
LCP_Inputs_ON_Diverse_IEA_2023_05_05 | 2045 | Electrolyser 2040 | Crossload | Hydrogen | NY | Dispatch-Crossload | VOM | 0 | [6 empty] | 0.37512 | 0
LCP_Inputs_ON_Diverse_IEA_2023_05_05 | 2045 | Electrolyser 2040 | Crossload | Hydrogen | ON | Dispatch-Crossload | EmissionsCost | 0 | [6 empty] | 0.37512 | 0
LCP_Inputs_ON_Diverse_IEA_2023_05_05 | 2045 | Electrolyser 2040 | Crossload | Hydrogen | ON | Dispatch-Crossload | FuelCost | 0 | [6 empty] | 0.37512 | 0
LCP_Inputs_ON_Diverse_IEA_2023_05_05 | 2045 | Electrolyser 2040 | Crossload | Hydrogen | ON | Dispatch-Crossload | VOM | 0 | [6 empty] | 0.37512 | 0
LCP_Inputs_ON_Diverse_IEA_2023_05_05 | 2045 | Electrolyser 2040 | Crossload | Hydrogen | PJ | Dispatch-Crossload | EmissionsCost | 0 | [6 empty] | 0.37512 | 0
LCP_Inputs_ON_Diverse_IEA_2023_05_05 | 2045 | Electrolyser 2040 | Crossload | Hydrogen | PJ | Dispatch-Crossload | FuelCost | 0 | [6 empty] | 0.37512 | 0
LCP_Inputs_ON_Diverse_IEA_2023_05_05 | 2045 | Electrolyser 2040 | Crossload | Hydrogen | PJ | Dispatch-Crossload | VOM | 0 | [6 empty] | 0.37512 | 0
LCP_Inputs_ON_Diverse_IEA_2023_05_05 | 2045 | Electrolyser 2040 | Crossload | Hydrogen | QC | Dispatch-Crossload | EmissionsCost | 0 | [6 empty] | 0.37512 | 0
LCP_Inputs_ON_Diverse_IEA_2023_05_05 | 2045 | Electrolyser 2040 | Crossload | Hydrogen | QC | Dispatch-Crossload | FuelCost | 0 | [6 empty] | 0.37512 | 0
LCP_Inputs_ON_Diverse_IEA_2023_05_05 | 2045 | Electrolyser 2040 | Crossload | Hydrogen | QC | Dispatch-Crossload | VOM | 0 | [6 empty] | 0.37512 | 0
LCP_Inputs_ON_Diverse_IEA_2023_05_05 | 2045 | Electrolyser 2040 | Crossload | Hydrogen | WC | Dispatch-Crossload | EmissionsCost | 0 | [6 empty] | 0.37512 | 0
LCP_Inputs_ON_Diverse_IEA_2023_05_05 | 2045 | Electrolyser 2040 | Crossload | Hydrogen | WC | Dispatch-Crossload | FuelCost | 0 | [6 empty] | 0.37512 | 0
LCP_Inputs_ON_Diverse_IEA_2023_05_05 | 2045 | Electrolyser 2040 | Crossload | Hydrogen | WC | Dispatch-Crossload | VOM | 0 | [6 empty] | 0.37512 | 0
LCP_Inputs_ON_Diverse_IEA_2023_05_05 | 2045 | Electrolyser 2050 | Crossload | Hydrogen | MI | Dispatch-Crossload | EmissionsCost | 0 | [6 empty] | 0.37512 | 0
LCP_Inputs_ON_Diverse_IEA_2023_05_05 | 2045 | Electrolyser 2050 | Crossload | Hydrogen | MI | Dispatch-Crossload | FuelCost | 0 | [6 empty] | 0.37512 | 0
LCP_Inputs_ON_Diverse_IEA_2023_05_05 | 2045 | Electrolyser 2050 | Crossload | Hydrogen | MI | Dispatch-Crossload | VOM | 0 | [6 empty] | 0.37512 | 0
LCP_Inputs_ON_Diverse_IEA_2023_05_05 | 2045 | Electrolyser 2050 | Crossload | Hydrogen | NY | Dispatch-Crossload | EmissionsCost | 0 | [6 empty] | 0.37512 | 0
LCP_Inputs_ON_Diverse_IEA_2023_05_05 | 2045 | Electrolyser 2050 | Crossload | Hydrogen | NY | Dispatch-Crossload | FuelCost | 0 | [6 empty] | 0.37512 | 0
LCP_Inputs_ON_Diverse_IEA_2023_05_05 | 2045 | Electrolyser 2050 | Crossload | Hydrogen | NY | Dispatch-Crossload | VOM | 0 | [6 empty] | 0.37512 | 0
LCP_Inputs_ON_Diverse_IEA_2023_05_05 | 2045 | Electrolyser 2050 | Crossload | Hydrogen | ON | Dispatch-Crossload | EmissionsCost | 0 | [6 empty] | 0.37512 | 0
LCP_Inputs_ON_Diverse_IEA_2023_05_05 | 2045 | Electrolyser 2050 | Crossload | Hydrogen | ON | Dispatch-Crossload | FuelCost | 0 | [6 empty] | 0.37512 | 0
LCP_Inputs_ON_Diverse_IEA_2023_05_05 | 2045 | Electrolyser 2050 | Crossload | Hydrogen | ON | Dispatch-Crossload | VOM | 0 | [6 empty] | 0.37512 | 0
LCP_Inputs_ON_Diverse_IEA_2023_05_05 | 2045 | Electrolyser 2050 | Crossload | Hydrogen | PJ | Dispatch-Crossload | EmissionsCost | 0 | [6 empty] | 0.37512 | 0
LCP_Inputs_ON_Diverse_IEA_2023_05_05 | 2045 | Electrolyser 2050 | Crossload | Hydrogen | PJ | Dispatch-Crossload | FuelCost | 0 | [6 empty] | 0.37512 | 0
LCP_Inputs_ON_Diverse_IEA_2023_05_05 | 2045 | Electrolyser 2050 | Crossload | Hydrogen | PJ | Dispatch-Crossload | VOM | 0 | [6 empty] | 0.37512 | 0
LCP_Inputs_ON_Diverse_IEA_2023_05_05 | 2045 | Electrolyser 2050 | Crossload | Hydrogen | QC | Dispatch-Crossload | EmissionsCost | 0 | [6 empty] | 0.37512 | 0
LCP_Inputs_ON_Diverse_IEA_2023_05_05 | 2045 | Electrolyser 2050 | Crossload | Hydrogen | QC | Dispatch-Crossload | FuelCost | 0 | [6 empty] | 0.37512 | 0
LCP_Inputs_ON_Diverse_IEA_2023_05_05 | 2045 | Electrolyser 2050 | Crossload | Hydrogen | QC | Dispatch-Crossload | VOM | 0 | [6 empty] | 0.37512 | 0
LCP_Inputs_ON_Diverse_IEA_2023_05_05 | 2045 | Electrolyser 2050 | Crossload | Hydrogen | WC | Dispatch-Crossload | EmissionsCost | 0 | [6 empty] | 0.37512 | 0
LCP_Inputs_ON_Diverse_IEA_2023_05_05 | 2045 | Electrolyser 2050 | Crossload | Hydrogen | WC | Dispatch-Crossload | FuelCost | 0 | [6 empty] | 0.37512 | 0
LCP_Inputs_ON_Diverse_IEA_2023_05_05 | 2045 | Electrolyser 2050 | Crossload | Hydrogen | WC | Dispatch-Crossload | VOM | 0 | [6 empty] | 0.37512 | 0
LCP_Inputs_ON_Diverse_IEA_2023_05_05 | 2045 | Fossil Fuel Thermal (Coal, Peat, Oil) | Generation | Electricity | MI | Dispatch-Generation | EmissionsCost | 0 | [6 empty] | 0.37512 | 0
LCP_Inputs_ON_Diverse_IEA_2023_05_05 | 2045 | Fossil Fuel Thermal (Coal, Peat, Oil) | Generation | Electricity | MI | Dispatch-Generation | FuelCost | 0 | [6 empty] | 0.37512 | 0
LCP_Inputs_ON_Diverse_IEA_2023_05_05 | 2045 | Fossil Fuel Thermal (Coal, Peat, Oil) | Generation | Electricity | MI | Dispatch-Generation | VOM | 0 | [6 empty] | 0.37512 | 0
LCP_Inputs_ON_Diverse_IEA_2023_05_05 | 2045 | Fossil Fuel Thermal (Coal, Peat, Oil) | Generation | Electricity | NY | Dispatch-Generation | EmissionsCost | 0 | [6 empty] | 0.37512 | 0
LCP_Inputs_ON_Diverse_IEA_2023_05_05 | 2045 | Fossil Fuel Thermal (Coal, Peat, Oil) | Generation | Electricity | NY | Dispatch-Generation | FuelCost | 0 | [6 empty] | 0.37512 | 0
LCP_Inputs_ON_Diverse_IEA_2023_05_05 | 2045 | Fossil Fuel Thermal (Coal, Peat, Oil) | Generation | Electricity | NY | Dispatch-Generation | VOM | 0 | [6 empty] | 0.37512 | 0
LCP_Inputs_ON_Diverse_IEA_2023_05_05 | 2045 | Fossil Fuel Thermal (Coal, Peat, Oil) | Generation | Electricity | ON | Dispatch-Generation | EmissionsCost | 0 | [6 empty] | 0.37512 | 0
LCP_Inputs_ON_Diverse_IEA_2023_05_05 | 2045 | Fossil Fuel Thermal (Coal, Peat, Oil) | Generation | Electricity | ON | Dispatch-Generation | FuelCost | 0 | [6 empty] | 0.37512 | 0
LCP_Inputs_ON_Diverse_IEA_2023_05_05 | 2045 | Fossil Fuel Thermal (Coal, Peat, Oil) | Generation | Electricity | ON | Dispatch-Generation | VOM | 0 | [6 empty] | 0.37512 | 0
LCP_Inputs_ON_Diverse_IEA_2023_05_05 | 2045 | Fossil Fuel Thermal (Coal, Peat, Oil) | Generation | Electricity | PJ | Dispatch-Generation | EmissionsCost | 0 | [6 empty] | 0.37512 | 0
LCP_Inputs_ON_Diverse_IEA_2023_05_05 | 2045 | Fossil Fuel Thermal (Coal, Peat, Oil) | Generation | Electricity | PJ | Dispatch-Generation | FuelCost | 0 | [6 empty] | 0.37512 | 0
LCP_Inputs_ON_Diverse_IEA_2023_05_05 | 2045 | Fossil Fuel Thermal (Coal, Peat, Oil) | Generation | Electricity | PJ | Dispatch-Generation | VOM | 0 | [6 empty] | 0.37512 | 0
LCP_Inputs_ON_Diverse_IEA_2023_05_05 | 2045 | Fossil Fuel Thermal (Coal, Peat, Oil) | Generation | Electricity | QC | Dispatch-Generation | EmissionsCost | 0 | [6 empty] | 0.37512 | 0
LCP_Inputs_ON_Diverse_IEA_2023_05_05 | 2045 | Fossil Fuel Thermal (Coal, Peat, Oil) | Generation | Electricity | QC | Dispatch-Generation | FuelCost | 0 | [6 empty] | 0.37512 | 0
LCP_Inputs_ON_Diverse_IEA_2023_05_05 | 2045 | Fossil Fuel Thermal (Coal, Peat, Oil) | Generation | Electricity | QC | Dispatch-Generation | VOM | 0 | [6 empty] | 0.37512 | 0
LCP_Inputs_ON_Diverse_IEA_2023_05_05 | 2045 | Fossil Fuel Thermal (Coal, Peat, Oil) | Generation | Electricity | WC | Dispatch-Generation | EmissionsCost | 0 | [6 empty] | 0.37512 | 0
LCP_Inputs_ON_Diverse_IEA_2023_05_05 | 2045 | Fossil Fuel Thermal (Coal, Peat, Oil) | Generation | Electricity | WC | Dispatch-Generation | FuelCost | 0 | [6 empty] | 0.37512 | 0
LCP_Inputs_ON_Diverse_IEA_2023_05_05 | 2045 | Fossil Fuel Thermal (Coal, Peat, Oil) | Generation | Electricity | WC | Dispatch-Generation | VOM | 0 | [6 empty] | 0.37512 | 0
LCP_Inputs_ON_Diverse_IEA_2023_05_05 | 2045 | Generic - Generator | Generation | Electricity | MI | Dispatch-Generation | EmissionsCost | 0 | [6 empty] | 0.37512 | 0
LCP_Inputs_ON_Diverse_IEA_2023_05_05 | 2045 | Generic - Generator | Generation | Electricity | MI | Dispatch-Generation | FuelCost | 834353354.7452 | [6 empty] | 0.37512 | 312979962.3819
LCP_Inputs_ON_Diverse_IEA_2023_05_05 | 2045 | Generic - Generator | Generation | Electricity | MI | Dispatch-Generation | VOM | 27287451.8893 | [6 empty] | 0.37512 | 10235981.6944
LCP_Inputs_ON_Diverse_IEA_2023_05_05 | 2045 | Generic - Generator | Generation | Electricity | NY | Dispatch-Generation | EmissionsCost | 0 | [6 empty] | 0.37512 | 0
LCP_Inputs_ON_Diverse_IEA_2023_05_05 | 2045 | Generic - Generator | Generation | Electricity | NY | Dispatch-Generation | FuelCost | 104321173.1139 | [6 empty] | 0.37512 | 39132624.8659
LCP_Inputs_ON_Diverse_IEA_2023_05_05 | 2045 | Generic - Generator | Generation | Electricity | NY | Dispatch-Generation | VOM | 3411814.6421 | [6 empty] | 0.37512 | 1279828.9984
LCP_Inputs_ON_Diverse_IEA_2023_05_05 | 2045 | Generic - Generator | Generation | Electricity | ON | Dispatch-Generation | EmissionsCost | 0 | [6 empty] | 0.37512 | 0
LCP_Inputs_ON_Diverse_IEA_2023_05_05 | 2045 | Generic - Generator | Generation | Electricity | ON | Dispatch-Generation | FuelCost | 0 | [6 empty] | 0.37512 | 0
LCP_Inputs_ON_Diverse_IEA_2023_05_05 | 2045 | Generic - Generator | Generation | Electricity | ON | Dispatch-Generation | VOM | 0 | [6 empty] | 0.37512 | 0
LCP_Inputs_ON_Diverse_IEA_2023_05_05 | 2045 | Generic - Generator | Generation | Electricity | PJ | Dispatch-Generation | EmissionsCost | 0 | [6 empty] | 0.37512 | 0
LCP_Inputs_ON_Diverse_IEA_2023_05_05 | 2045 | Generic - Generator | Generation | Electricity | PJ | Dispatch-Generation | FuelCost | 5328558791.3796 | [6 empty] | 0.37512 | 1998831934.4446
LCP_Inputs_ON_Diverse_IEA_2023_05_05 | 2045 | Generic - Generator | Generation | Electricity | PJ | Dispatch-Generation | VOM | 174270038.9852 | [6 empty] | 0.37512 | 65371619.7528
LCP_Inputs_ON_Diverse_IEA_2023_05_05 | 2045 | Generic - Generator | Generation | Electricity | QC | Dispatch-Generation | EmissionsCost | 0 | [6 empty] | 0.37512 | 0
LCP_Inputs_ON_Diverse_IEA_2023_05_05 | 2045 | Generic - Generator | Generation | Electricity | QC | Dispatch-Generation | FuelCost | 0 | [6 empty] | 0.37512 | 0
LCP_Inputs_ON_Diverse_IEA_2023_05_05 | 2045 | Generic - Generator | Generation | Electricity | QC | Dispatch-Generation | VOM | 0 | [6 empty] | 0.37512 | 0
LCP_Inputs_ON_Diverse_IEA_2023_05_05 | 2045 | Generic - Generator | Generation | Electricity | WC | Dispatch-Generation | EmissionsCost | 0 | [6 empty] | 0.37512 | 0
LCP_Inputs_ON_Diverse_IEA_2023_05_05 | 2045 | Generic - Generator | Generation | Electricity | WC | Dispatch-Generation | FuelCost | 0 | [6 empty] | 0.37512 | 0
LCP_Inputs_ON_Diverse_IEA_2023_05_05 | 2045 | Generic - Generator | Generation | Electricity | WC | Dispatch-Generation | VOM | 0 | [6 empty] | 0.37512 | 0
LCP_Inputs_ON_Diverse_IEA_2023_05_05 | 2045 | H2 Import - QC | Import | Hydrogen | MI | Dispatch-Import | EmissionsCost | 0 | [6 empty] | 0.37512 | 0
LCP_Inputs_ON_Diverse_IEA_2023_05_05 | 2045 | H2 Import - QC | Import | Hydrogen | MI | Dispatch-Import | FuelCost | 0 | [6 empty] | 0.37512 | 0
LCP_Inputs_ON_Diverse_IEA_2023_05_05 | 2045 | H2 Import - QC | Import | Hydrogen | MI | Dispatch-Import | VOM | 0 | [6 empty] | 0.37512 | 0
LCP_Inputs_ON_Diverse_IEA_2023_05_05 | 2045 | H2 Import - QC | Import | Hydrogen | NY | Dispatch-Import | EmissionsCost | 0 | [6 empty] | 0.37512 | 0
LCP_Inputs_ON_Diverse_IEA_2023_05_05 | 2045 | H2 Import - QC | Import | Hydrogen | NY | Dispatch-Import | FuelCost | 0 | [6 empty] | 0.37512 | 0
LCP_Inputs_ON_Diverse_IEA_2023_05_05 | 2045 | H2 Import - QC | Import | Hydrogen | NY | Dispatch-Import | VOM | 0 | [6 empty] | 0.37512 | 0
LCP_Inputs_ON_Diverse_IEA_2023_05_05 | 2045 | H2 Import - QC | Import | Hydrogen | ON | Dispatch-Import | EmissionsCost | 0 | [6 empty] | 0.37512 | 0
LCP_Inputs_ON_Diverse_IEA_2023_05_05 | 2045 | H2 Import - QC | Import | Hydrogen | ON | Dispatch-Import | FuelCost | 0 | [6 empty] | 0.37512 | 0
LCP_Inputs_ON_Diverse_IEA_2023_05_05 | 2045 | H2 Import - QC | Import | Hydrogen | ON | Dispatch-Import | VOM | 0 | [6 empty] | 0.37512 | 0
LCP_Inputs_ON_Diverse_IEA_2023_05_05 | 2045 | H2 Import - QC | Import | Hydrogen | PJ | Dispatch-Import | EmissionsCost | 0 | [6 empty] | 0.37512 | 0
LCP_Inputs_ON_Diverse_IEA_2023_05_05 | 2045 | H2 Import - QC | Import | Hydrogen | PJ | Dispatch-Import | FuelCost | 0 | [6 empty] | 0.37512 | 0
LCP_Inputs_ON_Diverse_IEA_2023_05_05 | 2045 | H2 Import - QC | Import | Hydrogen | PJ | Dispatch-Import | VOM | 0 | [6 empty] | 0.37512 | 0
LCP_Inputs_ON_Diverse_IEA_2023_05_05 | 2045 | H2 Import - QC | Import | Hydrogen | QC | Dispatch-Import | EmissionsCost | 0 | [6 empty] | 0.37512 | 0
LCP_Inputs_ON_Diverse_IEA_2023_05_05 | 2045 | H2 Import - QC | Import | Hydrogen | QC | Dispatch-Import | FuelCost | 0 | [6 empty] | 0.37512 | 0
LCP_Inputs_ON_Diverse_IEA_2023_05_05 | 2045 | H2 Import - QC | Import | Hydrogen | QC | Dispatch-Import | VOM | 0 | [6 empty] | 0.37512 | 0
LCP_Inputs_ON_Diverse_IEA_2023_05_05 | 2045 | H2 Import - QC | Import | Hydrogen | WC | Dispatch-Import | EmissionsCost | 0 | [6 empty] | 0.37512 | 0
LCP_Inputs_ON_Diverse_IEA_2023_05_05 | 2045 | H2 Import - QC | Import | Hydrogen | WC | Dispatch-Import | FuelCost | 0 | [6 empty] | 0.37512 | 0
LCP_Inputs_ON_Diverse_IEA_2023_05_05 | 2045 | H2 Import - QC | Import | Hydrogen | WC | Dispatch-Import | VOM | 0 | [6 empty] | 0.37512 | 0
LCP_Inputs_ON_Diverse_IEA_2023_05_05 | 2045 | H2 Import - WC | Import | Hydrogen | MI | Dispatch-Import | EmissionsCost | 0 | [6 empty] | 0.37512 | 0
LCP_Inputs_ON_Diverse_IEA_2023_05_05 | 2045 | H2 Import - WC | Import | Hydrogen | MI | Dispatch-Import | FuelCost | 0 | [6 empty] | 0.37512 | 0
LCP_Inputs_ON_Diverse_IEA_2023_05_05 | 2045 | H2 Import - WC | Import | Hydrogen | MI | Dispatch-Import | VOM | 0 | [6 empty] | 0.37512 | 0
LCP_Inputs_ON_Diverse_IEA_2023_05_05 | 2045 | H2 Import - WC | Import | Hydrogen | NY | Dispatch-Import | EmissionsCost | 0 | [6 empty] | 0.37512 | 0
LCP_Inputs_ON_Diverse_IEA_2023_05_05 | 2045 | H2 Import - WC | Import | Hydrogen | NY | Dispatch-Import | FuelCost | 0 | [6 empty] | 0.37512 | 0
LCP_Inputs_ON_Diverse_IEA_2023_05_05 | 2045 | H2 Import - WC | Import | Hydrogen | NY | Dispatch-Import | VOM | 0 | [6 empty] | 0.37512 | 0
LCP_Inputs_ON_Diverse_IEA_2023_05_05 | 2045 | H2 Import - WC | Import | Hydrogen | ON | Dispatch-Import | EmissionsCost | 0 | [6 empty] | 0.37512 | 0
LCP_Inputs_ON_Diverse_IEA_2023_05_05 | 2045 | H2 Import - WC | Import | Hydrogen | ON | Dispatch-Import | FuelCost | 0 | [6 empty] | 0.37512 | 0
LCP_Inputs_ON_Diverse_IEA_2023_05_05 | 2045 | H2 Import - WC | Import | Hydrogen | ON | Dispatch-Import | VOM | 0 | [6 empty] | 0.37512 | 0
LCP_Inputs_ON_Diverse_IEA_2023_05_05 | 2045 | H2 Import - WC | Import | Hydrogen | PJ | Dispatch-Import | EmissionsCost | 0 | [6 empty] | 0.37512 | 0
LCP_Inputs_ON_Diverse_IEA_2023_05_05 | 2045 | H2 Import - WC | Import | Hydrogen | PJ | Dispatch-Import | FuelCost | 0 | [6 empty] | 0.37512 | 0
LCP_Inputs_ON_Diverse_IEA_2023_05_05 | 2045 | H2 Import - WC | Import | Hydrogen | PJ | Dispatch-Import | VOM | 0 | [6 empty] | 0.37512 | 0
LCP_Inputs_ON_Diverse_IEA_2023_05_05 | 2045 | H2 Import - WC | Import | Hydrogen | QC | Dispatch-Import | EmissionsCost | 0 | [6 empty] | 0.37512 | 0
LCP_Inputs_ON_Diverse_IEA_2023_05_05 | 2045 | H2 Import - WC | Import | Hydrogen | QC | Dispatch-Import | FuelCost | 0 | [6 empty] | 0.37512 | 0
LCP_Inputs_ON_Diverse_IEA_2023_05_05 | 2045 | H2 Import - WC | Import | Hydrogen | QC | Dispatch-Import | VOM | 0 | [6 empty] | 0.37512 | 0
LCP_Inputs_ON_Diverse_IEA_2023_05_05 | 2045 | H2 Import - WC | Import | Hydrogen | WC | Dispatch-Import | EmissionsCost | 0 | [6 empty] | 0.37512 | 0
LCP_Inputs_ON_Diverse_IEA_2023_05_05 | 2045 | H2 Import - WC | Import | Hydrogen | WC | Dispatch-Import | FuelCost | 298476487.2232 | [6 empty] | 0.37512 | 111963545.4352
LCP_Inputs_ON_Diverse_IEA_2023_05_05 | 2045 | H2 Import - WC | Import | Hydrogen | WC | Dispatch-Import | VOM | 0 | [6 empty] | 0.37512 | 0
LCP_Inputs_ON_Diverse_IEA_2023_05_05 | 2045 | H2 Salt Cavern Storage - ON | Storage | Hydrogen | MI | Dispatch-Storage | EmissionsCost | 0 | [6 empty] | 0.37512 | 0
LCP_Inputs_ON_Diverse_IEA_2023_05_05 | 2045 | H2 Salt Cavern Storage - ON | Storage | Hydrogen | MI | Dispatch-Storage | FuelCost | 0 | [6 empty] | 0.37512 | 0
LCP_Inputs_ON_Diverse_IEA_2023_05_05 | 2045 | H2 Salt Cavern Storage - ON | Storage | Hydrogen | MI | Dispatch-Storage | VOM | 0 | [6 empty] | 0.37512 | 0
LCP_Inputs_ON_Diverse_IEA_2023_05_05 | 2045 | H2 Salt Cavern Storage - ON | Storage | Hydrogen | NY | Dispatch-Storage | EmissionsCost | 0 | [6 empty] | 0.37512 | 0
LCP_Inputs_ON_Diverse_IEA_2023_05_05 | 2045 | H2 Salt Cavern Storage - ON | Storage | Hydrogen | NY | Dispatch-Storage | FuelCost | 0 | [6 empty] | 0.37512 | 0
LCP_Inputs_ON_Diverse_IEA_2023_05_05 | 2045 | H2 Salt Cavern Storage - ON | Storage | Hydrogen | NY | Dispatch-Storage | VOM | 0 | [6 empty] | 0.37512 | 0
LCP_Inputs_ON_Diverse_IEA_2023_05_05 | 2045 | H2 Salt Cavern Storage - ON | Storage | Hydrogen | ON | Dispatch-Storage | EmissionsCost | 0 | [6 empty] | 0.37512 | 0
LCP_Inputs_ON_Diverse_IEA_2023_05_05 | 2045 | H2 Salt Cavern Storage - ON | Storage | Hydrogen | ON | Dispatch-Storage | FuelCost | 0 | [6 empty] | 0.37512 | 0
LCP_Inputs_ON_Diverse_IEA_2023_05_05 | 2045 | H2 Salt Cavern Storage - ON | Storage | Hydrogen | ON | Dispatch-Storage | VOM | 80253018.6897 | [6 empty] | 0.37512 | 30104255.7421
LCP_Inputs_ON_Diverse_IEA_2023_05_05 | 2045 | H2 Salt Cavern Storage - ON | Storage | Hydrogen | PJ | Dispatch-Storage | EmissionsCost | 0 | [6 empty] | 0.37512 | 0
LCP_Inputs_ON_Diverse_IEA_2023_05_05 | 2045 | H2 Salt Cavern Storage - ON | Storage | Hydrogen | PJ | Dispatch-Storage | FuelCost | 0 | [6 empty] | 0.37512 | 0
LCP_Inputs_ON_Diverse_IEA_2023_05_05 | 2045 | H2 Salt Cavern Storage - ON | Storage | Hydrogen | PJ | Dispatch-Storage | VOM | 0 | [6 empty] | 0.37512 | 0
LCP_Inputs_ON_Diverse_IEA_2023_05_05 | 2045 | H2 Salt Cavern Storage - ON | Storage | Hydrogen | QC | Dispatch-Storage | EmissionsCost | 0 | [6 empty] | 0.37512 | 0
LCP_Inputs_ON_Diverse_IEA_2023_05_05 | 2045 | H2 Salt Cavern Storage - ON | Storage | Hydrogen | QC | Dispatch-Storage | FuelCost | 0 | [6 empty] | 0.37512 | 0
LCP_Inputs_ON_Diverse_IEA_2023_05_05 | 2045 | H2 Salt Cavern Storage - ON | Storage | Hydrogen | QC | Dispatch-Storage | VOM | 0 | [6 empty] | 0.37512 | 0
LCP_Inputs_ON_Diverse_IEA_2023_05_05 | 2045 | H2 Salt Cavern Storage - ON | Storage | Hydrogen | WC | Dispatch-Storage | EmissionsCost | 0 | [6 empty] | 0.37512 | 0
LCP_Inputs_ON_Diverse_IEA_2023_05_05 | 2045 | H2 Salt Cavern Storage - ON | Storage | Hydrogen | WC | Dispatch-Storage | FuelCost | 0 | [6 empty] | 0.37512 | 0
LCP_Inputs_ON_Diverse_IEA_2023_05_05 | 2045 | H2 Salt Cavern Storage - ON | Storage | Hydrogen | WC | Dispatch-Storage | VOM | 0 | [6 empty] | 0.37512 | 0
LCP_Inputs_ON_Diverse_IEA_2023_05_05 | 2045 | Hydro | Generation | Electricity | MI | Dispatch-Generation | EmissionsCost | 0 | [6 empty] | 0.37512 | 0
LCP_Inputs_ON_Diverse_IEA_2023_05_05 | 2045 | Hydro | Generation | Electricity | MI | Dispatch-Generation | FuelCost | 0 | [6 empty] | 0.37512 | 0
LCP_Inputs_ON_Diverse_IEA_2023_05_05 | 2045 | Hydro | Generation | Electricity | MI | Dispatch-Generation | VOM | 0 | [6 empty] | 0.37512 | 0
LCP_Inputs_ON_Diverse_IEA_2023_05_05 | 2045 | Hydro | Generation | Electricity | NY | Dispatch-Generation | EmissionsCost | 0 | [6 empty] | 0.37512 | 0
LCP_Inputs_ON_Diverse_IEA_2023_05_05 | 2045 | Hydro | Generation | Electricity | NY | Dispatch-Generation | FuelCost | 0 | [6 empty] | 0.37512 | 0
LCP_Inputs_ON_Diverse_IEA_2023_05_05 | 2045 | Hydro | Generation | Electricity | NY | Dispatch-Generation | VOM | 0 | [6 empty] | 0.37512 | 0
LCP_Inputs_ON_Diverse_IEA_2023_05_05 | 2045 | Hydro | Generation | Electricity | ON | Dispatch-Generation | EmissionsCost | 0 | [6 empty] | 0.37512 | 0
LCP_Inputs_ON_Diverse_IEA_2023_05_05 | 2045 | Hydro | Generation | Electricity | ON | Dispatch-Generation | FuelCost | 0 | [6 empty] | 0.37512 | 0
LCP_Inputs_ON_Diverse_IEA_2023_05_05 | 2045 | Hydro | Generation | Electricity | ON | Dispatch-Generation | VOM | 0 | [6 empty] | 0.37512 | 0
LCP_Inputs_ON_Diverse_IEA_2023_05_05 | 2045 | Hydro | Generation | Electricity | PJ | Dispatch-Generation | EmissionsCost | 0 | [6 empty] | 0.37512 | 0
LCP_Inputs_ON_Diverse_IEA_2023_05_05 | 2045 | Hydro | Generation | Electricity | PJ | Dispatch-Generation | FuelCost | 0 | [6 empty] | 0.37512 | 0
LCP_Inputs_ON_Diverse_IEA_2023_05_05 | 2045 | Hydro | Generation | Electricity | PJ | Dispatch-Generation | VOM | 0 | [6 empty] | 0.37512 | 0
LCP_Inputs_ON_Diverse_IEA_2023_05_05 | 2045 | Hydro | Generation | Electricity | QC | Dispatch-Generation | EmissionsCost | 0 | [6 empty] | 0.37512 | 0
LCP_Inputs_ON_Diverse_IEA_2023_05_05 | 2045 | Hydro | Generation | Electricity | QC | Dispatch-Generation | FuelCost | 0 | [6 empty] | 0.37512 | 0
LCP_Inputs_ON_Diverse_IEA_2023_05_05 | 2045 | Hydro | Generation | Electricity | QC | Dispatch-Generation | VOM | 0 | [6 empty] | 0.37512 | 0
LCP_Inputs_ON_Diverse_IEA_2023_05_05 | 2045 | Hydro | Generation | Electricity | WC | Dispatch-Generation | EmissionsCost | 0 | [6 empty] | 0.37512 | 0
LCP_Inputs_ON_Diverse_IEA_2023_05_05 | 2045 | Hydro | Generation | Electricity | WC | Dispatch-Generation | FuelCost | 0 | [6 empty] | 0.37512 | 0
LCP_Inputs_ON_Diverse_IEA_2023_05_05 | 2045 | Hydro | Generation | Electricity | WC | Dispatch-Generation | VOM | 0 | [6 empty] | 0.37512 | 0
LCP_Inputs_ON_Diverse_IEA_2023_05_05 | 2045 | Hydro Pumped Storage | Storage | Electricity | MI | Dispatch-Storage | EmissionsCost | 0 | [6 empty] | 0.37512 | 0
LCP_Inputs_ON_Diverse_IEA_2023_05_05 | 2045 | Hydro Pumped Storage | Storage | Electricity | MI | Dispatch-Storage | FuelCost | 0 | [6 empty] | 0.37512 | 0
LCP_Inputs_ON_Diverse_IEA_2023_05_05 | 2045 | Hydro Pumped Storage | Storage | Electricity | MI | Dispatch-Storage | VOM | 0 | [6 empty] | 0.37512 | 0
LCP_Inputs_ON_Diverse_IEA_2023_05_05 | 2045 | Hydro Pumped Storage | Storage | Electricity | NY | Dispatch-Storage | EmissionsCost | 0 | [6 empty] | 0.37512 | 0
LCP_Inputs_ON_Diverse_IEA_2023_05_05 | 2045 | Hydro Pumped Storage | Storage | Electricity | NY | Dispatch-Storage | FuelCost | 0 | [6 empty] | 0.37512 | 0
LCP_Inputs_ON_Diverse_IEA_2023_05_05 | 2045 | Hydro Pumped Storage | Storage | Electricity | NY | Dispatch-Storage | VOM | 0 | [6 empty] | 0.37512 | 0
LCP_Inputs_ON_Diverse_IEA_2023_05_05 | 2045 | Hydro Pumped Storage | Storage | Electricity | ON | Dispatch-Storage | EmissionsCost | 0 | [6 empty] | 0.37512 | 0
LCP_Inputs_ON_Diverse_IEA_2023_05_05 | 2045 | Hydro Pumped Storage | Storage | Electricity | ON | Dispatch-Storage | FuelCost | 0 | [6 empty] | 0.37512 | 0
LCP_Inputs_ON_Diverse_IEA_2023_05_05 | 2045 | Hydro Pumped Storage | Storage | Electricity | ON | Dispatch-Storage | VOM | 0 | [6 empty] | 0.37512 | 0
LCP_Inputs_ON_Diverse_IEA_2023_05_05 | 2045 | Hydro Pumped Storage | Storage | Electricity | PJ | Dispatch-Storage | EmissionsCost | 0 | [6 empty] | 0.37512 | 0
LCP_Inputs_ON_Diverse_IEA_2023_05_05 | 2045 | Hydro Pumped Storage | Storage | Electricity | PJ | Dispatch-Storage | FuelCost | 0 | [6 empty] | 0.37512 | 0
LCP_Inputs_ON_Diverse_IEA_2023_05_05 | 2045 | Hydro Pumped Storage | Storage | Electricity | PJ | Dispatch-Storage | VOM | 0 | [6 empty] | 0.37512 | 0
LCP_Inputs_ON_Diverse_IEA_2023_05_05 | 2045 | Hydro Pumped Storage | Storage | Electricity | QC | Dispatch-Storage | EmissionsCost | 0 | [6 empty] | 0.37512 | 0
LCP_Inputs_ON_Diverse_IEA_2023_05_05 | 2045 | Hydro Pumped Storage | Storage | Electricity | QC | Dispatch-Storage | FuelCost | 0 | [6 empty] | 0.37512 | 0
LCP_Inputs_ON_Diverse_IEA_2023_05_05 | 2045 | Hydro Pumped Storage | Storage | Electricity | QC | Dispatch-Storage | VOM | 0 | [6 empty] | 0.37512 | 0
LCP_Inputs_ON_Diverse_IEA_2023_05_05 | 2045 | Hydro Pumped Storage | Storage | Electricity | WC | Dispatch-Storage | EmissionsCost | 0 | [6 empty] | 0.37512 | 0
LCP_Inputs_ON_Diverse_IEA_2023_05_05 | 2045 | Hydro Pumped Storage | Storage | Electricity | WC | Dispatch-Storage | FuelCost | 0 | [6 empty] | 0.37512 | 0
LCP_Inputs_ON_Diverse_IEA_2023_05_05 | 2045 | Hydro Pumped Storage | Storage | Electricity | WC | Dispatch-Storage | VOM | 0 | [6 empty] | 0.37512 | 0
LCP_Inputs_ON_Diverse_IEA_2023_05_05 | 2045 | Nuclear | Generation | Electricity | MI | Dispatch-Generation | EmissionsCost | 0 | [6 empty] | 0.37512 | 0
LCP_Inputs_ON_Diverse_IEA_2023_05_05 | 2045 | Nuclear | Generation | Electricity | MI | Dispatch-Generation | FuelCost | 0 | [6 empty] | 0.37512 | 0
LCP_Inputs_ON_Diverse_IEA_2023_05_05 | 2045 | Nuclear | Generation | Electricity | MI | Dispatch-Generation | VOM | 2762866296.96 | [6 empty] | 0.37512 | 1036397570.3709
LCP_Inputs_ON_Diverse_IEA_2023_05_05 | 2045 | Nuclear | Generation | Electricity | NY | Dispatch-Generation | EmissionsCost | 0 | [6 empty] | 0.37512 | 0
LCP_Inputs_ON_Diverse_IEA_2023_05_05 | 2045 | Nuclear | Generation | Electricity | NY | Dispatch-Generation | FuelCost | 0 | [6 empty] | 0.37512 | 0
LCP_Inputs_ON_Diverse_IEA_2023_05_05 | 2045 | Nuclear | Generation | Electricity | NY | Dispatch-Generation | VOM | 2246155230.144 | [6 empty] | 0.37512 | 842570567.2976
LCP_Inputs_ON_Diverse_IEA_2023_05_05 | 2045 | Nuclear | Generation | Electricity | ON | Dispatch-Generation | EmissionsCost | 0 | [6 empty] | 0.37512 | 0
LCP_Inputs_ON_Diverse_IEA_2023_05_05 | 2045 | Nuclear | Generation | Electricity | ON | Dispatch-Generation | FuelCost | 0 | [6 empty] | 0.37512 | 0
LCP_Inputs_ON_Diverse_IEA_2023_05_05 | 2045 | Nuclear | Generation | Electricity | ON | Dispatch-Generation | VOM | 7830417006.0162 | [6 empty] | 0.37512 | 2937320987.6118
LCP_Inputs_ON_Diverse_IEA_2023_05_05 | 2045 | Nuclear | Generation | Electricity | PJ | Dispatch-Generation | EmissionsCost | 0 | [6 empty] | 0.37512 | 0
LCP_Inputs_ON_Diverse_IEA_2023_05_05 | 2045 | Nuclear | Generation | Electricity | PJ | Dispatch-Generation | FuelCost | 0 | [6 empty] | 0.37512 | 0
LCP_Inputs_ON_Diverse_IEA_2023_05_05 | 2045 | Nuclear | Generation | Electricity | PJ | Dispatch-Generation | VOM | 6401347648.6848 | [6 empty] | 0.37512 | 2401253060.0906
LCP_Inputs_ON_Diverse_IEA_2023_05_05 | 2045 | Nuclear | Generation | Electricity | QC | Dispatch-Generation | EmissionsCost | 0 | [6 empty] | 0.37512 | 0
LCP_Inputs_ON_Diverse_IEA_2023_05_05 | 2045 | Nuclear | Generation | Electricity | QC | Dispatch-Generation | FuelCost | 0 | [6 empty] | 0.37512 | 0
LCP_Inputs_ON_Diverse_IEA_2023_05_05 | 2045 | Nuclear | Generation | Electricity | QC | Dispatch-Generation | VOM | 0 | [6 empty] | 0.37512 | 0
LCP_Inputs_ON_Diverse_IEA_2023_05_05 | 2045 | Nuclear | Generation | Electricity | WC | Dispatch-Generation | EmissionsCost | 0 | [6 empty] | 0.37512 | 0
LCP_Inputs_ON_Diverse_IEA_2023_05_05 | 2045 | Nuclear | Generation | Electricity | WC | Dispatch-Generation | FuelCost | 0 | [6 empty] | 0.37512 | 0
LCP_Inputs_ON_Diverse_IEA_2023_05_05 | 2045 | Nuclear | Generation | Electricity | WC | Dispatch-Generation | VOM | 0 | [6 empty] | 0.37512 | 0
LCP_Inputs_ON_Diverse_IEA_2023_05_05 | 2045 | Nuclear SMR | Generation | Electricity | MI | Dispatch-Generation | EmissionsCost | 0 | [6 empty] | 0.37512 | 0
LCP_Inputs_ON_Diverse_IEA_2023_05_05 | 2045 | Nuclear SMR | Generation | Electricity | MI | Dispatch-Generation | FuelCost | 0 | [6 empty] | 0.37512 | 0
LCP_Inputs_ON_Diverse_IEA_2023_05_05 | 2045 | Nuclear SMR | Generation | Electricity | MI | Dispatch-Generation | VOM | 0 | [6 empty] | 0.37512 | 0
LCP_Inputs_ON_Diverse_IEA_2023_05_05 | 2045 | Nuclear SMR | Generation | Electricity | NY | Dispatch-Generation | EmissionsCost | 0 | [6 empty] | 0.37512 | 0
LCP_Inputs_ON_Diverse_IEA_2023_05_05 | 2045 | Nuclear SMR | Generation | Electricity | NY | Dispatch-Generation | FuelCost | 0 | [6 empty] | 0.37512 | 0
LCP_Inputs_ON_Diverse_IEA_2023_05_05 | 2045 | Nuclear SMR | Generation | Electricity | NY | Dispatch-Generation | VOM | 0 | [6 empty] | 0.37512 | 0
LCP_Inputs_ON_Diverse_IEA_2023_05_05 | 2045 | Nuclear SMR | Generation | Electricity | ON | Dispatch-Generation | EmissionsCost | 0 | [6 empty] | 0.37512 | 0
LCP_Inputs_ON_Diverse_IEA_2023_05_05 | 2045 | Nuclear SMR | Generation | Electricity | ON | Dispatch-Generation | FuelCost | 0 | [6 empty] | 0.37512 | 0
LCP_Inputs_ON_Diverse_IEA_2023_05_05 | 2045 | Nuclear SMR | Generation | Electricity | ON | Dispatch-Generation | VOM | 209767586.3233 | [6 empty] | 0.37512 | 78687346.1981
LCP_Inputs_ON_Diverse_IEA_2023_05_05 | 2045 | Nuclear SMR | Generation | Electricity | PJ | Dispatch-Generation | EmissionsCost | 0 | [6 empty] | 0.37512 | 0
LCP_Inputs_ON_Diverse_IEA_2023_05_05 | 2045 | Nuclear SMR | Generation | Electricity | PJ | Dispatch-Generation | FuelCost | 0 | [6 empty] | 0.37512 | 0
LCP_Inputs_ON_Diverse_IEA_2023_05_05 | 2045 | Nuclear SMR | Generation | Electricity | PJ | Dispatch-Generation | VOM | 0 | [6 empty] | 0.37512 | 0
LCP_Inputs_ON_Diverse_IEA_2023_05_05 | 2045 | Nuclear SMR | Generation | Electricity | QC | Dispatch-Generation | EmissionsCost | 0 | [6 empty] | 0.37512 | 0
LCP_Inputs_ON_Diverse_IEA_2023_05_05 | 2045 | Nuclear SMR | Generation | Electricity | QC | Dispatch-Generation | FuelCost | 0 | [6 empty] | 0.37512 | 0
LCP_Inputs_ON_Diverse_IEA_2023_05_05 | 2045 | Nuclear SMR | Generation | Electricity | QC | Dispatch-Generation | VOM | 0 | [6 empty] | 0.37512 | 0
LCP_Inputs_ON_Diverse_IEA_2023_05_05 | 2045 | Nuclear SMR | Generation | Electricity | WC | Dispatch-Generation | EmissionsCost | 0 | [6 empty] | 0.37512 | 0
LCP_Inputs_ON_Diverse_IEA_2023_05_05 | 2045 | Nuclear SMR | Generation | Electricity | WC | Dispatch-Generation | FuelCost | 0 | [6 empty] | 0.37512 | 0
LCP_Inputs_ON_Diverse_IEA_2023_05_05 | 2045 | Nuclear SMR | Generation | Electricity | WC | Dispatch-Generation | VOM | 0 | [6 empty] | 0.37512 | 0
LCP_Inputs_ON_Diverse_IEA_2023_05_05 | 2045 | O/CCGT - CH4 Existing | Crossload | Electricity | MI | Dispatch-Crossload | EmissionsCost | 0 | [6 empty] | 0.37512 | 0
LCP_Inputs_ON_Diverse_IEA_2023_05_05 | 2045 | O/CCGT - CH4 Existing | Crossload | Electricity | MI | Dispatch-Crossload | FuelCost | 0 | [6 empty] | 0.37512 | 0
LCP_Inputs_ON_Diverse_IEA_2023_05_05 | 2045 | O/CCGT - CH4 Existing | Crossload | Electricity | MI | Dispatch-Crossload | VOM | 0 | [6 empty] | 0.37512 | 0
LCP_Inputs_ON_Diverse_IEA_2023_05_05 | 2045 | O/CCGT - CH4 Existing | Crossload | Electricity | NY | Dispatch-Crossload | EmissionsCost | 0 | [6 empty] | 0.37512 | 0
LCP_Inputs_ON_Diverse_IEA_2023_05_05 | 2045 | O/CCGT - CH4 Existing | Crossload | Electricity | NY | Dispatch-Crossload | FuelCost | 0 | [6 empty] | 0.37512 | 0
LCP_Inputs_ON_Diverse_IEA_2023_05_05 | 2045 | O/CCGT - CH4 Existing | Crossload | Electricity | NY | Dispatch-Crossload | VOM | 0 | [6 empty] | 0.37512 | 0
LCP_Inputs_ON_Diverse_IEA_2023_05_05 | 2045 | O/CCGT - CH4 Existing | Crossload | Electricity | ON | Dispatch-Crossload | EmissionsCost | 3390434.5216 | [6 empty] | 0.37512 | 1271808.956
LCP_Inputs_ON_Diverse_IEA_2023_05_05 | 2045 | O/CCGT - CH4 Existing | Crossload | Electricity | ON | Dispatch-Crossload | FuelCost | 0 | [6 empty] | 0.37512 | 0
LCP_Inputs_ON_Diverse_IEA_2023_05_05 | 2045 | O/CCGT - CH4 Existing | Crossload | Electricity | ON | Dispatch-Crossload | VOM | 205052.9936 | [6 empty] | 0.37512 | 76918.8233
LCP_Inputs_ON_Diverse_IEA_2023_05_05 | 2045 | O/CCGT - CH4 Existing | Crossload | Electricity | PJ | Dispatch-Crossload | EmissionsCost | 0 | [6 empty] | 0.37512 | 0
LCP_Inputs_ON_Diverse_IEA_2023_05_05 | 2045 | O/CCGT - CH4 Existing | Crossload | Electricity | PJ | Dispatch-Crossload | FuelCost | 0 | [6 empty] | 0.37512 | 0
LCP_Inputs_ON_Diverse_IEA_2023_05_05 | 2045 | O/CCGT - CH4 Existing | Crossload | Electricity | PJ | Dispatch-Crossload | VOM | 0 | [6 empty] | 0.37512 | 0
LCP_Inputs_ON_Diverse_IEA_2023_05_05 | 2045 | O/CCGT - CH4 Existing | Crossload | Electricity | QC | Dispatch-Crossload | EmissionsCost | 0 | [6 empty] | 0.37512 | 0
LCP_Inputs_ON_Diverse_IEA_2023_05_05 | 2045 | O/CCGT - CH4 Existing | Crossload | Electricity | QC | Dispatch-Crossload | FuelCost | 0 | [6 empty] | 0.37512 | 0
LCP_Inputs_ON_Diverse_IEA_2023_05_05 | 2045 | O/CCGT - CH4 Existing | Crossload | Electricity | QC | Dispatch-Crossload | VOM | 0 | [6 empty] | 0.37512 | 0
LCP_Inputs_ON_Diverse_IEA_2023_05_05 | 2045 | O/CCGT - CH4 Existing | Crossload | Electricity | WC | Dispatch-Crossload | EmissionsCost | 0 | [6 empty] | 0.37512 | 0
LCP_Inputs_ON_Diverse_IEA_2023_05_05 | 2045 | O/CCGT - CH4 Existing | Crossload | Electricity | WC | Dispatch-Crossload | FuelCost | 0 | [6 empty] | 0.37512 | 0
LCP_Inputs_ON_Diverse_IEA_2023_05_05 | 2045 | O/CCGT - CH4 Existing | Crossload | Electricity | WC | Dispatch-Crossload | VOM | 0 | [6 empty] | 0.37512 | 0
LCP_Inputs_ON_Diverse_IEA_2023_05_05 | 2045 | O/CCGT - CH4 New | Crossload | Electricity | MI | Dispatch-Crossload | EmissionsCost | 0 | [6 empty] | 0.37512 | 0
LCP_Inputs_ON_Diverse_IEA_2023_05_05 | 2045 | O/CCGT - CH4 New | Crossload | Electricity | MI | Dispatch-Crossload | FuelCost | 0 | [6 empty] | 0.37512 | 0
LCP_Inputs_ON_Diverse_IEA_2023_05_05 | 2045 | O/CCGT - CH4 New | Crossload | Electricity | MI | Dispatch-Crossload | VOM | 0 | [6 empty] | 0.37512 | 0
LCP_Inputs_ON_Diverse_IEA_2023_05_05 | 2045 | O/CCGT - CH4 New | Crossload | Electricity | NY | Dispatch-Crossload | EmissionsCost | 0 | [6 empty] | 0.37512 | 0
LCP_Inputs_ON_Diverse_IEA_2023_05_05 | 2045 | O/CCGT - CH4 New | Crossload | Electricity | NY | Dispatch-Crossload | FuelCost | 0 | [6 empty] | 0.37512 | 0
LCP_Inputs_ON_Diverse_IEA_2023_05_05 | 2045 | O/CCGT - CH4 New | Crossload | Electricity | NY | Dispatch-Crossload | VOM | 0 | [6 empty] | 0.37512 | 0
LCP_Inputs_ON_Diverse_IEA_2023_05_05 | 2045 | O/CCGT - CH4 New | Crossload | Electricity | ON | Dispatch-Crossload | EmissionsCost | 1511114.6946 | [6 empty] | 0.37512 | 566844.5121
LCP_Inputs_ON_Diverse_IEA_2023_05_05 | 2045 | O/CCGT - CH4 New | Crossload | Electricity | ON | Dispatch-Crossload | FuelCost | 0 | [6 empty] | 0.37512 | 0
LCP_Inputs_ON_Diverse_IEA_2023_05_05 | 2045 | O/CCGT - CH4 New | Crossload | Electricity | ON | Dispatch-Crossload | VOM | 91392 | [6 empty] | 0.37512 | 34282.6748
LCP_Inputs_ON_Diverse_IEA_2023_05_05 | 2045 | O/CCGT - CH4 New | Crossload | Electricity | PJ | Dispatch-Crossload | EmissionsCost | 0 | [6 empty] | 0.37512 | 0
LCP_Inputs_ON_Diverse_IEA_2023_05_05 | 2045 | O/CCGT - CH4 New | Crossload | Electricity | PJ | Dispatch-Crossload | FuelCost | 0 | [6 empty] | 0.37512 | 0
LCP_Inputs_ON_Diverse_IEA_2023_05_05 | 2045 | O/CCGT - CH4 New | Crossload | Electricity | PJ | Dispatch-Crossload | VOM | 0 | [6 empty] | 0.37512 | 0
LCP_Inputs_ON_Diverse_IEA_2023_05_05 | 2045 | O/CCGT - CH4 New | Crossload | Electricity | QC | Dispatch-Crossload | EmissionsCost | 0 | [6 empty] | 0.37512 | 0
LCP_Inputs_ON_Diverse_IEA_2023_05_05 | 2045 | O/CCGT - CH4 New | Crossload | Electricity | QC | Dispatch-Crossload | FuelCost | 0 | [6 empty] | 0.37512 | 0
LCP_Inputs_ON_Diverse_IEA_2023_05_05 | 2045 | O/CCGT - CH4 New | Crossload | Electricity | QC | Dispatch-Crossload | VOM | 0 | [6 empty] | 0.37512 | 0
LCP_Inputs_ON_Diverse_IEA_2023_05_05 | 2045 | O/CCGT - CH4 New | Crossload | Electricity | WC | Dispatch-Crossload | EmissionsCost | 0 | [6 empty] | 0.37512 | 0
LCP_Inputs_ON_Diverse_IEA_2023_05_05 | 2045 | O/CCGT - CH4 New | Crossload | Electricity | WC | Dispatch-Crossload | FuelCost | 0 | [6 empty] | 0.37512 | 0
LCP_Inputs_ON_Diverse_IEA_2023_05_05 | 2045 | O/CCGT - CH4 New | Crossload | Electricity | WC | Dispatch-Crossload | VOM | 0 | [6 empty] | 0.37512 | 0
LCP_Inputs_ON_Diverse_IEA_2023_05_05 | 2045 | O/CCGT - H2 New | Crossload | Electricity | MI | Dispatch-Crossload | EmissionsCost | 0 | [6 empty] | 0.37512 | 0
LCP_Inputs_ON_Diverse_IEA_2023_05_05 | 2045 | O/CCGT - H2 New | Crossload | Electricity | MI | Dispatch-Crossload | FuelCost | 0 | [6 empty] | 0.37512 | 0
LCP_Inputs_ON_Diverse_IEA_2023_05_05 | 2045 | O/CCGT - H2 New | Crossload | Electricity | MI | Dispatch-Crossload | VOM | 0 | [6 empty] | 0.37512 | 0
LCP_Inputs_ON_Diverse_IEA_2023_05_05 | 2045 | O/CCGT - H2 New | Crossload | Electricity | NY | Dispatch-Crossload | EmissionsCost | 0 | [6 empty] | 0.37512 | 0
LCP_Inputs_ON_Diverse_IEA_2023_05_05 | 2045 | O/CCGT - H2 New | Crossload | Electricity | NY | Dispatch-Crossload | FuelCost | 0 | [6 empty] | 0.37512 | 0
LCP_Inputs_ON_Diverse_IEA_2023_05_05 | 2045 | O/CCGT - H2 New | Crossload | Electricity | NY | Dispatch-Crossload | VOM | 0 | [6 empty] | 0.37512 | 0
LCP_Inputs_ON_Diverse_IEA_2023_05_05 | 2045 | O/CCGT - H2 New | Crossload | Electricity | ON | Dispatch-Crossload | EmissionsCost | 0 | [6 empty] | 0.37512 | 0
LCP_Inputs_ON_Diverse_IEA_2023_05_05 | 2045 | O/CCGT - H2 New | Crossload | Electricity | ON | Dispatch-Crossload | FuelCost | 0 | [6 empty] | 0.37512 | 0
LCP_Inputs_ON_Diverse_IEA_2023_05_05 | 2045 | O/CCGT - H2 New | Crossload | Electricity | ON | Dispatch-Crossload | VOM | 233172.4932 | [6 empty] | 0.37512 | 87466.92
LCP_Inputs_ON_Diverse_IEA_2023_05_05 | 2045 | O/CCGT - H2 New | Crossload | Electricity | PJ | Dispatch-Crossload | EmissionsCost | 0 | [6 empty] | 0.37512 | 0
LCP_Inputs_ON_Diverse_IEA_2023_05_05 | 2045 | O/CCGT - H2 New | Crossload | Electricity | PJ | Dispatch-Crossload | FuelCost | 0 | [6 empty] | 0.37512 | 0
LCP_Inputs_ON_Diverse_IEA_2023_05_05 | 2045 | O/CCGT - H2 New | Crossload | Electricity | PJ | Dispatch-Crossload | VOM | 0 | [6 empty] | 0.37512 | 0
LCP_Inputs_ON_Diverse_IEA_2023_05_05 | 2045 | O/CCGT - H2 New | Crossload | Electricity | QC | Dispatch-Crossload | EmissionsCost | 0 | [6 empty] | 0.37512 | 0
LCP_Inputs_ON_Diverse_IEA_2023_05_05 | 2045 | O/CCGT - H2 New | Crossload | Electricity | QC | Dispatch-Crossload | FuelCost | 0 | [6 empty] | 0.37512 | 0
LCP_Inputs_ON_Diverse_IEA_2023_05_05 | 2045 | O/CCGT - H2 New | Crossload | Electricity | QC | Dispatch-Crossload | VOM | 0 | [6 empty] | 0.37512 | 0
LCP_Inputs_ON_Diverse_IEA_2023_05_05 | 2045 | O/CCGT - H2 New | Crossload | Electricity | WC | Dispatch-Crossload | EmissionsCost | 0 | [6 empty] | 0.37512 | 0
LCP_Inputs_ON_Diverse_IEA_2023_05_05 | 2045 | O/CCGT - H2 New | Crossload | Electricity | WC | Dispatch-Crossload | FuelCost | 0 | [6 empty] | 0.37512 | 0
LCP_Inputs_ON_Diverse_IEA_2023_05_05 | 2045 | O/CCGT - H2 New | Crossload | Electricity | WC | Dispatch-Crossload | VOM | 0 | [6 empty] | 0.37512 | 0
LCP_Inputs_ON_Diverse_IEA_2023_05_05 | 2045 | SMR CCS | Generation | Hydrogen | MI | Dispatch-Generation | EmissionsCost | 0 | [6 empty] | 0.37512 | 0
LCP_Inputs_ON_Diverse_IEA_2023_05_05 | 2045 | SMR CCS | Generation | Hydrogen | MI | Dispatch-Generation | FuelCost | 0 | [6 empty] | 0.37512 | 0
LCP_Inputs_ON_Diverse_IEA_2023_05_05 | 2045 | SMR CCS | Generation | Hydrogen | MI | Dispatch-Generation | VOM | 0 | [6 empty] | 0.37512 | 0
LCP_Inputs_ON_Diverse_IEA_2023_05_05 | 2045 | SMR CCS | Generation | Hydrogen | NY | Dispatch-Generation | EmissionsCost | 0 | [6 empty] | 0.37512 | 0
LCP_Inputs_ON_Diverse_IEA_2023_05_05 | 2045 | SMR CCS | Generation | Hydrogen | NY | Dispatch-Generation | FuelCost | 0 | [6 empty] | 0.37512 | 0
LCP_Inputs_ON_Diverse_IEA_2023_05_05 | 2045 | SMR CCS | Generation | Hydrogen | NY | Dispatch-Generation | VOM | 0 | [6 empty] | 0.37512 | 0
LCP_Inputs_ON_Diverse_IEA_2023_05_05 | 2045 | SMR CCS | Generation | Hydrogen | ON | Dispatch-Generation | EmissionsCost | 416891500.3462 | [6 empty] | 0.37512 | 156383006.4967
LCP_Inputs_ON_Diverse_IEA_2023_05_05 | 2045 | SMR CCS | Generation | Hydrogen | ON | Dispatch-Generation | FuelCost | 760044709.295 | [6 empty] | 0.37512 | 285105540.9208
LCP_Inputs_ON_Diverse_IEA_2023_05_05 | 2045 | SMR CCS | Generation | Hydrogen | ON | Dispatch-Generation | VOM | 0 | [6 empty] | 0.37512 | 0
LCP_Inputs_ON_Diverse_IEA_2023_05_05 | 2045 | SMR CCS | Generation | Hydrogen | PJ | Dispatch-Generation | EmissionsCost | 0 | [6 empty] | 0.37512 | 0
LCP_Inputs_ON_Diverse_IEA_2023_05_05 | 2045 | SMR CCS | Generation | Hydrogen | PJ | Dispatch-Generation | FuelCost | 0 | [6 empty] | 0.37512 | 0
LCP_Inputs_ON_Diverse_IEA_2023_05_05 | 2045 | SMR CCS | Generation | Hydrogen | PJ | Dispatch-Generation | VOM | 0 | [6 empty] | 0.37512 | 0
LCP_Inputs_ON_Diverse_IEA_2023_05_05 | 2045 | SMR CCS | Generation | Hydrogen | QC | Dispatch-Generation | EmissionsCost | 0 | [6 empty] | 0.37512 | 0
LCP_Inputs_ON_Diverse_IEA_2023_05_05 | 2045 | SMR CCS | Generation | Hydrogen | QC | Dispatch-Generation | FuelCost | 0 | [6 empty] | 0.37512 | 0
LCP_Inputs_ON_Diverse_IEA_2023_05_05 | 2045 | SMR CCS | Generation | Hydrogen | QC | Dispatch-Generation | VOM | 0 | [6 empty] | 0.37512 | 0
LCP_Inputs_ON_Diverse_IEA_2023_05_05 | 2045 | SMR CCS | Generation | Hydrogen | WC | Dispatch-Generation | EmissionsCost | 0 | [6 empty] | 0.37512 | 0
LCP_Inputs_ON_Diverse_IEA_2023_05_05 | 2045 | SMR CCS | Generation | Hydrogen | WC | Dispatch-Generation | FuelCost | 0 | [6 empty] | 0.37512 | 0
LCP_Inputs_ON_Diverse_IEA_2023_05_05 | 2045 | SMR CCS | Generation | Hydrogen | WC | Dispatch-Generation | VOM | 0 | [6 empty] | 0.37512 | 0
LCP_Inputs_ON_Diverse_IEA_2023_05_05 | 2045 | Solar PV | Generation | Electricity | MI | Dispatch-Generation | EmissionsCost | 0 | [6 empty] | 0.37512 | 0
LCP_Inputs_ON_Diverse_IEA_2023_05_05 | 2045 | Solar PV | Generation | Electricity | MI | Dispatch-Generation | FuelCost | 0 | [6 empty] | 0.37512 | 0
LCP_Inputs_ON_Diverse_IEA_2023_05_05 | 2045 | Solar PV | Generation | Electricity | MI | Dispatch-Generation | VOM | 0 | [6 empty] | 0.37512 | 0
LCP_Inputs_ON_Diverse_IEA_2023_05_05 | 2045 | Solar PV | Generation | Electricity | NY | Dispatch-Generation | EmissionsCost | 0 | [6 empty] | 0.37512 | 0
LCP_Inputs_ON_Diverse_IEA_2023_05_05 | 2045 | Solar PV | Generation | Electricity | NY | Dispatch-Generation | FuelCost | 0 | [6 empty] | 0.37512 | 0
LCP_Inputs_ON_Diverse_IEA_2023_05_05 | 2045 | Solar PV | Generation | Electricity | NY | Dispatch-Generation | VOM | 0 | [6 empty] | 0.37512 | 0
LCP_Inputs_ON_Diverse_IEA_2023_05_05 | 2045 | Solar PV | Generation | Electricity | ON | Dispatch-Generation | EmissionsCost | 0 | [6 empty] | 0.37512 | 0
LCP_Inputs_ON_Diverse_IEA_2023_05_05 | 2045 | Solar PV | Generation | Electricity | ON | Dispatch-Generation | FuelCost | 0 | [6 empty] | 0.37512 | 0
LCP_Inputs_ON_Diverse_IEA_2023_05_05 | 2045 | Solar PV | Generation | Electricity | ON | Dispatch-Generation | VOM | 0 | [6 empty] | 0.37512 | 0
LCP_Inputs_ON_Diverse_IEA_2023_05_05 | 2045 | Solar PV | Generation | Electricity | PJ | Dispatch-Generation | EmissionsCost | 0 | [6 empty] | 0.37512 | 0
LCP_Inputs_ON_Diverse_IEA_2023_05_05 | 2045 | Solar PV | Generation | Electricity | PJ | Dispatch-Generation | FuelCost | 0 | [6 empty] | 0.37512 | 0
LCP_Inputs_ON_Diverse_IEA_2023_05_05 | 2045 | Solar PV | Generation | Electricity | PJ | Dispatch-Generation | VOM | 0 | [6 empty] | 0.37512 | 0
LCP_Inputs_ON_Diverse_IEA_2023_05_05 | 2045 | Solar PV | Generation | Electricity | QC | Dispatch-Generation | EmissionsCost | 0 | [6 empty] | 0.37512 | 0
LCP_Inputs_ON_Diverse_IEA_2023_05_05 | 2045 | Solar PV | Generation | Electricity | QC | Dispatch-Generation | FuelCost | 0 | [6 empty] | 0.37512 | 0
LCP_Inputs_ON_Diverse_IEA_2023_05_05 | 2045 | Solar PV | Generation | Electricity | QC | Dispatch-Generation | VOM | 0 | [6 empty] | 0.37512 | 0
LCP_Inputs_ON_Diverse_IEA_2023_05_05 | 2045 | Solar PV | Generation | Electricity | WC | Dispatch-Generation | EmissionsCost | 0 | [6 empty] | 0.37512 | 0
LCP_Inputs_ON_Diverse_IEA_2023_05_05 | 2045 | Solar PV | Generation | Electricity | WC | Dispatch-Generation | FuelCost | 0 | [6 empty] | 0.37512 | 0
LCP_Inputs_ON_Diverse_IEA_2023_05_05 | 2045 | Solar PV | Generation | Electricity | WC | Dispatch-Generation | VOM | 0 | [6 empty] | 0.37512 | 0
LCP_Inputs_ON_Diverse_IEA_2023_05_05 | 2045 | Wind Offshore | Generation | Electricity | MI | Dispatch-Generation | EmissionsCost | 0 | [6 empty] | 0.37512 | 0
LCP_Inputs_ON_Diverse_IEA_2023_05_05 | 2045 | Wind Offshore | Generation | Electricity | MI | Dispatch-Generation | FuelCost | 0 | [6 empty] | 0.37512 | 0
LCP_Inputs_ON_Diverse_IEA_2023_05_05 | 2045 | Wind Offshore | Generation | Electricity | MI | Dispatch-Generation | VOM | 0 | [6 empty] | 0.37512 | 0
LCP_Inputs_ON_Diverse_IEA_2023_05_05 | 2045 | Wind Offshore | Generation | Electricity | NY | Dispatch-Generation | EmissionsCost | 0 | [6 empty] | 0.37512 | 0
LCP_Inputs_ON_Diverse_IEA_2023_05_05 | 2045 | Wind Offshore | Generation | Electricity | NY | Dispatch-Generation | FuelCost | 0 | [6 empty] | 0.37512 | 0
LCP_Inputs_ON_Diverse_IEA_2023_05_05 | 2045 | Wind Offshore | Generation | Electricity | NY | Dispatch-Generation | VOM | 0 | [6 empty] | 0.37512 | 0
LCP_Inputs_ON_Diverse_IEA_2023_05_05 | 2045 | Wind Offshore | Generation | Electricity | ON | Dispatch-Generation | EmissionsCost | 0 | [6 empty] | 0.37512 | 0
LCP_Inputs_ON_Diverse_IEA_2023_05_05 | 2045 | Wind Offshore | Generation | Electricity | ON | Dispatch-Generation | FuelCost | 0 | [6 empty] | 0.37512 | 0
LCP_Inputs_ON_Diverse_IEA_2023_05_05 | 2045 | Wind Offshore | Generation | Electricity | ON | Dispatch-Generation | VOM | 0 | [6 empty] | 0.37512 | 0
LCP_Inputs_ON_Diverse_IEA_2023_05_05 | 2045 | Wind Offshore | Generation | Electricity | PJ | Dispatch-Generation | EmissionsCost | 0 | [6 empty] | 0.37512 | 0
LCP_Inputs_ON_Diverse_IEA_2023_05_05 | 2045 | Wind Offshore | Generation | Electricity | PJ | Dispatch-Generation | FuelCost | 0 | [6 empty] | 0.37512 | 0
LCP_Inputs_ON_Diverse_IEA_2023_05_05 | 2045 | Wind Offshore | Generation | Electricity | PJ | Dispatch-Generation | VOM | 0 | [6 empty] | 0.37512 | 0
LCP_Inputs_ON_Diverse_IEA_2023_05_05 | 2045 | Wind Offshore | Generation | Electricity | QC | Dispatch-Generation | EmissionsCost | 0 | [6 empty] | 0.37512 | 0
LCP_Inputs_ON_Diverse_IEA_2023_05_05 | 2045 | Wind Offshore | Generation | Electricity | QC | Dispatch-Generation | FuelCost | 0 | [6 empty] | 0.37512 | 0
LCP_Inputs_ON_Diverse_IEA_2023_05_05 | 2045 | Wind Offshore | Generation | Electricity | QC | Dispatch-Generation | VOM | 0 | [6 empty] | 0.37512 | 0
LCP_Inputs_ON_Diverse_IEA_2023_05_05 | 2045 | Wind Offshore | Generation | Electricity | WC | Dispatch-Generation | EmissionsCost | 0 | [6 empty] | 0.37512 | 0
LCP_Inputs_ON_Diverse_IEA_2023_05_05 | 2045 | Wind Offshore | Generation | Electricity | WC | Dispatch-Generation | FuelCost | 0 | [6 empty] | 0.37512 | 0
LCP_Inputs_ON_Diverse_IEA_2023_05_05 | 2045 | Wind Offshore | Generation | Electricity | WC | Dispatch-Generation | VOM | 0 | [6 empty] | 0.37512 | 0
LCP_Inputs_ON_Diverse_IEA_2023_05_05 | 2045 | Wind Onshore | Generation | Electricity | MI | Dispatch-Generation | EmissionsCost | 0 | [6 empty] | 0.37512 | 0
LCP_Inputs_ON_Diverse_IEA_2023_05_05 | 2045 | Wind Onshore | Generation | Electricity | MI | Dispatch-Generation | FuelCost | 0 | [6 empty] | 0.37512 | 0
LCP_Inputs_ON_Diverse_IEA_2023_05_05 | 2045 | Wind Onshore | Generation | Electricity | MI | Dispatch-Generation | VOM | 0 | [6 empty] | 0.37512 | 0
LCP_Inputs_ON_Diverse_IEA_2023_05_05 | 2045 | Wind Onshore | Generation | Electricity | NY | Dispatch-Generation | EmissionsCost | 0 | [6 empty] | 0.37512 | 0
LCP_Inputs_ON_Diverse_IEA_2023_05_05 | 2045 | Wind Onshore | Generation | Electricity | NY | Dispatch-Generation | FuelCost | 0 | [6 empty] | 0.37512 | 0
LCP_Inputs_ON_Diverse_IEA_2023_05_05 | 2045 | Wind Onshore | Generation | Electricity | NY | Dispatch-Generation | VOM | 0 | [6 empty] | 0.37512 | 0
LCP_Inputs_ON_Diverse_IEA_2023_05_05 | 2045 | Wind Onshore | Generation | Electricity | ON | Dispatch-Generation | EmissionsCost | 0 | [6 empty] | 0.37512 | 0
LCP_Inputs_ON_Diverse_IEA_2023_05_05 | 2045 | Wind Onshore | Generation | Electricity | ON | Dispatch-Generation | FuelCost | 0 | [6 empty] | 0.37512 | 0
LCP_Inputs_ON_Diverse_IEA_2023_05_05 | 2045 | Wind Onshore | Generation | Electricity | ON | Dispatch-Generation | VOM | 0 | [6 empty] | 0.37512 | 0
LCP_Inputs_ON_Diverse_IEA_2023_05_05 | 2045 | Wind Onshore | Generation | Electricity | PJ | Dispatch-Generation | EmissionsCost | 0 | [6 empty] | 0.37512 | 0
LCP_Inputs_ON_Diverse_IEA_2023_05_05 | 2045 | Wind Onshore | Generation | Electricity | PJ | Dispatch-Generation | FuelCost | 0 | [6 empty] | 0.37512 | 0
LCP_Inputs_ON_Diverse_IEA_2023_05_05 | 2045 | Wind Onshore | Generation | Electricity | PJ | Dispatch-Generation | VOM | 0 | [6 empty] | 0.37512 | 0
LCP_Inputs_ON_Diverse_IEA_2023_05_05 | 2045 | Wind Onshore | Generation | Electricity | QC | Dispatch-Generation | EmissionsCost | 0 | [6 empty] | 0.37512 | 0
LCP_Inputs_ON_Diverse_IEA_2023_05_05 | 2045 | Wind Onshore | Generation | Electricity | QC | Dispatch-Generation | FuelCost | 0 | [6 empty] | 0.37512 | 0
LCP_Inputs_ON_Diverse_IEA_2023_05_05 | 2045 | Wind Onshore | Generation | Electricity | QC | Dispatch-Generation | VOM | 0 | [6 empty] | 0.37512 | 0
LCP_Inputs_ON_Diverse_IEA_2023_05_05 | 2045 | Wind Onshore | Generation | Electricity | WC | Dispatch-Generation | EmissionsCost | 0 | [6 empty] | 0.37512 | 0
LCP_Inputs_ON_Diverse_IEA_2023_05_05 | 2045 | Wind Onshore | Generation | Electricity | WC | Dispatch-Generation | FuelCost | 0 | [6 empty] | 0.37512 | 0
LCP_Inputs_ON_Diverse_IEA_2023_05_05 | 2045 | Wind Onshore | Generation | Electricity | WC | Dispatch-Generation | VOM | 0 | [6 empty] | 0.37512 | 0
LCP_Inputs_ON_Diverse_IEA_2023_05_05 | 2046 | Anaerobic Digestion | Generation | Methane | MI | Dispatch-Generation | EmissionsCost | 0 | [6 empty] | 0.36069 | 0
LCP_Inputs_ON_Diverse_IEA_2023_05_05 | 2046 | Anaerobic Digestion | Generation | Methane | MI | Dispatch-Generation | FuelCost | 0 | [6 empty] | 0.36069 | 0
LCP_Inputs_ON_Diverse_IEA_2023_05_05 | 2046 | Anaerobic Digestion | Generation | Methane | MI | Dispatch-Generation | VOM | 0 | [6 empty] | 0.36069 | 0
LCP_Inputs_ON_Diverse_IEA_2023_05_05 | 2046 | Anaerobic Digestion | Generation | Methane | NY | Dispatch-Generation | EmissionsCost | 0 | [6 empty] | 0.36069 | 0
LCP_Inputs_ON_Diverse_IEA_2023_05_05 | 2046 | Anaerobic Digestion | Generation | Methane | NY | Dispatch-Generation | FuelCost | 0 | [6 empty] | 0.36069 | 0
LCP_Inputs_ON_Diverse_IEA_2023_05_05 | 2046 | Anaerobic Digestion | Generation | Methane | NY | Dispatch-Generation | VOM | 0 | [6 empty] | 0.36069 | 0
LCP_Inputs_ON_Diverse_IEA_2023_05_05 | 2046 | Anaerobic Digestion | Generation | Methane | ON | Dispatch-Generation | EmissionsCost | 3867281.1607 | [6 empty] | 0.36069 | 1394886.6754
LCP_Inputs_ON_Diverse_IEA_2023_05_05 | 2046 | Anaerobic Digestion | Generation | Methane | ON | Dispatch-Generation | FuelCost | 0 | [6 empty] | 0.36069 | 0
LCP_Inputs_ON_Diverse_IEA_2023_05_05 | 2046 | Anaerobic Digestion | Generation | Methane | ON | Dispatch-Generation | VOM | 1742440000 | [6 empty] | 0.36069 | 628479347.0379
LCP_Inputs_ON_Diverse_IEA_2023_05_05 | 2046 | Anaerobic Digestion | Generation | Methane | PJ | Dispatch-Generation | EmissionsCost | 0 | [6 empty] | 0.36069 | 0
LCP_Inputs_ON_Diverse_IEA_2023_05_05 | 2046 | Anaerobic Digestion | Generation | Methane | PJ | Dispatch-Generation | FuelCost | 0 | [6 empty] | 0.36069 | 0
LCP_Inputs_ON_Diverse_IEA_2023_05_05 | 2046 | Anaerobic Digestion | Generation | Methane | PJ | Dispatch-Generation | VOM | 0 | [6 empty] | 0.36069 | 0
LCP_Inputs_ON_Diverse_IEA_2023_05_05 | 2046 | Anaerobic Digestion | Generation | Methane | QC | Dispatch-Generation | EmissionsCost | 0 | [6 empty] | 0.36069 | 0
LCP_Inputs_ON_Diverse_IEA_2023_05_05 | 2046 | Anaerobic Digestion | Generation | Methane | QC | Dispatch-Generation | FuelCost | 0 | [6 empty] | 0.36069 | 0
LCP_Inputs_ON_Diverse_IEA_2023_05_05 | 2046 | Anaerobic Digestion | Generation | Methane | QC | Dispatch-Generation | VOM | 0 | [6 empty] | 0.36069 | 0
LCP_Inputs_ON_Diverse_IEA_2023_05_05 | 2046 | Anaerobic Digestion | Generation | Methane | WC | Dispatch-Generation | EmissionsCost | 0 | [6 empty] | 0.36069 | 0
LCP_Inputs_ON_Diverse_IEA_2023_05_05 | 2046 | Anaerobic Digestion | Generation | Methane | WC | Dispatch-Generation | FuelCost | 0 | [6 empty] | 0.36069 | 0
LCP_Inputs_ON_Diverse_IEA_2023_05_05 | 2046 | Anaerobic Digestion | Generation | Methane | WC | Dispatch-Generation | VOM | 0 | [6 empty] | 0.36069 | 0
LCP_Inputs_ON_Diverse_IEA_2023_05_05 | 2046 | Battery Storage | Storage | Electricity | MI | Dispatch-Storage | EmissionsCost | 0 | [6 empty] | 0.36069 | 0
LCP_Inputs_ON_Diverse_IEA_2023_05_05 | 2046 | Battery Storage | Storage | Electricity | MI | Dispatch-Storage | FuelCost | 0 | [6 empty] | 0.36069 | 0
LCP_Inputs_ON_Diverse_IEA_2023_05_05 | 2046 | Battery Storage | Storage | Electricity | MI | Dispatch-Storage | VOM | 0 | [6 empty] | 0.36069 | 0
LCP_Inputs_ON_Diverse_IEA_2023_05_05 | 2046 | Battery Storage | Storage | Electricity | NY | Dispatch-Storage | EmissionsCost | 0 | [6 empty] | 0.36069 | 0
LCP_Inputs_ON_Diverse_IEA_2023_05_05 | 2046 | Battery Storage | Storage | Electricity | NY | Dispatch-Storage | FuelCost | 0 | [6 empty] | 0.36069 | 0
LCP_Inputs_ON_Diverse_IEA_2023_05_05 | 2046 | Battery Storage | Storage | Electricity | NY | Dispatch-Storage | VOM | 0 | [6 empty] | 0.36069 | 0
LCP_Inputs_ON_Diverse_IEA_2023_05_05 | 2046 | Battery Storage | Storage | Electricity | ON | Dispatch-Storage | EmissionsCost | 0 | [6 empty] | 0.36069 | 0
LCP_Inputs_ON_Diverse_IEA_2023_05_05 | 2046 | Battery Storage | Storage | Electricity | ON | Dispatch-Storage | FuelCost | 0 | [6 empty] | 0.36069 | 0
LCP_Inputs_ON_Diverse_IEA_2023_05_05 | 2046 | Battery Storage | Storage | Electricity | ON | Dispatch-Storage | VOM | 0 | [6 empty] | 0.36069 | 0
LCP_Inputs_ON_Diverse_IEA_2023_05_05 | 2046 | Battery Storage | Storage | Electricity | PJ | Dispatch-Storage | EmissionsCost | 0 | [6 empty] | 0.36069 | 0
LCP_Inputs_ON_Diverse_IEA_2023_05_05 | 2046 | Battery Storage | Storage | Electricity | PJ | Dispatch-Storage | FuelCost | 0 | [6 empty] | 0.36069 | 0
LCP_Inputs_ON_Diverse_IEA_2023_05_05 | 2046 | Battery Storage | Storage | Electricity | PJ | Dispatch-Storage | VOM | 0 | [6 empty] | 0.36069 | 0
LCP_Inputs_ON_Diverse_IEA_2023_05_05 | 2046 | Battery Storage | Storage | Electricity | QC | Dispatch-Storage | EmissionsCost | 0 | [6 empty] | 0.36069 | 0
LCP_Inputs_ON_Diverse_IEA_2023_05_05 | 2046 | Battery Storage | Storage | Electricity | QC | Dispatch-Storage | FuelCost | 0 | [6 empty] | 0.36069 | 0
LCP_Inputs_ON_Diverse_IEA_2023_05_05 | 2046 | Battery Storage | Storage | Electricity | QC | Dispatch-Storage | VOM | 0 | [6 empty] | 0.36069 | 0
LCP_Inputs_ON_Diverse_IEA_2023_05_05 | 2046 | Battery Storage | Storage | Electricity | WC | Dispatch-Storage | EmissionsCost | 0 | [6 empty] | 0.36069 | 0
LCP_Inputs_ON_Diverse_IEA_2023_05_05 | 2046 | Battery Storage | Storage | Electricity | WC | Dispatch-Storage | FuelCost | 0 | [6 empty] | 0.36069 | 0
LCP_Inputs_ON_Diverse_IEA_2023_05_05 | 2046 | Battery Storage | Storage | Electricity | WC | Dispatch-Storage | VOM | 0 | [6 empty] | 0.36069 | 0
LCP_Inputs_ON_Diverse_IEA_2023_05_05 | 2046 | Biomass | Generation | Electricity | MI | Dispatch-Generation | EmissionsCost | 0 | [6 empty] | 0.36069 | 0
LCP_Inputs_ON_Diverse_IEA_2023_05_05 | 2046 | Biomass | Generation | Electricity | MI | Dispatch-Generation | FuelCost | 0 | [6 empty] | 0.36069 | 0
LCP_Inputs_ON_Diverse_IEA_2023_05_05 | 2046 | Biomass | Generation | Electricity | MI | Dispatch-Generation | VOM | 0 | [6 empty] | 0.36069 | 0
LCP_Inputs_ON_Diverse_IEA_2023_05_05 | 2046 | Biomass | Generation | Electricity | NY | Dispatch-Generation | EmissionsCost | 0 | [6 empty] | 0.36069 | 0
LCP_Inputs_ON_Diverse_IEA_2023_05_05 | 2046 | Biomass | Generation | Electricity | NY | Dispatch-Generation | FuelCost | 0 | [6 empty] | 0.36069 | 0
LCP_Inputs_ON_Diverse_IEA_2023_05_05 | 2046 | Biomass | Generation | Electricity | NY | Dispatch-Generation | VOM | 0 | [6 empty] | 0.36069 | 0
LCP_Inputs_ON_Diverse_IEA_2023_05_05 | 2046 | Biomass | Generation | Electricity | ON | Dispatch-Generation | EmissionsCost | 0 | [6 empty] | 0.36069 | 0
LCP_Inputs_ON_Diverse_IEA_2023_05_05 | 2046 | Biomass | Generation | Electricity | ON | Dispatch-Generation | FuelCost | 2449112.7273 | [6 empty] | 0.36069 | 883368.591
LCP_Inputs_ON_Diverse_IEA_2023_05_05 | 2046 | Biomass | Generation | Electricity | ON | Dispatch-Generation | VOM | 31430.28 | [6 empty] | 0.36069 | 11336.5636
LCP_Inputs_ON_Diverse_IEA_2023_05_05 | 2046 | Biomass | Generation | Electricity | PJ | Dispatch-Generation | EmissionsCost | 0 | [6 empty] | 0.36069 | 0
LCP_Inputs_ON_Diverse_IEA_2023_05_05 | 2046 | Biomass | Generation | Electricity | PJ | Dispatch-Generation | FuelCost | 0 | [6 empty] | 0.36069 | 0
LCP_Inputs_ON_Diverse_IEA_2023_05_05 | 2046 | Biomass | Generation | Electricity | PJ | Dispatch-Generation | VOM | 0 | [6 empty] | 0.36069 | 0
LCP_Inputs_ON_Diverse_IEA_2023_05_05 | 2046 | Biomass | Generation | Electricity | QC | Dispatch-Generation | EmissionsCost | 0 | [6 empty] | 0.36069 | 0
LCP_Inputs_ON_Diverse_IEA_2023_05_05 | 2046 | Biomass | Generation | Electricity | QC | Dispatch-Generation | FuelCost | 128334.5455 | [6 empty] | 0.36069 | 46288.8888
LCP_Inputs_ON_Diverse_IEA_2023_05_05 | 2046 | Biomass | Generation | Electricity | QC | Dispatch-Generation | VOM | 1646.96 | [6 empty] | 0.36069 | 594.0407
LCP_Inputs_ON_Diverse_IEA_2023_05_05 | 2046 | Biomass | Generation | Electricity | WC | Dispatch-Generation | EmissionsCost | 0 | [6 empty] | 0.36069 | 0
LCP_Inputs_ON_Diverse_IEA_2023_05_05 | 2046 | Biomass | Generation | Electricity | WC | Dispatch-Generation | FuelCost | 0 | [6 empty] | 0.36069 | 0
LCP_Inputs_ON_Diverse_IEA_2023_05_05 | 2046 | Biomass | Generation | Electricity | WC | Dispatch-Generation | VOM | 0 | [6 empty] | 0.36069 | 0
LCP_Inputs_ON_Diverse_IEA_2023_05_05 | 2046 | Biomass + CCS | Generation | Electricity | MI | Dispatch-Generation | EmissionsCost | 0 | [6 empty] | 0.36069 | 0
LCP_Inputs_ON_Diverse_IEA_2023_05_05 | 2046 | Biomass + CCS | Generation | Electricity | MI | Dispatch-Generation | FuelCost | 0 | [6 empty] | 0.36069 | 0
LCP_Inputs_ON_Diverse_IEA_2023_05_05 | 2046 | Biomass + CCS | Generation | Electricity | MI | Dispatch-Generation | VOM | 0 | [6 empty] | 0.36069 | 0
LCP_Inputs_ON_Diverse_IEA_2023_05_05 | 2046 | Biomass + CCS | Generation | Electricity | NY | Dispatch-Generation | EmissionsCost | 0 | [6 empty] | 0.36069 | 0
LCP_Inputs_ON_Diverse_IEA_2023_05_05 | 2046 | Biomass + CCS | Generation | Electricity | NY | Dispatch-Generation | FuelCost | 0 | [6 empty] | 0.36069 | 0
LCP_Inputs_ON_Diverse_IEA_2023_05_05 | 2046 | Biomass + CCS | Generation | Electricity | NY | Dispatch-Generation | VOM | 0 | [6 empty] | 0.36069 | 0
LCP_Inputs_ON_Diverse_IEA_2023_05_05 | 2046 | Biomass + CCS | Generation | Electricity | ON | Dispatch-Generation | EmissionsCost | 0 | [6 empty] | 0.36069 | 0
LCP_Inputs_ON_Diverse_IEA_2023_05_05 | 2046 | Biomass + CCS | Generation | Electricity | ON | Dispatch-Generation | FuelCost | 0 | [6 empty] | 0.36069 | 0
LCP_Inputs_ON_Diverse_IEA_2023_05_05 | 2046 | Biomass + CCS | Generation | Electricity | ON | Dispatch-Generation | VOM | 0 | [6 empty] | 0.36069 | 0
LCP_Inputs_ON_Diverse_IEA_2023_05_05 | 2046 | Biomass + CCS | Generation | Electricity | PJ | Dispatch-Generation | EmissionsCost | 0 | [6 empty] | 0.36069 | 0
LCP_Inputs_ON_Diverse_IEA_2023_05_05 | 2046 | Biomass + CCS | Generation | Electricity | PJ | Dispatch-Generation | FuelCost | 0 | [6 empty] | 0.36069 | 0
LCP_Inputs_ON_Diverse_IEA_2023_05_05 | 2046 | Biomass + CCS | Generation | Electricity | PJ | Dispatch-Generation | VOM | 0 | [6 empty] | 0.36069 | 0
LCP_Inputs_ON_Diverse_IEA_2023_05_05 | 2046 | Biomass + CCS | Generation | Electricity | QC | Dispatch-Generation | EmissionsCost | 0 | [6 empty] | 0.36069 | 0
LCP_Inputs_ON_Diverse_IEA_2023_05_05 | 2046 | Biomass + CCS | Generation | Electricity | QC | Dispatch-Generation | FuelCost | 0 | [6 empty] | 0.36069 | 0
LCP_Inputs_ON_Diverse_IEA_2023_05_05 | 2046 | Biomass + CCS | Generation | Electricity | QC | Dispatch-Generation | VOM | 0 | [6 empty] | 0.36069 | 0
LCP_Inputs_ON_Diverse_IEA_2023_05_05 | 2046 | Biomass + CCS | Generation | Electricity | WC | Dispatch-Generation | EmissionsCost | 0 | [6 empty] | 0.36069 | 0
LCP_Inputs_ON_Diverse_IEA_2023_05_05 | 2046 | Biomass + CCS | Generation | Electricity | WC | Dispatch-Generation | FuelCost | 0 | [6 empty] | 0.36069 | 0
LCP_Inputs_ON_Diverse_IEA_2023_05_05 | 2046 | Biomass + CCS | Generation | Electricity | WC | Dispatch-Generation | VOM | 0 | [6 empty] | 0.36069 | 0
LCP_Inputs_ON_Diverse_IEA_2023_05_05 | 2046 | CH4 + CCS | Generation | Methane | MI | Dispatch-Generation | EmissionsCost | 0 | [6 empty] | 0.36069 | 0
LCP_Inputs_ON_Diverse_IEA_2023_05_05 | 2046 | CH4 + CCS | Generation | Methane | MI | Dispatch-Generation | FuelCost | 0 | [6 empty] | 0.36069 | 0
LCP_Inputs_ON_Diverse_IEA_2023_05_05 | 2046 | CH4 + CCS | Generation | Methane | MI | Dispatch-Generation | VOM | 0 | [6 empty] | 0.36069 | 0
LCP_Inputs_ON_Diverse_IEA_2023_05_05 | 2046 | CH4 + CCS | Generation | Methane | NY | Dispatch-Generation | EmissionsCost | 0 | [6 empty] | 0.36069 | 0
LCP_Inputs_ON_Diverse_IEA_2023_05_05 | 2046 | CH4 + CCS | Generation | Methane | NY | Dispatch-Generation | FuelCost | 0 | [6 empty] | 0.36069 | 0
LCP_Inputs_ON_Diverse_IEA_2023_05_05 | 2046 | CH4 + CCS | Generation | Methane | NY | Dispatch-Generation | VOM | 0 | [6 empty] | 0.36069 | 0
LCP_Inputs_ON_Diverse_IEA_2023_05_05 | 2046 | CH4 + CCS | Generation | Methane | ON | Dispatch-Generation | EmissionsCost | 88472420.6398 | [6 empty] | 0.36069 | 31911049.5366
LCP_Inputs_ON_Diverse_IEA_2023_05_05 | 2046 | CH4 + CCS | Generation | Methane | ON | Dispatch-Generation | FuelCost | 483825119.2369 | [6 empty] | 0.36069 | 174510511.133
LCP_Inputs_ON_Diverse_IEA_2023_05_05 | 2046 | CH4 + CCS | Generation | Methane | ON | Dispatch-Generation | VOM | 46000331.6667 | [6 empty] | 0.36069 | 16591824.3437
LCP_Inputs_ON_Diverse_IEA_2023_05_05 | 2046 | CH4 + CCS | Generation | Methane | PJ | Dispatch-Generation | EmissionsCost | 0 | [6 empty] | 0.36069 | 0
LCP_Inputs_ON_Diverse_IEA_2023_05_05 | 2046 | CH4 + CCS | Generation | Methane | PJ | Dispatch-Generation | FuelCost | 0 | [6 empty] | 0.36069 | 0
LCP_Inputs_ON_Diverse_IEA_2023_05_05 | 2046 | CH4 + CCS | Generation | Methane | PJ | Dispatch-Generation | VOM | 0 | [6 empty] | 0.36069 | 0
LCP_Inputs_ON_Diverse_IEA_2023_05_05 | 2046 | CH4 + CCS | Generation | Methane | QC | Dispatch-Generation | EmissionsCost | 0 | [6 empty] | 0.36069 | 0
LCP_Inputs_ON_Diverse_IEA_2023_05_05 | 2046 | CH4 + CCS | Generation | Methane | QC | Dispatch-Generation | FuelCost | 0 | [6 empty] | 0.36069 | 0
LCP_Inputs_ON_Diverse_IEA_2023_05_05 | 2046 | CH4 + CCS | Generation | Methane | QC | Dispatch-Generation | VOM | 0 | [6 empty] | 0.36069 | 0
LCP_Inputs_ON_Diverse_IEA_2023_05_05 | 2046 | CH4 + CCS | Generation | Methane | WC | Dispatch-Generation | EmissionsCost | 0 | [6 empty] | 0.36069 | 0
LCP_Inputs_ON_Diverse_IEA_2023_05_05 | 2046 | CH4 + CCS | Generation | Methane | WC | Dispatch-Generation | FuelCost | 0 | [6 empty] | 0.36069 | 0
LCP_Inputs_ON_Diverse_IEA_2023_05_05 | 2046 | CH4 + CCS | Generation | Methane | WC | Dispatch-Generation | VOM | 0 | [6 empty] | 0.36069 | 0
LCP_Inputs_ON_Diverse_IEA_2023_05_05 | 2046 | CH4 Import - NY 2020 | Import | Methane | MI | Dispatch-Import | EmissionsCost | 0 | [6 empty] | 0.36069 | 0
LCP_Inputs_ON_Diverse_IEA_2023_05_05 | 2046 | CH4 Import - NY 2020 | Import | Methane | MI | Dispatch-Import | FuelCost | 0 | [6 empty] | 0.36069 | 0
LCP_Inputs_ON_Diverse_IEA_2023_05_05 | 2046 | CH4 Import - NY 2020 | Import | Methane | MI | Dispatch-Import | VOM | 0 | [6 empty] | 0.36069 | 0
LCP_Inputs_ON_Diverse_IEA_2023_05_05 | 2046 | CH4 Import - NY 2020 | Import | Methane | NY | Dispatch-Import | EmissionsCost | 0 | [6 empty] | 0.36069 | 0
LCP_Inputs_ON_Diverse_IEA_2023_05_05 | 2046 | CH4 Import - NY 2020 | Import | Methane | NY | Dispatch-Import | FuelCost | 0 | [6 empty] | 0.36069 | 0
LCP_Inputs_ON_Diverse_IEA_2023_05_05 | 2046 | CH4 Import - NY 2020 | Import | Methane | NY | Dispatch-Import | VOM | 0 | [6 empty] | 0.36069 | 0
LCP_Inputs_ON_Diverse_IEA_2023_05_05 | 2046 | CH4 Import - NY 2020 | Import | Methane | ON | Dispatch-Import | EmissionsCost | 0 | [6 empty] | 0.36069 | 0
LCP_Inputs_ON_Diverse_IEA_2023_05_05 | 2046 | CH4 Import - NY 2020 | Import | Methane | ON | Dispatch-Import | FuelCost | 0 | [6 empty] | 0.36069 | 0
LCP_Inputs_ON_Diverse_IEA_2023_05_05 | 2046 | CH4 Import - NY 2020 | Import | Methane | ON | Dispatch-Import | VOM | 0 | [6 empty] | 0.36069 | 0
LCP_Inputs_ON_Diverse_IEA_2023_05_05 | 2046 | CH4 Import - NY 2020 | Import | Methane | PJ | Dispatch-Import | EmissionsCost | 0 | [6 empty] | 0.36069 | 0
LCP_Inputs_ON_Diverse_IEA_2023_05_05 | 2046 | CH4 Import - NY 2020 | Import | Methane | PJ | Dispatch-Import | FuelCost | 0 | [6 empty] | 0.36069 | 0
LCP_Inputs_ON_Diverse_IEA_2023_05_05 | 2046 | CH4 Import - NY 2020 | Import | Methane | PJ | Dispatch-Import | VOM | 0 | [6 empty] | 0.36069 | 0
LCP_Inputs_ON_Diverse_IEA_2023_05_05 | 2046 | CH4 Import - NY 2020 | Import | Methane | QC | Dispatch-Import | EmissionsCost | 0 | [6 empty] | 0.36069 | 0
LCP_Inputs_ON_Diverse_IEA_2023_05_05 | 2046 | CH4 Import - NY 2020 | Import | Methane | QC | Dispatch-Import | FuelCost | 0 | [6 empty] | 0.36069 | 0
LCP_Inputs_ON_Diverse_IEA_2023_05_05 | 2046 | CH4 Import - NY 2020 | Import | Methane | QC | Dispatch-Import | VOM | 0 | [6 empty] | 0.36069 | 0
LCP_Inputs_ON_Diverse_IEA_2023_05_05 | 2046 | CH4 Import - NY 2020 | Import | Methane | WC | Dispatch-Import | EmissionsCost | 0 | [6 empty] | 0.36069 | 0
LCP_Inputs_ON_Diverse_IEA_2023_05_05 | 2046 | CH4 Import - NY 2020 | Import | Methane | WC | Dispatch-Import | FuelCost | 0 | [6 empty] | 0.36069 | 0
LCP_Inputs_ON_Diverse_IEA_2023_05_05 | 2046 | CH4 Import - NY 2020 | Import | Methane | WC | Dispatch-Import | VOM | 0 | [6 empty] | 0.36069 | 0
LCP_Inputs_ON_Diverse_IEA_2023_05_05 | 2046 | CH4 Import - NY 2030 | Import | Methane | MI | Dispatch-Import | EmissionsCost | 0 | [6 empty] | 0.36069 | 0
LCP_Inputs_ON_Diverse_IEA_2023_05_05 | 2046 | CH4 Import - NY 2030 | Import | Methane | MI | Dispatch-Import | FuelCost | 0 | [6 empty] | 0.36069 | 0
LCP_Inputs_ON_Diverse_IEA_2023_05_05 | 2046 | CH4 Import - NY 2030 | Import | Methane | MI | Dispatch-Import | VOM | 0 | [6 empty] | 0.36069 | 0
LCP_Inputs_ON_Diverse_IEA_2023_05_05 | 2046 | CH4 Import - NY 2030 | Import | Methane | NY | Dispatch-Import | EmissionsCost | 0 | [6 empty] | 0.36069 | 0
LCP_Inputs_ON_Diverse_IEA_2023_05_05 | 2046 | CH4 Import - NY 2030 | Import | Methane | NY | Dispatch-Import | FuelCost | 0 | [6 empty] | 0.36069 | 0
LCP_Inputs_ON_Diverse_IEA_2023_05_05 | 2046 | CH4 Import - NY 2030 | Import | Methane | NY | Dispatch-Import | VOM | 0 | [6 empty] | 0.36069 | 0
LCP_Inputs_ON_Diverse_IEA_2023_05_05 | 2046 | CH4 Import - NY 2030 | Import | Methane | ON | Dispatch-Import | EmissionsCost | 0 | [6 empty] | 0.36069 | 0
LCP_Inputs_ON_Diverse_IEA_2023_05_05 | 2046 | CH4 Import - NY 2030 | Import | Methane | ON | Dispatch-Import | FuelCost | 0 | [6 empty] | 0.36069 | 0
LCP_Inputs_ON_Diverse_IEA_2023_05_05 | 2046 | CH4 Import - NY 2030 | Import | Methane | ON | Dispatch-Import | VOM | 0 | [6 empty] | 0.36069 | 0
LCP_Inputs_ON_Diverse_IEA_2023_05_05 | 2046 | CH4 Import - NY 2030 | Import | Methane | PJ | Dispatch-Import | EmissionsCost | 0 | [6 empty] | 0.36069 | 0
LCP_Inputs_ON_Diverse_IEA_2023_05_05 | 2046 | CH4 Import - NY 2030 | Import | Methane | PJ | Dispatch-Import | FuelCost | 0 | [6 empty] | 0.36069 | 0
LCP_Inputs_ON_Diverse_IEA_2023_05_05 | 2046 | CH4 Import - NY 2030 | Import | Methane | PJ | Dispatch-Import | VOM | 0 | [6 empty] | 0.36069 | 0
LCP_Inputs_ON_Diverse_IEA_2023_05_05 | 2046 | CH4 Import - NY 2030 | Import | Methane | QC | Dispatch-Import | EmissionsCost | 0 | [6 empty] | 0.36069 | 0
LCP_Inputs_ON_Diverse_IEA_2023_05_05 | 2046 | CH4 Import - NY 2030 | Import | Methane | QC | Dispatch-Import | FuelCost | 0 | [6 empty] | 0.36069 | 0
LCP_Inputs_ON_Diverse_IEA_2023_05_05 | 2046 | CH4 Import - NY 2030 | Import | Methane | QC | Dispatch-Import | VOM | 0 | [6 empty] | 0.36069 | 0
LCP_Inputs_ON_Diverse_IEA_2023_05_05 | 2046 | CH4 Import - NY 2030 | Import | Methane | WC | Dispatch-Import | EmissionsCost | 0 | [6 empty] | 0.36069 | 0
LCP_Inputs_ON_Diverse_IEA_2023_05_05 | 2046 | CH4 Import - NY 2030 | Import | Methane | WC | Dispatch-Import | FuelCost | 0 | [6 empty] | 0.36069 | 0
LCP_Inputs_ON_Diverse_IEA_2023_05_05 | 2046 | CH4 Import - NY 2030 | Import | Methane | WC | Dispatch-Import | VOM | 0 | [6 empty] | 0.36069 | 0
LCP_Inputs_ON_Diverse_IEA_2023_05_05 | 2046 | CH4 Import - NY 2040 | Import | Methane | MI | Dispatch-Import | EmissionsCost | 0 | [6 empty] | 0.36069 | 0
LCP_Inputs_ON_Diverse_IEA_2023_05_05 | 2046 | CH4 Import - NY 2040 | Import | Methane | MI | Dispatch-Import | FuelCost | 0 | [6 empty] | 0.36069 | 0
LCP_Inputs_ON_Diverse_IEA_2023_05_05 | 2046 | CH4 Import - NY 2040 | Import | Methane | MI | Dispatch-Import | VOM | 0 | [6 empty] | 0.36069 | 0
LCP_Inputs_ON_Diverse_IEA_2023_05_05 | 2046 | CH4 Import - NY 2040 | Import | Methane | NY | Dispatch-Import | EmissionsCost | 1424811807.9426 | [6 empty] | 0.36069 | 513914278.0857
LCP_Inputs_ON_Diverse_IEA_2023_05_05 | 2046 | CH4 Import - NY 2040 | Import | Methane | NY | Dispatch-Import | FuelCost | 758346581.876 | [6 empty] | 0.36069 | 273527446.9169
LCP_Inputs_ON_Diverse_IEA_2023_05_05 | 2046 | CH4 Import - NY 2040 | Import | Methane | NY | Dispatch-Import | VOM | 0 | [6 empty] | 0.36069 | 0
LCP_Inputs_ON_Diverse_IEA_2023_05_05 | 2046 | CH4 Import - NY 2040 | Import | Methane | ON | Dispatch-Import | EmissionsCost | 0 | [6 empty] | 0.36069 | 0
LCP_Inputs_ON_Diverse_IEA_2023_05_05 | 2046 | CH4 Import - NY 2040 | Import | Methane | ON | Dispatch-Import | FuelCost | 0 | [6 empty] | 0.36069 | 0
LCP_Inputs_ON_Diverse_IEA_2023_05_05 | 2046 | CH4 Import - NY 2040 | Import | Methane | ON | Dispatch-Import | VOM | 0 | [6 empty] | 0.36069 | 0
LCP_Inputs_ON_Diverse_IEA_2023_05_05 | 2046 | CH4 Import - NY 2040 | Import | Methane | PJ | Dispatch-Import | EmissionsCost | 0 | [6 empty] | 0.36069 | 0
LCP_Inputs_ON_Diverse_IEA_2023_05_05 | 2046 | CH4 Import - NY 2040 | Import | Methane | PJ | Dispatch-Import | FuelCost | 0 | [6 empty] | 0.36069 | 0
LCP_Inputs_ON_Diverse_IEA_2023_05_05 | 2046 | CH4 Import - NY 2040 | Import | Methane | PJ | Dispatch-Import | VOM | 0 | [6 empty] | 0.36069 | 0
LCP_Inputs_ON_Diverse_IEA_2023_05_05 | 2046 | CH4 Import - NY 2040 | Import | Methane | QC | Dispatch-Import | EmissionsCost | 0 | [6 empty] | 0.36069 | 0
LCP_Inputs_ON_Diverse_IEA_2023_05_05 | 2046 | CH4 Import - NY 2040 | Import | Methane | QC | Dispatch-Import | FuelCost | 0 | [6 empty] | 0.36069 | 0
LCP_Inputs_ON_Diverse_IEA_2023_05_05 | 2046 | CH4 Import - NY 2040 | Import | Methane | QC | Dispatch-Import | VOM | 0 | [6 empty] | 0.36069 | 0
LCP_Inputs_ON_Diverse_IEA_2023_05_05 | 2046 | CH4 Import - NY 2040 | Import | Methane | WC | Dispatch-Import | EmissionsCost | 0 | [6 empty] | 0.36069 | 0
LCP_Inputs_ON_Diverse_IEA_2023_05_05 | 2046 | CH4 Import - NY 2040 | Import | Methane | WC | Dispatch-Import | FuelCost | 0 | [6 empty] | 0.36069 | 0
LCP_Inputs_ON_Diverse_IEA_2023_05_05 | 2046 | CH4 Import - NY 2040 | Import | Methane | WC | Dispatch-Import | VOM | 0 | [6 empty] | 0.36069 | 0
LCP_Inputs_ON_Diverse_IEA_2023_05_05 | 2046 | CH4 Import - NY 2050 | Import | Methane | MI | Dispatch-Import | EmissionsCost | 0 | [6 empty] | 0.36069 | 0
LCP_Inputs_ON_Diverse_IEA_2023_05_05 | 2046 | CH4 Import - NY 2050 | Import | Methane | MI | Dispatch-Import | FuelCost | 0 | [6 empty] | 0.36069 | 0
LCP_Inputs_ON_Diverse_IEA_2023_05_05 | 2046 | CH4 Import - NY 2050 | Import | Methane | MI | Dispatch-Import | VOM | 0 | [6 empty] | 0.36069 | 0
LCP_Inputs_ON_Diverse_IEA_2023_05_05 | 2046 | CH4 Import - NY 2050 | Import | Methane | NY | Dispatch-Import | EmissionsCost | 0 | [6 empty] | 0.36069 | 0
LCP_Inputs_ON_Diverse_IEA_2023_05_05 | 2046 | CH4 Import - NY 2050 | Import | Methane | NY | Dispatch-Import | FuelCost | 0 | [6 empty] | 0.36069 | 0
LCP_Inputs_ON_Diverse_IEA_2023_05_05 | 2046 | CH4 Import - NY 2050 | Import | Methane | NY | Dispatch-Import | VOM | 0 | [6 empty] | 0.36069 | 0
LCP_Inputs_ON_Diverse_IEA_2023_05_05 | 2046 | CH4 Import - NY 2050 | Import | Methane | ON | Dispatch-Import | EmissionsCost | 0 | [6 empty] | 0.36069 | 0
LCP_Inputs_ON_Diverse_IEA_2023_05_05 | 2046 | CH4 Import - NY 2050 | Import | Methane | ON | Dispatch-Import | FuelCost | 0 | [6 empty] | 0.36069 | 0
LCP_Inputs_ON_Diverse_IEA_2023_05_05 | 2046 | CH4 Import - NY 2050 | Import | Methane | ON | Dispatch-Import | VOM | 0 | [6 empty] | 0.36069 | 0
LCP_Inputs_ON_Diverse_IEA_2023_05_05 | 2046 | CH4 Import - NY 2050 | Import | Methane | PJ | Dispatch-Import | EmissionsCost | 0 | [6 empty] | 0.36069 | 0
LCP_Inputs_ON_Diverse_IEA_2023_05_05 | 2046 | CH4 Import - NY 2050 | Import | Methane | PJ | Dispatch-Import | FuelCost | 0 | [6 empty] | 0.36069 | 0
LCP_Inputs_ON_Diverse_IEA_2023_05_05 | 2046 | CH4 Import - NY 2050 | Import | Methane | PJ | Dispatch-Import | VOM | 0 | [6 empty] | 0.36069 | 0
LCP_Inputs_ON_Diverse_IEA_2023_05_05 | 2046 | CH4 Import - NY 2050 | Import | Methane | QC | Dispatch-Import | EmissionsCost | 0 | [6 empty] | 0.36069 | 0
LCP_Inputs_ON_Diverse_IEA_2023_05_05 | 2046 | CH4 Import - NY 2050 | Import | Methane | QC | Dispatch-Import | FuelCost | 0 | [6 empty] | 0.36069 | 0
LCP_Inputs_ON_Diverse_IEA_2023_05_05 | 2046 | CH4 Import - NY 2050 | Import | Methane | QC | Dispatch-Import | VOM | 0 | [6 empty] | 0.36069 | 0
LCP_Inputs_ON_Diverse_IEA_2023_05_05 | 2046 | CH4 Import - NY 2050 | Import | Methane | WC | Dispatch-Import | EmissionsCost | 0 | [6 empty] | 0.36069 | 0
LCP_Inputs_ON_Diverse_IEA_2023_05_05 | 2046 | CH4 Import - NY 2050 | Import | Methane | WC | Dispatch-Import | FuelCost | 0 | [6 empty] | 0.36069 | 0
LCP_Inputs_ON_Diverse_IEA_2023_05_05 | 2046 | CH4 Import - NY 2050 | Import | Methane | WC | Dispatch-Import | VOM | 0 | [6 empty] | 0.36069 | 0
LCP_Inputs_ON_Diverse_IEA_2023_05_05 | 2046 | CH4 Import - WC 2020 | Import | Methane | MI | Dispatch-Import | EmissionsCost | 0 | [6 empty] | 0.36069 | 0
LCP_Inputs_ON_Diverse_IEA_2023_05_05 | 2046 | CH4 Import - WC 2020 | Import | Methane | MI | Dispatch-Import | FuelCost | 0 | [6 empty] | 0.36069 | 0
LCP_Inputs_ON_Diverse_IEA_2023_05_05 | 2046 | CH4 Import - WC 2020 | Import | Methane | MI | Dispatch-Import | VOM | 0 | [6 empty] | 0.36069 | 0
LCP_Inputs_ON_Diverse_IEA_2023_05_05 | 2046 | CH4 Import - WC 2020 | Import | Methane | NY | Dispatch-Import | EmissionsCost | 0 | [6 empty] | 0.36069 | 0
LCP_Inputs_ON_Diverse_IEA_2023_05_05 | 2046 | CH4 Import - WC 2020 | Import | Methane | NY | Dispatch-Import | FuelCost | 0 | [6 empty] | 0.36069 | 0
LCP_Inputs_ON_Diverse_IEA_2023_05_05 | 2046 | CH4 Import - WC 2020 | Import | Methane | NY | Dispatch-Import | VOM | 0 | [6 empty] | 0.36069 | 0
LCP_Inputs_ON_Diverse_IEA_2023_05_05 | 2046 | CH4 Import - WC 2020 | Import | Methane | ON | Dispatch-Import | EmissionsCost | 0 | [6 empty] | 0.36069 | 0
LCP_Inputs_ON_Diverse_IEA_2023_05_05 | 2046 | CH4 Import - WC 2020 | Import | Methane | ON | Dispatch-Import | FuelCost | 0 | [6 empty] | 0.36069 | 0
LCP_Inputs_ON_Diverse_IEA_2023_05_05 | 2046 | CH4 Import - WC 2020 | Import | Methane | ON | Dispatch-Import | VOM | 0 | [6 empty] | 0.36069 | 0
LCP_Inputs_ON_Diverse_IEA_2023_05_05 | 2046 | CH4 Import - WC 2020 | Import | Methane | PJ | Dispatch-Import | EmissionsCost | 0 | [6 empty] | 0.36069 | 0
LCP_Inputs_ON_Diverse_IEA_2023_05_05 | 2046 | CH4 Import - WC 2020 | Import | Methane | PJ | Dispatch-Import | FuelCost | 0 | [6 empty] | 0.36069 | 0
LCP_Inputs_ON_Diverse_IEA_2023_05_05 | 2046 | CH4 Import - WC 2020 | Import | Methane | PJ | Dispatch-Import | VOM | 0 | [6 empty] | 0.36069 | 0
LCP_Inputs_ON_Diverse_IEA_2023_05_05 | 2046 | CH4 Import - WC 2020 | Import | Methane | QC | Dispatch-Import | EmissionsCost | 0 | [6 empty] | 0.36069 | 0
LCP_Inputs_ON_Diverse_IEA_2023_05_05 | 2046 | CH4 Import - WC 2020 | Import | Methane | QC | Dispatch-Import | FuelCost | 0 | [6 empty] | 0.36069 | 0
LCP_Inputs_ON_Diverse_IEA_2023_05_05 | 2046 | CH4 Import - WC 2020 | Import | Methane | QC | Dispatch-Import | VOM | 0 | [6 empty] | 0.36069 | 0
LCP_Inputs_ON_Diverse_IEA_2023_05_05 | 2046 | CH4 Import - WC 2020 | Import | Methane | WC | Dispatch-Import | EmissionsCost | 0 | [6 empty] | 0.36069 | 0
LCP_Inputs_ON_Diverse_IEA_2023_05_05 | 2046 | CH4 Import - WC 2020 | Import | Methane | WC | Dispatch-Import | FuelCost | 0 | [6 empty] | 0.36069 | 0
LCP_Inputs_ON_Diverse_IEA_2023_05_05 | 2046 | CH4 Import - WC 2020 | Import | Methane | WC | Dispatch-Import | VOM | 0 | [6 empty] | 0.36069 | 0
LCP_Inputs_ON_Diverse_IEA_2023_05_05 | 2046 | CH4 Import - WC 2030 | Import | Methane | MI | Dispatch-Import | EmissionsCost | 0 | [6 empty] | 0.36069 | 0
LCP_Inputs_ON_Diverse_IEA_2023_05_05 | 2046 | CH4 Import - WC 2030 | Import | Methane | MI | Dispatch-Import | FuelCost | 0 | [6 empty] | 0.36069 | 0
LCP_Inputs_ON_Diverse_IEA_2023_05_05 | 2046 | CH4 Import - WC 2030 | Import | Methane | MI | Dispatch-Import | VOM | 0 | [6 empty] | 0.36069 | 0
LCP_Inputs_ON_Diverse_IEA_2023_05_05 | 2046 | CH4 Import - WC 2030 | Import | Methane | NY | Dispatch-Import | EmissionsCost | 0 | [6 empty] | 0.36069 | 0
LCP_Inputs_ON_Diverse_IEA_2023_05_05 | 2046 | CH4 Import - WC 2030 | Import | Methane | NY | Dispatch-Import | FuelCost | 0 | [6 empty] | 0.36069 | 0
LCP_Inputs_ON_Diverse_IEA_2023_05_05 | 2046 | CH4 Import - WC 2030 | Import | Methane | NY | Dispatch-Import | VOM | 0 | [6 empty] | 0.36069 | 0
LCP_Inputs_ON_Diverse_IEA_2023_05_05 | 2046 | CH4 Import - WC 2030 | Import | Methane | ON | Dispatch-Import | EmissionsCost | 0 | [6 empty] | 0.36069 | 0
LCP_Inputs_ON_Diverse_IEA_2023_05_05 | 2046 | CH4 Import - WC 2030 | Import | Methane | ON | Dispatch-Import | FuelCost | 0 | [6 empty] | 0.36069 | 0
LCP_Inputs_ON_Diverse_IEA_2023_05_05 | 2046 | CH4 Import - WC 2030 | Import | Methane | ON | Dispatch-Import | VOM | 0 | [6 empty] | 0.36069 | 0
LCP_Inputs_ON_Diverse_IEA_2023_05_05 | 2046 | CH4 Import - WC 2030 | Import | Methane | PJ | Dispatch-Import | EmissionsCost | 0 | [6 empty] | 0.36069 | 0
LCP_Inputs_ON_Diverse_IEA_2023_05_05 | 2046 | CH4 Import - WC 2030 | Import | Methane | PJ | Dispatch-Import | FuelCost | 0 | [6 empty] | 0.36069 | 0
LCP_Inputs_ON_Diverse_IEA_2023_05_05 | 2046 | CH4 Import - WC 2030 | Import | Methane | PJ | Dispatch-Import | VOM | 0 | [6 empty] | 0.36069 | 0
LCP_Inputs_ON_Diverse_IEA_2023_05_05 | 2046 | CH4 Import - WC 2030 | Import | Methane | QC | Dispatch-Import | EmissionsCost | 0 | [6 empty] | 0.36069 | 0
LCP_Inputs_ON_Diverse_IEA_2023_05_05 | 2046 | CH4 Import - WC 2030 | Import | Methane | QC | Dispatch-Import | FuelCost | 0 | [6 empty] | 0.36069 | 0
LCP_Inputs_ON_Diverse_IEA_2023_05_05 | 2046 | CH4 Import - WC 2030 | Import | Methane | QC | Dispatch-Import | VOM | 0 | [6 empty] | 0.36069 | 0
LCP_Inputs_ON_Diverse_IEA_2023_05_05 | 2046 | CH4 Import - WC 2030 | Import | Methane | WC | Dispatch-Import | EmissionsCost | 0 | [6 empty] | 0.36069 | 0
LCP_Inputs_ON_Diverse_IEA_2023_05_05 | 2046 | CH4 Import - WC 2030 | Import | Methane | WC | Dispatch-Import | FuelCost | 0 | [6 empty] | 0.36069 | 0
LCP_Inputs_ON_Diverse_IEA_2023_05_05 | 2046 | CH4 Import - WC 2030 | Import | Methane | WC | Dispatch-Import | VOM | 0 | [6 empty] | 0.36069 | 0
LCP_Inputs_ON_Diverse_IEA_2023_05_05 | 2046 | CH4 Import - WC 2040 | Import | Methane | MI | Dispatch-Import | EmissionsCost | 0 | [6 empty] | 0.36069 | 0
LCP_Inputs_ON_Diverse_IEA_2023_05_05 | 2046 | CH4 Import - WC 2040 | Import | Methane | MI | Dispatch-Import | FuelCost | 0 | [6 empty] | 0.36069 | 0
LCP_Inputs_ON_Diverse_IEA_2023_05_05 | 2046 | CH4 Import - WC 2040 | Import | Methane | MI | Dispatch-Import | VOM | 0 | [6 empty] | 0.36069 | 0
LCP_Inputs_ON_Diverse_IEA_2023_05_05 | 2046 | CH4 Import - WC 2040 | Import | Methane | NY | Dispatch-Import | EmissionsCost | 0 | [6 empty] | 0.36069 | 0
LCP_Inputs_ON_Diverse_IEA_2023_05_05 | 2046 | CH4 Import - WC 2040 | Import | Methane | NY | Dispatch-Import | FuelCost | 0 | [6 empty] | 0.36069 | 0
LCP_Inputs_ON_Diverse_IEA_2023_05_05 | 2046 | CH4 Import - WC 2040 | Import | Methane | NY | Dispatch-Import | VOM | 0 | [6 empty] | 0.36069 | 0
LCP_Inputs_ON_Diverse_IEA_2023_05_05 | 2046 | CH4 Import - WC 2040 | Import | Methane | ON | Dispatch-Import | EmissionsCost | 0 | [6 empty] | 0.36069 | 0
LCP_Inputs_ON_Diverse_IEA_2023_05_05 | 2046 | CH4 Import - WC 2040 | Import | Methane | ON | Dispatch-Import | FuelCost | 0 | [6 empty] | 0.36069 | 0
LCP_Inputs_ON_Diverse_IEA_2023_05_05 | 2046 | CH4 Import - WC 2040 | Import | Methane | ON | Dispatch-Import | VOM | 0 | [6 empty] | 0.36069 | 0
LCP_Inputs_ON_Diverse_IEA_2023_05_05 | 2046 | CH4 Import - WC 2040 | Import | Methane | PJ | Dispatch-Import | EmissionsCost | 0 | [6 empty] | 0.36069 | 0
LCP_Inputs_ON_Diverse_IEA_2023_05_05 | 2046 | CH4 Import - WC 2040 | Import | Methane | PJ | Dispatch-Import | FuelCost | 0 | [6 empty] | 0.36069 | 0
LCP_Inputs_ON_Diverse_IEA_2023_05_05 | 2046 | CH4 Import - WC 2040 | Import | Methane | PJ | Dispatch-Import | VOM | 0 | [6 empty] | 0.36069 | 0
LCP_Inputs_ON_Diverse_IEA_2023_05_05 | 2046 | CH4 Import - WC 2040 | Import | Methane | QC | Dispatch-Import | EmissionsCost | 0 | [6 empty] | 0.36069 | 0
LCP_Inputs_ON_Diverse_IEA_2023_05_05 | 2046 | CH4 Import - WC 2040 | Import | Methane | QC | Dispatch-Import | FuelCost | 0 | [6 empty] | 0.36069 | 0
LCP_Inputs_ON_Diverse_IEA_2023_05_05 | 2046 | CH4 Import - WC 2040 | Import | Methane | QC | Dispatch-Import | VOM | 0 | [6 empty] | 0.36069 | 0
LCP_Inputs_ON_Diverse_IEA_2023_05_05 | 2046 | CH4 Import - WC 2040 | Import | Methane | WC | Dispatch-Import | EmissionsCost | 2117477751.305 | [6 empty] | 0.36069 | 763751425.8783
LCP_Inputs_ON_Diverse_IEA_2023_05_05 | 2046 | CH4 Import - WC 2040 | Import | Methane | WC | Dispatch-Import | FuelCost | 1127013410.4372 | [6 empty] | 0.36069 | 406501602.5198
LCP_Inputs_ON_Diverse_IEA_2023_05_05 | 2046 | CH4 Import - WC 2040 | Import | Methane | WC | Dispatch-Import | VOM | 0 | [6 empty] | 0.36069 | 0
LCP_Inputs_ON_Diverse_IEA_2023_05_05 | 2046 | CH4 Import - WC 2050 | Import | Methane | MI | Dispatch-Import | EmissionsCost | 0 | [6 empty] | 0.36069 | 0
LCP_Inputs_ON_Diverse_IEA_2023_05_05 | 2046 | CH4 Import - WC 2050 | Import | Methane | MI | Dispatch-Import | FuelCost | 0 | [6 empty] | 0.36069 | 0
LCP_Inputs_ON_Diverse_IEA_2023_05_05 | 2046 | CH4 Import - WC 2050 | Import | Methane | MI | Dispatch-Import | VOM | 0 | [6 empty] | 0.36069 | 0
LCP_Inputs_ON_Diverse_IEA_2023_05_05 | 2046 | CH4 Import - WC 2050 | Import | Methane | NY | Dispatch-Import | EmissionsCost | 0 | [6 empty] | 0.36069 | 0
LCP_Inputs_ON_Diverse_IEA_2023_05_05 | 2046 | CH4 Import - WC 2050 | Import | Methane | NY | Dispatch-Import | FuelCost | 0 | [6 empty] | 0.36069 | 0
LCP_Inputs_ON_Diverse_IEA_2023_05_05 | 2046 | CH4 Import - WC 2050 | Import | Methane | NY | Dispatch-Import | VOM | 0 | [6 empty] | 0.36069 | 0
LCP_Inputs_ON_Diverse_IEA_2023_05_05 | 2046 | CH4 Import - WC 2050 | Import | Methane | ON | Dispatch-Import | EmissionsCost | 0 | [6 empty] | 0.36069 | 0
LCP_Inputs_ON_Diverse_IEA_2023_05_05 | 2046 | CH4 Import - WC 2050 | Import | Methane | ON | Dispatch-Import | FuelCost | 0 | [6 empty] | 0.36069 | 0
LCP_Inputs_ON_Diverse_IEA_2023_05_05 | 2046 | CH4 Import - WC 2050 | Import | Methane | ON | Dispatch-Import | VOM | 0 | [6 empty] | 0.36069 | 0
LCP_Inputs_ON_Diverse_IEA_2023_05_05 | 2046 | CH4 Import - WC 2050 | Import | Methane | PJ | Dispatch-Import | EmissionsCost | 0 | [6 empty] | 0.36069 | 0
LCP_Inputs_ON_Diverse_IEA_2023_05_05 | 2046 | CH4 Import - WC 2050 | Import | Methane | PJ | Dispatch-Import | FuelCost | 0 | [6 empty] | 0.36069 | 0
LCP_Inputs_ON_Diverse_IEA_2023_05_05 | 2046 | CH4 Import - WC 2050 | Import | Methane | PJ | Dispatch-Import | VOM | 0 | [6 empty] | 0.36069 | 0
LCP_Inputs_ON_Diverse_IEA_2023_05_05 | 2046 | CH4 Import - WC 2050 | Import | Methane | QC | Dispatch-Import | EmissionsCost | 0 | [6 empty] | 0.36069 | 0
LCP_Inputs_ON_Diverse_IEA_2023_05_05 | 2046 | CH4 Import - WC 2050 | Import | Methane | QC | Dispatch-Import | FuelCost | 0 | [6 empty] | 0.36069 | 0
LCP_Inputs_ON_Diverse_IEA_2023_05_05 | 2046 | CH4 Import - WC 2050 | Import | Methane | QC | Dispatch-Import | VOM | 0 | [6 empty] | 0.36069 | 0
LCP_Inputs_ON_Diverse_IEA_2023_05_05 | 2046 | CH4 Import - WC 2050 | Import | Methane | WC | Dispatch-Import | EmissionsCost | 0 | [6 empty] | 0.36069 | 0
LCP_Inputs_ON_Diverse_IEA_2023_05_05 | 2046 | CH4 Import - WC 2050 | Import | Methane | WC | Dispatch-Import | FuelCost | 0 | [6 empty] | 0.36069 | 0
LCP_Inputs_ON_Diverse_IEA_2023_05_05 | 2046 | CH4 Import - WC 2050 | Import | Methane | WC | Dispatch-Import | VOM | 0 | [6 empty] | 0.36069 | 0
LCP_Inputs_ON_Diverse_IEA_2023_05_05 | 2046 | CH4 Salt Cavern Storage - ON | Storage | Methane | MI | Dispatch-Storage | EmissionsCost | 0 | [6 empty] | 0.36069 | 0
LCP_Inputs_ON_Diverse_IEA_2023_05_05 | 2046 | CH4 Salt Cavern Storage - ON | Storage | Methane | MI | Dispatch-Storage | FuelCost | 0 | [6 empty] | 0.36069 | 0
LCP_Inputs_ON_Diverse_IEA_2023_05_05 | 2046 | CH4 Salt Cavern Storage - ON | Storage | Methane | MI | Dispatch-Storage | VOM | 0 | [6 empty] | 0.36069 | 0
LCP_Inputs_ON_Diverse_IEA_2023_05_05 | 2046 | CH4 Salt Cavern Storage - ON | Storage | Methane | NY | Dispatch-Storage | EmissionsCost | 0 | [6 empty] | 0.36069 | 0
LCP_Inputs_ON_Diverse_IEA_2023_05_05 | 2046 | CH4 Salt Cavern Storage - ON | Storage | Methane | NY | Dispatch-Storage | FuelCost | 0 | [6 empty] | 0.36069 | 0
LCP_Inputs_ON_Diverse_IEA_2023_05_05 | 2046 | CH4 Salt Cavern Storage - ON | Storage | Methane | NY | Dispatch-Storage | VOM | 0 | [6 empty] | 0.36069 | 0
LCP_Inputs_ON_Diverse_IEA_2023_05_05 | 2046 | CH4 Salt Cavern Storage - ON | Storage | Methane | ON | Dispatch-Storage | EmissionsCost | 0 | [6 empty] | 0.36069 | 0
LCP_Inputs_ON_Diverse_IEA_2023_05_05 | 2046 | CH4 Salt Cavern Storage - ON | Storage | Methane | ON | Dispatch-Storage | FuelCost | 0 | [6 empty] | 0.36069 | 0
LCP_Inputs_ON_Diverse_IEA_2023_05_05 | 2046 | CH4 Salt Cavern Storage - ON | Storage | Methane | ON | Dispatch-Storage | VOM | 0 | [6 empty] | 0.36069 | 0
LCP_Inputs_ON_Diverse_IEA_2023_05_05 | 2046 | CH4 Salt Cavern Storage - ON | Storage | Methane | PJ | Dispatch-Storage | EmissionsCost | 0 | [6 empty] | 0.36069 | 0
LCP_Inputs_ON_Diverse_IEA_2023_05_05 | 2046 | CH4 Salt Cavern Storage - ON | Storage | Methane | PJ | Dispatch-Storage | FuelCost | 0 | [6 empty] | 0.36069 | 0
LCP_Inputs_ON_Diverse_IEA_2023_05_05 | 2046 | CH4 Salt Cavern Storage - ON | Storage | Methane | PJ | Dispatch-Storage | VOM | 0 | [6 empty] | 0.36069 | 0
LCP_Inputs_ON_Diverse_IEA_2023_05_05 | 2046 | CH4 Salt Cavern Storage - ON | Storage | Methane | QC | Dispatch-Storage | EmissionsCost | 0 | [6 empty] | 0.36069 | 0
LCP_Inputs_ON_Diverse_IEA_2023_05_05 | 2046 | CH4 Salt Cavern Storage - ON | Storage | Methane | QC | Dispatch-Storage | FuelCost | 0 | [6 empty] | 0.36069 | 0
LCP_Inputs_ON_Diverse_IEA_2023_05_05 | 2046 | CH4 Salt Cavern Storage - ON | Storage | Methane | QC | Dispatch-Storage | VOM | 0 | [6 empty] | 0.36069 | 0
LCP_Inputs_ON_Diverse_IEA_2023_05_05 | 2046 | CH4 Salt Cavern Storage - ON | Storage | Methane | WC | Dispatch-Storage | EmissionsCost | 0 | [6 empty] | 0.36069 | 0
LCP_Inputs_ON_Diverse_IEA_2023_05_05 | 2046 | CH4 Salt Cavern Storage - ON | Storage | Methane | WC | Dispatch-Storage | FuelCost | 0 | [6 empty] | 0.36069 | 0
LCP_Inputs_ON_Diverse_IEA_2023_05_05 | 2046 | CH4 Salt Cavern Storage - ON | Storage | Methane | WC | Dispatch-Storage | VOM | 0 | [6 empty] | 0.36069 | 0
LCP_Inputs_ON_Diverse_IEA_2023_05_05 | 2046 | Electrolyser 2020/2030 | Crossload | Hydrogen | MI | Dispatch-Crossload | EmissionsCost | 0 | [6 empty] | 0.36069 | 0
LCP_Inputs_ON_Diverse_IEA_2023_05_05 | 2046 | Electrolyser 2020/2030 | Crossload | Hydrogen | MI | Dispatch-Crossload | FuelCost | 0 | [6 empty] | 0.36069 | 0
LCP_Inputs_ON_Diverse_IEA_2023_05_05 | 2046 | Electrolyser 2020/2030 | Crossload | Hydrogen | MI | Dispatch-Crossload | VOM | 0 | [6 empty] | 0.36069 | 0
LCP_Inputs_ON_Diverse_IEA_2023_05_05 | 2046 | Electrolyser 2020/2030 | Crossload | Hydrogen | NY | Dispatch-Crossload | EmissionsCost | 0 | [6 empty] | 0.36069 | 0
LCP_Inputs_ON_Diverse_IEA_2023_05_05 | 2046 | Electrolyser 2020/2030 | Crossload | Hydrogen | NY | Dispatch-Crossload | FuelCost | 0 | [6 empty] | 0.36069 | 0
LCP_Inputs_ON_Diverse_IEA_2023_05_05 | 2046 | Electrolyser 2020/2030 | Crossload | Hydrogen | NY | Dispatch-Crossload | VOM | 0 | [6 empty] | 0.36069 | 0
LCP_Inputs_ON_Diverse_IEA_2023_05_05 | 2046 | Electrolyser 2020/2030 | Crossload | Hydrogen | ON | Dispatch-Crossload | EmissionsCost | 0 | [6 empty] | 0.36069 | 0
LCP_Inputs_ON_Diverse_IEA_2023_05_05 | 2046 | Electrolyser 2020/2030 | Crossload | Hydrogen | ON | Dispatch-Crossload | FuelCost | 0 | [6 empty] | 0.36069 | 0
LCP_Inputs_ON_Diverse_IEA_2023_05_05 | 2046 | Electrolyser 2020/2030 | Crossload | Hydrogen | ON | Dispatch-Crossload | VOM | 0 | [6 empty] | 0.36069 | 0
LCP_Inputs_ON_Diverse_IEA_2023_05_05 | 2046 | Electrolyser 2020/2030 | Crossload | Hydrogen | PJ | Dispatch-Crossload | EmissionsCost | 0 | [6 empty] | 0.36069 | 0
LCP_Inputs_ON_Diverse_IEA_2023_05_05 | 2046 | Electrolyser 2020/2030 | Crossload | Hydrogen | PJ | Dispatch-Crossload | FuelCost | 0 | [6 empty] | 0.36069 | 0
LCP_Inputs_ON_Diverse_IEA_2023_05_05 | 2046 | Electrolyser 2020/2030 | Crossload | Hydrogen | PJ | Dispatch-Crossload | VOM | 0 | [6 empty] | 0.36069 | 0
LCP_Inputs_ON_Diverse_IEA_2023_05_05 | 2046 | Electrolyser 2020/2030 | Crossload | Hydrogen | QC | Dispatch-Crossload | EmissionsCost | 0 | [6 empty] | 0.36069 | 0
LCP_Inputs_ON_Diverse_IEA_2023_05_05 | 2046 | Electrolyser 2020/2030 | Crossload | Hydrogen | QC | Dispatch-Crossload | FuelCost | 0 | [6 empty] | 0.36069 | 0
LCP_Inputs_ON_Diverse_IEA_2023_05_05 | 2046 | Electrolyser 2020/2030 | Crossload | Hydrogen | QC | Dispatch-Crossload | VOM | 0 | [6 empty] | 0.36069 | 0
LCP_Inputs_ON_Diverse_IEA_2023_05_05 | 2046 | Electrolyser 2020/2030 | Crossload | Hydrogen | WC | Dispatch-Crossload | EmissionsCost | 0 | [6 empty] | 0.36069 | 0
LCP_Inputs_ON_Diverse_IEA_2023_05_05 | 2046 | Electrolyser 2020/2030 | Crossload | Hydrogen | WC | Dispatch-Crossload | FuelCost | 0 | [6 empty] | 0.36069 | 0
LCP_Inputs_ON_Diverse_IEA_2023_05_05 | 2046 | Electrolyser 2020/2030 | Crossload | Hydrogen | WC | Dispatch-Crossload | VOM | 0 | [6 empty] | 0.36069 | 0
LCP_Inputs_ON_Diverse_IEA_2023_05_05 | 2046 | Electrolyser 2040 | Crossload | Hydrogen | MI | Dispatch-Crossload | EmissionsCost | 0 | [6 empty] | 0.36069 | 0
LCP_Inputs_ON_Diverse_IEA_2023_05_05 | 2046 | Electrolyser 2040 | Crossload | Hydrogen | MI | Dispatch-Crossload | FuelCost | 0 | [6 empty] | 0.36069 | 0
LCP_Inputs_ON_Diverse_IEA_2023_05_05 | 2046 | Electrolyser 2040 | Crossload | Hydrogen | MI | Dispatch-Crossload | VOM | 0 | [6 empty] | 0.36069 | 0
LCP_Inputs_ON_Diverse_IEA_2023_05_05 | 2046 | Electrolyser 2040 | Crossload | Hydrogen | NY | Dispatch-Crossload | EmissionsCost | 0 | [6 empty] | 0.36069 | 0
LCP_Inputs_ON_Diverse_IEA_2023_05_05 | 2046 | Electrolyser 2040 | Crossload | Hydrogen | NY | Dispatch-Crossload | FuelCost | 0 | [6 empty] | 0.36069 | 0
LCP_Inputs_ON_Diverse_IEA_2023_05_05 | 2046 | Electrolyser 2040 | Crossload | Hydrogen | NY | Dispatch-Crossload | VOM | 0 | [6 empty] | 0.36069 | 0
LCP_Inputs_ON_Diverse_IEA_2023_05_05 | 2046 | Electrolyser 2040 | Crossload | Hydrogen | ON | Dispatch-Crossload | EmissionsCost | 0 | [6 empty] | 0.36069 | 0
LCP_Inputs_ON_Diverse_IEA_2023_05_05 | 2046 | Electrolyser 2040 | Crossload | Hydrogen | ON | Dispatch-Crossload | FuelCost | 0 | [6 empty] | 0.36069 | 0
LCP_Inputs_ON_Diverse_IEA_2023_05_05 | 2046 | Electrolyser 2040 | Crossload | Hydrogen | ON | Dispatch-Crossload | VOM | 0 | [6 empty] | 0.36069 | 0
LCP_Inputs_ON_Diverse_IEA_2023_05_05 | 2046 | Electrolyser 2040 | Crossload | Hydrogen | PJ | Dispatch-Crossload | EmissionsCost | 0 | [6 empty] | 0.36069 | 0
LCP_Inputs_ON_Diverse_IEA_2023_05_05 | 2046 | Electrolyser 2040 | Crossload | Hydrogen | PJ | Dispatch-Crossload | FuelCost | 0 | [6 empty] | 0.36069 | 0
LCP_Inputs_ON_Diverse_IEA_2023_05_05 | 2046 | Electrolyser 2040 | Crossload | Hydrogen | PJ | Dispatch-Crossload | VOM | 0 | [6 empty] | 0.36069 | 0
LCP_Inputs_ON_Diverse_IEA_2023_05_05 | 2046 | Electrolyser 2040 | Crossload | Hydrogen | QC | Dispatch-Crossload | EmissionsCost | 0 | [6 empty] | 0.36069 | 0
LCP_Inputs_ON_Diverse_IEA_2023_05_05 | 2046 | Electrolyser 2040 | Crossload | Hydrogen | QC | Dispatch-Crossload | FuelCost | 0 | [6 empty] | 0.36069 | 0
LCP_Inputs_ON_Diverse_IEA_2023_05_05 | 2046 | Electrolyser 2040 | Crossload | Hydrogen | QC | Dispatch-Crossload | VOM | 0 | [6 empty] | 0.36069 | 0
LCP_Inputs_ON_Diverse_IEA_2023_05_05 | 2046 | Electrolyser 2040 | Crossload | Hydrogen | WC | Dispatch-Crossload | EmissionsCost | 0 | [6 empty] | 0.36069 | 0
LCP_Inputs_ON_Diverse_IEA_2023_05_05 | 2046 | Electrolyser 2040 | Crossload | Hydrogen | WC | Dispatch-Crossload | FuelCost | 0 | [6 empty] | 0.36069 | 0
LCP_Inputs_ON_Diverse_IEA_2023_05_05 | 2046 | Electrolyser 2040 | Crossload | Hydrogen | WC | Dispatch-Crossload | VOM | 0 | [6 empty] | 0.36069 | 0
LCP_Inputs_ON_Diverse_IEA_2023_05_05 | 2046 | Electrolyser 2050 | Crossload | Hydrogen | MI | Dispatch-Crossload | EmissionsCost | 0 | [6 empty] | 0.36069 | 0
LCP_Inputs_ON_Diverse_IEA_2023_05_05 | 2046 | Electrolyser 2050 | Crossload | Hydrogen | MI | Dispatch-Crossload | FuelCost | 0 | [6 empty] | 0.36069 | 0
LCP_Inputs_ON_Diverse_IEA_2023_05_05 | 2046 | Electrolyser 2050 | Crossload | Hydrogen | MI | Dispatch-Crossload | VOM | 0 | [6 empty] | 0.36069 | 0
LCP_Inputs_ON_Diverse_IEA_2023_05_05 | 2046 | Electrolyser 2050 | Crossload | Hydrogen | NY | Dispatch-Crossload | EmissionsCost | 0 | [6 empty] | 0.36069 | 0
LCP_Inputs_ON_Diverse_IEA_2023_05_05 | 2046 | Electrolyser 2050 | Crossload | Hydrogen | NY | Dispatch-Crossload | FuelCost | 0 | [6 empty] | 0.36069 | 0
LCP_Inputs_ON_Diverse_IEA_2023_05_05 | 2046 | Electrolyser 2050 | Crossload | Hydrogen | NY | Dispatch-Crossload | VOM | 0 | [6 empty] | 0.36069 | 0
LCP_Inputs_ON_Diverse_IEA_2023_05_05 | 2046 | Electrolyser 2050 | Crossload | Hydrogen | ON | Dispatch-Crossload | EmissionsCost | 0 | [6 empty] | 0.36069 | 0
LCP_Inputs_ON_Diverse_IEA_2023_05_05 | 2046 | Electrolyser 2050 | Crossload | Hydrogen | ON | Dispatch-Crossload | FuelCost | 0 | [6 empty] | 0.36069 | 0
LCP_Inputs_ON_Diverse_IEA_2023_05_05 | 2046 | Electrolyser 2050 | Crossload | Hydrogen | ON | Dispatch-Crossload | VOM | 0 | [6 empty] | 0.36069 | 0
LCP_Inputs_ON_Diverse_IEA_2023_05_05 | 2046 | Electrolyser 2050 | Crossload | Hydrogen | PJ | Dispatch-Crossload | EmissionsCost | 0 | [6 empty] | 0.36069 | 0
LCP_Inputs_ON_Diverse_IEA_2023_05_05 | 2046 | Electrolyser 2050 | Crossload | Hydrogen | PJ | Dispatch-Crossload | FuelCost | 0 | [6 empty] | 0.36069 | 0
LCP_Inputs_ON_Diverse_IEA_2023_05_05 | 2046 | Electrolyser 2050 | Crossload | Hydrogen | PJ | Dispatch-Crossload | VOM | 0 | [6 empty] | 0.36069 | 0
LCP_Inputs_ON_Diverse_IEA_2023_05_05 | 2046 | Electrolyser 2050 | Crossload | Hydrogen | QC | Dispatch-Crossload | EmissionsCost | 0 | [6 empty] | 0.36069 | 0
LCP_Inputs_ON_Diverse_IEA_2023_05_05 | 2046 | Electrolyser 2050 | Crossload | Hydrogen | QC | Dispatch-Crossload | FuelCost | 0 | [6 empty] | 0.36069 | 0
LCP_Inputs_ON_Diverse_IEA_2023_05_05 | 2046 | Electrolyser 2050 | Crossload | Hydrogen | QC | Dispatch-Crossload | VOM | 0 | [6 empty] | 0.36069 | 0
LCP_Inputs_ON_Diverse_IEA_2023_05_05 | 2046 | Electrolyser 2050 | Crossload | Hydrogen | WC | Dispatch-Crossload | EmissionsCost | 0 | [6 empty] | 0.36069 | 0
LCP_Inputs_ON_Diverse_IEA_2023_05_05 | 2046 | Electrolyser 2050 | Crossload | Hydrogen | WC | Dispatch-Crossload | FuelCost | 0 | [6 empty] | 0.36069 | 0
LCP_Inputs_ON_Diverse_IEA_2023_05_05 | 2046 | Electrolyser 2050 | Crossload | Hydrogen | WC | Dispatch-Crossload | VOM | 0 | [6 empty] | 0.36069 | 0
LCP_Inputs_ON_Diverse_IEA_2023_05_05 | 2046 | Fossil Fuel Thermal (Coal, Peat, Oil) | Generation | Electricity | MI | Dispatch-Generation | EmissionsCost | 0 | [6 empty] | 0.36069 | 0
LCP_Inputs_ON_Diverse_IEA_2023_05_05 | 2046 | Fossil Fuel Thermal (Coal, Peat, Oil) | Generation | Electricity | MI | Dispatch-Generation | FuelCost | 0 | [6 empty] | 0.36069 | 0
LCP_Inputs_ON_Diverse_IEA_2023_05_05 | 2046 | Fossil Fuel Thermal (Coal, Peat, Oil) | Generation | Electricity | MI | Dispatch-Generation | VOM | 0 | [6 empty] | 0.36069 | 0
LCP_Inputs_ON_Diverse_IEA_2023_05_05 | 2046 | Fossil Fuel Thermal (Coal, Peat, Oil) | Generation | Electricity | NY | Dispatch-Generation | EmissionsCost | 0 | [6 empty] | 0.36069 | 0
LCP_Inputs_ON_Diverse_IEA_2023_05_05 | 2046 | Fossil Fuel Thermal (Coal, Peat, Oil) | Generation | Electricity | NY | Dispatch-Generation | FuelCost | 0 | [6 empty] | 0.36069 | 0
LCP_Inputs_ON_Diverse_IEA_2023_05_05 | 2046 | Fossil Fuel Thermal (Coal, Peat, Oil) | Generation | Electricity | NY | Dispatch-Generation | VOM | 0 | [6 empty] | 0.36069 | 0
LCP_Inputs_ON_Diverse_IEA_2023_05_05 | 2046 | Fossil Fuel Thermal (Coal, Peat, Oil) | Generation | Electricity | ON | Dispatch-Generation | EmissionsCost | 0 | [6 empty] | 0.36069 | 0
LCP_Inputs_ON_Diverse_IEA_2023_05_05 | 2046 | Fossil Fuel Thermal (Coal, Peat, Oil) | Generation | Electricity | ON | Dispatch-Generation | FuelCost | 0 | [6 empty] | 0.36069 | 0
LCP_Inputs_ON_Diverse_IEA_2023_05_05 | 2046 | Fossil Fuel Thermal (Coal, Peat, Oil) | Generation | Electricity | ON | Dispatch-Generation | VOM | 0 | [6 empty] | 0.36069 | 0
LCP_Inputs_ON_Diverse_IEA_2023_05_05 | 2046 | Fossil Fuel Thermal (Coal, Peat, Oil) | Generation | Electricity | PJ | Dispatch-Generation | EmissionsCost | 0 | [6 empty] | 0.36069 | 0
LCP_Inputs_ON_Diverse_IEA_2023_05_05 | 2046 | Fossil Fuel Thermal (Coal, Peat, Oil) | Generation | Electricity | PJ | Dispatch-Generation | FuelCost | 0 | [6 empty] | 0.36069 | 0
LCP_Inputs_ON_Diverse_IEA_2023_05_05 | 2046 | Fossil Fuel Thermal (Coal, Peat, Oil) | Generation | Electricity | PJ | Dispatch-Generation | VOM | 0 | [6 empty] | 0.36069 | 0
LCP_Inputs_ON_Diverse_IEA_2023_05_05 | 2046 | Fossil Fuel Thermal (Coal, Peat, Oil) | Generation | Electricity | QC | Dispatch-Generation | EmissionsCost | 0 | [6 empty] | 0.36069 | 0
LCP_Inputs_ON_Diverse_IEA_2023_05_05 | 2046 | Fossil Fuel Thermal (Coal, Peat, Oil) | Generation | Electricity | QC | Dispatch-Generation | FuelCost | 0 | [6 empty] | 0.36069 | 0
LCP_Inputs_ON_Diverse_IEA_2023_05_05 | 2046 | Fossil Fuel Thermal (Coal, Peat, Oil) | Generation | Electricity | QC | Dispatch-Generation | VOM | 0 | [6 empty] | 0.36069 | 0
LCP_Inputs_ON_Diverse_IEA_2023_05_05 | 2046 | Fossil Fuel Thermal (Coal, Peat, Oil) | Generation | Electricity | WC | Dispatch-Generation | EmissionsCost | 0 | [6 empty] | 0.36069 | 0
LCP_Inputs_ON_Diverse_IEA_2023_05_05 | 2046 | Fossil Fuel Thermal (Coal, Peat, Oil) | Generation | Electricity | WC | Dispatch-Generation | FuelCost | 0 | [6 empty] | 0.36069 | 0
LCP_Inputs_ON_Diverse_IEA_2023_05_05 | 2046 | Fossil Fuel Thermal (Coal, Peat, Oil) | Generation | Electricity | WC | Dispatch-Generation | VOM | 0 | [6 empty] | 0.36069 | 0
LCP_Inputs_ON_Diverse_IEA_2023_05_05 | 2046 | Generic - Generator | Generation | Electricity | MI | Dispatch-Generation | EmissionsCost | 0 | [6 empty] | 0.36069 | 0
LCP_Inputs_ON_Diverse_IEA_2023_05_05 | 2046 | Generic - Generator | Generation | Electricity | MI | Dispatch-Generation | FuelCost | 834353354.7452 | [6 empty] | 0.36069 | 300942271.521
LCP_Inputs_ON_Diverse_IEA_2023_05_05 | 2046 | Generic - Generator | Generation | Electricity | MI | Dispatch-Generation | VOM | 27287451.8893 | [6 empty] | 0.36069 | 9842290.0907
LCP_Inputs_ON_Diverse_IEA_2023_05_05 | 2046 | Generic - Generator | Generation | Electricity | NY | Dispatch-Generation | EmissionsCost | 0 | [6 empty] | 0.36069 | 0
LCP_Inputs_ON_Diverse_IEA_2023_05_05 | 2046 | Generic - Generator | Generation | Electricity | NY | Dispatch-Generation | FuelCost | 104321173.1139 | [6 empty] | 0.36069 | 37627523.9095
LCP_Inputs_ON_Diverse_IEA_2023_05_05 | 2046 | Generic - Generator | Generation | Electricity | NY | Dispatch-Generation | VOM | 3411814.6421 | [6 empty] | 0.36069 | 1230604.8062
LCP_Inputs_ON_Diverse_IEA_2023_05_05 | 2046 | Generic - Generator | Generation | Electricity | ON | Dispatch-Generation | EmissionsCost | 0 | [6 empty] | 0.36069 | 0
LCP_Inputs_ON_Diverse_IEA_2023_05_05 | 2046 | Generic - Generator | Generation | Electricity | ON | Dispatch-Generation | FuelCost | 0 | [6 empty] | 0.36069 | 0
LCP_Inputs_ON_Diverse_IEA_2023_05_05 | 2046 | Generic - Generator | Generation | Electricity | ON | Dispatch-Generation | VOM | 0 | [6 empty] | 0.36069 | 0
LCP_Inputs_ON_Diverse_IEA_2023_05_05 | 2046 | Generic - Generator | Generation | Electricity | PJ | Dispatch-Generation | EmissionsCost | 0 | [6 empty] | 0.36069 | 0
LCP_Inputs_ON_Diverse_IEA_2023_05_05 | 2046 | Generic - Generator | Generation | Electricity | PJ | Dispatch-Generation | FuelCost | 5328558791.3796 | [6 empty] | 0.36069 | 1921953783.1198
LCP_Inputs_ON_Diverse_IEA_2023_05_05 | 2046 | Generic - Generator | Generation | Electricity | PJ | Dispatch-Generation | VOM | 174270038.9852 | [6 empty] | 0.36069 | 62857326.6854
LCP_Inputs_ON_Diverse_IEA_2023_05_05 | 2046 | Generic - Generator | Generation | Electricity | QC | Dispatch-Generation | EmissionsCost | 0 | [6 empty] | 0.36069 | 0
LCP_Inputs_ON_Diverse_IEA_2023_05_05 | 2046 | Generic - Generator | Generation | Electricity | QC | Dispatch-Generation | FuelCost | 0 | [6 empty] | 0.36069 | 0
LCP_Inputs_ON_Diverse_IEA_2023_05_05 | 2046 | Generic - Generator | Generation | Electricity | QC | Dispatch-Generation | VOM | 0 | [6 empty] | 0.36069 | 0
LCP_Inputs_ON_Diverse_IEA_2023_05_05 | 2046 | Generic - Generator | Generation | Electricity | WC | Dispatch-Generation | EmissionsCost | 0 | [6 empty] | 0.36069 | 0
LCP_Inputs_ON_Diverse_IEA_2023_05_05 | 2046 | Generic - Generator | Generation | Electricity | WC | Dispatch-Generation | FuelCost | 0 | [6 empty] | 0.36069 | 0
LCP_Inputs_ON_Diverse_IEA_2023_05_05 | 2046 | Generic - Generator | Generation | Electricity | WC | Dispatch-Generation | VOM | 0 | [6 empty] | 0.36069 | 0
LCP_Inputs_ON_Diverse_IEA_2023_05_05 | 2046 | H2 Import - QC | Import | Hydrogen | MI | Dispatch-Import | EmissionsCost | 0 | [6 empty] | 0.36069 | 0
LCP_Inputs_ON_Diverse_IEA_2023_05_05 | 2046 | H2 Import - QC | Import | Hydrogen | MI | Dispatch-Import | FuelCost | 0 | [6 empty] | 0.36069 | 0
LCP_Inputs_ON_Diverse_IEA_2023_05_05 | 2046 | H2 Import - QC | Import | Hydrogen | MI | Dispatch-Import | VOM | 0 | [6 empty] | 0.36069 | 0
LCP_Inputs_ON_Diverse_IEA_2023_05_05 | 2046 | H2 Import - QC | Import | Hydrogen | NY | Dispatch-Import | EmissionsCost | 0 | [6 empty] | 0.36069 | 0
LCP_Inputs_ON_Diverse_IEA_2023_05_05 | 2046 | H2 Import - QC | Import | Hydrogen | NY | Dispatch-Import | FuelCost | 0 | [6 empty] | 0.36069 | 0
LCP_Inputs_ON_Diverse_IEA_2023_05_05 | 2046 | H2 Import - QC | Import | Hydrogen | NY | Dispatch-Import | VOM | 0 | [6 empty] | 0.36069 | 0
LCP_Inputs_ON_Diverse_IEA_2023_05_05 | 2046 | H2 Import - QC | Import | Hydrogen | ON | Dispatch-Import | EmissionsCost | 0 | [6 empty] | 0.36069 | 0
LCP_Inputs_ON_Diverse_IEA_2023_05_05 | 2046 | H2 Import - QC | Import | Hydrogen | ON | Dispatch-Import | FuelCost | 0 | [6 empty] | 0.36069 | 0
LCP_Inputs_ON_Diverse_IEA_2023_05_05 | 2046 | H2 Import - QC | Import | Hydrogen | ON | Dispatch-Import | VOM | 0 | [6 empty] | 0.36069 | 0
LCP_Inputs_ON_Diverse_IEA_2023_05_05 | 2046 | H2 Import - QC | Import | Hydrogen | PJ | Dispatch-Import | EmissionsCost | 0 | [6 empty] | 0.36069 | 0
LCP_Inputs_ON_Diverse_IEA_2023_05_05 | 2046 | H2 Import - QC | Import | Hydrogen | PJ | Dispatch-Import | FuelCost | 0 | [6 empty] | 0.36069 | 0
LCP_Inputs_ON_Diverse_IEA_2023_05_05 | 2046 | H2 Import - QC | Import | Hydrogen | PJ | Dispatch-Import | VOM | 0 | [6 empty] | 0.36069 | 0
LCP_Inputs_ON_Diverse_IEA_2023_05_05 | 2046 | H2 Import - QC | Import | Hydrogen | QC | Dispatch-Import | EmissionsCost | 0 | [6 empty] | 0.36069 | 0
LCP_Inputs_ON_Diverse_IEA_2023_05_05 | 2046 | H2 Import - QC | Import | Hydrogen | QC | Dispatch-Import | FuelCost | 0 | [6 empty] | 0.36069 | 0
LCP_Inputs_ON_Diverse_IEA_2023_05_05 | 2046 | H2 Import - QC | Import | Hydrogen | QC | Dispatch-Import | VOM | 0 | [6 empty] | 0.36069 | 0
LCP_Inputs_ON_Diverse_IEA_2023_05_05 | 2046 | H2 Import - QC | Import | Hydrogen | WC | Dispatch-Import | EmissionsCost | 0 | [6 empty] | 0.36069 | 0
LCP_Inputs_ON_Diverse_IEA_2023_05_05 | 2046 | H2 Import - QC | Import | Hydrogen | WC | Dispatch-Import | FuelCost | 0 | [6 empty] | 0.36069 | 0
LCP_Inputs_ON_Diverse_IEA_2023_05_05 | 2046 | H2 Import - QC | Import | Hydrogen | WC | Dispatch-Import | VOM | 0 | [6 empty] | 0.36069 | 0
LCP_Inputs_ON_Diverse_IEA_2023_05_05 | 2046 | H2 Import - WC | Import | Hydrogen | MI | Dispatch-Import | EmissionsCost | 0 | [6 empty] | 0.36069 | 0
LCP_Inputs_ON_Diverse_IEA_2023_05_05 | 2046 | H2 Import - WC | Import | Hydrogen | MI | Dispatch-Import | FuelCost | 0 | [6 empty] | 0.36069 | 0
LCP_Inputs_ON_Diverse_IEA_2023_05_05 | 2046 | H2 Import - WC | Import | Hydrogen | MI | Dispatch-Import | VOM | 0 | [6 empty] | 0.36069 | 0
LCP_Inputs_ON_Diverse_IEA_2023_05_05 | 2046 | H2 Import - WC | Import | Hydrogen | NY | Dispatch-Import | EmissionsCost | 0 | [6 empty] | 0.36069 | 0
LCP_Inputs_ON_Diverse_IEA_2023_05_05 | 2046 | H2 Import - WC | Import | Hydrogen | NY | Dispatch-Import | FuelCost | 0 | [6 empty] | 0.36069 | 0
LCP_Inputs_ON_Diverse_IEA_2023_05_05 | 2046 | H2 Import - WC | Import | Hydrogen | NY | Dispatch-Import | VOM | 0 | [6 empty] | 0.36069 | 0
LCP_Inputs_ON_Diverse_IEA_2023_05_05 | 2046 | H2 Import - WC | Import | Hydrogen | ON | Dispatch-Import | EmissionsCost | 0 | [6 empty] | 0.36069 | 0
LCP_Inputs_ON_Diverse_IEA_2023_05_05 | 2046 | H2 Import - WC | Import | Hydrogen | ON | Dispatch-Import | FuelCost | 0 | [6 empty] | 0.36069 | 0
LCP_Inputs_ON_Diverse_IEA_2023_05_05 | 2046 | H2 Import - WC | Import | Hydrogen | ON | Dispatch-Import | VOM | 0 | [6 empty] | 0.36069 | 0
LCP_Inputs_ON_Diverse_IEA_2023_05_05 | 2046 | H2 Import - WC | Import | Hydrogen | PJ | Dispatch-Import | EmissionsCost | 0 | [6 empty] | 0.36069 | 0
LCP_Inputs_ON_Diverse_IEA_2023_05_05 | 2046 | H2 Import - WC | Import | Hydrogen | PJ | Dispatch-Import | FuelCost | 0 | [6 empty] | 0.36069 | 0
LCP_Inputs_ON_Diverse_IEA_2023_05_05 | 2046 | H2 Import - WC | Import | Hydrogen | PJ | Dispatch-Import | VOM | 0 | [6 empty] | 0.36069 | 0
LCP_Inputs_ON_Diverse_IEA_2023_05_05 | 2046 | H2 Import - WC | Import | Hydrogen | QC | Dispatch-Import | EmissionsCost | 0 | [6 empty] | 0.36069 | 0
LCP_Inputs_ON_Diverse_IEA_2023_05_05 | 2046 | H2 Import - WC | Import | Hydrogen | QC | Dispatch-Import | FuelCost | 0 | [6 empty] | 0.36069 | 0
LCP_Inputs_ON_Diverse_IEA_2023_05_05 | 2046 | H2 Import - WC | Import | Hydrogen | QC | Dispatch-Import | VOM | 0 | [6 empty] | 0.36069 | 0
LCP_Inputs_ON_Diverse_IEA_2023_05_05 | 2046 | H2 Import - WC | Import | Hydrogen | WC | Dispatch-Import | EmissionsCost | 0 | [6 empty] | 0.36069 | 0
LCP_Inputs_ON_Diverse_IEA_2023_05_05 | 2046 | H2 Import - WC | Import | Hydrogen | WC | Dispatch-Import | FuelCost | 298476487.2232 | [6 empty] | 0.36069 | 107657255.2261
LCP_Inputs_ON_Diverse_IEA_2023_05_05 | 2046 | H2 Import - WC | Import | Hydrogen | WC | Dispatch-Import | VOM | 0 | [6 empty] | 0.36069 | 0
LCP_Inputs_ON_Diverse_IEA_2023_05_05 | 2046 | H2 Salt Cavern Storage - ON | Storage | Hydrogen | MI | Dispatch-Storage | EmissionsCost | 0 | [6 empty] | 0.36069 | 0
LCP_Inputs_ON_Diverse_IEA_2023_05_05 | 2046 | H2 Salt Cavern Storage - ON | Storage | Hydrogen | MI | Dispatch-Storage | FuelCost | 0 | [6 empty] | 0.36069 | 0
LCP_Inputs_ON_Diverse_IEA_2023_05_05 | 2046 | H2 Salt Cavern Storage - ON | Storage | Hydrogen | MI | Dispatch-Storage | VOM | 0 | [6 empty] | 0.36069 | 0
LCP_Inputs_ON_Diverse_IEA_2023_05_05 | 2046 | H2 Salt Cavern Storage - ON | Storage | Hydrogen | NY | Dispatch-Storage | EmissionsCost | 0 | [6 empty] | 0.36069 | 0
LCP_Inputs_ON_Diverse_IEA_2023_05_05 | 2046 | H2 Salt Cavern Storage - ON | Storage | Hydrogen | NY | Dispatch-Storage | FuelCost | 0 | [6 empty] | 0.36069 | 0
LCP_Inputs_ON_Diverse_IEA_2023_05_05 | 2046 | H2 Salt Cavern Storage - ON | Storage | Hydrogen | NY | Dispatch-Storage | VOM | 0 | [6 empty] | 0.36069 | 0
LCP_Inputs_ON_Diverse_IEA_2023_05_05 | 2046 | H2 Salt Cavern Storage - ON | Storage | Hydrogen | ON | Dispatch-Storage | EmissionsCost | 0 | [6 empty] | 0.36069 | 0
LCP_Inputs_ON_Diverse_IEA_2023_05_05 | 2046 | H2 Salt Cavern Storage - ON | Storage | Hydrogen | ON | Dispatch-Storage | FuelCost | 0 | [6 empty] | 0.36069 | 0
LCP_Inputs_ON_Diverse_IEA_2023_05_05 | 2046 | H2 Salt Cavern Storage - ON | Storage | Hydrogen | ON | Dispatch-Storage | VOM | 80253018.6897 | [6 empty] | 0.36069 | 28946399.752
LCP_Inputs_ON_Diverse_IEA_2023_05_05 | 2046 | H2 Salt Cavern Storage - ON | Storage | Hydrogen | PJ | Dispatch-Storage | EmissionsCost | 0 | [6 empty] | 0.36069 | 0
LCP_Inputs_ON_Diverse_IEA_2023_05_05 | 2046 | H2 Salt Cavern Storage - ON | Storage | Hydrogen | PJ | Dispatch-Storage | FuelCost | 0 | [6 empty] | 0.36069 | 0
LCP_Inputs_ON_Diverse_IEA_2023_05_05 | 2046 | H2 Salt Cavern Storage - ON | Storage | Hydrogen | PJ | Dispatch-Storage | VOM | 0 | [6 empty] | 0.36069 | 0
LCP_Inputs_ON_Diverse_IEA_2023_05_05 | 2046 | H2 Salt Cavern Storage - ON | Storage | Hydrogen | QC | Dispatch-Storage | EmissionsCost | 0 | [6 empty] | 0.36069 | 0
LCP_Inputs_ON_Diverse_IEA_2023_05_05 | 2046 | H2 Salt Cavern Storage - ON | Storage | Hydrogen | QC | Dispatch-Storage | FuelCost | 0 | [6 empty] | 0.36069 | 0
LCP_Inputs_ON_Diverse_IEA_2023_05_05 | 2046 | H2 Salt Cavern Storage - ON | Storage | Hydrogen | QC | Dispatch-Storage | VOM | 0 | [6 empty] | 0.36069 | 0
LCP_Inputs_ON_Diverse_IEA_2023_05_05 | 2046 | H2 Salt Cavern Storage - ON | Storage | Hydrogen | WC | Dispatch-Storage | EmissionsCost | 0 | [6 empty] | 0.36069 | 0
LCP_Inputs_ON_Diverse_IEA_2023_05_05 | 2046 | H2 Salt Cavern Storage - ON | Storage | Hydrogen | WC | Dispatch-Storage | FuelCost | 0 | [6 empty] | 0.36069 | 0
LCP_Inputs_ON_Diverse_IEA_2023_05_05 | 2046 | H2 Salt Cavern Storage - ON | Storage | Hydrogen | WC | Dispatch-Storage | VOM | 0 | [6 empty] | 0.36069 | 0
LCP_Inputs_ON_Diverse_IEA_2023_05_05 | 2046 | Hydro | Generation | Electricity | MI | Dispatch-Generation | EmissionsCost | 0 | [6 empty] | 0.36069 | 0
LCP_Inputs_ON_Diverse_IEA_2023_05_05 | 2046 | Hydro | Generation | Electricity | MI | Dispatch-Generation | FuelCost | 0 | [6 empty] | 0.36069 | 0
LCP_Inputs_ON_Diverse_IEA_2023_05_05 | 2046 | Hydro | Generation | Electricity | MI | Dispatch-Generation | VOM | 0 | [6 empty] | 0.36069 | 0
LCP_Inputs_ON_Diverse_IEA_2023_05_05 | 2046 | Hydro | Generation | Electricity | NY | Dispatch-Generation | EmissionsCost | 0 | [6 empty] | 0.36069 | 0
LCP_Inputs_ON_Diverse_IEA_2023_05_05 | 2046 | Hydro | Generation | Electricity | NY | Dispatch-Generation | FuelCost | 0 | [6 empty] | 0.36069 | 0
LCP_Inputs_ON_Diverse_IEA_2023_05_05 | 2046 | Hydro | Generation | Electricity | NY | Dispatch-Generation | VOM | 0 | [6 empty] | 0.36069 | 0
LCP_Inputs_ON_Diverse_IEA_2023_05_05 | 2046 | Hydro | Generation | Electricity | ON | Dispatch-Generation | EmissionsCost | 0 | [6 empty] | 0.36069 | 0
LCP_Inputs_ON_Diverse_IEA_2023_05_05 | 2046 | Hydro | Generation | Electricity | ON | Dispatch-Generation | FuelCost | 0 | [6 empty] | 0.36069 | 0
LCP_Inputs_ON_Diverse_IEA_2023_05_05 | 2046 | Hydro | Generation | Electricity | ON | Dispatch-Generation | VOM | 0 | [6 empty] | 0.36069 | 0
LCP_Inputs_ON_Diverse_IEA_2023_05_05 | 2046 | Hydro | Generation | Electricity | PJ | Dispatch-Generation | EmissionsCost | 0 | [6 empty] | 0.36069 | 0
LCP_Inputs_ON_Diverse_IEA_2023_05_05 | 2046 | Hydro | Generation | Electricity | PJ | Dispatch-Generation | FuelCost | 0 | [6 empty] | 0.36069 | 0
LCP_Inputs_ON_Diverse_IEA_2023_05_05 | 2046 | Hydro | Generation | Electricity | PJ | Dispatch-Generation | VOM | 0 | [6 empty] | 0.36069 | 0
LCP_Inputs_ON_Diverse_IEA_2023_05_05 | 2046 | Hydro | Generation | Electricity | QC | Dispatch-Generation | EmissionsCost | 0 | [6 empty] | 0.36069 | 0
LCP_Inputs_ON_Diverse_IEA_2023_05_05 | 2046 | Hydro | Generation | Electricity | QC | Dispatch-Generation | FuelCost | 0 | [6 empty] | 0.36069 | 0
LCP_Inputs_ON_Diverse_IEA_2023_05_05 | 2046 | Hydro | Generation | Electricity | QC | Dispatch-Generation | VOM | 0 | [6 empty] | 0.36069 | 0
LCP_Inputs_ON_Diverse_IEA_2023_05_05 | 2046 | Hydro | Generation | Electricity | WC | Dispatch-Generation | EmissionsCost | 0 | [6 empty] | 0.36069 | 0
LCP_Inputs_ON_Diverse_IEA_2023_05_05 | 2046 | Hydro | Generation | Electricity | WC | Dispatch-Generation | FuelCost | 0 | [6 empty] | 0.36069 | 0
LCP_Inputs_ON_Diverse_IEA_2023_05_05 | 2046 | Hydro | Generation | Electricity | WC | Dispatch-Generation | VOM | 0 | [6 empty] | 0.36069 | 0
LCP_Inputs_ON_Diverse_IEA_2023_05_05 | 2046 | Hydro Pumped Storage | Storage | Electricity | MI | Dispatch-Storage | EmissionsCost | 0 | [6 empty] | 0.36069 | 0
LCP_Inputs_ON_Diverse_IEA_2023_05_05 | 2046 | Hydro Pumped Storage | Storage | Electricity | MI | Dispatch-Storage | FuelCost | 0 | [6 empty] | 0.36069 | 0
LCP_Inputs_ON_Diverse_IEA_2023_05_05 | 2046 | Hydro Pumped Storage | Storage | Electricity | MI | Dispatch-Storage | VOM | 0 | [6 empty] | 0.36069 | 0
LCP_Inputs_ON_Diverse_IEA_2023_05_05 | 2046 | Hydro Pumped Storage | Storage | Electricity | NY | Dispatch-Storage | EmissionsCost | 0 | [6 empty] | 0.36069 | 0
LCP_Inputs_ON_Diverse_IEA_2023_05_05 | 2046 | Hydro Pumped Storage | Storage | Electricity | NY | Dispatch-Storage | FuelCost | 0 | [6 empty] | 0.36069 | 0
LCP_Inputs_ON_Diverse_IEA_2023_05_05 | 2046 | Hydro Pumped Storage | Storage | Electricity | NY | Dispatch-Storage | VOM | 0 | [6 empty] | 0.36069 | 0
LCP_Inputs_ON_Diverse_IEA_2023_05_05 | 2046 | Hydro Pumped Storage | Storage | Electricity | ON | Dispatch-Storage | EmissionsCost | 0 | [6 empty] | 0.36069 | 0
LCP_Inputs_ON_Diverse_IEA_2023_05_05 | 2046 | Hydro Pumped Storage | Storage | Electricity | ON | Dispatch-Storage | FuelCost | 0 | [6 empty] | 0.36069 | 0
LCP_Inputs_ON_Diverse_IEA_2023_05_05 | 2046 | Hydro Pumped Storage | Storage | Electricity | ON | Dispatch-Storage | VOM | 0 | [6 empty] | 0.36069 | 0
LCP_Inputs_ON_Diverse_IEA_2023_05_05 | 2046 | Hydro Pumped Storage | Storage | Electricity | PJ | Dispatch-Storage | EmissionsCost | 0 | [6 empty] | 0.36069 | 0
LCP_Inputs_ON_Diverse_IEA_2023_05_05 | 2046 | Hydro Pumped Storage | Storage | Electricity | PJ | Dispatch-Storage | FuelCost | 0 | [6 empty] | 0.36069 | 0
LCP_Inputs_ON_Diverse_IEA_2023_05_05 | 2046 | Hydro Pumped Storage | Storage | Electricity | PJ | Dispatch-Storage | VOM | 0 | [6 empty] | 0.36069 | 0
LCP_Inputs_ON_Diverse_IEA_2023_05_05 | 2046 | Hydro Pumped Storage | Storage | Electricity | QC | Dispatch-Storage | EmissionsCost | 0 | [6 empty] | 0.36069 | 0
LCP_Inputs_ON_Diverse_IEA_2023_05_05 | 2046 | Hydro Pumped Storage | Storage | Electricity | QC | Dispatch-Storage | FuelCost | 0 | [6 empty] | 0.36069 | 0
LCP_Inputs_ON_Diverse_IEA_2023_05_05 | 2046 | Hydro Pumped Storage | Storage | Electricity | QC | Dispatch-Storage | VOM | 0 | [6 empty] | 0.36069 | 0
LCP_Inputs_ON_Diverse_IEA_2023_05_05 | 2046 | Hydro Pumped Storage | Storage | Electricity | WC | Dispatch-Storage | EmissionsCost | 0 | [6 empty] | 0.36069 | 0
LCP_Inputs_ON_Diverse_IEA_2023_05_05 | 2046 | Hydro Pumped Storage | Storage | Electricity | WC | Dispatch-Storage | FuelCost | 0 | [6 empty] | 0.36069 | 0
LCP_Inputs_ON_Diverse_IEA_2023_05_05 | 2046 | Hydro Pumped Storage | Storage | Electricity | WC | Dispatch-Storage | VOM | 0 | [6 empty] | 0.36069 | 0
LCP_Inputs_ON_Diverse_IEA_2023_05_05 | 2046 | Nuclear | Generation | Electricity | MI | Dispatch-Generation | EmissionsCost | 0 | [6 empty] | 0.36069 | 0
LCP_Inputs_ON_Diverse_IEA_2023_05_05 | 2046 | Nuclear | Generation | Electricity | MI | Dispatch-Generation | FuelCost | 0 | [6 empty] | 0.36069 | 0
LCP_Inputs_ON_Diverse_IEA_2023_05_05 | 2046 | Nuclear | Generation | Electricity | MI | Dispatch-Generation | VOM | 2762866296.96 | [6 empty] | 0.36069 | 996536125.3566
LCP_Inputs_ON_Diverse_IEA_2023_05_05 | 2046 | Nuclear | Generation | Electricity | NY | Dispatch-Generation | EmissionsCost | 0 | [6 empty] | 0.36069 | 0
LCP_Inputs_ON_Diverse_IEA_2023_05_05 | 2046 | Nuclear | Generation | Electricity | NY | Dispatch-Generation | FuelCost | 0 | [6 empty] | 0.36069 | 0
LCP_Inputs_ON_Diverse_IEA_2023_05_05 | 2046 | Nuclear | Generation | Electricity | NY | Dispatch-Generation | VOM | 2246155230.144 | [6 empty] | 0.36069 | 810164007.017
LCP_Inputs_ON_Diverse_IEA_2023_05_05 | 2046 | Nuclear | Generation | Electricity | ON | Dispatch-Generation | EmissionsCost | 0 | [6 empty] | 0.36069 | 0
LCP_Inputs_ON_Diverse_IEA_2023_05_05 | 2046 | Nuclear | Generation | Electricity | ON | Dispatch-Generation | FuelCost | 0 | [6 empty] | 0.36069 | 0
LCP_Inputs_ON_Diverse_IEA_2023_05_05 | 2046 | Nuclear | Generation | Electricity | ON | Dispatch-Generation | VOM | 7830417006.0162 | [6 empty] | 0.36069 | 2824347103.4729
LCP_Inputs_ON_Diverse_IEA_2023_05_05 | 2046 | Nuclear | Generation | Electricity | PJ | Dispatch-Generation | EmissionsCost | 0 | [6 empty] | 0.36069 | 0
LCP_Inputs_ON_Diverse_IEA_2023_05_05 | 2046 | Nuclear | Generation | Electricity | PJ | Dispatch-Generation | FuelCost | 0 | [6 empty] | 0.36069 | 0
LCP_Inputs_ON_Diverse_IEA_2023_05_05 | 2046 | Nuclear | Generation | Electricity | PJ | Dispatch-Generation | VOM | 6401347648.6848 | [6 empty] | 0.36069 | 2308897173.164
LCP_Inputs_ON_Diverse_IEA_2023_05_05 | 2046 | Nuclear | Generation | Electricity | QC | Dispatch-Generation | EmissionsCost | 0 | [6 empty] | 0.36069 | 0
LCP_Inputs_ON_Diverse_IEA_2023_05_05 | 2046 | Nuclear | Generation | Electricity | QC | Dispatch-Generation | FuelCost | 0 | [6 empty] | 0.36069 | 0
LCP_Inputs_ON_Diverse_IEA_2023_05_05 | 2046 | Nuclear | Generation | Electricity | QC | Dispatch-Generation | VOM | 0 | [6 empty] | 0.36069 | 0
LCP_Inputs_ON_Diverse_IEA_2023_05_05 | 2046 | Nuclear | Generation | Electricity | WC | Dispatch-Generation | EmissionsCost | 0 | [6 empty] | 0.36069 | 0
LCP_Inputs_ON_Diverse_IEA_2023_05_05 | 2046 | Nuclear | Generation | Electricity | WC | Dispatch-Generation | FuelCost | 0 | [6 empty] | 0.36069 | 0
LCP_Inputs_ON_Diverse_IEA_2023_05_05 | 2046 | Nuclear | Generation | Electricity | WC | Dispatch-Generation | VOM | 0 | [6 empty] | 0.36069 | 0
LCP_Inputs_ON_Diverse_IEA_2023_05_05 | 2046 | Nuclear SMR | Generation | Electricity | MI | Dispatch-Generation | EmissionsCost | 0 | [6 empty] | 0.36069 | 0
LCP_Inputs_ON_Diverse_IEA_2023_05_05 | 2046 | Nuclear SMR | Generation | Electricity | MI | Dispatch-Generation | FuelCost | 0 | [6 empty] | 0.36069 | 0
LCP_Inputs_ON_Diverse_IEA_2023_05_05 | 2046 | Nuclear SMR | Generation | Electricity | MI | Dispatch-Generation | VOM | 0 | [6 empty] | 0.36069 | 0
LCP_Inputs_ON_Diverse_IEA_2023_05_05 | 2046 | Nuclear SMR | Generation | Electricity | NY | Dispatch-Generation | EmissionsCost | 0 | [6 empty] | 0.36069 | 0
LCP_Inputs_ON_Diverse_IEA_2023_05_05 | 2046 | Nuclear SMR | Generation | Electricity | NY | Dispatch-Generation | FuelCost | 0 | [6 empty] | 0.36069 | 0
LCP_Inputs_ON_Diverse_IEA_2023_05_05 | 2046 | Nuclear SMR | Generation | Electricity | NY | Dispatch-Generation | VOM | 0 | [6 empty] | 0.36069 | 0
LCP_Inputs_ON_Diverse_IEA_2023_05_05 | 2046 | Nuclear SMR | Generation | Electricity | ON | Dispatch-Generation | EmissionsCost | 0 | [6 empty] | 0.36069 | 0
LCP_Inputs_ON_Diverse_IEA_2023_05_05 | 2046 | Nuclear SMR | Generation | Electricity | ON | Dispatch-Generation | FuelCost | 0 | [6 empty] | 0.36069 | 0
LCP_Inputs_ON_Diverse_IEA_2023_05_05 | 2046 | Nuclear SMR | Generation | Electricity | ON | Dispatch-Generation | VOM | 209767586.3233 | [6 empty] | 0.36069 | 75660909.8059
LCP_Inputs_ON_Diverse_IEA_2023_05_05 | 2046 | Nuclear SMR | Generation | Electricity | PJ | Dispatch-Generation | EmissionsCost | 0 | [6 empty] | 0.36069 | 0
LCP_Inputs_ON_Diverse_IEA_2023_05_05 | 2046 | Nuclear SMR | Generation | Electricity | PJ | Dispatch-Generation | FuelCost | 0 | [6 empty] | 0.36069 | 0
LCP_Inputs_ON_Diverse_IEA_2023_05_05 | 2046 | Nuclear SMR | Generation | Electricity | PJ | Dispatch-Generation | VOM | 0 | [6 empty] | 0.36069 | 0
LCP_Inputs_ON_Diverse_IEA_2023_05_05 | 2046 | Nuclear SMR | Generation | Electricity | QC | Dispatch-Generation | EmissionsCost | 0 | [6 empty] | 0.36069 | 0
LCP_Inputs_ON_Diverse_IEA_2023_05_05 | 2046 | Nuclear SMR | Generation | Electricity | QC | Dispatch-Generation | FuelCost | 0 | [6 empty] | 0.36069 | 0
LCP_Inputs_ON_Diverse_IEA_2023_05_05 | 2046 | Nuclear SMR | Generation | Electricity | QC | Dispatch-Generation | VOM | 0 | [6 empty] | 0.36069 | 0
LCP_Inputs_ON_Diverse_IEA_2023_05_05 | 2046 | Nuclear SMR | Generation | Electricity | WC | Dispatch-Generation | EmissionsCost | 0 | [6 empty] | 0.36069 | 0
LCP_Inputs_ON_Diverse_IEA_2023_05_05 | 2046 | Nuclear SMR | Generation | Electricity | WC | Dispatch-Generation | FuelCost | 0 | [6 empty] | 0.36069 | 0
LCP_Inputs_ON_Diverse_IEA_2023_05_05 | 2046 | Nuclear SMR | Generation | Electricity | WC | Dispatch-Generation | VOM | 0 | [6 empty] | 0.36069 | 0
LCP_Inputs_ON_Diverse_IEA_2023_05_05 | 2046 | O/CCGT - CH4 Existing | Crossload | Electricity | MI | Dispatch-Crossload | EmissionsCost | 0 | [6 empty] | 0.36069 | 0
LCP_Inputs_ON_Diverse_IEA_2023_05_05 | 2046 | O/CCGT - CH4 Existing | Crossload | Electricity | MI | Dispatch-Crossload | FuelCost | 0 | [6 empty] | 0.36069 | 0
LCP_Inputs_ON_Diverse_IEA_2023_05_05 | 2046 | O/CCGT - CH4 Existing | Crossload | Electricity | MI | Dispatch-Crossload | VOM | 0 | [6 empty] | 0.36069 | 0
LCP_Inputs_ON_Diverse_IEA_2023_05_05 | 2046 | O/CCGT - CH4 Existing | Crossload | Electricity | NY | Dispatch-Crossload | EmissionsCost | 0 | [6 empty] | 0.36069 | 0
LCP_Inputs_ON_Diverse_IEA_2023_05_05 | 2046 | O/CCGT - CH4 Existing | Crossload | Electricity | NY | Dispatch-Crossload | FuelCost | 0 | [6 empty] | 0.36069 | 0
LCP_Inputs_ON_Diverse_IEA_2023_05_05 | 2046 | O/CCGT - CH4 Existing | Crossload | Electricity | NY | Dispatch-Crossload | VOM | 0 | [6 empty] | 0.36069 | 0
LCP_Inputs_ON_Diverse_IEA_2023_05_05 | 2046 | O/CCGT - CH4 Existing | Crossload | Electricity | ON | Dispatch-Crossload | EmissionsCost | 3390434.5216 | [6 empty] | 0.36069 | 1222893.2269
LCP_Inputs_ON_Diverse_IEA_2023_05_05 | 2046 | O/CCGT - CH4 Existing | Crossload | Electricity | ON | Dispatch-Crossload | FuelCost | 0 | [6 empty] | 0.36069 | 0
LCP_Inputs_ON_Diverse_IEA_2023_05_05 | 2046 | O/CCGT - CH4 Existing | Crossload | Electricity | ON | Dispatch-Crossload | VOM | 205052.9936 | [6 empty] | 0.36069 | 73960.407
LCP_Inputs_ON_Diverse_IEA_2023_05_05 | 2046 | O/CCGT - CH4 Existing | Crossload | Electricity | PJ | Dispatch-Crossload | EmissionsCost | 0 | [6 empty] | 0.36069 | 0
LCP_Inputs_ON_Diverse_IEA_2023_05_05 | 2046 | O/CCGT - CH4 Existing | Crossload | Electricity | PJ | Dispatch-Crossload | FuelCost | 0 | [6 empty] | 0.36069 | 0
LCP_Inputs_ON_Diverse_IEA_2023_05_05 | 2046 | O/CCGT - CH4 Existing | Crossload | Electricity | PJ | Dispatch-Crossload | VOM | 0 | [6 empty] | 0.36069 | 0
LCP_Inputs_ON_Diverse_IEA_2023_05_05 | 2046 | O/CCGT - CH4 Existing | Crossload | Electricity | QC | Dispatch-Crossload | EmissionsCost | 0 | [6 empty] | 0.36069 | 0
LCP_Inputs_ON_Diverse_IEA_2023_05_05 | 2046 | O/CCGT - CH4 Existing | Crossload | Electricity | QC | Dispatch-Crossload | FuelCost | 0 | [6 empty] | 0.36069 | 0
LCP_Inputs_ON_Diverse_IEA_2023_05_05 | 2046 | O/CCGT - CH4 Existing | Crossload | Electricity | QC | Dispatch-Crossload | VOM | 0 | [6 empty] | 0.36069 | 0
LCP_Inputs_ON_Diverse_IEA_2023_05_05 | 2046 | O/CCGT - CH4 Existing | Crossload | Electricity | WC | Dispatch-Crossload | EmissionsCost | 0 | [6 empty] | 0.36069 | 0
LCP_Inputs_ON_Diverse_IEA_2023_05_05 | 2046 | O/CCGT - CH4 Existing | Crossload | Electricity | WC | Dispatch-Crossload | FuelCost | 0 | [6 empty] | 0.36069 | 0
LCP_Inputs_ON_Diverse_IEA_2023_05_05 | 2046 | O/CCGT - CH4 Existing | Crossload | Electricity | WC | Dispatch-Crossload | VOM | 0 | [6 empty] | 0.36069 | 0
LCP_Inputs_ON_Diverse_IEA_2023_05_05 | 2046 | O/CCGT - CH4 New | Crossload | Electricity | MI | Dispatch-Crossload | EmissionsCost | 0 | [6 empty] | 0.36069 | 0
LCP_Inputs_ON_Diverse_IEA_2023_05_05 | 2046 | O/CCGT - CH4 New | Crossload | Electricity | MI | Dispatch-Crossload | FuelCost | 0 | [6 empty] | 0.36069 | 0
LCP_Inputs_ON_Diverse_IEA_2023_05_05 | 2046 | O/CCGT - CH4 New | Crossload | Electricity | MI | Dispatch-Crossload | VOM | 0 | [6 empty] | 0.36069 | 0
LCP_Inputs_ON_Diverse_IEA_2023_05_05 | 2046 | O/CCGT - CH4 New | Crossload | Electricity | NY | Dispatch-Crossload | EmissionsCost | 0 | [6 empty] | 0.36069 | 0
LCP_Inputs_ON_Diverse_IEA_2023_05_05 | 2046 | O/CCGT - CH4 New | Crossload | Electricity | NY | Dispatch-Crossload | FuelCost | 0 | [6 empty] | 0.36069 | 0
LCP_Inputs_ON_Diverse_IEA_2023_05_05 | 2046 | O/CCGT - CH4 New | Crossload | Electricity | NY | Dispatch-Crossload | VOM | 0 | [6 empty] | 0.36069 | 0
LCP_Inputs_ON_Diverse_IEA_2023_05_05 | 2046 | O/CCGT - CH4 New | Crossload | Electricity | ON | Dispatch-Crossload | EmissionsCost | 1511114.6946 | [6 empty] | 0.36069 | 545042.8001
LCP_Inputs_ON_Diverse_IEA_2023_05_05 | 2046 | O/CCGT - CH4 New | Crossload | Electricity | ON | Dispatch-Crossload | FuelCost | 0 | [6 empty] | 0.36069 | 0
LCP_Inputs_ON_Diverse_IEA_2023_05_05 | 2046 | O/CCGT - CH4 New | Crossload | Electricity | ON | Dispatch-Crossload | VOM | 91392 | [6 empty] | 0.36069 | 32964.1104
LCP_Inputs_ON_Diverse_IEA_2023_05_05 | 2046 | O/CCGT - CH4 New | Crossload | Electricity | PJ | Dispatch-Crossload | EmissionsCost | 0 | [6 empty] | 0.36069 | 0
LCP_Inputs_ON_Diverse_IEA_2023_05_05 | 2046 | O/CCGT - CH4 New | Crossload | Electricity | PJ | Dispatch-Crossload | FuelCost | 0 | [6 empty] | 0.36069 | 0
LCP_Inputs_ON_Diverse_IEA_2023_05_05 | 2046 | O/CCGT - CH4 New | Crossload | Electricity | PJ | Dispatch-Crossload | VOM | 0 | [6 empty] | 0.36069 | 0
LCP_Inputs_ON_Diverse_IEA_2023_05_05 | 2046 | O/CCGT - CH4 New | Crossload | Electricity | QC | Dispatch-Crossload | EmissionsCost | 0 | [6 empty] | 0.36069 | 0
LCP_Inputs_ON_Diverse_IEA_2023_05_05 | 2046 | O/CCGT - CH4 New | Crossload | Electricity | QC | Dispatch-Crossload | FuelCost | 0 | [6 empty] | 0.36069 | 0
LCP_Inputs_ON_Diverse_IEA_2023_05_05 | 2046 | O/CCGT - CH4 New | Crossload | Electricity | QC | Dispatch-Crossload | VOM | 0 | [6 empty] | 0.36069 | 0
LCP_Inputs_ON_Diverse_IEA_2023_05_05 | 2046 | O/CCGT - CH4 New | Crossload | Electricity | WC | Dispatch-Crossload | EmissionsCost | 0 | [6 empty] | 0.36069 | 0
LCP_Inputs_ON_Diverse_IEA_2023_05_05 | 2046 | O/CCGT - CH4 New | Crossload | Electricity | WC | Dispatch-Crossload | FuelCost | 0 | [6 empty] | 0.36069 | 0
LCP_Inputs_ON_Diverse_IEA_2023_05_05 | 2046 | O/CCGT - CH4 New | Crossload | Electricity | WC | Dispatch-Crossload | VOM | 0 | [6 empty] | 0.36069 | 0
LCP_Inputs_ON_Diverse_IEA_2023_05_05 | 2046 | O/CCGT - H2 New | Crossload | Electricity | MI | Dispatch-Crossload | EmissionsCost | 0 | [6 empty] | 0.36069 | 0
LCP_Inputs_ON_Diverse_IEA_2023_05_05 | 2046 | O/CCGT - H2 New | Crossload | Electricity | MI | Dispatch-Crossload | FuelCost | 0 | [6 empty] | 0.36069 | 0
LCP_Inputs_ON_Diverse_IEA_2023_05_05 | 2046 | O/CCGT - H2 New | Crossload | Electricity | MI | Dispatch-Crossload | VOM | 0 | [6 empty] | 0.36069 | 0
LCP_Inputs_ON_Diverse_IEA_2023_05_05 | 2046 | O/CCGT - H2 New | Crossload | Electricity | NY | Dispatch-Crossload | EmissionsCost | 0 | [6 empty] | 0.36069 | 0
LCP_Inputs_ON_Diverse_IEA_2023_05_05 | 2046 | O/CCGT - H2 New | Crossload | Electricity | NY | Dispatch-Crossload | FuelCost | 0 | [6 empty] | 0.36069 | 0
LCP_Inputs_ON_Diverse_IEA_2023_05_05 | 2046 | O/CCGT - H2 New | Crossload | Electricity | NY | Dispatch-Crossload | VOM | 0 | [6 empty] | 0.36069 | 0
LCP_Inputs_ON_Diverse_IEA_2023_05_05 | 2046 | O/CCGT - H2 New | Crossload | Electricity | ON | Dispatch-Crossload | EmissionsCost | 0 | [6 empty] | 0.36069 | 0
LCP_Inputs_ON_Diverse_IEA_2023_05_05 | 2046 | O/CCGT - H2 New | Crossload | Electricity | ON | Dispatch-Crossload | FuelCost | 0 | [6 empty] | 0.36069 | 0
LCP_Inputs_ON_Diverse_IEA_2023_05_05 | 2046 | O/CCGT - H2 New | Crossload | Electricity | ON | Dispatch-Crossload | VOM | 233172.4932 | [6 empty] | 0.36069 | 84102.8077
LCP_Inputs_ON_Diverse_IEA_2023_05_05 | 2046 | O/CCGT - H2 New | Crossload | Electricity | PJ | Dispatch-Crossload | EmissionsCost | 0 | [6 empty] | 0.36069 | 0
LCP_Inputs_ON_Diverse_IEA_2023_05_05 | 2046 | O/CCGT - H2 New | Crossload | Electricity | PJ | Dispatch-Crossload | FuelCost | 0 | [6 empty] | 0.36069 | 0
LCP_Inputs_ON_Diverse_IEA_2023_05_05 | 2046 | O/CCGT - H2 New | Crossload | Electricity | PJ | Dispatch-Crossload | VOM | 0 | [6 empty] | 0.36069 | 0
LCP_Inputs_ON_Diverse_IEA_2023_05_05 | 2046 | O/CCGT - H2 New | Crossload | Electricity | QC | Dispatch-Crossload | EmissionsCost | 0 | [6 empty] | 0.36069 | 0
LCP_Inputs_ON_Diverse_IEA_2023_05_05 | 2046 | O/CCGT - H2 New | Crossload | Electricity | QC | Dispatch-Crossload | FuelCost | 0 | [6 empty] | 0.36069 | 0
LCP_Inputs_ON_Diverse_IEA_2023_05_05 | 2046 | O/CCGT - H2 New | Crossload | Electricity | QC | Dispatch-Crossload | VOM | 0 | [6 empty] | 0.36069 | 0
LCP_Inputs_ON_Diverse_IEA_2023_05_05 | 2046 | O/CCGT - H2 New | Crossload | Electricity | WC | Dispatch-Crossload | EmissionsCost | 0 | [6 empty] | 0.36069 | 0
LCP_Inputs_ON_Diverse_IEA_2023_05_05 | 2046 | O/CCGT - H2 New | Crossload | Electricity | WC | Dispatch-Crossload | FuelCost | 0 | [6 empty] | 0.36069 | 0
LCP_Inputs_ON_Diverse_IEA_2023_05_05 | 2046 | O/CCGT - H2 New | Crossload | Electricity | WC | Dispatch-Crossload | VOM | 0 | [6 empty] | 0.36069 | 0
LCP_Inputs_ON_Diverse_IEA_2023_05_05 | 2046 | SMR CCS | Generation | Hydrogen | MI | Dispatch-Generation | EmissionsCost | 0 | [6 empty] | 0.36069 | 0
LCP_Inputs_ON_Diverse_IEA_2023_05_05 | 2046 | SMR CCS | Generation | Hydrogen | MI | Dispatch-Generation | FuelCost | 0 | [6 empty] | 0.36069 | 0
LCP_Inputs_ON_Diverse_IEA_2023_05_05 | 2046 | SMR CCS | Generation | Hydrogen | MI | Dispatch-Generation | VOM | 0 | [6 empty] | 0.36069 | 0
LCP_Inputs_ON_Diverse_IEA_2023_05_05 | 2046 | SMR CCS | Generation | Hydrogen | NY | Dispatch-Generation | EmissionsCost | 0 | [6 empty] | 0.36069 | 0
LCP_Inputs_ON_Diverse_IEA_2023_05_05 | 2046 | SMR CCS | Generation | Hydrogen | NY | Dispatch-Generation | FuelCost | 0 | [6 empty] | 0.36069 | 0
LCP_Inputs_ON_Diverse_IEA_2023_05_05 | 2046 | SMR CCS | Generation | Hydrogen | NY | Dispatch-Generation | VOM | 0 | [6 empty] | 0.36069 | 0
LCP_Inputs_ON_Diverse_IEA_2023_05_05 | 2046 | SMR CCS | Generation | Hydrogen | ON | Dispatch-Generation | EmissionsCost | 416891500.3462 | [6 empty] | 0.36069 | 150368275.4776
LCP_Inputs_ON_Diverse_IEA_2023_05_05 | 2046 | SMR CCS | Generation | Hydrogen | ON | Dispatch-Generation | FuelCost | 760044709.295 | [6 empty] | 0.36069 | 274139943.1931
LCP_Inputs_ON_Diverse_IEA_2023_05_05 | 2046 | SMR CCS | Generation | Hydrogen | ON | Dispatch-Generation | VOM | 0 | [6 empty] | 0.36069 | 0
LCP_Inputs_ON_Diverse_IEA_2023_05_05 | 2046 | SMR CCS | Generation | Hydrogen | PJ | Dispatch-Generation | EmissionsCost | 0 | [6 empty] | 0.36069 | 0
LCP_Inputs_ON_Diverse_IEA_2023_05_05 | 2046 | SMR CCS | Generation | Hydrogen | PJ | Dispatch-Generation | FuelCost | 0 | [6 empty] | 0.36069 | 0
LCP_Inputs_ON_Diverse_IEA_2023_05_05 | 2046 | SMR CCS | Generation | Hydrogen | PJ | Dispatch-Generation | VOM | 0 | [6 empty] | 0.36069 | 0
LCP_Inputs_ON_Diverse_IEA_2023_05_05 | 2046 | SMR CCS | Generation | Hydrogen | QC | Dispatch-Generation | EmissionsCost | 0 | [6 empty] | 0.36069 | 0
LCP_Inputs_ON_Diverse_IEA_2023_05_05 | 2046 | SMR CCS | Generation | Hydrogen | QC | Dispatch-Generation | FuelCost | 0 | [6 empty] | 0.36069 | 0
LCP_Inputs_ON_Diverse_IEA_2023_05_05 | 2046 | SMR CCS | Generation | Hydrogen | QC | Dispatch-Generation | VOM | 0 | [6 empty] | 0.36069 | 0
LCP_Inputs_ON_Diverse_IEA_2023_05_05 | 2046 | SMR CCS | Generation | Hydrogen | WC | Dispatch-Generation | EmissionsCost | 0 | [6 empty] | 0.36069 | 0
LCP_Inputs_ON_Diverse_IEA_2023_05_05 | 2046 | SMR CCS | Generation | Hydrogen | WC | Dispatch-Generation | FuelCost | 0 | [6 empty] | 0.36069 | 0
LCP_Inputs_ON_Diverse_IEA_2023_05_05 | 2046 | SMR CCS | Generation | Hydrogen | WC | Dispatch-Generation | VOM | 0 | [6 empty] | 0.36069 | 0
LCP_Inputs_ON_Diverse_IEA_2023_05_05 | 2046 | Solar PV | Generation | Electricity | MI | Dispatch-Generation | EmissionsCost | 0 | [6 empty] | 0.36069 | 0
LCP_Inputs_ON_Diverse_IEA_2023_05_05 | 2046 | Solar PV | Generation | Electricity | MI | Dispatch-Generation | FuelCost | 0 | [6 empty] | 0.36069 | 0
LCP_Inputs_ON_Diverse_IEA_2023_05_05 | 2046 | Solar PV | Generation | Electricity | MI | Dispatch-Generation | VOM | 0 | [6 empty] | 0.36069 | 0
LCP_Inputs_ON_Diverse_IEA_2023_05_05 | 2046 | Solar PV | Generation | Electricity | NY | Dispatch-Generation | EmissionsCost | 0 | [6 empty] | 0.36069 | 0
LCP_Inputs_ON_Diverse_IEA_2023_05_05 | 2046 | Solar PV | Generation | Electricity | NY | Dispatch-Generation | FuelCost | 0 | [6 empty] | 0.36069 | 0
LCP_Inputs_ON_Diverse_IEA_2023_05_05 | 2046 | Solar PV | Generation | Electricity | NY | Dispatch-Generation | VOM | 0 | [6 empty] | 0.36069 | 0
LCP_Inputs_ON_Diverse_IEA_2023_05_05 | 2046 | Solar PV | Generation | Electricity | ON | Dispatch-Generation | EmissionsCost | 0 | [6 empty] | 0.36069 | 0
LCP_Inputs_ON_Diverse_IEA_2023_05_05 | 2046 | Solar PV | Generation | Electricity | ON | Dispatch-Generation | FuelCost | 0 | [6 empty] | 0.36069 | 0
LCP_Inputs_ON_Diverse_IEA_2023_05_05 | 2046 | Solar PV | Generation | Electricity | ON | Dispatch-Generation | VOM | 0 | [6 empty] | 0.36069 | 0
LCP_Inputs_ON_Diverse_IEA_2023_05_05 | 2046 | Solar PV | Generation | Electricity | PJ | Dispatch-Generation | EmissionsCost | 0 | [6 empty] | 0.36069 | 0
LCP_Inputs_ON_Diverse_IEA_2023_05_05 | 2046 | Solar PV | Generation | Electricity | PJ | Dispatch-Generation | FuelCost | 0 | [6 empty] | 0.36069 | 0
LCP_Inputs_ON_Diverse_IEA_2023_05_05 | 2046 | Solar PV | Generation | Electricity | PJ | Dispatch-Generation | VOM | 0 | [6 empty] | 0.36069 | 0
LCP_Inputs_ON_Diverse_IEA_2023_05_05 | 2046 | Solar PV | Generation | Electricity | QC | Dispatch-Generation | EmissionsCost | 0 | [6 empty] | 0.36069 | 0
LCP_Inputs_ON_Diverse_IEA_2023_05_05 | 2046 | Solar PV | Generation | Electricity | QC | Dispatch-Generation | FuelCost | 0 | [6 empty] | 0.36069 | 0
LCP_Inputs_ON_Diverse_IEA_2023_05_05 | 2046 | Solar PV | Generation | Electricity | QC | Dispatch-Generation | VOM | 0 | [6 empty] | 0.36069 | 0
LCP_Inputs_ON_Diverse_IEA_2023_05_05 | 2046 | Solar PV | Generation | Electricity | WC | Dispatch-Generation | EmissionsCost | 0 | [6 empty] | 0.36069 | 0
LCP_Inputs_ON_Diverse_IEA_2023_05_05 | 2046 | Solar PV | Generation | Electricity | WC | Dispatch-Generation | FuelCost | 0 | [6 empty] | 0.36069 | 0
LCP_Inputs_ON_Diverse_IEA_2023_05_05 | 2046 | Solar PV | Generation | Electricity | WC | Dispatch-Generation | VOM | 0 | [6 empty] | 0.36069 | 0
LCP_Inputs_ON_Diverse_IEA_2023_05_05 | 2046 | Wind Offshore | Generation | Electricity | MI | Dispatch-Generation | EmissionsCost | 0 | [6 empty] | 0.36069 | 0
LCP_Inputs_ON_Diverse_IEA_2023_05_05 | 2046 | Wind Offshore | Generation | Electricity | MI | Dispatch-Generation | FuelCost | 0 | [6 empty] | 0.36069 | 0
LCP_Inputs_ON_Diverse_IEA_2023_05_05 | 2046 | Wind Offshore | Generation | Electricity | MI | Dispatch-Generation | VOM | 0 | [6 empty] | 0.36069 | 0
LCP_Inputs_ON_Diverse_IEA_2023_05_05 | 2046 | Wind Offshore | Generation | Electricity | NY | Dispatch-Generation | EmissionsCost | 0 | [6 empty] | 0.36069 | 0
LCP_Inputs_ON_Diverse_IEA_2023_05_05 | 2046 | Wind Offshore | Generation | Electricity | NY | Dispatch-Generation | FuelCost | 0 | [6 empty] | 0.36069 | 0
LCP_Inputs_ON_Diverse_IEA_2023_05_05 | 2046 | Wind Offshore | Generation | Electricity | NY | Dispatch-Generation | VOM | 0 | [6 empty] | 0.36069 | 0
LCP_Inputs_ON_Diverse_IEA_2023_05_05 | 2046 | Wind Offshore | Generation | Electricity | ON | Dispatch-Generation | EmissionsCost | 0 | [6 empty] | 0.36069 | 0
LCP_Inputs_ON_Diverse_IEA_2023_05_05 | 2046 | Wind Offshore | Generation | Electricity | ON | Dispatch-Generation | FuelCost | 0 | [6 empty] | 0.36069 | 0
LCP_Inputs_ON_Diverse_IEA_2023_05_05 | 2046 | Wind Offshore | Generation | Electricity | ON | Dispatch-Generation | VOM | 0 | [6 empty] | 0.36069 | 0
LCP_Inputs_ON_Diverse_IEA_2023_05_05 | 2046 | Wind Offshore | Generation | Electricity | PJ | Dispatch-Generation | EmissionsCost | 0 | [6 empty] | 0.36069 | 0
LCP_Inputs_ON_Diverse_IEA_2023_05_05 | 2046 | Wind Offshore | Generation | Electricity | PJ | Dispatch-Generation | FuelCost | 0 | [6 empty] | 0.36069 | 0
LCP_Inputs_ON_Diverse_IEA_2023_05_05 | 2046 | Wind Offshore | Generation | Electricity | PJ | Dispatch-Generation | VOM | 0 | [6 empty] | 0.36069 | 0
LCP_Inputs_ON_Diverse_IEA_2023_05_05 | 2046 | Wind Offshore | Generation | Electricity | QC | Dispatch-Generation | EmissionsCost | 0 | [6 empty] | 0.36069 | 0
LCP_Inputs_ON_Diverse_IEA_2023_05_05 | 2046 | Wind Offshore | Generation | Electricity | QC | Dispatch-Generation | FuelCost | 0 | [6 empty] | 0.36069 | 0
LCP_Inputs_ON_Diverse_IEA_2023_05_05 | 2046 | Wind Offshore | Generation | Electricity | QC | Dispatch-Generation | VOM | 0 | [6 empty] | 0.36069 | 0
LCP_Inputs_ON_Diverse_IEA_2023_05_05 | 2046 | Wind Offshore | Generation | Electricity | WC | Dispatch-Generation | EmissionsCost | 0 | [6 empty] | 0.36069 | 0
LCP_Inputs_ON_Diverse_IEA_2023_05_05 | 2046 | Wind Offshore | Generation | Electricity | WC | Dispatch-Generation | FuelCost | 0 | [6 empty] | 0.36069 | 0
LCP_Inputs_ON_Diverse_IEA_2023_05_05 | 2046 | Wind Offshore | Generation | Electricity | WC | Dispatch-Generation | VOM | 0 | [6 empty] | 0.36069 | 0
LCP_Inputs_ON_Diverse_IEA_2023_05_05 | 2046 | Wind Onshore | Generation | Electricity | MI | Dispatch-Generation | EmissionsCost | 0 | [6 empty] | 0.36069 | 0
LCP_Inputs_ON_Diverse_IEA_2023_05_05 | 2046 | Wind Onshore | Generation | Electricity | MI | Dispatch-Generation | FuelCost | 0 | [6 empty] | 0.36069 | 0
LCP_Inputs_ON_Diverse_IEA_2023_05_05 | 2046 | Wind Onshore | Generation | Electricity | MI | Dispatch-Generation | VOM | 0 | [6 empty] | 0.36069 | 0
LCP_Inputs_ON_Diverse_IEA_2023_05_05 | 2046 | Wind Onshore | Generation | Electricity | NY | Dispatch-Generation | EmissionsCost | 0 | [6 empty] | 0.36069 | 0
LCP_Inputs_ON_Diverse_IEA_2023_05_05 | 2046 | Wind Onshore | Generation | Electricity | NY | Dispatch-Generation | FuelCost | 0 | [6 empty] | 0.36069 | 0
LCP_Inputs_ON_Diverse_IEA_2023_05_05 | 2046 | Wind Onshore | Generation | Electricity | NY | Dispatch-Generation | VOM | 0 | [6 empty] | 0.36069 | 0
LCP_Inputs_ON_Diverse_IEA_2023_05_05 | 2046 | Wind Onshore | Generation | Electricity | ON | Dispatch-Generation | EmissionsCost | 0 | [6 empty] | 0.36069 | 0
LCP_Inputs_ON_Diverse_IEA_2023_05_05 | 2046 | Wind Onshore | Generation | Electricity | ON | Dispatch-Generation | FuelCost | 0 | [6 empty] | 0.36069 | 0
LCP_Inputs_ON_Diverse_IEA_2023_05_05 | 2046 | Wind Onshore | Generation | Electricity | ON | Dispatch-Generation | VOM | 0 | [6 empty] | 0.36069 | 0
LCP_Inputs_ON_Diverse_IEA_2023_05_05 | 2046 | Wind Onshore | Generation | Electricity | PJ | Dispatch-Generation | EmissionsCost | 0 | [6 empty] | 0.36069 | 0
LCP_Inputs_ON_Diverse_IEA_2023_05_05 | 2046 | Wind Onshore | Generation | Electricity | PJ | Dispatch-Generation | FuelCost | 0 | [6 empty] | 0.36069 | 0
LCP_Inputs_ON_Diverse_IEA_2023_05_05 | 2046 | Wind Onshore | Generation | Electricity | PJ | Dispatch-Generation | VOM | 0 | [6 empty] | 0.36069 | 0
LCP_Inputs_ON_Diverse_IEA_2023_05_05 | 2046 | Wind Onshore | Generation | Electricity | QC | Dispatch-Generation | EmissionsCost | 0 | [6 empty] | 0.36069 | 0
LCP_Inputs_ON_Diverse_IEA_2023_05_05 | 2046 | Wind Onshore | Generation | Electricity | QC | Dispatch-Generation | FuelCost | 0 | [6 empty] | 0.36069 | 0
LCP_Inputs_ON_Diverse_IEA_2023_05_05 | 2046 | Wind Onshore | Generation | Electricity | QC | Dispatch-Generation | VOM | 0 | [6 empty] | 0.36069 | 0
LCP_Inputs_ON_Diverse_IEA_2023_05_05 | 2046 | Wind Onshore | Generation | Electricity | WC | Dispatch-Generation | EmissionsCost | 0 | [6 empty] | 0.36069 | 0
LCP_Inputs_ON_Diverse_IEA_2023_05_05 | 2046 | Wind Onshore | Generation | Electricity | WC | Dispatch-Generation | FuelCost | 0 | [6 empty] | 0.36069 | 0
LCP_Inputs_ON_Diverse_IEA_2023_05_05 | 2046 | Wind Onshore | Generation | Electricity | WC | Dispatch-Generation | VOM | 0 | [6 empty] | 0.36069 | 0
LCP_Inputs_ON_Diverse_IEA_2023_05_05 | 2047 | Anaerobic Digestion | Generation | Methane | MI | Dispatch-Generation | EmissionsCost | 0 | [6 empty] | 0.34682 | 0
LCP_Inputs_ON_Diverse_IEA_2023_05_05 | 2047 | Anaerobic Digestion | Generation | Methane | MI | Dispatch-Generation | FuelCost | 0 | [6 empty] | 0.34682 | 0
LCP_Inputs_ON_Diverse_IEA_2023_05_05 | 2047 | Anaerobic Digestion | Generation | Methane | MI | Dispatch-Generation | VOM | 0 | [6 empty] | 0.34682 | 0
LCP_Inputs_ON_Diverse_IEA_2023_05_05 | 2047 | Anaerobic Digestion | Generation | Methane | NY | Dispatch-Generation | EmissionsCost | 0 | [6 empty] | 0.34682 | 0
LCP_Inputs_ON_Diverse_IEA_2023_05_05 | 2047 | Anaerobic Digestion | Generation | Methane | NY | Dispatch-Generation | FuelCost | 0 | [6 empty] | 0.34682 | 0
LCP_Inputs_ON_Diverse_IEA_2023_05_05 | 2047 | Anaerobic Digestion | Generation | Methane | NY | Dispatch-Generation | VOM | 0 | [6 empty] | 0.34682 | 0
LCP_Inputs_ON_Diverse_IEA_2023_05_05 | 2047 | Anaerobic Digestion | Generation | Methane | ON | Dispatch-Generation | EmissionsCost | 3867281.1607 | [6 empty] | 0.34682 | 1341237.1879
LCP_Inputs_ON_Diverse_IEA_2023_05_05 | 2047 | Anaerobic Digestion | Generation | Methane | ON | Dispatch-Generation | FuelCost | 0 | [6 empty] | 0.34682 | 0
LCP_Inputs_ON_Diverse_IEA_2023_05_05 | 2047 | Anaerobic Digestion | Generation | Methane | ON | Dispatch-Generation | VOM | 1742440000 | [6 empty] | 0.34682 | 604307064.4595
LCP_Inputs_ON_Diverse_IEA_2023_05_05 | 2047 | Anaerobic Digestion | Generation | Methane | PJ | Dispatch-Generation | EmissionsCost | 0 | [6 empty] | 0.34682 | 0
LCP_Inputs_ON_Diverse_IEA_2023_05_05 | 2047 | Anaerobic Digestion | Generation | Methane | PJ | Dispatch-Generation | FuelCost | 0 | [6 empty] | 0.34682 | 0
LCP_Inputs_ON_Diverse_IEA_2023_05_05 | 2047 | Anaerobic Digestion | Generation | Methane | PJ | Dispatch-Generation | VOM | 0 | [6 empty] | 0.34682 | 0
LCP_Inputs_ON_Diverse_IEA_2023_05_05 | 2047 | Anaerobic Digestion | Generation | Methane | QC | Dispatch-Generation | EmissionsCost | 0 | [6 empty] | 0.34682 | 0
LCP_Inputs_ON_Diverse_IEA_2023_05_05 | 2047 | Anaerobic Digestion | Generation | Methane | QC | Dispatch-Generation | FuelCost | 0 | [6 empty] | 0.34682 | 0
LCP_Inputs_ON_Diverse_IEA_2023_05_05 | 2047 | Anaerobic Digestion | Generation | Methane | QC | Dispatch-Generation | VOM | 0 | [6 empty] | 0.34682 | 0
LCP_Inputs_ON_Diverse_IEA_2023_05_05 | 2047 | Anaerobic Digestion | Generation | Methane | WC | Dispatch-Generation | EmissionsCost | 0 | [6 empty] | 0.34682 | 0
LCP_Inputs_ON_Diverse_IEA_2023_05_05 | 2047 | Anaerobic Digestion | Generation | Methane | WC | Dispatch-Generation | FuelCost | 0 | [6 empty] | 0.34682 | 0
LCP_Inputs_ON_Diverse_IEA_2023_05_05 | 2047 | Anaerobic Digestion | Generation | Methane | WC | Dispatch-Generation | VOM | 0 | [6 empty] | 0.34682 | 0
LCP_Inputs_ON_Diverse_IEA_2023_05_05 | 2047 | Battery Storage | Storage | Electricity | MI | Dispatch-Storage | EmissionsCost | 0 | [6 empty] | 0.34682 | 0
LCP_Inputs_ON_Diverse_IEA_2023_05_05 | 2047 | Battery Storage | Storage | Electricity | MI | Dispatch-Storage | FuelCost | 0 | [6 empty] | 0.34682 | 0
LCP_Inputs_ON_Diverse_IEA_2023_05_05 | 2047 | Battery Storage | Storage | Electricity | MI | Dispatch-Storage | VOM | 0 | [6 empty] | 0.34682 | 0
LCP_Inputs_ON_Diverse_IEA_2023_05_05 | 2047 | Battery Storage | Storage | Electricity | NY | Dispatch-Storage | EmissionsCost | 0 | [6 empty] | 0.34682 | 0
LCP_Inputs_ON_Diverse_IEA_2023_05_05 | 2047 | Battery Storage | Storage | Electricity | NY | Dispatch-Storage | FuelCost | 0 | [6 empty] | 0.34682 | 0
LCP_Inputs_ON_Diverse_IEA_2023_05_05 | 2047 | Battery Storage | Storage | Electricity | NY | Dispatch-Storage | VOM | 0 | [6 empty] | 0.34682 | 0
LCP_Inputs_ON_Diverse_IEA_2023_05_05 | 2047 | Battery Storage | Storage | Electricity | ON | Dispatch-Storage | EmissionsCost | 0 | [6 empty] | 0.34682 | 0
LCP_Inputs_ON_Diverse_IEA_2023_05_05 | 2047 | Battery Storage | Storage | Electricity | ON | Dispatch-Storage | FuelCost | 0 | [6 empty] | 0.34682 | 0
LCP_Inputs_ON_Diverse_IEA_2023_05_05 | 2047 | Battery Storage | Storage | Electricity | ON | Dispatch-Storage | VOM | 0 | [6 empty] | 0.34682 | 0
LCP_Inputs_ON_Diverse_IEA_2023_05_05 | 2047 | Battery Storage | Storage | Electricity | PJ | Dispatch-Storage | EmissionsCost | 0 | [6 empty] | 0.34682 | 0
LCP_Inputs_ON_Diverse_IEA_2023_05_05 | 2047 | Battery Storage | Storage | Electricity | PJ | Dispatch-Storage | FuelCost | 0 | [6 empty] | 0.34682 | 0
LCP_Inputs_ON_Diverse_IEA_2023_05_05 | 2047 | Battery Storage | Storage | Electricity | PJ | Dispatch-Storage | VOM | 0 | [6 empty] | 0.34682 | 0
LCP_Inputs_ON_Diverse_IEA_2023_05_05 | 2047 | Battery Storage | Storage | Electricity | QC | Dispatch-Storage | EmissionsCost | 0 | [6 empty] | 0.34682 | 0
LCP_Inputs_ON_Diverse_IEA_2023_05_05 | 2047 | Battery Storage | Storage | Electricity | QC | Dispatch-Storage | FuelCost | 0 | [6 empty] | 0.34682 | 0
LCP_Inputs_ON_Diverse_IEA_2023_05_05 | 2047 | Battery Storage | Storage | Electricity | QC | Dispatch-Storage | VOM | 0 | [6 empty] | 0.34682 | 0
LCP_Inputs_ON_Diverse_IEA_2023_05_05 | 2047 | Battery Storage | Storage | Electricity | WC | Dispatch-Storage | EmissionsCost | 0 | [6 empty] | 0.34682 | 0
LCP_Inputs_ON_Diverse_IEA_2023_05_05 | 2047 | Battery Storage | Storage | Electricity | WC | Dispatch-Storage | FuelCost | 0 | [6 empty] | 0.34682 | 0
LCP_Inputs_ON_Diverse_IEA_2023_05_05 | 2047 | Battery Storage | Storage | Electricity | WC | Dispatch-Storage | VOM | 0 | [6 empty] | 0.34682 | 0
LCP_Inputs_ON_Diverse_IEA_2023_05_05 | 2047 | Biomass | Generation | Electricity | MI | Dispatch-Generation | EmissionsCost | 0 | [6 empty] | 0.34682 | 0
LCP_Inputs_ON_Diverse_IEA_2023_05_05 | 2047 | Biomass | Generation | Electricity | MI | Dispatch-Generation | FuelCost | 0 | [6 empty] | 0.34682 | 0
LCP_Inputs_ON_Diverse_IEA_2023_05_05 | 2047 | Biomass | Generation | Electricity | MI | Dispatch-Generation | VOM | 0 | [6 empty] | 0.34682 | 0
LCP_Inputs_ON_Diverse_IEA_2023_05_05 | 2047 | Biomass | Generation | Electricity | NY | Dispatch-Generation | EmissionsCost | 0 | [6 empty] | 0.34682 | 0
LCP_Inputs_ON_Diverse_IEA_2023_05_05 | 2047 | Biomass | Generation | Electricity | NY | Dispatch-Generation | FuelCost | 0 | [6 empty] | 0.34682 | 0
LCP_Inputs_ON_Diverse_IEA_2023_05_05 | 2047 | Biomass | Generation | Electricity | NY | Dispatch-Generation | VOM | 0 | [6 empty] | 0.34682 | 0
LCP_Inputs_ON_Diverse_IEA_2023_05_05 | 2047 | Biomass | Generation | Electricity | ON | Dispatch-Generation | EmissionsCost | 0 | [6 empty] | 0.34682 | 0
LCP_Inputs_ON_Diverse_IEA_2023_05_05 | 2047 | Biomass | Generation | Electricity | ON | Dispatch-Generation | FuelCost | 2449112.7273 | [6 empty] | 0.34682 | 849392.8759
LCP_Inputs_ON_Diverse_IEA_2023_05_05 | 2047 | Biomass | Generation | Electricity | ON | Dispatch-Generation | VOM | 31430.28 | [6 empty] | 0.34682 | 10900.5419
LCP_Inputs_ON_Diverse_IEA_2023_05_05 | 2047 | Biomass | Generation | Electricity | PJ | Dispatch-Generation | EmissionsCost | 0 | [6 empty] | 0.34682 | 0
LCP_Inputs_ON_Diverse_IEA_2023_05_05 | 2047 | Biomass | Generation | Electricity | PJ | Dispatch-Generation | FuelCost | 0 | [6 empty] | 0.34682 | 0
LCP_Inputs_ON_Diverse_IEA_2023_05_05 | 2047 | Biomass | Generation | Electricity | PJ | Dispatch-Generation | VOM | 0 | [6 empty] | 0.34682 | 0
LCP_Inputs_ON_Diverse_IEA_2023_05_05 | 2047 | Biomass | Generation | Electricity | QC | Dispatch-Generation | EmissionsCost | 0 | [6 empty] | 0.34682 | 0
LCP_Inputs_ON_Diverse_IEA_2023_05_05 | 2047 | Biomass | Generation | Electricity | QC | Dispatch-Generation | FuelCost | 128334.5455 | [6 empty] | 0.34682 | 44508.5469
LCP_Inputs_ON_Diverse_IEA_2023_05_05 | 2047 | Biomass | Generation | Electricity | QC | Dispatch-Generation | VOM | 1646.96 | [6 empty] | 0.34682 | 571.193
LCP_Inputs_ON_Diverse_IEA_2023_05_05 | 2047 | Biomass | Generation | Electricity | WC | Dispatch-Generation | EmissionsCost | 0 | [6 empty] | 0.34682 | 0
LCP_Inputs_ON_Diverse_IEA_2023_05_05 | 2047 | Biomass | Generation | Electricity | WC | Dispatch-Generation | FuelCost | 0 | [6 empty] | 0.34682 | 0
LCP_Inputs_ON_Diverse_IEA_2023_05_05 | 2047 | Biomass | Generation | Electricity | WC | Dispatch-Generation | VOM | 0 | [6 empty] | 0.34682 | 0
LCP_Inputs_ON_Diverse_IEA_2023_05_05 | 2047 | Biomass + CCS | Generation | Electricity | MI | Dispatch-Generation | EmissionsCost | 0 | [6 empty] | 0.34682 | 0
LCP_Inputs_ON_Diverse_IEA_2023_05_05 | 2047 | Biomass + CCS | Generation | Electricity | MI | Dispatch-Generation | FuelCost | 0 | [6 empty] | 0.34682 | 0
LCP_Inputs_ON_Diverse_IEA_2023_05_05 | 2047 | Biomass + CCS | Generation | Electricity | MI | Dispatch-Generation | VOM | 0 | [6 empty] | 0.34682 | 0
LCP_Inputs_ON_Diverse_IEA_2023_05_05 | 2047 | Biomass + CCS | Generation | Electricity | NY | Dispatch-Generation | EmissionsCost | 0 | [6 empty] | 0.34682 | 0
LCP_Inputs_ON_Diverse_IEA_2023_05_05 | 2047 | Biomass + CCS | Generation | Electricity | NY | Dispatch-Generation | FuelCost | 0 | [6 empty] | 0.34682 | 0
LCP_Inputs_ON_Diverse_IEA_2023_05_05 | 2047 | Biomass + CCS | Generation | Electricity | NY | Dispatch-Generation | VOM | 0 | [6 empty] | 0.34682 | 0
LCP_Inputs_ON_Diverse_IEA_2023_05_05 | 2047 | Biomass + CCS | Generation | Electricity | ON | Dispatch-Generation | EmissionsCost | 0 | [6 empty] | 0.34682 | 0
LCP_Inputs_ON_Diverse_IEA_2023_05_05 | 2047 | Biomass + CCS | Generation | Electricity | ON | Dispatch-Generation | FuelCost | 0 | [6 empty] | 0.34682 | 0
LCP_Inputs_ON_Diverse_IEA_2023_05_05 | 2047 | Biomass + CCS | Generation | Electricity | ON | Dispatch-Generation | VOM | 0 | [6 empty] | 0.34682 | 0
LCP_Inputs_ON_Diverse_IEA_2023_05_05 | 2047 | Biomass + CCS | Generation | Electricity | PJ | Dispatch-Generation | EmissionsCost | 0 | [6 empty] | 0.34682 | 0
LCP_Inputs_ON_Diverse_IEA_2023_05_05 | 2047 | Biomass + CCS | Generation | Electricity | PJ | Dispatch-Generation | FuelCost | 0 | [6 empty] | 0.34682 | 0
LCP_Inputs_ON_Diverse_IEA_2023_05_05 | 2047 | Biomass + CCS | Generation | Electricity | PJ | Dispatch-Generation | VOM | 0 | [6 empty] | 0.34682 | 0
LCP_Inputs_ON_Diverse_IEA_2023_05_05 | 2047 | Biomass + CCS | Generation | Electricity | QC | Dispatch-Generation | EmissionsCost | 0 | [6 empty] | 0.34682 | 0
LCP_Inputs_ON_Diverse_IEA_2023_05_05 | 2047 | Biomass + CCS | Generation | Electricity | QC | Dispatch-Generation | FuelCost | 0 | [6 empty] | 0.34682 | 0
LCP_Inputs_ON_Diverse_IEA_2023_05_05 | 2047 | Biomass + CCS | Generation | Electricity | QC | Dispatch-Generation | VOM | 0 | [6 empty] | 0.34682 | 0
LCP_Inputs_ON_Diverse_IEA_2023_05_05 | 2047 | Biomass + CCS | Generation | Electricity | WC | Dispatch-Generation | EmissionsCost | 0 | [6 empty] | 0.34682 | 0
LCP_Inputs_ON_Diverse_IEA_2023_05_05 | 2047 | Biomass + CCS | Generation | Electricity | WC | Dispatch-Generation | FuelCost | 0 | [6 empty] | 0.34682 | 0
LCP_Inputs_ON_Diverse_IEA_2023_05_05 | 2047 | Biomass + CCS | Generation | Electricity | WC | Dispatch-Generation | VOM | 0 | [6 empty] | 0.34682 | 0
LCP_Inputs_ON_Diverse_IEA_2023_05_05 | 2047 | CH4 + CCS | Generation | Methane | MI | Dispatch-Generation | EmissionsCost | 0 | [6 empty] | 0.34682 | 0
LCP_Inputs_ON_Diverse_IEA_2023_05_05 | 2047 | CH4 + CCS | Generation | Methane | MI | Dispatch-Generation | FuelCost | 0 | [6 empty] | 0.34682 | 0
LCP_Inputs_ON_Diverse_IEA_2023_05_05 | 2047 | CH4 + CCS | Generation | Methane | MI | Dispatch-Generation | VOM | 0 | [6 empty] | 0.34682 | 0
LCP_Inputs_ON_Diverse_IEA_2023_05_05 | 2047 | CH4 + CCS | Generation | Methane | NY | Dispatch-Generation | EmissionsCost | 0 | [6 empty] | 0.34682 | 0
LCP_Inputs_ON_Diverse_IEA_2023_05_05 | 2047 | CH4 + CCS | Generation | Methane | NY | Dispatch-Generation | FuelCost | 0 | [6 empty] | 0.34682 | 0
LCP_Inputs_ON_Diverse_IEA_2023_05_05 | 2047 | CH4 + CCS | Generation | Methane | NY | Dispatch-Generation | VOM | 0 | [6 empty] | 0.34682 | 0
LCP_Inputs_ON_Diverse_IEA_2023_05_05 | 2047 | CH4 + CCS | Generation | Methane | ON | Dispatch-Generation | EmissionsCost | 88472420.6398 | [6 empty] | 0.34682 | 30683701.4775
LCP_Inputs_ON_Diverse_IEA_2023_05_05 | 2047 | CH4 + CCS | Generation | Methane | ON | Dispatch-Generation | FuelCost | 483825119.2369 | [6 empty] | 0.34682 | 167798568.3971
LCP_Inputs_ON_Diverse_IEA_2023_05_05 | 2047 | CH4 + CCS | Generation | Methane | ON | Dispatch-Generation | VOM | 46000331.6667 | [6 empty] | 0.34682 | 15953677.2535
LCP_Inputs_ON_Diverse_IEA_2023_05_05 | 2047 | CH4 + CCS | Generation | Methane | PJ | Dispatch-Generation | EmissionsCost | 0 | [6 empty] | 0.34682 | 0
LCP_Inputs_ON_Diverse_IEA_2023_05_05 | 2047 | CH4 + CCS | Generation | Methane | PJ | Dispatch-Generation | FuelCost | 0 | [6 empty] | 0.34682 | 0
LCP_Inputs_ON_Diverse_IEA_2023_05_05 | 2047 | CH4 + CCS | Generation | Methane | PJ | Dispatch-Generation | VOM | 0 | [6 empty] | 0.34682 | 0
LCP_Inputs_ON_Diverse_IEA_2023_05_05 | 2047 | CH4 + CCS | Generation | Methane | QC | Dispatch-Generation | EmissionsCost | 0 | [6 empty] | 0.34682 | 0
LCP_Inputs_ON_Diverse_IEA_2023_05_05 | 2047 | CH4 + CCS | Generation | Methane | QC | Dispatch-Generation | FuelCost | 0 | [6 empty] | 0.34682 | 0
LCP_Inputs_ON_Diverse_IEA_2023_05_05 | 2047 | CH4 + CCS | Generation | Methane | QC | Dispatch-Generation | VOM | 0 | [6 empty] | 0.34682 | 0
LCP_Inputs_ON_Diverse_IEA_2023_05_05 | 2047 | CH4 + CCS | Generation | Methane | WC | Dispatch-Generation | EmissionsCost | 0 | [6 empty] | 0.34682 | 0
LCP_Inputs_ON_Diverse_IEA_2023_05_05 | 2047 | CH4 + CCS | Generation | Methane | WC | Dispatch-Generation | FuelCost | 0 | [6 empty] | 0.34682 | 0
LCP_Inputs_ON_Diverse_IEA_2023_05_05 | 2047 | CH4 + CCS | Generation | Methane | WC | Dispatch-Generation | VOM | 0 | [6 empty] | 0.34682 | 0
LCP_Inputs_ON_Diverse_IEA_2023_05_05 | 2047 | CH4 Import - NY 2020 | Import | Methane | MI | Dispatch-Import | EmissionsCost | 0 | [6 empty] | 0.34682 | 0
LCP_Inputs_ON_Diverse_IEA_2023_05_05 | 2047 | CH4 Import - NY 2020 | Import | Methane | MI | Dispatch-Import | FuelCost | 0 | [6 empty] | 0.34682 | 0
LCP_Inputs_ON_Diverse_IEA_2023_05_05 | 2047 | CH4 Import - NY 2020 | Import | Methane | MI | Dispatch-Import | VOM | 0 | [6 empty] | 0.34682 | 0
LCP_Inputs_ON_Diverse_IEA_2023_05_05 | 2047 | CH4 Import - NY 2020 | Import | Methane | NY | Dispatch-Import | EmissionsCost | 0 | [6 empty] | 0.34682 | 0
LCP_Inputs_ON_Diverse_IEA_2023_05_05 | 2047 | CH4 Import - NY 2020 | Import | Methane | NY | Dispatch-Import | FuelCost | 0 | [6 empty] | 0.34682 | 0
LCP_Inputs_ON_Diverse_IEA_2023_05_05 | 2047 | CH4 Import - NY 2020 | Import | Methane | NY | Dispatch-Import | VOM | 0 | [6 empty] | 0.34682 | 0
LCP_Inputs_ON_Diverse_IEA_2023_05_05 | 2047 | CH4 Import - NY 2020 | Import | Methane | ON | Dispatch-Import | EmissionsCost | 0 | [6 empty] | 0.34682 | 0
LCP_Inputs_ON_Diverse_IEA_2023_05_05 | 2047 | CH4 Import - NY 2020 | Import | Methane | ON | Dispatch-Import | FuelCost | 0 | [6 empty] | 0.34682 | 0
LCP_Inputs_ON_Diverse_IEA_2023_05_05 | 2047 | CH4 Import - NY 2020 | Import | Methane | ON | Dispatch-Import | VOM | 0 | [6 empty] | 0.34682 | 0
LCP_Inputs_ON_Diverse_IEA_2023_05_05 | 2047 | CH4 Import - NY 2020 | Import | Methane | PJ | Dispatch-Import | EmissionsCost | 0 | [6 empty] | 0.34682 | 0
LCP_Inputs_ON_Diverse_IEA_2023_05_05 | 2047 | CH4 Import - NY 2020 | Import | Methane | PJ | Dispatch-Import | FuelCost | 0 | [6 empty] | 0.34682 | 0
LCP_Inputs_ON_Diverse_IEA_2023_05_05 | 2047 | CH4 Import - NY 2020 | Import | Methane | PJ | Dispatch-Import | VOM | 0 | [6 empty] | 0.34682 | 0
LCP_Inputs_ON_Diverse_IEA_2023_05_05 | 2047 | CH4 Import - NY 2020 | Import | Methane | QC | Dispatch-Import | EmissionsCost | 0 | [6 empty] | 0.34682 | 0
LCP_Inputs_ON_Diverse_IEA_2023_05_05 | 2047 | CH4 Import - NY 2020 | Import | Methane | QC | Dispatch-Import | FuelCost | 0 | [6 empty] | 0.34682 | 0
LCP_Inputs_ON_Diverse_IEA_2023_05_05 | 2047 | CH4 Import - NY 2020 | Import | Methane | QC | Dispatch-Import | VOM | 0 | [6 empty] | 0.34682 | 0
LCP_Inputs_ON_Diverse_IEA_2023_05_05 | 2047 | CH4 Import - NY 2020 | Import | Methane | WC | Dispatch-Import | EmissionsCost | 0 | [6 empty] | 0.34682 | 0
LCP_Inputs_ON_Diverse_IEA_2023_05_05 | 2047 | CH4 Import - NY 2020 | Import | Methane | WC | Dispatch-Import | FuelCost | 0 | [6 empty] | 0.34682 | 0
LCP_Inputs_ON_Diverse_IEA_2023_05_05 | 2047 | CH4 Import - NY 2020 | Import | Methane | WC | Dispatch-Import | VOM | 0 | [6 empty] | 0.34682 | 0
LCP_Inputs_ON_Diverse_IEA_2023_05_05 | 2047 | CH4 Import - NY 2030 | Import | Methane | MI | Dispatch-Import | EmissionsCost | 0 | [6 empty] | 0.34682 | 0
LCP_Inputs_ON_Diverse_IEA_2023_05_05 | 2047 | CH4 Import - NY 2030 | Import | Methane | MI | Dispatch-Import | FuelCost | 0 | [6 empty] | 0.34682 | 0
LCP_Inputs_ON_Diverse_IEA_2023_05_05 | 2047 | CH4 Import - NY 2030 | Import | Methane | MI | Dispatch-Import | VOM | 0 | [6 empty] | 0.34682 | 0
LCP_Inputs_ON_Diverse_IEA_2023_05_05 | 2047 | CH4 Import - NY 2030 | Import | Methane | NY | Dispatch-Import | EmissionsCost | 0 | [6 empty] | 0.34682 | 0
LCP_Inputs_ON_Diverse_IEA_2023_05_05 | 2047 | CH4 Import - NY 2030 | Import | Methane | NY | Dispatch-Import | FuelCost | 0 | [6 empty] | 0.34682 | 0
LCP_Inputs_ON_Diverse_IEA_2023_05_05 | 2047 | CH4 Import - NY 2030 | Import | Methane | NY | Dispatch-Import | VOM | 0 | [6 empty] | 0.34682 | 0
LCP_Inputs_ON_Diverse_IEA_2023_05_05 | 2047 | CH4 Import - NY 2030 | Import | Methane | ON | Dispatch-Import | EmissionsCost | 0 | [6 empty] | 0.34682 | 0
LCP_Inputs_ON_Diverse_IEA_2023_05_05 | 2047 | CH4 Import - NY 2030 | Import | Methane | ON | Dispatch-Import | FuelCost | 0 | [6 empty] | 0.34682 | 0
LCP_Inputs_ON_Diverse_IEA_2023_05_05 | 2047 | CH4 Import - NY 2030 | Import | Methane | ON | Dispatch-Import | VOM | 0 | [6 empty] | 0.34682 | 0
LCP_Inputs_ON_Diverse_IEA_2023_05_05 | 2047 | CH4 Import - NY 2030 | Import | Methane | PJ | Dispatch-Import | EmissionsCost | 0 | [6 empty] | 0.34682 | 0
LCP_Inputs_ON_Diverse_IEA_2023_05_05 | 2047 | CH4 Import - NY 2030 | Import | Methane | PJ | Dispatch-Import | FuelCost | 0 | [6 empty] | 0.34682 | 0
LCP_Inputs_ON_Diverse_IEA_2023_05_05 | 2047 | CH4 Import - NY 2030 | Import | Methane | PJ | Dispatch-Import | VOM | 0 | [6 empty] | 0.34682 | 0
LCP_Inputs_ON_Diverse_IEA_2023_05_05 | 2047 | CH4 Import - NY 2030 | Import | Methane | QC | Dispatch-Import | EmissionsCost | 0 | [6 empty] | 0.34682 | 0
LCP_Inputs_ON_Diverse_IEA_2023_05_05 | 2047 | CH4 Import - NY 2030 | Import | Methane | QC | Dispatch-Import | FuelCost | 0 | [6 empty] | 0.34682 | 0
LCP_Inputs_ON_Diverse_IEA_2023_05_05 | 2047 | CH4 Import - NY 2030 | Import | Methane | QC | Dispatch-Import | VOM | 0 | [6 empty] | 0.34682 | 0
LCP_Inputs_ON_Diverse_IEA_2023_05_05 | 2047 | CH4 Import - NY 2030 | Import | Methane | WC | Dispatch-Import | EmissionsCost | 0 | [6 empty] | 0.34682 | 0
LCP_Inputs_ON_Diverse_IEA_2023_05_05 | 2047 | CH4 Import - NY 2030 | Import | Methane | WC | Dispatch-Import | FuelCost | 0 | [6 empty] | 0.34682 | 0
LCP_Inputs_ON_Diverse_IEA_2023_05_05 | 2047 | CH4 Import - NY 2030 | Import | Methane | WC | Dispatch-Import | VOM | 0 | [6 empty] | 0.34682 | 0
LCP_Inputs_ON_Diverse_IEA_2023_05_05 | 2047 | CH4 Import - NY 2040 | Import | Methane | MI | Dispatch-Import | EmissionsCost | 0 | [6 empty] | 0.34682 | 0
LCP_Inputs_ON_Diverse_IEA_2023_05_05 | 2047 | CH4 Import - NY 2040 | Import | Methane | MI | Dispatch-Import | FuelCost | 0 | [6 empty] | 0.34682 | 0
LCP_Inputs_ON_Diverse_IEA_2023_05_05 | 2047 | CH4 Import - NY 2040 | Import | Methane | MI | Dispatch-Import | VOM | 0 | [6 empty] | 0.34682 | 0
LCP_Inputs_ON_Diverse_IEA_2023_05_05 | 2047 | CH4 Import - NY 2040 | Import | Methane | NY | Dispatch-Import | EmissionsCost | 1424811807.9426 | [6 empty] | 0.34682 | 494148344.3132
LCP_Inputs_ON_Diverse_IEA_2023_05_05 | 2047 | CH4 Import - NY 2040 | Import | Methane | NY | Dispatch-Import | FuelCost | 758346581.876 | [6 empty] | 0.34682 | 263007160.497
LCP_Inputs_ON_Diverse_IEA_2023_05_05 | 2047 | CH4 Import - NY 2040 | Import | Methane | NY | Dispatch-Import | VOM | 0 | [6 empty] | 0.34682 | 0
LCP_Inputs_ON_Diverse_IEA_2023_05_05 | 2047 | CH4 Import - NY 2040 | Import | Methane | ON | Dispatch-Import | EmissionsCost | 0 | [6 empty] | 0.34682 | 0
LCP_Inputs_ON_Diverse_IEA_2023_05_05 | 2047 | CH4 Import - NY 2040 | Import | Methane | ON | Dispatch-Import | FuelCost | 0 | [6 empty] | 0.34682 | 0
LCP_Inputs_ON_Diverse_IEA_2023_05_05 | 2047 | CH4 Import - NY 2040 | Import | Methane | ON | Dispatch-Import | VOM | 0 | [6 empty] | 0.34682 | 0
LCP_Inputs_ON_Diverse_IEA_2023_05_05 | 2047 | CH4 Import - NY 2040 | Import | Methane | PJ | Dispatch-Import | EmissionsCost | 0 | [6 empty] | 0.34682 | 0
LCP_Inputs_ON_Diverse_IEA_2023_05_05 | 2047 | CH4 Import - NY 2040 | Import | Methane | PJ | Dispatch-Import | FuelCost | 0 | [6 empty] | 0.34682 | 0
LCP_Inputs_ON_Diverse_IEA_2023_05_05 | 2047 | CH4 Import - NY 2040 | Import | Methane | PJ | Dispatch-Import | VOM | 0 | [6 empty] | 0.34682 | 0
LCP_Inputs_ON_Diverse_IEA_2023_05_05 | 2047 | CH4 Import - NY 2040 | Import | Methane | QC | Dispatch-Import | EmissionsCost | 0 | [6 empty] | 0.34682 | 0
LCP_Inputs_ON_Diverse_IEA_2023_05_05 | 2047 | CH4 Import - NY 2040 | Import | Methane | QC | Dispatch-Import | FuelCost | 0 | [6 empty] | 0.34682 | 0
LCP_Inputs_ON_Diverse_IEA_2023_05_05 | 2047 | CH4 Import - NY 2040 | Import | Methane | QC | Dispatch-Import | VOM | 0 | [6 empty] | 0.34682 | 0
LCP_Inputs_ON_Diverse_IEA_2023_05_05 | 2047 | CH4 Import - NY 2040 | Import | Methane | WC | Dispatch-Import | EmissionsCost | 0 | [6 empty] | 0.34682 | 0
LCP_Inputs_ON_Diverse_IEA_2023_05_05 | 2047 | CH4 Import - NY 2040 | Import | Methane | WC | Dispatch-Import | FuelCost | 0 | [6 empty] | 0.34682 | 0
LCP_Inputs_ON_Diverse_IEA_2023_05_05 | 2047 | CH4 Import - NY 2040 | Import | Methane | WC | Dispatch-Import | VOM | 0 | [6 empty] | 0.34682 | 0
LCP_Inputs_ON_Diverse_IEA_2023_05_05 | 2047 | CH4 Import - NY 2050 | Import | Methane | MI | Dispatch-Import | EmissionsCost | 0 | [6 empty] | 0.34682 | 0
LCP_Inputs_ON_Diverse_IEA_2023_05_05 | 2047 | CH4 Import - NY 2050 | Import | Methane | MI | Dispatch-Import | FuelCost | 0 | [6 empty] | 0.34682 | 0
LCP_Inputs_ON_Diverse_IEA_2023_05_05 | 2047 | CH4 Import - NY 2050 | Import | Methane | MI | Dispatch-Import | VOM | 0 | [6 empty] | 0.34682 | 0
LCP_Inputs_ON_Diverse_IEA_2023_05_05 | 2047 | CH4 Import - NY 2050 | Import | Methane | NY | Dispatch-Import | EmissionsCost | 0 | [6 empty] | 0.34682 | 0
LCP_Inputs_ON_Diverse_IEA_2023_05_05 | 2047 | CH4 Import - NY 2050 | Import | Methane | NY | Dispatch-Import | FuelCost | 0 | [6 empty] | 0.34682 | 0
LCP_Inputs_ON_Diverse_IEA_2023_05_05 | 2047 | CH4 Import - NY 2050 | Import | Methane | NY | Dispatch-Import | VOM | 0 | [6 empty] | 0.34682 | 0
LCP_Inputs_ON_Diverse_IEA_2023_05_05 | 2047 | CH4 Import - NY 2050 | Import | Methane | ON | Dispatch-Import | EmissionsCost | 0 | [6 empty] | 0.34682 | 0
LCP_Inputs_ON_Diverse_IEA_2023_05_05 | 2047 | CH4 Import - NY 2050 | Import | Methane | ON | Dispatch-Import | FuelCost | 0 | [6 empty] | 0.34682 | 0
LCP_Inputs_ON_Diverse_IEA_2023_05_05 | 2047 | CH4 Import - NY 2050 | Import | Methane | ON | Dispatch-Import | VOM | 0 | [6 empty] | 0.34682 | 0
LCP_Inputs_ON_Diverse_IEA_2023_05_05 | 2047 | CH4 Import - NY 2050 | Import | Methane | PJ | Dispatch-Import | EmissionsCost | 0 | [6 empty] | 0.34682 | 0
LCP_Inputs_ON_Diverse_IEA_2023_05_05 | 2047 | CH4 Import - NY 2050 | Import | Methane | PJ | Dispatch-Import | FuelCost | 0 | [6 empty] | 0.34682 | 0
LCP_Inputs_ON_Diverse_IEA_2023_05_05 | 2047 | CH4 Import - NY 2050 | Import | Methane | PJ | Dispatch-Import | VOM | 0 | [6 empty] | 0.34682 | 0
LCP_Inputs_ON_Diverse_IEA_2023_05_05 | 2047 | CH4 Import - NY 2050 | Import | Methane | QC | Dispatch-Import | EmissionsCost | 0 | [6 empty] | 0.34682 | 0
LCP_Inputs_ON_Diverse_IEA_2023_05_05 | 2047 | CH4 Import - NY 2050 | Import | Methane | QC | Dispatch-Import | FuelCost | 0 | [6 empty] | 0.34682 | 0
LCP_Inputs_ON_Diverse_IEA_2023_05_05 | 2047 | CH4 Import - NY 2050 | Import | Methane | QC | Dispatch-Import | VOM | 0 | [6 empty] | 0.34682 | 0
LCP_Inputs_ON_Diverse_IEA_2023_05_05 | 2047 | CH4 Import - NY 2050 | Import | Methane | WC | Dispatch-Import | EmissionsCost | 0 | [6 empty] | 0.34682 | 0
LCP_Inputs_ON_Diverse_IEA_2023_05_05 | 2047 | CH4 Import - NY 2050 | Import | Methane | WC | Dispatch-Import | FuelCost | 0 | [6 empty] | 0.34682 | 0
LCP_Inputs_ON_Diverse_IEA_2023_05_05 | 2047 | CH4 Import - NY 2050 | Import | Methane | WC | Dispatch-Import | VOM | 0 | [6 empty] | 0.34682 | 0
LCP_Inputs_ON_Diverse_IEA_2023_05_05 | 2047 | CH4 Import - WC 2020 | Import | Methane | MI | Dispatch-Import | EmissionsCost | 0 | [6 empty] | 0.34682 | 0
LCP_Inputs_ON_Diverse_IEA_2023_05_05 | 2047 | CH4 Import - WC 2020 | Import | Methane | MI | Dispatch-Import | FuelCost | 0 | [6 empty] | 0.34682 | 0
LCP_Inputs_ON_Diverse_IEA_2023_05_05 | 2047 | CH4 Import - WC 2020 | Import | Methane | MI | Dispatch-Import | VOM | 0 | [6 empty] | 0.34682 | 0
LCP_Inputs_ON_Diverse_IEA_2023_05_05 | 2047 | CH4 Import - WC 2020 | Import | Methane | NY | Dispatch-Import | EmissionsCost | 0 | [6 empty] | 0.34682 | 0
LCP_Inputs_ON_Diverse_IEA_2023_05_05 | 2047 | CH4 Import - WC 2020 | Import | Methane | NY | Dispatch-Import | FuelCost | 0 | [6 empty] | 0.34682 | 0
LCP_Inputs_ON_Diverse_IEA_2023_05_05 | 2047 | CH4 Import - WC 2020 | Import | Methane | NY | Dispatch-Import | VOM | 0 | [6 empty] | 0.34682 | 0
LCP_Inputs_ON_Diverse_IEA_2023_05_05 | 2047 | CH4 Import - WC 2020 | Import | Methane | ON | Dispatch-Import | EmissionsCost | 0 | [6 empty] | 0.34682 | 0
LCP_Inputs_ON_Diverse_IEA_2023_05_05 | 2047 | CH4 Import - WC 2020 | Import | Methane | ON | Dispatch-Import | FuelCost | 0 | [6 empty] | 0.34682 | 0
LCP_Inputs_ON_Diverse_IEA_2023_05_05 | 2047 | CH4 Import - WC 2020 | Import | Methane | ON | Dispatch-Import | VOM | 0 | [6 empty] | 0.34682 | 0
LCP_Inputs_ON_Diverse_IEA_2023_05_05 | 2047 | CH4 Import - WC 2020 | Import | Methane | PJ | Dispatch-Import | EmissionsCost | 0 | [6 empty] | 0.34682 | 0
LCP_Inputs_ON_Diverse_IEA_2023_05_05 | 2047 | CH4 Import - WC 2020 | Import | Methane | PJ | Dispatch-Import | FuelCost | 0 | [6 empty] | 0.34682 | 0
LCP_Inputs_ON_Diverse_IEA_2023_05_05 | 2047 | CH4 Import - WC 2020 | Import | Methane | PJ | Dispatch-Import | VOM | 0 | [6 empty] | 0.34682 | 0
LCP_Inputs_ON_Diverse_IEA_2023_05_05 | 2047 | CH4 Import - WC 2020 | Import | Methane | QC | Dispatch-Import | EmissionsCost | 0 | [6 empty] | 0.34682 | 0
LCP_Inputs_ON_Diverse_IEA_2023_05_05 | 2047 | CH4 Import - WC 2020 | Import | Methane | QC | Dispatch-Import | FuelCost | 0 | [6 empty] | 0.34682 | 0
LCP_Inputs_ON_Diverse_IEA_2023_05_05 | 2047 | CH4 Import - WC 2020 | Import | Methane | QC | Dispatch-Import | VOM | 0 | [6 empty] | 0.34682 | 0
LCP_Inputs_ON_Diverse_IEA_2023_05_05 | 2047 | CH4 Import - WC 2020 | Import | Methane | WC | Dispatch-Import | EmissionsCost | 0 | [6 empty] | 0.34682 | 0
LCP_Inputs_ON_Diverse_IEA_2023_05_05 | 2047 | CH4 Import - WC 2020 | Import | Methane | WC | Dispatch-Import | FuelCost | 0 | [6 empty] | 0.34682 | 0
LCP_Inputs_ON_Diverse_IEA_2023_05_05 | 2047 | CH4 Import - WC 2020 | Import | Methane | WC | Dispatch-Import | VOM | 0 | [6 empty] | 0.34682 | 0
LCP_Inputs_ON_Diverse_IEA_2023_05_05 | 2047 | CH4 Import - WC 2030 | Import | Methane | MI | Dispatch-Import | EmissionsCost | 0 | [6 empty] | 0.34682 | 0
LCP_Inputs_ON_Diverse_IEA_2023_05_05 | 2047 | CH4 Import - WC 2030 | Import | Methane | MI | Dispatch-Import | FuelCost | 0 | [6 empty] | 0.34682 | 0
LCP_Inputs_ON_Diverse_IEA_2023_05_05 | 2047 | CH4 Import - WC 2030 | Import | Methane | MI | Dispatch-Import | VOM | 0 | [6 empty] | 0.34682 | 0
LCP_Inputs_ON_Diverse_IEA_2023_05_05 | 2047 | CH4 Import - WC 2030 | Import | Methane | NY | Dispatch-Import | EmissionsCost | 0 | [6 empty] | 0.34682 | 0
LCP_Inputs_ON_Diverse_IEA_2023_05_05 | 2047 | CH4 Import - WC 2030 | Import | Methane | NY | Dispatch-Import | FuelCost | 0 | [6 empty] | 0.34682 | 0
LCP_Inputs_ON_Diverse_IEA_2023_05_05 | 2047 | CH4 Import - WC 2030 | Import | Methane | NY | Dispatch-Import | VOM | 0 | [6 empty] | 0.34682 | 0
LCP_Inputs_ON_Diverse_IEA_2023_05_05 | 2047 | CH4 Import - WC 2030 | Import | Methane | ON | Dispatch-Import | EmissionsCost | 0 | [6 empty] | 0.34682 | 0
LCP_Inputs_ON_Diverse_IEA_2023_05_05 | 2047 | CH4 Import - WC 2030 | Import | Methane | ON | Dispatch-Import | FuelCost | 0 | [6 empty] | 0.34682 | 0
LCP_Inputs_ON_Diverse_IEA_2023_05_05 | 2047 | CH4 Import - WC 2030 | Import | Methane | ON | Dispatch-Import | VOM | 0 | [6 empty] | 0.34682 | 0
LCP_Inputs_ON_Diverse_IEA_2023_05_05 | 2047 | CH4 Import - WC 2030 | Import | Methane | PJ | Dispatch-Import | EmissionsCost | 0 | [6 empty] | 0.34682 | 0
LCP_Inputs_ON_Diverse_IEA_2023_05_05 | 2047 | CH4 Import - WC 2030 | Import | Methane | PJ | Dispatch-Import | FuelCost | 0 | [6 empty] | 0.34682 | 0
LCP_Inputs_ON_Diverse_IEA_2023_05_05 | 2047 | CH4 Import - WC 2030 | Import | Methane | PJ | Dispatch-Import | VOM | 0 | [6 empty] | 0.34682 | 0
LCP_Inputs_ON_Diverse_IEA_2023_05_05 | 2047 | CH4 Import - WC 2030 | Import | Methane | QC | Dispatch-Import | EmissionsCost | 0 | [6 empty] | 0.34682 | 0
LCP_Inputs_ON_Diverse_IEA_2023_05_05 | 2047 | CH4 Import - WC 2030 | Import | Methane | QC | Dispatch-Import | FuelCost | 0 | [6 empty] | 0.34682 | 0
LCP_Inputs_ON_Diverse_IEA_2023_05_05 | 2047 | CH4 Import - WC 2030 | Import | Methane | QC | Dispatch-Import | VOM | 0 | [6 empty] | 0.34682 | 0
LCP_Inputs_ON_Diverse_IEA_2023_05_05 | 2047 | CH4 Import - WC 2030 | Import | Methane | WC | Dispatch-Import | EmissionsCost | 0 | [6 empty] | 0.34682 | 0
LCP_Inputs_ON_Diverse_IEA_2023_05_05 | 2047 | CH4 Import - WC 2030 | Import | Methane | WC | Dispatch-Import | FuelCost | 0 | [6 empty] | 0.34682 | 0
LCP_Inputs_ON_Diverse_IEA_2023_05_05 | 2047 | CH4 Import - WC 2030 | Import | Methane | WC | Dispatch-Import | VOM | 0 | [6 empty] | 0.34682 | 0
LCP_Inputs_ON_Diverse_IEA_2023_05_05 | 2047 | CH4 Import - WC 2040 | Import | Methane | MI | Dispatch-Import | EmissionsCost | 0 | [6 empty] | 0.34682 | 0
LCP_Inputs_ON_Diverse_IEA_2023_05_05 | 2047 | CH4 Import - WC 2040 | Import | Methane | MI | Dispatch-Import | FuelCost | 0 | [6 empty] | 0.34682 | 0
LCP_Inputs_ON_Diverse_IEA_2023_05_05 | 2047 | CH4 Import - WC 2040 | Import | Methane | MI | Dispatch-Import | VOM | 0 | [6 empty] | 0.34682 | 0
LCP_Inputs_ON_Diverse_IEA_2023_05_05 | 2047 | CH4 Import - WC 2040 | Import | Methane | NY | Dispatch-Import | EmissionsCost | 0 | [6 empty] | 0.34682 | 0
LCP_Inputs_ON_Diverse_IEA_2023_05_05 | 2047 | CH4 Import - WC 2040 | Import | Methane | NY | Dispatch-Import | FuelCost | 0 | [6 empty] | 0.34682 | 0
LCP_Inputs_ON_Diverse_IEA_2023_05_05 | 2047 | CH4 Import - WC 2040 | Import | Methane | NY | Dispatch-Import | VOM | 0 | [6 empty] | 0.34682 | 0
LCP_Inputs_ON_Diverse_IEA_2023_05_05 | 2047 | CH4 Import - WC 2040 | Import | Methane | ON | Dispatch-Import | EmissionsCost | 0 | [6 empty] | 0.34682 | 0
LCP_Inputs_ON_Diverse_IEA_2023_05_05 | 2047 | CH4 Import - WC 2040 | Import | Methane | ON | Dispatch-Import | FuelCost | 0 | [6 empty] | 0.34682 | 0
LCP_Inputs_ON_Diverse_IEA_2023_05_05 | 2047 | CH4 Import - WC 2040 | Import | Methane | ON | Dispatch-Import | VOM | 0 | [6 empty] | 0.34682 | 0
LCP_Inputs_ON_Diverse_IEA_2023_05_05 | 2047 | CH4 Import - WC 2040 | Import | Methane | PJ | Dispatch-Import | EmissionsCost | 0 | [6 empty] | 0.34682 | 0
LCP_Inputs_ON_Diverse_IEA_2023_05_05 | 2047 | CH4 Import - WC 2040 | Import | Methane | PJ | Dispatch-Import | FuelCost | 0 | [6 empty] | 0.34682 | 0
LCP_Inputs_ON_Diverse_IEA_2023_05_05 | 2047 | CH4 Import - WC 2040 | Import | Methane | PJ | Dispatch-Import | VOM | 0 | [6 empty] | 0.34682 | 0
LCP_Inputs_ON_Diverse_IEA_2023_05_05 | 2047 | CH4 Import - WC 2040 | Import | Methane | QC | Dispatch-Import | EmissionsCost | 0 | [6 empty] | 0.34682 | 0
LCP_Inputs_ON_Diverse_IEA_2023_05_05 | 2047 | CH4 Import - WC 2040 | Import | Methane | QC | Dispatch-Import | FuelCost | 0 | [6 empty] | 0.34682 | 0
LCP_Inputs_ON_Diverse_IEA_2023_05_05 | 2047 | CH4 Import - WC 2040 | Import | Methane | QC | Dispatch-Import | VOM | 0 | [6 empty] | 0.34682 | 0
LCP_Inputs_ON_Diverse_IEA_2023_05_05 | 2047 | CH4 Import - WC 2040 | Import | Methane | WC | Dispatch-Import | EmissionsCost | 2117477751.305 | [6 empty] | 0.34682 | 734376371.0369
LCP_Inputs_ON_Diverse_IEA_2023_05_05 | 2047 | CH4 Import - WC 2040 | Import | Methane | WC | Dispatch-Import | FuelCost | 1127013410.4372 | [6 empty] | 0.34682 | 390866925.4998
LCP_Inputs_ON_Diverse_IEA_2023_05_05 | 2047 | CH4 Import - WC 2040 | Import | Methane | WC | Dispatch-Import | VOM | 0 | [6 empty] | 0.34682 | 0
LCP_Inputs_ON_Diverse_IEA_2023_05_05 | 2047 | CH4 Import - WC 2050 | Import | Methane | MI | Dispatch-Import | EmissionsCost | 0 | [6 empty] | 0.34682 | 0
LCP_Inputs_ON_Diverse_IEA_2023_05_05 | 2047 | CH4 Import - WC 2050 | Import | Methane | MI | Dispatch-Import | FuelCost | 0 | [6 empty] | 0.34682 | 0
LCP_Inputs_ON_Diverse_IEA_2023_05_05 | 2047 | CH4 Import - WC 2050 | Import | Methane | MI | Dispatch-Import | VOM | 0 | [6 empty] | 0.34682 | 0
LCP_Inputs_ON_Diverse_IEA_2023_05_05 | 2047 | CH4 Import - WC 2050 | Import | Methane | NY | Dispatch-Import | EmissionsCost | 0 | [6 empty] | 0.34682 | 0
LCP_Inputs_ON_Diverse_IEA_2023_05_05 | 2047 | CH4 Import - WC 2050 | Import | Methane | NY | Dispatch-Import | FuelCost | 0 | [6 empty] | 0.34682 | 0
LCP_Inputs_ON_Diverse_IEA_2023_05_05 | 2047 | CH4 Import - WC 2050 | Import | Methane | NY | Dispatch-Import | VOM | 0 | [6 empty] | 0.34682 | 0
LCP_Inputs_ON_Diverse_IEA_2023_05_05 | 2047 | CH4 Import - WC 2050 | Import | Methane | ON | Dispatch-Import | EmissionsCost | 0 | [6 empty] | 0.34682 | 0
LCP_Inputs_ON_Diverse_IEA_2023_05_05 | 2047 | CH4 Import - WC 2050 | Import | Methane | ON | Dispatch-Import | FuelCost | 0 | [6 empty] | 0.34682 | 0
LCP_Inputs_ON_Diverse_IEA_2023_05_05 | 2047 | CH4 Import - WC 2050 | Import | Methane | ON | Dispatch-Import | VOM | 0 | [6 empty] | 0.34682 | 0
LCP_Inputs_ON_Diverse_IEA_2023_05_05 | 2047 | CH4 Import - WC 2050 | Import | Methane | PJ | Dispatch-Import | EmissionsCost | 0 | [6 empty] | 0.34682 | 0
LCP_Inputs_ON_Diverse_IEA_2023_05_05 | 2047 | CH4 Import - WC 2050 | Import | Methane | PJ | Dispatch-Import | FuelCost | 0 | [6 empty] | 0.34682 | 0
LCP_Inputs_ON_Diverse_IEA_2023_05_05 | 2047 | CH4 Import - WC 2050 | Import | Methane | PJ | Dispatch-Import | VOM | 0 | [6 empty] | 0.34682 | 0
LCP_Inputs_ON_Diverse_IEA_2023_05_05 | 2047 | CH4 Import - WC 2050 | Import | Methane | QC | Dispatch-Import | EmissionsCost | 0 | [6 empty] | 0.34682 | 0
LCP_Inputs_ON_Diverse_IEA_2023_05_05 | 2047 | CH4 Import - WC 2050 | Import | Methane | QC | Dispatch-Import | FuelCost | 0 | [6 empty] | 0.34682 | 0
LCP_Inputs_ON_Diverse_IEA_2023_05_05 | 2047 | CH4 Import - WC 2050 | Import | Methane | QC | Dispatch-Import | VOM | 0 | [6 empty] | 0.34682 | 0
LCP_Inputs_ON_Diverse_IEA_2023_05_05 | 2047 | CH4 Import - WC 2050 | Import | Methane | WC | Dispatch-Import | EmissionsCost | 0 | [6 empty] | 0.34682 | 0
LCP_Inputs_ON_Diverse_IEA_2023_05_05 | 2047 | CH4 Import - WC 2050 | Import | Methane | WC | Dispatch-Import | FuelCost | 0 | [6 empty] | 0.34682 | 0
LCP_Inputs_ON_Diverse_IEA_2023_05_05 | 2047 | CH4 Import - WC 2050 | Import | Methane | WC | Dispatch-Import | VOM | 0 | [6 empty] | 0.34682 | 0
LCP_Inputs_ON_Diverse_IEA_2023_05_05 | 2047 | CH4 Salt Cavern Storage - ON | Storage | Methane | MI | Dispatch-Storage | EmissionsCost | 0 | [6 empty] | 0.34682 | 0
LCP_Inputs_ON_Diverse_IEA_2023_05_05 | 2047 | CH4 Salt Cavern Storage - ON | Storage | Methane | MI | Dispatch-Storage | FuelCost | 0 | [6 empty] | 0.34682 | 0
LCP_Inputs_ON_Diverse_IEA_2023_05_05 | 2047 | CH4 Salt Cavern Storage - ON | Storage | Methane | MI | Dispatch-Storage | VOM | 0 | [6 empty] | 0.34682 | 0
LCP_Inputs_ON_Diverse_IEA_2023_05_05 | 2047 | CH4 Salt Cavern Storage - ON | Storage | Methane | NY | Dispatch-Storage | EmissionsCost | 0 | [6 empty] | 0.34682 | 0
LCP_Inputs_ON_Diverse_IEA_2023_05_05 | 2047 | CH4 Salt Cavern Storage - ON | Storage | Methane | NY | Dispatch-Storage | FuelCost | 0 | [6 empty] | 0.34682 | 0
LCP_Inputs_ON_Diverse_IEA_2023_05_05 | 2047 | CH4 Salt Cavern Storage - ON | Storage | Methane | NY | Dispatch-Storage | VOM | 0 | [6 empty] | 0.34682 | 0
LCP_Inputs_ON_Diverse_IEA_2023_05_05 | 2047 | CH4 Salt Cavern Storage - ON | Storage | Methane | ON | Dispatch-Storage | EmissionsCost | 0 | [6 empty] | 0.34682 | 0
LCP_Inputs_ON_Diverse_IEA_2023_05_05 | 2047 | CH4 Salt Cavern Storage - ON | Storage | Methane | ON | Dispatch-Storage | FuelCost | 0 | [6 empty] | 0.34682 | 0
LCP_Inputs_ON_Diverse_IEA_2023_05_05 | 2047 | CH4 Salt Cavern Storage - ON | Storage | Methane | ON | Dispatch-Storage | VOM | 0 | [6 empty] | 0.34682 | 0
LCP_Inputs_ON_Diverse_IEA_2023_05_05 | 2047 | CH4 Salt Cavern Storage - ON | Storage | Methane | PJ | Dispatch-Storage | EmissionsCost | 0 | [6 empty] | 0.34682 | 0
LCP_Inputs_ON_Diverse_IEA_2023_05_05 | 2047 | CH4 Salt Cavern Storage - ON | Storage | Methane | PJ | Dispatch-Storage | FuelCost | 0 | [6 empty] | 0.34682 | 0
LCP_Inputs_ON_Diverse_IEA_2023_05_05 | 2047 | CH4 Salt Cavern Storage - ON | Storage | Methane | PJ | Dispatch-Storage | VOM | 0 | [6 empty] | 0.34682 | 0
LCP_Inputs_ON_Diverse_IEA_2023_05_05 | 2047 | CH4 Salt Cavern Storage - ON | Storage | Methane | QC | Dispatch-Storage | EmissionsCost | 0 | [6 empty] | 0.34682 | 0
LCP_Inputs_ON_Diverse_IEA_2023_05_05 | 2047 | CH4 Salt Cavern Storage - ON | Storage | Methane | QC | Dispatch-Storage | FuelCost | 0 | [6 empty] | 0.34682 | 0
LCP_Inputs_ON_Diverse_IEA_2023_05_05 | 2047 | CH4 Salt Cavern Storage - ON | Storage | Methane | QC | Dispatch-Storage | VOM | 0 | [6 empty] | 0.34682 | 0
LCP_Inputs_ON_Diverse_IEA_2023_05_05 | 2047 | CH4 Salt Cavern Storage - ON | Storage | Methane | WC | Dispatch-Storage | EmissionsCost | 0 | [6 empty] | 0.34682 | 0
LCP_Inputs_ON_Diverse_IEA_2023_05_05 | 2047 | CH4 Salt Cavern Storage - ON | Storage | Methane | WC | Dispatch-Storage | FuelCost | 0 | [6 empty] | 0.34682 | 0
LCP_Inputs_ON_Diverse_IEA_2023_05_05 | 2047 | CH4 Salt Cavern Storage - ON | Storage | Methane | WC | Dispatch-Storage | VOM | 0 | [6 empty] | 0.34682 | 0
LCP_Inputs_ON_Diverse_IEA_2023_05_05 | 2047 | Electrolyser 2020/2030 | Crossload | Hydrogen | MI | Dispatch-Crossload | EmissionsCost | 0 | [6 empty] | 0.34682 | 0
LCP_Inputs_ON_Diverse_IEA_2023_05_05 | 2047 | Electrolyser 2020/2030 | Crossload | Hydrogen | MI | Dispatch-Crossload | FuelCost | 0 | [6 empty] | 0.34682 | 0
LCP_Inputs_ON_Diverse_IEA_2023_05_05 | 2047 | Electrolyser 2020/2030 | Crossload | Hydrogen | MI | Dispatch-Crossload | VOM | 0 | [6 empty] | 0.34682 | 0
LCP_Inputs_ON_Diverse_IEA_2023_05_05 | 2047 | Electrolyser 2020/2030 | Crossload | Hydrogen | NY | Dispatch-Crossload | EmissionsCost | 0 | [6 empty] | 0.34682 | 0
LCP_Inputs_ON_Diverse_IEA_2023_05_05 | 2047 | Electrolyser 2020/2030 | Crossload | Hydrogen | NY | Dispatch-Crossload | FuelCost | 0 | [6 empty] | 0.34682 | 0
LCP_Inputs_ON_Diverse_IEA_2023_05_05 | 2047 | Electrolyser 2020/2030 | Crossload | Hydrogen | NY | Dispatch-Crossload | VOM | 0 | [6 empty] | 0.34682 | 0
LCP_Inputs_ON_Diverse_IEA_2023_05_05 | 2047 | Electrolyser 2020/2030 | Crossload | Hydrogen | ON | Dispatch-Crossload | EmissionsCost | 0 | [6 empty] | 0.34682 | 0
LCP_Inputs_ON_Diverse_IEA_2023_05_05 | 2047 | Electrolyser 2020/2030 | Crossload | Hydrogen | ON | Dispatch-Crossload | FuelCost | 0 | [6 empty] | 0.34682 | 0
LCP_Inputs_ON_Diverse_IEA_2023_05_05 | 2047 | Electrolyser 2020/2030 | Crossload | Hydrogen | ON | Dispatch-Crossload | VOM | 0 | [6 empty] | 0.34682 | 0
LCP_Inputs_ON_Diverse_IEA_2023_05_05 | 2047 | Electrolyser 2020/2030 | Crossload | Hydrogen | PJ | Dispatch-Crossload | EmissionsCost | 0 | [6 empty] | 0.34682 | 0
LCP_Inputs_ON_Diverse_IEA_2023_05_05 | 2047 | Electrolyser 2020/2030 | Crossload | Hydrogen | PJ | Dispatch-Crossload | FuelCost | 0 | [6 empty] | 0.34682 | 0
LCP_Inputs_ON_Diverse_IEA_2023_05_05 | 2047 | Electrolyser 2020/2030 | Crossload | Hydrogen | PJ | Dispatch-Crossload | VOM | 0 | [6 empty] | 0.34682 | 0
LCP_Inputs_ON_Diverse_IEA_2023_05_05 | 2047 | Electrolyser 2020/2030 | Crossload | Hydrogen | QC | Dispatch-Crossload | EmissionsCost | 0 | [6 empty] | 0.34682 | 0
LCP_Inputs_ON_Diverse_IEA_2023_05_05 | 2047 | Electrolyser 2020/2030 | Crossload | Hydrogen | QC | Dispatch-Crossload | FuelCost | 0 | [6 empty] | 0.34682 | 0
LCP_Inputs_ON_Diverse_IEA_2023_05_05 | 2047 | Electrolyser 2020/2030 | Crossload | Hydrogen | QC | Dispatch-Crossload | VOM | 0 | [6 empty] | 0.34682 | 0
LCP_Inputs_ON_Diverse_IEA_2023_05_05 | 2047 | Electrolyser 2020/2030 | Crossload | Hydrogen | WC | Dispatch-Crossload | EmissionsCost | 0 | [6 empty] | 0.34682 | 0
LCP_Inputs_ON_Diverse_IEA_2023_05_05 | 2047 | Electrolyser 2020/2030 | Crossload | Hydrogen | WC | Dispatch-Crossload | FuelCost | 0 | [6 empty] | 0.34682 | 0
LCP_Inputs_ON_Diverse_IEA_2023_05_05 | 2047 | Electrolyser 2020/2030 | Crossload | Hydrogen | WC | Dispatch-Crossload | VOM | 0 | [6 empty] | 0.34682 | 0
LCP_Inputs_ON_Diverse_IEA_2023_05_05 | 2047 | Electrolyser 2040 | Crossload | Hydrogen | MI | Dispatch-Crossload | EmissionsCost | 0 | [6 empty] | 0.34682 | 0
LCP_Inputs_ON_Diverse_IEA_2023_05_05 | 2047 | Electrolyser 2040 | Crossload | Hydrogen | MI | Dispatch-Crossload | FuelCost | 0 | [6 empty] | 0.34682 | 0
LCP_Inputs_ON_Diverse_IEA_2023_05_05 | 2047 | Electrolyser 2040 | Crossload | Hydrogen | MI | Dispatch-Crossload | VOM | 0 | [6 empty] | 0.34682 | 0
LCP_Inputs_ON_Diverse_IEA_2023_05_05 | 2047 | Electrolyser 2040 | Crossload | Hydrogen | NY | Dispatch-Crossload | EmissionsCost | 0 | [6 empty] | 0.34682 | 0
LCP_Inputs_ON_Diverse_IEA_2023_05_05 | 2047 | Electrolyser 2040 | Crossload | Hydrogen | NY | Dispatch-Crossload | FuelCost | 0 | [6 empty] | 0.34682 | 0
LCP_Inputs_ON_Diverse_IEA_2023_05_05 | 2047 | Electrolyser 2040 | Crossload | Hydrogen | NY | Dispatch-Crossload | VOM | 0 | [6 empty] | 0.34682 | 0
LCP_Inputs_ON_Diverse_IEA_2023_05_05 | 2047 | Electrolyser 2040 | Crossload | Hydrogen | ON | Dispatch-Crossload | EmissionsCost | 0 | [6 empty] | 0.34682 | 0
LCP_Inputs_ON_Diverse_IEA_2023_05_05 | 2047 | Electrolyser 2040 | Crossload | Hydrogen | ON | Dispatch-Crossload | FuelCost | 0 | [6 empty] | 0.34682 | 0
LCP_Inputs_ON_Diverse_IEA_2023_05_05 | 2047 | Electrolyser 2040 | Crossload | Hydrogen | ON | Dispatch-Crossload | VOM | 0 | [6 empty] | 0.34682 | 0
LCP_Inputs_ON_Diverse_IEA_2023_05_05 | 2047 | Electrolyser 2040 | Crossload | Hydrogen | PJ | Dispatch-Crossload | EmissionsCost | 0 | [6 empty] | 0.34682 | 0
LCP_Inputs_ON_Diverse_IEA_2023_05_05 | 2047 | Electrolyser 2040 | Crossload | Hydrogen | PJ | Dispatch-Crossload | FuelCost | 0 | [6 empty] | 0.34682 | 0
LCP_Inputs_ON_Diverse_IEA_2023_05_05 | 2047 | Electrolyser 2040 | Crossload | Hydrogen | PJ | Dispatch-Crossload | VOM | 0 | [6 empty] | 0.34682 | 0
LCP_Inputs_ON_Diverse_IEA_2023_05_05 | 2047 | Electrolyser 2040 | Crossload | Hydrogen | QC | Dispatch-Crossload | EmissionsCost | 0 | [6 empty] | 0.34682 | 0
LCP_Inputs_ON_Diverse_IEA_2023_05_05 | 2047 | Electrolyser 2040 | Crossload | Hydrogen | QC | Dispatch-Crossload | FuelCost | 0 | [6 empty] | 0.34682 | 0
LCP_Inputs_ON_Diverse_IEA_2023_05_05 | 2047 | Electrolyser 2040 | Crossload | Hydrogen | QC | Dispatch-Crossload | VOM | 0 | [6 empty] | 0.34682 | 0
LCP_Inputs_ON_Diverse_IEA_2023_05_05 | 2047 | Electrolyser 2040 | Crossload | Hydrogen | WC | Dispatch-Crossload | EmissionsCost | 0 | [6 empty] | 0.34682 | 0
LCP_Inputs_ON_Diverse_IEA_2023_05_05 | 2047 | Electrolyser 2040 | Crossload | Hydrogen | WC | Dispatch-Crossload | FuelCost | 0 | [6 empty] | 0.34682 | 0
LCP_Inputs_ON_Diverse_IEA_2023_05_05 | 2047 | Electrolyser 2040 | Crossload | Hydrogen | WC | Dispatch-Crossload | VOM | 0 | [6 empty] | 0.34682 | 0
LCP_Inputs_ON_Diverse_IEA_2023_05_05 | 2047 | Electrolyser 2050 | Crossload | Hydrogen | MI | Dispatch-Crossload | EmissionsCost | 0 | [6 empty] | 0.34682 | 0
LCP_Inputs_ON_Diverse_IEA_2023_05_05 | 2047 | Electrolyser 2050 | Crossload | Hydrogen | MI | Dispatch-Crossload | FuelCost | 0 | [6 empty] | 0.34682 | 0
LCP_Inputs_ON_Diverse_IEA_2023_05_05 | 2047 | Electrolyser 2050 | Crossload | Hydrogen | MI | Dispatch-Crossload | VOM | 0 | [6 empty] | 0.34682 | 0
LCP_Inputs_ON_Diverse_IEA_2023_05_05 | 2047 | Electrolyser 2050 | Crossload | Hydrogen | NY | Dispatch-Crossload | EmissionsCost | 0 | [6 empty] | 0.34682 | 0
LCP_Inputs_ON_Diverse_IEA_2023_05_05 | 2047 | Electrolyser 2050 | Crossload | Hydrogen | NY | Dispatch-Crossload | FuelCost | 0 | [6 empty] | 0.34682 | 0
LCP_Inputs_ON_Diverse_IEA_2023_05_05 | 2047 | Electrolyser 2050 | Crossload | Hydrogen | NY | Dispatch-Crossload | VOM | 0 | [6 empty] | 0.34682 | 0
LCP_Inputs_ON_Diverse_IEA_2023_05_05 | 2047 | Electrolyser 2050 | Crossload | Hydrogen | ON | Dispatch-Crossload | EmissionsCost | 0 | [6 empty] | 0.34682 | 0
LCP_Inputs_ON_Diverse_IEA_2023_05_05 | 2047 | Electrolyser 2050 | Crossload | Hydrogen | ON | Dispatch-Crossload | FuelCost | 0 | [6 empty] | 0.34682 | 0
LCP_Inputs_ON_Diverse_IEA_2023_05_05 | 2047 | Electrolyser 2050 | Crossload | Hydrogen | ON | Dispatch-Crossload | VOM | 0 | [6 empty] | 0.34682 | 0
LCP_Inputs_ON_Diverse_IEA_2023_05_05 | 2047 | Electrolyser 2050 | Crossload | Hydrogen | PJ | Dispatch-Crossload | EmissionsCost | 0 | [6 empty] | 0.34682 | 0
LCP_Inputs_ON_Diverse_IEA_2023_05_05 | 2047 | Electrolyser 2050 | Crossload | Hydrogen | PJ | Dispatch-Crossload | FuelCost | 0 | [6 empty] | 0.34682 | 0
LCP_Inputs_ON_Diverse_IEA_2023_05_05 | 2047 | Electrolyser 2050 | Crossload | Hydrogen | PJ | Dispatch-Crossload | VOM | 0 | [6 empty] | 0.34682 | 0
LCP_Inputs_ON_Diverse_IEA_2023_05_05 | 2047 | Electrolyser 2050 | Crossload | Hydrogen | QC | Dispatch-Crossload | EmissionsCost | 0 | [6 empty] | 0.34682 | 0
LCP_Inputs_ON_Diverse_IEA_2023_05_05 | 2047 | Electrolyser 2050 | Crossload | Hydrogen | QC | Dispatch-Crossload | FuelCost | 0 | [6 empty] | 0.34682 | 0
LCP_Inputs_ON_Diverse_IEA_2023_05_05 | 2047 | Electrolyser 2050 | Crossload | Hydrogen | QC | Dispatch-Crossload | VOM | 0 | [6 empty] | 0.34682 | 0
LCP_Inputs_ON_Diverse_IEA_2023_05_05 | 2047 | Electrolyser 2050 | Crossload | Hydrogen | WC | Dispatch-Crossload | EmissionsCost | 0 | [6 empty] | 0.34682 | 0
LCP_Inputs_ON_Diverse_IEA_2023_05_05 | 2047 | Electrolyser 2050 | Crossload | Hydrogen | WC | Dispatch-Crossload | FuelCost | 0 | [6 empty] | 0.34682 | 0
LCP_Inputs_ON_Diverse_IEA_2023_05_05 | 2047 | Electrolyser 2050 | Crossload | Hydrogen | WC | Dispatch-Crossload | VOM | 0 | [6 empty] | 0.34682 | 0
LCP_Inputs_ON_Diverse_IEA_2023_05_05 | 2047 | Fossil Fuel Thermal (Coal, Peat, Oil) | Generation | Electricity | MI | Dispatch-Generation | EmissionsCost | 0 | [6 empty] | 0.34682 | 0
LCP_Inputs_ON_Diverse_IEA_2023_05_05 | 2047 | Fossil Fuel Thermal (Coal, Peat, Oil) | Generation | Electricity | MI | Dispatch-Generation | FuelCost | 0 | [6 empty] | 0.34682 | 0
LCP_Inputs_ON_Diverse_IEA_2023_05_05 | 2047 | Fossil Fuel Thermal (Coal, Peat, Oil) | Generation | Electricity | MI | Dispatch-Generation | VOM | 0 | [6 empty] | 0.34682 | 0
LCP_Inputs_ON_Diverse_IEA_2023_05_05 | 2047 | Fossil Fuel Thermal (Coal, Peat, Oil) | Generation | Electricity | NY | Dispatch-Generation | EmissionsCost | 0 | [6 empty] | 0.34682 | 0
LCP_Inputs_ON_Diverse_IEA_2023_05_05 | 2047 | Fossil Fuel Thermal (Coal, Peat, Oil) | Generation | Electricity | NY | Dispatch-Generation | FuelCost | 0 | [6 empty] | 0.34682 | 0
LCP_Inputs_ON_Diverse_IEA_2023_05_05 | 2047 | Fossil Fuel Thermal (Coal, Peat, Oil) | Generation | Electricity | NY | Dispatch-Generation | VOM | 0 | [6 empty] | 0.34682 | 0
LCP_Inputs_ON_Diverse_IEA_2023_05_05 | 2047 | Fossil Fuel Thermal (Coal, Peat, Oil) | Generation | Electricity | ON | Dispatch-Generation | EmissionsCost | 0 | [6 empty] | 0.34682 | 0
LCP_Inputs_ON_Diverse_IEA_2023_05_05 | 2047 | Fossil Fuel Thermal (Coal, Peat, Oil) | Generation | Electricity | ON | Dispatch-Generation | FuelCost | 0 | [6 empty] | 0.34682 | 0
LCP_Inputs_ON_Diverse_IEA_2023_05_05 | 2047 | Fossil Fuel Thermal (Coal, Peat, Oil) | Generation | Electricity | ON | Dispatch-Generation | VOM | 0 | [6 empty] | 0.34682 | 0
LCP_Inputs_ON_Diverse_IEA_2023_05_05 | 2047 | Fossil Fuel Thermal (Coal, Peat, Oil) | Generation | Electricity | PJ | Dispatch-Generation | EmissionsCost | 0 | [6 empty] | 0.34682 | 0
LCP_Inputs_ON_Diverse_IEA_2023_05_05 | 2047 | Fossil Fuel Thermal (Coal, Peat, Oil) | Generation | Electricity | PJ | Dispatch-Generation | FuelCost | 0 | [6 empty] | 0.34682 | 0
LCP_Inputs_ON_Diverse_IEA_2023_05_05 | 2047 | Fossil Fuel Thermal (Coal, Peat, Oil) | Generation | Electricity | PJ | Dispatch-Generation | VOM | 0 | [6 empty] | 0.34682 | 0
LCP_Inputs_ON_Diverse_IEA_2023_05_05 | 2047 | Fossil Fuel Thermal (Coal, Peat, Oil) | Generation | Electricity | QC | Dispatch-Generation | EmissionsCost | 0 | [6 empty] | 0.34682 | 0
LCP_Inputs_ON_Diverse_IEA_2023_05_05 | 2047 | Fossil Fuel Thermal (Coal, Peat, Oil) | Generation | Electricity | QC | Dispatch-Generation | FuelCost | 0 | [6 empty] | 0.34682 | 0
LCP_Inputs_ON_Diverse_IEA_2023_05_05 | 2047 | Fossil Fuel Thermal (Coal, Peat, Oil) | Generation | Electricity | QC | Dispatch-Generation | VOM | 0 | [6 empty] | 0.34682 | 0
LCP_Inputs_ON_Diverse_IEA_2023_05_05 | 2047 | Fossil Fuel Thermal (Coal, Peat, Oil) | Generation | Electricity | WC | Dispatch-Generation | EmissionsCost | 0 | [6 empty] | 0.34682 | 0
LCP_Inputs_ON_Diverse_IEA_2023_05_05 | 2047 | Fossil Fuel Thermal (Coal, Peat, Oil) | Generation | Electricity | WC | Dispatch-Generation | FuelCost | 0 | [6 empty] | 0.34682 | 0
LCP_Inputs_ON_Diverse_IEA_2023_05_05 | 2047 | Fossil Fuel Thermal (Coal, Peat, Oil) | Generation | Electricity | WC | Dispatch-Generation | VOM | 0 | [6 empty] | 0.34682 | 0
LCP_Inputs_ON_Diverse_IEA_2023_05_05 | 2047 | Generic - Generator | Generation | Electricity | MI | Dispatch-Generation | EmissionsCost | 0 | [6 empty] | 0.34682 | 0
LCP_Inputs_ON_Diverse_IEA_2023_05_05 | 2047 | Generic - Generator | Generation | Electricity | MI | Dispatch-Generation | FuelCost | 834353354.7452 | [6 empty] | 0.34682 | 289367568.7702
LCP_Inputs_ON_Diverse_IEA_2023_05_05 | 2047 | Generic - Generator | Generation | Electricity | MI | Dispatch-Generation | VOM | 27287451.8893 | [6 empty] | 0.34682 | 9463740.4719
LCP_Inputs_ON_Diverse_IEA_2023_05_05 | 2047 | Generic - Generator | Generation | Electricity | NY | Dispatch-Generation | EmissionsCost | 0 | [6 empty] | 0.34682 | 0
LCP_Inputs_ON_Diverse_IEA_2023_05_05 | 2047 | Generic - Generator | Generation | Electricity | NY | Dispatch-Generation | FuelCost | 104321173.1139 | [6 empty] | 0.34682 | 36180311.4514
LCP_Inputs_ON_Diverse_IEA_2023_05_05 | 2047 | Generic - Generator | Generation | Electricity | NY | Dispatch-Generation | VOM | 3411814.6421 | [6 empty] | 0.34682 | 1183273.8521
LCP_Inputs_ON_Diverse_IEA_2023_05_05 | 2047 | Generic - Generator | Generation | Electricity | ON | Dispatch-Generation | EmissionsCost | 0 | [6 empty] | 0.34682 | 0
LCP_Inputs_ON_Diverse_IEA_2023_05_05 | 2047 | Generic - Generator | Generation | Electricity | ON | Dispatch-Generation | FuelCost | 0 | [6 empty] | 0.34682 | 0
LCP_Inputs_ON_Diverse_IEA_2023_05_05 | 2047 | Generic - Generator | Generation | Electricity | ON | Dispatch-Generation | VOM | 0 | [6 empty] | 0.34682 | 0
LCP_Inputs_ON_Diverse_IEA_2023_05_05 | 2047 | Generic - Generator | Generation | Electricity | PJ | Dispatch-Generation | EmissionsCost | 0 | [6 empty] | 0.34682 | 0
LCP_Inputs_ON_Diverse_IEA_2023_05_05 | 2047 | Generic - Generator | Generation | Electricity | PJ | Dispatch-Generation | FuelCost | 5328558791.3796 | [6 empty] | 0.34682 | 1848032483.769
LCP_Inputs_ON_Diverse_IEA_2023_05_05 | 2047 | Generic - Generator | Generation | Electricity | PJ | Dispatch-Generation | VOM | 174270038.9852 | [6 empty] | 0.34682 | 60439737.1975
LCP_Inputs_ON_Diverse_IEA_2023_05_05 | 2047 | Generic - Generator | Generation | Electricity | QC | Dispatch-Generation | EmissionsCost | 0 | [6 empty] | 0.34682 | 0
LCP_Inputs_ON_Diverse_IEA_2023_05_05 | 2047 | Generic - Generator | Generation | Electricity | QC | Dispatch-Generation | FuelCost | 0 | [6 empty] | 0.34682 | 0
LCP_Inputs_ON_Diverse_IEA_2023_05_05 | 2047 | Generic - Generator | Generation | Electricity | QC | Dispatch-Generation | VOM | 0 | [6 empty] | 0.34682 | 0
LCP_Inputs_ON_Diverse_IEA_2023_05_05 | 2047 | Generic - Generator | Generation | Electricity | WC | Dispatch-Generation | EmissionsCost | 0 | [6 empty] | 0.34682 | 0
LCP_Inputs_ON_Diverse_IEA_2023_05_05 | 2047 | Generic - Generator | Generation | Electricity | WC | Dispatch-Generation | FuelCost | 0 | [6 empty] | 0.34682 | 0
LCP_Inputs_ON_Diverse_IEA_2023_05_05 | 2047 | Generic - Generator | Generation | Electricity | WC | Dispatch-Generation | VOM | 0 | [6 empty] | 0.34682 | 0
LCP_Inputs_ON_Diverse_IEA_2023_05_05 | 2047 | H2 Import - QC | Import | Hydrogen | MI | Dispatch-Import | EmissionsCost | 0 | [6 empty] | 0.34682 | 0
LCP_Inputs_ON_Diverse_IEA_2023_05_05 | 2047 | H2 Import - QC | Import | Hydrogen | MI | Dispatch-Import | FuelCost | 0 | [6 empty] | 0.34682 | 0
LCP_Inputs_ON_Diverse_IEA_2023_05_05 | 2047 | H2 Import - QC | Import | Hydrogen | MI | Dispatch-Import | VOM | 0 | [6 empty] | 0.34682 | 0
LCP_Inputs_ON_Diverse_IEA_2023_05_05 | 2047 | H2 Import - QC | Import | Hydrogen | NY | Dispatch-Import | EmissionsCost | 0 | [6 empty] | 0.34682 | 0
LCP_Inputs_ON_Diverse_IEA_2023_05_05 | 2047 | H2 Import - QC | Import | Hydrogen | NY | Dispatch-Import | FuelCost | 0 | [6 empty] | 0.34682 | 0
LCP_Inputs_ON_Diverse_IEA_2023_05_05 | 2047 | H2 Import - QC | Import | Hydrogen | NY | Dispatch-Import | VOM | 0 | [6 empty] | 0.34682 | 0
LCP_Inputs_ON_Diverse_IEA_2023_05_05 | 2047 | H2 Import - QC | Import | Hydrogen | ON | Dispatch-Import | EmissionsCost | 0 | [6 empty] | 0.34682 | 0
LCP_Inputs_ON_Diverse_IEA_2023_05_05 | 2047 | H2 Import - QC | Import | Hydrogen | ON | Dispatch-Import | FuelCost | 0 | [6 empty] | 0.34682 | 0
LCP_Inputs_ON_Diverse_IEA_2023_05_05 | 2047 | H2 Import - QC | Import | Hydrogen | ON | Dispatch-Import | VOM | 0 | [6 empty] | 0.34682 | 0
LCP_Inputs_ON_Diverse_IEA_2023_05_05 | 2047 | H2 Import - QC | Import | Hydrogen | PJ | Dispatch-Import | EmissionsCost | 0 | [6 empty] | 0.34682 | 0
LCP_Inputs_ON_Diverse_IEA_2023_05_05 | 2047 | H2 Import - QC | Import | Hydrogen | PJ | Dispatch-Import | FuelCost | 0 | [6 empty] | 0.34682 | 0
LCP_Inputs_ON_Diverse_IEA_2023_05_05 | 2047 | H2 Import - QC | Import | Hydrogen | PJ | Dispatch-Import | VOM | 0 | [6 empty] | 0.34682 | 0
LCP_Inputs_ON_Diverse_IEA_2023_05_05 | 2047 | H2 Import - QC | Import | Hydrogen | QC | Dispatch-Import | EmissionsCost | 0 | [6 empty] | 0.34682 | 0
LCP_Inputs_ON_Diverse_IEA_2023_05_05 | 2047 | H2 Import - QC | Import | Hydrogen | QC | Dispatch-Import | FuelCost | 0 | [6 empty] | 0.34682 | 0
LCP_Inputs_ON_Diverse_IEA_2023_05_05 | 2047 | H2 Import - QC | Import | Hydrogen | QC | Dispatch-Import | VOM | 0 | [6 empty] | 0.34682 | 0
LCP_Inputs_ON_Diverse_IEA_2023_05_05 | 2047 | H2 Import - QC | Import | Hydrogen | WC | Dispatch-Import | EmissionsCost | 0 | [6 empty] | 0.34682 | 0
LCP_Inputs_ON_Diverse_IEA_2023_05_05 | 2047 | H2 Import - QC | Import | Hydrogen | WC | Dispatch-Import | FuelCost | 0 | [6 empty] | 0.34682 | 0
LCP_Inputs_ON_Diverse_IEA_2023_05_05 | 2047 | H2 Import - QC | Import | Hydrogen | WC | Dispatch-Import | VOM | 0 | [6 empty] | 0.34682 | 0
LCP_Inputs_ON_Diverse_IEA_2023_05_05 | 2047 | H2 Import - WC | Import | Hydrogen | MI | Dispatch-Import | EmissionsCost | 0 | [6 empty] | 0.34682 | 0
LCP_Inputs_ON_Diverse_IEA_2023_05_05 | 2047 | H2 Import - WC | Import | Hydrogen | MI | Dispatch-Import | FuelCost | 0 | [6 empty] | 0.34682 | 0
LCP_Inputs_ON_Diverse_IEA_2023_05_05 | 2047 | H2 Import - WC | Import | Hydrogen | MI | Dispatch-Import | VOM | 0 | [6 empty] | 0.34682 | 0
LCP_Inputs_ON_Diverse_IEA_2023_05_05 | 2047 | H2 Import - WC | Import | Hydrogen | NY | Dispatch-Import | EmissionsCost | 0 | [6 empty] | 0.34682 | 0
LCP_Inputs_ON_Diverse_IEA_2023_05_05 | 2047 | H2 Import - WC | Import | Hydrogen | NY | Dispatch-Import | FuelCost | 0 | [6 empty] | 0.34682 | 0
LCP_Inputs_ON_Diverse_IEA_2023_05_05 | 2047 | H2 Import - WC | Import | Hydrogen | NY | Dispatch-Import | VOM | 0 | [6 empty] | 0.34682 | 0
LCP_Inputs_ON_Diverse_IEA_2023_05_05 | 2047 | H2 Import - WC | Import | Hydrogen | ON | Dispatch-Import | EmissionsCost | 0 | [6 empty] | 0.34682 | 0
LCP_Inputs_ON_Diverse_IEA_2023_05_05 | 2047 | H2 Import - WC | Import | Hydrogen | ON | Dispatch-Import | FuelCost | 0 | [6 empty] | 0.34682 | 0
LCP_Inputs_ON_Diverse_IEA_2023_05_05 | 2047 | H2 Import - WC | Import | Hydrogen | ON | Dispatch-Import | VOM | 0 | [6 empty] | 0.34682 | 0
LCP_Inputs_ON_Diverse_IEA_2023_05_05 | 2047 | H2 Import - WC | Import | Hydrogen | PJ | Dispatch-Import | EmissionsCost | 0 | [6 empty] | 0.34682 | 0
LCP_Inputs_ON_Diverse_IEA_2023_05_05 | 2047 | H2 Import - WC | Import | Hydrogen | PJ | Dispatch-Import | FuelCost | 0 | [6 empty] | 0.34682 | 0
LCP_Inputs_ON_Diverse_IEA_2023_05_05 | 2047 | H2 Import - WC | Import | Hydrogen | PJ | Dispatch-Import | VOM | 0 | [6 empty] | 0.34682 | 0
LCP_Inputs_ON_Diverse_IEA_2023_05_05 | 2047 | H2 Import - WC | Import | Hydrogen | QC | Dispatch-Import | EmissionsCost | 0 | [6 empty] | 0.34682 | 0
LCP_Inputs_ON_Diverse_IEA_2023_05_05 | 2047 | H2 Import - WC | Import | Hydrogen | QC | Dispatch-Import | FuelCost | 0 | [6 empty] | 0.34682 | 0
LCP_Inputs_ON_Diverse_IEA_2023_05_05 | 2047 | H2 Import - WC | Import | Hydrogen | QC | Dispatch-Import | VOM | 0 | [6 empty] | 0.34682 | 0
LCP_Inputs_ON_Diverse_IEA_2023_05_05 | 2047 | H2 Import - WC | Import | Hydrogen | WC | Dispatch-Import | EmissionsCost | 0 | [6 empty] | 0.34682 | 0
LCP_Inputs_ON_Diverse_IEA_2023_05_05 | 2047 | H2 Import - WC | Import | Hydrogen | WC | Dispatch-Import | FuelCost | 298476487.2232 | [6 empty] | 0.34682 | 103516591.5636
LCP_Inputs_ON_Diverse_IEA_2023_05_05 | 2047 | H2 Import - WC | Import | Hydrogen | WC | Dispatch-Import | VOM | 0 | [6 empty] | 0.34682 | 0
LCP_Inputs_ON_Diverse_IEA_2023_05_05 | 2047 | H2 Salt Cavern Storage - ON | Storage | Hydrogen | MI | Dispatch-Storage | EmissionsCost | 0 | [6 empty] | 0.34682 | 0
LCP_Inputs_ON_Diverse_IEA_2023_05_05 | 2047 | H2 Salt Cavern Storage - ON | Storage | Hydrogen | MI | Dispatch-Storage | FuelCost | 0 | [6 empty] | 0.34682 | 0
LCP_Inputs_ON_Diverse_IEA_2023_05_05 | 2047 | H2 Salt Cavern Storage - ON | Storage | Hydrogen | MI | Dispatch-Storage | VOM | 0 | [6 empty] | 0.34682 | 0
LCP_Inputs_ON_Diverse_IEA_2023_05_05 | 2047 | H2 Salt Cavern Storage - ON | Storage | Hydrogen | NY | Dispatch-Storage | EmissionsCost | 0 | [6 empty] | 0.34682 | 0
LCP_Inputs_ON_Diverse_IEA_2023_05_05 | 2047 | H2 Salt Cavern Storage - ON | Storage | Hydrogen | NY | Dispatch-Storage | FuelCost | 0 | [6 empty] | 0.34682 | 0
LCP_Inputs_ON_Diverse_IEA_2023_05_05 | 2047 | H2 Salt Cavern Storage - ON | Storage | Hydrogen | NY | Dispatch-Storage | VOM | 0 | [6 empty] | 0.34682 | 0
LCP_Inputs_ON_Diverse_IEA_2023_05_05 | 2047 | H2 Salt Cavern Storage - ON | Storage | Hydrogen | ON | Dispatch-Storage | EmissionsCost | 0 | [6 empty] | 0.34682 | 0
LCP_Inputs_ON_Diverse_IEA_2023_05_05 | 2047 | H2 Salt Cavern Storage - ON | Storage | Hydrogen | ON | Dispatch-Storage | FuelCost | 0 | [6 empty] | 0.34682 | 0
LCP_Inputs_ON_Diverse_IEA_2023_05_05 | 2047 | H2 Salt Cavern Storage - ON | Storage | Hydrogen | ON | Dispatch-Storage | VOM | 80253018.6897 | [6 empty] | 0.34682 | 27833076.6846
LCP_Inputs_ON_Diverse_IEA_2023_05_05 | 2047 | H2 Salt Cavern Storage - ON | Storage | Hydrogen | PJ | Dispatch-Storage | EmissionsCost | 0 | [6 empty] | 0.34682 | 0
LCP_Inputs_ON_Diverse_IEA_2023_05_05 | 2047 | H2 Salt Cavern Storage - ON | Storage | Hydrogen | PJ | Dispatch-Storage | FuelCost | 0 | [6 empty] | 0.34682 | 0
LCP_Inputs_ON_Diverse_IEA_2023_05_05 | 2047 | H2 Salt Cavern Storage - ON | Storage | Hydrogen | PJ | Dispatch-Storage | VOM | 0 | [6 empty] | 0.34682 | 0
LCP_Inputs_ON_Diverse_IEA_2023_05_05 | 2047 | H2 Salt Cavern Storage - ON | Storage | Hydrogen | QC | Dispatch-Storage | EmissionsCost | 0 | [6 empty] | 0.34682 | 0
LCP_Inputs_ON_Diverse_IEA_2023_05_05 | 2047 | H2 Salt Cavern Storage - ON | Storage | Hydrogen | QC | Dispatch-Storage | FuelCost | 0 | [6 empty] | 0.34682 | 0
LCP_Inputs_ON_Diverse_IEA_2023_05_05 | 2047 | H2 Salt Cavern Storage - ON | Storage | Hydrogen | QC | Dispatch-Storage | VOM | 0 | [6 empty] | 0.34682 | 0
LCP_Inputs_ON_Diverse_IEA_2023_05_05 | 2047 | H2 Salt Cavern Storage - ON | Storage | Hydrogen | WC | Dispatch-Storage | EmissionsCost | 0 | [6 empty] | 0.34682 | 0
LCP_Inputs_ON_Diverse_IEA_2023_05_05 | 2047 | H2 Salt Cavern Storage - ON | Storage | Hydrogen | WC | Dispatch-Storage | FuelCost | 0 | [6 empty] | 0.34682 | 0
LCP_Inputs_ON_Diverse_IEA_2023_05_05 | 2047 | H2 Salt Cavern Storage - ON | Storage | Hydrogen | WC | Dispatch-Storage | VOM | 0 | [6 empty] | 0.34682 | 0
LCP_Inputs_ON_Diverse_IEA_2023_05_05 | 2047 | Hydro | Generation | Electricity | MI | Dispatch-Generation | EmissionsCost | 0 | [6 empty] | 0.34682 | 0
LCP_Inputs_ON_Diverse_IEA_2023_05_05 | 2047 | Hydro | Generation | Electricity | MI | Dispatch-Generation | FuelCost | 0 | [6 empty] | 0.34682 | 0
LCP_Inputs_ON_Diverse_IEA_2023_05_05 | 2047 | Hydro | Generation | Electricity | MI | Dispatch-Generation | VOM | 0 | [6 empty] | 0.34682 | 0
LCP_Inputs_ON_Diverse_IEA_2023_05_05 | 2047 | Hydro | Generation | Electricity | NY | Dispatch-Generation | EmissionsCost | 0 | [6 empty] | 0.34682 | 0
LCP_Inputs_ON_Diverse_IEA_2023_05_05 | 2047 | Hydro | Generation | Electricity | NY | Dispatch-Generation | FuelCost | 0 | [6 empty] | 0.34682 | 0
LCP_Inputs_ON_Diverse_IEA_2023_05_05 | 2047 | Hydro | Generation | Electricity | NY | Dispatch-Generation | VOM | 0 | [6 empty] | 0.34682 | 0
LCP_Inputs_ON_Diverse_IEA_2023_05_05 | 2047 | Hydro | Generation | Electricity | ON | Dispatch-Generation | EmissionsCost | 0 | [6 empty] | 0.34682 | 0
LCP_Inputs_ON_Diverse_IEA_2023_05_05 | 2047 | Hydro | Generation | Electricity | ON | Dispatch-Generation | FuelCost | 0 | [6 empty] | 0.34682 | 0
LCP_Inputs_ON_Diverse_IEA_2023_05_05 | 2047 | Hydro | Generation | Electricity | ON | Dispatch-Generation | VOM | 0 | [6 empty] | 0.34682 | 0
LCP_Inputs_ON_Diverse_IEA_2023_05_05 | 2047 | Hydro | Generation | Electricity | PJ | Dispatch-Generation | EmissionsCost | 0 | [6 empty] | 0.34682 | 0
LCP_Inputs_ON_Diverse_IEA_2023_05_05 | 2047 | Hydro | Generation | Electricity | PJ | Dispatch-Generation | FuelCost | 0 | [6 empty] | 0.34682 | 0
LCP_Inputs_ON_Diverse_IEA_2023_05_05 | 2047 | Hydro | Generation | Electricity | PJ | Dispatch-Generation | VOM | 0 | [6 empty] | 0.34682 | 0
LCP_Inputs_ON_Diverse_IEA_2023_05_05 | 2047 | Hydro | Generation | Electricity | QC | Dispatch-Generation | EmissionsCost | 0 | [6 empty] | 0.34682 | 0
LCP_Inputs_ON_Diverse_IEA_2023_05_05 | 2047 | Hydro | Generation | Electricity | QC | Dispatch-Generation | FuelCost | 0 | [6 empty] | 0.34682 | 0
LCP_Inputs_ON_Diverse_IEA_2023_05_05 | 2047 | Hydro | Generation | Electricity | QC | Dispatch-Generation | VOM | 0 | [6 empty] | 0.34682 | 0
LCP_Inputs_ON_Diverse_IEA_2023_05_05 | 2047 | Hydro | Generation | Electricity | WC | Dispatch-Generation | EmissionsCost | 0 | [6 empty] | 0.34682 | 0
LCP_Inputs_ON_Diverse_IEA_2023_05_05 | 2047 | Hydro | Generation | Electricity | WC | Dispatch-Generation | FuelCost | 0 | [6 empty] | 0.34682 | 0
LCP_Inputs_ON_Diverse_IEA_2023_05_05 | 2047 | Hydro | Generation | Electricity | WC | Dispatch-Generation | VOM | 0 | [6 empty] | 0.34682 | 0
LCP_Inputs_ON_Diverse_IEA_2023_05_05 | 2047 | Hydro Pumped Storage | Storage | Electricity | MI | Dispatch-Storage | EmissionsCost | 0 | [6 empty] | 0.34682 | 0
LCP_Inputs_ON_Diverse_IEA_2023_05_05 | 2047 | Hydro Pumped Storage | Storage | Electricity | MI | Dispatch-Storage | FuelCost | 0 | [6 empty] | 0.34682 | 0
LCP_Inputs_ON_Diverse_IEA_2023_05_05 | 2047 | Hydro Pumped Storage | Storage | Electricity | MI | Dispatch-Storage | VOM | 0 | [6 empty] | 0.34682 | 0
LCP_Inputs_ON_Diverse_IEA_2023_05_05 | 2047 | Hydro Pumped Storage | Storage | Electricity | NY | Dispatch-Storage | EmissionsCost | 0 | [6 empty] | 0.34682 | 0
LCP_Inputs_ON_Diverse_IEA_2023_05_05 | 2047 | Hydro Pumped Storage | Storage | Electricity | NY | Dispatch-Storage | FuelCost | 0 | [6 empty] | 0.34682 | 0
LCP_Inputs_ON_Diverse_IEA_2023_05_05 | 2047 | Hydro Pumped Storage | Storage | Electricity | NY | Dispatch-Storage | VOM | 0 | [6 empty] | 0.34682 | 0
LCP_Inputs_ON_Diverse_IEA_2023_05_05 | 2047 | Hydro Pumped Storage | Storage | Electricity | ON | Dispatch-Storage | EmissionsCost | 0 | [6 empty] | 0.34682 | 0
LCP_Inputs_ON_Diverse_IEA_2023_05_05 | 2047 | Hydro Pumped Storage | Storage | Electricity | ON | Dispatch-Storage | FuelCost | 0 | [6 empty] | 0.34682 | 0
LCP_Inputs_ON_Diverse_IEA_2023_05_05 | 2047 | Hydro Pumped Storage | Storage | Electricity | ON | Dispatch-Storage | VOM | 0 | [6 empty] | 0.34682 | 0
LCP_Inputs_ON_Diverse_IEA_2023_05_05 | 2047 | Hydro Pumped Storage | Storage | Electricity | PJ | Dispatch-Storage | EmissionsCost | 0 | [6 empty] | 0.34682 | 0
LCP_Inputs_ON_Diverse_IEA_2023_05_05 | 2047 | Hydro Pumped Storage | Storage | Electricity | PJ | Dispatch-Storage | FuelCost | 0 | [6 empty] | 0.34682 | 0
LCP_Inputs_ON_Diverse_IEA_2023_05_05 | 2047 | Hydro Pumped Storage | Storage | Electricity | PJ | Dispatch-Storage | VOM | 0 | [6 empty] | 0.34682 | 0
LCP_Inputs_ON_Diverse_IEA_2023_05_05 | 2047 | Hydro Pumped Storage | Storage | Electricity | QC | Dispatch-Storage | EmissionsCost | 0 | [6 empty] | 0.34682 | 0
LCP_Inputs_ON_Diverse_IEA_2023_05_05 | 2047 | Hydro Pumped Storage | Storage | Electricity | QC | Dispatch-Storage | FuelCost | 0 | [6 empty] | 0.34682 | 0
LCP_Inputs_ON_Diverse_IEA_2023_05_05 | 2047 | Hydro Pumped Storage | Storage | Electricity | QC | Dispatch-Storage | VOM | 0 | [6 empty] | 0.34682 | 0
LCP_Inputs_ON_Diverse_IEA_2023_05_05 | 2047 | Hydro Pumped Storage | Storage | Electricity | WC | Dispatch-Storage | EmissionsCost | 0 | [6 empty] | 0.34682 | 0
LCP_Inputs_ON_Diverse_IEA_2023_05_05 | 2047 | Hydro Pumped Storage | Storage | Electricity | WC | Dispatch-Storage | FuelCost | 0 | [6 empty] | 0.34682 | 0
LCP_Inputs_ON_Diverse_IEA_2023_05_05 | 2047 | Hydro Pumped Storage | Storage | Electricity | WC | Dispatch-Storage | VOM | 0 | [6 empty] | 0.34682 | 0
LCP_Inputs_ON_Diverse_IEA_2023_05_05 | 2047 | Nuclear | Generation | Electricity | MI | Dispatch-Generation | EmissionsCost | 0 | [6 empty] | 0.34682 | 0
LCP_Inputs_ON_Diverse_IEA_2023_05_05 | 2047 | Nuclear | Generation | Electricity | MI | Dispatch-Generation | FuelCost | 0 | [6 empty] | 0.34682 | 0
LCP_Inputs_ON_Diverse_IEA_2023_05_05 | 2047 | Nuclear | Generation | Electricity | MI | Dispatch-Generation | VOM | 2762866296.96 | [6 empty] | 0.34682 | 958207812.8429
LCP_Inputs_ON_Diverse_IEA_2023_05_05 | 2047 | Nuclear | Generation | Electricity | NY | Dispatch-Generation | EmissionsCost | 0 | [6 empty] | 0.34682 | 0
LCP_Inputs_ON_Diverse_IEA_2023_05_05 | 2047 | Nuclear | Generation | Electricity | NY | Dispatch-Generation | FuelCost | 0 | [6 empty] | 0.34682 | 0
LCP_Inputs_ON_Diverse_IEA_2023_05_05 | 2047 | Nuclear | Generation | Electricity | NY | Dispatch-Generation | VOM | 2246155230.144 | [6 empty] | 0.34682 | 779003852.9009
LCP_Inputs_ON_Diverse_IEA_2023_05_05 | 2047 | Nuclear | Generation | Electricity | ON | Dispatch-Generation | EmissionsCost | 0 | [6 empty] | 0.34682 | 0
LCP_Inputs_ON_Diverse_IEA_2023_05_05 | 2047 | Nuclear | Generation | Electricity | ON | Dispatch-Generation | FuelCost | 0 | [6 empty] | 0.34682 | 0
LCP_Inputs_ON_Diverse_IEA_2023_05_05 | 2047 | Nuclear | Generation | Electricity | ON | Dispatch-Generation | VOM | 7830417006.0162 | [6 empty] | 0.34682 | 2715718368.724
LCP_Inputs_ON_Diverse_IEA_2023_05_05 | 2047 | Nuclear | Generation | Electricity | PJ | Dispatch-Generation | EmissionsCost | 0 | [6 empty] | 0.34682 | 0
LCP_Inputs_ON_Diverse_IEA_2023_05_05 | 2047 | Nuclear | Generation | Electricity | PJ | Dispatch-Generation | FuelCost | 0 | [6 empty] | 0.34682 | 0
LCP_Inputs_ON_Diverse_IEA_2023_05_05 | 2047 | Nuclear | Generation | Electricity | PJ | Dispatch-Generation | VOM | 6401347648.6848 | [6 empty] | 0.34682 | 2220093435.7346
LCP_Inputs_ON_Diverse_IEA_2023_05_05 | 2047 | Nuclear | Generation | Electricity | QC | Dispatch-Generation | EmissionsCost | 0 | [6 empty] | 0.34682 | 0
LCP_Inputs_ON_Diverse_IEA_2023_05_05 | 2047 | Nuclear | Generation | Electricity | QC | Dispatch-Generation | FuelCost | 0 | [6 empty] | 0.34682 | 0
LCP_Inputs_ON_Diverse_IEA_2023_05_05 | 2047 | Nuclear | Generation | Electricity | QC | Dispatch-Generation | VOM | 0 | [6 empty] | 0.34682 | 0
LCP_Inputs_ON_Diverse_IEA_2023_05_05 | 2047 | Nuclear | Generation | Electricity | WC | Dispatch-Generation | EmissionsCost | 0 | [6 empty] | 0.34682 | 0
LCP_Inputs_ON_Diverse_IEA_2023_05_05 | 2047 | Nuclear | Generation | Electricity | WC | Dispatch-Generation | FuelCost | 0 | [6 empty] | 0.34682 | 0
LCP_Inputs_ON_Diverse_IEA_2023_05_05 | 2047 | Nuclear | Generation | Electricity | WC | Dispatch-Generation | VOM | 0 | [6 empty] | 0.34682 | 0
LCP_Inputs_ON_Diverse_IEA_2023_05_05 | 2047 | Nuclear SMR | Generation | Electricity | MI | Dispatch-Generation | EmissionsCost | 0 | [6 empty] | 0.34682 | 0
LCP_Inputs_ON_Diverse_IEA_2023_05_05 | 2047 | Nuclear SMR | Generation | Electricity | MI | Dispatch-Generation | FuelCost | 0 | [6 empty] | 0.34682 | 0
LCP_Inputs_ON_Diverse_IEA_2023_05_05 | 2047 | Nuclear SMR | Generation | Electricity | MI | Dispatch-Generation | VOM | 0 | [6 empty] | 0.34682 | 0
LCP_Inputs_ON_Diverse_IEA_2023_05_05 | 2047 | Nuclear SMR | Generation | Electricity | NY | Dispatch-Generation | EmissionsCost | 0 | [6 empty] | 0.34682 | 0
LCP_Inputs_ON_Diverse_IEA_2023_05_05 | 2047 | Nuclear SMR | Generation | Electricity | NY | Dispatch-Generation | FuelCost | 0 | [6 empty] | 0.34682 | 0
LCP_Inputs_ON_Diverse_IEA_2023_05_05 | 2047 | Nuclear SMR | Generation | Electricity | NY | Dispatch-Generation | VOM | 0 | [6 empty] | 0.34682 | 0
LCP_Inputs_ON_Diverse_IEA_2023_05_05 | 2047 | Nuclear SMR | Generation | Electricity | ON | Dispatch-Generation | EmissionsCost | 0 | [6 empty] | 0.34682 | 0
LCP_Inputs_ON_Diverse_IEA_2023_05_05 | 2047 | Nuclear SMR | Generation | Electricity | ON | Dispatch-Generation | FuelCost | 0 | [6 empty] | 0.34682 | 0
LCP_Inputs_ON_Diverse_IEA_2023_05_05 | 2047 | Nuclear SMR | Generation | Electricity | ON | Dispatch-Generation | VOM | 209767586.3233 | [6 empty] | 0.34682 | 72750874.8134
LCP_Inputs_ON_Diverse_IEA_2023_05_05 | 2047 | Nuclear SMR | Generation | Electricity | PJ | Dispatch-Generation | EmissionsCost | 0 | [6 empty] | 0.34682 | 0
LCP_Inputs_ON_Diverse_IEA_2023_05_05 | 2047 | Nuclear SMR | Generation | Electricity | PJ | Dispatch-Generation | FuelCost | 0 | [6 empty] | 0.34682 | 0
LCP_Inputs_ON_Diverse_IEA_2023_05_05 | 2047 | Nuclear SMR | Generation | Electricity | PJ | Dispatch-Generation | VOM | 0 | [6 empty] | 0.34682 | 0
LCP_Inputs_ON_Diverse_IEA_2023_05_05 | 2047 | Nuclear SMR | Generation | Electricity | QC | Dispatch-Generation | EmissionsCost | 0 | [6 empty] | 0.34682 | 0
LCP_Inputs_ON_Diverse_IEA_2023_05_05 | 2047 | Nuclear SMR | Generation | Electricity | QC | Dispatch-Generation | FuelCost | 0 | [6 empty] | 0.34682 | 0
LCP_Inputs_ON_Diverse_IEA_2023_05_05 | 2047 | Nuclear SMR | Generation | Electricity | QC | Dispatch-Generation | VOM | 0 | [6 empty] | 0.34682 | 0
LCP_Inputs_ON_Diverse_IEA_2023_05_05 | 2047 | Nuclear SMR | Generation | Electricity | WC | Dispatch-Generation | EmissionsCost | 0 | [6 empty] | 0.34682 | 0
LCP_Inputs_ON_Diverse_IEA_2023_05_05 | 2047 | Nuclear SMR | Generation | Electricity | WC | Dispatch-Generation | FuelCost | 0 | [6 empty] | 0.34682 | 0
LCP_Inputs_ON_Diverse_IEA_2023_05_05 | 2047 | Nuclear SMR | Generation | Electricity | WC | Dispatch-Generation | VOM | 0 | [6 empty] | 0.34682 | 0
LCP_Inputs_ON_Diverse_IEA_2023_05_05 | 2047 | O/CCGT - CH4 Existing | Crossload | Electricity | MI | Dispatch-Crossload | EmissionsCost | 0 | [6 empty] | 0.34682 | 0
LCP_Inputs_ON_Diverse_IEA_2023_05_05 | 2047 | O/CCGT - CH4 Existing | Crossload | Electricity | MI | Dispatch-Crossload | FuelCost | 0 | [6 empty] | 0.34682 | 0
LCP_Inputs_ON_Diverse_IEA_2023_05_05 | 2047 | O/CCGT - CH4 Existing | Crossload | Electricity | MI | Dispatch-Crossload | VOM | 0 | [6 empty] | 0.34682 | 0
LCP_Inputs_ON_Diverse_IEA_2023_05_05 | 2047 | O/CCGT - CH4 Existing | Crossload | Electricity | NY | Dispatch-Crossload | EmissionsCost | 0 | [6 empty] | 0.34682 | 0
LCP_Inputs_ON_Diverse_IEA_2023_05_05 | 2047 | O/CCGT - CH4 Existing | Crossload | Electricity | NY | Dispatch-Crossload | FuelCost | 0 | [6 empty] | 0.34682 | 0
LCP_Inputs_ON_Diverse_IEA_2023_05_05 | 2047 | O/CCGT - CH4 Existing | Crossload | Electricity | NY | Dispatch-Crossload | VOM | 0 | [6 empty] | 0.34682 | 0
LCP_Inputs_ON_Diverse_IEA_2023_05_05 | 2047 | O/CCGT - CH4 Existing | Crossload | Electricity | ON | Dispatch-Crossload | EmissionsCost | 3390434.5216 | [6 empty] | 0.34682 | 1175858.872
LCP_Inputs_ON_Diverse_IEA_2023_05_05 | 2047 | O/CCGT - CH4 Existing | Crossload | Electricity | ON | Dispatch-Crossload | FuelCost | 0 | [6 empty] | 0.34682 | 0
LCP_Inputs_ON_Diverse_IEA_2023_05_05 | 2047 | O/CCGT - CH4 Existing | Crossload | Electricity | ON | Dispatch-Crossload | VOM | 205052.9936 | [6 empty] | 0.34682 | 71115.7759
LCP_Inputs_ON_Diverse_IEA_2023_05_05 | 2047 | O/CCGT - CH4 Existing | Crossload | Electricity | PJ | Dispatch-Crossload | EmissionsCost | 0 | [6 empty] | 0.34682 | 0
LCP_Inputs_ON_Diverse_IEA_2023_05_05 | 2047 | O/CCGT - CH4 Existing | Crossload | Electricity | PJ | Dispatch-Crossload | FuelCost | 0 | [6 empty] | 0.34682 | 0
LCP_Inputs_ON_Diverse_IEA_2023_05_05 | 2047 | O/CCGT - CH4 Existing | Crossload | Electricity | PJ | Dispatch-Crossload | VOM | 0 | [6 empty] | 0.34682 | 0
LCP_Inputs_ON_Diverse_IEA_2023_05_05 | 2047 | O/CCGT - CH4 Existing | Crossload | Electricity | QC | Dispatch-Crossload | EmissionsCost | 0 | [6 empty] | 0.34682 | 0
LCP_Inputs_ON_Diverse_IEA_2023_05_05 | 2047 | O/CCGT - CH4 Existing | Crossload | Electricity | QC | Dispatch-Crossload | FuelCost | 0 | [6 empty] | 0.34682 | 0
LCP_Inputs_ON_Diverse_IEA_2023_05_05 | 2047 | O/CCGT - CH4 Existing | Crossload | Electricity | QC | Dispatch-Crossload | VOM | 0 | [6 empty] | 0.34682 | 0
LCP_Inputs_ON_Diverse_IEA_2023_05_05 | 2047 | O/CCGT - CH4 Existing | Crossload | Electricity | WC | Dispatch-Crossload | EmissionsCost | 0 | [6 empty] | 0.34682 | 0
LCP_Inputs_ON_Diverse_IEA_2023_05_05 | 2047 | O/CCGT - CH4 Existing | Crossload | Electricity | WC | Dispatch-Crossload | FuelCost | 0 | [6 empty] | 0.34682 | 0
LCP_Inputs_ON_Diverse_IEA_2023_05_05 | 2047 | O/CCGT - CH4 Existing | Crossload | Electricity | WC | Dispatch-Crossload | VOM | 0 | [6 empty] | 0.34682 | 0
LCP_Inputs_ON_Diverse_IEA_2023_05_05 | 2047 | O/CCGT - CH4 New | Crossload | Electricity | MI | Dispatch-Crossload | EmissionsCost | 0 | [6 empty] | 0.34682 | 0
LCP_Inputs_ON_Diverse_IEA_2023_05_05 | 2047 | O/CCGT - CH4 New | Crossload | Electricity | MI | Dispatch-Crossload | FuelCost | 0 | [6 empty] | 0.34682 | 0
LCP_Inputs_ON_Diverse_IEA_2023_05_05 | 2047 | O/CCGT - CH4 New | Crossload | Electricity | MI | Dispatch-Crossload | VOM | 0 | [6 empty] | 0.34682 | 0
LCP_Inputs_ON_Diverse_IEA_2023_05_05 | 2047 | O/CCGT - CH4 New | Crossload | Electricity | NY | Dispatch-Crossload | EmissionsCost | 0 | [6 empty] | 0.34682 | 0
LCP_Inputs_ON_Diverse_IEA_2023_05_05 | 2047 | O/CCGT - CH4 New | Crossload | Electricity | NY | Dispatch-Crossload | FuelCost | 0 | [6 empty] | 0.34682 | 0
LCP_Inputs_ON_Diverse_IEA_2023_05_05 | 2047 | O/CCGT - CH4 New | Crossload | Electricity | NY | Dispatch-Crossload | VOM | 0 | [6 empty] | 0.34682 | 0
LCP_Inputs_ON_Diverse_IEA_2023_05_05 | 2047 | O/CCGT - CH4 New | Crossload | Electricity | ON | Dispatch-Crossload | EmissionsCost | 1511114.6946 | [6 empty] | 0.34682 | 524079.6155
LCP_Inputs_ON_Diverse_IEA_2023_05_05 | 2047 | O/CCGT - CH4 New | Crossload | Electricity | ON | Dispatch-Crossload | FuelCost | 0 | [6 empty] | 0.34682 | 0
LCP_Inputs_ON_Diverse_IEA_2023_05_05 | 2047 | O/CCGT - CH4 New | Crossload | Electricity | ON | Dispatch-Crossload | VOM | 91392 | [6 empty] | 0.34682 | 31696.26
LCP_Inputs_ON_Diverse_IEA_2023_05_05 | 2047 | O/CCGT - CH4 New | Crossload | Electricity | PJ | Dispatch-Crossload | EmissionsCost | 0 | [6 empty] | 0.34682 | 0
LCP_Inputs_ON_Diverse_IEA_2023_05_05 | 2047 | O/CCGT - CH4 New | Crossload | Electricity | PJ | Dispatch-Crossload | FuelCost | 0 | [6 empty] | 0.34682 | 0
LCP_Inputs_ON_Diverse_IEA_2023_05_05 | 2047 | O/CCGT - CH4 New | Crossload | Electricity | PJ | Dispatch-Crossload | VOM | 0 | [6 empty] | 0.34682 | 0
LCP_Inputs_ON_Diverse_IEA_2023_05_05 | 2047 | O/CCGT - CH4 New | Crossload | Electricity | QC | Dispatch-Crossload | EmissionsCost | 0 | [6 empty] | 0.34682 | 0
LCP_Inputs_ON_Diverse_IEA_2023_05_05 | 2047 | O/CCGT - CH4 New | Crossload | Electricity | QC | Dispatch-Crossload | FuelCost | 0 | [6 empty] | 0.34682 | 0
LCP_Inputs_ON_Diverse_IEA_2023_05_05 | 2047 | O/CCGT - CH4 New | Crossload | Electricity | QC | Dispatch-Crossload | VOM | 0 | [6 empty] | 0.34682 | 0
LCP_Inputs_ON_Diverse_IEA_2023_05_05 | 2047 | O/CCGT - CH4 New | Crossload | Electricity | WC | Dispatch-Crossload | EmissionsCost | 0 | [6 empty] | 0.34682 | 0
LCP_Inputs_ON_Diverse_IEA_2023_05_05 | 2047 | O/CCGT - CH4 New | Crossload | Electricity | WC | Dispatch-Crossload | FuelCost | 0 | [6 empty] | 0.34682 | 0
LCP_Inputs_ON_Diverse_IEA_2023_05_05 | 2047 | O/CCGT - CH4 New | Crossload | Electricity | WC | Dispatch-Crossload | VOM | 0 | [6 empty] | 0.34682 | 0
LCP_Inputs_ON_Diverse_IEA_2023_05_05 | 2047 | O/CCGT - H2 New | Crossload | Electricity | MI | Dispatch-Crossload | EmissionsCost | 0 | [6 empty] | 0.34682 | 0
LCP_Inputs_ON_Diverse_IEA_2023_05_05 | 2047 | O/CCGT - H2 New | Crossload | Electricity | MI | Dispatch-Crossload | FuelCost | 0 | [6 empty] | 0.34682 | 0
LCP_Inputs_ON_Diverse_IEA_2023_05_05 | 2047 | O/CCGT - H2 New | Crossload | Electricity | MI | Dispatch-Crossload | VOM | 0 | [6 empty] | 0.34682 | 0
LCP_Inputs_ON_Diverse_IEA_2023_05_05 | 2047 | O/CCGT - H2 New | Crossload | Electricity | NY | Dispatch-Crossload | EmissionsCost | 0 | [6 empty] | 0.34682 | 0
LCP_Inputs_ON_Diverse_IEA_2023_05_05 | 2047 | O/CCGT - H2 New | Crossload | Electricity | NY | Dispatch-Crossload | FuelCost | 0 | [6 empty] | 0.34682 | 0
LCP_Inputs_ON_Diverse_IEA_2023_05_05 | 2047 | O/CCGT - H2 New | Crossload | Electricity | NY | Dispatch-Crossload | VOM | 0 | [6 empty] | 0.34682 | 0
LCP_Inputs_ON_Diverse_IEA_2023_05_05 | 2047 | O/CCGT - H2 New | Crossload | Electricity | ON | Dispatch-Crossload | EmissionsCost | 0 | [6 empty] | 0.34682 | 0
LCP_Inputs_ON_Diverse_IEA_2023_05_05 | 2047 | O/CCGT - H2 New | Crossload | Electricity | ON | Dispatch-Crossload | FuelCost | 0 | [6 empty] | 0.34682 | 0
LCP_Inputs_ON_Diverse_IEA_2023_05_05 | 2047 | O/CCGT - H2 New | Crossload | Electricity | ON | Dispatch-Crossload | VOM | 233172.4932 | [6 empty] | 0.34682 | 80868.0843
LCP_Inputs_ON_Diverse_IEA_2023_05_05 | 2047 | O/CCGT - H2 New | Crossload | Electricity | PJ | Dispatch-Crossload | EmissionsCost | 0 | [6 empty] | 0.34682 | 0
LCP_Inputs_ON_Diverse_IEA_2023_05_05 | 2047 | O/CCGT - H2 New | Crossload | Electricity | PJ | Dispatch-Crossload | FuelCost | 0 | [6 empty] | 0.34682 | 0
LCP_Inputs_ON_Diverse_IEA_2023_05_05 | 2047 | O/CCGT - H2 New | Crossload | Electricity | PJ | Dispatch-Crossload | VOM | 0 | [6 empty] | 0.34682 | 0
LCP_Inputs_ON_Diverse_IEA_2023_05_05 | 2047 | O/CCGT - H2 New | Crossload | Electricity | QC | Dispatch-Crossload | EmissionsCost | 0 | [6 empty] | 0.34682 | 0
LCP_Inputs_ON_Diverse_IEA_2023_05_05 | 2047 | O/CCGT - H2 New | Crossload | Electricity | QC | Dispatch-Crossload | FuelCost | 0 | [6 empty] | 0.34682 | 0
LCP_Inputs_ON_Diverse_IEA_2023_05_05 | 2047 | O/CCGT - H2 New | Crossload | Electricity | QC | Dispatch-Crossload | VOM | 0 | [6 empty] | 0.34682 | 0
LCP_Inputs_ON_Diverse_IEA_2023_05_05 | 2047 | O/CCGT - H2 New | Crossload | Electricity | WC | Dispatch-Crossload | EmissionsCost | 0 | [6 empty] | 0.34682 | 0
LCP_Inputs_ON_Diverse_IEA_2023_05_05 | 2047 | O/CCGT - H2 New | Crossload | Electricity | WC | Dispatch-Crossload | FuelCost | 0 | [6 empty] | 0.34682 | 0
LCP_Inputs_ON_Diverse_IEA_2023_05_05 | 2047 | O/CCGT - H2 New | Crossload | Electricity | WC | Dispatch-Crossload | VOM | 0 | [6 empty] | 0.34682 | 0
LCP_Inputs_ON_Diverse_IEA_2023_05_05 | 2047 | SMR CCS | Generation | Hydrogen | MI | Dispatch-Generation | EmissionsCost | 0 | [6 empty] | 0.34682 | 0
LCP_Inputs_ON_Diverse_IEA_2023_05_05 | 2047 | SMR CCS | Generation | Hydrogen | MI | Dispatch-Generation | FuelCost | 0 | [6 empty] | 0.34682 | 0
LCP_Inputs_ON_Diverse_IEA_2023_05_05 | 2047 | SMR CCS | Generation | Hydrogen | MI | Dispatch-Generation | VOM | 0 | [6 empty] | 0.34682 | 0
LCP_Inputs_ON_Diverse_IEA_2023_05_05 | 2047 | SMR CCS | Generation | Hydrogen | NY | Dispatch-Generation | EmissionsCost | 0 | [6 empty] | 0.34682 | 0
LCP_Inputs_ON_Diverse_IEA_2023_05_05 | 2047 | SMR CCS | Generation | Hydrogen | NY | Dispatch-Generation | FuelCost | 0 | [6 empty] | 0.34682 | 0
LCP_Inputs_ON_Diverse_IEA_2023_05_05 | 2047 | SMR CCS | Generation | Hydrogen | NY | Dispatch-Generation | VOM | 0 | [6 empty] | 0.34682 | 0
LCP_Inputs_ON_Diverse_IEA_2023_05_05 | 2047 | SMR CCS | Generation | Hydrogen | ON | Dispatch-Generation | EmissionsCost | 416891500.3462 | [6 empty] | 0.34682 | 144584880.2669
LCP_Inputs_ON_Diverse_IEA_2023_05_05 | 2047 | SMR CCS | Generation | Hydrogen | ON | Dispatch-Generation | FuelCost | 760044709.295 | [6 empty] | 0.34682 | 263596099.2241
LCP_Inputs_ON_Diverse_IEA_2023_05_05 | 2047 | SMR CCS | Generation | Hydrogen | ON | Dispatch-Generation | VOM | 0 | [6 empty] | 0.34682 | 0
LCP_Inputs_ON_Diverse_IEA_2023_05_05 | 2047 | SMR CCS | Generation | Hydrogen | PJ | Dispatch-Generation | EmissionsCost | 0 | [6 empty] | 0.34682 | 0
LCP_Inputs_ON_Diverse_IEA_2023_05_05 | 2047 | SMR CCS | Generation | Hydrogen | PJ | Dispatch-Generation | FuelCost | 0 | [6 empty] | 0.34682 | 0
LCP_Inputs_ON_Diverse_IEA_2023_05_05 | 2047 | SMR CCS | Generation | Hydrogen | PJ | Dispatch-Generation | VOM | 0 | [6 empty] | 0.34682 | 0
LCP_Inputs_ON_Diverse_IEA_2023_05_05 | 2047 | SMR CCS | Generation | Hydrogen | QC | Dispatch-Generation | EmissionsCost | 0 | [6 empty] | 0.34682 | 0
LCP_Inputs_ON_Diverse_IEA_2023_05_05 | 2047 | SMR CCS | Generation | Hydrogen | QC | Dispatch-Generation | FuelCost | 0 | [6 empty] | 0.34682 | 0
LCP_Inputs_ON_Diverse_IEA_2023_05_05 | 2047 | SMR CCS | Generation | Hydrogen | QC | Dispatch-Generation | VOM | 0 | [6 empty] | 0.34682 | 0
LCP_Inputs_ON_Diverse_IEA_2023_05_05 | 2047 | SMR CCS | Generation | Hydrogen | WC | Dispatch-Generation | EmissionsCost | 0 | [6 empty] | 0.34682 | 0
LCP_Inputs_ON_Diverse_IEA_2023_05_05 | 2047 | SMR CCS | Generation | Hydrogen | WC | Dispatch-Generation | FuelCost | 0 | [6 empty] | 0.34682 | 0
LCP_Inputs_ON_Diverse_IEA_2023_05_05 | 2047 | SMR CCS | Generation | Hydrogen | WC | Dispatch-Generation | VOM | 0 | [6 empty] | 0.34682 | 0
LCP_Inputs_ON_Diverse_IEA_2023_05_05 | 2047 | Solar PV | Generation | Electricity | MI | Dispatch-Generation | EmissionsCost | 0 | [6 empty] | 0.34682 | 0
LCP_Inputs_ON_Diverse_IEA_2023_05_05 | 2047 | Solar PV | Generation | Electricity | MI | Dispatch-Generation | FuelCost | 0 | [6 empty] | 0.34682 | 0
LCP_Inputs_ON_Diverse_IEA_2023_05_05 | 2047 | Solar PV | Generation | Electricity | MI | Dispatch-Generation | VOM | 0 | [6 empty] | 0.34682 | 0
LCP_Inputs_ON_Diverse_IEA_2023_05_05 | 2047 | Solar PV | Generation | Electricity | NY | Dispatch-Generation | EmissionsCost | 0 | [6 empty] | 0.34682 | 0
LCP_Inputs_ON_Diverse_IEA_2023_05_05 | 2047 | Solar PV | Generation | Electricity | NY | Dispatch-Generation | FuelCost | 0 | [6 empty] | 0.34682 | 0
LCP_Inputs_ON_Diverse_IEA_2023_05_05 | 2047 | Solar PV | Generation | Electricity | NY | Dispatch-Generation | VOM | 0 | [6 empty] | 0.34682 | 0
LCP_Inputs_ON_Diverse_IEA_2023_05_05 | 2047 | Solar PV | Generation | Electricity | ON | Dispatch-Generation | EmissionsCost | 0 | [6 empty] | 0.34682 | 0
LCP_Inputs_ON_Diverse_IEA_2023_05_05 | 2047 | Solar PV | Generation | Electricity | ON | Dispatch-Generation | FuelCost | 0 | [6 empty] | 0.34682 | 0
LCP_Inputs_ON_Diverse_IEA_2023_05_05 | 2047 | Solar PV | Generation | Electricity | ON | Dispatch-Generation | VOM | 0 | [6 empty] | 0.34682 | 0
LCP_Inputs_ON_Diverse_IEA_2023_05_05 | 2047 | Solar PV | Generation | Electricity | PJ | Dispatch-Generation | EmissionsCost | 0 | [6 empty] | 0.34682 | 0
LCP_Inputs_ON_Diverse_IEA_2023_05_05 | 2047 | Solar PV | Generation | Electricity | PJ | Dispatch-Generation | FuelCost | 0 | [6 empty] | 0.34682 | 0
LCP_Inputs_ON_Diverse_IEA_2023_05_05 | 2047 | Solar PV | Generation | Electricity | PJ | Dispatch-Generation | VOM | 0 | [6 empty] | 0.34682 | 0
LCP_Inputs_ON_Diverse_IEA_2023_05_05 | 2047 | Solar PV | Generation | Electricity | QC | Dispatch-Generation | EmissionsCost | 0 | [6 empty] | 0.34682 | 0
LCP_Inputs_ON_Diverse_IEA_2023_05_05 | 2047 | Solar PV | Generation | Electricity | QC | Dispatch-Generation | FuelCost | 0 | [6 empty] | 0.34682 | 0
LCP_Inputs_ON_Diverse_IEA_2023_05_05 | 2047 | Solar PV | Generation | Electricity | QC | Dispatch-Generation | VOM | 0 | [6 empty] | 0.34682 | 0
LCP_Inputs_ON_Diverse_IEA_2023_05_05 | 2047 | Solar PV | Generation | Electricity | WC | Dispatch-Generation | EmissionsCost | 0 | [6 empty] | 0.34682 | 0
LCP_Inputs_ON_Diverse_IEA_2023_05_05 | 2047 | Solar PV | Generation | Electricity | WC | Dispatch-Generation | FuelCost | 0 | [6 empty] | 0.34682 | 0
LCP_Inputs_ON_Diverse_IEA_2023_05_05 | 2047 | Solar PV | Generation | Electricity | WC | Dispatch-Generation | VOM | 0 | [6 empty] | 0.34682 | 0
LCP_Inputs_ON_Diverse_IEA_2023_05_05 | 2047 | Wind Offshore | Generation | Electricity | MI | Dispatch-Generation | EmissionsCost | 0 | [6 empty] | 0.34682 | 0
LCP_Inputs_ON_Diverse_IEA_2023_05_05 | 2047 | Wind Offshore | Generation | Electricity | MI | Dispatch-Generation | FuelCost | 0 | [6 empty] | 0.34682 | 0
LCP_Inputs_ON_Diverse_IEA_2023_05_05 | 2047 | Wind Offshore | Generation | Electricity | MI | Dispatch-Generation | VOM | 0 | [6 empty] | 0.34682 | 0
LCP_Inputs_ON_Diverse_IEA_2023_05_05 | 2047 | Wind Offshore | Generation | Electricity | NY | Dispatch-Generation | EmissionsCost | 0 | [6 empty] | 0.34682 | 0
LCP_Inputs_ON_Diverse_IEA_2023_05_05 | 2047 | Wind Offshore | Generation | Electricity | NY | Dispatch-Generation | FuelCost | 0 | [6 empty] | 0.34682 | 0
LCP_Inputs_ON_Diverse_IEA_2023_05_05 | 2047 | Wind Offshore | Generation | Electricity | NY | Dispatch-Generation | VOM | 0 | [6 empty] | 0.34682 | 0
LCP_Inputs_ON_Diverse_IEA_2023_05_05 | 2047 | Wind Offshore | Generation | Electricity | ON | Dispatch-Generation | EmissionsCost | 0 | [6 empty] | 0.34682 | 0
LCP_Inputs_ON_Diverse_IEA_2023_05_05 | 2047 | Wind Offshore | Generation | Electricity | ON | Dispatch-Generation | FuelCost | 0 | [6 empty] | 0.34682 | 0
LCP_Inputs_ON_Diverse_IEA_2023_05_05 | 2047 | Wind Offshore | Generation | Electricity | ON | Dispatch-Generation | VOM | 0 | [6 empty] | 0.34682 | 0
LCP_Inputs_ON_Diverse_IEA_2023_05_05 | 2047 | Wind Offshore | Generation | Electricity | PJ | Dispatch-Generation | EmissionsCost | 0 | [6 empty] | 0.34682 | 0
LCP_Inputs_ON_Diverse_IEA_2023_05_05 | 2047 | Wind Offshore | Generation | Electricity | PJ | Dispatch-Generation | FuelCost | 0 | [6 empty] | 0.34682 | 0
LCP_Inputs_ON_Diverse_IEA_2023_05_05 | 2047 | Wind Offshore | Generation | Electricity | PJ | Dispatch-Generation | VOM | 0 | [6 empty] | 0.34682 | 0
LCP_Inputs_ON_Diverse_IEA_2023_05_05 | 2047 | Wind Offshore | Generation | Electricity | QC | Dispatch-Generation | EmissionsCost | 0 | [6 empty] | 0.34682 | 0
LCP_Inputs_ON_Diverse_IEA_2023_05_05 | 2047 | Wind Offshore | Generation | Electricity | QC | Dispatch-Generation | FuelCost | 0 | [6 empty] | 0.34682 | 0
LCP_Inputs_ON_Diverse_IEA_2023_05_05 | 2047 | Wind Offshore | Generation | Electricity | QC | Dispatch-Generation | VOM | 0 | [6 empty] | 0.34682 | 0
LCP_Inputs_ON_Diverse_IEA_2023_05_05 | 2047 | Wind Offshore | Generation | Electricity | WC | Dispatch-Generation | EmissionsCost | 0 | [6 empty] | 0.34682 | 0
LCP_Inputs_ON_Diverse_IEA_2023_05_05 | 2047 | Wind Offshore | Generation | Electricity | WC | Dispatch-Generation | FuelCost | 0 | [6 empty] | 0.34682 | 0
LCP_Inputs_ON_Diverse_IEA_2023_05_05 | 2047 | Wind Offshore | Generation | Electricity | WC | Dispatch-Generation | VOM | 0 | [6 empty] | 0.34682 | 0
LCP_Inputs_ON_Diverse_IEA_2023_05_05 | 2047 | Wind Onshore | Generation | Electricity | MI | Dispatch-Generation | EmissionsCost | 0 | [6 empty] | 0.34682 | 0
LCP_Inputs_ON_Diverse_IEA_2023_05_05 | 2047 | Wind Onshore | Generation | Electricity | MI | Dispatch-Generation | FuelCost | 0 | [6 empty] | 0.34682 | 0
LCP_Inputs_ON_Diverse_IEA_2023_05_05 | 2047 | Wind Onshore | Generation | Electricity | MI | Dispatch-Generation | VOM | 0 | [6 empty] | 0.34682 | 0
LCP_Inputs_ON_Diverse_IEA_2023_05_05 | 2047 | Wind Onshore | Generation | Electricity | NY | Dispatch-Generation | EmissionsCost | 0 | [6 empty] | 0.34682 | 0
LCP_Inputs_ON_Diverse_IEA_2023_05_05 | 2047 | Wind Onshore | Generation | Electricity | NY | Dispatch-Generation | FuelCost | 0 | [6 empty] | 0.34682 | 0
LCP_Inputs_ON_Diverse_IEA_2023_05_05 | 2047 | Wind Onshore | Generation | Electricity | NY | Dispatch-Generation | VOM | 0 | [6 empty] | 0.34682 | 0
LCP_Inputs_ON_Diverse_IEA_2023_05_05 | 2047 | Wind Onshore | Generation | Electricity | ON | Dispatch-Generation | EmissionsCost | 0 | [6 empty] | 0.34682 | 0
LCP_Inputs_ON_Diverse_IEA_2023_05_05 | 2047 | Wind Onshore | Generation | Electricity | ON | Dispatch-Generation | FuelCost | 0 | [6 empty] | 0.34682 | 0
LCP_Inputs_ON_Diverse_IEA_2023_05_05 | 2047 | Wind Onshore | Generation | Electricity | ON | Dispatch-Generation | VOM | 0 | [6 empty] | 0.34682 | 0
LCP_Inputs_ON_Diverse_IEA_2023_05_05 | 2047 | Wind Onshore | Generation | Electricity | PJ | Dispatch-Generation | EmissionsCost | 0 | [6 empty] | 0.34682 | 0
LCP_Inputs_ON_Diverse_IEA_2023_05_05 | 2047 | Wind Onshore | Generation | Electricity | PJ | Dispatch-Generation | FuelCost | 0 | [6 empty] | 0.34682 | 0
LCP_Inputs_ON_Diverse_IEA_2023_05_05 | 2047 | Wind Onshore | Generation | Electricity | PJ | Dispatch-Generation | VOM | 0 | [6 empty] | 0.34682 | 0
LCP_Inputs_ON_Diverse_IEA_2023_05_05 | 2047 | Wind Onshore | Generation | Electricity | QC | Dispatch-Generation | EmissionsCost | 0 | [6 empty] | 0.34682 | 0
LCP_Inputs_ON_Diverse_IEA_2023_05_05 | 2047 | Wind Onshore | Generation | Electricity | QC | Dispatch-Generation | FuelCost | 0 | [6 empty] | 0.34682 | 0
LCP_Inputs_ON_Diverse_IEA_2023_05_05 | 2047 | Wind Onshore | Generation | Electricity | QC | Dispatch-Generation | VOM | 0 | [6 empty] | 0.34682 | 0
LCP_Inputs_ON_Diverse_IEA_2023_05_05 | 2047 | Wind Onshore | Generation | Electricity | WC | Dispatch-Generation | EmissionsCost | 0 | [6 empty] | 0.34682 | 0
LCP_Inputs_ON_Diverse_IEA_2023_05_05 | 2047 | Wind Onshore | Generation | Electricity | WC | Dispatch-Generation | FuelCost | 0 | [6 empty] | 0.34682 | 0
LCP_Inputs_ON_Diverse_IEA_2023_05_05 | 2047 | Wind Onshore | Generation | Electricity | WC | Dispatch-Generation | VOM | 0 | [6 empty] | 0.34682 | 0
LCP_Inputs_ON_Diverse_IEA_2023_05_05 | 2048 | Anaerobic Digestion | Generation | Methane | MI | Dispatch-Generation | EmissionsCost | 0 | [6 empty] | 0.33348 | 0
LCP_Inputs_ON_Diverse_IEA_2023_05_05 | 2048 | Anaerobic Digestion | Generation | Methane | MI | Dispatch-Generation | FuelCost | 0 | [6 empty] | 0.33348 | 0
LCP_Inputs_ON_Diverse_IEA_2023_05_05 | 2048 | Anaerobic Digestion | Generation | Methane | MI | Dispatch-Generation | VOM | 0 | [6 empty] | 0.33348 | 0
LCP_Inputs_ON_Diverse_IEA_2023_05_05 | 2048 | Anaerobic Digestion | Generation | Methane | NY | Dispatch-Generation | EmissionsCost | 0 | [6 empty] | 0.33348 | 0
LCP_Inputs_ON_Diverse_IEA_2023_05_05 | 2048 | Anaerobic Digestion | Generation | Methane | NY | Dispatch-Generation | FuelCost | 0 | [6 empty] | 0.33348 | 0
LCP_Inputs_ON_Diverse_IEA_2023_05_05 | 2048 | Anaerobic Digestion | Generation | Methane | NY | Dispatch-Generation | VOM | 0 | [6 empty] | 0.33348 | 0
LCP_Inputs_ON_Diverse_IEA_2023_05_05 | 2048 | Anaerobic Digestion | Generation | Methane | ON | Dispatch-Generation | EmissionsCost | 3867281.1607 | [6 empty] | 0.33348 | 1289651.1422
LCP_Inputs_ON_Diverse_IEA_2023_05_05 | 2048 | Anaerobic Digestion | Generation | Methane | ON | Dispatch-Generation | FuelCost | 0 | [6 empty] | 0.33348 | 0
LCP_Inputs_ON_Diverse_IEA_2023_05_05 | 2048 | Anaerobic Digestion | Generation | Methane | ON | Dispatch-Generation | VOM | 1742440000 | [6 empty] | 0.33348 | 581064485.0572
LCP_Inputs_ON_Diverse_IEA_2023_05_05 | 2048 | Anaerobic Digestion | Generation | Methane | PJ | Dispatch-Generation | EmissionsCost | 0 | [6 empty] | 0.33348 | 0
LCP_Inputs_ON_Diverse_IEA_2023_05_05 | 2048 | Anaerobic Digestion | Generation | Methane | PJ | Dispatch-Generation | FuelCost | 0 | [6 empty] | 0.33348 | 0
LCP_Inputs_ON_Diverse_IEA_2023_05_05 | 2048 | Anaerobic Digestion | Generation | Methane | PJ | Dispatch-Generation | VOM | 0 | [6 empty] | 0.33348 | 0
LCP_Inputs_ON_Diverse_IEA_2023_05_05 | 2048 | Anaerobic Digestion | Generation | Methane | QC | Dispatch-Generation | EmissionsCost | 0 | [6 empty] | 0.33348 | 0
LCP_Inputs_ON_Diverse_IEA_2023_05_05 | 2048 | Anaerobic Digestion | Generation | Methane | QC | Dispatch-Generation | FuelCost | 0 | [6 empty] | 0.33348 | 0
LCP_Inputs_ON_Diverse_IEA_2023_05_05 | 2048 | Anaerobic Digestion | Generation | Methane | QC | Dispatch-Generation | VOM | 0 | [6 empty] | 0.33348 | 0
LCP_Inputs_ON_Diverse_IEA_2023_05_05 | 2048 | Anaerobic Digestion | Generation | Methane | WC | Dispatch-Generation | EmissionsCost | 0 | [6 empty] | 0.33348 | 0
LCP_Inputs_ON_Diverse_IEA_2023_05_05 | 2048 | Anaerobic Digestion | Generation | Methane | WC | Dispatch-Generation | FuelCost | 0 | [6 empty] | 0.33348 | 0
LCP_Inputs_ON_Diverse_IEA_2023_05_05 | 2048 | Anaerobic Digestion | Generation | Methane | WC | Dispatch-Generation | VOM | 0 | [6 empty] | 0.33348 | 0
LCP_Inputs_ON_Diverse_IEA_2023_05_05 | 2048 | Battery Storage | Storage | Electricity | MI | Dispatch-Storage | EmissionsCost | 0 | [6 empty] | 0.33348 | 0
LCP_Inputs_ON_Diverse_IEA_2023_05_05 | 2048 | Battery Storage | Storage | Electricity | MI | Dispatch-Storage | FuelCost | 0 | [6 empty] | 0.33348 | 0
LCP_Inputs_ON_Diverse_IEA_2023_05_05 | 2048 | Battery Storage | Storage | Electricity | MI | Dispatch-Storage | VOM | 0 | [6 empty] | 0.33348 | 0
LCP_Inputs_ON_Diverse_IEA_2023_05_05 | 2048 | Battery Storage | Storage | Electricity | NY | Dispatch-Storage | EmissionsCost | 0 | [6 empty] | 0.33348 | 0
LCP_Inputs_ON_Diverse_IEA_2023_05_05 | 2048 | Battery Storage | Storage | Electricity | NY | Dispatch-Storage | FuelCost | 0 | [6 empty] | 0.33348 | 0
LCP_Inputs_ON_Diverse_IEA_2023_05_05 | 2048 | Battery Storage | Storage | Electricity | NY | Dispatch-Storage | VOM | 0 | [6 empty] | 0.33348 | 0
LCP_Inputs_ON_Diverse_IEA_2023_05_05 | 2048 | Battery Storage | Storage | Electricity | ON | Dispatch-Storage | EmissionsCost | 0 | [6 empty] | 0.33348 | 0
LCP_Inputs_ON_Diverse_IEA_2023_05_05 | 2048 | Battery Storage | Storage | Electricity | ON | Dispatch-Storage | FuelCost | 0 | [6 empty] | 0.33348 | 0
LCP_Inputs_ON_Diverse_IEA_2023_05_05 | 2048 | Battery Storage | Storage | Electricity | ON | Dispatch-Storage | VOM | 0 | [6 empty] | 0.33348 | 0
LCP_Inputs_ON_Diverse_IEA_2023_05_05 | 2048 | Battery Storage | Storage | Electricity | PJ | Dispatch-Storage | EmissionsCost | 0 | [6 empty] | 0.33348 | 0
LCP_Inputs_ON_Diverse_IEA_2023_05_05 | 2048 | Battery Storage | Storage | Electricity | PJ | Dispatch-Storage | FuelCost | 0 | [6 empty] | 0.33348 | 0
LCP_Inputs_ON_Diverse_IEA_2023_05_05 | 2048 | Battery Storage | Storage | Electricity | PJ | Dispatch-Storage | VOM | 0 | [6 empty] | 0.33348 | 0
LCP_Inputs_ON_Diverse_IEA_2023_05_05 | 2048 | Battery Storage | Storage | Electricity | QC | Dispatch-Storage | EmissionsCost | 0 | [6 empty] | 0.33348 | 0
LCP_Inputs_ON_Diverse_IEA_2023_05_05 | 2048 | Battery Storage | Storage | Electricity | QC | Dispatch-Storage | FuelCost | 0 | [6 empty] | 0.33348 | 0
LCP_Inputs_ON_Diverse_IEA_2023_05_05 | 2048 | Battery Storage | Storage | Electricity | QC | Dispatch-Storage | VOM | 0 | [6 empty] | 0.33348 | 0
LCP_Inputs_ON_Diverse_IEA_2023_05_05 | 2048 | Battery Storage | Storage | Electricity | WC | Dispatch-Storage | EmissionsCost | 0 | [6 empty] | 0.33348 | 0
LCP_Inputs_ON_Diverse_IEA_2023_05_05 | 2048 | Battery Storage | Storage | Electricity | WC | Dispatch-Storage | FuelCost | 0 | [6 empty] | 0.33348 | 0
LCP_Inputs_ON_Diverse_IEA_2023_05_05 | 2048 | Battery Storage | Storage | Electricity | WC | Dispatch-Storage | VOM | 0 | [6 empty] | 0.33348 | 0
LCP_Inputs_ON_Diverse_IEA_2023_05_05 | 2048 | Biomass | Generation | Electricity | MI | Dispatch-Generation | EmissionsCost | 0 | [6 empty] | 0.33348 | 0
LCP_Inputs_ON_Diverse_IEA_2023_05_05 | 2048 | Biomass | Generation | Electricity | MI | Dispatch-Generation | FuelCost | 0 | [6 empty] | 0.33348 | 0
LCP_Inputs_ON_Diverse_IEA_2023_05_05 | 2048 | Biomass | Generation | Electricity | MI | Dispatch-Generation | VOM | 0 | [6 empty] | 0.33348 | 0
LCP_Inputs_ON_Diverse_IEA_2023_05_05 | 2048 | Biomass | Generation | Electricity | NY | Dispatch-Generation | EmissionsCost | 0 | [6 empty] | 0.33348 | 0
LCP_Inputs_ON_Diverse_IEA_2023_05_05 | 2048 | Biomass | Generation | Electricity | NY | Dispatch-Generation | FuelCost | 0 | [6 empty] | 0.33348 | 0
LCP_Inputs_ON_Diverse_IEA_2023_05_05 | 2048 | Biomass | Generation | Electricity | NY | Dispatch-Generation | VOM | 0 | [6 empty] | 0.33348 | 0
LCP_Inputs_ON_Diverse_IEA_2023_05_05 | 2048 | Biomass | Generation | Electricity | ON | Dispatch-Generation | EmissionsCost | 0 | [6 empty] | 0.33348 | 0
LCP_Inputs_ON_Diverse_IEA_2023_05_05 | 2048 | Biomass | Generation | Electricity | ON | Dispatch-Generation | FuelCost | 2449112.7273 | [6 empty] | 0.33348 | 816723.9192
LCP_Inputs_ON_Diverse_IEA_2023_05_05 | 2048 | Biomass | Generation | Electricity | ON | Dispatch-Generation | VOM | 31430.28 | [6 empty] | 0.33348 | 10481.2903
LCP_Inputs_ON_Diverse_IEA_2023_05_05 | 2048 | Biomass | Generation | Electricity | PJ | Dispatch-Generation | EmissionsCost | 0 | [6 empty] | 0.33348 | 0
LCP_Inputs_ON_Diverse_IEA_2023_05_05 | 2048 | Biomass | Generation | Electricity | PJ | Dispatch-Generation | FuelCost | 0 | [6 empty] | 0.33348 | 0
LCP_Inputs_ON_Diverse_IEA_2023_05_05 | 2048 | Biomass | Generation | Electricity | PJ | Dispatch-Generation | VOM | 0 | [6 empty] | 0.33348 | 0
LCP_Inputs_ON_Diverse_IEA_2023_05_05 | 2048 | Biomass | Generation | Electricity | QC | Dispatch-Generation | EmissionsCost | 0 | [6 empty] | 0.33348 | 0
LCP_Inputs_ON_Diverse_IEA_2023_05_05 | 2048 | Biomass | Generation | Electricity | QC | Dispatch-Generation | FuelCost | 128334.5455 | [6 empty] | 0.33348 | 42796.6797
LCP_Inputs_ON_Diverse_IEA_2023_05_05 | 2048 | Biomass | Generation | Electricity | QC | Dispatch-Generation | VOM | 1646.96 | [6 empty] | 0.33348 | 549.2241
LCP_Inputs_ON_Diverse_IEA_2023_05_05 | 2048 | Biomass | Generation | Electricity | WC | Dispatch-Generation | EmissionsCost | 0 | [6 empty] | 0.33348 | 0
LCP_Inputs_ON_Diverse_IEA_2023_05_05 | 2048 | Biomass | Generation | Electricity | WC | Dispatch-Generation | FuelCost | 0 | [6 empty] | 0.33348 | 0
LCP_Inputs_ON_Diverse_IEA_2023_05_05 | 2048 | Biomass | Generation | Electricity | WC | Dispatch-Generation | VOM | 0 | [6 empty] | 0.33348 | 0
LCP_Inputs_ON_Diverse_IEA_2023_05_05 | 2048 | Biomass + CCS | Generation | Electricity | MI | Dispatch-Generation | EmissionsCost | 0 | [6 empty] | 0.33348 | 0
LCP_Inputs_ON_Diverse_IEA_2023_05_05 | 2048 | Biomass + CCS | Generation | Electricity | MI | Dispatch-Generation | FuelCost | 0 | [6 empty] | 0.33348 | 0
LCP_Inputs_ON_Diverse_IEA_2023_05_05 | 2048 | Biomass + CCS | Generation | Electricity | MI | Dispatch-Generation | VOM | 0 | [6 empty] | 0.33348 | 0
LCP_Inputs_ON_Diverse_IEA_2023_05_05 | 2048 | Biomass + CCS | Generation | Electricity | NY | Dispatch-Generation | EmissionsCost | 0 | [6 empty] | 0.33348 | 0
LCP_Inputs_ON_Diverse_IEA_2023_05_05 | 2048 | Biomass + CCS | Generation | Electricity | NY | Dispatch-Generation | FuelCost | 0 | [6 empty] | 0.33348 | 0
LCP_Inputs_ON_Diverse_IEA_2023_05_05 | 2048 | Biomass + CCS | Generation | Electricity | NY | Dispatch-Generation | VOM | 0 | [6 empty] | 0.33348 | 0
LCP_Inputs_ON_Diverse_IEA_2023_05_05 | 2048 | Biomass + CCS | Generation | Electricity | ON | Dispatch-Generation | EmissionsCost | 0 | [6 empty] | 0.33348 | 0
LCP_Inputs_ON_Diverse_IEA_2023_05_05 | 2048 | Biomass + CCS | Generation | Electricity | ON | Dispatch-Generation | FuelCost | 0 | [6 empty] | 0.33348 | 0
LCP_Inputs_ON_Diverse_IEA_2023_05_05 | 2048 | Biomass + CCS | Generation | Electricity | ON | Dispatch-Generation | VOM | 0 | [6 empty] | 0.33348 | 0
LCP_Inputs_ON_Diverse_IEA_2023_05_05 | 2048 | Biomass + CCS | Generation | Electricity | PJ | Dispatch-Generation | EmissionsCost | 0 | [6 empty] | 0.33348 | 0
LCP_Inputs_ON_Diverse_IEA_2023_05_05 | 2048 | Biomass + CCS | Generation | Electricity | PJ | Dispatch-Generation | FuelCost | 0 | [6 empty] | 0.33348 | 0
LCP_Inputs_ON_Diverse_IEA_2023_05_05 | 2048 | Biomass + CCS | Generation | Electricity | PJ | Dispatch-Generation | VOM | 0 | [6 empty] | 0.33348 | 0
LCP_Inputs_ON_Diverse_IEA_2023_05_05 | 2048 | Biomass + CCS | Generation | Electricity | QC | Dispatch-Generation | EmissionsCost | 0 | [6 empty] | 0.33348 | 0
LCP_Inputs_ON_Diverse_IEA_2023_05_05 | 2048 | Biomass + CCS | Generation | Electricity | QC | Dispatch-Generation | FuelCost | 0 | [6 empty] | 0.33348 | 0
LCP_Inputs_ON_Diverse_IEA_2023_05_05 | 2048 | Biomass + CCS | Generation | Electricity | QC | Dispatch-Generation | VOM | 0 | [6 empty] | 0.33348 | 0
LCP_Inputs_ON_Diverse_IEA_2023_05_05 | 2048 | Biomass + CCS | Generation | Electricity | WC | Dispatch-Generation | EmissionsCost | 0 | [6 empty] | 0.33348 | 0
LCP_Inputs_ON_Diverse_IEA_2023_05_05 | 2048 | Biomass + CCS | Generation | Electricity | WC | Dispatch-Generation | FuelCost | 0 | [6 empty] | 0.33348 | 0
LCP_Inputs_ON_Diverse_IEA_2023_05_05 | 2048 | Biomass + CCS | Generation | Electricity | WC | Dispatch-Generation | VOM | 0 | [6 empty] | 0.33348 | 0
LCP_Inputs_ON_Diverse_IEA_2023_05_05 | 2048 | CH4 + CCS | Generation | Methane | MI | Dispatch-Generation | EmissionsCost | 0 | [6 empty] | 0.33348 | 0
LCP_Inputs_ON_Diverse_IEA_2023_05_05 | 2048 | CH4 + CCS | Generation | Methane | MI | Dispatch-Generation | FuelCost | 0 | [6 empty] | 0.33348 | 0
LCP_Inputs_ON_Diverse_IEA_2023_05_05 | 2048 | CH4 + CCS | Generation | Methane | MI | Dispatch-Generation | VOM | 0 | [6 empty] | 0.33348 | 0
LCP_Inputs_ON_Diverse_IEA_2023_05_05 | 2048 | CH4 + CCS | Generation | Methane | NY | Dispatch-Generation | EmissionsCost | 0 | [6 empty] | 0.33348 | 0
LCP_Inputs_ON_Diverse_IEA_2023_05_05 | 2048 | CH4 + CCS | Generation | Methane | NY | Dispatch-Generation | FuelCost | 0 | [6 empty] | 0.33348 | 0
LCP_Inputs_ON_Diverse_IEA_2023_05_05 | 2048 | CH4 + CCS | Generation | Methane | NY | Dispatch-Generation | VOM | 0 | [6 empty] | 0.33348 | 0
LCP_Inputs_ON_Diverse_IEA_2023_05_05 | 2048 | CH4 + CCS | Generation | Methane | ON | Dispatch-Generation | EmissionsCost | 88472420.6398 | [6 empty] | 0.33348 | 29503559.113
LCP_Inputs_ON_Diverse_IEA_2023_05_05 | 2048 | CH4 + CCS | Generation | Methane | ON | Dispatch-Generation | FuelCost | 483825119.2369 | [6 empty] | 0.33348 | 161344777.3049
LCP_Inputs_ON_Diverse_IEA_2023_05_05 | 2048 | CH4 + CCS | Generation | Methane | ON | Dispatch-Generation | VOM | 46000331.6667 | [6 empty] | 0.33348 | 15340074.2822
LCP_Inputs_ON_Diverse_IEA_2023_05_05 | 2048 | CH4 + CCS | Generation | Methane | PJ | Dispatch-Generation | EmissionsCost | 0 | [6 empty] | 0.33348 | 0
LCP_Inputs_ON_Diverse_IEA_2023_05_05 | 2048 | CH4 + CCS | Generation | Methane | PJ | Dispatch-Generation | FuelCost | 0 | [6 empty] | 0.33348 | 0
LCP_Inputs_ON_Diverse_IEA_2023_05_05 | 2048 | CH4 + CCS | Generation | Methane | PJ | Dispatch-Generation | VOM | 0 | [6 empty] | 0.33348 | 0
LCP_Inputs_ON_Diverse_IEA_2023_05_05 | 2048 | CH4 + CCS | Generation | Methane | QC | Dispatch-Generation | EmissionsCost | 0 | [6 empty] | 0.33348 | 0
LCP_Inputs_ON_Diverse_IEA_2023_05_05 | 2048 | CH4 + CCS | Generation | Methane | QC | Dispatch-Generation | FuelCost | 0 | [6 empty] | 0.33348 | 0
LCP_Inputs_ON_Diverse_IEA_2023_05_05 | 2048 | CH4 + CCS | Generation | Methane | QC | Dispatch-Generation | VOM | 0 | [6 empty] | 0.33348 | 0
LCP_Inputs_ON_Diverse_IEA_2023_05_05 | 2048 | CH4 + CCS | Generation | Methane | WC | Dispatch-Generation | EmissionsCost | 0 | [6 empty] | 0.33348 | 0
LCP_Inputs_ON_Diverse_IEA_2023_05_05 | 2048 | CH4 + CCS | Generation | Methane | WC | Dispatch-Generation | FuelCost | 0 | [6 empty] | 0.33348 | 0
LCP_Inputs_ON_Diverse_IEA_2023_05_05 | 2048 | CH4 + CCS | Generation | Methane | WC | Dispatch-Generation | VOM | 0 | [6 empty] | 0.33348 | 0
LCP_Inputs_ON_Diverse_IEA_2023_05_05 | 2048 | CH4 Import - NY 2020 | Import | Methane | MI | Dispatch-Import | EmissionsCost | 0 | [6 empty] | 0.33348 | 0
LCP_Inputs_ON_Diverse_IEA_2023_05_05 | 2048 | CH4 Import - NY 2020 | Import | Methane | MI | Dispatch-Import | FuelCost | 0 | [6 empty] | 0.33348 | 0
LCP_Inputs_ON_Diverse_IEA_2023_05_05 | 2048 | CH4 Import - NY 2020 | Import | Methane | MI | Dispatch-Import | VOM | 0 | [6 empty] | 0.33348 | 0
LCP_Inputs_ON_Diverse_IEA_2023_05_05 | 2048 | CH4 Import - NY 2020 | Import | Methane | NY | Dispatch-Import | EmissionsCost | 0 | [6 empty] | 0.33348 | 0
LCP_Inputs_ON_Diverse_IEA_2023_05_05 | 2048 | CH4 Import - NY 2020 | Import | Methane | NY | Dispatch-Import | FuelCost | 0 | [6 empty] | 0.33348 | 0
LCP_Inputs_ON_Diverse_IEA_2023_05_05 | 2048 | CH4 Import - NY 2020 | Import | Methane | NY | Dispatch-Import | VOM | 0 | [6 empty] | 0.33348 | 0
LCP_Inputs_ON_Diverse_IEA_2023_05_05 | 2048 | CH4 Import - NY 2020 | Import | Methane | ON | Dispatch-Import | EmissionsCost | 0 | [6 empty] | 0.33348 | 0
LCP_Inputs_ON_Diverse_IEA_2023_05_05 | 2048 | CH4 Import - NY 2020 | Import | Methane | ON | Dispatch-Import | FuelCost | 0 | [6 empty] | 0.33348 | 0
LCP_Inputs_ON_Diverse_IEA_2023_05_05 | 2048 | CH4 Import - NY 2020 | Import | Methane | ON | Dispatch-Import | VOM | 0 | [6 empty] | 0.33348 | 0
LCP_Inputs_ON_Diverse_IEA_2023_05_05 | 2048 | CH4 Import - NY 2020 | Import | Methane | PJ | Dispatch-Import | EmissionsCost | 0 | [6 empty] | 0.33348 | 0
LCP_Inputs_ON_Diverse_IEA_2023_05_05 | 2048 | CH4 Import - NY 2020 | Import | Methane | PJ | Dispatch-Import | FuelCost | 0 | [6 empty] | 0.33348 | 0
LCP_Inputs_ON_Diverse_IEA_2023_05_05 | 2048 | CH4 Import - NY 2020 | Import | Methane | PJ | Dispatch-Import | VOM | 0 | [6 empty] | 0.33348 | 0
LCP_Inputs_ON_Diverse_IEA_2023_05_05 | 2048 | CH4 Import - NY 2020 | Import | Methane | QC | Dispatch-Import | EmissionsCost | 0 | [6 empty] | 0.33348 | 0
LCP_Inputs_ON_Diverse_IEA_2023_05_05 | 2048 | CH4 Import - NY 2020 | Import | Methane | QC | Dispatch-Import | FuelCost | 0 | [6 empty] | 0.33348 | 0
LCP_Inputs_ON_Diverse_IEA_2023_05_05 | 2048 | CH4 Import - NY 2020 | Import | Methane | QC | Dispatch-Import | VOM | 0 | [6 empty] | 0.33348 | 0
LCP_Inputs_ON_Diverse_IEA_2023_05_05 | 2048 | CH4 Import - NY 2020 | Import | Methane | WC | Dispatch-Import | EmissionsCost | 0 | [6 empty] | 0.33348 | 0
LCP_Inputs_ON_Diverse_IEA_2023_05_05 | 2048 | CH4 Import - NY 2020 | Import | Methane | WC | Dispatch-Import | FuelCost | 0 | [6 empty] | 0.33348 | 0
LCP_Inputs_ON_Diverse_IEA_2023_05_05 | 2048 | CH4 Import - NY 2020 | Import | Methane | WC | Dispatch-Import | VOM | 0 | [6 empty] | 0.33348 | 0
LCP_Inputs_ON_Diverse_IEA_2023_05_05 | 2048 | CH4 Import - NY 2030 | Import | Methane | MI | Dispatch-Import | EmissionsCost | 0 | [6 empty] | 0.33348 | 0
LCP_Inputs_ON_Diverse_IEA_2023_05_05 | 2048 | CH4 Import - NY 2030 | Import | Methane | MI | Dispatch-Import | FuelCost | 0 | [6 empty] | 0.33348 | 0
LCP_Inputs_ON_Diverse_IEA_2023_05_05 | 2048 | CH4 Import - NY 2030 | Import | Methane | MI | Dispatch-Import | VOM | 0 | [6 empty] | 0.33348 | 0
LCP_Inputs_ON_Diverse_IEA_2023_05_05 | 2048 | CH4 Import - NY 2030 | Import | Methane | NY | Dispatch-Import | EmissionsCost | 0 | [6 empty] | 0.33348 | 0
LCP_Inputs_ON_Diverse_IEA_2023_05_05 | 2048 | CH4 Import - NY 2030 | Import | Methane | NY | Dispatch-Import | FuelCost | 0 | [6 empty] | 0.33348 | 0
LCP_Inputs_ON_Diverse_IEA_2023_05_05 | 2048 | CH4 Import - NY 2030 | Import | Methane | NY | Dispatch-Import | VOM | 0 | [6 empty] | 0.33348 | 0
LCP_Inputs_ON_Diverse_IEA_2023_05_05 | 2048 | CH4 Import - NY 2030 | Import | Methane | ON | Dispatch-Import | EmissionsCost | 0 | [6 empty] | 0.33348 | 0
LCP_Inputs_ON_Diverse_IEA_2023_05_05 | 2048 | CH4 Import - NY 2030 | Import | Methane | ON | Dispatch-Import | FuelCost | 0 | [6 empty] | 0.33348 | 0
LCP_Inputs_ON_Diverse_IEA_2023_05_05 | 2048 | CH4 Import - NY 2030 | Import | Methane | ON | Dispatch-Import | VOM | 0 | [6 empty] | 0.33348 | 0
LCP_Inputs_ON_Diverse_IEA_2023_05_05 | 2048 | CH4 Import - NY 2030 | Import | Methane | PJ | Dispatch-Import | EmissionsCost | 0 | [6 empty] | 0.33348 | 0
LCP_Inputs_ON_Diverse_IEA_2023_05_05 | 2048 | CH4 Import - NY 2030 | Import | Methane | PJ | Dispatch-Import | FuelCost | 0 | [6 empty] | 0.33348 | 0
LCP_Inputs_ON_Diverse_IEA_2023_05_05 | 2048 | CH4 Import - NY 2030 | Import | Methane | PJ | Dispatch-Import | VOM | 0 | [6 empty] | 0.33348 | 0
LCP_Inputs_ON_Diverse_IEA_2023_05_05 | 2048 | CH4 Import - NY 2030 | Import | Methane | QC | Dispatch-Import | EmissionsCost | 0 | [6 empty] | 0.33348 | 0
LCP_Inputs_ON_Diverse_IEA_2023_05_05 | 2048 | CH4 Import - NY 2030 | Import | Methane | QC | Dispatch-Import | FuelCost | 0 | [6 empty] | 0.33348 | 0
LCP_Inputs_ON_Diverse_IEA_2023_05_05 | 2048 | CH4 Import - NY 2030 | Import | Methane | QC | Dispatch-Import | VOM | 0 | [6 empty] | 0.33348 | 0
LCP_Inputs_ON_Diverse_IEA_2023_05_05 | 2048 | CH4 Import - NY 2030 | Import | Methane | WC | Dispatch-Import | EmissionsCost | 0 | [6 empty] | 0.33348 | 0
LCP_Inputs_ON_Diverse_IEA_2023_05_05 | 2048 | CH4 Import - NY 2030 | Import | Methane | WC | Dispatch-Import | FuelCost | 0 | [6 empty] | 0.33348 | 0
LCP_Inputs_ON_Diverse_IEA_2023_05_05 | 2048 | CH4 Import - NY 2030 | Import | Methane | WC | Dispatch-Import | VOM | 0 | [6 empty] | 0.33348 | 0
LCP_Inputs_ON_Diverse_IEA_2023_05_05 | 2048 | CH4 Import - NY 2040 | Import | Methane | MI | Dispatch-Import | EmissionsCost | 0 | [6 empty] | 0.33348 | 0
LCP_Inputs_ON_Diverse_IEA_2023_05_05 | 2048 | CH4 Import - NY 2040 | Import | Methane | MI | Dispatch-Import | FuelCost | 0 | [6 empty] | 0.33348 | 0
LCP_Inputs_ON_Diverse_IEA_2023_05_05 | 2048 | CH4 Import - NY 2040 | Import | Methane | MI | Dispatch-Import | VOM | 0 | [6 empty] | 0.33348 | 0
LCP_Inputs_ON_Diverse_IEA_2023_05_05 | 2048 | CH4 Import - NY 2040 | Import | Methane | NY | Dispatch-Import | EmissionsCost | 1424811807.9426 | [6 empty] | 0.33348 | 475142638.7627
LCP_Inputs_ON_Diverse_IEA_2023_05_05 | 2048 | CH4 Import - NY 2040 | Import | Methane | NY | Dispatch-Import | FuelCost | 758346581.876 | [6 empty] | 0.33348 | 252891500.4779
LCP_Inputs_ON_Diverse_IEA_2023_05_05 | 2048 | CH4 Import - NY 2040 | Import | Methane | NY | Dispatch-Import | VOM | 0 | [6 empty] | 0.33348 | 0
LCP_Inputs_ON_Diverse_IEA_2023_05_05 | 2048 | CH4 Import - NY 2040 | Import | Methane | ON | Dispatch-Import | EmissionsCost | 0 | [6 empty] | 0.33348 | 0
LCP_Inputs_ON_Diverse_IEA_2023_05_05 | 2048 | CH4 Import - NY 2040 | Import | Methane | ON | Dispatch-Import | FuelCost | 0 | [6 empty] | 0.33348 | 0
LCP_Inputs_ON_Diverse_IEA_2023_05_05 | 2048 | CH4 Import - NY 2040 | Import | Methane | ON | Dispatch-Import | VOM | 0 | [6 empty] | 0.33348 | 0
LCP_Inputs_ON_Diverse_IEA_2023_05_05 | 2048 | CH4 Import - NY 2040 | Import | Methane | PJ | Dispatch-Import | EmissionsCost | 0 | [6 empty] | 0.33348 | 0
LCP_Inputs_ON_Diverse_IEA_2023_05_05 | 2048 | CH4 Import - NY 2040 | Import | Methane | PJ | Dispatch-Import | FuelCost | 0 | [6 empty] | 0.33348 | 0
LCP_Inputs_ON_Diverse_IEA_2023_05_05 | 2048 | CH4 Import - NY 2040 | Import | Methane | PJ | Dispatch-Import | VOM | 0 | [6 empty] | 0.33348 | 0
LCP_Inputs_ON_Diverse_IEA_2023_05_05 | 2048 | CH4 Import - NY 2040 | Import | Methane | QC | Dispatch-Import | EmissionsCost | 0 | [6 empty] | 0.33348 | 0
LCP_Inputs_ON_Diverse_IEA_2023_05_05 | 2048 | CH4 Import - NY 2040 | Import | Methane | QC | Dispatch-Import | FuelCost | 0 | [6 empty] | 0.33348 | 0
LCP_Inputs_ON_Diverse_IEA_2023_05_05 | 2048 | CH4 Import - NY 2040 | Import | Methane | QC | Dispatch-Import | VOM | 0 | [6 empty] | 0.33348 | 0
LCP_Inputs_ON_Diverse_IEA_2023_05_05 | 2048 | CH4 Import - NY 2040 | Import | Methane | WC | Dispatch-Import | EmissionsCost | 0 | [6 empty] | 0.33348 | 0
LCP_Inputs_ON_Diverse_IEA_2023_05_05 | 2048 | CH4 Import - NY 2040 | Import | Methane | WC | Dispatch-Import | FuelCost | 0 | [6 empty] | 0.33348 | 0
LCP_Inputs_ON_Diverse_IEA_2023_05_05 | 2048 | CH4 Import - NY 2040 | Import | Methane | WC | Dispatch-Import | VOM | 0 | [6 empty] | 0.33348 | 0
LCP_Inputs_ON_Diverse_IEA_2023_05_05 | 2048 | CH4 Import - NY 2050 | Import | Methane | MI | Dispatch-Import | EmissionsCost | 0 | [6 empty] | 0.33348 | 0
LCP_Inputs_ON_Diverse_IEA_2023_05_05 | 2048 | CH4 Import - NY 2050 | Import | Methane | MI | Dispatch-Import | FuelCost | 0 | [6 empty] | 0.33348 | 0
LCP_Inputs_ON_Diverse_IEA_2023_05_05 | 2048 | CH4 Import - NY 2050 | Import | Methane | MI | Dispatch-Import | VOM | 0 | [6 empty] | 0.33348 | 0
LCP_Inputs_ON_Diverse_IEA_2023_05_05 | 2048 | CH4 Import - NY 2050 | Import | Methane | NY | Dispatch-Import | EmissionsCost | 0 | [6 empty] | 0.33348 | 0
LCP_Inputs_ON_Diverse_IEA_2023_05_05 | 2048 | CH4 Import - NY 2050 | Import | Methane | NY | Dispatch-Import | FuelCost | 0 | [6 empty] | 0.33348 | 0
LCP_Inputs_ON_Diverse_IEA_2023_05_05 | 2048 | CH4 Import - NY 2050 | Import | Methane | NY | Dispatch-Import | VOM | 0 | [6 empty] | 0.33348 | 0
LCP_Inputs_ON_Diverse_IEA_2023_05_05 | 2048 | CH4 Import - NY 2050 | Import | Methane | ON | Dispatch-Import | EmissionsCost | 0 | [6 empty] | 0.33348 | 0
LCP_Inputs_ON_Diverse_IEA_2023_05_05 | 2048 | CH4 Import - NY 2050 | Import | Methane | ON | Dispatch-Import | FuelCost | 0 | [6 empty] | 0.33348 | 0
LCP_Inputs_ON_Diverse_IEA_2023_05_05 | 2048 | CH4 Import - NY 2050 | Import | Methane | ON | Dispatch-Import | VOM | 0 | [6 empty] | 0.33348 | 0
LCP_Inputs_ON_Diverse_IEA_2023_05_05 | 2048 | CH4 Import - NY 2050 | Import | Methane | PJ | Dispatch-Import | EmissionsCost | 0 | [6 empty] | 0.33348 | 0
LCP_Inputs_ON_Diverse_IEA_2023_05_05 | 2048 | CH4 Import - NY 2050 | Import | Methane | PJ | Dispatch-Import | FuelCost | 0 | [6 empty] | 0.33348 | 0
LCP_Inputs_ON_Diverse_IEA_2023_05_05 | 2048 | CH4 Import - NY 2050 | Import | Methane | PJ | Dispatch-Import | VOM | 0 | [6 empty] | 0.33348 | 0
LCP_Inputs_ON_Diverse_IEA_2023_05_05 | 2048 | CH4 Import - NY 2050 | Import | Methane | QC | Dispatch-Import | EmissionsCost | 0 | [6 empty] | 0.33348 | 0
LCP_Inputs_ON_Diverse_IEA_2023_05_05 | 2048 | CH4 Import - NY 2050 | Import | Methane | QC | Dispatch-Import | FuelCost | 0 | [6 empty] | 0.33348 | 0
LCP_Inputs_ON_Diverse_IEA_2023_05_05 | 2048 | CH4 Import - NY 2050 | Import | Methane | QC | Dispatch-Import | VOM | 0 | [6 empty] | 0.33348 | 0
LCP_Inputs_ON_Diverse_IEA_2023_05_05 | 2048 | CH4 Import - NY 2050 | Import | Methane | WC | Dispatch-Import | EmissionsCost | 0 | [6 empty] | 0.33348 | 0
LCP_Inputs_ON_Diverse_IEA_2023_05_05 | 2048 | CH4 Import - NY 2050 | Import | Methane | WC | Dispatch-Import | FuelCost | 0 | [6 empty] | 0.33348 | 0
LCP_Inputs_ON_Diverse_IEA_2023_05_05 | 2048 | CH4 Import - NY 2050 | Import | Methane | WC | Dispatch-Import | VOM | 0 | [6 empty] | 0.33348 | 0
LCP_Inputs_ON_Diverse_IEA_2023_05_05 | 2048 | CH4 Import - WC 2020 | Import | Methane | MI | Dispatch-Import | EmissionsCost | 0 | [6 empty] | 0.33348 | 0
LCP_Inputs_ON_Diverse_IEA_2023_05_05 | 2048 | CH4 Import - WC 2020 | Import | Methane | MI | Dispatch-Import | FuelCost | 0 | [6 empty] | 0.33348 | 0
LCP_Inputs_ON_Diverse_IEA_2023_05_05 | 2048 | CH4 Import - WC 2020 | Import | Methane | MI | Dispatch-Import | VOM | 0 | [6 empty] | 0.33348 | 0
LCP_Inputs_ON_Diverse_IEA_2023_05_05 | 2048 | CH4 Import - WC 2020 | Import | Methane | NY | Dispatch-Import | EmissionsCost | 0 | [6 empty] | 0.33348 | 0
LCP_Inputs_ON_Diverse_IEA_2023_05_05 | 2048 | CH4 Import - WC 2020 | Import | Methane | NY | Dispatch-Import | FuelCost | 0 | [6 empty] | 0.33348 | 0
LCP_Inputs_ON_Diverse_IEA_2023_05_05 | 2048 | CH4 Import - WC 2020 | Import | Methane | NY | Dispatch-Import | VOM | 0 | [6 empty] | 0.33348 | 0
LCP_Inputs_ON_Diverse_IEA_2023_05_05 | 2048 | CH4 Import - WC 2020 | Import | Methane | ON | Dispatch-Import | EmissionsCost | 0 | [6 empty] | 0.33348 | 0
LCP_Inputs_ON_Diverse_IEA_2023_05_05 | 2048 | CH4 Import - WC 2020 | Import | Methane | ON | Dispatch-Import | FuelCost | 0 | [6 empty] | 0.33348 | 0
LCP_Inputs_ON_Diverse_IEA_2023_05_05 | 2048 | CH4 Import - WC 2020 | Import | Methane | ON | Dispatch-Import | VOM | 0 | [6 empty] | 0.33348 | 0
LCP_Inputs_ON_Diverse_IEA_2023_05_05 | 2048 | CH4 Import - WC 2020 | Import | Methane | PJ | Dispatch-Import | EmissionsCost | 0 | [6 empty] | 0.33348 | 0
LCP_Inputs_ON_Diverse_IEA_2023_05_05 | 2048 | CH4 Import - WC 2020 | Import | Methane | PJ | Dispatch-Import | FuelCost | 0 | [6 empty] | 0.33348 | 0
LCP_Inputs_ON_Diverse_IEA_2023_05_05 | 2048 | CH4 Import - WC 2020 | Import | Methane | PJ | Dispatch-Import | VOM | 0 | [6 empty] | 0.33348 | 0
LCP_Inputs_ON_Diverse_IEA_2023_05_05 | 2048 | CH4 Import - WC 2020 | Import | Methane | QC | Dispatch-Import | EmissionsCost | 0 | [6 empty] | 0.33348 | 0
LCP_Inputs_ON_Diverse_IEA_2023_05_05 | 2048 | CH4 Import - WC 2020 | Import | Methane | QC | Dispatch-Import | FuelCost | 0 | [6 empty] | 0.33348 | 0
LCP_Inputs_ON_Diverse_IEA_2023_05_05 | 2048 | CH4 Import - WC 2020 | Import | Methane | QC | Dispatch-Import | VOM | 0 | [6 empty] | 0.33348 | 0
LCP_Inputs_ON_Diverse_IEA_2023_05_05 | 2048 | CH4 Import - WC 2020 | Import | Methane | WC | Dispatch-Import | EmissionsCost | 0 | [6 empty] | 0.33348 | 0
LCP_Inputs_ON_Diverse_IEA_2023_05_05 | 2048 | CH4 Import - WC 2020 | Import | Methane | WC | Dispatch-Import | FuelCost | 0 | [6 empty] | 0.33348 | 0
LCP_Inputs_ON_Diverse_IEA_2023_05_05 | 2048 | CH4 Import - WC 2020 | Import | Methane | WC | Dispatch-Import | VOM | 0 | [6 empty] | 0.33348 | 0
LCP_Inputs_ON_Diverse_IEA_2023_05_05 | 2048 | CH4 Import - WC 2030 | Import | Methane | MI | Dispatch-Import | EmissionsCost | 0 | [6 empty] | 0.33348 | 0
LCP_Inputs_ON_Diverse_IEA_2023_05_05 | 2048 | CH4 Import - WC 2030 | Import | Methane | MI | Dispatch-Import | FuelCost | 0 | [6 empty] | 0.33348 | 0
LCP_Inputs_ON_Diverse_IEA_2023_05_05 | 2048 | CH4 Import - WC 2030 | Import | Methane | MI | Dispatch-Import | VOM | 0 | [6 empty] | 0.33348 | 0
LCP_Inputs_ON_Diverse_IEA_2023_05_05 | 2048 | CH4 Import - WC 2030 | Import | Methane | NY | Dispatch-Import | EmissionsCost | 0 | [6 empty] | 0.33348 | 0
LCP_Inputs_ON_Diverse_IEA_2023_05_05 | 2048 | CH4 Import - WC 2030 | Import | Methane | NY | Dispatch-Import | FuelCost | 0 | [6 empty] | 0.33348 | 0
LCP_Inputs_ON_Diverse_IEA_2023_05_05 | 2048 | CH4 Import - WC 2030 | Import | Methane | NY | Dispatch-Import | VOM | 0 | [6 empty] | 0.33348 | 0
LCP_Inputs_ON_Diverse_IEA_2023_05_05 | 2048 | CH4 Import - WC 2030 | Import | Methane | ON | Dispatch-Import | EmissionsCost | 0 | [6 empty] | 0.33348 | 0
LCP_Inputs_ON_Diverse_IEA_2023_05_05 | 2048 | CH4 Import - WC 2030 | Import | Methane | ON | Dispatch-Import | FuelCost | 0 | [6 empty] | 0.33348 | 0
LCP_Inputs_ON_Diverse_IEA_2023_05_05 | 2048 | CH4 Import - WC 2030 | Import | Methane | ON | Dispatch-Import | VOM | 0 | [6 empty] | 0.33348 | 0
LCP_Inputs_ON_Diverse_IEA_2023_05_05 | 2048 | CH4 Import - WC 2030 | Import | Methane | PJ | Dispatch-Import | EmissionsCost | 0 | [6 empty] | 0.33348 | 0
LCP_Inputs_ON_Diverse_IEA_2023_05_05 | 2048 | CH4 Import - WC 2030 | Import | Methane | PJ | Dispatch-Import | FuelCost | 0 | [6 empty] | 0.33348 | 0
LCP_Inputs_ON_Diverse_IEA_2023_05_05 | 2048 | CH4 Import - WC 2030 | Import | Methane | PJ | Dispatch-Import | VOM | 0 | [6 empty] | 0.33348 | 0
LCP_Inputs_ON_Diverse_IEA_2023_05_05 | 2048 | CH4 Import - WC 2030 | Import | Methane | QC | Dispatch-Import | EmissionsCost | 0 | [6 empty] | 0.33348 | 0
LCP_Inputs_ON_Diverse_IEA_2023_05_05 | 2048 | CH4 Import - WC 2030 | Import | Methane | QC | Dispatch-Import | FuelCost | 0 | [6 empty] | 0.33348 | 0
LCP_Inputs_ON_Diverse_IEA_2023_05_05 | 2048 | CH4 Import - WC 2030 | Import | Methane | QC | Dispatch-Import | VOM | 0 | [6 empty] | 0.33348 | 0
LCP_Inputs_ON_Diverse_IEA_2023_05_05 | 2048 | CH4 Import - WC 2030 | Import | Methane | WC | Dispatch-Import | EmissionsCost | 0 | [6 empty] | 0.33348 | 0
LCP_Inputs_ON_Diverse_IEA_2023_05_05 | 2048 | CH4 Import - WC 2030 | Import | Methane | WC | Dispatch-Import | FuelCost | 0 | [6 empty] | 0.33348 | 0
LCP_Inputs_ON_Diverse_IEA_2023_05_05 | 2048 | CH4 Import - WC 2030 | Import | Methane | WC | Dispatch-Import | VOM | 0 | [6 empty] | 0.33348 | 0
LCP_Inputs_ON_Diverse_IEA_2023_05_05 | 2048 | CH4 Import - WC 2040 | Import | Methane | MI | Dispatch-Import | EmissionsCost | 0 | [6 empty] | 0.33348 | 0
LCP_Inputs_ON_Diverse_IEA_2023_05_05 | 2048 | CH4 Import - WC 2040 | Import | Methane | MI | Dispatch-Import | FuelCost | 0 | [6 empty] | 0.33348 | 0
LCP_Inputs_ON_Diverse_IEA_2023_05_05 | 2048 | CH4 Import - WC 2040 | Import | Methane | MI | Dispatch-Import | VOM | 0 | [6 empty] | 0.33348 | 0
LCP_Inputs_ON_Diverse_IEA_2023_05_05 | 2048 | CH4 Import - WC 2040 | Import | Methane | NY | Dispatch-Import | EmissionsCost | 0 | [6 empty] | 0.33348 | 0
LCP_Inputs_ON_Diverse_IEA_2023_05_05 | 2048 | CH4 Import - WC 2040 | Import | Methane | NY | Dispatch-Import | FuelCost | 0 | [6 empty] | 0.33348 | 0
LCP_Inputs_ON_Diverse_IEA_2023_05_05 | 2048 | CH4 Import - WC 2040 | Import | Methane | NY | Dispatch-Import | VOM | 0 | [6 empty] | 0.33348 | 0
LCP_Inputs_ON_Diverse_IEA_2023_05_05 | 2048 | CH4 Import - WC 2040 | Import | Methane | ON | Dispatch-Import | EmissionsCost | 0 | [6 empty] | 0.33348 | 0
LCP_Inputs_ON_Diverse_IEA_2023_05_05 | 2048 | CH4 Import - WC 2040 | Import | Methane | ON | Dispatch-Import | FuelCost | 0 | [6 empty] | 0.33348 | 0
LCP_Inputs_ON_Diverse_IEA_2023_05_05 | 2048 | CH4 Import - WC 2040 | Import | Methane | ON | Dispatch-Import | VOM | 0 | [6 empty] | 0.33348 | 0
LCP_Inputs_ON_Diverse_IEA_2023_05_05 | 2048 | CH4 Import - WC 2040 | Import | Methane | PJ | Dispatch-Import | EmissionsCost | 0 | [6 empty] | 0.33348 | 0
LCP_Inputs_ON_Diverse_IEA_2023_05_05 | 2048 | CH4 Import - WC 2040 | Import | Methane | PJ | Dispatch-Import | FuelCost | 0 | [6 empty] | 0.33348 | 0
LCP_Inputs_ON_Diverse_IEA_2023_05_05 | 2048 | CH4 Import - WC 2040 | Import | Methane | PJ | Dispatch-Import | VOM | 0 | [6 empty] | 0.33348 | 0
LCP_Inputs_ON_Diverse_IEA_2023_05_05 | 2048 | CH4 Import - WC 2040 | Import | Methane | QC | Dispatch-Import | EmissionsCost | 0 | [6 empty] | 0.33348 | 0
LCP_Inputs_ON_Diverse_IEA_2023_05_05 | 2048 | CH4 Import - WC 2040 | Import | Methane | QC | Dispatch-Import | FuelCost | 0 | [6 empty] | 0.33348 | 0
LCP_Inputs_ON_Diverse_IEA_2023_05_05 | 2048 | CH4 Import - WC 2040 | Import | Methane | QC | Dispatch-Import | VOM | 0 | [6 empty] | 0.33348 | 0
LCP_Inputs_ON_Diverse_IEA_2023_05_05 | 2048 | CH4 Import - WC 2040 | Import | Methane | WC | Dispatch-Import | EmissionsCost | 2117477751.305 | [6 empty] | 0.33348 | 706131125.997
LCP_Inputs_ON_Diverse_IEA_2023_05_05 | 2048 | CH4 Import - WC 2040 | Import | Methane | WC | Dispatch-Import | FuelCost | 1127013410.4372 | [6 empty] | 0.33348 | 375833582.2113
LCP_Inputs_ON_Diverse_IEA_2023_05_05 | 2048 | CH4 Import - WC 2040 | Import | Methane | WC | Dispatch-Import | VOM | 0 | [6 empty] | 0.33348 | 0
LCP_Inputs_ON_Diverse_IEA_2023_05_05 | 2048 | CH4 Import - WC 2050 | Import | Methane | MI | Dispatch-Import | EmissionsCost | 0 | [6 empty] | 0.33348 | 0
LCP_Inputs_ON_Diverse_IEA_2023_05_05 | 2048 | CH4 Import - WC 2050 | Import | Methane | MI | Dispatch-Import | FuelCost | 0 | [6 empty] | 0.33348 | 0
LCP_Inputs_ON_Diverse_IEA_2023_05_05 | 2048 | CH4 Import - WC 2050 | Import | Methane | MI | Dispatch-Import | VOM | 0 | [6 empty] | 0.33348 | 0
LCP_Inputs_ON_Diverse_IEA_2023_05_05 | 2048 | CH4 Import - WC 2050 | Import | Methane | NY | Dispatch-Import | EmissionsCost | 0 | [6 empty] | 0.33348 | 0
LCP_Inputs_ON_Diverse_IEA_2023_05_05 | 2048 | CH4 Import - WC 2050 | Import | Methane | NY | Dispatch-Import | FuelCost | 0 | [6 empty] | 0.33348 | 0
LCP_Inputs_ON_Diverse_IEA_2023_05_05 | 2048 | CH4 Import - WC 2050 | Import | Methane | NY | Dispatch-Import | VOM | 0 | [6 empty] | 0.33348 | 0
LCP_Inputs_ON_Diverse_IEA_2023_05_05 | 2048 | CH4 Import - WC 2050 | Import | Methane | ON | Dispatch-Import | EmissionsCost | 0 | [6 empty] | 0.33348 | 0
LCP_Inputs_ON_Diverse_IEA_2023_05_05 | 2048 | CH4 Import - WC 2050 | Import | Methane | ON | Dispatch-Import | FuelCost | 0 | [6 empty] | 0.33348 | 0
LCP_Inputs_ON_Diverse_IEA_2023_05_05 | 2048 | CH4 Import - WC 2050 | Import | Methane | ON | Dispatch-Import | VOM | 0 | [6 empty] | 0.33348 | 0
LCP_Inputs_ON_Diverse_IEA_2023_05_05 | 2048 | CH4 Import - WC 2050 | Import | Methane | PJ | Dispatch-Import | EmissionsCost | 0 | [6 empty] | 0.33348 | 0
LCP_Inputs_ON_Diverse_IEA_2023_05_05 | 2048 | CH4 Import - WC 2050 | Import | Methane | PJ | Dispatch-Import | FuelCost | 0 | [6 empty] | 0.33348 | 0
LCP_Inputs_ON_Diverse_IEA_2023_05_05 | 2048 | CH4 Import - WC 2050 | Import | Methane | PJ | Dispatch-Import | VOM | 0 | [6 empty] | 0.33348 | 0
LCP_Inputs_ON_Diverse_IEA_2023_05_05 | 2048 | CH4 Import - WC 2050 | Import | Methane | QC | Dispatch-Import | EmissionsCost | 0 | [6 empty] | 0.33348 | 0
LCP_Inputs_ON_Diverse_IEA_2023_05_05 | 2048 | CH4 Import - WC 2050 | Import | Methane | QC | Dispatch-Import | FuelCost | 0 | [6 empty] | 0.33348 | 0
LCP_Inputs_ON_Diverse_IEA_2023_05_05 | 2048 | CH4 Import - WC 2050 | Import | Methane | QC | Dispatch-Import | VOM | 0 | [6 empty] | 0.33348 | 0
LCP_Inputs_ON_Diverse_IEA_2023_05_05 | 2048 | CH4 Import - WC 2050 | Import | Methane | WC | Dispatch-Import | EmissionsCost | 0 | [6 empty] | 0.33348 | 0
LCP_Inputs_ON_Diverse_IEA_2023_05_05 | 2048 | CH4 Import - WC 2050 | Import | Methane | WC | Dispatch-Import | FuelCost | 0 | [6 empty] | 0.33348 | 0
LCP_Inputs_ON_Diverse_IEA_2023_05_05 | 2048 | CH4 Import - WC 2050 | Import | Methane | WC | Dispatch-Import | VOM | 0 | [6 empty] | 0.33348 | 0
LCP_Inputs_ON_Diverse_IEA_2023_05_05 | 2048 | CH4 Salt Cavern Storage - ON | Storage | Methane | MI | Dispatch-Storage | EmissionsCost | 0 | [6 empty] | 0.33348 | 0
LCP_Inputs_ON_Diverse_IEA_2023_05_05 | 2048 | CH4 Salt Cavern Storage - ON | Storage | Methane | MI | Dispatch-Storage | FuelCost | 0 | [6 empty] | 0.33348 | 0
LCP_Inputs_ON_Diverse_IEA_2023_05_05 | 2048 | CH4 Salt Cavern Storage - ON | Storage | Methane | MI | Dispatch-Storage | VOM | 0 | [6 empty] | 0.33348 | 0
LCP_Inputs_ON_Diverse_IEA_2023_05_05 | 2048 | CH4 Salt Cavern Storage - ON | Storage | Methane | NY | Dispatch-Storage | EmissionsCost | 0 | [6 empty] | 0.33348 | 0
LCP_Inputs_ON_Diverse_IEA_2023_05_05 | 2048 | CH4 Salt Cavern Storage - ON | Storage | Methane | NY | Dispatch-Storage | FuelCost | 0 | [6 empty] | 0.33348 | 0
LCP_Inputs_ON_Diverse_IEA_2023_05_05 | 2048 | CH4 Salt Cavern Storage - ON | Storage | Methane | NY | Dispatch-Storage | VOM | 0 | [6 empty] | 0.33348 | 0
LCP_Inputs_ON_Diverse_IEA_2023_05_05 | 2048 | CH4 Salt Cavern Storage - ON | Storage | Methane | ON | Dispatch-Storage | EmissionsCost | 0 | [6 empty] | 0.33348 | 0
LCP_Inputs_ON_Diverse_IEA_2023_05_05 | 2048 | CH4 Salt Cavern Storage - ON | Storage | Methane | ON | Dispatch-Storage | FuelCost | 0 | [6 empty] | 0.33348 | 0
LCP_Inputs_ON_Diverse_IEA_2023_05_05 | 2048 | CH4 Salt Cavern Storage - ON | Storage | Methane | ON | Dispatch-Storage | VOM | 0 | [6 empty] | 0.33348 | 0
LCP_Inputs_ON_Diverse_IEA_2023_05_05 | 2048 | CH4 Salt Cavern Storage - ON | Storage | Methane | PJ | Dispatch-Storage | EmissionsCost | 0 | [6 empty] | 0.33348 | 0
LCP_Inputs_ON_Diverse_IEA_2023_05_05 | 2048 | CH4 Salt Cavern Storage - ON | Storage | Methane | PJ | Dispatch-Storage | FuelCost | 0 | [6 empty] | 0.33348 | 0
LCP_Inputs_ON_Diverse_IEA_2023_05_05 | 2048 | CH4 Salt Cavern Storage - ON | Storage | Methane | PJ | Dispatch-Storage | VOM | 0 | [6 empty] | 0.33348 | 0
LCP_Inputs_ON_Diverse_IEA_2023_05_05 | 2048 | CH4 Salt Cavern Storage - ON | Storage | Methane | QC | Dispatch-Storage | EmissionsCost | 0 | [6 empty] | 0.33348 | 0
LCP_Inputs_ON_Diverse_IEA_2023_05_05 | 2048 | CH4 Salt Cavern Storage - ON | Storage | Methane | QC | Dispatch-Storage | FuelCost | 0 | [6 empty] | 0.33348 | 0
LCP_Inputs_ON_Diverse_IEA_2023_05_05 | 2048 | CH4 Salt Cavern Storage - ON | Storage | Methane | QC | Dispatch-Storage | VOM | 0 | [6 empty] | 0.33348 | 0
LCP_Inputs_ON_Diverse_IEA_2023_05_05 | 2048 | CH4 Salt Cavern Storage - ON | Storage | Methane | WC | Dispatch-Storage | EmissionsCost | 0 | [6 empty] | 0.33348 | 0
LCP_Inputs_ON_Diverse_IEA_2023_05_05 | 2048 | CH4 Salt Cavern Storage - ON | Storage | Methane | WC | Dispatch-Storage | FuelCost | 0 | [6 empty] | 0.33348 | 0
LCP_Inputs_ON_Diverse_IEA_2023_05_05 | 2048 | CH4 Salt Cavern Storage - ON | Storage | Methane | WC | Dispatch-Storage | VOM | 0 | [6 empty] | 0.33348 | 0
LCP_Inputs_ON_Diverse_IEA_2023_05_05 | 2048 | Electrolyser 2020/2030 | Crossload | Hydrogen | MI | Dispatch-Crossload | EmissionsCost | 0 | [6 empty] | 0.33348 | 0
LCP_Inputs_ON_Diverse_IEA_2023_05_05 | 2048 | Electrolyser 2020/2030 | Crossload | Hydrogen | MI | Dispatch-Crossload | FuelCost | 0 | [6 empty] | 0.33348 | 0
LCP_Inputs_ON_Diverse_IEA_2023_05_05 | 2048 | Electrolyser 2020/2030 | Crossload | Hydrogen | MI | Dispatch-Crossload | VOM | 0 | [6 empty] | 0.33348 | 0
LCP_Inputs_ON_Diverse_IEA_2023_05_05 | 2048 | Electrolyser 2020/2030 | Crossload | Hydrogen | NY | Dispatch-Crossload | EmissionsCost | 0 | [6 empty] | 0.33348 | 0
LCP_Inputs_ON_Diverse_IEA_2023_05_05 | 2048 | Electrolyser 2020/2030 | Crossload | Hydrogen | NY | Dispatch-Crossload | FuelCost | 0 | [6 empty] | 0.33348 | 0
LCP_Inputs_ON_Diverse_IEA_2023_05_05 | 2048 | Electrolyser 2020/2030 | Crossload | Hydrogen | NY | Dispatch-Crossload | VOM | 0 | [6 empty] | 0.33348 | 0
LCP_Inputs_ON_Diverse_IEA_2023_05_05 | 2048 | Electrolyser 2020/2030 | Crossload | Hydrogen | ON | Dispatch-Crossload | EmissionsCost | 0 | [6 empty] | 0.33348 | 0
LCP_Inputs_ON_Diverse_IEA_2023_05_05 | 2048 | Electrolyser 2020/2030 | Crossload | Hydrogen | ON | Dispatch-Crossload | FuelCost | 0 | [6 empty] | 0.33348 | 0
LCP_Inputs_ON_Diverse_IEA_2023_05_05 | 2048 | Electrolyser 2020/2030 | Crossload | Hydrogen | ON | Dispatch-Crossload | VOM | 0 | [6 empty] | 0.33348 | 0
LCP_Inputs_ON_Diverse_IEA_2023_05_05 | 2048 | Electrolyser 2020/2030 | Crossload | Hydrogen | PJ | Dispatch-Crossload | EmissionsCost | 0 | [6 empty] | 0.33348 | 0
LCP_Inputs_ON_Diverse_IEA_2023_05_05 | 2048 | Electrolyser 2020/2030 | Crossload | Hydrogen | PJ | Dispatch-Crossload | FuelCost | 0 | [6 empty] | 0.33348 | 0
LCP_Inputs_ON_Diverse_IEA_2023_05_05 | 2048 | Electrolyser 2020/2030 | Crossload | Hydrogen | PJ | Dispatch-Crossload | VOM | 0 | [6 empty] | 0.33348 | 0
LCP_Inputs_ON_Diverse_IEA_2023_05_05 | 2048 | Electrolyser 2020/2030 | Crossload | Hydrogen | QC | Dispatch-Crossload | EmissionsCost | 0 | [6 empty] | 0.33348 | 0
LCP_Inputs_ON_Diverse_IEA_2023_05_05 | 2048 | Electrolyser 2020/2030 | Crossload | Hydrogen | QC | Dispatch-Crossload | FuelCost | 0 | [6 empty] | 0.33348 | 0
LCP_Inputs_ON_Diverse_IEA_2023_05_05 | 2048 | Electrolyser 2020/2030 | Crossload | Hydrogen | QC | Dispatch-Crossload | VOM | 0 | [6 empty] | 0.33348 | 0
LCP_Inputs_ON_Diverse_IEA_2023_05_05 | 2048 | Electrolyser 2020/2030 | Crossload | Hydrogen | WC | Dispatch-Crossload | EmissionsCost | 0 | [6 empty] | 0.33348 | 0
LCP_Inputs_ON_Diverse_IEA_2023_05_05 | 2048 | Electrolyser 2020/2030 | Crossload | Hydrogen | WC | Dispatch-Crossload | FuelCost | 0 | [6 empty] | 0.33348 | 0
LCP_Inputs_ON_Diverse_IEA_2023_05_05 | 2048 | Electrolyser 2020/2030 | Crossload | Hydrogen | WC | Dispatch-Crossload | VOM | 0 | [6 empty] | 0.33348 | 0
LCP_Inputs_ON_Diverse_IEA_2023_05_05 | 2048 | Electrolyser 2040 | Crossload | Hydrogen | MI | Dispatch-Crossload | EmissionsCost | 0 | [6 empty] | 0.33348 | 0
LCP_Inputs_ON_Diverse_IEA_2023_05_05 | 2048 | Electrolyser 2040 | Crossload | Hydrogen | MI | Dispatch-Crossload | FuelCost | 0 | [6 empty] | 0.33348 | 0
LCP_Inputs_ON_Diverse_IEA_2023_05_05 | 2048 | Electrolyser 2040 | Crossload | Hydrogen | MI | Dispatch-Crossload | VOM | 0 | [6 empty] | 0.33348 | 0
LCP_Inputs_ON_Diverse_IEA_2023_05_05 | 2048 | Electrolyser 2040 | Crossload | Hydrogen | NY | Dispatch-Crossload | EmissionsCost | 0 | [6 empty] | 0.33348 | 0
LCP_Inputs_ON_Diverse_IEA_2023_05_05 | 2048 | Electrolyser 2040 | Crossload | Hydrogen | NY | Dispatch-Crossload | FuelCost | 0 | [6 empty] | 0.33348 | 0
LCP_Inputs_ON_Diverse_IEA_2023_05_05 | 2048 | Electrolyser 2040 | Crossload | Hydrogen | NY | Dispatch-Crossload | VOM | 0 | [6 empty] | 0.33348 | 0
LCP_Inputs_ON_Diverse_IEA_2023_05_05 | 2048 | Electrolyser 2040 | Crossload | Hydrogen | ON | Dispatch-Crossload | EmissionsCost | 0 | [6 empty] | 0.33348 | 0
LCP_Inputs_ON_Diverse_IEA_2023_05_05 | 2048 | Electrolyser 2040 | Crossload | Hydrogen | ON | Dispatch-Crossload | FuelCost | 0 | [6 empty] | 0.33348 | 0
LCP_Inputs_ON_Diverse_IEA_2023_05_05 | 2048 | Electrolyser 2040 | Crossload | Hydrogen | ON | Dispatch-Crossload | VOM | 0 | [6 empty] | 0.33348 | 0
LCP_Inputs_ON_Diverse_IEA_2023_05_05 | 2048 | Electrolyser 2040 | Crossload | Hydrogen | PJ | Dispatch-Crossload | EmissionsCost | 0 | [6 empty] | 0.33348 | 0
LCP_Inputs_ON_Diverse_IEA_2023_05_05 | 2048 | Electrolyser 2040 | Crossload | Hydrogen | PJ | Dispatch-Crossload | FuelCost | 0 | [6 empty] | 0.33348 | 0
LCP_Inputs_ON_Diverse_IEA_2023_05_05 | 2048 | Electrolyser 2040 | Crossload | Hydrogen | PJ | Dispatch-Crossload | VOM | 0 | [6 empty] | 0.33348 | 0
LCP_Inputs_ON_Diverse_IEA_2023_05_05 | 2048 | Electrolyser 2040 | Crossload | Hydrogen | QC | Dispatch-Crossload | EmissionsCost | 0 | [6 empty] | 0.33348 | 0
LCP_Inputs_ON_Diverse_IEA_2023_05_05 | 2048 | Electrolyser 2040 | Crossload | Hydrogen | QC | Dispatch-Crossload | FuelCost | 0 | [6 empty] | 0.33348 | 0
LCP_Inputs_ON_Diverse_IEA_2023_05_05 | 2048 | Electrolyser 2040 | Crossload | Hydrogen | QC | Dispatch-Crossload | VOM | 0 | [6 empty] | 0.33348 | 0
LCP_Inputs_ON_Diverse_IEA_2023_05_05 | 2048 | Electrolyser 2040 | Crossload | Hydrogen | WC | Dispatch-Crossload | EmissionsCost | 0 | [6 empty] | 0.33348 | 0
LCP_Inputs_ON_Diverse_IEA_2023_05_05 | 2048 | Electrolyser 2040 | Crossload | Hydrogen | WC | Dispatch-Crossload | FuelCost | 0 | [6 empty] | 0.33348 | 0
LCP_Inputs_ON_Diverse_IEA_2023_05_05 | 2048 | Electrolyser 2040 | Crossload | Hydrogen | WC | Dispatch-Crossload | VOM | 0 | [6 empty] | 0.33348 | 0
LCP_Inputs_ON_Diverse_IEA_2023_05_05 | 2048 | Electrolyser 2050 | Crossload | Hydrogen | MI | Dispatch-Crossload | EmissionsCost | 0 | [6 empty] | 0.33348 | 0
LCP_Inputs_ON_Diverse_IEA_2023_05_05 | 2048 | Electrolyser 2050 | Crossload | Hydrogen | MI | Dispatch-Crossload | FuelCost | 0 | [6 empty] | 0.33348 | 0
LCP_Inputs_ON_Diverse_IEA_2023_05_05 | 2048 | Electrolyser 2050 | Crossload | Hydrogen | MI | Dispatch-Crossload | VOM | 0 | [6 empty] | 0.33348 | 0
LCP_Inputs_ON_Diverse_IEA_2023_05_05 | 2048 | Electrolyser 2050 | Crossload | Hydrogen | NY | Dispatch-Crossload | EmissionsCost | 0 | [6 empty] | 0.33348 | 0
LCP_Inputs_ON_Diverse_IEA_2023_05_05 | 2048 | Electrolyser 2050 | Crossload | Hydrogen | NY | Dispatch-Crossload | FuelCost | 0 | [6 empty] | 0.33348 | 0
LCP_Inputs_ON_Diverse_IEA_2023_05_05 | 2048 | Electrolyser 2050 | Crossload | Hydrogen | NY | Dispatch-Crossload | VOM | 0 | [6 empty] | 0.33348 | 0
LCP_Inputs_ON_Diverse_IEA_2023_05_05 | 2048 | Electrolyser 2050 | Crossload | Hydrogen | ON | Dispatch-Crossload | EmissionsCost | 0 | [6 empty] | 0.33348 | 0
LCP_Inputs_ON_Diverse_IEA_2023_05_05 | 2048 | Electrolyser 2050 | Crossload | Hydrogen | ON | Dispatch-Crossload | FuelCost | 0 | [6 empty] | 0.33348 | 0
LCP_Inputs_ON_Diverse_IEA_2023_05_05 | 2048 | Electrolyser 2050 | Crossload | Hydrogen | ON | Dispatch-Crossload | VOM | 0 | [6 empty] | 0.33348 | 0
LCP_Inputs_ON_Diverse_IEA_2023_05_05 | 2048 | Electrolyser 2050 | Crossload | Hydrogen | PJ | Dispatch-Crossload | EmissionsCost | 0 | [6 empty] | 0.33348 | 0
LCP_Inputs_ON_Diverse_IEA_2023_05_05 | 2048 | Electrolyser 2050 | Crossload | Hydrogen | PJ | Dispatch-Crossload | FuelCost | 0 | [6 empty] | 0.33348 | 0
LCP_Inputs_ON_Diverse_IEA_2023_05_05 | 2048 | Electrolyser 2050 | Crossload | Hydrogen | PJ | Dispatch-Crossload | VOM | 0 | [6 empty] | 0.33348 | 0
LCP_Inputs_ON_Diverse_IEA_2023_05_05 | 2048 | Electrolyser 2050 | Crossload | Hydrogen | QC | Dispatch-Crossload | EmissionsCost | 0 | [6 empty] | 0.33348 | 0
LCP_Inputs_ON_Diverse_IEA_2023_05_05 | 2048 | Electrolyser 2050 | Crossload | Hydrogen | QC | Dispatch-Crossload | FuelCost | 0 | [6 empty] | 0.33348 | 0
LCP_Inputs_ON_Diverse_IEA_2023_05_05 | 2048 | Electrolyser 2050 | Crossload | Hydrogen | QC | Dispatch-Crossload | VOM | 0 | [6 empty] | 0.33348 | 0
LCP_Inputs_ON_Diverse_IEA_2023_05_05 | 2048 | Electrolyser 2050 | Crossload | Hydrogen | WC | Dispatch-Crossload | EmissionsCost | 0 | [6 empty] | 0.33348 | 0
LCP_Inputs_ON_Diverse_IEA_2023_05_05 | 2048 | Electrolyser 2050 | Crossload | Hydrogen | WC | Dispatch-Crossload | FuelCost | 0 | [6 empty] | 0.33348 | 0
LCP_Inputs_ON_Diverse_IEA_2023_05_05 | 2048 | Electrolyser 2050 | Crossload | Hydrogen | WC | Dispatch-Crossload | VOM | 0 | [6 empty] | 0.33348 | 0
LCP_Inputs_ON_Diverse_IEA_2023_05_05 | 2048 | Fossil Fuel Thermal (Coal, Peat, Oil) | Generation | Electricity | MI | Dispatch-Generation | EmissionsCost | 0 | [6 empty] | 0.33348 | 0
LCP_Inputs_ON_Diverse_IEA_2023_05_05 | 2048 | Fossil Fuel Thermal (Coal, Peat, Oil) | Generation | Electricity | MI | Dispatch-Generation | FuelCost | 0 | [6 empty] | 0.33348 | 0
LCP_Inputs_ON_Diverse_IEA_2023_05_05 | 2048 | Fossil Fuel Thermal (Coal, Peat, Oil) | Generation | Electricity | MI | Dispatch-Generation | VOM | 0 | [6 empty] | 0.33348 | 0
LCP_Inputs_ON_Diverse_IEA_2023_05_05 | 2048 | Fossil Fuel Thermal (Coal, Peat, Oil) | Generation | Electricity | NY | Dispatch-Generation | EmissionsCost | 0 | [6 empty] | 0.33348 | 0
LCP_Inputs_ON_Diverse_IEA_2023_05_05 | 2048 | Fossil Fuel Thermal (Coal, Peat, Oil) | Generation | Electricity | NY | Dispatch-Generation | FuelCost | 0 | [6 empty] | 0.33348 | 0
LCP_Inputs_ON_Diverse_IEA_2023_05_05 | 2048 | Fossil Fuel Thermal (Coal, Peat, Oil) | Generation | Electricity | NY | Dispatch-Generation | VOM | 0 | [6 empty] | 0.33348 | 0
LCP_Inputs_ON_Diverse_IEA_2023_05_05 | 2048 | Fossil Fuel Thermal (Coal, Peat, Oil) | Generation | Electricity | ON | Dispatch-Generation | EmissionsCost | 0 | [6 empty] | 0.33348 | 0
LCP_Inputs_ON_Diverse_IEA_2023_05_05 | 2048 | Fossil Fuel Thermal (Coal, Peat, Oil) | Generation | Electricity | ON | Dispatch-Generation | FuelCost | 0 | [6 empty] | 0.33348 | 0
LCP_Inputs_ON_Diverse_IEA_2023_05_05 | 2048 | Fossil Fuel Thermal (Coal, Peat, Oil) | Generation | Electricity | ON | Dispatch-Generation | VOM | 0 | [6 empty] | 0.33348 | 0
LCP_Inputs_ON_Diverse_IEA_2023_05_05 | 2048 | Fossil Fuel Thermal (Coal, Peat, Oil) | Generation | Electricity | PJ | Dispatch-Generation | EmissionsCost | 0 | [6 empty] | 0.33348 | 0
LCP_Inputs_ON_Diverse_IEA_2023_05_05 | 2048 | Fossil Fuel Thermal (Coal, Peat, Oil) | Generation | Electricity | PJ | Dispatch-Generation | FuelCost | 0 | [6 empty] | 0.33348 | 0
LCP_Inputs_ON_Diverse_IEA_2023_05_05 | 2048 | Fossil Fuel Thermal (Coal, Peat, Oil) | Generation | Electricity | PJ | Dispatch-Generation | VOM | 0 | [6 empty] | 0.33348 | 0
LCP_Inputs_ON_Diverse_IEA_2023_05_05 | 2048 | Fossil Fuel Thermal (Coal, Peat, Oil) | Generation | Electricity | QC | Dispatch-Generation | EmissionsCost | 0 | [6 empty] | 0.33348 | 0
LCP_Inputs_ON_Diverse_IEA_2023_05_05 | 2048 | Fossil Fuel Thermal (Coal, Peat, Oil) | Generation | Electricity | QC | Dispatch-Generation | FuelCost | 0 | [6 empty] | 0.33348 | 0
LCP_Inputs_ON_Diverse_IEA_2023_05_05 | 2048 | Fossil Fuel Thermal (Coal, Peat, Oil) | Generation | Electricity | QC | Dispatch-Generation | VOM | 0 | [6 empty] | 0.33348 | 0
LCP_Inputs_ON_Diverse_IEA_2023_05_05 | 2048 | Fossil Fuel Thermal (Coal, Peat, Oil) | Generation | Electricity | WC | Dispatch-Generation | EmissionsCost | 0 | [6 empty] | 0.33348 | 0
LCP_Inputs_ON_Diverse_IEA_2023_05_05 | 2048 | Fossil Fuel Thermal (Coal, Peat, Oil) | Generation | Electricity | WC | Dispatch-Generation | FuelCost | 0 | [6 empty] | 0.33348 | 0
LCP_Inputs_ON_Diverse_IEA_2023_05_05 | 2048 | Fossil Fuel Thermal (Coal, Peat, Oil) | Generation | Electricity | WC | Dispatch-Generation | VOM | 0 | [6 empty] | 0.33348 | 0
LCP_Inputs_ON_Diverse_IEA_2023_05_05 | 2048 | Generic - Generator | Generation | Electricity | MI | Dispatch-Generation | EmissionsCost | 0 | [6 empty] | 0.33348 | 0
LCP_Inputs_ON_Diverse_IEA_2023_05_05 | 2048 | Generic - Generator | Generation | Electricity | MI | Dispatch-Generation | FuelCost | 834353354.7452 | [6 empty] | 0.33348 | 278238046.8945
LCP_Inputs_ON_Diverse_IEA_2023_05_05 | 2048 | Generic - Generator | Generation | Electricity | MI | Dispatch-Generation | VOM | 27287451.8893 | [6 empty] | 0.33348 | 9099750.4537
LCP_Inputs_ON_Diverse_IEA_2023_05_05 | 2048 | Generic - Generator | Generation | Electricity | NY | Dispatch-Generation | EmissionsCost | 0 | [6 empty] | 0.33348 | 0
LCP_Inputs_ON_Diverse_IEA_2023_05_05 | 2048 | Generic - Generator | Generation | Electricity | NY | Dispatch-Generation | FuelCost | 104321173.1139 | [6 empty] | 0.33348 | 34788761.011
LCP_Inputs_ON_Diverse_IEA_2023_05_05 | 2048 | Generic - Generator | Generation | Electricity | NY | Dispatch-Generation | VOM | 3411814.6421 | [6 empty] | 0.33348 | 1137763.3193
LCP_Inputs_ON_Diverse_IEA_2023_05_05 | 2048 | Generic - Generator | Generation | Electricity | ON | Dispatch-Generation | EmissionsCost | 0 | [6 empty] | 0.33348 | 0
LCP_Inputs_ON_Diverse_IEA_2023_05_05 | 2048 | Generic - Generator | Generation | Electricity | ON | Dispatch-Generation | FuelCost | 0 | [6 empty] | 0.33348 | 0
LCP_Inputs_ON_Diverse_IEA_2023_05_05 | 2048 | Generic - Generator | Generation | Electricity | ON | Dispatch-Generation | VOM | 0 | [6 empty] | 0.33348 | 0
LCP_Inputs_ON_Diverse_IEA_2023_05_05 | 2048 | Generic - Generator | Generation | Electricity | PJ | Dispatch-Generation | EmissionsCost | 0 | [6 empty] | 0.33348 | 0
LCP_Inputs_ON_Diverse_IEA_2023_05_05 | 2048 | Generic - Generator | Generation | Electricity | PJ | Dispatch-Generation | FuelCost | 5328558791.3796 | [6 empty] | 0.33348 | 1776954311.3164
LCP_Inputs_ON_Diverse_IEA_2023_05_05 | 2048 | Generic - Generator | Generation | Electricity | PJ | Dispatch-Generation | VOM | 174270038.9852 | [6 empty] | 0.33348 | 58115131.9207
LCP_Inputs_ON_Diverse_IEA_2023_05_05 | 2048 | Generic - Generator | Generation | Electricity | QC | Dispatch-Generation | EmissionsCost | 0 | [6 empty] | 0.33348 | 0
LCP_Inputs_ON_Diverse_IEA_2023_05_05 | 2048 | Generic - Generator | Generation | Electricity | QC | Dispatch-Generation | FuelCost | 0 | [6 empty] | 0.33348 | 0
LCP_Inputs_ON_Diverse_IEA_2023_05_05 | 2048 | Generic - Generator | Generation | Electricity | QC | Dispatch-Generation | VOM | 0 | [6 empty] | 0.33348 | 0
LCP_Inputs_ON_Diverse_IEA_2023_05_05 | 2048 | Generic - Generator | Generation | Electricity | WC | Dispatch-Generation | EmissionsCost | 0 | [6 empty] | 0.33348 | 0
LCP_Inputs_ON_Diverse_IEA_2023_05_05 | 2048 | Generic - Generator | Generation | Electricity | WC | Dispatch-Generation | FuelCost | 0 | [6 empty] | 0.33348 | 0
LCP_Inputs_ON_Diverse_IEA_2023_05_05 | 2048 | Generic - Generator | Generation | Electricity | WC | Dispatch-Generation | VOM | 0 | [6 empty] | 0.33348 | 0
LCP_Inputs_ON_Diverse_IEA_2023_05_05 | 2048 | H2 Import - QC | Import | Hydrogen | MI | Dispatch-Import | EmissionsCost | 0 | [6 empty] | 0.33348 | 0
LCP_Inputs_ON_Diverse_IEA_2023_05_05 | 2048 | H2 Import - QC | Import | Hydrogen | MI | Dispatch-Import | FuelCost | 0 | [6 empty] | 0.33348 | 0
LCP_Inputs_ON_Diverse_IEA_2023_05_05 | 2048 | H2 Import - QC | Import | Hydrogen | MI | Dispatch-Import | VOM | 0 | [6 empty] | 0.33348 | 0
LCP_Inputs_ON_Diverse_IEA_2023_05_05 | 2048 | H2 Import - QC | Import | Hydrogen | NY | Dispatch-Import | EmissionsCost | 0 | [6 empty] | 0.33348 | 0
LCP_Inputs_ON_Diverse_IEA_2023_05_05 | 2048 | H2 Import - QC | Import | Hydrogen | NY | Dispatch-Import | FuelCost | 0 | [6 empty] | 0.33348 | 0
LCP_Inputs_ON_Diverse_IEA_2023_05_05 | 2048 | H2 Import - QC | Import | Hydrogen | NY | Dispatch-Import | VOM | 0 | [6 empty] | 0.33348 | 0
LCP_Inputs_ON_Diverse_IEA_2023_05_05 | 2048 | H2 Import - QC | Import | Hydrogen | ON | Dispatch-Import | EmissionsCost | 0 | [6 empty] | 0.33348 | 0
LCP_Inputs_ON_Diverse_IEA_2023_05_05 | 2048 | H2 Import - QC | Import | Hydrogen | ON | Dispatch-Import | FuelCost | 0 | [6 empty] | 0.33348 | 0
LCP_Inputs_ON_Diverse_IEA_2023_05_05 | 2048 | H2 Import - QC | Import | Hydrogen | ON | Dispatch-Import | VOM | 0 | [6 empty] | 0.33348 | 0
LCP_Inputs_ON_Diverse_IEA_2023_05_05 | 2048 | H2 Import - QC | Import | Hydrogen | PJ | Dispatch-Import | EmissionsCost | 0 | [6 empty] | 0.33348 | 0
LCP_Inputs_ON_Diverse_IEA_2023_05_05 | 2048 | H2 Import - QC | Import | Hydrogen | PJ | Dispatch-Import | FuelCost | 0 | [6 empty] | 0.33348 | 0
LCP_Inputs_ON_Diverse_IEA_2023_05_05 | 2048 | H2 Import - QC | Import | Hydrogen | PJ | Dispatch-Import | VOM | 0 | [6 empty] | 0.33348 | 0
LCP_Inputs_ON_Diverse_IEA_2023_05_05 | 2048 | H2 Import - QC | Import | Hydrogen | QC | Dispatch-Import | EmissionsCost | 0 | [6 empty] | 0.33348 | 0
LCP_Inputs_ON_Diverse_IEA_2023_05_05 | 2048 | H2 Import - QC | Import | Hydrogen | QC | Dispatch-Import | FuelCost | 0 | [6 empty] | 0.33348 | 0
LCP_Inputs_ON_Diverse_IEA_2023_05_05 | 2048 | H2 Import - QC | Import | Hydrogen | QC | Dispatch-Import | VOM | 0 | [6 empty] | 0.33348 | 0
LCP_Inputs_ON_Diverse_IEA_2023_05_05 | 2048 | H2 Import - QC | Import | Hydrogen | WC | Dispatch-Import | EmissionsCost | 0 | [6 empty] | 0.33348 | 0
LCP_Inputs_ON_Diverse_IEA_2023_05_05 | 2048 | H2 Import - QC | Import | Hydrogen | WC | Dispatch-Import | FuelCost | 0 | [6 empty] | 0.33348 | 0
LCP_Inputs_ON_Diverse_IEA_2023_05_05 | 2048 | H2 Import - QC | Import | Hydrogen | WC | Dispatch-Import | VOM | 0 | [6 empty] | 0.33348 | 0
LCP_Inputs_ON_Diverse_IEA_2023_05_05 | 2048 | H2 Import - WC | Import | Hydrogen | MI | Dispatch-Import | EmissionsCost | 0 | [6 empty] | 0.33348 | 0
LCP_Inputs_ON_Diverse_IEA_2023_05_05 | 2048 | H2 Import - WC | Import | Hydrogen | MI | Dispatch-Import | FuelCost | 0 | [6 empty] | 0.33348 | 0
LCP_Inputs_ON_Diverse_IEA_2023_05_05 | 2048 | H2 Import - WC | Import | Hydrogen | MI | Dispatch-Import | VOM | 0 | [6 empty] | 0.33348 | 0
LCP_Inputs_ON_Diverse_IEA_2023_05_05 | 2048 | H2 Import - WC | Import | Hydrogen | NY | Dispatch-Import | EmissionsCost | 0 | [6 empty] | 0.33348 | 0
LCP_Inputs_ON_Diverse_IEA_2023_05_05 | 2048 | H2 Import - WC | Import | Hydrogen | NY | Dispatch-Import | FuelCost | 0 | [6 empty] | 0.33348 | 0
LCP_Inputs_ON_Diverse_IEA_2023_05_05 | 2048 | H2 Import - WC | Import | Hydrogen | NY | Dispatch-Import | VOM | 0 | [6 empty] | 0.33348 | 0
LCP_Inputs_ON_Diverse_IEA_2023_05_05 | 2048 | H2 Import - WC | Import | Hydrogen | ON | Dispatch-Import | EmissionsCost | 0 | [6 empty] | 0.33348 | 0
LCP_Inputs_ON_Diverse_IEA_2023_05_05 | 2048 | H2 Import - WC | Import | Hydrogen | ON | Dispatch-Import | FuelCost | 0 | [6 empty] | 0.33348 | 0
LCP_Inputs_ON_Diverse_IEA_2023_05_05 | 2048 | H2 Import - WC | Import | Hydrogen | ON | Dispatch-Import | VOM | 0 | [6 empty] | 0.33348 | 0
LCP_Inputs_ON_Diverse_IEA_2023_05_05 | 2048 | H2 Import - WC | Import | Hydrogen | PJ | Dispatch-Import | EmissionsCost | 0 | [6 empty] | 0.33348 | 0
LCP_Inputs_ON_Diverse_IEA_2023_05_05 | 2048 | H2 Import - WC | Import | Hydrogen | PJ | Dispatch-Import | FuelCost | 0 | [6 empty] | 0.33348 | 0
LCP_Inputs_ON_Diverse_IEA_2023_05_05 | 2048 | H2 Import - WC | Import | Hydrogen | PJ | Dispatch-Import | VOM | 0 | [6 empty] | 0.33348 | 0
LCP_Inputs_ON_Diverse_IEA_2023_05_05 | 2048 | H2 Import - WC | Import | Hydrogen | QC | Dispatch-Import | EmissionsCost | 0 | [6 empty] | 0.33348 | 0
LCP_Inputs_ON_Diverse_IEA_2023_05_05 | 2048 | H2 Import - WC | Import | Hydrogen | QC | Dispatch-Import | FuelCost | 0 | [6 empty] | 0.33348 | 0
LCP_Inputs_ON_Diverse_IEA_2023_05_05 | 2048 | H2 Import - WC | Import | Hydrogen | QC | Dispatch-Import | VOM | 0 | [6 empty] | 0.33348 | 0
LCP_Inputs_ON_Diverse_IEA_2023_05_05 | 2048 | H2 Import - WC | Import | Hydrogen | WC | Dispatch-Import | EmissionsCost | 0 | [6 empty] | 0.33348 | 0
LCP_Inputs_ON_Diverse_IEA_2023_05_05 | 2048 | H2 Import - WC | Import | Hydrogen | WC | Dispatch-Import | FuelCost | 298476487.2232 | [6 empty] | 0.33348 | 99535184.1957
LCP_Inputs_ON_Diverse_IEA_2023_05_05 | 2048 | H2 Import - WC | Import | Hydrogen | WC | Dispatch-Import | VOM | 0 | [6 empty] | 0.33348 | 0
LCP_Inputs_ON_Diverse_IEA_2023_05_05 | 2048 | H2 Salt Cavern Storage - ON | Storage | Hydrogen | MI | Dispatch-Storage | EmissionsCost | 0 | [6 empty] | 0.33348 | 0
LCP_Inputs_ON_Diverse_IEA_2023_05_05 | 2048 | H2 Salt Cavern Storage - ON | Storage | Hydrogen | MI | Dispatch-Storage | FuelCost | 0 | [6 empty] | 0.33348 | 0
LCP_Inputs_ON_Diverse_IEA_2023_05_05 | 2048 | H2 Salt Cavern Storage - ON | Storage | Hydrogen | MI | Dispatch-Storage | VOM | 0 | [6 empty] | 0.33348 | 0
LCP_Inputs_ON_Diverse_IEA_2023_05_05 | 2048 | H2 Salt Cavern Storage - ON | Storage | Hydrogen | NY | Dispatch-Storage | EmissionsCost | 0 | [6 empty] | 0.33348 | 0
LCP_Inputs_ON_Diverse_IEA_2023_05_05 | 2048 | H2 Salt Cavern Storage - ON | Storage | Hydrogen | NY | Dispatch-Storage | FuelCost | 0 | [6 empty] | 0.33348 | 0
LCP_Inputs_ON_Diverse_IEA_2023_05_05 | 2048 | H2 Salt Cavern Storage - ON | Storage | Hydrogen | NY | Dispatch-Storage | VOM | 0 | [6 empty] | 0.33348 | 0
LCP_Inputs_ON_Diverse_IEA_2023_05_05 | 2048 | H2 Salt Cavern Storage - ON | Storage | Hydrogen | ON | Dispatch-Storage | EmissionsCost | 0 | [6 empty] | 0.33348 | 0
LCP_Inputs_ON_Diverse_IEA_2023_05_05 | 2048 | H2 Salt Cavern Storage - ON | Storage | Hydrogen | ON | Dispatch-Storage | FuelCost | 0 | [6 empty] | 0.33348 | 0
LCP_Inputs_ON_Diverse_IEA_2023_05_05 | 2048 | H2 Salt Cavern Storage - ON | Storage | Hydrogen | ON | Dispatch-Storage | VOM | 80253018.6897 | [6 empty] | 0.33348 | 26762573.7352
LCP_Inputs_ON_Diverse_IEA_2023_05_05 | 2048 | H2 Salt Cavern Storage - ON | Storage | Hydrogen | PJ | Dispatch-Storage | EmissionsCost | 0 | [6 empty] | 0.33348 | 0
LCP_Inputs_ON_Diverse_IEA_2023_05_05 | 2048 | H2 Salt Cavern Storage - ON | Storage | Hydrogen | PJ | Dispatch-Storage | FuelCost | 0 | [6 empty] | 0.33348 | 0
LCP_Inputs_ON_Diverse_IEA_2023_05_05 | 2048 | H2 Salt Cavern Storage - ON | Storage | Hydrogen | PJ | Dispatch-Storage | VOM | 0 | [6 empty] | 0.33348 | 0
LCP_Inputs_ON_Diverse_IEA_2023_05_05 | 2048 | H2 Salt Cavern Storage - ON | Storage | Hydrogen | QC | Dispatch-Storage | EmissionsCost | 0 | [6 empty] | 0.33348 | 0
LCP_Inputs_ON_Diverse_IEA_2023_05_05 | 2048 | H2 Salt Cavern Storage - ON | Storage | Hydrogen | QC | Dispatch-Storage | FuelCost | 0 | [6 empty] | 0.33348 | 0
LCP_Inputs_ON_Diverse_IEA_2023_05_05 | 2048 | H2 Salt Cavern Storage - ON | Storage | Hydrogen | QC | Dispatch-Storage | VOM | 0 | [6 empty] | 0.33348 | 0
LCP_Inputs_ON_Diverse_IEA_2023_05_05 | 2048 | H2 Salt Cavern Storage - ON | Storage | Hydrogen | WC | Dispatch-Storage | EmissionsCost | 0 | [6 empty] | 0.33348 | 0
LCP_Inputs_ON_Diverse_IEA_2023_05_05 | 2048 | H2 Salt Cavern Storage - ON | Storage | Hydrogen | WC | Dispatch-Storage | FuelCost | 0 | [6 empty] | 0.33348 | 0
LCP_Inputs_ON_Diverse_IEA_2023_05_05 | 2048 | H2 Salt Cavern Storage - ON | Storage | Hydrogen | WC | Dispatch-Storage | VOM | 0 | [6 empty] | 0.33348 | 0
LCP_Inputs_ON_Diverse_IEA_2023_05_05 | 2048 | Hydro | Generation | Electricity | MI | Dispatch-Generation | EmissionsCost | 0 | [6 empty] | 0.33348 | 0
LCP_Inputs_ON_Diverse_IEA_2023_05_05 | 2048 | Hydro | Generation | Electricity | MI | Dispatch-Generation | FuelCost | 0 | [6 empty] | 0.33348 | 0
LCP_Inputs_ON_Diverse_IEA_2023_05_05 | 2048 | Hydro | Generation | Electricity | MI | Dispatch-Generation | VOM | 0 | [6 empty] | 0.33348 | 0
LCP_Inputs_ON_Diverse_IEA_2023_05_05 | 2048 | Hydro | Generation | Electricity | NY | Dispatch-Generation | EmissionsCost | 0 | [6 empty] | 0.33348 | 0
LCP_Inputs_ON_Diverse_IEA_2023_05_05 | 2048 | Hydro | Generation | Electricity | NY | Dispatch-Generation | FuelCost | 0 | [6 empty] | 0.33348 | 0
LCP_Inputs_ON_Diverse_IEA_2023_05_05 | 2048 | Hydro | Generation | Electricity | NY | Dispatch-Generation | VOM | 0 | [6 empty] | 0.33348 | 0
LCP_Inputs_ON_Diverse_IEA_2023_05_05 | 2048 | Hydro | Generation | Electricity | ON | Dispatch-Generation | EmissionsCost | 0 | [6 empty] | 0.33348 | 0
LCP_Inputs_ON_Diverse_IEA_2023_05_05 | 2048 | Hydro | Generation | Electricity | ON | Dispatch-Generation | FuelCost | 0 | [6 empty] | 0.33348 | 0
LCP_Inputs_ON_Diverse_IEA_2023_05_05 | 2048 | Hydro | Generation | Electricity | ON | Dispatch-Generation | VOM | 0 | [6 empty] | 0.33348 | 0
LCP_Inputs_ON_Diverse_IEA_2023_05_05 | 2048 | Hydro | Generation | Electricity | PJ | Dispatch-Generation | EmissionsCost | 0 | [6 empty] | 0.33348 | 0
LCP_Inputs_ON_Diverse_IEA_2023_05_05 | 2048 | Hydro | Generation | Electricity | PJ | Dispatch-Generation | FuelCost | 0 | [6 empty] | 0.33348 | 0
LCP_Inputs_ON_Diverse_IEA_2023_05_05 | 2048 | Hydro | Generation | Electricity | PJ | Dispatch-Generation | VOM | 0 | [6 empty] | 0.33348 | 0
LCP_Inputs_ON_Diverse_IEA_2023_05_05 | 2048 | Hydro | Generation | Electricity | QC | Dispatch-Generation | EmissionsCost | 0 | [6 empty] | 0.33348 | 0
LCP_Inputs_ON_Diverse_IEA_2023_05_05 | 2048 | Hydro | Generation | Electricity | QC | Dispatch-Generation | FuelCost | 0 | [6 empty] | 0.33348 | 0
LCP_Inputs_ON_Diverse_IEA_2023_05_05 | 2048 | Hydro | Generation | Electricity | QC | Dispatch-Generation | VOM | 0 | [6 empty] | 0.33348 | 0
LCP_Inputs_ON_Diverse_IEA_2023_05_05 | 2048 | Hydro | Generation | Electricity | WC | Dispatch-Generation | EmissionsCost | 0 | [6 empty] | 0.33348 | 0
LCP_Inputs_ON_Diverse_IEA_2023_05_05 | 2048 | Hydro | Generation | Electricity | WC | Dispatch-Generation | FuelCost | 0 | [6 empty] | 0.33348 | 0
LCP_Inputs_ON_Diverse_IEA_2023_05_05 | 2048 | Hydro | Generation | Electricity | WC | Dispatch-Generation | VOM | 0 | [6 empty] | 0.33348 | 0
LCP_Inputs_ON_Diverse_IEA_2023_05_05 | 2048 | Hydro Pumped Storage | Storage | Electricity | MI | Dispatch-Storage | EmissionsCost | 0 | [6 empty] | 0.33348 | 0
LCP_Inputs_ON_Diverse_IEA_2023_05_05 | 2048 | Hydro Pumped Storage | Storage | Electricity | MI | Dispatch-Storage | FuelCost | 0 | [6 empty] | 0.33348 | 0
LCP_Inputs_ON_Diverse_IEA_2023_05_05 | 2048 | Hydro Pumped Storage | Storage | Electricity | MI | Dispatch-Storage | VOM | 0 | [6 empty] | 0.33348 | 0
LCP_Inputs_ON_Diverse_IEA_2023_05_05 | 2048 | Hydro Pumped Storage | Storage | Electricity | NY | Dispatch-Storage | EmissionsCost | 0 | [6 empty] | 0.33348 | 0
LCP_Inputs_ON_Diverse_IEA_2023_05_05 | 2048 | Hydro Pumped Storage | Storage | Electricity | NY | Dispatch-Storage | FuelCost | 0 | [6 empty] | 0.33348 | 0
LCP_Inputs_ON_Diverse_IEA_2023_05_05 | 2048 | Hydro Pumped Storage | Storage | Electricity | NY | Dispatch-Storage | VOM | 0 | [6 empty] | 0.33348 | 0
LCP_Inputs_ON_Diverse_IEA_2023_05_05 | 2048 | Hydro Pumped Storage | Storage | Electricity | ON | Dispatch-Storage | EmissionsCost | 0 | [6 empty] | 0.33348 | 0
LCP_Inputs_ON_Diverse_IEA_2023_05_05 | 2048 | Hydro Pumped Storage | Storage | Electricity | ON | Dispatch-Storage | FuelCost | 0 | [6 empty] | 0.33348 | 0
LCP_Inputs_ON_Diverse_IEA_2023_05_05 | 2048 | Hydro Pumped Storage | Storage | Electricity | ON | Dispatch-Storage | VOM | 0 | [6 empty] | 0.33348 | 0
LCP_Inputs_ON_Diverse_IEA_2023_05_05 | 2048 | Hydro Pumped Storage | Storage | Electricity | PJ | Dispatch-Storage | EmissionsCost | 0 | [6 empty] | 0.33348 | 0
LCP_Inputs_ON_Diverse_IEA_2023_05_05 | 2048 | Hydro Pumped Storage | Storage | Electricity | PJ | Dispatch-Storage | FuelCost | 0 | [6 empty] | 0.33348 | 0
LCP_Inputs_ON_Diverse_IEA_2023_05_05 | 2048 | Hydro Pumped Storage | Storage | Electricity | PJ | Dispatch-Storage | VOM | 0 | [6 empty] | 0.33348 | 0
LCP_Inputs_ON_Diverse_IEA_2023_05_05 | 2048 | Hydro Pumped Storage | Storage | Electricity | QC | Dispatch-Storage | EmissionsCost | 0 | [6 empty] | 0.33348 | 0
LCP_Inputs_ON_Diverse_IEA_2023_05_05 | 2048 | Hydro Pumped Storage | Storage | Electricity | QC | Dispatch-Storage | FuelCost | 0 | [6 empty] | 0.33348 | 0
LCP_Inputs_ON_Diverse_IEA_2023_05_05 | 2048 | Hydro Pumped Storage | Storage | Electricity | QC | Dispatch-Storage | VOM | 0 | [6 empty] | 0.33348 | 0
LCP_Inputs_ON_Diverse_IEA_2023_05_05 | 2048 | Hydro Pumped Storage | Storage | Electricity | WC | Dispatch-Storage | EmissionsCost | 0 | [6 empty] | 0.33348 | 0
LCP_Inputs_ON_Diverse_IEA_2023_05_05 | 2048 | Hydro Pumped Storage | Storage | Electricity | WC | Dispatch-Storage | FuelCost | 0 | [6 empty] | 0.33348 | 0
LCP_Inputs_ON_Diverse_IEA_2023_05_05 | 2048 | Hydro Pumped Storage | Storage | Electricity | WC | Dispatch-Storage | VOM | 0 | [6 empty] | 0.33348 | 0
LCP_Inputs_ON_Diverse_IEA_2023_05_05 | 2048 | Nuclear | Generation | Electricity | MI | Dispatch-Generation | EmissionsCost | 0 | [6 empty] | 0.33348 | 0
LCP_Inputs_ON_Diverse_IEA_2023_05_05 | 2048 | Nuclear | Generation | Electricity | MI | Dispatch-Generation | FuelCost | 0 | [6 empty] | 0.33348 | 0
LCP_Inputs_ON_Diverse_IEA_2023_05_05 | 2048 | Nuclear | Generation | Electricity | MI | Dispatch-Generation | VOM | 2762866296.96 | [6 empty] | 0.33348 | 921353666.1951
LCP_Inputs_ON_Diverse_IEA_2023_05_05 | 2048 | Nuclear | Generation | Electricity | NY | Dispatch-Generation | EmissionsCost | 0 | [6 empty] | 0.33348 | 0
LCP_Inputs_ON_Diverse_IEA_2023_05_05 | 2048 | Nuclear | Generation | Electricity | NY | Dispatch-Generation | FuelCost | 0 | [6 empty] | 0.33348 | 0
LCP_Inputs_ON_Diverse_IEA_2023_05_05 | 2048 | Nuclear | Generation | Electricity | NY | Dispatch-Generation | VOM | 2246155230.144 | [6 empty] | 0.33348 | 749042166.2509
LCP_Inputs_ON_Diverse_IEA_2023_05_05 | 2048 | Nuclear | Generation | Electricity | ON | Dispatch-Generation | EmissionsCost | 0 | [6 empty] | 0.33348 | 0
LCP_Inputs_ON_Diverse_IEA_2023_05_05 | 2048 | Nuclear | Generation | Electricity | ON | Dispatch-Generation | FuelCost | 0 | [6 empty] | 0.33348 | 0
LCP_Inputs_ON_Diverse_IEA_2023_05_05 | 2048 | Nuclear | Generation | Electricity | ON | Dispatch-Generation | VOM | 7830417006.0162 | [6 empty] | 0.33348 | 2611267662.2346
LCP_Inputs_ON_Diverse_IEA_2023_05_05 | 2048 | Nuclear | Generation | Electricity | PJ | Dispatch-Generation | EmissionsCost | 0 | [6 empty] | 0.33348 | 0
LCP_Inputs_ON_Diverse_IEA_2023_05_05 | 2048 | Nuclear | Generation | Electricity | PJ | Dispatch-Generation | FuelCost | 0 | [6 empty] | 0.33348 | 0
LCP_Inputs_ON_Diverse_IEA_2023_05_05 | 2048 | Nuclear | Generation | Electricity | PJ | Dispatch-Generation | VOM | 6401347648.6848 | [6 empty] | 0.33348 | 2134705226.6679
LCP_Inputs_ON_Diverse_IEA_2023_05_05 | 2048 | Nuclear | Generation | Electricity | QC | Dispatch-Generation | EmissionsCost | 0 | [6 empty] | 0.33348 | 0
LCP_Inputs_ON_Diverse_IEA_2023_05_05 | 2048 | Nuclear | Generation | Electricity | QC | Dispatch-Generation | FuelCost | 0 | [6 empty] | 0.33348 | 0
LCP_Inputs_ON_Diverse_IEA_2023_05_05 | 2048 | Nuclear | Generation | Electricity | QC | Dispatch-Generation | VOM | 0 | [6 empty] | 0.33348 | 0
LCP_Inputs_ON_Diverse_IEA_2023_05_05 | 2048 | Nuclear | Generation | Electricity | WC | Dispatch-Generation | EmissionsCost | 0 | [6 empty] | 0.33348 | 0
LCP_Inputs_ON_Diverse_IEA_2023_05_05 | 2048 | Nuclear | Generation | Electricity | WC | Dispatch-Generation | FuelCost | 0 | [6 empty] | 0.33348 | 0
LCP_Inputs_ON_Diverse_IEA_2023_05_05 | 2048 | Nuclear | Generation | Electricity | WC | Dispatch-Generation | VOM | 0 | [6 empty] | 0.33348 | 0
LCP_Inputs_ON_Diverse_IEA_2023_05_05 | 2048 | Nuclear SMR | Generation | Electricity | MI | Dispatch-Generation | EmissionsCost | 0 | [6 empty] | 0.33348 | 0
LCP_Inputs_ON_Diverse_IEA_2023_05_05 | 2048 | Nuclear SMR | Generation | Electricity | MI | Dispatch-Generation | FuelCost | 0 | [6 empty] | 0.33348 | 0
LCP_Inputs_ON_Diverse_IEA_2023_05_05 | 2048 | Nuclear SMR | Generation | Electricity | MI | Dispatch-Generation | VOM | 0 | [6 empty] | 0.33348 | 0
LCP_Inputs_ON_Diverse_IEA_2023_05_05 | 2048 | Nuclear SMR | Generation | Electricity | NY | Dispatch-Generation | EmissionsCost | 0 | [6 empty] | 0.33348 | 0
LCP_Inputs_ON_Diverse_IEA_2023_05_05 | 2048 | Nuclear SMR | Generation | Electricity | NY | Dispatch-Generation | FuelCost | 0 | [6 empty] | 0.33348 | 0
LCP_Inputs_ON_Diverse_IEA_2023_05_05 | 2048 | Nuclear SMR | Generation | Electricity | NY | Dispatch-Generation | VOM | 0 | [6 empty] | 0.33348 | 0
LCP_Inputs_ON_Diverse_IEA_2023_05_05 | 2048 | Nuclear SMR | Generation | Electricity | ON | Dispatch-Generation | EmissionsCost | 0 | [6 empty] | 0.33348 | 0
LCP_Inputs_ON_Diverse_IEA_2023_05_05 | 2048 | Nuclear SMR | Generation | Electricity | ON | Dispatch-Generation | FuelCost | 0 | [6 empty] | 0.33348 | 0
LCP_Inputs_ON_Diverse_IEA_2023_05_05 | 2048 | Nuclear SMR | Generation | Electricity | ON | Dispatch-Generation | VOM | 209767586.3233 | [6 empty] | 0.33348 | 69952764.2436
LCP_Inputs_ON_Diverse_IEA_2023_05_05 | 2048 | Nuclear SMR | Generation | Electricity | PJ | Dispatch-Generation | EmissionsCost | 0 | [6 empty] | 0.33348 | 0
LCP_Inputs_ON_Diverse_IEA_2023_05_05 | 2048 | Nuclear SMR | Generation | Electricity | PJ | Dispatch-Generation | FuelCost | 0 | [6 empty] | 0.33348 | 0
LCP_Inputs_ON_Diverse_IEA_2023_05_05 | 2048 | Nuclear SMR | Generation | Electricity | PJ | Dispatch-Generation | VOM | 0 | [6 empty] | 0.33348 | 0
LCP_Inputs_ON_Diverse_IEA_2023_05_05 | 2048 | Nuclear SMR | Generation | Electricity | QC | Dispatch-Generation | EmissionsCost | 0 | [6 empty] | 0.33348 | 0
LCP_Inputs_ON_Diverse_IEA_2023_05_05 | 2048 | Nuclear SMR | Generation | Electricity | QC | Dispatch-Generation | FuelCost | 0 | [6 empty] | 0.33348 | 0
LCP_Inputs_ON_Diverse_IEA_2023_05_05 | 2048 | Nuclear SMR | Generation | Electricity | QC | Dispatch-Generation | VOM | 0 | [6 empty] | 0.33348 | 0
LCP_Inputs_ON_Diverse_IEA_2023_05_05 | 2048 | Nuclear SMR | Generation | Electricity | WC | Dispatch-Generation | EmissionsCost | 0 | [6 empty] | 0.33348 | 0
LCP_Inputs_ON_Diverse_IEA_2023_05_05 | 2048 | Nuclear SMR | Generation | Electricity | WC | Dispatch-Generation | FuelCost | 0 | [6 empty] | 0.33348 | 0
LCP_Inputs_ON_Diverse_IEA_2023_05_05 | 2048 | Nuclear SMR | Generation | Electricity | WC | Dispatch-Generation | VOM | 0 | [6 empty] | 0.33348 | 0
LCP_Inputs_ON_Diverse_IEA_2023_05_05 | 2048 | O/CCGT - CH4 Existing | Crossload | Electricity | MI | Dispatch-Crossload | EmissionsCost | 0 | [6 empty] | 0.33348 | 0
LCP_Inputs_ON_Diverse_IEA_2023_05_05 | 2048 | O/CCGT - CH4 Existing | Crossload | Electricity | MI | Dispatch-Crossload | FuelCost | 0 | [6 empty] | 0.33348 | 0
LCP_Inputs_ON_Diverse_IEA_2023_05_05 | 2048 | O/CCGT - CH4 Existing | Crossload | Electricity | MI | Dispatch-Crossload | VOM | 0 | [6 empty] | 0.33348 | 0
LCP_Inputs_ON_Diverse_IEA_2023_05_05 | 2048 | O/CCGT - CH4 Existing | Crossload | Electricity | NY | Dispatch-Crossload | EmissionsCost | 0 | [6 empty] | 0.33348 | 0
LCP_Inputs_ON_Diverse_IEA_2023_05_05 | 2048 | O/CCGT - CH4 Existing | Crossload | Electricity | NY | Dispatch-Crossload | FuelCost | 0 | [6 empty] | 0.33348 | 0
LCP_Inputs_ON_Diverse_IEA_2023_05_05 | 2048 | O/CCGT - CH4 Existing | Crossload | Electricity | NY | Dispatch-Crossload | VOM | 0 | [6 empty] | 0.33348 | 0
LCP_Inputs_ON_Diverse_IEA_2023_05_05 | 2048 | O/CCGT - CH4 Existing | Crossload | Electricity | ON | Dispatch-Crossload | EmissionsCost | 3390434.5216 | [6 empty] | 0.33348 | 1130633.5308
LCP_Inputs_ON_Diverse_IEA_2023_05_05 | 2048 | O/CCGT - CH4 Existing | Crossload | Electricity | ON | Dispatch-Crossload | FuelCost | 0 | [6 empty] | 0.33348 | 0
LCP_Inputs_ON_Diverse_IEA_2023_05_05 | 2048 | O/CCGT - CH4 Existing | Crossload | Electricity | ON | Dispatch-Crossload | VOM | 205052.9936 | [6 empty] | 0.33348 | 68380.5538
LCP_Inputs_ON_Diverse_IEA_2023_05_05 | 2048 | O/CCGT - CH4 Existing | Crossload | Electricity | PJ | Dispatch-Crossload | EmissionsCost | 0 | [6 empty] | 0.33348 | 0
LCP_Inputs_ON_Diverse_IEA_2023_05_05 | 2048 | O/CCGT - CH4 Existing | Crossload | Electricity | PJ | Dispatch-Crossload | FuelCost | 0 | [6 empty] | 0.33348 | 0
LCP_Inputs_ON_Diverse_IEA_2023_05_05 | 2048 | O/CCGT - CH4 Existing | Crossload | Electricity | PJ | Dispatch-Crossload | VOM | 0 | [6 empty] | 0.33348 | 0
LCP_Inputs_ON_Diverse_IEA_2023_05_05 | 2048 | O/CCGT - CH4 Existing | Crossload | Electricity | QC | Dispatch-Crossload | EmissionsCost | 0 | [6 empty] | 0.33348 | 0
LCP_Inputs_ON_Diverse_IEA_2023_05_05 | 2048 | O/CCGT - CH4 Existing | Crossload | Electricity | QC | Dispatch-Crossload | FuelCost | 0 | [6 empty] | 0.33348 | 0
LCP_Inputs_ON_Diverse_IEA_2023_05_05 | 2048 | O/CCGT - CH4 Existing | Crossload | Electricity | QC | Dispatch-Crossload | VOM | 0 | [6 empty] | 0.33348 | 0
LCP_Inputs_ON_Diverse_IEA_2023_05_05 | 2048 | O/CCGT - CH4 Existing | Crossload | Electricity | WC | Dispatch-Crossload | EmissionsCost | 0 | [6 empty] | 0.33348 | 0
LCP_Inputs_ON_Diverse_IEA_2023_05_05 | 2048 | O/CCGT - CH4 Existing | Crossload | Electricity | WC | Dispatch-Crossload | FuelCost | 0 | [6 empty] | 0.33348 | 0
LCP_Inputs_ON_Diverse_IEA_2023_05_05 | 2048 | O/CCGT - CH4 Existing | Crossload | Electricity | WC | Dispatch-Crossload | VOM | 0 | [6 empty] | 0.33348 | 0
LCP_Inputs_ON_Diverse_IEA_2023_05_05 | 2048 | O/CCGT - CH4 New | Crossload | Electricity | MI | Dispatch-Crossload | EmissionsCost | 0 | [6 empty] | 0.33348 | 0
LCP_Inputs_ON_Diverse_IEA_2023_05_05 | 2048 | O/CCGT - CH4 New | Crossload | Electricity | MI | Dispatch-Crossload | FuelCost | 0 | [6 empty] | 0.33348 | 0
LCP_Inputs_ON_Diverse_IEA_2023_05_05 | 2048 | O/CCGT - CH4 New | Crossload | Electricity | MI | Dispatch-Crossload | VOM | 0 | [6 empty] | 0.33348 | 0
LCP_Inputs_ON_Diverse_IEA_2023_05_05 | 2048 | O/CCGT - CH4 New | Crossload | Electricity | NY | Dispatch-Crossload | EmissionsCost | 0 | [6 empty] | 0.33348 | 0
LCP_Inputs_ON_Diverse_IEA_2023_05_05 | 2048 | O/CCGT - CH4 New | Crossload | Electricity | NY | Dispatch-Crossload | FuelCost | 0 | [6 empty] | 0.33348 | 0
LCP_Inputs_ON_Diverse_IEA_2023_05_05 | 2048 | O/CCGT - CH4 New | Crossload | Electricity | NY | Dispatch-Crossload | VOM | 0 | [6 empty] | 0.33348 | 0
LCP_Inputs_ON_Diverse_IEA_2023_05_05 | 2048 | O/CCGT - CH4 New | Crossload | Electricity | ON | Dispatch-Crossload | EmissionsCost | 1511114.6946 | [6 empty] | 0.33348 | 503922.7072
LCP_Inputs_ON_Diverse_IEA_2023_05_05 | 2048 | O/CCGT - CH4 New | Crossload | Electricity | ON | Dispatch-Crossload | FuelCost | 0 | [6 empty] | 0.33348 | 0
LCP_Inputs_ON_Diverse_IEA_2023_05_05 | 2048 | O/CCGT - CH4 New | Crossload | Electricity | ON | Dispatch-Crossload | VOM | 91392 | [6 empty] | 0.33348 | 30477.1731
LCP_Inputs_ON_Diverse_IEA_2023_05_05 | 2048 | O/CCGT - CH4 New | Crossload | Electricity | PJ | Dispatch-Crossload | EmissionsCost | 0 | [6 empty] | 0.33348 | 0
LCP_Inputs_ON_Diverse_IEA_2023_05_05 | 2048 | O/CCGT - CH4 New | Crossload | Electricity | PJ | Dispatch-Crossload | FuelCost | 0 | [6 empty] | 0.33348 | 0
LCP_Inputs_ON_Diverse_IEA_2023_05_05 | 2048 | O/CCGT - CH4 New | Crossload | Electricity | PJ | Dispatch-Crossload | VOM | 0 | [6 empty] | 0.33348 | 0
LCP_Inputs_ON_Diverse_IEA_2023_05_05 | 2048 | O/CCGT - CH4 New | Crossload | Electricity | QC | Dispatch-Crossload | EmissionsCost | 0 | [6 empty] | 0.33348 | 0
LCP_Inputs_ON_Diverse_IEA_2023_05_05 | 2048 | O/CCGT - CH4 New | Crossload | Electricity | QC | Dispatch-Crossload | FuelCost | 0 | [6 empty] | 0.33348 | 0
LCP_Inputs_ON_Diverse_IEA_2023_05_05 | 2048 | O/CCGT - CH4 New | Crossload | Electricity | QC | Dispatch-Crossload | VOM | 0 | [6 empty] | 0.33348 | 0
LCP_Inputs_ON_Diverse_IEA_2023_05_05 | 2048 | O/CCGT - CH4 New | Crossload | Electricity | WC | Dispatch-Crossload | EmissionsCost | 0 | [6 empty] | 0.33348 | 0
LCP_Inputs_ON_Diverse_IEA_2023_05_05 | 2048 | O/CCGT - CH4 New | Crossload | Electricity | WC | Dispatch-Crossload | FuelCost | 0 | [6 empty] | 0.33348 | 0
LCP_Inputs_ON_Diverse_IEA_2023_05_05 | 2048 | O/CCGT - CH4 New | Crossload | Electricity | WC | Dispatch-Crossload | VOM | 0 | [6 empty] | 0.33348 | 0
LCP_Inputs_ON_Diverse_IEA_2023_05_05 | 2048 | O/CCGT - H2 New | Crossload | Electricity | MI | Dispatch-Crossload | EmissionsCost | 0 | [6 empty] | 0.33348 | 0
LCP_Inputs_ON_Diverse_IEA_2023_05_05 | 2048 | O/CCGT - H2 New | Crossload | Electricity | MI | Dispatch-Crossload | FuelCost | 0 | [6 empty] | 0.33348 | 0
LCP_Inputs_ON_Diverse_IEA_2023_05_05 | 2048 | O/CCGT - H2 New | Crossload | Electricity | MI | Dispatch-Crossload | VOM | 0 | [6 empty] | 0.33348 | 0
LCP_Inputs_ON_Diverse_IEA_2023_05_05 | 2048 | O/CCGT - H2 New | Crossload | Electricity | NY | Dispatch-Crossload | EmissionsCost | 0 | [6 empty] | 0.33348 | 0
LCP_Inputs_ON_Diverse_IEA_2023_05_05 | 2048 | O/CCGT - H2 New | Crossload | Electricity | NY | Dispatch-Crossload | FuelCost | 0 | [6 empty] | 0.33348 | 0
LCP_Inputs_ON_Diverse_IEA_2023_05_05 | 2048 | O/CCGT - H2 New | Crossload | Electricity | NY | Dispatch-Crossload | VOM | 0 | [6 empty] | 0.33348 | 0
LCP_Inputs_ON_Diverse_IEA_2023_05_05 | 2048 | O/CCGT - H2 New | Crossload | Electricity | ON | Dispatch-Crossload | EmissionsCost | 0 | [6 empty] | 0.33348 | 0
LCP_Inputs_ON_Diverse_IEA_2023_05_05 | 2048 | O/CCGT - H2 New | Crossload | Electricity | ON | Dispatch-Crossload | FuelCost | 0 | [6 empty] | 0.33348 | 0
LCP_Inputs_ON_Diverse_IEA_2023_05_05 | 2048 | O/CCGT - H2 New | Crossload | Electricity | ON | Dispatch-Crossload | VOM | 233172.4932 | [6 empty] | 0.33348 | 77757.7734
LCP_Inputs_ON_Diverse_IEA_2023_05_05 | 2048 | O/CCGT - H2 New | Crossload | Electricity | PJ | Dispatch-Crossload | EmissionsCost | 0 | [6 empty] | 0.33348 | 0
LCP_Inputs_ON_Diverse_IEA_2023_05_05 | 2048 | O/CCGT - H2 New | Crossload | Electricity | PJ | Dispatch-Crossload | FuelCost | 0 | [6 empty] | 0.33348 | 0
LCP_Inputs_ON_Diverse_IEA_2023_05_05 | 2048 | O/CCGT - H2 New | Crossload | Electricity | PJ | Dispatch-Crossload | VOM | 0 | [6 empty] | 0.33348 | 0
LCP_Inputs_ON_Diverse_IEA_2023_05_05 | 2048 | O/CCGT - H2 New | Crossload | Electricity | QC | Dispatch-Crossload | EmissionsCost | 0 | [6 empty] | 0.33348 | 0
LCP_Inputs_ON_Diverse_IEA_2023_05_05 | 2048 | O/CCGT - H2 New | Crossload | Electricity | QC | Dispatch-Crossload | FuelCost | 0 | [6 empty] | 0.33348 | 0
LCP_Inputs_ON_Diverse_IEA_2023_05_05 | 2048 | O/CCGT - H2 New | Crossload | Electricity | QC | Dispatch-Crossload | VOM | 0 | [6 empty] | 0.33348 | 0
LCP_Inputs_ON_Diverse_IEA_2023_05_05 | 2048 | O/CCGT - H2 New | Crossload | Electricity | WC | Dispatch-Crossload | EmissionsCost | 0 | [6 empty] | 0.33348 | 0
LCP_Inputs_ON_Diverse_IEA_2023_05_05 | 2048 | O/CCGT - H2 New | Crossload | Electricity | WC | Dispatch-Crossload | FuelCost | 0 | [6 empty] | 0.33348 | 0
LCP_Inputs_ON_Diverse_IEA_2023_05_05 | 2048 | O/CCGT - H2 New | Crossload | Electricity | WC | Dispatch-Crossload | VOM | 0 | [6 empty] | 0.33348 | 0
LCP_Inputs_ON_Diverse_IEA_2023_05_05 | 2048 | SMR CCS | Generation | Hydrogen | MI | Dispatch-Generation | EmissionsCost | 0 | [6 empty] | 0.33348 | 0
LCP_Inputs_ON_Diverse_IEA_2023_05_05 | 2048 | SMR CCS | Generation | Hydrogen | MI | Dispatch-Generation | FuelCost | 0 | [6 empty] | 0.33348 | 0
LCP_Inputs_ON_Diverse_IEA_2023_05_05 | 2048 | SMR CCS | Generation | Hydrogen | MI | Dispatch-Generation | VOM | 0 | [6 empty] | 0.33348 | 0
LCP_Inputs_ON_Diverse_IEA_2023_05_05 | 2048 | SMR CCS | Generation | Hydrogen | NY | Dispatch-Generation | EmissionsCost | 0 | [6 empty] | 0.33348 | 0
LCP_Inputs_ON_Diverse_IEA_2023_05_05 | 2048 | SMR CCS | Generation | Hydrogen | NY | Dispatch-Generation | FuelCost | 0 | [6 empty] | 0.33348 | 0
LCP_Inputs_ON_Diverse_IEA_2023_05_05 | 2048 | SMR CCS | Generation | Hydrogen | NY | Dispatch-Generation | VOM | 0 | [6 empty] | 0.33348 | 0
LCP_Inputs_ON_Diverse_IEA_2023_05_05 | 2048 | SMR CCS | Generation | Hydrogen | ON | Dispatch-Generation | EmissionsCost | 416891500.3462 | [6 empty] | 0.33348 | 139023923.3336
LCP_Inputs_ON_Diverse_IEA_2023_05_05 | 2048 | SMR CCS | Generation | Hydrogen | ON | Dispatch-Generation | FuelCost | 760044709.295 | [6 empty] | 0.33348 | 253457787.7155
LCP_Inputs_ON_Diverse_IEA_2023_05_05 | 2048 | SMR CCS | Generation | Hydrogen | ON | Dispatch-Generation | VOM | 0 | [6 empty] | 0.33348 | 0
LCP_Inputs_ON_Diverse_IEA_2023_05_05 | 2048 | SMR CCS | Generation | Hydrogen | PJ | Dispatch-Generation | EmissionsCost | 0 | [6 empty] | 0.33348 | 0
LCP_Inputs_ON_Diverse_IEA_2023_05_05 | 2048 | SMR CCS | Generation | Hydrogen | PJ | Dispatch-Generation | FuelCost | 0 | [6 empty] | 0.33348 | 0
LCP_Inputs_ON_Diverse_IEA_2023_05_05 | 2048 | SMR CCS | Generation | Hydrogen | PJ | Dispatch-Generation | VOM | 0 | [6 empty] | 0.33348 | 0
LCP_Inputs_ON_Diverse_IEA_2023_05_05 | 2048 | SMR CCS | Generation | Hydrogen | QC | Dispatch-Generation | EmissionsCost | 0 | [6 empty] | 0.33348 | 0
LCP_Inputs_ON_Diverse_IEA_2023_05_05 | 2048 | SMR CCS | Generation | Hydrogen | QC | Dispatch-Generation | FuelCost | 0 | [6 empty] | 0.33348 | 0
LCP_Inputs_ON_Diverse_IEA_2023_05_05 | 2048 | SMR CCS | Generation | Hydrogen | QC | Dispatch-Generation | VOM | 0 | [6 empty] | 0.33348 | 0
LCP_Inputs_ON_Diverse_IEA_2023_05_05 | 2048 | SMR CCS | Generation | Hydrogen | WC | Dispatch-Generation | EmissionsCost | 0 | [6 empty] | 0.33348 | 0
LCP_Inputs_ON_Diverse_IEA_2023_05_05 | 2048 | SMR CCS | Generation | Hydrogen | WC | Dispatch-Generation | FuelCost | 0 | [6 empty] | 0.33348 | 0
LCP_Inputs_ON_Diverse_IEA_2023_05_05 | 2048 | SMR CCS | Generation | Hydrogen | WC | Dispatch-Generation | VOM | 0 | [6 empty] | 0.33348 | 0
LCP_Inputs_ON_Diverse_IEA_2023_05_05 | 2048 | Solar PV | Generation | Electricity | MI | Dispatch-Generation | EmissionsCost | 0 | [6 empty] | 0.33348 | 0
LCP_Inputs_ON_Diverse_IEA_2023_05_05 | 2048 | Solar PV | Generation | Electricity | MI | Dispatch-Generation | FuelCost | 0 | [6 empty] | 0.33348 | 0
LCP_Inputs_ON_Diverse_IEA_2023_05_05 | 2048 | Solar PV | Generation | Electricity | MI | Dispatch-Generation | VOM | 0 | [6 empty] | 0.33348 | 0
LCP_Inputs_ON_Diverse_IEA_2023_05_05 | 2048 | Solar PV | Generation | Electricity | NY | Dispatch-Generation | EmissionsCost | 0 | [6 empty] | 0.33348 | 0
LCP_Inputs_ON_Diverse_IEA_2023_05_05 | 2048 | Solar PV | Generation | Electricity | NY | Dispatch-Generation | FuelCost | 0 | [6 empty] | 0.33348 | 0
LCP_Inputs_ON_Diverse_IEA_2023_05_05 | 2048 | Solar PV | Generation | Electricity | NY | Dispatch-Generation | VOM | 0 | [6 empty] | 0.33348 | 0
LCP_Inputs_ON_Diverse_IEA_2023_05_05 | 2048 | Solar PV | Generation | Electricity | ON | Dispatch-Generation | EmissionsCost | 0 | [6 empty] | 0.33348 | 0
LCP_Inputs_ON_Diverse_IEA_2023_05_05 | 2048 | Solar PV | Generation | Electricity | ON | Dispatch-Generation | FuelCost | 0 | [6 empty] | 0.33348 | 0
LCP_Inputs_ON_Diverse_IEA_2023_05_05 | 2048 | Solar PV | Generation | Electricity | ON | Dispatch-Generation | VOM | 0 | [6 empty] | 0.33348 | 0
LCP_Inputs_ON_Diverse_IEA_2023_05_05 | 2048 | Solar PV | Generation | Electricity | PJ | Dispatch-Generation | EmissionsCost | 0 | [6 empty] | 0.33348 | 0
LCP_Inputs_ON_Diverse_IEA_2023_05_05 | 2048 | Solar PV | Generation | Electricity | PJ | Dispatch-Generation | FuelCost | 0 | [6 empty] | 0.33348 | 0
LCP_Inputs_ON_Diverse_IEA_2023_05_05 | 2048 | Solar PV | Generation | Electricity | PJ | Dispatch-Generation | VOM | 0 | [6 empty] | 0.33348 | 0
LCP_Inputs_ON_Diverse_IEA_2023_05_05 | 2048 | Solar PV | Generation | Electricity | QC | Dispatch-Generation | EmissionsCost | 0 | [6 empty] | 0.33348 | 0
LCP_Inputs_ON_Diverse_IEA_2023_05_05 | 2048 | Solar PV | Generation | Electricity | QC | Dispatch-Generation | FuelCost | 0 | [6 empty] | 0.33348 | 0
LCP_Inputs_ON_Diverse_IEA_2023_05_05 | 2048 | Solar PV | Generation | Electricity | QC | Dispatch-Generation | VOM | 0 | [6 empty] | 0.33348 | 0
LCP_Inputs_ON_Diverse_IEA_2023_05_05 | 2048 | Solar PV | Generation | Electricity | WC | Dispatch-Generation | EmissionsCost | 0 | [6 empty] | 0.33348 | 0
LCP_Inputs_ON_Diverse_IEA_2023_05_05 | 2048 | Solar PV | Generation | Electricity | WC | Dispatch-Generation | FuelCost | 0 | [6 empty] | 0.33348 | 0
LCP_Inputs_ON_Diverse_IEA_2023_05_05 | 2048 | Solar PV | Generation | Electricity | WC | Dispatch-Generation | VOM | 0 | [6 empty] | 0.33348 | 0
LCP_Inputs_ON_Diverse_IEA_2023_05_05 | 2048 | Wind Offshore | Generation | Electricity | MI | Dispatch-Generation | EmissionsCost | 0 | [6 empty] | 0.33348 | 0
LCP_Inputs_ON_Diverse_IEA_2023_05_05 | 2048 | Wind Offshore | Generation | Electricity | MI | Dispatch-Generation | FuelCost | 0 | [6 empty] | 0.33348 | 0
LCP_Inputs_ON_Diverse_IEA_2023_05_05 | 2048 | Wind Offshore | Generation | Electricity | MI | Dispatch-Generation | VOM | 0 | [6 empty] | 0.33348 | 0
LCP_Inputs_ON_Diverse_IEA_2023_05_05 | 2048 | Wind Offshore | Generation | Electricity | NY | Dispatch-Generation | EmissionsCost | 0 | [6 empty] | 0.33348 | 0
LCP_Inputs_ON_Diverse_IEA_2023_05_05 | 2048 | Wind Offshore | Generation | Electricity | NY | Dispatch-Generation | FuelCost | 0 | [6 empty] | 0.33348 | 0
LCP_Inputs_ON_Diverse_IEA_2023_05_05 | 2048 | Wind Offshore | Generation | Electricity | NY | Dispatch-Generation | VOM | 0 | [6 empty] | 0.33348 | 0
LCP_Inputs_ON_Diverse_IEA_2023_05_05 | 2048 | Wind Offshore | Generation | Electricity | ON | Dispatch-Generation | EmissionsCost | 0 | [6 empty] | 0.33348 | 0
LCP_Inputs_ON_Diverse_IEA_2023_05_05 | 2048 | Wind Offshore | Generation | Electricity | ON | Dispatch-Generation | FuelCost | 0 | [6 empty] | 0.33348 | 0
LCP_Inputs_ON_Diverse_IEA_2023_05_05 | 2048 | Wind Offshore | Generation | Electricity | ON | Dispatch-Generation | VOM | 0 | [6 empty] | 0.33348 | 0
LCP_Inputs_ON_Diverse_IEA_2023_05_05 | 2048 | Wind Offshore | Generation | Electricity | PJ | Dispatch-Generation | EmissionsCost | 0 | [6 empty] | 0.33348 | 0
LCP_Inputs_ON_Diverse_IEA_2023_05_05 | 2048 | Wind Offshore | Generation | Electricity | PJ | Dispatch-Generation | FuelCost | 0 | [6 empty] | 0.33348 | 0
LCP_Inputs_ON_Diverse_IEA_2023_05_05 | 2048 | Wind Offshore | Generation | Electricity | PJ | Dispatch-Generation | VOM | 0 | [6 empty] | 0.33348 | 0
LCP_Inputs_ON_Diverse_IEA_2023_05_05 | 2048 | Wind Offshore | Generation | Electricity | QC | Dispatch-Generation | EmissionsCost | 0 | [6 empty] | 0.33348 | 0
LCP_Inputs_ON_Diverse_IEA_2023_05_05 | 2048 | Wind Offshore | Generation | Electricity | QC | Dispatch-Generation | FuelCost | 0 | [6 empty] | 0.33348 | 0
LCP_Inputs_ON_Diverse_IEA_2023_05_05 | 2048 | Wind Offshore | Generation | Electricity | QC | Dispatch-Generation | VOM | 0 | [6 empty] | 0.33348 | 0
LCP_Inputs_ON_Diverse_IEA_2023_05_05 | 2048 | Wind Offshore | Generation | Electricity | WC | Dispatch-Generation | EmissionsCost | 0 | [6 empty] | 0.33348 | 0
LCP_Inputs_ON_Diverse_IEA_2023_05_05 | 2048 | Wind Offshore | Generation | Electricity | WC | Dispatch-Generation | FuelCost | 0 | [6 empty] | 0.33348 | 0
LCP_Inputs_ON_Diverse_IEA_2023_05_05 | 2048 | Wind Offshore | Generation | Electricity | WC | Dispatch-Generation | VOM | 0 | [6 empty] | 0.33348 | 0
LCP_Inputs_ON_Diverse_IEA_2023_05_05 | 2048 | Wind Onshore | Generation | Electricity | MI | Dispatch-Generation | EmissionsCost | 0 | [6 empty] | 0.33348 | 0
LCP_Inputs_ON_Diverse_IEA_2023_05_05 | 2048 | Wind Onshore | Generation | Electricity | MI | Dispatch-Generation | FuelCost | 0 | [6 empty] | 0.33348 | 0
LCP_Inputs_ON_Diverse_IEA_2023_05_05 | 2048 | Wind Onshore | Generation | Electricity | MI | Dispatch-Generation | VOM | 0 | [6 empty] | 0.33348 | 0
LCP_Inputs_ON_Diverse_IEA_2023_05_05 | 2048 | Wind Onshore | Generation | Electricity | NY | Dispatch-Generation | EmissionsCost | 0 | [6 empty] | 0.33348 | 0
LCP_Inputs_ON_Diverse_IEA_2023_05_05 | 2048 | Wind Onshore | Generation | Electricity | NY | Dispatch-Generation | FuelCost | 0 | [6 empty] | 0.33348 | 0
LCP_Inputs_ON_Diverse_IEA_2023_05_05 | 2048 | Wind Onshore | Generation | Electricity | NY | Dispatch-Generation | VOM | 0 | [6 empty] | 0.33348 | 0
LCP_Inputs_ON_Diverse_IEA_2023_05_05 | 2048 | Wind Onshore | Generation | Electricity | ON | Dispatch-Generation | EmissionsCost | 0 | [6 empty] | 0.33348 | 0
LCP_Inputs_ON_Diverse_IEA_2023_05_05 | 2048 | Wind Onshore | Generation | Electricity | ON | Dispatch-Generation | FuelCost | 0 | [6 empty] | 0.33348 | 0
LCP_Inputs_ON_Diverse_IEA_2023_05_05 | 2048 | Wind Onshore | Generation | Electricity | ON | Dispatch-Generation | VOM | 0 | [6 empty] | 0.33348 | 0
LCP_Inputs_ON_Diverse_IEA_2023_05_05 | 2048 | Wind Onshore | Generation | Electricity | PJ | Dispatch-Generation | EmissionsCost | 0 | [6 empty] | 0.33348 | 0
LCP_Inputs_ON_Diverse_IEA_2023_05_05 | 2048 | Wind Onshore | Generation | Electricity | PJ | Dispatch-Generation | FuelCost | 0 | [6 empty] | 0.33348 | 0
LCP_Inputs_ON_Diverse_IEA_2023_05_05 | 2048 | Wind Onshore | Generation | Electricity | PJ | Dispatch-Generation | VOM | 0 | [6 empty] | 0.33348 | 0
LCP_Inputs_ON_Diverse_IEA_2023_05_05 | 2048 | Wind Onshore | Generation | Electricity | QC | Dispatch-Generation | EmissionsCost | 0 | [6 empty] | 0.33348 | 0
LCP_Inputs_ON_Diverse_IEA_2023_05_05 | 2048 | Wind Onshore | Generation | Electricity | QC | Dispatch-Generation | FuelCost | 0 | [6 empty] | 0.33348 | 0
LCP_Inputs_ON_Diverse_IEA_2023_05_05 | 2048 | Wind Onshore | Generation | Electricity | QC | Dispatch-Generation | VOM | 0 | [6 empty] | 0.33348 | 0
LCP_Inputs_ON_Diverse_IEA_2023_05_05 | 2048 | Wind Onshore | Generation | Electricity | WC | Dispatch-Generation | EmissionsCost | 0 | [6 empty] | 0.33348 | 0
LCP_Inputs_ON_Diverse_IEA_2023_05_05 | 2048 | Wind Onshore | Generation | Electricity | WC | Dispatch-Generation | FuelCost | 0 | [6 empty] | 0.33348 | 0
LCP_Inputs_ON_Diverse_IEA_2023_05_05 | 2048 | Wind Onshore | Generation | Electricity | WC | Dispatch-Generation | VOM | 0 | [6 empty] | 0.33348 | 0
LCP_Inputs_ON_Diverse_IEA_2023_05_05 | 2049 | Anaerobic Digestion | Generation | Methane | MI | Dispatch-Generation | EmissionsCost | 0 | [6 empty] | 0.32065 | 0
LCP_Inputs_ON_Diverse_IEA_2023_05_05 | 2049 | Anaerobic Digestion | Generation | Methane | MI | Dispatch-Generation | FuelCost | 0 | [6 empty] | 0.32065 | 0
LCP_Inputs_ON_Diverse_IEA_2023_05_05 | 2049 | Anaerobic Digestion | Generation | Methane | MI | Dispatch-Generation | VOM | 0 | [6 empty] | 0.32065 | 0
LCP_Inputs_ON_Diverse_IEA_2023_05_05 | 2049 | Anaerobic Digestion | Generation | Methane | NY | Dispatch-Generation | EmissionsCost | 0 | [6 empty] | 0.32065 | 0
LCP_Inputs_ON_Diverse_IEA_2023_05_05 | 2049 | Anaerobic Digestion | Generation | Methane | NY | Dispatch-Generation | FuelCost | 0 | [6 empty] | 0.32065 | 0
LCP_Inputs_ON_Diverse_IEA_2023_05_05 | 2049 | Anaerobic Digestion | Generation | Methane | NY | Dispatch-Generation | VOM | 0 | [6 empty] | 0.32065 | 0
LCP_Inputs_ON_Diverse_IEA_2023_05_05 | 2049 | Anaerobic Digestion | Generation | Methane | ON | Dispatch-Generation | EmissionsCost | 3867281.1607 | [6 empty] | 0.32065 | 1240049.1752
LCP_Inputs_ON_Diverse_IEA_2023_05_05 | 2049 | Anaerobic Digestion | Generation | Methane | ON | Dispatch-Generation | FuelCost | 0 | [6 empty] | 0.32065 | 0
LCP_Inputs_ON_Diverse_IEA_2023_05_05 | 2049 | Anaerobic Digestion | Generation | Methane | ON | Dispatch-Generation | VOM | 1742440000 | [6 empty] | 0.32065 | 558715851.0165
LCP_Inputs_ON_Diverse_IEA_2023_05_05 | 2049 | Anaerobic Digestion | Generation | Methane | PJ | Dispatch-Generation | EmissionsCost | 0 | [6 empty] | 0.32065 | 0
LCP_Inputs_ON_Diverse_IEA_2023_05_05 | 2049 | Anaerobic Digestion | Generation | Methane | PJ | Dispatch-Generation | FuelCost | 0 | [6 empty] | 0.32065 | 0
LCP_Inputs_ON_Diverse_IEA_2023_05_05 | 2049 | Anaerobic Digestion | Generation | Methane | PJ | Dispatch-Generation | VOM | 0 | [6 empty] | 0.32065 | 0
LCP_Inputs_ON_Diverse_IEA_2023_05_05 | 2049 | Anaerobic Digestion | Generation | Methane | QC | Dispatch-Generation | EmissionsCost | 0 | [6 empty] | 0.32065 | 0
LCP_Inputs_ON_Diverse_IEA_2023_05_05 | 2049 | Anaerobic Digestion | Generation | Methane | QC | Dispatch-Generation | FuelCost | 0 | [6 empty] | 0.32065 | 0
LCP_Inputs_ON_Diverse_IEA_2023_05_05 | 2049 | Anaerobic Digestion | Generation | Methane | QC | Dispatch-Generation | VOM | 0 | [6 empty] | 0.32065 | 0
LCP_Inputs_ON_Diverse_IEA_2023_05_05 | 2049 | Anaerobic Digestion | Generation | Methane | WC | Dispatch-Generation | EmissionsCost | 0 | [6 empty] | 0.32065 | 0
LCP_Inputs_ON_Diverse_IEA_2023_05_05 | 2049 | Anaerobic Digestion | Generation | Methane | WC | Dispatch-Generation | FuelCost | 0 | [6 empty] | 0.32065 | 0
LCP_Inputs_ON_Diverse_IEA_2023_05_05 | 2049 | Anaerobic Digestion | Generation | Methane | WC | Dispatch-Generation | VOM | 0 | [6 empty] | 0.32065 | 0
LCP_Inputs_ON_Diverse_IEA_2023_05_05 | 2049 | Battery Storage | Storage | Electricity | MI | Dispatch-Storage | EmissionsCost | 0 | [6 empty] | 0.32065 | 0
LCP_Inputs_ON_Diverse_IEA_2023_05_05 | 2049 | Battery Storage | Storage | Electricity | MI | Dispatch-Storage | FuelCost | 0 | [6 empty] | 0.32065 | 0
LCP_Inputs_ON_Diverse_IEA_2023_05_05 | 2049 | Battery Storage | Storage | Electricity | MI | Dispatch-Storage | VOM | 0 | [6 empty] | 0.32065 | 0
LCP_Inputs_ON_Diverse_IEA_2023_05_05 | 2049 | Battery Storage | Storage | Electricity | NY | Dispatch-Storage | EmissionsCost | 0 | [6 empty] | 0.32065 | 0
LCP_Inputs_ON_Diverse_IEA_2023_05_05 | 2049 | Battery Storage | Storage | Electricity | NY | Dispatch-Storage | FuelCost | 0 | [6 empty] | 0.32065 | 0
LCP_Inputs_ON_Diverse_IEA_2023_05_05 | 2049 | Battery Storage | Storage | Electricity | NY | Dispatch-Storage | VOM | 0 | [6 empty] | 0.32065 | 0
LCP_Inputs_ON_Diverse_IEA_2023_05_05 | 2049 | Battery Storage | Storage | Electricity | ON | Dispatch-Storage | EmissionsCost | 0 | [6 empty] | 0.32065 | 0
LCP_Inputs_ON_Diverse_IEA_2023_05_05 | 2049 | Battery Storage | Storage | Electricity | ON | Dispatch-Storage | FuelCost | 0 | [6 empty] | 0.32065 | 0
LCP_Inputs_ON_Diverse_IEA_2023_05_05 | 2049 | Battery Storage | Storage | Electricity | ON | Dispatch-Storage | VOM | 0 | [6 empty] | 0.32065 | 0
LCP_Inputs_ON_Diverse_IEA_2023_05_05 | 2049 | Battery Storage | Storage | Electricity | PJ | Dispatch-Storage | EmissionsCost | 0 | [6 empty] | 0.32065 | 0
LCP_Inputs_ON_Diverse_IEA_2023_05_05 | 2049 | Battery Storage | Storage | Electricity | PJ | Dispatch-Storage | FuelCost | 0 | [6 empty] | 0.32065 | 0
LCP_Inputs_ON_Diverse_IEA_2023_05_05 | 2049 | Battery Storage | Storage | Electricity | PJ | Dispatch-Storage | VOM | 0 | [6 empty] | 0.32065 | 0
LCP_Inputs_ON_Diverse_IEA_2023_05_05 | 2049 | Battery Storage | Storage | Electricity | QC | Dispatch-Storage | EmissionsCost | 0 | [6 empty] | 0.32065 | 0
LCP_Inputs_ON_Diverse_IEA_2023_05_05 | 2049 | Battery Storage | Storage | Electricity | QC | Dispatch-Storage | FuelCost | 0 | [6 empty] | 0.32065 | 0
LCP_Inputs_ON_Diverse_IEA_2023_05_05 | 2049 | Battery Storage | Storage | Electricity | QC | Dispatch-Storage | VOM | 0 | [6 empty] | 0.32065 | 0
LCP_Inputs_ON_Diverse_IEA_2023_05_05 | 2049 | Battery Storage | Storage | Electricity | WC | Dispatch-Storage | EmissionsCost | 0 | [6 empty] | 0.32065 | 0
LCP_Inputs_ON_Diverse_IEA_2023_05_05 | 2049 | Battery Storage | Storage | Electricity | WC | Dispatch-Storage | FuelCost | 0 | [6 empty] | 0.32065 | 0
LCP_Inputs_ON_Diverse_IEA_2023_05_05 | 2049 | Battery Storage | Storage | Electricity | WC | Dispatch-Storage | VOM | 0 | [6 empty] | 0.32065 | 0
LCP_Inputs_ON_Diverse_IEA_2023_05_05 | 2049 | Biomass | Generation | Electricity | MI | Dispatch-Generation | EmissionsCost | 0 | [6 empty] | 0.32065 | 0
LCP_Inputs_ON_Diverse_IEA_2023_05_05 | 2049 | Biomass | Generation | Electricity | MI | Dispatch-Generation | FuelCost | 0 | [6 empty] | 0.32065 | 0
LCP_Inputs_ON_Diverse_IEA_2023_05_05 | 2049 | Biomass | Generation | Electricity | MI | Dispatch-Generation | VOM | 0 | [6 empty] | 0.32065 | 0
LCP_Inputs_ON_Diverse_IEA_2023_05_05 | 2049 | Biomass | Generation | Electricity | NY | Dispatch-Generation | EmissionsCost | 0 | [6 empty] | 0.32065 | 0
LCP_Inputs_ON_Diverse_IEA_2023_05_05 | 2049 | Biomass | Generation | Electricity | NY | Dispatch-Generation | FuelCost | 0 | [6 empty] | 0.32065 | 0
LCP_Inputs_ON_Diverse_IEA_2023_05_05 | 2049 | Biomass | Generation | Electricity | NY | Dispatch-Generation | VOM | 0 | [6 empty] | 0.32065 | 0
LCP_Inputs_ON_Diverse_IEA_2023_05_05 | 2049 | Biomass | Generation | Electricity | ON | Dispatch-Generation | EmissionsCost | 0 | [6 empty] | 0.32065 | 0
LCP_Inputs_ON_Diverse_IEA_2023_05_05 | 2049 | Biomass | Generation | Electricity | ON | Dispatch-Generation | FuelCost | 2449112.7273 | [6 empty] | 0.32065 | 785311.4607
LCP_Inputs_ON_Diverse_IEA_2023_05_05 | 2049 | Biomass | Generation | Electricity | ON | Dispatch-Generation | VOM | 31430.28 | [6 empty] | 0.32065 | 10078.1637
LCP_Inputs_ON_Diverse_IEA_2023_05_05 | 2049 | Biomass | Generation | Electricity | PJ | Dispatch-Generation | EmissionsCost | 0 | [6 empty] | 0.32065 | 0
LCP_Inputs_ON_Diverse_IEA_2023_05_05 | 2049 | Biomass | Generation | Electricity | PJ | Dispatch-Generation | FuelCost | 0 | [6 empty] | 0.32065 | 0
LCP_Inputs_ON_Diverse_IEA_2023_05_05 | 2049 | Biomass | Generation | Electricity | PJ | Dispatch-Generation | VOM | 0 | [6 empty] | 0.32065 | 0
LCP_Inputs_ON_Diverse_IEA_2023_05_05 | 2049 | Biomass | Generation | Electricity | QC | Dispatch-Generation | EmissionsCost | 0 | [6 empty] | 0.32065 | 0
LCP_Inputs_ON_Diverse_IEA_2023_05_05 | 2049 | Biomass | Generation | Electricity | QC | Dispatch-Generation | FuelCost | 128334.5455 | [6 empty] | 0.32065 | 41150.6536
LCP_Inputs_ON_Diverse_IEA_2023_05_05 | 2049 | Biomass | Generation | Electricity | QC | Dispatch-Generation | VOM | 1646.96 | [6 empty] | 0.32065 | 528.1001
LCP_Inputs_ON_Diverse_IEA_2023_05_05 | 2049 | Biomass | Generation | Electricity | WC | Dispatch-Generation | EmissionsCost | 0 | [6 empty] | 0.32065 | 0
LCP_Inputs_ON_Diverse_IEA_2023_05_05 | 2049 | Biomass | Generation | Electricity | WC | Dispatch-Generation | FuelCost | 0 | [6 empty] | 0.32065 | 0
LCP_Inputs_ON_Diverse_IEA_2023_05_05 | 2049 | Biomass | Generation | Electricity | WC | Dispatch-Generation | VOM | 0 | [6 empty] | 0.32065 | 0
LCP_Inputs_ON_Diverse_IEA_2023_05_05 | 2049 | Biomass + CCS | Generation | Electricity | MI | Dispatch-Generation | EmissionsCost | 0 | [6 empty] | 0.32065 | 0
LCP_Inputs_ON_Diverse_IEA_2023_05_05 | 2049 | Biomass + CCS | Generation | Electricity | MI | Dispatch-Generation | FuelCost | 0 | [6 empty] | 0.32065 | 0
LCP_Inputs_ON_Diverse_IEA_2023_05_05 | 2049 | Biomass + CCS | Generation | Electricity | MI | Dispatch-Generation | VOM | 0 | [6 empty] | 0.32065 | 0
LCP_Inputs_ON_Diverse_IEA_2023_05_05 | 2049 | Biomass + CCS | Generation | Electricity | NY | Dispatch-Generation | EmissionsCost | 0 | [6 empty] | 0.32065 | 0
LCP_Inputs_ON_Diverse_IEA_2023_05_05 | 2049 | Biomass + CCS | Generation | Electricity | NY | Dispatch-Generation | FuelCost | 0 | [6 empty] | 0.32065 | 0
LCP_Inputs_ON_Diverse_IEA_2023_05_05 | 2049 | Biomass + CCS | Generation | Electricity | NY | Dispatch-Generation | VOM | 0 | [6 empty] | 0.32065 | 0
LCP_Inputs_ON_Diverse_IEA_2023_05_05 | 2049 | Biomass + CCS | Generation | Electricity | ON | Dispatch-Generation | EmissionsCost | 0 | [6 empty] | 0.32065 | 0
LCP_Inputs_ON_Diverse_IEA_2023_05_05 | 2049 | Biomass + CCS | Generation | Electricity | ON | Dispatch-Generation | FuelCost | 0 | [6 empty] | 0.32065 | 0
LCP_Inputs_ON_Diverse_IEA_2023_05_05 | 2049 | Biomass + CCS | Generation | Electricity | ON | Dispatch-Generation | VOM | 0 | [6 empty] | 0.32065 | 0
LCP_Inputs_ON_Diverse_IEA_2023_05_05 | 2049 | Biomass + CCS | Generation | Electricity | PJ | Dispatch-Generation | EmissionsCost | 0 | [6 empty] | 0.32065 | 0
LCP_Inputs_ON_Diverse_IEA_2023_05_05 | 2049 | Biomass + CCS | Generation | Electricity | PJ | Dispatch-Generation | FuelCost | 0 | [6 empty] | 0.32065 | 0
LCP_Inputs_ON_Diverse_IEA_2023_05_05 | 2049 | Biomass + CCS | Generation | Electricity | PJ | Dispatch-Generation | VOM | 0 | [6 empty] | 0.32065 | 0
LCP_Inputs_ON_Diverse_IEA_2023_05_05 | 2049 | Biomass + CCS | Generation | Electricity | QC | Dispatch-Generation | EmissionsCost | 0 | [6 empty] | 0.32065 | 0
LCP_Inputs_ON_Diverse_IEA_2023_05_05 | 2049 | Biomass + CCS | Generation | Electricity | QC | Dispatch-Generation | FuelCost | 0 | [6 empty] | 0.32065 | 0
LCP_Inputs_ON_Diverse_IEA_2023_05_05 | 2049 | Biomass + CCS | Generation | Electricity | QC | Dispatch-Generation | VOM | 0 | [6 empty] | 0.32065 | 0
LCP_Inputs_ON_Diverse_IEA_2023_05_05 | 2049 | Biomass + CCS | Generation | Electricity | WC | Dispatch-Generation | EmissionsCost | 0 | [6 empty] | 0.32065 | 0
LCP_Inputs_ON_Diverse_IEA_2023_05_05 | 2049 | Biomass + CCS | Generation | Electricity | WC | Dispatch-Generation | FuelCost | 0 | [6 empty] | 0.32065 | 0
LCP_Inputs_ON_Diverse_IEA_2023_05_05 | 2049 | Biomass + CCS | Generation | Electricity | WC | Dispatch-Generation | VOM | 0 | [6 empty] | 0.32065 | 0
LCP_Inputs_ON_Diverse_IEA_2023_05_05 | 2049 | CH4 + CCS | Generation | Methane | MI | Dispatch-Generation | EmissionsCost | 0 | [6 empty] | 0.32065 | 0
LCP_Inputs_ON_Diverse_IEA_2023_05_05 | 2049 | CH4 + CCS | Generation | Methane | MI | Dispatch-Generation | FuelCost | 0 | [6 empty] | 0.32065 | 0
LCP_Inputs_ON_Diverse_IEA_2023_05_05 | 2049 | CH4 + CCS | Generation | Methane | MI | Dispatch-Generation | VOM | 0 | [6 empty] | 0.32065 | 0
LCP_Inputs_ON_Diverse_IEA_2023_05_05 | 2049 | CH4 + CCS | Generation | Methane | NY | Dispatch-Generation | EmissionsCost | 0 | [6 empty] | 0.32065 | 0
LCP_Inputs_ON_Diverse_IEA_2023_05_05 | 2049 | CH4 + CCS | Generation | Methane | NY | Dispatch-Generation | FuelCost | 0 | [6 empty] | 0.32065 | 0
LCP_Inputs_ON_Diverse_IEA_2023_05_05 | 2049 | CH4 + CCS | Generation | Methane | NY | Dispatch-Generation | VOM | 0 | [6 empty] | 0.32065 | 0
LCP_Inputs_ON_Diverse_IEA_2023_05_05 | 2049 | CH4 + CCS | Generation | Methane | ON | Dispatch-Generation | EmissionsCost | 88472420.6398 | [6 empty] | 0.32065 | 28368806.8394
LCP_Inputs_ON_Diverse_IEA_2023_05_05 | 2049 | CH4 + CCS | Generation | Methane | ON | Dispatch-Generation | FuelCost | 483825119.2369 | [6 empty] | 0.32065 | 155139208.947
LCP_Inputs_ON_Diverse_IEA_2023_05_05 | 2049 | CH4 + CCS | Generation | Methane | ON | Dispatch-Generation | VOM | 46000331.6667 | [6 empty] | 0.32065 | 14750071.4252
LCP_Inputs_ON_Diverse_IEA_2023_05_05 | 2049 | CH4 + CCS | Generation | Methane | PJ | Dispatch-Generation | EmissionsCost | 0 | [6 empty] | 0.32065 | 0
LCP_Inputs_ON_Diverse_IEA_2023_05_05 | 2049 | CH4 + CCS | Generation | Methane | PJ | Dispatch-Generation | FuelCost | 0 | [6 empty] | 0.32065 | 0
LCP_Inputs_ON_Diverse_IEA_2023_05_05 | 2049 | CH4 + CCS | Generation | Methane | PJ | Dispatch-Generation | VOM | 0 | [6 empty] | 0.32065 | 0
LCP_Inputs_ON_Diverse_IEA_2023_05_05 | 2049 | CH4 + CCS | Generation | Methane | QC | Dispatch-Generation | EmissionsCost | 0 | [6 empty] | 0.32065 | 0
LCP_Inputs_ON_Diverse_IEA_2023_05_05 | 2049 | CH4 + CCS | Generation | Methane | QC | Dispatch-Generation | FuelCost | 0 | [6 empty] | 0.32065 | 0
LCP_Inputs_ON_Diverse_IEA_2023_05_05 | 2049 | CH4 + CCS | Generation | Methane | QC | Dispatch-Generation | VOM | 0 | [6 empty] | 0.32065 | 0
LCP_Inputs_ON_Diverse_IEA_2023_05_05 | 2049 | CH4 + CCS | Generation | Methane | WC | Dispatch-Generation | EmissionsCost | 0 | [6 empty] | 0.32065 | 0
LCP_Inputs_ON_Diverse_IEA_2023_05_05 | 2049 | CH4 + CCS | Generation | Methane | WC | Dispatch-Generation | FuelCost | 0 | [6 empty] | 0.32065 | 0
LCP_Inputs_ON_Diverse_IEA_2023_05_05 | 2049 | CH4 + CCS | Generation | Methane | WC | Dispatch-Generation | VOM | 0 | [6 empty] | 0.32065 | 0
LCP_Inputs_ON_Diverse_IEA_2023_05_05 | 2049 | CH4 Import - NY 2020 | Import | Methane | MI | Dispatch-Import | EmissionsCost | 0 | [6 empty] | 0.32065 | 0
LCP_Inputs_ON_Diverse_IEA_2023_05_05 | 2049 | CH4 Import - NY 2020 | Import | Methane | MI | Dispatch-Import | FuelCost | 0 | [6 empty] | 0.32065 | 0
LCP_Inputs_ON_Diverse_IEA_2023_05_05 | 2049 | CH4 Import - NY 2020 | Import | Methane | MI | Dispatch-Import | VOM | 0 | [6 empty] | 0.32065 | 0
LCP_Inputs_ON_Diverse_IEA_2023_05_05 | 2049 | CH4 Import - NY 2020 | Import | Methane | NY | Dispatch-Import | EmissionsCost | 0 | [6 empty] | 0.32065 | 0
LCP_Inputs_ON_Diverse_IEA_2023_05_05 | 2049 | CH4 Import - NY 2020 | Import | Methane | NY | Dispatch-Import | FuelCost | 0 | [6 empty] | 0.32065 | 0
LCP_Inputs_ON_Diverse_IEA_2023_05_05 | 2049 | CH4 Import - NY 2020 | Import | Methane | NY | Dispatch-Import | VOM | 0 | [6 empty] | 0.32065 | 0
LCP_Inputs_ON_Diverse_IEA_2023_05_05 | 2049 | CH4 Import - NY 2020 | Import | Methane | ON | Dispatch-Import | EmissionsCost | 0 | [6 empty] | 0.32065 | 0
LCP_Inputs_ON_Diverse_IEA_2023_05_05 | 2049 | CH4 Import - NY 2020 | Import | Methane | ON | Dispatch-Import | FuelCost | 0 | [6 empty] | 0.32065 | 0
LCP_Inputs_ON_Diverse_IEA_2023_05_05 | 2049 | CH4 Import - NY 2020 | Import | Methane | ON | Dispatch-Import | VOM | 0 | [6 empty] | 0.32065 | 0
LCP_Inputs_ON_Diverse_IEA_2023_05_05 | 2049 | CH4 Import - NY 2020 | Import | Methane | PJ | Dispatch-Import | EmissionsCost | 0 | [6 empty] | 0.32065 | 0
LCP_Inputs_ON_Diverse_IEA_2023_05_05 | 2049 | CH4 Import - NY 2020 | Import | Methane | PJ | Dispatch-Import | FuelCost | 0 | [6 empty] | 0.32065 | 0
LCP_Inputs_ON_Diverse_IEA_2023_05_05 | 2049 | CH4 Import - NY 2020 | Import | Methane | PJ | Dispatch-Import | VOM | 0 | [6 empty] | 0.32065 | 0
LCP_Inputs_ON_Diverse_IEA_2023_05_05 | 2049 | CH4 Import - NY 2020 | Import | Methane | QC | Dispatch-Import | EmissionsCost | 0 | [6 empty] | 0.32065 | 0
LCP_Inputs_ON_Diverse_IEA_2023_05_05 | 2049 | CH4 Import - NY 2020 | Import | Methane | QC | Dispatch-Import | FuelCost | 0 | [6 empty] | 0.32065 | 0
LCP_Inputs_ON_Diverse_IEA_2023_05_05 | 2049 | CH4 Import - NY 2020 | Import | Methane | QC | Dispatch-Import | VOM | 0 | [6 empty] | 0.32065 | 0
LCP_Inputs_ON_Diverse_IEA_2023_05_05 | 2049 | CH4 Import - NY 2020 | Import | Methane | WC | Dispatch-Import | EmissionsCost | 0 | [6 empty] | 0.32065 | 0
LCP_Inputs_ON_Diverse_IEA_2023_05_05 | 2049 | CH4 Import - NY 2020 | Import | Methane | WC | Dispatch-Import | FuelCost | 0 | [6 empty] | 0.32065 | 0
LCP_Inputs_ON_Diverse_IEA_2023_05_05 | 2049 | CH4 Import - NY 2020 | Import | Methane | WC | Dispatch-Import | VOM | 0 | [6 empty] | 0.32065 | 0
LCP_Inputs_ON_Diverse_IEA_2023_05_05 | 2049 | CH4 Import - NY 2030 | Import | Methane | MI | Dispatch-Import | EmissionsCost | 0 | [6 empty] | 0.32065 | 0
LCP_Inputs_ON_Diverse_IEA_2023_05_05 | 2049 | CH4 Import - NY 2030 | Import | Methane | MI | Dispatch-Import | FuelCost | 0 | [6 empty] | 0.32065 | 0
LCP_Inputs_ON_Diverse_IEA_2023_05_05 | 2049 | CH4 Import - NY 2030 | Import | Methane | MI | Dispatch-Import | VOM | 0 | [6 empty] | 0.32065 | 0
LCP_Inputs_ON_Diverse_IEA_2023_05_05 | 2049 | CH4 Import - NY 2030 | Import | Methane | NY | Dispatch-Import | EmissionsCost | 0 | [6 empty] | 0.32065 | 0
LCP_Inputs_ON_Diverse_IEA_2023_05_05 | 2049 | CH4 Import - NY 2030 | Import | Methane | NY | Dispatch-Import | FuelCost | 0 | [6 empty] | 0.32065 | 0
LCP_Inputs_ON_Diverse_IEA_2023_05_05 | 2049 | CH4 Import - NY 2030 | Import | Methane | NY | Dispatch-Import | VOM | 0 | [6 empty] | 0.32065 | 0
LCP_Inputs_ON_Diverse_IEA_2023_05_05 | 2049 | CH4 Import - NY 2030 | Import | Methane | ON | Dispatch-Import | EmissionsCost | 0 | [6 empty] | 0.32065 | 0
LCP_Inputs_ON_Diverse_IEA_2023_05_05 | 2049 | CH4 Import - NY 2030 | Import | Methane | ON | Dispatch-Import | FuelCost | 0 | [6 empty] | 0.32065 | 0
LCP_Inputs_ON_Diverse_IEA_2023_05_05 | 2049 | CH4 Import - NY 2030 | Import | Methane | ON | Dispatch-Import | VOM | 0 | [6 empty] | 0.32065 | 0
LCP_Inputs_ON_Diverse_IEA_2023_05_05 | 2049 | CH4 Import - NY 2030 | Import | Methane | PJ | Dispatch-Import | EmissionsCost | 0 | [6 empty] | 0.32065 | 0
LCP_Inputs_ON_Diverse_IEA_2023_05_05 | 2049 | CH4 Import - NY 2030 | Import | Methane | PJ | Dispatch-Import | FuelCost | 0 | [6 empty] | 0.32065 | 0
LCP_Inputs_ON_Diverse_IEA_2023_05_05 | 2049 | CH4 Import - NY 2030 | Import | Methane | PJ | Dispatch-Import | VOM | 0 | [6 empty] | 0.32065 | 0
LCP_Inputs_ON_Diverse_IEA_2023_05_05 | 2049 | CH4 Import - NY 2030 | Import | Methane | QC | Dispatch-Import | EmissionsCost | 0 | [6 empty] | 0.32065 | 0
LCP_Inputs_ON_Diverse_IEA_2023_05_05 | 2049 | CH4 Import - NY 2030 | Import | Methane | QC | Dispatch-Import | FuelCost | 0 | [6 empty] | 0.32065 | 0
LCP_Inputs_ON_Diverse_IEA_2023_05_05 | 2049 | CH4 Import - NY 2030 | Import | Methane | QC | Dispatch-Import | VOM | 0 | [6 empty] | 0.32065 | 0
LCP_Inputs_ON_Diverse_IEA_2023_05_05 | 2049 | CH4 Import - NY 2030 | Import | Methane | WC | Dispatch-Import | EmissionsCost | 0 | [6 empty] | 0.32065 | 0
LCP_Inputs_ON_Diverse_IEA_2023_05_05 | 2049 | CH4 Import - NY 2030 | Import | Methane | WC | Dispatch-Import | FuelCost | 0 | [6 empty] | 0.32065 | 0
LCP_Inputs_ON_Diverse_IEA_2023_05_05 | 2049 | CH4 Import - NY 2030 | Import | Methane | WC | Dispatch-Import | VOM | 0 | [6 empty] | 0.32065 | 0
LCP_Inputs_ON_Diverse_IEA_2023_05_05 | 2049 | CH4 Import - NY 2040 | Import | Methane | MI | Dispatch-Import | EmissionsCost | 0 | [6 empty] | 0.32065 | 0
LCP_Inputs_ON_Diverse_IEA_2023_05_05 | 2049 | CH4 Import - NY 2040 | Import | Methane | MI | Dispatch-Import | FuelCost | 0 | [6 empty] | 0.32065 | 0
LCP_Inputs_ON_Diverse_IEA_2023_05_05 | 2049 | CH4 Import - NY 2040 | Import | Methane | MI | Dispatch-Import | VOM | 0 | [6 empty] | 0.32065 | 0
LCP_Inputs_ON_Diverse_IEA_2023_05_05 | 2049 | CH4 Import - NY 2040 | Import | Methane | NY | Dispatch-Import | EmissionsCost | 1424811807.9426 | [6 empty] | 0.32065 | 456867921.8872
LCP_Inputs_ON_Diverse_IEA_2023_05_05 | 2049 | CH4 Import - NY 2040 | Import | Methane | NY | Dispatch-Import | FuelCost | 758346581.876 | [6 empty] | 0.32065 | 243164904.3057
LCP_Inputs_ON_Diverse_IEA_2023_05_05 | 2049 | CH4 Import - NY 2040 | Import | Methane | NY | Dispatch-Import | VOM | 0 | [6 empty] | 0.32065 | 0
LCP_Inputs_ON_Diverse_IEA_2023_05_05 | 2049 | CH4 Import - NY 2040 | Import | Methane | ON | Dispatch-Import | EmissionsCost | 0 | [6 empty] | 0.32065 | 0
LCP_Inputs_ON_Diverse_IEA_2023_05_05 | 2049 | CH4 Import - NY 2040 | Import | Methane | ON | Dispatch-Import | FuelCost | 0 | [6 empty] | 0.32065 | 0
LCP_Inputs_ON_Diverse_IEA_2023_05_05 | 2049 | CH4 Import - NY 2040 | Import | Methane | ON | Dispatch-Import | VOM | 0 | [6 empty] | 0.32065 | 0
LCP_Inputs_ON_Diverse_IEA_2023_05_05 | 2049 | CH4 Import - NY 2040 | Import | Methane | PJ | Dispatch-Import | EmissionsCost | 0 | [6 empty] | 0.32065 | 0
LCP_Inputs_ON_Diverse_IEA_2023_05_05 | 2049 | CH4 Import - NY 2040 | Import | Methane | PJ | Dispatch-Import | FuelCost | 0 | [6 empty] | 0.32065 | 0
LCP_Inputs_ON_Diverse_IEA_2023_05_05 | 2049 | CH4 Import - NY 2040 | Import | Methane | PJ | Dispatch-Import | VOM | 0 | [6 empty] | 0.32065 | 0
LCP_Inputs_ON_Diverse_IEA_2023_05_05 | 2049 | CH4 Import - NY 2040 | Import | Methane | QC | Dispatch-Import | EmissionsCost | 0 | [6 empty] | 0.32065 | 0
LCP_Inputs_ON_Diverse_IEA_2023_05_05 | 2049 | CH4 Import - NY 2040 | Import | Methane | QC | Dispatch-Import | FuelCost | 0 | [6 empty] | 0.32065 | 0
LCP_Inputs_ON_Diverse_IEA_2023_05_05 | 2049 | CH4 Import - NY 2040 | Import | Methane | QC | Dispatch-Import | VOM | 0 | [6 empty] | 0.32065 | 0
LCP_Inputs_ON_Diverse_IEA_2023_05_05 | 2049 | CH4 Import - NY 2040 | Import | Methane | WC | Dispatch-Import | EmissionsCost | 0 | [6 empty] | 0.32065 | 0
LCP_Inputs_ON_Diverse_IEA_2023_05_05 | 2049 | CH4 Import - NY 2040 | Import | Methane | WC | Dispatch-Import | FuelCost | 0 | [6 empty] | 0.32065 | 0
LCP_Inputs_ON_Diverse_IEA_2023_05_05 | 2049 | CH4 Import - NY 2040 | Import | Methane | WC | Dispatch-Import | VOM | 0 | [6 empty] | 0.32065 | 0
LCP_Inputs_ON_Diverse_IEA_2023_05_05 | 2049 | CH4 Import - NY 2050 | Import | Methane | MI | Dispatch-Import | EmissionsCost | 0 | [6 empty] | 0.32065 | 0
LCP_Inputs_ON_Diverse_IEA_2023_05_05 | 2049 | CH4 Import - NY 2050 | Import | Methane | MI | Dispatch-Import | FuelCost | 0 | [6 empty] | 0.32065 | 0
LCP_Inputs_ON_Diverse_IEA_2023_05_05 | 2049 | CH4 Import - NY 2050 | Import | Methane | MI | Dispatch-Import | VOM | 0 | [6 empty] | 0.32065 | 0
LCP_Inputs_ON_Diverse_IEA_2023_05_05 | 2049 | CH4 Import - NY 2050 | Import | Methane | NY | Dispatch-Import | EmissionsCost | 0 | [6 empty] | 0.32065 | 0
LCP_Inputs_ON_Diverse_IEA_2023_05_05 | 2049 | CH4 Import - NY 2050 | Import | Methane | NY | Dispatch-Import | FuelCost | 0 | [6 empty] | 0.32065 | 0
LCP_Inputs_ON_Diverse_IEA_2023_05_05 | 2049 | CH4 Import - NY 2050 | Import | Methane | NY | Dispatch-Import | VOM | 0 | [6 empty] | 0.32065 | 0
LCP_Inputs_ON_Diverse_IEA_2023_05_05 | 2049 | CH4 Import - NY 2050 | Import | Methane | ON | Dispatch-Import | EmissionsCost | 0 | [6 empty] | 0.32065 | 0
LCP_Inputs_ON_Diverse_IEA_2023_05_05 | 2049 | CH4 Import - NY 2050 | Import | Methane | ON | Dispatch-Import | FuelCost | 0 | [6 empty] | 0.32065 | 0
LCP_Inputs_ON_Diverse_IEA_2023_05_05 | 2049 | CH4 Import - NY 2050 | Import | Methane | ON | Dispatch-Import | VOM | 0 | [6 empty] | 0.32065 | 0
LCP_Inputs_ON_Diverse_IEA_2023_05_05 | 2049 | CH4 Import - NY 2050 | Import | Methane | PJ | Dispatch-Import | EmissionsCost | 0 | [6 empty] | 0.32065 | 0
LCP_Inputs_ON_Diverse_IEA_2023_05_05 | 2049 | CH4 Import - NY 2050 | Import | Methane | PJ | Dispatch-Import | FuelCost | 0 | [6 empty] | 0.32065 | 0
LCP_Inputs_ON_Diverse_IEA_2023_05_05 | 2049 | CH4 Import - NY 2050 | Import | Methane | PJ | Dispatch-Import | VOM | 0 | [6 empty] | 0.32065 | 0
LCP_Inputs_ON_Diverse_IEA_2023_05_05 | 2049 | CH4 Import - NY 2050 | Import | Methane | QC | Dispatch-Import | EmissionsCost | 0 | [6 empty] | 0.32065 | 0
LCP_Inputs_ON_Diverse_IEA_2023_05_05 | 2049 | CH4 Import - NY 2050 | Import | Methane | QC | Dispatch-Import | FuelCost | 0 | [6 empty] | 0.32065 | 0
LCP_Inputs_ON_Diverse_IEA_2023_05_05 | 2049 | CH4 Import - NY 2050 | Import | Methane | QC | Dispatch-Import | VOM | 0 | [6 empty] | 0.32065 | 0
LCP_Inputs_ON_Diverse_IEA_2023_05_05 | 2049 | CH4 Import - NY 2050 | Import | Methane | WC | Dispatch-Import | EmissionsCost | 0 | [6 empty] | 0.32065 | 0
LCP_Inputs_ON_Diverse_IEA_2023_05_05 | 2049 | CH4 Import - NY 2050 | Import | Methane | WC | Dispatch-Import | FuelCost | 0 | [6 empty] | 0.32065 | 0
LCP_Inputs_ON_Diverse_IEA_2023_05_05 | 2049 | CH4 Import - NY 2050 | Import | Methane | WC | Dispatch-Import | VOM | 0 | [6 empty] | 0.32065 | 0
LCP_Inputs_ON_Diverse_IEA_2023_05_05 | 2049 | CH4 Import - WC 2020 | Import | Methane | MI | Dispatch-Import | EmissionsCost | 0 | [6 empty] | 0.32065 | 0
LCP_Inputs_ON_Diverse_IEA_2023_05_05 | 2049 | CH4 Import - WC 2020 | Import | Methane | MI | Dispatch-Import | FuelCost | 0 | [6 empty] | 0.32065 | 0
LCP_Inputs_ON_Diverse_IEA_2023_05_05 | 2049 | CH4 Import - WC 2020 | Import | Methane | MI | Dispatch-Import | VOM | 0 | [6 empty] | 0.32065 | 0
LCP_Inputs_ON_Diverse_IEA_2023_05_05 | 2049 | CH4 Import - WC 2020 | Import | Methane | NY | Dispatch-Import | EmissionsCost | 0 | [6 empty] | 0.32065 | 0
LCP_Inputs_ON_Diverse_IEA_2023_05_05 | 2049 | CH4 Import - WC 2020 | Import | Methane | NY | Dispatch-Import | FuelCost | 0 | [6 empty] | 0.32065 | 0
LCP_Inputs_ON_Diverse_IEA_2023_05_05 | 2049 | CH4 Import - WC 2020 | Import | Methane | NY | Dispatch-Import | VOM | 0 | [6 empty] | 0.32065 | 0
LCP_Inputs_ON_Diverse_IEA_2023_05_05 | 2049 | CH4 Import - WC 2020 | Import | Methane | ON | Dispatch-Import | EmissionsCost | 0 | [6 empty] | 0.32065 | 0
LCP_Inputs_ON_Diverse_IEA_2023_05_05 | 2049 | CH4 Import - WC 2020 | Import | Methane | ON | Dispatch-Import | FuelCost | 0 | [6 empty] | 0.32065 | 0
LCP_Inputs_ON_Diverse_IEA_2023_05_05 | 2049 | CH4 Import - WC 2020 | Import | Methane | ON | Dispatch-Import | VOM | 0 | [6 empty] | 0.32065 | 0
LCP_Inputs_ON_Diverse_IEA_2023_05_05 | 2049 | CH4 Import - WC 2020 | Import | Methane | PJ | Dispatch-Import | EmissionsCost | 0 | [6 empty] | 0.32065 | 0
LCP_Inputs_ON_Diverse_IEA_2023_05_05 | 2049 | CH4 Import - WC 2020 | Import | Methane | PJ | Dispatch-Import | FuelCost | 0 | [6 empty] | 0.32065 | 0
LCP_Inputs_ON_Diverse_IEA_2023_05_05 | 2049 | CH4 Import - WC 2020 | Import | Methane | PJ | Dispatch-Import | VOM | 0 | [6 empty] | 0.32065 | 0
LCP_Inputs_ON_Diverse_IEA_2023_05_05 | 2049 | CH4 Import - WC 2020 | Import | Methane | QC | Dispatch-Import | EmissionsCost | 0 | [6 empty] | 0.32065 | 0
LCP_Inputs_ON_Diverse_IEA_2023_05_05 | 2049 | CH4 Import - WC 2020 | Import | Methane | QC | Dispatch-Import | FuelCost | 0 | [6 empty] | 0.32065 | 0
LCP_Inputs_ON_Diverse_IEA_2023_05_05 | 2049 | CH4 Import - WC 2020 | Import | Methane | QC | Dispatch-Import | VOM | 0 | [6 empty] | 0.32065 | 0
LCP_Inputs_ON_Diverse_IEA_2023_05_05 | 2049 | CH4 Import - WC 2020 | Import | Methane | WC | Dispatch-Import | EmissionsCost | 0 | [6 empty] | 0.32065 | 0
LCP_Inputs_ON_Diverse_IEA_2023_05_05 | 2049 | CH4 Import - WC 2020 | Import | Methane | WC | Dispatch-Import | FuelCost | 0 | [6 empty] | 0.32065 | 0
LCP_Inputs_ON_Diverse_IEA_2023_05_05 | 2049 | CH4 Import - WC 2020 | Import | Methane | WC | Dispatch-Import | VOM | 0 | [6 empty] | 0.32065 | 0
LCP_Inputs_ON_Diverse_IEA_2023_05_05 | 2049 | CH4 Import - WC 2030 | Import | Methane | MI | Dispatch-Import | EmissionsCost | 0 | [6 empty] | 0.32065 | 0
LCP_Inputs_ON_Diverse_IEA_2023_05_05 | 2049 | CH4 Import - WC 2030 | Import | Methane | MI | Dispatch-Import | FuelCost | 0 | [6 empty] | 0.32065 | 0
LCP_Inputs_ON_Diverse_IEA_2023_05_05 | 2049 | CH4 Import - WC 2030 | Import | Methane | MI | Dispatch-Import | VOM | 0 | [6 empty] | 0.32065 | 0
LCP_Inputs_ON_Diverse_IEA_2023_05_05 | 2049 | CH4 Import - WC 2030 | Import | Methane | NY | Dispatch-Import | EmissionsCost | 0 | [6 empty] | 0.32065 | 0
LCP_Inputs_ON_Diverse_IEA_2023_05_05 | 2049 | CH4 Import - WC 2030 | Import | Methane | NY | Dispatch-Import | FuelCost | 0 | [6 empty] | 0.32065 | 0
LCP_Inputs_ON_Diverse_IEA_2023_05_05 | 2049 | CH4 Import - WC 2030 | Import | Methane | NY | Dispatch-Import | VOM | 0 | [6 empty] | 0.32065 | 0
LCP_Inputs_ON_Diverse_IEA_2023_05_05 | 2049 | CH4 Import - WC 2030 | Import | Methane | ON | Dispatch-Import | EmissionsCost | 0 | [6 empty] | 0.32065 | 0
LCP_Inputs_ON_Diverse_IEA_2023_05_05 | 2049 | CH4 Import - WC 2030 | Import | Methane | ON | Dispatch-Import | FuelCost | 0 | [6 empty] | 0.32065 | 0
LCP_Inputs_ON_Diverse_IEA_2023_05_05 | 2049 | CH4 Import - WC 2030 | Import | Methane | ON | Dispatch-Import | VOM | 0 | [6 empty] | 0.32065 | 0
LCP_Inputs_ON_Diverse_IEA_2023_05_05 | 2049 | CH4 Import - WC 2030 | Import | Methane | PJ | Dispatch-Import | EmissionsCost | 0 | [6 empty] | 0.32065 | 0
LCP_Inputs_ON_Diverse_IEA_2023_05_05 | 2049 | CH4 Import - WC 2030 | Import | Methane | PJ | Dispatch-Import | FuelCost | 0 | [6 empty] | 0.32065 | 0
LCP_Inputs_ON_Diverse_IEA_2023_05_05 | 2049 | CH4 Import - WC 2030 | Import | Methane | PJ | Dispatch-Import | VOM | 0 | [6 empty] | 0.32065 | 0
LCP_Inputs_ON_Diverse_IEA_2023_05_05 | 2049 | CH4 Import - WC 2030 | Import | Methane | QC | Dispatch-Import | EmissionsCost | 0 | [6 empty] | 0.32065 | 0
LCP_Inputs_ON_Diverse_IEA_2023_05_05 | 2049 | CH4 Import - WC 2030 | Import | Methane | QC | Dispatch-Import | FuelCost | 0 | [6 empty] | 0.32065 | 0
LCP_Inputs_ON_Diverse_IEA_2023_05_05 | 2049 | CH4 Import - WC 2030 | Import | Methane | QC | Dispatch-Import | VOM | 0 | [6 empty] | 0.32065 | 0
LCP_Inputs_ON_Diverse_IEA_2023_05_05 | 2049 | CH4 Import - WC 2030 | Import | Methane | WC | Dispatch-Import | EmissionsCost | 0 | [6 empty] | 0.32065 | 0
LCP_Inputs_ON_Diverse_IEA_2023_05_05 | 2049 | CH4 Import - WC 2030 | Import | Methane | WC | Dispatch-Import | FuelCost | 0 | [6 empty] | 0.32065 | 0
LCP_Inputs_ON_Diverse_IEA_2023_05_05 | 2049 | CH4 Import - WC 2030 | Import | Methane | WC | Dispatch-Import | VOM | 0 | [6 empty] | 0.32065 | 0
LCP_Inputs_ON_Diverse_IEA_2023_05_05 | 2049 | CH4 Import - WC 2040 | Import | Methane | MI | Dispatch-Import | EmissionsCost | 0 | [6 empty] | 0.32065 | 0
LCP_Inputs_ON_Diverse_IEA_2023_05_05 | 2049 | CH4 Import - WC 2040 | Import | Methane | MI | Dispatch-Import | FuelCost | 0 | [6 empty] | 0.32065 | 0
LCP_Inputs_ON_Diverse_IEA_2023_05_05 | 2049 | CH4 Import - WC 2040 | Import | Methane | MI | Dispatch-Import | VOM | 0 | [6 empty] | 0.32065 | 0
LCP_Inputs_ON_Diverse_IEA_2023_05_05 | 2049 | CH4 Import - WC 2040 | Import | Methane | NY | Dispatch-Import | EmissionsCost | 0 | [6 empty] | 0.32065 | 0
LCP_Inputs_ON_Diverse_IEA_2023_05_05 | 2049 | CH4 Import - WC 2040 | Import | Methane | NY | Dispatch-Import | FuelCost | 0 | [6 empty] | 0.32065 | 0
LCP_Inputs_ON_Diverse_IEA_2023_05_05 | 2049 | CH4 Import - WC 2040 | Import | Methane | NY | Dispatch-Import | VOM | 0 | [6 empty] | 0.32065 | 0
LCP_Inputs_ON_Diverse_IEA_2023_05_05 | 2049 | CH4 Import - WC 2040 | Import | Methane | ON | Dispatch-Import | EmissionsCost | 0 | [6 empty] | 0.32065 | 0
LCP_Inputs_ON_Diverse_IEA_2023_05_05 | 2049 | CH4 Import - WC 2040 | Import | Methane | ON | Dispatch-Import | FuelCost | 0 | [6 empty] | 0.32065 | 0
LCP_Inputs_ON_Diverse_IEA_2023_05_05 | 2049 | CH4 Import - WC 2040 | Import | Methane | ON | Dispatch-Import | VOM | 0 | [6 empty] | 0.32065 | 0
LCP_Inputs_ON_Diverse_IEA_2023_05_05 | 2049 | CH4 Import - WC 2040 | Import | Methane | PJ | Dispatch-Import | EmissionsCost | 0 | [6 empty] | 0.32065 | 0
LCP_Inputs_ON_Diverse_IEA_2023_05_05 | 2049 | CH4 Import - WC 2040 | Import | Methane | PJ | Dispatch-Import | FuelCost | 0 | [6 empty] | 0.32065 | 0
LCP_Inputs_ON_Diverse_IEA_2023_05_05 | 2049 | CH4 Import - WC 2040 | Import | Methane | PJ | Dispatch-Import | VOM | 0 | [6 empty] | 0.32065 | 0
LCP_Inputs_ON_Diverse_IEA_2023_05_05 | 2049 | CH4 Import - WC 2040 | Import | Methane | QC | Dispatch-Import | EmissionsCost | 0 | [6 empty] | 0.32065 | 0
LCP_Inputs_ON_Diverse_IEA_2023_05_05 | 2049 | CH4 Import - WC 2040 | Import | Methane | QC | Dispatch-Import | FuelCost | 0 | [6 empty] | 0.32065 | 0
LCP_Inputs_ON_Diverse_IEA_2023_05_05 | 2049 | CH4 Import - WC 2040 | Import | Methane | QC | Dispatch-Import | VOM | 0 | [6 empty] | 0.32065 | 0
LCP_Inputs_ON_Diverse_IEA_2023_05_05 | 2049 | CH4 Import - WC 2040 | Import | Methane | WC | Dispatch-Import | EmissionsCost | 2117477751.305 | [6 empty] | 0.32065 | 678972236.5356
LCP_Inputs_ON_Diverse_IEA_2023_05_05 | 2049 | CH4 Import - WC 2040 | Import | Methane | WC | Dispatch-Import | FuelCost | 1127013410.4372 | [6 empty] | 0.32065 | 361378444.434
LCP_Inputs_ON_Diverse_IEA_2023_05_05 | 2049 | CH4 Import - WC 2040 | Import | Methane | WC | Dispatch-Import | VOM | 0 | [6 empty] | 0.32065 | 0
LCP_Inputs_ON_Diverse_IEA_2023_05_05 | 2049 | CH4 Import - WC 2050 | Import | Methane | MI | Dispatch-Import | EmissionsCost | 0 | [6 empty] | 0.32065 | 0
LCP_Inputs_ON_Diverse_IEA_2023_05_05 | 2049 | CH4 Import - WC 2050 | Import | Methane | MI | Dispatch-Import | FuelCost | 0 | [6 empty] | 0.32065 | 0
LCP_Inputs_ON_Diverse_IEA_2023_05_05 | 2049 | CH4 Import - WC 2050 | Import | Methane | MI | Dispatch-Import | VOM | 0 | [6 empty] | 0.32065 | 0
LCP_Inputs_ON_Diverse_IEA_2023_05_05 | 2049 | CH4 Import - WC 2050 | Import | Methane | NY | Dispatch-Import | EmissionsCost | 0 | [6 empty] | 0.32065 | 0
LCP_Inputs_ON_Diverse_IEA_2023_05_05 | 2049 | CH4 Import - WC 2050 | Import | Methane | NY | Dispatch-Import | FuelCost | 0 | [6 empty] | 0.32065 | 0
LCP_Inputs_ON_Diverse_IEA_2023_05_05 | 2049 | CH4 Import - WC 2050 | Import | Methane | NY | Dispatch-Import | VOM | 0 | [6 empty] | 0.32065 | 0
LCP_Inputs_ON_Diverse_IEA_2023_05_05 | 2049 | CH4 Import - WC 2050 | Import | Methane | ON | Dispatch-Import | EmissionsCost | 0 | [6 empty] | 0.32065 | 0
LCP_Inputs_ON_Diverse_IEA_2023_05_05 | 2049 | CH4 Import - WC 2050 | Import | Methane | ON | Dispatch-Import | FuelCost | 0 | [6 empty] | 0.32065 | 0
LCP_Inputs_ON_Diverse_IEA_2023_05_05 | 2049 | CH4 Import - WC 2050 | Import | Methane | ON | Dispatch-Import | VOM | 0 | [6 empty] | 0.32065 | 0
LCP_Inputs_ON_Diverse_IEA_2023_05_05 | 2049 | CH4 Import - WC 2050 | Import | Methane | PJ | Dispatch-Import | EmissionsCost | 0 | [6 empty] | 0.32065 | 0
LCP_Inputs_ON_Diverse_IEA_2023_05_05 | 2049 | CH4 Import - WC 2050 | Import | Methane | PJ | Dispatch-Import | FuelCost | 0 | [6 empty] | 0.32065 | 0
LCP_Inputs_ON_Diverse_IEA_2023_05_05 | 2049 | CH4 Import - WC 2050 | Import | Methane | PJ | Dispatch-Import | VOM | 0 | [6 empty] | 0.32065 | 0
LCP_Inputs_ON_Diverse_IEA_2023_05_05 | 2049 | CH4 Import - WC 2050 | Import | Methane | QC | Dispatch-Import | EmissionsCost | 0 | [6 empty] | 0.32065 | 0
LCP_Inputs_ON_Diverse_IEA_2023_05_05 | 2049 | CH4 Import - WC 2050 | Import | Methane | QC | Dispatch-Import | FuelCost | 0 | [6 empty] | 0.32065 | 0
LCP_Inputs_ON_Diverse_IEA_2023_05_05 | 2049 | CH4 Import - WC 2050 | Import | Methane | QC | Dispatch-Import | VOM | 0 | [6 empty] | 0.32065 | 0
LCP_Inputs_ON_Diverse_IEA_2023_05_05 | 2049 | CH4 Import - WC 2050 | Import | Methane | WC | Dispatch-Import | EmissionsCost | 0 | [6 empty] | 0.32065 | 0
LCP_Inputs_ON_Diverse_IEA_2023_05_05 | 2049 | CH4 Import - WC 2050 | Import | Methane | WC | Dispatch-Import | FuelCost | 0 | [6 empty] | 0.32065 | 0
LCP_Inputs_ON_Diverse_IEA_2023_05_05 | 2049 | CH4 Import - WC 2050 | Import | Methane | WC | Dispatch-Import | VOM | 0 | [6 empty] | 0.32065 | 0
LCP_Inputs_ON_Diverse_IEA_2023_05_05 | 2049 | CH4 Salt Cavern Storage - ON | Storage | Methane | MI | Dispatch-Storage | EmissionsCost | 0 | [6 empty] | 0.32065 | 0
LCP_Inputs_ON_Diverse_IEA_2023_05_05 | 2049 | CH4 Salt Cavern Storage - ON | Storage | Methane | MI | Dispatch-Storage | FuelCost | 0 | [6 empty] | 0.32065 | 0
LCP_Inputs_ON_Diverse_IEA_2023_05_05 | 2049 | CH4 Salt Cavern Storage - ON | Storage | Methane | MI | Dispatch-Storage | VOM | 0 | [6 empty] | 0.32065 | 0
LCP_Inputs_ON_Diverse_IEA_2023_05_05 | 2049 | CH4 Salt Cavern Storage - ON | Storage | Methane | NY | Dispatch-Storage | EmissionsCost | 0 | [6 empty] | 0.32065 | 0
LCP_Inputs_ON_Diverse_IEA_2023_05_05 | 2049 | CH4 Salt Cavern Storage - ON | Storage | Methane | NY | Dispatch-Storage | FuelCost | 0 | [6 empty] | 0.32065 | 0
LCP_Inputs_ON_Diverse_IEA_2023_05_05 | 2049 | CH4 Salt Cavern Storage - ON | Storage | Methane | NY | Dispatch-Storage | VOM | 0 | [6 empty] | 0.32065 | 0
LCP_Inputs_ON_Diverse_IEA_2023_05_05 | 2049 | CH4 Salt Cavern Storage - ON | Storage | Methane | ON | Dispatch-Storage | EmissionsCost | 0 | [6 empty] | 0.32065 | 0
LCP_Inputs_ON_Diverse_IEA_2023_05_05 | 2049 | CH4 Salt Cavern Storage - ON | Storage | Methane | ON | Dispatch-Storage | FuelCost | 0 | [6 empty] | 0.32065 | 0
LCP_Inputs_ON_Diverse_IEA_2023_05_05 | 2049 | CH4 Salt Cavern Storage - ON | Storage | Methane | ON | Dispatch-Storage | VOM | 0 | [6 empty] | 0.32065 | 0
LCP_Inputs_ON_Diverse_IEA_2023_05_05 | 2049 | CH4 Salt Cavern Storage - ON | Storage | Methane | PJ | Dispatch-Storage | EmissionsCost | 0 | [6 empty] | 0.32065 | 0
LCP_Inputs_ON_Diverse_IEA_2023_05_05 | 2049 | CH4 Salt Cavern Storage - ON | Storage | Methane | PJ | Dispatch-Storage | FuelCost | 0 | [6 empty] | 0.32065 | 0
LCP_Inputs_ON_Diverse_IEA_2023_05_05 | 2049 | CH4 Salt Cavern Storage - ON | Storage | Methane | PJ | Dispatch-Storage | VOM | 0 | [6 empty] | 0.32065 | 0
LCP_Inputs_ON_Diverse_IEA_2023_05_05 | 2049 | CH4 Salt Cavern Storage - ON | Storage | Methane | QC | Dispatch-Storage | EmissionsCost | 0 | [6 empty] | 0.32065 | 0
LCP_Inputs_ON_Diverse_IEA_2023_05_05 | 2049 | CH4 Salt Cavern Storage - ON | Storage | Methane | QC | Dispatch-Storage | FuelCost | 0 | [6 empty] | 0.32065 | 0
LCP_Inputs_ON_Diverse_IEA_2023_05_05 | 2049 | CH4 Salt Cavern Storage - ON | Storage | Methane | QC | Dispatch-Storage | VOM | 0 | [6 empty] | 0.32065 | 0
LCP_Inputs_ON_Diverse_IEA_2023_05_05 | 2049 | CH4 Salt Cavern Storage - ON | Storage | Methane | WC | Dispatch-Storage | EmissionsCost | 0 | [6 empty] | 0.32065 | 0
LCP_Inputs_ON_Diverse_IEA_2023_05_05 | 2049 | CH4 Salt Cavern Storage - ON | Storage | Methane | WC | Dispatch-Storage | FuelCost | 0 | [6 empty] | 0.32065 | 0
LCP_Inputs_ON_Diverse_IEA_2023_05_05 | 2049 | CH4 Salt Cavern Storage - ON | Storage | Methane | WC | Dispatch-Storage | VOM | 0 | [6 empty] | 0.32065 | 0
LCP_Inputs_ON_Diverse_IEA_2023_05_05 | 2049 | Electrolyser 2020/2030 | Crossload | Hydrogen | MI | Dispatch-Crossload | EmissionsCost | 0 | [6 empty] | 0.32065 | 0
LCP_Inputs_ON_Diverse_IEA_2023_05_05 | 2049 | Electrolyser 2020/2030 | Crossload | Hydrogen | MI | Dispatch-Crossload | FuelCost | 0 | [6 empty] | 0.32065 | 0
LCP_Inputs_ON_Diverse_IEA_2023_05_05 | 2049 | Electrolyser 2020/2030 | Crossload | Hydrogen | MI | Dispatch-Crossload | VOM | 0 | [6 empty] | 0.32065 | 0
LCP_Inputs_ON_Diverse_IEA_2023_05_05 | 2049 | Electrolyser 2020/2030 | Crossload | Hydrogen | NY | Dispatch-Crossload | EmissionsCost | 0 | [6 empty] | 0.32065 | 0
LCP_Inputs_ON_Diverse_IEA_2023_05_05 | 2049 | Electrolyser 2020/2030 | Crossload | Hydrogen | NY | Dispatch-Crossload | FuelCost | 0 | [6 empty] | 0.32065 | 0
LCP_Inputs_ON_Diverse_IEA_2023_05_05 | 2049 | Electrolyser 2020/2030 | Crossload | Hydrogen | NY | Dispatch-Crossload | VOM | 0 | [6 empty] | 0.32065 | 0
LCP_Inputs_ON_Diverse_IEA_2023_05_05 | 2049 | Electrolyser 2020/2030 | Crossload | Hydrogen | ON | Dispatch-Crossload | EmissionsCost | 0 | [6 empty] | 0.32065 | 0
LCP_Inputs_ON_Diverse_IEA_2023_05_05 | 2049 | Electrolyser 2020/2030 | Crossload | Hydrogen | ON | Dispatch-Crossload | FuelCost | 0 | [6 empty] | 0.32065 | 0
LCP_Inputs_ON_Diverse_IEA_2023_05_05 | 2049 | Electrolyser 2020/2030 | Crossload | Hydrogen | ON | Dispatch-Crossload | VOM | 0 | [6 empty] | 0.32065 | 0
LCP_Inputs_ON_Diverse_IEA_2023_05_05 | 2049 | Electrolyser 2020/2030 | Crossload | Hydrogen | PJ | Dispatch-Crossload | EmissionsCost | 0 | [6 empty] | 0.32065 | 0
LCP_Inputs_ON_Diverse_IEA_2023_05_05 | 2049 | Electrolyser 2020/2030 | Crossload | Hydrogen | PJ | Dispatch-Crossload | FuelCost | 0 | [6 empty] | 0.32065 | 0
LCP_Inputs_ON_Diverse_IEA_2023_05_05 | 2049 | Electrolyser 2020/2030 | Crossload | Hydrogen | PJ | Dispatch-Crossload | VOM | 0 | [6 empty] | 0.32065 | 0
LCP_Inputs_ON_Diverse_IEA_2023_05_05 | 2049 | Electrolyser 2020/2030 | Crossload | Hydrogen | QC | Dispatch-Crossload | EmissionsCost | 0 | [6 empty] | 0.32065 | 0
LCP_Inputs_ON_Diverse_IEA_2023_05_05 | 2049 | Electrolyser 2020/2030 | Crossload | Hydrogen | QC | Dispatch-Crossload | FuelCost | 0 | [6 empty] | 0.32065 | 0
LCP_Inputs_ON_Diverse_IEA_2023_05_05 | 2049 | Electrolyser 2020/2030 | Crossload | Hydrogen | QC | Dispatch-Crossload | VOM | 0 | [6 empty] | 0.32065 | 0
LCP_Inputs_ON_Diverse_IEA_2023_05_05 | 2049 | Electrolyser 2020/2030 | Crossload | Hydrogen | WC | Dispatch-Crossload | EmissionsCost | 0 | [6 empty] | 0.32065 | 0
LCP_Inputs_ON_Diverse_IEA_2023_05_05 | 2049 | Electrolyser 2020/2030 | Crossload | Hydrogen | WC | Dispatch-Crossload | FuelCost | 0 | [6 empty] | 0.32065 | 0
LCP_Inputs_ON_Diverse_IEA_2023_05_05 | 2049 | Electrolyser 2020/2030 | Crossload | Hydrogen | WC | Dispatch-Crossload | VOM | 0 | [6 empty] | 0.32065 | 0
LCP_Inputs_ON_Diverse_IEA_2023_05_05 | 2049 | Electrolyser 2040 | Crossload | Hydrogen | MI | Dispatch-Crossload | EmissionsCost | 0 | [6 empty] | 0.32065 | 0
LCP_Inputs_ON_Diverse_IEA_2023_05_05 | 2049 | Electrolyser 2040 | Crossload | Hydrogen | MI | Dispatch-Crossload | FuelCost | 0 | [6 empty] | 0.32065 | 0
LCP_Inputs_ON_Diverse_IEA_2023_05_05 | 2049 | Electrolyser 2040 | Crossload | Hydrogen | MI | Dispatch-Crossload | VOM | 0 | [6 empty] | 0.32065 | 0
LCP_Inputs_ON_Diverse_IEA_2023_05_05 | 2049 | Electrolyser 2040 | Crossload | Hydrogen | NY | Dispatch-Crossload | EmissionsCost | 0 | [6 empty] | 0.32065 | 0
LCP_Inputs_ON_Diverse_IEA_2023_05_05 | 2049 | Electrolyser 2040 | Crossload | Hydrogen | NY | Dispatch-Crossload | FuelCost | 0 | [6 empty] | 0.32065 | 0
LCP_Inputs_ON_Diverse_IEA_2023_05_05 | 2049 | Electrolyser 2040 | Crossload | Hydrogen | NY | Dispatch-Crossload | VOM | 0 | [6 empty] | 0.32065 | 0
LCP_Inputs_ON_Diverse_IEA_2023_05_05 | 2049 | Electrolyser 2040 | Crossload | Hydrogen | ON | Dispatch-Crossload | EmissionsCost | 0 | [6 empty] | 0.32065 | 0
LCP_Inputs_ON_Diverse_IEA_2023_05_05 | 2049 | Electrolyser 2040 | Crossload | Hydrogen | ON | Dispatch-Crossload | FuelCost | 0 | [6 empty] | 0.32065 | 0
LCP_Inputs_ON_Diverse_IEA_2023_05_05 | 2049 | Electrolyser 2040 | Crossload | Hydrogen | ON | Dispatch-Crossload | VOM | 0 | [6 empty] | 0.32065 | 0
LCP_Inputs_ON_Diverse_IEA_2023_05_05 | 2049 | Electrolyser 2040 | Crossload | Hydrogen | PJ | Dispatch-Crossload | EmissionsCost | 0 | [6 empty] | 0.32065 | 0
LCP_Inputs_ON_Diverse_IEA_2023_05_05 | 2049 | Electrolyser 2040 | Crossload | Hydrogen | PJ | Dispatch-Crossload | FuelCost | 0 | [6 empty] | 0.32065 | 0
LCP_Inputs_ON_Diverse_IEA_2023_05_05 | 2049 | Electrolyser 2040 | Crossload | Hydrogen | PJ | Dispatch-Crossload | VOM | 0 | [6 empty] | 0.32065 | 0
LCP_Inputs_ON_Diverse_IEA_2023_05_05 | 2049 | Electrolyser 2040 | Crossload | Hydrogen | QC | Dispatch-Crossload | EmissionsCost | 0 | [6 empty] | 0.32065 | 0
LCP_Inputs_ON_Diverse_IEA_2023_05_05 | 2049 | Electrolyser 2040 | Crossload | Hydrogen | QC | Dispatch-Crossload | FuelCost | 0 | [6 empty] | 0.32065 | 0
LCP_Inputs_ON_Diverse_IEA_2023_05_05 | 2049 | Electrolyser 2040 | Crossload | Hydrogen | QC | Dispatch-Crossload | VOM | 0 | [6 empty] | 0.32065 | 0
LCP_Inputs_ON_Diverse_IEA_2023_05_05 | 2049 | Electrolyser 2040 | Crossload | Hydrogen | WC | Dispatch-Crossload | EmissionsCost | 0 | [6 empty] | 0.32065 | 0
LCP_Inputs_ON_Diverse_IEA_2023_05_05 | 2049 | Electrolyser 2040 | Crossload | Hydrogen | WC | Dispatch-Crossload | FuelCost | 0 | [6 empty] | 0.32065 | 0
LCP_Inputs_ON_Diverse_IEA_2023_05_05 | 2049 | Electrolyser 2040 | Crossload | Hydrogen | WC | Dispatch-Crossload | VOM | 0 | [6 empty] | 0.32065 | 0
LCP_Inputs_ON_Diverse_IEA_2023_05_05 | 2049 | Electrolyser 2050 | Crossload | Hydrogen | MI | Dispatch-Crossload | EmissionsCost | 0 | [6 empty] | 0.32065 | 0
LCP_Inputs_ON_Diverse_IEA_2023_05_05 | 2049 | Electrolyser 2050 | Crossload | Hydrogen | MI | Dispatch-Crossload | FuelCost | 0 | [6 empty] | 0.32065 | 0
LCP_Inputs_ON_Diverse_IEA_2023_05_05 | 2049 | Electrolyser 2050 | Crossload | Hydrogen | MI | Dispatch-Crossload | VOM | 0 | [6 empty] | 0.32065 | 0
LCP_Inputs_ON_Diverse_IEA_2023_05_05 | 2049 | Electrolyser 2050 | Crossload | Hydrogen | NY | Dispatch-Crossload | EmissionsCost | 0 | [6 empty] | 0.32065 | 0
LCP_Inputs_ON_Diverse_IEA_2023_05_05 | 2049 | Electrolyser 2050 | Crossload | Hydrogen | NY | Dispatch-Crossload | FuelCost | 0 | [6 empty] | 0.32065 | 0
LCP_Inputs_ON_Diverse_IEA_2023_05_05 | 2049 | Electrolyser 2050 | Crossload | Hydrogen | NY | Dispatch-Crossload | VOM | 0 | [6 empty] | 0.32065 | 0
LCP_Inputs_ON_Diverse_IEA_2023_05_05 | 2049 | Electrolyser 2050 | Crossload | Hydrogen | ON | Dispatch-Crossload | EmissionsCost | 0 | [6 empty] | 0.32065 | 0
LCP_Inputs_ON_Diverse_IEA_2023_05_05 | 2049 | Electrolyser 2050 | Crossload | Hydrogen | ON | Dispatch-Crossload | FuelCost | 0 | [6 empty] | 0.32065 | 0
LCP_Inputs_ON_Diverse_IEA_2023_05_05 | 2049 | Electrolyser 2050 | Crossload | Hydrogen | ON | Dispatch-Crossload | VOM | 0 | [6 empty] | 0.32065 | 0
LCP_Inputs_ON_Diverse_IEA_2023_05_05 | 2049 | Electrolyser 2050 | Crossload | Hydrogen | PJ | Dispatch-Crossload | EmissionsCost | 0 | [6 empty] | 0.32065 | 0
LCP_Inputs_ON_Diverse_IEA_2023_05_05 | 2049 | Electrolyser 2050 | Crossload | Hydrogen | PJ | Dispatch-Crossload | FuelCost | 0 | [6 empty] | 0.32065 | 0
LCP_Inputs_ON_Diverse_IEA_2023_05_05 | 2049 | Electrolyser 2050 | Crossload | Hydrogen | PJ | Dispatch-Crossload | VOM | 0 | [6 empty] | 0.32065 | 0
LCP_Inputs_ON_Diverse_IEA_2023_05_05 | 2049 | Electrolyser 2050 | Crossload | Hydrogen | QC | Dispatch-Crossload | EmissionsCost | 0 | [6 empty] | 0.32065 | 0
LCP_Inputs_ON_Diverse_IEA_2023_05_05 | 2049 | Electrolyser 2050 | Crossload | Hydrogen | QC | Dispatch-Crossload | FuelCost | 0 | [6 empty] | 0.32065 | 0
LCP_Inputs_ON_Diverse_IEA_2023_05_05 | 2049 | Electrolyser 2050 | Crossload | Hydrogen | QC | Dispatch-Crossload | VOM | 0 | [6 empty] | 0.32065 | 0
LCP_Inputs_ON_Diverse_IEA_2023_05_05 | 2049 | Electrolyser 2050 | Crossload | Hydrogen | WC | Dispatch-Crossload | EmissionsCost | 0 | [6 empty] | 0.32065 | 0
LCP_Inputs_ON_Diverse_IEA_2023_05_05 | 2049 | Electrolyser 2050 | Crossload | Hydrogen | WC | Dispatch-Crossload | FuelCost | 0 | [6 empty] | 0.32065 | 0
LCP_Inputs_ON_Diverse_IEA_2023_05_05 | 2049 | Electrolyser 2050 | Crossload | Hydrogen | WC | Dispatch-Crossload | VOM | 0 | [6 empty] | 0.32065 | 0
LCP_Inputs_ON_Diverse_IEA_2023_05_05 | 2049 | Fossil Fuel Thermal (Coal, Peat, Oil) | Generation | Electricity | MI | Dispatch-Generation | EmissionsCost | 0 | [6 empty] | 0.32065 | 0
LCP_Inputs_ON_Diverse_IEA_2023_05_05 | 2049 | Fossil Fuel Thermal (Coal, Peat, Oil) | Generation | Electricity | MI | Dispatch-Generation | FuelCost | 0 | [6 empty] | 0.32065 | 0
LCP_Inputs_ON_Diverse_IEA_2023_05_05 | 2049 | Fossil Fuel Thermal (Coal, Peat, Oil) | Generation | Electricity | MI | Dispatch-Generation | VOM | 0 | [6 empty] | 0.32065 | 0
LCP_Inputs_ON_Diverse_IEA_2023_05_05 | 2049 | Fossil Fuel Thermal (Coal, Peat, Oil) | Generation | Electricity | NY | Dispatch-Generation | EmissionsCost | 0 | [6 empty] | 0.32065 | 0
LCP_Inputs_ON_Diverse_IEA_2023_05_05 | 2049 | Fossil Fuel Thermal (Coal, Peat, Oil) | Generation | Electricity | NY | Dispatch-Generation | FuelCost | 0 | [6 empty] | 0.32065 | 0
LCP_Inputs_ON_Diverse_IEA_2023_05_05 | 2049 | Fossil Fuel Thermal (Coal, Peat, Oil) | Generation | Electricity | NY | Dispatch-Generation | VOM | 0 | [6 empty] | 0.32065 | 0
LCP_Inputs_ON_Diverse_IEA_2023_05_05 | 2049 | Fossil Fuel Thermal (Coal, Peat, Oil) | Generation | Electricity | ON | Dispatch-Generation | EmissionsCost | 0 | [6 empty] | 0.32065 | 0
LCP_Inputs_ON_Diverse_IEA_2023_05_05 | 2049 | Fossil Fuel Thermal (Coal, Peat, Oil) | Generation | Electricity | ON | Dispatch-Generation | FuelCost | 0 | [6 empty] | 0.32065 | 0
LCP_Inputs_ON_Diverse_IEA_2023_05_05 | 2049 | Fossil Fuel Thermal (Coal, Peat, Oil) | Generation | Electricity | ON | Dispatch-Generation | VOM | 0 | [6 empty] | 0.32065 | 0
LCP_Inputs_ON_Diverse_IEA_2023_05_05 | 2049 | Fossil Fuel Thermal (Coal, Peat, Oil) | Generation | Electricity | PJ | Dispatch-Generation | EmissionsCost | 0 | [6 empty] | 0.32065 | 0
LCP_Inputs_ON_Diverse_IEA_2023_05_05 | 2049 | Fossil Fuel Thermal (Coal, Peat, Oil) | Generation | Electricity | PJ | Dispatch-Generation | FuelCost | 0 | [6 empty] | 0.32065 | 0
LCP_Inputs_ON_Diverse_IEA_2023_05_05 | 2049 | Fossil Fuel Thermal (Coal, Peat, Oil) | Generation | Electricity | PJ | Dispatch-Generation | VOM | 0 | [6 empty] | 0.32065 | 0
LCP_Inputs_ON_Diverse_IEA_2023_05_05 | 2049 | Fossil Fuel Thermal (Coal, Peat, Oil) | Generation | Electricity | QC | Dispatch-Generation | EmissionsCost | 0 | [6 empty] | 0.32065 | 0
LCP_Inputs_ON_Diverse_IEA_2023_05_05 | 2049 | Fossil Fuel Thermal (Coal, Peat, Oil) | Generation | Electricity | QC | Dispatch-Generation | FuelCost | 0 | [6 empty] | 0.32065 | 0
LCP_Inputs_ON_Diverse_IEA_2023_05_05 | 2049 | Fossil Fuel Thermal (Coal, Peat, Oil) | Generation | Electricity | QC | Dispatch-Generation | VOM | 0 | [6 empty] | 0.32065 | 0
LCP_Inputs_ON_Diverse_IEA_2023_05_05 | 2049 | Fossil Fuel Thermal (Coal, Peat, Oil) | Generation | Electricity | WC | Dispatch-Generation | EmissionsCost | 0 | [6 empty] | 0.32065 | 0
LCP_Inputs_ON_Diverse_IEA_2023_05_05 | 2049 | Fossil Fuel Thermal (Coal, Peat, Oil) | Generation | Electricity | WC | Dispatch-Generation | FuelCost | 0 | [6 empty] | 0.32065 | 0
LCP_Inputs_ON_Diverse_IEA_2023_05_05 | 2049 | Fossil Fuel Thermal (Coal, Peat, Oil) | Generation | Electricity | WC | Dispatch-Generation | VOM | 0 | [6 empty] | 0.32065 | 0
LCP_Inputs_ON_Diverse_IEA_2023_05_05 | 2049 | Generic - Generator | Generation | Electricity | MI | Dispatch-Generation | EmissionsCost | 0 | [6 empty] | 0.32065 | 0
LCP_Inputs_ON_Diverse_IEA_2023_05_05 | 2049 | Generic - Generator | Generation | Electricity | MI | Dispatch-Generation | FuelCost | 834353354.7452 | [6 empty] | 0.32065 | 267536583.5524
LCP_Inputs_ON_Diverse_IEA_2023_05_05 | 2049 | Generic - Generator | Generation | Electricity | MI | Dispatch-Generation | VOM | 27287451.8893 | [6 empty] | 0.32065 | 8749760.0516
LCP_Inputs_ON_Diverse_IEA_2023_05_05 | 2049 | Generic - Generator | Generation | Electricity | NY | Dispatch-Generation | EmissionsCost | 0 | [6 empty] | 0.32065 | 0
LCP_Inputs_ON_Diverse_IEA_2023_05_05 | 2049 | Generic - Generator | Generation | Electricity | NY | Dispatch-Generation | FuelCost | 104321173.1139 | [6 empty] | 0.32065 | 33450731.7413
LCP_Inputs_ON_Diverse_IEA_2023_05_05 | 2049 | Generic - Generator | Generation | Electricity | NY | Dispatch-Generation | VOM | 3411814.6421 | [6 empty] | 0.32065 | 1094003.1916
LCP_Inputs_ON_Diverse_IEA_2023_05_05 | 2049 | Generic - Generator | Generation | Electricity | ON | Dispatch-Generation | EmissionsCost | 0 | [6 empty] | 0.32065 | 0
LCP_Inputs_ON_Diverse_IEA_2023_05_05 | 2049 | Generic - Generator | Generation | Electricity | ON | Dispatch-Generation | FuelCost | 0 | [6 empty] | 0.32065 | 0
LCP_Inputs_ON_Diverse_IEA_2023_05_05 | 2049 | Generic - Generator | Generation | Electricity | ON | Dispatch-Generation | VOM | 0 | [6 empty] | 0.32065 | 0
LCP_Inputs_ON_Diverse_IEA_2023_05_05 | 2049 | Generic - Generator | Generation | Electricity | PJ | Dispatch-Generation | EmissionsCost | 0 | [6 empty] | 0.32065 | 0
LCP_Inputs_ON_Diverse_IEA_2023_05_05 | 2049 | Generic - Generator | Generation | Electricity | PJ | Dispatch-Generation | FuelCost | 5328558791.3796 | [6 empty] | 0.32065 | 1708609914.7273
LCP_Inputs_ON_Diverse_IEA_2023_05_05 | 2049 | Generic - Generator | Generation | Electricity | PJ | Dispatch-Generation | VOM | 174270038.9852 | [6 empty] | 0.32065 | 55879934.5391
LCP_Inputs_ON_Diverse_IEA_2023_05_05 | 2049 | Generic - Generator | Generation | Electricity | QC | Dispatch-Generation | EmissionsCost | 0 | [6 empty] | 0.32065 | 0
LCP_Inputs_ON_Diverse_IEA_2023_05_05 | 2049 | Generic - Generator | Generation | Electricity | QC | Dispatch-Generation | FuelCost | 0 | [6 empty] | 0.32065 | 0
LCP_Inputs_ON_Diverse_IEA_2023_05_05 | 2049 | Generic - Generator | Generation | Electricity | QC | Dispatch-Generation | VOM | 0 | [6 empty] | 0.32065 | 0
LCP_Inputs_ON_Diverse_IEA_2023_05_05 | 2049 | Generic - Generator | Generation | Electricity | WC | Dispatch-Generation | EmissionsCost | 0 | [6 empty] | 0.32065 | 0
LCP_Inputs_ON_Diverse_IEA_2023_05_05 | 2049 | Generic - Generator | Generation | Electricity | WC | Dispatch-Generation | FuelCost | 0 | [6 empty] | 0.32065 | 0
LCP_Inputs_ON_Diverse_IEA_2023_05_05 | 2049 | Generic - Generator | Generation | Electricity | WC | Dispatch-Generation | VOM | 0 | [6 empty] | 0.32065 | 0
LCP_Inputs_ON_Diverse_IEA_2023_05_05 | 2049 | H2 Import - QC | Import | Hydrogen | MI | Dispatch-Import | EmissionsCost | 0 | [6 empty] | 0.32065 | 0
LCP_Inputs_ON_Diverse_IEA_2023_05_05 | 2049 | H2 Import - QC | Import | Hydrogen | MI | Dispatch-Import | FuelCost | 0 | [6 empty] | 0.32065 | 0
LCP_Inputs_ON_Diverse_IEA_2023_05_05 | 2049 | H2 Import - QC | Import | Hydrogen | MI | Dispatch-Import | VOM | 0 | [6 empty] | 0.32065 | 0
LCP_Inputs_ON_Diverse_IEA_2023_05_05 | 2049 | H2 Import - QC | Import | Hydrogen | NY | Dispatch-Import | EmissionsCost | 0 | [6 empty] | 0.32065 | 0
LCP_Inputs_ON_Diverse_IEA_2023_05_05 | 2049 | H2 Import - QC | Import | Hydrogen | NY | Dispatch-Import | FuelCost | 0 | [6 empty] | 0.32065 | 0
LCP_Inputs_ON_Diverse_IEA_2023_05_05 | 2049 | H2 Import - QC | Import | Hydrogen | NY | Dispatch-Import | VOM | 0 | [6 empty] | 0.32065 | 0
LCP_Inputs_ON_Diverse_IEA_2023_05_05 | 2049 | H2 Import - QC | Import | Hydrogen | ON | Dispatch-Import | EmissionsCost | 0 | [6 empty] | 0.32065 | 0
LCP_Inputs_ON_Diverse_IEA_2023_05_05 | 2049 | H2 Import - QC | Import | Hydrogen | ON | Dispatch-Import | FuelCost | 0 | [6 empty] | 0.32065 | 0
LCP_Inputs_ON_Diverse_IEA_2023_05_05 | 2049 | H2 Import - QC | Import | Hydrogen | ON | Dispatch-Import | VOM | 0 | [6 empty] | 0.32065 | 0
LCP_Inputs_ON_Diverse_IEA_2023_05_05 | 2049 | H2 Import - QC | Import | Hydrogen | PJ | Dispatch-Import | EmissionsCost | 0 | [6 empty] | 0.32065 | 0
LCP_Inputs_ON_Diverse_IEA_2023_05_05 | 2049 | H2 Import - QC | Import | Hydrogen | PJ | Dispatch-Import | FuelCost | 0 | [6 empty] | 0.32065 | 0
LCP_Inputs_ON_Diverse_IEA_2023_05_05 | 2049 | H2 Import - QC | Import | Hydrogen | PJ | Dispatch-Import | VOM | 0 | [6 empty] | 0.32065 | 0
LCP_Inputs_ON_Diverse_IEA_2023_05_05 | 2049 | H2 Import - QC | Import | Hydrogen | QC | Dispatch-Import | EmissionsCost | 0 | [6 empty] | 0.32065 | 0
LCP_Inputs_ON_Diverse_IEA_2023_05_05 | 2049 | H2 Import - QC | Import | Hydrogen | QC | Dispatch-Import | FuelCost | 0 | [6 empty] | 0.32065 | 0
LCP_Inputs_ON_Diverse_IEA_2023_05_05 | 2049 | H2 Import - QC | Import | Hydrogen | QC | Dispatch-Import | VOM | 0 | [6 empty] | 0.32065 | 0
LCP_Inputs_ON_Diverse_IEA_2023_05_05 | 2049 | H2 Import - QC | Import | Hydrogen | WC | Dispatch-Import | EmissionsCost | 0 | [6 empty] | 0.32065 | 0
LCP_Inputs_ON_Diverse_IEA_2023_05_05 | 2049 | H2 Import - QC | Import | Hydrogen | WC | Dispatch-Import | FuelCost | 0 | [6 empty] | 0.32065 | 0
LCP_Inputs_ON_Diverse_IEA_2023_05_05 | 2049 | H2 Import - QC | Import | Hydrogen | WC | Dispatch-Import | VOM | 0 | [6 empty] | 0.32065 | 0
LCP_Inputs_ON_Diverse_IEA_2023_05_05 | 2049 | H2 Import - WC | Import | Hydrogen | MI | Dispatch-Import | EmissionsCost | 0 | [6 empty] | 0.32065 | 0
LCP_Inputs_ON_Diverse_IEA_2023_05_05 | 2049 | H2 Import - WC | Import | Hydrogen | MI | Dispatch-Import | FuelCost | 0 | [6 empty] | 0.32065 | 0
LCP_Inputs_ON_Diverse_IEA_2023_05_05 | 2049 | H2 Import - WC | Import | Hydrogen | MI | Dispatch-Import | VOM | 0 | [6 empty] | 0.32065 | 0
LCP_Inputs_ON_Diverse_IEA_2023_05_05 | 2049 | H2 Import - WC | Import | Hydrogen | NY | Dispatch-Import | EmissionsCost | 0 | [6 empty] | 0.32065 | 0
LCP_Inputs_ON_Diverse_IEA_2023_05_05 | 2049 | H2 Import - WC | Import | Hydrogen | NY | Dispatch-Import | FuelCost | 0 | [6 empty] | 0.32065 | 0
LCP_Inputs_ON_Diverse_IEA_2023_05_05 | 2049 | H2 Import - WC | Import | Hydrogen | NY | Dispatch-Import | VOM | 0 | [6 empty] | 0.32065 | 0
LCP_Inputs_ON_Diverse_IEA_2023_05_05 | 2049 | H2 Import - WC | Import | Hydrogen | ON | Dispatch-Import | EmissionsCost | 0 | [6 empty] | 0.32065 | 0
LCP_Inputs_ON_Diverse_IEA_2023_05_05 | 2049 | H2 Import - WC | Import | Hydrogen | ON | Dispatch-Import | FuelCost | 0 | [6 empty] | 0.32065 | 0
LCP_Inputs_ON_Diverse_IEA_2023_05_05 | 2049 | H2 Import - WC | Import | Hydrogen | ON | Dispatch-Import | VOM | 0 | [6 empty] | 0.32065 | 0
LCP_Inputs_ON_Diverse_IEA_2023_05_05 | 2049 | H2 Import - WC | Import | Hydrogen | PJ | Dispatch-Import | EmissionsCost | 0 | [6 empty] | 0.32065 | 0
LCP_Inputs_ON_Diverse_IEA_2023_05_05 | 2049 | H2 Import - WC | Import | Hydrogen | PJ | Dispatch-Import | FuelCost | 0 | [6 empty] | 0.32065 | 0
LCP_Inputs_ON_Diverse_IEA_2023_05_05 | 2049 | H2 Import - WC | Import | Hydrogen | PJ | Dispatch-Import | VOM | 0 | [6 empty] | 0.32065 | 0
LCP_Inputs_ON_Diverse_IEA_2023_05_05 | 2049 | H2 Import - WC | Import | Hydrogen | QC | Dispatch-Import | EmissionsCost | 0 | [6 empty] | 0.32065 | 0
LCP_Inputs_ON_Diverse_IEA_2023_05_05 | 2049 | H2 Import - WC | Import | Hydrogen | QC | Dispatch-Import | FuelCost | 0 | [6 empty] | 0.32065 | 0
LCP_Inputs_ON_Diverse_IEA_2023_05_05 | 2049 | H2 Import - WC | Import | Hydrogen | QC | Dispatch-Import | VOM | 0 | [6 empty] | 0.32065 | 0
LCP_Inputs_ON_Diverse_IEA_2023_05_05 | 2049 | H2 Import - WC | Import | Hydrogen | WC | Dispatch-Import | EmissionsCost | 0 | [6 empty] | 0.32065 | 0
LCP_Inputs_ON_Diverse_IEA_2023_05_05 | 2049 | H2 Import - WC | Import | Hydrogen | WC | Dispatch-Import | FuelCost | 298476487.2232 | [6 empty] | 0.32065 | 95706907.8805
LCP_Inputs_ON_Diverse_IEA_2023_05_05 | 2049 | H2 Import - WC | Import | Hydrogen | WC | Dispatch-Import | VOM | 0 | [6 empty] | 0.32065 | 0
LCP_Inputs_ON_Diverse_IEA_2023_05_05 | 2049 | H2 Salt Cavern Storage - ON | Storage | Hydrogen | MI | Dispatch-Storage | EmissionsCost | 0 | [6 empty] | 0.32065 | 0
LCP_Inputs_ON_Diverse_IEA_2023_05_05 | 2049 | H2 Salt Cavern Storage - ON | Storage | Hydrogen | MI | Dispatch-Storage | FuelCost | 0 | [6 empty] | 0.32065 | 0
LCP_Inputs_ON_Diverse_IEA_2023_05_05 | 2049 | H2 Salt Cavern Storage - ON | Storage | Hydrogen | MI | Dispatch-Storage | VOM | 0 | [6 empty] | 0.32065 | 0
LCP_Inputs_ON_Diverse_IEA_2023_05_05 | 2049 | H2 Salt Cavern Storage - ON | Storage | Hydrogen | NY | Dispatch-Storage | EmissionsCost | 0 | [6 empty] | 0.32065 | 0
LCP_Inputs_ON_Diverse_IEA_2023_05_05 | 2049 | H2 Salt Cavern Storage - ON | Storage | Hydrogen | NY | Dispatch-Storage | FuelCost | 0 | [6 empty] | 0.32065 | 0
LCP_Inputs_ON_Diverse_IEA_2023_05_05 | 2049 | H2 Salt Cavern Storage - ON | Storage | Hydrogen | NY | Dispatch-Storage | VOM | 0 | [6 empty] | 0.32065 | 0
LCP_Inputs_ON_Diverse_IEA_2023_05_05 | 2049 | H2 Salt Cavern Storage - ON | Storage | Hydrogen | ON | Dispatch-Storage | EmissionsCost | 0 | [6 empty] | 0.32065 | 0
LCP_Inputs_ON_Diverse_IEA_2023_05_05 | 2049 | H2 Salt Cavern Storage - ON | Storage | Hydrogen | ON | Dispatch-Storage | FuelCost | 0 | [6 empty] | 0.32065 | 0
LCP_Inputs_ON_Diverse_IEA_2023_05_05 | 2049 | H2 Salt Cavern Storage - ON | Storage | Hydrogen | ON | Dispatch-Storage | VOM | 80253018.6897 | [6 empty] | 0.32065 | 25733243.9762
LCP_Inputs_ON_Diverse_IEA_2023_05_05 | 2049 | H2 Salt Cavern Storage - ON | Storage | Hydrogen | PJ | Dispatch-Storage | EmissionsCost | 0 | [6 empty] | 0.32065 | 0
LCP_Inputs_ON_Diverse_IEA_2023_05_05 | 2049 | H2 Salt Cavern Storage - ON | Storage | Hydrogen | PJ | Dispatch-Storage | FuelCost | 0 | [6 empty] | 0.32065 | 0
LCP_Inputs_ON_Diverse_IEA_2023_05_05 | 2049 | H2 Salt Cavern Storage - ON | Storage | Hydrogen | PJ | Dispatch-Storage | VOM | 0 | [6 empty] | 0.32065 | 0
LCP_Inputs_ON_Diverse_IEA_2023_05_05 | 2049 | H2 Salt Cavern Storage - ON | Storage | Hydrogen | QC | Dispatch-Storage | EmissionsCost | 0 | [6 empty] | 0.32065 | 0
LCP_Inputs_ON_Diverse_IEA_2023_05_05 | 2049 | H2 Salt Cavern Storage - ON | Storage | Hydrogen | QC | Dispatch-Storage | FuelCost | 0 | [6 empty] | 0.32065 | 0
LCP_Inputs_ON_Diverse_IEA_2023_05_05 | 2049 | H2 Salt Cavern Storage - ON | Storage | Hydrogen | QC | Dispatch-Storage | VOM | 0 | [6 empty] | 0.32065 | 0
LCP_Inputs_ON_Diverse_IEA_2023_05_05 | 2049 | H2 Salt Cavern Storage - ON | Storage | Hydrogen | WC | Dispatch-Storage | EmissionsCost | 0 | [6 empty] | 0.32065 | 0
LCP_Inputs_ON_Diverse_IEA_2023_05_05 | 2049 | H2 Salt Cavern Storage - ON | Storage | Hydrogen | WC | Dispatch-Storage | FuelCost | 0 | [6 empty] | 0.32065 | 0
LCP_Inputs_ON_Diverse_IEA_2023_05_05 | 2049 | H2 Salt Cavern Storage - ON | Storage | Hydrogen | WC | Dispatch-Storage | VOM | 0 | [6 empty] | 0.32065 | 0
LCP_Inputs_ON_Diverse_IEA_2023_05_05 | 2049 | Hydro | Generation | Electricity | MI | Dispatch-Generation | EmissionsCost | 0 | [6 empty] | 0.32065 | 0
LCP_Inputs_ON_Diverse_IEA_2023_05_05 | 2049 | Hydro | Generation | Electricity | MI | Dispatch-Generation | FuelCost | 0 | [6 empty] | 0.32065 | 0
LCP_Inputs_ON_Diverse_IEA_2023_05_05 | 2049 | Hydro | Generation | Electricity | MI | Dispatch-Generation | VOM | 0 | [6 empty] | 0.32065 | 0
LCP_Inputs_ON_Diverse_IEA_2023_05_05 | 2049 | Hydro | Generation | Electricity | NY | Dispatch-Generation | EmissionsCost | 0 | [6 empty] | 0.32065 | 0
LCP_Inputs_ON_Diverse_IEA_2023_05_05 | 2049 | Hydro | Generation | Electricity | NY | Dispatch-Generation | FuelCost | 0 | [6 empty] | 0.32065 | 0
LCP_Inputs_ON_Diverse_IEA_2023_05_05 | 2049 | Hydro | Generation | Electricity | NY | Dispatch-Generation | VOM | 0 | [6 empty] | 0.32065 | 0
LCP_Inputs_ON_Diverse_IEA_2023_05_05 | 2049 | Hydro | Generation | Electricity | ON | Dispatch-Generation | EmissionsCost | 0 | [6 empty] | 0.32065 | 0
LCP_Inputs_ON_Diverse_IEA_2023_05_05 | 2049 | Hydro | Generation | Electricity | ON | Dispatch-Generation | FuelCost | 0 | [6 empty] | 0.32065 | 0
LCP_Inputs_ON_Diverse_IEA_2023_05_05 | 2049 | Hydro | Generation | Electricity | ON | Dispatch-Generation | VOM | 0 | [6 empty] | 0.32065 | 0
LCP_Inputs_ON_Diverse_IEA_2023_05_05 | 2049 | Hydro | Generation | Electricity | PJ | Dispatch-Generation | EmissionsCost | 0 | [6 empty] | 0.32065 | 0
LCP_Inputs_ON_Diverse_IEA_2023_05_05 | 2049 | Hydro | Generation | Electricity | PJ | Dispatch-Generation | FuelCost | 0 | [6 empty] | 0.32065 | 0
LCP_Inputs_ON_Diverse_IEA_2023_05_05 | 2049 | Hydro | Generation | Electricity | PJ | Dispatch-Generation | VOM | 0 | [6 empty] | 0.32065 | 0
LCP_Inputs_ON_Diverse_IEA_2023_05_05 | 2049 | Hydro | Generation | Electricity | QC | Dispatch-Generation | EmissionsCost | 0 | [6 empty] | 0.32065 | 0
LCP_Inputs_ON_Diverse_IEA_2023_05_05 | 2049 | Hydro | Generation | Electricity | QC | Dispatch-Generation | FuelCost | 0 | [6 empty] | 0.32065 | 0
LCP_Inputs_ON_Diverse_IEA_2023_05_05 | 2049 | Hydro | Generation | Electricity | QC | Dispatch-Generation | VOM | 0 | [6 empty] | 0.32065 | 0
LCP_Inputs_ON_Diverse_IEA_2023_05_05 | 2049 | Hydro | Generation | Electricity | WC | Dispatch-Generation | EmissionsCost | 0 | [6 empty] | 0.32065 | 0
LCP_Inputs_ON_Diverse_IEA_2023_05_05 | 2049 | Hydro | Generation | Electricity | WC | Dispatch-Generation | FuelCost | 0 | [6 empty] | 0.32065 | 0
LCP_Inputs_ON_Diverse_IEA_2023_05_05 | 2049 | Hydro | Generation | Electricity | WC | Dispatch-Generation | VOM | 0 | [6 empty] | 0.32065 | 0
LCP_Inputs_ON_Diverse_IEA_2023_05_05 | 2049 | Hydro Pumped Storage | Storage | Electricity | MI | Dispatch-Storage | EmissionsCost | 0 | [6 empty] | 0.32065 | 0
LCP_Inputs_ON_Diverse_IEA_2023_05_05 | 2049 | Hydro Pumped Storage | Storage | Electricity | MI | Dispatch-Storage | FuelCost | 0 | [6 empty] | 0.32065 | 0
LCP_Inputs_ON_Diverse_IEA_2023_05_05 | 2049 | Hydro Pumped Storage | Storage | Electricity | MI | Dispatch-Storage | VOM | 0 | [6 empty] | 0.32065 | 0
LCP_Inputs_ON_Diverse_IEA_2023_05_05 | 2049 | Hydro Pumped Storage | Storage | Electricity | NY | Dispatch-Storage | EmissionsCost | 0 | [6 empty] | 0.32065 | 0
LCP_Inputs_ON_Diverse_IEA_2023_05_05 | 2049 | Hydro Pumped Storage | Storage | Electricity | NY | Dispatch-Storage | FuelCost | 0 | [6 empty] | 0.32065 | 0
LCP_Inputs_ON_Diverse_IEA_2023_05_05 | 2049 | Hydro Pumped Storage | Storage | Electricity | NY | Dispatch-Storage | VOM | 0 | [6 empty] | 0.32065 | 0
LCP_Inputs_ON_Diverse_IEA_2023_05_05 | 2049 | Hydro Pumped Storage | Storage | Electricity | ON | Dispatch-Storage | EmissionsCost | 0 | [6 empty] | 0.32065 | 0
LCP_Inputs_ON_Diverse_IEA_2023_05_05 | 2049 | Hydro Pumped Storage | Storage | Electricity | ON | Dispatch-Storage | FuelCost | 0 | [6 empty] | 0.32065 | 0
LCP_Inputs_ON_Diverse_IEA_2023_05_05 | 2049 | Hydro Pumped Storage | Storage | Electricity | ON | Dispatch-Storage | VOM | 0 | [6 empty] | 0.32065 | 0
LCP_Inputs_ON_Diverse_IEA_2023_05_05 | 2049 | Hydro Pumped Storage | Storage | Electricity | PJ | Dispatch-Storage | EmissionsCost | 0 | [6 empty] | 0.32065 | 0
LCP_Inputs_ON_Diverse_IEA_2023_05_05 | 2049 | Hydro Pumped Storage | Storage | Electricity | PJ | Dispatch-Storage | FuelCost | 0 | [6 empty] | 0.32065 | 0
LCP_Inputs_ON_Diverse_IEA_2023_05_05 | 2049 | Hydro Pumped Storage | Storage | Electricity | PJ | Dispatch-Storage | VOM | 0 | [6 empty] | 0.32065 | 0
LCP_Inputs_ON_Diverse_IEA_2023_05_05 | 2049 | Hydro Pumped Storage | Storage | Electricity | QC | Dispatch-Storage | EmissionsCost | 0 | [6 empty] | 0.32065 | 0
LCP_Inputs_ON_Diverse_IEA_2023_05_05 | 2049 | Hydro Pumped Storage | Storage | Electricity | QC | Dispatch-Storage | FuelCost | 0 | [6 empty] | 0.32065 | 0
LCP_Inputs_ON_Diverse_IEA_2023_05_05 | 2049 | Hydro Pumped Storage | Storage | Electricity | QC | Dispatch-Storage | VOM | 0 | [6 empty] | 0.32065 | 0
LCP_Inputs_ON_Diverse_IEA_2023_05_05 | 2049 | Hydro Pumped Storage | Storage | Electricity | WC | Dispatch-Storage | EmissionsCost | 0 | [6 empty] | 0.32065 | 0
LCP_Inputs_ON_Diverse_IEA_2023_05_05 | 2049 | Hydro Pumped Storage | Storage | Electricity | WC | Dispatch-Storage | FuelCost | 0 | [6 empty] | 0.32065 | 0
LCP_Inputs_ON_Diverse_IEA_2023_05_05 | 2049 | Hydro Pumped Storage | Storage | Electricity | WC | Dispatch-Storage | VOM | 0 | [6 empty] | 0.32065 | 0
LCP_Inputs_ON_Diverse_IEA_2023_05_05 | 2049 | Nuclear | Generation | Electricity | MI | Dispatch-Generation | EmissionsCost | 0 | [6 empty] | 0.32065 | 0
LCP_Inputs_ON_Diverse_IEA_2023_05_05 | 2049 | Nuclear | Generation | Electricity | MI | Dispatch-Generation | FuelCost | 0 | [6 empty] | 0.32065 | 0
LCP_Inputs_ON_Diverse_IEA_2023_05_05 | 2049 | Nuclear | Generation | Electricity | MI | Dispatch-Generation | VOM | 2762866296.96 | [6 empty] | 0.32065 | 885916986.7261
LCP_Inputs_ON_Diverse_IEA_2023_05_05 | 2049 | Nuclear | Generation | Electricity | NY | Dispatch-Generation | EmissionsCost | 0 | [6 empty] | 0.32065 | 0
LCP_Inputs_ON_Diverse_IEA_2023_05_05 | 2049 | Nuclear | Generation | Electricity | NY | Dispatch-Generation | FuelCost | 0 | [6 empty] | 0.32065 | 0
LCP_Inputs_ON_Diverse_IEA_2023_05_05 | 2049 | Nuclear | Generation | Electricity | NY | Dispatch-Generation | VOM | 2246155230.144 | [6 empty] | 0.32065 | 720232852.1643
LCP_Inputs_ON_Diverse_IEA_2023_05_05 | 2049 | Nuclear | Generation | Electricity | ON | Dispatch-Generation | EmissionsCost | 0 | [6 empty] | 0.32065 | 0
LCP_Inputs_ON_Diverse_IEA_2023_05_05 | 2049 | Nuclear | Generation | Electricity | ON | Dispatch-Generation | FuelCost | 0 | [6 empty] | 0.32065 | 0
LCP_Inputs_ON_Diverse_IEA_2023_05_05 | 2049 | Nuclear | Generation | Electricity | ON | Dispatch-Generation | VOM | 7830417006.0162 | [6 empty] | 0.32065 | 2510834290.6102
LCP_Inputs_ON_Diverse_IEA_2023_05_05 | 2049 | Nuclear | Generation | Electricity | PJ | Dispatch-Generation | EmissionsCost | 0 | [6 empty] | 0.32065 | 0
LCP_Inputs_ON_Diverse_IEA_2023_05_05 | 2049 | Nuclear | Generation | Electricity | PJ | Dispatch-Generation | FuelCost | 0 | [6 empty] | 0.32065 | 0
LCP_Inputs_ON_Diverse_IEA_2023_05_05 | 2049 | Nuclear | Generation | Electricity | PJ | Dispatch-Generation | VOM | 6401347648.6848 | [6 empty] | 0.32065 | 2052601179.4884
LCP_Inputs_ON_Diverse_IEA_2023_05_05 | 2049 | Nuclear | Generation | Electricity | QC | Dispatch-Generation | EmissionsCost | 0 | [6 empty] | 0.32065 | 0
LCP_Inputs_ON_Diverse_IEA_2023_05_05 | 2049 | Nuclear | Generation | Electricity | QC | Dispatch-Generation | FuelCost | 0 | [6 empty] | 0.32065 | 0
LCP_Inputs_ON_Diverse_IEA_2023_05_05 | 2049 | Nuclear | Generation | Electricity | QC | Dispatch-Generation | VOM | 0 | [6 empty] | 0.32065 | 0
LCP_Inputs_ON_Diverse_IEA_2023_05_05 | 2049 | Nuclear | Generation | Electricity | WC | Dispatch-Generation | EmissionsCost | 0 | [6 empty] | 0.32065 | 0
LCP_Inputs_ON_Diverse_IEA_2023_05_05 | 2049 | Nuclear | Generation | Electricity | WC | Dispatch-Generation | FuelCost | 0 | [6 empty] | 0.32065 | 0
LCP_Inputs_ON_Diverse_IEA_2023_05_05 | 2049 | Nuclear | Generation | Electricity | WC | Dispatch-Generation | VOM | 0 | [6 empty] | 0.32065 | 0
LCP_Inputs_ON_Diverse_IEA_2023_05_05 | 2049 | Nuclear SMR | Generation | Electricity | MI | Dispatch-Generation | EmissionsCost | 0 | [6 empty] | 0.32065 | 0
LCP_Inputs_ON_Diverse_IEA_2023_05_05 | 2049 | Nuclear SMR | Generation | Electricity | MI | Dispatch-Generation | FuelCost | 0 | [6 empty] | 0.32065 | 0
LCP_Inputs_ON_Diverse_IEA_2023_05_05 | 2049 | Nuclear SMR | Generation | Electricity | MI | Dispatch-Generation | VOM | 0 | [6 empty] | 0.32065 | 0
LCP_Inputs_ON_Diverse_IEA_2023_05_05 | 2049 | Nuclear SMR | Generation | Electricity | NY | Dispatch-Generation | EmissionsCost | 0 | [6 empty] | 0.32065 | 0
LCP_Inputs_ON_Diverse_IEA_2023_05_05 | 2049 | Nuclear SMR | Generation | Electricity | NY | Dispatch-Generation | FuelCost | 0 | [6 empty] | 0.32065 | 0
LCP_Inputs_ON_Diverse_IEA_2023_05_05 | 2049 | Nuclear SMR | Generation | Electricity | NY | Dispatch-Generation | VOM | 0 | [6 empty] | 0.32065 | 0
LCP_Inputs_ON_Diverse_IEA_2023_05_05 | 2049 | Nuclear SMR | Generation | Electricity | ON | Dispatch-Generation | EmissionsCost | 0 | [6 empty] | 0.32065 | 0
LCP_Inputs_ON_Diverse_IEA_2023_05_05 | 2049 | Nuclear SMR | Generation | Electricity | ON | Dispatch-Generation | FuelCost | 0 | [6 empty] | 0.32065 | 0
LCP_Inputs_ON_Diverse_IEA_2023_05_05 | 2049 | Nuclear SMR | Generation | Electricity | ON | Dispatch-Generation | VOM | 209767586.3233 | [6 empty] | 0.32065 | 67262273.3112
LCP_Inputs_ON_Diverse_IEA_2023_05_05 | 2049 | Nuclear SMR | Generation | Electricity | PJ | Dispatch-Generation | EmissionsCost | 0 | [6 empty] | 0.32065 | 0
LCP_Inputs_ON_Diverse_IEA_2023_05_05 | 2049 | Nuclear SMR | Generation | Electricity | PJ | Dispatch-Generation | FuelCost | 0 | [6 empty] | 0.32065 | 0
LCP_Inputs_ON_Diverse_IEA_2023_05_05 | 2049 | Nuclear SMR | Generation | Electricity | PJ | Dispatch-Generation | VOM | 0 | [6 empty] | 0.32065 | 0
LCP_Inputs_ON_Diverse_IEA_2023_05_05 | 2049 | Nuclear SMR | Generation | Electricity | QC | Dispatch-Generation | EmissionsCost | 0 | [6 empty] | 0.32065 | 0
LCP_Inputs_ON_Diverse_IEA_2023_05_05 | 2049 | Nuclear SMR | Generation | Electricity | QC | Dispatch-Generation | FuelCost | 0 | [6 empty] | 0.32065 | 0
LCP_Inputs_ON_Diverse_IEA_2023_05_05 | 2049 | Nuclear SMR | Generation | Electricity | QC | Dispatch-Generation | VOM | 0 | [6 empty] | 0.32065 | 0
LCP_Inputs_ON_Diverse_IEA_2023_05_05 | 2049 | Nuclear SMR | Generation | Electricity | WC | Dispatch-Generation | EmissionsCost | 0 | [6 empty] | 0.32065 | 0
LCP_Inputs_ON_Diverse_IEA_2023_05_05 | 2049 | Nuclear SMR | Generation | Electricity | WC | Dispatch-Generation | FuelCost | 0 | [6 empty] | 0.32065 | 0
LCP_Inputs_ON_Diverse_IEA_2023_05_05 | 2049 | Nuclear SMR | Generation | Electricity | WC | Dispatch-Generation | VOM | 0 | [6 empty] | 0.32065 | 0
LCP_Inputs_ON_Diverse_IEA_2023_05_05 | 2049 | O/CCGT - CH4 Existing | Crossload | Electricity | MI | Dispatch-Crossload | EmissionsCost | 0 | [6 empty] | 0.32065 | 0
LCP_Inputs_ON_Diverse_IEA_2023_05_05 | 2049 | O/CCGT - CH4 Existing | Crossload | Electricity | MI | Dispatch-Crossload | FuelCost | 0 | [6 empty] | 0.32065 | 0
LCP_Inputs_ON_Diverse_IEA_2023_05_05 | 2049 | O/CCGT - CH4 Existing | Crossload | Electricity | MI | Dispatch-Crossload | VOM | 0 | [6 empty] | 0.32065 | 0
LCP_Inputs_ON_Diverse_IEA_2023_05_05 | 2049 | O/CCGT - CH4 Existing | Crossload | Electricity | NY | Dispatch-Crossload | EmissionsCost | 0 | [6 empty] | 0.32065 | 0
LCP_Inputs_ON_Diverse_IEA_2023_05_05 | 2049 | O/CCGT - CH4 Existing | Crossload | Electricity | NY | Dispatch-Crossload | FuelCost | 0 | [6 empty] | 0.32065 | 0
LCP_Inputs_ON_Diverse_IEA_2023_05_05 | 2049 | O/CCGT - CH4 Existing | Crossload | Electricity | NY | Dispatch-Crossload | VOM | 0 | [6 empty] | 0.32065 | 0
LCP_Inputs_ON_Diverse_IEA_2023_05_05 | 2049 | O/CCGT - CH4 Existing | Crossload | Electricity | ON | Dispatch-Crossload | EmissionsCost | 3390434.5216 | [6 empty] | 0.32065 | 1087147.6258
LCP_Inputs_ON_Diverse_IEA_2023_05_05 | 2049 | O/CCGT - CH4 Existing | Crossload | Electricity | ON | Dispatch-Crossload | FuelCost | 0 | [6 empty] | 0.32065 | 0
LCP_Inputs_ON_Diverse_IEA_2023_05_05 | 2049 | O/CCGT - CH4 Existing | Crossload | Electricity | ON | Dispatch-Crossload | VOM | 205052.9936 | [6 empty] | 0.32065 | 65750.5325
LCP_Inputs_ON_Diverse_IEA_2023_05_05 | 2049 | O/CCGT - CH4 Existing | Crossload | Electricity | PJ | Dispatch-Crossload | EmissionsCost | 0 | [6 empty] | 0.32065 | 0
LCP_Inputs_ON_Diverse_IEA_2023_05_05 | 2049 | O/CCGT - CH4 Existing | Crossload | Electricity | PJ | Dispatch-Crossload | FuelCost | 0 | [6 empty] | 0.32065 | 0
LCP_Inputs_ON_Diverse_IEA_2023_05_05 | 2049 | O/CCGT - CH4 Existing | Crossload | Electricity | PJ | Dispatch-Crossload | VOM | 0 | [6 empty] | 0.32065 | 0
LCP_Inputs_ON_Diverse_IEA_2023_05_05 | 2049 | O/CCGT - CH4 Existing | Crossload | Electricity | QC | Dispatch-Crossload | EmissionsCost | 0 | [6 empty] | 0.32065 | 0
LCP_Inputs_ON_Diverse_IEA_2023_05_05 | 2049 | O/CCGT - CH4 Existing | Crossload | Electricity | QC | Dispatch-Crossload | FuelCost | 0 | [6 empty] | 0.32065 | 0
LCP_Inputs_ON_Diverse_IEA_2023_05_05 | 2049 | O/CCGT - CH4 Existing | Crossload | Electricity | QC | Dispatch-Crossload | VOM | 0 | [6 empty] | 0.32065 | 0
LCP_Inputs_ON_Diverse_IEA_2023_05_05 | 2049 | O/CCGT - CH4 Existing | Crossload | Electricity | WC | Dispatch-Crossload | EmissionsCost | 0 | [6 empty] | 0.32065 | 0
LCP_Inputs_ON_Diverse_IEA_2023_05_05 | 2049 | O/CCGT - CH4 Existing | Crossload | Electricity | WC | Dispatch-Crossload | FuelCost | 0 | [6 empty] | 0.32065 | 0
LCP_Inputs_ON_Diverse_IEA_2023_05_05 | 2049 | O/CCGT - CH4 Existing | Crossload | Electricity | WC | Dispatch-Crossload | VOM | 0 | [6 empty] | 0.32065 | 0
LCP_Inputs_ON_Diverse_IEA_2023_05_05 | 2049 | O/CCGT - CH4 New | Crossload | Electricity | MI | Dispatch-Crossload | EmissionsCost | 0 | [6 empty] | 0.32065 | 0
LCP_Inputs_ON_Diverse_IEA_2023_05_05 | 2049 | O/CCGT - CH4 New | Crossload | Electricity | MI | Dispatch-Crossload | FuelCost | 0 | [6 empty] | 0.32065 | 0
LCP_Inputs_ON_Diverse_IEA_2023_05_05 | 2049 | O/CCGT - CH4 New | Crossload | Electricity | MI | Dispatch-Crossload | VOM | 0 | [6 empty] | 0.32065 | 0
LCP_Inputs_ON_Diverse_IEA_2023_05_05 | 2049 | O/CCGT - CH4 New | Crossload | Electricity | NY | Dispatch-Crossload | EmissionsCost | 0 | [6 empty] | 0.32065 | 0
LCP_Inputs_ON_Diverse_IEA_2023_05_05 | 2049 | O/CCGT - CH4 New | Crossload | Electricity | NY | Dispatch-Crossload | FuelCost | 0 | [6 empty] | 0.32065 | 0
LCP_Inputs_ON_Diverse_IEA_2023_05_05 | 2049 | O/CCGT - CH4 New | Crossload | Electricity | NY | Dispatch-Crossload | VOM | 0 | [6 empty] | 0.32065 | 0
LCP_Inputs_ON_Diverse_IEA_2023_05_05 | 2049 | O/CCGT - CH4 New | Crossload | Electricity | ON | Dispatch-Crossload | EmissionsCost | 1511114.6946 | [6 empty] | 0.32065 | 484541.0646
LCP_Inputs_ON_Diverse_IEA_2023_05_05 | 2049 | O/CCGT - CH4 New | Crossload | Electricity | ON | Dispatch-Crossload | FuelCost | 0 | [6 empty] | 0.32065 | 0
LCP_Inputs_ON_Diverse_IEA_2023_05_05 | 2049 | O/CCGT - CH4 New | Crossload | Electricity | ON | Dispatch-Crossload | VOM | 91392 | [6 empty] | 0.32065 | 29304.9741
LCP_Inputs_ON_Diverse_IEA_2023_05_05 | 2049 | O/CCGT - CH4 New | Crossload | Electricity | PJ | Dispatch-Crossload | EmissionsCost | 0 | [6 empty] | 0.32065 | 0
LCP_Inputs_ON_Diverse_IEA_2023_05_05 | 2049 | O/CCGT - CH4 New | Crossload | Electricity | PJ | Dispatch-Crossload | FuelCost | 0 | [6 empty] | 0.32065 | 0
LCP_Inputs_ON_Diverse_IEA_2023_05_05 | 2049 | O/CCGT - CH4 New | Crossload | Electricity | PJ | Dispatch-Crossload | VOM | 0 | [6 empty] | 0.32065 | 0
LCP_Inputs_ON_Diverse_IEA_2023_05_05 | 2049 | O/CCGT - CH4 New | Crossload | Electricity | QC | Dispatch-Crossload | EmissionsCost | 0 | [6 empty] | 0.32065 | 0
LCP_Inputs_ON_Diverse_IEA_2023_05_05 | 2049 | O/CCGT - CH4 New | Crossload | Electricity | QC | Dispatch-Crossload | FuelCost | 0 | [6 empty] | 0.32065 | 0
LCP_Inputs_ON_Diverse_IEA_2023_05_05 | 2049 | O/CCGT - CH4 New | Crossload | Electricity | QC | Dispatch-Crossload | VOM | 0 | [6 empty] | 0.32065 | 0
LCP_Inputs_ON_Diverse_IEA_2023_05_05 | 2049 | O/CCGT - CH4 New | Crossload | Electricity | WC | Dispatch-Crossload | EmissionsCost | 0 | [6 empty] | 0.32065 | 0
LCP_Inputs_ON_Diverse_IEA_2023_05_05 | 2049 | O/CCGT - CH4 New | Crossload | Electricity | WC | Dispatch-Crossload | FuelCost | 0 | [6 empty] | 0.32065 | 0
LCP_Inputs_ON_Diverse_IEA_2023_05_05 | 2049 | O/CCGT - CH4 New | Crossload | Electricity | WC | Dispatch-Crossload | VOM | 0 | [6 empty] | 0.32065 | 0
LCP_Inputs_ON_Diverse_IEA_2023_05_05 | 2049 | O/CCGT - H2 New | Crossload | Electricity | MI | Dispatch-Crossload | EmissionsCost | 0 | [6 empty] | 0.32065 | 0
LCP_Inputs_ON_Diverse_IEA_2023_05_05 | 2049 | O/CCGT - H2 New | Crossload | Electricity | MI | Dispatch-Crossload | FuelCost | 0 | [6 empty] | 0.32065 | 0
LCP_Inputs_ON_Diverse_IEA_2023_05_05 | 2049 | O/CCGT - H2 New | Crossload | Electricity | MI | Dispatch-Crossload | VOM | 0 | [6 empty] | 0.32065 | 0
LCP_Inputs_ON_Diverse_IEA_2023_05_05 | 2049 | O/CCGT - H2 New | Crossload | Electricity | NY | Dispatch-Crossload | EmissionsCost | 0 | [6 empty] | 0.32065 | 0
LCP_Inputs_ON_Diverse_IEA_2023_05_05 | 2049 | O/CCGT - H2 New | Crossload | Electricity | NY | Dispatch-Crossload | FuelCost | 0 | [6 empty] | 0.32065 | 0
LCP_Inputs_ON_Diverse_IEA_2023_05_05 | 2049 | O/CCGT - H2 New | Crossload | Electricity | NY | Dispatch-Crossload | VOM | 0 | [6 empty] | 0.32065 | 0
LCP_Inputs_ON_Diverse_IEA_2023_05_05 | 2049 | O/CCGT - H2 New | Crossload | Electricity | ON | Dispatch-Crossload | EmissionsCost | 0 | [6 empty] | 0.32065 | 0
LCP_Inputs_ON_Diverse_IEA_2023_05_05 | 2049 | O/CCGT - H2 New | Crossload | Electricity | ON | Dispatch-Crossload | FuelCost | 0 | [6 empty] | 0.32065 | 0
LCP_Inputs_ON_Diverse_IEA_2023_05_05 | 2049 | O/CCGT - H2 New | Crossload | Electricity | ON | Dispatch-Crossload | VOM | 233172.4932 | [6 empty] | 0.32065 | 74767.0898
LCP_Inputs_ON_Diverse_IEA_2023_05_05 | 2049 | O/CCGT - H2 New | Crossload | Electricity | PJ | Dispatch-Crossload | EmissionsCost | 0 | [6 empty] | 0.32065 | 0
LCP_Inputs_ON_Diverse_IEA_2023_05_05 | 2049 | O/CCGT - H2 New | Crossload | Electricity | PJ | Dispatch-Crossload | FuelCost | 0 | [6 empty] | 0.32065 | 0
LCP_Inputs_ON_Diverse_IEA_2023_05_05 | 2049 | O/CCGT - H2 New | Crossload | Electricity | PJ | Dispatch-Crossload | VOM | 0 | [6 empty] | 0.32065 | 0
LCP_Inputs_ON_Diverse_IEA_2023_05_05 | 2049 | O/CCGT - H2 New | Crossload | Electricity | QC | Dispatch-Crossload | EmissionsCost | 0 | [6 empty] | 0.32065 | 0
LCP_Inputs_ON_Diverse_IEA_2023_05_05 | 2049 | O/CCGT - H2 New | Crossload | Electricity | QC | Dispatch-Crossload | FuelCost | 0 | [6 empty] | 0.32065 | 0
LCP_Inputs_ON_Diverse_IEA_2023_05_05 | 2049 | O/CCGT - H2 New | Crossload | Electricity | QC | Dispatch-Crossload | VOM | 0 | [6 empty] | 0.32065 | 0
LCP_Inputs_ON_Diverse_IEA_2023_05_05 | 2049 | O/CCGT - H2 New | Crossload | Electricity | WC | Dispatch-Crossload | EmissionsCost | 0 | [6 empty] | 0.32065 | 0
LCP_Inputs_ON_Diverse_IEA_2023_05_05 | 2049 | O/CCGT - H2 New | Crossload | Electricity | WC | Dispatch-Crossload | FuelCost | 0 | [6 empty] | 0.32065 | 0
LCP_Inputs_ON_Diverse_IEA_2023_05_05 | 2049 | O/CCGT - H2 New | Crossload | Electricity | WC | Dispatch-Crossload | VOM | 0 | [6 empty] | 0.32065 | 0
LCP_Inputs_ON_Diverse_IEA_2023_05_05 | 2049 | SMR CCS | Generation | Hydrogen | MI | Dispatch-Generation | EmissionsCost | 0 | [6 empty] | 0.32065 | 0
LCP_Inputs_ON_Diverse_IEA_2023_05_05 | 2049 | SMR CCS | Generation | Hydrogen | MI | Dispatch-Generation | FuelCost | 0 | [6 empty] | 0.32065 | 0
LCP_Inputs_ON_Diverse_IEA_2023_05_05 | 2049 | SMR CCS | Generation | Hydrogen | MI | Dispatch-Generation | VOM | 0 | [6 empty] | 0.32065 | 0
LCP_Inputs_ON_Diverse_IEA_2023_05_05 | 2049 | SMR CCS | Generation | Hydrogen | NY | Dispatch-Generation | EmissionsCost | 0 | [6 empty] | 0.32065 | 0
LCP_Inputs_ON_Diverse_IEA_2023_05_05 | 2049 | SMR CCS | Generation | Hydrogen | NY | Dispatch-Generation | FuelCost | 0 | [6 empty] | 0.32065 | 0
LCP_Inputs_ON_Diverse_IEA_2023_05_05 | 2049 | SMR CCS | Generation | Hydrogen | NY | Dispatch-Generation | VOM | 0 | [6 empty] | 0.32065 | 0
LCP_Inputs_ON_Diverse_IEA_2023_05_05 | 2049 | SMR CCS | Generation | Hydrogen | ON | Dispatch-Generation | EmissionsCost | 416891500.3462 | [6 empty] | 0.32065 | 133676849.3592
LCP_Inputs_ON_Diverse_IEA_2023_05_05 | 2049 | SMR CCS | Generation | Hydrogen | ON | Dispatch-Generation | FuelCost | 760044709.295 | [6 empty] | 0.32065 | 243709411.2649
LCP_Inputs_ON_Diverse_IEA_2023_05_05 | 2049 | SMR CCS | Generation | Hydrogen | ON | Dispatch-Generation | VOM | 0 | [6 empty] | 0.32065 | 0
LCP_Inputs_ON_Diverse_IEA_2023_05_05 | 2049 | SMR CCS | Generation | Hydrogen | PJ | Dispatch-Generation | EmissionsCost | 0 | [6 empty] | 0.32065 | 0
LCP_Inputs_ON_Diverse_IEA_2023_05_05 | 2049 | SMR CCS | Generation | Hydrogen | PJ | Dispatch-Generation | FuelCost | 0 | [6 empty] | 0.32065 | 0
LCP_Inputs_ON_Diverse_IEA_2023_05_05 | 2049 | SMR CCS | Generation | Hydrogen | PJ | Dispatch-Generation | VOM | 0 | [6 empty] | 0.32065 | 0
LCP_Inputs_ON_Diverse_IEA_2023_05_05 | 2049 | SMR CCS | Generation | Hydrogen | QC | Dispatch-Generation | EmissionsCost | 0 | [6 empty] | 0.32065 | 0
LCP_Inputs_ON_Diverse_IEA_2023_05_05 | 2049 | SMR CCS | Generation | Hydrogen | QC | Dispatch-Generation | FuelCost | 0 | [6 empty] | 0.32065 | 0
LCP_Inputs_ON_Diverse_IEA_2023_05_05 | 2049 | SMR CCS | Generation | Hydrogen | QC | Dispatch-Generation | VOM | 0 | [6 empty] | 0.32065 | 0
LCP_Inputs_ON_Diverse_IEA_2023_05_05 | 2049 | SMR CCS | Generation | Hydrogen | WC | Dispatch-Generation | EmissionsCost | 0 | [6 empty] | 0.32065 | 0
LCP_Inputs_ON_Diverse_IEA_2023_05_05 | 2049 | SMR CCS | Generation | Hydrogen | WC | Dispatch-Generation | FuelCost | 0 | [6 empty] | 0.32065 | 0
LCP_Inputs_ON_Diverse_IEA_2023_05_05 | 2049 | SMR CCS | Generation | Hydrogen | WC | Dispatch-Generation | VOM | 0 | [6 empty] | 0.32065 | 0
LCP_Inputs_ON_Diverse_IEA_2023_05_05 | 2049 | Solar PV | Generation | Electricity | MI | Dispatch-Generation | EmissionsCost | 0 | [6 empty] | 0.32065 | 0
LCP_Inputs_ON_Diverse_IEA_2023_05_05 | 2049 | Solar PV | Generation | Electricity | MI | Dispatch-Generation | FuelCost | 0 | [6 empty] | 0.32065 | 0
LCP_Inputs_ON_Diverse_IEA_2023_05_05 | 2049 | Solar PV | Generation | Electricity | MI | Dispatch-Generation | VOM | 0 | [6 empty] | 0.32065 | 0
LCP_Inputs_ON_Diverse_IEA_2023_05_05 | 2049 | Solar PV | Generation | Electricity | NY | Dispatch-Generation | EmissionsCost | 0 | [6 empty] | 0.32065 | 0
LCP_Inputs_ON_Diverse_IEA_2023_05_05 | 2049 | Solar PV | Generation | Electricity | NY | Dispatch-Generation | FuelCost | 0 | [6 empty] | 0.32065 | 0
LCP_Inputs_ON_Diverse_IEA_2023_05_05 | 2049 | Solar PV | Generation | Electricity | NY | Dispatch-Generation | VOM | 0 | [6 empty] | 0.32065 | 0
LCP_Inputs_ON_Diverse_IEA_2023_05_05 | 2049 | Solar PV | Generation | Electricity | ON | Dispatch-Generation | EmissionsCost | 0 | [6 empty] | 0.32065 | 0
LCP_Inputs_ON_Diverse_IEA_2023_05_05 | 2049 | Solar PV | Generation | Electricity | ON | Dispatch-Generation | FuelCost | 0 | [6 empty] | 0.32065 | 0
LCP_Inputs_ON_Diverse_IEA_2023_05_05 | 2049 | Solar PV | Generation | Electricity | ON | Dispatch-Generation | VOM | 0 | [6 empty] | 0.32065 | 0
LCP_Inputs_ON_Diverse_IEA_2023_05_05 | 2049 | Solar PV | Generation | Electricity | PJ | Dispatch-Generation | EmissionsCost | 0 | [6 empty] | 0.32065 | 0
LCP_Inputs_ON_Diverse_IEA_2023_05_05 | 2049 | Solar PV | Generation | Electricity | PJ | Dispatch-Generation | FuelCost | 0 | [6 empty] | 0.32065 | 0
LCP_Inputs_ON_Diverse_IEA_2023_05_05 | 2049 | Solar PV | Generation | Electricity | PJ | Dispatch-Generation | VOM | 0 | [6 empty] | 0.32065 | 0
LCP_Inputs_ON_Diverse_IEA_2023_05_05 | 2049 | Solar PV | Generation | Electricity | QC | Dispatch-Generation | EmissionsCost | 0 | [6 empty] | 0.32065 | 0
LCP_Inputs_ON_Diverse_IEA_2023_05_05 | 2049 | Solar PV | Generation | Electricity | QC | Dispatch-Generation | FuelCost | 0 | [6 empty] | 0.32065 | 0
LCP_Inputs_ON_Diverse_IEA_2023_05_05 | 2049 | Solar PV | Generation | Electricity | QC | Dispatch-Generation | VOM | 0 | [6 empty] | 0.32065 | 0
LCP_Inputs_ON_Diverse_IEA_2023_05_05 | 2049 | Solar PV | Generation | Electricity | WC | Dispatch-Generation | EmissionsCost | 0 | [6 empty] | 0.32065 | 0
LCP_Inputs_ON_Diverse_IEA_2023_05_05 | 2049 | Solar PV | Generation | Electricity | WC | Dispatch-Generation | FuelCost | 0 | [6 empty] | 0.32065 | 0
LCP_Inputs_ON_Diverse_IEA_2023_05_05 | 2049 | Solar PV | Generation | Electricity | WC | Dispatch-Generation | VOM | 0 | [6 empty] | 0.32065 | 0
LCP_Inputs_ON_Diverse_IEA_2023_05_05 | 2049 | Wind Offshore | Generation | Electricity | MI | Dispatch-Generation | EmissionsCost | 0 | [6 empty] | 0.32065 | 0
LCP_Inputs_ON_Diverse_IEA_2023_05_05 | 2049 | Wind Offshore | Generation | Electricity | MI | Dispatch-Generation | FuelCost | 0 | [6 empty] | 0.32065 | 0
LCP_Inputs_ON_Diverse_IEA_2023_05_05 | 2049 | Wind Offshore | Generation | Electricity | MI | Dispatch-Generation | VOM | 0 | [6 empty] | 0.32065 | 0
LCP_Inputs_ON_Diverse_IEA_2023_05_05 | 2049 | Wind Offshore | Generation | Electricity | NY | Dispatch-Generation | EmissionsCost | 0 | [6 empty] | 0.32065 | 0
LCP_Inputs_ON_Diverse_IEA_2023_05_05 | 2049 | Wind Offshore | Generation | Electricity | NY | Dispatch-Generation | FuelCost | 0 | [6 empty] | 0.32065 | 0
LCP_Inputs_ON_Diverse_IEA_2023_05_05 | 2049 | Wind Offshore | Generation | Electricity | NY | Dispatch-Generation | VOM | 0 | [6 empty] | 0.32065 | 0
LCP_Inputs_ON_Diverse_IEA_2023_05_05 | 2049 | Wind Offshore | Generation | Electricity | ON | Dispatch-Generation | EmissionsCost | 0 | [6 empty] | 0.32065 | 0
LCP_Inputs_ON_Diverse_IEA_2023_05_05 | 2049 | Wind Offshore | Generation | Electricity | ON | Dispatch-Generation | FuelCost | 0 | [6 empty] | 0.32065 | 0
LCP_Inputs_ON_Diverse_IEA_2023_05_05 | 2049 | Wind Offshore | Generation | Electricity | ON | Dispatch-Generation | VOM | 0 | [6 empty] | 0.32065 | 0
LCP_Inputs_ON_Diverse_IEA_2023_05_05 | 2049 | Wind Offshore | Generation | Electricity | PJ | Dispatch-Generation | EmissionsCost | 0 | [6 empty] | 0.32065 | 0
LCP_Inputs_ON_Diverse_IEA_2023_05_05 | 2049 | Wind Offshore | Generation | Electricity | PJ | Dispatch-Generation | FuelCost | 0 | [6 empty] | 0.32065 | 0
LCP_Inputs_ON_Diverse_IEA_2023_05_05 | 2049 | Wind Offshore | Generation | Electricity | PJ | Dispatch-Generation | VOM | 0 | [6 empty] | 0.32065 | 0
LCP_Inputs_ON_Diverse_IEA_2023_05_05 | 2049 | Wind Offshore | Generation | Electricity | QC | Dispatch-Generation | EmissionsCost | 0 | [6 empty] | 0.32065 | 0
LCP_Inputs_ON_Diverse_IEA_2023_05_05 | 2049 | Wind Offshore | Generation | Electricity | QC | Dispatch-Generation | FuelCost | 0 | [6 empty] | 0.32065 | 0
LCP_Inputs_ON_Diverse_IEA_2023_05_05 | 2049 | Wind Offshore | Generation | Electricity | QC | Dispatch-Generation | VOM | 0 | [6 empty] | 0.32065 | 0
LCP_Inputs_ON_Diverse_IEA_2023_05_05 | 2049 | Wind Offshore | Generation | Electricity | WC | Dispatch-Generation | EmissionsCost | 0 | [6 empty] | 0.32065 | 0
LCP_Inputs_ON_Diverse_IEA_2023_05_05 | 2049 | Wind Offshore | Generation | Electricity | WC | Dispatch-Generation | FuelCost | 0 | [6 empty] | 0.32065 | 0
LCP_Inputs_ON_Diverse_IEA_2023_05_05 | 2049 | Wind Offshore | Generation | Electricity | WC | Dispatch-Generation | VOM | 0 | [6 empty] | 0.32065 | 0
LCP_Inputs_ON_Diverse_IEA_2023_05_05 | 2049 | Wind Onshore | Generation | Electricity | MI | Dispatch-Generation | EmissionsCost | 0 | [6 empty] | 0.32065 | 0
LCP_Inputs_ON_Diverse_IEA_2023_05_05 | 2049 | Wind Onshore | Generation | Electricity | MI | Dispatch-Generation | FuelCost | 0 | [6 empty] | 0.32065 | 0
LCP_Inputs_ON_Diverse_IEA_2023_05_05 | 2049 | Wind Onshore | Generation | Electricity | MI | Dispatch-Generation | VOM | 0 | [6 empty] | 0.32065 | 0
LCP_Inputs_ON_Diverse_IEA_2023_05_05 | 2049 | Wind Onshore | Generation | Electricity | NY | Dispatch-Generation | EmissionsCost | 0 | [6 empty] | 0.32065 | 0
LCP_Inputs_ON_Diverse_IEA_2023_05_05 | 2049 | Wind Onshore | Generation | Electricity | NY | Dispatch-Generation | FuelCost | 0 | [6 empty] | 0.32065 | 0
LCP_Inputs_ON_Diverse_IEA_2023_05_05 | 2049 | Wind Onshore | Generation | Electricity | NY | Dispatch-Generation | VOM | 0 | [6 empty] | 0.32065 | 0
LCP_Inputs_ON_Diverse_IEA_2023_05_05 | 2049 | Wind Onshore | Generation | Electricity | ON | Dispatch-Generation | EmissionsCost | 0 | [6 empty] | 0.32065 | 0
LCP_Inputs_ON_Diverse_IEA_2023_05_05 | 2049 | Wind Onshore | Generation | Electricity | ON | Dispatch-Generation | FuelCost | 0 | [6 empty] | 0.32065 | 0
LCP_Inputs_ON_Diverse_IEA_2023_05_05 | 2049 | Wind Onshore | Generation | Electricity | ON | Dispatch-Generation | VOM | 0 | [6 empty] | 0.32065 | 0
LCP_Inputs_ON_Diverse_IEA_2023_05_05 | 2049 | Wind Onshore | Generation | Electricity | PJ | Dispatch-Generation | EmissionsCost | 0 | [6 empty] | 0.32065 | 0
LCP_Inputs_ON_Diverse_IEA_2023_05_05 | 2049 | Wind Onshore | Generation | Electricity | PJ | Dispatch-Generation | FuelCost | 0 | [6 empty] | 0.32065 | 0
LCP_Inputs_ON_Diverse_IEA_2023_05_05 | 2049 | Wind Onshore | Generation | Electricity | PJ | Dispatch-Generation | VOM | 0 | [6 empty] | 0.32065 | 0
LCP_Inputs_ON_Diverse_IEA_2023_05_05 | 2049 | Wind Onshore | Generation | Electricity | QC | Dispatch-Generation | EmissionsCost | 0 | [6 empty] | 0.32065 | 0
LCP_Inputs_ON_Diverse_IEA_2023_05_05 | 2049 | Wind Onshore | Generation | Electricity | QC | Dispatch-Generation | FuelCost | 0 | [6 empty] | 0.32065 | 0
LCP_Inputs_ON_Diverse_IEA_2023_05_05 | 2049 | Wind Onshore | Generation | Electricity | QC | Dispatch-Generation | VOM | 0 | [6 empty] | 0.32065 | 0
LCP_Inputs_ON_Diverse_IEA_2023_05_05 | 2049 | Wind Onshore | Generation | Electricity | WC | Dispatch-Generation | EmissionsCost | 0 | [6 empty] | 0.32065 | 0
LCP_Inputs_ON_Diverse_IEA_2023_05_05 | 2049 | Wind Onshore | Generation | Electricity | WC | Dispatch-Generation | FuelCost | 0 | [6 empty] | 0.32065 | 0
LCP_Inputs_ON_Diverse_IEA_2023_05_05 | 2049 | Wind Onshore | Generation | Electricity | WC | Dispatch-Generation | VOM | 0 | [6 empty] | 0.32065 | 0
LCP_Inputs_ON_Diverse_IEA_2023_05_05 | 2050 | Anaerobic Digestion | Generation | Methane | MI | Dispatch-Generation | EmissionsCost | 0 | [6 empty] | 0.30832 | 0
LCP_Inputs_ON_Diverse_IEA_2023_05_05 | 2050 | Anaerobic Digestion | Generation | Methane | MI | Dispatch-Generation | FuelCost | 0 | [6 empty] | 0.30832 | 0
LCP_Inputs_ON_Diverse_IEA_2023_05_05 | 2050 | Anaerobic Digestion | Generation | Methane | MI | Dispatch-Generation | VOM | 0 | [6 empty] | 0.30832 | 0
LCP_Inputs_ON_Diverse_IEA_2023_05_05 | 2050 | Anaerobic Digestion | Generation | Methane | NY | Dispatch-Generation | EmissionsCost | 0 | [6 empty] | 0.30832 | 0
LCP_Inputs_ON_Diverse_IEA_2023_05_05 | 2050 | Anaerobic Digestion | Generation | Methane | NY | Dispatch-Generation | FuelCost | 0 | [6 empty] | 0.30832 | 0
LCP_Inputs_ON_Diverse_IEA_2023_05_05 | 2050 | Anaerobic Digestion | Generation | Methane | NY | Dispatch-Generation | VOM | 0 | [6 empty] | 0.30832 | 0
LCP_Inputs_ON_Diverse_IEA_2023_05_05 | 2050 | Anaerobic Digestion | Generation | Methane | ON | Dispatch-Generation | EmissionsCost | 7216894.7644 | [6 empty] | 0.30832 | 2225103.3807
LCP_Inputs_ON_Diverse_IEA_2023_05_05 | 2050 | Anaerobic Digestion | Generation | Methane | ON | Dispatch-Generation | FuelCost | 0 | [6 empty] | 0.30832 | 0
LCP_Inputs_ON_Diverse_IEA_2023_05_05 | 2050 | Anaerobic Digestion | Generation | Methane | ON | Dispatch-Generation | VOM | 3180540000 | [6 empty] | 0.30832 | 980619856.2362
LCP_Inputs_ON_Diverse_IEA_2023_05_05 | 2050 | Anaerobic Digestion | Generation | Methane | PJ | Dispatch-Generation | EmissionsCost | 0 | [6 empty] | 0.30832 | 0
LCP_Inputs_ON_Diverse_IEA_2023_05_05 | 2050 | Anaerobic Digestion | Generation | Methane | PJ | Dispatch-Generation | FuelCost | 0 | [6 empty] | 0.30832 | 0
LCP_Inputs_ON_Diverse_IEA_2023_05_05 | 2050 | Anaerobic Digestion | Generation | Methane | PJ | Dispatch-Generation | VOM | 0 | [6 empty] | 0.30832 | 0
LCP_Inputs_ON_Diverse_IEA_2023_05_05 | 2050 | Anaerobic Digestion | Generation | Methane | QC | Dispatch-Generation | EmissionsCost | 0 | [6 empty] | 0.30832 | 0
LCP_Inputs_ON_Diverse_IEA_2023_05_05 | 2050 | Anaerobic Digestion | Generation | Methane | QC | Dispatch-Generation | FuelCost | 0 | [6 empty] | 0.30832 | 0
LCP_Inputs_ON_Diverse_IEA_2023_05_05 | 2050 | Anaerobic Digestion | Generation | Methane | QC | Dispatch-Generation | VOM | 0 | [6 empty] | 0.30832 | 0
LCP_Inputs_ON_Diverse_IEA_2023_05_05 | 2050 | Anaerobic Digestion | Generation | Methane | WC | Dispatch-Generation | EmissionsCost | 0 | [6 empty] | 0.30832 | 0
LCP_Inputs_ON_Diverse_IEA_2023_05_05 | 2050 | Anaerobic Digestion | Generation | Methane | WC | Dispatch-Generation | FuelCost | 0 | [6 empty] | 0.30832 | 0
LCP_Inputs_ON_Diverse_IEA_2023_05_05 | 2050 | Anaerobic Digestion | Generation | Methane | WC | Dispatch-Generation | VOM | 0 | [6 empty] | 0.30832 | 0
LCP_Inputs_ON_Diverse_IEA_2023_05_05 | 2050 | Battery Storage | Storage | Electricity | MI | Dispatch-Storage | EmissionsCost | 0 | [6 empty] | 0.30832 | 0
LCP_Inputs_ON_Diverse_IEA_2023_05_05 | 2050 | Battery Storage | Storage | Electricity | MI | Dispatch-Storage | FuelCost | 0 | [6 empty] | 0.30832 | 0
LCP_Inputs_ON_Diverse_IEA_2023_05_05 | 2050 | Battery Storage | Storage | Electricity | MI | Dispatch-Storage | VOM | 0 | [6 empty] | 0.30832 | 0
LCP_Inputs_ON_Diverse_IEA_2023_05_05 | 2050 | Battery Storage | Storage | Electricity | NY | Dispatch-Storage | EmissionsCost | 0 | [6 empty] | 0.30832 | 0
LCP_Inputs_ON_Diverse_IEA_2023_05_05 | 2050 | Battery Storage | Storage | Electricity | NY | Dispatch-Storage | FuelCost | 0 | [6 empty] | 0.30832 | 0
LCP_Inputs_ON_Diverse_IEA_2023_05_05 | 2050 | Battery Storage | Storage | Electricity | NY | Dispatch-Storage | VOM | 0 | [6 empty] | 0.30832 | 0
LCP_Inputs_ON_Diverse_IEA_2023_05_05 | 2050 | Battery Storage | Storage | Electricity | ON | Dispatch-Storage | EmissionsCost | 0 | [6 empty] | 0.30832 | 0
LCP_Inputs_ON_Diverse_IEA_2023_05_05 | 2050 | Battery Storage | Storage | Electricity | ON | Dispatch-Storage | FuelCost | 0 | [6 empty] | 0.30832 | 0
LCP_Inputs_ON_Diverse_IEA_2023_05_05 | 2050 | Battery Storage | Storage | Electricity | ON | Dispatch-Storage | VOM | 0 | [6 empty] | 0.30832 | 0
LCP_Inputs_ON_Diverse_IEA_2023_05_05 | 2050 | Battery Storage | Storage | Electricity | PJ | Dispatch-Storage | EmissionsCost | 0 | [6 empty] | 0.30832 | 0
LCP_Inputs_ON_Diverse_IEA_2023_05_05 | 2050 | Battery Storage | Storage | Electricity | PJ | Dispatch-Storage | FuelCost | 0 | [6 empty] | 0.30832 | 0
LCP_Inputs_ON_Diverse_IEA_2023_05_05 | 2050 | Battery Storage | Storage | Electricity | PJ | Dispatch-Storage | VOM | 0 | [6 empty] | 0.30832 | 0
LCP_Inputs_ON_Diverse_IEA_2023_05_05 | 2050 | Battery Storage | Storage | Electricity | QC | Dispatch-Storage | EmissionsCost | 0 | [6 empty] | 0.30832 | 0
LCP_Inputs_ON_Diverse_IEA_2023_05_05 | 2050 | Battery Storage | Storage | Electricity | QC | Dispatch-Storage | FuelCost | 0 | [6 empty] | 0.30832 | 0
LCP_Inputs_ON_Diverse_IEA_2023_05_05 | 2050 | Battery Storage | Storage | Electricity | QC | Dispatch-Storage | VOM | 0 | [6 empty] | 0.30832 | 0
LCP_Inputs_ON_Diverse_IEA_2023_05_05 | 2050 | Battery Storage | Storage | Electricity | WC | Dispatch-Storage | EmissionsCost | 0 | [6 empty] | 0.30832 | 0
LCP_Inputs_ON_Diverse_IEA_2023_05_05 | 2050 | Battery Storage | Storage | Electricity | WC | Dispatch-Storage | FuelCost | 0 | [6 empty] | 0.30832 | 0
LCP_Inputs_ON_Diverse_IEA_2023_05_05 | 2050 | Battery Storage | Storage | Electricity | WC | Dispatch-Storage | VOM | 0 | [6 empty] | 0.30832 | 0
LCP_Inputs_ON_Diverse_IEA_2023_05_05 | 2050 | Biomass | Generation | Electricity | MI | Dispatch-Generation | EmissionsCost | 0 | [6 empty] | 0.30832 | 0
LCP_Inputs_ON_Diverse_IEA_2023_05_05 | 2050 | Biomass | Generation | Electricity | MI | Dispatch-Generation | FuelCost | 0 | [6 empty] | 0.30832 | 0
LCP_Inputs_ON_Diverse_IEA_2023_05_05 | 2050 | Biomass | Generation | Electricity | MI | Dispatch-Generation | VOM | 0 | [6 empty] | 0.30832 | 0
LCP_Inputs_ON_Diverse_IEA_2023_05_05 | 2050 | Biomass | Generation | Electricity | NY | Dispatch-Generation | EmissionsCost | 0 | [6 empty] | 0.30832 | 0
LCP_Inputs_ON_Diverse_IEA_2023_05_05 | 2050 | Biomass | Generation | Electricity | NY | Dispatch-Generation | FuelCost | 0 | [6 empty] | 0.30832 | 0
LCP_Inputs_ON_Diverse_IEA_2023_05_05 | 2050 | Biomass | Generation | Electricity | NY | Dispatch-Generation | VOM | 0 | [6 empty] | 0.30832 | 0
LCP_Inputs_ON_Diverse_IEA_2023_05_05 | 2050 | Biomass | Generation | Electricity | ON | Dispatch-Generation | EmissionsCost | 0 | [6 empty] | 0.30832 | 0
LCP_Inputs_ON_Diverse_IEA_2023_05_05 | 2050 | Biomass | Generation | Electricity | ON | Dispatch-Generation | FuelCost | 2449112.7273 | [6 empty] | 0.30832 | 755107.1738
LCP_Inputs_ON_Diverse_IEA_2023_05_05 | 2050 | Biomass | Generation | Electricity | ON | Dispatch-Generation | VOM | 31430.28 | [6 empty] | 0.30832 | 9690.5421
LCP_Inputs_ON_Diverse_IEA_2023_05_05 | 2050 | Biomass | Generation | Electricity | PJ | Dispatch-Generation | EmissionsCost | 0 | [6 empty] | 0.30832 | 0
LCP_Inputs_ON_Diverse_IEA_2023_05_05 | 2050 | Biomass | Generation | Electricity | PJ | Dispatch-Generation | FuelCost | 0 | [6 empty] | 0.30832 | 0
LCP_Inputs_ON_Diverse_IEA_2023_05_05 | 2050 | Biomass | Generation | Electricity | PJ | Dispatch-Generation | VOM | 0 | [6 empty] | 0.30832 | 0
LCP_Inputs_ON_Diverse_IEA_2023_05_05 | 2050 | Biomass | Generation | Electricity | QC | Dispatch-Generation | EmissionsCost | 0 | [6 empty] | 0.30832 | 0
LCP_Inputs_ON_Diverse_IEA_2023_05_05 | 2050 | Biomass | Generation | Electricity | QC | Dispatch-Generation | FuelCost | 128334.5455 | [6 empty] | 0.30832 | 39567.9361
LCP_Inputs_ON_Diverse_IEA_2023_05_05 | 2050 | Biomass | Generation | Electricity | QC | Dispatch-Generation | VOM | 1646.96 | [6 empty] | 0.30832 | 507.7885
LCP_Inputs_ON_Diverse_IEA_2023_05_05 | 2050 | Biomass | Generation | Electricity | WC | Dispatch-Generation | EmissionsCost | 0 | [6 empty] | 0.30832 | 0
LCP_Inputs_ON_Diverse_IEA_2023_05_05 | 2050 | Biomass | Generation | Electricity | WC | Dispatch-Generation | FuelCost | 0 | [6 empty] | 0.30832 | 0
LCP_Inputs_ON_Diverse_IEA_2023_05_05 | 2050 | Biomass | Generation | Electricity | WC | Dispatch-Generation | VOM | 0 | [6 empty] | 0.30832 | 0
LCP_Inputs_ON_Diverse_IEA_2023_05_05 | 2050 | Biomass + CCS | Generation | Electricity | MI | Dispatch-Generation | EmissionsCost | 0 | [6 empty] | 0.30832 | 0
LCP_Inputs_ON_Diverse_IEA_2023_05_05 | 2050 | Biomass + CCS | Generation | Electricity | MI | Dispatch-Generation | FuelCost | 0 | [6 empty] | 0.30832 | 0
LCP_Inputs_ON_Diverse_IEA_2023_05_05 | 2050 | Biomass + CCS | Generation | Electricity | MI | Dispatch-Generation | VOM | 0 | [6 empty] | 0.30832 | 0
LCP_Inputs_ON_Diverse_IEA_2023_05_05 | 2050 | Biomass + CCS | Generation | Electricity | NY | Dispatch-Generation | EmissionsCost | 0 | [6 empty] | 0.30832 | 0
LCP_Inputs_ON_Diverse_IEA_2023_05_05 | 2050 | Biomass + CCS | Generation | Electricity | NY | Dispatch-Generation | FuelCost | 0 | [6 empty] | 0.30832 | 0
LCP_Inputs_ON_Diverse_IEA_2023_05_05 | 2050 | Biomass + CCS | Generation | Electricity | NY | Dispatch-Generation | VOM | 0 | [6 empty] | 0.30832 | 0
LCP_Inputs_ON_Diverse_IEA_2023_05_05 | 2050 | Biomass + CCS | Generation | Electricity | ON | Dispatch-Generation | EmissionsCost | -333420911.6554 | [6 empty] | 0.30832 | -102799891.3561
LCP_Inputs_ON_Diverse_IEA_2023_05_05 | 2050 | Biomass + CCS | Generation | Electricity | ON | Dispatch-Generation | FuelCost | 456060730.9091 | [6 empty] | 0.30832 | 140612037.0689
LCP_Inputs_ON_Diverse_IEA_2023_05_05 | 2050 | Biomass + CCS | Generation | Electricity | ON | Dispatch-Generation | VOM | 3546136.7278 | [6 empty] | 0.30832 | 1093340.1524
LCP_Inputs_ON_Diverse_IEA_2023_05_05 | 2050 | Biomass + CCS | Generation | Electricity | PJ | Dispatch-Generation | EmissionsCost | 0 | [6 empty] | 0.30832 | 0
LCP_Inputs_ON_Diverse_IEA_2023_05_05 | 2050 | Biomass + CCS | Generation | Electricity | PJ | Dispatch-Generation | FuelCost | 0 | [6 empty] | 0.30832 | 0
LCP_Inputs_ON_Diverse_IEA_2023_05_05 | 2050 | Biomass + CCS | Generation | Electricity | PJ | Dispatch-Generation | VOM | 0 | [6 empty] | 0.30832 | 0
LCP_Inputs_ON_Diverse_IEA_2023_05_05 | 2050 | Biomass + CCS | Generation | Electricity | QC | Dispatch-Generation | EmissionsCost | 0 | [6 empty] | 0.30832 | 0
LCP_Inputs_ON_Diverse_IEA_2023_05_05 | 2050 | Biomass + CCS | Generation | Electricity | QC | Dispatch-Generation | FuelCost | 0 | [6 empty] | 0.30832 | 0
LCP_Inputs_ON_Diverse_IEA_2023_05_05 | 2050 | Biomass + CCS | Generation | Electricity | QC | Dispatch-Generation | VOM | 0 | [6 empty] | 0.30832 | 0
LCP_Inputs_ON_Diverse_IEA_2023_05_05 | 2050 | Biomass + CCS | Generation | Electricity | WC | Dispatch-Generation | EmissionsCost | 2.4548e-21 | [6 empty] | 0.30832 | 7.5686e-22
LCP_Inputs_ON_Diverse_IEA_2023_05_05 | 2050 | Biomass + CCS | Generation | Electricity | WC | Dispatch-Generation | FuelCost | -3.3577e-21 | [6 empty] | 0.30832 | -1.0352e-21
LCP_Inputs_ON_Diverse_IEA_2023_05_05 | 2050 | Biomass + CCS | Generation | Electricity | WC | Dispatch-Generation | VOM | -2.6108e-23 | [6 empty] | 0.30832 | -8.0497e-24
LCP_Inputs_ON_Diverse_IEA_2023_05_05 | 2050 | CH4 + CCS | Generation | Methane | MI | Dispatch-Generation | EmissionsCost | 0 | [6 empty] | 0.30832 | 0
LCP_Inputs_ON_Diverse_IEA_2023_05_05 | 2050 | CH4 + CCS | Generation | Methane | MI | Dispatch-Generation | FuelCost | 0 | [6 empty] | 0.30832 | 0
LCP_Inputs_ON_Diverse_IEA_2023_05_05 | 2050 | CH4 + CCS | Generation | Methane | MI | Dispatch-Generation | VOM | 0 | [6 empty] | 0.30832 | 0
LCP_Inputs_ON_Diverse_IEA_2023_05_05 | 2050 | CH4 + CCS | Generation | Methane | NY | Dispatch-Generation | EmissionsCost | 0 | [6 empty] | 0.30832 | 0
LCP_Inputs_ON_Diverse_IEA_2023_05_05 | 2050 | CH4 + CCS | Generation | Methane | NY | Dispatch-Generation | FuelCost | 0 | [6 empty] | 0.30832 | 0
LCP_Inputs_ON_Diverse_IEA_2023_05_05 | 2050 | CH4 + CCS | Generation | Methane | NY | Dispatch-Generation | VOM | 0 | [6 empty] | 0.30832 | 0
LCP_Inputs_ON_Diverse_IEA_2023_05_05 | 2050 | CH4 + CCS | Generation | Methane | ON | Dispatch-Generation | EmissionsCost | 103661005.2499 | [6 empty] | 0.30832 | 31960623.0594
LCP_Inputs_ON_Diverse_IEA_2023_05_05 | 2050 | CH4 + CCS | Generation | Methane | ON | Dispatch-Generation | FuelCost | 566886243.9004 | [6 empty] | 0.30832 | 174781611.6118
LCP_Inputs_ON_Diverse_IEA_2023_05_05 | 2050 | CH4 + CCS | Generation | Methane | ON | Dispatch-Generation | VOM | 53897481.135 | [6 empty] | 0.30832 | 16617599.5907
LCP_Inputs_ON_Diverse_IEA_2023_05_05 | 2050 | CH4 + CCS | Generation | Methane | PJ | Dispatch-Generation | EmissionsCost | 0 | [6 empty] | 0.30832 | 0
LCP_Inputs_ON_Diverse_IEA_2023_05_05 | 2050 | CH4 + CCS | Generation | Methane | PJ | Dispatch-Generation | FuelCost | 0 | [6 empty] | 0.30832 | 0
LCP_Inputs_ON_Diverse_IEA_2023_05_05 | 2050 | CH4 + CCS | Generation | Methane | PJ | Dispatch-Generation | VOM | 0 | [6 empty] | 0.30832 | 0
LCP_Inputs_ON_Diverse_IEA_2023_05_05 | 2050 | CH4 + CCS | Generation | Methane | QC | Dispatch-Generation | EmissionsCost | 0 | [6 empty] | 0.30832 | 0
LCP_Inputs_ON_Diverse_IEA_2023_05_05 | 2050 | CH4 + CCS | Generation | Methane | QC | Dispatch-Generation | FuelCost | 0 | [6 empty] | 0.30832 | 0
LCP_Inputs_ON_Diverse_IEA_2023_05_05 | 2050 | CH4 + CCS | Generation | Methane | QC | Dispatch-Generation | VOM | 0 | [6 empty] | 0.30832 | 0
LCP_Inputs_ON_Diverse_IEA_2023_05_05 | 2050 | CH4 + CCS | Generation | Methane | WC | Dispatch-Generation | EmissionsCost | 0 | [6 empty] | 0.30832 | 0
LCP_Inputs_ON_Diverse_IEA_2023_05_05 | 2050 | CH4 + CCS | Generation | Methane | WC | Dispatch-Generation | FuelCost | 0 | [6 empty] | 0.30832 | 0
LCP_Inputs_ON_Diverse_IEA_2023_05_05 | 2050 | CH4 + CCS | Generation | Methane | WC | Dispatch-Generation | VOM | 0 | [6 empty] | 0.30832 | 0
LCP_Inputs_ON_Diverse_IEA_2023_05_05 | 2050 | CH4 Import - NY 2020 | Import | Methane | MI | Dispatch-Import | EmissionsCost | 0 | [6 empty] | 0.30832 | 0
LCP_Inputs_ON_Diverse_IEA_2023_05_05 | 2050 | CH4 Import - NY 2020 | Import | Methane | MI | Dispatch-Import | FuelCost | 0 | [6 empty] | 0.30832 | 0
LCP_Inputs_ON_Diverse_IEA_2023_05_05 | 2050 | CH4 Import - NY 2020 | Import | Methane | MI | Dispatch-Import | VOM | 0 | [6 empty] | 0.30832 | 0
LCP_Inputs_ON_Diverse_IEA_2023_05_05 | 2050 | CH4 Import - NY 2020 | Import | Methane | NY | Dispatch-Import | EmissionsCost | 0 | [6 empty] | 0.30832 | 0
LCP_Inputs_ON_Diverse_IEA_2023_05_05 | 2050 | CH4 Import - NY 2020 | Import | Methane | NY | Dispatch-Import | FuelCost | 0 | [6 empty] | 0.30832 | 0
LCP_Inputs_ON_Diverse_IEA_2023_05_05 | 2050 | CH4 Import - NY 2020 | Import | Methane | NY | Dispatch-Import | VOM | 0 | [6 empty] | 0.30832 | 0
LCP_Inputs_ON_Diverse_IEA_2023_05_05 | 2050 | CH4 Import - NY 2020 | Import | Methane | ON | Dispatch-Import | EmissionsCost | 0 | [6 empty] | 0.30832 | 0
LCP_Inputs_ON_Diverse_IEA_2023_05_05 | 2050 | CH4 Import - NY 2020 | Import | Methane | ON | Dispatch-Import | FuelCost | 0 | [6 empty] | 0.30832 | 0
LCP_Inputs_ON_Diverse_IEA_2023_05_05 | 2050 | CH4 Import - NY 2020 | Import | Methane | ON | Dispatch-Import | VOM | 0 | [6 empty] | 0.30832 | 0
LCP_Inputs_ON_Diverse_IEA_2023_05_05 | 2050 | CH4 Import - NY 2020 | Import | Methane | PJ | Dispatch-Import | EmissionsCost | 0 | [6 empty] | 0.30832 | 0
LCP_Inputs_ON_Diverse_IEA_2023_05_05 | 2050 | CH4 Import - NY 2020 | Import | Methane | PJ | Dispatch-Import | FuelCost | 0 | [6 empty] | 0.30832 | 0
LCP_Inputs_ON_Diverse_IEA_2023_05_05 | 2050 | CH4 Import - NY 2020 | Import | Methane | PJ | Dispatch-Import | VOM | 0 | [6 empty] | 0.30832 | 0
LCP_Inputs_ON_Diverse_IEA_2023_05_05 | 2050 | CH4 Import - NY 2020 | Import | Methane | QC | Dispatch-Import | EmissionsCost | 0 | [6 empty] | 0.30832 | 0
LCP_Inputs_ON_Diverse_IEA_2023_05_05 | 2050 | CH4 Import - NY 2020 | Import | Methane | QC | Dispatch-Import | FuelCost | 0 | [6 empty] | 0.30832 | 0
LCP_Inputs_ON_Diverse_IEA_2023_05_05 | 2050 | CH4 Import - NY 2020 | Import | Methane | QC | Dispatch-Import | VOM | 0 | [6 empty] | 0.30832 | 0
LCP_Inputs_ON_Diverse_IEA_2023_05_05 | 2050 | CH4 Import - NY 2020 | Import | Methane | WC | Dispatch-Import | EmissionsCost | 0 | [6 empty] | 0.30832 | 0
LCP_Inputs_ON_Diverse_IEA_2023_05_05 | 2050 | CH4 Import - NY 2020 | Import | Methane | WC | Dispatch-Import | FuelCost | 0 | [6 empty] | 0.30832 | 0
LCP_Inputs_ON_Diverse_IEA_2023_05_05 | 2050 | CH4 Import - NY 2020 | Import | Methane | WC | Dispatch-Import | VOM | 0 | [6 empty] | 0.30832 | 0
LCP_Inputs_ON_Diverse_IEA_2023_05_05 | 2050 | CH4 Import - NY 2030 | Import | Methane | MI | Dispatch-Import | EmissionsCost | 0 | [6 empty] | 0.30832 | 0
LCP_Inputs_ON_Diverse_IEA_2023_05_05 | 2050 | CH4 Import - NY 2030 | Import | Methane | MI | Dispatch-Import | FuelCost | 0 | [6 empty] | 0.30832 | 0
LCP_Inputs_ON_Diverse_IEA_2023_05_05 | 2050 | CH4 Import - NY 2030 | Import | Methane | MI | Dispatch-Import | VOM | 0 | [6 empty] | 0.30832 | 0
LCP_Inputs_ON_Diverse_IEA_2023_05_05 | 2050 | CH4 Import - NY 2030 | Import | Methane | NY | Dispatch-Import | EmissionsCost | 0 | [6 empty] | 0.30832 | 0
LCP_Inputs_ON_Diverse_IEA_2023_05_05 | 2050 | CH4 Import - NY 2030 | Import | Methane | NY | Dispatch-Import | FuelCost | 0 | [6 empty] | 0.30832 | 0
LCP_Inputs_ON_Diverse_IEA_2023_05_05 | 2050 | CH4 Import - NY 2030 | Import | Methane | NY | Dispatch-Import | VOM | 0 | [6 empty] | 0.30832 | 0
LCP_Inputs_ON_Diverse_IEA_2023_05_05 | 2050 | CH4 Import - NY 2030 | Import | Methane | ON | Dispatch-Import | EmissionsCost | 0 | [6 empty] | 0.30832 | 0
LCP_Inputs_ON_Diverse_IEA_2023_05_05 | 2050 | CH4 Import - NY 2030 | Import | Methane | ON | Dispatch-Import | FuelCost | 0 | [6 empty] | 0.30832 | 0
LCP_Inputs_ON_Diverse_IEA_2023_05_05 | 2050 | CH4 Import - NY 2030 | Import | Methane | ON | Dispatch-Import | VOM | 0 | [6 empty] | 0.30832 | 0
LCP_Inputs_ON_Diverse_IEA_2023_05_05 | 2050 | CH4 Import - NY 2030 | Import | Methane | PJ | Dispatch-Import | EmissionsCost | 0 | [6 empty] | 0.30832 | 0
LCP_Inputs_ON_Diverse_IEA_2023_05_05 | 2050 | CH4 Import - NY 2030 | Import | Methane | PJ | Dispatch-Import | FuelCost | 0 | [6 empty] | 0.30832 | 0
LCP_Inputs_ON_Diverse_IEA_2023_05_05 | 2050 | CH4 Import - NY 2030 | Import | Methane | PJ | Dispatch-Import | VOM | 0 | [6 empty] | 0.30832 | 0
LCP_Inputs_ON_Diverse_IEA_2023_05_05 | 2050 | CH4 Import - NY 2030 | Import | Methane | QC | Dispatch-Import | EmissionsCost | 0 | [6 empty] | 0.30832 | 0
LCP_Inputs_ON_Diverse_IEA_2023_05_05 | 2050 | CH4 Import - NY 2030 | Import | Methane | QC | Dispatch-Import | FuelCost | 0 | [6 empty] | 0.30832 | 0
LCP_Inputs_ON_Diverse_IEA_2023_05_05 | 2050 | CH4 Import - NY 2030 | Import | Methane | QC | Dispatch-Import | VOM | 0 | [6 empty] | 0.30832 | 0
LCP_Inputs_ON_Diverse_IEA_2023_05_05 | 2050 | CH4 Import - NY 2030 | Import | Methane | WC | Dispatch-Import | EmissionsCost | 0 | [6 empty] | 0.30832 | 0
LCP_Inputs_ON_Diverse_IEA_2023_05_05 | 2050 | CH4 Import - NY 2030 | Import | Methane | WC | Dispatch-Import | FuelCost | 0 | [6 empty] | 0.30832 | 0
LCP_Inputs_ON_Diverse_IEA_2023_05_05 | 2050 | CH4 Import - NY 2030 | Import | Methane | WC | Dispatch-Import | VOM | 0 | [6 empty] | 0.30832 | 0
LCP_Inputs_ON_Diverse_IEA_2023_05_05 | 2050 | CH4 Import - NY 2040 | Import | Methane | MI | Dispatch-Import | EmissionsCost | 0 | [6 empty] | 0.30832 | 0
LCP_Inputs_ON_Diverse_IEA_2023_05_05 | 2050 | CH4 Import - NY 2040 | Import | Methane | MI | Dispatch-Import | FuelCost | 0 | [6 empty] | 0.30832 | 0
LCP_Inputs_ON_Diverse_IEA_2023_05_05 | 2050 | CH4 Import - NY 2040 | Import | Methane | MI | Dispatch-Import | VOM | 0 | [6 empty] | 0.30832 | 0
LCP_Inputs_ON_Diverse_IEA_2023_05_05 | 2050 | CH4 Import - NY 2040 | Import | Methane | NY | Dispatch-Import | EmissionsCost | 0 | [6 empty] | 0.30832 | 0
LCP_Inputs_ON_Diverse_IEA_2023_05_05 | 2050 | CH4 Import - NY 2040 | Import | Methane | NY | Dispatch-Import | FuelCost | 0 | [6 empty] | 0.30832 | 0
LCP_Inputs_ON_Diverse_IEA_2023_05_05 | 2050 | CH4 Import - NY 2040 | Import | Methane | NY | Dispatch-Import | VOM | 0 | [6 empty] | 0.30832 | 0
LCP_Inputs_ON_Diverse_IEA_2023_05_05 | 2050 | CH4 Import - NY 2040 | Import | Methane | ON | Dispatch-Import | EmissionsCost | 0 | [6 empty] | 0.30832 | 0
LCP_Inputs_ON_Diverse_IEA_2023_05_05 | 2050 | CH4 Import - NY 2040 | Import | Methane | ON | Dispatch-Import | FuelCost | 0 | [6 empty] | 0.30832 | 0
LCP_Inputs_ON_Diverse_IEA_2023_05_05 | 2050 | CH4 Import - NY 2040 | Import | Methane | ON | Dispatch-Import | VOM | 0 | [6 empty] | 0.30832 | 0
LCP_Inputs_ON_Diverse_IEA_2023_05_05 | 2050 | CH4 Import - NY 2040 | Import | Methane | PJ | Dispatch-Import | EmissionsCost | 0 | [6 empty] | 0.30832 | 0
LCP_Inputs_ON_Diverse_IEA_2023_05_05 | 2050 | CH4 Import - NY 2040 | Import | Methane | PJ | Dispatch-Import | FuelCost | 0 | [6 empty] | 0.30832 | 0
LCP_Inputs_ON_Diverse_IEA_2023_05_05 | 2050 | CH4 Import - NY 2040 | Import | Methane | PJ | Dispatch-Import | VOM | 0 | [6 empty] | 0.30832 | 0
LCP_Inputs_ON_Diverse_IEA_2023_05_05 | 2050 | CH4 Import - NY 2040 | Import | Methane | QC | Dispatch-Import | EmissionsCost | 0 | [6 empty] | 0.30832 | 0
LCP_Inputs_ON_Diverse_IEA_2023_05_05 | 2050 | CH4 Import - NY 2040 | Import | Methane | QC | Dispatch-Import | FuelCost | 0 | [6 empty] | 0.30832 | 0
LCP_Inputs_ON_Diverse_IEA_2023_05_05 | 2050 | CH4 Import - NY 2040 | Import | Methane | QC | Dispatch-Import | VOM | 0 | [6 empty] | 0.30832 | 0
LCP_Inputs_ON_Diverse_IEA_2023_05_05 | 2050 | CH4 Import - NY 2040 | Import | Methane | WC | Dispatch-Import | EmissionsCost | 0 | [6 empty] | 0.30832 | 0
LCP_Inputs_ON_Diverse_IEA_2023_05_05 | 2050 | CH4 Import - NY 2040 | Import | Methane | WC | Dispatch-Import | FuelCost | 0 | [6 empty] | 0.30832 | 0
LCP_Inputs_ON_Diverse_IEA_2023_05_05 | 2050 | CH4 Import - NY 2040 | Import | Methane | WC | Dispatch-Import | VOM | 0 | [6 empty] | 0.30832 | 0
LCP_Inputs_ON_Diverse_IEA_2023_05_05 | 2050 | CH4 Import - NY 2050 | Import | Methane | MI | Dispatch-Import | EmissionsCost | 0 | [6 empty] | 0.30832 | 0
LCP_Inputs_ON_Diverse_IEA_2023_05_05 | 2050 | CH4 Import - NY 2050 | Import | Methane | MI | Dispatch-Import | FuelCost | 0 | [6 empty] | 0.30832 | 0
LCP_Inputs_ON_Diverse_IEA_2023_05_05 | 2050 | CH4 Import - NY 2050 | Import | Methane | MI | Dispatch-Import | VOM | 0 | [6 empty] | 0.30832 | 0
LCP_Inputs_ON_Diverse_IEA_2023_05_05 | 2050 | CH4 Import - NY 2050 | Import | Methane | NY | Dispatch-Import | EmissionsCost | 0 | [6 empty] | 0.30832 | 0
LCP_Inputs_ON_Diverse_IEA_2023_05_05 | 2050 | CH4 Import - NY 2050 | Import | Methane | NY | Dispatch-Import | FuelCost | 0 | [6 empty] | 0.30832 | 0
LCP_Inputs_ON_Diverse_IEA_2023_05_05 | 2050 | CH4 Import - NY 2050 | Import | Methane | NY | Dispatch-Import | VOM | 0 | [6 empty] | 0.30832 | 0
LCP_Inputs_ON_Diverse_IEA_2023_05_05 | 2050 | CH4 Import - NY 2050 | Import | Methane | ON | Dispatch-Import | EmissionsCost | 0 | [6 empty] | 0.30832 | 0
LCP_Inputs_ON_Diverse_IEA_2023_05_05 | 2050 | CH4 Import - NY 2050 | Import | Methane | ON | Dispatch-Import | FuelCost | 0 | [6 empty] | 0.30832 | 0
LCP_Inputs_ON_Diverse_IEA_2023_05_05 | 2050 | CH4 Import - NY 2050 | Import | Methane | ON | Dispatch-Import | VOM | 0 | [6 empty] | 0.30832 | 0
LCP_Inputs_ON_Diverse_IEA_2023_05_05 | 2050 | CH4 Import - NY 2050 | Import | Methane | PJ | Dispatch-Import | EmissionsCost | 0 | [6 empty] | 0.30832 | 0
LCP_Inputs_ON_Diverse_IEA_2023_05_05 | 2050 | CH4 Import - NY 2050 | Import | Methane | PJ | Dispatch-Import | FuelCost | 0 | [6 empty] | 0.30832 | 0
LCP_Inputs_ON_Diverse_IEA_2023_05_05 | 2050 | CH4 Import - NY 2050 | Import | Methane | PJ | Dispatch-Import | VOM | 0 | [6 empty] | 0.30832 | 0
LCP_Inputs_ON_Diverse_IEA_2023_05_05 | 2050 | CH4 Import - NY 2050 | Import | Methane | QC | Dispatch-Import | EmissionsCost | 0 | [6 empty] | 0.30832 | 0
LCP_Inputs_ON_Diverse_IEA_2023_05_05 | 2050 | CH4 Import - NY 2050 | Import | Methane | QC | Dispatch-Import | FuelCost | 0 | [6 empty] | 0.30832 | 0
LCP_Inputs_ON_Diverse_IEA_2023_05_05 | 2050 | CH4 Import - NY 2050 | Import | Methane | QC | Dispatch-Import | VOM | 0 | [6 empty] | 0.30832 | 0
LCP_Inputs_ON_Diverse_IEA_2023_05_05 | 2050 | CH4 Import - NY 2050 | Import | Methane | WC | Dispatch-Import | EmissionsCost | 0 | [6 empty] | 0.30832 | 0
LCP_Inputs_ON_Diverse_IEA_2023_05_05 | 2050 | CH4 Import - NY 2050 | Import | Methane | WC | Dispatch-Import | FuelCost | 0 | [6 empty] | 0.30832 | 0
LCP_Inputs_ON_Diverse_IEA_2023_05_05 | 2050 | CH4 Import - NY 2050 | Import | Methane | WC | Dispatch-Import | VOM | 0 | [6 empty] | 0.30832 | 0
LCP_Inputs_ON_Diverse_IEA_2023_05_05 | 2050 | CH4 Import - WC 2020 | Import | Methane | MI | Dispatch-Import | EmissionsCost | 0 | [6 empty] | 0.30832 | 0
LCP_Inputs_ON_Diverse_IEA_2023_05_05 | 2050 | CH4 Import - WC 2020 | Import | Methane | MI | Dispatch-Import | FuelCost | 0 | [6 empty] | 0.30832 | 0
LCP_Inputs_ON_Diverse_IEA_2023_05_05 | 2050 | CH4 Import - WC 2020 | Import | Methane | MI | Dispatch-Import | VOM | 0 | [6 empty] | 0.30832 | 0
LCP_Inputs_ON_Diverse_IEA_2023_05_05 | 2050 | CH4 Import - WC 2020 | Import | Methane | NY | Dispatch-Import | EmissionsCost | 0 | [6 empty] | 0.30832 | 0
LCP_Inputs_ON_Diverse_IEA_2023_05_05 | 2050 | CH4 Import - WC 2020 | Import | Methane | NY | Dispatch-Import | FuelCost | 0 | [6 empty] | 0.30832 | 0
LCP_Inputs_ON_Diverse_IEA_2023_05_05 | 2050 | CH4 Import - WC 2020 | Import | Methane | NY | Dispatch-Import | VOM | 0 | [6 empty] | 0.30832 | 0
LCP_Inputs_ON_Diverse_IEA_2023_05_05 | 2050 | CH4 Import - WC 2020 | Import | Methane | ON | Dispatch-Import | EmissionsCost | 0 | [6 empty] | 0.30832 | 0
LCP_Inputs_ON_Diverse_IEA_2023_05_05 | 2050 | CH4 Import - WC 2020 | Import | Methane | ON | Dispatch-Import | FuelCost | 0 | [6 empty] | 0.30832 | 0
LCP_Inputs_ON_Diverse_IEA_2023_05_05 | 2050 | CH4 Import - WC 2020 | Import | Methane | ON | Dispatch-Import | VOM | 0 | [6 empty] | 0.30832 | 0
LCP_Inputs_ON_Diverse_IEA_2023_05_05 | 2050 | CH4 Import - WC 2020 | Import | Methane | PJ | Dispatch-Import | EmissionsCost | 0 | [6 empty] | 0.30832 | 0
LCP_Inputs_ON_Diverse_IEA_2023_05_05 | 2050 | CH4 Import - WC 2020 | Import | Methane | PJ | Dispatch-Import | FuelCost | 0 | [6 empty] | 0.30832 | 0
LCP_Inputs_ON_Diverse_IEA_2023_05_05 | 2050 | CH4 Import - WC 2020 | Import | Methane | PJ | Dispatch-Import | VOM | 0 | [6 empty] | 0.30832 | 0
LCP_Inputs_ON_Diverse_IEA_2023_05_05 | 2050 | CH4 Import - WC 2020 | Import | Methane | QC | Dispatch-Import | EmissionsCost | 0 | [6 empty] | 0.30832 | 0
LCP_Inputs_ON_Diverse_IEA_2023_05_05 | 2050 | CH4 Import - WC 2020 | Import | Methane | QC | Dispatch-Import | FuelCost | 0 | [6 empty] | 0.30832 | 0
LCP_Inputs_ON_Diverse_IEA_2023_05_05 | 2050 | CH4 Import - WC 2020 | Import | Methane | QC | Dispatch-Import | VOM | 0 | [6 empty] | 0.30832 | 0
LCP_Inputs_ON_Diverse_IEA_2023_05_05 | 2050 | CH4 Import - WC 2020 | Import | Methane | WC | Dispatch-Import | EmissionsCost | 0 | [6 empty] | 0.30832 | 0
LCP_Inputs_ON_Diverse_IEA_2023_05_05 | 2050 | CH4 Import - WC 2020 | Import | Methane | WC | Dispatch-Import | FuelCost | 0 | [6 empty] | 0.30832 | 0
LCP_Inputs_ON_Diverse_IEA_2023_05_05 | 2050 | CH4 Import - WC 2020 | Import | Methane | WC | Dispatch-Import | VOM | 0 | [6 empty] | 0.30832 | 0
LCP_Inputs_ON_Diverse_IEA_2023_05_05 | 2050 | CH4 Import - WC 2030 | Import | Methane | MI | Dispatch-Import | EmissionsCost | 0 | [6 empty] | 0.30832 | 0
LCP_Inputs_ON_Diverse_IEA_2023_05_05 | 2050 | CH4 Import - WC 2030 | Import | Methane | MI | Dispatch-Import | FuelCost | 0 | [6 empty] | 0.30832 | 0
LCP_Inputs_ON_Diverse_IEA_2023_05_05 | 2050 | CH4 Import - WC 2030 | Import | Methane | MI | Dispatch-Import | VOM | 0 | [6 empty] | 0.30832 | 0
LCP_Inputs_ON_Diverse_IEA_2023_05_05 | 2050 | CH4 Import - WC 2030 | Import | Methane | NY | Dispatch-Import | EmissionsCost | 0 | [6 empty] | 0.30832 | 0
LCP_Inputs_ON_Diverse_IEA_2023_05_05 | 2050 | CH4 Import - WC 2030 | Import | Methane | NY | Dispatch-Import | FuelCost | 0 | [6 empty] | 0.30832 | 0
LCP_Inputs_ON_Diverse_IEA_2023_05_05 | 2050 | CH4 Import - WC 2030 | Import | Methane | NY | Dispatch-Import | VOM | 0 | [6 empty] | 0.30832 | 0
LCP_Inputs_ON_Diverse_IEA_2023_05_05 | 2050 | CH4 Import - WC 2030 | Import | Methane | ON | Dispatch-Import | EmissionsCost | 0 | [6 empty] | 0.30832 | 0
LCP_Inputs_ON_Diverse_IEA_2023_05_05 | 2050 | CH4 Import - WC 2030 | Import | Methane | ON | Dispatch-Import | FuelCost | 0 | [6 empty] | 0.30832 | 0
LCP_Inputs_ON_Diverse_IEA_2023_05_05 | 2050 | CH4 Import - WC 2030 | Import | Methane | ON | Dispatch-Import | VOM | 0 | [6 empty] | 0.30832 | 0
LCP_Inputs_ON_Diverse_IEA_2023_05_05 | 2050 | CH4 Import - WC 2030 | Import | Methane | PJ | Dispatch-Import | EmissionsCost | 0 | [6 empty] | 0.30832 | 0
LCP_Inputs_ON_Diverse_IEA_2023_05_05 | 2050 | CH4 Import - WC 2030 | Import | Methane | PJ | Dispatch-Import | FuelCost | 0 | [6 empty] | 0.30832 | 0
LCP_Inputs_ON_Diverse_IEA_2023_05_05 | 2050 | CH4 Import - WC 2030 | Import | Methane | PJ | Dispatch-Import | VOM | 0 | [6 empty] | 0.30832 | 0
LCP_Inputs_ON_Diverse_IEA_2023_05_05 | 2050 | CH4 Import - WC 2030 | Import | Methane | QC | Dispatch-Import | EmissionsCost | 0 | [6 empty] | 0.30832 | 0
LCP_Inputs_ON_Diverse_IEA_2023_05_05 | 2050 | CH4 Import - WC 2030 | Import | Methane | QC | Dispatch-Import | FuelCost | 0 | [6 empty] | 0.30832 | 0
LCP_Inputs_ON_Diverse_IEA_2023_05_05 | 2050 | CH4 Import - WC 2030 | Import | Methane | QC | Dispatch-Import | VOM | 0 | [6 empty] | 0.30832 | 0
LCP_Inputs_ON_Diverse_IEA_2023_05_05 | 2050 | CH4 Import - WC 2030 | Import | Methane | WC | Dispatch-Import | EmissionsCost | 0 | [6 empty] | 0.30832 | 0
LCP_Inputs_ON_Diverse_IEA_2023_05_05 | 2050 | CH4 Import - WC 2030 | Import | Methane | WC | Dispatch-Import | FuelCost | 0 | [6 empty] | 0.30832 | 0
LCP_Inputs_ON_Diverse_IEA_2023_05_05 | 2050 | CH4 Import - WC 2030 | Import | Methane | WC | Dispatch-Import | VOM | 0 | [6 empty] | 0.30832 | 0
LCP_Inputs_ON_Diverse_IEA_2023_05_05 | 2050 | CH4 Import - WC 2040 | Import | Methane | MI | Dispatch-Import | EmissionsCost | 0 | [6 empty] | 0.30832 | 0
LCP_Inputs_ON_Diverse_IEA_2023_05_05 | 2050 | CH4 Import - WC 2040 | Import | Methane | MI | Dispatch-Import | FuelCost | 0 | [6 empty] | 0.30832 | 0
LCP_Inputs_ON_Diverse_IEA_2023_05_05 | 2050 | CH4 Import - WC 2040 | Import | Methane | MI | Dispatch-Import | VOM | 0 | [6 empty] | 0.30832 | 0
LCP_Inputs_ON_Diverse_IEA_2023_05_05 | 2050 | CH4 Import - WC 2040 | Import | Methane | NY | Dispatch-Import | EmissionsCost | 0 | [6 empty] | 0.30832 | 0
LCP_Inputs_ON_Diverse_IEA_2023_05_05 | 2050 | CH4 Import - WC 2040 | Import | Methane | NY | Dispatch-Import | FuelCost | 0 | [6 empty] | 0.30832 | 0
LCP_Inputs_ON_Diverse_IEA_2023_05_05 | 2050 | CH4 Import - WC 2040 | Import | Methane | NY | Dispatch-Import | VOM | 0 | [6 empty] | 0.30832 | 0
LCP_Inputs_ON_Diverse_IEA_2023_05_05 | 2050 | CH4 Import - WC 2040 | Import | Methane | ON | Dispatch-Import | EmissionsCost | 0 | [6 empty] | 0.30832 | 0
LCP_Inputs_ON_Diverse_IEA_2023_05_05 | 2050 | CH4 Import - WC 2040 | Import | Methane | ON | Dispatch-Import | FuelCost | 0 | [6 empty] | 0.30832 | 0
LCP_Inputs_ON_Diverse_IEA_2023_05_05 | 2050 | CH4 Import - WC 2040 | Import | Methane | ON | Dispatch-Import | VOM | 0 | [6 empty] | 0.30832 | 0
LCP_Inputs_ON_Diverse_IEA_2023_05_05 | 2050 | CH4 Import - WC 2040 | Import | Methane | PJ | Dispatch-Import | EmissionsCost | 0 | [6 empty] | 0.30832 | 0
LCP_Inputs_ON_Diverse_IEA_2023_05_05 | 2050 | CH4 Import - WC 2040 | Import | Methane | PJ | Dispatch-Import | FuelCost | 0 | [6 empty] | 0.30832 | 0
LCP_Inputs_ON_Diverse_IEA_2023_05_05 | 2050 | CH4 Import - WC 2040 | Import | Methane | PJ | Dispatch-Import | VOM | 0 | [6 empty] | 0.30832 | 0
LCP_Inputs_ON_Diverse_IEA_2023_05_05 | 2050 | CH4 Import - WC 2040 | Import | Methane | QC | Dispatch-Import | EmissionsCost | 0 | [6 empty] | 0.30832 | 0
LCP_Inputs_ON_Diverse_IEA_2023_05_05 | 2050 | CH4 Import - WC 2040 | Import | Methane | QC | Dispatch-Import | FuelCost | 0 | [6 empty] | 0.30832 | 0
LCP_Inputs_ON_Diverse_IEA_2023_05_05 | 2050 | CH4 Import - WC 2040 | Import | Methane | QC | Dispatch-Import | VOM | 0 | [6 empty] | 0.30832 | 0
LCP_Inputs_ON_Diverse_IEA_2023_05_05 | 2050 | CH4 Import - WC 2040 | Import | Methane | WC | Dispatch-Import | EmissionsCost | 0 | [6 empty] | 0.30832 | 0
LCP_Inputs_ON_Diverse_IEA_2023_05_05 | 2050 | CH4 Import - WC 2040 | Import | Methane | WC | Dispatch-Import | FuelCost | 0 | [6 empty] | 0.30832 | 0
LCP_Inputs_ON_Diverse_IEA_2023_05_05 | 2050 | CH4 Import - WC 2040 | Import | Methane | WC | Dispatch-Import | VOM | 0 | [6 empty] | 0.30832 | 0
LCP_Inputs_ON_Diverse_IEA_2023_05_05 | 2050 | CH4 Import - WC 2050 | Import | Methane | MI | Dispatch-Import | EmissionsCost | 0 | [6 empty] | 0.30832 | 0
LCP_Inputs_ON_Diverse_IEA_2023_05_05 | 2050 | CH4 Import - WC 2050 | Import | Methane | MI | Dispatch-Import | FuelCost | 0 | [6 empty] | 0.30832 | 0
LCP_Inputs_ON_Diverse_IEA_2023_05_05 | 2050 | CH4 Import - WC 2050 | Import | Methane | MI | Dispatch-Import | VOM | 0 | [6 empty] | 0.30832 | 0
LCP_Inputs_ON_Diverse_IEA_2023_05_05 | 2050 | CH4 Import - WC 2050 | Import | Methane | NY | Dispatch-Import | EmissionsCost | 0 | [6 empty] | 0.30832 | 0
LCP_Inputs_ON_Diverse_IEA_2023_05_05 | 2050 | CH4 Import - WC 2050 | Import | Methane | NY | Dispatch-Import | FuelCost | 0 | [6 empty] | 0.30832 | 0
LCP_Inputs_ON_Diverse_IEA_2023_05_05 | 2050 | CH4 Import - WC 2050 | Import | Methane | NY | Dispatch-Import | VOM | 0 | [6 empty] | 0.30832 | 0
LCP_Inputs_ON_Diverse_IEA_2023_05_05 | 2050 | CH4 Import - WC 2050 | Import | Methane | ON | Dispatch-Import | EmissionsCost | 0 | [6 empty] | 0.30832 | 0
LCP_Inputs_ON_Diverse_IEA_2023_05_05 | 2050 | CH4 Import - WC 2050 | Import | Methane | ON | Dispatch-Import | FuelCost | 0 | [6 empty] | 0.30832 | 0
LCP_Inputs_ON_Diverse_IEA_2023_05_05 | 2050 | CH4 Import - WC 2050 | Import | Methane | ON | Dispatch-Import | VOM | 0 | [6 empty] | 0.30832 | 0
LCP_Inputs_ON_Diverse_IEA_2023_05_05 | 2050 | CH4 Import - WC 2050 | Import | Methane | PJ | Dispatch-Import | EmissionsCost | 0 | [6 empty] | 0.30832 | 0
LCP_Inputs_ON_Diverse_IEA_2023_05_05 | 2050 | CH4 Import - WC 2050 | Import | Methane | PJ | Dispatch-Import | FuelCost | 0 | [6 empty] | 0.30832 | 0
LCP_Inputs_ON_Diverse_IEA_2023_05_05 | 2050 | CH4 Import - WC 2050 | Import | Methane | PJ | Dispatch-Import | VOM | 0 | [6 empty] | 0.30832 | 0
LCP_Inputs_ON_Diverse_IEA_2023_05_05 | 2050 | CH4 Import - WC 2050 | Import | Methane | QC | Dispatch-Import | EmissionsCost | 0 | [6 empty] | 0.30832 | 0
LCP_Inputs_ON_Diverse_IEA_2023_05_05 | 2050 | CH4 Import - WC 2050 | Import | Methane | QC | Dispatch-Import | FuelCost | 0 | [6 empty] | 0.30832 | 0
LCP_Inputs_ON_Diverse_IEA_2023_05_05 | 2050 | CH4 Import - WC 2050 | Import | Methane | QC | Dispatch-Import | VOM | 0 | [6 empty] | 0.30832 | 0
LCP_Inputs_ON_Diverse_IEA_2023_05_05 | 2050 | CH4 Import - WC 2050 | Import | Methane | WC | Dispatch-Import | EmissionsCost | 0 | [6 empty] | 0.30832 | 0
LCP_Inputs_ON_Diverse_IEA_2023_05_05 | 2050 | CH4 Import - WC 2050 | Import | Methane | WC | Dispatch-Import | FuelCost | 0 | [6 empty] | 0.30832 | 0
LCP_Inputs_ON_Diverse_IEA_2023_05_05 | 2050 | CH4 Import - WC 2050 | Import | Methane | WC | Dispatch-Import | VOM | 0 | [6 empty] | 0.30832 | 0
LCP_Inputs_ON_Diverse_IEA_2023_05_05 | 2050 | CH4 Salt Cavern Storage - ON | Storage | Methane | MI | Dispatch-Storage | EmissionsCost | 0 | [6 empty] | 0.30832 | 0
LCP_Inputs_ON_Diverse_IEA_2023_05_05 | 2050 | CH4 Salt Cavern Storage - ON | Storage | Methane | MI | Dispatch-Storage | FuelCost | 0 | [6 empty] | 0.30832 | 0
LCP_Inputs_ON_Diverse_IEA_2023_05_05 | 2050 | CH4 Salt Cavern Storage - ON | Storage | Methane | MI | Dispatch-Storage | VOM | 0 | [6 empty] | 0.30832 | 0
LCP_Inputs_ON_Diverse_IEA_2023_05_05 | 2050 | CH4 Salt Cavern Storage - ON | Storage | Methane | NY | Dispatch-Storage | EmissionsCost | 0 | [6 empty] | 0.30832 | 0
LCP_Inputs_ON_Diverse_IEA_2023_05_05 | 2050 | CH4 Salt Cavern Storage - ON | Storage | Methane | NY | Dispatch-Storage | FuelCost | 0 | [6 empty] | 0.30832 | 0
LCP_Inputs_ON_Diverse_IEA_2023_05_05 | 2050 | CH4 Salt Cavern Storage - ON | Storage | Methane | NY | Dispatch-Storage | VOM | 0 | [6 empty] | 0.30832 | 0
LCP_Inputs_ON_Diverse_IEA_2023_05_05 | 2050 | CH4 Salt Cavern Storage - ON | Storage | Methane | ON | Dispatch-Storage | EmissionsCost | 0 | [6 empty] | 0.30832 | 0
LCP_Inputs_ON_Diverse_IEA_2023_05_05 | 2050 | CH4 Salt Cavern Storage - ON | Storage | Methane | ON | Dispatch-Storage | FuelCost | 0 | [6 empty] | 0.30832 | 0
LCP_Inputs_ON_Diverse_IEA_2023_05_05 | 2050 | CH4 Salt Cavern Storage - ON | Storage | Methane | ON | Dispatch-Storage | VOM | 0 | [6 empty] | 0.30832 | 0
LCP_Inputs_ON_Diverse_IEA_2023_05_05 | 2050 | CH4 Salt Cavern Storage - ON | Storage | Methane | PJ | Dispatch-Storage | EmissionsCost | 0 | [6 empty] | 0.30832 | 0
LCP_Inputs_ON_Diverse_IEA_2023_05_05 | 2050 | CH4 Salt Cavern Storage - ON | Storage | Methane | PJ | Dispatch-Storage | FuelCost | 0 | [6 empty] | 0.30832 | 0
LCP_Inputs_ON_Diverse_IEA_2023_05_05 | 2050 | CH4 Salt Cavern Storage - ON | Storage | Methane | PJ | Dispatch-Storage | VOM | 0 | [6 empty] | 0.30832 | 0
LCP_Inputs_ON_Diverse_IEA_2023_05_05 | 2050 | CH4 Salt Cavern Storage - ON | Storage | Methane | QC | Dispatch-Storage | EmissionsCost | 0 | [6 empty] | 0.30832 | 0
LCP_Inputs_ON_Diverse_IEA_2023_05_05 | 2050 | CH4 Salt Cavern Storage - ON | Storage | Methane | QC | Dispatch-Storage | FuelCost | 0 | [6 empty] | 0.30832 | 0
LCP_Inputs_ON_Diverse_IEA_2023_05_05 | 2050 | CH4 Salt Cavern Storage - ON | Storage | Methane | QC | Dispatch-Storage | VOM | 0 | [6 empty] | 0.30832 | 0
LCP_Inputs_ON_Diverse_IEA_2023_05_05 | 2050 | CH4 Salt Cavern Storage - ON | Storage | Methane | WC | Dispatch-Storage | EmissionsCost | 0 | [6 empty] | 0.30832 | 0
LCP_Inputs_ON_Diverse_IEA_2023_05_05 | 2050 | CH4 Salt Cavern Storage - ON | Storage | Methane | WC | Dispatch-Storage | FuelCost | 0 | [6 empty] | 0.30832 | 0
LCP_Inputs_ON_Diverse_IEA_2023_05_05 | 2050 | CH4 Salt Cavern Storage - ON | Storage | Methane | WC | Dispatch-Storage | VOM | 0 | [6 empty] | 0.30832 | 0
LCP_Inputs_ON_Diverse_IEA_2023_05_05 | 2050 | Electrolyser 2020/2030 | Crossload | Hydrogen | MI | Dispatch-Crossload | EmissionsCost | 0 | [6 empty] | 0.30832 | 0
LCP_Inputs_ON_Diverse_IEA_2023_05_05 | 2050 | Electrolyser 2020/2030 | Crossload | Hydrogen | MI | Dispatch-Crossload | FuelCost | 0 | [6 empty] | 0.30832 | 0
LCP_Inputs_ON_Diverse_IEA_2023_05_05 | 2050 | Electrolyser 2020/2030 | Crossload | Hydrogen | MI | Dispatch-Crossload | VOM | 0 | [6 empty] | 0.30832 | 0
LCP_Inputs_ON_Diverse_IEA_2023_05_05 | 2050 | Electrolyser 2020/2030 | Crossload | Hydrogen | NY | Dispatch-Crossload | EmissionsCost | 0 | [6 empty] | 0.30832 | 0
LCP_Inputs_ON_Diverse_IEA_2023_05_05 | 2050 | Electrolyser 2020/2030 | Crossload | Hydrogen | NY | Dispatch-Crossload | FuelCost | 0 | [6 empty] | 0.30832 | 0
LCP_Inputs_ON_Diverse_IEA_2023_05_05 | 2050 | Electrolyser 2020/2030 | Crossload | Hydrogen | NY | Dispatch-Crossload | VOM | 0 | [6 empty] | 0.30832 | 0
LCP_Inputs_ON_Diverse_IEA_2023_05_05 | 2050 | Electrolyser 2020/2030 | Crossload | Hydrogen | ON | Dispatch-Crossload | EmissionsCost | 0 | [6 empty] | 0.30832 | 0
LCP_Inputs_ON_Diverse_IEA_2023_05_05 | 2050 | Electrolyser 2020/2030 | Crossload | Hydrogen | ON | Dispatch-Crossload | FuelCost | 0 | [6 empty] | 0.30832 | 0
LCP_Inputs_ON_Diverse_IEA_2023_05_05 | 2050 | Electrolyser 2020/2030 | Crossload | Hydrogen | ON | Dispatch-Crossload | VOM | 0 | [6 empty] | 0.30832 | 0
LCP_Inputs_ON_Diverse_IEA_2023_05_05 | 2050 | Electrolyser 2020/2030 | Crossload | Hydrogen | PJ | Dispatch-Crossload | EmissionsCost | 0 | [6 empty] | 0.30832 | 0
LCP_Inputs_ON_Diverse_IEA_2023_05_05 | 2050 | Electrolyser 2020/2030 | Crossload | Hydrogen | PJ | Dispatch-Crossload | FuelCost | 0 | [6 empty] | 0.30832 | 0
LCP_Inputs_ON_Diverse_IEA_2023_05_05 | 2050 | Electrolyser 2020/2030 | Crossload | Hydrogen | PJ | Dispatch-Crossload | VOM | 0 | [6 empty] | 0.30832 | 0
LCP_Inputs_ON_Diverse_IEA_2023_05_05 | 2050 | Electrolyser 2020/2030 | Crossload | Hydrogen | QC | Dispatch-Crossload | EmissionsCost | 0 | [6 empty] | 0.30832 | 0
LCP_Inputs_ON_Diverse_IEA_2023_05_05 | 2050 | Electrolyser 2020/2030 | Crossload | Hydrogen | QC | Dispatch-Crossload | FuelCost | 0 | [6 empty] | 0.30832 | 0
LCP_Inputs_ON_Diverse_IEA_2023_05_05 | 2050 | Electrolyser 2020/2030 | Crossload | Hydrogen | QC | Dispatch-Crossload | VOM | 0 | [6 empty] | 0.30832 | 0
LCP_Inputs_ON_Diverse_IEA_2023_05_05 | 2050 | Electrolyser 2020/2030 | Crossload | Hydrogen | WC | Dispatch-Crossload | EmissionsCost | 0 | [6 empty] | 0.30832 | 0
LCP_Inputs_ON_Diverse_IEA_2023_05_05 | 2050 | Electrolyser 2020/2030 | Crossload | Hydrogen | WC | Dispatch-Crossload | FuelCost | 0 | [6 empty] | 0.30832 | 0
LCP_Inputs_ON_Diverse_IEA_2023_05_05 | 2050 | Electrolyser 2020/2030 | Crossload | Hydrogen | WC | Dispatch-Crossload | VOM | 0 | [6 empty] | 0.30832 | 0
LCP_Inputs_ON_Diverse_IEA_2023_05_05 | 2050 | Electrolyser 2040 | Crossload | Hydrogen | MI | Dispatch-Crossload | EmissionsCost | 0 | [6 empty] | 0.30832 | 0
LCP_Inputs_ON_Diverse_IEA_2023_05_05 | 2050 | Electrolyser 2040 | Crossload | Hydrogen | MI | Dispatch-Crossload | FuelCost | 0 | [6 empty] | 0.30832 | 0
LCP_Inputs_ON_Diverse_IEA_2023_05_05 | 2050 | Electrolyser 2040 | Crossload | Hydrogen | MI | Dispatch-Crossload | VOM | 0 | [6 empty] | 0.30832 | 0
LCP_Inputs_ON_Diverse_IEA_2023_05_05 | 2050 | Electrolyser 2040 | Crossload | Hydrogen | NY | Dispatch-Crossload | EmissionsCost | 0 | [6 empty] | 0.30832 | 0
LCP_Inputs_ON_Diverse_IEA_2023_05_05 | 2050 | Electrolyser 2040 | Crossload | Hydrogen | NY | Dispatch-Crossload | FuelCost | 0 | [6 empty] | 0.30832 | 0
LCP_Inputs_ON_Diverse_IEA_2023_05_05 | 2050 | Electrolyser 2040 | Crossload | Hydrogen | NY | Dispatch-Crossload | VOM | 0 | [6 empty] | 0.30832 | 0
LCP_Inputs_ON_Diverse_IEA_2023_05_05 | 2050 | Electrolyser 2040 | Crossload | Hydrogen | ON | Dispatch-Crossload | EmissionsCost | 0 | [6 empty] | 0.30832 | 0
LCP_Inputs_ON_Diverse_IEA_2023_05_05 | 2050 | Electrolyser 2040 | Crossload | Hydrogen | ON | Dispatch-Crossload | FuelCost | 0 | [6 empty] | 0.30832 | 0
LCP_Inputs_ON_Diverse_IEA_2023_05_05 | 2050 | Electrolyser 2040 | Crossload | Hydrogen | ON | Dispatch-Crossload | VOM | 0 | [6 empty] | 0.30832 | 0
LCP_Inputs_ON_Diverse_IEA_2023_05_05 | 2050 | Electrolyser 2040 | Crossload | Hydrogen | PJ | Dispatch-Crossload | EmissionsCost | 0 | [6 empty] | 0.30832 | 0
LCP_Inputs_ON_Diverse_IEA_2023_05_05 | 2050 | Electrolyser 2040 | Crossload | Hydrogen | PJ | Dispatch-Crossload | FuelCost | 0 | [6 empty] | 0.30832 | 0
LCP_Inputs_ON_Diverse_IEA_2023_05_05 | 2050 | Electrolyser 2040 | Crossload | Hydrogen | PJ | Dispatch-Crossload | VOM | 0 | [6 empty] | 0.30832 | 0
LCP_Inputs_ON_Diverse_IEA_2023_05_05 | 2050 | Electrolyser 2040 | Crossload | Hydrogen | QC | Dispatch-Crossload | EmissionsCost | 0 | [6 empty] | 0.30832 | 0
LCP_Inputs_ON_Diverse_IEA_2023_05_05 | 2050 | Electrolyser 2040 | Crossload | Hydrogen | QC | Dispatch-Crossload | FuelCost | 0 | [6 empty] | 0.30832 | 0
LCP_Inputs_ON_Diverse_IEA_2023_05_05 | 2050 | Electrolyser 2040 | Crossload | Hydrogen | QC | Dispatch-Crossload | VOM | 0 | [6 empty] | 0.30832 | 0
LCP_Inputs_ON_Diverse_IEA_2023_05_05 | 2050 | Electrolyser 2040 | Crossload | Hydrogen | WC | Dispatch-Crossload | EmissionsCost | 0 | [6 empty] | 0.30832 | 0
LCP_Inputs_ON_Diverse_IEA_2023_05_05 | 2050 | Electrolyser 2040 | Crossload | Hydrogen | WC | Dispatch-Crossload | FuelCost | 0 | [6 empty] | 0.30832 | 0
LCP_Inputs_ON_Diverse_IEA_2023_05_05 | 2050 | Electrolyser 2040 | Crossload | Hydrogen | WC | Dispatch-Crossload | VOM | 0 | [6 empty] | 0.30832 | 0
LCP_Inputs_ON_Diverse_IEA_2023_05_05 | 2050 | Electrolyser 2050 | Crossload | Hydrogen | MI | Dispatch-Crossload | EmissionsCost | 0 | [6 empty] | 0.30832 | 0
LCP_Inputs_ON_Diverse_IEA_2023_05_05 | 2050 | Electrolyser 2050 | Crossload | Hydrogen | MI | Dispatch-Crossload | FuelCost | 0 | [6 empty] | 0.30832 | 0
LCP_Inputs_ON_Diverse_IEA_2023_05_05 | 2050 | Electrolyser 2050 | Crossload | Hydrogen | MI | Dispatch-Crossload | VOM | 0 | [6 empty] | 0.30832 | 0
LCP_Inputs_ON_Diverse_IEA_2023_05_05 | 2050 | Electrolyser 2050 | Crossload | Hydrogen | NY | Dispatch-Crossload | EmissionsCost | 0 | [6 empty] | 0.30832 | 0
LCP_Inputs_ON_Diverse_IEA_2023_05_05 | 2050 | Electrolyser 2050 | Crossload | Hydrogen | NY | Dispatch-Crossload | FuelCost | 0 | [6 empty] | 0.30832 | 0
LCP_Inputs_ON_Diverse_IEA_2023_05_05 | 2050 | Electrolyser 2050 | Crossload | Hydrogen | NY | Dispatch-Crossload | VOM | 0 | [6 empty] | 0.30832 | 0
LCP_Inputs_ON_Diverse_IEA_2023_05_05 | 2050 | Electrolyser 2050 | Crossload | Hydrogen | ON | Dispatch-Crossload | EmissionsCost | 0 | [6 empty] | 0.30832 | 0
LCP_Inputs_ON_Diverse_IEA_2023_05_05 | 2050 | Electrolyser 2050 | Crossload | Hydrogen | ON | Dispatch-Crossload | FuelCost | 0 | [6 empty] | 0.30832 | 0
LCP_Inputs_ON_Diverse_IEA_2023_05_05 | 2050 | Electrolyser 2050 | Crossload | Hydrogen | ON | Dispatch-Crossload | VOM | 0 | [6 empty] | 0.30832 | 0
LCP_Inputs_ON_Diverse_IEA_2023_05_05 | 2050 | Electrolyser 2050 | Crossload | Hydrogen | PJ | Dispatch-Crossload | EmissionsCost | 0 | [6 empty] | 0.30832 | 0
LCP_Inputs_ON_Diverse_IEA_2023_05_05 | 2050 | Electrolyser 2050 | Crossload | Hydrogen | PJ | Dispatch-Crossload | FuelCost | 0 | [6 empty] | 0.30832 | 0
LCP_Inputs_ON_Diverse_IEA_2023_05_05 | 2050 | Electrolyser 2050 | Crossload | Hydrogen | PJ | Dispatch-Crossload | VOM | 0 | [6 empty] | 0.30832 | 0
LCP_Inputs_ON_Diverse_IEA_2023_05_05 | 2050 | Electrolyser 2050 | Crossload | Hydrogen | QC | Dispatch-Crossload | EmissionsCost | 0 | [6 empty] | 0.30832 | 0
LCP_Inputs_ON_Diverse_IEA_2023_05_05 | 2050 | Electrolyser 2050 | Crossload | Hydrogen | QC | Dispatch-Crossload | FuelCost | 0 | [6 empty] | 0.30832 | 0
LCP_Inputs_ON_Diverse_IEA_2023_05_05 | 2050 | Electrolyser 2050 | Crossload | Hydrogen | QC | Dispatch-Crossload | VOM | 0 | [6 empty] | 0.30832 | 0
LCP_Inputs_ON_Diverse_IEA_2023_05_05 | 2050 | Electrolyser 2050 | Crossload | Hydrogen | WC | Dispatch-Crossload | EmissionsCost | 0 | [6 empty] | 0.30832 | 0
LCP_Inputs_ON_Diverse_IEA_2023_05_05 | 2050 | Electrolyser 2050 | Crossload | Hydrogen | WC | Dispatch-Crossload | FuelCost | 0 | [6 empty] | 0.30832 | 0
LCP_Inputs_ON_Diverse_IEA_2023_05_05 | 2050 | Electrolyser 2050 | Crossload | Hydrogen | WC | Dispatch-Crossload | VOM | 0 | [6 empty] | 0.30832 | 0
LCP_Inputs_ON_Diverse_IEA_2023_05_05 | 2050 | Fossil Fuel Thermal (Coal, Peat, Oil) | Generation | Electricity | MI | Dispatch-Generation | EmissionsCost | 0 | [6 empty] | 0.30832 | 0
LCP_Inputs_ON_Diverse_IEA_2023_05_05 | 2050 | Fossil Fuel Thermal (Coal, Peat, Oil) | Generation | Electricity | MI | Dispatch-Generation | FuelCost | 0 | [6 empty] | 0.30832 | 0
LCP_Inputs_ON_Diverse_IEA_2023_05_05 | 2050 | Fossil Fuel Thermal (Coal, Peat, Oil) | Generation | Electricity | MI | Dispatch-Generation | VOM | 0 | [6 empty] | 0.30832 | 0
LCP_Inputs_ON_Diverse_IEA_2023_05_05 | 2050 | Fossil Fuel Thermal (Coal, Peat, Oil) | Generation | Electricity | NY | Dispatch-Generation | EmissionsCost | 0 | [6 empty] | 0.30832 | 0
LCP_Inputs_ON_Diverse_IEA_2023_05_05 | 2050 | Fossil Fuel Thermal (Coal, Peat, Oil) | Generation | Electricity | NY | Dispatch-Generation | FuelCost | 0 | [6 empty] | 0.30832 | 0
LCP_Inputs_ON_Diverse_IEA_2023_05_05 | 2050 | Fossil Fuel Thermal (Coal, Peat, Oil) | Generation | Electricity | NY | Dispatch-Generation | VOM | 0 | [6 empty] | 0.30832 | 0
LCP_Inputs_ON_Diverse_IEA_2023_05_05 | 2050 | Fossil Fuel Thermal (Coal, Peat, Oil) | Generation | Electricity | ON | Dispatch-Generation | EmissionsCost | 0 | [6 empty] | 0.30832 | 0
LCP_Inputs_ON_Diverse_IEA_2023_05_05 | 2050 | Fossil Fuel Thermal (Coal, Peat, Oil) | Generation | Electricity | ON | Dispatch-Generation | FuelCost | 0 | [6 empty] | 0.30832 | 0
LCP_Inputs_ON_Diverse_IEA_2023_05_05 | 2050 | Fossil Fuel Thermal (Coal, Peat, Oil) | Generation | Electricity | ON | Dispatch-Generation | VOM | 0 | [6 empty] | 0.30832 | 0
LCP_Inputs_ON_Diverse_IEA_2023_05_05 | 2050 | Fossil Fuel Thermal (Coal, Peat, Oil) | Generation | Electricity | PJ | Dispatch-Generation | EmissionsCost | 0 | [6 empty] | 0.30832 | 0
LCP_Inputs_ON_Diverse_IEA_2023_05_05 | 2050 | Fossil Fuel Thermal (Coal, Peat, Oil) | Generation | Electricity | PJ | Dispatch-Generation | FuelCost | 0 | [6 empty] | 0.30832 | 0
LCP_Inputs_ON_Diverse_IEA_2023_05_05 | 2050 | Fossil Fuel Thermal (Coal, Peat, Oil) | Generation | Electricity | PJ | Dispatch-Generation | VOM | 0 | [6 empty] | 0.30832 | 0
LCP_Inputs_ON_Diverse_IEA_2023_05_05 | 2050 | Fossil Fuel Thermal (Coal, Peat, Oil) | Generation | Electricity | QC | Dispatch-Generation | EmissionsCost | 0 | [6 empty] | 0.30832 | 0
LCP_Inputs_ON_Diverse_IEA_2023_05_05 | 2050 | Fossil Fuel Thermal (Coal, Peat, Oil) | Generation | Electricity | QC | Dispatch-Generation | FuelCost | 0 | [6 empty] | 0.30832 | 0
LCP_Inputs_ON_Diverse_IEA_2023_05_05 | 2050 | Fossil Fuel Thermal (Coal, Peat, Oil) | Generation | Electricity | QC | Dispatch-Generation | VOM | 0 | [6 empty] | 0.30832 | 0
LCP_Inputs_ON_Diverse_IEA_2023_05_05 | 2050 | Fossil Fuel Thermal (Coal, Peat, Oil) | Generation | Electricity | WC | Dispatch-Generation | EmissionsCost | 0 | [6 empty] | 0.30832 | 0
LCP_Inputs_ON_Diverse_IEA_2023_05_05 | 2050 | Fossil Fuel Thermal (Coal, Peat, Oil) | Generation | Electricity | WC | Dispatch-Generation | FuelCost | 0 | [6 empty] | 0.30832 | 0
LCP_Inputs_ON_Diverse_IEA_2023_05_05 | 2050 | Fossil Fuel Thermal (Coal, Peat, Oil) | Generation | Electricity | WC | Dispatch-Generation | VOM | 0 | [6 empty] | 0.30832 | 0
LCP_Inputs_ON_Diverse_IEA_2023_05_05 | 2050 | Generic - Generator | Generation | Electricity | MI | Dispatch-Generation | EmissionsCost | 0 | [6 empty] | 0.30832 | 0
LCP_Inputs_ON_Diverse_IEA_2023_05_05 | 2050 | Generic - Generator | Generation | Electricity | MI | Dispatch-Generation | FuelCost | 19696754.9521 | [6 empty] | 0.30832 | 6072877.2502
LCP_Inputs_ON_Diverse_IEA_2023_05_05 | 2050 | Generic - Generator | Generation | Electricity | MI | Dispatch-Generation | VOM | 644180.6101 | [6 empty] | 0.30832 | 198612.9077
LCP_Inputs_ON_Diverse_IEA_2023_05_05 | 2050 | Generic - Generator | Generation | Electricity | NY | Dispatch-Generation | EmissionsCost | 0 | [6 empty] | 0.30832 | 0
LCP_Inputs_ON_Diverse_IEA_2023_05_05 | 2050 | Generic - Generator | Generation | Electricity | NY | Dispatch-Generation | FuelCost | 25915087.9397 | [6 empty] | 0.30832 | 7990105.394
LCP_Inputs_ON_Diverse_IEA_2023_05_05 | 2050 | Generic - Generator | Generation | Electricity | NY | Dispatch-Generation | VOM | 847550.6347 | [6 empty] | 0.30832 | 261315.6827
LCP_Inputs_ON_Diverse_IEA_2023_05_05 | 2050 | Generic - Generator | Generation | Electricity | ON | Dispatch-Generation | EmissionsCost | 0 | [6 empty] | 0.30832 | 0
LCP_Inputs_ON_Diverse_IEA_2023_05_05 | 2050 | Generic - Generator | Generation | Electricity | ON | Dispatch-Generation | FuelCost | 0 | [6 empty] | 0.30832 | 0
LCP_Inputs_ON_Diverse_IEA_2023_05_05 | 2050 | Generic - Generator | Generation | Electricity | ON | Dispatch-Generation | VOM | 0 | [6 empty] | 0.30832 | 0
LCP_Inputs_ON_Diverse_IEA_2023_05_05 | 2050 | Generic - Generator | Generation | Electricity | PJ | Dispatch-Generation | EmissionsCost | 0 | [6 empty] | 0.30832 | 0
LCP_Inputs_ON_Diverse_IEA_2023_05_05 | 2050 | Generic - Generator | Generation | Electricity | PJ | Dispatch-Generation | FuelCost | 3645396342.3549 | [6 empty] | 0.30832 | 1123943744.5101
LCP_Inputs_ON_Diverse_IEA_2023_05_05 | 2050 | Generic - Generator | Generation | Electricity | PJ | Dispatch-Generation | VOM | 119222361.5373 | [6 empty] | 0.30832 | 36758479.7018
LCP_Inputs_ON_Diverse_IEA_2023_05_05 | 2050 | Generic - Generator | Generation | Electricity | QC | Dispatch-Generation | EmissionsCost | 0 | [6 empty] | 0.30832 | 0
LCP_Inputs_ON_Diverse_IEA_2023_05_05 | 2050 | Generic - Generator | Generation | Electricity | QC | Dispatch-Generation | FuelCost | 0 | [6 empty] | 0.30832 | 0
LCP_Inputs_ON_Diverse_IEA_2023_05_05 | 2050 | Generic - Generator | Generation | Electricity | QC | Dispatch-Generation | VOM | 0 | [6 empty] | 0.30832 | 0
LCP_Inputs_ON_Diverse_IEA_2023_05_05 | 2050 | Generic - Generator | Generation | Electricity | WC | Dispatch-Generation | EmissionsCost | 0 | [6 empty] | 0.30832 | 0
LCP_Inputs_ON_Diverse_IEA_2023_05_05 | 2050 | Generic - Generator | Generation | Electricity | WC | Dispatch-Generation | FuelCost | 0 | [6 empty] | 0.30832 | 0
LCP_Inputs_ON_Diverse_IEA_2023_05_05 | 2050 | Generic - Generator | Generation | Electricity | WC | Dispatch-Generation | VOM | 0 | [6 empty] | 0.30832 | 0
LCP_Inputs_ON_Diverse_IEA_2023_05_05 | 2050 | H2 Import - QC | Import | Hydrogen | MI | Dispatch-Import | EmissionsCost | 0 | [6 empty] | 0.30832 | 0
LCP_Inputs_ON_Diverse_IEA_2023_05_05 | 2050 | H2 Import - QC | Import | Hydrogen | MI | Dispatch-Import | FuelCost | 0 | [6 empty] | 0.30832 | 0
LCP_Inputs_ON_Diverse_IEA_2023_05_05 | 2050 | H2 Import - QC | Import | Hydrogen | MI | Dispatch-Import | VOM | 0 | [6 empty] | 0.30832 | 0
LCP_Inputs_ON_Diverse_IEA_2023_05_05 | 2050 | H2 Import - QC | Import | Hydrogen | NY | Dispatch-Import | EmissionsCost | 0 | [6 empty] | 0.30832 | 0
LCP_Inputs_ON_Diverse_IEA_2023_05_05 | 2050 | H2 Import - QC | Import | Hydrogen | NY | Dispatch-Import | FuelCost | 0 | [6 empty] | 0.30832 | 0
LCP_Inputs_ON_Diverse_IEA_2023_05_05 | 2050 | H2 Import - QC | Import | Hydrogen | NY | Dispatch-Import | VOM | 0 | [6 empty] | 0.30832 | 0
LCP_Inputs_ON_Diverse_IEA_2023_05_05 | 2050 | H2 Import - QC | Import | Hydrogen | ON | Dispatch-Import | EmissionsCost | 0 | [6 empty] | 0.30832 | 0
LCP_Inputs_ON_Diverse_IEA_2023_05_05 | 2050 | H2 Import - QC | Import | Hydrogen | ON | Dispatch-Import | FuelCost | 0 | [6 empty] | 0.30832 | 0
LCP_Inputs_ON_Diverse_IEA_2023_05_05 | 2050 | H2 Import - QC | Import | Hydrogen | ON | Dispatch-Import | VOM | 0 | [6 empty] | 0.30832 | 0
LCP_Inputs_ON_Diverse_IEA_2023_05_05 | 2050 | H2 Import - QC | Import | Hydrogen | PJ | Dispatch-Import | EmissionsCost | 0 | [6 empty] | 0.30832 | 0
LCP_Inputs_ON_Diverse_IEA_2023_05_05 | 2050 | H2 Import - QC | Import | Hydrogen | PJ | Dispatch-Import | FuelCost | 0 | [6 empty] | 0.30832 | 0
LCP_Inputs_ON_Diverse_IEA_2023_05_05 | 2050 | H2 Import - QC | Import | Hydrogen | PJ | Dispatch-Import | VOM | 0 | [6 empty] | 0.30832 | 0
LCP_Inputs_ON_Diverse_IEA_2023_05_05 | 2050 | H2 Import - QC | Import | Hydrogen | QC | Dispatch-Import | EmissionsCost | 0 | [6 empty] | 0.30832 | 0
LCP_Inputs_ON_Diverse_IEA_2023_05_05 | 2050 | H2 Import - QC | Import | Hydrogen | QC | Dispatch-Import | FuelCost | 620563421.8844 | [6 empty] | 0.30832 | 191331287.6284
LCP_Inputs_ON_Diverse_IEA_2023_05_05 | 2050 | H2 Import - QC | Import | Hydrogen | QC | Dispatch-Import | VOM | 0 | [6 empty] | 0.30832 | 0
LCP_Inputs_ON_Diverse_IEA_2023_05_05 | 2050 | H2 Import - QC | Import | Hydrogen | WC | Dispatch-Import | EmissionsCost | 0 | [6 empty] | 0.30832 | 0
LCP_Inputs_ON_Diverse_IEA_2023_05_05 | 2050 | H2 Import - QC | Import | Hydrogen | WC | Dispatch-Import | FuelCost | 0 | [6 empty] | 0.30832 | 0
LCP_Inputs_ON_Diverse_IEA_2023_05_05 | 2050 | H2 Import - QC | Import | Hydrogen | WC | Dispatch-Import | VOM | 0 | [6 empty] | 0.30832 | 0
LCP_Inputs_ON_Diverse_IEA_2023_05_05 | 2050 | H2 Import - WC | Import | Hydrogen | MI | Dispatch-Import | EmissionsCost | 0 | [6 empty] | 0.30832 | 0
LCP_Inputs_ON_Diverse_IEA_2023_05_05 | 2050 | H2 Import - WC | Import | Hydrogen | MI | Dispatch-Import | FuelCost | 0 | [6 empty] | 0.30832 | 0
LCP_Inputs_ON_Diverse_IEA_2023_05_05 | 2050 | H2 Import - WC | Import | Hydrogen | MI | Dispatch-Import | VOM | 0 | [6 empty] | 0.30832 | 0
LCP_Inputs_ON_Diverse_IEA_2023_05_05 | 2050 | H2 Import - WC | Import | Hydrogen | NY | Dispatch-Import | EmissionsCost | 0 | [6 empty] | 0.30832 | 0
LCP_Inputs_ON_Diverse_IEA_2023_05_05 | 2050 | H2 Import - WC | Import | Hydrogen | NY | Dispatch-Import | FuelCost | 0 | [6 empty] | 0.30832 | 0
LCP_Inputs_ON_Diverse_IEA_2023_05_05 | 2050 | H2 Import - WC | Import | Hydrogen | NY | Dispatch-Import | VOM | 0 | [6 empty] | 0.30832 | 0
LCP_Inputs_ON_Diverse_IEA_2023_05_05 | 2050 | H2 Import - WC | Import | Hydrogen | ON | Dispatch-Import | EmissionsCost | 0 | [6 empty] | 0.30832 | 0
LCP_Inputs_ON_Diverse_IEA_2023_05_05 | 2050 | H2 Import - WC | Import | Hydrogen | ON | Dispatch-Import | FuelCost | 0 | [6 empty] | 0.30832 | 0
LCP_Inputs_ON_Diverse_IEA_2023_05_05 | 2050 | H2 Import - WC | Import | Hydrogen | ON | Dispatch-Import | VOM | 0 | [6 empty] | 0.30832 | 0
LCP_Inputs_ON_Diverse_IEA_2023_05_05 | 2050 | H2 Import - WC | Import | Hydrogen | PJ | Dispatch-Import | EmissionsCost | 0 | [6 empty] | 0.30832 | 0
LCP_Inputs_ON_Diverse_IEA_2023_05_05 | 2050 | H2 Import - WC | Import | Hydrogen | PJ | Dispatch-Import | FuelCost | 0 | [6 empty] | 0.30832 | 0
LCP_Inputs_ON_Diverse_IEA_2023_05_05 | 2050 | H2 Import - WC | Import | Hydrogen | PJ | Dispatch-Import | VOM | 0 | [6 empty] | 0.30832 | 0
LCP_Inputs_ON_Diverse_IEA_2023_05_05 | 2050 | H2 Import - WC | Import | Hydrogen | QC | Dispatch-Import | EmissionsCost | 0 | [6 empty] | 0.30832 | 0
LCP_Inputs_ON_Diverse_IEA_2023_05_05 | 2050 | H2 Import - WC | Import | Hydrogen | QC | Dispatch-Import | FuelCost | 0 | [6 empty] | 0.30832 | 0
LCP_Inputs_ON_Diverse_IEA_2023_05_05 | 2050 | H2 Import - WC | Import | Hydrogen | QC | Dispatch-Import | VOM | 0 | [6 empty] | 0.30832 | 0
LCP_Inputs_ON_Diverse_IEA_2023_05_05 | 2050 | H2 Import - WC | Import | Hydrogen | WC | Dispatch-Import | EmissionsCost | 0 | [6 empty] | 0.30832 | 0
LCP_Inputs_ON_Diverse_IEA_2023_05_05 | 2050 | H2 Import - WC | Import | Hydrogen | WC | Dispatch-Import | FuelCost | 23144431.4592 | [6 empty] | 0.30832 | 7135860.2785
LCP_Inputs_ON_Diverse_IEA_2023_05_05 | 2050 | H2 Import - WC | Import | Hydrogen | WC | Dispatch-Import | VOM | 0 | [6 empty] | 0.30832 | 0
LCP_Inputs_ON_Diverse_IEA_2023_05_05 | 2050 | H2 Salt Cavern Storage - ON | Storage | Hydrogen | MI | Dispatch-Storage | EmissionsCost | 0 | [6 empty] | 0.30832 | 0
LCP_Inputs_ON_Diverse_IEA_2023_05_05 | 2050 | H2 Salt Cavern Storage - ON | Storage | Hydrogen | MI | Dispatch-Storage | FuelCost | 0 | [6 empty] | 0.30832 | 0
LCP_Inputs_ON_Diverse_IEA_2023_05_05 | 2050 | H2 Salt Cavern Storage - ON | Storage | Hydrogen | MI | Dispatch-Storage | VOM | 0 | [6 empty] | 0.30832 | 0
LCP_Inputs_ON_Diverse_IEA_2023_05_05 | 2050 | H2 Salt Cavern Storage - ON | Storage | Hydrogen | NY | Dispatch-Storage | EmissionsCost | 0 | [6 empty] | 0.30832 | 0
LCP_Inputs_ON_Diverse_IEA_2023_05_05 | 2050 | H2 Salt Cavern Storage - ON | Storage | Hydrogen | NY | Dispatch-Storage | FuelCost | 0 | [6 empty] | 0.30832 | 0
LCP_Inputs_ON_Diverse_IEA_2023_05_05 | 2050 | H2 Salt Cavern Storage - ON | Storage | Hydrogen | NY | Dispatch-Storage | VOM | 0 | [6 empty] | 0.30832 | 0
LCP_Inputs_ON_Diverse_IEA_2023_05_05 | 2050 | H2 Salt Cavern Storage - ON | Storage | Hydrogen | ON | Dispatch-Storage | EmissionsCost | 0 | [6 empty] | 0.30832 | 0
LCP_Inputs_ON_Diverse_IEA_2023_05_05 | 2050 | H2 Salt Cavern Storage - ON | Storage | Hydrogen | ON | Dispatch-Storage | FuelCost | 0 | [6 empty] | 0.30832 | 0
LCP_Inputs_ON_Diverse_IEA_2023_05_05 | 2050 | H2 Salt Cavern Storage - ON | Storage | Hydrogen | ON | Dispatch-Storage | VOM | 69109183.8668 | [6 empty] | 0.30832 | 21307651.5146
LCP_Inputs_ON_Diverse_IEA_2023_05_05 | 2050 | H2 Salt Cavern Storage - ON | Storage | Hydrogen | PJ | Dispatch-Storage | EmissionsCost | 0 | [6 empty] | 0.30832 | 0
LCP_Inputs_ON_Diverse_IEA_2023_05_05 | 2050 | H2 Salt Cavern Storage - ON | Storage | Hydrogen | PJ | Dispatch-Storage | FuelCost | 0 | [6 empty] | 0.30832 | 0
LCP_Inputs_ON_Diverse_IEA_2023_05_05 | 2050 | H2 Salt Cavern Storage - ON | Storage | Hydrogen | PJ | Dispatch-Storage | VOM | 0 | [6 empty] | 0.30832 | 0
LCP_Inputs_ON_Diverse_IEA_2023_05_05 | 2050 | H2 Salt Cavern Storage - ON | Storage | Hydrogen | QC | Dispatch-Storage | EmissionsCost | 0 | [6 empty] | 0.30832 | 0
LCP_Inputs_ON_Diverse_IEA_2023_05_05 | 2050 | H2 Salt Cavern Storage - ON | Storage | Hydrogen | QC | Dispatch-Storage | FuelCost | 0 | [6 empty] | 0.30832 | 0
LCP_Inputs_ON_Diverse_IEA_2023_05_05 | 2050 | H2 Salt Cavern Storage - ON | Storage | Hydrogen | QC | Dispatch-Storage | VOM | 0 | [6 empty] | 0.30832 | 0
LCP_Inputs_ON_Diverse_IEA_2023_05_05 | 2050 | H2 Salt Cavern Storage - ON | Storage | Hydrogen | WC | Dispatch-Storage | EmissionsCost | 0 | [6 empty] | 0.30832 | 0
LCP_Inputs_ON_Diverse_IEA_2023_05_05 | 2050 | H2 Salt Cavern Storage - ON | Storage | Hydrogen | WC | Dispatch-Storage | FuelCost | 0 | [6 empty] | 0.30832 | 0
LCP_Inputs_ON_Diverse_IEA_2023_05_05 | 2050 | H2 Salt Cavern Storage - ON | Storage | Hydrogen | WC | Dispatch-Storage | VOM | 0 | [6 empty] | 0.30832 | 0
LCP_Inputs_ON_Diverse_IEA_2023_05_05 | 2050 | Hydro | Generation | Electricity | MI | Dispatch-Generation | EmissionsCost | 0 | [6 empty] | 0.30832 | 0
LCP_Inputs_ON_Diverse_IEA_2023_05_05 | 2050 | Hydro | Generation | Electricity | MI | Dispatch-Generation | FuelCost | 0 | [6 empty] | 0.30832 | 0
LCP_Inputs_ON_Diverse_IEA_2023_05_05 | 2050 | Hydro | Generation | Electricity | MI | Dispatch-Generation | VOM | 0 | [6 empty] | 0.30832 | 0
LCP_Inputs_ON_Diverse_IEA_2023_05_05 | 2050 | Hydro | Generation | Electricity | NY | Dispatch-Generation | EmissionsCost | 0 | [6 empty] | 0.30832 | 0
LCP_Inputs_ON_Diverse_IEA_2023_05_05 | 2050 | Hydro | Generation | Electricity | NY | Dispatch-Generation | FuelCost | 0 | [6 empty] | 0.30832 | 0
LCP_Inputs_ON_Diverse_IEA_2023_05_05 | 2050 | Hydro | Generation | Electricity | NY | Dispatch-Generation | VOM | 0 | [6 empty] | 0.30832 | 0
LCP_Inputs_ON_Diverse_IEA_2023_05_05 | 2050 | Hydro | Generation | Electricity | ON | Dispatch-Generation | EmissionsCost | 0 | [6 empty] | 0.30832 | 0
LCP_Inputs_ON_Diverse_IEA_2023_05_05 | 2050 | Hydro | Generation | Electricity | ON | Dispatch-Generation | FuelCost | 0 | [6 empty] | 0.30832 | 0
LCP_Inputs_ON_Diverse_IEA_2023_05_05 | 2050 | Hydro | Generation | Electricity | ON | Dispatch-Generation | VOM | 0 | [6 empty] | 0.30832 | 0
LCP_Inputs_ON_Diverse_IEA_2023_05_05 | 2050 | Hydro | Generation | Electricity | PJ | Dispatch-Generation | EmissionsCost | 0 | [6 empty] | 0.30832 | 0
LCP_Inputs_ON_Diverse_IEA_2023_05_05 | 2050 | Hydro | Generation | Electricity | PJ | Dispatch-Generation | FuelCost | 0 | [6 empty] | 0.30832 | 0
LCP_Inputs_ON_Diverse_IEA_2023_05_05 | 2050 | Hydro | Generation | Electricity | PJ | Dispatch-Generation | VOM | 0 | [6 empty] | 0.30832 | 0
LCP_Inputs_ON_Diverse_IEA_2023_05_05 | 2050 | Hydro | Generation | Electricity | QC | Dispatch-Generation | EmissionsCost | 0 | [6 empty] | 0.30832 | 0
LCP_Inputs_ON_Diverse_IEA_2023_05_05 | 2050 | Hydro | Generation | Electricity | QC | Dispatch-Generation | FuelCost | 0 | [6 empty] | 0.30832 | 0
LCP_Inputs_ON_Diverse_IEA_2023_05_05 | 2050 | Hydro | Generation | Electricity | QC | Dispatch-Generation | VOM | 0 | [6 empty] | 0.30832 | 0
LCP_Inputs_ON_Diverse_IEA_2023_05_05 | 2050 | Hydro | Generation | Electricity | WC | Dispatch-Generation | EmissionsCost | 0 | [6 empty] | 0.30832 | 0
LCP_Inputs_ON_Diverse_IEA_2023_05_05 | 2050 | Hydro | Generation | Electricity | WC | Dispatch-Generation | FuelCost | 0 | [6 empty] | 0.30832 | 0
LCP_Inputs_ON_Diverse_IEA_2023_05_05 | 2050 | Hydro | Generation | Electricity | WC | Dispatch-Generation | VOM | 0 | [6 empty] | 0.30832 | 0
LCP_Inputs_ON_Diverse_IEA_2023_05_05 | 2050 | Hydro Pumped Storage | Storage | Electricity | MI | Dispatch-Storage | EmissionsCost | 0 | [6 empty] | 0.30832 | 0
LCP_Inputs_ON_Diverse_IEA_2023_05_05 | 2050 | Hydro Pumped Storage | Storage | Electricity | MI | Dispatch-Storage | FuelCost | 0 | [6 empty] | 0.30832 | 0
LCP_Inputs_ON_Diverse_IEA_2023_05_05 | 2050 | Hydro Pumped Storage | Storage | Electricity | MI | Dispatch-Storage | VOM | 0 | [6 empty] | 0.30832 | 0
LCP_Inputs_ON_Diverse_IEA_2023_05_05 | 2050 | Hydro Pumped Storage | Storage | Electricity | NY | Dispatch-Storage | EmissionsCost | 0 | [6 empty] | 0.30832 | 0
LCP_Inputs_ON_Diverse_IEA_2023_05_05 | 2050 | Hydro Pumped Storage | Storage | Electricity | NY | Dispatch-Storage | FuelCost | 0 | [6 empty] | 0.30832 | 0
LCP_Inputs_ON_Diverse_IEA_2023_05_05 | 2050 | Hydro Pumped Storage | Storage | Electricity | NY | Dispatch-Storage | VOM | 0 | [6 empty] | 0.30832 | 0
LCP_Inputs_ON_Diverse_IEA_2023_05_05 | 2050 | Hydro Pumped Storage | Storage | Electricity | ON | Dispatch-Storage | EmissionsCost | 0 | [6 empty] | 0.30832 | 0
LCP_Inputs_ON_Diverse_IEA_2023_05_05 | 2050 | Hydro Pumped Storage | Storage | Electricity | ON | Dispatch-Storage | FuelCost | 0 | [6 empty] | 0.30832 | 0
LCP_Inputs_ON_Diverse_IEA_2023_05_05 | 2050 | Hydro Pumped Storage | Storage | Electricity | ON | Dispatch-Storage | VOM | 0 | [6 empty] | 0.30832 | 0
LCP_Inputs_ON_Diverse_IEA_2023_05_05 | 2050 | Hydro Pumped Storage | Storage | Electricity | PJ | Dispatch-Storage | EmissionsCost | 0 | [6 empty] | 0.30832 | 0
LCP_Inputs_ON_Diverse_IEA_2023_05_05 | 2050 | Hydro Pumped Storage | Storage | Electricity | PJ | Dispatch-Storage | FuelCost | 0 | [6 empty] | 0.30832 | 0
LCP_Inputs_ON_Diverse_IEA_2023_05_05 | 2050 | Hydro Pumped Storage | Storage | Electricity | PJ | Dispatch-Storage | VOM | 0 | [6 empty] | 0.30832 | 0
LCP_Inputs_ON_Diverse_IEA_2023_05_05 | 2050 | Hydro Pumped Storage | Storage | Electricity | QC | Dispatch-Storage | EmissionsCost | 0 | [6 empty] | 0.30832 | 0
LCP_Inputs_ON_Diverse_IEA_2023_05_05 | 2050 | Hydro Pumped Storage | Storage | Electricity | QC | Dispatch-Storage | FuelCost | 0 | [6 empty] | 0.30832 | 0
LCP_Inputs_ON_Diverse_IEA_2023_05_05 | 2050 | Hydro Pumped Storage | Storage | Electricity | QC | Dispatch-Storage | VOM | 0 | [6 empty] | 0.30832 | 0
LCP_Inputs_ON_Diverse_IEA_2023_05_05 | 2050 | Hydro Pumped Storage | Storage | Electricity | WC | Dispatch-Storage | EmissionsCost | 0 | [6 empty] | 0.30832 | 0
LCP_Inputs_ON_Diverse_IEA_2023_05_05 | 2050 | Hydro Pumped Storage | Storage | Electricity | WC | Dispatch-Storage | FuelCost | 0 | [6 empty] | 0.30832 | 0
LCP_Inputs_ON_Diverse_IEA_2023_05_05 | 2050 | Hydro Pumped Storage | Storage | Electricity | WC | Dispatch-Storage | VOM | 0 | [6 empty] | 0.30832 | 0
LCP_Inputs_ON_Diverse_IEA_2023_05_05 | 2050 | Nuclear | Generation | Electricity | MI | Dispatch-Generation | EmissionsCost | 0 | [6 empty] | 0.30832 | 0
LCP_Inputs_ON_Diverse_IEA_2023_05_05 | 2050 | Nuclear | Generation | Electricity | MI | Dispatch-Generation | FuelCost | 0 | [6 empty] | 0.30832 | 0
LCP_Inputs_ON_Diverse_IEA_2023_05_05 | 2050 | Nuclear | Generation | Electricity | MI | Dispatch-Generation | VOM | 2762866296.96 | [6 empty] | 0.30832 | 851843256.4674
LCP_Inputs_ON_Diverse_IEA_2023_05_05 | 2050 | Nuclear | Generation | Electricity | NY | Dispatch-Generation | EmissionsCost | 0 | [6 empty] | 0.30832 | 0
LCP_Inputs_ON_Diverse_IEA_2023_05_05 | 2050 | Nuclear | Generation | Electricity | NY | Dispatch-Generation | FuelCost | 0 | [6 empty] | 0.30832 | 0
LCP_Inputs_ON_Diverse_IEA_2023_05_05 | 2050 | Nuclear | Generation | Electricity | NY | Dispatch-Generation | VOM | 2246155230.144 | [6 empty] | 0.30832 | 692531588.6195
LCP_Inputs_ON_Diverse_IEA_2023_05_05 | 2050 | Nuclear | Generation | Electricity | ON | Dispatch-Generation | EmissionsCost | 0 | [6 empty] | 0.30832 | 0
LCP_Inputs_ON_Diverse_IEA_2023_05_05 | 2050 | Nuclear | Generation | Electricity | ON | Dispatch-Generation | FuelCost | 0 | [6 empty] | 0.30832 | 0
LCP_Inputs_ON_Diverse_IEA_2023_05_05 | 2050 | Nuclear | Generation | Electricity | ON | Dispatch-Generation | VOM | 7823178339.984 | [6 empty] | 0.30832 | 2412031925.1024
LCP_Inputs_ON_Diverse_IEA_2023_05_05 | 2050 | Nuclear | Generation | Electricity | PJ | Dispatch-Generation | EmissionsCost | 0 | [6 empty] | 0.30832 | 0
LCP_Inputs_ON_Diverse_IEA_2023_05_05 | 2050 | Nuclear | Generation | Electricity | PJ | Dispatch-Generation | FuelCost | 0 | [6 empty] | 0.30832 | 0
LCP_Inputs_ON_Diverse_IEA_2023_05_05 | 2050 | Nuclear | Generation | Electricity | PJ | Dispatch-Generation | VOM | 6401347648.6848 | [6 empty] | 0.30832 | 1973654980.2773
LCP_Inputs_ON_Diverse_IEA_2023_05_05 | 2050 | Nuclear | Generation | Electricity | QC | Dispatch-Generation | EmissionsCost | 0 | [6 empty] | 0.30832 | 0
LCP_Inputs_ON_Diverse_IEA_2023_05_05 | 2050 | Nuclear | Generation | Electricity | QC | Dispatch-Generation | FuelCost | 0 | [6 empty] | 0.30832 | 0
LCP_Inputs_ON_Diverse_IEA_2023_05_05 | 2050 | Nuclear | Generation | Electricity | QC | Dispatch-Generation | VOM | 0 | [6 empty] | 0.30832 | 0
LCP_Inputs_ON_Diverse_IEA_2023_05_05 | 2050 | Nuclear | Generation | Electricity | WC | Dispatch-Generation | EmissionsCost | 0 | [6 empty] | 0.30832 | 0
LCP_Inputs_ON_Diverse_IEA_2023_05_05 | 2050 | Nuclear | Generation | Electricity | WC | Dispatch-Generation | FuelCost | 0 | [6 empty] | 0.30832 | 0
LCP_Inputs_ON_Diverse_IEA_2023_05_05 | 2050 | Nuclear | Generation | Electricity | WC | Dispatch-Generation | VOM | 0 | [6 empty] | 0.30832 | 0
LCP_Inputs_ON_Diverse_IEA_2023_05_05 | 2050 | Nuclear SMR | Generation | Electricity | MI | Dispatch-Generation | EmissionsCost | 0 | [6 empty] | 0.30832 | 0
LCP_Inputs_ON_Diverse_IEA_2023_05_05 | 2050 | Nuclear SMR | Generation | Electricity | MI | Dispatch-Generation | FuelCost | 0 | [6 empty] | 0.30832 | 0
LCP_Inputs_ON_Diverse_IEA_2023_05_05 | 2050 | Nuclear SMR | Generation | Electricity | MI | Dispatch-Generation | VOM | 0 | [6 empty] | 0.30832 | 0
LCP_Inputs_ON_Diverse_IEA_2023_05_05 | 2050 | Nuclear SMR | Generation | Electricity | NY | Dispatch-Generation | EmissionsCost | 0 | [6 empty] | 0.30832 | 0
LCP_Inputs_ON_Diverse_IEA_2023_05_05 | 2050 | Nuclear SMR | Generation | Electricity | NY | Dispatch-Generation | FuelCost | 0 | [6 empty] | 0.30832 | 0
LCP_Inputs_ON_Diverse_IEA_2023_05_05 | 2050 | Nuclear SMR | Generation | Electricity | NY | Dispatch-Generation | VOM | 0 | [6 empty] | 0.30832 | 0
LCP_Inputs_ON_Diverse_IEA_2023_05_05 | 2050 | Nuclear SMR | Generation | Electricity | ON | Dispatch-Generation | EmissionsCost | 0 | [6 empty] | 0.30832 | 0
LCP_Inputs_ON_Diverse_IEA_2023_05_05 | 2050 | Nuclear SMR | Generation | Electricity | ON | Dispatch-Generation | FuelCost | 0 | [6 empty] | 0.30832 | 0
LCP_Inputs_ON_Diverse_IEA_2023_05_05 | 2050 | Nuclear SMR | Generation | Electricity | ON | Dispatch-Generation | VOM | 591457680 | [6 empty] | 0.30832 | 182357444.0603
LCP_Inputs_ON_Diverse_IEA_2023_05_05 | 2050 | Nuclear SMR | Generation | Electricity | PJ | Dispatch-Generation | EmissionsCost | 0 | [6 empty] | 0.30832 | 0
LCP_Inputs_ON_Diverse_IEA_2023_05_05 | 2050 | Nuclear SMR | Generation | Electricity | PJ | Dispatch-Generation | FuelCost | 0 | [6 empty] | 0.30832 | 0
LCP_Inputs_ON_Diverse_IEA_2023_05_05 | 2050 | Nuclear SMR | Generation | Electricity | PJ | Dispatch-Generation | VOM | 0 | [6 empty] | 0.30832 | 0
LCP_Inputs_ON_Diverse_IEA_2023_05_05 | 2050 | Nuclear SMR | Generation | Electricity | QC | Dispatch-Generation | EmissionsCost | 0 | [6 empty] | 0.30832 | 0
LCP_Inputs_ON_Diverse_IEA_2023_05_05 | 2050 | Nuclear SMR | Generation | Electricity | QC | Dispatch-Generation | FuelCost | 0 | [6 empty] | 0.30832 | 0
LCP_Inputs_ON_Diverse_IEA_2023_05_05 | 2050 | Nuclear SMR | Generation | Electricity | QC | Dispatch-Generation | VOM | 0 | [6 empty] | 0.30832 | 0
LCP_Inputs_ON_Diverse_IEA_2023_05_05 | 2050 | Nuclear SMR | Generation | Electricity | WC | Dispatch-Generation | EmissionsCost | 0 | [6 empty] | 0.30832 | 0
LCP_Inputs_ON_Diverse_IEA_2023_05_05 | 2050 | Nuclear SMR | Generation | Electricity | WC | Dispatch-Generation | FuelCost | 0 | [6 empty] | 0.30832 | 0
LCP_Inputs_ON_Diverse_IEA_2023_05_05 | 2050 | Nuclear SMR | Generation | Electricity | WC | Dispatch-Generation | VOM | 0 | [6 empty] | 0.30832 | 0
LCP_Inputs_ON_Diverse_IEA_2023_05_05 | 2050 | O/CCGT - CH4 Existing | Crossload | Electricity | MI | Dispatch-Crossload | EmissionsCost | 0 | [6 empty] | 0.30832 | 0
LCP_Inputs_ON_Diverse_IEA_2023_05_05 | 2050 | O/CCGT - CH4 Existing | Crossload | Electricity | MI | Dispatch-Crossload | FuelCost | 0 | [6 empty] | 0.30832 | 0
LCP_Inputs_ON_Diverse_IEA_2023_05_05 | 2050 | O/CCGT - CH4 Existing | Crossload | Electricity | MI | Dispatch-Crossload | VOM | 0 | [6 empty] | 0.30832 | 0
LCP_Inputs_ON_Diverse_IEA_2023_05_05 | 2050 | O/CCGT - CH4 Existing | Crossload | Electricity | NY | Dispatch-Crossload | EmissionsCost | 0 | [6 empty] | 0.30832 | 0
LCP_Inputs_ON_Diverse_IEA_2023_05_05 | 2050 | O/CCGT - CH4 Existing | Crossload | Electricity | NY | Dispatch-Crossload | FuelCost | 0 | [6 empty] | 0.30832 | 0
LCP_Inputs_ON_Diverse_IEA_2023_05_05 | 2050 | O/CCGT - CH4 Existing | Crossload | Electricity | NY | Dispatch-Crossload | VOM | 0 | [6 empty] | 0.30832 | 0
LCP_Inputs_ON_Diverse_IEA_2023_05_05 | 2050 | O/CCGT - CH4 Existing | Crossload | Electricity | ON | Dispatch-Crossload | EmissionsCost | 0 | [6 empty] | 0.30832 | 0
LCP_Inputs_ON_Diverse_IEA_2023_05_05 | 2050 | O/CCGT - CH4 Existing | Crossload | Electricity | ON | Dispatch-Crossload | FuelCost | 0 | [6 empty] | 0.30832 | 0
LCP_Inputs_ON_Diverse_IEA_2023_05_05 | 2050 | O/CCGT - CH4 Existing | Crossload | Electricity | ON | Dispatch-Crossload | VOM | 0 | [6 empty] | 0.30832 | 0
LCP_Inputs_ON_Diverse_IEA_2023_05_05 | 2050 | O/CCGT - CH4 Existing | Crossload | Electricity | PJ | Dispatch-Crossload | EmissionsCost | 0 | [6 empty] | 0.30832 | 0
LCP_Inputs_ON_Diverse_IEA_2023_05_05 | 2050 | O/CCGT - CH4 Existing | Crossload | Electricity | PJ | Dispatch-Crossload | FuelCost | 0 | [6 empty] | 0.30832 | 0
LCP_Inputs_ON_Diverse_IEA_2023_05_05 | 2050 | O/CCGT - CH4 Existing | Crossload | Electricity | PJ | Dispatch-Crossload | VOM | 0 | [6 empty] | 0.30832 | 0
LCP_Inputs_ON_Diverse_IEA_2023_05_05 | 2050 | O/CCGT - CH4 Existing | Crossload | Electricity | QC | Dispatch-Crossload | EmissionsCost | 0 | [6 empty] | 0.30832 | 0
LCP_Inputs_ON_Diverse_IEA_2023_05_05 | 2050 | O/CCGT - CH4 Existing | Crossload | Electricity | QC | Dispatch-Crossload | FuelCost | 0 | [6 empty] | 0.30832 | 0
LCP_Inputs_ON_Diverse_IEA_2023_05_05 | 2050 | O/CCGT - CH4 Existing | Crossload | Electricity | QC | Dispatch-Crossload | VOM | 0 | [6 empty] | 0.30832 | 0
LCP_Inputs_ON_Diverse_IEA_2023_05_05 | 2050 | O/CCGT - CH4 Existing | Crossload | Electricity | WC | Dispatch-Crossload | EmissionsCost | 0 | [6 empty] | 0.30832 | 0
LCP_Inputs_ON_Diverse_IEA_2023_05_05 | 2050 | O/CCGT - CH4 Existing | Crossload | Electricity | WC | Dispatch-Crossload | FuelCost | 0 | [6 empty] | 0.30832 | 0
LCP_Inputs_ON_Diverse_IEA_2023_05_05 | 2050 | O/CCGT - CH4 Existing | Crossload | Electricity | WC | Dispatch-Crossload | VOM | 0 | [6 empty] | 0.30832 | 0
LCP_Inputs_ON_Diverse_IEA_2023_05_05 | 2050 | O/CCGT - CH4 New | Crossload | Electricity | MI | Dispatch-Crossload | EmissionsCost | 0 | [6 empty] | 0.30832 | 0
LCP_Inputs_ON_Diverse_IEA_2023_05_05 | 2050 | O/CCGT - CH4 New | Crossload | Electricity | MI | Dispatch-Crossload | FuelCost | 0 | [6 empty] | 0.30832 | 0
LCP_Inputs_ON_Diverse_IEA_2023_05_05 | 2050 | O/CCGT - CH4 New | Crossload | Electricity | MI | Dispatch-Crossload | VOM | 0 | [6 empty] | 0.30832 | 0
LCP_Inputs_ON_Diverse_IEA_2023_05_05 | 2050 | O/CCGT - CH4 New | Crossload | Electricity | NY | Dispatch-Crossload | EmissionsCost | 0 | [6 empty] | 0.30832 | 0
LCP_Inputs_ON_Diverse_IEA_2023_05_05 | 2050 | O/CCGT - CH4 New | Crossload | Electricity | NY | Dispatch-Crossload | FuelCost | 0 | [6 empty] | 0.30832 | 0
LCP_Inputs_ON_Diverse_IEA_2023_05_05 | 2050 | O/CCGT - CH4 New | Crossload | Electricity | NY | Dispatch-Crossload | VOM | 0 | [6 empty] | 0.30832 | 0
LCP_Inputs_ON_Diverse_IEA_2023_05_05 | 2050 | O/CCGT - CH4 New | Crossload | Electricity | ON | Dispatch-Crossload | EmissionsCost | 0 | [6 empty] | 0.30832 | 0
LCP_Inputs_ON_Diverse_IEA_2023_05_05 | 2050 | O/CCGT - CH4 New | Crossload | Electricity | ON | Dispatch-Crossload | FuelCost | 0 | [6 empty] | 0.30832 | 0
LCP_Inputs_ON_Diverse_IEA_2023_05_05 | 2050 | O/CCGT - CH4 New | Crossload | Electricity | ON | Dispatch-Crossload | VOM | 0 | [6 empty] | 0.30832 | 0
LCP_Inputs_ON_Diverse_IEA_2023_05_05 | 2050 | O/CCGT - CH4 New | Crossload | Electricity | PJ | Dispatch-Crossload | EmissionsCost | 0 | [6 empty] | 0.30832 | 0
LCP_Inputs_ON_Diverse_IEA_2023_05_05 | 2050 | O/CCGT - CH4 New | Crossload | Electricity | PJ | Dispatch-Crossload | FuelCost | 0 | [6 empty] | 0.30832 | 0
LCP_Inputs_ON_Diverse_IEA_2023_05_05 | 2050 | O/CCGT - CH4 New | Crossload | Electricity | PJ | Dispatch-Crossload | VOM | 0 | [6 empty] | 0.30832 | 0
LCP_Inputs_ON_Diverse_IEA_2023_05_05 | 2050 | O/CCGT - CH4 New | Crossload | Electricity | QC | Dispatch-Crossload | EmissionsCost | 0 | [6 empty] | 0.30832 | 0
LCP_Inputs_ON_Diverse_IEA_2023_05_05 | 2050 | O/CCGT - CH4 New | Crossload | Electricity | QC | Dispatch-Crossload | FuelCost | 0 | [6 empty] | 0.30832 | 0
LCP_Inputs_ON_Diverse_IEA_2023_05_05 | 2050 | O/CCGT - CH4 New | Crossload | Electricity | QC | Dispatch-Crossload | VOM | 0 | [6 empty] | 0.30832 | 0
LCP_Inputs_ON_Diverse_IEA_2023_05_05 | 2050 | O/CCGT - CH4 New | Crossload | Electricity | WC | Dispatch-Crossload | EmissionsCost | 0 | [6 empty] | 0.30832 | 0
LCP_Inputs_ON_Diverse_IEA_2023_05_05 | 2050 | O/CCGT - CH4 New | Crossload | Electricity | WC | Dispatch-Crossload | FuelCost | 0 | [6 empty] | 0.30832 | 0
LCP_Inputs_ON_Diverse_IEA_2023_05_05 | 2050 | O/CCGT - CH4 New | Crossload | Electricity | WC | Dispatch-Crossload | VOM | 0 | [6 empty] | 0.30832 | 0
LCP_Inputs_ON_Diverse_IEA_2023_05_05 | 2050 | O/CCGT - H2 New | Crossload | Electricity | MI | Dispatch-Crossload | EmissionsCost | 0 | [6 empty] | 0.30832 | 0
LCP_Inputs_ON_Diverse_IEA_2023_05_05 | 2050 | O/CCGT - H2 New | Crossload | Electricity | MI | Dispatch-Crossload | FuelCost | 0 | [6 empty] | 0.30832 | 0
LCP_Inputs_ON_Diverse_IEA_2023_05_05 | 2050 | O/CCGT - H2 New | Crossload | Electricity | MI | Dispatch-Crossload | VOM | 0 | [6 empty] | 0.30832 | 0
LCP_Inputs_ON_Diverse_IEA_2023_05_05 | 2050 | O/CCGT - H2 New | Crossload | Electricity | NY | Dispatch-Crossload | EmissionsCost | 0 | [6 empty] | 0.30832 | 0
LCP_Inputs_ON_Diverse_IEA_2023_05_05 | 2050 | O/CCGT - H2 New | Crossload | Electricity | NY | Dispatch-Crossload | FuelCost | 0 | [6 empty] | 0.30832 | 0
LCP_Inputs_ON_Diverse_IEA_2023_05_05 | 2050 | O/CCGT - H2 New | Crossload | Electricity | NY | Dispatch-Crossload | VOM | 0 | [6 empty] | 0.30832 | 0
LCP_Inputs_ON_Diverse_IEA_2023_05_05 | 2050 | O/CCGT - H2 New | Crossload | Electricity | ON | Dispatch-Crossload | EmissionsCost | 0 | [6 empty] | 0.30832 | 0
LCP_Inputs_ON_Diverse_IEA_2023_05_05 | 2050 | O/CCGT - H2 New | Crossload | Electricity | ON | Dispatch-Crossload | FuelCost | 0 | [6 empty] | 0.30832 | 0
LCP_Inputs_ON_Diverse_IEA_2023_05_05 | 2050 | O/CCGT - H2 New | Crossload | Electricity | ON | Dispatch-Crossload | VOM | 814329.7989 | [6 empty] | 0.30832 | 251073.0789
LCP_Inputs_ON_Diverse_IEA_2023_05_05 | 2050 | O/CCGT - H2 New | Crossload | Electricity | PJ | Dispatch-Crossload | EmissionsCost | 0 | [6 empty] | 0.30832 | 0
LCP_Inputs_ON_Diverse_IEA_2023_05_05 | 2050 | O/CCGT - H2 New | Crossload | Electricity | PJ | Dispatch-Crossload | FuelCost | 0 | [6 empty] | 0.30832 | 0
LCP_Inputs_ON_Diverse_IEA_2023_05_05 | 2050 | O/CCGT - H2 New | Crossload | Electricity | PJ | Dispatch-Crossload | VOM | 0 | [6 empty] | 0.30832 | 0
LCP_Inputs_ON_Diverse_IEA_2023_05_05 | 2050 | O/CCGT - H2 New | Crossload | Electricity | QC | Dispatch-Crossload | EmissionsCost | 0 | [6 empty] | 0.30832 | 0
LCP_Inputs_ON_Diverse_IEA_2023_05_05 | 2050 | O/CCGT - H2 New | Crossload | Electricity | QC | Dispatch-Crossload | FuelCost | 0 | [6 empty] | 0.30832 | 0
LCP_Inputs_ON_Diverse_IEA_2023_05_05 | 2050 | O/CCGT - H2 New | Crossload | Electricity | QC | Dispatch-Crossload | VOM | 0 | [6 empty] | 0.30832 | 0
LCP_Inputs_ON_Diverse_IEA_2023_05_05 | 2050 | O/CCGT - H2 New | Crossload | Electricity | WC | Dispatch-Crossload | EmissionsCost | 0 | [6 empty] | 0.30832 | 0
LCP_Inputs_ON_Diverse_IEA_2023_05_05 | 2050 | O/CCGT - H2 New | Crossload | Electricity | WC | Dispatch-Crossload | FuelCost | 0 | [6 empty] | 0.30832 | 0
LCP_Inputs_ON_Diverse_IEA_2023_05_05 | 2050 | O/CCGT - H2 New | Crossload | Electricity | WC | Dispatch-Crossload | VOM | 0 | [6 empty] | 0.30832 | 0
LCP_Inputs_ON_Diverse_IEA_2023_05_05 | 2050 | SMR CCS | Generation | Hydrogen | MI | Dispatch-Generation | EmissionsCost | 0 | [6 empty] | 0.30832 | 0
LCP_Inputs_ON_Diverse_IEA_2023_05_05 | 2050 | SMR CCS | Generation | Hydrogen | MI | Dispatch-Generation | FuelCost | 0 | [6 empty] | 0.30832 | 0
LCP_Inputs_ON_Diverse_IEA_2023_05_05 | 2050 | SMR CCS | Generation | Hydrogen | MI | Dispatch-Generation | VOM | 0 | [6 empty] | 0.30832 | 0
LCP_Inputs_ON_Diverse_IEA_2023_05_05 | 2050 | SMR CCS | Generation | Hydrogen | NY | Dispatch-Generation | EmissionsCost | 0 | [6 empty] | 0.30832 | 0
LCP_Inputs_ON_Diverse_IEA_2023_05_05 | 2050 | SMR CCS | Generation | Hydrogen | NY | Dispatch-Generation | FuelCost | 0 | [6 empty] | 0.30832 | 0
LCP_Inputs_ON_Diverse_IEA_2023_05_05 | 2050 | SMR CCS | Generation | Hydrogen | NY | Dispatch-Generation | VOM | 0 | [6 empty] | 0.30832 | 0
LCP_Inputs_ON_Diverse_IEA_2023_05_05 | 2050 | SMR CCS | Generation | Hydrogen | ON | Dispatch-Generation | EmissionsCost | 222543011.641 | [6 empty] | 0.30832 | 68614164.916
LCP_Inputs_ON_Diverse_IEA_2023_05_05 | 2050 | SMR CCS | Generation | Hydrogen | ON | Dispatch-Generation | FuelCost | 405723403.9261 | [6 empty] | 0.30832 | 125092099.4641
LCP_Inputs_ON_Diverse_IEA_2023_05_05 | 2050 | SMR CCS | Generation | Hydrogen | ON | Dispatch-Generation | VOM | 0 | [6 empty] | 0.30832 | 0
LCP_Inputs_ON_Diverse_IEA_2023_05_05 | 2050 | SMR CCS | Generation | Hydrogen | PJ | Dispatch-Generation | EmissionsCost | 0 | [6 empty] | 0.30832 | 0
LCP_Inputs_ON_Diverse_IEA_2023_05_05 | 2050 | SMR CCS | Generation | Hydrogen | PJ | Dispatch-Generation | FuelCost | 0 | [6 empty] | 0.30832 | 0
LCP_Inputs_ON_Diverse_IEA_2023_05_05 | 2050 | SMR CCS | Generation | Hydrogen | PJ | Dispatch-Generation | VOM | 0 | [6 empty] | 0.30832 | 0
LCP_Inputs_ON_Diverse_IEA_2023_05_05 | 2050 | SMR CCS | Generation | Hydrogen | QC | Dispatch-Generation | EmissionsCost | 0 | [6 empty] | 0.30832 | 0
LCP_Inputs_ON_Diverse_IEA_2023_05_05 | 2050 | SMR CCS | Generation | Hydrogen | QC | Dispatch-Generation | FuelCost | 0 | [6 empty] | 0.30832 | 0
LCP_Inputs_ON_Diverse_IEA_2023_05_05 | 2050 | SMR CCS | Generation | Hydrogen | QC | Dispatch-Generation | VOM | 0 | [6 empty] | 0.30832 | 0
LCP_Inputs_ON_Diverse_IEA_2023_05_05 | 2050 | SMR CCS | Generation | Hydrogen | WC | Dispatch-Generation | EmissionsCost | 0 | [6 empty] | 0.30832 | 0
LCP_Inputs_ON_Diverse_IEA_2023_05_05 | 2050 | SMR CCS | Generation | Hydrogen | WC | Dispatch-Generation | FuelCost | 0 | [6 empty] | 0.30832 | 0
LCP_Inputs_ON_Diverse_IEA_2023_05_05 | 2050 | SMR CCS | Generation | Hydrogen | WC | Dispatch-Generation | VOM | 0 | [6 empty] | 0.30832 | 0
LCP_Inputs_ON_Diverse_IEA_2023_05_05 | 2050 | Solar PV | Generation | Electricity | MI | Dispatch-Generation | EmissionsCost | 0 | [6 empty] | 0.30832 | 0
LCP_Inputs_ON_Diverse_IEA_2023_05_05 | 2050 | Solar PV | Generation | Electricity | MI | Dispatch-Generation | FuelCost | 0 | [6 empty] | 0.30832 | 0
LCP_Inputs_ON_Diverse_IEA_2023_05_05 | 2050 | Solar PV | Generation | Electricity | MI | Dispatch-Generation | VOM | 0 | [6 empty] | 0.30832 | 0
LCP_Inputs_ON_Diverse_IEA_2023_05_05 | 2050 | Solar PV | Generation | Electricity | NY | Dispatch-Generation | EmissionsCost | 0 | [6 empty] | 0.30832 | 0
LCP_Inputs_ON_Diverse_IEA_2023_05_05 | 2050 | Solar PV | Generation | Electricity | NY | Dispatch-Generation | FuelCost | 0 | [6 empty] | 0.30832 | 0
LCP_Inputs_ON_Diverse_IEA_2023_05_05 | 2050 | Solar PV | Generation | Electricity | NY | Dispatch-Generation | VOM | 0 | [6 empty] | 0.30832 | 0
LCP_Inputs_ON_Diverse_IEA_2023_05_05 | 2050 | Solar PV | Generation | Electricity | ON | Dispatch-Generation | EmissionsCost | 0 | [6 empty] | 0.30832 | 0
LCP_Inputs_ON_Diverse_IEA_2023_05_05 | 2050 | Solar PV | Generation | Electricity | ON | Dispatch-Generation | FuelCost | 0 | [6 empty] | 0.30832 | 0
LCP_Inputs_ON_Diverse_IEA_2023_05_05 | 2050 | Solar PV | Generation | Electricity | ON | Dispatch-Generation | VOM | 0 | [6 empty] | 0.30832 | 0
LCP_Inputs_ON_Diverse_IEA_2023_05_05 | 2050 | Solar PV | Generation | Electricity | PJ | Dispatch-Generation | EmissionsCost | 0 | [6 empty] | 0.30832 | 0
LCP_Inputs_ON_Diverse_IEA_2023_05_05 | 2050 | Solar PV | Generation | Electricity | PJ | Dispatch-Generation | FuelCost | 0 | [6 empty] | 0.30832 | 0
LCP_Inputs_ON_Diverse_IEA_2023_05_05 | 2050 | Solar PV | Generation | Electricity | PJ | Dispatch-Generation | VOM | 0 | [6 empty] | 0.30832 | 0
LCP_Inputs_ON_Diverse_IEA_2023_05_05 | 2050 | Solar PV | Generation | Electricity | QC | Dispatch-Generation | EmissionsCost | 0 | [6 empty] | 0.30832 | 0
LCP_Inputs_ON_Diverse_IEA_2023_05_05 | 2050 | Solar PV | Generation | Electricity | QC | Dispatch-Generation | FuelCost | 0 | [6 empty] | 0.30832 | 0
LCP_Inputs_ON_Diverse_IEA_2023_05_05 | 2050 | Solar PV | Generation | Electricity | QC | Dispatch-Generation | VOM | 0 | [6 empty] | 0.30832 | 0
LCP_Inputs_ON_Diverse_IEA_2023_05_05 | 2050 | Solar PV | Generation | Electricity | WC | Dispatch-Generation | EmissionsCost | 0 | [6 empty] | 0.30832 | 0
LCP_Inputs_ON_Diverse_IEA_2023_05_05 | 2050 | Solar PV | Generation | Electricity | WC | Dispatch-Generation | FuelCost | 0 | [6 empty] | 0.30832 | 0
LCP_Inputs_ON_Diverse_IEA_2023_05_05 | 2050 | Solar PV | Generation | Electricity | WC | Dispatch-Generation | VOM | 0 | [6 empty] | 0.30832 | 0
LCP_Inputs_ON_Diverse_IEA_2023_05_05 | 2050 | Wind Offshore | Generation | Electricity | MI | Dispatch-Generation | EmissionsCost | 0 | [6 empty] | 0.30832 | 0
LCP_Inputs_ON_Diverse_IEA_2023_05_05 | 2050 | Wind Offshore | Generation | Electricity | MI | Dispatch-Generation | FuelCost | 0 | [6 empty] | 0.30832 | 0
LCP_Inputs_ON_Diverse_IEA_2023_05_05 | 2050 | Wind Offshore | Generation | Electricity | MI | Dispatch-Generation | VOM | 0 | [6 empty] | 0.30832 | 0
LCP_Inputs_ON_Diverse_IEA_2023_05_05 | 2050 | Wind Offshore | Generation | Electricity | NY | Dispatch-Generation | EmissionsCost | 0 | [6 empty] | 0.30832 | 0
LCP_Inputs_ON_Diverse_IEA_2023_05_05 | 2050 | Wind Offshore | Generation | Electricity | NY | Dispatch-Generation | FuelCost | 0 | [6 empty] | 0.30832 | 0
LCP_Inputs_ON_Diverse_IEA_2023_05_05 | 2050 | Wind Offshore | Generation | Electricity | NY | Dispatch-Generation | VOM | 0 | [6 empty] | 0.30832 | 0
LCP_Inputs_ON_Diverse_IEA_2023_05_05 | 2050 | Wind Offshore | Generation | Electricity | ON | Dispatch-Generation | EmissionsCost | 0 | [6 empty] | 0.30832 | 0
LCP_Inputs_ON_Diverse_IEA_2023_05_05 | 2050 | Wind Offshore | Generation | Electricity | ON | Dispatch-Generation | FuelCost | 0 | [6 empty] | 0.30832 | 0
LCP_Inputs_ON_Diverse_IEA_2023_05_05 | 2050 | Wind Offshore | Generation | Electricity | ON | Dispatch-Generation | VOM | 0 | [6 empty] | 0.30832 | 0
LCP_Inputs_ON_Diverse_IEA_2023_05_05 | 2050 | Wind Offshore | Generation | Electricity | PJ | Dispatch-Generation | EmissionsCost | 0 | [6 empty] | 0.30832 | 0
LCP_Inputs_ON_Diverse_IEA_2023_05_05 | 2050 | Wind Offshore | Generation | Electricity | PJ | Dispatch-Generation | FuelCost | 0 | [6 empty] | 0.30832 | 0
LCP_Inputs_ON_Diverse_IEA_2023_05_05 | 2050 | Wind Offshore | Generation | Electricity | PJ | Dispatch-Generation | VOM | 0 | [6 empty] | 0.30832 | 0
LCP_Inputs_ON_Diverse_IEA_2023_05_05 | 2050 | Wind Offshore | Generation | Electricity | QC | Dispatch-Generation | EmissionsCost | 0 | [6 empty] | 0.30832 | 0
LCP_Inputs_ON_Diverse_IEA_2023_05_05 | 2050 | Wind Offshore | Generation | Electricity | QC | Dispatch-Generation | FuelCost | 0 | [6 empty] | 0.30832 | 0
LCP_Inputs_ON_Diverse_IEA_2023_05_05 | 2050 | Wind Offshore | Generation | Electricity | QC | Dispatch-Generation | VOM | 0 | [6 empty] | 0.30832 | 0
LCP_Inputs_ON_Diverse_IEA_2023_05_05 | 2050 | Wind Offshore | Generation | Electricity | WC | Dispatch-Generation | EmissionsCost | 0 | [6 empty] | 0.30832 | 0
LCP_Inputs_ON_Diverse_IEA_2023_05_05 | 2050 | Wind Offshore | Generation | Electricity | WC | Dispatch-Generation | FuelCost | 0 | [6 empty] | 0.30832 | 0
LCP_Inputs_ON_Diverse_IEA_2023_05_05 | 2050 | Wind Offshore | Generation | Electricity | WC | Dispatch-Generation | VOM | 0 | [6 empty] | 0.30832 | 0
LCP_Inputs_ON_Diverse_IEA_2023_05_05 | 2050 | Wind Onshore | Generation | Electricity | MI | Dispatch-Generation | EmissionsCost | 0 | [6 empty] | 0.30832 | 0
LCP_Inputs_ON_Diverse_IEA_2023_05_05 | 2050 | Wind Onshore | Generation | Electricity | MI | Dispatch-Generation | FuelCost | 0 | [6 empty] | 0.30832 | 0
LCP_Inputs_ON_Diverse_IEA_2023_05_05 | 2050 | Wind Onshore | Generation | Electricity | MI | Dispatch-Generation | VOM | 0 | [6 empty] | 0.30832 | 0
LCP_Inputs_ON_Diverse_IEA_2023_05_05 | 2050 | Wind Onshore | Generation | Electricity | NY | Dispatch-Generation | EmissionsCost | 0 | [6 empty] | 0.30832 | 0
LCP_Inputs_ON_Diverse_IEA_2023_05_05 | 2050 | Wind Onshore | Generation | Electricity | NY | Dispatch-Generation | FuelCost | 0 | [6 empty] | 0.30832 | 0
LCP_Inputs_ON_Diverse_IEA_2023_05_05 | 2050 | Wind Onshore | Generation | Electricity | NY | Dispatch-Generation | VOM | 0 | [6 empty] | 0.30832 | 0
LCP_Inputs_ON_Diverse_IEA_2023_05_05 | 2050 | Wind Onshore | Generation | Electricity | ON | Dispatch-Generation | EmissionsCost | 0 | [6 empty] | 0.30832 | 0
LCP_Inputs_ON_Diverse_IEA_2023_05_05 | 2050 | Wind Onshore | Generation | Electricity | ON | Dispatch-Generation | FuelCost | 0 | [6 empty] | 0.30832 | 0
LCP_Inputs_ON_Diverse_IEA_2023_05_05 | 2050 | Wind Onshore | Generation | Electricity | ON | Dispatch-Generation | VOM | 0 | [6 empty] | 0.30832 | 0
LCP_Inputs_ON_Diverse_IEA_2023_05_05 | 2050 | Wind Onshore | Generation | Electricity | PJ | Dispatch-Generation | EmissionsCost | 0 | [6 empty] | 0.30832 | 0
LCP_Inputs_ON_Diverse_IEA_2023_05_05 | 2050 | Wind Onshore | Generation | Electricity | PJ | Dispatch-Generation | FuelCost | 0 | [6 empty] | 0.30832 | 0
LCP_Inputs_ON_Diverse_IEA_2023_05_05 | 2050 | Wind Onshore | Generation | Electricity | PJ | Dispatch-Generation | VOM | 0 | [6 empty] | 0.30832 | 0
LCP_Inputs_ON_Diverse_IEA_2023_05_05 | 2050 | Wind Onshore | Generation | Electricity | QC | Dispatch-Generation | EmissionsCost | 0 | [6 empty] | 0.30832 | 0
LCP_Inputs_ON_Diverse_IEA_2023_05_05 | 2050 | Wind Onshore | Generation | Electricity | QC | Dispatch-Generation | FuelCost | 0 | [6 empty] | 0.30832 | 0
LCP_Inputs_ON_Diverse_IEA_2023_05_05 | 2050 | Wind Onshore | Generation | Electricity | QC | Dispatch-Generation | VOM | 0 | [6 empty] | 0.30832 | 0
LCP_Inputs_ON_Diverse_IEA_2023_05_05 | 2050 | Wind Onshore | Generation | Electricity | WC | Dispatch-Generation | EmissionsCost | 0 | [6 empty] | 0.30832 | 0
LCP_Inputs_ON_Diverse_IEA_2023_05_05 | 2050 | Wind Onshore | Generation | Electricity | WC | Dispatch-Generation | FuelCost | 0 | [6 empty] | 0.30832 | 0
LCP_Inputs_ON_Diverse_IEA_2023_05_05 | 2050 | Wind Onshore | Generation | Electricity | WC | Dispatch-Generation | VOM | 0 | [6 empty] | 0.30832 | 0
LCP_Inputs_ON_Diverse_IEA_2023_05_05 | 2030 | Anaerobic Digestion | Generation |  | ON | Capacity-Generation | CONE | 527003330.2087 | [6 empty] | 0.67556 | 356024566.7409
LCP_Inputs_ON_Diverse_IEA_2023_05_05 | 2030 | Anaerobic Digestion | Generation |  | ON | Capacity-Generation | FOM | 125864882.1654 | [6 empty] | 0.67556 | 85029804.5044
LCP_Inputs_ON_Diverse_IEA_2023_05_05 | 2030 | Anaerobic Digestion | Generation |  | ON | Capacity-Generation | Flex Adder | 0 | [6 empty] | 0.67556 | 0
LCP_Inputs_ON_Diverse_IEA_2023_05_05 | 2030 | Battery Storage | Storage |  | ON | Capacity-Storage | CONE | 0 | [6 empty] | 0.67556 | 0
LCP_Inputs_ON_Diverse_IEA_2023_05_05 | 2030 | Battery Storage | Storage |  | ON | Capacity-Storage | FOM | 0 | [6 empty] | 0.67556 | 0
LCP_Inputs_ON_Diverse_IEA_2023_05_05 | 2030 | Battery Storage | Storage |  | ON | Capacity-Storage | Flex Adder | 0 | [6 empty] | 0.67556 | 0
LCP_Inputs_ON_Diverse_IEA_2023_05_05 | 2030 | CH4 + CCS | Generation |  | ON | Capacity-Generation | CONE | 125.1879 | [6 empty] | 0.67556 | 84.5725
LCP_Inputs_ON_Diverse_IEA_2023_05_05 | 2030 | CH4 + CCS | Generation |  | ON | Capacity-Generation | FOM | 0 | [6 empty] | 0.67556 | 0
LCP_Inputs_ON_Diverse_IEA_2023_05_05 | 2030 | CH4 + CCS | Generation |  | ON | Capacity-Generation | Flex Adder | 0 | [6 empty] | 0.67556 | 0
LCP_Inputs_ON_Diverse_IEA_2023_05_05 | 2030 | Electrolyser 2020/2030 | Crossload |  | ON | Capacity-Crossload | CONE | 479754944.5775 | [6 empty] | 0.67556 | 324105250.3736
LCP_Inputs_ON_Diverse_IEA_2023_05_05 | 2030 | Electrolyser 2020/2030 | Crossload |  | ON | Capacity-Crossload | FOM | 20039889.0801 | [6 empty] | 0.67556 | 13538231.0098
LCP_Inputs_ON_Diverse_IEA_2023_05_05 | 2030 | Electrolyser 2020/2030 | Crossload |  | ON | Capacity-Crossload | Flex Adder | 0 | [6 empty] | 0.67556 | 0
LCP_Inputs_ON_Diverse_IEA_2023_05_05 | 2030 | Generic - Generator | Generation |  | MI | Capacity-Generation | CONE | 0 | [6 empty] | 0.67556 | 0
LCP_Inputs_ON_Diverse_IEA_2023_05_05 | 2030 | Generic - Generator | Generation |  | MI | Capacity-Generation | FOM | 0 | [6 empty] | 0.67556 | 0
LCP_Inputs_ON_Diverse_IEA_2023_05_05 | 2030 | Generic - Generator | Generation |  | MI | Capacity-Generation | Flex Adder | 0 | [6 empty] | 0.67556 | 0
LCP_Inputs_ON_Diverse_IEA_2023_05_05 | 2030 | Generic - Generator | Generation |  | NY | Capacity-Generation | CONE | 0 | [6 empty] | 0.67556 | 0
LCP_Inputs_ON_Diverse_IEA_2023_05_05 | 2030 | Generic - Generator | Generation |  | NY | Capacity-Generation | FOM | 0 | [6 empty] | 0.67556 | 0
LCP_Inputs_ON_Diverse_IEA_2023_05_05 | 2030 | Generic - Generator | Generation |  | NY | Capacity-Generation | Flex Adder | 0 | [6 empty] | 0.67556 | 0
LCP_Inputs_ON_Diverse_IEA_2023_05_05 | 2030 | Generic - Generator | Generation |  | PJ | Capacity-Generation | CONE | 0 | [6 empty] | 0.67556 | 0
LCP_Inputs_ON_Diverse_IEA_2023_05_05 | 2030 | Generic - Generator | Generation |  | PJ | Capacity-Generation | FOM | 0 | [6 empty] | 0.67556 | 0
LCP_Inputs_ON_Diverse_IEA_2023_05_05 | 2030 | Generic - Generator | Generation |  | PJ | Capacity-Generation | Flex Adder | 0 | [6 empty] | 0.67556 | 0
LCP_Inputs_ON_Diverse_IEA_2023_05_05 | 2030 | Generic - Generator | Generation |  | QC | Capacity-Generation | CONE | 0 | [6 empty] | 0.67556 | 0
LCP_Inputs_ON_Diverse_IEA_2023_05_05 | 2030 | Generic - Generator | Generation |  | QC | Capacity-Generation | FOM | 0 | [6 empty] | 0.67556 | 0
LCP_Inputs_ON_Diverse_IEA_2023_05_05 | 2030 | Generic - Generator | Generation |  | QC | Capacity-Generation | Flex Adder | 0 | [6 empty] | 0.67556 | 0
LCP_Inputs_ON_Diverse_IEA_2023_05_05 | 2030 | Generic - Generator | Generation |  | WC | Capacity-Generation | CONE | 0 | [6 empty] | 0.67556 | 0
LCP_Inputs_ON_Diverse_IEA_2023_05_05 | 2030 | Generic - Generator | Generation |  | WC | Capacity-Generation | FOM | 0 | [6 empty] | 0.67556 | 0
LCP_Inputs_ON_Diverse_IEA_2023_05_05 | 2030 | Generic - Generator | Generation |  | WC | Capacity-Generation | Flex Adder | 0 | [6 empty] | 0.67556 | 0
LCP_Inputs_ON_Diverse_IEA_2023_05_05 | 2030 | H2 Salt Cavern Storage - ON | Storage |  | ON | Capacity-Storage | CONE | 21 | [6 empty] | 0.67556 | 14.1868
LCP_Inputs_ON_Diverse_IEA_2023_05_05 | 2030 | H2 Salt Cavern Storage - ON | Storage |  | ON | Capacity-Storage | FOM | 0 | [6 empty] | 0.67556 | 0
LCP_Inputs_ON_Diverse_IEA_2023_05_05 | 2030 | H2 Salt Cavern Storage - ON | Storage |  | ON | Capacity-Storage | Flex Adder | 0 | [6 empty] | 0.67556 | 0
LCP_Inputs_ON_Diverse_IEA_2023_05_05 | 2030 | O/CCGT - H2 New | Crossload |  | ON | Capacity-Crossload | CONE | 0 | [6 empty] | 0.67556 | 0
LCP_Inputs_ON_Diverse_IEA_2023_05_05 | 2030 | O/CCGT - H2 New | Crossload |  | ON | Capacity-Crossload | FOM | 0 | [6 empty] | 0.67556 | 0
LCP_Inputs_ON_Diverse_IEA_2023_05_05 | 2030 | O/CCGT - H2 New | Crossload |  | ON | Capacity-Crossload | Flex Adder | 0 | [6 empty] | 0.67556 | 0
LCP_Inputs_ON_Diverse_IEA_2023_05_05 | 2030 | SMR CCS | Generation |  | ON | Capacity-Generation | CONE | 10444225387.5523 | [6 empty] | 0.67556 | 7055744442.9711
LCP_Inputs_ON_Diverse_IEA_2023_05_05 | 2030 | SMR CCS | Generation |  | ON | Capacity-Generation | FOM | 373008049.5554 | [6 empty] | 0.67556 | 251990872.9633
LCP_Inputs_ON_Diverse_IEA_2023_05_05 | 2030 | SMR CCS | Generation |  | ON | Capacity-Generation | Flex Adder | 0 | [6 empty] | 0.67556 | 0
LCP_Inputs_ON_Diverse_IEA_2023_05_05 | 2030 | SMR CCS | Generation |  | WC | Capacity-Generation | CONE | 0 | [6 empty] | 0.67556 | 0
LCP_Inputs_ON_Diverse_IEA_2023_05_05 | 2030 | SMR CCS | Generation |  | WC | Capacity-Generation | FOM | 0 | [6 empty] | 0.67556 | 0
LCP_Inputs_ON_Diverse_IEA_2023_05_05 | 2030 | SMR CCS | Generation |  | WC | Capacity-Generation | Flex Adder | 0 | [6 empty] | 0.67556 | 0
LCP_Inputs_ON_Diverse_IEA_2023_05_05 | 2030 | Solar PV | Generation |  | ON | Capacity-Generation | CONE | 0 | [6 empty] | 0.67556 | 0
LCP_Inputs_ON_Diverse_IEA_2023_05_05 | 2030 | Solar PV | Generation |  | ON | Capacity-Generation | FOM | 0 | [6 empty] | 0.67556 | 0
LCP_Inputs_ON_Diverse_IEA_2023_05_05 | 2030 | Solar PV | Generation |  | ON | Capacity-Generation | Flex Adder | 0 | [6 empty] | 0.67556 | 0
LCP_Inputs_ON_Diverse_IEA_2023_05_05 | 2030 | Solar PV | Generation |  | WC | Capacity-Generation | CONE | 0 | [6 empty] | 0.67556 | 0
LCP_Inputs_ON_Diverse_IEA_2023_05_05 | 2030 | Solar PV | Generation |  | WC | Capacity-Generation | FOM | 0 | [6 empty] | 0.67556 | 0
LCP_Inputs_ON_Diverse_IEA_2023_05_05 | 2030 | Solar PV | Generation |  | WC | Capacity-Generation | Flex Adder | 0 | [6 empty] | 0.67556 | 0
LCP_Inputs_ON_Diverse_IEA_2023_05_05 | 2030 | Wind Onshore | Generation |  | MI | Capacity-Generation | CONE | 38540683386.7681 | [6 empty] | 0.67556 | 26036704738.1602
LCP_Inputs_ON_Diverse_IEA_2023_05_05 | 2030 | Wind Onshore | Generation |  | MI | Capacity-Generation | FOM | 811851118.0506 | [6 empty] | 0.67556 | 548457525.7761
LCP_Inputs_ON_Diverse_IEA_2023_05_05 | 2030 | Wind Onshore | Generation |  | MI | Capacity-Generation | Flex Adder | 0 | [6 empty] | 0.67556 | 0
LCP_Inputs_ON_Diverse_IEA_2023_05_05 | 2030 | Wind Onshore | Generation |  | NY | Capacity-Generation | CONE | 10393757117.9001 | [6 empty] | 0.67556 | 7021649888.3314
LCP_Inputs_ON_Diverse_IEA_2023_05_05 | 2030 | Wind Onshore | Generation |  | NY | Capacity-Generation | FOM | 218942234.4236 | [6 empty] | 0.67556 | 147909528.6193
LCP_Inputs_ON_Diverse_IEA_2023_05_05 | 2030 | Wind Onshore | Generation |  | NY | Capacity-Generation | Flex Adder | 0 | [6 empty] | 0.67556 | 0
LCP_Inputs_ON_Diverse_IEA_2023_05_05 | 2030 | Wind Onshore | Generation |  | ON | Capacity-Generation | CONE | 17802225000 | [6 empty] | 0.67556 | 12026545335.3749
LCP_Inputs_ON_Diverse_IEA_2023_05_05 | 2030 | Wind Onshore | Generation |  | ON | Capacity-Generation | FOM | 375000000 | [6 empty] | 0.67556 | 253336563.3097
LCP_Inputs_ON_Diverse_IEA_2023_05_05 | 2030 | Wind Onshore | Generation |  | ON | Capacity-Generation | Flex Adder | 0 | [6 empty] | 0.67556 | 0
LCP_Inputs_ON_Diverse_IEA_2023_05_05 | 2030 | Wind Onshore | Generation |  | PJ | Capacity-Generation | CONE | 204264708311.927 | [6 empty] | 0.67556 | 137993917891.191
LCP_Inputs_ON_Diverse_IEA_2023_05_05 | 2030 | Wind Onshore | Generation |  | PJ | Capacity-Generation | FOM | 4302791680.0834 | [6 empty] | 0.67556 | 2906811884.9861
LCP_Inputs_ON_Diverse_IEA_2023_05_05 | 2030 | Wind Onshore | Generation |  | PJ | Capacity-Generation | Flex Adder | 0 | [6 empty] | 0.67556 | 0
LCP_Inputs_ON_Diverse_IEA_2023_05_05 | 2030 | Wind Onshore | Generation |  | WC | Capacity-Generation | CONE | 0 | [6 empty] | 0.67556 | 0
LCP_Inputs_ON_Diverse_IEA_2023_05_05 | 2030 | Wind Onshore | Generation |  | WC | Capacity-Generation | FOM | 0 | [6 empty] | 0.67556 | 0
LCP_Inputs_ON_Diverse_IEA_2023_05_05 | 2030 | Wind Onshore | Generation |  | WC | Capacity-Generation | Flex Adder | 0 | [6 empty] | 0.67556 | 0
LCP_Inputs_ON_Diverse_IEA_2023_05_05 | 2031 | Anaerobic Digestion | Generation |  | ON | Capacity-Generation | FOM | 125864882.1654 | [6 empty] | 0.64958 | 81759427.4081
LCP_Inputs_ON_Diverse_IEA_2023_05_05 | 2031 | Anaerobic Digestion | Generation |  | ON | Capacity-Generation | Flex Adder | 0 | [6 empty] | 0.64958 | 0
LCP_Inputs_ON_Diverse_IEA_2023_05_05 | 2031 | Battery Storage | Storage |  | ON | Capacity-Storage | FOM | 0 | [6 empty] | 0.64958 | 0
LCP_Inputs_ON_Diverse_IEA_2023_05_05 | 2031 | Battery Storage | Storage |  | ON | Capacity-Storage | Flex Adder | 0 | [6 empty] | 0.64958 | 0
LCP_Inputs_ON_Diverse_IEA_2023_05_05 | 2031 | CH4 + CCS | Generation |  | ON | Capacity-Generation | FOM | 0 | [6 empty] | 0.64958 | 0
LCP_Inputs_ON_Diverse_IEA_2023_05_05 | 2031 | CH4 + CCS | Generation |  | ON | Capacity-Generation | Flex Adder | 0 | [6 empty] | 0.64958 | 0
LCP_Inputs_ON_Diverse_IEA_2023_05_05 | 2031 | Electrolyser 2020/2030 | Crossload |  | ON | Capacity-Crossload | FOM | 20039889.0801 | [6 empty] | 0.64958 | 13017529.8171
LCP_Inputs_ON_Diverse_IEA_2023_05_05 | 2031 | Electrolyser 2020/2030 | Crossload |  | ON | Capacity-Crossload | Flex Adder | 0 | [6 empty] | 0.64958 | 0
LCP_Inputs_ON_Diverse_IEA_2023_05_05 | 2031 | Generic - Generator | Generation |  | MI | Capacity-Generation | FOM | 0 | [6 empty] | 0.64958 | 0
LCP_Inputs_ON_Diverse_IEA_2023_05_05 | 2031 | Generic - Generator | Generation |  | MI | Capacity-Generation | Flex Adder | 0 | [6 empty] | 0.64958 | 0
LCP_Inputs_ON_Diverse_IEA_2023_05_05 | 2031 | Generic - Generator | Generation |  | NY | Capacity-Generation | FOM | 0 | [6 empty] | 0.64958 | 0
LCP_Inputs_ON_Diverse_IEA_2023_05_05 | 2031 | Generic - Generator | Generation |  | NY | Capacity-Generation | Flex Adder | 0 | [6 empty] | 0.64958 | 0
LCP_Inputs_ON_Diverse_IEA_2023_05_05 | 2031 | Generic - Generator | Generation |  | PJ | Capacity-Generation | FOM | 0 | [6 empty] | 0.64958 | 0
LCP_Inputs_ON_Diverse_IEA_2023_05_05 | 2031 | Generic - Generator | Generation |  | PJ | Capacity-Generation | Flex Adder | 0 | [6 empty] | 0.64958 | 0
LCP_Inputs_ON_Diverse_IEA_2023_05_05 | 2031 | Generic - Generator | Generation |  | QC | Capacity-Generation | FOM | 0 | [6 empty] | 0.64958 | 0
LCP_Inputs_ON_Diverse_IEA_2023_05_05 | 2031 | Generic - Generator | Generation |  | QC | Capacity-Generation | Flex Adder | 0 | [6 empty] | 0.64958 | 0
LCP_Inputs_ON_Diverse_IEA_2023_05_05 | 2031 | Generic - Generator | Generation |  | WC | Capacity-Generation | FOM | 0 | [6 empty] | 0.64958 | 0
LCP_Inputs_ON_Diverse_IEA_2023_05_05 | 2031 | Generic - Generator | Generation |  | WC | Capacity-Generation | Flex Adder | 0 | [6 empty] | 0.64958 | 0
LCP_Inputs_ON_Diverse_IEA_2023_05_05 | 2031 | H2 Salt Cavern Storage - ON | Storage |  | ON | Capacity-Storage | FOM | 0 | [6 empty] | 0.64958 | 0
LCP_Inputs_ON_Diverse_IEA_2023_05_05 | 2031 | H2 Salt Cavern Storage - ON | Storage |  | ON | Capacity-Storage | Flex Adder | 0 | [6 empty] | 0.64958 | 0
LCP_Inputs_ON_Diverse_IEA_2023_05_05 | 2031 | O/CCGT - H2 New | Crossload |  | ON | Capacity-Crossload | FOM | 0 | [6 empty] | 0.64958 | 0
LCP_Inputs_ON_Diverse_IEA_2023_05_05 | 2031 | O/CCGT - H2 New | Crossload |  | ON | Capacity-Crossload | Flex Adder | 0 | [6 empty] | 0.64958 | 0
LCP_Inputs_ON_Diverse_IEA_2023_05_05 | 2031 | SMR CCS | Generation |  | ON | Capacity-Generation | FOM | 373008049.5554 | [6 empty] | 0.64958 | 242298916.3108
LCP_Inputs_ON_Diverse_IEA_2023_05_05 | 2031 | SMR CCS | Generation |  | ON | Capacity-Generation | Flex Adder | 0 | [6 empty] | 0.64958 | 0
LCP_Inputs_ON_Diverse_IEA_2023_05_05 | 2031 | SMR CCS | Generation |  | WC | Capacity-Generation | FOM | 0 | [6 empty] | 0.64958 | 0
LCP_Inputs_ON_Diverse_IEA_2023_05_05 | 2031 | SMR CCS | Generation |  | WC | Capacity-Generation | Flex Adder | 0 | [6 empty] | 0.64958 | 0
LCP_Inputs_ON_Diverse_IEA_2023_05_05 | 2031 | Solar PV | Generation |  | ON | Capacity-Generation | FOM | 0 | [6 empty] | 0.64958 | 0
LCP_Inputs_ON_Diverse_IEA_2023_05_05 | 2031 | Solar PV | Generation |  | ON | Capacity-Generation | Flex Adder | 0 | [6 empty] | 0.64958 | 0
LCP_Inputs_ON_Diverse_IEA_2023_05_05 | 2031 | Solar PV | Generation |  | WC | Capacity-Generation | FOM | 0 | [6 empty] | 0.64958 | 0
LCP_Inputs_ON_Diverse_IEA_2023_05_05 | 2031 | Solar PV | Generation |  | WC | Capacity-Generation | Flex Adder | 0 | [6 empty] | 0.64958 | 0
LCP_Inputs_ON_Diverse_IEA_2023_05_05 | 2031 | Wind Onshore | Generation |  | MI | Capacity-Generation | FOM | 811851118.0506 | [6 empty] | 0.64958 | 527363005.554
LCP_Inputs_ON_Diverse_IEA_2023_05_05 | 2031 | Wind Onshore | Generation |  | MI | Capacity-Generation | Flex Adder | 0 | [6 empty] | 0.64958 | 0
LCP_Inputs_ON_Diverse_IEA_2023_05_05 | 2031 | Wind Onshore | Generation |  | NY | Capacity-Generation | FOM | 218942234.4236 | [6 empty] | 0.64958 | 142220700.5955
LCP_Inputs_ON_Diverse_IEA_2023_05_05 | 2031 | Wind Onshore | Generation |  | NY | Capacity-Generation | Flex Adder | 0 | [6 empty] | 0.64958 | 0
LCP_Inputs_ON_Diverse_IEA_2023_05_05 | 2031 | Wind Onshore | Generation |  | ON | Capacity-Generation | FOM | 375000000 | [6 empty] | 0.64958 | 243592849.3362
LCP_Inputs_ON_Diverse_IEA_2023_05_05 | 2031 | Wind Onshore | Generation |  | ON | Capacity-Generation | Flex Adder | 0 | [6 empty] | 0.64958 | 0
LCP_Inputs_ON_Diverse_IEA_2023_05_05 | 2031 | Wind Onshore | Generation |  | PJ | Capacity-Generation | FOM | 4302791680.0834 | [6 empty] | 0.64958 | 2795011427.8713
LCP_Inputs_ON_Diverse_IEA_2023_05_05 | 2031 | Wind Onshore | Generation |  | PJ | Capacity-Generation | Flex Adder | 0 | [6 empty] | 0.64958 | 0
LCP_Inputs_ON_Diverse_IEA_2023_05_05 | 2031 | Wind Onshore | Generation |  | WC | Capacity-Generation | FOM | 0 | [6 empty] | 0.64958 | 0
LCP_Inputs_ON_Diverse_IEA_2023_05_05 | 2031 | Wind Onshore | Generation |  | WC | Capacity-Generation | Flex Adder | 0 | [6 empty] | 0.64958 | 0
LCP_Inputs_ON_Diverse_IEA_2023_05_05 | 2032 | Anaerobic Digestion | Generation |  | ON | Capacity-Generation | FOM | 125864882.1654 | [6 empty] | 0.6246 | 78614834.0463
LCP_Inputs_ON_Diverse_IEA_2023_05_05 | 2032 | Anaerobic Digestion | Generation |  | ON | Capacity-Generation | Flex Adder | 0 | [6 empty] | 0.6246 | 0
LCP_Inputs_ON_Diverse_IEA_2023_05_05 | 2032 | Battery Storage | Storage |  | ON | Capacity-Storage | FOM | 0 | [6 empty] | 0.6246 | 0
LCP_Inputs_ON_Diverse_IEA_2023_05_05 | 2032 | Battery Storage | Storage |  | ON | Capacity-Storage | Flex Adder | 0 | [6 empty] | 0.6246 | 0
LCP_Inputs_ON_Diverse_IEA_2023_05_05 | 2032 | CH4 + CCS | Generation |  | ON | Capacity-Generation | FOM | 0 | [6 empty] | 0.6246 | 0
LCP_Inputs_ON_Diverse_IEA_2023_05_05 | 2032 | CH4 + CCS | Generation |  | ON | Capacity-Generation | Flex Adder | 0 | [6 empty] | 0.6246 | 0
LCP_Inputs_ON_Diverse_IEA_2023_05_05 | 2032 | Electrolyser 2020/2030 | Crossload |  | ON | Capacity-Crossload | FOM | 20039889.0801 | [6 empty] | 0.6246 | 12516855.5933
LCP_Inputs_ON_Diverse_IEA_2023_05_05 | 2032 | Electrolyser 2020/2030 | Crossload |  | ON | Capacity-Crossload | Flex Adder | 0 | [6 empty] | 0.6246 | 0
LCP_Inputs_ON_Diverse_IEA_2023_05_05 | 2032 | Generic - Generator | Generation |  | MI | Capacity-Generation | FOM | 0 | [6 empty] | 0.6246 | 0
LCP_Inputs_ON_Diverse_IEA_2023_05_05 | 2032 | Generic - Generator | Generation |  | MI | Capacity-Generation | Flex Adder | 0 | [6 empty] | 0.6246 | 0
LCP_Inputs_ON_Diverse_IEA_2023_05_05 | 2032 | Generic - Generator | Generation |  | NY | Capacity-Generation | FOM | 0 | [6 empty] | 0.6246 | 0
LCP_Inputs_ON_Diverse_IEA_2023_05_05 | 2032 | Generic - Generator | Generation |  | NY | Capacity-Generation | Flex Adder | 0 | [6 empty] | 0.6246 | 0
LCP_Inputs_ON_Diverse_IEA_2023_05_05 | 2032 | Generic - Generator | Generation |  | PJ | Capacity-Generation | FOM | 0 | [6 empty] | 0.6246 | 0
LCP_Inputs_ON_Diverse_IEA_2023_05_05 | 2032 | Generic - Generator | Generation |  | PJ | Capacity-Generation | Flex Adder | 0 | [6 empty] | 0.6246 | 0
LCP_Inputs_ON_Diverse_IEA_2023_05_05 | 2032 | Generic - Generator | Generation |  | QC | Capacity-Generation | FOM | 0 | [6 empty] | 0.6246 | 0
LCP_Inputs_ON_Diverse_IEA_2023_05_05 | 2032 | Generic - Generator | Generation |  | QC | Capacity-Generation | Flex Adder | 0 | [6 empty] | 0.6246 | 0
LCP_Inputs_ON_Diverse_IEA_2023_05_05 | 2032 | Generic - Generator | Generation |  | WC | Capacity-Generation | FOM | 0 | [6 empty] | 0.6246 | 0
LCP_Inputs_ON_Diverse_IEA_2023_05_05 | 2032 | Generic - Generator | Generation |  | WC | Capacity-Generation | Flex Adder | 0 | [6 empty] | 0.6246 | 0
LCP_Inputs_ON_Diverse_IEA_2023_05_05 | 2032 | H2 Salt Cavern Storage - ON | Storage |  | ON | Capacity-Storage | FOM | 0 | [6 empty] | 0.6246 | 0
LCP_Inputs_ON_Diverse_IEA_2023_05_05 | 2032 | H2 Salt Cavern Storage - ON | Storage |  | ON | Capacity-Storage | Flex Adder | 0 | [6 empty] | 0.6246 | 0
LCP_Inputs_ON_Diverse_IEA_2023_05_05 | 2032 | O/CCGT - H2 New | Crossload |  | ON | Capacity-Crossload | FOM | 0 | [6 empty] | 0.6246 | 0
LCP_Inputs_ON_Diverse_IEA_2023_05_05 | 2032 | O/CCGT - H2 New | Crossload |  | ON | Capacity-Crossload | Flex Adder | 0 | [6 empty] | 0.6246 | 0
LCP_Inputs_ON_Diverse_IEA_2023_05_05 | 2032 | SMR CCS | Generation |  | ON | Capacity-Generation | FOM | 373008049.5554 | [6 empty] | 0.6246 | 232979727.2219
LCP_Inputs_ON_Diverse_IEA_2023_05_05 | 2032 | SMR CCS | Generation |  | ON | Capacity-Generation | Flex Adder | 0 | [6 empty] | 0.6246 | 0
LCP_Inputs_ON_Diverse_IEA_2023_05_05 | 2032 | SMR CCS | Generation |  | WC | Capacity-Generation | FOM | 0 | [6 empty] | 0.6246 | 0
LCP_Inputs_ON_Diverse_IEA_2023_05_05 | 2032 | SMR CCS | Generation |  | WC | Capacity-Generation | Flex Adder | 0 | [6 empty] | 0.6246 | 0
LCP_Inputs_ON_Diverse_IEA_2023_05_05 | 2032 | Solar PV | Generation |  | ON | Capacity-Generation | FOM | 0 | [6 empty] | 0.6246 | 0
LCP_Inputs_ON_Diverse_IEA_2023_05_05 | 2032 | Solar PV | Generation |  | ON | Capacity-Generation | Flex Adder | 0 | [6 empty] | 0.6246 | 0
LCP_Inputs_ON_Diverse_IEA_2023_05_05 | 2032 | Solar PV | Generation |  | WC | Capacity-Generation | FOM | 0 | [6 empty] | 0.6246 | 0
LCP_Inputs_ON_Diverse_IEA_2023_05_05 | 2032 | Solar PV | Generation |  | WC | Capacity-Generation | Flex Adder | 0 | [6 empty] | 0.6246 | 0
LCP_Inputs_ON_Diverse_IEA_2023_05_05 | 2032 | Wind Onshore | Generation |  | MI | Capacity-Generation | FOM | 811851118.0506 | [6 empty] | 0.6246 | 507079813.0327
LCP_Inputs_ON_Diverse_IEA_2023_05_05 | 2032 | Wind Onshore | Generation |  | MI | Capacity-Generation | Flex Adder | 0 | [6 empty] | 0.6246 | 0
LCP_Inputs_ON_Diverse_IEA_2023_05_05 | 2032 | Wind Onshore | Generation |  | NY | Capacity-Generation | FOM | 218942234.4236 | [6 empty] | 0.6246 | 136750673.6495
LCP_Inputs_ON_Diverse_IEA_2023_05_05 | 2032 | Wind Onshore | Generation |  | NY | Capacity-Generation | Flex Adder | 0 | [6 empty] | 0.6246 | 0
LCP_Inputs_ON_Diverse_IEA_2023_05_05 | 2032 | Wind Onshore | Generation |  | ON | Capacity-Generation | FOM | 375000000 | [6 empty] | 0.6246 | 234223893.5925
LCP_Inputs_ON_Diverse_IEA_2023_05_05 | 2032 | Wind Onshore | Generation |  | ON | Capacity-Generation | Flex Adder | 0 | [6 empty] | 0.6246 | 0
LCP_Inputs_ON_Diverse_IEA_2023_05_05 | 2032 | Wind Onshore | Generation |  | PJ | Capacity-Generation | FOM | 4302791680.0834 | [6 empty] | 0.6246 | 2687510988.3377
LCP_Inputs_ON_Diverse_IEA_2023_05_05 | 2032 | Wind Onshore | Generation |  | PJ | Capacity-Generation | Flex Adder | 0 | [6 empty] | 0.6246 | 0
LCP_Inputs_ON_Diverse_IEA_2023_05_05 | 2032 | Wind Onshore | Generation |  | WC | Capacity-Generation | FOM | 0 | [6 empty] | 0.6246 | 0
LCP_Inputs_ON_Diverse_IEA_2023_05_05 | 2032 | Wind Onshore | Generation |  | WC | Capacity-Generation | Flex Adder | 0 | [6 empty] | 0.6246 | 0
LCP_Inputs_ON_Diverse_IEA_2023_05_05 | 2033 | Anaerobic Digestion | Generation |  | ON | Capacity-Generation | FOM | 125864882.1654 | [6 empty] | 0.60057 | 75591186.5829
LCP_Inputs_ON_Diverse_IEA_2023_05_05 | 2033 | Anaerobic Digestion | Generation |  | ON | Capacity-Generation | Flex Adder | 0 | [6 empty] | 0.60057 | 0
LCP_Inputs_ON_Diverse_IEA_2023_05_05 | 2033 | Battery Storage | Storage |  | ON | Capacity-Storage | FOM | 0 | [6 empty] | 0.60057 | 0
LCP_Inputs_ON_Diverse_IEA_2023_05_05 | 2033 | Battery Storage | Storage |  | ON | Capacity-Storage | Flex Adder | 0 | [6 empty] | 0.60057 | 0
LCP_Inputs_ON_Diverse_IEA_2023_05_05 | 2033 | CH4 + CCS | Generation |  | ON | Capacity-Generation | FOM | 0 | [6 empty] | 0.60057 | 0
LCP_Inputs_ON_Diverse_IEA_2023_05_05 | 2033 | CH4 + CCS | Generation |  | ON | Capacity-Generation | Flex Adder | 0 | [6 empty] | 0.60057 | 0
LCP_Inputs_ON_Diverse_IEA_2023_05_05 | 2033 | Electrolyser 2020/2030 | Crossload |  | ON | Capacity-Crossload | FOM | 20039889.0801 | [6 empty] | 0.60057 | 12035438.0705
LCP_Inputs_ON_Diverse_IEA_2023_05_05 | 2033 | Electrolyser 2020/2030 | Crossload |  | ON | Capacity-Crossload | Flex Adder | 0 | [6 empty] | 0.60057 | 0
LCP_Inputs_ON_Diverse_IEA_2023_05_05 | 2033 | Generic - Generator | Generation |  | MI | Capacity-Generation | FOM | 0 | [6 empty] | 0.60057 | 0
LCP_Inputs_ON_Diverse_IEA_2023_05_05 | 2033 | Generic - Generator | Generation |  | MI | Capacity-Generation | Flex Adder | 0 | [6 empty] | 0.60057 | 0
LCP_Inputs_ON_Diverse_IEA_2023_05_05 | 2033 | Generic - Generator | Generation |  | NY | Capacity-Generation | FOM | 0 | [6 empty] | 0.60057 | 0
LCP_Inputs_ON_Diverse_IEA_2023_05_05 | 2033 | Generic - Generator | Generation |  | NY | Capacity-Generation | Flex Adder | 0 | [6 empty] | 0.60057 | 0
LCP_Inputs_ON_Diverse_IEA_2023_05_05 | 2033 | Generic - Generator | Generation |  | PJ | Capacity-Generation | FOM | 0 | [6 empty] | 0.60057 | 0
LCP_Inputs_ON_Diverse_IEA_2023_05_05 | 2033 | Generic - Generator | Generation |  | PJ | Capacity-Generation | Flex Adder | 0 | [6 empty] | 0.60057 | 0
LCP_Inputs_ON_Diverse_IEA_2023_05_05 | 2033 | Generic - Generator | Generation |  | QC | Capacity-Generation | FOM | 0 | [6 empty] | 0.60057 | 0
LCP_Inputs_ON_Diverse_IEA_2023_05_05 | 2033 | Generic - Generator | Generation |  | QC | Capacity-Generation | Flex Adder | 0 | [6 empty] | 0.60057 | 0
LCP_Inputs_ON_Diverse_IEA_2023_05_05 | 2033 | Generic - Generator | Generation |  | WC | Capacity-Generation | FOM | 0 | [6 empty] | 0.60057 | 0
LCP_Inputs_ON_Diverse_IEA_2023_05_05 | 2033 | Generic - Generator | Generation |  | WC | Capacity-Generation | Flex Adder | 0 | [6 empty] | 0.60057 | 0
LCP_Inputs_ON_Diverse_IEA_2023_05_05 | 2033 | H2 Salt Cavern Storage - ON | Storage |  | ON | Capacity-Storage | FOM | 0 | [6 empty] | 0.60057 | 0
LCP_Inputs_ON_Diverse_IEA_2023_05_05 | 2033 | H2 Salt Cavern Storage - ON | Storage |  | ON | Capacity-Storage | Flex Adder | 0 | [6 empty] | 0.60057 | 0
LCP_Inputs_ON_Diverse_IEA_2023_05_05 | 2033 | O/CCGT - H2 New | Crossload |  | ON | Capacity-Crossload | FOM | 0 | [6 empty] | 0.60057 | 0
LCP_Inputs_ON_Diverse_IEA_2023_05_05 | 2033 | O/CCGT - H2 New | Crossload |  | ON | Capacity-Crossload | Flex Adder | 0 | [6 empty] | 0.60057 | 0
LCP_Inputs_ON_Diverse_IEA_2023_05_05 | 2033 | SMR CCS | Generation |  | ON | Capacity-Generation | FOM | 373008049.5554 | [6 empty] | 0.60057 | 224018968.4826
LCP_Inputs_ON_Diverse_IEA_2023_05_05 | 2033 | SMR CCS | Generation |  | ON | Capacity-Generation | Flex Adder | 0 | [6 empty] | 0.60057 | 0
LCP_Inputs_ON_Diverse_IEA_2023_05_05 | 2033 | SMR CCS | Generation |  | WC | Capacity-Generation | FOM | 0 | [6 empty] | 0.60057 | 0
LCP_Inputs_ON_Diverse_IEA_2023_05_05 | 2033 | SMR CCS | Generation |  | WC | Capacity-Generation | Flex Adder | 0 | [6 empty] | 0.60057 | 0
LCP_Inputs_ON_Diverse_IEA_2023_05_05 | 2033 | Solar PV | Generation |  | ON | Capacity-Generation | FOM | 0 | [6 empty] | 0.60057 | 0
LCP_Inputs_ON_Diverse_IEA_2023_05_05 | 2033 | Solar PV | Generation |  | ON | Capacity-Generation | Flex Adder | 0 | [6 empty] | 0.60057 | 0
LCP_Inputs_ON_Diverse_IEA_2023_05_05 | 2033 | Solar PV | Generation |  | WC | Capacity-Generation | FOM | 0 | [6 empty] | 0.60057 | 0
LCP_Inputs_ON_Diverse_IEA_2023_05_05 | 2033 | Solar PV | Generation |  | WC | Capacity-Generation | Flex Adder | 0 | [6 empty] | 0.60057 | 0
LCP_Inputs_ON_Diverse_IEA_2023_05_05 | 2033 | Wind Onshore | Generation |  | MI | Capacity-Generation | FOM | 811851118.0506 | [6 empty] | 0.60057 | 487576743.3006
LCP_Inputs_ON_Diverse_IEA_2023_05_05 | 2033 | Wind Onshore | Generation |  | MI | Capacity-Generation | Flex Adder | 0 | [6 empty] | 0.60057 | 0
LCP_Inputs_ON_Diverse_IEA_2023_05_05 | 2033 | Wind Onshore | Generation |  | NY | Capacity-Generation | FOM | 218942234.4236 | [6 empty] | 0.60057 | 131491032.3553
LCP_Inputs_ON_Diverse_IEA_2023_05_05 | 2033 | Wind Onshore | Generation |  | NY | Capacity-Generation | Flex Adder | 0 | [6 empty] | 0.60057 | 0
LCP_Inputs_ON_Diverse_IEA_2023_05_05 | 2033 | Wind Onshore | Generation |  | ON | Capacity-Generation | FOM | 375000000 | [6 empty] | 0.60057 | 225215282.3005
LCP_Inputs_ON_Diverse_IEA_2023_05_05 | 2033 | Wind Onshore | Generation |  | ON | Capacity-Generation | Flex Adder | 0 | [6 empty] | 0.60057 | 0
LCP_Inputs_ON_Diverse_IEA_2023_05_05 | 2033 | Wind Onshore | Generation |  | PJ | Capacity-Generation | FOM | 4302791680.0834 | [6 empty] | 0.60057 | 2584145181.094
LCP_Inputs_ON_Diverse_IEA_2023_05_05 | 2033 | Wind Onshore | Generation |  | PJ | Capacity-Generation | Flex Adder | 0 | [6 empty] | 0.60057 | 0
LCP_Inputs_ON_Diverse_IEA_2023_05_05 | 2033 | Wind Onshore | Generation |  | WC | Capacity-Generation | FOM | 0 | [6 empty] | 0.60057 | 0
LCP_Inputs_ON_Diverse_IEA_2023_05_05 | 2033 | Wind Onshore | Generation |  | WC | Capacity-Generation | Flex Adder | 0 | [6 empty] | 0.60057 | 0
LCP_Inputs_ON_Diverse_IEA_2023_05_05 | 2034 | Anaerobic Digestion | Generation |  | ON | Capacity-Generation | FOM | 125864882.1654 | [6 empty] | 0.57748 | 72683833.2528
LCP_Inputs_ON_Diverse_IEA_2023_05_05 | 2034 | Anaerobic Digestion | Generation |  | ON | Capacity-Generation | Flex Adder | 0 | [6 empty] | 0.57748 | 0
LCP_Inputs_ON_Diverse_IEA_2023_05_05 | 2034 | Battery Storage | Storage |  | ON | Capacity-Storage | FOM | 0 | [6 empty] | 0.57748 | 0
LCP_Inputs_ON_Diverse_IEA_2023_05_05 | 2034 | Battery Storage | Storage |  | ON | Capacity-Storage | Flex Adder | 0 | [6 empty] | 0.57748 | 0
LCP_Inputs_ON_Diverse_IEA_2023_05_05 | 2034 | CH4 + CCS | Generation |  | ON | Capacity-Generation | FOM | 0 | [6 empty] | 0.57748 | 0
LCP_Inputs_ON_Diverse_IEA_2023_05_05 | 2034 | CH4 + CCS | Generation |  | ON | Capacity-Generation | Flex Adder | 0 | [6 empty] | 0.57748 | 0
LCP_Inputs_ON_Diverse_IEA_2023_05_05 | 2034 | Electrolyser 2020/2030 | Crossload |  | ON | Capacity-Crossload | FOM | 20039889.0801 | [6 empty] | 0.57748 | 11572536.6063
LCP_Inputs_ON_Diverse_IEA_2023_05_05 | 2034 | Electrolyser 2020/2030 | Crossload |  | ON | Capacity-Crossload | Flex Adder | 0 | [6 empty] | 0.57748 | 0
LCP_Inputs_ON_Diverse_IEA_2023_05_05 | 2034 | Generic - Generator | Generation |  | MI | Capacity-Generation | FOM | 0 | [6 empty] | 0.57748 | 0
LCP_Inputs_ON_Diverse_IEA_2023_05_05 | 2034 | Generic - Generator | Generation |  | MI | Capacity-Generation | Flex Adder | 0 | [6 empty] | 0.57748 | 0
LCP_Inputs_ON_Diverse_IEA_2023_05_05 | 2034 | Generic - Generator | Generation |  | NY | Capacity-Generation | FOM | 0 | [6 empty] | 0.57748 | 0
LCP_Inputs_ON_Diverse_IEA_2023_05_05 | 2034 | Generic - Generator | Generation |  | NY | Capacity-Generation | Flex Adder | 0 | [6 empty] | 0.57748 | 0
LCP_Inputs_ON_Diverse_IEA_2023_05_05 | 2034 | Generic - Generator | Generation |  | PJ | Capacity-Generation | FOM | 0 | [6 empty] | 0.57748 | 0
LCP_Inputs_ON_Diverse_IEA_2023_05_05 | 2034 | Generic - Generator | Generation |  | PJ | Capacity-Generation | Flex Adder | 0 | [6 empty] | 0.57748 | 0
LCP_Inputs_ON_Diverse_IEA_2023_05_05 | 2034 | Generic - Generator | Generation |  | QC | Capacity-Generation | FOM | 0 | [6 empty] | 0.57748 | 0
LCP_Inputs_ON_Diverse_IEA_2023_05_05 | 2034 | Generic - Generator | Generation |  | QC | Capacity-Generation | Flex Adder | 0 | [6 empty] | 0.57748 | 0
LCP_Inputs_ON_Diverse_IEA_2023_05_05 | 2034 | Generic - Generator | Generation |  | WC | Capacity-Generation | FOM | 0 | [6 empty] | 0.57748 | 0
LCP_Inputs_ON_Diverse_IEA_2023_05_05 | 2034 | Generic - Generator | Generation |  | WC | Capacity-Generation | Flex Adder | 0 | [6 empty] | 0.57748 | 0
LCP_Inputs_ON_Diverse_IEA_2023_05_05 | 2034 | H2 Salt Cavern Storage - ON | Storage |  | ON | Capacity-Storage | FOM | 0 | [6 empty] | 0.57748 | 0
LCP_Inputs_ON_Diverse_IEA_2023_05_05 | 2034 | H2 Salt Cavern Storage - ON | Storage |  | ON | Capacity-Storage | Flex Adder | 0 | [6 empty] | 0.57748 | 0
LCP_Inputs_ON_Diverse_IEA_2023_05_05 | 2034 | O/CCGT - H2 New | Crossload |  | ON | Capacity-Crossload | FOM | 0 | [6 empty] | 0.57748 | 0
LCP_Inputs_ON_Diverse_IEA_2023_05_05 | 2034 | O/CCGT - H2 New | Crossload |  | ON | Capacity-Crossload | Flex Adder | 0 | [6 empty] | 0.57748 | 0
LCP_Inputs_ON_Diverse_IEA_2023_05_05 | 2034 | SMR CCS | Generation |  | ON | Capacity-Generation | FOM | 373008049.5554 | [6 empty] | 0.57748 | 215402854.3102
LCP_Inputs_ON_Diverse_IEA_2023_05_05 | 2034 | SMR CCS | Generation |  | ON | Capacity-Generation | Flex Adder | 0 | [6 empty] | 0.57748 | 0
LCP_Inputs_ON_Diverse_IEA_2023_05_05 | 2034 | SMR CCS | Generation |  | WC | Capacity-Generation | FOM | 0 | [6 empty] | 0.57748 | 0
LCP_Inputs_ON_Diverse_IEA_2023_05_05 | 2034 | SMR CCS | Generation |  | WC | Capacity-Generation | Flex Adder | 0 | [6 empty] | 0.57748 | 0
LCP_Inputs_ON_Diverse_IEA_2023_05_05 | 2034 | Solar PV | Generation |  | ON | Capacity-Generation | FOM | 0 | [6 empty] | 0.57748 | 0
LCP_Inputs_ON_Diverse_IEA_2023_05_05 | 2034 | Solar PV | Generation |  | ON | Capacity-Generation | Flex Adder | 0 | [6 empty] | 0.57748 | 0
LCP_Inputs_ON_Diverse_IEA_2023_05_05 | 2034 | Solar PV | Generation |  | WC | Capacity-Generation | FOM | 0 | [6 empty] | 0.57748 | 0
LCP_Inputs_ON_Diverse_IEA_2023_05_05 | 2034 | Solar PV | Generation |  | WC | Capacity-Generation | Flex Adder | 0 | [6 empty] | 0.57748 | 0
LCP_Inputs_ON_Diverse_IEA_2023_05_05 | 2034 | Wind Onshore | Generation |  | MI | Capacity-Generation | FOM | 811851118.0506 | [6 empty] | 0.57748 | 468823791.6352
LCP_Inputs_ON_Diverse_IEA_2023_05_05 | 2034 | Wind Onshore | Generation |  | MI | Capacity-Generation | Flex Adder | 0 | [6 empty] | 0.57748 | 0
LCP_Inputs_ON_Diverse_IEA_2023_05_05 | 2034 | Wind Onshore | Generation |  | NY | Capacity-Generation | FOM | 218942234.4236 | [6 empty] | 0.57748 | 126433684.957
LCP_Inputs_ON_Diverse_IEA_2023_05_05 | 2034 | Wind Onshore | Generation |  | NY | Capacity-Generation | Flex Adder | 0 | [6 empty] | 0.57748 | 0
LCP_Inputs_ON_Diverse_IEA_2023_05_05 | 2034 | Wind Onshore | Generation |  | ON | Capacity-Generation | FOM | 375000000 | [6 empty] | 0.57748 | 216553156.0582
LCP_Inputs_ON_Diverse_IEA_2023_05_05 | 2034 | Wind Onshore | Generation |  | ON | Capacity-Generation | Flex Adder | 0 | [6 empty] | 0.57748 | 0
LCP_Inputs_ON_Diverse_IEA_2023_05_05 | 2034 | Wind Onshore | Generation |  | PJ | Capacity-Generation | FOM | 4302791680.0834 | [6 empty] | 0.57748 | 2484754981.8211
LCP_Inputs_ON_Diverse_IEA_2023_05_05 | 2034 | Wind Onshore | Generation |  | PJ | Capacity-Generation | Flex Adder | 0 | [6 empty] | 0.57748 | 0
LCP_Inputs_ON_Diverse_IEA_2023_05_05 | 2034 | Wind Onshore | Generation |  | WC | Capacity-Generation | FOM | 0 | [6 empty] | 0.57748 | 0
LCP_Inputs_ON_Diverse_IEA_2023_05_05 | 2034 | Wind Onshore | Generation |  | WC | Capacity-Generation | Flex Adder | 0 | [6 empty] | 0.57748 | 0
LCP_Inputs_ON_Diverse_IEA_2023_05_05 | 2035 | Anaerobic Digestion | Generation |  | ON | Capacity-Generation | FOM | 125864882.1654 | [6 empty] | 0.55526 | 69888301.2046
LCP_Inputs_ON_Diverse_IEA_2023_05_05 | 2035 | Anaerobic Digestion | Generation |  | ON | Capacity-Generation | Flex Adder | 0 | [6 empty] | 0.55526 | 0
LCP_Inputs_ON_Diverse_IEA_2023_05_05 | 2035 | Battery Storage | Storage |  | ON | Capacity-Storage | FOM | 0 | [6 empty] | 0.55526 | 0
LCP_Inputs_ON_Diverse_IEA_2023_05_05 | 2035 | Battery Storage | Storage |  | ON | Capacity-Storage | Flex Adder | 0 | [6 empty] | 0.55526 | 0
LCP_Inputs_ON_Diverse_IEA_2023_05_05 | 2035 | CH4 + CCS | Generation |  | ON | Capacity-Generation | FOM | 0 | [6 empty] | 0.55526 | 0
LCP_Inputs_ON_Diverse_IEA_2023_05_05 | 2035 | CH4 + CCS | Generation |  | ON | Capacity-Generation | Flex Adder | 0 | [6 empty] | 0.55526 | 0
LCP_Inputs_ON_Diverse_IEA_2023_05_05 | 2035 | Electrolyser 2020/2030 | Crossload |  | ON | Capacity-Crossload | FOM | 20039889.0801 | [6 empty] | 0.55526 | 11127439.0445
LCP_Inputs_ON_Diverse_IEA_2023_05_05 | 2035 | Electrolyser 2020/2030 | Crossload |  | ON | Capacity-Crossload | Flex Adder | 0 | [6 empty] | 0.55526 | 0
LCP_Inputs_ON_Diverse_IEA_2023_05_05 | 2035 | Generic - Generator | Generation |  | MI | Capacity-Generation | FOM | 0 | [6 empty] | 0.55526 | 0
LCP_Inputs_ON_Diverse_IEA_2023_05_05 | 2035 | Generic - Generator | Generation |  | MI | Capacity-Generation | Flex Adder | 0 | [6 empty] | 0.55526 | 0
LCP_Inputs_ON_Diverse_IEA_2023_05_05 | 2035 | Generic - Generator | Generation |  | NY | Capacity-Generation | FOM | 0 | [6 empty] | 0.55526 | 0
LCP_Inputs_ON_Diverse_IEA_2023_05_05 | 2035 | Generic - Generator | Generation |  | NY | Capacity-Generation | Flex Adder | 0 | [6 empty] | 0.55526 | 0
LCP_Inputs_ON_Diverse_IEA_2023_05_05 | 2035 | Generic - Generator | Generation |  | PJ | Capacity-Generation | FOM | 0 | [6 empty] | 0.55526 | 0
LCP_Inputs_ON_Diverse_IEA_2023_05_05 | 2035 | Generic - Generator | Generation |  | PJ | Capacity-Generation | Flex Adder | 0 | [6 empty] | 0.55526 | 0
LCP_Inputs_ON_Diverse_IEA_2023_05_05 | 2035 | Generic - Generator | Generation |  | QC | Capacity-Generation | FOM | 0 | [6 empty] | 0.55526 | 0
LCP_Inputs_ON_Diverse_IEA_2023_05_05 | 2035 | Generic - Generator | Generation |  | QC | Capacity-Generation | Flex Adder | 0 | [6 empty] | 0.55526 | 0
LCP_Inputs_ON_Diverse_IEA_2023_05_05 | 2035 | Generic - Generator | Generation |  | WC | Capacity-Generation | FOM | 0 | [6 empty] | 0.55526 | 0
LCP_Inputs_ON_Diverse_IEA_2023_05_05 | 2035 | Generic - Generator | Generation |  | WC | Capacity-Generation | Flex Adder | 0 | [6 empty] | 0.55526 | 0
LCP_Inputs_ON_Diverse_IEA_2023_05_05 | 2035 | H2 Salt Cavern Storage - ON | Storage |  | ON | Capacity-Storage | FOM | 0 | [6 empty] | 0.55526 | 0
LCP_Inputs_ON_Diverse_IEA_2023_05_05 | 2035 | H2 Salt Cavern Storage - ON | Storage |  | ON | Capacity-Storage | Flex Adder | 0 | [6 empty] | 0.55526 | 0
LCP_Inputs_ON_Diverse_IEA_2023_05_05 | 2035 | O/CCGT - H2 New | Crossload |  | ON | Capacity-Crossload | FOM | 0 | [6 empty] | 0.55526 | 0
LCP_Inputs_ON_Diverse_IEA_2023_05_05 | 2035 | O/CCGT - H2 New | Crossload |  | ON | Capacity-Crossload | Flex Adder | 0 | [6 empty] | 0.55526 | 0
LCP_Inputs_ON_Diverse_IEA_2023_05_05 | 2035 | SMR CCS | Generation |  | ON | Capacity-Generation | FOM | 373008049.5554 | [6 empty] | 0.55526 | 207118129.1444
LCP_Inputs_ON_Diverse_IEA_2023_05_05 | 2035 | SMR CCS | Generation |  | ON | Capacity-Generation | Flex Adder | 0 | [6 empty] | 0.55526 | 0
LCP_Inputs_ON_Diverse_IEA_2023_05_05 | 2035 | SMR CCS | Generation |  | WC | Capacity-Generation | FOM | 0 | [6 empty] | 0.55526 | 0
LCP_Inputs_ON_Diverse_IEA_2023_05_05 | 2035 | SMR CCS | Generation |  | WC | Capacity-Generation | Flex Adder | 0 | [6 empty] | 0.55526 | 0
LCP_Inputs_ON_Diverse_IEA_2023_05_05 | 2035 | Solar PV | Generation |  | ON | Capacity-Generation | FOM | 0 | [6 empty] | 0.55526 | 0
LCP_Inputs_ON_Diverse_IEA_2023_05_05 | 2035 | Solar PV | Generation |  | ON | Capacity-Generation | Flex Adder | 0 | [6 empty] | 0.55526 | 0
LCP_Inputs_ON_Diverse_IEA_2023_05_05 | 2035 | Solar PV | Generation |  | WC | Capacity-Generation | FOM | 0 | [6 empty] | 0.55526 | 0
LCP_Inputs_ON_Diverse_IEA_2023_05_05 | 2035 | Solar PV | Generation |  | WC | Capacity-Generation | Flex Adder | 0 | [6 empty] | 0.55526 | 0
LCP_Inputs_ON_Diverse_IEA_2023_05_05 | 2035 | Wind Onshore | Generation |  | MI | Capacity-Generation | FOM | 811851118.0506 | [6 empty] | 0.55526 | 450792107.3416
LCP_Inputs_ON_Diverse_IEA_2023_05_05 | 2035 | Wind Onshore | Generation |  | MI | Capacity-Generation | Flex Adder | 0 | [6 empty] | 0.55526 | 0
LCP_Inputs_ON_Diverse_IEA_2023_05_05 | 2035 | Wind Onshore | Generation |  | NY | Capacity-Generation | FOM | 218942234.4236 | [6 empty] | 0.55526 | 121570850.9202
LCP_Inputs_ON_Diverse_IEA_2023_05_05 | 2035 | Wind Onshore | Generation |  | NY | Capacity-Generation | Flex Adder | 0 | [6 empty] | 0.55526 | 0
LCP_Inputs_ON_Diverse_IEA_2023_05_05 | 2035 | Wind Onshore | Generation |  | ON | Capacity-Generation | FOM | 375000000 | [6 empty] | 0.55526 | 208224188.5175
LCP_Inputs_ON_Diverse_IEA_2023_05_05 | 2035 | Wind Onshore | Generation |  | ON | Capacity-Generation | Flex Adder | 0 | [6 empty] | 0.55526 | 0
LCP_Inputs_ON_Diverse_IEA_2023_05_05 | 2035 | Wind Onshore | Generation |  | PJ | Capacity-Generation | FOM | 4302791680.0834 | [6 empty] | 0.55526 | 2389187482.5203
LCP_Inputs_ON_Diverse_IEA_2023_05_05 | 2035 | Wind Onshore | Generation |  | PJ | Capacity-Generation | Flex Adder | 0 | [6 empty] | 0.55526 | 0
LCP_Inputs_ON_Diverse_IEA_2023_05_05 | 2035 | Wind Onshore | Generation |  | WC | Capacity-Generation | FOM | 0 | [6 empty] | 0.55526 | 0
LCP_Inputs_ON_Diverse_IEA_2023_05_05 | 2035 | Wind Onshore | Generation |  | WC | Capacity-Generation | Flex Adder | 0 | [6 empty] | 0.55526 | 0
LCP_Inputs_ON_Diverse_IEA_2023_05_05 | 2036 | Anaerobic Digestion | Generation |  | ON | Capacity-Generation | FOM | 125864882.1654 | [6 empty] | 0.53391 | 67200289.6199
LCP_Inputs_ON_Diverse_IEA_2023_05_05 | 2036 | Anaerobic Digestion | Generation |  | ON | Capacity-Generation | Flex Adder | 0 | [6 empty] | 0.53391 | 0
LCP_Inputs_ON_Diverse_IEA_2023_05_05 | 2036 | Battery Storage | Storage |  | ON | Capacity-Storage | FOM | 0 | [6 empty] | 0.53391 | 0
LCP_Inputs_ON_Diverse_IEA_2023_05_05 | 2036 | Battery Storage | Storage |  | ON | Capacity-Storage | Flex Adder | 0 | [6 empty] | 0.53391 | 0
LCP_Inputs_ON_Diverse_IEA_2023_05_05 | 2036 | CH4 + CCS | Generation |  | ON | Capacity-Generation | FOM | 0 | [6 empty] | 0.53391 | 0
LCP_Inputs_ON_Diverse_IEA_2023_05_05 | 2036 | CH4 + CCS | Generation |  | ON | Capacity-Generation | Flex Adder | 0 | [6 empty] | 0.53391 | 0
LCP_Inputs_ON_Diverse_IEA_2023_05_05 | 2036 | Electrolyser 2020/2030 | Crossload |  | ON | Capacity-Crossload | FOM | 20039889.0801 | [6 empty] | 0.53391 | 10699460.6197
LCP_Inputs_ON_Diverse_IEA_2023_05_05 | 2036 | Electrolyser 2020/2030 | Crossload |  | ON | Capacity-Crossload | Flex Adder | 0 | [6 empty] | 0.53391 | 0
LCP_Inputs_ON_Diverse_IEA_2023_05_05 | 2036 | Generic - Generator | Generation |  | MI | Capacity-Generation | FOM | 0 | [6 empty] | 0.53391 | 0
LCP_Inputs_ON_Diverse_IEA_2023_05_05 | 2036 | Generic - Generator | Generation |  | MI | Capacity-Generation | Flex Adder | 0 | [6 empty] | 0.53391 | 0
LCP_Inputs_ON_Diverse_IEA_2023_05_05 | 2036 | Generic - Generator | Generation |  | NY | Capacity-Generation | FOM | 0 | [6 empty] | 0.53391 | 0
LCP_Inputs_ON_Diverse_IEA_2023_05_05 | 2036 | Generic - Generator | Generation |  | NY | Capacity-Generation | Flex Adder | 0 | [6 empty] | 0.53391 | 0
LCP_Inputs_ON_Diverse_IEA_2023_05_05 | 2036 | Generic - Generator | Generation |  | PJ | Capacity-Generation | FOM | 0 | [6 empty] | 0.53391 | 0
LCP_Inputs_ON_Diverse_IEA_2023_05_05 | 2036 | Generic - Generator | Generation |  | PJ | Capacity-Generation | Flex Adder | 0 | [6 empty] | 0.53391 | 0
LCP_Inputs_ON_Diverse_IEA_2023_05_05 | 2036 | Generic - Generator | Generation |  | QC | Capacity-Generation | FOM | 0 | [6 empty] | 0.53391 | 0
LCP_Inputs_ON_Diverse_IEA_2023_05_05 | 2036 | Generic - Generator | Generation |  | QC | Capacity-Generation | Flex Adder | 0 | [6 empty] | 0.53391 | 0
LCP_Inputs_ON_Diverse_IEA_2023_05_05 | 2036 | Generic - Generator | Generation |  | WC | Capacity-Generation | FOM | 0 | [6 empty] | 0.53391 | 0
LCP_Inputs_ON_Diverse_IEA_2023_05_05 | 2036 | Generic - Generator | Generation |  | WC | Capacity-Generation | Flex Adder | 0 | [6 empty] | 0.53391 | 0
LCP_Inputs_ON_Diverse_IEA_2023_05_05 | 2036 | H2 Salt Cavern Storage - ON | Storage |  | ON | Capacity-Storage | FOM | 0 | [6 empty] | 0.53391 | 0
LCP_Inputs_ON_Diverse_IEA_2023_05_05 | 2036 | H2 Salt Cavern Storage - ON | Storage |  | ON | Capacity-Storage | Flex Adder | 0 | [6 empty] | 0.53391 | 0
LCP_Inputs_ON_Diverse_IEA_2023_05_05 | 2036 | O/CCGT - H2 New | Crossload |  | ON | Capacity-Crossload | FOM | 0 | [6 empty] | 0.53391 | 0
LCP_Inputs_ON_Diverse_IEA_2023_05_05 | 2036 | O/CCGT - H2 New | Crossload |  | ON | Capacity-Crossload | Flex Adder | 0 | [6 empty] | 0.53391 | 0
LCP_Inputs_ON_Diverse_IEA_2023_05_05 | 2036 | SMR CCS | Generation |  | ON | Capacity-Generation | FOM | 373008049.5554 | [6 empty] | 0.53391 | 199152047.2543
LCP_Inputs_ON_Diverse_IEA_2023_05_05 | 2036 | SMR CCS | Generation |  | ON | Capacity-Generation | Flex Adder | 0 | [6 empty] | 0.53391 | 0
LCP_Inputs_ON_Diverse_IEA_2023_05_05 | 2036 | SMR CCS | Generation |  | WC | Capacity-Generation | FOM | 0 | [6 empty] | 0.53391 | 0
LCP_Inputs_ON_Diverse_IEA_2023_05_05 | 2036 | SMR CCS | Generation |  | WC | Capacity-Generation | Flex Adder | 0 | [6 empty] | 0.53391 | 0
LCP_Inputs_ON_Diverse_IEA_2023_05_05 | 2036 | Solar PV | Generation |  | ON | Capacity-Generation | FOM | 0 | [6 empty] | 0.53391 | 0
LCP_Inputs_ON_Diverse_IEA_2023_05_05 | 2036 | Solar PV | Generation |  | ON | Capacity-Generation | Flex Adder | 0 | [6 empty] | 0.53391 | 0
LCP_Inputs_ON_Diverse_IEA_2023_05_05 | 2036 | Solar PV | Generation |  | WC | Capacity-Generation | FOM | 0 | [6 empty] | 0.53391 | 0
LCP_Inputs_ON_Diverse_IEA_2023_05_05 | 2036 | Solar PV | Generation |  | WC | Capacity-Generation | Flex Adder | 0 | [6 empty] | 0.53391 | 0
LCP_Inputs_ON_Diverse_IEA_2023_05_05 | 2036 | Wind Onshore | Generation |  | MI | Capacity-Generation | FOM | 811851118.0506 | [6 empty] | 0.53391 | 433453949.3669
LCP_Inputs_ON_Diverse_IEA_2023_05_05 | 2036 | Wind Onshore | Generation |  | MI | Capacity-Generation | Flex Adder | 0 | [6 empty] | 0.53391 | 0
LCP_Inputs_ON_Diverse_IEA_2023_05_05 | 2036 | Wind Onshore | Generation |  | NY | Capacity-Generation | FOM | 218942234.4236 | [6 empty] | 0.53391 | 116895048.9617
LCP_Inputs_ON_Diverse_IEA_2023_05_05 | 2036 | Wind Onshore | Generation |  | NY | Capacity-Generation | Flex Adder | 0 | [6 empty] | 0.53391 | 0
LCP_Inputs_ON_Diverse_IEA_2023_05_05 | 2036 | Wind Onshore | Generation |  | ON | Capacity-Generation | FOM | 375000000 | [6 empty] | 0.53391 | 200215565.8822
LCP_Inputs_ON_Diverse_IEA_2023_05_05 | 2036 | Wind Onshore | Generation |  | ON | Capacity-Generation | Flex Adder | 0 | [6 empty] | 0.53391 | 0
LCP_Inputs_ON_Diverse_IEA_2023_05_05 | 2036 | Wind Onshore | Generation |  | PJ | Capacity-Generation | FOM | 4302791680.0834 | [6 empty] | 0.53391 | 2297295656.2695
LCP_Inputs_ON_Diverse_IEA_2023_05_05 | 2036 | Wind Onshore | Generation |  | PJ | Capacity-Generation | Flex Adder | 0 | [6 empty] | 0.53391 | 0
LCP_Inputs_ON_Diverse_IEA_2023_05_05 | 2036 | Wind Onshore | Generation |  | WC | Capacity-Generation | FOM | 0 | [6 empty] | 0.53391 | 0
LCP_Inputs_ON_Diverse_IEA_2023_05_05 | 2036 | Wind Onshore | Generation |  | WC | Capacity-Generation | Flex Adder | 0 | [6 empty] | 0.53391 | 0
LCP_Inputs_ON_Diverse_IEA_2023_05_05 | 2037 | Anaerobic Digestion | Generation |  | ON | Capacity-Generation | FOM | 125864882.1654 | [6 empty] | 0.51337 | 64615663.096
LCP_Inputs_ON_Diverse_IEA_2023_05_05 | 2037 | Anaerobic Digestion | Generation |  | ON | Capacity-Generation | Flex Adder | 0 | [6 empty] | 0.51337 | 0
LCP_Inputs_ON_Diverse_IEA_2023_05_05 | 2037 | Battery Storage | Storage |  | ON | Capacity-Storage | FOM | 0 | [6 empty] | 0.51337 | 0
LCP_Inputs_ON_Diverse_IEA_2023_05_05 | 2037 | Battery Storage | Storage |  | ON | Capacity-Storage | Flex Adder | 0 | [6 empty] | 0.51337 | 0
LCP_Inputs_ON_Diverse_IEA_2023_05_05 | 2037 | CH4 + CCS | Generation |  | ON | Capacity-Generation | FOM | 0 | [6 empty] | 0.51337 | 0
LCP_Inputs_ON_Diverse_IEA_2023_05_05 | 2037 | CH4 + CCS | Generation |  | ON | Capacity-Generation | Flex Adder | 0 | [6 empty] | 0.51337 | 0
LCP_Inputs_ON_Diverse_IEA_2023_05_05 | 2037 | Electrolyser 2020/2030 | Crossload |  | ON | Capacity-Crossload | FOM | 20039889.0801 | [6 empty] | 0.51337 | 10287942.9036
LCP_Inputs_ON_Diverse_IEA_2023_05_05 | 2037 | Electrolyser 2020/2030 | Crossload |  | ON | Capacity-Crossload | Flex Adder | 0 | [6 empty] | 0.51337 | 0
LCP_Inputs_ON_Diverse_IEA_2023_05_05 | 2037 | Generic - Generator | Generation |  | MI | Capacity-Generation | FOM | 0 | [6 empty] | 0.51337 | 0
LCP_Inputs_ON_Diverse_IEA_2023_05_05 | 2037 | Generic - Generator | Generation |  | MI | Capacity-Generation | Flex Adder | 0 | [6 empty] | 0.51337 | 0
LCP_Inputs_ON_Diverse_IEA_2023_05_05 | 2037 | Generic - Generator | Generation |  | NY | Capacity-Generation | FOM | 0 | [6 empty] | 0.51337 | 0
LCP_Inputs_ON_Diverse_IEA_2023_05_05 | 2037 | Generic - Generator | Generation |  | NY | Capacity-Generation | Flex Adder | 0 | [6 empty] | 0.51337 | 0
LCP_Inputs_ON_Diverse_IEA_2023_05_05 | 2037 | Generic - Generator | Generation |  | PJ | Capacity-Generation | FOM | 0 | [6 empty] | 0.51337 | 0
LCP_Inputs_ON_Diverse_IEA_2023_05_05 | 2037 | Generic - Generator | Generation |  | PJ | Capacity-Generation | Flex Adder | 0 | [6 empty] | 0.51337 | 0
LCP_Inputs_ON_Diverse_IEA_2023_05_05 | 2037 | Generic - Generator | Generation |  | QC | Capacity-Generation | FOM | 0 | [6 empty] | 0.51337 | 0
LCP_Inputs_ON_Diverse_IEA_2023_05_05 | 2037 | Generic - Generator | Generation |  | QC | Capacity-Generation | Flex Adder | 0 | [6 empty] | 0.51337 | 0
LCP_Inputs_ON_Diverse_IEA_2023_05_05 | 2037 | Generic - Generator | Generation |  | WC | Capacity-Generation | FOM | 0 | [6 empty] | 0.51337 | 0
LCP_Inputs_ON_Diverse_IEA_2023_05_05 | 2037 | Generic - Generator | Generation |  | WC | Capacity-Generation | Flex Adder | 0 | [6 empty] | 0.51337 | 0
LCP_Inputs_ON_Diverse_IEA_2023_05_05 | 2037 | H2 Salt Cavern Storage - ON | Storage |  | ON | Capacity-Storage | FOM | 0 | [6 empty] | 0.51337 | 0
LCP_Inputs_ON_Diverse_IEA_2023_05_05 | 2037 | H2 Salt Cavern Storage - ON | Storage |  | ON | Capacity-Storage | Flex Adder | 0 | [6 empty] | 0.51337 | 0
LCP_Inputs_ON_Diverse_IEA_2023_05_05 | 2037 | O/CCGT - H2 New | Crossload |  | ON | Capacity-Crossload | FOM | 0 | [6 empty] | 0.51337 | 0
LCP_Inputs_ON_Diverse_IEA_2023_05_05 | 2037 | O/CCGT - H2 New | Crossload |  | ON | Capacity-Crossload | Flex Adder | 0 | [6 empty] | 0.51337 | 0
LCP_Inputs_ON_Diverse_IEA_2023_05_05 | 2037 | SMR CCS | Generation |  | ON | Capacity-Generation | FOM | 373008049.5554 | [6 empty] | 0.51337 | 191492353.1291
LCP_Inputs_ON_Diverse_IEA_2023_05_05 | 2037 | SMR CCS | Generation |  | ON | Capacity-Generation | Flex Adder | 0 | [6 empty] | 0.51337 | 0
LCP_Inputs_ON_Diverse_IEA_2023_05_05 | 2037 | SMR CCS | Generation |  | WC | Capacity-Generation | FOM | 0 | [6 empty] | 0.51337 | 0
LCP_Inputs_ON_Diverse_IEA_2023_05_05 | 2037 | SMR CCS | Generation |  | WC | Capacity-Generation | Flex Adder | 0 | [6 empty] | 0.51337 | 0
LCP_Inputs_ON_Diverse_IEA_2023_05_05 | 2037 | Solar PV | Generation |  | ON | Capacity-Generation | FOM | 0 | [6 empty] | 0.51337 | 0
LCP_Inputs_ON_Diverse_IEA_2023_05_05 | 2037 | Solar PV | Generation |  | ON | Capacity-Generation | Flex Adder | 0 | [6 empty] | 0.51337 | 0
LCP_Inputs_ON_Diverse_IEA_2023_05_05 | 2037 | Solar PV | Generation |  | WC | Capacity-Generation | FOM | 0 | [6 empty] | 0.51337 | 0
LCP_Inputs_ON_Diverse_IEA_2023_05_05 | 2037 | Solar PV | Generation |  | WC | Capacity-Generation | Flex Adder | 0 | [6 empty] | 0.51337 | 0
LCP_Inputs_ON_Diverse_IEA_2023_05_05 | 2037 | Wind Onshore | Generation |  | MI | Capacity-Generation | FOM | 811851118.0506 | [6 empty] | 0.51337 | 416782643.622
LCP_Inputs_ON_Diverse_IEA_2023_05_05 | 2037 | Wind Onshore | Generation |  | MI | Capacity-Generation | Flex Adder | 0 | [6 empty] | 0.51337 | 0
LCP_Inputs_ON_Diverse_IEA_2023_05_05 | 2037 | Wind Onshore | Generation |  | NY | Capacity-Generation | FOM | 218942234.4236 | [6 empty] | 0.51337 | 112399085.5401
LCP_Inputs_ON_Diverse_IEA_2023_05_05 | 2037 | Wind Onshore | Generation |  | NY | Capacity-Generation | Flex Adder | 0 | [6 empty] | 0.51337 | 0
LCP_Inputs_ON_Diverse_IEA_2023_05_05 | 2037 | Wind Onshore | Generation |  | ON | Capacity-Generation | FOM | 375000000 | [6 empty] | 0.51337 | 192514967.1944
LCP_Inputs_ON_Diverse_IEA_2023_05_05 | 2037 | Wind Onshore | Generation |  | ON | Capacity-Generation | Flex Adder | 0 | [6 empty] | 0.51337 | 0
LCP_Inputs_ON_Diverse_IEA_2023_05_05 | 2037 | Wind Onshore | Generation |  | PJ | Capacity-Generation | FOM | 4302791680.0834 | [6 empty] | 0.51337 | 2208938131.0284
LCP_Inputs_ON_Diverse_IEA_2023_05_05 | 2037 | Wind Onshore | Generation |  | PJ | Capacity-Generation | Flex Adder | 0 | [6 empty] | 0.51337 | 0
LCP_Inputs_ON_Diverse_IEA_2023_05_05 | 2037 | Wind Onshore | Generation |  | WC | Capacity-Generation | FOM | 0 | [6 empty] | 0.51337 | 0
LCP_Inputs_ON_Diverse_IEA_2023_05_05 | 2037 | Wind Onshore | Generation |  | WC | Capacity-Generation | Flex Adder | 0 | [6 empty] | 0.51337 | 0
LCP_Inputs_ON_Diverse_IEA_2023_05_05 | 2038 | Anaerobic Digestion | Generation |  | ON | Capacity-Generation | FOM | 125864882.1654 | [6 empty] | 0.49363 | 62130445.2846
LCP_Inputs_ON_Diverse_IEA_2023_05_05 | 2038 | Anaerobic Digestion | Generation |  | ON | Capacity-Generation | Flex Adder | 0 | [6 empty] | 0.49363 | 0
LCP_Inputs_ON_Diverse_IEA_2023_05_05 | 2038 | Battery Storage | Storage |  | ON | Capacity-Storage | FOM | 0 | [6 empty] | 0.49363 | 0
LCP_Inputs_ON_Diverse_IEA_2023_05_05 | 2038 | Battery Storage | Storage |  | ON | Capacity-Storage | Flex Adder | 0 | [6 empty] | 0.49363 | 0
LCP_Inputs_ON_Diverse_IEA_2023_05_05 | 2038 | CH4 + CCS | Generation |  | ON | Capacity-Generation | FOM | 0 | [6 empty] | 0.49363 | 0
LCP_Inputs_ON_Diverse_IEA_2023_05_05 | 2038 | CH4 + CCS | Generation |  | ON | Capacity-Generation | Flex Adder | 0 | [6 empty] | 0.49363 | 0
LCP_Inputs_ON_Diverse_IEA_2023_05_05 | 2038 | Electrolyser 2020/2030 | Crossload |  | ON | Capacity-Crossload | FOM | 20039889.0801 | [6 empty] | 0.49363 | 9892252.7919
LCP_Inputs_ON_Diverse_IEA_2023_05_05 | 2038 | Electrolyser 2020/2030 | Crossload |  | ON | Capacity-Crossload | Flex Adder | 0 | [6 empty] | 0.49363 | 0
LCP_Inputs_ON_Diverse_IEA_2023_05_05 | 2038 | Generic - Generator | Generation |  | MI | Capacity-Generation | FOM | 0 | [6 empty] | 0.49363 | 0
LCP_Inputs_ON_Diverse_IEA_2023_05_05 | 2038 | Generic - Generator | Generation |  | MI | Capacity-Generation | Flex Adder | 0 | [6 empty] | 0.49363 | 0
LCP_Inputs_ON_Diverse_IEA_2023_05_05 | 2038 | Generic - Generator | Generation |  | NY | Capacity-Generation | FOM | 0 | [6 empty] | 0.49363 | 0
LCP_Inputs_ON_Diverse_IEA_2023_05_05 | 2038 | Generic - Generator | Generation |  | NY | Capacity-Generation | Flex Adder | 0 | [6 empty] | 0.49363 | 0
LCP_Inputs_ON_Diverse_IEA_2023_05_05 | 2038 | Generic - Generator | Generation |  | PJ | Capacity-Generation | FOM | 0 | [6 empty] | 0.49363 | 0
LCP_Inputs_ON_Diverse_IEA_2023_05_05 | 2038 | Generic - Generator | Generation |  | PJ | Capacity-Generation | Flex Adder | 0 | [6 empty] | 0.49363 | 0
LCP_Inputs_ON_Diverse_IEA_2023_05_05 | 2038 | Generic - Generator | Generation |  | QC | Capacity-Generation | FOM | 0 | [6 empty] | 0.49363 | 0
LCP_Inputs_ON_Diverse_IEA_2023_05_05 | 2038 | Generic - Generator | Generation |  | QC | Capacity-Generation | Flex Adder | 0 | [6 empty] | 0.49363 | 0
LCP_Inputs_ON_Diverse_IEA_2023_05_05 | 2038 | Generic - Generator | Generation |  | WC | Capacity-Generation | FOM | 0 | [6 empty] | 0.49363 | 0
LCP_Inputs_ON_Diverse_IEA_2023_05_05 | 2038 | Generic - Generator | Generation |  | WC | Capacity-Generation | Flex Adder | 0 | [6 empty] | 0.49363 | 0
LCP_Inputs_ON_Diverse_IEA_2023_05_05 | 2038 | H2 Salt Cavern Storage - ON | Storage |  | ON | Capacity-Storage | FOM | 0 | [6 empty] | 0.49363 | 0
LCP_Inputs_ON_Diverse_IEA_2023_05_05 | 2038 | H2 Salt Cavern Storage - ON | Storage |  | ON | Capacity-Storage | Flex Adder | 0 | [6 empty] | 0.49363 | 0
LCP_Inputs_ON_Diverse_IEA_2023_05_05 | 2038 | O/CCGT - H2 New | Crossload |  | ON | Capacity-Crossload | FOM | 0 | [6 empty] | 0.49363 | 0
LCP_Inputs_ON_Diverse_IEA_2023_05_05 | 2038 | O/CCGT - H2 New | Crossload |  | ON | Capacity-Crossload | Flex Adder | 0 | [6 empty] | 0.49363 | 0
LCP_Inputs_ON_Diverse_IEA_2023_05_05 | 2038 | SMR CCS | Generation |  | ON | Capacity-Generation | FOM | 373008049.5554 | [6 empty] | 0.49363 | 184127262.6241
LCP_Inputs_ON_Diverse_IEA_2023_05_05 | 2038 | SMR CCS | Generation |  | ON | Capacity-Generation | Flex Adder | 0 | [6 empty] | 0.49363 | 0
LCP_Inputs_ON_Diverse_IEA_2023_05_05 | 2038 | SMR CCS | Generation |  | WC | Capacity-Generation | FOM | 0 | [6 empty] | 0.49363 | 0
LCP_Inputs_ON_Diverse_IEA_2023_05_05 | 2038 | SMR CCS | Generation |  | WC | Capacity-Generation | Flex Adder | 0 | [6 empty] | 0.49363 | 0
LCP_Inputs_ON_Diverse_IEA_2023_05_05 | 2038 | Solar PV | Generation |  | ON | Capacity-Generation | FOM | 0 | [6 empty] | 0.49363 | 0
LCP_Inputs_ON_Diverse_IEA_2023_05_05 | 2038 | Solar PV | Generation |  | ON | Capacity-Generation | Flex Adder | 0 | [6 empty] | 0.49363 | 0
LCP_Inputs_ON_Diverse_IEA_2023_05_05 | 2038 | Solar PV | Generation |  | WC | Capacity-Generation | FOM | 0 | [6 empty] | 0.49363 | 0
LCP_Inputs_ON_Diverse_IEA_2023_05_05 | 2038 | Solar PV | Generation |  | WC | Capacity-Generation | Flex Adder | 0 | [6 empty] | 0.49363 | 0
LCP_Inputs_ON_Diverse_IEA_2023_05_05 | 2038 | Wind Onshore | Generation |  | MI | Capacity-Generation | FOM | 811851118.0506 | [6 empty] | 0.49363 | 400752541.9442
LCP_Inputs_ON_Diverse_IEA_2023_05_05 | 2038 | Wind Onshore | Generation |  | MI | Capacity-Generation | Flex Adder | 0 | [6 empty] | 0.49363 | 0
LCP_Inputs_ON_Diverse_IEA_2023_05_05 | 2038 | Wind Onshore | Generation |  | NY | Capacity-Generation | FOM | 218942234.4236 | [6 empty] | 0.49363 | 108076043.7886
LCP_Inputs_ON_Diverse_IEA_2023_05_05 | 2038 | Wind Onshore | Generation |  | NY | Capacity-Generation | Flex Adder | 0 | [6 empty] | 0.49363 | 0
LCP_Inputs_ON_Diverse_IEA_2023_05_05 | 2038 | Wind Onshore | Generation |  | ON | Capacity-Generation | FOM | 375000000 | [6 empty] | 0.49363 | 185110545.3792
LCP_Inputs_ON_Diverse_IEA_2023_05_05 | 2038 | Wind Onshore | Generation |  | ON | Capacity-Generation | Flex Adder | 0 | [6 empty] | 0.49363 | 0
LCP_Inputs_ON_Diverse_IEA_2023_05_05 | 2038 | Wind Onshore | Generation |  | PJ | Capacity-Generation | FOM | 4302791680.0834 | [6 empty] | 0.49363 | 2123978972.1427
LCP_Inputs_ON_Diverse_IEA_2023_05_05 | 2038 | Wind Onshore | Generation |  | PJ | Capacity-Generation | Flex Adder | 0 | [6 empty] | 0.49363 | 0
LCP_Inputs_ON_Diverse_IEA_2023_05_05 | 2038 | Wind Onshore | Generation |  | WC | Capacity-Generation | FOM | 0 | [6 empty] | 0.49363 | 0
LCP_Inputs_ON_Diverse_IEA_2023_05_05 | 2038 | Wind Onshore | Generation |  | WC | Capacity-Generation | Flex Adder | 0 | [6 empty] | 0.49363 | 0
LCP_Inputs_ON_Diverse_IEA_2023_05_05 | 2039 | Anaerobic Digestion | Generation |  | ON | Capacity-Generation | FOM | 125864882.1654 | [6 empty] | 0.47464 | 59740812.7737
LCP_Inputs_ON_Diverse_IEA_2023_05_05 | 2039 | Anaerobic Digestion | Generation |  | ON | Capacity-Generation | Flex Adder | 0 | [6 empty] | 0.47464 | 0
LCP_Inputs_ON_Diverse_IEA_2023_05_05 | 2039 | Battery Storage | Storage |  | ON | Capacity-Storage | FOM | 0 | [6 empty] | 0.47464 | 0
LCP_Inputs_ON_Diverse_IEA_2023_05_05 | 2039 | Battery Storage | Storage |  | ON | Capacity-Storage | Flex Adder | 0 | [6 empty] | 0.47464 | 0
LCP_Inputs_ON_Diverse_IEA_2023_05_05 | 2039 | CH4 + CCS | Generation |  | ON | Capacity-Generation | FOM | 0 | [6 empty] | 0.47464 | 0
LCP_Inputs_ON_Diverse_IEA_2023_05_05 | 2039 | CH4 + CCS | Generation |  | ON | Capacity-Generation | Flex Adder | 0 | [6 empty] | 0.47464 | 0
LCP_Inputs_ON_Diverse_IEA_2023_05_05 | 2039 | Electrolyser 2020/2030 | Crossload |  | ON | Capacity-Crossload | FOM | 20039889.0801 | [6 empty] | 0.47464 | 9511781.5307
LCP_Inputs_ON_Diverse_IEA_2023_05_05 | 2039 | Electrolyser 2020/2030 | Crossload |  | ON | Capacity-Crossload | Flex Adder | 0 | [6 empty] | 0.47464 | 0
LCP_Inputs_ON_Diverse_IEA_2023_05_05 | 2039 | Generic - Generator | Generation |  | MI | Capacity-Generation | FOM | 0 | [6 empty] | 0.47464 | 0
LCP_Inputs_ON_Diverse_IEA_2023_05_05 | 2039 | Generic - Generator | Generation |  | MI | Capacity-Generation | Flex Adder | 0 | [6 empty] | 0.47464 | 0
LCP_Inputs_ON_Diverse_IEA_2023_05_05 | 2039 | Generic - Generator | Generation |  | NY | Capacity-Generation | FOM | 0 | [6 empty] | 0.47464 | 0
LCP_Inputs_ON_Diverse_IEA_2023_05_05 | 2039 | Generic - Generator | Generation |  | NY | Capacity-Generation | Flex Adder | 0 | [6 empty] | 0.47464 | 0
LCP_Inputs_ON_Diverse_IEA_2023_05_05 | 2039 | Generic - Generator | Generation |  | PJ | Capacity-Generation | FOM | 0 | [6 empty] | 0.47464 | 0
LCP_Inputs_ON_Diverse_IEA_2023_05_05 | 2039 | Generic - Generator | Generation |  | PJ | Capacity-Generation | Flex Adder | 0 | [6 empty] | 0.47464 | 0
LCP_Inputs_ON_Diverse_IEA_2023_05_05 | 2039 | Generic - Generator | Generation |  | QC | Capacity-Generation | FOM | 0 | [6 empty] | 0.47464 | 0
LCP_Inputs_ON_Diverse_IEA_2023_05_05 | 2039 | Generic - Generator | Generation |  | QC | Capacity-Generation | Flex Adder | 0 | [6 empty] | 0.47464 | 0
LCP_Inputs_ON_Diverse_IEA_2023_05_05 | 2039 | Generic - Generator | Generation |  | WC | Capacity-Generation | FOM | 0 | [6 empty] | 0.47464 | 0
LCP_Inputs_ON_Diverse_IEA_2023_05_05 | 2039 | Generic - Generator | Generation |  | WC | Capacity-Generation | Flex Adder | 0 | [6 empty] | 0.47464 | 0
LCP_Inputs_ON_Diverse_IEA_2023_05_05 | 2039 | H2 Salt Cavern Storage - ON | Storage |  | ON | Capacity-Storage | FOM | 0 | [6 empty] | 0.47464 | 0
LCP_Inputs_ON_Diverse_IEA_2023_05_05 | 2039 | H2 Salt Cavern Storage - ON | Storage |  | ON | Capacity-Storage | Flex Adder | 0 | [6 empty] | 0.47464 | 0
LCP_Inputs_ON_Diverse_IEA_2023_05_05 | 2039 | O/CCGT - H2 New | Crossload |  | ON | Capacity-Crossload | FOM | 0 | [6 empty] | 0.47464 | 0
LCP_Inputs_ON_Diverse_IEA_2023_05_05 | 2039 | O/CCGT - H2 New | Crossload |  | ON | Capacity-Crossload | Flex Adder | 0 | [6 empty] | 0.47464 | 0
LCP_Inputs_ON_Diverse_IEA_2023_05_05 | 2039 | SMR CCS | Generation |  | ON | Capacity-Generation | FOM | 373008049.5554 | [6 empty] | 0.47464 | 177045444.8309
LCP_Inputs_ON_Diverse_IEA_2023_05_05 | 2039 | SMR CCS | Generation |  | ON | Capacity-Generation | Flex Adder | 0 | [6 empty] | 0.47464 | 0
LCP_Inputs_ON_Diverse_IEA_2023_05_05 | 2039 | SMR CCS | Generation |  | WC | Capacity-Generation | FOM | 0 | [6 empty] | 0.47464 | 0
LCP_Inputs_ON_Diverse_IEA_2023_05_05 | 2039 | SMR CCS | Generation |  | WC | Capacity-Generation | Flex Adder | 0 | [6 empty] | 0.47464 | 0
LCP_Inputs_ON_Diverse_IEA_2023_05_05 | 2039 | Solar PV | Generation |  | ON | Capacity-Generation | FOM | 0 | [6 empty] | 0.47464 | 0
LCP_Inputs_ON_Diverse_IEA_2023_05_05 | 2039 | Solar PV | Generation |  | ON | Capacity-Generation | Flex Adder | 0 | [6 empty] | 0.47464 | 0
LCP_Inputs_ON_Diverse_IEA_2023_05_05 | 2039 | Solar PV | Generation |  | WC | Capacity-Generation | FOM | 0 | [6 empty] | 0.47464 | 0
LCP_Inputs_ON_Diverse_IEA_2023_05_05 | 2039 | Solar PV | Generation |  | WC | Capacity-Generation | Flex Adder | 0 | [6 empty] | 0.47464 | 0
LCP_Inputs_ON_Diverse_IEA_2023_05_05 | 2039 | Wind Onshore | Generation |  | MI | Capacity-Generation | FOM | 811851118.0506 | [6 empty] | 0.47464 | 385338982.6387
LCP_Inputs_ON_Diverse_IEA_2023_05_05 | 2039 | Wind Onshore | Generation |  | MI | Capacity-Generation | Flex Adder | 0 | [6 empty] | 0.47464 | 0
LCP_Inputs_ON_Diverse_IEA_2023_05_05 | 2039 | Wind Onshore | Generation |  | NY | Capacity-Generation | FOM | 218942234.4236 | [6 empty] | 0.47464 | 103919272.8736
LCP_Inputs_ON_Diverse_IEA_2023_05_05 | 2039 | Wind Onshore | Generation |  | NY | Capacity-Generation | Flex Adder | 0 | [6 empty] | 0.47464 | 0
LCP_Inputs_ON_Diverse_IEA_2023_05_05 | 2039 | Wind Onshore | Generation |  | ON | Capacity-Generation | FOM | 375000000 | [6 empty] | 0.47464 | 177990909.0185
LCP_Inputs_ON_Diverse_IEA_2023_05_05 | 2039 | Wind Onshore | Generation |  | ON | Capacity-Generation | Flex Adder | 0 | [6 empty] | 0.47464 | 0
LCP_Inputs_ON_Diverse_IEA_2023_05_05 | 2039 | Wind Onshore | Generation |  | PJ | Capacity-Generation | FOM | 4302791680.0834 | [6 empty] | 0.47464 | 2042287473.2141
LCP_Inputs_ON_Diverse_IEA_2023_05_05 | 2039 | Wind Onshore | Generation |  | PJ | Capacity-Generation | Flex Adder | 0 | [6 empty] | 0.47464 | 0
LCP_Inputs_ON_Diverse_IEA_2023_05_05 | 2039 | Wind Onshore | Generation |  | WC | Capacity-Generation | FOM | 0 | [6 empty] | 0.47464 | 0
LCP_Inputs_ON_Diverse_IEA_2023_05_05 | 2039 | Wind Onshore | Generation |  | WC | Capacity-Generation | Flex Adder | 0 | [6 empty] | 0.47464 | 0
LCP_Inputs_ON_Diverse_IEA_2023_05_05 | 2040 | Anaerobic Digestion | Generation |  | ON | Capacity-Generation | CONE | 294003793.5853 | [6 empty] | 0.45639 | 134179493.526
LCP_Inputs_ON_Diverse_IEA_2023_05_05 | 2040 | Anaerobic Digestion | Generation |  | ON | Capacity-Generation | FOM | 259916098.1302 | [6 empty] | 0.45639 | 118622314.2942
LCP_Inputs_ON_Diverse_IEA_2023_05_05 | 2040 | Anaerobic Digestion | Generation |  | ON | Capacity-Generation | Flex Adder | 0 | [6 empty] | 0.45639 | 0
LCP_Inputs_ON_Diverse_IEA_2023_05_05 | 2040 | Battery Storage | Storage |  | ON | Capacity-Storage | CONE | 0 | [6 empty] | 0.45639 | 0
LCP_Inputs_ON_Diverse_IEA_2023_05_05 | 2040 | Battery Storage | Storage |  | ON | Capacity-Storage | FOM | 0 | [6 empty] | 0.45639 | 0
LCP_Inputs_ON_Diverse_IEA_2023_05_05 | 2040 | Battery Storage | Storage |  | ON | Capacity-Storage | Flex Adder | 0 | [6 empty] | 0.45639 | 0
LCP_Inputs_ON_Diverse_IEA_2023_05_05 | 2040 | Biomass + CCS | Generation |  | ON | Capacity-Generation | CONE | 0 | [6 empty] | 0.45639 | 0
LCP_Inputs_ON_Diverse_IEA_2023_05_05 | 2040 | Biomass + CCS | Generation |  | ON | Capacity-Generation | FOM | 0 | [6 empty] | 0.45639 | 0
LCP_Inputs_ON_Diverse_IEA_2023_05_05 | 2040 | Biomass + CCS | Generation |  | ON | Capacity-Generation | Flex Adder | 0 | [6 empty] | 0.45639 | 0
LCP_Inputs_ON_Diverse_IEA_2023_05_05 | 2040 | CH4 + CCS | Generation |  | ON | Capacity-Generation | CONE | 0 | [6 empty] | 0.45639 | 0
LCP_Inputs_ON_Diverse_IEA_2023_05_05 | 2040 | CH4 + CCS | Generation |  | ON | Capacity-Generation | FOM | 0 | [6 empty] | 0.45639 | 0
LCP_Inputs_ON_Diverse_IEA_2023_05_05 | 2040 | CH4 + CCS | Generation |  | ON | Capacity-Generation | Flex Adder | 0 | [6 empty] | 0.45639 | 0
LCP_Inputs_ON_Diverse_IEA_2023_05_05 | 2040 | Electrolyser 2020/2030 | Crossload |  | ON | Capacity-Crossload | FOM | 20039889.0801 | [6 empty] | 0.45639 | 9145943.7795
LCP_Inputs_ON_Diverse_IEA_2023_05_05 | 2040 | Electrolyser 2020/2030 | Crossload |  | ON | Capacity-Crossload | Flex Adder | 0 | [6 empty] | 0.45639 | 0
LCP_Inputs_ON_Diverse_IEA_2023_05_05 | 2040 | Electrolyser 2040 | Crossload |  | ON | Capacity-Crossload | CONE | 2045649023.2689 | [6 empty] | 0.45639 | 933607510.7293
LCP_Inputs_ON_Diverse_IEA_2023_05_05 | 2040 | Electrolyser 2040 | Crossload |  | ON | Capacity-Crossload | FOM | 166894442.4578 | [6 empty] | 0.45639 | 76168444.9313
LCP_Inputs_ON_Diverse_IEA_2023_05_05 | 2040 | Electrolyser 2040 | Crossload |  | ON | Capacity-Crossload | Flex Adder | 0 | [6 empty] | 0.45639 | 0
LCP_Inputs_ON_Diverse_IEA_2023_05_05 | 2040 | Generic - Generator | Generation |  | MI | Capacity-Generation | CONE | 0 | [6 empty] | 0.45639 | 0
LCP_Inputs_ON_Diverse_IEA_2023_05_05 | 2040 | Generic - Generator | Generation |  | MI | Capacity-Generation | FOM | 0 | [6 empty] | 0.45639 | 0
LCP_Inputs_ON_Diverse_IEA_2023_05_05 | 2040 | Generic - Generator | Generation |  | MI | Capacity-Generation | Flex Adder | 0 | [6 empty] | 0.45639 | 0
LCP_Inputs_ON_Diverse_IEA_2023_05_05 | 2040 | Generic - Generator | Generation |  | NY | Capacity-Generation | CONE | 0 | [6 empty] | 0.45639 | 0
LCP_Inputs_ON_Diverse_IEA_2023_05_05 | 2040 | Generic - Generator | Generation |  | NY | Capacity-Generation | FOM | 0 | [6 empty] | 0.45639 | 0
LCP_Inputs_ON_Diverse_IEA_2023_05_05 | 2040 | Generic - Generator | Generation |  | NY | Capacity-Generation | Flex Adder | 0 | [6 empty] | 0.45639 | 0
LCP_Inputs_ON_Diverse_IEA_2023_05_05 | 2040 | Generic - Generator | Generation |  | PJ | Capacity-Generation | CONE | 0 | [6 empty] | 0.45639 | 0
LCP_Inputs_ON_Diverse_IEA_2023_05_05 | 2040 | Generic - Generator | Generation |  | PJ | Capacity-Generation | FOM | 0 | [6 empty] | 0.45639 | 0
LCP_Inputs_ON_Diverse_IEA_2023_05_05 | 2040 | Generic - Generator | Generation |  | PJ | Capacity-Generation | Flex Adder | 0 | [6 empty] | 0.45639 | 0
LCP_Inputs_ON_Diverse_IEA_2023_05_05 | 2040 | Generic - Generator | Generation |  | QC | Capacity-Generation | CONE | 0 | [6 empty] | 0.45639 | 0
LCP_Inputs_ON_Diverse_IEA_2023_05_05 | 2040 | Generic - Generator | Generation |  | QC | Capacity-Generation | FOM | 0 | [6 empty] | 0.45639 | 0
LCP_Inputs_ON_Diverse_IEA_2023_05_05 | 2040 | Generic - Generator | Generation |  | QC | Capacity-Generation | Flex Adder | 0 | [6 empty] | 0.45639 | 0
LCP_Inputs_ON_Diverse_IEA_2023_05_05 | 2040 | Generic - Generator | Generation |  | WC | Capacity-Generation | CONE | 0 | [6 empty] | 0.45639 | 0
LCP_Inputs_ON_Diverse_IEA_2023_05_05 | 2040 | Generic - Generator | Generation |  | WC | Capacity-Generation | FOM | 0 | [6 empty] | 0.45639 | 0
LCP_Inputs_ON_Diverse_IEA_2023_05_05 | 2040 | Generic - Generator | Generation |  | WC | Capacity-Generation | Flex Adder | 0 | [6 empty] | 0.45639 | 0
LCP_Inputs_ON_Diverse_IEA_2023_05_05 | 2040 | H2 Import - WC | Import |  | WC | Capacity-Import | CONE | 4.6591 | [6 empty] | 0.45639 | 2.1264
LCP_Inputs_ON_Diverse_IEA_2023_05_05 | 2040 | H2 Import - WC | Import |  | WC | Capacity-Import | FOM | 0 | [6 empty] | 0.45639 | 0
LCP_Inputs_ON_Diverse_IEA_2023_05_05 | 2040 | H2 Import - WC | Import |  | WC | Capacity-Import | Flex Adder | 0 | [6 empty] | 0.45639 | 0
LCP_Inputs_ON_Diverse_IEA_2023_05_05 | 2040 | H2 Salt Cavern Storage - ON | Storage |  | ON | Capacity-Storage | CONE | 44 | [6 empty] | 0.45639 | 20.081
LCP_Inputs_ON_Diverse_IEA_2023_05_05 | 2040 | H2 Salt Cavern Storage - ON | Storage |  | ON | Capacity-Storage | FOM | 0 | [6 empty] | 0.45639 | 0
LCP_Inputs_ON_Diverse_IEA_2023_05_05 | 2040 | H2 Salt Cavern Storage - ON | Storage |  | ON | Capacity-Storage | Flex Adder | 0 | [6 empty] | 0.45639 | 0
LCP_Inputs_ON_Diverse_IEA_2023_05_05 | 2040 | Hydro | Generation |  | ON | Capacity-Generation | CONE | 0 | [6 empty] | 0.45639 | 0
LCP_Inputs_ON_Diverse_IEA_2023_05_05 | 2040 | Hydro | Generation |  | ON | Capacity-Generation | FOM | 0 | [6 empty] | 0.45639 | 0
LCP_Inputs_ON_Diverse_IEA_2023_05_05 | 2040 | Hydro | Generation |  | ON | Capacity-Generation | Flex Adder | 0 | [6 empty] | 0.45639 | 0
LCP_Inputs_ON_Diverse_IEA_2023_05_05 | 2040 | Nuclear | Generation |  | ON | Capacity-Generation | CONE | 0 | [6 empty] | 0.45639 | 0
LCP_Inputs_ON_Diverse_IEA_2023_05_05 | 2040 | Nuclear | Generation |  | ON | Capacity-Generation | FOM | 0 | [6 empty] | 0.45639 | 0
LCP_Inputs_ON_Diverse_IEA_2023_05_05 | 2040 | Nuclear | Generation |  | ON | Capacity-Generation | Flex Adder | 0 | [6 empty] | 0.45639 | 0
LCP_Inputs_ON_Diverse_IEA_2023_05_05 | 2040 | Nuclear SMR | Generation |  | ON | Capacity-Generation | CONE | 3960000000 | [6 empty] | 0.45639 | 1807292306.9571
LCP_Inputs_ON_Diverse_IEA_2023_05_05 | 2040 | Nuclear SMR | Generation |  | ON | Capacity-Generation | FOM | 450000000 | [6 empty] | 0.45639 | 205374125.7906
LCP_Inputs_ON_Diverse_IEA_2023_05_05 | 2040 | Nuclear SMR | Generation |  | ON | Capacity-Generation | Flex Adder | 0 | [6 empty] | 0.45639 | 0
LCP_Inputs_ON_Diverse_IEA_2023_05_05 | 2040 | O/CCGT - H2 New | Crossload |  | ON | Capacity-Crossload | CONE | 1187335693.7199 | [6 empty] | 0.45639 | 541884511.3726
LCP_Inputs_ON_Diverse_IEA_2023_05_05 | 2040 | O/CCGT - H2 New | Crossload |  | ON | Capacity-Crossload | FOM | 81772430.697 | [6 empty] | 0.45639 | 37319869.9292
LCP_Inputs_ON_Diverse_IEA_2023_05_05 | 2040 | O/CCGT - H2 New | Crossload |  | ON | Capacity-Crossload | Flex Adder | 0 | [6 empty] | 0.45639 | 0
LCP_Inputs_ON_Diverse_IEA_2023_05_05 | 2040 | SMR CCS | Generation |  | ON | Capacity-Generation | CONE | 0 | [6 empty] | 0.45639 | 0
LCP_Inputs_ON_Diverse_IEA_2023_05_05 | 2040 | SMR CCS | Generation |  | ON | Capacity-Generation | FOM | 373008049.5554 | [6 empty] | 0.45639 | 170236004.6451
LCP_Inputs_ON_Diverse_IEA_2023_05_05 | 2040 | SMR CCS | Generation |  | ON | Capacity-Generation | Flex Adder | 0 | [6 empty] | 0.45639 | 0
LCP_Inputs_ON_Diverse_IEA_2023_05_05 | 2040 | SMR CCS | Generation |  | WC | Capacity-Generation | CONE | 0 | [6 empty] | 0.45639 | 0
LCP_Inputs_ON_Diverse_IEA_2023_05_05 | 2040 | SMR CCS | Generation |  | WC | Capacity-Generation | FOM | 0 | [6 empty] | 0.45639 | 0
LCP_Inputs_ON_Diverse_IEA_2023_05_05 | 2040 | SMR CCS | Generation |  | WC | Capacity-Generation | Flex Adder | 0 | [6 empty] | 0.45639 | 0
LCP_Inputs_ON_Diverse_IEA_2023_05_05 | 2040 | Solar PV | Generation |  | ON | Capacity-Generation | CONE | 3424098968.8006 | [6 empty] | 0.45639 | 1562714071.8619
LCP_Inputs_ON_Diverse_IEA_2023_05_05 | 2040 | Solar PV | Generation |  | ON | Capacity-Generation | FOM | 172322652.3099 | [6 empty] | 0.45639 | 78645809.049
LCP_Inputs_ON_Diverse_IEA_2023_05_05 | 2040 | Solar PV | Generation |  | ON | Capacity-Generation | Flex Adder | 0 | [6 empty] | 0.45639 | 0
LCP_Inputs_ON_Diverse_IEA_2023_05_05 | 2040 | Solar PV | Generation |  | WC | Capacity-Generation | CONE | 135630512.3653 | [6 empty] | 0.45639 | 61899995.3501
LCP_Inputs_ON_Diverse_IEA_2023_05_05 | 2040 | Solar PV | Generation |  | WC | Capacity-Generation | FOM | 6825798.5058 | [6 empty] | 0.45639 | 3115205.3354
LCP_Inputs_ON_Diverse_IEA_2023_05_05 | 2040 | Solar PV | Generation |  | WC | Capacity-Generation | Flex Adder | 0 | [6 empty] | 0.45639 | 0
LCP_Inputs_ON_Diverse_IEA_2023_05_05 | 2040 | Wind Offshore | Generation |  | ON | Capacity-Generation | CONE | 5181855029.0779 | [6 empty] | 0.45639 | 2364930992.3787
LCP_Inputs_ON_Diverse_IEA_2023_05_05 | 2040 | Wind Offshore | Generation |  | ON | Capacity-Generation | FOM | 167216847.8671 | [6 empty] | 0.45639 | 76315586.5515
LCP_Inputs_ON_Diverse_IEA_2023_05_05 | 2040 | Wind Offshore | Generation |  | ON | Capacity-Generation | Flex Adder | 0 | [6 empty] | 0.45639 | 0
LCP_Inputs_ON_Diverse_IEA_2023_05_05 | 2040 | Wind Onshore | Generation |  | MI | Capacity-Generation | CONE | 0 | [6 empty] | 0.45639 | 0
LCP_Inputs_ON_Diverse_IEA_2023_05_05 | 2040 | Wind Onshore | Generation |  | MI | Capacity-Generation | FOM | 811851118.0506 | [6 empty] | 0.45639 | 370518252.5372
LCP_Inputs_ON_Diverse_IEA_2023_05_05 | 2040 | Wind Onshore | Generation |  | MI | Capacity-Generation | Flex Adder | 0 | [6 empty] | 0.45639 | 0
LCP_Inputs_ON_Diverse_IEA_2023_05_05 | 2040 | Wind Onshore | Generation |  | NY | Capacity-Generation | CONE | 0 | [6 empty] | 0.45639 | 0
LCP_Inputs_ON_Diverse_IEA_2023_05_05 | 2040 | Wind Onshore | Generation |  | NY | Capacity-Generation | FOM | 218942234.4236 | [6 empty] | 0.45639 | 99922377.7631
LCP_Inputs_ON_Diverse_IEA_2023_05_05 | 2040 | Wind Onshore | Generation |  | NY | Capacity-Generation | Flex Adder | 0 | [6 empty] | 0.45639 | 0
LCP_Inputs_ON_Diverse_IEA_2023_05_05 | 2040 | Wind Onshore | Generation |  | ON | Capacity-Generation | CONE | 10673300000 | [6 empty] | 0.45639 | 4871154792.8903
LCP_Inputs_ON_Diverse_IEA_2023_05_05 | 2040 | Wind Onshore | Generation |  | ON | Capacity-Generation | FOM | 875000000 | [6 empty] | 0.45639 | 399338577.9261
LCP_Inputs_ON_Diverse_IEA_2023_05_05 | 2040 | Wind Onshore | Generation |  | ON | Capacity-Generation | Flex Adder | 0 | [6 empty] | 0.45639 | 0
LCP_Inputs_ON_Diverse_IEA_2023_05_05 | 2040 | Wind Onshore | Generation |  | PJ | Capacity-Generation | CONE | 0 | [6 empty] | 0.45639 | 0
LCP_Inputs_ON_Diverse_IEA_2023_05_05 | 2040 | Wind Onshore | Generation |  | PJ | Capacity-Generation | FOM | 4302791680.0834 | [6 empty] | 0.45639 | 1963737955.0136
LCP_Inputs_ON_Diverse_IEA_2023_05_05 | 2040 | Wind Onshore | Generation |  | PJ | Capacity-Generation | Flex Adder | 0 | [6 empty] | 0.45639 | 0
LCP_Inputs_ON_Diverse_IEA_2023_05_05 | 2040 | Wind Onshore | Generation |  | WC | Capacity-Generation | CONE | 0 | [6 empty] | 0.45639 | 0
LCP_Inputs_ON_Diverse_IEA_2023_05_05 | 2040 | Wind Onshore | Generation |  | WC | Capacity-Generation | FOM | 0 | [6 empty] | 0.45639 | 0
LCP_Inputs_ON_Diverse_IEA_2023_05_05 | 2040 | Wind Onshore | Generation |  | WC | Capacity-Generation | Flex Adder | 0 | [6 empty] | 0.45639 | 0
LCP_Inputs_ON_Diverse_IEA_2023_05_05 | 2041 | Anaerobic Digestion | Generation |  | ON | Capacity-Generation | FOM | 259916098.1302 | [6 empty] | 0.43883 | 114059917.5906
LCP_Inputs_ON_Diverse_IEA_2023_05_05 | 2041 | Anaerobic Digestion | Generation |  | ON | Capacity-Generation | Flex Adder | 0 | [6 empty] | 0.43883 | 0
LCP_Inputs_ON_Diverse_IEA_2023_05_05 | 2041 | Battery Storage | Storage |  | ON | Capacity-Storage | FOM | 0 | [6 empty] | 0.43883 | 0
LCP_Inputs_ON_Diverse_IEA_2023_05_05 | 2041 | Battery Storage | Storage |  | ON | Capacity-Storage | Flex Adder | 0 | [6 empty] | 0.43883 | 0
LCP_Inputs_ON_Diverse_IEA_2023_05_05 | 2041 | Biomass + CCS | Generation |  | ON | Capacity-Generation | FOM | 0 | [6 empty] | 0.43883 | 0
LCP_Inputs_ON_Diverse_IEA_2023_05_05 | 2041 | Biomass + CCS | Generation |  | ON | Capacity-Generation | Flex Adder | 0 | [6 empty] | 0.43883 | 0
LCP_Inputs_ON_Diverse_IEA_2023_05_05 | 2041 | CH4 + CCS | Generation |  | ON | Capacity-Generation | FOM | 0 | [6 empty] | 0.43883 | 0
LCP_Inputs_ON_Diverse_IEA_2023_05_05 | 2041 | CH4 + CCS | Generation |  | ON | Capacity-Generation | Flex Adder | 0 | [6 empty] | 0.43883 | 0
LCP_Inputs_ON_Diverse_IEA_2023_05_05 | 2041 | Electrolyser 2020/2030 | Crossload |  | ON | Capacity-Crossload | FOM | 20039889.0801 | [6 empty] | 0.43883 | 8794176.711
LCP_Inputs_ON_Diverse_IEA_2023_05_05 | 2041 | Electrolyser 2020/2030 | Crossload |  | ON | Capacity-Crossload | Flex Adder | 0 | [6 empty] | 0.43883 | 0
LCP_Inputs_ON_Diverse_IEA_2023_05_05 | 2041 | Electrolyser 2040 | Crossload |  | ON | Capacity-Crossload | FOM | 166894442.4578 | [6 empty] | 0.43883 | 73238889.357
LCP_Inputs_ON_Diverse_IEA_2023_05_05 | 2041 | Electrolyser 2040 | Crossload |  | ON | Capacity-Crossload | Flex Adder | 0 | [6 empty] | 0.43883 | 0
LCP_Inputs_ON_Diverse_IEA_2023_05_05 | 2041 | Generic - Generator | Generation |  | MI | Capacity-Generation | FOM | 0 | [6 empty] | 0.43883 | 0
LCP_Inputs_ON_Diverse_IEA_2023_05_05 | 2041 | Generic - Generator | Generation |  | MI | Capacity-Generation | Flex Adder | 0 | [6 empty] | 0.43883 | 0
LCP_Inputs_ON_Diverse_IEA_2023_05_05 | 2041 | Generic - Generator | Generation |  | NY | Capacity-Generation | FOM | 0 | [6 empty] | 0.43883 | 0
LCP_Inputs_ON_Diverse_IEA_2023_05_05 | 2041 | Generic - Generator | Generation |  | NY | Capacity-Generation | Flex Adder | 0 | [6 empty] | 0.43883 | 0
LCP_Inputs_ON_Diverse_IEA_2023_05_05 | 2041 | Generic - Generator | Generation |  | PJ | Capacity-Generation | FOM | 0 | [6 empty] | 0.43883 | 0
LCP_Inputs_ON_Diverse_IEA_2023_05_05 | 2041 | Generic - Generator | Generation |  | PJ | Capacity-Generation | Flex Adder | 0 | [6 empty] | 0.43883 | 0
LCP_Inputs_ON_Diverse_IEA_2023_05_05 | 2041 | Generic - Generator | Generation |  | QC | Capacity-Generation | FOM | 0 | [6 empty] | 0.43883 | 0
LCP_Inputs_ON_Diverse_IEA_2023_05_05 | 2041 | Generic - Generator | Generation |  | QC | Capacity-Generation | Flex Adder | 0 | [6 empty] | 0.43883 | 0
LCP_Inputs_ON_Diverse_IEA_2023_05_05 | 2041 | Generic - Generator | Generation |  | WC | Capacity-Generation | FOM | 0 | [6 empty] | 0.43883 | 0
LCP_Inputs_ON_Diverse_IEA_2023_05_05 | 2041 | Generic - Generator | Generation |  | WC | Capacity-Generation | Flex Adder | 0 | [6 empty] | 0.43883 | 0
LCP_Inputs_ON_Diverse_IEA_2023_05_05 | 2041 | H2 Import - WC | Import |  | WC | Capacity-Import | FOM | 0 | [6 empty] | 0.43883 | 0
LCP_Inputs_ON_Diverse_IEA_2023_05_05 | 2041 | H2 Import - WC | Import |  | WC | Capacity-Import | Flex Adder | 0 | [6 empty] | 0.43883 | 0
LCP_Inputs_ON_Diverse_IEA_2023_05_05 | 2041 | H2 Salt Cavern Storage - ON | Storage |  | ON | Capacity-Storage | FOM | 0 | [6 empty] | 0.43883 | 0
LCP_Inputs_ON_Diverse_IEA_2023_05_05 | 2041 | H2 Salt Cavern Storage - ON | Storage |  | ON | Capacity-Storage | Flex Adder | 0 | [6 empty] | 0.43883 | 0
LCP_Inputs_ON_Diverse_IEA_2023_05_05 | 2041 | Hydro | Generation |  | ON | Capacity-Generation | FOM | 0 | [6 empty] | 0.43883 | 0
LCP_Inputs_ON_Diverse_IEA_2023_05_05 | 2041 | Hydro | Generation |  | ON | Capacity-Generation | Flex Adder | 0 | [6 empty] | 0.43883 | 0
LCP_Inputs_ON_Diverse_IEA_2023_05_05 | 2041 | Nuclear | Generation |  | ON | Capacity-Generation | FOM | 0 | [6 empty] | 0.43883 | 0
LCP_Inputs_ON_Diverse_IEA_2023_05_05 | 2041 | Nuclear | Generation |  | ON | Capacity-Generation | Flex Adder | 0 | [6 empty] | 0.43883 | 0
LCP_Inputs_ON_Diverse_IEA_2023_05_05 | 2041 | Nuclear SMR | Generation |  | ON | Capacity-Generation | FOM | 450000000 | [6 empty] | 0.43883 | 197475120.9525
LCP_Inputs_ON_Diverse_IEA_2023_05_05 | 2041 | Nuclear SMR | Generation |  | ON | Capacity-Generation | Flex Adder | 0 | [6 empty] | 0.43883 | 0
LCP_Inputs_ON_Diverse_IEA_2023_05_05 | 2041 | O/CCGT - H2 New | Crossload |  | ON | Capacity-Crossload | FOM | 81772430.697 | [6 empty] | 0.43883 | 35884490.3166
LCP_Inputs_ON_Diverse_IEA_2023_05_05 | 2041 | O/CCGT - H2 New | Crossload |  | ON | Capacity-Crossload | Flex Adder | 0 | [6 empty] | 0.43883 | 0
LCP_Inputs_ON_Diverse_IEA_2023_05_05 | 2041 | SMR CCS | Generation |  | ON | Capacity-Generation | FOM | 373008049.5554 | [6 empty] | 0.43883 | 163688466.0049
LCP_Inputs_ON_Diverse_IEA_2023_05_05 | 2041 | SMR CCS | Generation |  | ON | Capacity-Generation | Flex Adder | 0 | [6 empty] | 0.43883 | 0
LCP_Inputs_ON_Diverse_IEA_2023_05_05 | 2041 | SMR CCS | Generation |  | WC | Capacity-Generation | FOM | 0 | [6 empty] | 0.43883 | 0
LCP_Inputs_ON_Diverse_IEA_2023_05_05 | 2041 | SMR CCS | Generation |  | WC | Capacity-Generation | Flex Adder | 0 | [6 empty] | 0.43883 | 0
LCP_Inputs_ON_Diverse_IEA_2023_05_05 | 2041 | Solar PV | Generation |  | ON | Capacity-Generation | FOM | 172322652.3099 | [6 empty] | 0.43883 | 75620970.2394
LCP_Inputs_ON_Diverse_IEA_2023_05_05 | 2041 | Solar PV | Generation |  | ON | Capacity-Generation | Flex Adder | 0 | [6 empty] | 0.43883 | 0
LCP_Inputs_ON_Diverse_IEA_2023_05_05 | 2041 | Solar PV | Generation |  | WC | Capacity-Generation | FOM | 6825798.5058 | [6 empty] | 0.43883 | 2995389.7456
LCP_Inputs_ON_Diverse_IEA_2023_05_05 | 2041 | Solar PV | Generation |  | WC | Capacity-Generation | Flex Adder | 0 | [6 empty] | 0.43883 | 0
LCP_Inputs_ON_Diverse_IEA_2023_05_05 | 2041 | Wind Offshore | Generation |  | ON | Capacity-Generation | FOM | 167216847.8671 | [6 empty] | 0.43883 | 73380371.6841
LCP_Inputs_ON_Diverse_IEA_2023_05_05 | 2041 | Wind Offshore | Generation |  | ON | Capacity-Generation | Flex Adder | 0 | [6 empty] | 0.43883 | 0
LCP_Inputs_ON_Diverse_IEA_2023_05_05 | 2041 | Wind Onshore | Generation |  | MI | Capacity-Generation | FOM | 811851118.0506 | [6 empty] | 0.43883 | 356267550.5165
LCP_Inputs_ON_Diverse_IEA_2023_05_05 | 2041 | Wind Onshore | Generation |  | MI | Capacity-Generation | Flex Adder | 0 | [6 empty] | 0.43883 | 0
LCP_Inputs_ON_Diverse_IEA_2023_05_05 | 2041 | Wind Onshore | Generation |  | NY | Capacity-Generation | FOM | 218942234.4236 | [6 empty] | 0.43883 | 96079209.3876
LCP_Inputs_ON_Diverse_IEA_2023_05_05 | 2041 | Wind Onshore | Generation |  | NY | Capacity-Generation | Flex Adder | 0 | [6 empty] | 0.43883 | 0
LCP_Inputs_ON_Diverse_IEA_2023_05_05 | 2041 | Wind Onshore | Generation |  | ON | Capacity-Generation | FOM | 875000000 | [6 empty] | 0.43883 | 383979401.852
LCP_Inputs_ON_Diverse_IEA_2023_05_05 | 2041 | Wind Onshore | Generation |  | ON | Capacity-Generation | Flex Adder | 0 | [6 empty] | 0.43883 | 0
LCP_Inputs_ON_Diverse_IEA_2023_05_05 | 2041 | Wind Onshore | Generation |  | PJ | Capacity-Generation | FOM | 4302791680.0834 | [6 empty] | 0.43883 | 1888209572.1284
LCP_Inputs_ON_Diverse_IEA_2023_05_05 | 2041 | Wind Onshore | Generation |  | PJ | Capacity-Generation | Flex Adder | 0 | [6 empty] | 0.43883 | 0
LCP_Inputs_ON_Diverse_IEA_2023_05_05 | 2041 | Wind Onshore | Generation |  | WC | Capacity-Generation | FOM | 0 | [6 empty] | 0.43883 | 0
LCP_Inputs_ON_Diverse_IEA_2023_05_05 | 2041 | Wind Onshore | Generation |  | WC | Capacity-Generation | Flex Adder | 0 | [6 empty] | 0.43883 | 0
LCP_Inputs_ON_Diverse_IEA_2023_05_05 | 2042 | Anaerobic Digestion | Generation |  | ON | Capacity-Generation | FOM | 259916098.1302 | [6 empty] | 0.42196 | 109672997.6832
LCP_Inputs_ON_Diverse_IEA_2023_05_05 | 2042 | Anaerobic Digestion | Generation |  | ON | Capacity-Generation | Flex Adder | 0 | [6 empty] | 0.42196 | 0
LCP_Inputs_ON_Diverse_IEA_2023_05_05 | 2042 | Battery Storage | Storage |  | ON | Capacity-Storage | FOM | 0 | [6 empty] | 0.42196 | 0
LCP_Inputs_ON_Diverse_IEA_2023_05_05 | 2042 | Battery Storage | Storage |  | ON | Capacity-Storage | Flex Adder | 0 | [6 empty] | 0.42196 | 0
LCP_Inputs_ON_Diverse_IEA_2023_05_05 | 2042 | Biomass + CCS | Generation |  | ON | Capacity-Generation | FOM | 0 | [6 empty] | 0.42196 | 0
LCP_Inputs_ON_Diverse_IEA_2023_05_05 | 2042 | Biomass + CCS | Generation |  | ON | Capacity-Generation | Flex Adder | 0 | [6 empty] | 0.42196 | 0
LCP_Inputs_ON_Diverse_IEA_2023_05_05 | 2042 | CH4 + CCS | Generation |  | ON | Capacity-Generation | FOM | 0 | [6 empty] | 0.42196 | 0
LCP_Inputs_ON_Diverse_IEA_2023_05_05 | 2042 | CH4 + CCS | Generation |  | ON | Capacity-Generation | Flex Adder | 0 | [6 empty] | 0.42196 | 0
LCP_Inputs_ON_Diverse_IEA_2023_05_05 | 2042 | Electrolyser 2020/2030 | Crossload |  | ON | Capacity-Crossload | FOM | 20039889.0801 | [6 empty] | 0.42196 | 8455939.1452
LCP_Inputs_ON_Diverse_IEA_2023_05_05 | 2042 | Electrolyser 2020/2030 | Crossload |  | ON | Capacity-Crossload | Flex Adder | 0 | [6 empty] | 0.42196 | 0
LCP_Inputs_ON_Diverse_IEA_2023_05_05 | 2042 | Electrolyser 2040 | Crossload |  | ON | Capacity-Crossload | FOM | 166894442.4578 | [6 empty] | 0.42196 | 70422008.9971
LCP_Inputs_ON_Diverse_IEA_2023_05_05 | 2042 | Electrolyser 2040 | Crossload |  | ON | Capacity-Crossload | Flex Adder | 0 | [6 empty] | 0.42196 | 0
LCP_Inputs_ON_Diverse_IEA_2023_05_05 | 2042 | Generic - Generator | Generation |  | MI | Capacity-Generation | FOM | 0 | [6 empty] | 0.42196 | 0
LCP_Inputs_ON_Diverse_IEA_2023_05_05 | 2042 | Generic - Generator | Generation |  | MI | Capacity-Generation | Flex Adder | 0 | [6 empty] | 0.42196 | 0
LCP_Inputs_ON_Diverse_IEA_2023_05_05 | 2042 | Generic - Generator | Generation |  | NY | Capacity-Generation | FOM | 0 | [6 empty] | 0.42196 | 0
LCP_Inputs_ON_Diverse_IEA_2023_05_05 | 2042 | Generic - Generator | Generation |  | NY | Capacity-Generation | Flex Adder | 0 | [6 empty] | 0.42196 | 0
LCP_Inputs_ON_Diverse_IEA_2023_05_05 | 2042 | Generic - Generator | Generation |  | PJ | Capacity-Generation | FOM | 0 | [6 empty] | 0.42196 | 0
LCP_Inputs_ON_Diverse_IEA_2023_05_05 | 2042 | Generic - Generator | Generation |  | PJ | Capacity-Generation | Flex Adder | 0 | [6 empty] | 0.42196 | 0
LCP_Inputs_ON_Diverse_IEA_2023_05_05 | 2042 | Generic - Generator | Generation |  | QC | Capacity-Generation | FOM | 0 | [6 empty] | 0.42196 | 0
LCP_Inputs_ON_Diverse_IEA_2023_05_05 | 2042 | Generic - Generator | Generation |  | QC | Capacity-Generation | Flex Adder | 0 | [6 empty] | 0.42196 | 0
LCP_Inputs_ON_Diverse_IEA_2023_05_05 | 2042 | Generic - Generator | Generation |  | WC | Capacity-Generation | FOM | 0 | [6 empty] | 0.42196 | 0
LCP_Inputs_ON_Diverse_IEA_2023_05_05 | 2042 | Generic - Generator | Generation |  | WC | Capacity-Generation | Flex Adder | 0 | [6 empty] | 0.42196 | 0
LCP_Inputs_ON_Diverse_IEA_2023_05_05 | 2042 | H2 Import - WC | Import |  | WC | Capacity-Import | FOM | 0 | [6 empty] | 0.42196 | 0
LCP_Inputs_ON_Diverse_IEA_2023_05_05 | 2042 | H2 Import - WC | Import |  | WC | Capacity-Import | Flex Adder | 0 | [6 empty] | 0.42196 | 0
LCP_Inputs_ON_Diverse_IEA_2023_05_05 | 2042 | H2 Salt Cavern Storage - ON | Storage |  | ON | Capacity-Storage | FOM | 0 | [6 empty] | 0.42196 | 0
LCP_Inputs_ON_Diverse_IEA_2023_05_05 | 2042 | H2 Salt Cavern Storage - ON | Storage |  | ON | Capacity-Storage | Flex Adder | 0 | [6 empty] | 0.42196 | 0
LCP_Inputs_ON_Diverse_IEA_2023_05_05 | 2042 | Hydro | Generation |  | ON | Capacity-Generation | FOM | 0 | [6 empty] | 0.42196 | 0
LCP_Inputs_ON_Diverse_IEA_2023_05_05 | 2042 | Hydro | Generation |  | ON | Capacity-Generation | Flex Adder | 0 | [6 empty] | 0.42196 | 0
LCP_Inputs_ON_Diverse_IEA_2023_05_05 | 2042 | Nuclear | Generation |  | ON | Capacity-Generation | FOM | 0 | [6 empty] | 0.42196 | 0
LCP_Inputs_ON_Diverse_IEA_2023_05_05 | 2042 | Nuclear | Generation |  | ON | Capacity-Generation | Flex Adder | 0 | [6 empty] | 0.42196 | 0
LCP_Inputs_ON_Diverse_IEA_2023_05_05 | 2042 | Nuclear SMR | Generation |  | ON | Capacity-Generation | FOM | 450000000 | [6 empty] | 0.42196 | 189879923.9928
LCP_Inputs_ON_Diverse_IEA_2023_05_05 | 2042 | Nuclear SMR | Generation |  | ON | Capacity-Generation | Flex Adder | 0 | [6 empty] | 0.42196 | 0
LCP_Inputs_ON_Diverse_IEA_2023_05_05 | 2042 | O/CCGT - H2 New | Crossload |  | ON | Capacity-Crossload | FOM | 81772430.697 | [6 empty] | 0.42196 | 34504317.6121
LCP_Inputs_ON_Diverse_IEA_2023_05_05 | 2042 | O/CCGT - H2 New | Crossload |  | ON | Capacity-Crossload | Flex Adder | 0 | [6 empty] | 0.42196 | 0
LCP_Inputs_ON_Diverse_IEA_2023_05_05 | 2042 | SMR CCS | Generation |  | ON | Capacity-Generation | FOM | 373008049.5554 | [6 empty] | 0.42196 | 157392755.774
LCP_Inputs_ON_Diverse_IEA_2023_05_05 | 2042 | SMR CCS | Generation |  | ON | Capacity-Generation | Flex Adder | 0 | [6 empty] | 0.42196 | 0
LCP_Inputs_ON_Diverse_IEA_2023_05_05 | 2042 | SMR CCS | Generation |  | WC | Capacity-Generation | FOM | 0 | [6 empty] | 0.42196 | 0
LCP_Inputs_ON_Diverse_IEA_2023_05_05 | 2042 | SMR CCS | Generation |  | WC | Capacity-Generation | Flex Adder | 0 | [6 empty] | 0.42196 | 0
LCP_Inputs_ON_Diverse_IEA_2023_05_05 | 2042 | Solar PV | Generation |  | ON | Capacity-Generation | FOM | 172322652.3099 | [6 empty] | 0.42196 | 72712471.3841
LCP_Inputs_ON_Diverse_IEA_2023_05_05 | 2042 | Solar PV | Generation |  | ON | Capacity-Generation | Flex Adder | 0 | [6 empty] | 0.42196 | 0
LCP_Inputs_ON_Diverse_IEA_2023_05_05 | 2042 | Solar PV | Generation |  | WC | Capacity-Generation | FOM | 6825798.5058 | [6 empty] | 0.42196 | 2880182.4477
LCP_Inputs_ON_Diverse_IEA_2023_05_05 | 2042 | Solar PV | Generation |  | WC | Capacity-Generation | Flex Adder | 0 | [6 empty] | 0.42196 | 0
LCP_Inputs_ON_Diverse_IEA_2023_05_05 | 2042 | Wind Offshore | Generation |  | ON | Capacity-Generation | FOM | 167216847.8671 | [6 empty] | 0.42196 | 70558049.6962
LCP_Inputs_ON_Diverse_IEA_2023_05_05 | 2042 | Wind Offshore | Generation |  | ON | Capacity-Generation | Flex Adder | 0 | [6 empty] | 0.42196 | 0
LCP_Inputs_ON_Diverse_IEA_2023_05_05 | 2042 | Wind Onshore | Generation |  | MI | Capacity-Generation | FOM | 811851118.0506 | [6 empty] | 0.42196 | 342564952.4198
LCP_Inputs_ON_Diverse_IEA_2023_05_05 | 2042 | Wind Onshore | Generation |  | MI | Capacity-Generation | Flex Adder | 0 | [6 empty] | 0.42196 | 0
LCP_Inputs_ON_Diverse_IEA_2023_05_05 | 2042 | Wind Onshore | Generation |  | NY | Capacity-Generation | FOM | 218942234.4236 | [6 empty] | 0.42196 | 92383855.1804
LCP_Inputs_ON_Diverse_IEA_2023_05_05 | 2042 | Wind Onshore | Generation |  | NY | Capacity-Generation | Flex Adder | 0 | [6 empty] | 0.42196 | 0
LCP_Inputs_ON_Diverse_IEA_2023_05_05 | 2042 | Wind Onshore | Generation |  | ON | Capacity-Generation | FOM | 875000000 | [6 empty] | 0.42196 | 369210963.3193
LCP_Inputs_ON_Diverse_IEA_2023_05_05 | 2042 | Wind Onshore | Generation |  | ON | Capacity-Generation | Flex Adder | 0 | [6 empty] | 0.42196 | 0
LCP_Inputs_ON_Diverse_IEA_2023_05_05 | 2042 | Wind Onshore | Generation |  | PJ | Capacity-Generation | FOM | 4302791680.0834 | [6 empty] | 0.42196 | 1815586127.0466
LCP_Inputs_ON_Diverse_IEA_2023_05_05 | 2042 | Wind Onshore | Generation |  | PJ | Capacity-Generation | Flex Adder | 0 | [6 empty] | 0.42196 | 0
LCP_Inputs_ON_Diverse_IEA_2023_05_05 | 2042 | Wind Onshore | Generation |  | WC | Capacity-Generation | FOM | 0 | [6 empty] | 0.42196 | 0
LCP_Inputs_ON_Diverse_IEA_2023_05_05 | 2042 | Wind Onshore | Generation |  | WC | Capacity-Generation | Flex Adder | 0 | [6 empty] | 0.42196 | 0
LCP_Inputs_ON_Diverse_IEA_2023_05_05 | 2043 | Anaerobic Digestion | Generation |  | ON | Capacity-Generation | FOM | 259916098.1302 | [6 empty] | 0.40573 | 105454805.4647
LCP_Inputs_ON_Diverse_IEA_2023_05_05 | 2043 | Anaerobic Digestion | Generation |  | ON | Capacity-Generation | Flex Adder | 0 | [6 empty] | 0.40573 | 0
LCP_Inputs_ON_Diverse_IEA_2023_05_05 | 2043 | Battery Storage | Storage |  | ON | Capacity-Storage | FOM | 0 | [6 empty] | 0.40573 | 0
LCP_Inputs_ON_Diverse_IEA_2023_05_05 | 2043 | Battery Storage | Storage |  | ON | Capacity-Storage | Flex Adder | 0 | [6 empty] | 0.40573 | 0
LCP_Inputs_ON_Diverse_IEA_2023_05_05 | 2043 | Biomass + CCS | Generation |  | ON | Capacity-Generation | FOM | 0 | [6 empty] | 0.40573 | 0
LCP_Inputs_ON_Diverse_IEA_2023_05_05 | 2043 | Biomass + CCS | Generation |  | ON | Capacity-Generation | Flex Adder | 0 | [6 empty] | 0.40573 | 0
LCP_Inputs_ON_Diverse_IEA_2023_05_05 | 2043 | CH4 + CCS | Generation |  | ON | Capacity-Generation | FOM | 0 | [6 empty] | 0.40573 | 0
LCP_Inputs_ON_Diverse_IEA_2023_05_05 | 2043 | CH4 + CCS | Generation |  | ON | Capacity-Generation | Flex Adder | 0 | [6 empty] | 0.40573 | 0
LCP_Inputs_ON_Diverse_IEA_2023_05_05 | 2043 | Electrolyser 2020/2030 | Crossload |  | ON | Capacity-Crossload | FOM | 20039889.0801 | [6 empty] | 0.40573 | 8130710.7166
LCP_Inputs_ON_Diverse_IEA_2023_05_05 | 2043 | Electrolyser 2020/2030 | Crossload |  | ON | Capacity-Crossload | Flex Adder | 0 | [6 empty] | 0.40573 | 0
LCP_Inputs_ON_Diverse_IEA_2023_05_05 | 2043 | Electrolyser 2040 | Crossload |  | ON | Capacity-Crossload | FOM | 166894442.4578 | [6 empty] | 0.40573 | 67713470.1896
LCP_Inputs_ON_Diverse_IEA_2023_05_05 | 2043 | Electrolyser 2040 | Crossload |  | ON | Capacity-Crossload | Flex Adder | 0 | [6 empty] | 0.40573 | 0
LCP_Inputs_ON_Diverse_IEA_2023_05_05 | 2043 | Generic - Generator | Generation |  | MI | Capacity-Generation | FOM | 0 | [6 empty] | 0.40573 | 0
LCP_Inputs_ON_Diverse_IEA_2023_05_05 | 2043 | Generic - Generator | Generation |  | MI | Capacity-Generation | Flex Adder | 0 | [6 empty] | 0.40573 | 0
LCP_Inputs_ON_Diverse_IEA_2023_05_05 | 2043 | Generic - Generator | Generation |  | NY | Capacity-Generation | FOM | 0 | [6 empty] | 0.40573 | 0
LCP_Inputs_ON_Diverse_IEA_2023_05_05 | 2043 | Generic - Generator | Generation |  | NY | Capacity-Generation | Flex Adder | 0 | [6 empty] | 0.40573 | 0
LCP_Inputs_ON_Diverse_IEA_2023_05_05 | 2043 | Generic - Generator | Generation |  | PJ | Capacity-Generation | FOM | 0 | [6 empty] | 0.40573 | 0
LCP_Inputs_ON_Diverse_IEA_2023_05_05 | 2043 | Generic - Generator | Generation |  | PJ | Capacity-Generation | Flex Adder | 0 | [6 empty] | 0.40573 | 0
LCP_Inputs_ON_Diverse_IEA_2023_05_05 | 2043 | Generic - Generator | Generation |  | QC | Capacity-Generation | FOM | 0 | [6 empty] | 0.40573 | 0
LCP_Inputs_ON_Diverse_IEA_2023_05_05 | 2043 | Generic - Generator | Generation |  | QC | Capacity-Generation | Flex Adder | 0 | [6 empty] | 0.40573 | 0
LCP_Inputs_ON_Diverse_IEA_2023_05_05 | 2043 | Generic - Generator | Generation |  | WC | Capacity-Generation | FOM | 0 | [6 empty] | 0.40573 | 0
LCP_Inputs_ON_Diverse_IEA_2023_05_05 | 2043 | Generic - Generator | Generation |  | WC | Capacity-Generation | Flex Adder | 0 | [6 empty] | 0.40573 | 0
LCP_Inputs_ON_Diverse_IEA_2023_05_05 | 2043 | H2 Import - WC | Import |  | WC | Capacity-Import | FOM | 0 | [6 empty] | 0.40573 | 0
LCP_Inputs_ON_Diverse_IEA_2023_05_05 | 2043 | H2 Import - WC | Import |  | WC | Capacity-Import | Flex Adder | 0 | [6 empty] | 0.40573 | 0
LCP_Inputs_ON_Diverse_IEA_2023_05_05 | 2043 | H2 Salt Cavern Storage - ON | Storage |  | ON | Capacity-Storage | FOM | 0 | [6 empty] | 0.40573 | 0
LCP_Inputs_ON_Diverse_IEA_2023_05_05 | 2043 | H2 Salt Cavern Storage - ON | Storage |  | ON | Capacity-Storage | Flex Adder | 0 | [6 empty] | 0.40573 | 0
LCP_Inputs_ON_Diverse_IEA_2023_05_05 | 2043 | Hydro | Generation |  | ON | Capacity-Generation | FOM | 0 | [6 empty] | 0.40573 | 0
LCP_Inputs_ON_Diverse_IEA_2023_05_05 | 2043 | Hydro | Generation |  | ON | Capacity-Generation | Flex Adder | 0 | [6 empty] | 0.40573 | 0
LCP_Inputs_ON_Diverse_IEA_2023_05_05 | 2043 | Nuclear | Generation |  | ON | Capacity-Generation | FOM | 0 | [6 empty] | 0.40573 | 0
LCP_Inputs_ON_Diverse_IEA_2023_05_05 | 2043 | Nuclear | Generation |  | ON | Capacity-Generation | Flex Adder | 0 | [6 empty] | 0.40573 | 0
LCP_Inputs_ON_Diverse_IEA_2023_05_05 | 2043 | Nuclear SMR | Generation |  | ON | Capacity-Generation | FOM | 450000000 | [6 empty] | 0.40573 | 182576849.993
LCP_Inputs_ON_Diverse_IEA_2023_05_05 | 2043 | Nuclear SMR | Generation |  | ON | Capacity-Generation | Flex Adder | 0 | [6 empty] | 0.40573 | 0
LCP_Inputs_ON_Diverse_IEA_2023_05_05 | 2043 | O/CCGT - H2 New | Crossload |  | ON | Capacity-Crossload | FOM | 81772430.697 | [6 empty] | 0.40573 | 33177228.4732
LCP_Inputs_ON_Diverse_IEA_2023_05_05 | 2043 | O/CCGT - H2 New | Crossload |  | ON | Capacity-Crossload | Flex Adder | 0 | [6 empty] | 0.40573 | 0
LCP_Inputs_ON_Diverse_IEA_2023_05_05 | 2043 | SMR CCS | Generation |  | ON | Capacity-Generation | FOM | 373008049.5554 | [6 empty] | 0.40573 | 151339188.2442
LCP_Inputs_ON_Diverse_IEA_2023_05_05 | 2043 | SMR CCS | Generation |  | ON | Capacity-Generation | Flex Adder | 0 | [6 empty] | 0.40573 | 0
LCP_Inputs_ON_Diverse_IEA_2023_05_05 | 2043 | SMR CCS | Generation |  | WC | Capacity-Generation | FOM | 0 | [6 empty] | 0.40573 | 0
LCP_Inputs_ON_Diverse_IEA_2023_05_05 | 2043 | SMR CCS | Generation |  | WC | Capacity-Generation | Flex Adder | 0 | [6 empty] | 0.40573 | 0
LCP_Inputs_ON_Diverse_IEA_2023_05_05 | 2043 | Solar PV | Generation |  | ON | Capacity-Generation | FOM | 172322652.3099 | [6 empty] | 0.40573 | 69915837.8693
LCP_Inputs_ON_Diverse_IEA_2023_05_05 | 2043 | Solar PV | Generation |  | ON | Capacity-Generation | Flex Adder | 0 | [6 empty] | 0.40573 | 0
LCP_Inputs_ON_Diverse_IEA_2023_05_05 | 2043 | Solar PV | Generation |  | WC | Capacity-Generation | FOM | 6825798.5058 | [6 empty] | 0.40573 | 2769406.1997
LCP_Inputs_ON_Diverse_IEA_2023_05_05 | 2043 | Solar PV | Generation |  | WC | Capacity-Generation | Flex Adder | 0 | [6 empty] | 0.40573 | 0
LCP_Inputs_ON_Diverse_IEA_2023_05_05 | 2043 | Wind Offshore | Generation |  | ON | Capacity-Generation | FOM | 167216847.8671 | [6 empty] | 0.40573 | 67844278.5541
LCP_Inputs_ON_Diverse_IEA_2023_05_05 | 2043 | Wind Offshore | Generation |  | ON | Capacity-Generation | Flex Adder | 0 | [6 empty] | 0.40573 | 0
LCP_Inputs_ON_Diverse_IEA_2023_05_05 | 2043 | Wind Onshore | Generation |  | MI | Capacity-Generation | FOM | 811851118.0506 | [6 empty] | 0.40573 | 329389377.3267
LCP_Inputs_ON_Diverse_IEA_2023_05_05 | 2043 | Wind Onshore | Generation |  | MI | Capacity-Generation | Flex Adder | 0 | [6 empty] | 0.40573 | 0
LCP_Inputs_ON_Diverse_IEA_2023_05_05 | 2043 | Wind Onshore | Generation |  | NY | Capacity-Generation | FOM | 218942234.4236 | [6 empty] | 0.40573 | 88830629.9811
LCP_Inputs_ON_Diverse_IEA_2023_05_05 | 2043 | Wind Onshore | Generation |  | NY | Capacity-Generation | Flex Adder | 0 | [6 empty] | 0.40573 | 0
LCP_Inputs_ON_Diverse_IEA_2023_05_05 | 2043 | Wind Onshore | Generation |  | ON | Capacity-Generation | FOM | 875000000 | [6 empty] | 0.40573 | 355010541.6532
LCP_Inputs_ON_Diverse_IEA_2023_05_05 | 2043 | Wind Onshore | Generation |  | ON | Capacity-Generation | Flex Adder | 0 | [6 empty] | 0.40573 | 0
LCP_Inputs_ON_Diverse_IEA_2023_05_05 | 2043 | Wind Onshore | Generation |  | PJ | Capacity-Generation | FOM | 4302791680.0834 | [6 empty] | 0.40573 | 1745755891.3909
LCP_Inputs_ON_Diverse_IEA_2023_05_05 | 2043 | Wind Onshore | Generation |  | PJ | Capacity-Generation | Flex Adder | 0 | [6 empty] | 0.40573 | 0
LCP_Inputs_ON_Diverse_IEA_2023_05_05 | 2043 | Wind Onshore | Generation |  | WC | Capacity-Generation | FOM | 0 | [6 empty] | 0.40573 | 0
LCP_Inputs_ON_Diverse_IEA_2023_05_05 | 2043 | Wind Onshore | Generation |  | WC | Capacity-Generation | Flex Adder | 0 | [6 empty] | 0.40573 | 0
LCP_Inputs_ON_Diverse_IEA_2023_05_05 | 2044 | Anaerobic Digestion | Generation |  | ON | Capacity-Generation | FOM | 259916098.1302 | [6 empty] | 0.39012 | 101398851.4083
LCP_Inputs_ON_Diverse_IEA_2023_05_05 | 2044 | Anaerobic Digestion | Generation |  | ON | Capacity-Generation | Flex Adder | 0 | [6 empty] | 0.39012 | 0
LCP_Inputs_ON_Diverse_IEA_2023_05_05 | 2044 | Battery Storage | Storage |  | ON | Capacity-Storage | FOM | 0 | [6 empty] | 0.39012 | 0
LCP_Inputs_ON_Diverse_IEA_2023_05_05 | 2044 | Battery Storage | Storage |  | ON | Capacity-Storage | Flex Adder | 0 | [6 empty] | 0.39012 | 0
LCP_Inputs_ON_Diverse_IEA_2023_05_05 | 2044 | Biomass + CCS | Generation |  | ON | Capacity-Generation | FOM | 0 | [6 empty] | 0.39012 | 0
LCP_Inputs_ON_Diverse_IEA_2023_05_05 | 2044 | Biomass + CCS | Generation |  | ON | Capacity-Generation | Flex Adder | 0 | [6 empty] | 0.39012 | 0
LCP_Inputs_ON_Diverse_IEA_2023_05_05 | 2044 | CH4 + CCS | Generation |  | ON | Capacity-Generation | FOM | 0 | [6 empty] | 0.39012 | 0
LCP_Inputs_ON_Diverse_IEA_2023_05_05 | 2044 | CH4 + CCS | Generation |  | ON | Capacity-Generation | Flex Adder | 0 | [6 empty] | 0.39012 | 0
LCP_Inputs_ON_Diverse_IEA_2023_05_05 | 2044 | Electrolyser 2020/2030 | Crossload |  | ON | Capacity-Crossload | FOM | 20039889.0801 | [6 empty] | 0.39012 | 7817991.0736
LCP_Inputs_ON_Diverse_IEA_2023_05_05 | 2044 | Electrolyser 2020/2030 | Crossload |  | ON | Capacity-Crossload | Flex Adder | 0 | [6 empty] | 0.39012 | 0
LCP_Inputs_ON_Diverse_IEA_2023_05_05 | 2044 | Electrolyser 2040 | Crossload |  | ON | Capacity-Crossload | FOM | 166894442.4578 | [6 empty] | 0.39012 | 65109105.9515
LCP_Inputs_ON_Diverse_IEA_2023_05_05 | 2044 | Electrolyser 2040 | Crossload |  | ON | Capacity-Crossload | Flex Adder | 0 | [6 empty] | 0.39012 | 0
LCP_Inputs_ON_Diverse_IEA_2023_05_05 | 2044 | Generic - Generator | Generation |  | MI | Capacity-Generation | FOM | 0 | [6 empty] | 0.39012 | 0
LCP_Inputs_ON_Diverse_IEA_2023_05_05 | 2044 | Generic - Generator | Generation |  | MI | Capacity-Generation | Flex Adder | 0 | [6 empty] | 0.39012 | 0
LCP_Inputs_ON_Diverse_IEA_2023_05_05 | 2044 | Generic - Generator | Generation |  | NY | Capacity-Generation | FOM | 0 | [6 empty] | 0.39012 | 0
LCP_Inputs_ON_Diverse_IEA_2023_05_05 | 2044 | Generic - Generator | Generation |  | NY | Capacity-Generation | Flex Adder | 0 | [6 empty] | 0.39012 | 0
LCP_Inputs_ON_Diverse_IEA_2023_05_05 | 2044 | Generic - Generator | Generation |  | PJ | Capacity-Generation | FOM | 0 | [6 empty] | 0.39012 | 0
LCP_Inputs_ON_Diverse_IEA_2023_05_05 | 2044 | Generic - Generator | Generation |  | PJ | Capacity-Generation | Flex Adder | 0 | [6 empty] | 0.39012 | 0
LCP_Inputs_ON_Diverse_IEA_2023_05_05 | 2044 | Generic - Generator | Generation |  | QC | Capacity-Generation | FOM | 0 | [6 empty] | 0.39012 | 0
LCP_Inputs_ON_Diverse_IEA_2023_05_05 | 2044 | Generic - Generator | Generation |  | QC | Capacity-Generation | Flex Adder | 0 | [6 empty] | 0.39012 | 0
LCP_Inputs_ON_Diverse_IEA_2023_05_05 | 2044 | Generic - Generator | Generation |  | WC | Capacity-Generation | FOM | 0 | [6 empty] | 0.39012 | 0
LCP_Inputs_ON_Diverse_IEA_2023_05_05 | 2044 | Generic - Generator | Generation |  | WC | Capacity-Generation | Flex Adder | 0 | [6 empty] | 0.39012 | 0
LCP_Inputs_ON_Diverse_IEA_2023_05_05 | 2044 | H2 Import - WC | Import |  | WC | Capacity-Import | FOM | 0 | [6 empty] | 0.39012 | 0
LCP_Inputs_ON_Diverse_IEA_2023_05_05 | 2044 | H2 Import - WC | Import |  | WC | Capacity-Import | Flex Adder | 0 | [6 empty] | 0.39012 | 0
LCP_Inputs_ON_Diverse_IEA_2023_05_05 | 2044 | H2 Salt Cavern Storage - ON | Storage |  | ON | Capacity-Storage | FOM | 0 | [6 empty] | 0.39012 | 0
LCP_Inputs_ON_Diverse_IEA_2023_05_05 | 2044 | H2 Salt Cavern Storage - ON | Storage |  | ON | Capacity-Storage | Flex Adder | 0 | [6 empty] | 0.39012 | 0
LCP_Inputs_ON_Diverse_IEA_2023_05_05 | 2044 | Hydro | Generation |  | ON | Capacity-Generation | FOM | 0 | [6 empty] | 0.39012 | 0
LCP_Inputs_ON_Diverse_IEA_2023_05_05 | 2044 | Hydro | Generation |  | ON | Capacity-Generation | Flex Adder | 0 | [6 empty] | 0.39012 | 0
LCP_Inputs_ON_Diverse_IEA_2023_05_05 | 2044 | Nuclear | Generation |  | ON | Capacity-Generation | FOM | 0 | [6 empty] | 0.39012 | 0
LCP_Inputs_ON_Diverse_IEA_2023_05_05 | 2044 | Nuclear | Generation |  | ON | Capacity-Generation | Flex Adder | 0 | [6 empty] | 0.39012 | 0
LCP_Inputs_ON_Diverse_IEA_2023_05_05 | 2044 | Nuclear SMR | Generation |  | ON | Capacity-Generation | FOM | 450000000 | [6 empty] | 0.39012 | 175554663.4549
LCP_Inputs_ON_Diverse_IEA_2023_05_05 | 2044 | Nuclear SMR | Generation |  | ON | Capacity-Generation | Flex Adder | 0 | [6 empty] | 0.39012 | 0
LCP_Inputs_ON_Diverse_IEA_2023_05_05 | 2044 | O/CCGT - H2 New | Crossload |  | ON | Capacity-Crossload | FOM | 81772430.697 | [6 empty] | 0.39012 | 31901181.2242
LCP_Inputs_ON_Diverse_IEA_2023_05_05 | 2044 | O/CCGT - H2 New | Crossload |  | ON | Capacity-Crossload | Flex Adder | 0 | [6 empty] | 0.39012 | 0
LCP_Inputs_ON_Diverse_IEA_2023_05_05 | 2044 | SMR CCS | Generation |  | ON | Capacity-Generation | FOM | 373008049.5554 | [6 empty] | 0.39012 | 145518450.2348
LCP_Inputs_ON_Diverse_IEA_2023_05_05 | 2044 | SMR CCS | Generation |  | ON | Capacity-Generation | Flex Adder | 0 | [6 empty] | 0.39012 | 0
LCP_Inputs_ON_Diverse_IEA_2023_05_05 | 2044 | SMR CCS | Generation |  | WC | Capacity-Generation | FOM | 0 | [6 empty] | 0.39012 | 0
LCP_Inputs_ON_Diverse_IEA_2023_05_05 | 2044 | SMR CCS | Generation |  | WC | Capacity-Generation | Flex Adder | 0 | [6 empty] | 0.39012 | 0
LCP_Inputs_ON_Diverse_IEA_2023_05_05 | 2044 | Solar PV | Generation |  | ON | Capacity-Generation | FOM | 172322652.3099 | [6 empty] | 0.39012 | 67226767.182
LCP_Inputs_ON_Diverse_IEA_2023_05_05 | 2044 | Solar PV | Generation |  | ON | Capacity-Generation | Flex Adder | 0 | [6 empty] | 0.39012 | 0
LCP_Inputs_ON_Diverse_IEA_2023_05_05 | 2044 | Solar PV | Generation |  | WC | Capacity-Generation | FOM | 6825798.5058 | [6 empty] | 0.39012 | 2662890.5767
LCP_Inputs_ON_Diverse_IEA_2023_05_05 | 2044 | Solar PV | Generation |  | WC | Capacity-Generation | Flex Adder | 0 | [6 empty] | 0.39012 | 0
LCP_Inputs_ON_Diverse_IEA_2023_05_05 | 2044 | Wind Offshore | Generation |  | ON | Capacity-Generation | FOM | 167216847.8671 | [6 empty] | 0.39012 | 65234883.2251
LCP_Inputs_ON_Diverse_IEA_2023_05_05 | 2044 | Wind Offshore | Generation |  | ON | Capacity-Generation | Flex Adder | 0 | [6 empty] | 0.39012 | 0
LCP_Inputs_ON_Diverse_IEA_2023_05_05 | 2044 | Wind Onshore | Generation |  | MI | Capacity-Generation | FOM | 811851118.0506 | [6 empty] | 0.39012 | 316720555.1218
LCP_Inputs_ON_Diverse_IEA_2023_05_05 | 2044 | Wind Onshore | Generation |  | MI | Capacity-Generation | Flex Adder | 0 | [6 empty] | 0.39012 | 0
LCP_Inputs_ON_Diverse_IEA_2023_05_05 | 2044 | Wind Onshore | Generation |  | NY | Capacity-Generation | FOM | 218942234.4236 | [6 empty] | 0.39012 | 85414067.2896
LCP_Inputs_ON_Diverse_IEA_2023_05_05 | 2044 | Wind Onshore | Generation |  | NY | Capacity-Generation | Flex Adder | 0 | [6 empty] | 0.39012 | 0
LCP_Inputs_ON_Diverse_IEA_2023_05_05 | 2044 | Wind Onshore | Generation |  | ON | Capacity-Generation | FOM | 875000000 | [6 empty] | 0.39012 | 341356290.0511
LCP_Inputs_ON_Diverse_IEA_2023_05_05 | 2044 | Wind Onshore | Generation |  | ON | Capacity-Generation | Flex Adder | 0 | [6 empty] | 0.39012 | 0
LCP_Inputs_ON_Diverse_IEA_2023_05_05 | 2044 | Wind Onshore | Generation |  | PJ | Capacity-Generation | FOM | 4302791680.0834 | [6 empty] | 0.39012 | 1678611434.0298
LCP_Inputs_ON_Diverse_IEA_2023_05_05 | 2044 | Wind Onshore | Generation |  | PJ | Capacity-Generation | Flex Adder | 0 | [6 empty] | 0.39012 | 0
LCP_Inputs_ON_Diverse_IEA_2023_05_05 | 2044 | Wind Onshore | Generation |  | WC | Capacity-Generation | FOM | 0 | [6 empty] | 0.39012 | 0
LCP_Inputs_ON_Diverse_IEA_2023_05_05 | 2044 | Wind Onshore | Generation |  | WC | Capacity-Generation | Flex Adder | 0 | [6 empty] | 0.39012 | 0
LCP_Inputs_ON_Diverse_IEA_2023_05_05 | 2045 | Anaerobic Digestion | Generation |  | ON | Capacity-Generation | FOM | 259916098.1302 | [6 empty] | 0.37512 | 97498895.5849
LCP_Inputs_ON_Diverse_IEA_2023_05_05 | 2045 | Anaerobic Digestion | Generation |  | ON | Capacity-Generation | Flex Adder | 0 | [6 empty] | 0.37512 | 0
LCP_Inputs_ON_Diverse_IEA_2023_05_05 | 2045 | Battery Storage | Storage |  | ON | Capacity-Storage | FOM | 0 | [6 empty] | 0.37512 | 0
LCP_Inputs_ON_Diverse_IEA_2023_05_05 | 2045 | Battery Storage | Storage |  | ON | Capacity-Storage | Flex Adder | 0 | [6 empty] | 0.37512 | 0
LCP_Inputs_ON_Diverse_IEA_2023_05_05 | 2045 | Biomass + CCS | Generation |  | ON | Capacity-Generation | FOM | 0 | [6 empty] | 0.37512 | 0
LCP_Inputs_ON_Diverse_IEA_2023_05_05 | 2045 | Biomass + CCS | Generation |  | ON | Capacity-Generation | Flex Adder | 0 | [6 empty] | 0.37512 | 0
LCP_Inputs_ON_Diverse_IEA_2023_05_05 | 2045 | CH4 + CCS | Generation |  | ON | Capacity-Generation | FOM | 0 | [6 empty] | 0.37512 | 0
LCP_Inputs_ON_Diverse_IEA_2023_05_05 | 2045 | CH4 + CCS | Generation |  | ON | Capacity-Generation | Flex Adder | 0 | [6 empty] | 0.37512 | 0
LCP_Inputs_ON_Diverse_IEA_2023_05_05 | 2045 | Electrolyser 2020/2030 | Crossload |  | ON | Capacity-Crossload | FOM | 20039889.0801 | [6 empty] | 0.37512 | 7517299.1092
LCP_Inputs_ON_Diverse_IEA_2023_05_05 | 2045 | Electrolyser 2020/2030 | Crossload |  | ON | Capacity-Crossload | Flex Adder | 0 | [6 empty] | 0.37512 | 0
LCP_Inputs_ON_Diverse_IEA_2023_05_05 | 2045 | Electrolyser 2040 | Crossload |  | ON | Capacity-Crossload | FOM | 166894442.4578 | [6 empty] | 0.37512 | 62604909.5687
LCP_Inputs_ON_Diverse_IEA_2023_05_05 | 2045 | Electrolyser 2040 | Crossload |  | ON | Capacity-Crossload | Flex Adder | 0 | [6 empty] | 0.37512 | 0
LCP_Inputs_ON_Diverse_IEA_2023_05_05 | 2045 | Generic - Generator | Generation |  | MI | Capacity-Generation | FOM | 0 | [6 empty] | 0.37512 | 0
LCP_Inputs_ON_Diverse_IEA_2023_05_05 | 2045 | Generic - Generator | Generation |  | MI | Capacity-Generation | Flex Adder | 0 | [6 empty] | 0.37512 | 0
LCP_Inputs_ON_Diverse_IEA_2023_05_05 | 2045 | Generic - Generator | Generation |  | NY | Capacity-Generation | FOM | 0 | [6 empty] | 0.37512 | 0
LCP_Inputs_ON_Diverse_IEA_2023_05_05 | 2045 | Generic - Generator | Generation |  | NY | Capacity-Generation | Flex Adder | 0 | [6 empty] | 0.37512 | 0
LCP_Inputs_ON_Diverse_IEA_2023_05_05 | 2045 | Generic - Generator | Generation |  | PJ | Capacity-Generation | FOM | 0 | [6 empty] | 0.37512 | 0
LCP_Inputs_ON_Diverse_IEA_2023_05_05 | 2045 | Generic - Generator | Generation |  | PJ | Capacity-Generation | Flex Adder | 0 | [6 empty] | 0.37512 | 0
LCP_Inputs_ON_Diverse_IEA_2023_05_05 | 2045 | Generic - Generator | Generation |  | QC | Capacity-Generation | FOM | 0 | [6 empty] | 0.37512 | 0
LCP_Inputs_ON_Diverse_IEA_2023_05_05 | 2045 | Generic - Generator | Generation |  | QC | Capacity-Generation | Flex Adder | 0 | [6 empty] | 0.37512 | 0
LCP_Inputs_ON_Diverse_IEA_2023_05_05 | 2045 | Generic - Generator | Generation |  | WC | Capacity-Generation | FOM | 0 | [6 empty] | 0.37512 | 0
LCP_Inputs_ON_Diverse_IEA_2023_05_05 | 2045 | Generic - Generator | Generation |  | WC | Capacity-Generation | Flex Adder | 0 | [6 empty] | 0.37512 | 0
LCP_Inputs_ON_Diverse_IEA_2023_05_05 | 2045 | H2 Import - WC | Import |  | WC | Capacity-Import | FOM | 0 | [6 empty] | 0.37512 | 0
LCP_Inputs_ON_Diverse_IEA_2023_05_05 | 2045 | H2 Import - WC | Import |  | WC | Capacity-Import | Flex Adder | 0 | [6 empty] | 0.37512 | 0
LCP_Inputs_ON_Diverse_IEA_2023_05_05 | 2045 | H2 Salt Cavern Storage - ON | Storage |  | ON | Capacity-Storage | FOM | 0 | [6 empty] | 0.37512 | 0
LCP_Inputs_ON_Diverse_IEA_2023_05_05 | 2045 | H2 Salt Cavern Storage - ON | Storage |  | ON | Capacity-Storage | Flex Adder | 0 | [6 empty] | 0.37512 | 0
LCP_Inputs_ON_Diverse_IEA_2023_05_05 | 2045 | Hydro | Generation |  | ON | Capacity-Generation | FOM | 0 | [6 empty] | 0.37512 | 0
LCP_Inputs_ON_Diverse_IEA_2023_05_05 | 2045 | Hydro | Generation |  | ON | Capacity-Generation | Flex Adder | 0 | [6 empty] | 0.37512 | 0
LCP_Inputs_ON_Diverse_IEA_2023_05_05 | 2045 | Nuclear | Generation |  | ON | Capacity-Generation | FOM | 0 | [6 empty] | 0.37512 | 0
LCP_Inputs_ON_Diverse_IEA_2023_05_05 | 2045 | Nuclear | Generation |  | ON | Capacity-Generation | Flex Adder | 0 | [6 empty] | 0.37512 | 0
LCP_Inputs_ON_Diverse_IEA_2023_05_05 | 2045 | Nuclear SMR | Generation |  | ON | Capacity-Generation | FOM | 450000000 | [6 empty] | 0.37512 | 168802561.0143
LCP_Inputs_ON_Diverse_IEA_2023_05_05 | 2045 | Nuclear SMR | Generation |  | ON | Capacity-Generation | Flex Adder | 0 | [6 empty] | 0.37512 | 0
LCP_Inputs_ON_Diverse_IEA_2023_05_05 | 2045 | O/CCGT - H2 New | Crossload |  | ON | Capacity-Crossload | FOM | 81772430.697 | [6 empty] | 0.37512 | 30674212.7156
LCP_Inputs_ON_Diverse_IEA_2023_05_05 | 2045 | O/CCGT - H2 New | Crossload |  | ON | Capacity-Crossload | Flex Adder | 0 | [6 empty] | 0.37512 | 0
LCP_Inputs_ON_Diverse_IEA_2023_05_05 | 2045 | SMR CCS | Generation |  | ON | Capacity-Generation | FOM | 373008049.5554 | [6 empty] | 0.37512 | 139921586.7642
LCP_Inputs_ON_Diverse_IEA_2023_05_05 | 2045 | SMR CCS | Generation |  | ON | Capacity-Generation | Flex Adder | 0 | [6 empty] | 0.37512 | 0
LCP_Inputs_ON_Diverse_IEA_2023_05_05 | 2045 | SMR CCS | Generation |  | WC | Capacity-Generation | FOM | 0 | [6 empty] | 0.37512 | 0
LCP_Inputs_ON_Diverse_IEA_2023_05_05 | 2045 | SMR CCS | Generation |  | WC | Capacity-Generation | Flex Adder | 0 | [6 empty] | 0.37512 | 0
LCP_Inputs_ON_Diverse_IEA_2023_05_05 | 2045 | Solar PV | Generation |  | ON | Capacity-Generation | FOM | 172322652.3099 | [6 empty] | 0.37512 | 64641122.2904
LCP_Inputs_ON_Diverse_IEA_2023_05_05 | 2045 | Solar PV | Generation |  | ON | Capacity-Generation | Flex Adder | 0 | [6 empty] | 0.37512 | 0
LCP_Inputs_ON_Diverse_IEA_2023_05_05 | 2045 | Solar PV | Generation |  | WC | Capacity-Generation | FOM | 6825798.5058 | [6 empty] | 0.37512 | 2560471.7083
LCP_Inputs_ON_Diverse_IEA_2023_05_05 | 2045 | Solar PV | Generation |  | WC | Capacity-Generation | Flex Adder | 0 | [6 empty] | 0.37512 | 0
LCP_Inputs_ON_Diverse_IEA_2023_05_05 | 2045 | Wind Offshore | Generation |  | ON | Capacity-Generation | FOM | 167216847.8671 | [6 empty] | 0.37512 | 62725849.2549
LCP_Inputs_ON_Diverse_IEA_2023_05_05 | 2045 | Wind Offshore | Generation |  | ON | Capacity-Generation | Flex Adder | 0 | [6 empty] | 0.37512 | 0
LCP_Inputs_ON_Diverse_IEA_2023_05_05 | 2045 | Wind Onshore | Generation |  | MI | Capacity-Generation | FOM | 811851118.0506 | [6 empty] | 0.37512 | 304538995.3094
LCP_Inputs_ON_Diverse_IEA_2023_05_05 | 2045 | Wind Onshore | Generation |  | MI | Capacity-Generation | Flex Adder | 0 | [6 empty] | 0.37512 | 0
LCP_Inputs_ON_Diverse_IEA_2023_05_05 | 2045 | Wind Onshore | Generation |  | NY | Capacity-Generation | FOM | 218942234.4236 | [6 empty] | 0.37512 | 82128910.8553
LCP_Inputs_ON_Diverse_IEA_2023_05_05 | 2045 | Wind Onshore | Generation |  | NY | Capacity-Generation | Flex Adder | 0 | [6 empty] | 0.37512 | 0
LCP_Inputs_ON_Diverse_IEA_2023_05_05 | 2045 | Wind Onshore | Generation |  | ON | Capacity-Generation | FOM | 875000000 | [6 empty] | 0.37512 | 328227201.9722
LCP_Inputs_ON_Diverse_IEA_2023_05_05 | 2045 | Wind Onshore | Generation |  | ON | Capacity-Generation | Flex Adder | 0 | [6 empty] | 0.37512 | 0
LCP_Inputs_ON_Diverse_IEA_2023_05_05 | 2045 | Wind Onshore | Generation |  | PJ | Capacity-Generation | FOM | 4302791680.0834 | [6 empty] | 0.37512 | 1614049455.7978
LCP_Inputs_ON_Diverse_IEA_2023_05_05 | 2045 | Wind Onshore | Generation |  | PJ | Capacity-Generation | Flex Adder | 0 | [6 empty] | 0.37512 | 0
LCP_Inputs_ON_Diverse_IEA_2023_05_05 | 2045 | Wind Onshore | Generation |  | WC | Capacity-Generation | FOM | 0 | [6 empty] | 0.37512 | 0
LCP_Inputs_ON_Diverse_IEA_2023_05_05 | 2045 | Wind Onshore | Generation |  | WC | Capacity-Generation | Flex Adder | 0 | [6 empty] | 0.37512 | 0
LCP_Inputs_ON_Diverse_IEA_2023_05_05 | 2046 | Anaerobic Digestion | Generation |  | ON | Capacity-Generation | FOM | 259916098.1302 | [6 empty] | 0.36069 | 93748938.0624
LCP_Inputs_ON_Diverse_IEA_2023_05_05 | 2046 | Anaerobic Digestion | Generation |  | ON | Capacity-Generation | Flex Adder | 0 | [6 empty] | 0.36069 | 0
LCP_Inputs_ON_Diverse_IEA_2023_05_05 | 2046 | Battery Storage | Storage |  | ON | Capacity-Storage | FOM | 0 | [6 empty] | 0.36069 | 0
LCP_Inputs_ON_Diverse_IEA_2023_05_05 | 2046 | Battery Storage | Storage |  | ON | Capacity-Storage | Flex Adder | 0 | [6 empty] | 0.36069 | 0
LCP_Inputs_ON_Diverse_IEA_2023_05_05 | 2046 | Biomass + CCS | Generation |  | ON | Capacity-Generation | FOM | 0 | [6 empty] | 0.36069 | 0
LCP_Inputs_ON_Diverse_IEA_2023_05_05 | 2046 | Biomass + CCS | Generation |  | ON | Capacity-Generation | Flex Adder | 0 | [6 empty] | 0.36069 | 0
LCP_Inputs_ON_Diverse_IEA_2023_05_05 | 2046 | CH4 + CCS | Generation |  | ON | Capacity-Generation | FOM | 0 | [6 empty] | 0.36069 | 0
LCP_Inputs_ON_Diverse_IEA_2023_05_05 | 2046 | CH4 + CCS | Generation |  | ON | Capacity-Generation | Flex Adder | 0 | [6 empty] | 0.36069 | 0
LCP_Inputs_ON_Diverse_IEA_2023_05_05 | 2046 | Electrolyser 2020/2030 | Crossload |  | ON | Capacity-Crossload | FOM | 20039889.0801 | [6 empty] | 0.36069 | 7228172.2204
LCP_Inputs_ON_Diverse_IEA_2023_05_05 | 2046 | Electrolyser 2020/2030 | Crossload |  | ON | Capacity-Crossload | Flex Adder | 0 | [6 empty] | 0.36069 | 0
LCP_Inputs_ON_Diverse_IEA_2023_05_05 | 2046 | Electrolyser 2040 | Crossload |  | ON | Capacity-Crossload | FOM | 166894442.4578 | [6 empty] | 0.36069 | 60197028.4315
LCP_Inputs_ON_Diverse_IEA_2023_05_05 | 2046 | Electrolyser 2040 | Crossload |  | ON | Capacity-Crossload | Flex Adder | 0 | [6 empty] | 0.36069 | 0
LCP_Inputs_ON_Diverse_IEA_2023_05_05 | 2046 | Generic - Generator | Generation |  | MI | Capacity-Generation | FOM | 0 | [6 empty] | 0.36069 | 0
LCP_Inputs_ON_Diverse_IEA_2023_05_05 | 2046 | Generic - Generator | Generation |  | MI | Capacity-Generation | Flex Adder | 0 | [6 empty] | 0.36069 | 0
LCP_Inputs_ON_Diverse_IEA_2023_05_05 | 2046 | Generic - Generator | Generation |  | NY | Capacity-Generation | FOM | 0 | [6 empty] | 0.36069 | 0
LCP_Inputs_ON_Diverse_IEA_2023_05_05 | 2046 | Generic - Generator | Generation |  | NY | Capacity-Generation | Flex Adder | 0 | [6 empty] | 0.36069 | 0
LCP_Inputs_ON_Diverse_IEA_2023_05_05 | 2046 | Generic - Generator | Generation |  | PJ | Capacity-Generation | FOM | 0 | [6 empty] | 0.36069 | 0
LCP_Inputs_ON_Diverse_IEA_2023_05_05 | 2046 | Generic - Generator | Generation |  | PJ | Capacity-Generation | Flex Adder | 0 | [6 empty] | 0.36069 | 0
LCP_Inputs_ON_Diverse_IEA_2023_05_05 | 2046 | Generic - Generator | Generation |  | QC | Capacity-Generation | FOM | 0 | [6 empty] | 0.36069 | 0
LCP_Inputs_ON_Diverse_IEA_2023_05_05 | 2046 | Generic - Generator | Generation |  | QC | Capacity-Generation | Flex Adder | 0 | [6 empty] | 0.36069 | 0
LCP_Inputs_ON_Diverse_IEA_2023_05_05 | 2046 | Generic - Generator | Generation |  | WC | Capacity-Generation | FOM | 0 | [6 empty] | 0.36069 | 0
LCP_Inputs_ON_Diverse_IEA_2023_05_05 | 2046 | Generic - Generator | Generation |  | WC | Capacity-Generation | Flex Adder | 0 | [6 empty] | 0.36069 | 0
LCP_Inputs_ON_Diverse_IEA_2023_05_05 | 2046 | H2 Import - WC | Import |  | WC | Capacity-Import | FOM | 0 | [6 empty] | 0.36069 | 0
LCP_Inputs_ON_Diverse_IEA_2023_05_05 | 2046 | H2 Import - WC | Import |  | WC | Capacity-Import | Flex Adder | 0 | [6 empty] | 0.36069 | 0
LCP_Inputs_ON_Diverse_IEA_2023_05_05 | 2046 | H2 Salt Cavern Storage - ON | Storage |  | ON | Capacity-Storage | FOM | 0 | [6 empty] | 0.36069 | 0
LCP_Inputs_ON_Diverse_IEA_2023_05_05 | 2046 | H2 Salt Cavern Storage - ON | Storage |  | ON | Capacity-Storage | Flex Adder | 0 | [6 empty] | 0.36069 | 0
LCP_Inputs_ON_Diverse_IEA_2023_05_05 | 2046 | Hydro | Generation |  | ON | Capacity-Generation | FOM | 0 | [6 empty] | 0.36069 | 0
LCP_Inputs_ON_Diverse_IEA_2023_05_05 | 2046 | Hydro | Generation |  | ON | Capacity-Generation | Flex Adder | 0 | [6 empty] | 0.36069 | 0
LCP_Inputs_ON_Diverse_IEA_2023_05_05 | 2046 | Nuclear | Generation |  | ON | Capacity-Generation | FOM | 0 | [6 empty] | 0.36069 | 0
LCP_Inputs_ON_Diverse_IEA_2023_05_05 | 2046 | Nuclear | Generation |  | ON | Capacity-Generation | Flex Adder | 0 | [6 empty] | 0.36069 | 0
LCP_Inputs_ON_Diverse_IEA_2023_05_05 | 2046 | Nuclear SMR | Generation |  | ON | Capacity-Generation | FOM | 450000000 | [6 empty] | 0.36069 | 162310154.8214
LCP_Inputs_ON_Diverse_IEA_2023_05_05 | 2046 | Nuclear SMR | Generation |  | ON | Capacity-Generation | Flex Adder | 0 | [6 empty] | 0.36069 | 0
LCP_Inputs_ON_Diverse_IEA_2023_05_05 | 2046 | O/CCGT - H2 New | Crossload |  | ON | Capacity-Crossload | FOM | 81772430.697 | [6 empty] | 0.36069 | 29494435.3034
LCP_Inputs_ON_Diverse_IEA_2023_05_05 | 2046 | O/CCGT - H2 New | Crossload |  | ON | Capacity-Crossload | Flex Adder | 0 | [6 empty] | 0.36069 | 0
LCP_Inputs_ON_Diverse_IEA_2023_05_05 | 2046 | SMR CCS | Generation |  | ON | Capacity-Generation | FOM | 373008049.5554 | [6 empty] | 0.36069 | 134539987.2733
LCP_Inputs_ON_Diverse_IEA_2023_05_05 | 2046 | SMR CCS | Generation |  | ON | Capacity-Generation | Flex Adder | 0 | [6 empty] | 0.36069 | 0
LCP_Inputs_ON_Diverse_IEA_2023_05_05 | 2046 | SMR CCS | Generation |  | WC | Capacity-Generation | FOM | 0 | [6 empty] | 0.36069 | 0
LCP_Inputs_ON_Diverse_IEA_2023_05_05 | 2046 | SMR CCS | Generation |  | WC | Capacity-Generation | Flex Adder | 0 | [6 empty] | 0.36069 | 0
LCP_Inputs_ON_Diverse_IEA_2023_05_05 | 2046 | Solar PV | Generation |  | ON | Capacity-Generation | FOM | 172322652.3099 | [6 empty] | 0.36069 | 62154925.2792
LCP_Inputs_ON_Diverse_IEA_2023_05_05 | 2046 | Solar PV | Generation |  | ON | Capacity-Generation | Flex Adder | 0 | [6 empty] | 0.36069 | 0
LCP_Inputs_ON_Diverse_IEA_2023_05_05 | 2046 | Solar PV | Generation |  | WC | Capacity-Generation | FOM | 6825798.5058 | [6 empty] | 0.36069 | 2461992.0272
LCP_Inputs_ON_Diverse_IEA_2023_05_05 | 2046 | Solar PV | Generation |  | WC | Capacity-Generation | Flex Adder | 0 | [6 empty] | 0.36069 | 0
LCP_Inputs_ON_Diverse_IEA_2023_05_05 | 2046 | Wind Offshore | Generation |  | ON | Capacity-Generation | FOM | 167216847.8671 | [6 empty] | 0.36069 | 60313316.5912
LCP_Inputs_ON_Diverse_IEA_2023_05_05 | 2046 | Wind Offshore | Generation |  | ON | Capacity-Generation | Flex Adder | 0 | [6 empty] | 0.36069 | 0
LCP_Inputs_ON_Diverse_IEA_2023_05_05 | 2046 | Wind Onshore | Generation |  | MI | Capacity-Generation | FOM | 811851118.0506 | [6 empty] | 0.36069 | 292825957.0283
LCP_Inputs_ON_Diverse_IEA_2023_05_05 | 2046 | Wind Onshore | Generation |  | MI | Capacity-Generation | Flex Adder | 0 | [6 empty] | 0.36069 | 0
LCP_Inputs_ON_Diverse_IEA_2023_05_05 | 2046 | Wind Onshore | Generation |  | NY | Capacity-Generation | FOM | 218942234.4236 | [6 empty] | 0.36069 | 78970106.5917
LCP_Inputs_ON_Diverse_IEA_2023_05_05 | 2046 | Wind Onshore | Generation |  | NY | Capacity-Generation | Flex Adder | 0 | [6 empty] | 0.36069 | 0
LCP_Inputs_ON_Diverse_IEA_2023_05_05 | 2046 | Wind Onshore | Generation |  | ON | Capacity-Generation | FOM | 875000000 | [6 empty] | 0.36069 | 315603078.8194
LCP_Inputs_ON_Diverse_IEA_2023_05_05 | 2046 | Wind Onshore | Generation |  | ON | Capacity-Generation | Flex Adder | 0 | [6 empty] | 0.36069 | 0
LCP_Inputs_ON_Diverse_IEA_2023_05_05 | 2046 | Wind Onshore | Generation |  | PJ | Capacity-Generation | FOM | 4302791680.0834 | [6 empty] | 0.36069 | 1551970630.5749
LCP_Inputs_ON_Diverse_IEA_2023_05_05 | 2046 | Wind Onshore | Generation |  | PJ | Capacity-Generation | Flex Adder | 0 | [6 empty] | 0.36069 | 0
LCP_Inputs_ON_Diverse_IEA_2023_05_05 | 2046 | Wind Onshore | Generation |  | WC | Capacity-Generation | FOM | 0 | [6 empty] | 0.36069 | 0
LCP_Inputs_ON_Diverse_IEA_2023_05_05 | 2046 | Wind Onshore | Generation |  | WC | Capacity-Generation | Flex Adder | 0 | [6 empty] | 0.36069 | 0
LCP_Inputs_ON_Diverse_IEA_2023_05_05 | 2047 | Anaerobic Digestion | Generation |  | ON | Capacity-Generation | FOM | 259916098.1302 | [6 empty] | 0.34682 | 90143209.6754
LCP_Inputs_ON_Diverse_IEA_2023_05_05 | 2047 | Anaerobic Digestion | Generation |  | ON | Capacity-Generation | Flex Adder | 0 | [6 empty] | 0.34682 | 0
LCP_Inputs_ON_Diverse_IEA_2023_05_05 | 2047 | Battery Storage | Storage |  | ON | Capacity-Storage | FOM | 0 | [6 empty] | 0.34682 | 0
LCP_Inputs_ON_Diverse_IEA_2023_05_05 | 2047 | Battery Storage | Storage |  | ON | Capacity-Storage | Flex Adder | 0 | [6 empty] | 0.34682 | 0
LCP_Inputs_ON_Diverse_IEA_2023_05_05 | 2047 | Biomass + CCS | Generation |  | ON | Capacity-Generation | FOM | 0 | [6 empty] | 0.34682 | 0
LCP_Inputs_ON_Diverse_IEA_2023_05_05 | 2047 | Biomass + CCS | Generation |  | ON | Capacity-Generation | Flex Adder | 0 | [6 empty] | 0.34682 | 0
LCP_Inputs_ON_Diverse_IEA_2023_05_05 | 2047 | CH4 + CCS | Generation |  | ON | Capacity-Generation | FOM | 0 | [6 empty] | 0.34682 | 0
LCP_Inputs_ON_Diverse_IEA_2023_05_05 | 2047 | CH4 + CCS | Generation |  | ON | Capacity-Generation | Flex Adder | 0 | [6 empty] | 0.34682 | 0
LCP_Inputs_ON_Diverse_IEA_2023_05_05 | 2047 | Electrolyser 2020/2030 | Crossload |  | ON | Capacity-Crossload | FOM | 20039889.0801 | [6 empty] | 0.34682 | 6950165.5966
LCP_Inputs_ON_Diverse_IEA_2023_05_05 | 2047 | Electrolyser 2020/2030 | Crossload |  | ON | Capacity-Crossload | Flex Adder | 0 | [6 empty] | 0.34682 | 0
LCP_Inputs_ON_Diverse_IEA_2023_05_05 | 2047 | Electrolyser 2040 | Crossload |  | ON | Capacity-Crossload | FOM | 166894442.4578 | [6 empty] | 0.34682 | 57881758.1072
LCP_Inputs_ON_Diverse_IEA_2023_05_05 | 2047 | Electrolyser 2040 | Crossload |  | ON | Capacity-Crossload | Flex Adder | 0 | [6 empty] | 0.34682 | 0
LCP_Inputs_ON_Diverse_IEA_2023_05_05 | 2047 | Generic - Generator | Generation |  | MI | Capacity-Generation | FOM | 0 | [6 empty] | 0.34682 | 0
LCP_Inputs_ON_Diverse_IEA_2023_05_05 | 2047 | Generic - Generator | Generation |  | MI | Capacity-Generation | Flex Adder | 0 | [6 empty] | 0.34682 | 0
LCP_Inputs_ON_Diverse_IEA_2023_05_05 | 2047 | Generic - Generator | Generation |  | NY | Capacity-Generation | FOM | 0 | [6 empty] | 0.34682 | 0
LCP_Inputs_ON_Diverse_IEA_2023_05_05 | 2047 | Generic - Generator | Generation |  | NY | Capacity-Generation | Flex Adder | 0 | [6 empty] | 0.34682 | 0
LCP_Inputs_ON_Diverse_IEA_2023_05_05 | 2047 | Generic - Generator | Generation |  | PJ | Capacity-Generation | FOM | 0 | [6 empty] | 0.34682 | 0
LCP_Inputs_ON_Diverse_IEA_2023_05_05 | 2047 | Generic - Generator | Generation |  | PJ | Capacity-Generation | Flex Adder | 0 | [6 empty] | 0.34682 | 0
LCP_Inputs_ON_Diverse_IEA_2023_05_05 | 2047 | Generic - Generator | Generation |  | QC | Capacity-Generation | FOM | 0 | [6 empty] | 0.34682 | 0
LCP_Inputs_ON_Diverse_IEA_2023_05_05 | 2047 | Generic - Generator | Generation |  | QC | Capacity-Generation | Flex Adder | 0 | [6 empty] | 0.34682 | 0
LCP_Inputs_ON_Diverse_IEA_2023_05_05 | 2047 | Generic - Generator | Generation |  | WC | Capacity-Generation | FOM | 0 | [6 empty] | 0.34682 | 0
LCP_Inputs_ON_Diverse_IEA_2023_05_05 | 2047 | Generic - Generator | Generation |  | WC | Capacity-Generation | Flex Adder | 0 | [6 empty] | 0.34682 | 0
LCP_Inputs_ON_Diverse_IEA_2023_05_05 | 2047 | H2 Import - WC | Import |  | WC | Capacity-Import | FOM | 0 | [6 empty] | 0.34682 | 0
LCP_Inputs_ON_Diverse_IEA_2023_05_05 | 2047 | H2 Import - WC | Import |  | WC | Capacity-Import | Flex Adder | 0 | [6 empty] | 0.34682 | 0
LCP_Inputs_ON_Diverse_IEA_2023_05_05 | 2047 | H2 Salt Cavern Storage - ON | Storage |  | ON | Capacity-Storage | FOM | 0 | [6 empty] | 0.34682 | 0
LCP_Inputs_ON_Diverse_IEA_2023_05_05 | 2047 | H2 Salt Cavern Storage - ON | Storage |  | ON | Capacity-Storage | Flex Adder | 0 | [6 empty] | 0.34682 | 0
LCP_Inputs_ON_Diverse_IEA_2023_05_05 | 2047 | Hydro | Generation |  | ON | Capacity-Generation | FOM | 0 | [6 empty] | 0.34682 | 0
LCP_Inputs_ON_Diverse_IEA_2023_05_05 | 2047 | Hydro | Generation |  | ON | Capacity-Generation | Flex Adder | 0 | [6 empty] | 0.34682 | 0
LCP_Inputs_ON_Diverse_IEA_2023_05_05 | 2047 | Nuclear | Generation |  | ON | Capacity-Generation | FOM | 0 | [6 empty] | 0.34682 | 0
LCP_Inputs_ON_Diverse_IEA_2023_05_05 | 2047 | Nuclear | Generation |  | ON | Capacity-Generation | Flex Adder | 0 | [6 empty] | 0.34682 | 0
LCP_Inputs_ON_Diverse_IEA_2023_05_05 | 2047 | Nuclear SMR | Generation |  | ON | Capacity-Generation | FOM | 450000000 | [6 empty] | 0.34682 | 156067456.5591
LCP_Inputs_ON_Diverse_IEA_2023_05_05 | 2047 | Nuclear SMR | Generation |  | ON | Capacity-Generation | Flex Adder | 0 | [6 empty] | 0.34682 | 0
LCP_Inputs_ON_Diverse_IEA_2023_05_05 | 2047 | O/CCGT - H2 New | Crossload |  | ON | Capacity-Crossload | FOM | 81772430.697 | [6 empty] | 0.34682 | 28360033.9456
LCP_Inputs_ON_Diverse_IEA_2023_05_05 | 2047 | O/CCGT - H2 New | Crossload |  | ON | Capacity-Crossload | Flex Adder | 0 | [6 empty] | 0.34682 | 0
LCP_Inputs_ON_Diverse_IEA_2023_05_05 | 2047 | SMR CCS | Generation |  | ON | Capacity-Generation | FOM | 373008049.5554 | [6 empty] | 0.34682 | 129365372.3782
LCP_Inputs_ON_Diverse_IEA_2023_05_05 | 2047 | SMR CCS | Generation |  | ON | Capacity-Generation | Flex Adder | 0 | [6 empty] | 0.34682 | 0
LCP_Inputs_ON_Diverse_IEA_2023_05_05 | 2047 | SMR CCS | Generation |  | WC | Capacity-Generation | FOM | 0 | [6 empty] | 0.34682 | 0
LCP_Inputs_ON_Diverse_IEA_2023_05_05 | 2047 | SMR CCS | Generation |  | WC | Capacity-Generation | Flex Adder | 0 | [6 empty] | 0.34682 | 0
LCP_Inputs_ON_Diverse_IEA_2023_05_05 | 2047 | Solar PV | Generation |  | ON | Capacity-Generation | FOM | 172322652.3099 | [6 empty] | 0.34682 | 59764351.23
LCP_Inputs_ON_Diverse_IEA_2023_05_05 | 2047 | Solar PV | Generation |  | ON | Capacity-Generation | Flex Adder | 0 | [6 empty] | 0.34682 | 0
LCP_Inputs_ON_Diverse_IEA_2023_05_05 | 2047 | Solar PV | Generation |  | WC | Capacity-Generation | FOM | 6825798.5058 | [6 empty] | 0.34682 | 2367300.0262
LCP_Inputs_ON_Diverse_IEA_2023_05_05 | 2047 | Solar PV | Generation |  | WC | Capacity-Generation | Flex Adder | 0 | [6 empty] | 0.34682 | 0
LCP_Inputs_ON_Diverse_IEA_2023_05_05 | 2047 | Wind Offshore | Generation |  | ON | Capacity-Generation | FOM | 167216847.8671 | [6 empty] | 0.34682 | 57993573.6454
LCP_Inputs_ON_Diverse_IEA_2023_05_05 | 2047 | Wind Offshore | Generation |  | ON | Capacity-Generation | Flex Adder | 0 | [6 empty] | 0.34682 | 0
LCP_Inputs_ON_Diverse_IEA_2023_05_05 | 2047 | Wind Onshore | Generation |  | MI | Capacity-Generation | FOM | 811851118.0506 | [6 empty] | 0.34682 | 281563420.2195
LCP_Inputs_ON_Diverse_IEA_2023_05_05 | 2047 | Wind Onshore | Generation |  | MI | Capacity-Generation | Flex Adder | 0 | [6 empty] | 0.34682 | 0
LCP_Inputs_ON_Diverse_IEA_2023_05_05 | 2047 | Wind Onshore | Generation |  | NY | Capacity-Generation | FOM | 218942234.4236 | [6 empty] | 0.34682 | 75932794.7997
LCP_Inputs_ON_Diverse_IEA_2023_05_05 | 2047 | Wind Onshore | Generation |  | NY | Capacity-Generation | Flex Adder | 0 | [6 empty] | 0.34682 | 0
LCP_Inputs_ON_Diverse_IEA_2023_05_05 | 2047 | Wind Onshore | Generation |  | ON | Capacity-Generation | FOM | 875000000 | [6 empty] | 0.34682 | 303464498.8648
LCP_Inputs_ON_Diverse_IEA_2023_05_05 | 2047 | Wind Onshore | Generation |  | ON | Capacity-Generation | Flex Adder | 0 | [6 empty] | 0.34682 | 0
LCP_Inputs_ON_Diverse_IEA_2023_05_05 | 2047 | Wind Onshore | Generation |  | PJ | Capacity-Generation | FOM | 4302791680.0834 | [6 empty] | 0.34682 | 1492279452.4758
LCP_Inputs_ON_Diverse_IEA_2023_05_05 | 2047 | Wind Onshore | Generation |  | PJ | Capacity-Generation | Flex Adder | 0 | [6 empty] | 0.34682 | 0
LCP_Inputs_ON_Diverse_IEA_2023_05_05 | 2047 | Wind Onshore | Generation |  | WC | Capacity-Generation | FOM | 0 | [6 empty] | 0.34682 | 0
LCP_Inputs_ON_Diverse_IEA_2023_05_05 | 2047 | Wind Onshore | Generation |  | WC | Capacity-Generation | Flex Adder | 0 | [6 empty] | 0.34682 | 0
LCP_Inputs_ON_Diverse_IEA_2023_05_05 | 2048 | Anaerobic Digestion | Generation |  | ON | Capacity-Generation | FOM | 259916098.1302 | [6 empty] | 0.33348 | 86676163.1494
LCP_Inputs_ON_Diverse_IEA_2023_05_05 | 2048 | Anaerobic Digestion | Generation |  | ON | Capacity-Generation | Flex Adder | 0 | [6 empty] | 0.33348 | 0
LCP_Inputs_ON_Diverse_IEA_2023_05_05 | 2048 | Battery Storage | Storage |  | ON | Capacity-Storage | FOM | 0 | [6 empty] | 0.33348 | 0
LCP_Inputs_ON_Diverse_IEA_2023_05_05 | 2048 | Battery Storage | Storage |  | ON | Capacity-Storage | Flex Adder | 0 | [6 empty] | 0.33348 | 0
LCP_Inputs_ON_Diverse_IEA_2023_05_05 | 2048 | Biomass + CCS | Generation |  | ON | Capacity-Generation | FOM | 0 | [6 empty] | 0.33348 | 0
LCP_Inputs_ON_Diverse_IEA_2023_05_05 | 2048 | Biomass + CCS | Generation |  | ON | Capacity-Generation | Flex Adder | 0 | [6 empty] | 0.33348 | 0
LCP_Inputs_ON_Diverse_IEA_2023_05_05 | 2048 | CH4 + CCS | Generation |  | ON | Capacity-Generation | FOM | 0 | [6 empty] | 0.33348 | 0
LCP_Inputs_ON_Diverse_IEA_2023_05_05 | 2048 | CH4 + CCS | Generation |  | ON | Capacity-Generation | Flex Adder | 0 | [6 empty] | 0.33348 | 0
LCP_Inputs_ON_Diverse_IEA_2023_05_05 | 2048 | Electrolyser 2020/2030 | Crossload |  | ON | Capacity-Crossload | FOM | 20039889.0801 | [6 empty] | 0.33348 | 6682851.5352
LCP_Inputs_ON_Diverse_IEA_2023_05_05 | 2048 | Electrolyser 2020/2030 | Crossload |  | ON | Capacity-Crossload | Flex Adder | 0 | [6 empty] | 0.33348 | 0
LCP_Inputs_ON_Diverse_IEA_2023_05_05 | 2048 | Electrolyser 2040 | Crossload |  | ON | Capacity-Crossload | FOM | 166894442.4578 | [6 empty] | 0.33348 | 55655536.6415
LCP_Inputs_ON_Diverse_IEA_2023_05_05 | 2048 | Electrolyser 2040 | Crossload |  | ON | Capacity-Crossload | Flex Adder | 0 | [6 empty] | 0.33348 | 0
LCP_Inputs_ON_Diverse_IEA_2023_05_05 | 2048 | Generic - Generator | Generation |  | MI | Capacity-Generation | FOM | 0 | [6 empty] | 0.33348 | 0
LCP_Inputs_ON_Diverse_IEA_2023_05_05 | 2048 | Generic - Generator | Generation |  | MI | Capacity-Generation | Flex Adder | 0 | [6 empty] | 0.33348 | 0
LCP_Inputs_ON_Diverse_IEA_2023_05_05 | 2048 | Generic - Generator | Generation |  | NY | Capacity-Generation | FOM | 0 | [6 empty] | 0.33348 | 0
LCP_Inputs_ON_Diverse_IEA_2023_05_05 | 2048 | Generic - Generator | Generation |  | NY | Capacity-Generation | Flex Adder | 0 | [6 empty] | 0.33348 | 0
LCP_Inputs_ON_Diverse_IEA_2023_05_05 | 2048 | Generic - Generator | Generation |  | PJ | Capacity-Generation | FOM | 0 | [6 empty] | 0.33348 | 0
LCP_Inputs_ON_Diverse_IEA_2023_05_05 | 2048 | Generic - Generator | Generation |  | PJ | Capacity-Generation | Flex Adder | 0 | [6 empty] | 0.33348 | 0
LCP_Inputs_ON_Diverse_IEA_2023_05_05 | 2048 | Generic - Generator | Generation |  | QC | Capacity-Generation | FOM | 0 | [6 empty] | 0.33348 | 0
LCP_Inputs_ON_Diverse_IEA_2023_05_05 | 2048 | Generic - Generator | Generation |  | QC | Capacity-Generation | Flex Adder | 0 | [6 empty] | 0.33348 | 0
LCP_Inputs_ON_Diverse_IEA_2023_05_05 | 2048 | Generic - Generator | Generation |  | WC | Capacity-Generation | FOM | 0 | [6 empty] | 0.33348 | 0
LCP_Inputs_ON_Diverse_IEA_2023_05_05 | 2048 | Generic - Generator | Generation |  | WC | Capacity-Generation | Flex Adder | 0 | [6 empty] | 0.33348 | 0
LCP_Inputs_ON_Diverse_IEA_2023_05_05 | 2048 | H2 Import - WC | Import |  | WC | Capacity-Import | FOM | 0 | [6 empty] | 0.33348 | 0
LCP_Inputs_ON_Diverse_IEA_2023_05_05 | 2048 | H2 Import - WC | Import |  | WC | Capacity-Import | Flex Adder | 0 | [6 empty] | 0.33348 | 0
LCP_Inputs_ON_Diverse_IEA_2023_05_05 | 2048 | H2 Salt Cavern Storage - ON | Storage |  | ON | Capacity-Storage | FOM | 0 | [6 empty] | 0.33348 | 0
LCP_Inputs_ON_Diverse_IEA_2023_05_05 | 2048 | H2 Salt Cavern Storage - ON | Storage |  | ON | Capacity-Storage | Flex Adder | 0 | [6 empty] | 0.33348 | 0
LCP_Inputs_ON_Diverse_IEA_2023_05_05 | 2048 | Hydro | Generation |  | ON | Capacity-Generation | FOM | 0 | [6 empty] | 0.33348 | 0
LCP_Inputs_ON_Diverse_IEA_2023_05_05 | 2048 | Hydro | Generation |  | ON | Capacity-Generation | Flex Adder | 0 | [6 empty] | 0.33348 | 0
LCP_Inputs_ON_Diverse_IEA_2023_05_05 | 2048 | Nuclear | Generation |  | ON | Capacity-Generation | FOM | 0 | [6 empty] | 0.33348 | 0
LCP_Inputs_ON_Diverse_IEA_2023_05_05 | 2048 | Nuclear | Generation |  | ON | Capacity-Generation | Flex Adder | 0 | [6 empty] | 0.33348 | 0
LCP_Inputs_ON_Diverse_IEA_2023_05_05 | 2048 | Nuclear SMR | Generation |  | ON | Capacity-Generation | FOM | 450000000 | [6 empty] | 0.33348 | 150064862.076
LCP_Inputs_ON_Diverse_IEA_2023_05_05 | 2048 | Nuclear SMR | Generation |  | ON | Capacity-Generation | Flex Adder | 0 | [6 empty] | 0.33348 | 0
LCP_Inputs_ON_Diverse_IEA_2023_05_05 | 2048 | O/CCGT - H2 New | Crossload |  | ON | Capacity-Crossload | FOM | 81772430.697 | [6 empty] | 0.33348 | 27269263.4092
LCP_Inputs_ON_Diverse_IEA_2023_05_05 | 2048 | O/CCGT - H2 New | Crossload |  | ON | Capacity-Crossload | Flex Adder | 0 | [6 empty] | 0.33348 | 0
LCP_Inputs_ON_Diverse_IEA_2023_05_05 | 2048 | SMR CCS | Generation |  | ON | Capacity-Generation | FOM | 373008049.5554 | [6 empty] | 0.33348 | 124389781.1329
LCP_Inputs_ON_Diverse_IEA_2023_05_05 | 2048 | SMR CCS | Generation |  | ON | Capacity-Generation | Flex Adder | 0 | [6 empty] | 0.33348 | 0
LCP_Inputs_ON_Diverse_IEA_2023_05_05 | 2048 | SMR CCS | Generation |  | WC | Capacity-Generation | FOM | 0 | [6 empty] | 0.33348 | 0
LCP_Inputs_ON_Diverse_IEA_2023_05_05 | 2048 | SMR CCS | Generation |  | WC | Capacity-Generation | Flex Adder | 0 | [6 empty] | 0.33348 | 0
LCP_Inputs_ON_Diverse_IEA_2023_05_05 | 2048 | Solar PV | Generation |  | ON | Capacity-Generation | FOM | 172322652.3099 | [6 empty] | 0.33348 | 57465722.3366
LCP_Inputs_ON_Diverse_IEA_2023_05_05 | 2048 | Solar PV | Generation |  | ON | Capacity-Generation | Flex Adder | 0 | [6 empty] | 0.33348 | 0
LCP_Inputs_ON_Diverse_IEA_2023_05_05 | 2048 | Solar PV | Generation |  | WC | Capacity-Generation | FOM | 6825798.5058 | [6 empty] | 0.33348 | 2276250.0252
LCP_Inputs_ON_Diverse_IEA_2023_05_05 | 2048 | Solar PV | Generation |  | WC | Capacity-Generation | Flex Adder | 0 | [6 empty] | 0.33348 | 0
LCP_Inputs_ON_Diverse_IEA_2023_05_05 | 2048 | Wind Offshore | Generation |  | ON | Capacity-Generation | FOM | 167216847.8671 | [6 empty] | 0.33348 | 55763051.5821
LCP_Inputs_ON_Diverse_IEA_2023_05_05 | 2048 | Wind Offshore | Generation |  | ON | Capacity-Generation | Flex Adder | 0 | [6 empty] | 0.33348 | 0
LCP_Inputs_ON_Diverse_IEA_2023_05_05 | 2048 | Wind Onshore | Generation |  | MI | Capacity-Generation | FOM | 811851118.0506 | [6 empty] | 0.33348 | 270734057.9034
LCP_Inputs_ON_Diverse_IEA_2023_05_05 | 2048 | Wind Onshore | Generation |  | MI | Capacity-Generation | Flex Adder | 0 | [6 empty] | 0.33348 | 0
LCP_Inputs_ON_Diverse_IEA_2023_05_05 | 2048 | Wind Onshore | Generation |  | NY | Capacity-Generation | FOM | 218942234.4236 | [6 empty] | 0.33348 | 73012302.692
LCP_Inputs_ON_Diverse_IEA_2023_05_05 | 2048 | Wind Onshore | Generation |  | NY | Capacity-Generation | Flex Adder | 0 | [6 empty] | 0.33348 | 0
LCP_Inputs_ON_Diverse_IEA_2023_05_05 | 2048 | Wind Onshore | Generation |  | ON | Capacity-Generation | FOM | 875000000 | [6 empty] | 0.33348 | 291792787.37
LCP_Inputs_ON_Diverse_IEA_2023_05_05 | 2048 | Wind Onshore | Generation |  | ON | Capacity-Generation | Flex Adder | 0 | [6 empty] | 0.33348 | 0
LCP_Inputs_ON_Diverse_IEA_2023_05_05 | 2048 | Wind Onshore | Generation |  | PJ | Capacity-Generation | FOM | 4302791680.0834 | [6 empty] | 0.33348 | 1434884088.919
LCP_Inputs_ON_Diverse_IEA_2023_05_05 | 2048 | Wind Onshore | Generation |  | PJ | Capacity-Generation | Flex Adder | 0 | [6 empty] | 0.33348 | 0
LCP_Inputs_ON_Diverse_IEA_2023_05_05 | 2048 | Wind Onshore | Generation |  | WC | Capacity-Generation | FOM | 0 | [6 empty] | 0.33348 | 0
LCP_Inputs_ON_Diverse_IEA_2023_05_05 | 2048 | Wind Onshore | Generation |  | WC | Capacity-Generation | Flex Adder | 0 | [6 empty] | 0.33348 | 0
LCP_Inputs_ON_Diverse_IEA_2023_05_05 | 2049 | Anaerobic Digestion | Generation |  | ON | Capacity-Generation | FOM | 259916098.1302 | [6 empty] | 0.32065 | 83342464.5668
LCP_Inputs_ON_Diverse_IEA_2023_05_05 | 2049 | Anaerobic Digestion | Generation |  | ON | Capacity-Generation | Flex Adder | 0 | [6 empty] | 0.32065 | 0
LCP_Inputs_ON_Diverse_IEA_2023_05_05 | 2049 | Battery Storage | Storage |  | ON | Capacity-Storage | FOM | 0 | [6 empty] | 0.32065 | 0
LCP_Inputs_ON_Diverse_IEA_2023_05_05 | 2049 | Battery Storage | Storage |  | ON | Capacity-Storage | Flex Adder | 0 | [6 empty] | 0.32065 | 0
LCP_Inputs_ON_Diverse_IEA_2023_05_05 | 2049 | Biomass + CCS | Generation |  | ON | Capacity-Generation | FOM | 0 | [6 empty] | 0.32065 | 0
LCP_Inputs_ON_Diverse_IEA_2023_05_05 | 2049 | Biomass + CCS | Generation |  | ON | Capacity-Generation | Flex Adder | 0 | [6 empty] | 0.32065 | 0
LCP_Inputs_ON_Diverse_IEA_2023_05_05 | 2049 | CH4 + CCS | Generation |  | ON | Capacity-Generation | FOM | 0 | [6 empty] | 0.32065 | 0
LCP_Inputs_ON_Diverse_IEA_2023_05_05 | 2049 | CH4 + CCS | Generation |  | ON | Capacity-Generation | Flex Adder | 0 | [6 empty] | 0.32065 | 0
LCP_Inputs_ON_Diverse_IEA_2023_05_05 | 2049 | Electrolyser 2020/2030 | Crossload |  | ON | Capacity-Crossload | FOM | 20039889.0801 | [6 empty] | 0.32065 | 6425818.7838
LCP_Inputs_ON_Diverse_IEA_2023_05_05 | 2049 | Electrolyser 2020/2030 | Crossload |  | ON | Capacity-Crossload | Flex Adder | 0 | [6 empty] | 0.32065 | 0
LCP_Inputs_ON_Diverse_IEA_2023_05_05 | 2049 | Electrolyser 2040 | Crossload |  | ON | Capacity-Crossload | FOM | 166894442.4578 | [6 empty] | 0.32065 | 53514939.0784
LCP_Inputs_ON_Diverse_IEA_2023_05_05 | 2049 | Electrolyser 2040 | Crossload |  | ON | Capacity-Crossload | Flex Adder | 0 | [6 empty] | 0.32065 | 0
LCP_Inputs_ON_Diverse_IEA_2023_05_05 | 2049 | Generic - Generator | Generation |  | MI | Capacity-Generation | FOM | 0 | [6 empty] | 0.32065 | 0
LCP_Inputs_ON_Diverse_IEA_2023_05_05 | 2049 | Generic - Generator | Generation |  | MI | Capacity-Generation | Flex Adder | 0 | [6 empty] | 0.32065 | 0
LCP_Inputs_ON_Diverse_IEA_2023_05_05 | 2049 | Generic - Generator | Generation |  | NY | Capacity-Generation | FOM | 0 | [6 empty] | 0.32065 | 0
LCP_Inputs_ON_Diverse_IEA_2023_05_05 | 2049 | Generic - Generator | Generation |  | NY | Capacity-Generation | Flex Adder | 0 | [6 empty] | 0.32065 | 0
LCP_Inputs_ON_Diverse_IEA_2023_05_05 | 2049 | Generic - Generator | Generation |  | PJ | Capacity-Generation | FOM | 0 | [6 empty] | 0.32065 | 0
LCP_Inputs_ON_Diverse_IEA_2023_05_05 | 2049 | Generic - Generator | Generation |  | PJ | Capacity-Generation | Flex Adder | 0 | [6 empty] | 0.32065 | 0
LCP_Inputs_ON_Diverse_IEA_2023_05_05 | 2049 | Generic - Generator | Generation |  | QC | Capacity-Generation | FOM | 0 | [6 empty] | 0.32065 | 0
LCP_Inputs_ON_Diverse_IEA_2023_05_05 | 2049 | Generic - Generator | Generation |  | QC | Capacity-Generation | Flex Adder | 0 | [6 empty] | 0.32065 | 0
LCP_Inputs_ON_Diverse_IEA_2023_05_05 | 2049 | Generic - Generator | Generation |  | WC | Capacity-Generation | FOM | 0 | [6 empty] | 0.32065 | 0
LCP_Inputs_ON_Diverse_IEA_2023_05_05 | 2049 | Generic - Generator | Generation |  | WC | Capacity-Generation | Flex Adder | 0 | [6 empty] | 0.32065 | 0
LCP_Inputs_ON_Diverse_IEA_2023_05_05 | 2049 | H2 Import - WC | Import |  | WC | Capacity-Import | FOM | 0 | [6 empty] | 0.32065 | 0
LCP_Inputs_ON_Diverse_IEA_2023_05_05 | 2049 | H2 Import - WC | Import |  | WC | Capacity-Import | Flex Adder | 0 | [6 empty] | 0.32065 | 0
LCP_Inputs_ON_Diverse_IEA_2023_05_05 | 2049 | H2 Salt Cavern Storage - ON | Storage |  | ON | Capacity-Storage | FOM | 0 | [6 empty] | 0.32065 | 0
LCP_Inputs_ON_Diverse_IEA_2023_05_05 | 2049 | H2 Salt Cavern Storage - ON | Storage |  | ON | Capacity-Storage | Flex Adder | 0 | [6 empty] | 0.32065 | 0
LCP_Inputs_ON_Diverse_IEA_2023_05_05 | 2049 | Hydro | Generation |  | ON | Capacity-Generation | FOM | 0 | [6 empty] | 0.32065 | 0
LCP_Inputs_ON_Diverse_IEA_2023_05_05 | 2049 | Hydro | Generation |  | ON | Capacity-Generation | Flex Adder | 0 | [6 empty] | 0.32065 | 0
LCP_Inputs_ON_Diverse_IEA_2023_05_05 | 2049 | Nuclear | Generation |  | ON | Capacity-Generation | FOM | 0 | [6 empty] | 0.32065 | 0
LCP_Inputs_ON_Diverse_IEA_2023_05_05 | 2049 | Nuclear | Generation |  | ON | Capacity-Generation | Flex Adder | 0 | [6 empty] | 0.32065 | 0
LCP_Inputs_ON_Diverse_IEA_2023_05_05 | 2049 | Nuclear SMR | Generation |  | ON | Capacity-Generation | FOM | 450000000 | [6 empty] | 0.32065 | 144293136.6116
LCP_Inputs_ON_Diverse_IEA_2023_05_05 | 2049 | Nuclear SMR | Generation |  | ON | Capacity-Generation | Flex Adder | 0 | [6 empty] | 0.32065 | 0
LCP_Inputs_ON_Diverse_IEA_2023_05_05 | 2049 | O/CCGT - H2 New | Crossload |  | ON | Capacity-Crossload | FOM | 81772430.697 | [6 empty] | 0.32065 | 26220445.5858
LCP_Inputs_ON_Diverse_IEA_2023_05_05 | 2049 | O/CCGT - H2 New | Crossload |  | ON | Capacity-Crossload | Flex Adder | 0 | [6 empty] | 0.32065 | 0
LCP_Inputs_ON_Diverse_IEA_2023_05_05 | 2049 | SMR CCS | Generation |  | ON | Capacity-Generation | FOM | 373008049.5554 | [6 empty] | 0.32065 | 119605558.7816
LCP_Inputs_ON_Diverse_IEA_2023_05_05 | 2049 | SMR CCS | Generation |  | ON | Capacity-Generation | Flex Adder | 0 | [6 empty] | 0.32065 | 0
LCP_Inputs_ON_Diverse_IEA_2023_05_05 | 2049 | SMR CCS | Generation |  | WC | Capacity-Generation | FOM | 0 | [6 empty] | 0.32065 | 0
LCP_Inputs_ON_Diverse_IEA_2023_05_05 | 2049 | SMR CCS | Generation |  | WC | Capacity-Generation | Flex Adder | 0 | [6 empty] | 0.32065 | 0
LCP_Inputs_ON_Diverse_IEA_2023_05_05 | 2049 | Solar PV | Generation |  | ON | Capacity-Generation | FOM | 172322652.3099 | [6 empty] | 0.32065 | 55255502.2467
LCP_Inputs_ON_Diverse_IEA_2023_05_05 | 2049 | Solar PV | Generation |  | ON | Capacity-Generation | Flex Adder | 0 | [6 empty] | 0.32065 | 0
LCP_Inputs_ON_Diverse_IEA_2023_05_05 | 2049 | Solar PV | Generation |  | WC | Capacity-Generation | FOM | 6825798.5058 | [6 empty] | 0.32065 | 2188701.9473
LCP_Inputs_ON_Diverse_IEA_2023_05_05 | 2049 | Solar PV | Generation |  | WC | Capacity-Generation | Flex Adder | 0 | [6 empty] | 0.32065 | 0
LCP_Inputs_ON_Diverse_IEA_2023_05_05 | 2049 | Wind Offshore | Generation |  | ON | Capacity-Generation | FOM | 167216847.8671 | [6 empty] | 0.32065 | 53618318.829
LCP_Inputs_ON_Diverse_IEA_2023_05_05 | 2049 | Wind Offshore | Generation |  | ON | Capacity-Generation | Flex Adder | 0 | [6 empty] | 0.32065 | 0
LCP_Inputs_ON_Diverse_IEA_2023_05_05 | 2049 | Wind Onshore | Generation |  | MI | Capacity-Generation | FOM | 811851118.0506 | [6 empty] | 0.32065 | 260321209.5225
LCP_Inputs_ON_Diverse_IEA_2023_05_05 | 2049 | Wind Onshore | Generation |  | MI | Capacity-Generation | Flex Adder | 0 | [6 empty] | 0.32065 | 0
LCP_Inputs_ON_Diverse_IEA_2023_05_05 | 2049 | Wind Onshore | Generation |  | NY | Capacity-Generation | FOM | 218942234.4236 | [6 empty] | 0.32065 | 70204137.2038
LCP_Inputs_ON_Diverse_IEA_2023_05_05 | 2049 | Wind Onshore | Generation |  | NY | Capacity-Generation | Flex Adder | 0 | [6 empty] | 0.32065 | 0
LCP_Inputs_ON_Diverse_IEA_2023_05_05 | 2049 | Wind Onshore | Generation |  | ON | Capacity-Generation | FOM | 875000000 | [6 empty] | 0.32065 | 280569987.8558
LCP_Inputs_ON_Diverse_IEA_2023_05_05 | 2049 | Wind Onshore | Generation |  | ON | Capacity-Generation | Flex Adder | 0 | [6 empty] | 0.32065 | 0
LCP_Inputs_ON_Diverse_IEA_2023_05_05 | 2049 | Wind Onshore | Generation |  | PJ | Capacity-Generation | FOM | 4302791680.0834 | [6 empty] | 0.32065 | 1379696239.3452
LCP_Inputs_ON_Diverse_IEA_2023_05_05 | 2049 | Wind Onshore | Generation |  | PJ | Capacity-Generation | Flex Adder | 0 | [6 empty] | 0.32065 | 0
LCP_Inputs_ON_Diverse_IEA_2023_05_05 | 2049 | Wind Onshore | Generation |  | WC | Capacity-Generation | FOM | 0 | [6 empty] | 0.32065 | 0
LCP_Inputs_ON_Diverse_IEA_2023_05_05 | 2049 | Wind Onshore | Generation |  | WC | Capacity-Generation | Flex Adder | 0 | [6 empty] | 0.32065 | 0
LCP_Inputs_ON_Diverse_IEA_2023_05_05 | 2050 | Anaerobic Digestion | Generation |  | ON | Capacity-Generation | CONE | 44886075.3565 | [6 empty] | 0.30832 | 13839214.9645
LCP_Inputs_ON_Diverse_IEA_2023_05_05 | 2050 | Anaerobic Digestion | Generation |  | ON | Capacity-Generation | FOM | 485040277.6131 | [6 empty] | 0.30832 | 149546972.3071
LCP_Inputs_ON_Diverse_IEA_2023_05_05 | 2050 | Anaerobic Digestion | Generation |  | ON | Capacity-Generation | Flex Adder | 0 | [6 empty] | 0.30832 | 0
LCP_Inputs_ON_Diverse_IEA_2023_05_05 | 2050 | Battery Storage | Storage |  | ON | Capacity-Storage | CONE | 0 | [6 empty] | 0.30832 | 0
LCP_Inputs_ON_Diverse_IEA_2023_05_05 | 2050 | Battery Storage | Storage |  | ON | Capacity-Storage | FOM | 0 | [6 empty] | 0.30832 | 0
LCP_Inputs_ON_Diverse_IEA_2023_05_05 | 2050 | Battery Storage | Storage |  | ON | Capacity-Storage | Flex Adder | 0 | [6 empty] | 0.30832 | 0
LCP_Inputs_ON_Diverse_IEA_2023_05_05 | 2050 | Biomass + CCS | Generation |  | ON | Capacity-Generation | CONE | 64903620 | [6 empty] | 0.30832 | 20010997.6651
LCP_Inputs_ON_Diverse_IEA_2023_05_05 | 2050 | Biomass + CCS | Generation |  | ON | Capacity-Generation | FOM | 80652292.5 | [6 empty] | 0.30832 | 24866607.3926
LCP_Inputs_ON_Diverse_IEA_2023_05_05 | 2050 | Biomass + CCS | Generation |  | ON | Capacity-Generation | Flex Adder | 0 | [6 empty] | 0.30832 | 0
LCP_Inputs_ON_Diverse_IEA_2023_05_05 | 2050 | CH4 + CCS | Generation |  | ON | Capacity-Generation | CONE | 0.97206 | [6 empty] | 0.30832 | 0.2997
LCP_Inputs_ON_Diverse_IEA_2023_05_05 | 2050 | CH4 + CCS | Generation |  | ON | Capacity-Generation | FOM | 0 | [6 empty] | 0.30832 | 0
LCP_Inputs_ON_Diverse_IEA_2023_05_05 | 2050 | CH4 + CCS | Generation |  | ON | Capacity-Generation | Flex Adder | 0 | [6 empty] | 0.30832 | 0
LCP_Inputs_ON_Diverse_IEA_2023_05_05 | 2050 | Electrolyser 2020/2030 | Crossload |  | ON | Capacity-Crossload | FOM | 20039889.0801 | [6 empty] | 0.30832 | 6178671.9075
LCP_Inputs_ON_Diverse_IEA_2023_05_05 | 2050 | Electrolyser 2020/2030 | Crossload |  | ON | Capacity-Crossload | Flex Adder | 0 | [6 empty] | 0.30832 | 0
LCP_Inputs_ON_Diverse_IEA_2023_05_05 | 2050 | Electrolyser 2040 | Crossload |  | ON | Capacity-Crossload | FOM | 166894442.4578 | [6 empty] | 0.30832 | 51456672.1908
LCP_Inputs_ON_Diverse_IEA_2023_05_05 | 2050 | Electrolyser 2040 | Crossload |  | ON | Capacity-Crossload | Flex Adder | 0 | [6 empty] | 0.30832 | 0
LCP_Inputs_ON_Diverse_IEA_2023_05_05 | 2050 | Electrolyser 2050 | Crossload |  | ON | Capacity-Crossload | CONE | 144519147.9175 | [6 empty] | 0.30832 | 44557951.1826
LCP_Inputs_ON_Diverse_IEA_2023_05_05 | 2050 | Electrolyser 2050 | Crossload |  | ON | Capacity-Crossload | FOM | 120432623.2646 | [6 empty] | 0.30832 | 37131625.9855
LCP_Inputs_ON_Diverse_IEA_2023_05_05 | 2050 | Electrolyser 2050 | Crossload |  | ON | Capacity-Crossload | Flex Adder | 0 | [6 empty] | 0.30832 | 0
LCP_Inputs_ON_Diverse_IEA_2023_05_05 | 2050 | Generic - Generator | Generation |  | MI | Capacity-Generation | CONE | 0 | [6 empty] | 0.30832 | 0
LCP_Inputs_ON_Diverse_IEA_2023_05_05 | 2050 | Generic - Generator | Generation |  | MI | Capacity-Generation | FOM | 0 | [6 empty] | 0.30832 | 0
LCP_Inputs_ON_Diverse_IEA_2023_05_05 | 2050 | Generic - Generator | Generation |  | MI | Capacity-Generation | Flex Adder | 0 | [6 empty] | 0.30832 | 0
LCP_Inputs_ON_Diverse_IEA_2023_05_05 | 2050 | Generic - Generator | Generation |  | NY | Capacity-Generation | CONE | 0 | [6 empty] | 0.30832 | 0
LCP_Inputs_ON_Diverse_IEA_2023_05_05 | 2050 | Generic - Generator | Generation |  | NY | Capacity-Generation | FOM | 0 | [6 empty] | 0.30832 | 0
LCP_Inputs_ON_Diverse_IEA_2023_05_05 | 2050 | Generic - Generator | Generation |  | NY | Capacity-Generation | Flex Adder | 0 | [6 empty] | 0.30832 | 0
LCP_Inputs_ON_Diverse_IEA_2023_05_05 | 2050 | Generic - Generator | Generation |  | PJ | Capacity-Generation | CONE | 0 | [6 empty] | 0.30832 | 0
LCP_Inputs_ON_Diverse_IEA_2023_05_05 | 2050 | Generic - Generator | Generation |  | PJ | Capacity-Generation | FOM | 0 | [6 empty] | 0.30832 | 0
LCP_Inputs_ON_Diverse_IEA_2023_05_05 | 2050 | Generic - Generator | Generation |  | PJ | Capacity-Generation | Flex Adder | 0 | [6 empty] | 0.30832 | 0
LCP_Inputs_ON_Diverse_IEA_2023_05_05 | 2050 | Generic - Generator | Generation |  | QC | Capacity-Generation | CONE | 0 | [6 empty] | 0.30832 | 0
LCP_Inputs_ON_Diverse_IEA_2023_05_05 | 2050 | Generic - Generator | Generation |  | QC | Capacity-Generation | FOM | 0 | [6 empty] | 0.30832 | 0
LCP_Inputs_ON_Diverse_IEA_2023_05_05 | 2050 | Generic - Generator | Generation |  | QC | Capacity-Generation | Flex Adder | 0 | [6 empty] | 0.30832 | 0
LCP_Inputs_ON_Diverse_IEA_2023_05_05 | 2050 | Generic - Generator | Generation |  | WC | Capacity-Generation | CONE | 0 | [6 empty] | 0.30832 | 0
LCP_Inputs_ON_Diverse_IEA_2023_05_05 | 2050 | Generic - Generator | Generation |  | WC | Capacity-Generation | FOM | 0 | [6 empty] | 0.30832 | 0
LCP_Inputs_ON_Diverse_IEA_2023_05_05 | 2050 | Generic - Generator | Generation |  | WC | Capacity-Generation | Flex Adder | 0 | [6 empty] | 0.30832 | 0
LCP_Inputs_ON_Diverse_IEA_2023_05_05 | 2050 | H2 Import - QC | Import |  | QC | Capacity-Import | CONE | 2 | [6 empty] | 0.30832 | 0.61664
LCP_Inputs_ON_Diverse_IEA_2023_05_05 | 2050 | H2 Import - QC | Import |  | QC | Capacity-Import | FOM | 0 | [6 empty] | 0.30832 | 0
LCP_Inputs_ON_Diverse_IEA_2023_05_05 | 2050 | H2 Import - QC | Import |  | QC | Capacity-Import | Flex Adder | 0 | [6 empty] | 0.30832 | 0
LCP_Inputs_ON_Diverse_IEA_2023_05_05 | 2050 | H2 Import - WC | Import |  | WC | Capacity-Import | CONE | 3.4217 | [6 empty] | 0.30832 | 1.055
LCP_Inputs_ON_Diverse_IEA_2023_05_05 | 2050 | H2 Import - WC | Import |  | WC | Capacity-Import | FOM | 0 | [6 empty] | 0.30832 | 0
LCP_Inputs_ON_Diverse_IEA_2023_05_05 | 2050 | H2 Import - WC | Import |  | WC | Capacity-Import | Flex Adder | 0 | [6 empty] | 0.30832 | 0
LCP_Inputs_ON_Diverse_IEA_2023_05_05 | 2050 | H2 Salt Cavern Storage - ON | Storage |  | ON | Capacity-Storage | CONE | 2.2 | [6 empty] | 0.30832 | 0.6783
LCP_Inputs_ON_Diverse_IEA_2023_05_05 | 2050 | H2 Salt Cavern Storage - ON | Storage |  | ON | Capacity-Storage | FOM | 0 | [6 empty] | 0.30832 | 0
LCP_Inputs_ON_Diverse_IEA_2023_05_05 | 2050 | H2 Salt Cavern Storage - ON | Storage |  | ON | Capacity-Storage | Flex Adder | 0 | [6 empty] | 0.30832 | 0
LCP_Inputs_ON_Diverse_IEA_2023_05_05 | 2050 | Hydro | Generation |  | ON | Capacity-Generation | CONE | 0 | [6 empty] | 0.30832 | 0
LCP_Inputs_ON_Diverse_IEA_2023_05_05 | 2050 | Hydro | Generation |  | ON | Capacity-Generation | FOM | 0 | [6 empty] | 0.30832 | 0
LCP_Inputs_ON_Diverse_IEA_2023_05_05 | 2050 | Hydro | Generation |  | ON | Capacity-Generation | Flex Adder | 0 | [6 empty] | 0.30832 | 0
LCP_Inputs_ON_Diverse_IEA_2023_05_05 | 2050 | Nuclear | Generation |  | ON | Capacity-Generation | CONE | 0 | [6 empty] | 0.30832 | 0
LCP_Inputs_ON_Diverse_IEA_2023_05_05 | 2050 | Nuclear | Generation |  | ON | Capacity-Generation | FOM | 0 | [6 empty] | 0.30832 | 0
LCP_Inputs_ON_Diverse_IEA_2023_05_05 | 2050 | Nuclear | Generation |  | ON | Capacity-Generation | Flex Adder | 0 | [6 empty] | 0.30832 | 0
LCP_Inputs_ON_Diverse_IEA_2023_05_05 | 2050 | Nuclear SMR | Generation |  | ON | Capacity-Generation | CONE | 600000000 | [6 empty] | 0.30832 | 184991200.7841
LCP_Inputs_ON_Diverse_IEA_2023_05_05 | 2050 | Nuclear SMR | Generation |  | ON | Capacity-Generation | FOM | 1200000000 | [6 empty] | 0.30832 | 369982401.5681
LCP_Inputs_ON_Diverse_IEA_2023_05_05 | 2050 | Nuclear SMR | Generation |  | ON | Capacity-Generation | Flex Adder | 0 | [6 empty] | 0.30832 | 0
LCP_Inputs_ON_Diverse_IEA_2023_05_05 | 2050 | O/CCGT - H2 New | Crossload |  | ON | Capacity-Crossload | CONE | 271903317.3812 | [6 empty] | 0.30832 | 83832868.6325
LCP_Inputs_ON_Diverse_IEA_2023_05_05 | 2050 | O/CCGT - H2 New | Crossload |  | ON | Capacity-Crossload | FOM | 287759792.3494 | [6 empty] | 0.30832 | 88721715.8735
LCP_Inputs_ON_Diverse_IEA_2023_05_05 | 2050 | O/CCGT - H2 New | Crossload |  | ON | Capacity-Crossload | Flex Adder | 0 | [6 empty] | 0.30832 | 0
LCP_Inputs_ON_Diverse_IEA_2023_05_05 | 2050 | SMR CCS | Generation |  | ON | Capacity-Generation | CONE | 0 | [6 empty] | 0.30832 | 0
LCP_Inputs_ON_Diverse_IEA_2023_05_05 | 2050 | SMR CCS | Generation |  | ON | Capacity-Generation | FOM | 373008049.5554 | [6 empty] | 0.30832 | 115005344.9823
LCP_Inputs_ON_Diverse_IEA_2023_05_05 | 2050 | SMR CCS | Generation |  | ON | Capacity-Generation | Flex Adder | 0 | [6 empty] | 0.30832 | 0
LCP_Inputs_ON_Diverse_IEA_2023_05_05 | 2050 | SMR CCS | Generation |  | WC | Capacity-Generation | CONE | 0 | [6 empty] | 0.30832 | 0
LCP_Inputs_ON_Diverse_IEA_2023_05_05 | 2050 | SMR CCS | Generation |  | WC | Capacity-Generation | FOM | 0 | [6 empty] | 0.30832 | 0
LCP_Inputs_ON_Diverse_IEA_2023_05_05 | 2050 | SMR CCS | Generation |  | WC | Capacity-Generation | Flex Adder | 0 | [6 empty] | 0.30832 | 0
LCP_Inputs_ON_Diverse_IEA_2023_05_05 | 2050 | Solar PV | Generation |  | ON | Capacity-Generation | CONE | 0 | [6 empty] | 0.30832 | 0
LCP_Inputs_ON_Diverse_IEA_2023_05_05 | 2050 | Solar PV | Generation |  | ON | Capacity-Generation | FOM | 172322652.3099 | [6 empty] | 0.30832 | 53130290.6218
LCP_Inputs_ON_Diverse_IEA_2023_05_05 | 2050 | Solar PV | Generation |  | ON | Capacity-Generation | Flex Adder | 0 | [6 empty] | 0.30832 | 0
LCP_Inputs_ON_Diverse_IEA_2023_05_05 | 2050 | Solar PV | Generation |  | WC | Capacity-Generation | CONE | 0 | [6 empty] | 0.30832 | 0
LCP_Inputs_ON_Diverse_IEA_2023_05_05 | 2050 | Solar PV | Generation |  | WC | Capacity-Generation | FOM | 6825798.5058 | [6 empty] | 0.30832 | 2104521.1032
LCP_Inputs_ON_Diverse_IEA_2023_05_05 | 2050 | Solar PV | Generation |  | WC | Capacity-Generation | Flex Adder | 0 | [6 empty] | 0.30832 | 0
LCP_Inputs_ON_Diverse_IEA_2023_05_05 | 2050 | Wind Offshore | Generation |  | ON | Capacity-Generation | CONE | 0 | [6 empty] | 0.30832 | 0
LCP_Inputs_ON_Diverse_IEA_2023_05_05 | 2050 | Wind Offshore | Generation |  | ON | Capacity-Generation | FOM | 167216847.8671 | [6 empty] | 0.30832 | 51556075.7971
LCP_Inputs_ON_Diverse_IEA_2023_05_05 | 2050 | Wind Offshore | Generation |  | ON | Capacity-Generation | Flex Adder | 0 | [6 empty] | 0.30832 | 0
LCP_Inputs_ON_Diverse_IEA_2023_05_05 | 2050 | Wind Onshore | Generation |  | MI | Capacity-Generation | CONE | 0 | [6 empty] | 0.30832 | 0
LCP_Inputs_ON_Diverse_IEA_2023_05_05 | 2050 | Wind Onshore | Generation |  | MI | Capacity-Generation | FOM | 811851118.0506 | [6 empty] | 0.30832 | 250308855.3101
LCP_Inputs_ON_Diverse_IEA_2023_05_05 | 2050 | Wind Onshore | Generation |  | MI | Capacity-Generation | Flex Adder | 0 | [6 empty] | 0.30832 | 0
LCP_Inputs_ON_Diverse_IEA_2023_05_05 | 2050 | Wind Onshore | Generation |  | NY | Capacity-Generation | CONE | 0 | [6 empty] | 0.30832 | 0
LCP_Inputs_ON_Diverse_IEA_2023_05_05 | 2050 | Wind Onshore | Generation |  | NY | Capacity-Generation | FOM | 218942234.4236 | [6 empty] | 0.30832 | 67503978.0806
LCP_Inputs_ON_Diverse_IEA_2023_05_05 | 2050 | Wind Onshore | Generation |  | NY | Capacity-Generation | Flex Adder | 0 | [6 empty] | 0.30832 | 0
LCP_Inputs_ON_Diverse_IEA_2023_05_05 | 2050 | Wind Onshore | Generation |  | ON | Capacity-Generation | CONE | 1335450000 | [6 empty] | 0.30832 | 411744165.1451
LCP_Inputs_ON_Diverse_IEA_2023_05_05 | 2050 | Wind Onshore | Generation |  | ON | Capacity-Generation | FOM | 1625000000 | [6 empty] | 0.30832 | 501017835.4568
LCP_Inputs_ON_Diverse_IEA_2023_05_05 | 2050 | Wind Onshore | Generation |  | ON | Capacity-Generation | Flex Adder | 0 | [6 empty] | 0.30832 | 0
LCP_Inputs_ON_Diverse_IEA_2023_05_05 | 2050 | Wind Onshore | Generation |  | PJ | Capacity-Generation | CONE | 0 | [6 empty] | 0.30832 | 0
LCP_Inputs_ON_Diverse_IEA_2023_05_05 | 2050 | Wind Onshore | Generation |  | PJ | Capacity-Generation | FOM | 4302791680.0834 | [6 empty] | 0.30832 | 1326630999.3704
LCP_Inputs_ON_Diverse_IEA_2023_05_05 | 2050 | Wind Onshore | Generation |  | PJ | Capacity-Generation | Flex Adder | 0 | [6 empty] | 0.30832 | 0
LCP_Inputs_ON_Diverse_IEA_2023_05_05 | 2050 | Wind Onshore | Generation |  | WC | Capacity-Generation | CONE | 0 | [6 empty] | 0.30832 | 0
LCP_Inputs_ON_Diverse_IEA_2023_05_05 | 2050 | Wind Onshore | Generation |  | WC | Capacity-Generation | FOM | 0 | [6 empty] | 0.30832 | 0
LCP_Inputs_ON_Diverse_IEA_2023_05_05 | 2050 | Wind Onshore | Generation |  | WC | Capacity-Generation | Flex Adder | 0 | [6 empty] | 0.30832 | 0
LCP_Inputs_ON_Diverse_IEA_2023_05_05 | 2020 | Battery Storage | Storage | Electricity | MI | Charging-Storage | O&M | 0 | [6 empty] | 1 | 0
LCP_Inputs_ON_Diverse_IEA_2023_05_05 | 2020 | Battery Storage | Storage | Electricity | NY | Charging-Storage | O&M | 0 | [6 empty] | 1 | 0
LCP_Inputs_ON_Diverse_IEA_2023_05_05 | 2020 | Battery Storage | Storage | Electricity | ON | Charging-Storage | O&M | 0 | [6 empty] | 1 | 0
LCP_Inputs_ON_Diverse_IEA_2023_05_05 | 2020 | Battery Storage | Storage | Electricity | PJ | Charging-Storage | O&M | 0 | [6 empty] | 1 | 0
LCP_Inputs_ON_Diverse_IEA_2023_05_05 | 2020 | Battery Storage | Storage | Electricity | QC | Charging-Storage | O&M | 0 | [6 empty] | 1 | 0
LCP_Inputs_ON_Diverse_IEA_2023_05_05 | 2020 | Battery Storage | Storage | Electricity | WC | Charging-Storage | O&M | 0 | [6 empty] | 1 | 0
LCP_Inputs_ON_Diverse_IEA_2023_05_05 | 2020 | CH4 Salt Cavern Storage - ON | Storage | Methane | MI | Charging-Storage | O&M | 0 | [6 empty] | 1 | 0
LCP_Inputs_ON_Diverse_IEA_2023_05_05 | 2020 | CH4 Salt Cavern Storage - ON | Storage | Methane | NY | Charging-Storage | O&M | 0 | [6 empty] | 1 | 0
LCP_Inputs_ON_Diverse_IEA_2023_05_05 | 2020 | CH4 Salt Cavern Storage - ON | Storage | Methane | ON | Charging-Storage | O&M | 0 | [6 empty] | 1 | 0
LCP_Inputs_ON_Diverse_IEA_2023_05_05 | 2020 | CH4 Salt Cavern Storage - ON | Storage | Methane | PJ | Charging-Storage | O&M | 0 | [6 empty] | 1 | 0
LCP_Inputs_ON_Diverse_IEA_2023_05_05 | 2020 | CH4 Salt Cavern Storage - ON | Storage | Methane | QC | Charging-Storage | O&M | 0 | [6 empty] | 1 | 0
LCP_Inputs_ON_Diverse_IEA_2023_05_05 | 2020 | CH4 Salt Cavern Storage - ON | Storage | Methane | WC | Charging-Storage | O&M | 0 | [6 empty] | 1 | 0
LCP_Inputs_ON_Diverse_IEA_2023_05_05 | 2020 | H2 Salt Cavern Storage - ON | Storage | Hydrogen | MI | Charging-Storage | O&M | 0 | [6 empty] | 1 | 0
LCP_Inputs_ON_Diverse_IEA_2023_05_05 | 2020 | H2 Salt Cavern Storage - ON | Storage | Hydrogen | NY | Charging-Storage | O&M | 0 | [6 empty] | 1 | 0
LCP_Inputs_ON_Diverse_IEA_2023_05_05 | 2020 | H2 Salt Cavern Storage - ON | Storage | Hydrogen | ON | Charging-Storage | O&M | 0 | [6 empty] | 1 | 0
LCP_Inputs_ON_Diverse_IEA_2023_05_05 | 2020 | H2 Salt Cavern Storage - ON | Storage | Hydrogen | PJ | Charging-Storage | O&M | 0 | [6 empty] | 1 | 0
LCP_Inputs_ON_Diverse_IEA_2023_05_05 | 2020 | H2 Salt Cavern Storage - ON | Storage | Hydrogen | QC | Charging-Storage | O&M | 0 | [6 empty] | 1 | 0
LCP_Inputs_ON_Diverse_IEA_2023_05_05 | 2020 | H2 Salt Cavern Storage - ON | Storage | Hydrogen | WC | Charging-Storage | O&M | 0 | [6 empty] | 1 | 0
LCP_Inputs_ON_Diverse_IEA_2023_05_05 | 2020 | Hydro Pumped Storage | Storage | Electricity | MI | Charging-Storage | O&M | 0 | [6 empty] | 1 | 0
LCP_Inputs_ON_Diverse_IEA_2023_05_05 | 2020 | Hydro Pumped Storage | Storage | Electricity | NY | Charging-Storage | O&M | 0 | [6 empty] | 1 | 0
LCP_Inputs_ON_Diverse_IEA_2023_05_05 | 2020 | Hydro Pumped Storage | Storage | Electricity | ON | Charging-Storage | O&M | 0 | [6 empty] | 1 | 0
LCP_Inputs_ON_Diverse_IEA_2023_05_05 | 2020 | Hydro Pumped Storage | Storage | Electricity | PJ | Charging-Storage | O&M | 0 | [6 empty] | 1 | 0
LCP_Inputs_ON_Diverse_IEA_2023_05_05 | 2020 | Hydro Pumped Storage | Storage | Electricity | QC | Charging-Storage | O&M | 0 | [6 empty] | 1 | 0
LCP_Inputs_ON_Diverse_IEA_2023_05_05 | 2020 | Hydro Pumped Storage | Storage | Electricity | WC | Charging-Storage | O&M | 0 | [6 empty] | 1 | 0
LCP_Inputs_ON_Diverse_IEA_2023_05_05 | 2030 | Battery Storage | Storage | Electricity | MI | Charging-Storage | O&M | 0 | [6 empty] | 0.67556 | 0
LCP_Inputs_ON_Diverse_IEA_2023_05_05 | 2030 | Battery Storage | Storage | Electricity | NY | Charging-Storage | O&M | 0 | [6 empty] | 0.67556 | 0
LCP_Inputs_ON_Diverse_IEA_2023_05_05 | 2030 | Battery Storage | Storage | Electricity | ON | Charging-Storage | O&M | 0 | [6 empty] | 0.67556 | 0
LCP_Inputs_ON_Diverse_IEA_2023_05_05 | 2030 | Battery Storage | Storage | Electricity | PJ | Charging-Storage | O&M | 0 | [6 empty] | 0.67556 | 0
LCP_Inputs_ON_Diverse_IEA_2023_05_05 | 2030 | Battery Storage | Storage | Electricity | QC | Charging-Storage | O&M | 0 | [6 empty] | 0.67556 | 0
LCP_Inputs_ON_Diverse_IEA_2023_05_05 | 2030 | Battery Storage | Storage | Electricity | WC | Charging-Storage | O&M | 0 | [6 empty] | 0.67556 | 0
LCP_Inputs_ON_Diverse_IEA_2023_05_05 | 2030 | CH4 Salt Cavern Storage - ON | Storage | Methane | MI | Charging-Storage | O&M | 0 | [6 empty] | 0.67556 | 0
LCP_Inputs_ON_Diverse_IEA_2023_05_05 | 2030 | CH4 Salt Cavern Storage - ON | Storage | Methane | NY | Charging-Storage | O&M | 0 | [6 empty] | 0.67556 | 0
LCP_Inputs_ON_Diverse_IEA_2023_05_05 | 2030 | CH4 Salt Cavern Storage - ON | Storage | Methane | ON | Charging-Storage | O&M | 0 | [6 empty] | 0.67556 | 0
LCP_Inputs_ON_Diverse_IEA_2023_05_05 | 2030 | CH4 Salt Cavern Storage - ON | Storage | Methane | PJ | Charging-Storage | O&M | 0 | [6 empty] | 0.67556 | 0
LCP_Inputs_ON_Diverse_IEA_2023_05_05 | 2030 | CH4 Salt Cavern Storage - ON | Storage | Methane | QC | Charging-Storage | O&M | 0 | [6 empty] | 0.67556 | 0
LCP_Inputs_ON_Diverse_IEA_2023_05_05 | 2030 | CH4 Salt Cavern Storage - ON | Storage | Methane | WC | Charging-Storage | O&M | 0 | [6 empty] | 0.67556 | 0
LCP_Inputs_ON_Diverse_IEA_2023_05_05 | 2030 | H2 Salt Cavern Storage - ON | Storage | Hydrogen | MI | Charging-Storage | O&M | 0 | [6 empty] | 0.67556 | 0
LCP_Inputs_ON_Diverse_IEA_2023_05_05 | 2030 | H2 Salt Cavern Storage - ON | Storage | Hydrogen | NY | Charging-Storage | O&M | 0 | [6 empty] | 0.67556 | 0
LCP_Inputs_ON_Diverse_IEA_2023_05_05 | 2030 | H2 Salt Cavern Storage - ON | Storage | Hydrogen | ON | Charging-Storage | O&M | 0 | [6 empty] | 0.67556 | 0
LCP_Inputs_ON_Diverse_IEA_2023_05_05 | 2030 | H2 Salt Cavern Storage - ON | Storage | Hydrogen | PJ | Charging-Storage | O&M | 0 | [6 empty] | 0.67556 | 0
LCP_Inputs_ON_Diverse_IEA_2023_05_05 | 2030 | H2 Salt Cavern Storage - ON | Storage | Hydrogen | QC | Charging-Storage | O&M | 0 | [6 empty] | 0.67556 | 0
LCP_Inputs_ON_Diverse_IEA_2023_05_05 | 2030 | H2 Salt Cavern Storage - ON | Storage | Hydrogen | WC | Charging-Storage | O&M | 0 | [6 empty] | 0.67556 | 0
LCP_Inputs_ON_Diverse_IEA_2023_05_05 | 2030 | Hydro Pumped Storage | Storage | Electricity | MI | Charging-Storage | O&M | 0 | [6 empty] | 0.67556 | 0
LCP_Inputs_ON_Diverse_IEA_2023_05_05 | 2030 | Hydro Pumped Storage | Storage | Electricity | NY | Charging-Storage | O&M | 0 | [6 empty] | 0.67556 | 0
LCP_Inputs_ON_Diverse_IEA_2023_05_05 | 2030 | Hydro Pumped Storage | Storage | Electricity | ON | Charging-Storage | O&M | 0 | [6 empty] | 0.67556 | 0
LCP_Inputs_ON_Diverse_IEA_2023_05_05 | 2030 | Hydro Pumped Storage | Storage | Electricity | PJ | Charging-Storage | O&M | 0 | [6 empty] | 0.67556 | 0
LCP_Inputs_ON_Diverse_IEA_2023_05_05 | 2030 | Hydro Pumped Storage | Storage | Electricity | QC | Charging-Storage | O&M | 0 | [6 empty] | 0.67556 | 0
LCP_Inputs_ON_Diverse_IEA_2023_05_05 | 2030 | Hydro Pumped Storage | Storage | Electricity | WC | Charging-Storage | O&M | 0 | [6 empty] | 0.67556 | 0
LCP_Inputs_ON_Diverse_IEA_2023_05_05 | 2040 | Battery Storage | Storage | Electricity | MI | Charging-Storage | O&M | 0 | [6 empty] | 0.45639 | 0
LCP_Inputs_ON_Diverse_IEA_2023_05_05 | 2040 | Battery Storage | Storage | Electricity | NY | Charging-Storage | O&M | 0 | [6 empty] | 0.45639 | 0
LCP_Inputs_ON_Diverse_IEA_2023_05_05 | 2040 | Battery Storage | Storage | Electricity | ON | Charging-Storage | O&M | 0 | [6 empty] | 0.45639 | 0
LCP_Inputs_ON_Diverse_IEA_2023_05_05 | 2040 | Battery Storage | Storage | Electricity | PJ | Charging-Storage | O&M | 0 | [6 empty] | 0.45639 | 0
LCP_Inputs_ON_Diverse_IEA_2023_05_05 | 2040 | Battery Storage | Storage | Electricity | QC | Charging-Storage | O&M | 0 | [6 empty] | 0.45639 | 0
LCP_Inputs_ON_Diverse_IEA_2023_05_05 | 2040 | Battery Storage | Storage | Electricity | WC | Charging-Storage | O&M | 0 | [6 empty] | 0.45639 | 0
LCP_Inputs_ON_Diverse_IEA_2023_05_05 | 2040 | CH4 Salt Cavern Storage - ON | Storage | Methane | MI | Charging-Storage | O&M | 0 | [6 empty] | 0.45639 | 0
LCP_Inputs_ON_Diverse_IEA_2023_05_05 | 2040 | CH4 Salt Cavern Storage - ON | Storage | Methane | NY | Charging-Storage | O&M | 0 | [6 empty] | 0.45639 | 0
LCP_Inputs_ON_Diverse_IEA_2023_05_05 | 2040 | CH4 Salt Cavern Storage - ON | Storage | Methane | ON | Charging-Storage | O&M | 0 | [6 empty] | 0.45639 | 0
LCP_Inputs_ON_Diverse_IEA_2023_05_05 | 2040 | CH4 Salt Cavern Storage - ON | Storage | Methane | PJ | Charging-Storage | O&M | 0 | [6 empty] | 0.45639 | 0
LCP_Inputs_ON_Diverse_IEA_2023_05_05 | 2040 | CH4 Salt Cavern Storage - ON | Storage | Methane | QC | Charging-Storage | O&M | 0 | [6 empty] | 0.45639 | 0
LCP_Inputs_ON_Diverse_IEA_2023_05_05 | 2040 | CH4 Salt Cavern Storage - ON | Storage | Methane | WC | Charging-Storage | O&M | 0 | [6 empty] | 0.45639 | 0
LCP_Inputs_ON_Diverse_IEA_2023_05_05 | 2040 | H2 Salt Cavern Storage - ON | Storage | Hydrogen | MI | Charging-Storage | O&M | 0 | [6 empty] | 0.45639 | 0
LCP_Inputs_ON_Diverse_IEA_2023_05_05 | 2040 | H2 Salt Cavern Storage - ON | Storage | Hydrogen | NY | Charging-Storage | O&M | 0 | [6 empty] | 0.45639 | 0
LCP_Inputs_ON_Diverse_IEA_2023_05_05 | 2040 | H2 Salt Cavern Storage - ON | Storage | Hydrogen | ON | Charging-Storage | O&M | 0 | [6 empty] | 0.45639 | 0
LCP_Inputs_ON_Diverse_IEA_2023_05_05 | 2040 | H2 Salt Cavern Storage - ON | Storage | Hydrogen | PJ | Charging-Storage | O&M | 0 | [6 empty] | 0.45639 | 0
LCP_Inputs_ON_Diverse_IEA_2023_05_05 | 2040 | H2 Salt Cavern Storage - ON | Storage | Hydrogen | QC | Charging-Storage | O&M | 0 | [6 empty] | 0.45639 | 0
LCP_Inputs_ON_Diverse_IEA_2023_05_05 | 2040 | H2 Salt Cavern Storage - ON | Storage | Hydrogen | WC | Charging-Storage | O&M | 0 | [6 empty] | 0.45639 | 0
LCP_Inputs_ON_Diverse_IEA_2023_05_05 | 2040 | Hydro Pumped Storage | Storage | Electricity | MI | Charging-Storage | O&M | 0 | [6 empty] | 0.45639 | 0
LCP_Inputs_ON_Diverse_IEA_2023_05_05 | 2040 | Hydro Pumped Storage | Storage | Electricity | NY | Charging-Storage | O&M | 0 | [6 empty] | 0.45639 | 0
LCP_Inputs_ON_Diverse_IEA_2023_05_05 | 2040 | Hydro Pumped Storage | Storage | Electricity | ON | Charging-Storage | O&M | 0 | [6 empty] | 0.45639 | 0
LCP_Inputs_ON_Diverse_IEA_2023_05_05 | 2040 | Hydro Pumped Storage | Storage | Electricity | PJ | Charging-Storage | O&M | 0 | [6 empty] | 0.45639 | 0
LCP_Inputs_ON_Diverse_IEA_2023_05_05 | 2040 | Hydro Pumped Storage | Storage | Electricity | QC | Charging-Storage | O&M | 0 | [6 empty] | 0.45639 | 0
LCP_Inputs_ON_Diverse_IEA_2023_05_05 | 2040 | Hydro Pumped Storage | Storage | Electricity | WC | Charging-Storage | O&M | 0 | [6 empty] | 0.45639 | 0
LCP_Inputs_ON_Diverse_IEA_2023_05_05 | 2050 | Battery Storage | Storage | Electricity | MI | Charging-Storage | O&M | 0 | [6 empty] | 0.30832 | 0
LCP_Inputs_ON_Diverse_IEA_2023_05_05 | 2050 | Battery Storage | Storage | Electricity | NY | Charging-Storage | O&M | 0 | [6 empty] | 0.30832 | 0
LCP_Inputs_ON_Diverse_IEA_2023_05_05 | 2050 | Battery Storage | Storage | Electricity | ON | Charging-Storage | O&M | 0 | [6 empty] | 0.30832 | 0
LCP_Inputs_ON_Diverse_IEA_2023_05_05 | 2050 | Battery Storage | Storage | Electricity | PJ | Charging-Storage | O&M | 0 | [6 empty] | 0.30832 | 0
LCP_Inputs_ON_Diverse_IEA_2023_05_05 | 2050 | Battery Storage | Storage | Electricity | QC | Charging-Storage | O&M | 0 | [6 empty] | 0.30832 | 0
LCP_Inputs_ON_Diverse_IEA_2023_05_05 | 2050 | Battery Storage | Storage | Electricity | WC | Charging-Storage | O&M | 0 | [6 empty] | 0.30832 | 0
LCP_Inputs_ON_Diverse_IEA_2023_05_05 | 2050 | CH4 Salt Cavern Storage - ON | Storage | Methane | MI | Charging-Storage | O&M | 0 | [6 empty] | 0.30832 | 0
LCP_Inputs_ON_Diverse_IEA_2023_05_05 | 2050 | CH4 Salt Cavern Storage - ON | Storage | Methane | NY | Charging-Storage | O&M | 0 | [6 empty] | 0.30832 | 0
LCP_Inputs_ON_Diverse_IEA_2023_05_05 | 2050 | CH4 Salt Cavern Storage - ON | Storage | Methane | ON | Charging-Storage | O&M | 0 | [6 empty] | 0.30832 | 0
LCP_Inputs_ON_Diverse_IEA_2023_05_05 | 2050 | CH4 Salt Cavern Storage - ON | Storage | Methane | PJ | Charging-Storage | O&M | 0 | [6 empty] | 0.30832 | 0
LCP_Inputs_ON_Diverse_IEA_2023_05_05 | 2050 | CH4 Salt Cavern Storage - ON | Storage | Methane | QC | Charging-Storage | O&M | 0 | [6 empty] | 0.30832 | 0
LCP_Inputs_ON_Diverse_IEA_2023_05_05 | 2050 | CH4 Salt Cavern Storage - ON | Storage | Methane | WC | Charging-Storage | O&M | 0 | [6 empty] | 0.30832 | 0
LCP_Inputs_ON_Diverse_IEA_2023_05_05 | 2050 | H2 Salt Cavern Storage - ON | Storage | Hydrogen | MI | Charging-Storage | O&M | 0 | [6 empty] | 0.30832 | 0
LCP_Inputs_ON_Diverse_IEA_2023_05_05 | 2050 | H2 Salt Cavern Storage - ON | Storage | Hydrogen | NY | Charging-Storage | O&M | 0 | [6 empty] | 0.30832 | 0
LCP_Inputs_ON_Diverse_IEA_2023_05_05 | 2050 | H2 Salt Cavern Storage - ON | Storage | Hydrogen | ON | Charging-Storage | O&M | 0 | [6 empty] | 0.30832 | 0
LCP_Inputs_ON_Diverse_IEA_2023_05_05 | 2050 | H2 Salt Cavern Storage - ON | Storage | Hydrogen | PJ | Charging-Storage | O&M | 0 | [6 empty] | 0.30832 | 0
LCP_Inputs_ON_Diverse_IEA_2023_05_05 | 2050 | H2 Salt Cavern Storage - ON | Storage | Hydrogen | QC | Charging-Storage | O&M | 0 | [6 empty] | 0.30832 | 0
LCP_Inputs_ON_Diverse_IEA_2023_05_05 | 2050 | H2 Salt Cavern Storage - ON | Storage | Hydrogen | WC | Charging-Storage | O&M | 0 | [6 empty] | 0.30832 | 0
LCP_Inputs_ON_Diverse_IEA_2023_05_05 | 2050 | Hydro Pumped Storage | Storage | Electricity | MI | Charging-Storage | O&M | 0 | [6 empty] | 0.30832 | 0
LCP_Inputs_ON_Diverse_IEA_2023_05_05 | 2050 | Hydro Pumped Storage | Storage | Electricity | NY | Charging-Storage | O&M | 0 | [6 empty] | 0.30832 | 0
LCP_Inputs_ON_Diverse_IEA_2023_05_05 | 2050 | Hydro Pumped Storage | Storage | Electricity | ON | Charging-Storage | O&M | 0 | [6 empty] | 0.30832 | 0
LCP_Inputs_ON_Diverse_IEA_2023_05_05 | 2050 | Hydro Pumped Storage | Storage | Electricity | PJ | Charging-Storage | O&M | 0 | [6 empty] | 0.30832 | 0
LCP_Inputs_ON_Diverse_IEA_2023_05_05 | 2050 | Hydro Pumped Storage | Storage | Electricity | QC | Charging-Storage | O&M | 0 | [6 empty] | 0.30832 | 0
LCP_Inputs_ON_Diverse_IEA_2023_05_05 | 2050 | Hydro Pumped Storage | Storage | Electricity | WC | Charging-Storage | O&M | 0 | [6 empty] | 0.30832 | 0
LCP_Inputs_ON_Diverse_IEA_2023_05_05 | 2020 | CH4 Salt Cavern Storage - ON | Storage | Methane | MI | Storage-Carryover | O&M | 0 | [6 empty] | 1 | 0
LCP_Inputs_ON_Diverse_IEA_2023_05_05 | 2020 | CH4 Salt Cavern Storage - ON | Storage | Methane | NY | Storage-Carryover | O&M | 0 | [6 empty] | 1 | 0
LCP_Inputs_ON_Diverse_IEA_2023_05_05 | 2020 | CH4 Salt Cavern Storage - ON | Storage | Methane | ON | Storage-Carryover | O&M | 0 | [6 empty] | 1 | 0
LCP_Inputs_ON_Diverse_IEA_2023_05_05 | 2020 | CH4 Salt Cavern Storage - ON | Storage | Methane | PJ | Storage-Carryover | O&M | 0 | [6 empty] | 1 | 0
LCP_Inputs_ON_Diverse_IEA_2023_05_05 | 2020 | CH4 Salt Cavern Storage - ON | Storage | Methane | QC | Storage-Carryover | O&M | 0 | [6 empty] | 1 | 0
LCP_Inputs_ON_Diverse_IEA_2023_05_05 | 2020 | CH4 Salt Cavern Storage - ON | Storage | Methane | WC | Storage-Carryover | O&M | 0 | [6 empty] | 1 | 0
LCP_Inputs_ON_Diverse_IEA_2023_05_05 | 2020 | H2 Salt Cavern Storage - ON | Storage | Hydrogen | MI | Storage-Carryover | O&M | 0 | [6 empty] | 1 | 0
LCP_Inputs_ON_Diverse_IEA_2023_05_05 | 2020 | H2 Salt Cavern Storage - ON | Storage | Hydrogen | NY | Storage-Carryover | O&M | 0 | [6 empty] | 1 | 0
LCP_Inputs_ON_Diverse_IEA_2023_05_05 | 2020 | H2 Salt Cavern Storage - ON | Storage | Hydrogen | ON | Storage-Carryover | O&M | 0 | [6 empty] | 1 | 0
LCP_Inputs_ON_Diverse_IEA_2023_05_05 | 2020 | H2 Salt Cavern Storage - ON | Storage | Hydrogen | PJ | Storage-Carryover | O&M | 0 | [6 empty] | 1 | 0
LCP_Inputs_ON_Diverse_IEA_2023_05_05 | 2020 | H2 Salt Cavern Storage - ON | Storage | Hydrogen | QC | Storage-Carryover | O&M | 0 | [6 empty] | 1 | 0
LCP_Inputs_ON_Diverse_IEA_2023_05_05 | 2020 | H2 Salt Cavern Storage - ON | Storage | Hydrogen | WC | Storage-Carryover | O&M | 0 | [6 empty] | 1 | 0
LCP_Inputs_ON_Diverse_IEA_2023_05_05 | 2030 | CH4 Salt Cavern Storage - ON | Storage | Methane | MI | Storage-Carryover | O&M | 0 | [6 empty] | 0.67556 | 0
LCP_Inputs_ON_Diverse_IEA_2023_05_05 | 2030 | CH4 Salt Cavern Storage - ON | Storage | Methane | NY | Storage-Carryover | O&M | 0 | [6 empty] | 0.67556 | 0
LCP_Inputs_ON_Diverse_IEA_2023_05_05 | 2030 | CH4 Salt Cavern Storage - ON | Storage | Methane | ON | Storage-Carryover | O&M | 0 | [6 empty] | 0.67556 | 0
LCP_Inputs_ON_Diverse_IEA_2023_05_05 | 2030 | CH4 Salt Cavern Storage - ON | Storage | Methane | PJ | Storage-Carryover | O&M | 0 | [6 empty] | 0.67556 | 0
LCP_Inputs_ON_Diverse_IEA_2023_05_05 | 2030 | CH4 Salt Cavern Storage - ON | Storage | Methane | QC | Storage-Carryover | O&M | 0 | [6 empty] | 0.67556 | 0
LCP_Inputs_ON_Diverse_IEA_2023_05_05 | 2030 | CH4 Salt Cavern Storage - ON | Storage | Methane | WC | Storage-Carryover | O&M | 0 | [6 empty] | 0.67556 | 0
LCP_Inputs_ON_Diverse_IEA_2023_05_05 | 2030 | H2 Salt Cavern Storage - ON | Storage | Hydrogen | MI | Storage-Carryover | O&M | 0 | [6 empty] | 0.67556 | 0
LCP_Inputs_ON_Diverse_IEA_2023_05_05 | 2030 | H2 Salt Cavern Storage - ON | Storage | Hydrogen | NY | Storage-Carryover | O&M | 0 | [6 empty] | 0.67556 | 0
LCP_Inputs_ON_Diverse_IEA_2023_05_05 | 2030 | H2 Salt Cavern Storage - ON | Storage | Hydrogen | ON | Storage-Carryover | O&M | 0 | [6 empty] | 0.67556 | 0
LCP_Inputs_ON_Diverse_IEA_2023_05_05 | 2030 | H2 Salt Cavern Storage - ON | Storage | Hydrogen | PJ | Storage-Carryover | O&M | 0 | [6 empty] | 0.67556 | 0
LCP_Inputs_ON_Diverse_IEA_2023_05_05 | 2030 | H2 Salt Cavern Storage - ON | Storage | Hydrogen | QC | Storage-Carryover | O&M | 0 | [6 empty] | 0.67556 | 0
LCP_Inputs_ON_Diverse_IEA_2023_05_05 | 2030 | H2 Salt Cavern Storage - ON | Storage | Hydrogen | WC | Storage-Carryover | O&M | 0 | [6 empty] | 0.67556 | 0
LCP_Inputs_ON_Diverse_IEA_2023_05_05 | 2040 | CH4 Salt Cavern Storage - ON | Storage | Methane | MI | Storage-Carryover | O&M | 0 | [6 empty] | 0.45639 | 0
LCP_Inputs_ON_Diverse_IEA_2023_05_05 | 2040 | CH4 Salt Cavern Storage - ON | Storage | Methane | NY | Storage-Carryover | O&M | 0 | [6 empty] | 0.45639 | 0
LCP_Inputs_ON_Diverse_IEA_2023_05_05 | 2040 | CH4 Salt Cavern Storage - ON | Storage | Methane | ON | Storage-Carryover | O&M | 0 | [6 empty] | 0.45639 | 0
LCP_Inputs_ON_Diverse_IEA_2023_05_05 | 2040 | CH4 Salt Cavern Storage - ON | Storage | Methane | PJ | Storage-Carryover | O&M | 0 | [6 empty] | 0.45639 | 0
LCP_Inputs_ON_Diverse_IEA_2023_05_05 | 2040 | CH4 Salt Cavern Storage - ON | Storage | Methane | QC | Storage-Carryover | O&M | 0 | [6 empty] | 0.45639 | 0
LCP_Inputs_ON_Diverse_IEA_2023_05_05 | 2040 | CH4 Salt Cavern Storage - ON | Storage | Methane | WC | Storage-Carryover | O&M | 0 | [6 empty] | 0.45639 | 0
LCP_Inputs_ON_Diverse_IEA_2023_05_05 | 2040 | H2 Salt Cavern Storage - ON | Storage | Hydrogen | MI | Storage-Carryover | O&M | 0 | [6 empty] | 0.45639 | 0
LCP_Inputs_ON_Diverse_IEA_2023_05_05 | 2040 | H2 Salt Cavern Storage - ON | Storage | Hydrogen | NY | Storage-Carryover | O&M | 0 | [6 empty] | 0.45639 | 0
LCP_Inputs_ON_Diverse_IEA_2023_05_05 | 2040 | H2 Salt Cavern Storage - ON | Storage | Hydrogen | ON | Storage-Carryover | O&M | 0 | [6 empty] | 0.45639 | 0
LCP_Inputs_ON_Diverse_IEA_2023_05_05 | 2040 | H2 Salt Cavern Storage - ON | Storage | Hydrogen | PJ | Storage-Carryover | O&M | 0 | [6 empty] | 0.45639 | 0
LCP_Inputs_ON_Diverse_IEA_2023_05_05 | 2040 | H2 Salt Cavern Storage - ON | Storage | Hydrogen | QC | Storage-Carryover | O&M | 0 | [6 empty] | 0.45639 | 0
LCP_Inputs_ON_Diverse_IEA_2023_05_05 | 2040 | H2 Salt Cavern Storage - ON | Storage | Hydrogen | WC | Storage-Carryover | O&M | 0 | [6 empty] | 0.45639 | 0
LCP_Inputs_ON_Diverse_IEA_2023_05_05 | 2050 | CH4 Salt Cavern Storage - ON | Storage | Methane | MI | Storage-Carryover | O&M | 0 | [6 empty] | 0.30832 | 0
LCP_Inputs_ON_Diverse_IEA_2023_05_05 | 2050 | CH4 Salt Cavern Storage - ON | Storage | Methane | NY | Storage-Carryover | O&M | 0 | [6 empty] | 0.30832 | 0
LCP_Inputs_ON_Diverse_IEA_2023_05_05 | 2050 | CH4 Salt Cavern Storage - ON | Storage | Methane | ON | Storage-Carryover | O&M | 0 | [6 empty] | 0.30832 | 0
LCP_Inputs_ON_Diverse_IEA_2023_05_05 | 2050 | CH4 Salt Cavern Storage - ON | Storage | Methane | PJ | Storage-Carryover | O&M | 0 | [6 empty] | 0.30832 | 0
LCP_Inputs_ON_Diverse_IEA_2023_05_05 | 2050 | CH4 Salt Cavern Storage - ON | Storage | Methane | QC | Storage-Carryover | O&M | 0 | [6 empty] | 0.30832 | 0
LCP_Inputs_ON_Diverse_IEA_2023_05_05 | 2050 | CH4 Salt Cavern Storage - ON | Storage | Methane | WC | Storage-Carryover | O&M | 0 | [6 empty] | 0.30832 | 0
LCP_Inputs_ON_Diverse_IEA_2023_05_05 | 2050 | H2 Salt Cavern Storage - ON | Storage | Hydrogen | MI | Storage-Carryover | O&M | 0 | [6 empty] | 0.30832 | 0
LCP_Inputs_ON_Diverse_IEA_2023_05_05 | 2050 | H2 Salt Cavern Storage - ON | Storage | Hydrogen | NY | Storage-Carryover | O&M | 0 | [6 empty] | 0.30832 | 0
LCP_Inputs_ON_Diverse_IEA_2023_05_05 | 2050 | H2 Salt Cavern Storage - ON | Storage | Hydrogen | ON | Storage-Carryover | O&M | 0 | [6 empty] | 0.30832 | 0
LCP_Inputs_ON_Diverse_IEA_2023_05_05 | 2050 | H2 Salt Cavern Storage - ON | Storage | Hydrogen | PJ | Storage-Carryover | O&M | 0 | [6 empty] | 0.30832 | 0
LCP_Inputs_ON_Diverse_IEA_2023_05_05 | 2050 | H2 Salt Cavern Storage - ON | Storage | Hydrogen | QC | Storage-Carryover | O&M | 0 | [6 empty] | 0.30832 | 0
LCP_Inputs_ON_Diverse_IEA_2023_05_05 | 2050 | H2 Salt Cavern Storage - ON | Storage | Hydrogen | WC | Storage-Carryover | O&M | 0 | [6 empty] | 0.30832 | 0
LCP_Inputs_ON_Diverse_IEA_2023_05_05 | 2020 |  |  | Methane |  | Dispatch-Intraconnection | VOM | 0 | MI | MI | CH4 Pipeline |  |  |  | 1 | 0
LCP_Inputs_ON_Diverse_IEA_2023_05_05 | 2020 |  |  | Electricity |  | Dispatch-Intraconnection | VOM | 0 | MI | MI | Electricity Transmission Line |  |  |  | 1 | 0
LCP_Inputs_ON_Diverse_IEA_2023_05_05 | 2020 |  |  | Hydrogen |  | Dispatch-Intraconnection | VOM | 0 | MI | MI | H2 Pipeline - New |  |  |  | 1 | 0
LCP_Inputs_ON_Diverse_IEA_2023_05_05 | 2020 |  |  | Hydrogen |  | Dispatch-Intraconnection | VOM | 0 | MI | MI | H2 Pipeline - Repurposed |  |  |  | 1 | 0
LCP_Inputs_ON_Diverse_IEA_2023_05_05 | 2020 |  |  | Methane |  | Dispatch-Interconnection | VOM | 0 | MI | ON | CH4 Pipeline |  |  |  | 1 | 0
LCP_Inputs_ON_Diverse_IEA_2023_05_05 | 2020 |  |  | Electricity |  | Dispatch-Interconnection | VOM | 652393.8867 | MI | ON | Electricity Transmission Line |  |  |  | 1 | 652393.8867
LCP_Inputs_ON_Diverse_IEA_2023_05_05 | 2020 |  |  | Hydrogen |  | Dispatch-Interconnection | VOM | 0 | MI | ON | H2 Pipeline - New |  |  |  | 1 | 0
LCP_Inputs_ON_Diverse_IEA_2023_05_05 | 2020 |  |  | Hydrogen |  | Dispatch-Interconnection | VOM | 0 | MI | ON | H2 Pipeline - Repurposed |  |  |  | 1 | 0
LCP_Inputs_ON_Diverse_IEA_2023_05_05 | 2020 |  |  | Electricity |  | Dispatch-Interconnection | VOM | 1598406.6308 | MI | WC | Electricity Transmission Line |  |  |  | 1 | 1598406.6308
LCP_Inputs_ON_Diverse_IEA_2023_05_05 | 2020 |  |  | Methane |  | Dispatch-Intraconnection | VOM | 0 | NY | NY | CH4 Pipeline |  |  |  | 1 | 0
LCP_Inputs_ON_Diverse_IEA_2023_05_05 | 2020 |  |  | Electricity |  | Dispatch-Intraconnection | VOM | 0 | NY | NY | Electricity Transmission Line |  |  |  | 1 | 0
LCP_Inputs_ON_Diverse_IEA_2023_05_05 | 2020 |  |  | Hydrogen |  | Dispatch-Intraconnection | VOM | 0 | NY | NY | H2 Pipeline - New |  |  |  | 1 | 0
LCP_Inputs_ON_Diverse_IEA_2023_05_05 | 2020 |  |  | Hydrogen |  | Dispatch-Intraconnection | VOM | 0 | NY | NY | H2 Pipeline - Repurposed |  |  |  | 1 | 0
LCP_Inputs_ON_Diverse_IEA_2023_05_05 | 2020 |  |  | Methane |  | Dispatch-Interconnection | VOM | 0 | NY | ON | CH4 Pipeline |  |  |  | 1 | 0
LCP_Inputs_ON_Diverse_IEA_2023_05_05 | 2020 |  |  | Electricity |  | Dispatch-Interconnection | VOM | 5698342.0927 | NY | ON | Electricity Transmission Line |  |  |  | 1 | 5698342.0927
LCP_Inputs_ON_Diverse_IEA_2023_05_05 | 2020 |  |  | Hydrogen |  | Dispatch-Interconnection | VOM | 0 | NY | ON | H2 Pipeline - New |  |  |  | 1 | 0
LCP_Inputs_ON_Diverse_IEA_2023_05_05 | 2020 |  |  | Hydrogen |  | Dispatch-Interconnection | VOM | 0 | NY | ON | H2 Pipeline - Repurposed |  |  |  | 1 | 0
LCP_Inputs_ON_Diverse_IEA_2023_05_05 | 2020 |  |  | Electricity |  | Dispatch-Interconnection | VOM | 6651284.2408 | NY | QC | Electricity Transmission Line |  |  |  | 1 | 6651284.2408
LCP_Inputs_ON_Diverse_IEA_2023_05_05 | 2020 |  |  | Methane |  | Dispatch-Interconnection | VOM | 0 | ON | MI | CH4 Pipeline |  |  |  | 1 | 0
LCP_Inputs_ON_Diverse_IEA_2023_05_05 | 2020 |  |  | Electricity |  | Dispatch-Interconnection | VOM | 17633891.6463 | ON | MI | Electricity Transmission Line |  |  |  | 1 | 17633891.6463
LCP_Inputs_ON_Diverse_IEA_2023_05_05 | 2020 |  |  | Hydrogen |  | Dispatch-Interconnection | VOM | 0 | ON | MI | H2 Pipeline - New |  |  |  | 1 | 0
LCP_Inputs_ON_Diverse_IEA_2023_05_05 | 2020 |  |  | Hydrogen |  | Dispatch-Interconnection | VOM | 0 | ON | MI | H2 Pipeline - Repurposed |  |  |  | 1 | 0
LCP_Inputs_ON_Diverse_IEA_2023_05_05 | 2020 |  |  | Methane |  | Dispatch-Interconnection | VOM | 0 | ON | NY | CH4 Pipeline |  |  |  | 1 | 0
LCP_Inputs_ON_Diverse_IEA_2023_05_05 | 2020 |  |  | Electricity |  | Dispatch-Interconnection | VOM | 17827055.3966 | ON | NY | Electricity Transmission Line |  |  |  | 1 | 17827055.3966
LCP_Inputs_ON_Diverse_IEA_2023_05_05 | 2020 |  |  | Hydrogen |  | Dispatch-Interconnection | VOM | 0 | ON | NY | H2 Pipeline - New |  |  |  | 1 | 0
LCP_Inputs_ON_Diverse_IEA_2023_05_05 | 2020 |  |  | Hydrogen |  | Dispatch-Interconnection | VOM | 0 | ON | NY | H2 Pipeline - Repurposed |  |  |  | 1 | 0
LCP_Inputs_ON_Diverse_IEA_2023_05_05 | 2020 |  |  | Methane |  | Dispatch-Intraconnection | VOM | 775556548.9 | ON | ON | CH4 Pipeline |  |  |  | 1 | 775556548.9
LCP_Inputs_ON_Diverse_IEA_2023_05_05 | 2020 |  |  | Electricity |  | Dispatch-Intraconnection | VOM | 0 | ON | ON | Electricity Transmission Line |  |  |  | 1 | 0
LCP_Inputs_ON_Diverse_IEA_2023_05_05 | 2020 |  |  | Hydrogen |  | Dispatch-Intraconnection | VOM | 0 | ON | ON | H2 Pipeline - New |  |  |  | 1 | 0
LCP_Inputs_ON_Diverse_IEA_2023_05_05 | 2020 |  |  | Hydrogen |  | Dispatch-Intraconnection | VOM | 0 | ON | ON | H2 Pipeline - Repurposed |  |  |  | 1 | 0
LCP_Inputs_ON_Diverse_IEA_2023_05_05 | 2020 |  |  | Methane |  | Dispatch-Interconnection | VOM | 0 | ON | PJ | CH4 Pipeline |  |  |  | 1 | 0
LCP_Inputs_ON_Diverse_IEA_2023_05_05 | 2020 |  |  | Electricity |  | Dispatch-Interconnection | VOM | 0 | ON | PJ | Electricity Transmission Line |  |  |  | 1 | 0
LCP_Inputs_ON_Diverse_IEA_2023_05_05 | 2020 |  |  | Hydrogen |  | Dispatch-Interconnection | VOM | 0 | ON | PJ | H2 Pipeline - New |  |  |  | 1 | 0
LCP_Inputs_ON_Diverse_IEA_2023_05_05 | 2020 |  |  | Hydrogen |  | Dispatch-Interconnection | VOM | 0 | ON | PJ | H2 Pipeline - Repurposed |  |  |  | 1 | 0
LCP_Inputs_ON_Diverse_IEA_2023_05_05 | 2020 |  |  | Methane |  | Dispatch-Interconnection | VOM | 0 | ON | QC | CH4 Pipeline |  |  |  | 1 | 0
LCP_Inputs_ON_Diverse_IEA_2023_05_05 | 2020 |  |  | Electricity |  | Dispatch-Interconnection | VOM | 3255394.417 | ON | QC | Electricity Transmission Line |  |  |  | 1 | 3255394.417
LCP_Inputs_ON_Diverse_IEA_2023_05_05 | 2020 |  |  | Hydrogen |  | Dispatch-Interconnection | VOM | 0 | ON | QC | H2 Pipeline - New |  |  |  | 1 | 0
LCP_Inputs_ON_Diverse_IEA_2023_05_05 | 2020 |  |  | Hydrogen |  | Dispatch-Interconnection | VOM | 0 | ON | QC | H2 Pipeline - Repurposed |  |  |  | 1 | 0
LCP_Inputs_ON_Diverse_IEA_2023_05_05 | 2020 |  |  | Methane |  | Dispatch-Interconnection | VOM | 0 | ON | WC | CH4 Pipeline |  |  |  | 1 | 0
LCP_Inputs_ON_Diverse_IEA_2023_05_05 | 2020 |  |  | Electricity |  | Dispatch-Interconnection | VOM | 96018.1725 | ON | WC | Electricity Transmission Line |  |  |  | 1 | 96018.1725
LCP_Inputs_ON_Diverse_IEA_2023_05_05 | 2020 |  |  | Hydrogen |  | Dispatch-Interconnection | VOM | 0 | ON | WC | H2 Pipeline - New |  |  |  | 1 | 0
LCP_Inputs_ON_Diverse_IEA_2023_05_05 | 2020 |  |  | Hydrogen |  | Dispatch-Interconnection | VOM | 0 | ON | WC | H2 Pipeline - Repurposed |  |  |  | 1 | 0
LCP_Inputs_ON_Diverse_IEA_2023_05_05 | 2020 |  |  | Methane |  | Dispatch-Interconnection | VOM | 0 | PJ | ON | CH4 Pipeline |  |  |  | 1 | 0
LCP_Inputs_ON_Diverse_IEA_2023_05_05 | 2020 |  |  | Electricity |  | Dispatch-Interconnection | VOM | 0 | PJ | ON | Electricity Transmission Line |  |  |  | 1 | 0
LCP_Inputs_ON_Diverse_IEA_2023_05_05 | 2020 |  |  | Hydrogen |  | Dispatch-Interconnection | VOM | 0 | PJ | ON | H2 Pipeline - New |  |  |  | 1 | 0
LCP_Inputs_ON_Diverse_IEA_2023_05_05 | 2020 |  |  | Hydrogen |  | Dispatch-Interconnection | VOM | 0 | PJ | ON | H2 Pipeline - Repurposed |  |  |  | 1 | 0
LCP_Inputs_ON_Diverse_IEA_2023_05_05 | 2020 |  |  | Methane |  | Dispatch-Intraconnection | VOM | 0 | PJ | PJ | CH4 Pipeline |  |  |  | 1 | 0
LCP_Inputs_ON_Diverse_IEA_2023_05_05 | 2020 |  |  | Electricity |  | Dispatch-Intraconnection | VOM | 0 | PJ | PJ | Electricity Transmission Line |  |  |  | 1 | 0
LCP_Inputs_ON_Diverse_IEA_2023_05_05 | 2020 |  |  | Hydrogen |  | Dispatch-Intraconnection | VOM | 0 | PJ | PJ | H2 Pipeline - New |  |  |  | 1 | 0
LCP_Inputs_ON_Diverse_IEA_2023_05_05 | 2020 |  |  | Hydrogen |  | Dispatch-Intraconnection | VOM | 0 | PJ | PJ | H2 Pipeline - Repurposed |  |  |  | 1 | 0
LCP_Inputs_ON_Diverse_IEA_2023_05_05 | 2020 |  |  | Electricity |  | Dispatch-Interconnection | VOM | 64147633.0874 | QC | NY | Electricity Transmission Line |  |  |  | 1 | 64147633.0874
LCP_Inputs_ON_Diverse_IEA_2023_05_05 | 2020 |  |  | Methane |  | Dispatch-Interconnection | VOM | 0 | QC | ON | CH4 Pipeline |  |  |  | 1 | 0
LCP_Inputs_ON_Diverse_IEA_2023_05_05 | 2020 |  |  | Electricity |  | Dispatch-Interconnection | VOM | 6029199.7061 | QC | ON | Electricity Transmission Line |  |  |  | 1 | 6029199.7061
LCP_Inputs_ON_Diverse_IEA_2023_05_05 | 2020 |  |  | Hydrogen |  | Dispatch-Interconnection | VOM | 0 | QC | ON | H2 Pipeline - New |  |  |  | 1 | 0
LCP_Inputs_ON_Diverse_IEA_2023_05_05 | 2020 |  |  | Hydrogen |  | Dispatch-Interconnection | VOM | 0 | QC | ON | H2 Pipeline - Repurposed |  |  |  | 1 | 0
LCP_Inputs_ON_Diverse_IEA_2023_05_05 | 2020 |  |  | Methane |  | Dispatch-Intraconnection | VOM | 0 | QC | QC | CH4 Pipeline |  |  |  | 1 | 0
LCP_Inputs_ON_Diverse_IEA_2023_05_05 | 2020 |  |  | Electricity |  | Dispatch-Intraconnection | VOM | 0 | QC | QC | Electricity Transmission Line |  |  |  | 1 | 0
LCP_Inputs_ON_Diverse_IEA_2023_05_05 | 2020 |  |  | Hydrogen |  | Dispatch-Intraconnection | VOM | 0 | QC | QC | H2 Pipeline - New |  |  |  | 1 | 0
LCP_Inputs_ON_Diverse_IEA_2023_05_05 | 2020 |  |  | Hydrogen |  | Dispatch-Intraconnection | VOM | 0 | QC | QC | H2 Pipeline - Repurposed |  |  |  | 1 | 0
LCP_Inputs_ON_Diverse_IEA_2023_05_05 | 2020 |  |  | Electricity |  | Dispatch-Interconnection | VOM | 15666574.5027 | WC | MI | Electricity Transmission Line |  |  |  | 1 | 15666574.5027
LCP_Inputs_ON_Diverse_IEA_2023_05_05 | 2020 |  |  | Methane |  | Dispatch-Interconnection | VOM | 0 | WC | ON | CH4 Pipeline |  |  |  | 1 | 0
LCP_Inputs_ON_Diverse_IEA_2023_05_05 | 2020 |  |  | Electricity |  | Dispatch-Interconnection | VOM | 426824.5187 | WC | ON | Electricity Transmission Line |  |  |  | 1 | 426824.5187
LCP_Inputs_ON_Diverse_IEA_2023_05_05 | 2020 |  |  | Hydrogen |  | Dispatch-Interconnection | VOM | 0 | WC | ON | H2 Pipeline - New |  |  |  | 1 | 0
LCP_Inputs_ON_Diverse_IEA_2023_05_05 | 2020 |  |  | Hydrogen |  | Dispatch-Interconnection | VOM | 0 | WC | ON | H2 Pipeline - Repurposed |  |  |  | 1 | 0
LCP_Inputs_ON_Diverse_IEA_2023_05_05 | 2020 |  |  | Methane |  | Dispatch-Intraconnection | VOM | 0 | WC | WC | CH4 Pipeline |  |  |  | 1 | 0
LCP_Inputs_ON_Diverse_IEA_2023_05_05 | 2020 |  |  | Electricity |  | Dispatch-Intraconnection | VOM | 0 | WC | WC | Electricity Transmission Line |  |  |  | 1 | 0
LCP_Inputs_ON_Diverse_IEA_2023_05_05 | 2020 |  |  | Hydrogen |  | Dispatch-Intraconnection | VOM | 0 | WC | WC | H2 Pipeline - New |  |  |  | 1 | 0
LCP_Inputs_ON_Diverse_IEA_2023_05_05 | 2020 |  |  | Hydrogen |  | Dispatch-Intraconnection | VOM | 0 | WC | WC | H2 Pipeline - Repurposed |  |  |  | 1 | 0
LCP_Inputs_ON_Diverse_IEA_2023_05_05 | 2021 |  |  | Methane |  | Dispatch-Intraconnection | VOM | 0 | MI | MI | CH4 Pipeline |  |  |  | 0.96154 | 0
LCP_Inputs_ON_Diverse_IEA_2023_05_05 | 2021 |  |  | Electricity |  | Dispatch-Intraconnection | VOM | 0 | MI | MI | Electricity Transmission Line |  |  |  | 0.96154 | 0
LCP_Inputs_ON_Diverse_IEA_2023_05_05 | 2021 |  |  | Hydrogen |  | Dispatch-Intraconnection | VOM | 0 | MI | MI | H2 Pipeline - New |  |  |  | 0.96154 | 0
LCP_Inputs_ON_Diverse_IEA_2023_05_05 | 2021 |  |  | Hydrogen |  | Dispatch-Intraconnection | VOM | 0 | MI | MI | H2 Pipeline - Repurposed |  |  |  | 0.96154 | 0
LCP_Inputs_ON_Diverse_IEA_2023_05_05 | 2021 |  |  | Methane |  | Dispatch-Interconnection | VOM | 0 | MI | ON | CH4 Pipeline |  |  |  | 0.96154 | 0
LCP_Inputs_ON_Diverse_IEA_2023_05_05 | 2021 |  |  | Electricity |  | Dispatch-Interconnection | VOM | 652393.8867 | MI | ON | Electricity Transmission Line |  |  |  | 0.96154 | 627301.8141
LCP_Inputs_ON_Diverse_IEA_2023_05_05 | 2021 |  |  | Hydrogen |  | Dispatch-Interconnection | VOM | 0 | MI | ON | H2 Pipeline - New |  |  |  | 0.96154 | 0
LCP_Inputs_ON_Diverse_IEA_2023_05_05 | 2021 |  |  | Hydrogen |  | Dispatch-Interconnection | VOM | 0 | MI | ON | H2 Pipeline - Repurposed |  |  |  | 0.96154 | 0
LCP_Inputs_ON_Diverse_IEA_2023_05_05 | 2021 |  |  | Electricity |  | Dispatch-Interconnection | VOM | 1598406.6308 | MI | WC | Electricity Transmission Line |  |  |  | 0.96154 | 1536929.4527
LCP_Inputs_ON_Diverse_IEA_2023_05_05 | 2021 |  |  | Methane |  | Dispatch-Intraconnection | VOM | 0 | NY | NY | CH4 Pipeline |  |  |  | 0.96154 | 0
LCP_Inputs_ON_Diverse_IEA_2023_05_05 | 2021 |  |  | Electricity |  | Dispatch-Intraconnection | VOM | 0 | NY | NY | Electricity Transmission Line |  |  |  | 0.96154 | 0
LCP_Inputs_ON_Diverse_IEA_2023_05_05 | 2021 |  |  | Hydrogen |  | Dispatch-Intraconnection | VOM | 0 | NY | NY | H2 Pipeline - New |  |  |  | 0.96154 | 0
LCP_Inputs_ON_Diverse_IEA_2023_05_05 | 2021 |  |  | Hydrogen |  | Dispatch-Intraconnection | VOM | 0 | NY | NY | H2 Pipeline - Repurposed |  |  |  | 0.96154 | 0
LCP_Inputs_ON_Diverse_IEA_2023_05_05 | 2021 |  |  | Methane |  | Dispatch-Interconnection | VOM | 0 | NY | ON | CH4 Pipeline |  |  |  | 0.96154 | 0
LCP_Inputs_ON_Diverse_IEA_2023_05_05 | 2021 |  |  | Electricity |  | Dispatch-Interconnection | VOM | 5698342.0927 | NY | ON | Electricity Transmission Line |  |  |  | 0.96154 | 5479175.0892
LCP_Inputs_ON_Diverse_IEA_2023_05_05 | 2021 |  |  | Hydrogen |  | Dispatch-Interconnection | VOM | 0 | NY | ON | H2 Pipeline - New |  |  |  | 0.96154 | 0
LCP_Inputs_ON_Diverse_IEA_2023_05_05 | 2021 |  |  | Hydrogen |  | Dispatch-Interconnection | VOM | 0 | NY | ON | H2 Pipeline - Repurposed |  |  |  | 0.96154 | 0
LCP_Inputs_ON_Diverse_IEA_2023_05_05 | 2021 |  |  | Electricity |  | Dispatch-Interconnection | VOM | 6651284.2408 | NY | QC | Electricity Transmission Line |  |  |  | 0.96154 | 6395465.6161
LCP_Inputs_ON_Diverse_IEA_2023_05_05 | 2021 |  |  | Methane |  | Dispatch-Interconnection | VOM | 0 | ON | MI | CH4 Pipeline |  |  |  | 0.96154 | 0
LCP_Inputs_ON_Diverse_IEA_2023_05_05 | 2021 |  |  | Electricity |  | Dispatch-Interconnection | VOM | 17633891.6463 | ON | MI | Electricity Transmission Line |  |  |  | 0.96154 | 16955665.0445
LCP_Inputs_ON_Diverse_IEA_2023_05_05 | 2021 |  |  | Hydrogen |  | Dispatch-Interconnection | VOM | 0 | ON | MI | H2 Pipeline - New |  |  |  | 0.96154 | 0
LCP_Inputs_ON_Diverse_IEA_2023_05_05 | 2021 |  |  | Hydrogen |  | Dispatch-Interconnection | VOM | 0 | ON | MI | H2 Pipeline - Repurposed |  |  |  | 0.96154 | 0
LCP_Inputs_ON_Diverse_IEA_2023_05_05 | 2021 |  |  | Methane |  | Dispatch-Interconnection | VOM | 0 | ON | NY | CH4 Pipeline |  |  |  | 0.96154 | 0
LCP_Inputs_ON_Diverse_IEA_2023_05_05 | 2021 |  |  | Electricity |  | Dispatch-Interconnection | VOM | 17827055.3966 | ON | NY | Electricity Transmission Line |  |  |  | 0.96154 | 17141399.4198
LCP_Inputs_ON_Diverse_IEA_2023_05_05 | 2021 |  |  | Hydrogen |  | Dispatch-Interconnection | VOM | 0 | ON | NY | H2 Pipeline - New |  |  |  | 0.96154 | 0
LCP_Inputs_ON_Diverse_IEA_2023_05_05 | 2021 |  |  | Hydrogen |  | Dispatch-Interconnection | VOM | 0 | ON | NY | H2 Pipeline - Repurposed |  |  |  | 0.96154 | 0
LCP_Inputs_ON_Diverse_IEA_2023_05_05 | 2021 |  |  | Methane |  | Dispatch-Intraconnection | VOM | 775556548.9 | ON | ON | CH4 Pipeline |  |  |  | 0.96154 | 745727450.8654
LCP_Inputs_ON_Diverse_IEA_2023_05_05 | 2021 |  |  | Electricity |  | Dispatch-Intraconnection | VOM | 0 | ON | ON | Electricity Transmission Line |  |  |  | 0.96154 | 0
LCP_Inputs_ON_Diverse_IEA_2023_05_05 | 2021 |  |  | Hydrogen |  | Dispatch-Intraconnection | VOM | 0 | ON | ON | H2 Pipeline - New |  |  |  | 0.96154 | 0
LCP_Inputs_ON_Diverse_IEA_2023_05_05 | 2021 |  |  | Hydrogen |  | Dispatch-Intraconnection | VOM | 0 | ON | ON | H2 Pipeline - Repurposed |  |  |  | 0.96154 | 0
LCP_Inputs_ON_Diverse_IEA_2023_05_05 | 2021 |  |  | Methane |  | Dispatch-Interconnection | VOM | 0 | ON | PJ | CH4 Pipeline |  |  |  | 0.96154 | 0
LCP_Inputs_ON_Diverse_IEA_2023_05_05 | 2021 |  |  | Electricity |  | Dispatch-Interconnection | VOM | 0 | ON | PJ | Electricity Transmission Line |  |  |  | 0.96154 | 0
LCP_Inputs_ON_Diverse_IEA_2023_05_05 | 2021 |  |  | Hydrogen |  | Dispatch-Interconnection | VOM | 0 | ON | PJ | H2 Pipeline - New |  |  |  | 0.96154 | 0
LCP_Inputs_ON_Diverse_IEA_2023_05_05 | 2021 |  |  | Hydrogen |  | Dispatch-Interconnection | VOM | 0 | ON | PJ | H2 Pipeline - Repurposed |  |  |  | 0.96154 | 0
LCP_Inputs_ON_Diverse_IEA_2023_05_05 | 2021 |  |  | Methane |  | Dispatch-Interconnection | VOM | 0 | ON | QC | CH4 Pipeline |  |  |  | 0.96154 | 0
LCP_Inputs_ON_Diverse_IEA_2023_05_05 | 2021 |  |  | Electricity |  | Dispatch-Interconnection | VOM | 3255394.417 | ON | QC | Electricity Transmission Line |  |  |  | 0.96154 | 3130186.9394
LCP_Inputs_ON_Diverse_IEA_2023_05_05 | 2021 |  |  | Hydrogen |  | Dispatch-Interconnection | VOM | 0 | ON | QC | H2 Pipeline - New |  |  |  | 0.96154 | 0
LCP_Inputs_ON_Diverse_IEA_2023_05_05 | 2021 |  |  | Hydrogen |  | Dispatch-Interconnection | VOM | 0 | ON | QC | H2 Pipeline - Repurposed |  |  |  | 0.96154 | 0
LCP_Inputs_ON_Diverse_IEA_2023_05_05 | 2021 |  |  | Methane |  | Dispatch-Interconnection | VOM | 0 | ON | WC | CH4 Pipeline |  |  |  | 0.96154 | 0
LCP_Inputs_ON_Diverse_IEA_2023_05_05 | 2021 |  |  | Electricity |  | Dispatch-Interconnection | VOM | 96018.1725 | ON | WC | Electricity Transmission Line |  |  |  | 0.96154 | 92325.1659
LCP_Inputs_ON_Diverse_IEA_2023_05_05 | 2021 |  |  | Hydrogen |  | Dispatch-Interconnection | VOM | 0 | ON | WC | H2 Pipeline - New |  |  |  | 0.96154 | 0
LCP_Inputs_ON_Diverse_IEA_2023_05_05 | 2021 |  |  | Hydrogen |  | Dispatch-Interconnection | VOM | 0 | ON | WC | H2 Pipeline - Repurposed |  |  |  | 0.96154 | 0
LCP_Inputs_ON_Diverse_IEA_2023_05_05 | 2021 |  |  | Methane |  | Dispatch-Interconnection | VOM | 0 | PJ | ON | CH4 Pipeline |  |  |  | 0.96154 | 0
LCP_Inputs_ON_Diverse_IEA_2023_05_05 | 2021 |  |  | Electricity |  | Dispatch-Interconnection | VOM | 0 | PJ | ON | Electricity Transmission Line |  |  |  | 0.96154 | 0
LCP_Inputs_ON_Diverse_IEA_2023_05_05 | 2021 |  |  | Hydrogen |  | Dispatch-Interconnection | VOM | 0 | PJ | ON | H2 Pipeline - New |  |  |  | 0.96154 | 0
LCP_Inputs_ON_Diverse_IEA_2023_05_05 | 2021 |  |  | Hydrogen |  | Dispatch-Interconnection | VOM | 0 | PJ | ON | H2 Pipeline - Repurposed |  |  |  | 0.96154 | 0
LCP_Inputs_ON_Diverse_IEA_2023_05_05 | 2021 |  |  | Methane |  | Dispatch-Intraconnection | VOM | 0 | PJ | PJ | CH4 Pipeline |  |  |  | 0.96154 | 0
LCP_Inputs_ON_Diverse_IEA_2023_05_05 | 2021 |  |  | Electricity |  | Dispatch-Intraconnection | VOM | 0 | PJ | PJ | Electricity Transmission Line |  |  |  | 0.96154 | 0
LCP_Inputs_ON_Diverse_IEA_2023_05_05 | 2021 |  |  | Hydrogen |  | Dispatch-Intraconnection | VOM | 0 | PJ | PJ | H2 Pipeline - New |  |  |  | 0.96154 | 0
LCP_Inputs_ON_Diverse_IEA_2023_05_05 | 2021 |  |  | Hydrogen |  | Dispatch-Intraconnection | VOM | 0 | PJ | PJ | H2 Pipeline - Repurposed |  |  |  | 0.96154 | 0
LCP_Inputs_ON_Diverse_IEA_2023_05_05 | 2021 |  |  | Electricity |  | Dispatch-Interconnection | VOM | 64147633.0874 | QC | NY | Electricity Transmission Line |  |  |  | 0.96154 | 61680416.4302
LCP_Inputs_ON_Diverse_IEA_2023_05_05 | 2021 |  |  | Methane |  | Dispatch-Interconnection | VOM | 0 | QC | ON | CH4 Pipeline |  |  |  | 0.96154 | 0
LCP_Inputs_ON_Diverse_IEA_2023_05_05 | 2021 |  |  | Electricity |  | Dispatch-Interconnection | VOM | 6029199.7061 | QC | ON | Electricity Transmission Line |  |  |  | 0.96154 | 5797307.4098
LCP_Inputs_ON_Diverse_IEA_2023_05_05 | 2021 |  |  | Hydrogen |  | Dispatch-Interconnection | VOM | 0 | QC | ON | H2 Pipeline - New |  |  |  | 0.96154 | 0
LCP_Inputs_ON_Diverse_IEA_2023_05_05 | 2021 |  |  | Hydrogen |  | Dispatch-Interconnection | VOM | 0 | QC | ON | H2 Pipeline - Repurposed |  |  |  | 0.96154 | 0
LCP_Inputs_ON_Diverse_IEA_2023_05_05 | 2021 |  |  | Methane |  | Dispatch-Intraconnection | VOM | 0 | QC | QC | CH4 Pipeline |  |  |  | 0.96154 | 0
LCP_Inputs_ON_Diverse_IEA_2023_05_05 | 2021 |  |  | Electricity |  | Dispatch-Intraconnection | VOM | 0 | QC | QC | Electricity Transmission Line |  |  |  | 0.96154 | 0
LCP_Inputs_ON_Diverse_IEA_2023_05_05 | 2021 |  |  | Hydrogen |  | Dispatch-Intraconnection | VOM | 0 | QC | QC | H2 Pipeline - New |  |  |  | 0.96154 | 0
LCP_Inputs_ON_Diverse_IEA_2023_05_05 | 2021 |  |  | Hydrogen |  | Dispatch-Intraconnection | VOM | 0 | QC | QC | H2 Pipeline - Repurposed |  |  |  | 0.96154 | 0
LCP_Inputs_ON_Diverse_IEA_2023_05_05 | 2021 |  |  | Electricity |  | Dispatch-Interconnection | VOM | 15666574.5027 | WC | MI | Electricity Transmission Line |  |  |  | 0.96154 | 15064013.9449
LCP_Inputs_ON_Diverse_IEA_2023_05_05 | 2021 |  |  | Methane |  | Dispatch-Interconnection | VOM | 0 | WC | ON | CH4 Pipeline |  |  |  | 0.96154 | 0
LCP_Inputs_ON_Diverse_IEA_2023_05_05 | 2021 |  |  | Electricity |  | Dispatch-Interconnection | VOM | 426824.5187 | WC | ON | Electricity Transmission Line |  |  |  | 0.96154 | 410408.1911
LCP_Inputs_ON_Diverse_IEA_2023_05_05 | 2021 |  |  | Hydrogen |  | Dispatch-Interconnection | VOM | 0 | WC | ON | H2 Pipeline - New |  |  |  | 0.96154 | 0
LCP_Inputs_ON_Diverse_IEA_2023_05_05 | 2021 |  |  | Hydrogen |  | Dispatch-Interconnection | VOM | 0 | WC | ON | H2 Pipeline - Repurposed |  |  |  | 0.96154 | 0
LCP_Inputs_ON_Diverse_IEA_2023_05_05 | 2021 |  |  | Methane |  | Dispatch-Intraconnection | VOM | 0 | WC | WC | CH4 Pipeline |  |  |  | 0.96154 | 0
LCP_Inputs_ON_Diverse_IEA_2023_05_05 | 2021 |  |  | Electricity |  | Dispatch-Intraconnection | VOM | 0 | WC | WC | Electricity Transmission Line |  |  |  | 0.96154 | 0
LCP_Inputs_ON_Diverse_IEA_2023_05_05 | 2021 |  |  | Hydrogen |  | Dispatch-Intraconnection | VOM | 0 | WC | WC | H2 Pipeline - New |  |  |  | 0.96154 | 0
LCP_Inputs_ON_Diverse_IEA_2023_05_05 | 2021 |  |  | Hydrogen |  | Dispatch-Intraconnection | VOM | 0 | WC | WC | H2 Pipeline - Repurposed |  |  |  | 0.96154 | 0
LCP_Inputs_ON_Diverse_IEA_2023_05_05 | 2022 |  |  | Methane |  | Dispatch-Intraconnection | VOM | 0 | MI | MI | CH4 Pipeline |  |  |  | 0.92456 | 0
LCP_Inputs_ON_Diverse_IEA_2023_05_05 | 2022 |  |  | Electricity |  | Dispatch-Intraconnection | VOM | 0 | MI | MI | Electricity Transmission Line |  |  |  | 0.92456 | 0
LCP_Inputs_ON_Diverse_IEA_2023_05_05 | 2022 |  |  | Hydrogen |  | Dispatch-Intraconnection | VOM | 0 | MI | MI | H2 Pipeline - New |  |  |  | 0.92456 | 0
LCP_Inputs_ON_Diverse_IEA_2023_05_05 | 2022 |  |  | Hydrogen |  | Dispatch-Intraconnection | VOM | 0 | MI | MI | H2 Pipeline - Repurposed |  |  |  | 0.92456 | 0
LCP_Inputs_ON_Diverse_IEA_2023_05_05 | 2022 |  |  | Methane |  | Dispatch-Interconnection | VOM | 0 | MI | ON | CH4 Pipeline |  |  |  | 0.92456 | 0
LCP_Inputs_ON_Diverse_IEA_2023_05_05 | 2022 |  |  | Electricity |  | Dispatch-Interconnection | VOM | 652393.8867 | MI | ON | Electricity Transmission Line |  |  |  | 0.92456 | 603174.8213
LCP_Inputs_ON_Diverse_IEA_2023_05_05 | 2022 |  |  | Hydrogen |  | Dispatch-Interconnection | VOM | 0 | MI | ON | H2 Pipeline - New |  |  |  | 0.92456 | 0
LCP_Inputs_ON_Diverse_IEA_2023_05_05 | 2022 |  |  | Hydrogen |  | Dispatch-Interconnection | VOM | 0 | MI | ON | H2 Pipeline - Repurposed |  |  |  | 0.92456 | 0
LCP_Inputs_ON_Diverse_IEA_2023_05_05 | 2022 |  |  | Electricity |  | Dispatch-Interconnection | VOM | 1598406.6308 | MI | WC | Electricity Transmission Line |  |  |  | 0.92456 | 1477816.7814
LCP_Inputs_ON_Diverse_IEA_2023_05_05 | 2022 |  |  | Methane |  | Dispatch-Intraconnection | VOM | 0 | NY | NY | CH4 Pipeline |  |  |  | 0.92456 | 0
LCP_Inputs_ON_Diverse_IEA_2023_05_05 | 2022 |  |  | Electricity |  | Dispatch-Intraconnection | VOM | 0 | NY | NY | Electricity Transmission Line |  |  |  | 0.92456 | 0
LCP_Inputs_ON_Diverse_IEA_2023_05_05 | 2022 |  |  | Hydrogen |  | Dispatch-Intraconnection | VOM | 0 | NY | NY | H2 Pipeline - New |  |  |  | 0.92456 | 0
LCP_Inputs_ON_Diverse_IEA_2023_05_05 | 2022 |  |  | Hydrogen |  | Dispatch-Intraconnection | VOM | 0 | NY | NY | H2 Pipeline - Repurposed |  |  |  | 0.92456 | 0
LCP_Inputs_ON_Diverse_IEA_2023_05_05 | 2022 |  |  | Methane |  | Dispatch-Interconnection | VOM | 0 | NY | ON | CH4 Pipeline |  |  |  | 0.92456 | 0
LCP_Inputs_ON_Diverse_IEA_2023_05_05 | 2022 |  |  | Electricity |  | Dispatch-Interconnection | VOM | 5698342.0927 | NY | ON | Electricity Transmission Line |  |  |  | 0.92456 | 5268437.5857
LCP_Inputs_ON_Diverse_IEA_2023_05_05 | 2022 |  |  | Hydrogen |  | Dispatch-Interconnection | VOM | 0 | NY | ON | H2 Pipeline - New |  |  |  | 0.92456 | 0
LCP_Inputs_ON_Diverse_IEA_2023_05_05 | 2022 |  |  | Hydrogen |  | Dispatch-Interconnection | VOM | 0 | NY | ON | H2 Pipeline - Repurposed |  |  |  | 0.92456 | 0
LCP_Inputs_ON_Diverse_IEA_2023_05_05 | 2022 |  |  | Electricity |  | Dispatch-Interconnection | VOM | 6651284.2408 | NY | QC | Electricity Transmission Line |  |  |  | 0.92456 | 6149486.1693
LCP_Inputs_ON_Diverse_IEA_2023_05_05 | 2022 |  |  | Methane |  | Dispatch-Interconnection | VOM | 0 | ON | MI | CH4 Pipeline |  |  |  | 0.92456 | 0
LCP_Inputs_ON_Diverse_IEA_2023_05_05 | 2022 |  |  | Electricity |  | Dispatch-Interconnection | VOM | 17633891.6463 | ON | MI | Electricity Transmission Line |  |  |  | 0.92456 | 16303524.0812
LCP_Inputs_ON_Diverse_IEA_2023_05_05 | 2022 |  |  | Hydrogen |  | Dispatch-Interconnection | VOM | 0 | ON | MI | H2 Pipeline - New |  |  |  | 0.92456 | 0
LCP_Inputs_ON_Diverse_IEA_2023_05_05 | 2022 |  |  | Hydrogen |  | Dispatch-Interconnection | VOM | 0 | ON | MI | H2 Pipeline - Repurposed |  |  |  | 0.92456 | 0
LCP_Inputs_ON_Diverse_IEA_2023_05_05 | 2022 |  |  | Methane |  | Dispatch-Interconnection | VOM | 0 | ON | NY | CH4 Pipeline |  |  |  | 0.92456 | 0
LCP_Inputs_ON_Diverse_IEA_2023_05_05 | 2022 |  |  | Electricity |  | Dispatch-Interconnection | VOM | 17827055.3966 | ON | NY | Electricity Transmission Line |  |  |  | 0.92456 | 16482114.8267
LCP_Inputs_ON_Diverse_IEA_2023_05_05 | 2022 |  |  | Hydrogen |  | Dispatch-Interconnection | VOM | 0 | ON | NY | H2 Pipeline - New |  |  |  | 0.92456 | 0
LCP_Inputs_ON_Diverse_IEA_2023_05_05 | 2022 |  |  | Hydrogen |  | Dispatch-Interconnection | VOM | 0 | ON | NY | H2 Pipeline - Repurposed |  |  |  | 0.92456 | 0
LCP_Inputs_ON_Diverse_IEA_2023_05_05 | 2022 |  |  | Methane |  | Dispatch-Intraconnection | VOM | 775556548.9 | ON | ON | CH4 Pipeline |  |  |  | 0.92456 | 717045625.8321
LCP_Inputs_ON_Diverse_IEA_2023_05_05 | 2022 |  |  | Electricity |  | Dispatch-Intraconnection | VOM | 0 | ON | ON | Electricity Transmission Line |  |  |  | 0.92456 | 0
LCP_Inputs_ON_Diverse_IEA_2023_05_05 | 2022 |  |  | Hydrogen |  | Dispatch-Intraconnection | VOM | 0 | ON | ON | H2 Pipeline - New |  |  |  | 0.92456 | 0
LCP_Inputs_ON_Diverse_IEA_2023_05_05 | 2022 |  |  | Hydrogen |  | Dispatch-Intraconnection | VOM | 0 | ON | ON | H2 Pipeline - Repurposed |  |  |  | 0.92456 | 0
LCP_Inputs_ON_Diverse_IEA_2023_05_05 | 2022 |  |  | Methane |  | Dispatch-Interconnection | VOM | 0 | ON | PJ | CH4 Pipeline |  |  |  | 0.92456 | 0
LCP_Inputs_ON_Diverse_IEA_2023_05_05 | 2022 |  |  | Electricity |  | Dispatch-Interconnection | VOM | 0 | ON | PJ | Electricity Transmission Line |  |  |  | 0.92456 | 0
LCP_Inputs_ON_Diverse_IEA_2023_05_05 | 2022 |  |  | Hydrogen |  | Dispatch-Interconnection | VOM | 0 | ON | PJ | H2 Pipeline - New |  |  |  | 0.92456 | 0
LCP_Inputs_ON_Diverse_IEA_2023_05_05 | 2022 |  |  | Hydrogen |  | Dispatch-Interconnection | VOM | 0 | ON | PJ | H2 Pipeline - Repurposed |  |  |  | 0.92456 | 0
LCP_Inputs_ON_Diverse_IEA_2023_05_05 | 2022 |  |  | Methane |  | Dispatch-Interconnection | VOM | 0 | ON | QC | CH4 Pipeline |  |  |  | 0.92456 | 0
LCP_Inputs_ON_Diverse_IEA_2023_05_05 | 2022 |  |  | Electricity |  | Dispatch-Interconnection | VOM | 3255394.417 | ON | QC | Electricity Transmission Line |  |  |  | 0.92456 | 3009795.134
LCP_Inputs_ON_Diverse_IEA_2023_05_05 | 2022 |  |  | Hydrogen |  | Dispatch-Interconnection | VOM | 0 | ON | QC | H2 Pipeline - New |  |  |  | 0.92456 | 0
LCP_Inputs_ON_Diverse_IEA_2023_05_05 | 2022 |  |  | Hydrogen |  | Dispatch-Interconnection | VOM | 0 | ON | QC | H2 Pipeline - Repurposed |  |  |  | 0.92456 | 0
LCP_Inputs_ON_Diverse_IEA_2023_05_05 | 2022 |  |  | Methane |  | Dispatch-Interconnection | VOM | 0 | ON | WC | CH4 Pipeline |  |  |  | 0.92456 | 0
LCP_Inputs_ON_Diverse_IEA_2023_05_05 | 2022 |  |  | Electricity |  | Dispatch-Interconnection | VOM | 96018.1725 | ON | WC | Electricity Transmission Line |  |  |  | 0.92456 | 88774.1979
LCP_Inputs_ON_Diverse_IEA_2023_05_05 | 2022 |  |  | Hydrogen |  | Dispatch-Interconnection | VOM | 0 | ON | WC | H2 Pipeline - New |  |  |  | 0.92456 | 0
LCP_Inputs_ON_Diverse_IEA_2023_05_05 | 2022 |  |  | Hydrogen |  | Dispatch-Interconnection | VOM | 0 | ON | WC | H2 Pipeline - Repurposed |  |  |  | 0.92456 | 0
LCP_Inputs_ON_Diverse_IEA_2023_05_05 | 2022 |  |  | Methane |  | Dispatch-Interconnection | VOM | 0 | PJ | ON | CH4 Pipeline |  |  |  | 0.92456 | 0
LCP_Inputs_ON_Diverse_IEA_2023_05_05 | 2022 |  |  | Electricity |  | Dispatch-Interconnection | VOM | 0 | PJ | ON | Electricity Transmission Line |  |  |  | 0.92456 | 0
LCP_Inputs_ON_Diverse_IEA_2023_05_05 | 2022 |  |  | Hydrogen |  | Dispatch-Interconnection | VOM | 0 | PJ | ON | H2 Pipeline - New |  |  |  | 0.92456 | 0
LCP_Inputs_ON_Diverse_IEA_2023_05_05 | 2022 |  |  | Hydrogen |  | Dispatch-Interconnection | VOM | 0 | PJ | ON | H2 Pipeline - Repurposed |  |  |  | 0.92456 | 0
LCP_Inputs_ON_Diverse_IEA_2023_05_05 | 2022 |  |  | Methane |  | Dispatch-Intraconnection | VOM | 0 | PJ | PJ | CH4 Pipeline |  |  |  | 0.92456 | 0
LCP_Inputs_ON_Diverse_IEA_2023_05_05 | 2022 |  |  | Electricity |  | Dispatch-Intraconnection | VOM | 0 | PJ | PJ | Electricity Transmission Line |  |  |  | 0.92456 | 0
LCP_Inputs_ON_Diverse_IEA_2023_05_05 | 2022 |  |  | Hydrogen |  | Dispatch-Intraconnection | VOM | 0 | PJ | PJ | H2 Pipeline - New |  |  |  | 0.92456 | 0
LCP_Inputs_ON_Diverse_IEA_2023_05_05 | 2022 |  |  | Hydrogen |  | Dispatch-Intraconnection | VOM | 0 | PJ | PJ | H2 Pipeline - Repurposed |  |  |  | 0.92456 | 0
LCP_Inputs_ON_Diverse_IEA_2023_05_05 | 2022 |  |  | Electricity |  | Dispatch-Interconnection | VOM | 64147633.0874 | QC | NY | Electricity Transmission Line |  |  |  | 0.92456 | 59308092.7213
LCP_Inputs_ON_Diverse_IEA_2023_05_05 | 2022 |  |  | Methane |  | Dispatch-Interconnection | VOM | 0 | QC | ON | CH4 Pipeline |  |  |  | 0.92456 | 0
LCP_Inputs_ON_Diverse_IEA_2023_05_05 | 2022 |  |  | Electricity |  | Dispatch-Interconnection | VOM | 6029199.7061 | QC | ON | Electricity Transmission Line |  |  |  | 0.92456 | 5574334.0478
LCP_Inputs_ON_Diverse_IEA_2023_05_05 | 2022 |  |  | Hydrogen |  | Dispatch-Interconnection | VOM | 0 | QC | ON | H2 Pipeline - New |  |  |  | 0.92456 | 0
LCP_Inputs_ON_Diverse_IEA_2023_05_05 | 2022 |  |  | Hydrogen |  | Dispatch-Interconnection | VOM | 0 | QC | ON | H2 Pipeline - Repurposed |  |  |  | 0.92456 | 0
LCP_Inputs_ON_Diverse_IEA_2023_05_05 | 2022 |  |  | Methane |  | Dispatch-Intraconnection | VOM | 0 | QC | QC | CH4 Pipeline |  |  |  | 0.92456 | 0
LCP_Inputs_ON_Diverse_IEA_2023_05_05 | 2022 |  |  | Electricity |  | Dispatch-Intraconnection | VOM | 0 | QC | QC | Electricity Transmission Line |  |  |  | 0.92456 | 0
LCP_Inputs_ON_Diverse_IEA_2023_05_05 | 2022 |  |  | Hydrogen |  | Dispatch-Intraconnection | VOM | 0 | QC | QC | H2 Pipeline - New |  |  |  | 0.92456 | 0
LCP_Inputs_ON_Diverse_IEA_2023_05_05 | 2022 |  |  | Hydrogen |  | Dispatch-Intraconnection | VOM | 0 | QC | QC | H2 Pipeline - Repurposed |  |  |  | 0.92456 | 0
LCP_Inputs_ON_Diverse_IEA_2023_05_05 | 2022 |  |  | Electricity |  | Dispatch-Interconnection | VOM | 15666574.5027 | WC | MI | Electricity Transmission Line |  |  |  | 0.92456 | 14484628.7932
LCP_Inputs_ON_Diverse_IEA_2023_05_05 | 2022 |  |  | Methane |  | Dispatch-Interconnection | VOM | 0 | WC | ON | CH4 Pipeline |  |  |  | 0.92456 | 0
LCP_Inputs_ON_Diverse_IEA_2023_05_05 | 2022 |  |  | Electricity |  | Dispatch-Interconnection | VOM | 426824.5187 | WC | ON | Electricity Transmission Line |  |  |  | 0.92456 | 394623.2607
LCP_Inputs_ON_Diverse_IEA_2023_05_05 | 2022 |  |  | Hydrogen |  | Dispatch-Interconnection | VOM | 0 | WC | ON | H2 Pipeline - New |  |  |  | 0.92456 | 0
LCP_Inputs_ON_Diverse_IEA_2023_05_05 | 2022 |  |  | Hydrogen |  | Dispatch-Interconnection | VOM | 0 | WC | ON | H2 Pipeline - Repurposed |  |  |  | 0.92456 | 0
LCP_Inputs_ON_Diverse_IEA_2023_05_05 | 2022 |  |  | Methane |  | Dispatch-Intraconnection | VOM | 0 | WC | WC | CH4 Pipeline |  |  |  | 0.92456 | 0
LCP_Inputs_ON_Diverse_IEA_2023_05_05 | 2022 |  |  | Electricity |  | Dispatch-Intraconnection | VOM | 0 | WC | WC | Electricity Transmission Line |  |  |  | 0.92456 | 0
LCP_Inputs_ON_Diverse_IEA_2023_05_05 | 2022 |  |  | Hydrogen |  | Dispatch-Intraconnection | VOM | 0 | WC | WC | H2 Pipeline - New |  |  |  | 0.92456 | 0
LCP_Inputs_ON_Diverse_IEA_2023_05_05 | 2022 |  |  | Hydrogen |  | Dispatch-Intraconnection | VOM | 0 | WC | WC | H2 Pipeline - Repurposed |  |  |  | 0.92456 | 0
LCP_Inputs_ON_Diverse_IEA_2023_05_05 | 2023 |  |  | Methane |  | Dispatch-Intraconnection | VOM | 0 | MI | MI | CH4 Pipeline |  |  |  | 0.889 | 0
LCP_Inputs_ON_Diverse_IEA_2023_05_05 | 2023 |  |  | Electricity |  | Dispatch-Intraconnection | VOM | 0 | MI | MI | Electricity Transmission Line |  |  |  | 0.889 | 0
LCP_Inputs_ON_Diverse_IEA_2023_05_05 | 2023 |  |  | Hydrogen |  | Dispatch-Intraconnection | VOM | 0 | MI | MI | H2 Pipeline - New |  |  |  | 0.889 | 0
LCP_Inputs_ON_Diverse_IEA_2023_05_05 | 2023 |  |  | Hydrogen |  | Dispatch-Intraconnection | VOM | 0 | MI | MI | H2 Pipeline - Repurposed |  |  |  | 0.889 | 0
LCP_Inputs_ON_Diverse_IEA_2023_05_05 | 2023 |  |  | Methane |  | Dispatch-Interconnection | VOM | 0 | MI | ON | CH4 Pipeline |  |  |  | 0.889 | 0
LCP_Inputs_ON_Diverse_IEA_2023_05_05 | 2023 |  |  | Electricity |  | Dispatch-Interconnection | VOM | 652393.8867 | MI | ON | Electricity Transmission Line |  |  |  | 0.889 | 579975.7897
LCP_Inputs_ON_Diverse_IEA_2023_05_05 | 2023 |  |  | Hydrogen |  | Dispatch-Interconnection | VOM | 0 | MI | ON | H2 Pipeline - New |  |  |  | 0.889 | 0
LCP_Inputs_ON_Diverse_IEA_2023_05_05 | 2023 |  |  | Hydrogen |  | Dispatch-Interconnection | VOM | 0 | MI | ON | H2 Pipeline - Repurposed |  |  |  | 0.889 | 0
LCP_Inputs_ON_Diverse_IEA_2023_05_05 | 2023 |  |  | Electricity |  | Dispatch-Interconnection | VOM | 1598406.6308 | MI | WC | Electricity Transmission Line |  |  |  | 0.889 | 1420977.6744
LCP_Inputs_ON_Diverse_IEA_2023_05_05 | 2023 |  |  | Methane |  | Dispatch-Intraconnection | VOM | 0 | NY | NY | CH4 Pipeline |  |  |  | 0.889 | 0
LCP_Inputs_ON_Diverse_IEA_2023_05_05 | 2023 |  |  | Electricity |  | Dispatch-Intraconnection | VOM | 0 | NY | NY | Electricity Transmission Line |  |  |  | 0.889 | 0
LCP_Inputs_ON_Diverse_IEA_2023_05_05 | 2023 |  |  | Hydrogen |  | Dispatch-Intraconnection | VOM | 0 | NY | NY | H2 Pipeline - New |  |  |  | 0.889 | 0
LCP_Inputs_ON_Diverse_IEA_2023_05_05 | 2023 |  |  | Hydrogen |  | Dispatch-Intraconnection | VOM | 0 | NY | NY | H2 Pipeline - Repurposed |  |  |  | 0.889 | 0
LCP_Inputs_ON_Diverse_IEA_2023_05_05 | 2023 |  |  | Methane |  | Dispatch-Interconnection | VOM | 0 | NY | ON | CH4 Pipeline |  |  |  | 0.889 | 0
LCP_Inputs_ON_Diverse_IEA_2023_05_05 | 2023 |  |  | Electricity |  | Dispatch-Interconnection | VOM | 5698342.0927 | NY | ON | Electricity Transmission Line |  |  |  | 0.889 | 5065805.3709
LCP_Inputs_ON_Diverse_IEA_2023_05_05 | 2023 |  |  | Hydrogen |  | Dispatch-Interconnection | VOM | 0 | NY | ON | H2 Pipeline - New |  |  |  | 0.889 | 0
LCP_Inputs_ON_Diverse_IEA_2023_05_05 | 2023 |  |  | Hydrogen |  | Dispatch-Interconnection | VOM | 0 | NY | ON | H2 Pipeline - Repurposed |  |  |  | 0.889 | 0
LCP_Inputs_ON_Diverse_IEA_2023_05_05 | 2023 |  |  | Electricity |  | Dispatch-Interconnection | VOM | 6651284.2408 | NY | QC | Electricity Transmission Line |  |  |  | 0.889 | 5912967.4705
LCP_Inputs_ON_Diverse_IEA_2023_05_05 | 2023 |  |  | Methane |  | Dispatch-Interconnection | VOM | 0 | ON | MI | CH4 Pipeline |  |  |  | 0.889 | 0
LCP_Inputs_ON_Diverse_IEA_2023_05_05 | 2023 |  |  | Electricity |  | Dispatch-Interconnection | VOM | 17633891.6463 | ON | MI | Electricity Transmission Line |  |  |  | 0.889 | 15676465.4627
LCP_Inputs_ON_Diverse_IEA_2023_05_05 | 2023 |  |  | Hydrogen |  | Dispatch-Interconnection | VOM | 0 | ON | MI | H2 Pipeline - New |  |  |  | 0.889 | 0
LCP_Inputs_ON_Diverse_IEA_2023_05_05 | 2023 |  |  | Hydrogen |  | Dispatch-Interconnection | VOM | 0 | ON | MI | H2 Pipeline - Repurposed |  |  |  | 0.889 | 0
LCP_Inputs_ON_Diverse_IEA_2023_05_05 | 2023 |  |  | Methane |  | Dispatch-Interconnection | VOM | 0 | ON | NY | CH4 Pipeline |  |  |  | 0.889 | 0
LCP_Inputs_ON_Diverse_IEA_2023_05_05 | 2023 |  |  | Electricity |  | Dispatch-Interconnection | VOM | 17827055.3966 | ON | NY | Electricity Transmission Line |  |  |  | 0.889 | 15848187.3334
LCP_Inputs_ON_Diverse_IEA_2023_05_05 | 2023 |  |  | Hydrogen |  | Dispatch-Interconnection | VOM | 0 | ON | NY | H2 Pipeline - New |  |  |  | 0.889 | 0
LCP_Inputs_ON_Diverse_IEA_2023_05_05 | 2023 |  |  | Hydrogen |  | Dispatch-Interconnection | VOM | 0 | ON | NY | H2 Pipeline - Repurposed |  |  |  | 0.889 | 0
LCP_Inputs_ON_Diverse_IEA_2023_05_05 | 2023 |  |  | Methane |  | Dispatch-Intraconnection | VOM | 775556548.9 | ON | ON | CH4 Pipeline |  |  |  | 0.889 | 689466947.9155
LCP_Inputs_ON_Diverse_IEA_2023_05_05 | 2023 |  |  | Electricity |  | Dispatch-Intraconnection | VOM | 0 | ON | ON | Electricity Transmission Line |  |  |  | 0.889 | 0
LCP_Inputs_ON_Diverse_IEA_2023_05_05 | 2023 |  |  | Hydrogen |  | Dispatch-Intraconnection | VOM | 0 | ON | ON | H2 Pipeline - New |  |  |  | 0.889 | 0
LCP_Inputs_ON_Diverse_IEA_2023_05_05 | 2023 |  |  | Hydrogen |  | Dispatch-Intraconnection | VOM | 0 | ON | ON | H2 Pipeline - Repurposed |  |  |  | 0.889 | 0
LCP_Inputs_ON_Diverse_IEA_2023_05_05 | 2023 |  |  | Methane |  | Dispatch-Interconnection | VOM | 0 | ON | PJ | CH4 Pipeline |  |  |  | 0.889 | 0
LCP_Inputs_ON_Diverse_IEA_2023_05_05 | 2023 |  |  | Electricity |  | Dispatch-Interconnection | VOM | 0 | ON | PJ | Electricity Transmission Line |  |  |  | 0.889 | 0
LCP_Inputs_ON_Diverse_IEA_2023_05_05 | 2023 |  |  | Hydrogen |  | Dispatch-Interconnection | VOM | 0 | ON | PJ | H2 Pipeline - New |  |  |  | 0.889 | 0
LCP_Inputs_ON_Diverse_IEA_2023_05_05 | 2023 |  |  | Hydrogen |  | Dispatch-Interconnection | VOM | 0 | ON | PJ | H2 Pipeline - Repurposed |  |  |  | 0.889 | 0
LCP_Inputs_ON_Diverse_IEA_2023_05_05 | 2023 |  |  | Methane |  | Dispatch-Interconnection | VOM | 0 | ON | QC | CH4 Pipeline |  |  |  | 0.889 | 0
LCP_Inputs_ON_Diverse_IEA_2023_05_05 | 2023 |  |  | Electricity |  | Dispatch-Interconnection | VOM | 3255394.417 | ON | QC | Electricity Transmission Line |  |  |  | 0.889 | 2894033.7827
LCP_Inputs_ON_Diverse_IEA_2023_05_05 | 2023 |  |  | Hydrogen |  | Dispatch-Interconnection | VOM | 0 | ON | QC | H2 Pipeline - New |  |  |  | 0.889 | 0
LCP_Inputs_ON_Diverse_IEA_2023_05_05 | 2023 |  |  | Hydrogen |  | Dispatch-Interconnection | VOM | 0 | ON | QC | H2 Pipeline - Repurposed |  |  |  | 0.889 | 0
LCP_Inputs_ON_Diverse_IEA_2023_05_05 | 2023 |  |  | Methane |  | Dispatch-Interconnection | VOM | 0 | ON | WC | CH4 Pipeline |  |  |  | 0.889 | 0
LCP_Inputs_ON_Diverse_IEA_2023_05_05 | 2023 |  |  | Electricity |  | Dispatch-Interconnection | VOM | 96018.1725 | ON | WC | Electricity Transmission Line |  |  |  | 0.889 | 85359.8057
LCP_Inputs_ON_Diverse_IEA_2023_05_05 | 2023 |  |  | Hydrogen |  | Dispatch-Interconnection | VOM | 0 | ON | WC | H2 Pipeline - New |  |  |  | 0.889 | 0
LCP_Inputs_ON_Diverse_IEA_2023_05_05 | 2023 |  |  | Hydrogen |  | Dispatch-Interconnection | VOM | 0 | ON | WC | H2 Pipeline - Repurposed |  |  |  | 0.889 | 0
LCP_Inputs_ON_Diverse_IEA_2023_05_05 | 2023 |  |  | Methane |  | Dispatch-Interconnection | VOM | 0 | PJ | ON | CH4 Pipeline |  |  |  | 0.889 | 0
LCP_Inputs_ON_Diverse_IEA_2023_05_05 | 2023 |  |  | Electricity |  | Dispatch-Interconnection | VOM | 0 | PJ | ON | Electricity Transmission Line |  |  |  | 0.889 | 0
LCP_Inputs_ON_Diverse_IEA_2023_05_05 | 2023 |  |  | Hydrogen |  | Dispatch-Interconnection | VOM | 0 | PJ | ON | H2 Pipeline - New |  |  |  | 0.889 | 0
LCP_Inputs_ON_Diverse_IEA_2023_05_05 | 2023 |  |  | Hydrogen |  | Dispatch-Interconnection | VOM | 0 | PJ | ON | H2 Pipeline - Repurposed |  |  |  | 0.889 | 0
LCP_Inputs_ON_Diverse_IEA_2023_05_05 | 2023 |  |  | Methane |  | Dispatch-Intraconnection | VOM | 0 | PJ | PJ | CH4 Pipeline |  |  |  | 0.889 | 0
LCP_Inputs_ON_Diverse_IEA_2023_05_05 | 2023 |  |  | Electricity |  | Dispatch-Intraconnection | VOM | 0 | PJ | PJ | Electricity Transmission Line |  |  |  | 0.889 | 0
LCP_Inputs_ON_Diverse_IEA_2023_05_05 | 2023 |  |  | Hydrogen |  | Dispatch-Intraconnection | VOM | 0 | PJ | PJ | H2 Pipeline - New |  |  |  | 0.889 | 0
LCP_Inputs_ON_Diverse_IEA_2023_05_05 | 2023 |  |  | Hydrogen |  | Dispatch-Intraconnection | VOM | 0 | PJ | PJ | H2 Pipeline - Repurposed |  |  |  | 0.889 | 0
LCP_Inputs_ON_Diverse_IEA_2023_05_05 | 2023 |  |  | Electricity |  | Dispatch-Interconnection | VOM | 64147633.0874 | QC | NY | Electricity Transmission Line |  |  |  | 0.889 | 57027012.2321
LCP_Inputs_ON_Diverse_IEA_2023_05_05 | 2023 |  |  | Methane |  | Dispatch-Interconnection | VOM | 0 | QC | ON | CH4 Pipeline |  |  |  | 0.889 | 0
LCP_Inputs_ON_Diverse_IEA_2023_05_05 | 2023 |  |  | Electricity |  | Dispatch-Interconnection | VOM | 6029199.7061 | QC | ON | Electricity Transmission Line |  |  |  | 0.889 | 5359936.5845
LCP_Inputs_ON_Diverse_IEA_2023_05_05 | 2023 |  |  | Hydrogen |  | Dispatch-Interconnection | VOM | 0 | QC | ON | H2 Pipeline - New |  |  |  | 0.889 | 0
LCP_Inputs_ON_Diverse_IEA_2023_05_05 | 2023 |  |  | Hydrogen |  | Dispatch-Interconnection | VOM | 0 | QC | ON | H2 Pipeline - Repurposed |  |  |  | 0.889 | 0
LCP_Inputs_ON_Diverse_IEA_2023_05_05 | 2023 |  |  | Methane |  | Dispatch-Intraconnection | VOM | 0 | QC | QC | CH4 Pipeline |  |  |  | 0.889 | 0
LCP_Inputs_ON_Diverse_IEA_2023_05_05 | 2023 |  |  | Electricity |  | Dispatch-Intraconnection | VOM | 0 | QC | QC | Electricity Transmission Line |  |  |  | 0.889 | 0
LCP_Inputs_ON_Diverse_IEA_2023_05_05 | 2023 |  |  | Hydrogen |  | Dispatch-Intraconnection | VOM | 0 | QC | QC | H2 Pipeline - New |  |  |  | 0.889 | 0
LCP_Inputs_ON_Diverse_IEA_2023_05_05 | 2023 |  |  | Hydrogen |  | Dispatch-Intraconnection | VOM | 0 | QC | QC | H2 Pipeline - Repurposed |  |  |  | 0.889 | 0
LCP_Inputs_ON_Diverse_IEA_2023_05_05 | 2023 |  |  | Electricity |  | Dispatch-Interconnection | VOM | 15666574.5027 | WC | MI | Electricity Transmission Line |  |  |  | 0.889 | 13927527.6858
LCP_Inputs_ON_Diverse_IEA_2023_05_05 | 2023 |  |  | Methane |  | Dispatch-Interconnection | VOM | 0 | WC | ON | CH4 Pipeline |  |  |  | 0.889 | 0
LCP_Inputs_ON_Diverse_IEA_2023_05_05 | 2023 |  |  | Electricity |  | Dispatch-Interconnection | VOM | 426824.5187 | WC | ON | Electricity Transmission Line |  |  |  | 0.889 | 379445.4429
LCP_Inputs_ON_Diverse_IEA_2023_05_05 | 2023 |  |  | Hydrogen |  | Dispatch-Interconnection | VOM | 0 | WC | ON | H2 Pipeline - New |  |  |  | 0.889 | 0
LCP_Inputs_ON_Diverse_IEA_2023_05_05 | 2023 |  |  | Hydrogen |  | Dispatch-Interconnection | VOM | 0 | WC | ON | H2 Pipeline - Repurposed |  |  |  | 0.889 | 0
LCP_Inputs_ON_Diverse_IEA_2023_05_05 | 2023 |  |  | Methane |  | Dispatch-Intraconnection | VOM | 0 | WC | WC | CH4 Pipeline |  |  |  | 0.889 | 0
LCP_Inputs_ON_Diverse_IEA_2023_05_05 | 2023 |  |  | Electricity |  | Dispatch-Intraconnection | VOM | 0 | WC | WC | Electricity Transmission Line |  |  |  | 0.889 | 0
LCP_Inputs_ON_Diverse_IEA_2023_05_05 | 2023 |  |  | Hydrogen |  | Dispatch-Intraconnection | VOM | 0 | WC | WC | H2 Pipeline - New |  |  |  | 0.889 | 0
LCP_Inputs_ON_Diverse_IEA_2023_05_05 | 2023 |  |  | Hydrogen |  | Dispatch-Intraconnection | VOM | 0 | WC | WC | H2 Pipeline - Repurposed |  |  |  | 0.889 | 0
LCP_Inputs_ON_Diverse_IEA_2023_05_05 | 2024 |  |  | Methane |  | Dispatch-Intraconnection | VOM | 0 | MI | MI | CH4 Pipeline |  |  |  | 0.8548 | 0
LCP_Inputs_ON_Diverse_IEA_2023_05_05 | 2024 |  |  | Electricity |  | Dispatch-Intraconnection | VOM | 0 | MI | MI | Electricity Transmission Line |  |  |  | 0.8548 | 0
LCP_Inputs_ON_Diverse_IEA_2023_05_05 | 2024 |  |  | Hydrogen |  | Dispatch-Intraconnection | VOM | 0 | MI | MI | H2 Pipeline - New |  |  |  | 0.8548 | 0
LCP_Inputs_ON_Diverse_IEA_2023_05_05 | 2024 |  |  | Hydrogen |  | Dispatch-Intraconnection | VOM | 0 | MI | MI | H2 Pipeline - Repurposed |  |  |  | 0.8548 | 0
LCP_Inputs_ON_Diverse_IEA_2023_05_05 | 2024 |  |  | Methane |  | Dispatch-Interconnection | VOM | 0 | MI | ON | CH4 Pipeline |  |  |  | 0.8548 | 0
LCP_Inputs_ON_Diverse_IEA_2023_05_05 | 2024 |  |  | Electricity |  | Dispatch-Interconnection | VOM | 652393.8867 | MI | ON | Electricity Transmission Line |  |  |  | 0.8548 | 557669.0286
LCP_Inputs_ON_Diverse_IEA_2023_05_05 | 2024 |  |  | Hydrogen |  | Dispatch-Interconnection | VOM | 0 | MI | ON | H2 Pipeline - New |  |  |  | 0.8548 | 0
LCP_Inputs_ON_Diverse_IEA_2023_05_05 | 2024 |  |  | Hydrogen |  | Dispatch-Interconnection | VOM | 0 | MI | ON | H2 Pipeline - Repurposed |  |  |  | 0.8548 | 0
LCP_Inputs_ON_Diverse_IEA_2023_05_05 | 2024 |  |  | Electricity |  | Dispatch-Interconnection | VOM | 1598406.6308 | MI | WC | Electricity Transmission Line |  |  |  | 0.8548 | 1366324.687
LCP_Inputs_ON_Diverse_IEA_2023_05_05 | 2024 |  |  | Methane |  | Dispatch-Intraconnection | VOM | 0 | NY | NY | CH4 Pipeline |  |  |  | 0.8548 | 0
LCP_Inputs_ON_Diverse_IEA_2023_05_05 | 2024 |  |  | Electricity |  | Dispatch-Intraconnection | VOM | 0 | NY | NY | Electricity Transmission Line |  |  |  | 0.8548 | 0
LCP_Inputs_ON_Diverse_IEA_2023_05_05 | 2024 |  |  | Hydrogen |  | Dispatch-Intraconnection | VOM | 0 | NY | NY | H2 Pipeline - New |  |  |  | 0.8548 | 0
LCP_Inputs_ON_Diverse_IEA_2023_05_05 | 2024 |  |  | Hydrogen |  | Dispatch-Intraconnection | VOM | 0 | NY | NY | H2 Pipeline - Repurposed |  |  |  | 0.8548 | 0
LCP_Inputs_ON_Diverse_IEA_2023_05_05 | 2024 |  |  | Methane |  | Dispatch-Interconnection | VOM | 0 | NY | ON | CH4 Pipeline |  |  |  | 0.8548 | 0
LCP_Inputs_ON_Diverse_IEA_2023_05_05 | 2024 |  |  | Electricity |  | Dispatch-Interconnection | VOM | 5698342.0927 | NY | ON | Electricity Transmission Line |  |  |  | 0.8548 | 4870966.7028
LCP_Inputs_ON_Diverse_IEA_2023_05_05 | 2024 |  |  | Hydrogen |  | Dispatch-Interconnection | VOM | 0 | NY | ON | H2 Pipeline - New |  |  |  | 0.8548 | 0
LCP_Inputs_ON_Diverse_IEA_2023_05_05 | 2024 |  |  | Hydrogen |  | Dispatch-Interconnection | VOM | 0 | NY | ON | H2 Pipeline - Repurposed |  |  |  | 0.8548 | 0
LCP_Inputs_ON_Diverse_IEA_2023_05_05 | 2024 |  |  | Electricity |  | Dispatch-Interconnection | VOM | 6651284.2408 | NY | QC | Electricity Transmission Line |  |  |  | 0.8548 | 5685545.6447
LCP_Inputs_ON_Diverse_IEA_2023_05_05 | 2024 |  |  | Methane |  | Dispatch-Interconnection | VOM | 0 | ON | MI | CH4 Pipeline |  |  |  | 0.8548 | 0
LCP_Inputs_ON_Diverse_IEA_2023_05_05 | 2024 |  |  | Electricity |  | Dispatch-Interconnection | VOM | 17633891.6463 | ON | MI | Electricity Transmission Line |  |  |  | 0.8548 | 15073524.4834
LCP_Inputs_ON_Diverse_IEA_2023_05_05 | 2024 |  |  | Hydrogen |  | Dispatch-Interconnection | VOM | 0 | ON | MI | H2 Pipeline - New |  |  |  | 0.8548 | 0
LCP_Inputs_ON_Diverse_IEA_2023_05_05 | 2024 |  |  | Hydrogen |  | Dispatch-Interconnection | VOM | 0 | ON | MI | H2 Pipeline - Repurposed |  |  |  | 0.8548 | 0
LCP_Inputs_ON_Diverse_IEA_2023_05_05 | 2024 |  |  | Methane |  | Dispatch-Interconnection | VOM | 0 | ON | NY | CH4 Pipeline |  |  |  | 0.8548 | 0
LCP_Inputs_ON_Diverse_IEA_2023_05_05 | 2024 |  |  | Electricity |  | Dispatch-Interconnection | VOM | 17827055.3966 | ON | NY | Electricity Transmission Line |  |  |  | 0.8548 | 15238641.6667
LCP_Inputs_ON_Diverse_IEA_2023_05_05 | 2024 |  |  | Hydrogen |  | Dispatch-Interconnection | VOM | 0 | ON | NY | H2 Pipeline - New |  |  |  | 0.8548 | 0
LCP_Inputs_ON_Diverse_IEA_2023_05_05 | 2024 |  |  | Hydrogen |  | Dispatch-Interconnection | VOM | 0 | ON | NY | H2 Pipeline - Repurposed |  |  |  | 0.8548 | 0
LCP_Inputs_ON_Diverse_IEA_2023_05_05 | 2024 |  |  | Methane |  | Dispatch-Intraconnection | VOM | 775556548.9 | ON | ON | CH4 Pipeline |  |  |  | 0.8548 | 662948988.3803
LCP_Inputs_ON_Diverse_IEA_2023_05_05 | 2024 |  |  | Electricity |  | Dispatch-Intraconnection | VOM | 0 | ON | ON | Electricity Transmission Line |  |  |  | 0.8548 | 0
LCP_Inputs_ON_Diverse_IEA_2023_05_05 | 2024 |  |  | Hydrogen |  | Dispatch-Intraconnection | VOM | 0 | ON | ON | H2 Pipeline - New |  |  |  | 0.8548 | 0
LCP_Inputs_ON_Diverse_IEA_2023_05_05 | 2024 |  |  | Hydrogen |  | Dispatch-Intraconnection | VOM | 0 | ON | ON | H2 Pipeline - Repurposed |  |  |  | 0.8548 | 0
LCP_Inputs_ON_Diverse_IEA_2023_05_05 | 2024 |  |  | Methane |  | Dispatch-Interconnection | VOM | 0 | ON | PJ | CH4 Pipeline |  |  |  | 0.8548 | 0
LCP_Inputs_ON_Diverse_IEA_2023_05_05 | 2024 |  |  | Electricity |  | Dispatch-Interconnection | VOM | 0 | ON | PJ | Electricity Transmission Line |  |  |  | 0.8548 | 0
LCP_Inputs_ON_Diverse_IEA_2023_05_05 | 2024 |  |  | Hydrogen |  | Dispatch-Interconnection | VOM | 0 | ON | PJ | H2 Pipeline - New |  |  |  | 0.8548 | 0
LCP_Inputs_ON_Diverse_IEA_2023_05_05 | 2024 |  |  | Hydrogen |  | Dispatch-Interconnection | VOM | 0 | ON | PJ | H2 Pipeline - Repurposed |  |  |  | 0.8548 | 0
LCP_Inputs_ON_Diverse_IEA_2023_05_05 | 2024 |  |  | Methane |  | Dispatch-Interconnection | VOM | 0 | ON | QC | CH4 Pipeline |  |  |  | 0.8548 | 0
LCP_Inputs_ON_Diverse_IEA_2023_05_05 | 2024 |  |  | Electricity |  | Dispatch-Interconnection | VOM | 3255394.417 | ON | QC | Electricity Transmission Line |  |  |  | 0.8548 | 2782724.7911
LCP_Inputs_ON_Diverse_IEA_2023_05_05 | 2024 |  |  | Hydrogen |  | Dispatch-Interconnection | VOM | 0 | ON | QC | H2 Pipeline - New |  |  |  | 0.8548 | 0
LCP_Inputs_ON_Diverse_IEA_2023_05_05 | 2024 |  |  | Hydrogen |  | Dispatch-Interconnection | VOM | 0 | ON | QC | H2 Pipeline - Repurposed |  |  |  | 0.8548 | 0
LCP_Inputs_ON_Diverse_IEA_2023_05_05 | 2024 |  |  | Methane |  | Dispatch-Interconnection | VOM | 0 | ON | WC | CH4 Pipeline |  |  |  | 0.8548 | 0
LCP_Inputs_ON_Diverse_IEA_2023_05_05 | 2024 |  |  | Electricity |  | Dispatch-Interconnection | VOM | 96018.1725 | ON | WC | Electricity Transmission Line |  |  |  | 0.8548 | 82076.7363
LCP_Inputs_ON_Diverse_IEA_2023_05_05 | 2024 |  |  | Hydrogen |  | Dispatch-Interconnection | VOM | 0 | ON | WC | H2 Pipeline - New |  |  |  | 0.8548 | 0
LCP_Inputs_ON_Diverse_IEA_2023_05_05 | 2024 |  |  | Hydrogen |  | Dispatch-Interconnection | VOM | 0 | ON | WC | H2 Pipeline - Repurposed |  |  |  | 0.8548 | 0
LCP_Inputs_ON_Diverse_IEA_2023_05_05 | 2024 |  |  | Methane |  | Dispatch-Interconnection | VOM | 0 | PJ | ON | CH4 Pipeline |  |  |  | 0.8548 | 0
LCP_Inputs_ON_Diverse_IEA_2023_05_05 | 2024 |  |  | Electricity |  | Dispatch-Interconnection | VOM | 0 | PJ | ON | Electricity Transmission Line |  |  |  | 0.8548 | 0
LCP_Inputs_ON_Diverse_IEA_2023_05_05 | 2024 |  |  | Hydrogen |  | Dispatch-Interconnection | VOM | 0 | PJ | ON | H2 Pipeline - New |  |  |  | 0.8548 | 0
LCP_Inputs_ON_Diverse_IEA_2023_05_05 | 2024 |  |  | Hydrogen |  | Dispatch-Interconnection | VOM | 0 | PJ | ON | H2 Pipeline - Repurposed |  |  |  | 0.8548 | 0
LCP_Inputs_ON_Diverse_IEA_2023_05_05 | 2024 |  |  | Methane |  | Dispatch-Intraconnection | VOM | 0 | PJ | PJ | CH4 Pipeline |  |  |  | 0.8548 | 0
LCP_Inputs_ON_Diverse_IEA_2023_05_05 | 2024 |  |  | Electricity |  | Dispatch-Intraconnection | VOM | 0 | PJ | PJ | Electricity Transmission Line |  |  |  | 0.8548 | 0
LCP_Inputs_ON_Diverse_IEA_2023_05_05 | 2024 |  |  | Hydrogen |  | Dispatch-Intraconnection | VOM | 0 | PJ | PJ | H2 Pipeline - New |  |  |  | 0.8548 | 0
LCP_Inputs_ON_Diverse_IEA_2023_05_05 | 2024 |  |  | Hydrogen |  | Dispatch-Intraconnection | VOM | 0 | PJ | PJ | H2 Pipeline - Repurposed |  |  |  | 0.8548 | 0
LCP_Inputs_ON_Diverse_IEA_2023_05_05 | 2024 |  |  | Electricity |  | Dispatch-Interconnection | VOM | 64147633.0874 | QC | NY | Electricity Transmission Line |  |  |  | 0.8548 | 54833665.6078
LCP_Inputs_ON_Diverse_IEA_2023_05_05 | 2024 |  |  | Methane |  | Dispatch-Interconnection | VOM | 0 | QC | ON | CH4 Pipeline |  |  |  | 0.8548 | 0
LCP_Inputs_ON_Diverse_IEA_2023_05_05 | 2024 |  |  | Electricity |  | Dispatch-Interconnection | VOM | 6029199.7061 | QC | ON | Electricity Transmission Line |  |  |  | 0.8548 | 5153785.1774
LCP_Inputs_ON_Diverse_IEA_2023_05_05 | 2024 |  |  | Hydrogen |  | Dispatch-Interconnection | VOM | 0 | QC | ON | H2 Pipeline - New |  |  |  | 0.8548 | 0
LCP_Inputs_ON_Diverse_IEA_2023_05_05 | 2024 |  |  | Hydrogen |  | Dispatch-Interconnection | VOM | 0 | QC | ON | H2 Pipeline - Repurposed |  |  |  | 0.8548 | 0
LCP_Inputs_ON_Diverse_IEA_2023_05_05 | 2024 |  |  | Methane |  | Dispatch-Intraconnection | VOM | 0 | QC | QC | CH4 Pipeline |  |  |  | 0.8548 | 0
LCP_Inputs_ON_Diverse_IEA_2023_05_05 | 2024 |  |  | Electricity |  | Dispatch-Intraconnection | VOM | 0 | QC | QC | Electricity Transmission Line |  |  |  | 0.8548 | 0
LCP_Inputs_ON_Diverse_IEA_2023_05_05 | 2024 |  |  | Hydrogen |  | Dispatch-Intraconnection | VOM | 0 | QC | QC | H2 Pipeline - New |  |  |  | 0.8548 | 0
LCP_Inputs_ON_Diverse_IEA_2023_05_05 | 2024 |  |  | Hydrogen |  | Dispatch-Intraconnection | VOM | 0 | QC | QC | H2 Pipeline - Repurposed |  |  |  | 0.8548 | 0
LCP_Inputs_ON_Diverse_IEA_2023_05_05 | 2024 |  |  | Electricity |  | Dispatch-Interconnection | VOM | 15666574.5027 | WC | MI | Electricity Transmission Line |  |  |  | 0.8548 | 13391853.544
LCP_Inputs_ON_Diverse_IEA_2023_05_05 | 2024 |  |  | Methane |  | Dispatch-Interconnection | VOM | 0 | WC | ON | CH4 Pipeline |  |  |  | 0.8548 | 0
LCP_Inputs_ON_Diverse_IEA_2023_05_05 | 2024 |  |  | Electricity |  | Dispatch-Interconnection | VOM | 426824.5187 | WC | ON | Electricity Transmission Line |  |  |  | 0.8548 | 364851.3874
LCP_Inputs_ON_Diverse_IEA_2023_05_05 | 2024 |  |  | Hydrogen |  | Dispatch-Interconnection | VOM | 0 | WC | ON | H2 Pipeline - New |  |  |  | 0.8548 | 0
LCP_Inputs_ON_Diverse_IEA_2023_05_05 | 2024 |  |  | Hydrogen |  | Dispatch-Interconnection | VOM | 0 | WC | ON | H2 Pipeline - Repurposed |  |  |  | 0.8548 | 0
LCP_Inputs_ON_Diverse_IEA_2023_05_05 | 2024 |  |  | Methane |  | Dispatch-Intraconnection | VOM | 0 | WC | WC | CH4 Pipeline |  |  |  | 0.8548 | 0
LCP_Inputs_ON_Diverse_IEA_2023_05_05 | 2024 |  |  | Electricity |  | Dispatch-Intraconnection | VOM | 0 | WC | WC | Electricity Transmission Line |  |  |  | 0.8548 | 0
LCP_Inputs_ON_Diverse_IEA_2023_05_05 | 2024 |  |  | Hydrogen |  | Dispatch-Intraconnection | VOM | 0 | WC | WC | H2 Pipeline - New |  |  |  | 0.8548 | 0
LCP_Inputs_ON_Diverse_IEA_2023_05_05 | 2024 |  |  | Hydrogen |  | Dispatch-Intraconnection | VOM | 0 | WC | WC | H2 Pipeline - Repurposed |  |  |  | 0.8548 | 0
LCP_Inputs_ON_Diverse_IEA_2023_05_05 | 2025 |  |  | Methane |  | Dispatch-Intraconnection | VOM | 0 | MI | MI | CH4 Pipeline |  |  |  | 0.82193 | 0
LCP_Inputs_ON_Diverse_IEA_2023_05_05 | 2025 |  |  | Electricity |  | Dispatch-Intraconnection | VOM | 0 | MI | MI | Electricity Transmission Line |  |  |  | 0.82193 | 0
LCP_Inputs_ON_Diverse_IEA_2023_05_05 | 2025 |  |  | Hydrogen |  | Dispatch-Intraconnection | VOM | 0 | MI | MI | H2 Pipeline - New |  |  |  | 0.82193 | 0
LCP_Inputs_ON_Diverse_IEA_2023_05_05 | 2025 |  |  | Hydrogen |  | Dispatch-Intraconnection | VOM | 0 | MI | MI | H2 Pipeline - Repurposed |  |  |  | 0.82193 | 0
LCP_Inputs_ON_Diverse_IEA_2023_05_05 | 2025 |  |  | Methane |  | Dispatch-Interconnection | VOM | 0 | MI | ON | CH4 Pipeline |  |  |  | 0.82193 | 0
LCP_Inputs_ON_Diverse_IEA_2023_05_05 | 2025 |  |  | Electricity |  | Dispatch-Interconnection | VOM | 652393.8867 | MI | ON | Electricity Transmission Line |  |  |  | 0.82193 | 536220.2198
LCP_Inputs_ON_Diverse_IEA_2023_05_05 | 2025 |  |  | Hydrogen |  | Dispatch-Interconnection | VOM | 0 | MI | ON | H2 Pipeline - New |  |  |  | 0.82193 | 0
LCP_Inputs_ON_Diverse_IEA_2023_05_05 | 2025 |  |  | Hydrogen |  | Dispatch-Interconnection | VOM | 0 | MI | ON | H2 Pipeline - Repurposed |  |  |  | 0.82193 | 0
LCP_Inputs_ON_Diverse_IEA_2023_05_05 | 2025 |  |  | Electricity |  | Dispatch-Interconnection | VOM | 1598406.6308 | MI | WC | Electricity Transmission Line |  |  |  | 0.82193 | 1313773.7375
LCP_Inputs_ON_Diverse_IEA_2023_05_05 | 2025 |  |  | Methane |  | Dispatch-Intraconnection | VOM | 0 | NY | NY | CH4 Pipeline |  |  |  | 0.82193 | 0
LCP_Inputs_ON_Diverse_IEA_2023_05_05 | 2025 |  |  | Electricity |  | Dispatch-Intraconnection | VOM | 0 | NY | NY | Electricity Transmission Line |  |  |  | 0.82193 | 0
LCP_Inputs_ON_Diverse_IEA_2023_05_05 | 2025 |  |  | Hydrogen |  | Dispatch-Intraconnection | VOM | 0 | NY | NY | H2 Pipeline - New |  |  |  | 0.82193 | 0
LCP_Inputs_ON_Diverse_IEA_2023_05_05 | 2025 |  |  | Hydrogen |  | Dispatch-Intraconnection | VOM | 0 | NY | NY | H2 Pipeline - Repurposed |  |  |  | 0.82193 | 0
LCP_Inputs_ON_Diverse_IEA_2023_05_05 | 2025 |  |  | Methane |  | Dispatch-Interconnection | VOM | 0 | NY | ON | CH4 Pipeline |  |  |  | 0.82193 | 0
LCP_Inputs_ON_Diverse_IEA_2023_05_05 | 2025 |  |  | Electricity |  | Dispatch-Interconnection | VOM | 5698342.0927 | NY | ON | Electricity Transmission Line |  |  |  | 0.82193 | 4683621.8296
LCP_Inputs_ON_Diverse_IEA_2023_05_05 | 2025 |  |  | Hydrogen |  | Dispatch-Interconnection | VOM | 0 | NY | ON | H2 Pipeline - New |  |  |  | 0.82193 | 0
LCP_Inputs_ON_Diverse_IEA_2023_05_05 | 2025 |  |  | Hydrogen |  | Dispatch-Interconnection | VOM | 0 | NY | ON | H2 Pipeline - Repurposed |  |  |  | 0.82193 | 0
LCP_Inputs_ON_Diverse_IEA_2023_05_05 | 2025 |  |  | Electricity |  | Dispatch-Interconnection | VOM | 6651284.2408 | NY | QC | Electricity Transmission Line |  |  |  | 0.82193 | 5466870.8122
LCP_Inputs_ON_Diverse_IEA_2023_05_05 | 2025 |  |  | Methane |  | Dispatch-Interconnection | VOM | 0 | ON | MI | CH4 Pipeline |  |  |  | 0.82193 | 0
LCP_Inputs_ON_Diverse_IEA_2023_05_05 | 2025 |  |  | Electricity |  | Dispatch-Interconnection | VOM | 17633891.6463 | ON | MI | Electricity Transmission Line |  |  |  | 0.82193 | 14493773.5417
LCP_Inputs_ON_Diverse_IEA_2023_05_05 | 2025 |  |  | Hydrogen |  | Dispatch-Interconnection | VOM | 0 | ON | MI | H2 Pipeline - New |  |  |  | 0.82193 | 0
LCP_Inputs_ON_Diverse_IEA_2023_05_05 | 2025 |  |  | Hydrogen |  | Dispatch-Interconnection | VOM | 0 | ON | MI | H2 Pipeline - Repurposed |  |  |  | 0.82193 | 0
LCP_Inputs_ON_Diverse_IEA_2023_05_05 | 2025 |  |  | Methane |  | Dispatch-Interconnection | VOM | 0 | ON | NY | CH4 Pipeline |  |  |  | 0.82193 | 0
LCP_Inputs_ON_Diverse_IEA_2023_05_05 | 2025 |  |  | Electricity |  | Dispatch-Interconnection | VOM | 17827055.3966 | ON | NY | Electricity Transmission Line |  |  |  | 0.82193 | 14652540.0641
LCP_Inputs_ON_Diverse_IEA_2023_05_05 | 2025 |  |  | Hydrogen |  | Dispatch-Interconnection | VOM | 0 | ON | NY | H2 Pipeline - New |  |  |  | 0.82193 | 0
LCP_Inputs_ON_Diverse_IEA_2023_05_05 | 2025 |  |  | Hydrogen |  | Dispatch-Interconnection | VOM | 0 | ON | NY | H2 Pipeline - Repurposed |  |  |  | 0.82193 | 0
LCP_Inputs_ON_Diverse_IEA_2023_05_05 | 2025 |  |  | Methane |  | Dispatch-Intraconnection | VOM | 775556548.9 | ON | ON | CH4 Pipeline |  |  |  | 0.82193 | 637450950.3657
LCP_Inputs_ON_Diverse_IEA_2023_05_05 | 2025 |  |  | Electricity |  | Dispatch-Intraconnection | VOM | 0 | ON | ON | Electricity Transmission Line |  |  |  | 0.82193 | 0
LCP_Inputs_ON_Diverse_IEA_2023_05_05 | 2025 |  |  | Hydrogen |  | Dispatch-Intraconnection | VOM | 0 | ON | ON | H2 Pipeline - New |  |  |  | 0.82193 | 0
LCP_Inputs_ON_Diverse_IEA_2023_05_05 | 2025 |  |  | Hydrogen |  | Dispatch-Intraconnection | VOM | 0 | ON | ON | H2 Pipeline - Repurposed |  |  |  | 0.82193 | 0
LCP_Inputs_ON_Diverse_IEA_2023_05_05 | 2025 |  |  | Methane |  | Dispatch-Interconnection | VOM | 0 | ON | PJ | CH4 Pipeline |  |  |  | 0.82193 | 0
LCP_Inputs_ON_Diverse_IEA_2023_05_05 | 2025 |  |  | Electricity |  | Dispatch-Interconnection | VOM | 0 | ON | PJ | Electricity Transmission Line |  |  |  | 0.82193 | 0
LCP_Inputs_ON_Diverse_IEA_2023_05_05 | 2025 |  |  | Hydrogen |  | Dispatch-Interconnection | VOM | 0 | ON | PJ | H2 Pipeline - New |  |  |  | 0.82193 | 0
LCP_Inputs_ON_Diverse_IEA_2023_05_05 | 2025 |  |  | Hydrogen |  | Dispatch-Interconnection | VOM | 0 | ON | PJ | H2 Pipeline - Repurposed |  |  |  | 0.82193 | 0
LCP_Inputs_ON_Diverse_IEA_2023_05_05 | 2025 |  |  | Methane |  | Dispatch-Interconnection | VOM | 0 | ON | QC | CH4 Pipeline |  |  |  | 0.82193 | 0
LCP_Inputs_ON_Diverse_IEA_2023_05_05 | 2025 |  |  | Electricity |  | Dispatch-Interconnection | VOM | 3255394.417 | ON | QC | Electricity Transmission Line |  |  |  | 0.82193 | 2675696.9145
LCP_Inputs_ON_Diverse_IEA_2023_05_05 | 2025 |  |  | Hydrogen |  | Dispatch-Interconnection | VOM | 0 | ON | QC | H2 Pipeline - New |  |  |  | 0.82193 | 0
LCP_Inputs_ON_Diverse_IEA_2023_05_05 | 2025 |  |  | Hydrogen |  | Dispatch-Interconnection | VOM | 0 | ON | QC | H2 Pipeline - Repurposed |  |  |  | 0.82193 | 0
LCP_Inputs_ON_Diverse_IEA_2023_05_05 | 2025 |  |  | Methane |  | Dispatch-Interconnection | VOM | 0 | ON | WC | CH4 Pipeline |  |  |  | 0.82193 | 0
LCP_Inputs_ON_Diverse_IEA_2023_05_05 | 2025 |  |  | Electricity |  | Dispatch-Interconnection | VOM | 96018.1725 | ON | WC | Electricity Transmission Line |  |  |  | 0.82193 | 78919.9387
LCP_Inputs_ON_Diverse_IEA_2023_05_05 | 2025 |  |  | Hydrogen |  | Dispatch-Interconnection | VOM | 0 | ON | WC | H2 Pipeline - New |  |  |  | 0.82193 | 0
LCP_Inputs_ON_Diverse_IEA_2023_05_05 | 2025 |  |  | Hydrogen |  | Dispatch-Interconnection | VOM | 0 | ON | WC | H2 Pipeline - Repurposed |  |  |  | 0.82193 | 0
LCP_Inputs_ON_Diverse_IEA_2023_05_05 | 2025 |  |  | Methane |  | Dispatch-Interconnection | VOM | 0 | PJ | ON | CH4 Pipeline |  |  |  | 0.82193 | 0
LCP_Inputs_ON_Diverse_IEA_2023_05_05 | 2025 |  |  | Electricity |  | Dispatch-Interconnection | VOM | 0 | PJ | ON | Electricity Transmission Line |  |  |  | 0.82193 | 0
LCP_Inputs_ON_Diverse_IEA_2023_05_05 | 2025 |  |  | Hydrogen |  | Dispatch-Interconnection | VOM | 0 | PJ | ON | H2 Pipeline - New |  |  |  | 0.82193 | 0
LCP_Inputs_ON_Diverse_IEA_2023_05_05 | 2025 |  |  | Hydrogen |  | Dispatch-Interconnection | VOM | 0 | PJ | ON | H2 Pipeline - Repurposed |  |  |  | 0.82193 | 0
LCP_Inputs_ON_Diverse_IEA_2023_05_05 | 2025 |  |  | Methane |  | Dispatch-Intraconnection | VOM | 0 | PJ | PJ | CH4 Pipeline |  |  |  | 0.82193 | 0
LCP_Inputs_ON_Diverse_IEA_2023_05_05 | 2025 |  |  | Electricity |  | Dispatch-Intraconnection | VOM | 0 | PJ | PJ | Electricity Transmission Line |  |  |  | 0.82193 | 0
LCP_Inputs_ON_Diverse_IEA_2023_05_05 | 2025 |  |  | Hydrogen |  | Dispatch-Intraconnection | VOM | 0 | PJ | PJ | H2 Pipeline - New |  |  |  | 0.82193 | 0
LCP_Inputs_ON_Diverse_IEA_2023_05_05 | 2025 |  |  | Hydrogen |  | Dispatch-Intraconnection | VOM | 0 | PJ | PJ | H2 Pipeline - Repurposed |  |  |  | 0.82193 | 0
LCP_Inputs_ON_Diverse_IEA_2023_05_05 | 2025 |  |  | Electricity |  | Dispatch-Interconnection | VOM | 64147633.0874 | QC | NY | Electricity Transmission Line |  |  |  | 0.82193 | 52724678.469
LCP_Inputs_ON_Diverse_IEA_2023_05_05 | 2025 |  |  | Methane |  | Dispatch-Interconnection | VOM | 0 | QC | ON | CH4 Pipeline |  |  |  | 0.82193 | 0
LCP_Inputs_ON_Diverse_IEA_2023_05_05 | 2025 |  |  | Electricity |  | Dispatch-Interconnection | VOM | 6029199.7061 | QC | ON | Electricity Transmission Line |  |  |  | 0.82193 | 4955562.6705
LCP_Inputs_ON_Diverse_IEA_2023_05_05 | 2025 |  |  | Hydrogen |  | Dispatch-Interconnection | VOM | 0 | QC | ON | H2 Pipeline - New |  |  |  | 0.82193 | 0
LCP_Inputs_ON_Diverse_IEA_2023_05_05 | 2025 |  |  | Hydrogen |  | Dispatch-Interconnection | VOM | 0 | QC | ON | H2 Pipeline - Repurposed |  |  |  | 0.82193 | 0
LCP_Inputs_ON_Diverse_IEA_2023_05_05 | 2025 |  |  | Methane |  | Dispatch-Intraconnection | VOM | 0 | QC | QC | CH4 Pipeline |  |  |  | 0.82193 | 0
LCP_Inputs_ON_Diverse_IEA_2023_05_05 | 2025 |  |  | Electricity |  | Dispatch-Intraconnection | VOM | 0 | QC | QC | Electricity Transmission Line |  |  |  | 0.82193 | 0
LCP_Inputs_ON_Diverse_IEA_2023_05_05 | 2025 |  |  | Hydrogen |  | Dispatch-Intraconnection | VOM | 0 | QC | QC | H2 Pipeline - New |  |  |  | 0.82193 | 0
LCP_Inputs_ON_Diverse_IEA_2023_05_05 | 2025 |  |  | Hydrogen |  | Dispatch-Intraconnection | VOM | 0 | QC | QC | H2 Pipeline - Repurposed |  |  |  | 0.82193 | 0
LCP_Inputs_ON_Diverse_IEA_2023_05_05 | 2025 |  |  | Electricity |  | Dispatch-Interconnection | VOM | 15666574.5027 | WC | MI | Electricity Transmission Line |  |  |  | 0.82193 | 12876782.2538
LCP_Inputs_ON_Diverse_IEA_2023_05_05 | 2025 |  |  | Methane |  | Dispatch-Interconnection | VOM | 0 | WC | ON | CH4 Pipeline |  |  |  | 0.82193 | 0
LCP_Inputs_ON_Diverse_IEA_2023_05_05 | 2025 |  |  | Electricity |  | Dispatch-Interconnection | VOM | 426824.5187 | WC | ON | Electricity Transmission Line |  |  |  | 0.82193 | 350818.6418
LCP_Inputs_ON_Diverse_IEA_2023_05_05 | 2025 |  |  | Hydrogen |  | Dispatch-Interconnection | VOM | 0 | WC | ON | H2 Pipeline - New |  |  |  | 0.82193 | 0
LCP_Inputs_ON_Diverse_IEA_2023_05_05 | 2025 |  |  | Hydrogen |  | Dispatch-Interconnection | VOM | 0 | WC | ON | H2 Pipeline - Repurposed |  |  |  | 0.82193 | 0
LCP_Inputs_ON_Diverse_IEA_2023_05_05 | 2025 |  |  | Methane |  | Dispatch-Intraconnection | VOM | 0 | WC | WC | CH4 Pipeline |  |  |  | 0.82193 | 0
LCP_Inputs_ON_Diverse_IEA_2023_05_05 | 2025 |  |  | Electricity |  | Dispatch-Intraconnection | VOM | 0 | WC | WC | Electricity Transmission Line |  |  |  | 0.82193 | 0
LCP_Inputs_ON_Diverse_IEA_2023_05_05 | 2025 |  |  | Hydrogen |  | Dispatch-Intraconnection | VOM | 0 | WC | WC | H2 Pipeline - New |  |  |  | 0.82193 | 0
LCP_Inputs_ON_Diverse_IEA_2023_05_05 | 2025 |  |  | Hydrogen |  | Dispatch-Intraconnection | VOM | 0 | WC | WC | H2 Pipeline - Repurposed |  |  |  | 0.82193 | 0
LCP_Inputs_ON_Diverse_IEA_2023_05_05 | 2026 |  |  | Methane |  | Dispatch-Intraconnection | VOM | 0 | MI | MI | CH4 Pipeline |  |  |  | 0.79031 | 0
LCP_Inputs_ON_Diverse_IEA_2023_05_05 | 2026 |  |  | Electricity |  | Dispatch-Intraconnection | VOM | 0 | MI | MI | Electricity Transmission Line |  |  |  | 0.79031 | 0
LCP_Inputs_ON_Diverse_IEA_2023_05_05 | 2026 |  |  | Hydrogen |  | Dispatch-Intraconnection | VOM | 0 | MI | MI | H2 Pipeline - New |  |  |  | 0.79031 | 0
LCP_Inputs_ON_Diverse_IEA_2023_05_05 | 2026 |  |  | Hydrogen |  | Dispatch-Intraconnection | VOM | 0 | MI | MI | H2 Pipeline - Repurposed |  |  |  | 0.79031 | 0
LCP_Inputs_ON_Diverse_IEA_2023_05_05 | 2026 |  |  | Methane |  | Dispatch-Interconnection | VOM | 0 | MI | ON | CH4 Pipeline |  |  |  | 0.79031 | 0
LCP_Inputs_ON_Diverse_IEA_2023_05_05 | 2026 |  |  | Electricity |  | Dispatch-Interconnection | VOM | 652393.8867 | MI | ON | Electricity Transmission Line |  |  |  | 0.79031 | 515596.3652
LCP_Inputs_ON_Diverse_IEA_2023_05_05 | 2026 |  |  | Hydrogen |  | Dispatch-Interconnection | VOM | 0 | MI | ON | H2 Pipeline - New |  |  |  | 0.79031 | 0
LCP_Inputs_ON_Diverse_IEA_2023_05_05 | 2026 |  |  | Hydrogen |  | Dispatch-Interconnection | VOM | 0 | MI | ON | H2 Pipeline - Repurposed |  |  |  | 0.79031 | 0
LCP_Inputs_ON_Diverse_IEA_2023_05_05 | 2026 |  |  | Electricity |  | Dispatch-Interconnection | VOM | 1598406.6308 | MI | WC | Electricity Transmission Line |  |  |  | 0.79031 | 1263243.9783
LCP_Inputs_ON_Diverse_IEA_2023_05_05 | 2026 |  |  | Methane |  | Dispatch-Intraconnection | VOM | 0 | NY | NY | CH4 Pipeline |  |  |  | 0.79031 | 0
LCP_Inputs_ON_Diverse_IEA_2023_05_05 | 2026 |  |  | Electricity |  | Dispatch-Intraconnection | VOM | 0 | NY | NY | Electricity Transmission Line |  |  |  | 0.79031 | 0
LCP_Inputs_ON_Diverse_IEA_2023_05_05 | 2026 |  |  | Hydrogen |  | Dispatch-Intraconnection | VOM | 0 | NY | NY | H2 Pipeline - New |  |  |  | 0.79031 | 0
LCP_Inputs_ON_Diverse_IEA_2023_05_05 | 2026 |  |  | Hydrogen |  | Dispatch-Intraconnection | VOM | 0 | NY | NY | H2 Pipeline - Repurposed |  |  |  | 0.79031 | 0
LCP_Inputs_ON_Diverse_IEA_2023_05_05 | 2026 |  |  | Methane |  | Dispatch-Interconnection | VOM | 0 | NY | ON | CH4 Pipeline |  |  |  | 0.79031 | 0
LCP_Inputs_ON_Diverse_IEA_2023_05_05 | 2026 |  |  | Electricity |  | Dispatch-Interconnection | VOM | 5698342.0927 | NY | ON | Electricity Transmission Line |  |  |  | 0.79031 | 4503482.5285
LCP_Inputs_ON_Diverse_IEA_2023_05_05 | 2026 |  |  | Hydrogen |  | Dispatch-Interconnection | VOM | 0 | NY | ON | H2 Pipeline - New |  |  |  | 0.79031 | 0
LCP_Inputs_ON_Diverse_IEA_2023_05_05 | 2026 |  |  | Hydrogen |  | Dispatch-Interconnection | VOM | 0 | NY | ON | H2 Pipeline - Repurposed |  |  |  | 0.79031 | 0
LCP_Inputs_ON_Diverse_IEA_2023_05_05 | 2026 |  |  | Electricity |  | Dispatch-Interconnection | VOM | 6651284.2408 | NY | QC | Electricity Transmission Line |  |  |  | 0.79031 | 5256606.5502
LCP_Inputs_ON_Diverse_IEA_2023_05_05 | 2026 |  |  | Methane |  | Dispatch-Interconnection | VOM | 0 | ON | MI | CH4 Pipeline |  |  |  | 0.79031 | 0
LCP_Inputs_ON_Diverse_IEA_2023_05_05 | 2026 |  |  | Electricity |  | Dispatch-Interconnection | VOM | 17633891.6463 | ON | MI | Electricity Transmission Line |  |  |  | 0.79031 | 13936320.7132
LCP_Inputs_ON_Diverse_IEA_2023_05_05 | 2026 |  |  | Hydrogen |  | Dispatch-Interconnection | VOM | 0 | ON | MI | H2 Pipeline - New |  |  |  | 0.79031 | 0
LCP_Inputs_ON_Diverse_IEA_2023_05_05 | 2026 |  |  | Hydrogen |  | Dispatch-Interconnection | VOM | 0 | ON | MI | H2 Pipeline - Repurposed |  |  |  | 0.79031 | 0
LCP_Inputs_ON_Diverse_IEA_2023_05_05 | 2026 |  |  | Methane |  | Dispatch-Interconnection | VOM | 0 | ON | NY | CH4 Pipeline |  |  |  | 0.79031 | 0
LCP_Inputs_ON_Diverse_IEA_2023_05_05 | 2026 |  |  | Electricity |  | Dispatch-Interconnection | VOM | 17827055.3966 | ON | NY | Electricity Transmission Line |  |  |  | 0.79031 | 14088980.8309
LCP_Inputs_ON_Diverse_IEA_2023_05_05 | 2026 |  |  | Hydrogen |  | Dispatch-Interconnection | VOM | 0 | ON | NY | H2 Pipeline - New |  |  |  | 0.79031 | 0
LCP_Inputs_ON_Diverse_IEA_2023_05_05 | 2026 |  |  | Hydrogen |  | Dispatch-Interconnection | VOM | 0 | ON | NY | H2 Pipeline - Repurposed |  |  |  | 0.79031 | 0
LCP_Inputs_ON_Diverse_IEA_2023_05_05 | 2026 |  |  | Methane |  | Dispatch-Intraconnection | VOM | 775556548.9 | ON | ON | CH4 Pipeline |  |  |  | 0.79031 | 612933606.1208
LCP_Inputs_ON_Diverse_IEA_2023_05_05 | 2026 |  |  | Electricity |  | Dispatch-Intraconnection | VOM | 0 | ON | ON | Electricity Transmission Line |  |  |  | 0.79031 | 0
LCP_Inputs_ON_Diverse_IEA_2023_05_05 | 2026 |  |  | Hydrogen |  | Dispatch-Intraconnection | VOM | 0 | ON | ON | H2 Pipeline - New |  |  |  | 0.79031 | 0
LCP_Inputs_ON_Diverse_IEA_2023_05_05 | 2026 |  |  | Hydrogen |  | Dispatch-Intraconnection | VOM | 0 | ON | ON | H2 Pipeline - Repurposed |  |  |  | 0.79031 | 0
LCP_Inputs_ON_Diverse_IEA_2023_05_05 | 2026 |  |  | Methane |  | Dispatch-Interconnection | VOM | 0 | ON | PJ | CH4 Pipeline |  |  |  | 0.79031 | 0
LCP_Inputs_ON_Diverse_IEA_2023_05_05 | 2026 |  |  | Electricity |  | Dispatch-Interconnection | VOM | 0 | ON | PJ | Electricity Transmission Line |  |  |  | 0.79031 | 0
LCP_Inputs_ON_Diverse_IEA_2023_05_05 | 2026 |  |  | Hydrogen |  | Dispatch-Interconnection | VOM | 0 | ON | PJ | H2 Pipeline - New |  |  |  | 0.79031 | 0
LCP_Inputs_ON_Diverse_IEA_2023_05_05 | 2026 |  |  | Hydrogen |  | Dispatch-Interconnection | VOM | 0 | ON | PJ | H2 Pipeline - Repurposed |  |  |  | 0.79031 | 0
LCP_Inputs_ON_Diverse_IEA_2023_05_05 | 2026 |  |  | Methane |  | Dispatch-Interconnection | VOM | 0 | ON | QC | CH4 Pipeline |  |  |  | 0.79031 | 0
LCP_Inputs_ON_Diverse_IEA_2023_05_05 | 2026 |  |  | Electricity |  | Dispatch-Interconnection | VOM | 3255394.417 | ON | QC | Electricity Transmission Line |  |  |  | 0.79031 | 2572785.4947
LCP_Inputs_ON_Diverse_IEA_2023_05_05 | 2026 |  |  | Hydrogen |  | Dispatch-Interconnection | VOM | 0 | ON | QC | H2 Pipeline - New |  |  |  | 0.79031 | 0
LCP_Inputs_ON_Diverse_IEA_2023_05_05 | 2026 |  |  | Hydrogen |  | Dispatch-Interconnection | VOM | 0 | ON | QC | H2 Pipeline - Repurposed |  |  |  | 0.79031 | 0
LCP_Inputs_ON_Diverse_IEA_2023_05_05 | 2026 |  |  | Methane |  | Dispatch-Interconnection | VOM | 0 | ON | WC | CH4 Pipeline |  |  |  | 0.79031 | 0
LCP_Inputs_ON_Diverse_IEA_2023_05_05 | 2026 |  |  | Electricity |  | Dispatch-Interconnection | VOM | 96018.1725 | ON | WC | Electricity Transmission Line |  |  |  | 0.79031 | 75884.5565
LCP_Inputs_ON_Diverse_IEA_2023_05_05 | 2026 |  |  | Hydrogen |  | Dispatch-Interconnection | VOM | 0 | ON | WC | H2 Pipeline - New |  |  |  | 0.79031 | 0
LCP_Inputs_ON_Diverse_IEA_2023_05_05 | 2026 |  |  | Hydrogen |  | Dispatch-Interconnection | VOM | 0 | ON | WC | H2 Pipeline - Repurposed |  |  |  | 0.79031 | 0
LCP_Inputs_ON_Diverse_IEA_2023_05_05 | 2026 |  |  | Methane |  | Dispatch-Interconnection | VOM | 0 | PJ | ON | CH4 Pipeline |  |  |  | 0.79031 | 0
LCP_Inputs_ON_Diverse_IEA_2023_05_05 | 2026 |  |  | Electricity |  | Dispatch-Interconnection | VOM | 0 | PJ | ON | Electricity Transmission Line |  |  |  | 0.79031 | 0
LCP_Inputs_ON_Diverse_IEA_2023_05_05 | 2026 |  |  | Hydrogen |  | Dispatch-Interconnection | VOM | 0 | PJ | ON | H2 Pipeline - New |  |  |  | 0.79031 | 0
LCP_Inputs_ON_Diverse_IEA_2023_05_05 | 2026 |  |  | Hydrogen |  | Dispatch-Interconnection | VOM | 0 | PJ | ON | H2 Pipeline - Repurposed |  |  |  | 0.79031 | 0
LCP_Inputs_ON_Diverse_IEA_2023_05_05 | 2026 |  |  | Methane |  | Dispatch-Intraconnection | VOM | 0 | PJ | PJ | CH4 Pipeline |  |  |  | 0.79031 | 0
LCP_Inputs_ON_Diverse_IEA_2023_05_05 | 2026 |  |  | Electricity |  | Dispatch-Intraconnection | VOM | 0 | PJ | PJ | Electricity Transmission Line |  |  |  | 0.79031 | 0
LCP_Inputs_ON_Diverse_IEA_2023_05_05 | 2026 |  |  | Hydrogen |  | Dispatch-Intraconnection | VOM | 0 | PJ | PJ | H2 Pipeline - New |  |  |  | 0.79031 | 0
LCP_Inputs_ON_Diverse_IEA_2023_05_05 | 2026 |  |  | Hydrogen |  | Dispatch-Intraconnection | VOM | 0 | PJ | PJ | H2 Pipeline - Repurposed |  |  |  | 0.79031 | 0
LCP_Inputs_ON_Diverse_IEA_2023_05_05 | 2026 |  |  | Electricity |  | Dispatch-Interconnection | VOM | 64147633.0874 | QC | NY | Electricity Transmission Line |  |  |  | 0.79031 | 50696806.2202
LCP_Inputs_ON_Diverse_IEA_2023_05_05 | 2026 |  |  | Methane |  | Dispatch-Interconnection | VOM | 0 | QC | ON | CH4 Pipeline |  |  |  | 0.79031 | 0
LCP_Inputs_ON_Diverse_IEA_2023_05_05 | 2026 |  |  | Electricity |  | Dispatch-Interconnection | VOM | 6029199.7061 | QC | ON | Electricity Transmission Line |  |  |  | 0.79031 | 4764964.1063
LCP_Inputs_ON_Diverse_IEA_2023_05_05 | 2026 |  |  | Hydrogen |  | Dispatch-Interconnection | VOM | 0 | QC | ON | H2 Pipeline - New |  |  |  | 0.79031 | 0
LCP_Inputs_ON_Diverse_IEA_2023_05_05 | 2026 |  |  | Hydrogen |  | Dispatch-Interconnection | VOM | 0 | QC | ON | H2 Pipeline - Repurposed |  |  |  | 0.79031 | 0
LCP_Inputs_ON_Diverse_IEA_2023_05_05 | 2026 |  |  | Methane |  | Dispatch-Intraconnection | VOM | 0 | QC | QC | CH4 Pipeline |  |  |  | 0.79031 | 0
LCP_Inputs_ON_Diverse_IEA_2023_05_05 | 2026 |  |  | Electricity |  | Dispatch-Intraconnection | VOM | 0 | QC | QC | Electricity Transmission Line |  |  |  | 0.79031 | 0
LCP_Inputs_ON_Diverse_IEA_2023_05_05 | 2026 |  |  | Hydrogen |  | Dispatch-Intraconnection | VOM | 0 | QC | QC | H2 Pipeline - New |  |  |  | 0.79031 | 0
LCP_Inputs_ON_Diverse_IEA_2023_05_05 | 2026 |  |  | Hydrogen |  | Dispatch-Intraconnection | VOM | 0 | QC | QC | H2 Pipeline - Repurposed |  |  |  | 0.79031 | 0
LCP_Inputs_ON_Diverse_IEA_2023_05_05 | 2026 |  |  | Electricity |  | Dispatch-Interconnection | VOM | 15666574.5027 | WC | MI | Electricity Transmission Line |  |  |  | 0.79031 | 12381521.3979
LCP_Inputs_ON_Diverse_IEA_2023_05_05 | 2026 |  |  | Methane |  | Dispatch-Interconnection | VOM | 0 | WC | ON | CH4 Pipeline |  |  |  | 0.79031 | 0
LCP_Inputs_ON_Diverse_IEA_2023_05_05 | 2026 |  |  | Electricity |  | Dispatch-Interconnection | VOM | 426824.5187 | WC | ON | Electricity Transmission Line |  |  |  | 0.79031 | 337325.6171
LCP_Inputs_ON_Diverse_IEA_2023_05_05 | 2026 |  |  | Hydrogen |  | Dispatch-Interconnection | VOM | 0 | WC | ON | H2 Pipeline - New |  |  |  | 0.79031 | 0
LCP_Inputs_ON_Diverse_IEA_2023_05_05 | 2026 |  |  | Hydrogen |  | Dispatch-Interconnection | VOM | 0 | WC | ON | H2 Pipeline - Repurposed |  |  |  | 0.79031 | 0
LCP_Inputs_ON_Diverse_IEA_2023_05_05 | 2026 |  |  | Methane |  | Dispatch-Intraconnection | VOM | 0 | WC | WC | CH4 Pipeline |  |  |  | 0.79031 | 0
LCP_Inputs_ON_Diverse_IEA_2023_05_05 | 2026 |  |  | Electricity |  | Dispatch-Intraconnection | VOM | 0 | WC | WC | Electricity Transmission Line |  |  |  | 0.79031 | 0
LCP_Inputs_ON_Diverse_IEA_2023_05_05 | 2026 |  |  | Hydrogen |  | Dispatch-Intraconnection | VOM | 0 | WC | WC | H2 Pipeline - New |  |  |  | 0.79031 | 0
LCP_Inputs_ON_Diverse_IEA_2023_05_05 | 2026 |  |  | Hydrogen |  | Dispatch-Intraconnection | VOM | 0 | WC | WC | H2 Pipeline - Repurposed |  |  |  | 0.79031 | 0
LCP_Inputs_ON_Diverse_IEA_2023_05_05 | 2027 |  |  | Methane |  | Dispatch-Intraconnection | VOM | 0 | MI | MI | CH4 Pipeline |  |  |  | 0.75992 | 0
LCP_Inputs_ON_Diverse_IEA_2023_05_05 | 2027 |  |  | Electricity |  | Dispatch-Intraconnection | VOM | 0 | MI | MI | Electricity Transmission Line |  |  |  | 0.75992 | 0
LCP_Inputs_ON_Diverse_IEA_2023_05_05 | 2027 |  |  | Hydrogen |  | Dispatch-Intraconnection | VOM | 0 | MI | MI | H2 Pipeline - New |  |  |  | 0.75992 | 0
LCP_Inputs_ON_Diverse_IEA_2023_05_05 | 2027 |  |  | Hydrogen |  | Dispatch-Intraconnection | VOM | 0 | MI | MI | H2 Pipeline - Repurposed |  |  |  | 0.75992 | 0
LCP_Inputs_ON_Diverse_IEA_2023_05_05 | 2027 |  |  | Methane |  | Dispatch-Interconnection | VOM | 0 | MI | ON | CH4 Pipeline |  |  |  | 0.75992 | 0
LCP_Inputs_ON_Diverse_IEA_2023_05_05 | 2027 |  |  | Electricity |  | Dispatch-Interconnection | VOM | 652393.8867 | MI | ON | Electricity Transmission Line |  |  |  | 0.75992 | 495765.7357
LCP_Inputs_ON_Diverse_IEA_2023_05_05 | 2027 |  |  | Hydrogen |  | Dispatch-Interconnection | VOM | 0 | MI | ON | H2 Pipeline - New |  |  |  | 0.75992 | 0
LCP_Inputs_ON_Diverse_IEA_2023_05_05 | 2027 |  |  | Hydrogen |  | Dispatch-Interconnection | VOM | 0 | MI | ON | H2 Pipeline - Repurposed |  |  |  | 0.75992 | 0
LCP_Inputs_ON_Diverse_IEA_2023_05_05 | 2027 |  |  | Electricity |  | Dispatch-Interconnection | VOM | 1598406.6308 | MI | WC | Electricity Transmission Line |  |  |  | 0.75992 | 1214657.6715
LCP_Inputs_ON_Diverse_IEA_2023_05_05 | 2027 |  |  | Methane |  | Dispatch-Intraconnection | VOM | 0 | NY | NY | CH4 Pipeline |  |  |  | 0.75992 | 0
LCP_Inputs_ON_Diverse_IEA_2023_05_05 | 2027 |  |  | Electricity |  | Dispatch-Intraconnection | VOM | 0 | NY | NY | Electricity Transmission Line |  |  |  | 0.75992 | 0
LCP_Inputs_ON_Diverse_IEA_2023_05_05 | 2027 |  |  | Hydrogen |  | Dispatch-Intraconnection | VOM | 0 | NY | NY | H2 Pipeline - New |  |  |  | 0.75992 | 0
LCP_Inputs_ON_Diverse_IEA_2023_05_05 | 2027 |  |  | Hydrogen |  | Dispatch-Intraconnection | VOM | 0 | NY | NY | H2 Pipeline - Repurposed |  |  |  | 0.75992 | 0
LCP_Inputs_ON_Diverse_IEA_2023_05_05 | 2027 |  |  | Methane |  | Dispatch-Interconnection | VOM | 0 | NY | ON | CH4 Pipeline |  |  |  | 0.75992 | 0
LCP_Inputs_ON_Diverse_IEA_2023_05_05 | 2027 |  |  | Electricity |  | Dispatch-Interconnection | VOM | 5698342.0927 | NY | ON | Electricity Transmission Line |  |  |  | 0.75992 | 4330271.662
LCP_Inputs_ON_Diverse_IEA_2023_05_05 | 2027 |  |  | Hydrogen |  | Dispatch-Interconnection | VOM | 0 | NY | ON | H2 Pipeline - New |  |  |  | 0.75992 | 0
LCP_Inputs_ON_Diverse_IEA_2023_05_05 | 2027 |  |  | Hydrogen |  | Dispatch-Interconnection | VOM | 0 | NY | ON | H2 Pipeline - Repurposed |  |  |  | 0.75992 | 0
LCP_Inputs_ON_Diverse_IEA_2023_05_05 | 2027 |  |  | Electricity |  | Dispatch-Interconnection | VOM | 6651284.2408 | NY | QC | Electricity Transmission Line |  |  |  | 0.75992 | 5054429.3752
LCP_Inputs_ON_Diverse_IEA_2023_05_05 | 2027 |  |  | Methane |  | Dispatch-Interconnection | VOM | 0 | ON | MI | CH4 Pipeline |  |  |  | 0.75992 | 0
LCP_Inputs_ON_Diverse_IEA_2023_05_05 | 2027 |  |  | Electricity |  | Dispatch-Interconnection | VOM | 17633891.6463 | ON | MI | Electricity Transmission Line |  |  |  | 0.75992 | 13400308.3781
LCP_Inputs_ON_Diverse_IEA_2023_05_05 | 2027 |  |  | Hydrogen |  | Dispatch-Interconnection | VOM | 0 | ON | MI | H2 Pipeline - New |  |  |  | 0.75992 | 0
LCP_Inputs_ON_Diverse_IEA_2023_05_05 | 2027 |  |  | Hydrogen |  | Dispatch-Interconnection | VOM | 0 | ON | MI | H2 Pipeline - Repurposed |  |  |  | 0.75992 | 0
LCP_Inputs_ON_Diverse_IEA_2023_05_05 | 2027 |  |  | Methane |  | Dispatch-Interconnection | VOM | 0 | ON | NY | CH4 Pipeline |  |  |  | 0.75992 | 0
LCP_Inputs_ON_Diverse_IEA_2023_05_05 | 2027 |  |  | Electricity |  | Dispatch-Interconnection | VOM | 17827055.3966 | ON | NY | Electricity Transmission Line |  |  |  | 0.75992 | 13547096.9528
LCP_Inputs_ON_Diverse_IEA_2023_05_05 | 2027 |  |  | Hydrogen |  | Dispatch-Interconnection | VOM | 0 | ON | NY | H2 Pipeline - New |  |  |  | 0.75992 | 0
LCP_Inputs_ON_Diverse_IEA_2023_05_05 | 2027 |  |  | Hydrogen |  | Dispatch-Interconnection | VOM | 0 | ON | NY | H2 Pipeline - Repurposed |  |  |  | 0.75992 | 0
LCP_Inputs_ON_Diverse_IEA_2023_05_05 | 2027 |  |  | Methane |  | Dispatch-Intraconnection | VOM | 775556548.9 | ON | ON | CH4 Pipeline |  |  |  | 0.75992 | 589359236.6546
LCP_Inputs_ON_Diverse_IEA_2023_05_05 | 2027 |  |  | Electricity |  | Dispatch-Intraconnection | VOM | 0 | ON | ON | Electricity Transmission Line |  |  |  | 0.75992 | 0
LCP_Inputs_ON_Diverse_IEA_2023_05_05 | 2027 |  |  | Hydrogen |  | Dispatch-Intraconnection | VOM | 0 | ON | ON | H2 Pipeline - New |  |  |  | 0.75992 | 0
LCP_Inputs_ON_Diverse_IEA_2023_05_05 | 2027 |  |  | Hydrogen |  | Dispatch-Intraconnection | VOM | 0 | ON | ON | H2 Pipeline - Repurposed |  |  |  | 0.75992 | 0
LCP_Inputs_ON_Diverse_IEA_2023_05_05 | 2027 |  |  | Methane |  | Dispatch-Interconnection | VOM | 0 | ON | PJ | CH4 Pipeline |  |  |  | 0.75992 | 0
LCP_Inputs_ON_Diverse_IEA_2023_05_05 | 2027 |  |  | Electricity |  | Dispatch-Interconnection | VOM | 0 | ON | PJ | Electricity Transmission Line |  |  |  | 0.75992 | 0
LCP_Inputs_ON_Diverse_IEA_2023_05_05 | 2027 |  |  | Hydrogen |  | Dispatch-Interconnection | VOM | 0 | ON | PJ | H2 Pipeline - New |  |  |  | 0.75992 | 0
LCP_Inputs_ON_Diverse_IEA_2023_05_05 | 2027 |  |  | Hydrogen |  | Dispatch-Interconnection | VOM | 0 | ON | PJ | H2 Pipeline - Repurposed |  |  |  | 0.75992 | 0
LCP_Inputs_ON_Diverse_IEA_2023_05_05 | 2027 |  |  | Methane |  | Dispatch-Interconnection | VOM | 0 | ON | QC | CH4 Pipeline |  |  |  | 0.75992 | 0
LCP_Inputs_ON_Diverse_IEA_2023_05_05 | 2027 |  |  | Electricity |  | Dispatch-Interconnection | VOM | 3255394.417 | ON | QC | Electricity Transmission Line |  |  |  | 0.75992 | 2473832.2064
LCP_Inputs_ON_Diverse_IEA_2023_05_05 | 2027 |  |  | Hydrogen |  | Dispatch-Interconnection | VOM | 0 | ON | QC | H2 Pipeline - New |  |  |  | 0.75992 | 0
LCP_Inputs_ON_Diverse_IEA_2023_05_05 | 2027 |  |  | Hydrogen |  | Dispatch-Interconnection | VOM | 0 | ON | QC | H2 Pipeline - Repurposed |  |  |  | 0.75992 | 0
LCP_Inputs_ON_Diverse_IEA_2023_05_05 | 2027 |  |  | Methane |  | Dispatch-Interconnection | VOM | 0 | ON | WC | CH4 Pipeline |  |  |  | 0.75992 | 0
LCP_Inputs_ON_Diverse_IEA_2023_05_05 | 2027 |  |  | Electricity |  | Dispatch-Interconnection | VOM | 96018.1725 | ON | WC | Electricity Transmission Line |  |  |  | 0.75992 | 72965.9197
LCP_Inputs_ON_Diverse_IEA_2023_05_05 | 2027 |  |  | Hydrogen |  | Dispatch-Interconnection | VOM | 0 | ON | WC | H2 Pipeline - New |  |  |  | 0.75992 | 0
LCP_Inputs_ON_Diverse_IEA_2023_05_05 | 2027 |  |  | Hydrogen |  | Dispatch-Interconnection | VOM | 0 | ON | WC | H2 Pipeline - Repurposed |  |  |  | 0.75992 | 0
LCP_Inputs_ON_Diverse_IEA_2023_05_05 | 2027 |  |  | Methane |  | Dispatch-Interconnection | VOM | 0 | PJ | ON | CH4 Pipeline |  |  |  | 0.75992 | 0
LCP_Inputs_ON_Diverse_IEA_2023_05_05 | 2027 |  |  | Electricity |  | Dispatch-Interconnection | VOM | 0 | PJ | ON | Electricity Transmission Line |  |  |  | 0.75992 | 0
LCP_Inputs_ON_Diverse_IEA_2023_05_05 | 2027 |  |  | Hydrogen |  | Dispatch-Interconnection | VOM | 0 | PJ | ON | H2 Pipeline - New |  |  |  | 0.75992 | 0
LCP_Inputs_ON_Diverse_IEA_2023_05_05 | 2027 |  |  | Hydrogen |  | Dispatch-Interconnection | VOM | 0 | PJ | ON | H2 Pipeline - Repurposed |  |  |  | 0.75992 | 0
LCP_Inputs_ON_Diverse_IEA_2023_05_05 | 2027 |  |  | Methane |  | Dispatch-Intraconnection | VOM | 0 | PJ | PJ | CH4 Pipeline |  |  |  | 0.75992 | 0
LCP_Inputs_ON_Diverse_IEA_2023_05_05 | 2027 |  |  | Electricity |  | Dispatch-Intraconnection | VOM | 0 | PJ | PJ | Electricity Transmission Line |  |  |  | 0.75992 | 0
LCP_Inputs_ON_Diverse_IEA_2023_05_05 | 2027 |  |  | Hydrogen |  | Dispatch-Intraconnection | VOM | 0 | PJ | PJ | H2 Pipeline - New |  |  |  | 0.75992 | 0
LCP_Inputs_ON_Diverse_IEA_2023_05_05 | 2027 |  |  | Hydrogen |  | Dispatch-Intraconnection | VOM | 0 | PJ | PJ | H2 Pipeline - Repurposed |  |  |  | 0.75992 | 0
LCP_Inputs_ON_Diverse_IEA_2023_05_05 | 2027 |  |  | Electricity |  | Dispatch-Interconnection | VOM | 64147633.0874 | QC | NY | Electricity Transmission Line |  |  |  | 0.75992 | 48746929.0579
LCP_Inputs_ON_Diverse_IEA_2023_05_05 | 2027 |  |  | Methane |  | Dispatch-Interconnection | VOM | 0 | QC | ON | CH4 Pipeline |  |  |  | 0.75992 | 0
LCP_Inputs_ON_Diverse_IEA_2023_05_05 | 2027 |  |  | Electricity |  | Dispatch-Interconnection | VOM | 6029199.7061 | QC | ON | Electricity Transmission Line |  |  |  | 0.75992 | 4581696.2561
LCP_Inputs_ON_Diverse_IEA_2023_05_05 | 2027 |  |  | Hydrogen |  | Dispatch-Interconnection | VOM | 0 | QC | ON | H2 Pipeline - New |  |  |  | 0.75992 | 0
LCP_Inputs_ON_Diverse_IEA_2023_05_05 | 2027 |  |  | Hydrogen |  | Dispatch-Interconnection | VOM | 0 | QC | ON | H2 Pipeline - Repurposed |  |  |  | 0.75992 | 0
LCP_Inputs_ON_Diverse_IEA_2023_05_05 | 2027 |  |  | Methane |  | Dispatch-Intraconnection | VOM | 0 | QC | QC | CH4 Pipeline |  |  |  | 0.75992 | 0
LCP_Inputs_ON_Diverse_IEA_2023_05_05 | 2027 |  |  | Electricity |  | Dispatch-Intraconnection | VOM | 0 | QC | QC | Electricity Transmission Line |  |  |  | 0.75992 | 0
LCP_Inputs_ON_Diverse_IEA_2023_05_05 | 2027 |  |  | Hydrogen |  | Dispatch-Intraconnection | VOM | 0 | QC | QC | H2 Pipeline - New |  |  |  | 0.75992 | 0
LCP_Inputs_ON_Diverse_IEA_2023_05_05 | 2027 |  |  | Hydrogen |  | Dispatch-Intraconnection | VOM | 0 | QC | QC | H2 Pipeline - Repurposed |  |  |  | 0.75992 | 0
LCP_Inputs_ON_Diverse_IEA_2023_05_05 | 2027 |  |  | Electricity |  | Dispatch-Interconnection | VOM | 15666574.5027 | WC | MI | Electricity Transmission Line |  |  |  | 0.75992 | 11905309.0365
LCP_Inputs_ON_Diverse_IEA_2023_05_05 | 2027 |  |  | Methane |  | Dispatch-Interconnection | VOM | 0 | WC | ON | CH4 Pipeline |  |  |  | 0.75992 | 0
LCP_Inputs_ON_Diverse_IEA_2023_05_05 | 2027 |  |  | Electricity |  | Dispatch-Interconnection | VOM | 426824.5187 | WC | ON | Electricity Transmission Line |  |  |  | 0.75992 | 324351.5549
LCP_Inputs_ON_Diverse_IEA_2023_05_05 | 2027 |  |  | Hydrogen |  | Dispatch-Interconnection | VOM | 0 | WC | ON | H2 Pipeline - New |  |  |  | 0.75992 | 0
LCP_Inputs_ON_Diverse_IEA_2023_05_05 | 2027 |  |  | Hydrogen |  | Dispatch-Interconnection | VOM | 0 | WC | ON | H2 Pipeline - Repurposed |  |  |  | 0.75992 | 0
LCP_Inputs_ON_Diverse_IEA_2023_05_05 | 2027 |  |  | Methane |  | Dispatch-Intraconnection | VOM | 0 | WC | WC | CH4 Pipeline |  |  |  | 0.75992 | 0
LCP_Inputs_ON_Diverse_IEA_2023_05_05 | 2027 |  |  | Electricity |  | Dispatch-Intraconnection | VOM | 0 | WC | WC | Electricity Transmission Line |  |  |  | 0.75992 | 0
LCP_Inputs_ON_Diverse_IEA_2023_05_05 | 2027 |  |  | Hydrogen |  | Dispatch-Intraconnection | VOM | 0 | WC | WC | H2 Pipeline - New |  |  |  | 0.75992 | 0
LCP_Inputs_ON_Diverse_IEA_2023_05_05 | 2027 |  |  | Hydrogen |  | Dispatch-Intraconnection | VOM | 0 | WC | WC | H2 Pipeline - Repurposed |  |  |  | 0.75992 | 0
LCP_Inputs_ON_Diverse_IEA_2023_05_05 | 2028 |  |  | Methane |  | Dispatch-Intraconnection | VOM | 0 | MI | MI | CH4 Pipeline |  |  |  | 0.73069 | 0
LCP_Inputs_ON_Diverse_IEA_2023_05_05 | 2028 |  |  | Electricity |  | Dispatch-Intraconnection | VOM | 0 | MI | MI | Electricity Transmission Line |  |  |  | 0.73069 | 0
LCP_Inputs_ON_Diverse_IEA_2023_05_05 | 2028 |  |  | Hydrogen |  | Dispatch-Intraconnection | VOM | 0 | MI | MI | H2 Pipeline - New |  |  |  | 0.73069 | 0
LCP_Inputs_ON_Diverse_IEA_2023_05_05 | 2028 |  |  | Hydrogen |  | Dispatch-Intraconnection | VOM | 0 | MI | MI | H2 Pipeline - Repurposed |  |  |  | 0.73069 | 0
LCP_Inputs_ON_Diverse_IEA_2023_05_05 | 2028 |  |  | Methane |  | Dispatch-Interconnection | VOM | 0 | MI | ON | CH4 Pipeline |  |  |  | 0.73069 | 0
LCP_Inputs_ON_Diverse_IEA_2023_05_05 | 2028 |  |  | Electricity |  | Dispatch-Interconnection | VOM | 652393.8867 | MI | ON | Electricity Transmission Line |  |  |  | 0.73069 | 476697.8228
LCP_Inputs_ON_Diverse_IEA_2023_05_05 | 2028 |  |  | Hydrogen |  | Dispatch-Interconnection | VOM | 0 | MI | ON | H2 Pipeline - New |  |  |  | 0.73069 | 0
LCP_Inputs_ON_Diverse_IEA_2023_05_05 | 2028 |  |  | Hydrogen |  | Dispatch-Interconnection | VOM | 0 | MI | ON | H2 Pipeline - Repurposed |  |  |  | 0.73069 | 0
LCP_Inputs_ON_Diverse_IEA_2023_05_05 | 2028 |  |  | Electricity |  | Dispatch-Interconnection | VOM | 1598406.6308 | MI | WC | Electricity Transmission Line |  |  |  | 0.73069 | 1167940.0687
LCP_Inputs_ON_Diverse_IEA_2023_05_05 | 2028 |  |  | Methane |  | Dispatch-Intraconnection | VOM | 0 | NY | NY | CH4 Pipeline |  |  |  | 0.73069 | 0
LCP_Inputs_ON_Diverse_IEA_2023_05_05 | 2028 |  |  | Electricity |  | Dispatch-Intraconnection | VOM | 0 | NY | NY | Electricity Transmission Line |  |  |  | 0.73069 | 0
LCP_Inputs_ON_Diverse_IEA_2023_05_05 | 2028 |  |  | Hydrogen |  | Dispatch-Intraconnection | VOM | 0 | NY | NY | H2 Pipeline - New |  |  |  | 0.73069 | 0
LCP_Inputs_ON_Diverse_IEA_2023_05_05 | 2028 |  |  | Hydrogen |  | Dispatch-Intraconnection | VOM | 0 | NY | NY | H2 Pipeline - Repurposed |  |  |  | 0.73069 | 0
LCP_Inputs_ON_Diverse_IEA_2023_05_05 | 2028 |  |  | Methane |  | Dispatch-Interconnection | VOM | 0 | NY | ON | CH4 Pipeline |  |  |  | 0.73069 | 0
LCP_Inputs_ON_Diverse_IEA_2023_05_05 | 2028 |  |  | Electricity |  | Dispatch-Interconnection | VOM | 5698342.0927 | NY | ON | Electricity Transmission Line |  |  |  | 0.73069 | 4163722.7519
LCP_Inputs_ON_Diverse_IEA_2023_05_05 | 2028 |  |  | Hydrogen |  | Dispatch-Interconnection | VOM | 0 | NY | ON | H2 Pipeline - New |  |  |  | 0.73069 | 0
LCP_Inputs_ON_Diverse_IEA_2023_05_05 | 2028 |  |  | Hydrogen |  | Dispatch-Interconnection | VOM | 0 | NY | ON | H2 Pipeline - Repurposed |  |  |  | 0.73069 | 0
LCP_Inputs_ON_Diverse_IEA_2023_05_05 | 2028 |  |  | Electricity |  | Dispatch-Interconnection | VOM | 6651284.2408 | NY | QC | Electricity Transmission Line |  |  |  | 0.73069 | 4860028.2454
LCP_Inputs_ON_Diverse_IEA_2023_05_05 | 2028 |  |  | Methane |  | Dispatch-Interconnection | VOM | 0 | ON | MI | CH4 Pipeline |  |  |  | 0.73069 | 0
LCP_Inputs_ON_Diverse_IEA_2023_05_05 | 2028 |  |  | Electricity |  | Dispatch-Interconnection | VOM | 17633891.6463 | ON | MI | Electricity Transmission Line |  |  |  | 0.73069 | 12884911.902
LCP_Inputs_ON_Diverse_IEA_2023_05_05 | 2028 |  |  | Hydrogen |  | Dispatch-Interconnection | VOM | 0 | ON | MI | H2 Pipeline - New |  |  |  | 0.73069 | 0
LCP_Inputs_ON_Diverse_IEA_2023_05_05 | 2028 |  |  | Hydrogen |  | Dispatch-Interconnection | VOM | 0 | ON | MI | H2 Pipeline - Repurposed |  |  |  | 0.73069 | 0
LCP_Inputs_ON_Diverse_IEA_2023_05_05 | 2028 |  |  | Methane |  | Dispatch-Interconnection | VOM | 0 | ON | NY | CH4 Pipeline |  |  |  | 0.73069 | 0
LCP_Inputs_ON_Diverse_IEA_2023_05_05 | 2028 |  |  | Electricity |  | Dispatch-Interconnection | VOM | 17827055.3966 | ON | NY | Electricity Transmission Line |  |  |  | 0.73069 | 13026054.7623
LCP_Inputs_ON_Diverse_IEA_2023_05_05 | 2028 |  |  | Hydrogen |  | Dispatch-Interconnection | VOM | 0 | ON | NY | H2 Pipeline - New |  |  |  | 0.73069 | 0
LCP_Inputs_ON_Diverse_IEA_2023_05_05 | 2028 |  |  | Hydrogen |  | Dispatch-Interconnection | VOM | 0 | ON | NY | H2 Pipeline - Repurposed |  |  |  | 0.73069 | 0
LCP_Inputs_ON_Diverse_IEA_2023_05_05 | 2028 |  |  | Methane |  | Dispatch-Intraconnection | VOM | 775556548.9 | ON | ON | CH4 Pipeline |  |  |  | 0.73069 | 566691573.7064
LCP_Inputs_ON_Diverse_IEA_2023_05_05 | 2028 |  |  | Electricity |  | Dispatch-Intraconnection | VOM | 0 | ON | ON | Electricity Transmission Line |  |  |  | 0.73069 | 0
LCP_Inputs_ON_Diverse_IEA_2023_05_05 | 2028 |  |  | Hydrogen |  | Dispatch-Intraconnection | VOM | 0 | ON | ON | H2 Pipeline - New |  |  |  | 0.73069 | 0
LCP_Inputs_ON_Diverse_IEA_2023_05_05 | 2028 |  |  | Hydrogen |  | Dispatch-Intraconnection | VOM | 0 | ON | ON | H2 Pipeline - Repurposed |  |  |  | 0.73069 | 0
LCP_Inputs_ON_Diverse_IEA_2023_05_05 | 2028 |  |  | Methane |  | Dispatch-Interconnection | VOM | 0 | ON | PJ | CH4 Pipeline |  |  |  | 0.73069 | 0
LCP_Inputs_ON_Diverse_IEA_2023_05_05 | 2028 |  |  | Electricity |  | Dispatch-Interconnection | VOM | 0 | ON | PJ | Electricity Transmission Line |  |  |  | 0.73069 | 0
LCP_Inputs_ON_Diverse_IEA_2023_05_05 | 2028 |  |  | Hydrogen |  | Dispatch-Interconnection | VOM | 0 | ON | PJ | H2 Pipeline - New |  |  |  | 0.73069 | 0
LCP_Inputs_ON_Diverse_IEA_2023_05_05 | 2028 |  |  | Hydrogen |  | Dispatch-Interconnection | VOM | 0 | ON | PJ | H2 Pipeline - Repurposed |  |  |  | 0.73069 | 0
LCP_Inputs_ON_Diverse_IEA_2023_05_05 | 2028 |  |  | Methane |  | Dispatch-Interconnection | VOM | 0 | ON | QC | CH4 Pipeline |  |  |  | 0.73069 | 0
LCP_Inputs_ON_Diverse_IEA_2023_05_05 | 2028 |  |  | Electricity |  | Dispatch-Interconnection | VOM | 3255394.417 | ON | QC | Electricity Transmission Line |  |  |  | 0.73069 | 2378684.8139
LCP_Inputs_ON_Diverse_IEA_2023_05_05 | 2028 |  |  | Hydrogen |  | Dispatch-Interconnection | VOM | 0 | ON | QC | H2 Pipeline - New |  |  |  | 0.73069 | 0
LCP_Inputs_ON_Diverse_IEA_2023_05_05 | 2028 |  |  | Hydrogen |  | Dispatch-Interconnection | VOM | 0 | ON | QC | H2 Pipeline - Repurposed |  |  |  | 0.73069 | 0
LCP_Inputs_ON_Diverse_IEA_2023_05_05 | 2028 |  |  | Methane |  | Dispatch-Interconnection | VOM | 0 | ON | WC | CH4 Pipeline |  |  |  | 0.73069 | 0
LCP_Inputs_ON_Diverse_IEA_2023_05_05 | 2028 |  |  | Electricity |  | Dispatch-Interconnection | VOM | 96018.1725 | ON | WC | Electricity Transmission Line |  |  |  | 0.73069 | 70159.5381
LCP_Inputs_ON_Diverse_IEA_2023_05_05 | 2028 |  |  | Hydrogen |  | Dispatch-Interconnection | VOM | 0 | ON | WC | H2 Pipeline - New |  |  |  | 0.73069 | 0
LCP_Inputs_ON_Diverse_IEA_2023_05_05 | 2028 |  |  | Hydrogen |  | Dispatch-Interconnection | VOM | 0 | ON | WC | H2 Pipeline - Repurposed |  |  |  | 0.73069 | 0
LCP_Inputs_ON_Diverse_IEA_2023_05_05 | 2028 |  |  | Methane |  | Dispatch-Interconnection | VOM | 0 | PJ | ON | CH4 Pipeline |  |  |  | 0.73069 | 0
LCP_Inputs_ON_Diverse_IEA_2023_05_05 | 2028 |  |  | Electricity |  | Dispatch-Interconnection | VOM | 0 | PJ | ON | Electricity Transmission Line |  |  |  | 0.73069 | 0
LCP_Inputs_ON_Diverse_IEA_2023_05_05 | 2028 |  |  | Hydrogen |  | Dispatch-Interconnection | VOM | 0 | PJ | ON | H2 Pipeline - New |  |  |  | 0.73069 | 0
LCP_Inputs_ON_Diverse_IEA_2023_05_05 | 2028 |  |  | Hydrogen |  | Dispatch-Interconnection | VOM | 0 | PJ | ON | H2 Pipeline - Repurposed |  |  |  | 0.73069 | 0
LCP_Inputs_ON_Diverse_IEA_2023_05_05 | 2028 |  |  | Methane |  | Dispatch-Intraconnection | VOM | 0 | PJ | PJ | CH4 Pipeline |  |  |  | 0.73069 | 0
LCP_Inputs_ON_Diverse_IEA_2023_05_05 | 2028 |  |  | Electricity |  | Dispatch-Intraconnection | VOM | 0 | PJ | PJ | Electricity Transmission Line |  |  |  | 0.73069 | 0
LCP_Inputs_ON_Diverse_IEA_2023_05_05 | 2028 |  |  | Hydrogen |  | Dispatch-Intraconnection | VOM | 0 | PJ | PJ | H2 Pipeline - New |  |  |  | 0.73069 | 0
LCP_Inputs_ON_Diverse_IEA_2023_05_05 | 2028 |  |  | Hydrogen |  | Dispatch-Intraconnection | VOM | 0 | PJ | PJ | H2 Pipeline - Repurposed |  |  |  | 0.73069 | 0
LCP_Inputs_ON_Diverse_IEA_2023_05_05 | 2028 |  |  | Electricity |  | Dispatch-Interconnection | VOM | 64147633.0874 | QC | NY | Electricity Transmission Line |  |  |  | 0.73069 | 46872047.171
LCP_Inputs_ON_Diverse_IEA_2023_05_05 | 2028 |  |  | Methane |  | Dispatch-Interconnection | VOM | 0 | QC | ON | CH4 Pipeline |  |  |  | 0.73069 | 0
LCP_Inputs_ON_Diverse_IEA_2023_05_05 | 2028 |  |  | Electricity |  | Dispatch-Interconnection | VOM | 6029199.7061 | QC | ON | Electricity Transmission Line |  |  |  | 0.73069 | 4405477.1693
LCP_Inputs_ON_Diverse_IEA_2023_05_05 | 2028 |  |  | Hydrogen |  | Dispatch-Interconnection | VOM | 0 | QC | ON | H2 Pipeline - New |  |  |  | 0.73069 | 0
LCP_Inputs_ON_Diverse_IEA_2023_05_05 | 2028 |  |  | Hydrogen |  | Dispatch-Interconnection | VOM | 0 | QC | ON | H2 Pipeline - Repurposed |  |  |  | 0.73069 | 0
LCP_Inputs_ON_Diverse_IEA_2023_05_05 | 2028 |  |  | Methane |  | Dispatch-Intraconnection | VOM | 0 | QC | QC | CH4 Pipeline |  |  |  | 0.73069 | 0
LCP_Inputs_ON_Diverse_IEA_2023_05_05 | 2028 |  |  | Electricity |  | Dispatch-Intraconnection | VOM | 0 | QC | QC | Electricity Transmission Line |  |  |  | 0.73069 | 0
LCP_Inputs_ON_Diverse_IEA_2023_05_05 | 2028 |  |  | Hydrogen |  | Dispatch-Intraconnection | VOM | 0 | QC | QC | H2 Pipeline - New |  |  |  | 0.73069 | 0
LCP_Inputs_ON_Diverse_IEA_2023_05_05 | 2028 |  |  | Hydrogen |  | Dispatch-Intraconnection | VOM | 0 | QC | QC | H2 Pipeline - Repurposed |  |  |  | 0.73069 | 0
LCP_Inputs_ON_Diverse_IEA_2023_05_05 | 2028 |  |  | Electricity |  | Dispatch-Interconnection | VOM | 15666574.5027 | WC | MI | Electricity Transmission Line |  |  |  | 0.73069 | 11447412.5351
LCP_Inputs_ON_Diverse_IEA_2023_05_05 | 2028 |  |  | Methane |  | Dispatch-Interconnection | VOM | 0 | WC | ON | CH4 Pipeline |  |  |  | 0.73069 | 0
LCP_Inputs_ON_Diverse_IEA_2023_05_05 | 2028 |  |  | Electricity |  | Dispatch-Interconnection | VOM | 426824.5187 | WC | ON | Electricity Transmission Line |  |  |  | 0.73069 | 311876.4951
LCP_Inputs_ON_Diverse_IEA_2023_05_05 | 2028 |  |  | Hydrogen |  | Dispatch-Interconnection | VOM | 0 | WC | ON | H2 Pipeline - New |  |  |  | 0.73069 | 0
LCP_Inputs_ON_Diverse_IEA_2023_05_05 | 2028 |  |  | Hydrogen |  | Dispatch-Interconnection | VOM | 0 | WC | ON | H2 Pipeline - Repurposed |  |  |  | 0.73069 | 0
LCP_Inputs_ON_Diverse_IEA_2023_05_05 | 2028 |  |  | Methane |  | Dispatch-Intraconnection | VOM | 0 | WC | WC | CH4 Pipeline |  |  |  | 0.73069 | 0
LCP_Inputs_ON_Diverse_IEA_2023_05_05 | 2028 |  |  | Electricity |  | Dispatch-Intraconnection | VOM | 0 | WC | WC | Electricity Transmission Line |  |  |  | 0.73069 | 0
LCP_Inputs_ON_Diverse_IEA_2023_05_05 | 2028 |  |  | Hydrogen |  | Dispatch-Intraconnection | VOM | 0 | WC | WC | H2 Pipeline - New |  |  |  | 0.73069 | 0
LCP_Inputs_ON_Diverse_IEA_2023_05_05 | 2028 |  |  | Hydrogen |  | Dispatch-Intraconnection | VOM | 0 | WC | WC | H2 Pipeline - Repurposed |  |  |  | 0.73069 | 0
LCP_Inputs_ON_Diverse_IEA_2023_05_05 | 2029 |  |  | Methane |  | Dispatch-Intraconnection | VOM | 0 | MI | MI | CH4 Pipeline |  |  |  | 0.70259 | 0
LCP_Inputs_ON_Diverse_IEA_2023_05_05 | 2029 |  |  | Electricity |  | Dispatch-Intraconnection | VOM | 0 | MI | MI | Electricity Transmission Line |  |  |  | 0.70259 | 0
LCP_Inputs_ON_Diverse_IEA_2023_05_05 | 2029 |  |  | Hydrogen |  | Dispatch-Intraconnection | VOM | 0 | MI | MI | H2 Pipeline - New |  |  |  | 0.70259 | 0
LCP_Inputs_ON_Diverse_IEA_2023_05_05 | 2029 |  |  | Hydrogen |  | Dispatch-Intraconnection | VOM | 0 | MI | MI | H2 Pipeline - Repurposed |  |  |  | 0.70259 | 0
LCP_Inputs_ON_Diverse_IEA_2023_05_05 | 2029 |  |  | Methane |  | Dispatch-Interconnection | VOM | 0 | MI | ON | CH4 Pipeline |  |  |  | 0.70259 | 0
LCP_Inputs_ON_Diverse_IEA_2023_05_05 | 2029 |  |  | Electricity |  | Dispatch-Interconnection | VOM | 652393.8867 | MI | ON | Electricity Transmission Line |  |  |  | 0.70259 | 458363.2912
LCP_Inputs_ON_Diverse_IEA_2023_05_05 | 2029 |  |  | Hydrogen |  | Dispatch-Interconnection | VOM | 0 | MI | ON | H2 Pipeline - New |  |  |  | 0.70259 | 0
LCP_Inputs_ON_Diverse_IEA_2023_05_05 | 2029 |  |  | Hydrogen |  | Dispatch-Interconnection | VOM | 0 | MI | ON | H2 Pipeline - Repurposed |  |  |  | 0.70259 | 0
LCP_Inputs_ON_Diverse_IEA_2023_05_05 | 2029 |  |  | Electricity |  | Dispatch-Interconnection | VOM | 1598406.6308 | MI | WC | Electricity Transmission Line |  |  |  | 0.70259 | 1123019.2969
LCP_Inputs_ON_Diverse_IEA_2023_05_05 | 2029 |  |  | Methane |  | Dispatch-Intraconnection | VOM | 0 | NY | NY | CH4 Pipeline |  |  |  | 0.70259 | 0
LCP_Inputs_ON_Diverse_IEA_2023_05_05 | 2029 |  |  | Electricity |  | Dispatch-Intraconnection | VOM | 0 | NY | NY | Electricity Transmission Line |  |  |  | 0.70259 | 0
LCP_Inputs_ON_Diverse_IEA_2023_05_05 | 2029 |  |  | Hydrogen |  | Dispatch-Intraconnection | VOM | 0 | NY | NY | H2 Pipeline - New |  |  |  | 0.70259 | 0
LCP_Inputs_ON_Diverse_IEA_2023_05_05 | 2029 |  |  | Hydrogen |  | Dispatch-Intraconnection | VOM | 0 | NY | NY | H2 Pipeline - Repurposed |  |  |  | 0.70259 | 0
LCP_Inputs_ON_Diverse_IEA_2023_05_05 | 2029 |  |  | Methane |  | Dispatch-Interconnection | VOM | 0 | NY | ON | CH4 Pipeline |  |  |  | 0.70259 | 0
LCP_Inputs_ON_Diverse_IEA_2023_05_05 | 2029 |  |  | Electricity |  | Dispatch-Interconnection | VOM | 5698342.0927 | NY | ON | Electricity Transmission Line |  |  |  | 0.70259 | 4003579.5692
LCP_Inputs_ON_Diverse_IEA_2023_05_05 | 2029 |  |  | Hydrogen |  | Dispatch-Interconnection | VOM | 0 | NY | ON | H2 Pipeline - New |  |  |  | 0.70259 | 0
LCP_Inputs_ON_Diverse_IEA_2023_05_05 | 2029 |  |  | Hydrogen |  | Dispatch-Interconnection | VOM | 0 | NY | ON | H2 Pipeline - Repurposed |  |  |  | 0.70259 | 0
LCP_Inputs_ON_Diverse_IEA_2023_05_05 | 2029 |  |  | Electricity |  | Dispatch-Interconnection | VOM | 6651284.2408 | NY | QC | Electricity Transmission Line |  |  |  | 0.70259 | 4673104.0821
LCP_Inputs_ON_Diverse_IEA_2023_05_05 | 2029 |  |  | Methane |  | Dispatch-Interconnection | VOM | 0 | ON | MI | CH4 Pipeline |  |  |  | 0.70259 | 0
LCP_Inputs_ON_Diverse_IEA_2023_05_05 | 2029 |  |  | Electricity |  | Dispatch-Interconnection | VOM | 17633891.6463 | ON | MI | Electricity Transmission Line |  |  |  | 0.70259 | 12389338.3673
LCP_Inputs_ON_Diverse_IEA_2023_05_05 | 2029 |  |  | Hydrogen |  | Dispatch-Interconnection | VOM | 0 | ON | MI | H2 Pipeline - New |  |  |  | 0.70259 | 0
LCP_Inputs_ON_Diverse_IEA_2023_05_05 | 2029 |  |  | Hydrogen |  | Dispatch-Interconnection | VOM | 0 | ON | MI | H2 Pipeline - Repurposed |  |  |  | 0.70259 | 0
LCP_Inputs_ON_Diverse_IEA_2023_05_05 | 2029 |  |  | Methane |  | Dispatch-Interconnection | VOM | 0 | ON | NY | CH4 Pipeline |  |  |  | 0.70259 | 0
LCP_Inputs_ON_Diverse_IEA_2023_05_05 | 2029 |  |  | Electricity |  | Dispatch-Interconnection | VOM | 17827055.3966 | ON | NY | Electricity Transmission Line |  |  |  | 0.70259 | 12525052.656
LCP_Inputs_ON_Diverse_IEA_2023_05_05 | 2029 |  |  | Hydrogen |  | Dispatch-Interconnection | VOM | 0 | ON | NY | H2 Pipeline - New |  |  |  | 0.70259 | 0
LCP_Inputs_ON_Diverse_IEA_2023_05_05 | 2029 |  |  | Hydrogen |  | Dispatch-Interconnection | VOM | 0 | ON | NY | H2 Pipeline - Repurposed |  |  |  | 0.70259 | 0
LCP_Inputs_ON_Diverse_IEA_2023_05_05 | 2029 |  |  | Methane |  | Dispatch-Intraconnection | VOM | 775556548.9 | ON | ON | CH4 Pipeline |  |  |  | 0.70259 | 544895743.9484
LCP_Inputs_ON_Diverse_IEA_2023_05_05 | 2029 |  |  | Electricity |  | Dispatch-Intraconnection | VOM | 0 | ON | ON | Electricity Transmission Line |  |  |  | 0.70259 | 0
LCP_Inputs_ON_Diverse_IEA_2023_05_05 | 2029 |  |  | Hydrogen |  | Dispatch-Intraconnection | VOM | 0 | ON | ON | H2 Pipeline - New |  |  |  | 0.70259 | 0
LCP_Inputs_ON_Diverse_IEA_2023_05_05 | 2029 |  |  | Hydrogen |  | Dispatch-Intraconnection | VOM | 0 | ON | ON | H2 Pipeline - Repurposed |  |  |  | 0.70259 | 0
LCP_Inputs_ON_Diverse_IEA_2023_05_05 | 2029 |  |  | Methane |  | Dispatch-Interconnection | VOM | 0 | ON | PJ | CH4 Pipeline |  |  |  | 0.70259 | 0
LCP_Inputs_ON_Diverse_IEA_2023_05_05 | 2029 |  |  | Electricity |  | Dispatch-Interconnection | VOM | 0 | ON | PJ | Electricity Transmission Line |  |  |  | 0.70259 | 0
LCP_Inputs_ON_Diverse_IEA_2023_05_05 | 2029 |  |  | Hydrogen |  | Dispatch-Interconnection | VOM | 0 | ON | PJ | H2 Pipeline - New |  |  |  | 0.70259 | 0
LCP_Inputs_ON_Diverse_IEA_2023_05_05 | 2029 |  |  | Hydrogen |  | Dispatch-Interconnection | VOM | 0 | ON | PJ | H2 Pipeline - Repurposed |  |  |  | 0.70259 | 0
LCP_Inputs_ON_Diverse_IEA_2023_05_05 | 2029 |  |  | Methane |  | Dispatch-Interconnection | VOM | 0 | ON | QC | CH4 Pipeline |  |  |  | 0.70259 | 0
LCP_Inputs_ON_Diverse_IEA_2023_05_05 | 2029 |  |  | Electricity |  | Dispatch-Interconnection | VOM | 3255394.417 | ON | QC | Electricity Transmission Line |  |  |  | 0.70259 | 2287196.9364
LCP_Inputs_ON_Diverse_IEA_2023_05_05 | 2029 |  |  | Hydrogen |  | Dispatch-Interconnection | VOM | 0 | ON | QC | H2 Pipeline - New |  |  |  | 0.70259 | 0
LCP_Inputs_ON_Diverse_IEA_2023_05_05 | 2029 |  |  | Hydrogen |  | Dispatch-Interconnection | VOM | 0 | ON | QC | H2 Pipeline - Repurposed |  |  |  | 0.70259 | 0
LCP_Inputs_ON_Diverse_IEA_2023_05_05 | 2029 |  |  | Methane |  | Dispatch-Interconnection | VOM | 0 | ON | WC | CH4 Pipeline |  |  |  | 0.70259 | 0
LCP_Inputs_ON_Diverse_IEA_2023_05_05 | 2029 |  |  | Electricity |  | Dispatch-Interconnection | VOM | 96018.1725 | ON | WC | Electricity Transmission Line |  |  |  | 0.70259 | 67461.0944
LCP_Inputs_ON_Diverse_IEA_2023_05_05 | 2029 |  |  | Hydrogen |  | Dispatch-Interconnection | VOM | 0 | ON | WC | H2 Pipeline - New |  |  |  | 0.70259 | 0
LCP_Inputs_ON_Diverse_IEA_2023_05_05 | 2029 |  |  | Hydrogen |  | Dispatch-Interconnection | VOM | 0 | ON | WC | H2 Pipeline - Repurposed |  |  |  | 0.70259 | 0
LCP_Inputs_ON_Diverse_IEA_2023_05_05 | 2029 |  |  | Methane |  | Dispatch-Interconnection | VOM | 0 | PJ | ON | CH4 Pipeline |  |  |  | 0.70259 | 0
LCP_Inputs_ON_Diverse_IEA_2023_05_05 | 2029 |  |  | Electricity |  | Dispatch-Interconnection | VOM | 0 | PJ | ON | Electricity Transmission Line |  |  |  | 0.70259 | 0
LCP_Inputs_ON_Diverse_IEA_2023_05_05 | 2029 |  |  | Hydrogen |  | Dispatch-Interconnection | VOM | 0 | PJ | ON | H2 Pipeline - New |  |  |  | 0.70259 | 0
LCP_Inputs_ON_Diverse_IEA_2023_05_05 | 2029 |  |  | Hydrogen |  | Dispatch-Interconnection | VOM | 0 | PJ | ON | H2 Pipeline - Repurposed |  |  |  | 0.70259 | 0
LCP_Inputs_ON_Diverse_IEA_2023_05_05 | 2029 |  |  | Methane |  | Dispatch-Intraconnection | VOM | 0 | PJ | PJ | CH4 Pipeline |  |  |  | 0.70259 | 0
LCP_Inputs_ON_Diverse_IEA_2023_05_05 | 2029 |  |  | Electricity |  | Dispatch-Intraconnection | VOM | 0 | PJ | PJ | Electricity Transmission Line |  |  |  | 0.70259 | 0
LCP_Inputs_ON_Diverse_IEA_2023_05_05 | 2029 |  |  | Hydrogen |  | Dispatch-Intraconnection | VOM | 0 | PJ | PJ | H2 Pipeline - New |  |  |  | 0.70259 | 0
LCP_Inputs_ON_Diverse_IEA_2023_05_05 | 2029 |  |  | Hydrogen |  | Dispatch-Intraconnection | VOM | 0 | PJ | PJ | H2 Pipeline - Repurposed |  |  |  | 0.70259 | 0
LCP_Inputs_ON_Diverse_IEA_2023_05_05 | 2029 |  |  | Electricity |  | Dispatch-Interconnection | VOM | 64147633.0874 | QC | NY | Electricity Transmission Line |  |  |  | 0.70259 | 45069276.126
LCP_Inputs_ON_Diverse_IEA_2023_05_05 | 2029 |  |  | Methane |  | Dispatch-Interconnection | VOM | 0 | QC | ON | CH4 Pipeline |  |  |  | 0.70259 | 0
LCP_Inputs_ON_Diverse_IEA_2023_05_05 | 2029 |  |  | Electricity |  | Dispatch-Interconnection | VOM | 6029199.7061 | QC | ON | Electricity Transmission Line |  |  |  | 0.70259 | 4236035.7397
LCP_Inputs_ON_Diverse_IEA_2023_05_05 | 2029 |  |  | Hydrogen |  | Dispatch-Interconnection | VOM | 0 | QC | ON | H2 Pipeline - New |  |  |  | 0.70259 | 0
LCP_Inputs_ON_Diverse_IEA_2023_05_05 | 2029 |  |  | Hydrogen |  | Dispatch-Interconnection | VOM | 0 | QC | ON | H2 Pipeline - Repurposed |  |  |  | 0.70259 | 0
LCP_Inputs_ON_Diverse_IEA_2023_05_05 | 2029 |  |  | Methane |  | Dispatch-Intraconnection | VOM | 0 | QC | QC | CH4 Pipeline |  |  |  | 0.70259 | 0
LCP_Inputs_ON_Diverse_IEA_2023_05_05 | 2029 |  |  | Electricity |  | Dispatch-Intraconnection | VOM | 0 | QC | QC | Electricity Transmission Line |  |  |  | 0.70259 | 0
LCP_Inputs_ON_Diverse_IEA_2023_05_05 | 2029 |  |  | Hydrogen |  | Dispatch-Intraconnection | VOM | 0 | QC | QC | H2 Pipeline - New |  |  |  | 0.70259 | 0
LCP_Inputs_ON_Diverse_IEA_2023_05_05 | 2029 |  |  | Hydrogen |  | Dispatch-Intraconnection | VOM | 0 | QC | QC | H2 Pipeline - Repurposed |  |  |  | 0.70259 | 0
LCP_Inputs_ON_Diverse_IEA_2023_05_05 | 2029 |  |  | Electricity |  | Dispatch-Interconnection | VOM | 15666574.5027 | WC | MI | Electricity Transmission Line |  |  |  | 0.70259 | 11007127.4376
LCP_Inputs_ON_Diverse_IEA_2023_05_05 | 2029 |  |  | Methane |  | Dispatch-Interconnection | VOM | 0 | WC | ON | CH4 Pipeline |  |  |  | 0.70259 | 0
LCP_Inputs_ON_Diverse_IEA_2023_05_05 | 2029 |  |  | Electricity |  | Dispatch-Interconnection | VOM | 426824.5187 | WC | ON | Electricity Transmission Line |  |  |  | 0.70259 | 299881.2453
LCP_Inputs_ON_Diverse_IEA_2023_05_05 | 2029 |  |  | Hydrogen |  | Dispatch-Interconnection | VOM | 0 | WC | ON | H2 Pipeline - New |  |  |  | 0.70259 | 0
LCP_Inputs_ON_Diverse_IEA_2023_05_05 | 2029 |  |  | Hydrogen |  | Dispatch-Interconnection | VOM | 0 | WC | ON | H2 Pipeline - Repurposed |  |  |  | 0.70259 | 0
LCP_Inputs_ON_Diverse_IEA_2023_05_05 | 2029 |  |  | Methane |  | Dispatch-Intraconnection | VOM | 0 | WC | WC | CH4 Pipeline |  |  |  | 0.70259 | 0
LCP_Inputs_ON_Diverse_IEA_2023_05_05 | 2029 |  |  | Electricity |  | Dispatch-Intraconnection | VOM | 0 | WC | WC | Electricity Transmission Line |  |  |  | 0.70259 | 0
LCP_Inputs_ON_Diverse_IEA_2023_05_05 | 2029 |  |  | Hydrogen |  | Dispatch-Intraconnection | VOM | 0 | WC | WC | H2 Pipeline - New |  |  |  | 0.70259 | 0
LCP_Inputs_ON_Diverse_IEA_2023_05_05 | 2029 |  |  | Hydrogen |  | Dispatch-Intraconnection | VOM | 0 | WC | WC | H2 Pipeline - Repurposed |  |  |  | 0.70259 | 0
LCP_Inputs_ON_Diverse_IEA_2023_05_05 | 2030 |  |  | Methane |  | Dispatch-Intraconnection | VOM | 0 | MI | MI | CH4 Pipeline |  |  |  | 0.67556 | 0
LCP_Inputs_ON_Diverse_IEA_2023_05_05 | 2030 |  |  | Electricity |  | Dispatch-Intraconnection | VOM | 0 | MI | MI | Electricity Transmission Line |  |  |  | 0.67556 | 0
LCP_Inputs_ON_Diverse_IEA_2023_05_05 | 2030 |  |  | Hydrogen |  | Dispatch-Intraconnection | VOM | 0 | MI | MI | H2 Pipeline - New |  |  |  | 0.67556 | 0
LCP_Inputs_ON_Diverse_IEA_2023_05_05 | 2030 |  |  | Hydrogen |  | Dispatch-Intraconnection | VOM | 0 | MI | MI | H2 Pipeline - Repurposed |  |  |  | 0.67556 | 0
LCP_Inputs_ON_Diverse_IEA_2023_05_05 | 2030 |  |  | Methane |  | Dispatch-Interconnection | VOM | 0 | MI | ON | CH4 Pipeline |  |  |  | 0.67556 | 0
LCP_Inputs_ON_Diverse_IEA_2023_05_05 | 2030 |  |  | Electricity |  | Dispatch-Interconnection | VOM | 19809026.8759 | MI | ON | Electricity Transmission Line |  |  |  | 0.67556 | 13382268.7767
LCP_Inputs_ON_Diverse_IEA_2023_05_05 | 2030 |  |  | Hydrogen |  | Dispatch-Interconnection | VOM | 0 | MI | ON | H2 Pipeline - New |  |  |  | 0.67556 | 0
LCP_Inputs_ON_Diverse_IEA_2023_05_05 | 2030 |  |  | Hydrogen |  | Dispatch-Interconnection | VOM | 0 | MI | ON | H2 Pipeline - Repurposed |  |  |  | 0.67556 | 0
LCP_Inputs_ON_Diverse_IEA_2023_05_05 | 2030 |  |  | Electricity |  | Dispatch-Interconnection | VOM | 2253255.3311 | MI | WC | Electricity Transmission Line |  |  |  | 0.67556 | 1522218.5649
LCP_Inputs_ON_Diverse_IEA_2023_05_05 | 2030 |  |  | Methane |  | Dispatch-Intraconnection | VOM | 0 | NY | NY | CH4 Pipeline |  |  |  | 0.67556 | 0
LCP_Inputs_ON_Diverse_IEA_2023_05_05 | 2030 |  |  | Electricity |  | Dispatch-Intraconnection | VOM | 0 | NY | NY | Electricity Transmission Line |  |  |  | 0.67556 | 0
LCP_Inputs_ON_Diverse_IEA_2023_05_05 | 2030 |  |  | Hydrogen |  | Dispatch-Intraconnection | VOM | 0 | NY | NY | H2 Pipeline - New |  |  |  | 0.67556 | 0
LCP_Inputs_ON_Diverse_IEA_2023_05_05 | 2030 |  |  | Hydrogen |  | Dispatch-Intraconnection | VOM | 0 | NY | NY | H2 Pipeline - Repurposed |  |  |  | 0.67556 | 0
LCP_Inputs_ON_Diverse_IEA_2023_05_05 | 2030 |  |  | Methane |  | Dispatch-Interconnection | VOM | 0 | NY | ON | CH4 Pipeline |  |  |  | 0.67556 | 0
LCP_Inputs_ON_Diverse_IEA_2023_05_05 | 2030 |  |  | Electricity |  | Dispatch-Interconnection | VOM | 15700371.4576 | NY | ON | Electricity Transmission Line |  |  |  | 0.67556 | 10606608.394
LCP_Inputs_ON_Diverse_IEA_2023_05_05 | 2030 |  |  | Hydrogen |  | Dispatch-Interconnection | VOM | 0 | NY | ON | H2 Pipeline - New |  |  |  | 0.67556 | 0
LCP_Inputs_ON_Diverse_IEA_2023_05_05 | 2030 |  |  | Hydrogen |  | Dispatch-Interconnection | VOM | 0 | NY | ON | H2 Pipeline - Repurposed |  |  |  | 0.67556 | 0
LCP_Inputs_ON_Diverse_IEA_2023_05_05 | 2030 |  |  | Electricity |  | Dispatch-Interconnection | VOM | 20914105.028 | NY | QC | Electricity Transmission Line |  |  |  | 0.67556 | 14128819.98
LCP_Inputs_ON_Diverse_IEA_2023_05_05 | 2030 |  |  | Methane |  | Dispatch-Interconnection | VOM | 0 | ON | MI | CH4 Pipeline |  |  |  | 0.67556 | 0
LCP_Inputs_ON_Diverse_IEA_2023_05_05 | 2030 |  |  | Electricity |  | Dispatch-Interconnection | VOM | 646186.4732 | ON | MI | Electricity Transmission Line |  |  |  | 0.67556 | 436540.4277
LCP_Inputs_ON_Diverse_IEA_2023_05_05 | 2030 |  |  | Hydrogen |  | Dispatch-Interconnection | VOM | 0 | ON | MI | H2 Pipeline - New |  |  |  | 0.67556 | 0
LCP_Inputs_ON_Diverse_IEA_2023_05_05 | 2030 |  |  | Hydrogen |  | Dispatch-Interconnection | VOM | 0 | ON | MI | H2 Pipeline - Repurposed |  |  |  | 0.67556 | 0
LCP_Inputs_ON_Diverse_IEA_2023_05_05 | 2030 |  |  | Methane |  | Dispatch-Interconnection | VOM | 0 | ON | NY | CH4 Pipeline |  |  |  | 0.67556 | 0
LCP_Inputs_ON_Diverse_IEA_2023_05_05 | 2030 |  |  | Electricity |  | Dispatch-Interconnection | VOM | 13428946.6223 | ON | NY | Electricity Transmission Line |  |  |  | 0.67556 | 9072115.1631
LCP_Inputs_ON_Diverse_IEA_2023_05_05 | 2030 |  |  | Hydrogen |  | Dispatch-Interconnection | VOM | 0 | ON | NY | H2 Pipeline - New |  |  |  | 0.67556 | 0
LCP_Inputs_ON_Diverse_IEA_2023_05_05 | 2030 |  |  | Hydrogen |  | Dispatch-Interconnection | VOM | 0 | ON | NY | H2 Pipeline - Repurposed |  |  |  | 0.67556 | 0
LCP_Inputs_ON_Diverse_IEA_2023_05_05 | 2030 |  |  | Methane |  | Dispatch-Intraconnection | VOM | 727112349.4526 | ON | ON | CH4 Pipeline |  |  |  | 0.67556 | 491211050.0009
LCP_Inputs_ON_Diverse_IEA_2023_05_05 | 2030 |  |  | Electricity |  | Dispatch-Intraconnection | VOM | 0 | ON | ON | Electricity Transmission Line |  |  |  | 0.67556 | 0
LCP_Inputs_ON_Diverse_IEA_2023_05_05 | 2030 |  |  | Hydrogen |  | Dispatch-Intraconnection | VOM | 0 | ON | ON | H2 Pipeline - New |  |  |  | 0.67556 | 0
LCP_Inputs_ON_Diverse_IEA_2023_05_05 | 2030 |  |  | Hydrogen |  | Dispatch-Intraconnection | VOM | 291122573.1747 | ON | ON | H2 Pipeline - Repurposed |  |  |  | 0.67556 | 196671979.1732
LCP_Inputs_ON_Diverse_IEA_2023_05_05 | 2030 |  |  | Methane |  | Dispatch-Interconnection | VOM | 0 | ON | PJ | CH4 Pipeline |  |  |  | 0.67556 | 0
LCP_Inputs_ON_Diverse_IEA_2023_05_05 | 2030 |  |  | Electricity |  | Dispatch-Interconnection | VOM | 10745768.8964 | ON | PJ | Electricity Transmission Line |  |  |  | 0.67556 | 7259456.4329
LCP_Inputs_ON_Diverse_IEA_2023_05_05 | 2030 |  |  | Hydrogen |  | Dispatch-Interconnection | VOM | 0 | ON | PJ | H2 Pipeline - New |  |  |  | 0.67556 | 0
LCP_Inputs_ON_Diverse_IEA_2023_05_05 | 2030 |  |  | Hydrogen |  | Dispatch-Interconnection | VOM | 0 | ON | PJ | H2 Pipeline - Repurposed |  |  |  | 0.67556 | 0
LCP_Inputs_ON_Diverse_IEA_2023_05_05 | 2030 |  |  | Methane |  | Dispatch-Interconnection | VOM | 0 | ON | QC | CH4 Pipeline |  |  |  | 0.67556 | 0
LCP_Inputs_ON_Diverse_IEA_2023_05_05 | 2030 |  |  | Electricity |  | Dispatch-Interconnection | VOM | 10754185.5268 | ON | QC | Electricity Transmission Line |  |  |  | 0.67556 | 7265142.4068
LCP_Inputs_ON_Diverse_IEA_2023_05_05 | 2030 |  |  | Hydrogen |  | Dispatch-Interconnection | VOM | 0 | ON | QC | H2 Pipeline - New |  |  |  | 0.67556 | 0
LCP_Inputs_ON_Diverse_IEA_2023_05_05 | 2030 |  |  | Hydrogen |  | Dispatch-Interconnection | VOM | 0 | ON | QC | H2 Pipeline - Repurposed |  |  |  | 0.67556 | 0
LCP_Inputs_ON_Diverse_IEA_2023_05_05 | 2030 |  |  | Methane |  | Dispatch-Interconnection | VOM | 0 | ON | WC | CH4 Pipeline |  |  |  | 0.67556 | 0
LCP_Inputs_ON_Diverse_IEA_2023_05_05 | 2030 |  |  | Electricity |  | Dispatch-Interconnection | VOM | 0 | ON | WC | Electricity Transmission Line |  |  |  | 0.67556 | 0
LCP_Inputs_ON_Diverse_IEA_2023_05_05 | 2030 |  |  | Hydrogen |  | Dispatch-Interconnection | VOM | 0 | ON | WC | H2 Pipeline - New |  |  |  | 0.67556 | 0
LCP_Inputs_ON_Diverse_IEA_2023_05_05 | 2030 |  |  | Hydrogen |  | Dispatch-Interconnection | VOM | 0 | ON | WC | H2 Pipeline - Repurposed |  |  |  | 0.67556 | 0
LCP_Inputs_ON_Diverse_IEA_2023_05_05 | 2030 |  |  | Methane |  | Dispatch-Interconnection | VOM | 0 | PJ | ON | CH4 Pipeline |  |  |  | 0.67556 | 0
LCP_Inputs_ON_Diverse_IEA_2023_05_05 | 2030 |  |  | Electricity |  | Dispatch-Interconnection | VOM | 9652785.3862 | PJ | ON | Electricity Transmission Line |  |  |  | 0.67556 | 6521075.9363
LCP_Inputs_ON_Diverse_IEA_2023_05_05 | 2030 |  |  | Hydrogen |  | Dispatch-Interconnection | VOM | 0 | PJ | ON | H2 Pipeline - New |  |  |  | 0.67556 | 0
LCP_Inputs_ON_Diverse_IEA_2023_05_05 | 2030 |  |  | Hydrogen |  | Dispatch-Interconnection | VOM | 0 | PJ | ON | H2 Pipeline - Repurposed |  |  |  | 0.67556 | 0
LCP_Inputs_ON_Diverse_IEA_2023_05_05 | 2030 |  |  | Methane |  | Dispatch-Intraconnection | VOM | 0 | PJ | PJ | CH4 Pipeline |  |  |  | 0.67556 | 0
LCP_Inputs_ON_Diverse_IEA_2023_05_05 | 2030 |  |  | Electricity |  | Dispatch-Intraconnection | VOM | 0 | PJ | PJ | Electricity Transmission Line |  |  |  | 0.67556 | 0
LCP_Inputs_ON_Diverse_IEA_2023_05_05 | 2030 |  |  | Hydrogen |  | Dispatch-Intraconnection | VOM | 0 | PJ | PJ | H2 Pipeline - New |  |  |  | 0.67556 | 0
LCP_Inputs_ON_Diverse_IEA_2023_05_05 | 2030 |  |  | Hydrogen |  | Dispatch-Intraconnection | VOM | 0 | PJ | PJ | H2 Pipeline - Repurposed |  |  |  | 0.67556 | 0
LCP_Inputs_ON_Diverse_IEA_2023_05_05 | 2030 |  |  | Electricity |  | Dispatch-Interconnection | VOM | 25706721.4827 | QC | NY | Electricity Transmission Line |  |  |  | 0.67556 | 17366539.9317
LCP_Inputs_ON_Diverse_IEA_2023_05_05 | 2030 |  |  | Methane |  | Dispatch-Interconnection | VOM | 0 | QC | ON | CH4 Pipeline |  |  |  | 0.67556 | 0
LCP_Inputs_ON_Diverse_IEA_2023_05_05 | 2030 |  |  | Electricity |  | Dispatch-Interconnection | VOM | 9352778.3967 | QC | ON | Electricity Transmission Line |  |  |  | 0.67556 | 6318401.9638
LCP_Inputs_ON_Diverse_IEA_2023_05_05 | 2030 |  |  | Hydrogen |  | Dispatch-Interconnection | VOM | 0 | QC | ON | H2 Pipeline - New |  |  |  | 0.67556 | 0
LCP_Inputs_ON_Diverse_IEA_2023_05_05 | 2030 |  |  | Hydrogen |  | Dispatch-Interconnection | VOM | 0 | QC | ON | H2 Pipeline - Repurposed |  |  |  | 0.67556 | 0
LCP_Inputs_ON_Diverse_IEA_2023_05_05 | 2030 |  |  | Methane |  | Dispatch-Intraconnection | VOM | 0 | QC | QC | CH4 Pipeline |  |  |  | 0.67556 | 0
LCP_Inputs_ON_Diverse_IEA_2023_05_05 | 2030 |  |  | Electricity |  | Dispatch-Intraconnection | VOM | 0 | QC | QC | Electricity Transmission Line |  |  |  | 0.67556 | 0
LCP_Inputs_ON_Diverse_IEA_2023_05_05 | 2030 |  |  | Hydrogen |  | Dispatch-Intraconnection | VOM | 0 | QC | QC | H2 Pipeline - New |  |  |  | 0.67556 | 0
LCP_Inputs_ON_Diverse_IEA_2023_05_05 | 2030 |  |  | Hydrogen |  | Dispatch-Intraconnection | VOM | 0 | QC | QC | H2 Pipeline - Repurposed |  |  |  | 0.67556 | 0
LCP_Inputs_ON_Diverse_IEA_2023_05_05 | 2030 |  |  | Electricity |  | Dispatch-Interconnection | VOM | 10722707.1002 | WC | MI | Electricity Transmission Line |  |  |  | 0.67556 | 7243876.7097
LCP_Inputs_ON_Diverse_IEA_2023_05_05 | 2030 |  |  | Methane |  | Dispatch-Interconnection | VOM | 0 | WC | ON | CH4 Pipeline |  |  |  | 0.67556 | 0
LCP_Inputs_ON_Diverse_IEA_2023_05_05 | 2030 |  |  | Electricity |  | Dispatch-Interconnection | VOM | 4306641.3122 | WC | ON | Electricity Transmission Line |  |  |  | 0.67556 | 2909412.5585
LCP_Inputs_ON_Diverse_IEA_2023_05_05 | 2030 |  |  | Hydrogen |  | Dispatch-Interconnection | VOM | 0 | WC | ON | H2 Pipeline - New |  |  |  | 0.67556 | 0
LCP_Inputs_ON_Diverse_IEA_2023_05_05 | 2030 |  |  | Hydrogen |  | Dispatch-Interconnection | VOM | 0 | WC | ON | H2 Pipeline - Repurposed |  |  |  | 0.67556 | 0
LCP_Inputs_ON_Diverse_IEA_2023_05_05 | 2030 |  |  | Methane |  | Dispatch-Intraconnection | VOM | 0 | WC | WC | CH4 Pipeline |  |  |  | 0.67556 | 0
LCP_Inputs_ON_Diverse_IEA_2023_05_05 | 2030 |  |  | Electricity |  | Dispatch-Intraconnection | VOM | 0 | WC | WC | Electricity Transmission Line |  |  |  | 0.67556 | 0
LCP_Inputs_ON_Diverse_IEA_2023_05_05 | 2030 |  |  | Hydrogen |  | Dispatch-Intraconnection | VOM | 0 | WC | WC | H2 Pipeline - New |  |  |  | 0.67556 | 0
LCP_Inputs_ON_Diverse_IEA_2023_05_05 | 2030 |  |  | Hydrogen |  | Dispatch-Intraconnection | VOM | 0 | WC | WC | H2 Pipeline - Repurposed |  |  |  | 0.67556 | 0
LCP_Inputs_ON_Diverse_IEA_2023_05_05 | 2031 |  |  | Methane |  | Dispatch-Intraconnection | VOM | 0 | MI | MI | CH4 Pipeline |  |  |  | 0.64958 | 0
LCP_Inputs_ON_Diverse_IEA_2023_05_05 | 2031 |  |  | Electricity |  | Dispatch-Intraconnection | VOM | 0 | MI | MI | Electricity Transmission Line |  |  |  | 0.64958 | 0
LCP_Inputs_ON_Diverse_IEA_2023_05_05 | 2031 |  |  | Hydrogen |  | Dispatch-Intraconnection | VOM | 0 | MI | MI | H2 Pipeline - New |  |  |  | 0.64958 | 0
LCP_Inputs_ON_Diverse_IEA_2023_05_05 | 2031 |  |  | Hydrogen |  | Dispatch-Intraconnection | VOM | 0 | MI | MI | H2 Pipeline - Repurposed |  |  |  | 0.64958 | 0
LCP_Inputs_ON_Diverse_IEA_2023_05_05 | 2031 |  |  | Methane |  | Dispatch-Interconnection | VOM | 0 | MI | ON | CH4 Pipeline |  |  |  | 0.64958 | 0
LCP_Inputs_ON_Diverse_IEA_2023_05_05 | 2031 |  |  | Electricity |  | Dispatch-Interconnection | VOM | 19809026.8759 | MI | ON | Electricity Transmission Line |  |  |  | 0.64958 | 12867566.1314
LCP_Inputs_ON_Diverse_IEA_2023_05_05 | 2031 |  |  | Hydrogen |  | Dispatch-Interconnection | VOM | 0 | MI | ON | H2 Pipeline - New |  |  |  | 0.64958 | 0
LCP_Inputs_ON_Diverse_IEA_2023_05_05 | 2031 |  |  | Hydrogen |  | Dispatch-Interconnection | VOM | 0 | MI | ON | H2 Pipeline - Repurposed |  |  |  | 0.64958 | 0
LCP_Inputs_ON_Diverse_IEA_2023_05_05 | 2031 |  |  | Electricity |  | Dispatch-Interconnection | VOM | 2253255.3311 | MI | WC | Electricity Transmission Line |  |  |  | 0.64958 | 1463671.697
LCP_Inputs_ON_Diverse_IEA_2023_05_05 | 2031 |  |  | Methane |  | Dispatch-Intraconnection | VOM | 0 | NY | NY | CH4 Pipeline |  |  |  | 0.64958 | 0
LCP_Inputs_ON_Diverse_IEA_2023_05_05 | 2031 |  |  | Electricity |  | Dispatch-Intraconnection | VOM | 0 | NY | NY | Electricity Transmission Line |  |  |  | 0.64958 | 0
LCP_Inputs_ON_Diverse_IEA_2023_05_05 | 2031 |  |  | Hydrogen |  | Dispatch-Intraconnection | VOM | 0 | NY | NY | H2 Pipeline - New |  |  |  | 0.64958 | 0
LCP_Inputs_ON_Diverse_IEA_2023_05_05 | 2031 |  |  | Hydrogen |  | Dispatch-Intraconnection | VOM | 0 | NY | NY | H2 Pipeline - Repurposed |  |  |  | 0.64958 | 0
LCP_Inputs_ON_Diverse_IEA_2023_05_05 | 2031 |  |  | Methane |  | Dispatch-Interconnection | VOM | 0 | NY | ON | CH4 Pipeline |  |  |  | 0.64958 | 0
LCP_Inputs_ON_Diverse_IEA_2023_05_05 | 2031 |  |  | Electricity |  | Dispatch-Interconnection | VOM | 15700371.4576 | NY | ON | Electricity Transmission Line |  |  |  | 0.64958 | 10198661.9173
LCP_Inputs_ON_Diverse_IEA_2023_05_05 | 2031 |  |  | Hydrogen |  | Dispatch-Interconnection | VOM | 0 | NY | ON | H2 Pipeline - New |  |  |  | 0.64958 | 0
LCP_Inputs_ON_Diverse_IEA_2023_05_05 | 2031 |  |  | Hydrogen |  | Dispatch-Interconnection | VOM | 0 | NY | ON | H2 Pipeline - Repurposed |  |  |  | 0.64958 | 0
LCP_Inputs_ON_Diverse_IEA_2023_05_05 | 2031 |  |  | Electricity |  | Dispatch-Interconnection | VOM | 20914105.028 | NY | QC | Electricity Transmission Line |  |  |  | 0.64958 | 13585403.8269
LCP_Inputs_ON_Diverse_IEA_2023_05_05 | 2031 |  |  | Methane |  | Dispatch-Interconnection | VOM | 0 | ON | MI | CH4 Pipeline |  |  |  | 0.64958 | 0
LCP_Inputs_ON_Diverse_IEA_2023_05_05 | 2031 |  |  | Electricity |  | Dispatch-Interconnection | VOM | 646186.4732 | ON | MI | Electricity Transmission Line |  |  |  | 0.64958 | 419750.4112
LCP_Inputs_ON_Diverse_IEA_2023_05_05 | 2031 |  |  | Hydrogen |  | Dispatch-Interconnection | VOM | 0 | ON | MI | H2 Pipeline - New |  |  |  | 0.64958 | 0
LCP_Inputs_ON_Diverse_IEA_2023_05_05 | 2031 |  |  | Hydrogen |  | Dispatch-Interconnection | VOM | 0 | ON | MI | H2 Pipeline - Repurposed |  |  |  | 0.64958 | 0
LCP_Inputs_ON_Diverse_IEA_2023_05_05 | 2031 |  |  | Methane |  | Dispatch-Interconnection | VOM | 0 | ON | NY | CH4 Pipeline |  |  |  | 0.64958 | 0
LCP_Inputs_ON_Diverse_IEA_2023_05_05 | 2031 |  |  | Electricity |  | Dispatch-Interconnection | VOM | 13428946.6223 | ON | NY | Electricity Transmission Line |  |  |  | 0.64958 | 8723187.6568
LCP_Inputs_ON_Diverse_IEA_2023_05_05 | 2031 |  |  | Hydrogen |  | Dispatch-Interconnection | VOM | 0 | ON | NY | H2 Pipeline - New |  |  |  | 0.64958 | 0
LCP_Inputs_ON_Diverse_IEA_2023_05_05 | 2031 |  |  | Hydrogen |  | Dispatch-Interconnection | VOM | 0 | ON | NY | H2 Pipeline - Repurposed |  |  |  | 0.64958 | 0
LCP_Inputs_ON_Diverse_IEA_2023_05_05 | 2031 |  |  | Methane |  | Dispatch-Intraconnection | VOM | 727112349.4526 | ON | ON | CH4 Pipeline |  |  |  | 0.64958 | 472318317.3086
LCP_Inputs_ON_Diverse_IEA_2023_05_05 | 2031 |  |  | Electricity |  | Dispatch-Intraconnection | VOM | 0 | ON | ON | Electricity Transmission Line |  |  |  | 0.64958 | 0
LCP_Inputs_ON_Diverse_IEA_2023_05_05 | 2031 |  |  | Hydrogen |  | Dispatch-Intraconnection | VOM | 0 | ON | ON | H2 Pipeline - New |  |  |  | 0.64958 | 0
LCP_Inputs_ON_Diverse_IEA_2023_05_05 | 2031 |  |  | Hydrogen |  | Dispatch-Intraconnection | VOM | 291122573.1747 | ON | ON | H2 Pipeline - Repurposed |  |  |  | 0.64958 | 189107672.2819
LCP_Inputs_ON_Diverse_IEA_2023_05_05 | 2031 |  |  | Methane |  | Dispatch-Interconnection | VOM | 0 | ON | PJ | CH4 Pipeline |  |  |  | 0.64958 | 0
LCP_Inputs_ON_Diverse_IEA_2023_05_05 | 2031 |  |  | Electricity |  | Dispatch-Interconnection | VOM | 10745768.8964 | ON | PJ | Electricity Transmission Line |  |  |  | 0.64958 | 6980246.5701
LCP_Inputs_ON_Diverse_IEA_2023_05_05 | 2031 |  |  | Hydrogen |  | Dispatch-Interconnection | VOM | 0 | ON | PJ | H2 Pipeline - New |  |  |  | 0.64958 | 0
LCP_Inputs_ON_Diverse_IEA_2023_05_05 | 2031 |  |  | Hydrogen |  | Dispatch-Interconnection | VOM | 0 | ON | PJ | H2 Pipeline - Repurposed |  |  |  | 0.64958 | 0
LCP_Inputs_ON_Diverse_IEA_2023_05_05 | 2031 |  |  | Methane |  | Dispatch-Interconnection | VOM | 0 | ON | QC | CH4 Pipeline |  |  |  | 0.64958 | 0
LCP_Inputs_ON_Diverse_IEA_2023_05_05 | 2031 |  |  | Electricity |  | Dispatch-Interconnection | VOM | 10754185.5268 | ON | QC | Electricity Transmission Line |  |  |  | 0.64958 | 6985713.8527
LCP_Inputs_ON_Diverse_IEA_2023_05_05 | 2031 |  |  | Hydrogen |  | Dispatch-Interconnection | VOM | 0 | ON | QC | H2 Pipeline - New |  |  |  | 0.64958 | 0
LCP_Inputs_ON_Diverse_IEA_2023_05_05 | 2031 |  |  | Hydrogen |  | Dispatch-Interconnection | VOM | 0 | ON | QC | H2 Pipeline - Repurposed |  |  |  | 0.64958 | 0
LCP_Inputs_ON_Diverse_IEA_2023_05_05 | 2031 |  |  | Methane |  | Dispatch-Interconnection | VOM | 0 | ON | WC | CH4 Pipeline |  |  |  | 0.64958 | 0
LCP_Inputs_ON_Diverse_IEA_2023_05_05 | 2031 |  |  | Electricity |  | Dispatch-Interconnection | VOM | 0 | ON | WC | Electricity Transmission Line |  |  |  | 0.64958 | 0
LCP_Inputs_ON_Diverse_IEA_2023_05_05 | 2031 |  |  | Hydrogen |  | Dispatch-Interconnection | VOM | 0 | ON | WC | H2 Pipeline - New |  |  |  | 0.64958 | 0
LCP_Inputs_ON_Diverse_IEA_2023_05_05 | 2031 |  |  | Hydrogen |  | Dispatch-Interconnection | VOM | 0 | ON | WC | H2 Pipeline - Repurposed |  |  |  | 0.64958 | 0
LCP_Inputs_ON_Diverse_IEA_2023_05_05 | 2031 |  |  | Methane |  | Dispatch-Interconnection | VOM | 0 | PJ | ON | CH4 Pipeline |  |  |  | 0.64958 | 0
LCP_Inputs_ON_Diverse_IEA_2023_05_05 | 2031 |  |  | Electricity |  | Dispatch-Interconnection | VOM | 9652785.3862 | PJ | ON | Electricity Transmission Line |  |  |  | 0.64958 | 6270265.3233
LCP_Inputs_ON_Diverse_IEA_2023_05_05 | 2031 |  |  | Hydrogen |  | Dispatch-Interconnection | VOM | 0 | PJ | ON | H2 Pipeline - New |  |  |  | 0.64958 | 0
LCP_Inputs_ON_Diverse_IEA_2023_05_05 | 2031 |  |  | Hydrogen |  | Dispatch-Interconnection | VOM | 0 | PJ | ON | H2 Pipeline - Repurposed |  |  |  | 0.64958 | 0
LCP_Inputs_ON_Diverse_IEA_2023_05_05 | 2031 |  |  | Methane |  | Dispatch-Intraconnection | VOM | 0 | PJ | PJ | CH4 Pipeline |  |  |  | 0.64958 | 0
LCP_Inputs_ON_Diverse_IEA_2023_05_05 | 2031 |  |  | Electricity |  | Dispatch-Intraconnection | VOM | 0 | PJ | PJ | Electricity Transmission Line |  |  |  | 0.64958 | 0
LCP_Inputs_ON_Diverse_IEA_2023_05_05 | 2031 |  |  | Hydrogen |  | Dispatch-Intraconnection | VOM | 0 | PJ | PJ | H2 Pipeline - New |  |  |  | 0.64958 | 0
LCP_Inputs_ON_Diverse_IEA_2023_05_05 | 2031 |  |  | Hydrogen |  | Dispatch-Intraconnection | VOM | 0 | PJ | PJ | H2 Pipeline - Repurposed |  |  |  | 0.64958 | 0
LCP_Inputs_ON_Diverse_IEA_2023_05_05 | 2031 |  |  | Electricity |  | Dispatch-Interconnection | VOM | 25706721.4827 | QC | NY | Electricity Transmission Line |  |  |  | 0.64958 | 16698596.0882
LCP_Inputs_ON_Diverse_IEA_2023_05_05 | 2031 |  |  | Methane |  | Dispatch-Interconnection | VOM | 0 | QC | ON | CH4 Pipeline |  |  |  | 0.64958 | 0
LCP_Inputs_ON_Diverse_IEA_2023_05_05 | 2031 |  |  | Electricity |  | Dispatch-Interconnection | VOM | 9352778.3967 | QC | ON | Electricity Transmission Line |  |  |  | 0.64958 | 6075386.5036
LCP_Inputs_ON_Diverse_IEA_2023_05_05 | 2031 |  |  | Hydrogen |  | Dispatch-Interconnection | VOM | 0 | QC | ON | H2 Pipeline - New |  |  |  | 0.64958 | 0
LCP_Inputs_ON_Diverse_IEA_2023_05_05 | 2031 |  |  | Hydrogen |  | Dispatch-Interconnection | VOM | 0 | QC | ON | H2 Pipeline - Repurposed |  |  |  | 0.64958 | 0
LCP_Inputs_ON_Diverse_IEA_2023_05_05 | 2031 |  |  | Methane |  | Dispatch-Intraconnection | VOM | 0 | QC | QC | CH4 Pipeline |  |  |  | 0.64958 | 0
LCP_Inputs_ON_Diverse_IEA_2023_05_05 | 2031 |  |  | Electricity |  | Dispatch-Intraconnection | VOM | 0 | QC | QC | Electricity Transmission Line |  |  |  | 0.64958 | 0
LCP_Inputs_ON_Diverse_IEA_2023_05_05 | 2031 |  |  | Hydrogen |  | Dispatch-Intraconnection | VOM | 0 | QC | QC | H2 Pipeline - New |  |  |  | 0.64958 | 0
LCP_Inputs_ON_Diverse_IEA_2023_05_05 | 2031 |  |  | Hydrogen |  | Dispatch-Intraconnection | VOM | 0 | QC | QC | H2 Pipeline - Repurposed |  |  |  | 0.64958 | 0
LCP_Inputs_ON_Diverse_IEA_2023_05_05 | 2031 |  |  | Electricity |  | Dispatch-Interconnection | VOM | 10722707.1002 | WC | MI | Electricity Transmission Line |  |  |  | 0.64958 | 6965266.0671
LCP_Inputs_ON_Diverse_IEA_2023_05_05 | 2031 |  |  | Methane |  | Dispatch-Interconnection | VOM | 0 | WC | ON | CH4 Pipeline |  |  |  | 0.64958 | 0
LCP_Inputs_ON_Diverse_IEA_2023_05_05 | 2031 |  |  | Electricity |  | Dispatch-Interconnection | VOM | 4306641.3122 | WC | ON | Electricity Transmission Line |  |  |  | 0.64958 | 2797512.0755
LCP_Inputs_ON_Diverse_IEA_2023_05_05 | 2031 |  |  | Hydrogen |  | Dispatch-Interconnection | VOM | 0 | WC | ON | H2 Pipeline - New |  |  |  | 0.64958 | 0
LCP_Inputs_ON_Diverse_IEA_2023_05_05 | 2031 |  |  | Hydrogen |  | Dispatch-Interconnection | VOM | 0 | WC | ON | H2 Pipeline - Repurposed |  |  |  | 0.64958 | 0
LCP_Inputs_ON_Diverse_IEA_2023_05_05 | 2031 |  |  | Methane |  | Dispatch-Intraconnection | VOM | 0 | WC | WC | CH4 Pipeline |  |  |  | 0.64958 | 0
LCP_Inputs_ON_Diverse_IEA_2023_05_05 | 2031 |  |  | Electricity |  | Dispatch-Intraconnection | VOM | 0 | WC | WC | Electricity Transmission Line |  |  |  | 0.64958 | 0
LCP_Inputs_ON_Diverse_IEA_2023_05_05 | 2031 |  |  | Hydrogen |  | Dispatch-Intraconnection | VOM | 0 | WC | WC | H2 Pipeline - New |  |  |  | 0.64958 | 0
LCP_Inputs_ON_Diverse_IEA_2023_05_05 | 2031 |  |  | Hydrogen |  | Dispatch-Intraconnection | VOM | 0 | WC | WC | H2 Pipeline - Repurposed |  |  |  | 0.64958 | 0
LCP_Inputs_ON_Diverse_IEA_2023_05_05 | 2032 |  |  | Methane |  | Dispatch-Intraconnection | VOM | 0 | MI | MI | CH4 Pipeline |  |  |  | 0.6246 | 0
LCP_Inputs_ON_Diverse_IEA_2023_05_05 | 2032 |  |  | Electricity |  | Dispatch-Intraconnection | VOM | 0 | MI | MI | Electricity Transmission Line |  |  |  | 0.6246 | 0
LCP_Inputs_ON_Diverse_IEA_2023_05_05 | 2032 |  |  | Hydrogen |  | Dispatch-Intraconnection | VOM | 0 | MI | MI | H2 Pipeline - New |  |  |  | 0.6246 | 0
LCP_Inputs_ON_Diverse_IEA_2023_05_05 | 2032 |  |  | Hydrogen |  | Dispatch-Intraconnection | VOM | 0 | MI | MI | H2 Pipeline - Repurposed |  |  |  | 0.6246 | 0
LCP_Inputs_ON_Diverse_IEA_2023_05_05 | 2032 |  |  | Methane |  | Dispatch-Interconnection | VOM | 0 | MI | ON | CH4 Pipeline |  |  |  | 0.6246 | 0
LCP_Inputs_ON_Diverse_IEA_2023_05_05 | 2032 |  |  | Electricity |  | Dispatch-Interconnection | VOM | 19809026.8759 | MI | ON | Electricity Transmission Line |  |  |  | 0.6246 | 12372659.7418
LCP_Inputs_ON_Diverse_IEA_2023_05_05 | 2032 |  |  | Hydrogen |  | Dispatch-Interconnection | VOM | 0 | MI | ON | H2 Pipeline - New |  |  |  | 0.6246 | 0
LCP_Inputs_ON_Diverse_IEA_2023_05_05 | 2032 |  |  | Hydrogen |  | Dispatch-Interconnection | VOM | 0 | MI | ON | H2 Pipeline - Repurposed |  |  |  | 0.6246 | 0
LCP_Inputs_ON_Diverse_IEA_2023_05_05 | 2032 |  |  | Electricity |  | Dispatch-Interconnection | VOM | 2253255.3311 | MI | WC | Electricity Transmission Line |  |  |  | 0.6246 | 1407376.6317
LCP_Inputs_ON_Diverse_IEA_2023_05_05 | 2032 |  |  | Methane |  | Dispatch-Intraconnection | VOM | 0 | NY | NY | CH4 Pipeline |  |  |  | 0.6246 | 0
LCP_Inputs_ON_Diverse_IEA_2023_05_05 | 2032 |  |  | Electricity |  | Dispatch-Intraconnection | VOM | 0 | NY | NY | Electricity Transmission Line |  |  |  | 0.6246 | 0
LCP_Inputs_ON_Diverse_IEA_2023_05_05 | 2032 |  |  | Hydrogen |  | Dispatch-Intraconnection | VOM | 0 | NY | NY | H2 Pipeline - New |  |  |  | 0.6246 | 0
LCP_Inputs_ON_Diverse_IEA_2023_05_05 | 2032 |  |  | Hydrogen |  | Dispatch-Intraconnection | VOM | 0 | NY | NY | H2 Pipeline - Repurposed |  |  |  | 0.6246 | 0
LCP_Inputs_ON_Diverse_IEA_2023_05_05 | 2032 |  |  | Methane |  | Dispatch-Interconnection | VOM | 0 | NY | ON | CH4 Pipeline |  |  |  | 0.6246 | 0
LCP_Inputs_ON_Diverse_IEA_2023_05_05 | 2032 |  |  | Electricity |  | Dispatch-Interconnection | VOM | 15700371.4576 | NY | ON | Electricity Transmission Line |  |  |  | 0.6246 | 9806405.6897
LCP_Inputs_ON_Diverse_IEA_2023_05_05 | 2032 |  |  | Hydrogen |  | Dispatch-Interconnection | VOM | 0 | NY | ON | H2 Pipeline - New |  |  |  | 0.6246 | 0
LCP_Inputs_ON_Diverse_IEA_2023_05_05 | 2032 |  |  | Hydrogen |  | Dispatch-Interconnection | VOM | 0 | NY | ON | H2 Pipeline - Repurposed |  |  |  | 0.6246 | 0
LCP_Inputs_ON_Diverse_IEA_2023_05_05 | 2032 |  |  | Electricity |  | Dispatch-Interconnection | VOM | 20914105.028 | NY | QC | Electricity Transmission Line |  |  |  | 0.6246 | 13062888.2951
LCP_Inputs_ON_Diverse_IEA_2023_05_05 | 2032 |  |  | Methane |  | Dispatch-Interconnection | VOM | 0 | ON | MI | CH4 Pipeline |  |  |  | 0.6246 | 0
LCP_Inputs_ON_Diverse_IEA_2023_05_05 | 2032 |  |  | Electricity |  | Dispatch-Interconnection | VOM | 646186.4732 | ON | MI | Electricity Transmission Line |  |  |  | 0.6246 | 403606.1646
LCP_Inputs_ON_Diverse_IEA_2023_05_05 | 2032 |  |  | Hydrogen |  | Dispatch-Interconnection | VOM | 0 | ON | MI | H2 Pipeline - New |  |  |  | 0.6246 | 0
LCP_Inputs_ON_Diverse_IEA_2023_05_05 | 2032 |  |  | Hydrogen |  | Dispatch-Interconnection | VOM | 0 | ON | MI | H2 Pipeline - Repurposed |  |  |  | 0.6246 | 0
LCP_Inputs_ON_Diverse_IEA_2023_05_05 | 2032 |  |  | Methane |  | Dispatch-Interconnection | VOM | 0 | ON | NY | CH4 Pipeline |  |  |  | 0.6246 | 0
LCP_Inputs_ON_Diverse_IEA_2023_05_05 | 2032 |  |  | Electricity |  | Dispatch-Interconnection | VOM | 13428946.6223 | ON | NY | Electricity Transmission Line |  |  |  | 0.6246 | 8387680.4392
LCP_Inputs_ON_Diverse_IEA_2023_05_05 | 2032 |  |  | Hydrogen |  | Dispatch-Interconnection | VOM | 0 | ON | NY | H2 Pipeline - New |  |  |  | 0.6246 | 0
LCP_Inputs_ON_Diverse_IEA_2023_05_05 | 2032 |  |  | Hydrogen |  | Dispatch-Interconnection | VOM | 0 | ON | NY | H2 Pipeline - Repurposed |  |  |  | 0.6246 | 0
LCP_Inputs_ON_Diverse_IEA_2023_05_05 | 2032 |  |  | Methane |  | Dispatch-Intraconnection | VOM | 727112349.4526 | ON | ON | CH4 Pipeline |  |  |  | 0.6246 | 454152228.1813
LCP_Inputs_ON_Diverse_IEA_2023_05_05 | 2032 |  |  | Electricity |  | Dispatch-Intraconnection | VOM | 0 | ON | ON | Electricity Transmission Line |  |  |  | 0.6246 | 0
LCP_Inputs_ON_Diverse_IEA_2023_05_05 | 2032 |  |  | Hydrogen |  | Dispatch-Intraconnection | VOM | 0 | ON | ON | H2 Pipeline - New |  |  |  | 0.6246 | 0
LCP_Inputs_ON_Diverse_IEA_2023_05_05 | 2032 |  |  | Hydrogen |  | Dispatch-Intraconnection | VOM | 291122573.1747 | ON | ON | H2 Pipeline - Repurposed |  |  |  | 0.6246 | 181834300.2711
LCP_Inputs_ON_Diverse_IEA_2023_05_05 | 2032 |  |  | Methane |  | Dispatch-Interconnection | VOM | 0 | ON | PJ | CH4 Pipeline |  |  |  | 0.6246 | 0
LCP_Inputs_ON_Diverse_IEA_2023_05_05 | 2032 |  |  | Electricity |  | Dispatch-Interconnection | VOM | 10745768.8964 | ON | PJ | Electricity Transmission Line |  |  |  | 0.6246 | 6711775.5482
LCP_Inputs_ON_Diverse_IEA_2023_05_05 | 2032 |  |  | Hydrogen |  | Dispatch-Interconnection | VOM | 0 | ON | PJ | H2 Pipeline - New |  |  |  | 0.6246 | 0
LCP_Inputs_ON_Diverse_IEA_2023_05_05 | 2032 |  |  | Hydrogen |  | Dispatch-Interconnection | VOM | 0 | ON | PJ | H2 Pipeline - Repurposed |  |  |  | 0.6246 | 0
LCP_Inputs_ON_Diverse_IEA_2023_05_05 | 2032 |  |  | Methane |  | Dispatch-Interconnection | VOM | 0 | ON | QC | CH4 Pipeline |  |  |  | 0.6246 | 0
LCP_Inputs_ON_Diverse_IEA_2023_05_05 | 2032 |  |  | Electricity |  | Dispatch-Interconnection | VOM | 10754185.5268 | ON | QC | Electricity Transmission Line |  |  |  | 0.6246 | 6717032.5507
LCP_Inputs_ON_Diverse_IEA_2023_05_05 | 2032 |  |  | Hydrogen |  | Dispatch-Interconnection | VOM | 0 | ON | QC | H2 Pipeline - New |  |  |  | 0.6246 | 0
LCP_Inputs_ON_Diverse_IEA_2023_05_05 | 2032 |  |  | Hydrogen |  | Dispatch-Interconnection | VOM | 0 | ON | QC | H2 Pipeline - Repurposed |  |  |  | 0.6246 | 0
LCP_Inputs_ON_Diverse_IEA_2023_05_05 | 2032 |  |  | Methane |  | Dispatch-Interconnection | VOM | 0 | ON | WC | CH4 Pipeline |  |  |  | 0.6246 | 0
LCP_Inputs_ON_Diverse_IEA_2023_05_05 | 2032 |  |  | Electricity |  | Dispatch-Interconnection | VOM | 0 | ON | WC | Electricity Transmission Line |  |  |  | 0.6246 | 0
LCP_Inputs_ON_Diverse_IEA_2023_05_05 | 2032 |  |  | Hydrogen |  | Dispatch-Interconnection | VOM | 0 | ON | WC | H2 Pipeline - New |  |  |  | 0.6246 | 0
LCP_Inputs_ON_Diverse_IEA_2023_05_05 | 2032 |  |  | Hydrogen |  | Dispatch-Interconnection | VOM | 0 | ON | WC | H2 Pipeline - Repurposed |  |  |  | 0.6246 | 0
LCP_Inputs_ON_Diverse_IEA_2023_05_05 | 2032 |  |  | Methane |  | Dispatch-Interconnection | VOM | 0 | PJ | ON | CH4 Pipeline |  |  |  | 0.6246 | 0
LCP_Inputs_ON_Diverse_IEA_2023_05_05 | 2032 |  |  | Electricity |  | Dispatch-Interconnection | VOM | 9652785.3862 | PJ | ON | Electricity Transmission Line |  |  |  | 0.6246 | 6029101.2724
LCP_Inputs_ON_Diverse_IEA_2023_05_05 | 2032 |  |  | Hydrogen |  | Dispatch-Interconnection | VOM | 0 | PJ | ON | H2 Pipeline - New |  |  |  | 0.6246 | 0
LCP_Inputs_ON_Diverse_IEA_2023_05_05 | 2032 |  |  | Hydrogen |  | Dispatch-Interconnection | VOM | 0 | PJ | ON | H2 Pipeline - Repurposed |  |  |  | 0.6246 | 0
LCP_Inputs_ON_Diverse_IEA_2023_05_05 | 2032 |  |  | Methane |  | Dispatch-Intraconnection | VOM | 0 | PJ | PJ | CH4 Pipeline |  |  |  | 0.6246 | 0
LCP_Inputs_ON_Diverse_IEA_2023_05_05 | 2032 |  |  | Electricity |  | Dispatch-Intraconnection | VOM | 0 | PJ | PJ | Electricity Transmission Line |  |  |  | 0.6246 | 0
LCP_Inputs_ON_Diverse_IEA_2023_05_05 | 2032 |  |  | Hydrogen |  | Dispatch-Intraconnection | VOM | 0 | PJ | PJ | H2 Pipeline - New |  |  |  | 0.6246 | 0
LCP_Inputs_ON_Diverse_IEA_2023_05_05 | 2032 |  |  | Hydrogen |  | Dispatch-Intraconnection | VOM | 0 | PJ | PJ | H2 Pipeline - Repurposed |  |  |  | 0.6246 | 0
LCP_Inputs_ON_Diverse_IEA_2023_05_05 | 2032 |  |  | Electricity |  | Dispatch-Interconnection | VOM | 25706721.4827 | QC | NY | Electricity Transmission Line |  |  |  | 0.6246 | 16056342.3925
LCP_Inputs_ON_Diverse_IEA_2023_05_05 | 2032 |  |  | Methane |  | Dispatch-Interconnection | VOM | 0 | QC | ON | CH4 Pipeline |  |  |  | 0.6246 | 0
LCP_Inputs_ON_Diverse_IEA_2023_05_05 | 2032 |  |  | Electricity |  | Dispatch-Interconnection | VOM | 9352778.3967 | QC | ON | Electricity Transmission Line |  |  |  | 0.6246 | 5841717.792
LCP_Inputs_ON_Diverse_IEA_2023_05_05 | 2032 |  |  | Hydrogen |  | Dispatch-Interconnection | VOM | 0 | QC | ON | H2 Pipeline - New |  |  |  | 0.6246 | 0
LCP_Inputs_ON_Diverse_IEA_2023_05_05 | 2032 |  |  | Hydrogen |  | Dispatch-Interconnection | VOM | 0 | QC | ON | H2 Pipeline - Repurposed |  |  |  | 0.6246 | 0
LCP_Inputs_ON_Diverse_IEA_2023_05_05 | 2032 |  |  | Methane |  | Dispatch-Intraconnection | VOM | 0 | QC | QC | CH4 Pipeline |  |  |  | 0.6246 | 0
LCP_Inputs_ON_Diverse_IEA_2023_05_05 | 2032 |  |  | Electricity |  | Dispatch-Intraconnection | VOM | 0 | QC | QC | Electricity Transmission Line |  |  |  | 0.6246 | 0
LCP_Inputs_ON_Diverse_IEA_2023_05_05 | 2032 |  |  | Hydrogen |  | Dispatch-Intraconnection | VOM | 0 | QC | QC | H2 Pipeline - New |  |  |  | 0.6246 | 0
LCP_Inputs_ON_Diverse_IEA_2023_05_05 | 2032 |  |  | Hydrogen |  | Dispatch-Intraconnection | VOM | 0 | QC | QC | H2 Pipeline - Repurposed |  |  |  | 0.6246 | 0
LCP_Inputs_ON_Diverse_IEA_2023_05_05 | 2032 |  |  | Electricity |  | Dispatch-Interconnection | VOM | 10722707.1002 | WC | MI | Electricity Transmission Line |  |  |  | 0.6246 | 6697371.2183
LCP_Inputs_ON_Diverse_IEA_2023_05_05 | 2032 |  |  | Methane |  | Dispatch-Interconnection | VOM | 0 | WC | ON | CH4 Pipeline |  |  |  | 0.6246 | 0
LCP_Inputs_ON_Diverse_IEA_2023_05_05 | 2032 |  |  | Electricity |  | Dispatch-Interconnection | VOM | 4306641.3122 | WC | ON | Electricity Transmission Line |  |  |  | 0.6246 | 2689915.4572
LCP_Inputs_ON_Diverse_IEA_2023_05_05 | 2032 |  |  | Hydrogen |  | Dispatch-Interconnection | VOM | 0 | WC | ON | H2 Pipeline - New |  |  |  | 0.6246 | 0
LCP_Inputs_ON_Diverse_IEA_2023_05_05 | 2032 |  |  | Hydrogen |  | Dispatch-Interconnection | VOM | 0 | WC | ON | H2 Pipeline - Repurposed |  |  |  | 0.6246 | 0
LCP_Inputs_ON_Diverse_IEA_2023_05_05 | 2032 |  |  | Methane |  | Dispatch-Intraconnection | VOM | 0 | WC | WC | CH4 Pipeline |  |  |  | 0.6246 | 0
LCP_Inputs_ON_Diverse_IEA_2023_05_05 | 2032 |  |  | Electricity |  | Dispatch-Intraconnection | VOM | 0 | WC | WC | Electricity Transmission Line |  |  |  | 0.6246 | 0
LCP_Inputs_ON_Diverse_IEA_2023_05_05 | 2032 |  |  | Hydrogen |  | Dispatch-Intraconnection | VOM | 0 | WC | WC | H2 Pipeline - New |  |  |  | 0.6246 | 0
LCP_Inputs_ON_Diverse_IEA_2023_05_05 | 2032 |  |  | Hydrogen |  | Dispatch-Intraconnection | VOM | 0 | WC | WC | H2 Pipeline - Repurposed |  |  |  | 0.6246 | 0
LCP_Inputs_ON_Diverse_IEA_2023_05_05 | 2033 |  |  | Methane |  | Dispatch-Intraconnection | VOM | 0 | MI | MI | CH4 Pipeline |  |  |  | 0.60057 | 0
LCP_Inputs_ON_Diverse_IEA_2023_05_05 | 2033 |  |  | Electricity |  | Dispatch-Intraconnection | VOM | 0 | MI | MI | Electricity Transmission Line |  |  |  | 0.60057 | 0
LCP_Inputs_ON_Diverse_IEA_2023_05_05 | 2033 |  |  | Hydrogen |  | Dispatch-Intraconnection | VOM | 0 | MI | MI | H2 Pipeline - New |  |  |  | 0.60057 | 0
LCP_Inputs_ON_Diverse_IEA_2023_05_05 | 2033 |  |  | Hydrogen |  | Dispatch-Intraconnection | VOM | 0 | MI | MI | H2 Pipeline - Repurposed |  |  |  | 0.60057 | 0
LCP_Inputs_ON_Diverse_IEA_2023_05_05 | 2033 |  |  | Methane |  | Dispatch-Interconnection | VOM | 0 | MI | ON | CH4 Pipeline |  |  |  | 0.60057 | 0
LCP_Inputs_ON_Diverse_IEA_2023_05_05 | 2033 |  |  | Electricity |  | Dispatch-Interconnection | VOM | 19809026.8759 | MI | ON | Electricity Transmission Line |  |  |  | 0.60057 | 11896788.2132
LCP_Inputs_ON_Diverse_IEA_2023_05_05 | 2033 |  |  | Hydrogen |  | Dispatch-Interconnection | VOM | 0 | MI | ON | H2 Pipeline - New |  |  |  | 0.60057 | 0
LCP_Inputs_ON_Diverse_IEA_2023_05_05 | 2033 |  |  | Hydrogen |  | Dispatch-Interconnection | VOM | 0 | MI | ON | H2 Pipeline - Repurposed |  |  |  | 0.60057 | 0
LCP_Inputs_ON_Diverse_IEA_2023_05_05 | 2033 |  |  | Electricity |  | Dispatch-Interconnection | VOM | 2253255.3311 | MI | WC | Electricity Transmission Line |  |  |  | 0.60057 | 1353246.7613
LCP_Inputs_ON_Diverse_IEA_2023_05_05 | 2033 |  |  | Methane |  | Dispatch-Intraconnection | VOM | 0 | NY | NY | CH4 Pipeline |  |  |  | 0.60057 | 0
LCP_Inputs_ON_Diverse_IEA_2023_05_05 | 2033 |  |  | Electricity |  | Dispatch-Intraconnection | VOM | 0 | NY | NY | Electricity Transmission Line |  |  |  | 0.60057 | 0
LCP_Inputs_ON_Diverse_IEA_2023_05_05 | 2033 |  |  | Hydrogen |  | Dispatch-Intraconnection | VOM | 0 | NY | NY | H2 Pipeline - New |  |  |  | 0.60057 | 0
LCP_Inputs_ON_Diverse_IEA_2023_05_05 | 2033 |  |  | Hydrogen |  | Dispatch-Intraconnection | VOM | 0 | NY | NY | H2 Pipeline - Repurposed |  |  |  | 0.60057 | 0
LCP_Inputs_ON_Diverse_IEA_2023_05_05 | 2033 |  |  | Methane |  | Dispatch-Interconnection | VOM | 0 | NY | ON | CH4 Pipeline |  |  |  | 0.60057 | 0
LCP_Inputs_ON_Diverse_IEA_2023_05_05 | 2033 |  |  | Electricity |  | Dispatch-Interconnection | VOM | 15700371.4576 | NY | ON | Electricity Transmission Line |  |  |  | 0.60057 | 9429236.2401
LCP_Inputs_ON_Diverse_IEA_2023_05_05 | 2033 |  |  | Hydrogen |  | Dispatch-Interconnection | VOM | 0 | NY | ON | H2 Pipeline - New |  |  |  | 0.60057 | 0
LCP_Inputs_ON_Diverse_IEA_2023_05_05 | 2033 |  |  | Hydrogen |  | Dispatch-Interconnection | VOM | 0 | NY | ON | H2 Pipeline - Repurposed |  |  |  | 0.60057 | 0
LCP_Inputs_ON_Diverse_IEA_2023_05_05 | 2033 |  |  | Electricity |  | Dispatch-Interconnection | VOM | 20914105.028 | NY | QC | Electricity Transmission Line |  |  |  | 0.60057 | 12560469.5145
LCP_Inputs_ON_Diverse_IEA_2023_05_05 | 2033 |  |  | Methane |  | Dispatch-Interconnection | VOM | 0 | ON | MI | CH4 Pipeline |  |  |  | 0.60057 | 0
LCP_Inputs_ON_Diverse_IEA_2023_05_05 | 2033 |  |  | Electricity |  | Dispatch-Interconnection | VOM | 646186.4732 | ON | MI | Electricity Transmission Line |  |  |  | 0.60057 | 388082.8506
LCP_Inputs_ON_Diverse_IEA_2023_05_05 | 2033 |  |  | Hydrogen |  | Dispatch-Interconnection | VOM | 0 | ON | MI | H2 Pipeline - New |  |  |  | 0.60057 | 0
LCP_Inputs_ON_Diverse_IEA_2023_05_05 | 2033 |  |  | Hydrogen |  | Dispatch-Interconnection | VOM | 0 | ON | MI | H2 Pipeline - Repurposed |  |  |  | 0.60057 | 0
LCP_Inputs_ON_Diverse_IEA_2023_05_05 | 2033 |  |  | Methane |  | Dispatch-Interconnection | VOM | 0 | ON | NY | CH4 Pipeline |  |  |  | 0.60057 | 0
LCP_Inputs_ON_Diverse_IEA_2023_05_05 | 2033 |  |  | Electricity |  | Dispatch-Interconnection | VOM | 13428946.6223 | ON | NY | Electricity Transmission Line |  |  |  | 0.60057 | 8065077.3454
LCP_Inputs_ON_Diverse_IEA_2023_05_05 | 2033 |  |  | Hydrogen |  | Dispatch-Interconnection | VOM | 0 | ON | NY | H2 Pipeline - New |  |  |  | 0.60057 | 0
LCP_Inputs_ON_Diverse_IEA_2023_05_05 | 2033 |  |  | Hydrogen |  | Dispatch-Interconnection | VOM | 0 | ON | NY | H2 Pipeline - Repurposed |  |  |  | 0.60057 | 0
LCP_Inputs_ON_Diverse_IEA_2023_05_05 | 2033 |  |  | Methane |  | Dispatch-Intraconnection | VOM | 727112349.4526 | ON | ON | CH4 Pipeline |  |  |  | 0.60057 | 436684834.7897
LCP_Inputs_ON_Diverse_IEA_2023_05_05 | 2033 |  |  | Electricity |  | Dispatch-Intraconnection | VOM | 0 | ON | ON | Electricity Transmission Line |  |  |  | 0.60057 | 0
LCP_Inputs_ON_Diverse_IEA_2023_05_05 | 2033 |  |  | Hydrogen |  | Dispatch-Intraconnection | VOM | 0 | ON | ON | H2 Pipeline - New |  |  |  | 0.60057 | 0
LCP_Inputs_ON_Diverse_IEA_2023_05_05 | 2033 |  |  | Hydrogen |  | Dispatch-Intraconnection | VOM | 291122573.1747 | ON | ON | H2 Pipeline - Repurposed |  |  |  | 0.60057 | 174840673.3376
LCP_Inputs_ON_Diverse_IEA_2023_05_05 | 2033 |  |  | Methane |  | Dispatch-Interconnection | VOM | 0 | ON | PJ | CH4 Pipeline |  |  |  | 0.60057 | 0
LCP_Inputs_ON_Diverse_IEA_2023_05_05 | 2033 |  |  | Electricity |  | Dispatch-Interconnection | VOM | 10745768.8964 | ON | PJ | Electricity Transmission Line |  |  |  | 0.60057 | 6453630.3348
LCP_Inputs_ON_Diverse_IEA_2023_05_05 | 2033 |  |  | Hydrogen |  | Dispatch-Interconnection | VOM | 0 | ON | PJ | H2 Pipeline - New |  |  |  | 0.60057 | 0
LCP_Inputs_ON_Diverse_IEA_2023_05_05 | 2033 |  |  | Hydrogen |  | Dispatch-Interconnection | VOM | 0 | ON | PJ | H2 Pipeline - Repurposed |  |  |  | 0.60057 | 0
LCP_Inputs_ON_Diverse_IEA_2023_05_05 | 2033 |  |  | Methane |  | Dispatch-Interconnection | VOM | 0 | ON | QC | CH4 Pipeline |  |  |  | 0.60057 | 0
LCP_Inputs_ON_Diverse_IEA_2023_05_05 | 2033 |  |  | Electricity |  | Dispatch-Interconnection | VOM | 10754185.5268 | ON | QC | Electricity Transmission Line |  |  |  | 0.60057 | 6458685.1449
LCP_Inputs_ON_Diverse_IEA_2023_05_05 | 2033 |  |  | Hydrogen |  | Dispatch-Interconnection | VOM | 0 | ON | QC | H2 Pipeline - New |  |  |  | 0.60057 | 0
LCP_Inputs_ON_Diverse_IEA_2023_05_05 | 2033 |  |  | Hydrogen |  | Dispatch-Interconnection | VOM | 0 | ON | QC | H2 Pipeline - Repurposed |  |  |  | 0.60057 | 0
LCP_Inputs_ON_Diverse_IEA_2023_05_05 | 2033 |  |  | Methane |  | Dispatch-Interconnection | VOM | 0 | ON | WC | CH4 Pipeline |  |  |  | 0.60057 | 0
LCP_Inputs_ON_Diverse_IEA_2023_05_05 | 2033 |  |  | Electricity |  | Dispatch-Interconnection | VOM | 0 | ON | WC | Electricity Transmission Line |  |  |  | 0.60057 | 0
LCP_Inputs_ON_Diverse_IEA_2023_05_05 | 2033 |  |  | Hydrogen |  | Dispatch-Interconnection | VOM | 0 | ON | WC | H2 Pipeline - New |  |  |  | 0.60057 | 0
LCP_Inputs_ON_Diverse_IEA_2023_05_05 | 2033 |  |  | Hydrogen |  | Dispatch-Interconnection | VOM | 0 | ON | WC | H2 Pipeline - Repurposed |  |  |  | 0.60057 | 0
LCP_Inputs_ON_Diverse_IEA_2023_05_05 | 2033 |  |  | Methane |  | Dispatch-Interconnection | VOM | 0 | PJ | ON | CH4 Pipeline |  |  |  | 0.60057 | 0
LCP_Inputs_ON_Diverse_IEA_2023_05_05 | 2033 |  |  | Electricity |  | Dispatch-Interconnection | VOM | 9652785.3862 | PJ | ON | Electricity Transmission Line |  |  |  | 0.60057 | 5797212.7619
LCP_Inputs_ON_Diverse_IEA_2023_05_05 | 2033 |  |  | Hydrogen |  | Dispatch-Interconnection | VOM | 0 | PJ | ON | H2 Pipeline - New |  |  |  | 0.60057 | 0
LCP_Inputs_ON_Diverse_IEA_2023_05_05 | 2033 |  |  | Hydrogen |  | Dispatch-Interconnection | VOM | 0 | PJ | ON | H2 Pipeline - Repurposed |  |  |  | 0.60057 | 0
LCP_Inputs_ON_Diverse_IEA_2023_05_05 | 2033 |  |  | Methane |  | Dispatch-Intraconnection | VOM | 0 | PJ | PJ | CH4 Pipeline |  |  |  | 0.60057 | 0
LCP_Inputs_ON_Diverse_IEA_2023_05_05 | 2033 |  |  | Electricity |  | Dispatch-Intraconnection | VOM | 0 | PJ | PJ | Electricity Transmission Line |  |  |  | 0.60057 | 0
LCP_Inputs_ON_Diverse_IEA_2023_05_05 | 2033 |  |  | Hydrogen |  | Dispatch-Intraconnection | VOM | 0 | PJ | PJ | H2 Pipeline - New |  |  |  | 0.60057 | 0
LCP_Inputs_ON_Diverse_IEA_2023_05_05 | 2033 |  |  | Hydrogen |  | Dispatch-Intraconnection | VOM | 0 | PJ | PJ | H2 Pipeline - Repurposed |  |  |  | 0.60057 | 0
LCP_Inputs_ON_Diverse_IEA_2023_05_05 | 2033 |  |  | Electricity |  | Dispatch-Interconnection | VOM | 25706721.4827 | QC | NY | Electricity Transmission Line |  |  |  | 0.60057 | 15438790.762
LCP_Inputs_ON_Diverse_IEA_2023_05_05 | 2033 |  |  | Methane |  | Dispatch-Interconnection | VOM | 0 | QC | ON | CH4 Pipeline |  |  |  | 0.60057 | 0
LCP_Inputs_ON_Diverse_IEA_2023_05_05 | 2033 |  |  | Electricity |  | Dispatch-Interconnection | VOM | 9352778.3967 | QC | ON | Electricity Transmission Line |  |  |  | 0.60057 | 5617036.3384
LCP_Inputs_ON_Diverse_IEA_2023_05_05 | 2033 |  |  | Hydrogen |  | Dispatch-Interconnection | VOM | 0 | QC | ON | H2 Pipeline - New |  |  |  | 0.60057 | 0
LCP_Inputs_ON_Diverse_IEA_2023_05_05 | 2033 |  |  | Hydrogen |  | Dispatch-Interconnection | VOM | 0 | QC | ON | H2 Pipeline - Repurposed |  |  |  | 0.60057 | 0
LCP_Inputs_ON_Diverse_IEA_2023_05_05 | 2033 |  |  | Methane |  | Dispatch-Intraconnection | VOM | 0 | QC | QC | CH4 Pipeline |  |  |  | 0.60057 | 0
LCP_Inputs_ON_Diverse_IEA_2023_05_05 | 2033 |  |  | Electricity |  | Dispatch-Intraconnection | VOM | 0 | QC | QC | Electricity Transmission Line |  |  |  | 0.60057 | 0
LCP_Inputs_ON_Diverse_IEA_2023_05_05 | 2033 |  |  | Hydrogen |  | Dispatch-Intraconnection | VOM | 0 | QC | QC | H2 Pipeline - New |  |  |  | 0.60057 | 0
LCP_Inputs_ON_Diverse_IEA_2023_05_05 | 2033 |  |  | Hydrogen |  | Dispatch-Intraconnection | VOM | 0 | QC | QC | H2 Pipeline - Repurposed |  |  |  | 0.60057 | 0
LCP_Inputs_ON_Diverse_IEA_2023_05_05 | 2033 |  |  | Electricity |  | Dispatch-Interconnection | VOM | 10722707.1002 | WC | MI | Electricity Transmission Line |  |  |  | 0.60057 | 6439780.0176
LCP_Inputs_ON_Diverse_IEA_2023_05_05 | 2033 |  |  | Methane |  | Dispatch-Interconnection | VOM | 0 | WC | ON | CH4 Pipeline |  |  |  | 0.60057 | 0
LCP_Inputs_ON_Diverse_IEA_2023_05_05 | 2033 |  |  | Electricity |  | Dispatch-Interconnection | VOM | 4306641.3122 | WC | ON | Electricity Transmission Line |  |  |  | 0.60057 | 2586457.1704
LCP_Inputs_ON_Diverse_IEA_2023_05_05 | 2033 |  |  | Hydrogen |  | Dispatch-Interconnection | VOM | 0 | WC | ON | H2 Pipeline - New |  |  |  | 0.60057 | 0
LCP_Inputs_ON_Diverse_IEA_2023_05_05 | 2033 |  |  | Hydrogen |  | Dispatch-Interconnection | VOM | 0 | WC | ON | H2 Pipeline - Repurposed |  |  |  | 0.60057 | 0
LCP_Inputs_ON_Diverse_IEA_2023_05_05 | 2033 |  |  | Methane |  | Dispatch-Intraconnection | VOM | 0 | WC | WC | CH4 Pipeline |  |  |  | 0.60057 | 0
LCP_Inputs_ON_Diverse_IEA_2023_05_05 | 2033 |  |  | Electricity |  | Dispatch-Intraconnection | VOM | 0 | WC | WC | Electricity Transmission Line |  |  |  | 0.60057 | 0
LCP_Inputs_ON_Diverse_IEA_2023_05_05 | 2033 |  |  | Hydrogen |  | Dispatch-Intraconnection | VOM | 0 | WC | WC | H2 Pipeline - New |  |  |  | 0.60057 | 0
LCP_Inputs_ON_Diverse_IEA_2023_05_05 | 2033 |  |  | Hydrogen |  | Dispatch-Intraconnection | VOM | 0 | WC | WC | H2 Pipeline - Repurposed |  |  |  | 0.60057 | 0
LCP_Inputs_ON_Diverse_IEA_2023_05_05 | 2034 |  |  | Methane |  | Dispatch-Intraconnection | VOM | 0 | MI | MI | CH4 Pipeline |  |  |  | 0.57748 | 0
LCP_Inputs_ON_Diverse_IEA_2023_05_05 | 2034 |  |  | Electricity |  | Dispatch-Intraconnection | VOM | 0 | MI | MI | Electricity Transmission Line |  |  |  | 0.57748 | 0
LCP_Inputs_ON_Diverse_IEA_2023_05_05 | 2034 |  |  | Hydrogen |  | Dispatch-Intraconnection | VOM | 0 | MI | MI | H2 Pipeline - New |  |  |  | 0.57748 | 0
LCP_Inputs_ON_Diverse_IEA_2023_05_05 | 2034 |  |  | Hydrogen |  | Dispatch-Intraconnection | VOM | 0 | MI | MI | H2 Pipeline - Repurposed |  |  |  | 0.57748 | 0
LCP_Inputs_ON_Diverse_IEA_2023_05_05 | 2034 |  |  | Methane |  | Dispatch-Interconnection | VOM | 0 | MI | ON | CH4 Pipeline |  |  |  | 0.57748 | 0
LCP_Inputs_ON_Diverse_IEA_2023_05_05 | 2034 |  |  | Electricity |  | Dispatch-Interconnection | VOM | 19809026.8759 | MI | ON | Electricity Transmission Line |  |  |  | 0.57748 | 11439219.4358
LCP_Inputs_ON_Diverse_IEA_2023_05_05 | 2034 |  |  | Hydrogen |  | Dispatch-Interconnection | VOM | 0 | MI | ON | H2 Pipeline - New |  |  |  | 0.57748 | 0
LCP_Inputs_ON_Diverse_IEA_2023_05_05 | 2034 |  |  | Hydrogen |  | Dispatch-Interconnection | VOM | 0 | MI | ON | H2 Pipeline - Repurposed |  |  |  | 0.57748 | 0
LCP_Inputs_ON_Diverse_IEA_2023_05_05 | 2034 |  |  | Electricity |  | Dispatch-Interconnection | VOM | 2253255.3311 | MI | WC | Electricity Transmission Line |  |  |  | 0.57748 | 1301198.8089
LCP_Inputs_ON_Diverse_IEA_2023_05_05 | 2034 |  |  | Methane |  | Dispatch-Intraconnection | VOM | 0 | NY | NY | CH4 Pipeline |  |  |  | 0.57748 | 0
LCP_Inputs_ON_Diverse_IEA_2023_05_05 | 2034 |  |  | Electricity |  | Dispatch-Intraconnection | VOM | 0 | NY | NY | Electricity Transmission Line |  |  |  | 0.57748 | 0
LCP_Inputs_ON_Diverse_IEA_2023_05_05 | 2034 |  |  | Hydrogen |  | Dispatch-Intraconnection | VOM | 0 | NY | NY | H2 Pipeline - New |  |  |  | 0.57748 | 0
LCP_Inputs_ON_Diverse_IEA_2023_05_05 | 2034 |  |  | Hydrogen |  | Dispatch-Intraconnection | VOM | 0 | NY | NY | H2 Pipeline - Repurposed |  |  |  | 0.57748 | 0
LCP_Inputs_ON_Diverse_IEA_2023_05_05 | 2034 |  |  | Methane |  | Dispatch-Interconnection | VOM | 0 | NY | ON | CH4 Pipeline |  |  |  | 0.57748 | 0
LCP_Inputs_ON_Diverse_IEA_2023_05_05 | 2034 |  |  | Electricity |  | Dispatch-Interconnection | VOM | 15700371.4576 | NY | ON | Electricity Transmission Line |  |  |  | 0.57748 | 9066573.3078
LCP_Inputs_ON_Diverse_IEA_2023_05_05 | 2034 |  |  | Hydrogen |  | Dispatch-Interconnection | VOM | 0 | NY | ON | H2 Pipeline - New |  |  |  | 0.57748 | 0
LCP_Inputs_ON_Diverse_IEA_2023_05_05 | 2034 |  |  | Hydrogen |  | Dispatch-Interconnection | VOM | 0 | NY | ON | H2 Pipeline - Repurposed |  |  |  | 0.57748 | 0
LCP_Inputs_ON_Diverse_IEA_2023_05_05 | 2034 |  |  | Electricity |  | Dispatch-Interconnection | VOM | 20914105.028 | NY | QC | Electricity Transmission Line |  |  |  | 0.57748 | 12077374.5332
LCP_Inputs_ON_Diverse_IEA_2023_05_05 | 2034 |  |  | Methane |  | Dispatch-Interconnection | VOM | 0 | ON | MI | CH4 Pipeline |  |  |  | 0.57748 | 0
LCP_Inputs_ON_Diverse_IEA_2023_05_05 | 2034 |  |  | Electricity |  | Dispatch-Interconnection | VOM | 646186.4732 | ON | MI | Electricity Transmission Line |  |  |  | 0.57748 | 373156.5871
LCP_Inputs_ON_Diverse_IEA_2023_05_05 | 2034 |  |  | Hydrogen |  | Dispatch-Interconnection | VOM | 0 | ON | MI | H2 Pipeline - New |  |  |  | 0.57748 | 0
LCP_Inputs_ON_Diverse_IEA_2023_05_05 | 2034 |  |  | Hydrogen |  | Dispatch-Interconnection | VOM | 0 | ON | MI | H2 Pipeline - Repurposed |  |  |  | 0.57748 | 0
LCP_Inputs_ON_Diverse_IEA_2023_05_05 | 2034 |  |  | Methane |  | Dispatch-Interconnection | VOM | 0 | ON | NY | CH4 Pipeline |  |  |  | 0.57748 | 0
LCP_Inputs_ON_Diverse_IEA_2023_05_05 | 2034 |  |  | Electricity |  | Dispatch-Interconnection | VOM | 13428946.6223 | ON | NY | Electricity Transmission Line |  |  |  | 0.57748 | 7754882.0629
LCP_Inputs_ON_Diverse_IEA_2023_05_05 | 2034 |  |  | Hydrogen |  | Dispatch-Interconnection | VOM | 0 | ON | NY | H2 Pipeline - New |  |  |  | 0.57748 | 0
LCP_Inputs_ON_Diverse_IEA_2023_05_05 | 2034 |  |  | Hydrogen |  | Dispatch-Interconnection | VOM | 0 | ON | NY | H2 Pipeline - Repurposed |  |  |  | 0.57748 | 0
LCP_Inputs_ON_Diverse_IEA_2023_05_05 | 2034 |  |  | Methane |  | Dispatch-Intraconnection | VOM | 727112349.4526 | ON | ON | CH4 Pipeline |  |  |  | 0.57748 | 419889264.2209
LCP_Inputs_ON_Diverse_IEA_2023_05_05 | 2034 |  |  | Electricity |  | Dispatch-Intraconnection | VOM | 0 | ON | ON | Electricity Transmission Line |  |  |  | 0.57748 | 0
LCP_Inputs_ON_Diverse_IEA_2023_05_05 | 2034 |  |  | Hydrogen |  | Dispatch-Intraconnection | VOM | 0 | ON | ON | H2 Pipeline - New |  |  |  | 0.57748 | 0
LCP_Inputs_ON_Diverse_IEA_2023_05_05 | 2034 |  |  | Hydrogen |  | Dispatch-Intraconnection | VOM | 291122573.1747 | ON | ON | H2 Pipeline - Repurposed |  |  |  | 0.57748 | 168116032.0554
LCP_Inputs_ON_Diverse_IEA_2023_05_05 | 2034 |  |  | Methane |  | Dispatch-Interconnection | VOM | 0 | ON | PJ | CH4 Pipeline |  |  |  | 0.57748 | 0
LCP_Inputs_ON_Diverse_IEA_2023_05_05 | 2034 |  |  | Electricity |  | Dispatch-Interconnection | VOM | 10745768.8964 | ON | PJ | Electricity Transmission Line |  |  |  | 0.57748 | 6205413.7834
LCP_Inputs_ON_Diverse_IEA_2023_05_05 | 2034 |  |  | Hydrogen |  | Dispatch-Interconnection | VOM | 0 | ON | PJ | H2 Pipeline - New |  |  |  | 0.57748 | 0
LCP_Inputs_ON_Diverse_IEA_2023_05_05 | 2034 |  |  | Hydrogen |  | Dispatch-Interconnection | VOM | 0 | ON | PJ | H2 Pipeline - Repurposed |  |  |  | 0.57748 | 0
LCP_Inputs_ON_Diverse_IEA_2023_05_05 | 2034 |  |  | Methane |  | Dispatch-Interconnection | VOM | 0 | ON | QC | CH4 Pipeline |  |  |  | 0.57748 | 0
LCP_Inputs_ON_Diverse_IEA_2023_05_05 | 2034 |  |  | Electricity |  | Dispatch-Interconnection | VOM | 10754185.5268 | ON | QC | Electricity Transmission Line |  |  |  | 0.57748 | 6210274.1778
LCP_Inputs_ON_Diverse_IEA_2023_05_05 | 2034 |  |  | Hydrogen |  | Dispatch-Interconnection | VOM | 0 | ON | QC | H2 Pipeline - New |  |  |  | 0.57748 | 0
LCP_Inputs_ON_Diverse_IEA_2023_05_05 | 2034 |  |  | Hydrogen |  | Dispatch-Interconnection | VOM | 0 | ON | QC | H2 Pipeline - Repurposed |  |  |  | 0.57748 | 0
LCP_Inputs_ON_Diverse_IEA_2023_05_05 | 2034 |  |  | Methane |  | Dispatch-Interconnection | VOM | 0 | ON | WC | CH4 Pipeline |  |  |  | 0.57748 | 0
LCP_Inputs_ON_Diverse_IEA_2023_05_05 | 2034 |  |  | Electricity |  | Dispatch-Interconnection | VOM | 0 | ON | WC | Electricity Transmission Line |  |  |  | 0.57748 | 0
LCP_Inputs_ON_Diverse_IEA_2023_05_05 | 2034 |  |  | Hydrogen |  | Dispatch-Interconnection | VOM | 0 | ON | WC | H2 Pipeline - New |  |  |  | 0.57748 | 0
LCP_Inputs_ON_Diverse_IEA_2023_05_05 | 2034 |  |  | Hydrogen |  | Dispatch-Interconnection | VOM | 0 | ON | WC | H2 Pipeline - Repurposed |  |  |  | 0.57748 | 0
LCP_Inputs_ON_Diverse_IEA_2023_05_05 | 2034 |  |  | Methane |  | Dispatch-Interconnection | VOM | 0 | PJ | ON | CH4 Pipeline |  |  |  | 0.57748 | 0
LCP_Inputs_ON_Diverse_IEA_2023_05_05 | 2034 |  |  | Electricity |  | Dispatch-Interconnection | VOM | 9652785.3862 | PJ | ON | Electricity Transmission Line |  |  |  | 0.57748 | 5574243.0403
LCP_Inputs_ON_Diverse_IEA_2023_05_05 | 2034 |  |  | Hydrogen |  | Dispatch-Interconnection | VOM | 0 | PJ | ON | H2 Pipeline - New |  |  |  | 0.57748 | 0
LCP_Inputs_ON_Diverse_IEA_2023_05_05 | 2034 |  |  | Hydrogen |  | Dispatch-Interconnection | VOM | 0 | PJ | ON | H2 Pipeline - Repurposed |  |  |  | 0.57748 | 0
LCP_Inputs_ON_Diverse_IEA_2023_05_05 | 2034 |  |  | Methane |  | Dispatch-Intraconnection | VOM | 0 | PJ | PJ | CH4 Pipeline |  |  |  | 0.57748 | 0
LCP_Inputs_ON_Diverse_IEA_2023_05_05 | 2034 |  |  | Electricity |  | Dispatch-Intraconnection | VOM | 0 | PJ | PJ | Electricity Transmission Line |  |  |  | 0.57748 | 0
LCP_Inputs_ON_Diverse_IEA_2023_05_05 | 2034 |  |  | Hydrogen |  | Dispatch-Intraconnection | VOM | 0 | PJ | PJ | H2 Pipeline - New |  |  |  | 0.57748 | 0
LCP_Inputs_ON_Diverse_IEA_2023_05_05 | 2034 |  |  | Hydrogen |  | Dispatch-Intraconnection | VOM | 0 | PJ | PJ | H2 Pipeline - Repurposed |  |  |  | 0.57748 | 0
LCP_Inputs_ON_Diverse_IEA_2023_05_05 | 2034 |  |  | Electricity |  | Dispatch-Interconnection | VOM | 25706721.4827 | QC | NY | Electricity Transmission Line |  |  |  | 0.57748 | 14844991.1173
LCP_Inputs_ON_Diverse_IEA_2023_05_05 | 2034 |  |  | Methane |  | Dispatch-Interconnection | VOM | 0 | QC | ON | CH4 Pipeline |  |  |  | 0.57748 | 0
LCP_Inputs_ON_Diverse_IEA_2023_05_05 | 2034 |  |  | Electricity |  | Dispatch-Interconnection | VOM | 9352778.3967 | QC | ON | Electricity Transmission Line |  |  |  | 0.57748 | 5400996.4793
LCP_Inputs_ON_Diverse_IEA_2023_05_05 | 2034 |  |  | Hydrogen |  | Dispatch-Interconnection | VOM | 0 | QC | ON | H2 Pipeline - New |  |  |  | 0.57748 | 0
LCP_Inputs_ON_Diverse_IEA_2023_05_05 | 2034 |  |  | Hydrogen |  | Dispatch-Interconnection | VOM | 0 | QC | ON | H2 Pipeline - Repurposed |  |  |  | 0.57748 | 0
LCP_Inputs_ON_Diverse_IEA_2023_05_05 | 2034 |  |  | Methane |  | Dispatch-Intraconnection | VOM | 0 | QC | QC | CH4 Pipeline |  |  |  | 0.57748 | 0
LCP_Inputs_ON_Diverse_IEA_2023_05_05 | 2034 |  |  | Electricity |  | Dispatch-Intraconnection | VOM | 0 | QC | QC | Electricity Transmission Line |  |  |  | 0.57748 | 0
LCP_Inputs_ON_Diverse_IEA_2023_05_05 | 2034 |  |  | Hydrogen |  | Dispatch-Intraconnection | VOM | 0 | QC | QC | H2 Pipeline - New |  |  |  | 0.57748 | 0
LCP_Inputs_ON_Diverse_IEA_2023_05_05 | 2034 |  |  | Hydrogen |  | Dispatch-Intraconnection | VOM | 0 | QC | QC | H2 Pipeline - Repurposed |  |  |  | 0.57748 | 0
LCP_Inputs_ON_Diverse_IEA_2023_05_05 | 2034 |  |  | Electricity |  | Dispatch-Interconnection | VOM | 10722707.1002 | WC | MI | Electricity Transmission Line |  |  |  | 0.57748 | 6192096.1708
LCP_Inputs_ON_Diverse_IEA_2023_05_05 | 2034 |  |  | Methane |  | Dispatch-Interconnection | VOM | 0 | WC | ON | CH4 Pipeline |  |  |  | 0.57748 | 0
LCP_Inputs_ON_Diverse_IEA_2023_05_05 | 2034 |  |  | Electricity |  | Dispatch-Interconnection | VOM | 4306641.3122 | WC | ON | Electricity Transmission Line |  |  |  | 0.57748 | 2486978.0485
LCP_Inputs_ON_Diverse_IEA_2023_05_05 | 2034 |  |  | Hydrogen |  | Dispatch-Interconnection | VOM | 0 | WC | ON | H2 Pipeline - New |  |  |  | 0.57748 | 0
LCP_Inputs_ON_Diverse_IEA_2023_05_05 | 2034 |  |  | Hydrogen |  | Dispatch-Interconnection | VOM | 0 | WC | ON | H2 Pipeline - Repurposed |  |  |  | 0.57748 | 0
LCP_Inputs_ON_Diverse_IEA_2023_05_05 | 2034 |  |  | Methane |  | Dispatch-Intraconnection | VOM | 0 | WC | WC | CH4 Pipeline |  |  |  | 0.57748 | 0
LCP_Inputs_ON_Diverse_IEA_2023_05_05 | 2034 |  |  | Electricity |  | Dispatch-Intraconnection | VOM | 0 | WC | WC | Electricity Transmission Line |  |  |  | 0.57748 | 0
LCP_Inputs_ON_Diverse_IEA_2023_05_05 | 2034 |  |  | Hydrogen |  | Dispatch-Intraconnection | VOM | 0 | WC | WC | H2 Pipeline - New |  |  |  | 0.57748 | 0
LCP_Inputs_ON_Diverse_IEA_2023_05_05 | 2034 |  |  | Hydrogen |  | Dispatch-Intraconnection | VOM | 0 | WC | WC | H2 Pipeline - Repurposed |  |  |  | 0.57748 | 0
LCP_Inputs_ON_Diverse_IEA_2023_05_05 | 2035 |  |  | Methane |  | Dispatch-Intraconnection | VOM | 0 | MI | MI | CH4 Pipeline |  |  |  | 0.55526 | 0
LCP_Inputs_ON_Diverse_IEA_2023_05_05 | 2035 |  |  | Electricity |  | Dispatch-Intraconnection | VOM | 0 | MI | MI | Electricity Transmission Line |  |  |  | 0.55526 | 0
LCP_Inputs_ON_Diverse_IEA_2023_05_05 | 2035 |  |  | Hydrogen |  | Dispatch-Intraconnection | VOM | 0 | MI | MI | H2 Pipeline - New |  |  |  | 0.55526 | 0
LCP_Inputs_ON_Diverse_IEA_2023_05_05 | 2035 |  |  | Hydrogen |  | Dispatch-Intraconnection | VOM | 0 | MI | MI | H2 Pipeline - Repurposed |  |  |  | 0.55526 | 0
LCP_Inputs_ON_Diverse_IEA_2023_05_05 | 2035 |  |  | Methane |  | Dispatch-Interconnection | VOM | 0 | MI | ON | CH4 Pipeline |  |  |  | 0.55526 | 0
LCP_Inputs_ON_Diverse_IEA_2023_05_05 | 2035 |  |  | Electricity |  | Dispatch-Interconnection | VOM | 19809026.8759 | MI | ON | Electricity Transmission Line |  |  |  | 0.55526 | 10999249.4575
LCP_Inputs_ON_Diverse_IEA_2023_05_05 | 2035 |  |  | Hydrogen |  | Dispatch-Interconnection | VOM | 0 | MI | ON | H2 Pipeline - New |  |  |  | 0.55526 | 0
LCP_Inputs_ON_Diverse_IEA_2023_05_05 | 2035 |  |  | Hydrogen |  | Dispatch-Interconnection | VOM | 0 | MI | ON | H2 Pipeline - Repurposed |  |  |  | 0.55526 | 0
LCP_Inputs_ON_Diverse_IEA_2023_05_05 | 2035 |  |  | Electricity |  | Dispatch-Interconnection | VOM | 2253255.3311 | MI | WC | Electricity Transmission Line |  |  |  | 0.55526 | 1251152.7009
LCP_Inputs_ON_Diverse_IEA_2023_05_05 | 2035 |  |  | Methane |  | Dispatch-Intraconnection | VOM | 0 | NY | NY | CH4 Pipeline |  |  |  | 0.55526 | 0
LCP_Inputs_ON_Diverse_IEA_2023_05_05 | 2035 |  |  | Electricity |  | Dispatch-Intraconnection | VOM | 0 | NY | NY | Electricity Transmission Line |  |  |  | 0.55526 | 0
LCP_Inputs_ON_Diverse_IEA_2023_05_05 | 2035 |  |  | Hydrogen |  | Dispatch-Intraconnection | VOM | 0 | NY | NY | H2 Pipeline - New |  |  |  | 0.55526 | 0
LCP_Inputs_ON_Diverse_IEA_2023_05_05 | 2035 |  |  | Hydrogen |  | Dispatch-Intraconnection | VOM | 0 | NY | NY | H2 Pipeline - Repurposed |  |  |  | 0.55526 | 0
LCP_Inputs_ON_Diverse_IEA_2023_05_05 | 2035 |  |  | Methane |  | Dispatch-Interconnection | VOM | 0 | NY | ON | CH4 Pipeline |  |  |  | 0.55526 | 0
LCP_Inputs_ON_Diverse_IEA_2023_05_05 | 2035 |  |  | Electricity |  | Dispatch-Interconnection | VOM | 15700371.4576 | NY | ON | Electricity Transmission Line |  |  |  | 0.55526 | 8717858.9498
LCP_Inputs_ON_Diverse_IEA_2023_05_05 | 2035 |  |  | Hydrogen |  | Dispatch-Interconnection | VOM | 0 | NY | ON | H2 Pipeline - New |  |  |  | 0.55526 | 0
LCP_Inputs_ON_Diverse_IEA_2023_05_05 | 2035 |  |  | Hydrogen |  | Dispatch-Interconnection | VOM | 0 | NY | ON | H2 Pipeline - Repurposed |  |  |  | 0.55526 | 0
LCP_Inputs_ON_Diverse_IEA_2023_05_05 | 2035 |  |  | Electricity |  | Dispatch-Interconnection | VOM | 20914105.028 | NY | QC | Electricity Transmission Line |  |  |  | 0.55526 | 11612860.1281
LCP_Inputs_ON_Diverse_IEA_2023_05_05 | 2035 |  |  | Methane |  | Dispatch-Interconnection | VOM | 0 | ON | MI | CH4 Pipeline |  |  |  | 0.55526 | 0
LCP_Inputs_ON_Diverse_IEA_2023_05_05 | 2035 |  |  | Electricity |  | Dispatch-Interconnection | VOM | 646186.4732 | ON | MI | Electricity Transmission Line |  |  |  | 0.55526 | 358804.4107
LCP_Inputs_ON_Diverse_IEA_2023_05_05 | 2035 |  |  | Hydrogen |  | Dispatch-Interconnection | VOM | 0 | ON | MI | H2 Pipeline - New |  |  |  | 0.55526 | 0
LCP_Inputs_ON_Diverse_IEA_2023_05_05 | 2035 |  |  | Hydrogen |  | Dispatch-Interconnection | VOM | 0 | ON | MI | H2 Pipeline - Repurposed |  |  |  | 0.55526 | 0
LCP_Inputs_ON_Diverse_IEA_2023_05_05 | 2035 |  |  | Methane |  | Dispatch-Interconnection | VOM | 0 | ON | NY | CH4 Pipeline |  |  |  | 0.55526 | 0
LCP_Inputs_ON_Diverse_IEA_2023_05_05 | 2035 |  |  | Electricity |  | Dispatch-Interconnection | VOM | 13428946.6223 | ON | NY | Electricity Transmission Line |  |  |  | 0.55526 | 7456617.3682
LCP_Inputs_ON_Diverse_IEA_2023_05_05 | 2035 |  |  | Hydrogen |  | Dispatch-Interconnection | VOM | 0 | ON | NY | H2 Pipeline - New |  |  |  | 0.55526 | 0
LCP_Inputs_ON_Diverse_IEA_2023_05_05 | 2035 |  |  | Hydrogen |  | Dispatch-Interconnection | VOM | 0 | ON | NY | H2 Pipeline - Repurposed |  |  |  | 0.55526 | 0
LCP_Inputs_ON_Diverse_IEA_2023_05_05 | 2035 |  |  | Methane |  | Dispatch-Intraconnection | VOM | 727112349.4526 | ON | ON | CH4 Pipeline |  |  |  | 0.55526 | 403739677.1355
LCP_Inputs_ON_Diverse_IEA_2023_05_05 | 2035 |  |  | Electricity |  | Dispatch-Intraconnection | VOM | 0 | ON | ON | Electricity Transmission Line |  |  |  | 0.55526 | 0
LCP_Inputs_ON_Diverse_IEA_2023_05_05 | 2035 |  |  | Hydrogen |  | Dispatch-Intraconnection | VOM | 0 | ON | ON | H2 Pipeline - New |  |  |  | 0.55526 | 0
LCP_Inputs_ON_Diverse_IEA_2023_05_05 | 2035 |  |  | Hydrogen |  | Dispatch-Intraconnection | VOM | 291122573.1747 | ON | ON | H2 Pipeline - Repurposed |  |  |  | 0.55526 | 161650030.8225
LCP_Inputs_ON_Diverse_IEA_2023_05_05 | 2035 |  |  | Methane |  | Dispatch-Interconnection | VOM | 0 | ON | PJ | CH4 Pipeline |  |  |  | 0.55526 | 0
LCP_Inputs_ON_Diverse_IEA_2023_05_05 | 2035 |  |  | Electricity |  | Dispatch-Interconnection | VOM | 10745768.8964 | ON | PJ | Electricity Transmission Line |  |  |  | 0.55526 | 5966744.0225
LCP_Inputs_ON_Diverse_IEA_2023_05_05 | 2035 |  |  | Hydrogen |  | Dispatch-Interconnection | VOM | 0 | ON | PJ | H2 Pipeline - New |  |  |  | 0.55526 | 0
LCP_Inputs_ON_Diverse_IEA_2023_05_05 | 2035 |  |  | Hydrogen |  | Dispatch-Interconnection | VOM | 0 | ON | PJ | H2 Pipeline - Repurposed |  |  |  | 0.55526 | 0
LCP_Inputs_ON_Diverse_IEA_2023_05_05 | 2035 |  |  | Methane |  | Dispatch-Interconnection | VOM | 0 | ON | QC | CH4 Pipeline |  |  |  | 0.55526 | 0
LCP_Inputs_ON_Diverse_IEA_2023_05_05 | 2035 |  |  | Electricity |  | Dispatch-Interconnection | VOM | 10754185.5268 | ON | QC | Electricity Transmission Line |  |  |  | 0.55526 | 5971417.4786
LCP_Inputs_ON_Diverse_IEA_2023_05_05 | 2035 |  |  | Hydrogen |  | Dispatch-Interconnection | VOM | 0 | ON | QC | H2 Pipeline - New |  |  |  | 0.55526 | 0
LCP_Inputs_ON_Diverse_IEA_2023_05_05 | 2035 |  |  | Hydrogen |  | Dispatch-Interconnection | VOM | 0 | ON | QC | H2 Pipeline - Repurposed |  |  |  | 0.55526 | 0
LCP_Inputs_ON_Diverse_IEA_2023_05_05 | 2035 |  |  | Methane |  | Dispatch-Interconnection | VOM | 0 | ON | WC | CH4 Pipeline |  |  |  | 0.55526 | 0
LCP_Inputs_ON_Diverse_IEA_2023_05_05 | 2035 |  |  | Electricity |  | Dispatch-Interconnection | VOM | 0 | ON | WC | Electricity Transmission Line |  |  |  | 0.55526 | 0
LCP_Inputs_ON_Diverse_IEA_2023_05_05 | 2035 |  |  | Hydrogen |  | Dispatch-Interconnection | VOM | 0 | ON | WC | H2 Pipeline - New |  |  |  | 0.55526 | 0
LCP_Inputs_ON_Diverse_IEA_2023_05_05 | 2035 |  |  | Hydrogen |  | Dispatch-Interconnection | VOM | 0 | ON | WC | H2 Pipeline - Repurposed |  |  |  | 0.55526 | 0
LCP_Inputs_ON_Diverse_IEA_2023_05_05 | 2035 |  |  | Methane |  | Dispatch-Interconnection | VOM | 0 | PJ | ON | CH4 Pipeline |  |  |  | 0.55526 | 0
LCP_Inputs_ON_Diverse_IEA_2023_05_05 | 2035 |  |  | Electricity |  | Dispatch-Interconnection | VOM | 9652785.3862 | PJ | ON | Electricity Transmission Line |  |  |  | 0.55526 | 5359849.0772
LCP_Inputs_ON_Diverse_IEA_2023_05_05 | 2035 |  |  | Hydrogen |  | Dispatch-Interconnection | VOM | 0 | PJ | ON | H2 Pipeline - New |  |  |  | 0.55526 | 0
LCP_Inputs_ON_Diverse_IEA_2023_05_05 | 2035 |  |  | Hydrogen |  | Dispatch-Interconnection | VOM | 0 | PJ | ON | H2 Pipeline - Repurposed |  |  |  | 0.55526 | 0
LCP_Inputs_ON_Diverse_IEA_2023_05_05 | 2035 |  |  | Methane |  | Dispatch-Intraconnection | VOM | 0 | PJ | PJ | CH4 Pipeline |  |  |  | 0.55526 | 0
LCP_Inputs_ON_Diverse_IEA_2023_05_05 | 2035 |  |  | Electricity |  | Dispatch-Intraconnection | VOM | 0 | PJ | PJ | Electricity Transmission Line |  |  |  | 0.55526 | 0
LCP_Inputs_ON_Diverse_IEA_2023_05_05 | 2035 |  |  | Hydrogen |  | Dispatch-Intraconnection | VOM | 0 | PJ | PJ | H2 Pipeline - New |  |  |  | 0.55526 | 0
LCP_Inputs_ON_Diverse_IEA_2023_05_05 | 2035 |  |  | Hydrogen |  | Dispatch-Intraconnection | VOM | 0 | PJ | PJ | H2 Pipeline - Repurposed |  |  |  | 0.55526 | 0
LCP_Inputs_ON_Diverse_IEA_2023_05_05 | 2035 |  |  | Electricity |  | Dispatch-Interconnection | VOM | 25706721.4827 | QC | NY | Electricity Transmission Line |  |  |  | 0.55526 | 14274029.9205
LCP_Inputs_ON_Diverse_IEA_2023_05_05 | 2035 |  |  | Methane |  | Dispatch-Interconnection | VOM | 0 | QC | ON | CH4 Pipeline |  |  |  | 0.55526 | 0
LCP_Inputs_ON_Diverse_IEA_2023_05_05 | 2035 |  |  | Electricity |  | Dispatch-Interconnection | VOM | 9352778.3967 | QC | ON | Electricity Transmission Line |  |  |  | 0.55526 | 5193265.8454
LCP_Inputs_ON_Diverse_IEA_2023_05_05 | 2035 |  |  | Hydrogen |  | Dispatch-Interconnection | VOM | 0 | QC | ON | H2 Pipeline - New |  |  |  | 0.55526 | 0
LCP_Inputs_ON_Diverse_IEA_2023_05_05 | 2035 |  |  | Hydrogen |  | Dispatch-Interconnection | VOM | 0 | QC | ON | H2 Pipeline - Repurposed |  |  |  | 0.55526 | 0
LCP_Inputs_ON_Diverse_IEA_2023_05_05 | 2035 |  |  | Methane |  | Dispatch-Intraconnection | VOM | 0 | QC | QC | CH4 Pipeline |  |  |  | 0.55526 | 0
LCP_Inputs_ON_Diverse_IEA_2023_05_05 | 2035 |  |  | Electricity |  | Dispatch-Intraconnection | VOM | 0 | QC | QC | Electricity Transmission Line |  |  |  | 0.55526 | 0
LCP_Inputs_ON_Diverse_IEA_2023_05_05 | 2035 |  |  | Hydrogen |  | Dispatch-Intraconnection | VOM | 0 | QC | QC | H2 Pipeline - New |  |  |  | 0.55526 | 0
LCP_Inputs_ON_Diverse_IEA_2023_05_05 | 2035 |  |  | Hydrogen |  | Dispatch-Intraconnection | VOM | 0 | QC | QC | H2 Pipeline - Repurposed |  |  |  | 0.55526 | 0
LCP_Inputs_ON_Diverse_IEA_2023_05_05 | 2035 |  |  | Electricity |  | Dispatch-Interconnection | VOM | 10722707.1002 | WC | MI | Electricity Transmission Line |  |  |  | 0.55526 | 5953938.6258
LCP_Inputs_ON_Diverse_IEA_2023_05_05 | 2035 |  |  | Methane |  | Dispatch-Interconnection | VOM | 0 | WC | ON | CH4 Pipeline |  |  |  | 0.55526 | 0
LCP_Inputs_ON_Diverse_IEA_2023_05_05 | 2035 |  |  | Electricity |  | Dispatch-Interconnection | VOM | 4306641.3122 | WC | ON | Electricity Transmission Line |  |  |  | 0.55526 | 2391325.0466
LCP_Inputs_ON_Diverse_IEA_2023_05_05 | 2035 |  |  | Hydrogen |  | Dispatch-Interconnection | VOM | 0 | WC | ON | H2 Pipeline - New |  |  |  | 0.55526 | 0
LCP_Inputs_ON_Diverse_IEA_2023_05_05 | 2035 |  |  | Hydrogen |  | Dispatch-Interconnection | VOM | 0 | WC | ON | H2 Pipeline - Repurposed |  |  |  | 0.55526 | 0
LCP_Inputs_ON_Diverse_IEA_2023_05_05 | 2035 |  |  | Methane |  | Dispatch-Intraconnection | VOM | 0 | WC | WC | CH4 Pipeline |  |  |  | 0.55526 | 0
LCP_Inputs_ON_Diverse_IEA_2023_05_05 | 2035 |  |  | Electricity |  | Dispatch-Intraconnection | VOM | 0 | WC | WC | Electricity Transmission Line |  |  |  | 0.55526 | 0
LCP_Inputs_ON_Diverse_IEA_2023_05_05 | 2035 |  |  | Hydrogen |  | Dispatch-Intraconnection | VOM | 0 | WC | WC | H2 Pipeline - New |  |  |  | 0.55526 | 0
LCP_Inputs_ON_Diverse_IEA_2023_05_05 | 2035 |  |  | Hydrogen |  | Dispatch-Intraconnection | VOM | 0 | WC | WC | H2 Pipeline - Repurposed |  |  |  | 0.55526 | 0
LCP_Inputs_ON_Diverse_IEA_2023_05_05 | 2036 |  |  | Methane |  | Dispatch-Intraconnection | VOM | 0 | MI | MI | CH4 Pipeline |  |  |  | 0.53391 | 0
LCP_Inputs_ON_Diverse_IEA_2023_05_05 | 2036 |  |  | Electricity |  | Dispatch-Intraconnection | VOM | 0 | MI | MI | Electricity Transmission Line |  |  |  | 0.53391 | 0
LCP_Inputs_ON_Diverse_IEA_2023_05_05 | 2036 |  |  | Hydrogen |  | Dispatch-Intraconnection | VOM | 0 | MI | MI | H2 Pipeline - New |  |  |  | 0.53391 | 0
LCP_Inputs_ON_Diverse_IEA_2023_05_05 | 2036 |  |  | Hydrogen |  | Dispatch-Intraconnection | VOM | 0 | MI | MI | H2 Pipeline - Repurposed |  |  |  | 0.53391 | 0
LCP_Inputs_ON_Diverse_IEA_2023_05_05 | 2036 |  |  | Methane |  | Dispatch-Interconnection | VOM | 0 | MI | ON | CH4 Pipeline |  |  |  | 0.53391 | 0
LCP_Inputs_ON_Diverse_IEA_2023_05_05 | 2036 |  |  | Electricity |  | Dispatch-Interconnection | VOM | 19809026.8759 | MI | ON | Electricity Transmission Line |  |  |  | 0.53391 | 10576201.4014
LCP_Inputs_ON_Diverse_IEA_2023_05_05 | 2036 |  |  | Hydrogen |  | Dispatch-Interconnection | VOM | 0 | MI | ON | H2 Pipeline - New |  |  |  | 0.53391 | 0
LCP_Inputs_ON_Diverse_IEA_2023_05_05 | 2036 |  |  | Hydrogen |  | Dispatch-Interconnection | VOM | 0 | MI | ON | H2 Pipeline - Repurposed |  |  |  | 0.53391 | 0
LCP_Inputs_ON_Diverse_IEA_2023_05_05 | 2036 |  |  | Electricity |  | Dispatch-Interconnection | VOM | 2253255.3311 | MI | WC | Electricity Transmission Line |  |  |  | 0.53391 | 1203031.4432
LCP_Inputs_ON_Diverse_IEA_2023_05_05 | 2036 |  |  | Methane |  | Dispatch-Intraconnection | VOM | 0 | NY | NY | CH4 Pipeline |  |  |  | 0.53391 | 0
LCP_Inputs_ON_Diverse_IEA_2023_05_05 | 2036 |  |  | Electricity |  | Dispatch-Intraconnection | VOM | 0 | NY | NY | Electricity Transmission Line |  |  |  | 0.53391 | 0
LCP_Inputs_ON_Diverse_IEA_2023_05_05 | 2036 |  |  | Hydrogen |  | Dispatch-Intraconnection | VOM | 0 | NY | NY | H2 Pipeline - New |  |  |  | 0.53391 | 0
LCP_Inputs_ON_Diverse_IEA_2023_05_05 | 2036 |  |  | Hydrogen |  | Dispatch-Intraconnection | VOM | 0 | NY | NY | H2 Pipeline - Repurposed |  |  |  | 0.53391 | 0
LCP_Inputs_ON_Diverse_IEA_2023_05_05 | 2036 |  |  | Methane |  | Dispatch-Interconnection | VOM | 0 | NY | ON | CH4 Pipeline |  |  |  | 0.53391 | 0
LCP_Inputs_ON_Diverse_IEA_2023_05_05 | 2036 |  |  | Electricity |  | Dispatch-Interconnection | VOM | 15700371.4576 | NY | ON | Electricity Transmission Line |  |  |  | 0.53391 | 8382556.6825
LCP_Inputs_ON_Diverse_IEA_2023_05_05 | 2036 |  |  | Hydrogen |  | Dispatch-Interconnection | VOM | 0 | NY | ON | H2 Pipeline - New |  |  |  | 0.53391 | 0
LCP_Inputs_ON_Diverse_IEA_2023_05_05 | 2036 |  |  | Hydrogen |  | Dispatch-Interconnection | VOM | 0 | NY | ON | H2 Pipeline - Repurposed |  |  |  | 0.53391 | 0
LCP_Inputs_ON_Diverse_IEA_2023_05_05 | 2036 |  |  | Electricity |  | Dispatch-Interconnection | VOM | 20914105.028 | NY | QC | Electricity Transmission Line |  |  |  | 0.53391 | 11166211.6616
LCP_Inputs_ON_Diverse_IEA_2023_05_05 | 2036 |  |  | Methane |  | Dispatch-Interconnection | VOM | 0 | ON | MI | CH4 Pipeline |  |  |  | 0.53391 | 0
LCP_Inputs_ON_Diverse_IEA_2023_05_05 | 2036 |  |  | Electricity |  | Dispatch-Interconnection | VOM | 646186.4732 | ON | MI | Electricity Transmission Line |  |  |  | 0.53391 | 345004.2411
LCP_Inputs_ON_Diverse_IEA_2023_05_05 | 2036 |  |  | Hydrogen |  | Dispatch-Interconnection | VOM | 0 | ON | MI | H2 Pipeline - New |  |  |  | 0.53391 | 0
LCP_Inputs_ON_Diverse_IEA_2023_05_05 | 2036 |  |  | Hydrogen |  | Dispatch-Interconnection | VOM | 0 | ON | MI | H2 Pipeline - Repurposed |  |  |  | 0.53391 | 0
LCP_Inputs_ON_Diverse_IEA_2023_05_05 | 2036 |  |  | Methane |  | Dispatch-Interconnection | VOM | 0 | ON | NY | CH4 Pipeline |  |  |  | 0.53391 | 0
LCP_Inputs_ON_Diverse_IEA_2023_05_05 | 2036 |  |  | Electricity |  | Dispatch-Interconnection | VOM | 13428946.6223 | ON | NY | Electricity Transmission Line |  |  |  | 0.53391 | 7169824.3925
LCP_Inputs_ON_Diverse_IEA_2023_05_05 | 2036 |  |  | Hydrogen |  | Dispatch-Interconnection | VOM | 0 | ON | NY | H2 Pipeline - New |  |  |  | 0.53391 | 0
LCP_Inputs_ON_Diverse_IEA_2023_05_05 | 2036 |  |  | Hydrogen |  | Dispatch-Interconnection | VOM | 0 | ON | NY | H2 Pipeline - Repurposed |  |  |  | 0.53391 | 0
LCP_Inputs_ON_Diverse_IEA_2023_05_05 | 2036 |  |  | Methane |  | Dispatch-Intraconnection | VOM | 727112349.4526 | ON | ON | CH4 Pipeline |  |  |  | 0.53391 | 388211228.0149
LCP_Inputs_ON_Diverse_IEA_2023_05_05 | 2036 |  |  | Electricity |  | Dispatch-Intraconnection | VOM | 0 | ON | ON | Electricity Transmission Line |  |  |  | 0.53391 | 0
LCP_Inputs_ON_Diverse_IEA_2023_05_05 | 2036 |  |  | Hydrogen |  | Dispatch-Intraconnection | VOM | 0 | ON | ON | H2 Pipeline - New |  |  |  | 0.53391 | 0
LCP_Inputs_ON_Diverse_IEA_2023_05_05 | 2036 |  |  | Hydrogen |  | Dispatch-Intraconnection | VOM | 291122573.1747 | ON | ON | H2 Pipeline - Repurposed |  |  |  | 0.53391 | 155432721.9447
LCP_Inputs_ON_Diverse_IEA_2023_05_05 | 2036 |  |  | Methane |  | Dispatch-Interconnection | VOM | 0 | ON | PJ | CH4 Pipeline |  |  |  | 0.53391 | 0
LCP_Inputs_ON_Diverse_IEA_2023_05_05 | 2036 |  |  | Electricity |  | Dispatch-Interconnection | VOM | 10745768.8964 | ON | PJ | Electricity Transmission Line |  |  |  | 0.53391 | 5737253.8678
LCP_Inputs_ON_Diverse_IEA_2023_05_05 | 2036 |  |  | Hydrogen |  | Dispatch-Interconnection | VOM | 0 | ON | PJ | H2 Pipeline - New |  |  |  | 0.53391 | 0
LCP_Inputs_ON_Diverse_IEA_2023_05_05 | 2036 |  |  | Hydrogen |  | Dispatch-Interconnection | VOM | 0 | ON | PJ | H2 Pipeline - Repurposed |  |  |  | 0.53391 | 0
LCP_Inputs_ON_Diverse_IEA_2023_05_05 | 2036 |  |  | Methane |  | Dispatch-Interconnection | VOM | 0 | ON | QC | CH4 Pipeline |  |  |  | 0.53391 | 0
LCP_Inputs_ON_Diverse_IEA_2023_05_05 | 2036 |  |  | Electricity |  | Dispatch-Interconnection | VOM | 10754185.5268 | ON | QC | Electricity Transmission Line |  |  |  | 0.53391 | 5741747.5756
LCP_Inputs_ON_Diverse_IEA_2023_05_05 | 2036 |  |  | Hydrogen |  | Dispatch-Interconnection | VOM | 0 | ON | QC | H2 Pipeline - New |  |  |  | 0.53391 | 0
LCP_Inputs_ON_Diverse_IEA_2023_05_05 | 2036 |  |  | Hydrogen |  | Dispatch-Interconnection | VOM | 0 | ON | QC | H2 Pipeline - Repurposed |  |  |  | 0.53391 | 0
LCP_Inputs_ON_Diverse_IEA_2023_05_05 | 2036 |  |  | Methane |  | Dispatch-Interconnection | VOM | 0 | ON | WC | CH4 Pipeline |  |  |  | 0.53391 | 0
LCP_Inputs_ON_Diverse_IEA_2023_05_05 | 2036 |  |  | Electricity |  | Dispatch-Interconnection | VOM | 0 | ON | WC | Electricity Transmission Line |  |  |  | 0.53391 | 0
LCP_Inputs_ON_Diverse_IEA_2023_05_05 | 2036 |  |  | Hydrogen |  | Dispatch-Interconnection | VOM | 0 | ON | WC | H2 Pipeline - New |  |  |  | 0.53391 | 0
LCP_Inputs_ON_Diverse_IEA_2023_05_05 | 2036 |  |  | Hydrogen |  | Dispatch-Interconnection | VOM | 0 | ON | WC | H2 Pipeline - Repurposed |  |  |  | 0.53391 | 0
LCP_Inputs_ON_Diverse_IEA_2023_05_05 | 2036 |  |  | Methane |  | Dispatch-Interconnection | VOM | 0 | PJ | ON | CH4 Pipeline |  |  |  | 0.53391 | 0
LCP_Inputs_ON_Diverse_IEA_2023_05_05 | 2036 |  |  | Electricity |  | Dispatch-Interconnection | VOM | 9652785.3862 | PJ | ON | Electricity Transmission Line |  |  |  | 0.53391 | 5153701.0358
LCP_Inputs_ON_Diverse_IEA_2023_05_05 | 2036 |  |  | Hydrogen |  | Dispatch-Interconnection | VOM | 0 | PJ | ON | H2 Pipeline - New |  |  |  | 0.53391 | 0
LCP_Inputs_ON_Diverse_IEA_2023_05_05 | 2036 |  |  | Hydrogen |  | Dispatch-Interconnection | VOM | 0 | PJ | ON | H2 Pipeline - Repurposed |  |  |  | 0.53391 | 0
LCP_Inputs_ON_Diverse_IEA_2023_05_05 | 2036 |  |  | Methane |  | Dispatch-Intraconnection | VOM | 0 | PJ | PJ | CH4 Pipeline |  |  |  | 0.53391 | 0
LCP_Inputs_ON_Diverse_IEA_2023_05_05 | 2036 |  |  | Electricity |  | Dispatch-Intraconnection | VOM | 0 | PJ | PJ | Electricity Transmission Line |  |  |  | 0.53391 | 0
LCP_Inputs_ON_Diverse_IEA_2023_05_05 | 2036 |  |  | Hydrogen |  | Dispatch-Intraconnection | VOM | 0 | PJ | PJ | H2 Pipeline - New |  |  |  | 0.53391 | 0
LCP_Inputs_ON_Diverse_IEA_2023_05_05 | 2036 |  |  | Hydrogen |  | Dispatch-Intraconnection | VOM | 0 | PJ | PJ | H2 Pipeline - Repurposed |  |  |  | 0.53391 | 0
LCP_Inputs_ON_Diverse_IEA_2023_05_05 | 2036 |  |  | Electricity |  | Dispatch-Interconnection | VOM | 25706721.4827 | QC | NY | Electricity Transmission Line |  |  |  | 0.53391 | 13725028.7697
LCP_Inputs_ON_Diverse_IEA_2023_05_05 | 2036 |  |  | Methane |  | Dispatch-Interconnection | VOM | 0 | QC | ON | CH4 Pipeline |  |  |  | 0.53391 | 0
LCP_Inputs_ON_Diverse_IEA_2023_05_05 | 2036 |  |  | Electricity |  | Dispatch-Interconnection | VOM | 9352778.3967 | QC | ON | Electricity Transmission Line |  |  |  | 0.53391 | 4993524.8514
LCP_Inputs_ON_Diverse_IEA_2023_05_05 | 2036 |  |  | Hydrogen |  | Dispatch-Interconnection | VOM | 0 | QC | ON | H2 Pipeline - New |  |  |  | 0.53391 | 0
LCP_Inputs_ON_Diverse_IEA_2023_05_05 | 2036 |  |  | Hydrogen |  | Dispatch-Interconnection | VOM | 0 | QC | ON | H2 Pipeline - Repurposed |  |  |  | 0.53391 | 0
LCP_Inputs_ON_Diverse_IEA_2023_05_05 | 2036 |  |  | Methane |  | Dispatch-Intraconnection | VOM | 0 | QC | QC | CH4 Pipeline |  |  |  | 0.53391 | 0
LCP_Inputs_ON_Diverse_IEA_2023_05_05 | 2036 |  |  | Electricity |  | Dispatch-Intraconnection | VOM | 0 | QC | QC | Electricity Transmission Line |  |  |  | 0.53391 | 0
LCP_Inputs_ON_Diverse_IEA_2023_05_05 | 2036 |  |  | Hydrogen |  | Dispatch-Intraconnection | VOM | 0 | QC | QC | H2 Pipeline - New |  |  |  | 0.53391 | 0
LCP_Inputs_ON_Diverse_IEA_2023_05_05 | 2036 |  |  | Hydrogen |  | Dispatch-Intraconnection | VOM | 0 | QC | QC | H2 Pipeline - Repurposed |  |  |  | 0.53391 | 0
LCP_Inputs_ON_Diverse_IEA_2023_05_05 | 2036 |  |  | Electricity |  | Dispatch-Interconnection | VOM | 10722707.1002 | WC | MI | Electricity Transmission Line |  |  |  | 0.53391 | 5724940.9863
LCP_Inputs_ON_Diverse_IEA_2023_05_05 | 2036 |  |  | Methane |  | Dispatch-Interconnection | VOM | 0 | WC | ON | CH4 Pipeline |  |  |  | 0.53391 | 0
LCP_Inputs_ON_Diverse_IEA_2023_05_05 | 2036 |  |  | Electricity |  | Dispatch-Interconnection | VOM | 4306641.3122 | WC | ON | Electricity Transmission Line |  |  |  | 0.53391 | 2299351.0064
LCP_Inputs_ON_Diverse_IEA_2023_05_05 | 2036 |  |  | Hydrogen |  | Dispatch-Interconnection | VOM | 0 | WC | ON | H2 Pipeline - New |  |  |  | 0.53391 | 0
LCP_Inputs_ON_Diverse_IEA_2023_05_05 | 2036 |  |  | Hydrogen |  | Dispatch-Interconnection | VOM | 0 | WC | ON | H2 Pipeline - Repurposed |  |  |  | 0.53391 | 0
LCP_Inputs_ON_Diverse_IEA_2023_05_05 | 2036 |  |  | Methane |  | Dispatch-Intraconnection | VOM | 0 | WC | WC | CH4 Pipeline |  |  |  | 0.53391 | 0
LCP_Inputs_ON_Diverse_IEA_2023_05_05 | 2036 |  |  | Electricity |  | Dispatch-Intraconnection | VOM | 0 | WC | WC | Electricity Transmission Line |  |  |  | 0.53391 | 0
LCP_Inputs_ON_Diverse_IEA_2023_05_05 | 2036 |  |  | Hydrogen |  | Dispatch-Intraconnection | VOM | 0 | WC | WC | H2 Pipeline - New |  |  |  | 0.53391 | 0
LCP_Inputs_ON_Diverse_IEA_2023_05_05 | 2036 |  |  | Hydrogen |  | Dispatch-Intraconnection | VOM | 0 | WC | WC | H2 Pipeline - Repurposed |  |  |  | 0.53391 | 0
LCP_Inputs_ON_Diverse_IEA_2023_05_05 | 2037 |  |  | Methane |  | Dispatch-Intraconnection | VOM | 0 | MI | MI | CH4 Pipeline |  |  |  | 0.51337 | 0
LCP_Inputs_ON_Diverse_IEA_2023_05_05 | 2037 |  |  | Electricity |  | Dispatch-Intraconnection | VOM | 0 | MI | MI | Electricity Transmission Line |  |  |  | 0.51337 | 0
LCP_Inputs_ON_Diverse_IEA_2023_05_05 | 2037 |  |  | Hydrogen |  | Dispatch-Intraconnection | VOM | 0 | MI | MI | H2 Pipeline - New |  |  |  | 0.51337 | 0
LCP_Inputs_ON_Diverse_IEA_2023_05_05 | 2037 |  |  | Hydrogen |  | Dispatch-Intraconnection | VOM | 0 | MI | MI | H2 Pipeline - Repurposed |  |  |  | 0.51337 | 0
LCP_Inputs_ON_Diverse_IEA_2023_05_05 | 2037 |  |  | Methane |  | Dispatch-Interconnection | VOM | 0 | MI | ON | CH4 Pipeline |  |  |  | 0.51337 | 0
LCP_Inputs_ON_Diverse_IEA_2023_05_05 | 2037 |  |  | Electricity |  | Dispatch-Interconnection | VOM | 19809026.8759 | MI | ON | Electricity Transmission Line |  |  |  | 0.51337 | 10169424.4245
LCP_Inputs_ON_Diverse_IEA_2023_05_05 | 2037 |  |  | Hydrogen |  | Dispatch-Interconnection | VOM | 0 | MI | ON | H2 Pipeline - New |  |  |  | 0.51337 | 0
LCP_Inputs_ON_Diverse_IEA_2023_05_05 | 2037 |  |  | Hydrogen |  | Dispatch-Interconnection | VOM | 0 | MI | ON | H2 Pipeline - Repurposed |  |  |  | 0.51337 | 0
LCP_Inputs_ON_Diverse_IEA_2023_05_05 | 2037 |  |  | Electricity |  | Dispatch-Interconnection | VOM | 2253255.3311 | MI | WC | Electricity Transmission Line |  |  |  | 0.51337 | 1156761.003
LCP_Inputs_ON_Diverse_IEA_2023_05_05 | 2037 |  |  | Methane |  | Dispatch-Intraconnection | VOM | 0 | NY | NY | CH4 Pipeline |  |  |  | 0.51337 | 0
LCP_Inputs_ON_Diverse_IEA_2023_05_05 | 2037 |  |  | Electricity |  | Dispatch-Intraconnection | VOM | 0 | NY | NY | Electricity Transmission Line |  |  |  | 0.51337 | 0
LCP_Inputs_ON_Diverse_IEA_2023_05_05 | 2037 |  |  | Hydrogen |  | Dispatch-Intraconnection | VOM | 0 | NY | NY | H2 Pipeline - New |  |  |  | 0.51337 | 0
LCP_Inputs_ON_Diverse_IEA_2023_05_05 | 2037 |  |  | Hydrogen |  | Dispatch-Intraconnection | VOM | 0 | NY | NY | H2 Pipeline - Repurposed |  |  |  | 0.51337 | 0
LCP_Inputs_ON_Diverse_IEA_2023_05_05 | 2037 |  |  | Methane |  | Dispatch-Interconnection | VOM | 0 | NY | ON | CH4 Pipeline |  |  |  | 0.51337 | 0
LCP_Inputs_ON_Diverse_IEA_2023_05_05 | 2037 |  |  | Electricity |  | Dispatch-Interconnection | VOM | 15700371.4576 | NY | ON | Electricity Transmission Line |  |  |  | 0.51337 | 8060150.6563
LCP_Inputs_ON_Diverse_IEA_2023_05_05 | 2037 |  |  | Hydrogen |  | Dispatch-Interconnection | VOM | 0 | NY | ON | H2 Pipeline - New |  |  |  | 0.51337 | 0
LCP_Inputs_ON_Diverse_IEA_2023_05_05 | 2037 |  |  | Hydrogen |  | Dispatch-Interconnection | VOM | 0 | NY | ON | H2 Pipeline - Repurposed |  |  |  | 0.51337 | 0
LCP_Inputs_ON_Diverse_IEA_2023_05_05 | 2037 |  |  | Electricity |  | Dispatch-Interconnection | VOM | 20914105.028 | NY | QC | Electricity Transmission Line |  |  |  | 0.51337 | 10736741.9823
LCP_Inputs_ON_Diverse_IEA_2023_05_05 | 2037 |  |  | Methane |  | Dispatch-Interconnection | VOM | 0 | ON | MI | CH4 Pipeline |  |  |  | 0.51337 | 0
LCP_Inputs_ON_Diverse_IEA_2023_05_05 | 2037 |  |  | Electricity |  | Dispatch-Interconnection | VOM | 646186.4732 | ON | MI | Electricity Transmission Line |  |  |  | 0.51337 | 331734.8472
LCP_Inputs_ON_Diverse_IEA_2023_05_05 | 2037 |  |  | Hydrogen |  | Dispatch-Interconnection | VOM | 0 | ON | MI | H2 Pipeline - New |  |  |  | 0.51337 | 0
LCP_Inputs_ON_Diverse_IEA_2023_05_05 | 2037 |  |  | Hydrogen |  | Dispatch-Interconnection | VOM | 0 | ON | MI | H2 Pipeline - Repurposed |  |  |  | 0.51337 | 0
LCP_Inputs_ON_Diverse_IEA_2023_05_05 | 2037 |  |  | Methane |  | Dispatch-Interconnection | VOM | 0 | ON | NY | CH4 Pipeline |  |  |  | 0.51337 | 0
LCP_Inputs_ON_Diverse_IEA_2023_05_05 | 2037 |  |  | Electricity |  | Dispatch-Interconnection | VOM | 13428946.6223 | ON | NY | Electricity Transmission Line |  |  |  | 0.51337 | 6894061.9158
LCP_Inputs_ON_Diverse_IEA_2023_05_05 | 2037 |  |  | Hydrogen |  | Dispatch-Interconnection | VOM | 0 | ON | NY | H2 Pipeline - New |  |  |  | 0.51337 | 0
LCP_Inputs_ON_Diverse_IEA_2023_05_05 | 2037 |  |  | Hydrogen |  | Dispatch-Interconnection | VOM | 0 | ON | NY | H2 Pipeline - Repurposed |  |  |  | 0.51337 | 0
LCP_Inputs_ON_Diverse_IEA_2023_05_05 | 2037 |  |  | Methane |  | Dispatch-Intraconnection | VOM | 727112349.4526 | ON | ON | CH4 Pipeline |  |  |  | 0.51337 | 373280026.9374
LCP_Inputs_ON_Diverse_IEA_2023_05_05 | 2037 |  |  | Electricity |  | Dispatch-Intraconnection | VOM | 0 | ON | ON | Electricity Transmission Line |  |  |  | 0.51337 | 0
LCP_Inputs_ON_Diverse_IEA_2023_05_05 | 2037 |  |  | Hydrogen |  | Dispatch-Intraconnection | VOM | 0 | ON | ON | H2 Pipeline - New |  |  |  | 0.51337 | 0
LCP_Inputs_ON_Diverse_IEA_2023_05_05 | 2037 |  |  | Hydrogen |  | Dispatch-Intraconnection | VOM | 291122573.1747 | ON | ON | H2 Pipeline - Repurposed |  |  |  | 0.51337 | 149454540.3314
LCP_Inputs_ON_Diverse_IEA_2023_05_05 | 2037 |  |  | Methane |  | Dispatch-Interconnection | VOM | 0 | ON | PJ | CH4 Pipeline |  |  |  | 0.51337 | 0
LCP_Inputs_ON_Diverse_IEA_2023_05_05 | 2037 |  |  | Electricity |  | Dispatch-Interconnection | VOM | 10745768.8964 | ON | PJ | Electricity Transmission Line |  |  |  | 0.51337 | 5516590.2575
LCP_Inputs_ON_Diverse_IEA_2023_05_05 | 2037 |  |  | Hydrogen |  | Dispatch-Interconnection | VOM | 0 | ON | PJ | H2 Pipeline - New |  |  |  | 0.51337 | 0
LCP_Inputs_ON_Diverse_IEA_2023_05_05 | 2037 |  |  | Hydrogen |  | Dispatch-Interconnection | VOM | 0 | ON | PJ | H2 Pipeline - Repurposed |  |  |  | 0.51337 | 0
LCP_Inputs_ON_Diverse_IEA_2023_05_05 | 2037 |  |  | Methane |  | Dispatch-Interconnection | VOM | 0 | ON | QC | CH4 Pipeline |  |  |  | 0.51337 | 0
LCP_Inputs_ON_Diverse_IEA_2023_05_05 | 2037 |  |  | Electricity |  | Dispatch-Interconnection | VOM | 10754185.5268 | ON | QC | Electricity Transmission Line |  |  |  | 0.51337 | 5520911.1304
LCP_Inputs_ON_Diverse_IEA_2023_05_05 | 2037 |  |  | Hydrogen |  | Dispatch-Interconnection | VOM | 0 | ON | QC | H2 Pipeline - New |  |  |  | 0.51337 | 0
LCP_Inputs_ON_Diverse_IEA_2023_05_05 | 2037 |  |  | Hydrogen |  | Dispatch-Interconnection | VOM | 0 | ON | QC | H2 Pipeline - Repurposed |  |  |  | 0.51337 | 0
LCP_Inputs_ON_Diverse_IEA_2023_05_05 | 2037 |  |  | Methane |  | Dispatch-Interconnection | VOM | 0 | ON | WC | CH4 Pipeline |  |  |  | 0.51337 | 0
LCP_Inputs_ON_Diverse_IEA_2023_05_05 | 2037 |  |  | Electricity |  | Dispatch-Interconnection | VOM | 0 | ON | WC | Electricity Transmission Line |  |  |  | 0.51337 | 0
LCP_Inputs_ON_Diverse_IEA_2023_05_05 | 2037 |  |  | Hydrogen |  | Dispatch-Interconnection | VOM | 0 | ON | WC | H2 Pipeline - New |  |  |  | 0.51337 | 0
LCP_Inputs_ON_Diverse_IEA_2023_05_05 | 2037 |  |  | Hydrogen |  | Dispatch-Interconnection | VOM | 0 | ON | WC | H2 Pipeline - Repurposed |  |  |  | 0.51337 | 0
LCP_Inputs_ON_Diverse_IEA_2023_05_05 | 2037 |  |  | Methane |  | Dispatch-Interconnection | VOM | 0 | PJ | ON | CH4 Pipeline |  |  |  | 0.51337 | 0
LCP_Inputs_ON_Diverse_IEA_2023_05_05 | 2037 |  |  | Electricity |  | Dispatch-Interconnection | VOM | 9652785.3862 | PJ | ON | Electricity Transmission Line |  |  |  | 0.51337 | 4955481.7652
LCP_Inputs_ON_Diverse_IEA_2023_05_05 | 2037 |  |  | Hydrogen |  | Dispatch-Interconnection | VOM | 0 | PJ | ON | H2 Pipeline - New |  |  |  | 0.51337 | 0
LCP_Inputs_ON_Diverse_IEA_2023_05_05 | 2037 |  |  | Hydrogen |  | Dispatch-Interconnection | VOM | 0 | PJ | ON | H2 Pipeline - Repurposed |  |  |  | 0.51337 | 0
LCP_Inputs_ON_Diverse_IEA_2023_05_05 | 2037 |  |  | Methane |  | Dispatch-Intraconnection | VOM | 0 | PJ | PJ | CH4 Pipeline |  |  |  | 0.51337 | 0
LCP_Inputs_ON_Diverse_IEA_2023_05_05 | 2037 |  |  | Electricity |  | Dispatch-Intraconnection | VOM | 0 | PJ | PJ | Electricity Transmission Line |  |  |  | 0.51337 | 0
LCP_Inputs_ON_Diverse_IEA_2023_05_05 | 2037 |  |  | Hydrogen |  | Dispatch-Intraconnection | VOM | 0 | PJ | PJ | H2 Pipeline - New |  |  |  | 0.51337 | 0
LCP_Inputs_ON_Diverse_IEA_2023_05_05 | 2037 |  |  | Hydrogen |  | Dispatch-Intraconnection | VOM | 0 | PJ | PJ | H2 Pipeline - Repurposed |  |  |  | 0.51337 | 0
LCP_Inputs_ON_Diverse_IEA_2023_05_05 | 2037 |  |  | Electricity |  | Dispatch-Interconnection | VOM | 25706721.4827 | QC | NY | Electricity Transmission Line |  |  |  | 0.51337 | 13197143.0478
LCP_Inputs_ON_Diverse_IEA_2023_05_05 | 2037 |  |  | Methane |  | Dispatch-Interconnection | VOM | 0 | QC | ON | CH4 Pipeline |  |  |  | 0.51337 | 0
LCP_Inputs_ON_Diverse_IEA_2023_05_05 | 2037 |  |  | Electricity |  | Dispatch-Interconnection | VOM | 9352778.3967 | QC | ON | Electricity Transmission Line |  |  |  | 0.51337 | 4801466.2033
LCP_Inputs_ON_Diverse_IEA_2023_05_05 | 2037 |  |  | Hydrogen |  | Dispatch-Interconnection | VOM | 0 | QC | ON | H2 Pipeline - New |  |  |  | 0.51337 | 0
LCP_Inputs_ON_Diverse_IEA_2023_05_05 | 2037 |  |  | Hydrogen |  | Dispatch-Interconnection | VOM | 0 | QC | ON | H2 Pipeline - Repurposed |  |  |  | 0.51337 | 0
LCP_Inputs_ON_Diverse_IEA_2023_05_05 | 2037 |  |  | Methane |  | Dispatch-Intraconnection | VOM | 0 | QC | QC | CH4 Pipeline |  |  |  | 0.51337 | 0
LCP_Inputs_ON_Diverse_IEA_2023_05_05 | 2037 |  |  | Electricity |  | Dispatch-Intraconnection | VOM | 0 | QC | QC | Electricity Transmission Line |  |  |  | 0.51337 | 0
LCP_Inputs_ON_Diverse_IEA_2023_05_05 | 2037 |  |  | Hydrogen |  | Dispatch-Intraconnection | VOM | 0 | QC | QC | H2 Pipeline - New |  |  |  | 0.51337 | 0
LCP_Inputs_ON_Diverse_IEA_2023_05_05 | 2037 |  |  | Hydrogen |  | Dispatch-Intraconnection | VOM | 0 | QC | QC | H2 Pipeline - Repurposed |  |  |  | 0.51337 | 0
LCP_Inputs_ON_Diverse_IEA_2023_05_05 | 2037 |  |  | Electricity |  | Dispatch-Interconnection | VOM | 10722707.1002 | WC | MI | Electricity Transmission Line |  |  |  | 0.51337 | 5504750.9484
LCP_Inputs_ON_Diverse_IEA_2023_05_05 | 2037 |  |  | Methane |  | Dispatch-Interconnection | VOM | 0 | WC | ON | CH4 Pipeline |  |  |  | 0.51337 | 0
LCP_Inputs_ON_Diverse_IEA_2023_05_05 | 2037 |  |  | Electricity |  | Dispatch-Interconnection | VOM | 4306641.3122 | WC | ON | Electricity Transmission Line |  |  |  | 0.51337 | 2210914.4292
LCP_Inputs_ON_Diverse_IEA_2023_05_05 | 2037 |  |  | Hydrogen |  | Dispatch-Interconnection | VOM | 0 | WC | ON | H2 Pipeline - New |  |  |  | 0.51337 | 0
LCP_Inputs_ON_Diverse_IEA_2023_05_05 | 2037 |  |  | Hydrogen |  | Dispatch-Interconnection | VOM | 0 | WC | ON | H2 Pipeline - Repurposed |  |  |  | 0.51337 | 0
LCP_Inputs_ON_Diverse_IEA_2023_05_05 | 2037 |  |  | Methane |  | Dispatch-Intraconnection | VOM | 0 | WC | WC | CH4 Pipeline |  |  |  | 0.51337 | 0
LCP_Inputs_ON_Diverse_IEA_2023_05_05 | 2037 |  |  | Electricity |  | Dispatch-Intraconnection | VOM | 0 | WC | WC | Electricity Transmission Line |  |  |  | 0.51337 | 0
LCP_Inputs_ON_Diverse_IEA_2023_05_05 | 2037 |  |  | Hydrogen |  | Dispatch-Intraconnection | VOM | 0 | WC | WC | H2 Pipeline - New |  |  |  | 0.51337 | 0
LCP_Inputs_ON_Diverse_IEA_2023_05_05 | 2037 |  |  | Hydrogen |  | Dispatch-Intraconnection | VOM | 0 | WC | WC | H2 Pipeline - Repurposed |  |  |  | 0.51337 | 0
LCP_Inputs_ON_Diverse_IEA_2023_05_05 | 2038 |  |  | Methane |  | Dispatch-Intraconnection | VOM | 0 | MI | MI | CH4 Pipeline |  |  |  | 0.49363 | 0
LCP_Inputs_ON_Diverse_IEA_2023_05_05 | 2038 |  |  | Electricity |  | Dispatch-Intraconnection | VOM | 0 | MI | MI | Electricity Transmission Line |  |  |  | 0.49363 | 0
LCP_Inputs_ON_Diverse_IEA_2023_05_05 | 2038 |  |  | Hydrogen |  | Dispatch-Intraconnection | VOM | 0 | MI | MI | H2 Pipeline - New |  |  |  | 0.49363 | 0
LCP_Inputs_ON_Diverse_IEA_2023_05_05 | 2038 |  |  | Hydrogen |  | Dispatch-Intraconnection | VOM | 0 | MI | MI | H2 Pipeline - Repurposed |  |  |  | 0.49363 | 0
LCP_Inputs_ON_Diverse_IEA_2023_05_05 | 2038 |  |  | Methane |  | Dispatch-Interconnection | VOM | 0 | MI | ON | CH4 Pipeline |  |  |  | 0.49363 | 0
LCP_Inputs_ON_Diverse_IEA_2023_05_05 | 2038 |  |  | Electricity |  | Dispatch-Interconnection | VOM | 19809026.8759 | MI | ON | Electricity Transmission Line |  |  |  | 0.49363 | 9778292.7158
LCP_Inputs_ON_Diverse_IEA_2023_05_05 | 2038 |  |  | Hydrogen |  | Dispatch-Interconnection | VOM | 0 | MI | ON | H2 Pipeline - New |  |  |  | 0.49363 | 0
LCP_Inputs_ON_Diverse_IEA_2023_05_05 | 2038 |  |  | Hydrogen |  | Dispatch-Interconnection | VOM | 0 | MI | ON | H2 Pipeline - Repurposed |  |  |  | 0.49363 | 0
LCP_Inputs_ON_Diverse_IEA_2023_05_05 | 2038 |  |  | Electricity |  | Dispatch-Interconnection | VOM | 2253255.3311 | MI | WC | Electricity Transmission Line |  |  |  | 0.49363 | 1112270.1952
LCP_Inputs_ON_Diverse_IEA_2023_05_05 | 2038 |  |  | Methane |  | Dispatch-Intraconnection | VOM | 0 | NY | NY | CH4 Pipeline |  |  |  | 0.49363 | 0
LCP_Inputs_ON_Diverse_IEA_2023_05_05 | 2038 |  |  | Electricity |  | Dispatch-Intraconnection | VOM | 0 | NY | NY | Electricity Transmission Line |  |  |  | 0.49363 | 0
LCP_Inputs_ON_Diverse_IEA_2023_05_05 | 2038 |  |  | Hydrogen |  | Dispatch-Intraconnection | VOM | 0 | NY | NY | H2 Pipeline - New |  |  |  | 0.49363 | 0
LCP_Inputs_ON_Diverse_IEA_2023_05_05 | 2038 |  |  | Hydrogen |  | Dispatch-Intraconnection | VOM | 0 | NY | NY | H2 Pipeline - Repurposed |  |  |  | 0.49363 | 0
LCP_Inputs_ON_Diverse_IEA_2023_05_05 | 2038 |  |  | Methane |  | Dispatch-Interconnection | VOM | 0 | NY | ON | CH4 Pipeline |  |  |  | 0.49363 | 0
LCP_Inputs_ON_Diverse_IEA_2023_05_05 | 2038 |  |  | Electricity |  | Dispatch-Interconnection | VOM | 15700371.4576 | NY | ON | Electricity Transmission Line |  |  |  | 0.49363 | 7750144.8618
LCP_Inputs_ON_Diverse_IEA_2023_05_05 | 2038 |  |  | Hydrogen |  | Dispatch-Interconnection | VOM | 0 | NY | ON | H2 Pipeline - New |  |  |  | 0.49363 | 0
LCP_Inputs_ON_Diverse_IEA_2023_05_05 | 2038 |  |  | Hydrogen |  | Dispatch-Interconnection | VOM | 0 | NY | ON | H2 Pipeline - Repurposed |  |  |  | 0.49363 | 0
LCP_Inputs_ON_Diverse_IEA_2023_05_05 | 2038 |  |  | Electricity |  | Dispatch-Interconnection | VOM | 20914105.028 | NY | QC | Electricity Transmission Line |  |  |  | 0.49363 | 10323790.3676
LCP_Inputs_ON_Diverse_IEA_2023_05_05 | 2038 |  |  | Methane |  | Dispatch-Interconnection | VOM | 0 | ON | MI | CH4 Pipeline |  |  |  | 0.49363 | 0
LCP_Inputs_ON_Diverse_IEA_2023_05_05 | 2038 |  |  | Electricity |  | Dispatch-Interconnection | VOM | 646186.4732 | ON | MI | Electricity Transmission Line |  |  |  | 0.49363 | 318975.8146
LCP_Inputs_ON_Diverse_IEA_2023_05_05 | 2038 |  |  | Hydrogen |  | Dispatch-Interconnection | VOM | 0 | ON | MI | H2 Pipeline - New |  |  |  | 0.49363 | 0
LCP_Inputs_ON_Diverse_IEA_2023_05_05 | 2038 |  |  | Hydrogen |  | Dispatch-Interconnection | VOM | 0 | ON | MI | H2 Pipeline - Repurposed |  |  |  | 0.49363 | 0
LCP_Inputs_ON_Diverse_IEA_2023_05_05 | 2038 |  |  | Methane |  | Dispatch-Interconnection | VOM | 0 | ON | NY | CH4 Pipeline |  |  |  | 0.49363 | 0
LCP_Inputs_ON_Diverse_IEA_2023_05_05 | 2038 |  |  | Electricity |  | Dispatch-Interconnection | VOM | 13428946.6223 | ON | NY | Electricity Transmission Line |  |  |  | 0.49363 | 6628905.6883
LCP_Inputs_ON_Diverse_IEA_2023_05_05 | 2038 |  |  | Hydrogen |  | Dispatch-Interconnection | VOM | 0 | ON | NY | H2 Pipeline - New |  |  |  | 0.49363 | 0
LCP_Inputs_ON_Diverse_IEA_2023_05_05 | 2038 |  |  | Hydrogen |  | Dispatch-Interconnection | VOM | 0 | ON | NY | H2 Pipeline - Repurposed |  |  |  | 0.49363 | 0
LCP_Inputs_ON_Diverse_IEA_2023_05_05 | 2038 |  |  | Methane |  | Dispatch-Intraconnection | VOM | 727112349.4526 | ON | ON | CH4 Pipeline |  |  |  | 0.49363 | 358923102.8244
LCP_Inputs_ON_Diverse_IEA_2023_05_05 | 2038 |  |  | Electricity |  | Dispatch-Intraconnection | VOM | 0 | ON | ON | Electricity Transmission Line |  |  |  | 0.49363 | 0
LCP_Inputs_ON_Diverse_IEA_2023_05_05 | 2038 |  |  | Hydrogen |  | Dispatch-Intraconnection | VOM | 0 | ON | ON | H2 Pipeline - New |  |  |  | 0.49363 | 0
LCP_Inputs_ON_Diverse_IEA_2023_05_05 | 2038 |  |  | Hydrogen |  | Dispatch-Intraconnection | VOM | 291122573.1747 | ON | ON | H2 Pipeline - Repurposed |  |  |  | 0.49363 | 143706288.7802
LCP_Inputs_ON_Diverse_IEA_2023_05_05 | 2038 |  |  | Methane |  | Dispatch-Interconnection | VOM | 0 | ON | PJ | CH4 Pipeline |  |  |  | 0.49363 | 0
LCP_Inputs_ON_Diverse_IEA_2023_05_05 | 2038 |  |  | Electricity |  | Dispatch-Interconnection | VOM | 10745768.8964 | ON | PJ | Electricity Transmission Line |  |  |  | 0.49363 | 5304413.7092
LCP_Inputs_ON_Diverse_IEA_2023_05_05 | 2038 |  |  | Hydrogen |  | Dispatch-Interconnection | VOM | 0 | ON | PJ | H2 Pipeline - New |  |  |  | 0.49363 | 0
LCP_Inputs_ON_Diverse_IEA_2023_05_05 | 2038 |  |  | Hydrogen |  | Dispatch-Interconnection | VOM | 0 | ON | PJ | H2 Pipeline - Repurposed |  |  |  | 0.49363 | 0
LCP_Inputs_ON_Diverse_IEA_2023_05_05 | 2038 |  |  | Methane |  | Dispatch-Interconnection | VOM | 0 | ON | QC | CH4 Pipeline |  |  |  | 0.49363 | 0
LCP_Inputs_ON_Diverse_IEA_2023_05_05 | 2038 |  |  | Electricity |  | Dispatch-Interconnection | VOM | 10754185.5268 | ON | QC | Electricity Transmission Line |  |  |  | 0.49363 | 5308568.3946
LCP_Inputs_ON_Diverse_IEA_2023_05_05 | 2038 |  |  | Hydrogen |  | Dispatch-Interconnection | VOM | 0 | ON | QC | H2 Pipeline - New |  |  |  | 0.49363 | 0
LCP_Inputs_ON_Diverse_IEA_2023_05_05 | 2038 |  |  | Hydrogen |  | Dispatch-Interconnection | VOM | 0 | ON | QC | H2 Pipeline - Repurposed |  |  |  | 0.49363 | 0
LCP_Inputs_ON_Diverse_IEA_2023_05_05 | 2038 |  |  | Methane |  | Dispatch-Interconnection | VOM | 0 | ON | WC | CH4 Pipeline |  |  |  | 0.49363 | 0
LCP_Inputs_ON_Diverse_IEA_2023_05_05 | 2038 |  |  | Electricity |  | Dispatch-Interconnection | VOM | 0 | ON | WC | Electricity Transmission Line |  |  |  | 0.49363 | 0
LCP_Inputs_ON_Diverse_IEA_2023_05_05 | 2038 |  |  | Hydrogen |  | Dispatch-Interconnection | VOM | 0 | ON | WC | H2 Pipeline - New |  |  |  | 0.49363 | 0
LCP_Inputs_ON_Diverse_IEA_2023_05_05 | 2038 |  |  | Hydrogen |  | Dispatch-Interconnection | VOM | 0 | ON | WC | H2 Pipeline - Repurposed |  |  |  | 0.49363 | 0
LCP_Inputs_ON_Diverse_IEA_2023_05_05 | 2038 |  |  | Methane |  | Dispatch-Interconnection | VOM | 0 | PJ | ON | CH4 Pipeline |  |  |  | 0.49363 | 0
LCP_Inputs_ON_Diverse_IEA_2023_05_05 | 2038 |  |  | Electricity |  | Dispatch-Interconnection | VOM | 9652785.3862 | PJ | ON | Electricity Transmission Line |  |  |  | 0.49363 | 4764886.3127
LCP_Inputs_ON_Diverse_IEA_2023_05_05 | 2038 |  |  | Hydrogen |  | Dispatch-Interconnection | VOM | 0 | PJ | ON | H2 Pipeline - New |  |  |  | 0.49363 | 0
LCP_Inputs_ON_Diverse_IEA_2023_05_05 | 2038 |  |  | Hydrogen |  | Dispatch-Interconnection | VOM | 0 | PJ | ON | H2 Pipeline - Repurposed |  |  |  | 0.49363 | 0
LCP_Inputs_ON_Diverse_IEA_2023_05_05 | 2038 |  |  | Methane |  | Dispatch-Intraconnection | VOM | 0 | PJ | PJ | CH4 Pipeline |  |  |  | 0.49363 | 0
LCP_Inputs_ON_Diverse_IEA_2023_05_05 | 2038 |  |  | Electricity |  | Dispatch-Intraconnection | VOM | 0 | PJ | PJ | Electricity Transmission Line |  |  |  | 0.49363 | 0
LCP_Inputs_ON_Diverse_IEA_2023_05_05 | 2038 |  |  | Hydrogen |  | Dispatch-Intraconnection | VOM | 0 | PJ | PJ | H2 Pipeline - New |  |  |  | 0.49363 | 0
LCP_Inputs_ON_Diverse_IEA_2023_05_05 | 2038 |  |  | Hydrogen |  | Dispatch-Intraconnection | VOM | 0 | PJ | PJ | H2 Pipeline - Repurposed |  |  |  | 0.49363 | 0
LCP_Inputs_ON_Diverse_IEA_2023_05_05 | 2038 |  |  | Electricity |  | Dispatch-Interconnection | VOM | 25706721.4827 | QC | NY | Electricity Transmission Line |  |  |  | 0.49363 | 12689560.6229
LCP_Inputs_ON_Diverse_IEA_2023_05_05 | 2038 |  |  | Methane |  | Dispatch-Interconnection | VOM | 0 | QC | ON | CH4 Pipeline |  |  |  | 0.49363 | 0
LCP_Inputs_ON_Diverse_IEA_2023_05_05 | 2038 |  |  | Electricity |  | Dispatch-Interconnection | VOM | 9352778.3967 | QC | ON | Electricity Transmission Line |  |  |  | 0.49363 | 4616794.4262
LCP_Inputs_ON_Diverse_IEA_2023_05_05 | 2038 |  |  | Hydrogen |  | Dispatch-Interconnection | VOM | 0 | QC | ON | H2 Pipeline - New |  |  |  | 0.49363 | 0
LCP_Inputs_ON_Diverse_IEA_2023_05_05 | 2038 |  |  | Hydrogen |  | Dispatch-Interconnection | VOM | 0 | QC | ON | H2 Pipeline - Repurposed |  |  |  | 0.49363 | 0
LCP_Inputs_ON_Diverse_IEA_2023_05_05 | 2038 |  |  | Methane |  | Dispatch-Intraconnection | VOM | 0 | QC | QC | CH4 Pipeline |  |  |  | 0.49363 | 0
LCP_Inputs_ON_Diverse_IEA_2023_05_05 | 2038 |  |  | Electricity |  | Dispatch-Intraconnection | VOM | 0 | QC | QC | Electricity Transmission Line |  |  |  | 0.49363 | 0
LCP_Inputs_ON_Diverse_IEA_2023_05_05 | 2038 |  |  | Hydrogen |  | Dispatch-Intraconnection | VOM | 0 | QC | QC | H2 Pipeline - New |  |  |  | 0.49363 | 0
LCP_Inputs_ON_Diverse_IEA_2023_05_05 | 2038 |  |  | Hydrogen |  | Dispatch-Intraconnection | VOM | 0 | QC | QC | H2 Pipeline - Repurposed |  |  |  | 0.49363 | 0
LCP_Inputs_ON_Diverse_IEA_2023_05_05 | 2038 |  |  | Electricity |  | Dispatch-Interconnection | VOM | 10722707.1002 | WC | MI | Electricity Transmission Line |  |  |  | 0.49363 | 5293029.758
LCP_Inputs_ON_Diverse_IEA_2023_05_05 | 2038 |  |  | Methane |  | Dispatch-Interconnection | VOM | 0 | WC | ON | CH4 Pipeline |  |  |  | 0.49363 | 0
LCP_Inputs_ON_Diverse_IEA_2023_05_05 | 2038 |  |  | Electricity |  | Dispatch-Interconnection | VOM | 4306641.3122 | WC | ON | Electricity Transmission Line |  |  |  | 0.49363 | 2125879.2588
LCP_Inputs_ON_Diverse_IEA_2023_05_05 | 2038 |  |  | Hydrogen |  | Dispatch-Interconnection | VOM | 0 | WC | ON | H2 Pipeline - New |  |  |  | 0.49363 | 0
LCP_Inputs_ON_Diverse_IEA_2023_05_05 | 2038 |  |  | Hydrogen |  | Dispatch-Interconnection | VOM | 0 | WC | ON | H2 Pipeline - Repurposed |  |  |  | 0.49363 | 0
LCP_Inputs_ON_Diverse_IEA_2023_05_05 | 2038 |  |  | Methane |  | Dispatch-Intraconnection | VOM | 0 | WC | WC | CH4 Pipeline |  |  |  | 0.49363 | 0
LCP_Inputs_ON_Diverse_IEA_2023_05_05 | 2038 |  |  | Electricity |  | Dispatch-Intraconnection | VOM | 0 | WC | WC | Electricity Transmission Line |  |  |  | 0.49363 | 0
LCP_Inputs_ON_Diverse_IEA_2023_05_05 | 2038 |  |  | Hydrogen |  | Dispatch-Intraconnection | VOM | 0 | WC | WC | H2 Pipeline - New |  |  |  | 0.49363 | 0
LCP_Inputs_ON_Diverse_IEA_2023_05_05 | 2038 |  |  | Hydrogen |  | Dispatch-Intraconnection | VOM | 0 | WC | WC | H2 Pipeline - Repurposed |  |  |  | 0.49363 | 0
LCP_Inputs_ON_Diverse_IEA_2023_05_05 | 2039 |  |  | Methane |  | Dispatch-Intraconnection | VOM | 0 | MI | MI | CH4 Pipeline |  |  |  | 0.47464 | 0
LCP_Inputs_ON_Diverse_IEA_2023_05_05 | 2039 |  |  | Electricity |  | Dispatch-Intraconnection | VOM | 0 | MI | MI | Electricity Transmission Line |  |  |  | 0.47464 | 0
LCP_Inputs_ON_Diverse_IEA_2023_05_05 | 2039 |  |  | Hydrogen |  | Dispatch-Intraconnection | VOM | 0 | MI | MI | H2 Pipeline - New |  |  |  | 0.47464 | 0
LCP_Inputs_ON_Diverse_IEA_2023_05_05 | 2039 |  |  | Hydrogen |  | Dispatch-Intraconnection | VOM | 0 | MI | MI | H2 Pipeline - Repurposed |  |  |  | 0.47464 | 0
LCP_Inputs_ON_Diverse_IEA_2023_05_05 | 2039 |  |  | Methane |  | Dispatch-Interconnection | VOM | 0 | MI | ON | CH4 Pipeline |  |  |  | 0.47464 | 0
LCP_Inputs_ON_Diverse_IEA_2023_05_05 | 2039 |  |  | Electricity |  | Dispatch-Interconnection | VOM | 19809026.8759 | MI | ON | Electricity Transmission Line |  |  |  | 0.47464 | 9402204.5344
LCP_Inputs_ON_Diverse_IEA_2023_05_05 | 2039 |  |  | Hydrogen |  | Dispatch-Interconnection | VOM | 0 | MI | ON | H2 Pipeline - New |  |  |  | 0.47464 | 0
LCP_Inputs_ON_Diverse_IEA_2023_05_05 | 2039 |  |  | Hydrogen |  | Dispatch-Interconnection | VOM | 0 | MI | ON | H2 Pipeline - Repurposed |  |  |  | 0.47464 | 0
LCP_Inputs_ON_Diverse_IEA_2023_05_05 | 2039 |  |  | Electricity |  | Dispatch-Interconnection | VOM | 2253255.3311 | MI | WC | Electricity Transmission Line |  |  |  | 0.47464 | 1069490.5723
LCP_Inputs_ON_Diverse_IEA_2023_05_05 | 2039 |  |  | Methane |  | Dispatch-Intraconnection | VOM | 0 | NY | NY | CH4 Pipeline |  |  |  | 0.47464 | 0
LCP_Inputs_ON_Diverse_IEA_2023_05_05 | 2039 |  |  | Electricity |  | Dispatch-Intraconnection | VOM | 0 | NY | NY | Electricity Transmission Line |  |  |  | 0.47464 | 0
LCP_Inputs_ON_Diverse_IEA_2023_05_05 | 2039 |  |  | Hydrogen |  | Dispatch-Intraconnection | VOM | 0 | NY | NY | H2 Pipeline - New |  |  |  | 0.47464 | 0
LCP_Inputs_ON_Diverse_IEA_2023_05_05 | 2039 |  |  | Hydrogen |  | Dispatch-Intraconnection | VOM | 0 | NY | NY | H2 Pipeline - Repurposed |  |  |  | 0.47464 | 0
LCP_Inputs_ON_Diverse_IEA_2023_05_05 | 2039 |  |  | Methane |  | Dispatch-Interconnection | VOM | 0 | NY | ON | CH4 Pipeline |  |  |  | 0.47464 | 0
LCP_Inputs_ON_Diverse_IEA_2023_05_05 | 2039 |  |  | Electricity |  | Dispatch-Interconnection | VOM | 15700371.4576 | NY | ON | Electricity Transmission Line |  |  |  | 0.47464 | 7452062.3671
LCP_Inputs_ON_Diverse_IEA_2023_05_05 | 2039 |  |  | Hydrogen |  | Dispatch-Interconnection | VOM | 0 | NY | ON | H2 Pipeline - New |  |  |  | 0.47464 | 0
LCP_Inputs_ON_Diverse_IEA_2023_05_05 | 2039 |  |  | Hydrogen |  | Dispatch-Interconnection | VOM | 0 | NY | ON | H2 Pipeline - Repurposed |  |  |  | 0.47464 | 0
LCP_Inputs_ON_Diverse_IEA_2023_05_05 | 2039 |  |  | Electricity |  | Dispatch-Interconnection | VOM | 20914105.028 | NY | QC | Electricity Transmission Line |  |  |  | 0.47464 | 9926721.5073
LCP_Inputs_ON_Diverse_IEA_2023_05_05 | 2039 |  |  | Methane |  | Dispatch-Interconnection | VOM | 0 | ON | MI | CH4 Pipeline |  |  |  | 0.47464 | 0
LCP_Inputs_ON_Diverse_IEA_2023_05_05 | 2039 |  |  | Electricity |  | Dispatch-Interconnection | VOM | 646186.4732 | ON | MI | Electricity Transmission Line |  |  |  | 0.47464 | 306707.514
LCP_Inputs_ON_Diverse_IEA_2023_05_05 | 2039 |  |  | Hydrogen |  | Dispatch-Interconnection | VOM | 0 | ON | MI | H2 Pipeline - New |  |  |  | 0.47464 | 0
LCP_Inputs_ON_Diverse_IEA_2023_05_05 | 2039 |  |  | Hydrogen |  | Dispatch-Interconnection | VOM | 0 | ON | MI | H2 Pipeline - Repurposed |  |  |  | 0.47464 | 0
LCP_Inputs_ON_Diverse_IEA_2023_05_05 | 2039 |  |  | Methane |  | Dispatch-Interconnection | VOM | 0 | ON | NY | CH4 Pipeline |  |  |  | 0.47464 | 0
LCP_Inputs_ON_Diverse_IEA_2023_05_05 | 2039 |  |  | Electricity |  | Dispatch-Interconnection | VOM | 13428946.6223 | ON | NY | Electricity Transmission Line |  |  |  | 0.47464 | 6373947.7772
LCP_Inputs_ON_Diverse_IEA_2023_05_05 | 2039 |  |  | Hydrogen |  | Dispatch-Interconnection | VOM | 0 | ON | NY | H2 Pipeline - New |  |  |  | 0.47464 | 0
LCP_Inputs_ON_Diverse_IEA_2023_05_05 | 2039 |  |  | Hydrogen |  | Dispatch-Interconnection | VOM | 0 | ON | NY | H2 Pipeline - Repurposed |  |  |  | 0.47464 | 0
LCP_Inputs_ON_Diverse_IEA_2023_05_05 | 2039 |  |  | Methane |  | Dispatch-Intraconnection | VOM | 727112349.4526 | ON | ON | CH4 Pipeline |  |  |  | 0.47464 | 345118368.1004
LCP_Inputs_ON_Diverse_IEA_2023_05_05 | 2039 |  |  | Electricity |  | Dispatch-Intraconnection | VOM | 0 | ON | ON | Electricity Transmission Line |  |  |  | 0.47464 | 0
LCP_Inputs_ON_Diverse_IEA_2023_05_05 | 2039 |  |  | Hydrogen |  | Dispatch-Intraconnection | VOM | 0 | ON | ON | H2 Pipeline - New |  |  |  | 0.47464 | 0
LCP_Inputs_ON_Diverse_IEA_2023_05_05 | 2039 |  |  | Hydrogen |  | Dispatch-Intraconnection | VOM | 291122573.1747 | ON | ON | H2 Pipeline - Repurposed |  |  |  | 0.47464 | 138179123.8271
LCP_Inputs_ON_Diverse_IEA_2023_05_05 | 2039 |  |  | Methane |  | Dispatch-Interconnection | VOM | 0 | ON | PJ | CH4 Pipeline |  |  |  | 0.47464 | 0
LCP_Inputs_ON_Diverse_IEA_2023_05_05 | 2039 |  |  | Electricity |  | Dispatch-Interconnection | VOM | 10745768.8964 | ON | PJ | Electricity Transmission Line |  |  |  | 0.47464 | 5100397.7973
LCP_Inputs_ON_Diverse_IEA_2023_05_05 | 2039 |  |  | Hydrogen |  | Dispatch-Interconnection | VOM | 0 | ON | PJ | H2 Pipeline - New |  |  |  | 0.47464 | 0
LCP_Inputs_ON_Diverse_IEA_2023_05_05 | 2039 |  |  | Hydrogen |  | Dispatch-Interconnection | VOM | 0 | ON | PJ | H2 Pipeline - Repurposed |  |  |  | 0.47464 | 0
LCP_Inputs_ON_Diverse_IEA_2023_05_05 | 2039 |  |  | Methane |  | Dispatch-Interconnection | VOM | 0 | ON | QC | CH4 Pipeline |  |  |  | 0.47464 | 0
LCP_Inputs_ON_Diverse_IEA_2023_05_05 | 2039 |  |  | Electricity |  | Dispatch-Interconnection | VOM | 10754185.5268 | ON | QC | Electricity Transmission Line |  |  |  | 0.47464 | 5104392.6871
LCP_Inputs_ON_Diverse_IEA_2023_05_05 | 2039 |  |  | Hydrogen |  | Dispatch-Interconnection | VOM | 0 | ON | QC | H2 Pipeline - New |  |  |  | 0.47464 | 0
LCP_Inputs_ON_Diverse_IEA_2023_05_05 | 2039 |  |  | Hydrogen |  | Dispatch-Interconnection | VOM | 0 | ON | QC | H2 Pipeline - Repurposed |  |  |  | 0.47464 | 0
LCP_Inputs_ON_Diverse_IEA_2023_05_05 | 2039 |  |  | Methane |  | Dispatch-Interconnection | VOM | 0 | ON | WC | CH4 Pipeline |  |  |  | 0.47464 | 0
LCP_Inputs_ON_Diverse_IEA_2023_05_05 | 2039 |  |  | Electricity |  | Dispatch-Interconnection | VOM | 0 | ON | WC | Electricity Transmission Line |  |  |  | 0.47464 | 0
LCP_Inputs_ON_Diverse_IEA_2023_05_05 | 2039 |  |  | Hydrogen |  | Dispatch-Interconnection | VOM | 0 | ON | WC | H2 Pipeline - New |  |  |  | 0.47464 | 0
LCP_Inputs_ON_Diverse_IEA_2023_05_05 | 2039 |  |  | Hydrogen |  | Dispatch-Interconnection | VOM | 0 | ON | WC | H2 Pipeline - Repurposed |  |  |  | 0.47464 | 0
LCP_Inputs_ON_Diverse_IEA_2023_05_05 | 2039 |  |  | Methane |  | Dispatch-Interconnection | VOM | 0 | PJ | ON | CH4 Pipeline |  |  |  | 0.47464 | 0
LCP_Inputs_ON_Diverse_IEA_2023_05_05 | 2039 |  |  | Electricity |  | Dispatch-Interconnection | VOM | 9652785.3862 | PJ | ON | Electricity Transmission Line |  |  |  | 0.47464 | 4581621.4545
LCP_Inputs_ON_Diverse_IEA_2023_05_05 | 2039 |  |  | Hydrogen |  | Dispatch-Interconnection | VOM | 0 | PJ | ON | H2 Pipeline - New |  |  |  | 0.47464 | 0
LCP_Inputs_ON_Diverse_IEA_2023_05_05 | 2039 |  |  | Hydrogen |  | Dispatch-Interconnection | VOM | 0 | PJ | ON | H2 Pipeline - Repurposed |  |  |  | 0.47464 | 0
LCP_Inputs_ON_Diverse_IEA_2023_05_05 | 2039 |  |  | Methane |  | Dispatch-Intraconnection | VOM | 0 | PJ | PJ | CH4 Pipeline |  |  |  | 0.47464 | 0
LCP_Inputs_ON_Diverse_IEA_2023_05_05 | 2039 |  |  | Electricity |  | Dispatch-Intraconnection | VOM | 0 | PJ | PJ | Electricity Transmission Line |  |  |  | 0.47464 | 0
LCP_Inputs_ON_Diverse_IEA_2023_05_05 | 2039 |  |  | Hydrogen |  | Dispatch-Intraconnection | VOM | 0 | PJ | PJ | H2 Pipeline - New |  |  |  | 0.47464 | 0
LCP_Inputs_ON_Diverse_IEA_2023_05_05 | 2039 |  |  | Hydrogen |  | Dispatch-Intraconnection | VOM | 0 | PJ | PJ | H2 Pipeline - Repurposed |  |  |  | 0.47464 | 0
LCP_Inputs_ON_Diverse_IEA_2023_05_05 | 2039 |  |  | Electricity |  | Dispatch-Interconnection | VOM | 25706721.4827 | QC | NY | Electricity Transmission Line |  |  |  | 0.47464 | 12201500.5989
LCP_Inputs_ON_Diverse_IEA_2023_05_05 | 2039 |  |  | Methane |  | Dispatch-Interconnection | VOM | 0 | QC | ON | CH4 Pipeline |  |  |  | 0.47464 | 0
LCP_Inputs_ON_Diverse_IEA_2023_05_05 | 2039 |  |  | Electricity |  | Dispatch-Interconnection | VOM | 9352778.3967 | QC | ON | Electricity Transmission Line |  |  |  | 0.47464 | 4439225.4098
LCP_Inputs_ON_Diverse_IEA_2023_05_05 | 2039 |  |  | Hydrogen |  | Dispatch-Interconnection | VOM | 0 | QC | ON | H2 Pipeline - New |  |  |  | 0.47464 | 0
LCP_Inputs_ON_Diverse_IEA_2023_05_05 | 2039 |  |  | Hydrogen |  | Dispatch-Interconnection | VOM | 0 | QC | ON | H2 Pipeline - Repurposed |  |  |  | 0.47464 | 0
LCP_Inputs_ON_Diverse_IEA_2023_05_05 | 2039 |  |  | Methane |  | Dispatch-Intraconnection | VOM | 0 | QC | QC | CH4 Pipeline |  |  |  | 0.47464 | 0
LCP_Inputs_ON_Diverse_IEA_2023_05_05 | 2039 |  |  | Electricity |  | Dispatch-Intraconnection | VOM | 0 | QC | QC | Electricity Transmission Line |  |  |  | 0.47464 | 0
LCP_Inputs_ON_Diverse_IEA_2023_05_05 | 2039 |  |  | Hydrogen |  | Dispatch-Intraconnection | VOM | 0 | QC | QC | H2 Pipeline - New |  |  |  | 0.47464 | 0
LCP_Inputs_ON_Diverse_IEA_2023_05_05 | 2039 |  |  | Hydrogen |  | Dispatch-Intraconnection | VOM | 0 | QC | QC | H2 Pipeline - Repurposed |  |  |  | 0.47464 | 0
LCP_Inputs_ON_Diverse_IEA_2023_05_05 | 2039 |  |  | Electricity |  | Dispatch-Interconnection | VOM | 10722707.1002 | WC | MI | Electricity Transmission Line |  |  |  | 0.47464 | 5089451.6904
LCP_Inputs_ON_Diverse_IEA_2023_05_05 | 2039 |  |  | Methane |  | Dispatch-Interconnection | VOM | 0 | WC | ON | CH4 Pipeline |  |  |  | 0.47464 | 0
LCP_Inputs_ON_Diverse_IEA_2023_05_05 | 2039 |  |  | Electricity |  | Dispatch-Interconnection | VOM | 4306641.3122 | WC | ON | Electricity Transmission Line |  |  |  | 0.47464 | 2044114.672
LCP_Inputs_ON_Diverse_IEA_2023_05_05 | 2039 |  |  | Hydrogen |  | Dispatch-Interconnection | VOM | 0 | WC | ON | H2 Pipeline - New |  |  |  | 0.47464 | 0
LCP_Inputs_ON_Diverse_IEA_2023_05_05 | 2039 |  |  | Hydrogen |  | Dispatch-Interconnection | VOM | 0 | WC | ON | H2 Pipeline - Repurposed |  |  |  | 0.47464 | 0
LCP_Inputs_ON_Diverse_IEA_2023_05_05 | 2039 |  |  | Methane |  | Dispatch-Intraconnection | VOM | 0 | WC | WC | CH4 Pipeline |  |  |  | 0.47464 | 0
LCP_Inputs_ON_Diverse_IEA_2023_05_05 | 2039 |  |  | Electricity |  | Dispatch-Intraconnection | VOM | 0 | WC | WC | Electricity Transmission Line |  |  |  | 0.47464 | 0
LCP_Inputs_ON_Diverse_IEA_2023_05_05 | 2039 |  |  | Hydrogen |  | Dispatch-Intraconnection | VOM | 0 | WC | WC | H2 Pipeline - New |  |  |  | 0.47464 | 0
LCP_Inputs_ON_Diverse_IEA_2023_05_05 | 2039 |  |  | Hydrogen |  | Dispatch-Intraconnection | VOM | 0 | WC | WC | H2 Pipeline - Repurposed |  |  |  | 0.47464 | 0
LCP_Inputs_ON_Diverse_IEA_2023_05_05 | 2040 |  |  | Methane |  | Dispatch-Intraconnection | VOM | 0 | MI | MI | CH4 Pipeline |  |  |  | 0.45639 | 0
LCP_Inputs_ON_Diverse_IEA_2023_05_05 | 2040 |  |  | Electricity |  | Dispatch-Intraconnection | VOM | 0 | MI | MI | Electricity Transmission Line |  |  |  | 0.45639 | 0
LCP_Inputs_ON_Diverse_IEA_2023_05_05 | 2040 |  |  | Hydrogen |  | Dispatch-Intraconnection | VOM | 0 | MI | MI | H2 Pipeline - New |  |  |  | 0.45639 | 0
LCP_Inputs_ON_Diverse_IEA_2023_05_05 | 2040 |  |  | Hydrogen |  | Dispatch-Intraconnection | VOM | 0 | MI | MI | H2 Pipeline - Repurposed |  |  |  | 0.45639 | 0
LCP_Inputs_ON_Diverse_IEA_2023_05_05 | 2040 |  |  | Methane |  | Dispatch-Interconnection | VOM | 0 | MI | ON | CH4 Pipeline |  |  |  | 0.45639 | 0
LCP_Inputs_ON_Diverse_IEA_2023_05_05 | 2040 |  |  | Electricity |  | Dispatch-Interconnection | VOM | 22541266.8672 | MI | ON | Electricity Transmission Line |  |  |  | 0.45639 | 10287539.949
LCP_Inputs_ON_Diverse_IEA_2023_05_05 | 2040 |  |  | Hydrogen |  | Dispatch-Interconnection | VOM | 0 | MI | ON | H2 Pipeline - New |  |  |  | 0.45639 | 0
LCP_Inputs_ON_Diverse_IEA_2023_05_05 | 2040 |  |  | Hydrogen |  | Dispatch-Interconnection | VOM | 0 | MI | ON | H2 Pipeline - Repurposed |  |  |  | 0.45639 | 0
LCP_Inputs_ON_Diverse_IEA_2023_05_05 | 2040 |  |  | Electricity |  | Dispatch-Interconnection | VOM | 3259556.4433 | MI | WC | Electricity Transmission Line |  |  |  | 0.45639 | 1487619.0111
LCP_Inputs_ON_Diverse_IEA_2023_05_05 | 2040 |  |  | Methane |  | Dispatch-Intraconnection | VOM | 0 | NY | NY | CH4 Pipeline |  |  |  | 0.45639 | 0
LCP_Inputs_ON_Diverse_IEA_2023_05_05 | 2040 |  |  | Electricity |  | Dispatch-Intraconnection | VOM | 0 | NY | NY | Electricity Transmission Line |  |  |  | 0.45639 | 0
LCP_Inputs_ON_Diverse_IEA_2023_05_05 | 2040 |  |  | Hydrogen |  | Dispatch-Intraconnection | VOM | 0 | NY | NY | H2 Pipeline - New |  |  |  | 0.45639 | 0
LCP_Inputs_ON_Diverse_IEA_2023_05_05 | 2040 |  |  | Hydrogen |  | Dispatch-Intraconnection | VOM | 0 | NY | NY | H2 Pipeline - Repurposed |  |  |  | 0.45639 | 0
LCP_Inputs_ON_Diverse_IEA_2023_05_05 | 2040 |  |  | Methane |  | Dispatch-Interconnection | VOM | 0 | NY | ON | CH4 Pipeline |  |  |  | 0.45639 | 0
LCP_Inputs_ON_Diverse_IEA_2023_05_05 | 2040 |  |  | Electricity |  | Dispatch-Interconnection | VOM | 15592644.6028 | NY | ON | Electricity Transmission Line |  |  |  | 0.45639 | 7116279.4535
LCP_Inputs_ON_Diverse_IEA_2023_05_05 | 2040 |  |  | Hydrogen |  | Dispatch-Interconnection | VOM | 0 | NY | ON | H2 Pipeline - New |  |  |  | 0.45639 | 0
LCP_Inputs_ON_Diverse_IEA_2023_05_05 | 2040 |  |  | Hydrogen |  | Dispatch-Interconnection | VOM | 0 | NY | ON | H2 Pipeline - Repurposed |  |  |  | 0.45639 | 0
LCP_Inputs_ON_Diverse_IEA_2023_05_05 | 2040 |  |  | Electricity |  | Dispatch-Interconnection | VOM | 25756211.9381 | NY | QC | Electricity Transmission Line |  |  |  | 0.45639 | 11754798.9121
LCP_Inputs_ON_Diverse_IEA_2023_05_05 | 2040 |  |  | Methane |  | Dispatch-Interconnection | VOM | 0 | ON | MI | CH4 Pipeline |  |  |  | 0.45639 | 0
LCP_Inputs_ON_Diverse_IEA_2023_05_05 | 2040 |  |  | Electricity |  | Dispatch-Interconnection | VOM | 17283457.6423 | ON | MI | Electricity Transmission Line |  |  |  | 0.45639 | 7887944.4532
LCP_Inputs_ON_Diverse_IEA_2023_05_05 | 2040 |  |  | Hydrogen |  | Dispatch-Interconnection | VOM | 0 | ON | MI | H2 Pipeline - New |  |  |  | 0.45639 | 0
LCP_Inputs_ON_Diverse_IEA_2023_05_05 | 2040 |  |  | Hydrogen |  | Dispatch-Interconnection | VOM | 0 | ON | MI | H2 Pipeline - Repurposed |  |  |  | 0.45639 | 0
LCP_Inputs_ON_Diverse_IEA_2023_05_05 | 2040 |  |  | Methane |  | Dispatch-Interconnection | VOM | 0 | ON | NY | CH4 Pipeline |  |  |  | 0.45639 | 0
LCP_Inputs_ON_Diverse_IEA_2023_05_05 | 2040 |  |  | Electricity |  | Dispatch-Interconnection | VOM | 16096352.4564 | ON | NY | Electricity Transmission Line |  |  |  | 0.45639 | 7346165.1425
LCP_Inputs_ON_Diverse_IEA_2023_05_05 | 2040 |  |  | Hydrogen |  | Dispatch-Interconnection | VOM | 0 | ON | NY | H2 Pipeline - New |  |  |  | 0.45639 | 0
LCP_Inputs_ON_Diverse_IEA_2023_05_05 | 2040 |  |  | Hydrogen |  | Dispatch-Interconnection | VOM | 0 | ON | NY | H2 Pipeline - Repurposed |  |  |  | 0.45639 | 0
LCP_Inputs_ON_Diverse_IEA_2023_05_05 | 2040 |  |  | Methane |  | Dispatch-Intraconnection | VOM | 520847193.3407 | ON | ON | CH4 Pipeline |  |  |  | 0.45639 | 237707860.0063
LCP_Inputs_ON_Diverse_IEA_2023_05_05 | 2040 |  |  | Electricity |  | Dispatch-Intraconnection | VOM | 0 | ON | ON | Electricity Transmission Line |  |  |  | 0.45639 | 0
LCP_Inputs_ON_Diverse_IEA_2023_05_05 | 2040 |  |  | Hydrogen |  | Dispatch-Intraconnection | VOM | 0 | ON | ON | H2 Pipeline - New |  |  |  | 0.45639 | 0
LCP_Inputs_ON_Diverse_IEA_2023_05_05 | 2040 |  |  | Hydrogen |  | Dispatch-Intraconnection | VOM | 941970860.5585 | ON | ON | H2 Pipeline - Repurposed |  |  |  | 0.45639 | 429903204.4609
LCP_Inputs_ON_Diverse_IEA_2023_05_05 | 2040 |  |  | Methane |  | Dispatch-Interconnection | VOM | 0 | ON | PJ | CH4 Pipeline |  |  |  | 0.45639 | 0
LCP_Inputs_ON_Diverse_IEA_2023_05_05 | 2040 |  |  | Electricity |  | Dispatch-Interconnection | VOM | 25263351.9224 | ON | PJ | Electricity Transmission Line |  |  |  | 0.45639 | 11529864.0347
LCP_Inputs_ON_Diverse_IEA_2023_05_05 | 2040 |  |  | Hydrogen |  | Dispatch-Interconnection | VOM | 0 | ON | PJ | H2 Pipeline - New |  |  |  | 0.45639 | 0
LCP_Inputs_ON_Diverse_IEA_2023_05_05 | 2040 |  |  | Hydrogen |  | Dispatch-Interconnection | VOM | 0 | ON | PJ | H2 Pipeline - Repurposed |  |  |  | 0.45639 | 0
LCP_Inputs_ON_Diverse_IEA_2023_05_05 | 2040 |  |  | Methane |  | Dispatch-Interconnection | VOM | 0 | ON | QC | CH4 Pipeline |  |  |  | 0.45639 | 0
LCP_Inputs_ON_Diverse_IEA_2023_05_05 | 2040 |  |  | Electricity |  | Dispatch-Interconnection | VOM | 4783115.0529 | ON | QC | Electricity Transmission Line |  |  |  | 0.45639 | 2182951.2723
LCP_Inputs_ON_Diverse_IEA_2023_05_05 | 2040 |  |  | Hydrogen |  | Dispatch-Interconnection | VOM | 0 | ON | QC | H2 Pipeline - New |  |  |  | 0.45639 | 0
LCP_Inputs_ON_Diverse_IEA_2023_05_05 | 2040 |  |  | Hydrogen |  | Dispatch-Interconnection | VOM | 0 | ON | QC | H2 Pipeline - Repurposed |  |  |  | 0.45639 | 0
LCP_Inputs_ON_Diverse_IEA_2023_05_05 | 2040 |  |  | Methane |  | Dispatch-Interconnection | VOM | 0 | ON | WC | CH4 Pipeline |  |  |  | 0.45639 | 0
LCP_Inputs_ON_Diverse_IEA_2023_05_05 | 2040 |  |  | Electricity |  | Dispatch-Interconnection | VOM | 378012.8428 | ON | WC | Electricity Transmission Line |  |  |  | 0.45639 | 172520.1269
LCP_Inputs_ON_Diverse_IEA_2023_05_05 | 2040 |  |  | Hydrogen |  | Dispatch-Interconnection | VOM | 0 | ON | WC | H2 Pipeline - New |  |  |  | 0.45639 | 0
LCP_Inputs_ON_Diverse_IEA_2023_05_05 | 2040 |  |  | Hydrogen |  | Dispatch-Interconnection | VOM | 0 | ON | WC | H2 Pipeline - Repurposed |  |  |  | 0.45639 | 0
LCP_Inputs_ON_Diverse_IEA_2023_05_05 | 2040 |  |  | Methane |  | Dispatch-Interconnection | VOM | 0 | PJ | ON | CH4 Pipeline |  |  |  | 0.45639 | 0
LCP_Inputs_ON_Diverse_IEA_2023_05_05 | 2040 |  |  | Electricity |  | Dispatch-Interconnection | VOM | 17636814.0259 | PJ | ON | Electricity Transmission Line |  |  |  | 0.45639 | 8049211.694
LCP_Inputs_ON_Diverse_IEA_2023_05_05 | 2040 |  |  | Hydrogen |  | Dispatch-Interconnection | VOM | 0 | PJ | ON | H2 Pipeline - New |  |  |  | 0.45639 | 0
LCP_Inputs_ON_Diverse_IEA_2023_05_05 | 2040 |  |  | Hydrogen |  | Dispatch-Interconnection | VOM | 0 | PJ | ON | H2 Pipeline - Repurposed |  |  |  | 0.45639 | 0
LCP_Inputs_ON_Diverse_IEA_2023_05_05 | 2040 |  |  | Methane |  | Dispatch-Intraconnection | VOM | 0 | PJ | PJ | CH4 Pipeline |  |  |  | 0.45639 | 0
LCP_Inputs_ON_Diverse_IEA_2023_05_05 | 2040 |  |  | Electricity |  | Dispatch-Intraconnection | VOM | 0 | PJ | PJ | Electricity Transmission Line |  |  |  | 0.45639 | 0
LCP_Inputs_ON_Diverse_IEA_2023_05_05 | 2040 |  |  | Hydrogen |  | Dispatch-Intraconnection | VOM | 0 | PJ | PJ | H2 Pipeline - New |  |  |  | 0.45639 | 0
LCP_Inputs_ON_Diverse_IEA_2023_05_05 | 2040 |  |  | Hydrogen |  | Dispatch-Intraconnection | VOM | 0 | PJ | PJ | H2 Pipeline - Repurposed |  |  |  | 0.45639 | 0
LCP_Inputs_ON_Diverse_IEA_2023_05_05 | 2040 |  |  | Electricity |  | Dispatch-Interconnection | VOM | 24874422.8974 | QC | NY | Electricity Transmission Line |  |  |  | 0.45639 | 11352361.9047
LCP_Inputs_ON_Diverse_IEA_2023_05_05 | 2040 |  |  | Methane |  | Dispatch-Interconnection | VOM | 0 | QC | ON | CH4 Pipeline |  |  |  | 0.45639 | 0
LCP_Inputs_ON_Diverse_IEA_2023_05_05 | 2040 |  |  | Electricity |  | Dispatch-Interconnection | VOM | 5924624.3384 | QC | ON | Electricity Transmission Line |  |  |  | 0.45639 | 2703921.2092
LCP_Inputs_ON_Diverse_IEA_2023_05_05 | 2040 |  |  | Hydrogen |  | Dispatch-Interconnection | VOM | 0 | QC | ON | H2 Pipeline - New |  |  |  | 0.45639 | 0
LCP_Inputs_ON_Diverse_IEA_2023_05_05 | 2040 |  |  | Hydrogen |  | Dispatch-Interconnection | VOM | 0 | QC | ON | H2 Pipeline - Repurposed |  |  |  | 0.45639 | 0
LCP_Inputs_ON_Diverse_IEA_2023_05_05 | 2040 |  |  | Methane |  | Dispatch-Intraconnection | VOM | 0 | QC | QC | CH4 Pipeline |  |  |  | 0.45639 | 0
LCP_Inputs_ON_Diverse_IEA_2023_05_05 | 2040 |  |  | Electricity |  | Dispatch-Intraconnection | VOM | 0 | QC | QC | Electricity Transmission Line |  |  |  | 0.45639 | 0
LCP_Inputs_ON_Diverse_IEA_2023_05_05 | 2040 |  |  | Hydrogen |  | Dispatch-Intraconnection | VOM | 0 | QC | QC | H2 Pipeline - New |  |  |  | 0.45639 | 0
LCP_Inputs_ON_Diverse_IEA_2023_05_05 | 2040 |  |  | Hydrogen |  | Dispatch-Intraconnection | VOM | 0 | QC | QC | H2 Pipeline - Repurposed |  |  |  | 0.45639 | 0
LCP_Inputs_ON_Diverse_IEA_2023_05_05 | 2040 |  |  | Electricity |  | Dispatch-Interconnection | VOM | 3397067.0011 | WC | MI | Electricity Transmission Line |  |  |  | 0.45639 | 1550377.0347
LCP_Inputs_ON_Diverse_IEA_2023_05_05 | 2040 |  |  | Methane |  | Dispatch-Interconnection | VOM | 0 | WC | ON | CH4 Pipeline |  |  |  | 0.45639 | 0
LCP_Inputs_ON_Diverse_IEA_2023_05_05 | 2040 |  |  | Electricity |  | Dispatch-Interconnection | VOM | 11841186.004 | WC | ON | Electricity Transmission Line |  |  |  | 0.45639 | 5404162.7198
LCP_Inputs_ON_Diverse_IEA_2023_05_05 | 2040 |  |  | Hydrogen |  | Dispatch-Interconnection | VOM | 0 | WC | ON | H2 Pipeline - New |  |  |  | 0.45639 | 0
LCP_Inputs_ON_Diverse_IEA_2023_05_05 | 2040 |  |  | Hydrogen |  | Dispatch-Interconnection | VOM | 0 | WC | ON | H2 Pipeline - Repurposed |  |  |  | 0.45639 | 0
LCP_Inputs_ON_Diverse_IEA_2023_05_05 | 2040 |  |  | Methane |  | Dispatch-Intraconnection | VOM | 0 | WC | WC | CH4 Pipeline |  |  |  | 0.45639 | 0
LCP_Inputs_ON_Diverse_IEA_2023_05_05 | 2040 |  |  | Electricity |  | Dispatch-Intraconnection | VOM | 0 | WC | WC | Electricity Transmission Line |  |  |  | 0.45639 | 0
LCP_Inputs_ON_Diverse_IEA_2023_05_05 | 2040 |  |  | Hydrogen |  | Dispatch-Intraconnection | VOM | 0 | WC | WC | H2 Pipeline - New |  |  |  | 0.45639 | 0
LCP_Inputs_ON_Diverse_IEA_2023_05_05 | 2040 |  |  | Hydrogen |  | Dispatch-Intraconnection | VOM | 0 | WC | WC | H2 Pipeline - Repurposed |  |  |  | 0.45639 | 0
LCP_Inputs_ON_Diverse_IEA_2023_05_05 | 2041 |  |  | Methane |  | Dispatch-Intraconnection | VOM | 0 | MI | MI | CH4 Pipeline |  |  |  | 0.43883 | 0
LCP_Inputs_ON_Diverse_IEA_2023_05_05 | 2041 |  |  | Electricity |  | Dispatch-Intraconnection | VOM | 0 | MI | MI | Electricity Transmission Line |  |  |  | 0.43883 | 0
LCP_Inputs_ON_Diverse_IEA_2023_05_05 | 2041 |  |  | Hydrogen |  | Dispatch-Intraconnection | VOM | 0 | MI | MI | H2 Pipeline - New |  |  |  | 0.43883 | 0
LCP_Inputs_ON_Diverse_IEA_2023_05_05 | 2041 |  |  | Hydrogen |  | Dispatch-Intraconnection | VOM | 0 | MI | MI | H2 Pipeline - Repurposed |  |  |  | 0.43883 | 0
LCP_Inputs_ON_Diverse_IEA_2023_05_05 | 2041 |  |  | Methane |  | Dispatch-Interconnection | VOM | 0 | MI | ON | CH4 Pipeline |  |  |  | 0.43883 | 0
LCP_Inputs_ON_Diverse_IEA_2023_05_05 | 2041 |  |  | Electricity |  | Dispatch-Interconnection | VOM | 22541266.8672 | MI | ON | Electricity Transmission Line |  |  |  | 0.43883 | 9891865.3356
LCP_Inputs_ON_Diverse_IEA_2023_05_05 | 2041 |  |  | Hydrogen |  | Dispatch-Interconnection | VOM | 0 | MI | ON | H2 Pipeline - New |  |  |  | 0.43883 | 0
LCP_Inputs_ON_Diverse_IEA_2023_05_05 | 2041 |  |  | Hydrogen |  | Dispatch-Interconnection | VOM | 0 | MI | ON | H2 Pipeline - Repurposed |  |  |  | 0.43883 | 0
LCP_Inputs_ON_Diverse_IEA_2023_05_05 | 2041 |  |  | Electricity |  | Dispatch-Interconnection | VOM | 3259556.4433 | MI | WC | Electricity Transmission Line |  |  |  | 0.43883 | 1430402.8953
LCP_Inputs_ON_Diverse_IEA_2023_05_05 | 2041 |  |  | Methane |  | Dispatch-Intraconnection | VOM | 0 | NY | NY | CH4 Pipeline |  |  |  | 0.43883 | 0
LCP_Inputs_ON_Diverse_IEA_2023_05_05 | 2041 |  |  | Electricity |  | Dispatch-Intraconnection | VOM | 0 | NY | NY | Electricity Transmission Line |  |  |  | 0.43883 | 0
LCP_Inputs_ON_Diverse_IEA_2023_05_05 | 2041 |  |  | Hydrogen |  | Dispatch-Intraconnection | VOM | 0 | NY | NY | H2 Pipeline - New |  |  |  | 0.43883 | 0
LCP_Inputs_ON_Diverse_IEA_2023_05_05 | 2041 |  |  | Hydrogen |  | Dispatch-Intraconnection | VOM | 0 | NY | NY | H2 Pipeline - Repurposed |  |  |  | 0.43883 | 0
LCP_Inputs_ON_Diverse_IEA_2023_05_05 | 2041 |  |  | Methane |  | Dispatch-Interconnection | VOM | 0 | NY | ON | CH4 Pipeline |  |  |  | 0.43883 | 0
LCP_Inputs_ON_Diverse_IEA_2023_05_05 | 2041 |  |  | Electricity |  | Dispatch-Interconnection | VOM | 15592644.6028 | NY | ON | Electricity Transmission Line |  |  |  | 0.43883 | 6842576.3976
LCP_Inputs_ON_Diverse_IEA_2023_05_05 | 2041 |  |  | Hydrogen |  | Dispatch-Interconnection | VOM | 0 | NY | ON | H2 Pipeline - New |  |  |  | 0.43883 | 0
LCP_Inputs_ON_Diverse_IEA_2023_05_05 | 2041 |  |  | Hydrogen |  | Dispatch-Interconnection | VOM | 0 | NY | ON | H2 Pipeline - Repurposed |  |  |  | 0.43883 | 0
LCP_Inputs_ON_Diverse_IEA_2023_05_05 | 2041 |  |  | Electricity |  | Dispatch-Interconnection | VOM | 25756211.9381 | NY | QC | Electricity Transmission Line |  |  |  | 0.43883 | 11302691.2617
LCP_Inputs_ON_Diverse_IEA_2023_05_05 | 2041 |  |  | Methane |  | Dispatch-Interconnection | VOM | 0 | ON | MI | CH4 Pipeline |  |  |  | 0.43883 | 0
LCP_Inputs_ON_Diverse_IEA_2023_05_05 | 2041 |  |  | Electricity |  | Dispatch-Interconnection | VOM | 17283457.6423 | ON | MI | Electricity Transmission Line |  |  |  | 0.43883 | 7584561.9742
LCP_Inputs_ON_Diverse_IEA_2023_05_05 | 2041 |  |  | Hydrogen |  | Dispatch-Interconnection | VOM | 0 | ON | MI | H2 Pipeline - New |  |  |  | 0.43883 | 0
LCP_Inputs_ON_Diverse_IEA_2023_05_05 | 2041 |  |  | Hydrogen |  | Dispatch-Interconnection | VOM | 0 | ON | MI | H2 Pipeline - Repurposed |  |  |  | 0.43883 | 0
LCP_Inputs_ON_Diverse_IEA_2023_05_05 | 2041 |  |  | Methane |  | Dispatch-Interconnection | VOM | 0 | ON | NY | CH4 Pipeline |  |  |  | 0.43883 | 0
LCP_Inputs_ON_Diverse_IEA_2023_05_05 | 2041 |  |  | Electricity |  | Dispatch-Interconnection | VOM | 16096352.4564 | ON | NY | Electricity Transmission Line |  |  |  | 0.43883 | 7063620.3294
LCP_Inputs_ON_Diverse_IEA_2023_05_05 | 2041 |  |  | Hydrogen |  | Dispatch-Interconnection | VOM | 0 | ON | NY | H2 Pipeline - New |  |  |  | 0.43883 | 0
LCP_Inputs_ON_Diverse_IEA_2023_05_05 | 2041 |  |  | Hydrogen |  | Dispatch-Interconnection | VOM | 0 | ON | NY | H2 Pipeline - Repurposed |  |  |  | 0.43883 | 0
LCP_Inputs_ON_Diverse_IEA_2023_05_05 | 2041 |  |  | Methane |  | Dispatch-Intraconnection | VOM | 520847193.3407 | ON | ON | CH4 Pipeline |  |  |  | 0.43883 | 228565250.006
LCP_Inputs_ON_Diverse_IEA_2023_05_05 | 2041 |  |  | Electricity |  | Dispatch-Intraconnection | VOM | 0 | ON | ON | Electricity Transmission Line |  |  |  | 0.43883 | 0
LCP_Inputs_ON_Diverse_IEA_2023_05_05 | 2041 |  |  | Hydrogen |  | Dispatch-Intraconnection | VOM | 0 | ON | ON | H2 Pipeline - New |  |  |  | 0.43883 | 0
LCP_Inputs_ON_Diverse_IEA_2023_05_05 | 2041 |  |  | Hydrogen |  | Dispatch-Intraconnection | VOM | 941970860.5585 | ON | ON | H2 Pipeline - Repurposed |  |  |  | 0.43883 | 413368465.8278
LCP_Inputs_ON_Diverse_IEA_2023_05_05 | 2041 |  |  | Methane |  | Dispatch-Interconnection | VOM | 0 | ON | PJ | CH4 Pipeline |  |  |  | 0.43883 | 0
LCP_Inputs_ON_Diverse_IEA_2023_05_05 | 2041 |  |  | Electricity |  | Dispatch-Interconnection | VOM | 25263351.9224 | ON | PJ | Electricity Transmission Line |  |  |  | 0.43883 | 11086407.7257
LCP_Inputs_ON_Diverse_IEA_2023_05_05 | 2041 |  |  | Hydrogen |  | Dispatch-Interconnection | VOM | 0 | ON | PJ | H2 Pipeline - New |  |  |  | 0.43883 | 0
LCP_Inputs_ON_Diverse_IEA_2023_05_05 | 2041 |  |  | Hydrogen |  | Dispatch-Interconnection | VOM | 0 | ON | PJ | H2 Pipeline - Repurposed |  |  |  | 0.43883 | 0
LCP_Inputs_ON_Diverse_IEA_2023_05_05 | 2041 |  |  | Methane |  | Dispatch-Interconnection | VOM | 0 | ON | QC | CH4 Pipeline |  |  |  | 0.43883 | 0
LCP_Inputs_ON_Diverse_IEA_2023_05_05 | 2041 |  |  | Electricity |  | Dispatch-Interconnection | VOM | 4783115.0529 | ON | QC | Electricity Transmission Line |  |  |  | 0.43883 | 2098991.608
LCP_Inputs_ON_Diverse_IEA_2023_05_05 | 2041 |  |  | Hydrogen |  | Dispatch-Interconnection | VOM | 0 | ON | QC | H2 Pipeline - New |  |  |  | 0.43883 | 0
LCP_Inputs_ON_Diverse_IEA_2023_05_05 | 2041 |  |  | Hydrogen |  | Dispatch-Interconnection | VOM | 0 | ON | QC | H2 Pipeline - Repurposed |  |  |  | 0.43883 | 0
LCP_Inputs_ON_Diverse_IEA_2023_05_05 | 2041 |  |  | Methane |  | Dispatch-Interconnection | VOM | 0 | ON | WC | CH4 Pipeline |  |  |  | 0.43883 | 0
LCP_Inputs_ON_Diverse_IEA_2023_05_05 | 2041 |  |  | Electricity |  | Dispatch-Interconnection | VOM | 378012.8428 | ON | WC | Electricity Transmission Line |  |  |  | 0.43883 | 165884.7374
LCP_Inputs_ON_Diverse_IEA_2023_05_05 | 2041 |  |  | Hydrogen |  | Dispatch-Interconnection | VOM | 0 | ON | WC | H2 Pipeline - New |  |  |  | 0.43883 | 0
LCP_Inputs_ON_Diverse_IEA_2023_05_05 | 2041 |  |  | Hydrogen |  | Dispatch-Interconnection | VOM | 0 | ON | WC | H2 Pipeline - Repurposed |  |  |  | 0.43883 | 0
LCP_Inputs_ON_Diverse_IEA_2023_05_05 | 2041 |  |  | Methane |  | Dispatch-Interconnection | VOM | 0 | PJ | ON | CH4 Pipeline |  |  |  | 0.43883 | 0
LCP_Inputs_ON_Diverse_IEA_2023_05_05 | 2041 |  |  | Electricity |  | Dispatch-Interconnection | VOM | 17636814.0259 | PJ | ON | Electricity Transmission Line |  |  |  | 0.43883 | 7739626.6289
LCP_Inputs_ON_Diverse_IEA_2023_05_05 | 2041 |  |  | Hydrogen |  | Dispatch-Interconnection | VOM | 0 | PJ | ON | H2 Pipeline - New |  |  |  | 0.43883 | 0
LCP_Inputs_ON_Diverse_IEA_2023_05_05 | 2041 |  |  | Hydrogen |  | Dispatch-Interconnection | VOM | 0 | PJ | ON | H2 Pipeline - Repurposed |  |  |  | 0.43883 | 0
LCP_Inputs_ON_Diverse_IEA_2023_05_05 | 2041 |  |  | Methane |  | Dispatch-Intraconnection | VOM | 0 | PJ | PJ | CH4 Pipeline |  |  |  | 0.43883 | 0
LCP_Inputs_ON_Diverse_IEA_2023_05_05 | 2041 |  |  | Electricity |  | Dispatch-Intraconnection | VOM | 0 | PJ | PJ | Electricity Transmission Line |  |  |  | 0.43883 | 0
LCP_Inputs_ON_Diverse_IEA_2023_05_05 | 2041 |  |  | Hydrogen |  | Dispatch-Intraconnection | VOM | 0 | PJ | PJ | H2 Pipeline - New |  |  |  | 0.43883 | 0
LCP_Inputs_ON_Diverse_IEA_2023_05_05 | 2041 |  |  | Hydrogen |  | Dispatch-Intraconnection | VOM | 0 | PJ | PJ | H2 Pipeline - Repurposed |  |  |  | 0.43883 | 0
LCP_Inputs_ON_Diverse_IEA_2023_05_05 | 2041 |  |  | Electricity |  | Dispatch-Interconnection | VOM | 24874422.8974 | QC | NY | Electricity Transmission Line |  |  |  | 0.43883 | 10915732.6006
LCP_Inputs_ON_Diverse_IEA_2023_05_05 | 2041 |  |  | Methane |  | Dispatch-Interconnection | VOM | 0 | QC | ON | CH4 Pipeline |  |  |  | 0.43883 | 0
LCP_Inputs_ON_Diverse_IEA_2023_05_05 | 2041 |  |  | Electricity |  | Dispatch-Interconnection | VOM | 5924624.3384 | QC | ON | Electricity Transmission Line |  |  |  | 0.43883 | 2599924.2396
LCP_Inputs_ON_Diverse_IEA_2023_05_05 | 2041 |  |  | Hydrogen |  | Dispatch-Interconnection | VOM | 0 | QC | ON | H2 Pipeline - New |  |  |  | 0.43883 | 0
LCP_Inputs_ON_Diverse_IEA_2023_05_05 | 2041 |  |  | Hydrogen |  | Dispatch-Interconnection | VOM | 0 | QC | ON | H2 Pipeline - Repurposed |  |  |  | 0.43883 | 0
LCP_Inputs_ON_Diverse_IEA_2023_05_05 | 2041 |  |  | Methane |  | Dispatch-Intraconnection | VOM | 0 | QC | QC | CH4 Pipeline |  |  |  | 0.43883 | 0
LCP_Inputs_ON_Diverse_IEA_2023_05_05 | 2041 |  |  | Electricity |  | Dispatch-Intraconnection | VOM | 0 | QC | QC | Electricity Transmission Line |  |  |  | 0.43883 | 0
LCP_Inputs_ON_Diverse_IEA_2023_05_05 | 2041 |  |  | Hydrogen |  | Dispatch-Intraconnection | VOM | 0 | QC | QC | H2 Pipeline - New |  |  |  | 0.43883 | 0
LCP_Inputs_ON_Diverse_IEA_2023_05_05 | 2041 |  |  | Hydrogen |  | Dispatch-Intraconnection | VOM | 0 | QC | QC | H2 Pipeline - Repurposed |  |  |  | 0.43883 | 0
LCP_Inputs_ON_Diverse_IEA_2023_05_05 | 2041 |  |  | Electricity |  | Dispatch-Interconnection | VOM | 3397067.0011 | WC | MI | Electricity Transmission Line |  |  |  | 0.43883 | 1490747.1487
LCP_Inputs_ON_Diverse_IEA_2023_05_05 | 2041 |  |  | Methane |  | Dispatch-Interconnection | VOM | 0 | WC | ON | CH4 Pipeline |  |  |  | 0.43883 | 0
LCP_Inputs_ON_Diverse_IEA_2023_05_05 | 2041 |  |  | Electricity |  | Dispatch-Interconnection | VOM | 11841186.004 | WC | ON | Electricity Transmission Line |  |  |  | 0.43883 | 5196310.3075
LCP_Inputs_ON_Diverse_IEA_2023_05_05 | 2041 |  |  | Hydrogen |  | Dispatch-Interconnection | VOM | 0 | WC | ON | H2 Pipeline - New |  |  |  | 0.43883 | 0
LCP_Inputs_ON_Diverse_IEA_2023_05_05 | 2041 |  |  | Hydrogen |  | Dispatch-Interconnection | VOM | 0 | WC | ON | H2 Pipeline - Repurposed |  |  |  | 0.43883 | 0
LCP_Inputs_ON_Diverse_IEA_2023_05_05 | 2041 |  |  | Methane |  | Dispatch-Intraconnection | VOM | 0 | WC | WC | CH4 Pipeline |  |  |  | 0.43883 | 0
LCP_Inputs_ON_Diverse_IEA_2023_05_05 | 2041 |  |  | Electricity |  | Dispatch-Intraconnection | VOM | 0 | WC | WC | Electricity Transmission Line |  |  |  | 0.43883 | 0
LCP_Inputs_ON_Diverse_IEA_2023_05_05 | 2041 |  |  | Hydrogen |  | Dispatch-Intraconnection | VOM | 0 | WC | WC | H2 Pipeline - New |  |  |  | 0.43883 | 0
LCP_Inputs_ON_Diverse_IEA_2023_05_05 | 2041 |  |  | Hydrogen |  | Dispatch-Intraconnection | VOM | 0 | WC | WC | H2 Pipeline - Repurposed |  |  |  | 0.43883 | 0
LCP_Inputs_ON_Diverse_IEA_2023_05_05 | 2042 |  |  | Methane |  | Dispatch-Intraconnection | VOM | 0 | MI | MI | CH4 Pipeline |  |  |  | 0.42196 | 0
LCP_Inputs_ON_Diverse_IEA_2023_05_05 | 2042 |  |  | Electricity |  | Dispatch-Intraconnection | VOM | 0 | MI | MI | Electricity Transmission Line |  |  |  | 0.42196 | 0
LCP_Inputs_ON_Diverse_IEA_2023_05_05 | 2042 |  |  | Hydrogen |  | Dispatch-Intraconnection | VOM | 0 | MI | MI | H2 Pipeline - New |  |  |  | 0.42196 | 0
LCP_Inputs_ON_Diverse_IEA_2023_05_05 | 2042 |  |  | Hydrogen |  | Dispatch-Intraconnection | VOM | 0 | MI | MI | H2 Pipeline - Repurposed |  |  |  | 0.42196 | 0
LCP_Inputs_ON_Diverse_IEA_2023_05_05 | 2042 |  |  | Methane |  | Dispatch-Interconnection | VOM | 0 | MI | ON | CH4 Pipeline |  |  |  | 0.42196 | 0
LCP_Inputs_ON_Diverse_IEA_2023_05_05 | 2042 |  |  | Electricity |  | Dispatch-Interconnection | VOM | 22541266.8672 | MI | ON | Electricity Transmission Line |  |  |  | 0.42196 | 9511408.9765
LCP_Inputs_ON_Diverse_IEA_2023_05_05 | 2042 |  |  | Hydrogen |  | Dispatch-Interconnection | VOM | 0 | MI | ON | H2 Pipeline - New |  |  |  | 0.42196 | 0
LCP_Inputs_ON_Diverse_IEA_2023_05_05 | 2042 |  |  | Hydrogen |  | Dispatch-Interconnection | VOM | 0 | MI | ON | H2 Pipeline - Repurposed |  |  |  | 0.42196 | 0
LCP_Inputs_ON_Diverse_IEA_2023_05_05 | 2042 |  |  | Electricity |  | Dispatch-Interconnection | VOM | 3259556.4433 | MI | WC | Electricity Transmission Line |  |  |  | 0.42196 | 1375387.3994
LCP_Inputs_ON_Diverse_IEA_2023_05_05 | 2042 |  |  | Methane |  | Dispatch-Intraconnection | VOM | 0 | NY | NY | CH4 Pipeline |  |  |  | 0.42196 | 0
LCP_Inputs_ON_Diverse_IEA_2023_05_05 | 2042 |  |  | Electricity |  | Dispatch-Intraconnection | VOM | 0 | NY | NY | Electricity Transmission Line |  |  |  | 0.42196 | 0
LCP_Inputs_ON_Diverse_IEA_2023_05_05 | 2042 |  |  | Hydrogen |  | Dispatch-Intraconnection | VOM | 0 | NY | NY | H2 Pipeline - New |  |  |  | 0.42196 | 0
LCP_Inputs_ON_Diverse_IEA_2023_05_05 | 2042 |  |  | Hydrogen |  | Dispatch-Intraconnection | VOM | 0 | NY | NY | H2 Pipeline - Repurposed |  |  |  | 0.42196 | 0
LCP_Inputs_ON_Diverse_IEA_2023_05_05 | 2042 |  |  | Methane |  | Dispatch-Interconnection | VOM | 0 | NY | ON | CH4 Pipeline |  |  |  | 0.42196 | 0
LCP_Inputs_ON_Diverse_IEA_2023_05_05 | 2042 |  |  | Electricity |  | Dispatch-Interconnection | VOM | 15592644.6028 | NY | ON | Electricity Transmission Line |  |  |  | 0.42196 | 6579400.3823
LCP_Inputs_ON_Diverse_IEA_2023_05_05 | 2042 |  |  | Hydrogen |  | Dispatch-Interconnection | VOM | 0 | NY | ON | H2 Pipeline - New |  |  |  | 0.42196 | 0
LCP_Inputs_ON_Diverse_IEA_2023_05_05 | 2042 |  |  | Hydrogen |  | Dispatch-Interconnection | VOM | 0 | NY | ON | H2 Pipeline - Repurposed |  |  |  | 0.42196 | 0
LCP_Inputs_ON_Diverse_IEA_2023_05_05 | 2042 |  |  | Electricity |  | Dispatch-Interconnection | VOM | 25756211.9381 | NY | QC | Electricity Transmission Line |  |  |  | 0.42196 | 10867972.367
LCP_Inputs_ON_Diverse_IEA_2023_05_05 | 2042 |  |  | Methane |  | Dispatch-Interconnection | VOM | 0 | ON | MI | CH4 Pipeline |  |  |  | 0.42196 | 0
LCP_Inputs_ON_Diverse_IEA_2023_05_05 | 2042 |  |  | Electricity |  | Dispatch-Interconnection | VOM | 17283457.6423 | ON | MI | Electricity Transmission Line |  |  |  | 0.42196 | 7292848.0521
LCP_Inputs_ON_Diverse_IEA_2023_05_05 | 2042 |  |  | Hydrogen |  | Dispatch-Interconnection | VOM | 0 | ON | MI | H2 Pipeline - New |  |  |  | 0.42196 | 0
LCP_Inputs_ON_Diverse_IEA_2023_05_05 | 2042 |  |  | Hydrogen |  | Dispatch-Interconnection | VOM | 0 | ON | MI | H2 Pipeline - Repurposed |  |  |  | 0.42196 | 0
LCP_Inputs_ON_Diverse_IEA_2023_05_05 | 2042 |  |  | Methane |  | Dispatch-Interconnection | VOM | 0 | ON | NY | CH4 Pipeline |  |  |  | 0.42196 | 0
LCP_Inputs_ON_Diverse_IEA_2023_05_05 | 2042 |  |  | Electricity |  | Dispatch-Interconnection | VOM | 16096352.4564 | ON | NY | Electricity Transmission Line |  |  |  | 0.42196 | 6791942.6244
LCP_Inputs_ON_Diverse_IEA_2023_05_05 | 2042 |  |  | Hydrogen |  | Dispatch-Interconnection | VOM | 0 | ON | NY | H2 Pipeline - New |  |  |  | 0.42196 | 0
LCP_Inputs_ON_Diverse_IEA_2023_05_05 | 2042 |  |  | Hydrogen |  | Dispatch-Interconnection | VOM | 0 | ON | NY | H2 Pipeline - Repurposed |  |  |  | 0.42196 | 0
LCP_Inputs_ON_Diverse_IEA_2023_05_05 | 2042 |  |  | Methane |  | Dispatch-Intraconnection | VOM | 520847193.3407 | ON | ON | CH4 Pipeline |  |  |  | 0.42196 | 219774278.8519
LCP_Inputs_ON_Diverse_IEA_2023_05_05 | 2042 |  |  | Electricity |  | Dispatch-Intraconnection | VOM | 0 | ON | ON | Electricity Transmission Line |  |  |  | 0.42196 | 0
LCP_Inputs_ON_Diverse_IEA_2023_05_05 | 2042 |  |  | Hydrogen |  | Dispatch-Intraconnection | VOM | 0 | ON | ON | H2 Pipeline - New |  |  |  | 0.42196 | 0
LCP_Inputs_ON_Diverse_IEA_2023_05_05 | 2042 |  |  | Hydrogen |  | Dispatch-Intraconnection | VOM | 941970860.5585 | ON | ON | H2 Pipeline - Repurposed |  |  |  | 0.42196 | 397469678.6806
LCP_Inputs_ON_Diverse_IEA_2023_05_05 | 2042 |  |  | Methane |  | Dispatch-Interconnection | VOM | 0 | ON | PJ | CH4 Pipeline |  |  |  | 0.42196 | 0
LCP_Inputs_ON_Diverse_IEA_2023_05_05 | 2042 |  |  | Electricity |  | Dispatch-Interconnection | VOM | 25263351.9224 | ON | PJ | Electricity Transmission Line |  |  |  | 0.42196 | 10660007.4285
LCP_Inputs_ON_Diverse_IEA_2023_05_05 | 2042 |  |  | Hydrogen |  | Dispatch-Interconnection | VOM | 0 | ON | PJ | H2 Pipeline - New |  |  |  | 0.42196 | 0
LCP_Inputs_ON_Diverse_IEA_2023_05_05 | 2042 |  |  | Hydrogen |  | Dispatch-Interconnection | VOM | 0 | ON | PJ | H2 Pipeline - Repurposed |  |  |  | 0.42196 | 0
LCP_Inputs_ON_Diverse_IEA_2023_05_05 | 2042 |  |  | Methane |  | Dispatch-Interconnection | VOM | 0 | ON | QC | CH4 Pipeline |  |  |  | 0.42196 | 0
LCP_Inputs_ON_Diverse_IEA_2023_05_05 | 2042 |  |  | Electricity |  | Dispatch-Interconnection | VOM | 4783115.0529 | ON | QC | Electricity Transmission Line |  |  |  | 0.42196 | 2018261.1615
LCP_Inputs_ON_Diverse_IEA_2023_05_05 | 2042 |  |  | Hydrogen |  | Dispatch-Interconnection | VOM | 0 | ON | QC | H2 Pipeline - New |  |  |  | 0.42196 | 0
LCP_Inputs_ON_Diverse_IEA_2023_05_05 | 2042 |  |  | Hydrogen |  | Dispatch-Interconnection | VOM | 0 | ON | QC | H2 Pipeline - Repurposed |  |  |  | 0.42196 | 0
LCP_Inputs_ON_Diverse_IEA_2023_05_05 | 2042 |  |  | Methane |  | Dispatch-Interconnection | VOM | 0 | ON | WC | CH4 Pipeline |  |  |  | 0.42196 | 0
LCP_Inputs_ON_Diverse_IEA_2023_05_05 | 2042 |  |  | Electricity |  | Dispatch-Interconnection | VOM | 378012.8428 | ON | WC | Electricity Transmission Line |  |  |  | 0.42196 | 159504.5552
LCP_Inputs_ON_Diverse_IEA_2023_05_05 | 2042 |  |  | Hydrogen |  | Dispatch-Interconnection | VOM | 0 | ON | WC | H2 Pipeline - New |  |  |  | 0.42196 | 0
LCP_Inputs_ON_Diverse_IEA_2023_05_05 | 2042 |  |  | Hydrogen |  | Dispatch-Interconnection | VOM | 0 | ON | WC | H2 Pipeline - Repurposed |  |  |  | 0.42196 | 0
LCP_Inputs_ON_Diverse_IEA_2023_05_05 | 2042 |  |  | Methane |  | Dispatch-Interconnection | VOM | 0 | PJ | ON | CH4 Pipeline |  |  |  | 0.42196 | 0
LCP_Inputs_ON_Diverse_IEA_2023_05_05 | 2042 |  |  | Electricity |  | Dispatch-Interconnection | VOM | 17636814.0259 | PJ | ON | Electricity Transmission Line |  |  |  | 0.42196 | 7441948.6816
LCP_Inputs_ON_Diverse_IEA_2023_05_05 | 2042 |  |  | Hydrogen |  | Dispatch-Interconnection | VOM | 0 | PJ | ON | H2 Pipeline - New |  |  |  | 0.42196 | 0
LCP_Inputs_ON_Diverse_IEA_2023_05_05 | 2042 |  |  | Hydrogen |  | Dispatch-Interconnection | VOM | 0 | PJ | ON | H2 Pipeline - Repurposed |  |  |  | 0.42196 | 0
LCP_Inputs_ON_Diverse_IEA_2023_05_05 | 2042 |  |  | Methane |  | Dispatch-Intraconnection | VOM | 0 | PJ | PJ | CH4 Pipeline |  |  |  | 0.42196 | 0
LCP_Inputs_ON_Diverse_IEA_2023_05_05 | 2042 |  |  | Electricity |  | Dispatch-Intraconnection | VOM | 0 | PJ | PJ | Electricity Transmission Line |  |  |  | 0.42196 | 0
LCP_Inputs_ON_Diverse_IEA_2023_05_05 | 2042 |  |  | Hydrogen |  | Dispatch-Intraconnection | VOM | 0 | PJ | PJ | H2 Pipeline - New |  |  |  | 0.42196 | 0
LCP_Inputs_ON_Diverse_IEA_2023_05_05 | 2042 |  |  | Hydrogen |  | Dispatch-Intraconnection | VOM | 0 | PJ | PJ | H2 Pipeline - Repurposed |  |  |  | 0.42196 | 0
LCP_Inputs_ON_Diverse_IEA_2023_05_05 | 2042 |  |  | Electricity |  | Dispatch-Interconnection | VOM | 24874422.8974 | QC | NY | Electricity Transmission Line |  |  |  | 0.42196 | 10495896.7314
LCP_Inputs_ON_Diverse_IEA_2023_05_05 | 2042 |  |  | Methane |  | Dispatch-Interconnection | VOM | 0 | QC | ON | CH4 Pipeline |  |  |  | 0.42196 | 0
LCP_Inputs_ON_Diverse_IEA_2023_05_05 | 2042 |  |  | Electricity |  | Dispatch-Interconnection | VOM | 5924624.3384 | QC | ON | Electricity Transmission Line |  |  |  | 0.42196 | 2499927.1535
LCP_Inputs_ON_Diverse_IEA_2023_05_05 | 2042 |  |  | Hydrogen |  | Dispatch-Interconnection | VOM | 0 | QC | ON | H2 Pipeline - New |  |  |  | 0.42196 | 0
LCP_Inputs_ON_Diverse_IEA_2023_05_05 | 2042 |  |  | Hydrogen |  | Dispatch-Interconnection | VOM | 0 | QC | ON | H2 Pipeline - Repurposed |  |  |  | 0.42196 | 0
LCP_Inputs_ON_Diverse_IEA_2023_05_05 | 2042 |  |  | Methane |  | Dispatch-Intraconnection | VOM | 0 | QC | QC | CH4 Pipeline |  |  |  | 0.42196 | 0
LCP_Inputs_ON_Diverse_IEA_2023_05_05 | 2042 |  |  | Electricity |  | Dispatch-Intraconnection | VOM | 0 | QC | QC | Electricity Transmission Line |  |  |  | 0.42196 | 0
LCP_Inputs_ON_Diverse_IEA_2023_05_05 | 2042 |  |  | Hydrogen |  | Dispatch-Intraconnection | VOM | 0 | QC | QC | H2 Pipeline - New |  |  |  | 0.42196 | 0
LCP_Inputs_ON_Diverse_IEA_2023_05_05 | 2042 |  |  | Hydrogen |  | Dispatch-Intraconnection | VOM | 0 | QC | QC | H2 Pipeline - Repurposed |  |  |  | 0.42196 | 0
LCP_Inputs_ON_Diverse_IEA_2023_05_05 | 2042 |  |  | Electricity |  | Dispatch-Interconnection | VOM | 3397067.0011 | WC | MI | Electricity Transmission Line |  |  |  | 0.42196 | 1433410.7199
LCP_Inputs_ON_Diverse_IEA_2023_05_05 | 2042 |  |  | Methane |  | Dispatch-Interconnection | VOM | 0 | WC | ON | CH4 Pipeline |  |  |  | 0.42196 | 0
LCP_Inputs_ON_Diverse_IEA_2023_05_05 | 2042 |  |  | Electricity |  | Dispatch-Interconnection | VOM | 11841186.004 | WC | ON | Electricity Transmission Line |  |  |  | 0.42196 | 4996452.2187
LCP_Inputs_ON_Diverse_IEA_2023_05_05 | 2042 |  |  | Hydrogen |  | Dispatch-Interconnection | VOM | 0 | WC | ON | H2 Pipeline - New |  |  |  | 0.42196 | 0
LCP_Inputs_ON_Diverse_IEA_2023_05_05 | 2042 |  |  | Hydrogen |  | Dispatch-Interconnection | VOM | 0 | WC | ON | H2 Pipeline - Repurposed |  |  |  | 0.42196 | 0
LCP_Inputs_ON_Diverse_IEA_2023_05_05 | 2042 |  |  | Methane |  | Dispatch-Intraconnection | VOM | 0 | WC | WC | CH4 Pipeline |  |  |  | 0.42196 | 0
LCP_Inputs_ON_Diverse_IEA_2023_05_05 | 2042 |  |  | Electricity |  | Dispatch-Intraconnection | VOM | 0 | WC | WC | Electricity Transmission Line |  |  |  | 0.42196 | 0
LCP_Inputs_ON_Diverse_IEA_2023_05_05 | 2042 |  |  | Hydrogen |  | Dispatch-Intraconnection | VOM | 0 | WC | WC | H2 Pipeline - New |  |  |  | 0.42196 | 0
LCP_Inputs_ON_Diverse_IEA_2023_05_05 | 2042 |  |  | Hydrogen |  | Dispatch-Intraconnection | VOM | 0 | WC | WC | H2 Pipeline - Repurposed |  |  |  | 0.42196 | 0
LCP_Inputs_ON_Diverse_IEA_2023_05_05 | 2043 |  |  | Methane |  | Dispatch-Intraconnection | VOM | 0 | MI | MI | CH4 Pipeline |  |  |  | 0.40573 | 0
LCP_Inputs_ON_Diverse_IEA_2023_05_05 | 2043 |  |  | Electricity |  | Dispatch-Intraconnection | VOM | 0 | MI | MI | Electricity Transmission Line |  |  |  | 0.40573 | 0
LCP_Inputs_ON_Diverse_IEA_2023_05_05 | 2043 |  |  | Hydrogen |  | Dispatch-Intraconnection | VOM | 0 | MI | MI | H2 Pipeline - New |  |  |  | 0.40573 | 0
LCP_Inputs_ON_Diverse_IEA_2023_05_05 | 2043 |  |  | Hydrogen |  | Dispatch-Intraconnection | VOM | 0 | MI | MI | H2 Pipeline - Repurposed |  |  |  | 0.40573 | 0
LCP_Inputs_ON_Diverse_IEA_2023_05_05 | 2043 |  |  | Methane |  | Dispatch-Interconnection | VOM | 0 | MI | ON | CH4 Pipeline |  |  |  | 0.40573 | 0
LCP_Inputs_ON_Diverse_IEA_2023_05_05 | 2043 |  |  | Electricity |  | Dispatch-Interconnection | VOM | 22541266.8672 | MI | ON | Electricity Transmission Line |  |  |  | 0.40573 | 9145585.5543
LCP_Inputs_ON_Diverse_IEA_2023_05_05 | 2043 |  |  | Hydrogen |  | Dispatch-Interconnection | VOM | 0 | MI | ON | H2 Pipeline - New |  |  |  | 0.40573 | 0
LCP_Inputs_ON_Diverse_IEA_2023_05_05 | 2043 |  |  | Hydrogen |  | Dispatch-Interconnection | VOM | 0 | MI | ON | H2 Pipeline - Repurposed |  |  |  | 0.40573 | 0
LCP_Inputs_ON_Diverse_IEA_2023_05_05 | 2043 |  |  | Electricity |  | Dispatch-Interconnection | VOM | 3259556.4433 | MI | WC | Electricity Transmission Line |  |  |  | 0.40573 | 1322487.884
LCP_Inputs_ON_Diverse_IEA_2023_05_05 | 2043 |  |  | Methane |  | Dispatch-Intraconnection | VOM | 0 | NY | NY | CH4 Pipeline |  |  |  | 0.40573 | 0
LCP_Inputs_ON_Diverse_IEA_2023_05_05 | 2043 |  |  | Electricity |  | Dispatch-Intraconnection | VOM | 0 | NY | NY | Electricity Transmission Line |  |  |  | 0.40573 | 0
LCP_Inputs_ON_Diverse_IEA_2023_05_05 | 2043 |  |  | Hydrogen |  | Dispatch-Intraconnection | VOM | 0 | NY | NY | H2 Pipeline - New |  |  |  | 0.40573 | 0
LCP_Inputs_ON_Diverse_IEA_2023_05_05 | 2043 |  |  | Hydrogen |  | Dispatch-Intraconnection | VOM | 0 | NY | NY | H2 Pipeline - Repurposed |  |  |  | 0.40573 | 0
LCP_Inputs_ON_Diverse_IEA_2023_05_05 | 2043 |  |  | Methane |  | Dispatch-Interconnection | VOM | 0 | NY | ON | CH4 Pipeline |  |  |  | 0.40573 | 0
LCP_Inputs_ON_Diverse_IEA_2023_05_05 | 2043 |  |  | Electricity |  | Dispatch-Interconnection | VOM | 15592644.6028 | NY | ON | Electricity Transmission Line |  |  |  | 0.40573 | 6326346.5214
LCP_Inputs_ON_Diverse_IEA_2023_05_05 | 2043 |  |  | Hydrogen |  | Dispatch-Interconnection | VOM | 0 | NY | ON | H2 Pipeline - New |  |  |  | 0.40573 | 0
LCP_Inputs_ON_Diverse_IEA_2023_05_05 | 2043 |  |  | Hydrogen |  | Dispatch-Interconnection | VOM | 0 | NY | ON | H2 Pipeline - Repurposed |  |  |  | 0.40573 | 0
LCP_Inputs_ON_Diverse_IEA_2023_05_05 | 2043 |  |  | Electricity |  | Dispatch-Interconnection | VOM | 25756211.9381 | NY | QC | Electricity Transmission Line |  |  |  | 0.40573 | 10449973.4298
LCP_Inputs_ON_Diverse_IEA_2023_05_05 | 2043 |  |  | Methane |  | Dispatch-Interconnection | VOM | 0 | ON | MI | CH4 Pipeline |  |  |  | 0.40573 | 0
LCP_Inputs_ON_Diverse_IEA_2023_05_05 | 2043 |  |  | Electricity |  | Dispatch-Interconnection | VOM | 17283457.6423 | ON | MI | Electricity Transmission Line |  |  |  | 0.40573 | 7012353.8963
LCP_Inputs_ON_Diverse_IEA_2023_05_05 | 2043 |  |  | Hydrogen |  | Dispatch-Interconnection | VOM | 0 | ON | MI | H2 Pipeline - New |  |  |  | 0.40573 | 0
LCP_Inputs_ON_Diverse_IEA_2023_05_05 | 2043 |  |  | Hydrogen |  | Dispatch-Interconnection | VOM | 0 | ON | MI | H2 Pipeline - Repurposed |  |  |  | 0.40573 | 0
LCP_Inputs_ON_Diverse_IEA_2023_05_05 | 2043 |  |  | Methane |  | Dispatch-Interconnection | VOM | 0 | ON | NY | CH4 Pipeline |  |  |  | 0.40573 | 0
LCP_Inputs_ON_Diverse_IEA_2023_05_05 | 2043 |  |  | Electricity |  | Dispatch-Interconnection | VOM | 16096352.4564 | ON | NY | Electricity Transmission Line |  |  |  | 0.40573 | 6530714.0619
LCP_Inputs_ON_Diverse_IEA_2023_05_05 | 2043 |  |  | Hydrogen |  | Dispatch-Interconnection | VOM | 0 | ON | NY | H2 Pipeline - New |  |  |  | 0.40573 | 0
LCP_Inputs_ON_Diverse_IEA_2023_05_05 | 2043 |  |  | Hydrogen |  | Dispatch-Interconnection | VOM | 0 | ON | NY | H2 Pipeline - Repurposed |  |  |  | 0.40573 | 0
LCP_Inputs_ON_Diverse_IEA_2023_05_05 | 2043 |  |  | Methane |  | Dispatch-Intraconnection | VOM | 520847193.3407 | ON | ON | CH4 Pipeline |  |  |  | 0.40573 | 211321421.973
LCP_Inputs_ON_Diverse_IEA_2023_05_05 | 2043 |  |  | Electricity |  | Dispatch-Intraconnection | VOM | 0 | ON | ON | Electricity Transmission Line |  |  |  | 0.40573 | 0
LCP_Inputs_ON_Diverse_IEA_2023_05_05 | 2043 |  |  | Hydrogen |  | Dispatch-Intraconnection | VOM | 0 | ON | ON | H2 Pipeline - New |  |  |  | 0.40573 | 0
LCP_Inputs_ON_Diverse_IEA_2023_05_05 | 2043 |  |  | Hydrogen |  | Dispatch-Intraconnection | VOM | 941970860.5585 | ON | ON | H2 Pipeline - Repurposed |  |  |  | 0.40573 | 382182383.3467
LCP_Inputs_ON_Diverse_IEA_2023_05_05 | 2043 |  |  | Methane |  | Dispatch-Interconnection | VOM | 0 | ON | PJ | CH4 Pipeline |  |  |  | 0.40573 | 0
LCP_Inputs_ON_Diverse_IEA_2023_05_05 | 2043 |  |  | Electricity |  | Dispatch-Interconnection | VOM | 25263351.9224 | ON | PJ | Electricity Transmission Line |  |  |  | 0.40573 | 10250007.1428
LCP_Inputs_ON_Diverse_IEA_2023_05_05 | 2043 |  |  | Hydrogen |  | Dispatch-Interconnection | VOM | 0 | ON | PJ | H2 Pipeline - New |  |  |  | 0.40573 | 0
LCP_Inputs_ON_Diverse_IEA_2023_05_05 | 2043 |  |  | Hydrogen |  | Dispatch-Interconnection | VOM | 0 | ON | PJ | H2 Pipeline - Repurposed |  |  |  | 0.40573 | 0
LCP_Inputs_ON_Diverse_IEA_2023_05_05 | 2043 |  |  | Methane |  | Dispatch-Interconnection | VOM | 0 | ON | QC | CH4 Pipeline |  |  |  | 0.40573 | 0
LCP_Inputs_ON_Diverse_IEA_2023_05_05 | 2043 |  |  | Electricity |  | Dispatch-Interconnection | VOM | 4783115.0529 | ON | QC | Electricity Transmission Line |  |  |  | 0.40573 | 1940635.7322
LCP_Inputs_ON_Diverse_IEA_2023_05_05 | 2043 |  |  | Hydrogen |  | Dispatch-Interconnection | VOM | 0 | ON | QC | H2 Pipeline - New |  |  |  | 0.40573 | 0
LCP_Inputs_ON_Diverse_IEA_2023_05_05 | 2043 |  |  | Hydrogen |  | Dispatch-Interconnection | VOM | 0 | ON | QC | H2 Pipeline - Repurposed |  |  |  | 0.40573 | 0
LCP_Inputs_ON_Diverse_IEA_2023_05_05 | 2043 |  |  | Methane |  | Dispatch-Interconnection | VOM | 0 | ON | WC | CH4 Pipeline |  |  |  | 0.40573 | 0
LCP_Inputs_ON_Diverse_IEA_2023_05_05 | 2043 |  |  | Electricity |  | Dispatch-Interconnection | VOM | 378012.8428 | ON | WC | Electricity Transmission Line |  |  |  | 0.40573 | 153369.7646
LCP_Inputs_ON_Diverse_IEA_2023_05_05 | 2043 |  |  | Hydrogen |  | Dispatch-Interconnection | VOM | 0 | ON | WC | H2 Pipeline - New |  |  |  | 0.40573 | 0
LCP_Inputs_ON_Diverse_IEA_2023_05_05 | 2043 |  |  | Hydrogen |  | Dispatch-Interconnection | VOM | 0 | ON | WC | H2 Pipeline - Repurposed |  |  |  | 0.40573 | 0
LCP_Inputs_ON_Diverse_IEA_2023_05_05 | 2043 |  |  | Methane |  | Dispatch-Interconnection | VOM | 0 | PJ | ON | CH4 Pipeline |  |  |  | 0.40573 | 0
LCP_Inputs_ON_Diverse_IEA_2023_05_05 | 2043 |  |  | Electricity |  | Dispatch-Interconnection | VOM | 17636814.0259 | PJ | ON | Electricity Transmission Line |  |  |  | 0.40573 | 7155719.8861
LCP_Inputs_ON_Diverse_IEA_2023_05_05 | 2043 |  |  | Hydrogen |  | Dispatch-Interconnection | VOM | 0 | PJ | ON | H2 Pipeline - New |  |  |  | 0.40573 | 0
LCP_Inputs_ON_Diverse_IEA_2023_05_05 | 2043 |  |  | Hydrogen |  | Dispatch-Interconnection | VOM | 0 | PJ | ON | H2 Pipeline - Repurposed |  |  |  | 0.40573 | 0
LCP_Inputs_ON_Diverse_IEA_2023_05_05 | 2043 |  |  | Methane |  | Dispatch-Intraconnection | VOM | 0 | PJ | PJ | CH4 Pipeline |  |  |  | 0.40573 | 0
LCP_Inputs_ON_Diverse_IEA_2023_05_05 | 2043 |  |  | Electricity |  | Dispatch-Intraconnection | VOM | 0 | PJ | PJ | Electricity Transmission Line |  |  |  | 0.40573 | 0
LCP_Inputs_ON_Diverse_IEA_2023_05_05 | 2043 |  |  | Hydrogen |  | Dispatch-Intraconnection | VOM | 0 | PJ | PJ | H2 Pipeline - New |  |  |  | 0.40573 | 0
LCP_Inputs_ON_Diverse_IEA_2023_05_05 | 2043 |  |  | Hydrogen |  | Dispatch-Intraconnection | VOM | 0 | PJ | PJ | H2 Pipeline - Repurposed |  |  |  | 0.40573 | 0
LCP_Inputs_ON_Diverse_IEA_2023_05_05 | 2043 |  |  | Electricity |  | Dispatch-Interconnection | VOM | 24874422.8974 | QC | NY | Electricity Transmission Line |  |  |  | 0.40573 | 10092208.3956
LCP_Inputs_ON_Diverse_IEA_2023_05_05 | 2043 |  |  | Methane |  | Dispatch-Interconnection | VOM | 0 | QC | ON | CH4 Pipeline |  |  |  | 0.40573 | 0
LCP_Inputs_ON_Diverse_IEA_2023_05_05 | 2043 |  |  | Electricity |  | Dispatch-Interconnection | VOM | 5924624.3384 | QC | ON | Electricity Transmission Line |  |  |  | 0.40573 | 2403776.1091
LCP_Inputs_ON_Diverse_IEA_2023_05_05 | 2043 |  |  | Hydrogen |  | Dispatch-Interconnection | VOM | 0 | QC | ON | H2 Pipeline - New |  |  |  | 0.40573 | 0
LCP_Inputs_ON_Diverse_IEA_2023_05_05 | 2043 |  |  | Hydrogen |  | Dispatch-Interconnection | VOM | 0 | QC | ON | H2 Pipeline - Repurposed |  |  |  | 0.40573 | 0
LCP_Inputs_ON_Diverse_IEA_2023_05_05 | 2043 |  |  | Methane |  | Dispatch-Intraconnection | VOM | 0 | QC | QC | CH4 Pipeline |  |  |  | 0.40573 | 0
LCP_Inputs_ON_Diverse_IEA_2023_05_05 | 2043 |  |  | Electricity |  | Dispatch-Intraconnection | VOM | 0 | QC | QC | Electricity Transmission Line |  |  |  | 0.40573 | 0
LCP_Inputs_ON_Diverse_IEA_2023_05_05 | 2043 |  |  | Hydrogen |  | Dispatch-Intraconnection | VOM | 0 | QC | QC | H2 Pipeline - New |  |  |  | 0.40573 | 0
LCP_Inputs_ON_Diverse_IEA_2023_05_05 | 2043 |  |  | Hydrogen |  | Dispatch-Intraconnection | VOM | 0 | QC | QC | H2 Pipeline - Repurposed |  |  |  | 0.40573 | 0
LCP_Inputs_ON_Diverse_IEA_2023_05_05 | 2043 |  |  | Electricity |  | Dispatch-Interconnection | VOM | 3397067.0011 | WC | MI | Electricity Transmission Line |  |  |  | 0.40573 | 1378279.5384
LCP_Inputs_ON_Diverse_IEA_2023_05_05 | 2043 |  |  | Methane |  | Dispatch-Interconnection | VOM | 0 | WC | ON | CH4 Pipeline |  |  |  | 0.40573 | 0
LCP_Inputs_ON_Diverse_IEA_2023_05_05 | 2043 |  |  | Electricity |  | Dispatch-Interconnection | VOM | 11841186.004 | WC | ON | Electricity Transmission Line |  |  |  | 0.40573 | 4804280.9796
LCP_Inputs_ON_Diverse_IEA_2023_05_05 | 2043 |  |  | Hydrogen |  | Dispatch-Interconnection | VOM | 0 | WC | ON | H2 Pipeline - New |  |  |  | 0.40573 | 0
LCP_Inputs_ON_Diverse_IEA_2023_05_05 | 2043 |  |  | Hydrogen |  | Dispatch-Interconnection | VOM | 0 | WC | ON | H2 Pipeline - Repurposed |  |  |  | 0.40573 | 0
LCP_Inputs_ON_Diverse_IEA_2023_05_05 | 2043 |  |  | Methane |  | Dispatch-Intraconnection | VOM | 0 | WC | WC | CH4 Pipeline |  |  |  | 0.40573 | 0
LCP_Inputs_ON_Diverse_IEA_2023_05_05 | 2043 |  |  | Electricity |  | Dispatch-Intraconnection | VOM | 0 | WC | WC | Electricity Transmission Line |  |  |  | 0.40573 | 0
LCP_Inputs_ON_Diverse_IEA_2023_05_05 | 2043 |  |  | Hydrogen |  | Dispatch-Intraconnection | VOM | 0 | WC | WC | H2 Pipeline - New |  |  |  | 0.40573 | 0
LCP_Inputs_ON_Diverse_IEA_2023_05_05 | 2043 |  |  | Hydrogen |  | Dispatch-Intraconnection | VOM | 0 | WC | WC | H2 Pipeline - Repurposed |  |  |  | 0.40573 | 0
LCP_Inputs_ON_Diverse_IEA_2023_05_05 | 2044 |  |  | Methane |  | Dispatch-Intraconnection | VOM | 0 | MI | MI | CH4 Pipeline |  |  |  | 0.39012 | 0
LCP_Inputs_ON_Diverse_IEA_2023_05_05 | 2044 |  |  | Electricity |  | Dispatch-Intraconnection | VOM | 0 | MI | MI | Electricity Transmission Line |  |  |  | 0.39012 | 0
LCP_Inputs_ON_Diverse_IEA_2023_05_05 | 2044 |  |  | Hydrogen |  | Dispatch-Intraconnection | VOM | 0 | MI | MI | H2 Pipeline - New |  |  |  | 0.39012 | 0
LCP_Inputs_ON_Diverse_IEA_2023_05_05 | 2044 |  |  | Hydrogen |  | Dispatch-Intraconnection | VOM | 0 | MI | MI | H2 Pipeline - Repurposed |  |  |  | 0.39012 | 0
LCP_Inputs_ON_Diverse_IEA_2023_05_05 | 2044 |  |  | Methane |  | Dispatch-Interconnection | VOM | 0 | MI | ON | CH4 Pipeline |  |  |  | 0.39012 | 0
LCP_Inputs_ON_Diverse_IEA_2023_05_05 | 2044 |  |  | Electricity |  | Dispatch-Interconnection | VOM | 22541266.8672 | MI | ON | Electricity Transmission Line |  |  |  | 0.39012 | 8793832.2638
LCP_Inputs_ON_Diverse_IEA_2023_05_05 | 2044 |  |  | Hydrogen |  | Dispatch-Interconnection | VOM | 0 | MI | ON | H2 Pipeline - New |  |  |  | 0.39012 | 0
LCP_Inputs_ON_Diverse_IEA_2023_05_05 | 2044 |  |  | Hydrogen |  | Dispatch-Interconnection | VOM | 0 | MI | ON | H2 Pipeline - Repurposed |  |  |  | 0.39012 | 0
LCP_Inputs_ON_Diverse_IEA_2023_05_05 | 2044 |  |  | Electricity |  | Dispatch-Interconnection | VOM | 3259556.4433 | MI | WC | Electricity Transmission Line |  |  |  | 0.39012 | 1271622.9654
LCP_Inputs_ON_Diverse_IEA_2023_05_05 | 2044 |  |  | Methane |  | Dispatch-Intraconnection | VOM | 0 | NY | NY | CH4 Pipeline |  |  |  | 0.39012 | 0
LCP_Inputs_ON_Diverse_IEA_2023_05_05 | 2044 |  |  | Electricity |  | Dispatch-Intraconnection | VOM | 0 | NY | NY | Electricity Transmission Line |  |  |  | 0.39012 | 0
LCP_Inputs_ON_Diverse_IEA_2023_05_05 | 2044 |  |  | Hydrogen |  | Dispatch-Intraconnection | VOM | 0 | NY | NY | H2 Pipeline - New |  |  |  | 0.39012 | 0
LCP_Inputs_ON_Diverse_IEA_2023_05_05 | 2044 |  |  | Hydrogen |  | Dispatch-Intraconnection | VOM | 0 | NY | NY | H2 Pipeline - Repurposed |  |  |  | 0.39012 | 0
LCP_Inputs_ON_Diverse_IEA_2023_05_05 | 2044 |  |  | Methane |  | Dispatch-Interconnection | VOM | 0 | NY | ON | CH4 Pipeline |  |  |  | 0.39012 | 0
LCP_Inputs_ON_Diverse_IEA_2023_05_05 | 2044 |  |  | Electricity |  | Dispatch-Interconnection | VOM | 15592644.6028 | NY | ON | Electricity Transmission Line |  |  |  | 0.39012 | 6083025.5014
LCP_Inputs_ON_Diverse_IEA_2023_05_05 | 2044 |  |  | Hydrogen |  | Dispatch-Interconnection | VOM | 0 | NY | ON | H2 Pipeline - New |  |  |  | 0.39012 | 0
LCP_Inputs_ON_Diverse_IEA_2023_05_05 | 2044 |  |  | Hydrogen |  | Dispatch-Interconnection | VOM | 0 | NY | ON | H2 Pipeline - Repurposed |  |  |  | 0.39012 | 0
LCP_Inputs_ON_Diverse_IEA_2023_05_05 | 2044 |  |  | Electricity |  | Dispatch-Interconnection | VOM | 25756211.9381 | NY | QC | Electricity Transmission Line |  |  |  | 0.39012 | 10048051.3748
LCP_Inputs_ON_Diverse_IEA_2023_05_05 | 2044 |  |  | Methane |  | Dispatch-Interconnection | VOM | 0 | ON | MI | CH4 Pipeline |  |  |  | 0.39012 | 0
LCP_Inputs_ON_Diverse_IEA_2023_05_05 | 2044 |  |  | Electricity |  | Dispatch-Interconnection | VOM | 17283457.6423 | ON | MI | Electricity Transmission Line |  |  |  | 0.39012 | 6742647.9772
LCP_Inputs_ON_Diverse_IEA_2023_05_05 | 2044 |  |  | Hydrogen |  | Dispatch-Interconnection | VOM | 0 | ON | MI | H2 Pipeline - New |  |  |  | 0.39012 | 0
LCP_Inputs_ON_Diverse_IEA_2023_05_05 | 2044 |  |  | Hydrogen |  | Dispatch-Interconnection | VOM | 0 | ON | MI | H2 Pipeline - Repurposed |  |  |  | 0.39012 | 0
LCP_Inputs_ON_Diverse_IEA_2023_05_05 | 2044 |  |  | Methane |  | Dispatch-Interconnection | VOM | 0 | ON | NY | CH4 Pipeline |  |  |  | 0.39012 | 0
LCP_Inputs_ON_Diverse_IEA_2023_05_05 | 2044 |  |  | Electricity |  | Dispatch-Interconnection | VOM | 16096352.4564 | ON | NY | Electricity Transmission Line |  |  |  | 0.39012 | 6279532.7518
LCP_Inputs_ON_Diverse_IEA_2023_05_05 | 2044 |  |  | Hydrogen |  | Dispatch-Interconnection | VOM | 0 | ON | NY | H2 Pipeline - New |  |  |  | 0.39012 | 0
LCP_Inputs_ON_Diverse_IEA_2023_05_05 | 2044 |  |  | Hydrogen |  | Dispatch-Interconnection | VOM | 0 | ON | NY | H2 Pipeline - Repurposed |  |  |  | 0.39012 | 0
LCP_Inputs_ON_Diverse_IEA_2023_05_05 | 2044 |  |  | Methane |  | Dispatch-Intraconnection | VOM | 520847193.3407 | ON | ON | CH4 Pipeline |  |  |  | 0.39012 | 203193674.9741
LCP_Inputs_ON_Diverse_IEA_2023_05_05 | 2044 |  |  | Electricity |  | Dispatch-Intraconnection | VOM | 0 | ON | ON | Electricity Transmission Line |  |  |  | 0.39012 | 0
LCP_Inputs_ON_Diverse_IEA_2023_05_05 | 2044 |  |  | Hydrogen |  | Dispatch-Intraconnection | VOM | 0 | ON | ON | H2 Pipeline - New |  |  |  | 0.39012 | 0
LCP_Inputs_ON_Diverse_IEA_2023_05_05 | 2044 |  |  | Hydrogen |  | Dispatch-Intraconnection | VOM | 941970860.5585 | ON | ON | H2 Pipeline - Repurposed |  |  |  | 0.39012 | 367483060.9103
LCP_Inputs_ON_Diverse_IEA_2023_05_05 | 2044 |  |  | Methane |  | Dispatch-Interconnection | VOM | 0 | ON | PJ | CH4 Pipeline |  |  |  | 0.39012 | 0
LCP_Inputs_ON_Diverse_IEA_2023_05_05 | 2044 |  |  | Electricity |  | Dispatch-Interconnection | VOM | 25263351.9224 | ON | PJ | Electricity Transmission Line |  |  |  | 0.39012 | 9855776.0989
LCP_Inputs_ON_Diverse_IEA_2023_05_05 | 2044 |  |  | Hydrogen |  | Dispatch-Interconnection | VOM | 0 | ON | PJ | H2 Pipeline - New |  |  |  | 0.39012 | 0
LCP_Inputs_ON_Diverse_IEA_2023_05_05 | 2044 |  |  | Hydrogen |  | Dispatch-Interconnection | VOM | 0 | ON | PJ | H2 Pipeline - Repurposed |  |  |  | 0.39012 | 0
LCP_Inputs_ON_Diverse_IEA_2023_05_05 | 2044 |  |  | Methane |  | Dispatch-Interconnection | VOM | 0 | ON | QC | CH4 Pipeline |  |  |  | 0.39012 | 0
LCP_Inputs_ON_Diverse_IEA_2023_05_05 | 2044 |  |  | Electricity |  | Dispatch-Interconnection | VOM | 4783115.0529 | ON | QC | Electricity Transmission Line |  |  |  | 0.39012 | 1865995.8964
LCP_Inputs_ON_Diverse_IEA_2023_05_05 | 2044 |  |  | Hydrogen |  | Dispatch-Interconnection | VOM | 0 | ON | QC | H2 Pipeline - New |  |  |  | 0.39012 | 0
LCP_Inputs_ON_Diverse_IEA_2023_05_05 | 2044 |  |  | Hydrogen |  | Dispatch-Interconnection | VOM | 0 | ON | QC | H2 Pipeline - Repurposed |  |  |  | 0.39012 | 0
LCP_Inputs_ON_Diverse_IEA_2023_05_05 | 2044 |  |  | Methane |  | Dispatch-Interconnection | VOM | 0 | ON | WC | CH4 Pipeline |  |  |  | 0.39012 | 0
LCP_Inputs_ON_Diverse_IEA_2023_05_05 | 2044 |  |  | Electricity |  | Dispatch-Interconnection | VOM | 378012.8428 | ON | WC | Electricity Transmission Line |  |  |  | 0.39012 | 147470.9275
LCP_Inputs_ON_Diverse_IEA_2023_05_05 | 2044 |  |  | Hydrogen |  | Dispatch-Interconnection | VOM | 0 | ON | WC | H2 Pipeline - New |  |  |  | 0.39012 | 0
LCP_Inputs_ON_Diverse_IEA_2023_05_05 | 2044 |  |  | Hydrogen |  | Dispatch-Interconnection | VOM | 0 | ON | WC | H2 Pipeline - Repurposed |  |  |  | 0.39012 | 0
LCP_Inputs_ON_Diverse_IEA_2023_05_05 | 2044 |  |  | Methane |  | Dispatch-Interconnection | VOM | 0 | PJ | ON | CH4 Pipeline |  |  |  | 0.39012 | 0
LCP_Inputs_ON_Diverse_IEA_2023_05_05 | 2044 |  |  | Electricity |  | Dispatch-Interconnection | VOM | 17636814.0259 | PJ | ON | Electricity Transmission Line |  |  |  | 0.39012 | 6880499.8905
LCP_Inputs_ON_Diverse_IEA_2023_05_05 | 2044 |  |  | Hydrogen |  | Dispatch-Interconnection | VOM | 0 | PJ | ON | H2 Pipeline - New |  |  |  | 0.39012 | 0
LCP_Inputs_ON_Diverse_IEA_2023_05_05 | 2044 |  |  | Hydrogen |  | Dispatch-Interconnection | VOM | 0 | PJ | ON | H2 Pipeline - Repurposed |  |  |  | 0.39012 | 0
LCP_Inputs_ON_Diverse_IEA_2023_05_05 | 2044 |  |  | Methane |  | Dispatch-Intraconnection | VOM | 0 | PJ | PJ | CH4 Pipeline |  |  |  | 0.39012 | 0
LCP_Inputs_ON_Diverse_IEA_2023_05_05 | 2044 |  |  | Electricity |  | Dispatch-Intraconnection | VOM | 0 | PJ | PJ | Electricity Transmission Line |  |  |  | 0.39012 | 0
LCP_Inputs_ON_Diverse_IEA_2023_05_05 | 2044 |  |  | Hydrogen |  | Dispatch-Intraconnection | VOM | 0 | PJ | PJ | H2 Pipeline - New |  |  |  | 0.39012 | 0
LCP_Inputs_ON_Diverse_IEA_2023_05_05 | 2044 |  |  | Hydrogen |  | Dispatch-Intraconnection | VOM | 0 | PJ | PJ | H2 Pipeline - Repurposed |  |  |  | 0.39012 | 0
LCP_Inputs_ON_Diverse_IEA_2023_05_05 | 2044 |  |  | Electricity |  | Dispatch-Interconnection | VOM | 24874422.8974 | QC | NY | Electricity Transmission Line |  |  |  | 0.39012 | 9704046.5342
LCP_Inputs_ON_Diverse_IEA_2023_05_05 | 2044 |  |  | Methane |  | Dispatch-Interconnection | VOM | 0 | QC | ON | CH4 Pipeline |  |  |  | 0.39012 | 0
LCP_Inputs_ON_Diverse_IEA_2023_05_05 | 2044 |  |  | Electricity |  | Dispatch-Interconnection | VOM | 5924624.3384 | QC | ON | Electricity Transmission Line |  |  |  | 0.39012 | 2311323.1818
LCP_Inputs_ON_Diverse_IEA_2023_05_05 | 2044 |  |  | Hydrogen |  | Dispatch-Interconnection | VOM | 0 | QC | ON | H2 Pipeline - New |  |  |  | 0.39012 | 0
LCP_Inputs_ON_Diverse_IEA_2023_05_05 | 2044 |  |  | Hydrogen |  | Dispatch-Interconnection | VOM | 0 | QC | ON | H2 Pipeline - Repurposed |  |  |  | 0.39012 | 0
LCP_Inputs_ON_Diverse_IEA_2023_05_05 | 2044 |  |  | Methane |  | Dispatch-Intraconnection | VOM | 0 | QC | QC | CH4 Pipeline |  |  |  | 0.39012 | 0
LCP_Inputs_ON_Diverse_IEA_2023_05_05 | 2044 |  |  | Electricity |  | Dispatch-Intraconnection | VOM | 0 | QC | QC | Electricity Transmission Line |  |  |  | 0.39012 | 0
LCP_Inputs_ON_Diverse_IEA_2023_05_05 | 2044 |  |  | Hydrogen |  | Dispatch-Intraconnection | VOM | 0 | QC | QC | H2 Pipeline - New |  |  |  | 0.39012 | 0
LCP_Inputs_ON_Diverse_IEA_2023_05_05 | 2044 |  |  | Hydrogen |  | Dispatch-Intraconnection | VOM | 0 | QC | QC | H2 Pipeline - Repurposed |  |  |  | 0.39012 | 0
LCP_Inputs_ON_Diverse_IEA_2023_05_05 | 2044 |  |  | Electricity |  | Dispatch-Interconnection | VOM | 3397067.0011 | WC | MI | Electricity Transmission Line |  |  |  | 0.39012 | 1325268.7869
LCP_Inputs_ON_Diverse_IEA_2023_05_05 | 2044 |  |  | Methane |  | Dispatch-Interconnection | VOM | 0 | WC | ON | CH4 Pipeline |  |  |  | 0.39012 | 0
LCP_Inputs_ON_Diverse_IEA_2023_05_05 | 2044 |  |  | Electricity |  | Dispatch-Interconnection | VOM | 11841186.004 | WC | ON | Electricity Transmission Line |  |  |  | 0.39012 | 4619500.9419
LCP_Inputs_ON_Diverse_IEA_2023_05_05 | 2044 |  |  | Hydrogen |  | Dispatch-Interconnection | VOM | 0 | WC | ON | H2 Pipeline - New |  |  |  | 0.39012 | 0
LCP_Inputs_ON_Diverse_IEA_2023_05_05 | 2044 |  |  | Hydrogen |  | Dispatch-Interconnection | VOM | 0 | WC | ON | H2 Pipeline - Repurposed |  |  |  | 0.39012 | 0
LCP_Inputs_ON_Diverse_IEA_2023_05_05 | 2044 |  |  | Methane |  | Dispatch-Intraconnection | VOM | 0 | WC | WC | CH4 Pipeline |  |  |  | 0.39012 | 0
LCP_Inputs_ON_Diverse_IEA_2023_05_05 | 2044 |  |  | Electricity |  | Dispatch-Intraconnection | VOM | 0 | WC | WC | Electricity Transmission Line |  |  |  | 0.39012 | 0
LCP_Inputs_ON_Diverse_IEA_2023_05_05 | 2044 |  |  | Hydrogen |  | Dispatch-Intraconnection | VOM | 0 | WC | WC | H2 Pipeline - New |  |  |  | 0.39012 | 0
LCP_Inputs_ON_Diverse_IEA_2023_05_05 | 2044 |  |  | Hydrogen |  | Dispatch-Intraconnection | VOM | 0 | WC | WC | H2 Pipeline - Repurposed |  |  |  | 0.39012 | 0
LCP_Inputs_ON_Diverse_IEA_2023_05_05 | 2045 |  |  | Methane |  | Dispatch-Intraconnection | VOM | 0 | MI | MI | CH4 Pipeline |  |  |  | 0.37512 | 0
LCP_Inputs_ON_Diverse_IEA_2023_05_05 | 2045 |  |  | Electricity |  | Dispatch-Intraconnection | VOM | 0 | MI | MI | Electricity Transmission Line |  |  |  | 0.37512 | 0
LCP_Inputs_ON_Diverse_IEA_2023_05_05 | 2045 |  |  | Hydrogen |  | Dispatch-Intraconnection | VOM | 0 | MI | MI | H2 Pipeline - New |  |  |  | 0.37512 | 0
LCP_Inputs_ON_Diverse_IEA_2023_05_05 | 2045 |  |  | Hydrogen |  | Dispatch-Intraconnection | VOM | 0 | MI | MI | H2 Pipeline - Repurposed |  |  |  | 0.37512 | 0
LCP_Inputs_ON_Diverse_IEA_2023_05_05 | 2045 |  |  | Methane |  | Dispatch-Interconnection | VOM | 0 | MI | ON | CH4 Pipeline |  |  |  | 0.37512 | 0
LCP_Inputs_ON_Diverse_IEA_2023_05_05 | 2045 |  |  | Electricity |  | Dispatch-Interconnection | VOM | 22541266.8672 | MI | ON | Electricity Transmission Line |  |  |  | 0.37512 | 8455607.946
LCP_Inputs_ON_Diverse_IEA_2023_05_05 | 2045 |  |  | Hydrogen |  | Dispatch-Interconnection | VOM | 0 | MI | ON | H2 Pipeline - New |  |  |  | 0.37512 | 0
LCP_Inputs_ON_Diverse_IEA_2023_05_05 | 2045 |  |  | Hydrogen |  | Dispatch-Interconnection | VOM | 0 | MI | ON | H2 Pipeline - Repurposed |  |  |  | 0.37512 | 0
LCP_Inputs_ON_Diverse_IEA_2023_05_05 | 2045 |  |  | Electricity |  | Dispatch-Interconnection | VOM | 3259556.4433 | MI | WC | Electricity Transmission Line |  |  |  | 0.37512 | 1222714.3898
LCP_Inputs_ON_Diverse_IEA_2023_05_05 | 2045 |  |  | Methane |  | Dispatch-Intraconnection | VOM | 0 | NY | NY | CH4 Pipeline |  |  |  | 0.37512 | 0
LCP_Inputs_ON_Diverse_IEA_2023_05_05 | 2045 |  |  | Electricity |  | Dispatch-Intraconnection | VOM | 0 | NY | NY | Electricity Transmission Line |  |  |  | 0.37512 | 0
LCP_Inputs_ON_Diverse_IEA_2023_05_05 | 2045 |  |  | Hydrogen |  | Dispatch-Intraconnection | VOM | 0 | NY | NY | H2 Pipeline - New |  |  |  | 0.37512 | 0
LCP_Inputs_ON_Diverse_IEA_2023_05_05 | 2045 |  |  | Hydrogen |  | Dispatch-Intraconnection | VOM | 0 | NY | NY | H2 Pipeline - Repurposed |  |  |  | 0.37512 | 0
LCP_Inputs_ON_Diverse_IEA_2023_05_05 | 2045 |  |  | Methane |  | Dispatch-Interconnection | VOM | 0 | NY | ON | CH4 Pipeline |  |  |  | 0.37512 | 0
LCP_Inputs_ON_Diverse_IEA_2023_05_05 | 2045 |  |  | Electricity |  | Dispatch-Interconnection | VOM | 15592644.6028 | NY | ON | Electricity Transmission Line |  |  |  | 0.37512 | 5849062.9821
LCP_Inputs_ON_Diverse_IEA_2023_05_05 | 2045 |  |  | Hydrogen |  | Dispatch-Interconnection | VOM | 0 | NY | ON | H2 Pipeline - New |  |  |  | 0.37512 | 0
LCP_Inputs_ON_Diverse_IEA_2023_05_05 | 2045 |  |  | Hydrogen |  | Dispatch-Interconnection | VOM | 0 | NY | ON | H2 Pipeline - Repurposed |  |  |  | 0.37512 | 0
LCP_Inputs_ON_Diverse_IEA_2023_05_05 | 2045 |  |  | Electricity |  | Dispatch-Interconnection | VOM | 25756211.9381 | NY | QC | Electricity Transmission Line |  |  |  | 0.37512 | 9661587.8604
LCP_Inputs_ON_Diverse_IEA_2023_05_05 | 2045 |  |  | Methane |  | Dispatch-Interconnection | VOM | 0 | ON | MI | CH4 Pipeline |  |  |  | 0.37512 | 0
LCP_Inputs_ON_Diverse_IEA_2023_05_05 | 2045 |  |  | Electricity |  | Dispatch-Interconnection | VOM | 17283457.6423 | ON | MI | Electricity Transmission Line |  |  |  | 0.37512 | 6483315.3627
LCP_Inputs_ON_Diverse_IEA_2023_05_05 | 2045 |  |  | Hydrogen |  | Dispatch-Interconnection | VOM | 0 | ON | MI | H2 Pipeline - New |  |  |  | 0.37512 | 0
LCP_Inputs_ON_Diverse_IEA_2023_05_05 | 2045 |  |  | Hydrogen |  | Dispatch-Interconnection | VOM | 0 | ON | MI | H2 Pipeline - Repurposed |  |  |  | 0.37512 | 0
LCP_Inputs_ON_Diverse_IEA_2023_05_05 | 2045 |  |  | Methane |  | Dispatch-Interconnection | VOM | 0 | ON | NY | CH4 Pipeline |  |  |  | 0.37512 | 0
LCP_Inputs_ON_Diverse_IEA_2023_05_05 | 2045 |  |  | Electricity |  | Dispatch-Interconnection | VOM | 16096352.4564 | ON | NY | Electricity Transmission Line |  |  |  | 0.37512 | 6038012.2614
LCP_Inputs_ON_Diverse_IEA_2023_05_05 | 2045 |  |  | Hydrogen |  | Dispatch-Interconnection | VOM | 0 | ON | NY | H2 Pipeline - New |  |  |  | 0.37512 | 0
LCP_Inputs_ON_Diverse_IEA_2023_05_05 | 2045 |  |  | Hydrogen |  | Dispatch-Interconnection | VOM | 0 | ON | NY | H2 Pipeline - Repurposed |  |  |  | 0.37512 | 0
LCP_Inputs_ON_Diverse_IEA_2023_05_05 | 2045 |  |  | Methane |  | Dispatch-Intraconnection | VOM | 520847193.3407 | ON | ON | CH4 Pipeline |  |  |  | 0.37512 | 195378533.6289
LCP_Inputs_ON_Diverse_IEA_2023_05_05 | 2045 |  |  | Electricity |  | Dispatch-Intraconnection | VOM | 0 | ON | ON | Electricity Transmission Line |  |  |  | 0.37512 | 0
LCP_Inputs_ON_Diverse_IEA_2023_05_05 | 2045 |  |  | Hydrogen |  | Dispatch-Intraconnection | VOM | 0 | ON | ON | H2 Pipeline - New |  |  |  | 0.37512 | 0
LCP_Inputs_ON_Diverse_IEA_2023_05_05 | 2045 |  |  | Hydrogen |  | Dispatch-Intraconnection | VOM | 941970860.5585 | ON | ON | H2 Pipeline - Repurposed |  |  |  | 0.37512 | 353349097.0291
LCP_Inputs_ON_Diverse_IEA_2023_05_05 | 2045 |  |  | Methane |  | Dispatch-Interconnection | VOM | 0 | ON | PJ | CH4 Pipeline |  |  |  | 0.37512 | 0
LCP_Inputs_ON_Diverse_IEA_2023_05_05 | 2045 |  |  | Electricity |  | Dispatch-Interconnection | VOM | 25263351.9224 | ON | PJ | Electricity Transmission Line |  |  |  | 0.37512 | 9476707.7874
LCP_Inputs_ON_Diverse_IEA_2023_05_05 | 2045 |  |  | Hydrogen |  | Dispatch-Interconnection | VOM | 0 | ON | PJ | H2 Pipeline - New |  |  |  | 0.37512 | 0
LCP_Inputs_ON_Diverse_IEA_2023_05_05 | 2045 |  |  | Hydrogen |  | Dispatch-Interconnection | VOM | 0 | ON | PJ | H2 Pipeline - Repurposed |  |  |  | 0.37512 | 0
LCP_Inputs_ON_Diverse_IEA_2023_05_05 | 2045 |  |  | Methane |  | Dispatch-Interconnection | VOM | 0 | ON | QC | CH4 Pipeline |  |  |  | 0.37512 | 0
LCP_Inputs_ON_Diverse_IEA_2023_05_05 | 2045 |  |  | Electricity |  | Dispatch-Interconnection | VOM | 4783115.0529 | ON | QC | Electricity Transmission Line |  |  |  | 0.37512 | 1794226.8234
LCP_Inputs_ON_Diverse_IEA_2023_05_05 | 2045 |  |  | Hydrogen |  | Dispatch-Interconnection | VOM | 0 | ON | QC | H2 Pipeline - New |  |  |  | 0.37512 | 0
LCP_Inputs_ON_Diverse_IEA_2023_05_05 | 2045 |  |  | Hydrogen |  | Dispatch-Interconnection | VOM | 0 | ON | QC | H2 Pipeline - Repurposed |  |  |  | 0.37512 | 0
LCP_Inputs_ON_Diverse_IEA_2023_05_05 | 2045 |  |  | Methane |  | Dispatch-Interconnection | VOM | 0 | ON | WC | CH4 Pipeline |  |  |  | 0.37512 | 0
LCP_Inputs_ON_Diverse_IEA_2023_05_05 | 2045 |  |  | Electricity |  | Dispatch-Interconnection | VOM | 378012.8428 | ON | WC | Electricity Transmission Line |  |  |  | 0.37512 | 141798.9688
LCP_Inputs_ON_Diverse_IEA_2023_05_05 | 2045 |  |  | Hydrogen |  | Dispatch-Interconnection | VOM | 0 | ON | WC | H2 Pipeline - New |  |  |  | 0.37512 | 0
LCP_Inputs_ON_Diverse_IEA_2023_05_05 | 2045 |  |  | Hydrogen |  | Dispatch-Interconnection | VOM | 0 | ON | WC | H2 Pipeline - Repurposed |  |  |  | 0.37512 | 0
LCP_Inputs_ON_Diverse_IEA_2023_05_05 | 2045 |  |  | Methane |  | Dispatch-Interconnection | VOM | 0 | PJ | ON | CH4 Pipeline |  |  |  | 0.37512 | 0
LCP_Inputs_ON_Diverse_IEA_2023_05_05 | 2045 |  |  | Electricity |  | Dispatch-Interconnection | VOM | 17636814.0259 | PJ | ON | Electricity Transmission Line |  |  |  | 0.37512 | 6615865.2794
LCP_Inputs_ON_Diverse_IEA_2023_05_05 | 2045 |  |  | Hydrogen |  | Dispatch-Interconnection | VOM | 0 | PJ | ON | H2 Pipeline - New |  |  |  | 0.37512 | 0
LCP_Inputs_ON_Diverse_IEA_2023_05_05 | 2045 |  |  | Hydrogen |  | Dispatch-Interconnection | VOM | 0 | PJ | ON | H2 Pipeline - Repurposed |  |  |  | 0.37512 | 0
LCP_Inputs_ON_Diverse_IEA_2023_05_05 | 2045 |  |  | Methane |  | Dispatch-Intraconnection | VOM | 0 | PJ | PJ | CH4 Pipeline |  |  |  | 0.37512 | 0
LCP_Inputs_ON_Diverse_IEA_2023_05_05 | 2045 |  |  | Electricity |  | Dispatch-Intraconnection | VOM | 0 | PJ | PJ | Electricity Transmission Line |  |  |  | 0.37512 | 0
LCP_Inputs_ON_Diverse_IEA_2023_05_05 | 2045 |  |  | Hydrogen |  | Dispatch-Intraconnection | VOM | 0 | PJ | PJ | H2 Pipeline - New |  |  |  | 0.37512 | 0
LCP_Inputs_ON_Diverse_IEA_2023_05_05 | 2045 |  |  | Hydrogen |  | Dispatch-Intraconnection | VOM | 0 | PJ | PJ | H2 Pipeline - Repurposed |  |  |  | 0.37512 | 0
LCP_Inputs_ON_Diverse_IEA_2023_05_05 | 2045 |  |  | Electricity |  | Dispatch-Interconnection | VOM | 24874422.8974 | QC | NY | Electricity Transmission Line |  |  |  | 0.37512 | 9330813.9752
LCP_Inputs_ON_Diverse_IEA_2023_05_05 | 2045 |  |  | Methane |  | Dispatch-Interconnection | VOM | 0 | QC | ON | CH4 Pipeline |  |  |  | 0.37512 | 0
LCP_Inputs_ON_Diverse_IEA_2023_05_05 | 2045 |  |  | Electricity |  | Dispatch-Interconnection | VOM | 5924624.3384 | QC | ON | Electricity Transmission Line |  |  |  | 0.37512 | 2222426.1364
LCP_Inputs_ON_Diverse_IEA_2023_05_05 | 2045 |  |  | Hydrogen |  | Dispatch-Interconnection | VOM | 0 | QC | ON | H2 Pipeline - New |  |  |  | 0.37512 | 0
LCP_Inputs_ON_Diverse_IEA_2023_05_05 | 2045 |  |  | Hydrogen |  | Dispatch-Interconnection | VOM | 0 | QC | ON | H2 Pipeline - Repurposed |  |  |  | 0.37512 | 0
LCP_Inputs_ON_Diverse_IEA_2023_05_05 | 2045 |  |  | Methane |  | Dispatch-Intraconnection | VOM | 0 | QC | QC | CH4 Pipeline |  |  |  | 0.37512 | 0
LCP_Inputs_ON_Diverse_IEA_2023_05_05 | 2045 |  |  | Electricity |  | Dispatch-Intraconnection | VOM | 0 | QC | QC | Electricity Transmission Line |  |  |  | 0.37512 | 0
LCP_Inputs_ON_Diverse_IEA_2023_05_05 | 2045 |  |  | Hydrogen |  | Dispatch-Intraconnection | VOM | 0 | QC | QC | H2 Pipeline - New |  |  |  | 0.37512 | 0
LCP_Inputs_ON_Diverse_IEA_2023_05_05 | 2045 |  |  | Hydrogen |  | Dispatch-Intraconnection | VOM | 0 | QC | QC | H2 Pipeline - Repurposed |  |  |  | 0.37512 | 0
LCP_Inputs_ON_Diverse_IEA_2023_05_05 | 2045 |  |  | Electricity |  | Dispatch-Interconnection | VOM | 3397067.0011 | WC | MI | Electricity Transmission Line |  |  |  | 0.37512 | 1274296.9105
LCP_Inputs_ON_Diverse_IEA_2023_05_05 | 2045 |  |  | Methane |  | Dispatch-Interconnection | VOM | 0 | WC | ON | CH4 Pipeline |  |  |  | 0.37512 | 0
LCP_Inputs_ON_Diverse_IEA_2023_05_05 | 2045 |  |  | Electricity |  | Dispatch-Interconnection | VOM | 11841186.004 | WC | ON | Electricity Transmission Line |  |  |  | 0.37512 | 4441827.8287
LCP_Inputs_ON_Diverse_IEA_2023_05_05 | 2045 |  |  | Hydrogen |  | Dispatch-Interconnection | VOM | 0 | WC | ON | H2 Pipeline - New |  |  |  | 0.37512 | 0
LCP_Inputs_ON_Diverse_IEA_2023_05_05 | 2045 |  |  | Hydrogen |  | Dispatch-Interconnection | VOM | 0 | WC | ON | H2 Pipeline - Repurposed |  |  |  | 0.37512 | 0
LCP_Inputs_ON_Diverse_IEA_2023_05_05 | 2045 |  |  | Methane |  | Dispatch-Intraconnection | VOM | 0 | WC | WC | CH4 Pipeline |  |  |  | 0.37512 | 0
LCP_Inputs_ON_Diverse_IEA_2023_05_05 | 2045 |  |  | Electricity |  | Dispatch-Intraconnection | VOM | 0 | WC | WC | Electricity Transmission Line |  |  |  | 0.37512 | 0
LCP_Inputs_ON_Diverse_IEA_2023_05_05 | 2045 |  |  | Hydrogen |  | Dispatch-Intraconnection | VOM | 0 | WC | WC | H2 Pipeline - New |  |  |  | 0.37512 | 0
LCP_Inputs_ON_Diverse_IEA_2023_05_05 | 2045 |  |  | Hydrogen |  | Dispatch-Intraconnection | VOM | 0 | WC | WC | H2 Pipeline - Repurposed |  |  |  | 0.37512 | 0
LCP_Inputs_ON_Diverse_IEA_2023_05_05 | 2046 |  |  | Methane |  | Dispatch-Intraconnection | VOM | 0 | MI | MI | CH4 Pipeline |  |  |  | 0.36069 | 0
LCP_Inputs_ON_Diverse_IEA_2023_05_05 | 2046 |  |  | Electricity |  | Dispatch-Intraconnection | VOM | 0 | MI | MI | Electricity Transmission Line |  |  |  | 0.36069 | 0
LCP_Inputs_ON_Diverse_IEA_2023_05_05 | 2046 |  |  | Hydrogen |  | Dispatch-Intraconnection | VOM | 0 | MI | MI | H2 Pipeline - New |  |  |  | 0.36069 | 0
LCP_Inputs_ON_Diverse_IEA_2023_05_05 | 2046 |  |  | Hydrogen |  | Dispatch-Intraconnection | VOM | 0 | MI | MI | H2 Pipeline - Repurposed |  |  |  | 0.36069 | 0
LCP_Inputs_ON_Diverse_IEA_2023_05_05 | 2046 |  |  | Methane |  | Dispatch-Interconnection | VOM | 0 | MI | ON | CH4 Pipeline |  |  |  | 0.36069 | 0
LCP_Inputs_ON_Diverse_IEA_2023_05_05 | 2046 |  |  | Electricity |  | Dispatch-Interconnection | VOM | 22541266.8672 | MI | ON | Electricity Transmission Line |  |  |  | 0.36069 | 8130392.2557
LCP_Inputs_ON_Diverse_IEA_2023_05_05 | 2046 |  |  | Hydrogen |  | Dispatch-Interconnection | VOM | 0 | MI | ON | H2 Pipeline - New |  |  |  | 0.36069 | 0
LCP_Inputs_ON_Diverse_IEA_2023_05_05 | 2046 |  |  | Hydrogen |  | Dispatch-Interconnection | VOM | 0 | MI | ON | H2 Pipeline - Repurposed |  |  |  | 0.36069 | 0
LCP_Inputs_ON_Diverse_IEA_2023_05_05 | 2046 |  |  | Electricity |  | Dispatch-Interconnection | VOM | 3259556.4433 | MI | WC | Electricity Transmission Line |  |  |  | 0.36069 | 1175686.9133
LCP_Inputs_ON_Diverse_IEA_2023_05_05 | 2046 |  |  | Methane |  | Dispatch-Intraconnection | VOM | 0 | NY | NY | CH4 Pipeline |  |  |  | 0.36069 | 0
LCP_Inputs_ON_Diverse_IEA_2023_05_05 | 2046 |  |  | Electricity |  | Dispatch-Intraconnection | VOM | 0 | NY | NY | Electricity Transmission Line |  |  |  | 0.36069 | 0
LCP_Inputs_ON_Diverse_IEA_2023_05_05 | 2046 |  |  | Hydrogen |  | Dispatch-Intraconnection | VOM | 0 | NY | NY | H2 Pipeline - New |  |  |  | 0.36069 | 0
LCP_Inputs_ON_Diverse_IEA_2023_05_05 | 2046 |  |  | Hydrogen |  | Dispatch-Intraconnection | VOM | 0 | NY | NY | H2 Pipeline - Repurposed |  |  |  | 0.36069 | 0
LCP_Inputs_ON_Diverse_IEA_2023_05_05 | 2046 |  |  | Methane |  | Dispatch-Interconnection | VOM | 0 | NY | ON | CH4 Pipeline |  |  |  | 0.36069 | 0
LCP_Inputs_ON_Diverse_IEA_2023_05_05 | 2046 |  |  | Electricity |  | Dispatch-Interconnection | VOM | 15592644.6028 | NY | ON | Electricity Transmission Line |  |  |  | 0.36069 | 5624099.0212
LCP_Inputs_ON_Diverse_IEA_2023_05_05 | 2046 |  |  | Hydrogen |  | Dispatch-Interconnection | VOM | 0 | NY | ON | H2 Pipeline - New |  |  |  | 0.36069 | 0
LCP_Inputs_ON_Diverse_IEA_2023_05_05 | 2046 |  |  | Hydrogen |  | Dispatch-Interconnection | VOM | 0 | NY | ON | H2 Pipeline - Repurposed |  |  |  | 0.36069 | 0
LCP_Inputs_ON_Diverse_IEA_2023_05_05 | 2046 |  |  | Electricity |  | Dispatch-Interconnection | VOM | 25756211.9381 | NY | QC | Electricity Transmission Line |  |  |  | 0.36069 | 9289988.3273
LCP_Inputs_ON_Diverse_IEA_2023_05_05 | 2046 |  |  | Methane |  | Dispatch-Interconnection | VOM | 0 | ON | MI | CH4 Pipeline |  |  |  | 0.36069 | 0
LCP_Inputs_ON_Diverse_IEA_2023_05_05 | 2046 |  |  | Electricity |  | Dispatch-Interconnection | VOM | 17283457.6423 | ON | MI | Electricity Transmission Line |  |  |  | 0.36069 | 6233957.0795
LCP_Inputs_ON_Diverse_IEA_2023_05_05 | 2046 |  |  | Hydrogen |  | Dispatch-Interconnection | VOM | 0 | ON | MI | H2 Pipeline - New |  |  |  | 0.36069 | 0
LCP_Inputs_ON_Diverse_IEA_2023_05_05 | 2046 |  |  | Hydrogen |  | Dispatch-Interconnection | VOM | 0 | ON | MI | H2 Pipeline - Repurposed |  |  |  | 0.36069 | 0
LCP_Inputs_ON_Diverse_IEA_2023_05_05 | 2046 |  |  | Methane |  | Dispatch-Interconnection | VOM | 0 | ON | NY | CH4 Pipeline |  |  |  | 0.36069 | 0
LCP_Inputs_ON_Diverse_IEA_2023_05_05 | 2046 |  |  | Electricity |  | Dispatch-Interconnection | VOM | 16096352.4564 | ON | NY | Electricity Transmission Line |  |  |  | 0.36069 | 5805781.0206
LCP_Inputs_ON_Diverse_IEA_2023_05_05 | 2046 |  |  | Hydrogen |  | Dispatch-Interconnection | VOM | 0 | ON | NY | H2 Pipeline - New |  |  |  | 0.36069 | 0
LCP_Inputs_ON_Diverse_IEA_2023_05_05 | 2046 |  |  | Hydrogen |  | Dispatch-Interconnection | VOM | 0 | ON | NY | H2 Pipeline - Repurposed |  |  |  | 0.36069 | 0
LCP_Inputs_ON_Diverse_IEA_2023_05_05 | 2046 |  |  | Methane |  | Dispatch-Intraconnection | VOM | 520847193.3407 | ON | ON | CH4 Pipeline |  |  |  | 0.36069 | 187863974.6432
LCP_Inputs_ON_Diverse_IEA_2023_05_05 | 2046 |  |  | Electricity |  | Dispatch-Intraconnection | VOM | 0 | ON | ON | Electricity Transmission Line |  |  |  | 0.36069 | 0
LCP_Inputs_ON_Diverse_IEA_2023_05_05 | 2046 |  |  | Hydrogen |  | Dispatch-Intraconnection | VOM | 0 | ON | ON | H2 Pipeline - New |  |  |  | 0.36069 | 0
LCP_Inputs_ON_Diverse_IEA_2023_05_05 | 2046 |  |  | Hydrogen |  | Dispatch-Intraconnection | VOM | 941970860.5585 | ON | ON | H2 Pipeline - Repurposed |  |  |  | 0.36069 | 339758747.1434
LCP_Inputs_ON_Diverse_IEA_2023_05_05 | 2046 |  |  | Methane |  | Dispatch-Interconnection | VOM | 0 | ON | PJ | CH4 Pipeline |  |  |  | 0.36069 | 0
LCP_Inputs_ON_Diverse_IEA_2023_05_05 | 2046 |  |  | Electricity |  | Dispatch-Interconnection | VOM | 25263351.9224 | ON | PJ | Electricity Transmission Line |  |  |  | 0.36069 | 9112219.0263
LCP_Inputs_ON_Diverse_IEA_2023_05_05 | 2046 |  |  | Hydrogen |  | Dispatch-Interconnection | VOM | 0 | ON | PJ | H2 Pipeline - New |  |  |  | 0.36069 | 0
LCP_Inputs_ON_Diverse_IEA_2023_05_05 | 2046 |  |  | Hydrogen |  | Dispatch-Interconnection | VOM | 0 | ON | PJ | H2 Pipeline - Repurposed |  |  |  | 0.36069 | 0
LCP_Inputs_ON_Diverse_IEA_2023_05_05 | 2046 |  |  | Methane |  | Dispatch-Interconnection | VOM | 0 | ON | QC | CH4 Pipeline |  |  |  | 0.36069 | 0
LCP_Inputs_ON_Diverse_IEA_2023_05_05 | 2046 |  |  | Electricity |  | Dispatch-Interconnection | VOM | 4783115.0529 | ON | QC | Electricity Transmission Line |  |  |  | 0.36069 | 1725218.0995
LCP_Inputs_ON_Diverse_IEA_2023_05_05 | 2046 |  |  | Hydrogen |  | Dispatch-Interconnection | VOM | 0 | ON | QC | H2 Pipeline - New |  |  |  | 0.36069 | 0
LCP_Inputs_ON_Diverse_IEA_2023_05_05 | 2046 |  |  | Hydrogen |  | Dispatch-Interconnection | VOM | 0 | ON | QC | H2 Pipeline - Repurposed |  |  |  | 0.36069 | 0
LCP_Inputs_ON_Diverse_IEA_2023_05_05 | 2046 |  |  | Methane |  | Dispatch-Interconnection | VOM | 0 | ON | WC | CH4 Pipeline |  |  |  | 0.36069 | 0
LCP_Inputs_ON_Diverse_IEA_2023_05_05 | 2046 |  |  | Electricity |  | Dispatch-Interconnection | VOM | 378012.8428 | ON | WC | Electricity Transmission Line |  |  |  | 0.36069 | 136345.1623
LCP_Inputs_ON_Diverse_IEA_2023_05_05 | 2046 |  |  | Hydrogen |  | Dispatch-Interconnection | VOM | 0 | ON | WC | H2 Pipeline - New |  |  |  | 0.36069 | 0
LCP_Inputs_ON_Diverse_IEA_2023_05_05 | 2046 |  |  | Hydrogen |  | Dispatch-Interconnection | VOM | 0 | ON | WC | H2 Pipeline - Repurposed |  |  |  | 0.36069 | 0
LCP_Inputs_ON_Diverse_IEA_2023_05_05 | 2046 |  |  | Methane |  | Dispatch-Interconnection | VOM | 0 | PJ | ON | CH4 Pipeline |  |  |  | 0.36069 | 0
LCP_Inputs_ON_Diverse_IEA_2023_05_05 | 2046 |  |  | Electricity |  | Dispatch-Interconnection | VOM | 17636814.0259 | PJ | ON | Electricity Transmission Line |  |  |  | 0.36069 | 6361408.9225
LCP_Inputs_ON_Diverse_IEA_2023_05_05 | 2046 |  |  | Hydrogen |  | Dispatch-Interconnection | VOM | 0 | PJ | ON | H2 Pipeline - New |  |  |  | 0.36069 | 0
LCP_Inputs_ON_Diverse_IEA_2023_05_05 | 2046 |  |  | Hydrogen |  | Dispatch-Interconnection | VOM | 0 | PJ | ON | H2 Pipeline - Repurposed |  |  |  | 0.36069 | 0
LCP_Inputs_ON_Diverse_IEA_2023_05_05 | 2046 |  |  | Methane |  | Dispatch-Intraconnection | VOM | 0 | PJ | PJ | CH4 Pipeline |  |  |  | 0.36069 | 0
LCP_Inputs_ON_Diverse_IEA_2023_05_05 | 2046 |  |  | Electricity |  | Dispatch-Intraconnection | VOM | 0 | PJ | PJ | Electricity Transmission Line |  |  |  | 0.36069 | 0
LCP_Inputs_ON_Diverse_IEA_2023_05_05 | 2046 |  |  | Hydrogen |  | Dispatch-Intraconnection | VOM | 0 | PJ | PJ | H2 Pipeline - New |  |  |  | 0.36069 | 0
LCP_Inputs_ON_Diverse_IEA_2023_05_05 | 2046 |  |  | Hydrogen |  | Dispatch-Intraconnection | VOM | 0 | PJ | PJ | H2 Pipeline - Repurposed |  |  |  | 0.36069 | 0
LCP_Inputs_ON_Diverse_IEA_2023_05_05 | 2046 |  |  | Electricity |  | Dispatch-Interconnection | VOM | 24874422.8974 | QC | NY | Electricity Transmission Line |  |  |  | 0.36069 | 8971936.5146
LCP_Inputs_ON_Diverse_IEA_2023_05_05 | 2046 |  |  | Methane |  | Dispatch-Interconnection | VOM | 0 | QC | ON | CH4 Pipeline |  |  |  | 0.36069 | 0
LCP_Inputs_ON_Diverse_IEA_2023_05_05 | 2046 |  |  | Electricity |  | Dispatch-Interconnection | VOM | 5924624.3384 | QC | ON | Electricity Transmission Line |  |  |  | 0.36069 | 2136948.208
LCP_Inputs_ON_Diverse_IEA_2023_05_05 | 2046 |  |  | Hydrogen |  | Dispatch-Interconnection | VOM | 0 | QC | ON | H2 Pipeline - New |  |  |  | 0.36069 | 0
LCP_Inputs_ON_Diverse_IEA_2023_05_05 | 2046 |  |  | Hydrogen |  | Dispatch-Interconnection | VOM | 0 | QC | ON | H2 Pipeline - Repurposed |  |  |  | 0.36069 | 0
LCP_Inputs_ON_Diverse_IEA_2023_05_05 | 2046 |  |  | Methane |  | Dispatch-Intraconnection | VOM | 0 | QC | QC | CH4 Pipeline |  |  |  | 0.36069 | 0
LCP_Inputs_ON_Diverse_IEA_2023_05_05 | 2046 |  |  | Electricity |  | Dispatch-Intraconnection | VOM | 0 | QC | QC | Electricity Transmission Line |  |  |  | 0.36069 | 0
LCP_Inputs_ON_Diverse_IEA_2023_05_05 | 2046 |  |  | Hydrogen |  | Dispatch-Intraconnection | VOM | 0 | QC | QC | H2 Pipeline - New |  |  |  | 0.36069 | 0
LCP_Inputs_ON_Diverse_IEA_2023_05_05 | 2046 |  |  | Hydrogen |  | Dispatch-Intraconnection | VOM | 0 | QC | QC | H2 Pipeline - Repurposed |  |  |  | 0.36069 | 0
LCP_Inputs_ON_Diverse_IEA_2023_05_05 | 2046 |  |  | Electricity |  | Dispatch-Interconnection | VOM | 3397067.0011 | WC | MI | Electricity Transmission Line |  |  |  | 0.36069 | 1225285.4909
LCP_Inputs_ON_Diverse_IEA_2023_05_05 | 2046 |  |  | Methane |  | Dispatch-Interconnection | VOM | 0 | WC | ON | CH4 Pipeline |  |  |  | 0.36069 | 0
LCP_Inputs_ON_Diverse_IEA_2023_05_05 | 2046 |  |  | Electricity |  | Dispatch-Interconnection | VOM | 11841186.004 | WC | ON | Electricity Transmission Line |  |  |  | 0.36069 | 4270988.2969
LCP_Inputs_ON_Diverse_IEA_2023_05_05 | 2046 |  |  | Hydrogen |  | Dispatch-Interconnection | VOM | 0 | WC | ON | H2 Pipeline - New |  |  |  | 0.36069 | 0
LCP_Inputs_ON_Diverse_IEA_2023_05_05 | 2046 |  |  | Hydrogen |  | Dispatch-Interconnection | VOM | 0 | WC | ON | H2 Pipeline - Repurposed |  |  |  | 0.36069 | 0
LCP_Inputs_ON_Diverse_IEA_2023_05_05 | 2046 |  |  | Methane |  | Dispatch-Intraconnection | VOM | 0 | WC | WC | CH4 Pipeline |  |  |  | 0.36069 | 0
LCP_Inputs_ON_Diverse_IEA_2023_05_05 | 2046 |  |  | Electricity |  | Dispatch-Intraconnection | VOM | 0 | WC | WC | Electricity Transmission Line |  |  |  | 0.36069 | 0
LCP_Inputs_ON_Diverse_IEA_2023_05_05 | 2046 |  |  | Hydrogen |  | Dispatch-Intraconnection | VOM | 0 | WC | WC | H2 Pipeline - New |  |  |  | 0.36069 | 0
LCP_Inputs_ON_Diverse_IEA_2023_05_05 | 2046 |  |  | Hydrogen |  | Dispatch-Intraconnection | VOM | 0 | WC | WC | H2 Pipeline - Repurposed |  |  |  | 0.36069 | 0
LCP_Inputs_ON_Diverse_IEA_2023_05_05 | 2047 |  |  | Methane |  | Dispatch-Intraconnection | VOM | 0 | MI | MI | CH4 Pipeline |  |  |  | 0.34682 | 0
LCP_Inputs_ON_Diverse_IEA_2023_05_05 | 2047 |  |  | Electricity |  | Dispatch-Intraconnection | VOM | 0 | MI | MI | Electricity Transmission Line |  |  |  | 0.34682 | 0
LCP_Inputs_ON_Diverse_IEA_2023_05_05 | 2047 |  |  | Hydrogen |  | Dispatch-Intraconnection | VOM | 0 | MI | MI | H2 Pipeline - New |  |  |  | 0.34682 | 0
LCP_Inputs_ON_Diverse_IEA_2023_05_05 | 2047 |  |  | Hydrogen |  | Dispatch-Intraconnection | VOM | 0 | MI | MI | H2 Pipeline - Repurposed |  |  |  | 0.34682 | 0
LCP_Inputs_ON_Diverse_IEA_2023_05_05 | 2047 |  |  | Methane |  | Dispatch-Interconnection | VOM | 0 | MI | ON | CH4 Pipeline |  |  |  | 0.34682 | 0
LCP_Inputs_ON_Diverse_IEA_2023_05_05 | 2047 |  |  | Electricity |  | Dispatch-Interconnection | VOM | 22541266.8672 | MI | ON | Electricity Transmission Line |  |  |  | 0.34682 | 7817684.8613
LCP_Inputs_ON_Diverse_IEA_2023_05_05 | 2047 |  |  | Hydrogen |  | Dispatch-Interconnection | VOM | 0 | MI | ON | H2 Pipeline - New |  |  |  | 0.34682 | 0
LCP_Inputs_ON_Diverse_IEA_2023_05_05 | 2047 |  |  | Hydrogen |  | Dispatch-Interconnection | VOM | 0 | MI | ON | H2 Pipeline - Repurposed |  |  |  | 0.34682 | 0
LCP_Inputs_ON_Diverse_IEA_2023_05_05 | 2047 |  |  | Electricity |  | Dispatch-Interconnection | VOM | 3259556.4433 | MI | WC | Electricity Transmission Line |  |  |  | 0.34682 | 1130468.1858
LCP_Inputs_ON_Diverse_IEA_2023_05_05 | 2047 |  |  | Methane |  | Dispatch-Intraconnection | VOM | 0 | NY | NY | CH4 Pipeline |  |  |  | 0.34682 | 0
LCP_Inputs_ON_Diverse_IEA_2023_05_05 | 2047 |  |  | Electricity |  | Dispatch-Intraconnection | VOM | 0 | NY | NY | Electricity Transmission Line |  |  |  | 0.34682 | 0
LCP_Inputs_ON_Diverse_IEA_2023_05_05 | 2047 |  |  | Hydrogen |  | Dispatch-Intraconnection | VOM | 0 | NY | NY | H2 Pipeline - New |  |  |  | 0.34682 | 0
LCP_Inputs_ON_Diverse_IEA_2023_05_05 | 2047 |  |  | Hydrogen |  | Dispatch-Intraconnection | VOM | 0 | NY | NY | H2 Pipeline - Repurposed |  |  |  | 0.34682 | 0
LCP_Inputs_ON_Diverse_IEA_2023_05_05 | 2047 |  |  | Methane |  | Dispatch-Interconnection | VOM | 0 | NY | ON | CH4 Pipeline |  |  |  | 0.34682 | 0
LCP_Inputs_ON_Diverse_IEA_2023_05_05 | 2047 |  |  | Electricity |  | Dispatch-Interconnection | VOM | 15592644.6028 | NY | ON | Electricity Transmission Line |  |  |  | 0.34682 | 5407787.5204
LCP_Inputs_ON_Diverse_IEA_2023_05_05 | 2047 |  |  | Hydrogen |  | Dispatch-Interconnection | VOM | 0 | NY | ON | H2 Pipeline - New |  |  |  | 0.34682 | 0
LCP_Inputs_ON_Diverse_IEA_2023_05_05 | 2047 |  |  | Hydrogen |  | Dispatch-Interconnection | VOM | 0 | NY | ON | H2 Pipeline - Repurposed |  |  |  | 0.34682 | 0
LCP_Inputs_ON_Diverse_IEA_2023_05_05 | 2047 |  |  | Electricity |  | Dispatch-Interconnection | VOM | 25756211.9381 | NY | QC | Electricity Transmission Line |  |  |  | 0.34682 | 8932681.0839
LCP_Inputs_ON_Diverse_IEA_2023_05_05 | 2047 |  |  | Methane |  | Dispatch-Interconnection | VOM | 0 | ON | MI | CH4 Pipeline |  |  |  | 0.34682 | 0
LCP_Inputs_ON_Diverse_IEA_2023_05_05 | 2047 |  |  | Electricity |  | Dispatch-Interconnection | VOM | 17283457.6423 | ON | MI | Electricity Transmission Line |  |  |  | 0.34682 | 5994189.4995
LCP_Inputs_ON_Diverse_IEA_2023_05_05 | 2047 |  |  | Hydrogen |  | Dispatch-Interconnection | VOM | 0 | ON | MI | H2 Pipeline - New |  |  |  | 0.34682 | 0
LCP_Inputs_ON_Diverse_IEA_2023_05_05 | 2047 |  |  | Hydrogen |  | Dispatch-Interconnection | VOM | 0 | ON | MI | H2 Pipeline - Repurposed |  |  |  | 0.34682 | 0
LCP_Inputs_ON_Diverse_IEA_2023_05_05 | 2047 |  |  | Methane |  | Dispatch-Interconnection | VOM | 0 | ON | NY | CH4 Pipeline |  |  |  | 0.34682 | 0
LCP_Inputs_ON_Diverse_IEA_2023_05_05 | 2047 |  |  | Electricity |  | Dispatch-Interconnection | VOM | 16096352.4564 | ON | NY | Electricity Transmission Line |  |  |  | 0.34682 | 5582481.7505
LCP_Inputs_ON_Diverse_IEA_2023_05_05 | 2047 |  |  | Hydrogen |  | Dispatch-Interconnection | VOM | 0 | ON | NY | H2 Pipeline - New |  |  |  | 0.34682 | 0
LCP_Inputs_ON_Diverse_IEA_2023_05_05 | 2047 |  |  | Hydrogen |  | Dispatch-Interconnection | VOM | 0 | ON | NY | H2 Pipeline - Repurposed |  |  |  | 0.34682 | 0
LCP_Inputs_ON_Diverse_IEA_2023_05_05 | 2047 |  |  | Methane |  | Dispatch-Intraconnection | VOM | 520847193.3407 | ON | ON | CH4 Pipeline |  |  |  | 0.34682 | 180638437.1569
LCP_Inputs_ON_Diverse_IEA_2023_05_05 | 2047 |  |  | Electricity |  | Dispatch-Intraconnection | VOM | 0 | ON | ON | Electricity Transmission Line |  |  |  | 0.34682 | 0
LCP_Inputs_ON_Diverse_IEA_2023_05_05 | 2047 |  |  | Hydrogen |  | Dispatch-Intraconnection | VOM | 0 | ON | ON | H2 Pipeline - New |  |  |  | 0.34682 | 0
LCP_Inputs_ON_Diverse_IEA_2023_05_05 | 2047 |  |  | Hydrogen |  | Dispatch-Intraconnection | VOM | 941970860.5585 | ON | ON | H2 Pipeline - Repurposed |  |  |  | 0.34682 | 326691103.0225
LCP_Inputs_ON_Diverse_IEA_2023_05_05 | 2047 |  |  | Methane |  | Dispatch-Interconnection | VOM | 0 | ON | PJ | CH4 Pipeline |  |  |  | 0.34682 | 0
LCP_Inputs_ON_Diverse_IEA_2023_05_05 | 2047 |  |  | Electricity |  | Dispatch-Interconnection | VOM | 25263351.9224 | ON | PJ | Electricity Transmission Line |  |  |  | 0.34682 | 8761749.0638
LCP_Inputs_ON_Diverse_IEA_2023_05_05 | 2047 |  |  | Hydrogen |  | Dispatch-Interconnection | VOM | 0 | ON | PJ | H2 Pipeline - New |  |  |  | 0.34682 | 0
LCP_Inputs_ON_Diverse_IEA_2023_05_05 | 2047 |  |  | Hydrogen |  | Dispatch-Interconnection | VOM | 0 | ON | PJ | H2 Pipeline - Repurposed |  |  |  | 0.34682 | 0
LCP_Inputs_ON_Diverse_IEA_2023_05_05 | 2047 |  |  | Methane |  | Dispatch-Interconnection | VOM | 0 | ON | QC | CH4 Pipeline |  |  |  | 0.34682 | 0
LCP_Inputs_ON_Diverse_IEA_2023_05_05 | 2047 |  |  | Electricity |  | Dispatch-Interconnection | VOM | 4783115.0529 | ON | QC | Electricity Transmission Line |  |  |  | 0.34682 | 1658863.5572
LCP_Inputs_ON_Diverse_IEA_2023_05_05 | 2047 |  |  | Hydrogen |  | Dispatch-Interconnection | VOM | 0 | ON | QC | H2 Pipeline - New |  |  |  | 0.34682 | 0
LCP_Inputs_ON_Diverse_IEA_2023_05_05 | 2047 |  |  | Hydrogen |  | Dispatch-Interconnection | VOM | 0 | ON | QC | H2 Pipeline - Repurposed |  |  |  | 0.34682 | 0
LCP_Inputs_ON_Diverse_IEA_2023_05_05 | 2047 |  |  | Methane |  | Dispatch-Interconnection | VOM | 0 | ON | WC | CH4 Pipeline |  |  |  | 0.34682 | 0
LCP_Inputs_ON_Diverse_IEA_2023_05_05 | 2047 |  |  | Electricity |  | Dispatch-Interconnection | VOM | 378012.8428 | ON | WC | Electricity Transmission Line |  |  |  | 0.34682 | 131101.1176
LCP_Inputs_ON_Diverse_IEA_2023_05_05 | 2047 |  |  | Hydrogen |  | Dispatch-Interconnection | VOM | 0 | ON | WC | H2 Pipeline - New |  |  |  | 0.34682 | 0
LCP_Inputs_ON_Diverse_IEA_2023_05_05 | 2047 |  |  | Hydrogen |  | Dispatch-Interconnection | VOM | 0 | ON | WC | H2 Pipeline - Repurposed |  |  |  | 0.34682 | 0
LCP_Inputs_ON_Diverse_IEA_2023_05_05 | 2047 |  |  | Methane |  | Dispatch-Interconnection | VOM | 0 | PJ | ON | CH4 Pipeline |  |  |  | 0.34682 | 0
LCP_Inputs_ON_Diverse_IEA_2023_05_05 | 2047 |  |  | Electricity |  | Dispatch-Interconnection | VOM | 17636814.0259 | PJ | ON | Electricity Transmission Line |  |  |  | 0.34682 | 6116739.3485
LCP_Inputs_ON_Diverse_IEA_2023_05_05 | 2047 |  |  | Hydrogen |  | Dispatch-Interconnection | VOM | 0 | PJ | ON | H2 Pipeline - New |  |  |  | 0.34682 | 0
LCP_Inputs_ON_Diverse_IEA_2023_05_05 | 2047 |  |  | Hydrogen |  | Dispatch-Interconnection | VOM | 0 | PJ | ON | H2 Pipeline - Repurposed |  |  |  | 0.34682 | 0
LCP_Inputs_ON_Diverse_IEA_2023_05_05 | 2047 |  |  | Methane |  | Dispatch-Intraconnection | VOM | 0 | PJ | PJ | CH4 Pipeline |  |  |  | 0.34682 | 0
LCP_Inputs_ON_Diverse_IEA_2023_05_05 | 2047 |  |  | Electricity |  | Dispatch-Intraconnection | VOM | 0 | PJ | PJ | Electricity Transmission Line |  |  |  | 0.34682 | 0
LCP_Inputs_ON_Diverse_IEA_2023_05_05 | 2047 |  |  | Hydrogen |  | Dispatch-Intraconnection | VOM | 0 | PJ | PJ | H2 Pipeline - New |  |  |  | 0.34682 | 0
LCP_Inputs_ON_Diverse_IEA_2023_05_05 | 2047 |  |  | Hydrogen |  | Dispatch-Intraconnection | VOM | 0 | PJ | PJ | H2 Pipeline - Repurposed |  |  |  | 0.34682 | 0
LCP_Inputs_ON_Diverse_IEA_2023_05_05 | 2047 |  |  | Electricity |  | Dispatch-Interconnection | VOM | 24874422.8974 | QC | NY | Electricity Transmission Line |  |  |  | 0.34682 | 8626862.0333
LCP_Inputs_ON_Diverse_IEA_2023_05_05 | 2047 |  |  | Methane |  | Dispatch-Interconnection | VOM | 0 | QC | ON | CH4 Pipeline |  |  |  | 0.34682 | 0
LCP_Inputs_ON_Diverse_IEA_2023_05_05 | 2047 |  |  | Electricity |  | Dispatch-Interconnection | VOM | 5924624.3384 | QC | ON | Electricity Transmission Line |  |  |  | 0.34682 | 2054757.8924
LCP_Inputs_ON_Diverse_IEA_2023_05_05 | 2047 |  |  | Hydrogen |  | Dispatch-Interconnection | VOM | 0 | QC | ON | H2 Pipeline - New |  |  |  | 0.34682 | 0
LCP_Inputs_ON_Diverse_IEA_2023_05_05 | 2047 |  |  | Hydrogen |  | Dispatch-Interconnection | VOM | 0 | QC | ON | H2 Pipeline - Repurposed |  |  |  | 0.34682 | 0
LCP_Inputs_ON_Diverse_IEA_2023_05_05 | 2047 |  |  | Methane |  | Dispatch-Intraconnection | VOM | 0 | QC | QC | CH4 Pipeline |  |  |  | 0.34682 | 0
LCP_Inputs_ON_Diverse_IEA_2023_05_05 | 2047 |  |  | Electricity |  | Dispatch-Intraconnection | VOM | 0 | QC | QC | Electricity Transmission Line |  |  |  | 0.34682 | 0
LCP_Inputs_ON_Diverse_IEA_2023_05_05 | 2047 |  |  | Hydrogen |  | Dispatch-Intraconnection | VOM | 0 | QC | QC | H2 Pipeline - New |  |  |  | 0.34682 | 0
LCP_Inputs_ON_Diverse_IEA_2023_05_05 | 2047 |  |  | Hydrogen |  | Dispatch-Intraconnection | VOM | 0 | QC | QC | H2 Pipeline - Repurposed |  |  |  | 0.34682 | 0
LCP_Inputs_ON_Diverse_IEA_2023_05_05 | 2047 |  |  | Electricity |  | Dispatch-Interconnection | VOM | 3397067.0011 | WC | MI | Electricity Transmission Line |  |  |  | 0.34682 | 1178159.1258
LCP_Inputs_ON_Diverse_IEA_2023_05_05 | 2047 |  |  | Methane |  | Dispatch-Interconnection | VOM | 0 | WC | ON | CH4 Pipeline |  |  |  | 0.34682 | 0
LCP_Inputs_ON_Diverse_IEA_2023_05_05 | 2047 |  |  | Electricity |  | Dispatch-Interconnection | VOM | 11841186.004 | WC | ON | Electricity Transmission Line |  |  |  | 0.34682 | 4106719.5162
LCP_Inputs_ON_Diverse_IEA_2023_05_05 | 2047 |  |  | Hydrogen |  | Dispatch-Interconnection | VOM | 0 | WC | ON | H2 Pipeline - New |  |  |  | 0.34682 | 0
LCP_Inputs_ON_Diverse_IEA_2023_05_05 | 2047 |  |  | Hydrogen |  | Dispatch-Interconnection | VOM | 0 | WC | ON | H2 Pipeline - Repurposed |  |  |  | 0.34682 | 0
LCP_Inputs_ON_Diverse_IEA_2023_05_05 | 2047 |  |  | Methane |  | Dispatch-Intraconnection | VOM | 0 | WC | WC | CH4 Pipeline |  |  |  | 0.34682 | 0
LCP_Inputs_ON_Diverse_IEA_2023_05_05 | 2047 |  |  | Electricity |  | Dispatch-Intraconnection | VOM | 0 | WC | WC | Electricity Transmission Line |  |  |  | 0.34682 | 0
LCP_Inputs_ON_Diverse_IEA_2023_05_05 | 2047 |  |  | Hydrogen |  | Dispatch-Intraconnection | VOM | 0 | WC | WC | H2 Pipeline - New |  |  |  | 0.34682 | 0
LCP_Inputs_ON_Diverse_IEA_2023_05_05 | 2047 |  |  | Hydrogen |  | Dispatch-Intraconnection | VOM | 0 | WC | WC | H2 Pipeline - Repurposed |  |  |  | 0.34682 | 0
LCP_Inputs_ON_Diverse_IEA_2023_05_05 | 2048 |  |  | Methane |  | Dispatch-Intraconnection | VOM | 0 | MI | MI | CH4 Pipeline |  |  |  | 0.33348 | 0
LCP_Inputs_ON_Diverse_IEA_2023_05_05 | 2048 |  |  | Electricity |  | Dispatch-Intraconnection | VOM | 0 | MI | MI | Electricity Transmission Line |  |  |  | 0.33348 | 0
LCP_Inputs_ON_Diverse_IEA_2023_05_05 | 2048 |  |  | Hydrogen |  | Dispatch-Intraconnection | VOM | 0 | MI | MI | H2 Pipeline - New |  |  |  | 0.33348 | 0
LCP_Inputs_ON_Diverse_IEA_2023_05_05 | 2048 |  |  | Hydrogen |  | Dispatch-Intraconnection | VOM | 0 | MI | MI | H2 Pipeline - Repurposed |  |  |  | 0.33348 | 0
LCP_Inputs_ON_Diverse_IEA_2023_05_05 | 2048 |  |  | Methane |  | Dispatch-Interconnection | VOM | 0 | MI | ON | CH4 Pipeline |  |  |  | 0.33348 | 0
LCP_Inputs_ON_Diverse_IEA_2023_05_05 | 2048 |  |  | Electricity |  | Dispatch-Interconnection | VOM | 22541266.8672 | MI | ON | Electricity Transmission Line |  |  |  | 0.33348 | 7517004.6743
LCP_Inputs_ON_Diverse_IEA_2023_05_05 | 2048 |  |  | Hydrogen |  | Dispatch-Interconnection | VOM | 0 | MI | ON | H2 Pipeline - New |  |  |  | 0.33348 | 0
LCP_Inputs_ON_Diverse_IEA_2023_05_05 | 2048 |  |  | Hydrogen |  | Dispatch-Interconnection | VOM | 0 | MI | ON | H2 Pipeline - Repurposed |  |  |  | 0.33348 | 0
LCP_Inputs_ON_Diverse_IEA_2023_05_05 | 2048 |  |  | Electricity |  | Dispatch-Interconnection | VOM | 3259556.4433 | MI | WC | Electricity Transmission Line |  |  |  | 0.33348 | 1086988.6402
LCP_Inputs_ON_Diverse_IEA_2023_05_05 | 2048 |  |  | Methane |  | Dispatch-Intraconnection | VOM | 0 | NY | NY | CH4 Pipeline |  |  |  | 0.33348 | 0
LCP_Inputs_ON_Diverse_IEA_2023_05_05 | 2048 |  |  | Electricity |  | Dispatch-Intraconnection | VOM | 0 | NY | NY | Electricity Transmission Line |  |  |  | 0.33348 | 0
LCP_Inputs_ON_Diverse_IEA_2023_05_05 | 2048 |  |  | Hydrogen |  | Dispatch-Intraconnection | VOM | 0 | NY | NY | H2 Pipeline - New |  |  |  | 0.33348 | 0
LCP_Inputs_ON_Diverse_IEA_2023_05_05 | 2048 |  |  | Hydrogen |  | Dispatch-Intraconnection | VOM | 0 | NY | NY | H2 Pipeline - Repurposed |  |  |  | 0.33348 | 0
LCP_Inputs_ON_Diverse_IEA_2023_05_05 | 2048 |  |  | Methane |  | Dispatch-Interconnection | VOM | 0 | NY | ON | CH4 Pipeline |  |  |  | 0.33348 | 0
LCP_Inputs_ON_Diverse_IEA_2023_05_05 | 2048 |  |  | Electricity |  | Dispatch-Interconnection | VOM | 15592644.6028 | NY | ON | Electricity Transmission Line |  |  |  | 0.33348 | 5199795.6927
LCP_Inputs_ON_Diverse_IEA_2023_05_05 | 2048 |  |  | Hydrogen |  | Dispatch-Interconnection | VOM | 0 | NY | ON | H2 Pipeline - New |  |  |  | 0.33348 | 0
LCP_Inputs_ON_Diverse_IEA_2023_05_05 | 2048 |  |  | Hydrogen |  | Dispatch-Interconnection | VOM | 0 | NY | ON | H2 Pipeline - Repurposed |  |  |  | 0.33348 | 0
LCP_Inputs_ON_Diverse_IEA_2023_05_05 | 2048 |  |  | Electricity |  | Dispatch-Interconnection | VOM | 25756211.9381 | NY | QC | Electricity Transmission Line |  |  |  | 0.33348 | 8589116.4269
LCP_Inputs_ON_Diverse_IEA_2023_05_05 | 2048 |  |  | Methane |  | Dispatch-Interconnection | VOM | 0 | ON | MI | CH4 Pipeline |  |  |  | 0.33348 | 0
LCP_Inputs_ON_Diverse_IEA_2023_05_05 | 2048 |  |  | Electricity |  | Dispatch-Interconnection | VOM | 17283457.6423 | ON | MI | Electricity Transmission Line |  |  |  | 0.33348 | 5763643.7495
LCP_Inputs_ON_Diverse_IEA_2023_05_05 | 2048 |  |  | Hydrogen |  | Dispatch-Interconnection | VOM | 0 | ON | MI | H2 Pipeline - New |  |  |  | 0.33348 | 0
LCP_Inputs_ON_Diverse_IEA_2023_05_05 | 2048 |  |  | Hydrogen |  | Dispatch-Interconnection | VOM | 0 | ON | MI | H2 Pipeline - Repurposed |  |  |  | 0.33348 | 0
LCP_Inputs_ON_Diverse_IEA_2023_05_05 | 2048 |  |  | Methane |  | Dispatch-Interconnection | VOM | 0 | ON | NY | CH4 Pipeline |  |  |  | 0.33348 | 0
LCP_Inputs_ON_Diverse_IEA_2023_05_05 | 2048 |  |  | Electricity |  | Dispatch-Interconnection | VOM | 16096352.4564 | ON | NY | Electricity Transmission Line |  |  |  | 0.33348 | 5367770.914
LCP_Inputs_ON_Diverse_IEA_2023_05_05 | 2048 |  |  | Hydrogen |  | Dispatch-Interconnection | VOM | 0 | ON | NY | H2 Pipeline - New |  |  |  | 0.33348 | 0
LCP_Inputs_ON_Diverse_IEA_2023_05_05 | 2048 |  |  | Hydrogen |  | Dispatch-Interconnection | VOM | 0 | ON | NY | H2 Pipeline - Repurposed |  |  |  | 0.33348 | 0
LCP_Inputs_ON_Diverse_IEA_2023_05_05 | 2048 |  |  | Methane |  | Dispatch-Intraconnection | VOM | 520847193.3407 | ON | ON | CH4 Pipeline |  |  |  | 0.33348 | 173690804.9586
LCP_Inputs_ON_Diverse_IEA_2023_05_05 | 2048 |  |  | Electricity |  | Dispatch-Intraconnection | VOM | 0 | ON | ON | Electricity Transmission Line |  |  |  | 0.33348 | 0
LCP_Inputs_ON_Diverse_IEA_2023_05_05 | 2048 |  |  | Hydrogen |  | Dispatch-Intraconnection | VOM | 0 | ON | ON | H2 Pipeline - New |  |  |  | 0.33348 | 0
LCP_Inputs_ON_Diverse_IEA_2023_05_05 | 2048 |  |  | Hydrogen |  | Dispatch-Intraconnection | VOM | 941970860.5585 | ON | ON | H2 Pipeline - Repurposed |  |  |  | 0.33348 | 314126060.5985
LCP_Inputs_ON_Diverse_IEA_2023_05_05 | 2048 |  |  | Methane |  | Dispatch-Interconnection | VOM | 0 | ON | PJ | CH4 Pipeline |  |  |  | 0.33348 | 0
LCP_Inputs_ON_Diverse_IEA_2023_05_05 | 2048 |  |  | Electricity |  | Dispatch-Interconnection | VOM | 25263351.9224 | ON | PJ | Electricity Transmission Line |  |  |  | 0.33348 | 8424758.7152
LCP_Inputs_ON_Diverse_IEA_2023_05_05 | 2048 |  |  | Hydrogen |  | Dispatch-Interconnection | VOM | 0 | ON | PJ | H2 Pipeline - New |  |  |  | 0.33348 | 0
LCP_Inputs_ON_Diverse_IEA_2023_05_05 | 2048 |  |  | Hydrogen |  | Dispatch-Interconnection | VOM | 0 | ON | PJ | H2 Pipeline - Repurposed |  |  |  | 0.33348 | 0
LCP_Inputs_ON_Diverse_IEA_2023_05_05 | 2048 |  |  | Methane |  | Dispatch-Interconnection | VOM | 0 | ON | QC | CH4 Pipeline |  |  |  | 0.33348 | 0
LCP_Inputs_ON_Diverse_IEA_2023_05_05 | 2048 |  |  | Electricity |  | Dispatch-Interconnection | VOM | 4783115.0529 | ON | QC | Electricity Transmission Line |  |  |  | 0.33348 | 1595061.1127
LCP_Inputs_ON_Diverse_IEA_2023_05_05 | 2048 |  |  | Hydrogen |  | Dispatch-Interconnection | VOM | 0 | ON | QC | H2 Pipeline - New |  |  |  | 0.33348 | 0
LCP_Inputs_ON_Diverse_IEA_2023_05_05 | 2048 |  |  | Hydrogen |  | Dispatch-Interconnection | VOM | 0 | ON | QC | H2 Pipeline - Repurposed |  |  |  | 0.33348 | 0
LCP_Inputs_ON_Diverse_IEA_2023_05_05 | 2048 |  |  | Methane |  | Dispatch-Interconnection | VOM | 0 | ON | WC | CH4 Pipeline |  |  |  | 0.33348 | 0
LCP_Inputs_ON_Diverse_IEA_2023_05_05 | 2048 |  |  | Electricity |  | Dispatch-Interconnection | VOM | 378012.8428 | ON | WC | Electricity Transmission Line |  |  |  | 0.33348 | 126058.7669
LCP_Inputs_ON_Diverse_IEA_2023_05_05 | 2048 |  |  | Hydrogen |  | Dispatch-Interconnection | VOM | 0 | ON | WC | H2 Pipeline - New |  |  |  | 0.33348 | 0
LCP_Inputs_ON_Diverse_IEA_2023_05_05 | 2048 |  |  | Hydrogen |  | Dispatch-Interconnection | VOM | 0 | ON | WC | H2 Pipeline - Repurposed |  |  |  | 0.33348 | 0
LCP_Inputs_ON_Diverse_IEA_2023_05_05 | 2048 |  |  | Methane |  | Dispatch-Interconnection | VOM | 0 | PJ | ON | CH4 Pipeline |  |  |  | 0.33348 | 0
LCP_Inputs_ON_Diverse_IEA_2023_05_05 | 2048 |  |  | Electricity |  | Dispatch-Interconnection | VOM | 17636814.0259 | PJ | ON | Electricity Transmission Line |  |  |  | 0.33348 | 5881480.1428
LCP_Inputs_ON_Diverse_IEA_2023_05_05 | 2048 |  |  | Hydrogen |  | Dispatch-Interconnection | VOM | 0 | PJ | ON | H2 Pipeline - New |  |  |  | 0.33348 | 0
LCP_Inputs_ON_Diverse_IEA_2023_05_05 | 2048 |  |  | Hydrogen |  | Dispatch-Interconnection | VOM | 0 | PJ | ON | H2 Pipeline - Repurposed |  |  |  | 0.33348 | 0
LCP_Inputs_ON_Diverse_IEA_2023_05_05 | 2048 |  |  | Methane |  | Dispatch-Intraconnection | VOM | 0 | PJ | PJ | CH4 Pipeline |  |  |  | 0.33348 | 0
LCP_Inputs_ON_Diverse_IEA_2023_05_05 | 2048 |  |  | Electricity |  | Dispatch-Intraconnection | VOM | 0 | PJ | PJ | Electricity Transmission Line |  |  |  | 0.33348 | 0
LCP_Inputs_ON_Diverse_IEA_2023_05_05 | 2048 |  |  | Hydrogen |  | Dispatch-Intraconnection | VOM | 0 | PJ | PJ | H2 Pipeline - New |  |  |  | 0.33348 | 0
LCP_Inputs_ON_Diverse_IEA_2023_05_05 | 2048 |  |  | Hydrogen |  | Dispatch-Intraconnection | VOM | 0 | PJ | PJ | H2 Pipeline - Repurposed |  |  |  | 0.33348 | 0
LCP_Inputs_ON_Diverse_IEA_2023_05_05 | 2048 |  |  | Electricity |  | Dispatch-Interconnection | VOM | 24874422.8974 | QC | NY | Electricity Transmission Line |  |  |  | 0.33348 | 8295059.6474
LCP_Inputs_ON_Diverse_IEA_2023_05_05 | 2048 |  |  | Methane |  | Dispatch-Interconnection | VOM | 0 | QC | ON | CH4 Pipeline |  |  |  | 0.33348 | 0
LCP_Inputs_ON_Diverse_IEA_2023_05_05 | 2048 |  |  | Electricity |  | Dispatch-Interconnection | VOM | 5924624.3384 | QC | ON | Electricity Transmission Line |  |  |  | 0.33348 | 1975728.7426
LCP_Inputs_ON_Diverse_IEA_2023_05_05 | 2048 |  |  | Hydrogen |  | Dispatch-Interconnection | VOM | 0 | QC | ON | H2 Pipeline - New |  |  |  | 0.33348 | 0
LCP_Inputs_ON_Diverse_IEA_2023_05_05 | 2048 |  |  | Hydrogen |  | Dispatch-Interconnection | VOM | 0 | QC | ON | H2 Pipeline - Repurposed |  |  |  | 0.33348 | 0
LCP_Inputs_ON_Diverse_IEA_2023_05_05 | 2048 |  |  | Methane |  | Dispatch-Intraconnection | VOM | 0 | QC | QC | CH4 Pipeline |  |  |  | 0.33348 | 0
LCP_Inputs_ON_Diverse_IEA_2023_05_05 | 2048 |  |  | Electricity |  | Dispatch-Intraconnection | VOM | 0 | QC | QC | Electricity Transmission Line |  |  |  | 0.33348 | 0
LCP_Inputs_ON_Diverse_IEA_2023_05_05 | 2048 |  |  | Hydrogen |  | Dispatch-Intraconnection | VOM | 0 | QC | QC | H2 Pipeline - New |  |  |  | 0.33348 | 0
LCP_Inputs_ON_Diverse_IEA_2023_05_05 | 2048 |  |  | Hydrogen |  | Dispatch-Intraconnection | VOM | 0 | QC | QC | H2 Pipeline - Repurposed |  |  |  | 0.33348 | 0
LCP_Inputs_ON_Diverse_IEA_2023_05_05 | 2048 |  |  | Electricity |  | Dispatch-Interconnection | VOM | 3397067.0011 | WC | MI | Electricity Transmission Line |  |  |  | 0.33348 | 1132845.3133
LCP_Inputs_ON_Diverse_IEA_2023_05_05 | 2048 |  |  | Methane |  | Dispatch-Interconnection | VOM | 0 | WC | ON | CH4 Pipeline |  |  |  | 0.33348 | 0
LCP_Inputs_ON_Diverse_IEA_2023_05_05 | 2048 |  |  | Electricity |  | Dispatch-Interconnection | VOM | 11841186.004 | WC | ON | Electricity Transmission Line |  |  |  | 0.33348 | 3948768.7656
LCP_Inputs_ON_Diverse_IEA_2023_05_05 | 2048 |  |  | Hydrogen |  | Dispatch-Interconnection | VOM | 0 | WC | ON | H2 Pipeline - New |  |  |  | 0.33348 | 0
LCP_Inputs_ON_Diverse_IEA_2023_05_05 | 2048 |  |  | Hydrogen |  | Dispatch-Interconnection | VOM | 0 | WC | ON | H2 Pipeline - Repurposed |  |  |  | 0.33348 | 0
LCP_Inputs_ON_Diverse_IEA_2023_05_05 | 2048 |  |  | Methane |  | Dispatch-Intraconnection | VOM | 0 | WC | WC | CH4 Pipeline |  |  |  | 0.33348 | 0
LCP_Inputs_ON_Diverse_IEA_2023_05_05 | 2048 |  |  | Electricity |  | Dispatch-Intraconnection | VOM | 0 | WC | WC | Electricity Transmission Line |  |  |  | 0.33348 | 0
LCP_Inputs_ON_Diverse_IEA_2023_05_05 | 2048 |  |  | Hydrogen |  | Dispatch-Intraconnection | VOM | 0 | WC | WC | H2 Pipeline - New |  |  |  | 0.33348 | 0
LCP_Inputs_ON_Diverse_IEA_2023_05_05 | 2048 |  |  | Hydrogen |  | Dispatch-Intraconnection | VOM | 0 | WC | WC | H2 Pipeline - Repurposed |  |  |  | 0.33348 | 0
LCP_Inputs_ON_Diverse_IEA_2023_05_05 | 2049 |  |  | Methane |  | Dispatch-Intraconnection | VOM | 0 | MI | MI | CH4 Pipeline |  |  |  | 0.32065 | 0
LCP_Inputs_ON_Diverse_IEA_2023_05_05 | 2049 |  |  | Electricity |  | Dispatch-Intraconnection | VOM | 0 | MI | MI | Electricity Transmission Line |  |  |  | 0.32065 | 0
LCP_Inputs_ON_Diverse_IEA_2023_05_05 | 2049 |  |  | Hydrogen |  | Dispatch-Intraconnection | VOM | 0 | MI | MI | H2 Pipeline - New |  |  |  | 0.32065 | 0
LCP_Inputs_ON_Diverse_IEA_2023_05_05 | 2049 |  |  | Hydrogen |  | Dispatch-Intraconnection | VOM | 0 | MI | MI | H2 Pipeline - Repurposed |  |  |  | 0.32065 | 0
LCP_Inputs_ON_Diverse_IEA_2023_05_05 | 2049 |  |  | Methane |  | Dispatch-Interconnection | VOM | 0 | MI | ON | CH4 Pipeline |  |  |  | 0.32065 | 0
LCP_Inputs_ON_Diverse_IEA_2023_05_05 | 2049 |  |  | Electricity |  | Dispatch-Interconnection | VOM | 22541266.8672 | MI | ON | Electricity Transmission Line |  |  |  | 0.32065 | 7227889.1099
LCP_Inputs_ON_Diverse_IEA_2023_05_05 | 2049 |  |  | Hydrogen |  | Dispatch-Interconnection | VOM | 0 | MI | ON | H2 Pipeline - New |  |  |  | 0.32065 | 0
LCP_Inputs_ON_Diverse_IEA_2023_05_05 | 2049 |  |  | Hydrogen |  | Dispatch-Interconnection | VOM | 0 | MI | ON | H2 Pipeline - Repurposed |  |  |  | 0.32065 | 0
LCP_Inputs_ON_Diverse_IEA_2023_05_05 | 2049 |  |  | Electricity |  | Dispatch-Interconnection | VOM | 3259556.4433 | MI | WC | Electricity Transmission Line |  |  |  | 0.32065 | 1045181.3848
LCP_Inputs_ON_Diverse_IEA_2023_05_05 | 2049 |  |  | Methane |  | Dispatch-Intraconnection | VOM | 0 | NY | NY | CH4 Pipeline |  |  |  | 0.32065 | 0
LCP_Inputs_ON_Diverse_IEA_2023_05_05 | 2049 |  |  | Electricity |  | Dispatch-Intraconnection | VOM | 0 | NY | NY | Electricity Transmission Line |  |  |  | 0.32065 | 0
LCP_Inputs_ON_Diverse_IEA_2023_05_05 | 2049 |  |  | Hydrogen |  | Dispatch-Intraconnection | VOM | 0 | NY | NY | H2 Pipeline - New |  |  |  | 0.32065 | 0
LCP_Inputs_ON_Diverse_IEA_2023_05_05 | 2049 |  |  | Hydrogen |  | Dispatch-Intraconnection | VOM | 0 | NY | NY | H2 Pipeline - Repurposed |  |  |  | 0.32065 | 0
LCP_Inputs_ON_Diverse_IEA_2023_05_05 | 2049 |  |  | Methane |  | Dispatch-Interconnection | VOM | 0 | NY | ON | CH4 Pipeline |  |  |  | 0.32065 | 0
LCP_Inputs_ON_Diverse_IEA_2023_05_05 | 2049 |  |  | Electricity |  | Dispatch-Interconnection | VOM | 15592644.6028 | NY | ON | Electricity Transmission Line |  |  |  | 0.32065 | 4999803.5507
LCP_Inputs_ON_Diverse_IEA_2023_05_05 | 2049 |  |  | Hydrogen |  | Dispatch-Interconnection | VOM | 0 | NY | ON | H2 Pipeline - New |  |  |  | 0.32065 | 0
LCP_Inputs_ON_Diverse_IEA_2023_05_05 | 2049 |  |  | Hydrogen |  | Dispatch-Interconnection | VOM | 0 | NY | ON | H2 Pipeline - Repurposed |  |  |  | 0.32065 | 0
LCP_Inputs_ON_Diverse_IEA_2023_05_05 | 2049 |  |  | Electricity |  | Dispatch-Interconnection | VOM | 25756211.9381 | NY | QC | Electricity Transmission Line |  |  |  | 0.32065 | 8258765.7951
LCP_Inputs_ON_Diverse_IEA_2023_05_05 | 2049 |  |  | Methane |  | Dispatch-Interconnection | VOM | 0 | ON | MI | CH4 Pipeline |  |  |  | 0.32065 | 0
LCP_Inputs_ON_Diverse_IEA_2023_05_05 | 2049 |  |  | Electricity |  | Dispatch-Interconnection | VOM | 17283457.6423 | ON | MI | Electricity Transmission Line |  |  |  | 0.32065 | 5541965.1438
LCP_Inputs_ON_Diverse_IEA_2023_05_05 | 2049 |  |  | Hydrogen |  | Dispatch-Interconnection | VOM | 0 | ON | MI | H2 Pipeline - New |  |  |  | 0.32065 | 0
LCP_Inputs_ON_Diverse_IEA_2023_05_05 | 2049 |  |  | Hydrogen |  | Dispatch-Interconnection | VOM | 0 | ON | MI | H2 Pipeline - Repurposed |  |  |  | 0.32065 | 0
LCP_Inputs_ON_Diverse_IEA_2023_05_05 | 2049 |  |  | Methane |  | Dispatch-Interconnection | VOM | 0 | ON | NY | CH4 Pipeline |  |  |  | 0.32065 | 0
LCP_Inputs_ON_Diverse_IEA_2023_05_05 | 2049 |  |  | Electricity |  | Dispatch-Interconnection | VOM | 16096352.4564 | ON | NY | Electricity Transmission Line |  |  |  | 0.32065 | 5161318.1865
LCP_Inputs_ON_Diverse_IEA_2023_05_05 | 2049 |  |  | Hydrogen |  | Dispatch-Interconnection | VOM | 0 | ON | NY | H2 Pipeline - New |  |  |  | 0.32065 | 0
LCP_Inputs_ON_Diverse_IEA_2023_05_05 | 2049 |  |  | Hydrogen |  | Dispatch-Interconnection | VOM | 0 | ON | NY | H2 Pipeline - Repurposed |  |  |  | 0.32065 | 0
LCP_Inputs_ON_Diverse_IEA_2023_05_05 | 2049 |  |  | Methane |  | Dispatch-Intraconnection | VOM | 520847193.3407 | ON | ON | CH4 Pipeline |  |  |  | 0.32065 | 167010389.3832
LCP_Inputs_ON_Diverse_IEA_2023_05_05 | 2049 |  |  | Electricity |  | Dispatch-Intraconnection | VOM | 0 | ON | ON | Electricity Transmission Line |  |  |  | 0.32065 | 0
LCP_Inputs_ON_Diverse_IEA_2023_05_05 | 2049 |  |  | Hydrogen |  | Dispatch-Intraconnection | VOM | 0 | ON | ON | H2 Pipeline - New |  |  |  | 0.32065 | 0
LCP_Inputs_ON_Diverse_IEA_2023_05_05 | 2049 |  |  | Hydrogen |  | Dispatch-Intraconnection | VOM | 941970860.5585 | ON | ON | H2 Pipeline - Repurposed |  |  |  | 0.32065 | 302044289.0371
LCP_Inputs_ON_Diverse_IEA_2023_05_05 | 2049 |  |  | Methane |  | Dispatch-Interconnection | VOM | 0 | ON | PJ | CH4 Pipeline |  |  |  | 0.32065 | 0
LCP_Inputs_ON_Diverse_IEA_2023_05_05 | 2049 |  |  | Electricity |  | Dispatch-Interconnection | VOM | 25263351.9224 | ON | PJ | Electricity Transmission Line |  |  |  | 0.32065 | 8100729.5338
LCP_Inputs_ON_Diverse_IEA_2023_05_05 | 2049 |  |  | Hydrogen |  | Dispatch-Interconnection | VOM | 0 | ON | PJ | H2 Pipeline - New |  |  |  | 0.32065 | 0
LCP_Inputs_ON_Diverse_IEA_2023_05_05 | 2049 |  |  | Hydrogen |  | Dispatch-Interconnection | VOM | 0 | ON | PJ | H2 Pipeline - Repurposed |  |  |  | 0.32065 | 0
LCP_Inputs_ON_Diverse_IEA_2023_05_05 | 2049 |  |  | Methane |  | Dispatch-Interconnection | VOM | 0 | ON | QC | CH4 Pipeline |  |  |  | 0.32065 | 0
LCP_Inputs_ON_Diverse_IEA_2023_05_05 | 2049 |  |  | Electricity |  | Dispatch-Interconnection | VOM | 4783115.0529 | ON | QC | Electricity Transmission Line |  |  |  | 0.32065 | 1533712.6083
LCP_Inputs_ON_Diverse_IEA_2023_05_05 | 2049 |  |  | Hydrogen |  | Dispatch-Interconnection | VOM | 0 | ON | QC | H2 Pipeline - New |  |  |  | 0.32065 | 0
LCP_Inputs_ON_Diverse_IEA_2023_05_05 | 2049 |  |  | Hydrogen |  | Dispatch-Interconnection | VOM | 0 | ON | QC | H2 Pipeline - Repurposed |  |  |  | 0.32065 | 0
LCP_Inputs_ON_Diverse_IEA_2023_05_05 | 2049 |  |  | Methane |  | Dispatch-Interconnection | VOM | 0 | ON | WC | CH4 Pipeline |  |  |  | 0.32065 | 0
LCP_Inputs_ON_Diverse_IEA_2023_05_05 | 2049 |  |  | Electricity |  | Dispatch-Interconnection | VOM | 378012.8428 | ON | WC | Electricity Transmission Line |  |  |  | 0.32065 | 121210.3528
LCP_Inputs_ON_Diverse_IEA_2023_05_05 | 2049 |  |  | Hydrogen |  | Dispatch-Interconnection | VOM | 0 | ON | WC | H2 Pipeline - New |  |  |  | 0.32065 | 0
LCP_Inputs_ON_Diverse_IEA_2023_05_05 | 2049 |  |  | Hydrogen |  | Dispatch-Interconnection | VOM | 0 | ON | WC | H2 Pipeline - Repurposed |  |  |  | 0.32065 | 0
LCP_Inputs_ON_Diverse_IEA_2023_05_05 | 2049 |  |  | Methane |  | Dispatch-Interconnection | VOM | 0 | PJ | ON | CH4 Pipeline |  |  |  | 0.32065 | 0
LCP_Inputs_ON_Diverse_IEA_2023_05_05 | 2049 |  |  | Electricity |  | Dispatch-Interconnection | VOM | 17636814.0259 | PJ | ON | Electricity Transmission Line |  |  |  | 0.32065 | 5655269.3681
LCP_Inputs_ON_Diverse_IEA_2023_05_05 | 2049 |  |  | Hydrogen |  | Dispatch-Interconnection | VOM | 0 | PJ | ON | H2 Pipeline - New |  |  |  | 0.32065 | 0
LCP_Inputs_ON_Diverse_IEA_2023_05_05 | 2049 |  |  | Hydrogen |  | Dispatch-Interconnection | VOM | 0 | PJ | ON | H2 Pipeline - Repurposed |  |  |  | 0.32065 | 0
LCP_Inputs_ON_Diverse_IEA_2023_05_05 | 2049 |  |  | Methane |  | Dispatch-Intraconnection | VOM | 0 | PJ | PJ | CH4 Pipeline |  |  |  | 0.32065 | 0
LCP_Inputs_ON_Diverse_IEA_2023_05_05 | 2049 |  |  | Electricity |  | Dispatch-Intraconnection | VOM | 0 | PJ | PJ | Electricity Transmission Line |  |  |  | 0.32065 | 0
LCP_Inputs_ON_Diverse_IEA_2023_05_05 | 2049 |  |  | Hydrogen |  | Dispatch-Intraconnection | VOM | 0 | PJ | PJ | H2 Pipeline - New |  |  |  | 0.32065 | 0
LCP_Inputs_ON_Diverse_IEA_2023_05_05 | 2049 |  |  | Hydrogen |  | Dispatch-Intraconnection | VOM | 0 | PJ | PJ | H2 Pipeline - Repurposed |  |  |  | 0.32065 | 0
LCP_Inputs_ON_Diverse_IEA_2023_05_05 | 2049 |  |  | Electricity |  | Dispatch-Interconnection | VOM | 24874422.8974 | QC | NY | Electricity Transmission Line |  |  |  | 0.32065 | 7976018.8917
LCP_Inputs_ON_Diverse_IEA_2023_05_05 | 2049 |  |  | Methane |  | Dispatch-Interconnection | VOM | 0 | QC | ON | CH4 Pipeline |  |  |  | 0.32065 | 0
LCP_Inputs_ON_Diverse_IEA_2023_05_05 | 2049 |  |  | Electricity |  | Dispatch-Interconnection | VOM | 5924624.3384 | QC | ON | Electricity Transmission Line |  |  |  | 0.32065 | 1899739.1756
LCP_Inputs_ON_Diverse_IEA_2023_05_05 | 2049 |  |  | Hydrogen |  | Dispatch-Interconnection | VOM | 0 | QC | ON | H2 Pipeline - New |  |  |  | 0.32065 | 0
LCP_Inputs_ON_Diverse_IEA_2023_05_05 | 2049 |  |  | Hydrogen |  | Dispatch-Interconnection | VOM | 0 | QC | ON | H2 Pipeline - Repurposed |  |  |  | 0.32065 | 0
LCP_Inputs_ON_Diverse_IEA_2023_05_05 | 2049 |  |  | Methane |  | Dispatch-Intraconnection | VOM | 0 | QC | QC | CH4 Pipeline |  |  |  | 0.32065 | 0
LCP_Inputs_ON_Diverse_IEA_2023_05_05 | 2049 |  |  | Electricity |  | Dispatch-Intraconnection | VOM | 0 | QC | QC | Electricity Transmission Line |  |  |  | 0.32065 | 0
LCP_Inputs_ON_Diverse_IEA_2023_05_05 | 2049 |  |  | Hydrogen |  | Dispatch-Intraconnection | VOM | 0 | QC | QC | H2 Pipeline - New |  |  |  | 0.32065 | 0
LCP_Inputs_ON_Diverse_IEA_2023_05_05 | 2049 |  |  | Hydrogen |  | Dispatch-Intraconnection | VOM | 0 | QC | QC | H2 Pipeline - Repurposed |  |  |  | 0.32065 | 0
LCP_Inputs_ON_Diverse_IEA_2023_05_05 | 2049 |  |  | Electricity |  | Dispatch-Interconnection | VOM | 3397067.0011 | WC | MI | Electricity Transmission Line |  |  |  | 0.32065 | 1089274.3397
LCP_Inputs_ON_Diverse_IEA_2023_05_05 | 2049 |  |  | Methane |  | Dispatch-Interconnection | VOM | 0 | WC | ON | CH4 Pipeline |  |  |  | 0.32065 | 0
LCP_Inputs_ON_Diverse_IEA_2023_05_05 | 2049 |  |  | Electricity |  | Dispatch-Interconnection | VOM | 11841186.004 | WC | ON | Electricity Transmission Line |  |  |  | 0.32065 | 3796893.0438
LCP_Inputs_ON_Diverse_IEA_2023_05_05 | 2049 |  |  | Hydrogen |  | Dispatch-Interconnection | VOM | 0 | WC | ON | H2 Pipeline - New |  |  |  | 0.32065 | 0
LCP_Inputs_ON_Diverse_IEA_2023_05_05 | 2049 |  |  | Hydrogen |  | Dispatch-Interconnection | VOM | 0 | WC | ON | H2 Pipeline - Repurposed |  |  |  | 0.32065 | 0
LCP_Inputs_ON_Diverse_IEA_2023_05_05 | 2049 |  |  | Methane |  | Dispatch-Intraconnection | VOM | 0 | WC | WC | CH4 Pipeline |  |  |  | 0.32065 | 0
LCP_Inputs_ON_Diverse_IEA_2023_05_05 | 2049 |  |  | Electricity |  | Dispatch-Intraconnection | VOM | 0 | WC | WC | Electricity Transmission Line |  |  |  | 0.32065 | 0
LCP_Inputs_ON_Diverse_IEA_2023_05_05 | 2049 |  |  | Hydrogen |  | Dispatch-Intraconnection | VOM | 0 | WC | WC | H2 Pipeline - New |  |  |  | 0.32065 | 0
LCP_Inputs_ON_Diverse_IEA_2023_05_05 | 2049 |  |  | Hydrogen |  | Dispatch-Intraconnection | VOM | 0 | WC | WC | H2 Pipeline - Repurposed |  |  |  | 0.32065 | 0
LCP_Inputs_ON_Diverse_IEA_2023_05_05 | 2050 |  |  | Methane |  | Dispatch-Intraconnection | VOM | 0 | MI | MI | CH4 Pipeline |  |  |  | 0.30832 | 0
LCP_Inputs_ON_Diverse_IEA_2023_05_05 | 2050 |  |  | Electricity |  | Dispatch-Intraconnection | VOM | 0 | MI | MI | Electricity Transmission Line |  |  |  | 0.30832 | 0
LCP_Inputs_ON_Diverse_IEA_2023_05_05 | 2050 |  |  | Hydrogen |  | Dispatch-Intraconnection | VOM | 0 | MI | MI | H2 Pipeline - New |  |  |  | 0.30832 | 0
LCP_Inputs_ON_Diverse_IEA_2023_05_05 | 2050 |  |  | Hydrogen |  | Dispatch-Intraconnection | VOM | 0 | MI | MI | H2 Pipeline - Repurposed |  |  |  | 0.30832 | 0
LCP_Inputs_ON_Diverse_IEA_2023_05_05 | 2050 |  |  | Methane |  | Dispatch-Interconnection | VOM | 0 | MI | ON | CH4 Pipeline |  |  |  | 0.30832 | 0
LCP_Inputs_ON_Diverse_IEA_2023_05_05 | 2050 |  |  | Electricity |  | Dispatch-Interconnection | VOM | 23428513.1167 | MI | ON | Electricity Transmission Line |  |  |  | 0.30832 | 7223447.9567
LCP_Inputs_ON_Diverse_IEA_2023_05_05 | 2050 |  |  | Hydrogen |  | Dispatch-Interconnection | VOM | 0 | MI | ON | H2 Pipeline - New |  |  |  | 0.30832 | 0
LCP_Inputs_ON_Diverse_IEA_2023_05_05 | 2050 |  |  | Hydrogen |  | Dispatch-Interconnection | VOM | 0 | MI | ON | H2 Pipeline - Repurposed |  |  |  | 0.30832 | 0
LCP_Inputs_ON_Diverse_IEA_2023_05_05 | 2050 |  |  | Electricity |  | Dispatch-Interconnection | VOM | 2451616.8204 | MI | WC | Electricity Transmission Line |  |  |  | 0.30832 | 755879.2324
LCP_Inputs_ON_Diverse_IEA_2023_05_05 | 2050 |  |  | Methane |  | Dispatch-Intraconnection | VOM | 0 | NY | NY | CH4 Pipeline |  |  |  | 0.30832 | 0
LCP_Inputs_ON_Diverse_IEA_2023_05_05 | 2050 |  |  | Electricity |  | Dispatch-Intraconnection | VOM | 0 | NY | NY | Electricity Transmission Line |  |  |  | 0.30832 | 0
LCP_Inputs_ON_Diverse_IEA_2023_05_05 | 2050 |  |  | Hydrogen |  | Dispatch-Intraconnection | VOM | 0 | NY | NY | H2 Pipeline - New |  |  |  | 0.30832 | 0
LCP_Inputs_ON_Diverse_IEA_2023_05_05 | 2050 |  |  | Hydrogen |  | Dispatch-Intraconnection | VOM | 0 | NY | NY | H2 Pipeline - Repurposed |  |  |  | 0.30832 | 0
LCP_Inputs_ON_Diverse_IEA_2023_05_05 | 2050 |  |  | Methane |  | Dispatch-Interconnection | VOM | 0 | NY | ON | CH4 Pipeline |  |  |  | 0.30832 | 0
LCP_Inputs_ON_Diverse_IEA_2023_05_05 | 2050 |  |  | Electricity |  | Dispatch-Interconnection | VOM | 22357373.0469 | NY | ON | Electricity Transmission Line |  |  |  | 0.30832 | 6893195.4772
LCP_Inputs_ON_Diverse_IEA_2023_05_05 | 2050 |  |  | Hydrogen |  | Dispatch-Interconnection | VOM | 0 | NY | ON | H2 Pipeline - New |  |  |  | 0.30832 | 0
LCP_Inputs_ON_Diverse_IEA_2023_05_05 | 2050 |  |  | Hydrogen |  | Dispatch-Interconnection | VOM | 0 | NY | ON | H2 Pipeline - Repurposed |  |  |  | 0.30832 | 0
LCP_Inputs_ON_Diverse_IEA_2023_05_05 | 2050 |  |  | Electricity |  | Dispatch-Interconnection | VOM | 22076624.3933 | NY | QC | Electricity Transmission Line |  |  |  | 0.30832 | 6806635.4263
LCP_Inputs_ON_Diverse_IEA_2023_05_05 | 2050 |  |  | Methane |  | Dispatch-Interconnection | VOM | 0 | ON | MI | CH4 Pipeline |  |  |  | 0.30832 | 0
LCP_Inputs_ON_Diverse_IEA_2023_05_05 | 2050 |  |  | Electricity |  | Dispatch-Interconnection | VOM | 17785360.6235 | ON | MI | Electricity Transmission Line |  |  |  | 0.30832 | 5483558.6969
LCP_Inputs_ON_Diverse_IEA_2023_05_05 | 2050 |  |  | Hydrogen |  | Dispatch-Interconnection | VOM | 0 | ON | MI | H2 Pipeline - New |  |  |  | 0.30832 | 0
LCP_Inputs_ON_Diverse_IEA_2023_05_05 | 2050 |  |  | Hydrogen |  | Dispatch-Interconnection | VOM | 0 | ON | MI | H2 Pipeline - Repurposed |  |  |  | 0.30832 | 0
LCP_Inputs_ON_Diverse_IEA_2023_05_05 | 2050 |  |  | Methane |  | Dispatch-Interconnection | VOM | 0 | ON | NY | CH4 Pipeline |  |  |  | 0.30832 | 0
LCP_Inputs_ON_Diverse_IEA_2023_05_05 | 2050 |  |  | Electricity |  | Dispatch-Interconnection | VOM | 16457662.5123 | ON | NY | Electricity Transmission Line |  |  |  | 0.30832 | 5074204.5838
LCP_Inputs_ON_Diverse_IEA_2023_05_05 | 2050 |  |  | Hydrogen |  | Dispatch-Interconnection | VOM | 0 | ON | NY | H2 Pipeline - New |  |  |  | 0.30832 | 0
LCP_Inputs_ON_Diverse_IEA_2023_05_05 | 2050 |  |  | Hydrogen |  | Dispatch-Interconnection | VOM | 0 | ON | NY | H2 Pipeline - Repurposed |  |  |  | 0.30832 | 0
LCP_Inputs_ON_Diverse_IEA_2023_05_05 | 2050 |  |  | Methane |  | Dispatch-Intraconnection | VOM | 255781646.581 | ON | ON | CH4 Pipeline |  |  |  | 0.30832 | 78862256.5659
LCP_Inputs_ON_Diverse_IEA_2023_05_05 | 2050 |  |  | Electricity |  | Dispatch-Intraconnection | VOM | 0 | ON | ON | Electricity Transmission Line |  |  |  | 0.30832 | 0
LCP_Inputs_ON_Diverse_IEA_2023_05_05 | 2050 |  |  | Hydrogen |  | Dispatch-Intraconnection | VOM | 0 | ON | ON | H2 Pipeline - New |  |  |  | 0.30832 | 0
LCP_Inputs_ON_Diverse_IEA_2023_05_05 | 2050 |  |  | Hydrogen |  | Dispatch-Intraconnection | VOM | 1704303201.4629 | ON | ON | H2 Pipeline - Repurposed |  |  |  | 0.30832 | 525468492.8979
LCP_Inputs_ON_Diverse_IEA_2023_05_05 | 2050 |  |  | Methane |  | Dispatch-Interconnection | VOM | 0 | ON | PJ | CH4 Pipeline |  |  |  | 0.30832 | 0
LCP_Inputs_ON_Diverse_IEA_2023_05_05 | 2050 |  |  | Electricity |  | Dispatch-Interconnection | VOM | 32303237.1201 | ON | PJ | Electricity Transmission Line |  |  |  | 0.30832 | 9959691.0401
LCP_Inputs_ON_Diverse_IEA_2023_05_05 | 2050 |  |  | Hydrogen |  | Dispatch-Interconnection | VOM | 0 | ON | PJ | H2 Pipeline - New |  |  |  | 0.30832 | 0
LCP_Inputs_ON_Diverse_IEA_2023_05_05 | 2050 |  |  | Hydrogen |  | Dispatch-Interconnection | VOM | 0 | ON | PJ | H2 Pipeline - Repurposed |  |  |  | 0.30832 | 0
LCP_Inputs_ON_Diverse_IEA_2023_05_05 | 2050 |  |  | Methane |  | Dispatch-Interconnection | VOM | 0 | ON | QC | CH4 Pipeline |  |  |  | 0.30832 | 0
LCP_Inputs_ON_Diverse_IEA_2023_05_05 | 2050 |  |  | Electricity |  | Dispatch-Interconnection | VOM | 4292880.8144 | ON | QC | Electricity Transmission Line |  |  |  | 0.30832 | 1323575.2945
LCP_Inputs_ON_Diverse_IEA_2023_05_05 | 2050 |  |  | Hydrogen |  | Dispatch-Interconnection | VOM | 0 | ON | QC | H2 Pipeline - New |  |  |  | 0.30832 | 0
LCP_Inputs_ON_Diverse_IEA_2023_05_05 | 2050 |  |  | Hydrogen |  | Dispatch-Interconnection | VOM | 0 | ON | QC | H2 Pipeline - Repurposed |  |  |  | 0.30832 | 0
LCP_Inputs_ON_Diverse_IEA_2023_05_05 | 2050 |  |  | Methane |  | Dispatch-Interconnection | VOM | 0 | ON | WC | CH4 Pipeline |  |  |  | 0.30832 | 0
LCP_Inputs_ON_Diverse_IEA_2023_05_05 | 2050 |  |  | Electricity |  | Dispatch-Interconnection | VOM | 0 | ON | WC | Electricity Transmission Line |  |  |  | 0.30832 | 0
LCP_Inputs_ON_Diverse_IEA_2023_05_05 | 2050 |  |  | Hydrogen |  | Dispatch-Interconnection | VOM | 0 | ON | WC | H2 Pipeline - New |  |  |  | 0.30832 | 0
LCP_Inputs_ON_Diverse_IEA_2023_05_05 | 2050 |  |  | Hydrogen |  | Dispatch-Interconnection | VOM | 0 | ON | WC | H2 Pipeline - Repurposed |  |  |  | 0.30832 | 0
LCP_Inputs_ON_Diverse_IEA_2023_05_05 | 2050 |  |  | Methane |  | Dispatch-Interconnection | VOM | 0 | PJ | ON | CH4 Pipeline |  |  |  | 0.30832 | 0
LCP_Inputs_ON_Diverse_IEA_2023_05_05 | 2050 |  |  | Electricity |  | Dispatch-Interconnection | VOM | 26496000 | PJ | ON | Electricity Transmission Line |  |  |  | 0.30832 | 8169211.4266
LCP_Inputs_ON_Diverse_IEA_2023_05_05 | 2050 |  |  | Hydrogen |  | Dispatch-Interconnection | VOM | 0 | PJ | ON | H2 Pipeline - New |  |  |  | 0.30832 | 0
LCP_Inputs_ON_Diverse_IEA_2023_05_05 | 2050 |  |  | Hydrogen |  | Dispatch-Interconnection | VOM | 0 | PJ | ON | H2 Pipeline - Repurposed |  |  |  | 0.30832 | 0
LCP_Inputs_ON_Diverse_IEA_2023_05_05 | 2050 |  |  | Methane |  | Dispatch-Intraconnection | VOM | 0 | PJ | PJ | CH4 Pipeline |  |  |  | 0.30832 | 0
LCP_Inputs_ON_Diverse_IEA_2023_05_05 | 2050 |  |  | Electricity |  | Dispatch-Intraconnection | VOM | 0 | PJ | PJ | Electricity Transmission Line |  |  |  | 0.30832 | 0
LCP_Inputs_ON_Diverse_IEA_2023_05_05 | 2050 |  |  | Hydrogen |  | Dispatch-Intraconnection | VOM | 0 | PJ | PJ | H2 Pipeline - New |  |  |  | 0.30832 | 0
LCP_Inputs_ON_Diverse_IEA_2023_05_05 | 2050 |  |  | Hydrogen |  | Dispatch-Intraconnection | VOM | 0 | PJ | PJ | H2 Pipeline - Repurposed |  |  |  | 0.30832 | 0
LCP_Inputs_ON_Diverse_IEA_2023_05_05 | 2050 |  |  | Electricity |  | Dispatch-Interconnection | VOM | 19649119.2214 | QC | NY | Electricity Transmission Line |  |  |  | 0.30832 | 6058190.2652
LCP_Inputs_ON_Diverse_IEA_2023_05_05 | 2050 |  |  | Methane |  | Dispatch-Interconnection | VOM | 0 | QC | ON | CH4 Pipeline |  |  |  | 0.30832 | 0
LCP_Inputs_ON_Diverse_IEA_2023_05_05 | 2050 |  |  | Electricity |  | Dispatch-Interconnection | VOM | 7735163.203 | QC | ON | Electricity Transmission Line |  |  |  | 0.30832 | 2384895.2153
LCP_Inputs_ON_Diverse_IEA_2023_05_05 | 2050 |  |  | Hydrogen |  | Dispatch-Interconnection | VOM | 0 | QC | ON | H2 Pipeline - New |  |  |  | 0.30832 | 0
LCP_Inputs_ON_Diverse_IEA_2023_05_05 | 2050 |  |  | Hydrogen |  | Dispatch-Interconnection | VOM | 0 | QC | ON | H2 Pipeline - Repurposed |  |  |  | 0.30832 | 0
LCP_Inputs_ON_Diverse_IEA_2023_05_05 | 2050 |  |  | Methane |  | Dispatch-Intraconnection | VOM | 0 | QC | QC | CH4 Pipeline |  |  |  | 0.30832 | 0
LCP_Inputs_ON_Diverse_IEA_2023_05_05 | 2050 |  |  | Electricity |  | Dispatch-Intraconnection | VOM | 0 | QC | QC | Electricity Transmission Line |  |  |  | 0.30832 | 0
LCP_Inputs_ON_Diverse_IEA_2023_05_05 | 2050 |  |  | Hydrogen |  | Dispatch-Intraconnection | VOM | 0 | QC | QC | H2 Pipeline - New |  |  |  | 0.30832 | 0
LCP_Inputs_ON_Diverse_IEA_2023_05_05 | 2050 |  |  | Hydrogen |  | Dispatch-Intraconnection | VOM | 0 | QC | QC | H2 Pipeline - Repurposed |  |  |  | 0.30832 | 0
LCP_Inputs_ON_Diverse_IEA_2023_05_05 | 2050 |  |  | Electricity |  | Dispatch-Interconnection | VOM | 2924275.4796 | WC | MI | Electricity Transmission Line |  |  |  | 0.30832 | 901608.7206
LCP_Inputs_ON_Diverse_IEA_2023_05_05 | 2050 |  |  | Methane |  | Dispatch-Interconnection | VOM | 0 | WC | ON | CH4 Pipeline |  |  |  | 0.30832 | 0
LCP_Inputs_ON_Diverse_IEA_2023_05_05 | 2050 |  |  | Electricity |  | Dispatch-Interconnection | VOM | 9528206.8514 | WC | ON | Electricity Transmission Line |  |  |  | 0.30832 | 2937724.0446
LCP_Inputs_ON_Diverse_IEA_2023_05_05 | 2050 |  |  | Hydrogen |  | Dispatch-Interconnection | VOM | 0 | WC | ON | H2 Pipeline - New |  |  |  | 0.30832 | 0
LCP_Inputs_ON_Diverse_IEA_2023_05_05 | 2050 |  |  | Hydrogen |  | Dispatch-Interconnection | VOM | 0 | WC | ON | H2 Pipeline - Repurposed |  |  |  | 0.30832 | 0
LCP_Inputs_ON_Diverse_IEA_2023_05_05 | 2050 |  |  | Methane |  | Dispatch-Intraconnection | VOM | 0 | WC | WC | CH4 Pipeline |  |  |  | 0.30832 | 0
LCP_Inputs_ON_Diverse_IEA_2023_05_05 | 2050 |  |  | Electricity |  | Dispatch-Intraconnection | VOM | 0 | WC | WC | Electricity Transmission Line |  |  |  | 0.30832 | 0
LCP_Inputs_ON_Diverse_IEA_2023_05_05 | 2050 |  |  | Hydrogen |  | Dispatch-Intraconnection | VOM | 0 | WC | WC | H2 Pipeline - New |  |  |  | 0.30832 | 0
LCP_Inputs_ON_Diverse_IEA_2023_05_05 | 2050 |  |  | Hydrogen |  | Dispatch-Intraconnection | VOM | 0 | WC | WC | H2 Pipeline - Repurposed |  |  |  | 0.30832 | 0
LCP_Inputs_ON_Diverse_IEA_2023_05_05 | 2020 |  |  | Methane |  | Capacity-Intraconnection | CONE | 0 |  |  | CH4 Pipeline | MI | MI |  | 1 | 0
LCP_Inputs_ON_Diverse_IEA_2023_05_05 | 2020 |  |  | Methane |  | Capacity-Intraconnection | FOM | 0 |  |  | CH4 Pipeline | MI | MI |  | 1 | 0
LCP_Inputs_ON_Diverse_IEA_2023_05_05 | 2020 |  |  | Electricity |  | Capacity-Intraconnection | CONE | 0 |  |  | Electricity Transmission Line | MI | MI |  | 1 | 0
LCP_Inputs_ON_Diverse_IEA_2023_05_05 | 2020 |  |  | Electricity |  | Capacity-Intraconnection | FOM | 0 |  |  | Electricity Transmission Line | MI | MI |  | 1 | 0
LCP_Inputs_ON_Diverse_IEA_2023_05_05 | 2020 |  |  | Hydrogen |  | Capacity-Intraconnection | CONE | 0 |  |  | H2 Pipeline - New | MI | MI |  | 1 | 0
LCP_Inputs_ON_Diverse_IEA_2023_05_05 | 2020 |  |  | Hydrogen |  | Capacity-Intraconnection | FOM | 0 |  |  | H2 Pipeline - New | MI | MI |  | 1 | 0
LCP_Inputs_ON_Diverse_IEA_2023_05_05 | 2020 |  |  | Hydrogen |  | Capacity-Intraconnection | CONE | 0 |  |  | H2 Pipeline - Repurposed | MI | MI |  | 1 | 0
LCP_Inputs_ON_Diverse_IEA_2023_05_05 | 2020 |  |  | Hydrogen |  | Capacity-Intraconnection | FOM | 0 |  |  | H2 Pipeline - Repurposed | MI | MI |  | 1 | 0
LCP_Inputs_ON_Diverse_IEA_2023_05_05 | 2020 |  |  | Methane |  | Capacity-Intraconnection | CONE | 0 |  |  | CH4 Pipeline | NY | NY |  | 1 | 0
LCP_Inputs_ON_Diverse_IEA_2023_05_05 | 2020 |  |  | Methane |  | Capacity-Intraconnection | FOM | 0 |  |  | CH4 Pipeline | NY | NY |  | 1 | 0
LCP_Inputs_ON_Diverse_IEA_2023_05_05 | 2020 |  |  | Electricity |  | Capacity-Intraconnection | CONE | 0 |  |  | Electricity Transmission Line | NY | NY |  | 1 | 0
LCP_Inputs_ON_Diverse_IEA_2023_05_05 | 2020 |  |  | Electricity |  | Capacity-Intraconnection | FOM | 0 |  |  | Electricity Transmission Line | NY | NY |  | 1 | 0
LCP_Inputs_ON_Diverse_IEA_2023_05_05 | 2020 |  |  | Hydrogen |  | Capacity-Intraconnection | CONE | 0 |  |  | H2 Pipeline - New | NY | NY |  | 1 | 0
LCP_Inputs_ON_Diverse_IEA_2023_05_05 | 2020 |  |  | Hydrogen |  | Capacity-Intraconnection | FOM | 0 |  |  | H2 Pipeline - New | NY | NY |  | 1 | 0
LCP_Inputs_ON_Diverse_IEA_2023_05_05 | 2020 |  |  | Hydrogen |  | Capacity-Intraconnection | CONE | 0 |  |  | H2 Pipeline - Repurposed | NY | NY |  | 1 | 0
LCP_Inputs_ON_Diverse_IEA_2023_05_05 | 2020 |  |  | Hydrogen |  | Capacity-Intraconnection | FOM | 0 |  |  | H2 Pipeline - Repurposed | NY | NY |  | 1 | 0
LCP_Inputs_ON_Diverse_IEA_2023_05_05 | 2020 |  |  | Methane |  | Capacity-Interconnection | CONE | 0 |  |  | CH4 Pipeline | ON | MI |  | 1 | 0
LCP_Inputs_ON_Diverse_IEA_2023_05_05 | 2020 |  |  | Methane |  | Capacity-Interconnection | FOM | 0 |  |  | CH4 Pipeline | ON | MI |  | 1 | 0
LCP_Inputs_ON_Diverse_IEA_2023_05_05 | 2020 |  |  | Electricity |  | Capacity-Interconnection | CONE | 0 |  |  | Electricity Transmission Line | ON | MI |  | 1 | 0
LCP_Inputs_ON_Diverse_IEA_2023_05_05 | 2020 |  |  | Electricity |  | Capacity-Interconnection | FOM | 0 |  |  | Electricity Transmission Line | ON | MI |  | 1 | 0
LCP_Inputs_ON_Diverse_IEA_2023_05_05 | 2020 |  |  | Hydrogen |  | Capacity-Interconnection | CONE | 0 |  |  | H2 Pipeline - New | ON | MI |  | 1 | 0
LCP_Inputs_ON_Diverse_IEA_2023_05_05 | 2020 |  |  | Hydrogen |  | Capacity-Interconnection | FOM | 0 |  |  | H2 Pipeline - New | ON | MI |  | 1 | 0
LCP_Inputs_ON_Diverse_IEA_2023_05_05 | 2020 |  |  | Hydrogen |  | Capacity-Interconnection | CONE | 0 |  |  | H2 Pipeline - Repurposed | ON | MI |  | 1 | 0
LCP_Inputs_ON_Diverse_IEA_2023_05_05 | 2020 |  |  | Hydrogen |  | Capacity-Interconnection | FOM | 0 |  |  | H2 Pipeline - Repurposed | ON | MI |  | 1 | 0
LCP_Inputs_ON_Diverse_IEA_2023_05_05 | 2020 |  |  | Methane |  | Capacity-Interconnection | CONE | 0 |  |  | CH4 Pipeline | ON | NY |  | 1 | 0
LCP_Inputs_ON_Diverse_IEA_2023_05_05 | 2020 |  |  | Methane |  | Capacity-Interconnection | FOM | 0 |  |  | CH4 Pipeline | ON | NY |  | 1 | 0
LCP_Inputs_ON_Diverse_IEA_2023_05_05 | 2020 |  |  | Electricity |  | Capacity-Interconnection | CONE | 0 |  |  | Electricity Transmission Line | ON | NY |  | 1 | 0
LCP_Inputs_ON_Diverse_IEA_2023_05_05 | 2020 |  |  | Electricity |  | Capacity-Interconnection | FOM | 0 |  |  | Electricity Transmission Line | ON | NY |  | 1 | 0
LCP_Inputs_ON_Diverse_IEA_2023_05_05 | 2020 |  |  | Hydrogen |  | Capacity-Interconnection | CONE | 0 |  |  | H2 Pipeline - New | ON | NY |  | 1 | 0
LCP_Inputs_ON_Diverse_IEA_2023_05_05 | 2020 |  |  | Hydrogen |  | Capacity-Interconnection | FOM | 0 |  |  | H2 Pipeline - New | ON | NY |  | 1 | 0
LCP_Inputs_ON_Diverse_IEA_2023_05_05 | 2020 |  |  | Hydrogen |  | Capacity-Interconnection | CONE | 0 |  |  | H2 Pipeline - Repurposed | ON | NY |  | 1 | 0
LCP_Inputs_ON_Diverse_IEA_2023_05_05 | 2020 |  |  | Hydrogen |  | Capacity-Interconnection | FOM | 0 |  |  | H2 Pipeline - Repurposed | ON | NY |  | 1 | 0
LCP_Inputs_ON_Diverse_IEA_2023_05_05 | 2020 |  |  | Methane |  | Capacity-Intraconnection | CONE | 0 |  |  | CH4 Pipeline | ON | ON |  | 1 | 0
LCP_Inputs_ON_Diverse_IEA_2023_05_05 | 2020 |  |  | Methane |  | Capacity-Intraconnection | FOM | 0 |  |  | CH4 Pipeline | ON | ON |  | 1 | 0
LCP_Inputs_ON_Diverse_IEA_2023_05_05 | 2020 |  |  | Electricity |  | Capacity-Intraconnection | CONE | 0 |  |  | Electricity Transmission Line | ON | ON |  | 1 | 0
LCP_Inputs_ON_Diverse_IEA_2023_05_05 | 2020 |  |  | Electricity |  | Capacity-Intraconnection | FOM | 0 |  |  | Electricity Transmission Line | ON | ON |  | 1 | 0
LCP_Inputs_ON_Diverse_IEA_2023_05_05 | 2020 |  |  | Hydrogen |  | Capacity-Intraconnection | CONE | 0 |  |  | H2 Pipeline - New | ON | ON |  | 1 | 0
LCP_Inputs_ON_Diverse_IEA_2023_05_05 | 2020 |  |  | Hydrogen |  | Capacity-Intraconnection | FOM | 0 |  |  | H2 Pipeline - New | ON | ON |  | 1 | 0
LCP_Inputs_ON_Diverse_IEA_2023_05_05 | 2020 |  |  | Hydrogen |  | Capacity-Intraconnection | CONE | 0 |  |  | H2 Pipeline - Repurposed | ON | ON |  | 1 | 0
LCP_Inputs_ON_Diverse_IEA_2023_05_05 | 2020 |  |  | Hydrogen |  | Capacity-Intraconnection | FOM | 0 |  |  | H2 Pipeline - Repurposed | ON | ON |  | 1 | 0
LCP_Inputs_ON_Diverse_IEA_2023_05_05 | 2020 |  |  | Methane |  | Capacity-Interconnection | CONE | 0 |  |  | CH4 Pipeline | ON | PJ |  | 1 | 0
LCP_Inputs_ON_Diverse_IEA_2023_05_05 | 2020 |  |  | Methane |  | Capacity-Interconnection | FOM | 0 |  |  | CH4 Pipeline | ON | PJ |  | 1 | 0
LCP_Inputs_ON_Diverse_IEA_2023_05_05 | 2020 |  |  | Electricity |  | Capacity-Interconnection | CONE | 0 |  |  | Electricity Transmission Line | ON | PJ |  | 1 | 0
LCP_Inputs_ON_Diverse_IEA_2023_05_05 | 2020 |  |  | Electricity |  | Capacity-Interconnection | FOM | 0 |  |  | Electricity Transmission Line | ON | PJ |  | 1 | 0
LCP_Inputs_ON_Diverse_IEA_2023_05_05 | 2020 |  |  | Hydrogen |  | Capacity-Interconnection | CONE | 0 |  |  | H2 Pipeline - New | ON | PJ |  | 1 | 0
LCP_Inputs_ON_Diverse_IEA_2023_05_05 | 2020 |  |  | Hydrogen |  | Capacity-Interconnection | FOM | 0 |  |  | H2 Pipeline - New | ON | PJ |  | 1 | 0
LCP_Inputs_ON_Diverse_IEA_2023_05_05 | 2020 |  |  | Hydrogen |  | Capacity-Interconnection | CONE | 0 |  |  | H2 Pipeline - Repurposed | ON | PJ |  | 1 | 0
LCP_Inputs_ON_Diverse_IEA_2023_05_05 | 2020 |  |  | Hydrogen |  | Capacity-Interconnection | FOM | 0 |  |  | H2 Pipeline - Repurposed | ON | PJ |  | 1 | 0
LCP_Inputs_ON_Diverse_IEA_2023_05_05 | 2020 |  |  | Methane |  | Capacity-Interconnection | CONE | 0 |  |  | CH4 Pipeline | ON | QC |  | 1 | 0
LCP_Inputs_ON_Diverse_IEA_2023_05_05 | 2020 |  |  | Methane |  | Capacity-Interconnection | FOM | 0 |  |  | CH4 Pipeline | ON | QC |  | 1 | 0
LCP_Inputs_ON_Diverse_IEA_2023_05_05 | 2020 |  |  | Electricity |  | Capacity-Interconnection | CONE | 0 |  |  | Electricity Transmission Line | ON | QC |  | 1 | 0
LCP_Inputs_ON_Diverse_IEA_2023_05_05 | 2020 |  |  | Electricity |  | Capacity-Interconnection | FOM | 0 |  |  | Electricity Transmission Line | ON | QC |  | 1 | 0
LCP_Inputs_ON_Diverse_IEA_2023_05_05 | 2020 |  |  | Hydrogen |  | Capacity-Interconnection | CONE | 0 |  |  | H2 Pipeline - New | ON | QC |  | 1 | 0
LCP_Inputs_ON_Diverse_IEA_2023_05_05 | 2020 |  |  | Hydrogen |  | Capacity-Interconnection | FOM | 0 |  |  | H2 Pipeline - New | ON | QC |  | 1 | 0
LCP_Inputs_ON_Diverse_IEA_2023_05_05 | 2020 |  |  | Hydrogen |  | Capacity-Interconnection | CONE | 0 |  |  | H2 Pipeline - Repurposed | ON | QC |  | 1 | 0
LCP_Inputs_ON_Diverse_IEA_2023_05_05 | 2020 |  |  | Hydrogen |  | Capacity-Interconnection | FOM | 0 |  |  | H2 Pipeline - Repurposed | ON | QC |  | 1 | 0
LCP_Inputs_ON_Diverse_IEA_2023_05_05 | 2020 |  |  | Methane |  | Capacity-Interconnection | CONE | 0 |  |  | CH4 Pipeline | ON | WC |  | 1 | 0
LCP_Inputs_ON_Diverse_IEA_2023_05_05 | 2020 |  |  | Methane |  | Capacity-Interconnection | FOM | 0 |  |  | CH4 Pipeline | ON | WC |  | 1 | 0
LCP_Inputs_ON_Diverse_IEA_2023_05_05 | 2020 |  |  | Electricity |  | Capacity-Interconnection | CONE | 0 |  |  | Electricity Transmission Line | ON | WC |  | 1 | 0
LCP_Inputs_ON_Diverse_IEA_2023_05_05 | 2020 |  |  | Electricity |  | Capacity-Interconnection | FOM | 0 |  |  | Electricity Transmission Line | ON | WC |  | 1 | 0
LCP_Inputs_ON_Diverse_IEA_2023_05_05 | 2020 |  |  | Hydrogen |  | Capacity-Interconnection | CONE | 0 |  |  | H2 Pipeline - New | ON | WC |  | 1 | 0
LCP_Inputs_ON_Diverse_IEA_2023_05_05 | 2020 |  |  | Hydrogen |  | Capacity-Interconnection | FOM | 0 |  |  | H2 Pipeline - New | ON | WC |  | 1 | 0
LCP_Inputs_ON_Diverse_IEA_2023_05_05 | 2020 |  |  | Hydrogen |  | Capacity-Interconnection | CONE | 0 |  |  | H2 Pipeline - Repurposed | ON | WC |  | 1 | 0
LCP_Inputs_ON_Diverse_IEA_2023_05_05 | 2020 |  |  | Hydrogen |  | Capacity-Interconnection | FOM | 0 |  |  | H2 Pipeline - Repurposed | ON | WC |  | 1 | 0
LCP_Inputs_ON_Diverse_IEA_2023_05_05 | 2020 |  |  | Methane |  | Capacity-Intraconnection | CONE | 0 |  |  | CH4 Pipeline | PJ | PJ |  | 1 | 0
LCP_Inputs_ON_Diverse_IEA_2023_05_05 | 2020 |  |  | Methane |  | Capacity-Intraconnection | FOM | 0 |  |  | CH4 Pipeline | PJ | PJ |  | 1 | 0
LCP_Inputs_ON_Diverse_IEA_2023_05_05 | 2020 |  |  | Electricity |  | Capacity-Intraconnection | CONE | 0 |  |  | Electricity Transmission Line | PJ | PJ |  | 1 | 0
LCP_Inputs_ON_Diverse_IEA_2023_05_05 | 2020 |  |  | Electricity |  | Capacity-Intraconnection | FOM | 0 |  |  | Electricity Transmission Line | PJ | PJ |  | 1 | 0
LCP_Inputs_ON_Diverse_IEA_2023_05_05 | 2020 |  |  | Hydrogen |  | Capacity-Intraconnection | CONE | 0 |  |  | H2 Pipeline - New | PJ | PJ |  | 1 | 0
LCP_Inputs_ON_Diverse_IEA_2023_05_05 | 2020 |  |  | Hydrogen |  | Capacity-Intraconnection | FOM | 0 |  |  | H2 Pipeline - New | PJ | PJ |  | 1 | 0
LCP_Inputs_ON_Diverse_IEA_2023_05_05 | 2020 |  |  | Hydrogen |  | Capacity-Intraconnection | CONE | 0 |  |  | H2 Pipeline - Repurposed | PJ | PJ |  | 1 | 0
LCP_Inputs_ON_Diverse_IEA_2023_05_05 | 2020 |  |  | Hydrogen |  | Capacity-Intraconnection | FOM | 0 |  |  | H2 Pipeline - Repurposed | PJ | PJ |  | 1 | 0
LCP_Inputs_ON_Diverse_IEA_2023_05_05 | 2020 |  |  | Electricity |  | Capacity-Interconnection | CONE | 259502113.8532 |  |  | Electricity Transmission Line | QC | NY |  | 1 | 259502113.8532
LCP_Inputs_ON_Diverse_IEA_2023_05_05 | 2020 |  |  | Electricity |  | Capacity-Interconnection | FOM | 5859725.1515 |  |  | Electricity Transmission Line | QC | NY |  | 1 | 5859725.1515
LCP_Inputs_ON_Diverse_IEA_2023_05_05 | 2020 |  |  | Methane |  | Capacity-Intraconnection | CONE | 0 |  |  | CH4 Pipeline | QC | QC |  | 1 | 0
LCP_Inputs_ON_Diverse_IEA_2023_05_05 | 2020 |  |  | Methane |  | Capacity-Intraconnection | FOM | 0 |  |  | CH4 Pipeline | QC | QC |  | 1 | 0
LCP_Inputs_ON_Diverse_IEA_2023_05_05 | 2020 |  |  | Electricity |  | Capacity-Intraconnection | CONE | 0 |  |  | Electricity Transmission Line | QC | QC |  | 1 | 0
LCP_Inputs_ON_Diverse_IEA_2023_05_05 | 2020 |  |  | Electricity |  | Capacity-Intraconnection | FOM | 0 |  |  | Electricity Transmission Line | QC | QC |  | 1 | 0
LCP_Inputs_ON_Diverse_IEA_2023_05_05 | 2020 |  |  | Hydrogen |  | Capacity-Intraconnection | CONE | 0 |  |  | H2 Pipeline - New | QC | QC |  | 1 | 0
LCP_Inputs_ON_Diverse_IEA_2023_05_05 | 2020 |  |  | Hydrogen |  | Capacity-Intraconnection | FOM | 0 |  |  | H2 Pipeline - New | QC | QC |  | 1 | 0
LCP_Inputs_ON_Diverse_IEA_2023_05_05 | 2020 |  |  | Hydrogen |  | Capacity-Intraconnection | CONE | 0 |  |  | H2 Pipeline - Repurposed | QC | QC |  | 1 | 0
LCP_Inputs_ON_Diverse_IEA_2023_05_05 | 2020 |  |  | Hydrogen |  | Capacity-Intraconnection | FOM | 0 |  |  | H2 Pipeline - Repurposed | QC | QC |  | 1 | 0
LCP_Inputs_ON_Diverse_IEA_2023_05_05 | 2020 |  |  | Electricity |  | Capacity-Interconnection | CONE | 29301627.2431 |  |  | Electricity Transmission Line | WC | MI |  | 1 | 29301627.2431
LCP_Inputs_ON_Diverse_IEA_2023_05_05 | 2020 |  |  | Electricity |  | Capacity-Interconnection | FOM | 661649.6474 |  |  | Electricity Transmission Line | WC | MI |  | 1 | 661649.6474
LCP_Inputs_ON_Diverse_IEA_2023_05_05 | 2020 |  |  | Methane |  | Capacity-Intraconnection | CONE | 0 |  |  | CH4 Pipeline | WC | WC |  | 1 | 0
LCP_Inputs_ON_Diverse_IEA_2023_05_05 | 2020 |  |  | Methane |  | Capacity-Intraconnection | FOM | 0 |  |  | CH4 Pipeline | WC | WC |  | 1 | 0
LCP_Inputs_ON_Diverse_IEA_2023_05_05 | 2020 |  |  | Electricity |  | Capacity-Intraconnection | CONE | 0 |  |  | Electricity Transmission Line | WC | WC |  | 1 | 0
LCP_Inputs_ON_Diverse_IEA_2023_05_05 | 2020 |  |  | Electricity |  | Capacity-Intraconnection | FOM | 0 |  |  | Electricity Transmission Line | WC | WC |  | 1 | 0
LCP_Inputs_ON_Diverse_IEA_2023_05_05 | 2020 |  |  | Hydrogen |  | Capacity-Intraconnection | CONE | 0 |  |  | H2 Pipeline - New | WC | WC |  | 1 | 0
LCP_Inputs_ON_Diverse_IEA_2023_05_05 | 2020 |  |  | Hydrogen |  | Capacity-Intraconnection | FOM | 0 |  |  | H2 Pipeline - New | WC | WC |  | 1 | 0
LCP_Inputs_ON_Diverse_IEA_2023_05_05 | 2020 |  |  | Hydrogen |  | Capacity-Intraconnection | CONE | 0 |  |  | H2 Pipeline - Repurposed | WC | WC |  | 1 | 0
LCP_Inputs_ON_Diverse_IEA_2023_05_05 | 2020 |  |  | Hydrogen |  | Capacity-Intraconnection | FOM | 0 |  |  | H2 Pipeline - Repurposed | WC | WC |  | 1 | 0
LCP_Inputs_ON_Diverse_IEA_2023_05_05 | 2021 |  |  | Methane |  | Capacity-Intraconnection | FOM | 0 |  |  | CH4 Pipeline | MI | MI |  | 0.96154 | 0
LCP_Inputs_ON_Diverse_IEA_2023_05_05 | 2021 |  |  | Electricity |  | Capacity-Intraconnection | FOM | 0 |  |  | Electricity Transmission Line | MI | MI |  | 0.96154 | 0
LCP_Inputs_ON_Diverse_IEA_2023_05_05 | 2021 |  |  | Hydrogen |  | Capacity-Intraconnection | FOM | 0 |  |  | H2 Pipeline - New | MI | MI |  | 0.96154 | 0
LCP_Inputs_ON_Diverse_IEA_2023_05_05 | 2021 |  |  | Hydrogen |  | Capacity-Intraconnection | FOM | 0 |  |  | H2 Pipeline - Repurposed | MI | MI |  | 0.96154 | 0
LCP_Inputs_ON_Diverse_IEA_2023_05_05 | 2021 |  |  | Methane |  | Capacity-Intraconnection | FOM | 0 |  |  | CH4 Pipeline | NY | NY |  | 0.96154 | 0
LCP_Inputs_ON_Diverse_IEA_2023_05_05 | 2021 |  |  | Electricity |  | Capacity-Intraconnection | FOM | 0 |  |  | Electricity Transmission Line | NY | NY |  | 0.96154 | 0
LCP_Inputs_ON_Diverse_IEA_2023_05_05 | 2021 |  |  | Hydrogen |  | Capacity-Intraconnection | FOM | 0 |  |  | H2 Pipeline - New | NY | NY |  | 0.96154 | 0
LCP_Inputs_ON_Diverse_IEA_2023_05_05 | 2021 |  |  | Hydrogen |  | Capacity-Intraconnection | FOM | 0 |  |  | H2 Pipeline - Repurposed | NY | NY |  | 0.96154 | 0
LCP_Inputs_ON_Diverse_IEA_2023_05_05 | 2021 |  |  | Methane |  | Capacity-Interconnection | FOM | 0 |  |  | CH4 Pipeline | ON | MI |  | 0.96154 | 0
LCP_Inputs_ON_Diverse_IEA_2023_05_05 | 2021 |  |  | Electricity |  | Capacity-Interconnection | FOM | 0 |  |  | Electricity Transmission Line | ON | MI |  | 0.96154 | 0
LCP_Inputs_ON_Diverse_IEA_2023_05_05 | 2021 |  |  | Hydrogen |  | Capacity-Interconnection | FOM | 0 |  |  | H2 Pipeline - New | ON | MI |  | 0.96154 | 0
LCP_Inputs_ON_Diverse_IEA_2023_05_05 | 2021 |  |  | Hydrogen |  | Capacity-Interconnection | FOM | 0 |  |  | H2 Pipeline - Repurposed | ON | MI |  | 0.96154 | 0
LCP_Inputs_ON_Diverse_IEA_2023_05_05 | 2021 |  |  | Methane |  | Capacity-Interconnection | FOM | 0 |  |  | CH4 Pipeline | ON | NY |  | 0.96154 | 0
LCP_Inputs_ON_Diverse_IEA_2023_05_05 | 2021 |  |  | Electricity |  | Capacity-Interconnection | FOM | 0 |  |  | Electricity Transmission Line | ON | NY |  | 0.96154 | 0
LCP_Inputs_ON_Diverse_IEA_2023_05_05 | 2021 |  |  | Hydrogen |  | Capacity-Interconnection | FOM | 0 |  |  | H2 Pipeline - New | ON | NY |  | 0.96154 | 0
LCP_Inputs_ON_Diverse_IEA_2023_05_05 | 2021 |  |  | Hydrogen |  | Capacity-Interconnection | FOM | 0 |  |  | H2 Pipeline - Repurposed | ON | NY |  | 0.96154 | 0
LCP_Inputs_ON_Diverse_IEA_2023_05_05 | 2021 |  |  | Methane |  | Capacity-Intraconnection | FOM | 0 |  |  | CH4 Pipeline | ON | ON |  | 0.96154 | 0
LCP_Inputs_ON_Diverse_IEA_2023_05_05 | 2021 |  |  | Electricity |  | Capacity-Intraconnection | FOM | 0 |  |  | Electricity Transmission Line | ON | ON |  | 0.96154 | 0
LCP_Inputs_ON_Diverse_IEA_2023_05_05 | 2021 |  |  | Hydrogen |  | Capacity-Intraconnection | FOM | 0 |  |  | H2 Pipeline - New | ON | ON |  | 0.96154 | 0
LCP_Inputs_ON_Diverse_IEA_2023_05_05 | 2021 |  |  | Hydrogen |  | Capacity-Intraconnection | FOM | 0 |  |  | H2 Pipeline - Repurposed | ON | ON |  | 0.96154 | 0
LCP_Inputs_ON_Diverse_IEA_2023_05_05 | 2021 |  |  | Methane |  | Capacity-Interconnection | FOM | 0 |  |  | CH4 Pipeline | ON | PJ |  | 0.96154 | 0
LCP_Inputs_ON_Diverse_IEA_2023_05_05 | 2021 |  |  | Electricity |  | Capacity-Interconnection | FOM | 0 |  |  | Electricity Transmission Line | ON | PJ |  | 0.96154 | 0
LCP_Inputs_ON_Diverse_IEA_2023_05_05 | 2021 |  |  | Hydrogen |  | Capacity-Interconnection | FOM | 0 |  |  | H2 Pipeline - New | ON | PJ |  | 0.96154 | 0
LCP_Inputs_ON_Diverse_IEA_2023_05_05 | 2021 |  |  | Hydrogen |  | Capacity-Interconnection | FOM | 0 |  |  | H2 Pipeline - Repurposed | ON | PJ |  | 0.96154 | 0
LCP_Inputs_ON_Diverse_IEA_2023_05_05 | 2021 |  |  | Methane |  | Capacity-Interconnection | FOM | 0 |  |  | CH4 Pipeline | ON | QC |  | 0.96154 | 0
LCP_Inputs_ON_Diverse_IEA_2023_05_05 | 2021 |  |  | Electricity |  | Capacity-Interconnection | FOM | 0 |  |  | Electricity Transmission Line | ON | QC |  | 0.96154 | 0
LCP_Inputs_ON_Diverse_IEA_2023_05_05 | 2021 |  |  | Hydrogen |  | Capacity-Interconnection | FOM | 0 |  |  | H2 Pipeline - New | ON | QC |  | 0.96154 | 0
LCP_Inputs_ON_Diverse_IEA_2023_05_05 | 2021 |  |  | Hydrogen |  | Capacity-Interconnection | FOM | 0 |  |  | H2 Pipeline - Repurposed | ON | QC |  | 0.96154 | 0
LCP_Inputs_ON_Diverse_IEA_2023_05_05 | 2021 |  |  | Methane |  | Capacity-Interconnection | FOM | 0 |  |  | CH4 Pipeline | ON | WC |  | 0.96154 | 0
LCP_Inputs_ON_Diverse_IEA_2023_05_05 | 2021 |  |  | Electricity |  | Capacity-Interconnection | FOM | 0 |  |  | Electricity Transmission Line | ON | WC |  | 0.96154 | 0
LCP_Inputs_ON_Diverse_IEA_2023_05_05 | 2021 |  |  | Hydrogen |  | Capacity-Interconnection | FOM | 0 |  |  | H2 Pipeline - New | ON | WC |  | 0.96154 | 0
LCP_Inputs_ON_Diverse_IEA_2023_05_05 | 2021 |  |  | Hydrogen |  | Capacity-Interconnection | FOM | 0 |  |  | H2 Pipeline - Repurposed | ON | WC |  | 0.96154 | 0
LCP_Inputs_ON_Diverse_IEA_2023_05_05 | 2021 |  |  | Methane |  | Capacity-Intraconnection | FOM | 0 |  |  | CH4 Pipeline | PJ | PJ |  | 0.96154 | 0
LCP_Inputs_ON_Diverse_IEA_2023_05_05 | 2021 |  |  | Electricity |  | Capacity-Intraconnection | FOM | 0 |  |  | Electricity Transmission Line | PJ | PJ |  | 0.96154 | 0
LCP_Inputs_ON_Diverse_IEA_2023_05_05 | 2021 |  |  | Hydrogen |  | Capacity-Intraconnection | FOM | 0 |  |  | H2 Pipeline - New | PJ | PJ |  | 0.96154 | 0
LCP_Inputs_ON_Diverse_IEA_2023_05_05 | 2021 |  |  | Hydrogen |  | Capacity-Intraconnection | FOM | 0 |  |  | H2 Pipeline - Repurposed | PJ | PJ |  | 0.96154 | 0
LCP_Inputs_ON_Diverse_IEA_2023_05_05 | 2021 |  |  | Electricity |  | Capacity-Interconnection | FOM | 5859725.1515 |  |  | Electricity Transmission Line | QC | NY |  | 0.96154 | 5634351.1072
LCP_Inputs_ON_Diverse_IEA_2023_05_05 | 2021 |  |  | Methane |  | Capacity-Intraconnection | FOM | 0 |  |  | CH4 Pipeline | QC | QC |  | 0.96154 | 0
LCP_Inputs_ON_Diverse_IEA_2023_05_05 | 2021 |  |  | Electricity |  | Capacity-Intraconnection | FOM | 0 |  |  | Electricity Transmission Line | QC | QC |  | 0.96154 | 0
LCP_Inputs_ON_Diverse_IEA_2023_05_05 | 2021 |  |  | Hydrogen |  | Capacity-Intraconnection | FOM | 0 |  |  | H2 Pipeline - New | QC | QC |  | 0.96154 | 0
LCP_Inputs_ON_Diverse_IEA_2023_05_05 | 2021 |  |  | Hydrogen |  | Capacity-Intraconnection | FOM | 0 |  |  | H2 Pipeline - Repurposed | QC | QC |  | 0.96154 | 0
LCP_Inputs_ON_Diverse_IEA_2023_05_05 | 2021 |  |  | Electricity |  | Capacity-Interconnection | FOM | 661649.6474 |  |  | Electricity Transmission Line | WC | MI |  | 0.96154 | 636201.5841
LCP_Inputs_ON_Diverse_IEA_2023_05_05 | 2021 |  |  | Methane |  | Capacity-Intraconnection | FOM | 0 |  |  | CH4 Pipeline | WC | WC |  | 0.96154 | 0
LCP_Inputs_ON_Diverse_IEA_2023_05_05 | 2021 |  |  | Electricity |  | Capacity-Intraconnection | FOM | 0 |  |  | Electricity Transmission Line | WC | WC |  | 0.96154 | 0
LCP_Inputs_ON_Diverse_IEA_2023_05_05 | 2021 |  |  | Hydrogen |  | Capacity-Intraconnection | FOM | 0 |  |  | H2 Pipeline - New | WC | WC |  | 0.96154 | 0
LCP_Inputs_ON_Diverse_IEA_2023_05_05 | 2021 |  |  | Hydrogen |  | Capacity-Intraconnection | FOM | 0 |  |  | H2 Pipeline - Repurposed | WC | WC |  | 0.96154 | 0
LCP_Inputs_ON_Diverse_IEA_2023_05_05 | 2022 |  |  | Methane |  | Capacity-Intraconnection | FOM | 0 |  |  | CH4 Pipeline | MI | MI |  | 0.92456 | 0
LCP_Inputs_ON_Diverse_IEA_2023_05_05 | 2022 |  |  | Electricity |  | Capacity-Intraconnection | FOM | 0 |  |  | Electricity Transmission Line | MI | MI |  | 0.92456 | 0
LCP_Inputs_ON_Diverse_IEA_2023_05_05 | 2022 |  |  | Hydrogen |  | Capacity-Intraconnection | FOM | 0 |  |  | H2 Pipeline - New | MI | MI |  | 0.92456 | 0
LCP_Inputs_ON_Diverse_IEA_2023_05_05 | 2022 |  |  | Hydrogen |  | Capacity-Intraconnection | FOM | 0 |  |  | H2 Pipeline - Repurposed | MI | MI |  | 0.92456 | 0
LCP_Inputs_ON_Diverse_IEA_2023_05_05 | 2022 |  |  | Methane |  | Capacity-Intraconnection | FOM | 0 |  |  | CH4 Pipeline | NY | NY |  | 0.92456 | 0
LCP_Inputs_ON_Diverse_IEA_2023_05_05 | 2022 |  |  | Electricity |  | Capacity-Intraconnection | FOM | 0 |  |  | Electricity Transmission Line | NY | NY |  | 0.92456 | 0
LCP_Inputs_ON_Diverse_IEA_2023_05_05 | 2022 |  |  | Hydrogen |  | Capacity-Intraconnection | FOM | 0 |  |  | H2 Pipeline - New | NY | NY |  | 0.92456 | 0
LCP_Inputs_ON_Diverse_IEA_2023_05_05 | 2022 |  |  | Hydrogen |  | Capacity-Intraconnection | FOM | 0 |  |  | H2 Pipeline - Repurposed | NY | NY |  | 0.92456 | 0
LCP_Inputs_ON_Diverse_IEA_2023_05_05 | 2022 |  |  | Methane |  | Capacity-Interconnection | FOM | 0 |  |  | CH4 Pipeline | ON | MI |  | 0.92456 | 0
LCP_Inputs_ON_Diverse_IEA_2023_05_05 | 2022 |  |  | Electricity |  | Capacity-Interconnection | FOM | 0 |  |  | Electricity Transmission Line | ON | MI |  | 0.92456 | 0
LCP_Inputs_ON_Diverse_IEA_2023_05_05 | 2022 |  |  | Hydrogen |  | Capacity-Interconnection | FOM | 0 |  |  | H2 Pipeline - New | ON | MI |  | 0.92456 | 0
LCP_Inputs_ON_Diverse_IEA_2023_05_05 | 2022 |  |  | Hydrogen |  | Capacity-Interconnection | FOM | 0 |  |  | H2 Pipeline - Repurposed | ON | MI |  | 0.92456 | 0
LCP_Inputs_ON_Diverse_IEA_2023_05_05 | 2022 |  |  | Methane |  | Capacity-Interconnection | FOM | 0 |  |  | CH4 Pipeline | ON | NY |  | 0.92456 | 0
LCP_Inputs_ON_Diverse_IEA_2023_05_05 | 2022 |  |  | Electricity |  | Capacity-Interconnection | FOM | 0 |  |  | Electricity Transmission Line | ON | NY |  | 0.92456 | 0
LCP_Inputs_ON_Diverse_IEA_2023_05_05 | 2022 |  |  | Hydrogen |  | Capacity-Interconnection | FOM | 0 |  |  | H2 Pipeline - New | ON | NY |  | 0.92456 | 0
LCP_Inputs_ON_Diverse_IEA_2023_05_05 | 2022 |  |  | Hydrogen |  | Capacity-Interconnection | FOM | 0 |  |  | H2 Pipeline - Repurposed | ON | NY |  | 0.92456 | 0
LCP_Inputs_ON_Diverse_IEA_2023_05_05 | 2022 |  |  | Methane |  | Capacity-Intraconnection | FOM | 0 |  |  | CH4 Pipeline | ON | ON |  | 0.92456 | 0
LCP_Inputs_ON_Diverse_IEA_2023_05_05 | 2022 |  |  | Electricity |  | Capacity-Intraconnection | FOM | 0 |  |  | Electricity Transmission Line | ON | ON |  | 0.92456 | 0
LCP_Inputs_ON_Diverse_IEA_2023_05_05 | 2022 |  |  | Hydrogen |  | Capacity-Intraconnection | FOM | 0 |  |  | H2 Pipeline - New | ON | ON |  | 0.92456 | 0
LCP_Inputs_ON_Diverse_IEA_2023_05_05 | 2022 |  |  | Hydrogen |  | Capacity-Intraconnection | FOM | 0 |  |  | H2 Pipeline - Repurposed | ON | ON |  | 0.92456 | 0
LCP_Inputs_ON_Diverse_IEA_2023_05_05 | 2022 |  |  | Methane |  | Capacity-Interconnection | FOM | 0 |  |  | CH4 Pipeline | ON | PJ |  | 0.92456 | 0
LCP_Inputs_ON_Diverse_IEA_2023_05_05 | 2022 |  |  | Electricity |  | Capacity-Interconnection | FOM | 0 |  |  | Electricity Transmission Line | ON | PJ |  | 0.92456 | 0
LCP_Inputs_ON_Diverse_IEA_2023_05_05 | 2022 |  |  | Hydrogen |  | Capacity-Interconnection | FOM | 0 |  |  | H2 Pipeline - New | ON | PJ |  | 0.92456 | 0
LCP_Inputs_ON_Diverse_IEA_2023_05_05 | 2022 |  |  | Hydrogen |  | Capacity-Interconnection | FOM | 0 |  |  | H2 Pipeline - Repurposed | ON | PJ |  | 0.92456 | 0
LCP_Inputs_ON_Diverse_IEA_2023_05_05 | 2022 |  |  | Methane |  | Capacity-Interconnection | FOM | 0 |  |  | CH4 Pipeline | ON | QC |  | 0.92456 | 0
LCP_Inputs_ON_Diverse_IEA_2023_05_05 | 2022 |  |  | Electricity |  | Capacity-Interconnection | FOM | 0 |  |  | Electricity Transmission Line | ON | QC |  | 0.92456 | 0
LCP_Inputs_ON_Diverse_IEA_2023_05_05 | 2022 |  |  | Hydrogen |  | Capacity-Interconnection | FOM | 0 |  |  | H2 Pipeline - New | ON | QC |  | 0.92456 | 0
LCP_Inputs_ON_Diverse_IEA_2023_05_05 | 2022 |  |  | Hydrogen |  | Capacity-Interconnection | FOM | 0 |  |  | H2 Pipeline - Repurposed | ON | QC |  | 0.92456 | 0
LCP_Inputs_ON_Diverse_IEA_2023_05_05 | 2022 |  |  | Methane |  | Capacity-Interconnection | FOM | 0 |  |  | CH4 Pipeline | ON | WC |  | 0.92456 | 0
LCP_Inputs_ON_Diverse_IEA_2023_05_05 | 2022 |  |  | Electricity |  | Capacity-Interconnection | FOM | 0 |  |  | Electricity Transmission Line | ON | WC |  | 0.92456 | 0
LCP_Inputs_ON_Diverse_IEA_2023_05_05 | 2022 |  |  | Hydrogen |  | Capacity-Interconnection | FOM | 0 |  |  | H2 Pipeline - New | ON | WC |  | 0.92456 | 0
LCP_Inputs_ON_Diverse_IEA_2023_05_05 | 2022 |  |  | Hydrogen |  | Capacity-Interconnection | FOM | 0 |  |  | H2 Pipeline - Repurposed | ON | WC |  | 0.92456 | 0
LCP_Inputs_ON_Diverse_IEA_2023_05_05 | 2022 |  |  | Methane |  | Capacity-Intraconnection | FOM | 0 |  |  | CH4 Pipeline | PJ | PJ |  | 0.92456 | 0
LCP_Inputs_ON_Diverse_IEA_2023_05_05 | 2022 |  |  | Electricity |  | Capacity-Intraconnection | FOM | 0 |  |  | Electricity Transmission Line | PJ | PJ |  | 0.92456 | 0
LCP_Inputs_ON_Diverse_IEA_2023_05_05 | 2022 |  |  | Hydrogen |  | Capacity-Intraconnection | FOM | 0 |  |  | H2 Pipeline - New | PJ | PJ |  | 0.92456 | 0
LCP_Inputs_ON_Diverse_IEA_2023_05_05 | 2022 |  |  | Hydrogen |  | Capacity-Intraconnection | FOM | 0 |  |  | H2 Pipeline - Repurposed | PJ | PJ |  | 0.92456 | 0
LCP_Inputs_ON_Diverse_IEA_2023_05_05 | 2022 |  |  | Electricity |  | Capacity-Interconnection | FOM | 5859725.1515 |  |  | Electricity Transmission Line | QC | NY |  | 0.92456 | 5417645.2954
LCP_Inputs_ON_Diverse_IEA_2023_05_05 | 2022 |  |  | Methane |  | Capacity-Intraconnection | FOM | 0 |  |  | CH4 Pipeline | QC | QC |  | 0.92456 | 0
LCP_Inputs_ON_Diverse_IEA_2023_05_05 | 2022 |  |  | Electricity |  | Capacity-Intraconnection | FOM | 0 |  |  | Electricity Transmission Line | QC | QC |  | 0.92456 | 0
LCP_Inputs_ON_Diverse_IEA_2023_05_05 | 2022 |  |  | Hydrogen |  | Capacity-Intraconnection | FOM | 0 |  |  | H2 Pipeline - New | QC | QC |  | 0.92456 | 0
LCP_Inputs_ON_Diverse_IEA_2023_05_05 | 2022 |  |  | Hydrogen |  | Capacity-Intraconnection | FOM | 0 |  |  | H2 Pipeline - Repurposed | QC | QC |  | 0.92456 | 0
LCP_Inputs_ON_Diverse_IEA_2023_05_05 | 2022 |  |  | Electricity |  | Capacity-Interconnection | FOM | 661649.6474 |  |  | Electricity Transmission Line | WC | MI |  | 0.92456 | 611732.2924
LCP_Inputs_ON_Diverse_IEA_2023_05_05 | 2022 |  |  | Methane |  | Capacity-Intraconnection | FOM | 0 |  |  | CH4 Pipeline | WC | WC |  | 0.92456 | 0
LCP_Inputs_ON_Diverse_IEA_2023_05_05 | 2022 |  |  | Electricity |  | Capacity-Intraconnection | FOM | 0 |  |  | Electricity Transmission Line | WC | WC |  | 0.92456 | 0
LCP_Inputs_ON_Diverse_IEA_2023_05_05 | 2022 |  |  | Hydrogen |  | Capacity-Intraconnection | FOM | 0 |  |  | H2 Pipeline - New | WC | WC |  | 0.92456 | 0
LCP_Inputs_ON_Diverse_IEA_2023_05_05 | 2022 |  |  | Hydrogen |  | Capacity-Intraconnection | FOM | 0 |  |  | H2 Pipeline - Repurposed | WC | WC |  | 0.92456 | 0
LCP_Inputs_ON_Diverse_IEA_2023_05_05 | 2023 |  |  | Methane |  | Capacity-Intraconnection | FOM | 0 |  |  | CH4 Pipeline | MI | MI |  | 0.889 | 0
LCP_Inputs_ON_Diverse_IEA_2023_05_05 | 2023 |  |  | Electricity |  | Capacity-Intraconnection | FOM | 0 |  |  | Electricity Transmission Line | MI | MI |  | 0.889 | 0
LCP_Inputs_ON_Diverse_IEA_2023_05_05 | 2023 |  |  | Hydrogen |  | Capacity-Intraconnection | FOM | 0 |  |  | H2 Pipeline - New | MI | MI |  | 0.889 | 0
LCP_Inputs_ON_Diverse_IEA_2023_05_05 | 2023 |  |  | Hydrogen |  | Capacity-Intraconnection | FOM | 0 |  |  | H2 Pipeline - Repurposed | MI | MI |  | 0.889 | 0
LCP_Inputs_ON_Diverse_IEA_2023_05_05 | 2023 |  |  | Methane |  | Capacity-Intraconnection | FOM | 0 |  |  | CH4 Pipeline | NY | NY |  | 0.889 | 0
LCP_Inputs_ON_Diverse_IEA_2023_05_05 | 2023 |  |  | Electricity |  | Capacity-Intraconnection | FOM | 0 |  |  | Electricity Transmission Line | NY | NY |  | 0.889 | 0
LCP_Inputs_ON_Diverse_IEA_2023_05_05 | 2023 |  |  | Hydrogen |  | Capacity-Intraconnection | FOM | 0 |  |  | H2 Pipeline - New | NY | NY |  | 0.889 | 0
LCP_Inputs_ON_Diverse_IEA_2023_05_05 | 2023 |  |  | Hydrogen |  | Capacity-Intraconnection | FOM | 0 |  |  | H2 Pipeline - Repurposed | NY | NY |  | 0.889 | 0
LCP_Inputs_ON_Diverse_IEA_2023_05_05 | 2023 |  |  | Methane |  | Capacity-Interconnection | FOM | 0 |  |  | CH4 Pipeline | ON | MI |  | 0.889 | 0
LCP_Inputs_ON_Diverse_IEA_2023_05_05 | 2023 |  |  | Electricity |  | Capacity-Interconnection | FOM | 0 |  |  | Electricity Transmission Line | ON | MI |  | 0.889 | 0
LCP_Inputs_ON_Diverse_IEA_2023_05_05 | 2023 |  |  | Hydrogen |  | Capacity-Interconnection | FOM | 0 |  |  | H2 Pipeline - New | ON | MI |  | 0.889 | 0
LCP_Inputs_ON_Diverse_IEA_2023_05_05 | 2023 |  |  | Hydrogen |  | Capacity-Interconnection | FOM | 0 |  |  | H2 Pipeline - Repurposed | ON | MI |  | 0.889 | 0
LCP_Inputs_ON_Diverse_IEA_2023_05_05 | 2023 |  |  | Methane |  | Capacity-Interconnection | FOM | 0 |  |  | CH4 Pipeline | ON | NY |  | 0.889 | 0
LCP_Inputs_ON_Diverse_IEA_2023_05_05 | 2023 |  |  | Electricity |  | Capacity-Interconnection | FOM | 0 |  |  | Electricity Transmission Line | ON | NY |  | 0.889 | 0
LCP_Inputs_ON_Diverse_IEA_2023_05_05 | 2023 |  |  | Hydrogen |  | Capacity-Interconnection | FOM | 0 |  |  | H2 Pipeline - New | ON | NY |  | 0.889 | 0
LCP_Inputs_ON_Diverse_IEA_2023_05_05 | 2023 |  |  | Hydrogen |  | Capacity-Interconnection | FOM | 0 |  |  | H2 Pipeline - Repurposed | ON | NY |  | 0.889 | 0
LCP_Inputs_ON_Diverse_IEA_2023_05_05 | 2023 |  |  | Methane |  | Capacity-Intraconnection | FOM | 0 |  |  | CH4 Pipeline | ON | ON |  | 0.889 | 0
LCP_Inputs_ON_Diverse_IEA_2023_05_05 | 2023 |  |  | Electricity |  | Capacity-Intraconnection | FOM | 0 |  |  | Electricity Transmission Line | ON | ON |  | 0.889 | 0
LCP_Inputs_ON_Diverse_IEA_2023_05_05 | 2023 |  |  | Hydrogen |  | Capacity-Intraconnection | FOM | 0 |  |  | H2 Pipeline - New | ON | ON |  | 0.889 | 0
LCP_Inputs_ON_Diverse_IEA_2023_05_05 | 2023 |  |  | Hydrogen |  | Capacity-Intraconnection | FOM | 0 |  |  | H2 Pipeline - Repurposed | ON | ON |  | 0.889 | 0
LCP_Inputs_ON_Diverse_IEA_2023_05_05 | 2023 |  |  | Methane |  | Capacity-Interconnection | FOM | 0 |  |  | CH4 Pipeline | ON | PJ |  | 0.889 | 0
LCP_Inputs_ON_Diverse_IEA_2023_05_05 | 2023 |  |  | Electricity |  | Capacity-Interconnection | FOM | 0 |  |  | Electricity Transmission Line | ON | PJ |  | 0.889 | 0
LCP_Inputs_ON_Diverse_IEA_2023_05_05 | 2023 |  |  | Hydrogen |  | Capacity-Interconnection | FOM | 0 |  |  | H2 Pipeline - New | ON | PJ |  | 0.889 | 0
LCP_Inputs_ON_Diverse_IEA_2023_05_05 | 2023 |  |  | Hydrogen |  | Capacity-Interconnection | FOM | 0 |  |  | H2 Pipeline - Repurposed | ON | PJ |  | 0.889 | 0
LCP_Inputs_ON_Diverse_IEA_2023_05_05 | 2023 |  |  | Methane |  | Capacity-Interconnection | FOM | 0 |  |  | CH4 Pipeline | ON | QC |  | 0.889 | 0
LCP_Inputs_ON_Diverse_IEA_2023_05_05 | 2023 |  |  | Electricity |  | Capacity-Interconnection | FOM | 0 |  |  | Electricity Transmission Line | ON | QC |  | 0.889 | 0
LCP_Inputs_ON_Diverse_IEA_2023_05_05 | 2023 |  |  | Hydrogen |  | Capacity-Interconnection | FOM | 0 |  |  | H2 Pipeline - New | ON | QC |  | 0.889 | 0
LCP_Inputs_ON_Diverse_IEA_2023_05_05 | 2023 |  |  | Hydrogen |  | Capacity-Interconnection | FOM | 0 |  |  | H2 Pipeline - Repurposed | ON | QC |  | 0.889 | 0
LCP_Inputs_ON_Diverse_IEA_2023_05_05 | 2023 |  |  | Methane |  | Capacity-Interconnection | FOM | 0 |  |  | CH4 Pipeline | ON | WC |  | 0.889 | 0
LCP_Inputs_ON_Diverse_IEA_2023_05_05 | 2023 |  |  | Electricity |  | Capacity-Interconnection | FOM | 0 |  |  | Electricity Transmission Line | ON | WC |  | 0.889 | 0
LCP_Inputs_ON_Diverse_IEA_2023_05_05 | 2023 |  |  | Hydrogen |  | Capacity-Interconnection | FOM | 0 |  |  | H2 Pipeline - New | ON | WC |  | 0.889 | 0
LCP_Inputs_ON_Diverse_IEA_2023_05_05 | 2023 |  |  | Hydrogen |  | Capacity-Interconnection | FOM | 0 |  |  | H2 Pipeline - Repurposed | ON | WC |  | 0.889 | 0
LCP_Inputs_ON_Diverse_IEA_2023_05_05 | 2023 |  |  | Methane |  | Capacity-Intraconnection | FOM | 0 |  |  | CH4 Pipeline | PJ | PJ |  | 0.889 | 0
LCP_Inputs_ON_Diverse_IEA_2023_05_05 | 2023 |  |  | Electricity |  | Capacity-Intraconnection | FOM | 0 |  |  | Electricity Transmission Line | PJ | PJ |  | 0.889 | 0
LCP_Inputs_ON_Diverse_IEA_2023_05_05 | 2023 |  |  | Hydrogen |  | Capacity-Intraconnection | FOM | 0 |  |  | H2 Pipeline - New | PJ | PJ |  | 0.889 | 0
LCP_Inputs_ON_Diverse_IEA_2023_05_05 | 2023 |  |  | Hydrogen |  | Capacity-Intraconnection | FOM | 0 |  |  | H2 Pipeline - Repurposed | PJ | PJ |  | 0.889 | 0
LCP_Inputs_ON_Diverse_IEA_2023_05_05 | 2023 |  |  | Electricity |  | Capacity-Interconnection | FOM | 5859725.1515 |  |  | Electricity Transmission Line | QC | NY |  | 0.889 | 5209274.3225
LCP_Inputs_ON_Diverse_IEA_2023_05_05 | 2023 |  |  | Methane |  | Capacity-Intraconnection | FOM | 0 |  |  | CH4 Pipeline | QC | QC |  | 0.889 | 0
LCP_Inputs_ON_Diverse_IEA_2023_05_05 | 2023 |  |  | Electricity |  | Capacity-Intraconnection | FOM | 0 |  |  | Electricity Transmission Line | QC | QC |  | 0.889 | 0
LCP_Inputs_ON_Diverse_IEA_2023_05_05 | 2023 |  |  | Hydrogen |  | Capacity-Intraconnection | FOM | 0 |  |  | H2 Pipeline - New | QC | QC |  | 0.889 | 0
LCP_Inputs_ON_Diverse_IEA_2023_05_05 | 2023 |  |  | Hydrogen |  | Capacity-Intraconnection | FOM | 0 |  |  | H2 Pipeline - Repurposed | QC | QC |  | 0.889 | 0
LCP_Inputs_ON_Diverse_IEA_2023_05_05 | 2023 |  |  | Electricity |  | Capacity-Interconnection | FOM | 661649.6474 |  |  | Electricity Transmission Line | WC | MI |  | 0.889 | 588204.1273
LCP_Inputs_ON_Diverse_IEA_2023_05_05 | 2023 |  |  | Methane |  | Capacity-Intraconnection | FOM | 0 |  |  | CH4 Pipeline | WC | WC |  | 0.889 | 0
LCP_Inputs_ON_Diverse_IEA_2023_05_05 | 2023 |  |  | Electricity |  | Capacity-Intraconnection | FOM | 0 |  |  | Electricity Transmission Line | WC | WC |  | 0.889 | 0
LCP_Inputs_ON_Diverse_IEA_2023_05_05 | 2023 |  |  | Hydrogen |  | Capacity-Intraconnection | FOM | 0 |  |  | H2 Pipeline - New | WC | WC |  | 0.889 | 0
LCP_Inputs_ON_Diverse_IEA_2023_05_05 | 2023 |  |  | Hydrogen |  | Capacity-Intraconnection | FOM | 0 |  |  | H2 Pipeline - Repurposed | WC | WC |  | 0.889 | 0
LCP_Inputs_ON_Diverse_IEA_2023_05_05 | 2024 |  |  | Methane |  | Capacity-Intraconnection | FOM | 0 |  |  | CH4 Pipeline | MI | MI |  | 0.8548 | 0
LCP_Inputs_ON_Diverse_IEA_2023_05_05 | 2024 |  |  | Electricity |  | Capacity-Intraconnection | FOM | 0 |  |  | Electricity Transmission Line | MI | MI |  | 0.8548 | 0
LCP_Inputs_ON_Diverse_IEA_2023_05_05 | 2024 |  |  | Hydrogen |  | Capacity-Intraconnection | FOM | 0 |  |  | H2 Pipeline - New | MI | MI |  | 0.8548 | 0
LCP_Inputs_ON_Diverse_IEA_2023_05_05 | 2024 |  |  | Hydrogen |  | Capacity-Intraconnection | FOM | 0 |  |  | H2 Pipeline - Repurposed | MI | MI |  | 0.8548 | 0
LCP_Inputs_ON_Diverse_IEA_2023_05_05 | 2024 |  |  | Methane |  | Capacity-Intraconnection | FOM | 0 |  |  | CH4 Pipeline | NY | NY |  | 0.8548 | 0
LCP_Inputs_ON_Diverse_IEA_2023_05_05 | 2024 |  |  | Electricity |  | Capacity-Intraconnection | FOM | 0 |  |  | Electricity Transmission Line | NY | NY |  | 0.8548 | 0
LCP_Inputs_ON_Diverse_IEA_2023_05_05 | 2024 |  |  | Hydrogen |  | Capacity-Intraconnection | FOM | 0 |  |  | H2 Pipeline - New | NY | NY |  | 0.8548 | 0
LCP_Inputs_ON_Diverse_IEA_2023_05_05 | 2024 |  |  | Hydrogen |  | Capacity-Intraconnection | FOM | 0 |  |  | H2 Pipeline - Repurposed | NY | NY |  | 0.8548 | 0
LCP_Inputs_ON_Diverse_IEA_2023_05_05 | 2024 |  |  | Methane |  | Capacity-Interconnection | FOM | 0 |  |  | CH4 Pipeline | ON | MI |  | 0.8548 | 0
LCP_Inputs_ON_Diverse_IEA_2023_05_05 | 2024 |  |  | Electricity |  | Capacity-Interconnection | FOM | 0 |  |  | Electricity Transmission Line | ON | MI |  | 0.8548 | 0
LCP_Inputs_ON_Diverse_IEA_2023_05_05 | 2024 |  |  | Hydrogen |  | Capacity-Interconnection | FOM | 0 |  |  | H2 Pipeline - New | ON | MI |  | 0.8548 | 0
LCP_Inputs_ON_Diverse_IEA_2023_05_05 | 2024 |  |  | Hydrogen |  | Capacity-Interconnection | FOM | 0 |  |  | H2 Pipeline - Repurposed | ON | MI |  | 0.8548 | 0
LCP_Inputs_ON_Diverse_IEA_2023_05_05 | 2024 |  |  | Methane |  | Capacity-Interconnection | FOM | 0 |  |  | CH4 Pipeline | ON | NY |  | 0.8548 | 0
LCP_Inputs_ON_Diverse_IEA_2023_05_05 | 2024 |  |  | Electricity |  | Capacity-Interconnection | FOM | 0 |  |  | Electricity Transmission Line | ON | NY |  | 0.8548 | 0
LCP_Inputs_ON_Diverse_IEA_2023_05_05 | 2024 |  |  | Hydrogen |  | Capacity-Interconnection | FOM | 0 |  |  | H2 Pipeline - New | ON | NY |  | 0.8548 | 0
LCP_Inputs_ON_Diverse_IEA_2023_05_05 | 2024 |  |  | Hydrogen |  | Capacity-Interconnection | FOM | 0 |  |  | H2 Pipeline - Repurposed | ON | NY |  | 0.8548 | 0
LCP_Inputs_ON_Diverse_IEA_2023_05_05 | 2024 |  |  | Methane |  | Capacity-Intraconnection | FOM | 0 |  |  | CH4 Pipeline | ON | ON |  | 0.8548 | 0
LCP_Inputs_ON_Diverse_IEA_2023_05_05 | 2024 |  |  | Electricity |  | Capacity-Intraconnection | FOM | 0 |  |  | Electricity Transmission Line | ON | ON |  | 0.8548 | 0
LCP_Inputs_ON_Diverse_IEA_2023_05_05 | 2024 |  |  | Hydrogen |  | Capacity-Intraconnection | FOM | 0 |  |  | H2 Pipeline - New | ON | ON |  | 0.8548 | 0
LCP_Inputs_ON_Diverse_IEA_2023_05_05 | 2024 |  |  | Hydrogen |  | Capacity-Intraconnection | FOM | 0 |  |  | H2 Pipeline - Repurposed | ON | ON |  | 0.8548 | 0
LCP_Inputs_ON_Diverse_IEA_2023_05_05 | 2024 |  |  | Methane |  | Capacity-Interconnection | FOM | 0 |  |  | CH4 Pipeline | ON | PJ |  | 0.8548 | 0
LCP_Inputs_ON_Diverse_IEA_2023_05_05 | 2024 |  |  | Electricity |  | Capacity-Interconnection | FOM | 0 |  |  | Electricity Transmission Line | ON | PJ |  | 0.8548 | 0
LCP_Inputs_ON_Diverse_IEA_2023_05_05 | 2024 |  |  | Hydrogen |  | Capacity-Interconnection | FOM | 0 |  |  | H2 Pipeline - New | ON | PJ |  | 0.8548 | 0
LCP_Inputs_ON_Diverse_IEA_2023_05_05 | 2024 |  |  | Hydrogen |  | Capacity-Interconnection | FOM | 0 |  |  | H2 Pipeline - Repurposed | ON | PJ |  | 0.8548 | 0
LCP_Inputs_ON_Diverse_IEA_2023_05_05 | 2024 |  |  | Methane |  | Capacity-Interconnection | FOM | 0 |  |  | CH4 Pipeline | ON | QC |  | 0.8548 | 0
LCP_Inputs_ON_Diverse_IEA_2023_05_05 | 2024 |  |  | Electricity |  | Capacity-Interconnection | FOM | 0 |  |  | Electricity Transmission Line | ON | QC |  | 0.8548 | 0
LCP_Inputs_ON_Diverse_IEA_2023_05_05 | 2024 |  |  | Hydrogen |  | Capacity-Interconnection | FOM | 0 |  |  | H2 Pipeline - New | ON | QC |  | 0.8548 | 0
LCP_Inputs_ON_Diverse_IEA_2023_05_05 | 2024 |  |  | Hydrogen |  | Capacity-Interconnection | FOM | 0 |  |  | H2 Pipeline - Repurposed | ON | QC |  | 0.8548 | 0
LCP_Inputs_ON_Diverse_IEA_2023_05_05 | 2024 |  |  | Methane |  | Capacity-Interconnection | FOM | 0 |  |  | CH4 Pipeline | ON | WC |  | 0.8548 | 0
LCP_Inputs_ON_Diverse_IEA_2023_05_05 | 2024 |  |  | Electricity |  | Capacity-Interconnection | FOM | 0 |  |  | Electricity Transmission Line | ON | WC |  | 0.8548 | 0
LCP_Inputs_ON_Diverse_IEA_2023_05_05 | 2024 |  |  | Hydrogen |  | Capacity-Interconnection | FOM | 0 |  |  | H2 Pipeline - New | ON | WC |  | 0.8548 | 0
LCP_Inputs_ON_Diverse_IEA_2023_05_05 | 2024 |  |  | Hydrogen |  | Capacity-Interconnection | FOM | 0 |  |  | H2 Pipeline - Repurposed | ON | WC |  | 0.8548 | 0
LCP_Inputs_ON_Diverse_IEA_2023_05_05 | 2024 |  |  | Methane |  | Capacity-Intraconnection | FOM | 0 |  |  | CH4 Pipeline | PJ | PJ |  | 0.8548 | 0
LCP_Inputs_ON_Diverse_IEA_2023_05_05 | 2024 |  |  | Electricity |  | Capacity-Intraconnection | FOM | 0 |  |  | Electricity Transmission Line | PJ | PJ |  | 0.8548 | 0
LCP_Inputs_ON_Diverse_IEA_2023_05_05 | 2024 |  |  | Hydrogen |  | Capacity-Intraconnection | FOM | 0 |  |  | H2 Pipeline - New | PJ | PJ |  | 0.8548 | 0
LCP_Inputs_ON_Diverse_IEA_2023_05_05 | 2024 |  |  | Hydrogen |  | Capacity-Intraconnection | FOM | 0 |  |  | H2 Pipeline - Repurposed | PJ | PJ |  | 0.8548 | 0
LCP_Inputs_ON_Diverse_IEA_2023_05_05 | 2024 |  |  | Electricity |  | Capacity-Interconnection | FOM | 5859725.1515 |  |  | Electricity Transmission Line | QC | NY |  | 0.8548 | 5008917.6178
LCP_Inputs_ON_Diverse_IEA_2023_05_05 | 2024 |  |  | Methane |  | Capacity-Intraconnection | FOM | 0 |  |  | CH4 Pipeline | QC | QC |  | 0.8548 | 0
LCP_Inputs_ON_Diverse_IEA_2023_05_05 | 2024 |  |  | Electricity |  | Capacity-Intraconnection | FOM | 0 |  |  | Electricity Transmission Line | QC | QC |  | 0.8548 | 0
LCP_Inputs_ON_Diverse_IEA_2023_05_05 | 2024 |  |  | Hydrogen |  | Capacity-Intraconnection | FOM | 0 |  |  | H2 Pipeline - New | QC | QC |  | 0.8548 | 0
LCP_Inputs_ON_Diverse_IEA_2023_05_05 | 2024 |  |  | Hydrogen |  | Capacity-Intraconnection | FOM | 0 |  |  | H2 Pipeline - Repurposed | QC | QC |  | 0.8548 | 0
LCP_Inputs_ON_Diverse_IEA_2023_05_05 | 2024 |  |  | Electricity |  | Capacity-Interconnection | FOM | 661649.6474 |  |  | Electricity Transmission Line | WC | MI |  | 0.8548 | 565580.8916
LCP_Inputs_ON_Diverse_IEA_2023_05_05 | 2024 |  |  | Methane |  | Capacity-Intraconnection | FOM | 0 |  |  | CH4 Pipeline | WC | WC |  | 0.8548 | 0
LCP_Inputs_ON_Diverse_IEA_2023_05_05 | 2024 |  |  | Electricity |  | Capacity-Intraconnection | FOM | 0 |  |  | Electricity Transmission Line | WC | WC |  | 0.8548 | 0
LCP_Inputs_ON_Diverse_IEA_2023_05_05 | 2024 |  |  | Hydrogen |  | Capacity-Intraconnection | FOM | 0 |  |  | H2 Pipeline - New | WC | WC |  | 0.8548 | 0
LCP_Inputs_ON_Diverse_IEA_2023_05_05 | 2024 |  |  | Hydrogen |  | Capacity-Intraconnection | FOM | 0 |  |  | H2 Pipeline - Repurposed | WC | WC |  | 0.8548 | 0
LCP_Inputs_ON_Diverse_IEA_2023_05_05 | 2025 |  |  | Methane |  | Capacity-Intraconnection | FOM | 0 |  |  | CH4 Pipeline | MI | MI |  | 0.82193 | 0
LCP_Inputs_ON_Diverse_IEA_2023_05_05 | 2025 |  |  | Electricity |  | Capacity-Intraconnection | FOM | 0 |  |  | Electricity Transmission Line | MI | MI |  | 0.82193 | 0
LCP_Inputs_ON_Diverse_IEA_2023_05_05 | 2025 |  |  | Hydrogen |  | Capacity-Intraconnection | FOM | 0 |  |  | H2 Pipeline - New | MI | MI |  | 0.82193 | 0
LCP_Inputs_ON_Diverse_IEA_2023_05_05 | 2025 |  |  | Hydrogen |  | Capacity-Intraconnection | FOM | 0 |  |  | H2 Pipeline - Repurposed | MI | MI |  | 0.82193 | 0
LCP_Inputs_ON_Diverse_IEA_2023_05_05 | 2025 |  |  | Methane |  | Capacity-Intraconnection | FOM | 0 |  |  | CH4 Pipeline | NY | NY |  | 0.82193 | 0
LCP_Inputs_ON_Diverse_IEA_2023_05_05 | 2025 |  |  | Electricity |  | Capacity-Intraconnection | FOM | 0 |  |  | Electricity Transmission Line | NY | NY |  | 0.82193 | 0
LCP_Inputs_ON_Diverse_IEA_2023_05_05 | 2025 |  |  | Hydrogen |  | Capacity-Intraconnection | FOM | 0 |  |  | H2 Pipeline - New | NY | NY |  | 0.82193 | 0
LCP_Inputs_ON_Diverse_IEA_2023_05_05 | 2025 |  |  | Hydrogen |  | Capacity-Intraconnection | FOM | 0 |  |  | H2 Pipeline - Repurposed | NY | NY |  | 0.82193 | 0
LCP_Inputs_ON_Diverse_IEA_2023_05_05 | 2025 |  |  | Methane |  | Capacity-Interconnection | FOM | 0 |  |  | CH4 Pipeline | ON | MI |  | 0.82193 | 0
LCP_Inputs_ON_Diverse_IEA_2023_05_05 | 2025 |  |  | Electricity |  | Capacity-Interconnection | FOM | 0 |  |  | Electricity Transmission Line | ON | MI |  | 0.82193 | 0
LCP_Inputs_ON_Diverse_IEA_2023_05_05 | 2025 |  |  | Hydrogen |  | Capacity-Interconnection | FOM | 0 |  |  | H2 Pipeline - New | ON | MI |  | 0.82193 | 0
LCP_Inputs_ON_Diverse_IEA_2023_05_05 | 2025 |  |  | Hydrogen |  | Capacity-Interconnection | FOM | 0 |  |  | H2 Pipeline - Repurposed | ON | MI |  | 0.82193 | 0
LCP_Inputs_ON_Diverse_IEA_2023_05_05 | 2025 |  |  | Methane |  | Capacity-Interconnection | FOM | 0 |  |  | CH4 Pipeline | ON | NY |  | 0.82193 | 0
LCP_Inputs_ON_Diverse_IEA_2023_05_05 | 2025 |  |  | Electricity |  | Capacity-Interconnection | FOM | 0 |  |  | Electricity Transmission Line | ON | NY |  | 0.82193 | 0
LCP_Inputs_ON_Diverse_IEA_2023_05_05 | 2025 |  |  | Hydrogen |  | Capacity-Interconnection | FOM | 0 |  |  | H2 Pipeline - New | ON | NY |  | 0.82193 | 0
LCP_Inputs_ON_Diverse_IEA_2023_05_05 | 2025 |  |  | Hydrogen |  | Capacity-Interconnection | FOM | 0 |  |  | H2 Pipeline - Repurposed | ON | NY |  | 0.82193 | 0
LCP_Inputs_ON_Diverse_IEA_2023_05_05 | 2025 |  |  | Methane |  | Capacity-Intraconnection | FOM | 0 |  |  | CH4 Pipeline | ON | ON |  | 0.82193 | 0
LCP_Inputs_ON_Diverse_IEA_2023_05_05 | 2025 |  |  | Electricity |  | Capacity-Intraconnection | FOM | 0 |  |  | Electricity Transmission Line | ON | ON |  | 0.82193 | 0
LCP_Inputs_ON_Diverse_IEA_2023_05_05 | 2025 |  |  | Hydrogen |  | Capacity-Intraconnection | FOM | 0 |  |  | H2 Pipeline - New | ON | ON |  | 0.82193 | 0
LCP_Inputs_ON_Diverse_IEA_2023_05_05 | 2025 |  |  | Hydrogen |  | Capacity-Intraconnection | FOM | 0 |  |  | H2 Pipeline - Repurposed | ON | ON |  | 0.82193 | 0
LCP_Inputs_ON_Diverse_IEA_2023_05_05 | 2025 |  |  | Methane |  | Capacity-Interconnection | FOM | 0 |  |  | CH4 Pipeline | ON | PJ |  | 0.82193 | 0
LCP_Inputs_ON_Diverse_IEA_2023_05_05 | 2025 |  |  | Electricity |  | Capacity-Interconnection | FOM | 0 |  |  | Electricity Transmission Line | ON | PJ |  | 0.82193 | 0
LCP_Inputs_ON_Diverse_IEA_2023_05_05 | 2025 |  |  | Hydrogen |  | Capacity-Interconnection | FOM | 0 |  |  | H2 Pipeline - New | ON | PJ |  | 0.82193 | 0
LCP_Inputs_ON_Diverse_IEA_2023_05_05 | 2025 |  |  | Hydrogen |  | Capacity-Interconnection | FOM | 0 |  |  | H2 Pipeline - Repurposed | ON | PJ |  | 0.82193 | 0
LCP_Inputs_ON_Diverse_IEA_2023_05_05 | 2025 |  |  | Methane |  | Capacity-Interconnection | FOM | 0 |  |  | CH4 Pipeline | ON | QC |  | 0.82193 | 0
LCP_Inputs_ON_Diverse_IEA_2023_05_05 | 2025 |  |  | Electricity |  | Capacity-Interconnection | FOM | 0 |  |  | Electricity Transmission Line | ON | QC |  | 0.82193 | 0
LCP_Inputs_ON_Diverse_IEA_2023_05_05 | 2025 |  |  | Hydrogen |  | Capacity-Interconnection | FOM | 0 |  |  | H2 Pipeline - New | ON | QC |  | 0.82193 | 0
LCP_Inputs_ON_Diverse_IEA_2023_05_05 | 2025 |  |  | Hydrogen |  | Capacity-Interconnection | FOM | 0 |  |  | H2 Pipeline - Repurposed | ON | QC |  | 0.82193 | 0
LCP_Inputs_ON_Diverse_IEA_2023_05_05 | 2025 |  |  | Methane |  | Capacity-Interconnection | FOM | 0 |  |  | CH4 Pipeline | ON | WC |  | 0.82193 | 0
LCP_Inputs_ON_Diverse_IEA_2023_05_05 | 2025 |  |  | Electricity |  | Capacity-Interconnection | FOM | 0 |  |  | Electricity Transmission Line | ON | WC |  | 0.82193 | 0
LCP_Inputs_ON_Diverse_IEA_2023_05_05 | 2025 |  |  | Hydrogen |  | Capacity-Interconnection | FOM | 0 |  |  | H2 Pipeline - New | ON | WC |  | 0.82193 | 0
LCP_Inputs_ON_Diverse_IEA_2023_05_05 | 2025 |  |  | Hydrogen |  | Capacity-Interconnection | FOM | 0 |  |  | H2 Pipeline - Repurposed | ON | WC |  | 0.82193 | 0
LCP_Inputs_ON_Diverse_IEA_2023_05_05 | 2025 |  |  | Methane |  | Capacity-Intraconnection | FOM | 0 |  |  | CH4 Pipeline | PJ | PJ |  | 0.82193 | 0
LCP_Inputs_ON_Diverse_IEA_2023_05_05 | 2025 |  |  | Electricity |  | Capacity-Intraconnection | FOM | 0 |  |  | Electricity Transmission Line | PJ | PJ |  | 0.82193 | 0
LCP_Inputs_ON_Diverse_IEA_2023_05_05 | 2025 |  |  | Hydrogen |  | Capacity-Intraconnection | FOM | 0 |  |  | H2 Pipeline - New | PJ | PJ |  | 0.82193 | 0
LCP_Inputs_ON_Diverse_IEA_2023_05_05 | 2025 |  |  | Hydrogen |  | Capacity-Intraconnection | FOM | 0 |  |  | H2 Pipeline - Repurposed | PJ | PJ |  | 0.82193 | 0
LCP_Inputs_ON_Diverse_IEA_2023_05_05 | 2025 |  |  | Electricity |  | Capacity-Interconnection | FOM | 5859725.1515 |  |  | Electricity Transmission Line | QC | NY |  | 0.82193 | 4816266.9402
LCP_Inputs_ON_Diverse_IEA_2023_05_05 | 2025 |  |  | Methane |  | Capacity-Intraconnection | FOM | 0 |  |  | CH4 Pipeline | QC | QC |  | 0.82193 | 0
LCP_Inputs_ON_Diverse_IEA_2023_05_05 | 2025 |  |  | Electricity |  | Capacity-Intraconnection | FOM | 0 |  |  | Electricity Transmission Line | QC | QC |  | 0.82193 | 0
LCP_Inputs_ON_Diverse_IEA_2023_05_05 | 2025 |  |  | Hydrogen |  | Capacity-Intraconnection | FOM | 0 |  |  | H2 Pipeline - New | QC | QC |  | 0.82193 | 0
LCP_Inputs_ON_Diverse_IEA_2023_05_05 | 2025 |  |  | Hydrogen |  | Capacity-Intraconnection | FOM | 0 |  |  | H2 Pipeline - Repurposed | QC | QC |  | 0.82193 | 0
LCP_Inputs_ON_Diverse_IEA_2023_05_05 | 2025 |  |  | Electricity |  | Capacity-Interconnection | FOM | 661649.6474 |  |  | Electricity Transmission Line | WC | MI |  | 0.82193 | 543827.7804
LCP_Inputs_ON_Diverse_IEA_2023_05_05 | 2025 |  |  | Methane |  | Capacity-Intraconnection | FOM | 0 |  |  | CH4 Pipeline | WC | WC |  | 0.82193 | 0
LCP_Inputs_ON_Diverse_IEA_2023_05_05 | 2025 |  |  | Electricity |  | Capacity-Intraconnection | FOM | 0 |  |  | Electricity Transmission Line | WC | WC |  | 0.82193 | 0
LCP_Inputs_ON_Diverse_IEA_2023_05_05 | 2025 |  |  | Hydrogen |  | Capacity-Intraconnection | FOM | 0 |  |  | H2 Pipeline - New | WC | WC |  | 0.82193 | 0
LCP_Inputs_ON_Diverse_IEA_2023_05_05 | 2025 |  |  | Hydrogen |  | Capacity-Intraconnection | FOM | 0 |  |  | H2 Pipeline - Repurposed | WC | WC |  | 0.82193 | 0
LCP_Inputs_ON_Diverse_IEA_2023_05_05 | 2026 |  |  | Methane |  | Capacity-Intraconnection | FOM | 0 |  |  | CH4 Pipeline | MI | MI |  | 0.79031 | 0
LCP_Inputs_ON_Diverse_IEA_2023_05_05 | 2026 |  |  | Electricity |  | Capacity-Intraconnection | FOM | 0 |  |  | Electricity Transmission Line | MI | MI |  | 0.79031 | 0
LCP_Inputs_ON_Diverse_IEA_2023_05_05 | 2026 |  |  | Hydrogen |  | Capacity-Intraconnection | FOM | 0 |  |  | H2 Pipeline - New | MI | MI |  | 0.79031 | 0
LCP_Inputs_ON_Diverse_IEA_2023_05_05 | 2026 |  |  | Hydrogen |  | Capacity-Intraconnection | FOM | 0 |  |  | H2 Pipeline - Repurposed | MI | MI |  | 0.79031 | 0
LCP_Inputs_ON_Diverse_IEA_2023_05_05 | 2026 |  |  | Methane |  | Capacity-Intraconnection | FOM | 0 |  |  | CH4 Pipeline | NY | NY |  | 0.79031 | 0
LCP_Inputs_ON_Diverse_IEA_2023_05_05 | 2026 |  |  | Electricity |  | Capacity-Intraconnection | FOM | 0 |  |  | Electricity Transmission Line | NY | NY |  | 0.79031 | 0
LCP_Inputs_ON_Diverse_IEA_2023_05_05 | 2026 |  |  | Hydrogen |  | Capacity-Intraconnection | FOM | 0 |  |  | H2 Pipeline - New | NY | NY |  | 0.79031 | 0
LCP_Inputs_ON_Diverse_IEA_2023_05_05 | 2026 |  |  | Hydrogen |  | Capacity-Intraconnection | FOM | 0 |  |  | H2 Pipeline - Repurposed | NY | NY |  | 0.79031 | 0
LCP_Inputs_ON_Diverse_IEA_2023_05_05 | 2026 |  |  | Methane |  | Capacity-Interconnection | FOM | 0 |  |  | CH4 Pipeline | ON | MI |  | 0.79031 | 0
LCP_Inputs_ON_Diverse_IEA_2023_05_05 | 2026 |  |  | Electricity |  | Capacity-Interconnection | FOM | 0 |  |  | Electricity Transmission Line | ON | MI |  | 0.79031 | 0
LCP_Inputs_ON_Diverse_IEA_2023_05_05 | 2026 |  |  | Hydrogen |  | Capacity-Interconnection | FOM | 0 |  |  | H2 Pipeline - New | ON | MI |  | 0.79031 | 0
LCP_Inputs_ON_Diverse_IEA_2023_05_05 | 2026 |  |  | Hydrogen |  | Capacity-Interconnection | FOM | 0 |  |  | H2 Pipeline - Repurposed | ON | MI |  | 0.79031 | 0
LCP_Inputs_ON_Diverse_IEA_2023_05_05 | 2026 |  |  | Methane |  | Capacity-Interconnection | FOM | 0 |  |  | CH4 Pipeline | ON | NY |  | 0.79031 | 0
LCP_Inputs_ON_Diverse_IEA_2023_05_05 | 2026 |  |  | Electricity |  | Capacity-Interconnection | FOM | 0 |  |  | Electricity Transmission Line | ON | NY |  | 0.79031 | 0
LCP_Inputs_ON_Diverse_IEA_2023_05_05 | 2026 |  |  | Hydrogen |  | Capacity-Interconnection | FOM | 0 |  |  | H2 Pipeline - New | ON | NY |  | 0.79031 | 0
LCP_Inputs_ON_Diverse_IEA_2023_05_05 | 2026 |  |  | Hydrogen |  | Capacity-Interconnection | FOM | 0 |  |  | H2 Pipeline - Repurposed | ON | NY |  | 0.79031 | 0
LCP_Inputs_ON_Diverse_IEA_2023_05_05 | 2026 |  |  | Methane |  | Capacity-Intraconnection | FOM | 0 |  |  | CH4 Pipeline | ON | ON |  | 0.79031 | 0
LCP_Inputs_ON_Diverse_IEA_2023_05_05 | 2026 |  |  | Electricity |  | Capacity-Intraconnection | FOM | 0 |  |  | Electricity Transmission Line | ON | ON |  | 0.79031 | 0
LCP_Inputs_ON_Diverse_IEA_2023_05_05 | 2026 |  |  | Hydrogen |  | Capacity-Intraconnection | FOM | 0 |  |  | H2 Pipeline - New | ON | ON |  | 0.79031 | 0
LCP_Inputs_ON_Diverse_IEA_2023_05_05 | 2026 |  |  | Hydrogen |  | Capacity-Intraconnection | FOM | 0 |  |  | H2 Pipeline - Repurposed | ON | ON |  | 0.79031 | 0
LCP_Inputs_ON_Diverse_IEA_2023_05_05 | 2026 |  |  | Methane |  | Capacity-Interconnection | FOM | 0 |  |  | CH4 Pipeline | ON | PJ |  | 0.79031 | 0
LCP_Inputs_ON_Diverse_IEA_2023_05_05 | 2026 |  |  | Electricity |  | Capacity-Interconnection | FOM | 0 |  |  | Electricity Transmission Line | ON | PJ |  | 0.79031 | 0
LCP_Inputs_ON_Diverse_IEA_2023_05_05 | 2026 |  |  | Hydrogen |  | Capacity-Interconnection | FOM | 0 |  |  | H2 Pipeline - New | ON | PJ |  | 0.79031 | 0
LCP_Inputs_ON_Diverse_IEA_2023_05_05 | 2026 |  |  | Hydrogen |  | Capacity-Interconnection | FOM | 0 |  |  | H2 Pipeline - Repurposed | ON | PJ |  | 0.79031 | 0
LCP_Inputs_ON_Diverse_IEA_2023_05_05 | 2026 |  |  | Methane |  | Capacity-Interconnection | FOM | 0 |  |  | CH4 Pipeline | ON | QC |  | 0.79031 | 0
LCP_Inputs_ON_Diverse_IEA_2023_05_05 | 2026 |  |  | Electricity |  | Capacity-Interconnection | FOM | 0 |  |  | Electricity Transmission Line | ON | QC |  | 0.79031 | 0
LCP_Inputs_ON_Diverse_IEA_2023_05_05 | 2026 |  |  | Hydrogen |  | Capacity-Interconnection | FOM | 0 |  |  | H2 Pipeline - New | ON | QC |  | 0.79031 | 0
LCP_Inputs_ON_Diverse_IEA_2023_05_05 | 2026 |  |  | Hydrogen |  | Capacity-Interconnection | FOM | 0 |  |  | H2 Pipeline - Repurposed | ON | QC |  | 0.79031 | 0
LCP_Inputs_ON_Diverse_IEA_2023_05_05 | 2026 |  |  | Methane |  | Capacity-Interconnection | FOM | 0 |  |  | CH4 Pipeline | ON | WC |  | 0.79031 | 0
LCP_Inputs_ON_Diverse_IEA_2023_05_05 | 2026 |  |  | Electricity |  | Capacity-Interconnection | FOM | 0 |  |  | Electricity Transmission Line | ON | WC |  | 0.79031 | 0
LCP_Inputs_ON_Diverse_IEA_2023_05_05 | 2026 |  |  | Hydrogen |  | Capacity-Interconnection | FOM | 0 |  |  | H2 Pipeline - New | ON | WC |  | 0.79031 | 0
LCP_Inputs_ON_Diverse_IEA_2023_05_05 | 2026 |  |  | Hydrogen |  | Capacity-Interconnection | FOM | 0 |  |  | H2 Pipeline - Repurposed | ON | WC |  | 0.79031 | 0
LCP_Inputs_ON_Diverse_IEA_2023_05_05 | 2026 |  |  | Methane |  | Capacity-Intraconnection | FOM | 0 |  |  | CH4 Pipeline | PJ | PJ |  | 0.79031 | 0
LCP_Inputs_ON_Diverse_IEA_2023_05_05 | 2026 |  |  | Electricity |  | Capacity-Intraconnection | FOM | 0 |  |  | Electricity Transmission Line | PJ | PJ |  | 0.79031 | 0
LCP_Inputs_ON_Diverse_IEA_2023_05_05 | 2026 |  |  | Hydrogen |  | Capacity-Intraconnection | FOM | 0 |  |  | H2 Pipeline - New | PJ | PJ |  | 0.79031 | 0
LCP_Inputs_ON_Diverse_IEA_2023_05_05 | 2026 |  |  | Hydrogen |  | Capacity-Intraconnection | FOM | 0 |  |  | H2 Pipeline - Repurposed | PJ | PJ |  | 0.79031 | 0
LCP_Inputs_ON_Diverse_IEA_2023_05_05 | 2026 |  |  | Electricity |  | Capacity-Interconnection | FOM | 5859725.1515 |  |  | Electricity Transmission Line | QC | NY |  | 0.79031 | 4631025.904
LCP_Inputs_ON_Diverse_IEA_2023_05_05 | 2026 |  |  | Methane |  | Capacity-Intraconnection | FOM | 0 |  |  | CH4 Pipeline | QC | QC |  | 0.79031 | 0
LCP_Inputs_ON_Diverse_IEA_2023_05_05 | 2026 |  |  | Electricity |  | Capacity-Intraconnection | FOM | 0 |  |  | Electricity Transmission Line | QC | QC |  | 0.79031 | 0
LCP_Inputs_ON_Diverse_IEA_2023_05_05 | 2026 |  |  | Hydrogen |  | Capacity-Intraconnection | FOM | 0 |  |  | H2 Pipeline - New | QC | QC |  | 0.79031 | 0
LCP_Inputs_ON_Diverse_IEA_2023_05_05 | 2026 |  |  | Hydrogen |  | Capacity-Intraconnection | FOM | 0 |  |  | H2 Pipeline - Repurposed | QC | QC |  | 0.79031 | 0
LCP_Inputs_ON_Diverse_IEA_2023_05_05 | 2026 |  |  | Electricity |  | Capacity-Interconnection | FOM | 661649.6474 |  |  | Electricity Transmission Line | WC | MI |  | 0.79031 | 522911.3273
LCP_Inputs_ON_Diverse_IEA_2023_05_05 | 2026 |  |  | Methane |  | Capacity-Intraconnection | FOM | 0 |  |  | CH4 Pipeline | WC | WC |  | 0.79031 | 0
LCP_Inputs_ON_Diverse_IEA_2023_05_05 | 2026 |  |  | Electricity |  | Capacity-Intraconnection | FOM | 0 |  |  | Electricity Transmission Line | WC | WC |  | 0.79031 | 0
LCP_Inputs_ON_Diverse_IEA_2023_05_05 | 2026 |  |  | Hydrogen |  | Capacity-Intraconnection | FOM | 0 |  |  | H2 Pipeline - New | WC | WC |  | 0.79031 | 0
LCP_Inputs_ON_Diverse_IEA_2023_05_05 | 2026 |  |  | Hydrogen |  | Capacity-Intraconnection | FOM | 0 |  |  | H2 Pipeline - Repurposed | WC | WC |  | 0.79031 | 0
LCP_Inputs_ON_Diverse_IEA_2023_05_05 | 2027 |  |  | Methane |  | Capacity-Intraconnection | FOM | 0 |  |  | CH4 Pipeline | MI | MI |  | 0.75992 | 0
LCP_Inputs_ON_Diverse_IEA_2023_05_05 | 2027 |  |  | Electricity |  | Capacity-Intraconnection | FOM | 0 |  |  | Electricity Transmission Line | MI | MI |  | 0.75992 | 0
LCP_Inputs_ON_Diverse_IEA_2023_05_05 | 2027 |  |  | Hydrogen |  | Capacity-Intraconnection | FOM | 0 |  |  | H2 Pipeline - New | MI | MI |  | 0.75992 | 0
LCP_Inputs_ON_Diverse_IEA_2023_05_05 | 2027 |  |  | Hydrogen |  | Capacity-Intraconnection | FOM | 0 |  |  | H2 Pipeline - Repurposed | MI | MI |  | 0.75992 | 0
LCP_Inputs_ON_Diverse_IEA_2023_05_05 | 2027 |  |  | Methane |  | Capacity-Intraconnection | FOM | 0 |  |  | CH4 Pipeline | NY | NY |  | 0.75992 | 0
LCP_Inputs_ON_Diverse_IEA_2023_05_05 | 2027 |  |  | Electricity |  | Capacity-Intraconnection | FOM | 0 |  |  | Electricity Transmission Line | NY | NY |  | 0.75992 | 0
LCP_Inputs_ON_Diverse_IEA_2023_05_05 | 2027 |  |  | Hydrogen |  | Capacity-Intraconnection | FOM | 0 |  |  | H2 Pipeline - New | NY | NY |  | 0.75992 | 0
LCP_Inputs_ON_Diverse_IEA_2023_05_05 | 2027 |  |  | Hydrogen |  | Capacity-Intraconnection | FOM | 0 |  |  | H2 Pipeline - Repurposed | NY | NY |  | 0.75992 | 0
LCP_Inputs_ON_Diverse_IEA_2023_05_05 | 2027 |  |  | Methane |  | Capacity-Interconnection | FOM | 0 |  |  | CH4 Pipeline | ON | MI |  | 0.75992 | 0
LCP_Inputs_ON_Diverse_IEA_2023_05_05 | 2027 |  |  | Electricity |  | Capacity-Interconnection | FOM | 0 |  |  | Electricity Transmission Line | ON | MI |  | 0.75992 | 0
LCP_Inputs_ON_Diverse_IEA_2023_05_05 | 2027 |  |  | Hydrogen |  | Capacity-Interconnection | FOM | 0 |  |  | H2 Pipeline - New | ON | MI |  | 0.75992 | 0
LCP_Inputs_ON_Diverse_IEA_2023_05_05 | 2027 |  |  | Hydrogen |  | Capacity-Interconnection | FOM | 0 |  |  | H2 Pipeline - Repurposed | ON | MI |  | 0.75992 | 0
LCP_Inputs_ON_Diverse_IEA_2023_05_05 | 2027 |  |  | Methane |  | Capacity-Interconnection | FOM | 0 |  |  | CH4 Pipeline | ON | NY |  | 0.75992 | 0
LCP_Inputs_ON_Diverse_IEA_2023_05_05 | 2027 |  |  | Electricity |  | Capacity-Interconnection | FOM | 0 |  |  | Electricity Transmission Line | ON | NY |  | 0.75992 | 0
LCP_Inputs_ON_Diverse_IEA_2023_05_05 | 2027 |  |  | Hydrogen |  | Capacity-Interconnection | FOM | 0 |  |  | H2 Pipeline - New | ON | NY |  | 0.75992 | 0
LCP_Inputs_ON_Diverse_IEA_2023_05_05 | 2027 |  |  | Hydrogen |  | Capacity-Interconnection | FOM | 0 |  |  | H2 Pipeline - Repurposed | ON | NY |  | 0.75992 | 0
LCP_Inputs_ON_Diverse_IEA_2023_05_05 | 2027 |  |  | Methane |  | Capacity-Intraconnection | FOM | 0 |  |  | CH4 Pipeline | ON | ON |  | 0.75992 | 0
LCP_Inputs_ON_Diverse_IEA_2023_05_05 | 2027 |  |  | Electricity |  | Capacity-Intraconnection | FOM | 0 |  |  | Electricity Transmission Line | ON | ON |  | 0.75992 | 0
LCP_Inputs_ON_Diverse_IEA_2023_05_05 | 2027 |  |  | Hydrogen |  | Capacity-Intraconnection | FOM | 0 |  |  | H2 Pipeline - New | ON | ON |  | 0.75992 | 0
LCP_Inputs_ON_Diverse_IEA_2023_05_05 | 2027 |  |  | Hydrogen |  | Capacity-Intraconnection | FOM | 0 |  |  | H2 Pipeline - Repurposed | ON | ON |  | 0.75992 | 0
LCP_Inputs_ON_Diverse_IEA_2023_05_05 | 2027 |  |  | Methane |  | Capacity-Interconnection | FOM | 0 |  |  | CH4 Pipeline | ON | PJ |  | 0.75992 | 0
LCP_Inputs_ON_Diverse_IEA_2023_05_05 | 2027 |  |  | Electricity |  | Capacity-Interconnection | FOM | 0 |  |  | Electricity Transmission Line | ON | PJ |  | 0.75992 | 0
LCP_Inputs_ON_Diverse_IEA_2023_05_05 | 2027 |  |  | Hydrogen |  | Capacity-Interconnection | FOM | 0 |  |  | H2 Pipeline - New | ON | PJ |  | 0.75992 | 0
LCP_Inputs_ON_Diverse_IEA_2023_05_05 | 2027 |  |  | Hydrogen |  | Capacity-Interconnection | FOM | 0 |  |  | H2 Pipeline - Repurposed | ON | PJ |  | 0.75992 | 0
LCP_Inputs_ON_Diverse_IEA_2023_05_05 | 2027 |  |  | Methane |  | Capacity-Interconnection | FOM | 0 |  |  | CH4 Pipeline | ON | QC |  | 0.75992 | 0
LCP_Inputs_ON_Diverse_IEA_2023_05_05 | 2027 |  |  | Electricity |  | Capacity-Interconnection | FOM | 0 |  |  | Electricity Transmission Line | ON | QC |  | 0.75992 | 0
LCP_Inputs_ON_Diverse_IEA_2023_05_05 | 2027 |  |  | Hydrogen |  | Capacity-Interconnection | FOM | 0 |  |  | H2 Pipeline - New | ON | QC |  | 0.75992 | 0
LCP_Inputs_ON_Diverse_IEA_2023_05_05 | 2027 |  |  | Hydrogen |  | Capacity-Interconnection | FOM | 0 |  |  | H2 Pipeline - Repurposed | ON | QC |  | 0.75992 | 0
LCP_Inputs_ON_Diverse_IEA_2023_05_05 | 2027 |  |  | Methane |  | Capacity-Interconnection | FOM | 0 |  |  | CH4 Pipeline | ON | WC |  | 0.75992 | 0
LCP_Inputs_ON_Diverse_IEA_2023_05_05 | 2027 |  |  | Electricity |  | Capacity-Interconnection | FOM | 0 |  |  | Electricity Transmission Line | ON | WC |  | 0.75992 | 0
LCP_Inputs_ON_Diverse_IEA_2023_05_05 | 2027 |  |  | Hydrogen |  | Capacity-Interconnection | FOM | 0 |  |  | H2 Pipeline - New | ON | WC |  | 0.75992 | 0
LCP_Inputs_ON_Diverse_IEA_2023_05_05 | 2027 |  |  | Hydrogen |  | Capacity-Interconnection | FOM | 0 |  |  | H2 Pipeline - Repurposed | ON | WC |  | 0.75992 | 0
LCP_Inputs_ON_Diverse_IEA_2023_05_05 | 2027 |  |  | Methane |  | Capacity-Intraconnection | FOM | 0 |  |  | CH4 Pipeline | PJ | PJ |  | 0.75992 | 0
LCP_Inputs_ON_Diverse_IEA_2023_05_05 | 2027 |  |  | Electricity |  | Capacity-Intraconnection | FOM | 0 |  |  | Electricity Transmission Line | PJ | PJ |  | 0.75992 | 0
LCP_Inputs_ON_Diverse_IEA_2023_05_05 | 2027 |  |  | Hydrogen |  | Capacity-Intraconnection | FOM | 0 |  |  | H2 Pipeline - New | PJ | PJ |  | 0.75992 | 0
LCP_Inputs_ON_Diverse_IEA_2023_05_05 | 2027 |  |  | Hydrogen |  | Capacity-Intraconnection | FOM | 0 |  |  | H2 Pipeline - Repurposed | PJ | PJ |  | 0.75992 | 0
LCP_Inputs_ON_Diverse_IEA_2023_05_05 | 2027 |  |  | Electricity |  | Capacity-Interconnection | FOM | 5859725.1515 |  |  | Electricity Transmission Line | QC | NY |  | 0.75992 | 4452909.5231
LCP_Inputs_ON_Diverse_IEA_2023_05_05 | 2027 |  |  | Methane |  | Capacity-Intraconnection | FOM | 0 |  |  | CH4 Pipeline | QC | QC |  | 0.75992 | 0
LCP_Inputs_ON_Diverse_IEA_2023_05_05 | 2027 |  |  | Electricity |  | Capacity-Intraconnection | FOM | 0 |  |  | Electricity Transmission Line | QC | QC |  | 0.75992 | 0
LCP_Inputs_ON_Diverse_IEA_2023_05_05 | 2027 |  |  | Hydrogen |  | Capacity-Intraconnection | FOM | 0 |  |  | H2 Pipeline - New | QC | QC |  | 0.75992 | 0
LCP_Inputs_ON_Diverse_IEA_2023_05_05 | 2027 |  |  | Hydrogen |  | Capacity-Intraconnection | FOM | 0 |  |  | H2 Pipeline - Repurposed | QC | QC |  | 0.75992 | 0
LCP_Inputs_ON_Diverse_IEA_2023_05_05 | 2027 |  |  | Electricity |  | Capacity-Interconnection | FOM | 661649.6474 |  |  | Electricity Transmission Line | WC | MI |  | 0.75992 | 502799.3532
LCP_Inputs_ON_Diverse_IEA_2023_05_05 | 2027 |  |  | Methane |  | Capacity-Intraconnection | FOM | 0 |  |  | CH4 Pipeline | WC | WC |  | 0.75992 | 0
LCP_Inputs_ON_Diverse_IEA_2023_05_05 | 2027 |  |  | Electricity |  | Capacity-Intraconnection | FOM | 0 |  |  | Electricity Transmission Line | WC | WC |  | 0.75992 | 0
LCP_Inputs_ON_Diverse_IEA_2023_05_05 | 2027 |  |  | Hydrogen |  | Capacity-Intraconnection | FOM | 0 |  |  | H2 Pipeline - New | WC | WC |  | 0.75992 | 0
LCP_Inputs_ON_Diverse_IEA_2023_05_05 | 2027 |  |  | Hydrogen |  | Capacity-Intraconnection | FOM | 0 |  |  | H2 Pipeline - Repurposed | WC | WC |  | 0.75992 | 0
LCP_Inputs_ON_Diverse_IEA_2023_05_05 | 2028 |  |  | Methane |  | Capacity-Intraconnection | FOM | 0 |  |  | CH4 Pipeline | MI | MI |  | 0.73069 | 0
LCP_Inputs_ON_Diverse_IEA_2023_05_05 | 2028 |  |  | Electricity |  | Capacity-Intraconnection | FOM | 0 |  |  | Electricity Transmission Line | MI | MI |  | 0.73069 | 0
LCP_Inputs_ON_Diverse_IEA_2023_05_05 | 2028 |  |  | Hydrogen |  | Capacity-Intraconnection | FOM | 0 |  |  | H2 Pipeline - New | MI | MI |  | 0.73069 | 0
LCP_Inputs_ON_Diverse_IEA_2023_05_05 | 2028 |  |  | Hydrogen |  | Capacity-Intraconnection | FOM | 0 |  |  | H2 Pipeline - Repurposed | MI | MI |  | 0.73069 | 0
LCP_Inputs_ON_Diverse_IEA_2023_05_05 | 2028 |  |  | Methane |  | Capacity-Intraconnection | FOM | 0 |  |  | CH4 Pipeline | NY | NY |  | 0.73069 | 0
LCP_Inputs_ON_Diverse_IEA_2023_05_05 | 2028 |  |  | Electricity |  | Capacity-Intraconnection | FOM | 0 |  |  | Electricity Transmission Line | NY | NY |  | 0.73069 | 0
LCP_Inputs_ON_Diverse_IEA_2023_05_05 | 2028 |  |  | Hydrogen |  | Capacity-Intraconnection | FOM | 0 |  |  | H2 Pipeline - New | NY | NY |  | 0.73069 | 0
LCP_Inputs_ON_Diverse_IEA_2023_05_05 | 2028 |  |  | Hydrogen |  | Capacity-Intraconnection | FOM | 0 |  |  | H2 Pipeline - Repurposed | NY | NY |  | 0.73069 | 0
LCP_Inputs_ON_Diverse_IEA_2023_05_05 | 2028 |  |  | Methane |  | Capacity-Interconnection | FOM | 0 |  |  | CH4 Pipeline | ON | MI |  | 0.73069 | 0
LCP_Inputs_ON_Diverse_IEA_2023_05_05 | 2028 |  |  | Electricity |  | Capacity-Interconnection | FOM | 0 |  |  | Electricity Transmission Line | ON | MI |  | 0.73069 | 0
LCP_Inputs_ON_Diverse_IEA_2023_05_05 | 2028 |  |  | Hydrogen |  | Capacity-Interconnection | FOM | 0 |  |  | H2 Pipeline - New | ON | MI |  | 0.73069 | 0
LCP_Inputs_ON_Diverse_IEA_2023_05_05 | 2028 |  |  | Hydrogen |  | Capacity-Interconnection | FOM | 0 |  |  | H2 Pipeline - Repurposed | ON | MI |  | 0.73069 | 0
LCP_Inputs_ON_Diverse_IEA_2023_05_05 | 2028 |  |  | Methane |  | Capacity-Interconnection | FOM | 0 |  |  | CH4 Pipeline | ON | NY |  | 0.73069 | 0
LCP_Inputs_ON_Diverse_IEA_2023_05_05 | 2028 |  |  | Electricity |  | Capacity-Interconnection | FOM | 0 |  |  | Electricity Transmission Line | ON | NY |  | 0.73069 | 0
LCP_Inputs_ON_Diverse_IEA_2023_05_05 | 2028 |  |  | Hydrogen |  | Capacity-Interconnection | FOM | 0 |  |  | H2 Pipeline - New | ON | NY |  | 0.73069 | 0
LCP_Inputs_ON_Diverse_IEA_2023_05_05 | 2028 |  |  | Hydrogen |  | Capacity-Interconnection | FOM | 0 |  |  | H2 Pipeline - Repurposed | ON | NY |  | 0.73069 | 0
LCP_Inputs_ON_Diverse_IEA_2023_05_05 | 2028 |  |  | Methane |  | Capacity-Intraconnection | FOM | 0 |  |  | CH4 Pipeline | ON | ON |  | 0.73069 | 0
LCP_Inputs_ON_Diverse_IEA_2023_05_05 | 2028 |  |  | Electricity |  | Capacity-Intraconnection | FOM | 0 |  |  | Electricity Transmission Line | ON | ON |  | 0.73069 | 0
LCP_Inputs_ON_Diverse_IEA_2023_05_05 | 2028 |  |  | Hydrogen |  | Capacity-Intraconnection | FOM | 0 |  |  | H2 Pipeline - New | ON | ON |  | 0.73069 | 0
LCP_Inputs_ON_Diverse_IEA_2023_05_05 | 2028 |  |  | Hydrogen |  | Capacity-Intraconnection | FOM | 0 |  |  | H2 Pipeline - Repurposed | ON | ON |  | 0.73069 | 0
LCP_Inputs_ON_Diverse_IEA_2023_05_05 | 2028 |  |  | Methane |  | Capacity-Interconnection | FOM | 0 |  |  | CH4 Pipeline | ON | PJ |  | 0.73069 | 0
LCP_Inputs_ON_Diverse_IEA_2023_05_05 | 2028 |  |  | Electricity |  | Capacity-Interconnection | FOM | 0 |  |  | Electricity Transmission Line | ON | PJ |  | 0.73069 | 0
LCP_Inputs_ON_Diverse_IEA_2023_05_05 | 2028 |  |  | Hydrogen |  | Capacity-Interconnection | FOM | 0 |  |  | H2 Pipeline - New | ON | PJ |  | 0.73069 | 0
LCP_Inputs_ON_Diverse_IEA_2023_05_05 | 2028 |  |  | Hydrogen |  | Capacity-Interconnection | FOM | 0 |  |  | H2 Pipeline - Repurposed | ON | PJ |  | 0.73069 | 0
LCP_Inputs_ON_Diverse_IEA_2023_05_05 | 2028 |  |  | Methane |  | Capacity-Interconnection | FOM | 0 |  |  | CH4 Pipeline | ON | QC |  | 0.73069 | 0
LCP_Inputs_ON_Diverse_IEA_2023_05_05 | 2028 |  |  | Electricity |  | Capacity-Interconnection | FOM | 0 |  |  | Electricity Transmission Line | ON | QC |  | 0.73069 | 0
LCP_Inputs_ON_Diverse_IEA_2023_05_05 | 2028 |  |  | Hydrogen |  | Capacity-Interconnection | FOM | 0 |  |  | H2 Pipeline - New | ON | QC |  | 0.73069 | 0
LCP_Inputs_ON_Diverse_IEA_2023_05_05 | 2028 |  |  | Hydrogen |  | Capacity-Interconnection | FOM | 0 |  |  | H2 Pipeline - Repurposed | ON | QC |  | 0.73069 | 0
LCP_Inputs_ON_Diverse_IEA_2023_05_05 | 2028 |  |  | Methane |  | Capacity-Interconnection | FOM | 0 |  |  | CH4 Pipeline | ON | WC |  | 0.73069 | 0
LCP_Inputs_ON_Diverse_IEA_2023_05_05 | 2028 |  |  | Electricity |  | Capacity-Interconnection | FOM | 0 |  |  | Electricity Transmission Line | ON | WC |  | 0.73069 | 0
LCP_Inputs_ON_Diverse_IEA_2023_05_05 | 2028 |  |  | Hydrogen |  | Capacity-Interconnection | FOM | 0 |  |  | H2 Pipeline - New | ON | WC |  | 0.73069 | 0
LCP_Inputs_ON_Diverse_IEA_2023_05_05 | 2028 |  |  | Hydrogen |  | Capacity-Interconnection | FOM | 0 |  |  | H2 Pipeline - Repurposed | ON | WC |  | 0.73069 | 0
LCP_Inputs_ON_Diverse_IEA_2023_05_05 | 2028 |  |  | Methane |  | Capacity-Intraconnection | FOM | 0 |  |  | CH4 Pipeline | PJ | PJ |  | 0.73069 | 0
LCP_Inputs_ON_Diverse_IEA_2023_05_05 | 2028 |  |  | Electricity |  | Capacity-Intraconnection | FOM | 0 |  |  | Electricity Transmission Line | PJ | PJ |  | 0.73069 | 0
LCP_Inputs_ON_Diverse_IEA_2023_05_05 | 2028 |  |  | Hydrogen |  | Capacity-Intraconnection | FOM | 0 |  |  | H2 Pipeline - New | PJ | PJ |  | 0.73069 | 0
LCP_Inputs_ON_Diverse_IEA_2023_05_05 | 2028 |  |  | Hydrogen |  | Capacity-Intraconnection | FOM | 0 |  |  | H2 Pipeline - Repurposed | PJ | PJ |  | 0.73069 | 0
LCP_Inputs_ON_Diverse_IEA_2023_05_05 | 2028 |  |  | Electricity |  | Capacity-Interconnection | FOM | 5859725.1515 |  |  | Electricity Transmission Line | QC | NY |  | 0.73069 | 4281643.7722
LCP_Inputs_ON_Diverse_IEA_2023_05_05 | 2028 |  |  | Methane |  | Capacity-Intraconnection | FOM | 0 |  |  | CH4 Pipeline | QC | QC |  | 0.73069 | 0
LCP_Inputs_ON_Diverse_IEA_2023_05_05 | 2028 |  |  | Electricity |  | Capacity-Intraconnection | FOM | 0 |  |  | Electricity Transmission Line | QC | QC |  | 0.73069 | 0
LCP_Inputs_ON_Diverse_IEA_2023_05_05 | 2028 |  |  | Hydrogen |  | Capacity-Intraconnection | FOM | 0 |  |  | H2 Pipeline - New | QC | QC |  | 0.73069 | 0
LCP_Inputs_ON_Diverse_IEA_2023_05_05 | 2028 |  |  | Hydrogen |  | Capacity-Intraconnection | FOM | 0 |  |  | H2 Pipeline - Repurposed | QC | QC |  | 0.73069 | 0
LCP_Inputs_ON_Diverse_IEA_2023_05_05 | 2028 |  |  | Electricity |  | Capacity-Interconnection | FOM | 661649.6474 |  |  | Electricity Transmission Line | WC | MI |  | 0.73069 | 483460.9165
LCP_Inputs_ON_Diverse_IEA_2023_05_05 | 2028 |  |  | Methane |  | Capacity-Intraconnection | FOM | 0 |  |  | CH4 Pipeline | WC | WC |  | 0.73069 | 0
LCP_Inputs_ON_Diverse_IEA_2023_05_05 | 2028 |  |  | Electricity |  | Capacity-Intraconnection | FOM | 0 |  |  | Electricity Transmission Line | WC | WC |  | 0.73069 | 0
LCP_Inputs_ON_Diverse_IEA_2023_05_05 | 2028 |  |  | Hydrogen |  | Capacity-Intraconnection | FOM | 0 |  |  | H2 Pipeline - New | WC | WC |  | 0.73069 | 0
LCP_Inputs_ON_Diverse_IEA_2023_05_05 | 2028 |  |  | Hydrogen |  | Capacity-Intraconnection | FOM | 0 |  |  | H2 Pipeline - Repurposed | WC | WC |  | 0.73069 | 0
LCP_Inputs_ON_Diverse_IEA_2023_05_05 | 2029 |  |  | Methane |  | Capacity-Intraconnection | FOM | 0 |  |  | CH4 Pipeline | MI | MI |  | 0.70259 | 0
LCP_Inputs_ON_Diverse_IEA_2023_05_05 | 2029 |  |  | Electricity |  | Capacity-Intraconnection | FOM | 0 |  |  | Electricity Transmission Line | MI | MI |  | 0.70259 | 0
LCP_Inputs_ON_Diverse_IEA_2023_05_05 | 2029 |  |  | Hydrogen |  | Capacity-Intraconnection | FOM | 0 |  |  | H2 Pipeline - New | MI | MI |  | 0.70259 | 0
LCP_Inputs_ON_Diverse_IEA_2023_05_05 | 2029 |  |  | Hydrogen |  | Capacity-Intraconnection | FOM | 0 |  |  | H2 Pipeline - Repurposed | MI | MI |  | 0.70259 | 0
LCP_Inputs_ON_Diverse_IEA_2023_05_05 | 2029 |  |  | Methane |  | Capacity-Intraconnection | FOM | 0 |  |  | CH4 Pipeline | NY | NY |  | 0.70259 | 0
LCP_Inputs_ON_Diverse_IEA_2023_05_05 | 2029 |  |  | Electricity |  | Capacity-Intraconnection | FOM | 0 |  |  | Electricity Transmission Line | NY | NY |  | 0.70259 | 0
LCP_Inputs_ON_Diverse_IEA_2023_05_05 | 2029 |  |  | Hydrogen |  | Capacity-Intraconnection | FOM | 0 |  |  | H2 Pipeline - New | NY | NY |  | 0.70259 | 0
LCP_Inputs_ON_Diverse_IEA_2023_05_05 | 2029 |  |  | Hydrogen |  | Capacity-Intraconnection | FOM | 0 |  |  | H2 Pipeline - Repurposed | NY | NY |  | 0.70259 | 0
LCP_Inputs_ON_Diverse_IEA_2023_05_05 | 2029 |  |  | Methane |  | Capacity-Interconnection | FOM | 0 |  |  | CH4 Pipeline | ON | MI |  | 0.70259 | 0
LCP_Inputs_ON_Diverse_IEA_2023_05_05 | 2029 |  |  | Electricity |  | Capacity-Interconnection | FOM | 0 |  |  | Electricity Transmission Line | ON | MI |  | 0.70259 | 0
LCP_Inputs_ON_Diverse_IEA_2023_05_05 | 2029 |  |  | Hydrogen |  | Capacity-Interconnection | FOM | 0 |  |  | H2 Pipeline - New | ON | MI |  | 0.70259 | 0
LCP_Inputs_ON_Diverse_IEA_2023_05_05 | 2029 |  |  | Hydrogen |  | Capacity-Interconnection | FOM | 0 |  |  | H2 Pipeline - Repurposed | ON | MI |  | 0.70259 | 0
LCP_Inputs_ON_Diverse_IEA_2023_05_05 | 2029 |  |  | Methane |  | Capacity-Interconnection | FOM | 0 |  |  | CH4 Pipeline | ON | NY |  | 0.70259 | 0
LCP_Inputs_ON_Diverse_IEA_2023_05_05 | 2029 |  |  | Electricity |  | Capacity-Interconnection | FOM | 0 |  |  | Electricity Transmission Line | ON | NY |  | 0.70259 | 0
LCP_Inputs_ON_Diverse_IEA_2023_05_05 | 2029 |  |  | Hydrogen |  | Capacity-Interconnection | FOM | 0 |  |  | H2 Pipeline - New | ON | NY |  | 0.70259 | 0
LCP_Inputs_ON_Diverse_IEA_2023_05_05 | 2029 |  |  | Hydrogen |  | Capacity-Interconnection | FOM | 0 |  |  | H2 Pipeline - Repurposed | ON | NY |  | 0.70259 | 0
LCP_Inputs_ON_Diverse_IEA_2023_05_05 | 2029 |  |  | Methane |  | Capacity-Intraconnection | FOM | 0 |  |  | CH4 Pipeline | ON | ON |  | 0.70259 | 0
LCP_Inputs_ON_Diverse_IEA_2023_05_05 | 2029 |  |  | Electricity |  | Capacity-Intraconnection | FOM | 0 |  |  | Electricity Transmission Line | ON | ON |  | 0.70259 | 0
LCP_Inputs_ON_Diverse_IEA_2023_05_05 | 2029 |  |  | Hydrogen |  | Capacity-Intraconnection | FOM | 0 |  |  | H2 Pipeline - New | ON | ON |  | 0.70259 | 0
LCP_Inputs_ON_Diverse_IEA_2023_05_05 | 2029 |  |  | Hydrogen |  | Capacity-Intraconnection | FOM | 0 |  |  | H2 Pipeline - Repurposed | ON | ON |  | 0.70259 | 0
LCP_Inputs_ON_Diverse_IEA_2023_05_05 | 2029 |  |  | Methane |  | Capacity-Interconnection | FOM | 0 |  |  | CH4 Pipeline | ON | PJ |  | 0.70259 | 0
LCP_Inputs_ON_Diverse_IEA_2023_05_05 | 2029 |  |  | Electricity |  | Capacity-Interconnection | FOM | 0 |  |  | Electricity Transmission Line | ON | PJ |  | 0.70259 | 0
LCP_Inputs_ON_Diverse_IEA_2023_05_05 | 2029 |  |  | Hydrogen |  | Capacity-Interconnection | FOM | 0 |  |  | H2 Pipeline - New | ON | PJ |  | 0.70259 | 0
LCP_Inputs_ON_Diverse_IEA_2023_05_05 | 2029 |  |  | Hydrogen |  | Capacity-Interconnection | FOM | 0 |  |  | H2 Pipeline - Repurposed | ON | PJ |  | 0.70259 | 0
LCP_Inputs_ON_Diverse_IEA_2023_05_05 | 2029 |  |  | Methane |  | Capacity-Interconnection | FOM | 0 |  |  | CH4 Pipeline | ON | QC |  | 0.70259 | 0
LCP_Inputs_ON_Diverse_IEA_2023_05_05 | 2029 |  |  | Electricity |  | Capacity-Interconnection | FOM | 0 |  |  | Electricity Transmission Line | ON | QC |  | 0.70259 | 0
LCP_Inputs_ON_Diverse_IEA_2023_05_05 | 2029 |  |  | Hydrogen |  | Capacity-Interconnection | FOM | 0 |  |  | H2 Pipeline - New | ON | QC |  | 0.70259 | 0
LCP_Inputs_ON_Diverse_IEA_2023_05_05 | 2029 |  |  | Hydrogen |  | Capacity-Interconnection | FOM | 0 |  |  | H2 Pipeline - Repurposed | ON | QC |  | 0.70259 | 0
LCP_Inputs_ON_Diverse_IEA_2023_05_05 | 2029 |  |  | Methane |  | Capacity-Interconnection | FOM | 0 |  |  | CH4 Pipeline | ON | WC |  | 0.70259 | 0
LCP_Inputs_ON_Diverse_IEA_2023_05_05 | 2029 |  |  | Electricity |  | Capacity-Interconnection | FOM | 0 |  |  | Electricity Transmission Line | ON | WC |  | 0.70259 | 0
LCP_Inputs_ON_Diverse_IEA_2023_05_05 | 2029 |  |  | Hydrogen |  | Capacity-Interconnection | FOM | 0 |  |  | H2 Pipeline - New | ON | WC |  | 0.70259 | 0
LCP_Inputs_ON_Diverse_IEA_2023_05_05 | 2029 |  |  | Hydrogen |  | Capacity-Interconnection | FOM | 0 |  |  | H2 Pipeline - Repurposed | ON | WC |  | 0.70259 | 0
LCP_Inputs_ON_Diverse_IEA_2023_05_05 | 2029 |  |  | Methane |  | Capacity-Intraconnection | FOM | 0 |  |  | CH4 Pipeline | PJ | PJ |  | 0.70259 | 0
LCP_Inputs_ON_Diverse_IEA_2023_05_05 | 2029 |  |  | Electricity |  | Capacity-Intraconnection | FOM | 0 |  |  | Electricity Transmission Line | PJ | PJ |  | 0.70259 | 0
LCP_Inputs_ON_Diverse_IEA_2023_05_05 | 2029 |  |  | Hydrogen |  | Capacity-Intraconnection | FOM | 0 |  |  | H2 Pipeline - New | PJ | PJ |  | 0.70259 | 0
LCP_Inputs_ON_Diverse_IEA_2023_05_05 | 2029 |  |  | Hydrogen |  | Capacity-Intraconnection | FOM | 0 |  |  | H2 Pipeline - Repurposed | PJ | PJ |  | 0.70259 | 0
LCP_Inputs_ON_Diverse_IEA_2023_05_05 | 2029 |  |  | Electricity |  | Capacity-Interconnection | FOM | 5859725.1515 |  |  | Electricity Transmission Line | QC | NY |  | 0.70259 | 4116965.1656
LCP_Inputs_ON_Diverse_IEA_2023_05_05 | 2029 |  |  | Methane |  | Capacity-Intraconnection | FOM | 0 |  |  | CH4 Pipeline | QC | QC |  | 0.70259 | 0
LCP_Inputs_ON_Diverse_IEA_2023_05_05 | 2029 |  |  | Electricity |  | Capacity-Intraconnection | FOM | 0 |  |  | Electricity Transmission Line | QC | QC |  | 0.70259 | 0
LCP_Inputs_ON_Diverse_IEA_2023_05_05 | 2029 |  |  | Hydrogen |  | Capacity-Intraconnection | FOM | 0 |  |  | H2 Pipeline - New | QC | QC |  | 0.70259 | 0
LCP_Inputs_ON_Diverse_IEA_2023_05_05 | 2029 |  |  | Hydrogen |  | Capacity-Intraconnection | FOM | 0 |  |  | H2 Pipeline - Repurposed | QC | QC |  | 0.70259 | 0
LCP_Inputs_ON_Diverse_IEA_2023_05_05 | 2029 |  |  | Electricity |  | Capacity-Interconnection | FOM | 661649.6474 |  |  | Electricity Transmission Line | WC | MI |  | 0.70259 | 464866.2659
LCP_Inputs_ON_Diverse_IEA_2023_05_05 | 2029 |  |  | Methane |  | Capacity-Intraconnection | FOM | 0 |  |  | CH4 Pipeline | WC | WC |  | 0.70259 | 0
LCP_Inputs_ON_Diverse_IEA_2023_05_05 | 2029 |  |  | Electricity |  | Capacity-Intraconnection | FOM | 0 |  |  | Electricity Transmission Line | WC | WC |  | 0.70259 | 0
LCP_Inputs_ON_Diverse_IEA_2023_05_05 | 2029 |  |  | Hydrogen |  | Capacity-Intraconnection | FOM | 0 |  |  | H2 Pipeline - New | WC | WC |  | 0.70259 | 0
LCP_Inputs_ON_Diverse_IEA_2023_05_05 | 2029 |  |  | Hydrogen |  | Capacity-Intraconnection | FOM | 0 |  |  | H2 Pipeline - Repurposed | WC | WC |  | 0.70259 | 0
LCP_Inputs_ON_Diverse_IEA_2023_05_05 | 2030 |  |  | Methane |  | Capacity-Intraconnection | CONE | 0 |  |  | CH4 Pipeline | MI | MI |  | 0.67556 | 0
LCP_Inputs_ON_Diverse_IEA_2023_05_05 | 2030 |  |  | Methane |  | Capacity-Intraconnection | FOM | 0 |  |  | CH4 Pipeline | MI | MI |  | 0.67556 | 0
LCP_Inputs_ON_Diverse_IEA_2023_05_05 | 2030 |  |  | Electricity |  | Capacity-Intraconnection | CONE | 0 |  |  | Electricity Transmission Line | MI | MI |  | 0.67556 | 0
LCP_Inputs_ON_Diverse_IEA_2023_05_05 | 2030 |  |  | Electricity |  | Capacity-Intraconnection | FOM | 0 |  |  | Electricity Transmission Line | MI | MI |  | 0.67556 | 0
LCP_Inputs_ON_Diverse_IEA_2023_05_05 | 2030 |  |  | Hydrogen |  | Capacity-Intraconnection | CONE | 0 |  |  | H2 Pipeline - New | MI | MI |  | 0.67556 | 0
LCP_Inputs_ON_Diverse_IEA_2023_05_05 | 2030 |  |  | Hydrogen |  | Capacity-Intraconnection | FOM | 0 |  |  | H2 Pipeline - New | MI | MI |  | 0.67556 | 0
LCP_Inputs_ON_Diverse_IEA_2023_05_05 | 2030 |  |  | Hydrogen |  | Capacity-Intraconnection | CONE | 0 |  |  | H2 Pipeline - Repurposed | MI | MI |  | 0.67556 | 0
LCP_Inputs_ON_Diverse_IEA_2023_05_05 | 2030 |  |  | Hydrogen |  | Capacity-Intraconnection | FOM | 0 |  |  | H2 Pipeline - Repurposed | MI | MI |  | 0.67556 | 0
LCP_Inputs_ON_Diverse_IEA_2023_05_05 | 2030 |  |  | Methane |  | Capacity-Intraconnection | CONE | 0 |  |  | CH4 Pipeline | NY | NY |  | 0.67556 | 0
LCP_Inputs_ON_Diverse_IEA_2023_05_05 | 2030 |  |  | Methane |  | Capacity-Intraconnection | FOM | 0 |  |  | CH4 Pipeline | NY | NY |  | 0.67556 | 0
LCP_Inputs_ON_Diverse_IEA_2023_05_05 | 2030 |  |  | Electricity |  | Capacity-Intraconnection | CONE | 0 |  |  | Electricity Transmission Line | NY | NY |  | 0.67556 | 0
LCP_Inputs_ON_Diverse_IEA_2023_05_05 | 2030 |  |  | Electricity |  | Capacity-Intraconnection | FOM | 0 |  |  | Electricity Transmission Line | NY | NY |  | 0.67556 | 0
LCP_Inputs_ON_Diverse_IEA_2023_05_05 | 2030 |  |  | Hydrogen |  | Capacity-Intraconnection | CONE | 0 |  |  | H2 Pipeline - New | NY | NY |  | 0.67556 | 0
LCP_Inputs_ON_Diverse_IEA_2023_05_05 | 2030 |  |  | Hydrogen |  | Capacity-Intraconnection | FOM | 0 |  |  | H2 Pipeline - New | NY | NY |  | 0.67556 | 0
LCP_Inputs_ON_Diverse_IEA_2023_05_05 | 2030 |  |  | Hydrogen |  | Capacity-Intraconnection | CONE | 0 |  |  | H2 Pipeline - Repurposed | NY | NY |  | 0.67556 | 0
LCP_Inputs_ON_Diverse_IEA_2023_05_05 | 2030 |  |  | Hydrogen |  | Capacity-Intraconnection | FOM | 0 |  |  | H2 Pipeline - Repurposed | NY | NY |  | 0.67556 | 0
LCP_Inputs_ON_Diverse_IEA_2023_05_05 | 2030 |  |  | Methane |  | Capacity-Interconnection | CONE | 0 |  |  | CH4 Pipeline | ON | MI |  | 0.67556 | 0
LCP_Inputs_ON_Diverse_IEA_2023_05_05 | 2030 |  |  | Methane |  | Capacity-Interconnection | FOM | 0 |  |  | CH4 Pipeline | ON | MI |  | 0.67556 | 0
LCP_Inputs_ON_Diverse_IEA_2023_05_05 | 2030 |  |  | Electricity |  | Capacity-Interconnection | CONE | 84656250 |  |  | Electricity Transmission Line | ON | MI |  | 0.67556 | 57190729.1672
LCP_Inputs_ON_Diverse_IEA_2023_05_05 | 2030 |  |  | Electricity |  | Capacity-Interconnection | FOM | 2821875 |  |  | Electricity Transmission Line | ON | MI |  | 0.67556 | 1906357.6389
LCP_Inputs_ON_Diverse_IEA_2023_05_05 | 2030 |  |  | Hydrogen |  | Capacity-Interconnection | CONE | 0 |  |  | H2 Pipeline - New | ON | MI |  | 0.67556 | 0
LCP_Inputs_ON_Diverse_IEA_2023_05_05 | 2030 |  |  | Hydrogen |  | Capacity-Interconnection | FOM | 0 |  |  | H2 Pipeline - New | ON | MI |  | 0.67556 | 0
LCP_Inputs_ON_Diverse_IEA_2023_05_05 | 2030 |  |  | Hydrogen |  | Capacity-Interconnection | CONE | 0 |  |  | H2 Pipeline - Repurposed | ON | MI |  | 0.67556 | 0
LCP_Inputs_ON_Diverse_IEA_2023_05_05 | 2030 |  |  | Hydrogen |  | Capacity-Interconnection | FOM | 0 |  |  | H2 Pipeline - Repurposed | ON | MI |  | 0.67556 | 0
LCP_Inputs_ON_Diverse_IEA_2023_05_05 | 2030 |  |  | Methane |  | Capacity-Interconnection | CONE | 0 |  |  | CH4 Pipeline | ON | NY |  | 0.67556 | 0
LCP_Inputs_ON_Diverse_IEA_2023_05_05 | 2030 |  |  | Methane |  | Capacity-Interconnection | FOM | 0 |  |  | CH4 Pipeline | ON | NY |  | 0.67556 | 0
LCP_Inputs_ON_Diverse_IEA_2023_05_05 | 2030 |  |  | Electricity |  | Capacity-Interconnection | CONE | 84656250 |  |  | Electricity Transmission Line | ON | NY |  | 0.67556 | 57190729.1672
LCP_Inputs_ON_Diverse_IEA_2023_05_05 | 2030 |  |  | Electricity |  | Capacity-Interconnection | FOM | 2821875 |  |  | Electricity Transmission Line | ON | NY |  | 0.67556 | 1906357.6389
LCP_Inputs_ON_Diverse_IEA_2023_05_05 | 2030 |  |  | Hydrogen |  | Capacity-Interconnection | CONE | 0 |  |  | H2 Pipeline - New | ON | NY |  | 0.67556 | 0
LCP_Inputs_ON_Diverse_IEA_2023_05_05 | 2030 |  |  | Hydrogen |  | Capacity-Interconnection | FOM | 0 |  |  | H2 Pipeline - New | ON | NY |  | 0.67556 | 0
LCP_Inputs_ON_Diverse_IEA_2023_05_05 | 2030 |  |  | Hydrogen |  | Capacity-Interconnection | CONE | 0 |  |  | H2 Pipeline - Repurposed | ON | NY |  | 0.67556 | 0
LCP_Inputs_ON_Diverse_IEA_2023_05_05 | 2030 |  |  | Hydrogen |  | Capacity-Interconnection | FOM | 0 |  |  | H2 Pipeline - Repurposed | ON | NY |  | 0.67556 | 0
LCP_Inputs_ON_Diverse_IEA_2023_05_05 | 2030 |  |  | Methane |  | Capacity-Intraconnection | CONE | 0 |  |  | CH4 Pipeline | ON | ON |  | 0.67556 | 0
LCP_Inputs_ON_Diverse_IEA_2023_05_05 | 2030 |  |  | Methane |  | Capacity-Intraconnection | FOM | 0 |  |  | CH4 Pipeline | ON | ON |  | 0.67556 | 0
LCP_Inputs_ON_Diverse_IEA_2023_05_05 | 2030 |  |  | Electricity |  | Capacity-Intraconnection | CONE | 625594536.9933 |  |  | Electricity Transmission Line | ON | ON |  | 0.67556 | 422629253.4059
LCP_Inputs_ON_Diverse_IEA_2023_05_05 | 2030 |  |  | Electricity |  | Capacity-Intraconnection | FOM | 0 |  |  | Electricity Transmission Line | ON | ON |  | 0.67556 | 0
LCP_Inputs_ON_Diverse_IEA_2023_05_05 | 2030 |  |  | Hydrogen |  | Capacity-Intraconnection | CONE | 0 |  |  | H2 Pipeline - New | ON | ON |  | 0.67556 | 0
LCP_Inputs_ON_Diverse_IEA_2023_05_05 | 2030 |  |  | Hydrogen |  | Capacity-Intraconnection | FOM | 0 |  |  | H2 Pipeline - New | ON | ON |  | 0.67556 | 0
LCP_Inputs_ON_Diverse_IEA_2023_05_05 | 2030 |  |  | Hydrogen |  | Capacity-Intraconnection | CONE | 124755358.4872 |  |  | H2 Pipeline - Repurposed | ON | ON |  | 0.67556 | 84280250.063
LCP_Inputs_ON_Diverse_IEA_2023_05_05 | 2030 |  |  | Hydrogen |  | Capacity-Intraconnection | FOM | 0 |  |  | H2 Pipeline - Repurposed | ON | ON |  | 0.67556 | 0
LCP_Inputs_ON_Diverse_IEA_2023_05_05 | 2030 |  |  | Methane |  | Capacity-Interconnection | CONE | 0 |  |  | CH4 Pipeline | ON | PJ |  | 0.67556 | 0
LCP_Inputs_ON_Diverse_IEA_2023_05_05 | 2030 |  |  | Methane |  | Capacity-Interconnection | FOM | 0 |  |  | CH4 Pipeline | ON | PJ |  | 0.67556 | 0
LCP_Inputs_ON_Diverse_IEA_2023_05_05 | 2030 |  |  | Electricity |  | Capacity-Interconnection | CONE | 0 |  |  | Electricity Transmission Line | ON | PJ |  | 0.67556 | 0
LCP_Inputs_ON_Diverse_IEA_2023_05_05 | 2030 |  |  | Electricity |  | Capacity-Interconnection | FOM | 0 |  |  | Electricity Transmission Line | ON | PJ |  | 0.67556 | 0
LCP_Inputs_ON_Diverse_IEA_2023_05_05 | 2030 |  |  | Hydrogen |  | Capacity-Interconnection | CONE | 0 |  |  | H2 Pipeline - New | ON | PJ |  | 0.67556 | 0
LCP_Inputs_ON_Diverse_IEA_2023_05_05 | 2030 |  |  | Hydrogen |  | Capacity-Interconnection | FOM | 0 |  |  | H2 Pipeline - New | ON | PJ |  | 0.67556 | 0
LCP_Inputs_ON_Diverse_IEA_2023_05_05 | 2030 |  |  | Hydrogen |  | Capacity-Interconnection | CONE | 0 |  |  | H2 Pipeline - Repurposed | ON | PJ |  | 0.67556 | 0
LCP_Inputs_ON_Diverse_IEA_2023_05_05 | 2030 |  |  | Hydrogen |  | Capacity-Interconnection | FOM | 0 |  |  | H2 Pipeline - Repurposed | ON | PJ |  | 0.67556 | 0
LCP_Inputs_ON_Diverse_IEA_2023_05_05 | 2030 |  |  | Methane |  | Capacity-Interconnection | CONE | 0 |  |  | CH4 Pipeline | ON | QC |  | 0.67556 | 0
LCP_Inputs_ON_Diverse_IEA_2023_05_05 | 2030 |  |  | Methane |  | Capacity-Interconnection | FOM | 0 |  |  | CH4 Pipeline | ON | QC |  | 0.67556 | 0
LCP_Inputs_ON_Diverse_IEA_2023_05_05 | 2030 |  |  | Electricity |  | Capacity-Interconnection | CONE | 118518750 |  |  | Electricity Transmission Line | ON | QC |  | 0.67556 | 80067020.834
LCP_Inputs_ON_Diverse_IEA_2023_05_05 | 2030 |  |  | Electricity |  | Capacity-Interconnection | FOM | 3950625 |  |  | Electricity Transmission Line | ON | QC |  | 0.67556 | 2668900.6945
LCP_Inputs_ON_Diverse_IEA_2023_05_05 | 2030 |  |  | Hydrogen |  | Capacity-Interconnection | CONE | 0 |  |  | H2 Pipeline - New | ON | QC |  | 0.67556 | 0
LCP_Inputs_ON_Diverse_IEA_2023_05_05 | 2030 |  |  | Hydrogen |  | Capacity-Interconnection | FOM | 0 |  |  | H2 Pipeline - New | ON | QC |  | 0.67556 | 0
LCP_Inputs_ON_Diverse_IEA_2023_05_05 | 2030 |  |  | Hydrogen |  | Capacity-Interconnection | CONE | 0 |  |  | H2 Pipeline - Repurposed | ON | QC |  | 0.67556 | 0
LCP_Inputs_ON_Diverse_IEA_2023_05_05 | 2030 |  |  | Hydrogen |  | Capacity-Interconnection | FOM | 0 |  |  | H2 Pipeline - Repurposed | ON | QC |  | 0.67556 | 0
LCP_Inputs_ON_Diverse_IEA_2023_05_05 | 2030 |  |  | Methane |  | Capacity-Interconnection | CONE | 0 |  |  | CH4 Pipeline | ON | WC |  | 0.67556 | 0
LCP_Inputs_ON_Diverse_IEA_2023_05_05 | 2030 |  |  | Methane |  | Capacity-Interconnection | FOM | 0 |  |  | CH4 Pipeline | ON | WC |  | 0.67556 | 0
LCP_Inputs_ON_Diverse_IEA_2023_05_05 | 2030 |  |  | Electricity |  | Capacity-Interconnection | CONE | 338625000 |  |  | Electricity Transmission Line | ON | WC |  | 0.67556 | 228762916.6686
LCP_Inputs_ON_Diverse_IEA_2023_05_05 | 2030 |  |  | Electricity |  | Capacity-Interconnection | FOM | 11287500 |  |  | Electricity Transmission Line | ON | WC |  | 0.67556 | 7625430.5556
LCP_Inputs_ON_Diverse_IEA_2023_05_05 | 2030 |  |  | Hydrogen |  | Capacity-Interconnection | CONE | 0 |  |  | H2 Pipeline - New | ON | WC |  | 0.67556 | 0
LCP_Inputs_ON_Diverse_IEA_2023_05_05 | 2030 |  |  | Hydrogen |  | Capacity-Interconnection | FOM | 0 |  |  | H2 Pipeline - New | ON | WC |  | 0.67556 | 0
LCP_Inputs_ON_Diverse_IEA_2023_05_05 | 2030 |  |  | Hydrogen |  | Capacity-Interconnection | CONE | 0 |  |  | H2 Pipeline - Repurposed | ON | WC |  | 0.67556 | 0
LCP_Inputs_ON_Diverse_IEA_2023_05_05 | 2030 |  |  | Hydrogen |  | Capacity-Interconnection | FOM | 0 |  |  | H2 Pipeline - Repurposed | ON | WC |  | 0.67556 | 0
LCP_Inputs_ON_Diverse_IEA_2023_05_05 | 2030 |  |  | Methane |  | Capacity-Intraconnection | CONE | 0 |  |  | CH4 Pipeline | PJ | PJ |  | 0.67556 | 0
LCP_Inputs_ON_Diverse_IEA_2023_05_05 | 2030 |  |  | Methane |  | Capacity-Intraconnection | FOM | 0 |  |  | CH4 Pipeline | PJ | PJ |  | 0.67556 | 0
LCP_Inputs_ON_Diverse_IEA_2023_05_05 | 2030 |  |  | Electricity |  | Capacity-Intraconnection | CONE | 0 |  |  | Electricity Transmission Line | PJ | PJ |  | 0.67556 | 0
LCP_Inputs_ON_Diverse_IEA_2023_05_05 | 2030 |  |  | Electricity |  | Capacity-Intraconnection | FOM | 0 |  |  | Electricity Transmission Line | PJ | PJ |  | 0.67556 | 0
LCP_Inputs_ON_Diverse_IEA_2023_05_05 | 2030 |  |  | Hydrogen |  | Capacity-Intraconnection | CONE | 0 |  |  | H2 Pipeline - New | PJ | PJ |  | 0.67556 | 0
LCP_Inputs_ON_Diverse_IEA_2023_05_05 | 2030 |  |  | Hydrogen |  | Capacity-Intraconnection | FOM | 0 |  |  | H2 Pipeline - New | PJ | PJ |  | 0.67556 | 0
LCP_Inputs_ON_Diverse_IEA_2023_05_05 | 2030 |  |  | Hydrogen |  | Capacity-Intraconnection | CONE | 0 |  |  | H2 Pipeline - Repurposed | PJ | PJ |  | 0.67556 | 0
LCP_Inputs_ON_Diverse_IEA_2023_05_05 | 2030 |  |  | Hydrogen |  | Capacity-Intraconnection | FOM | 0 |  |  | H2 Pipeline - Repurposed | PJ | PJ |  | 0.67556 | 0
LCP_Inputs_ON_Diverse_IEA_2023_05_05 | 2030 |  |  | Electricity |  | Capacity-Interconnection | CONE | 48423628.4661 |  |  | Electricity Transmission Line | QC | NY |  | 0.67556 | 32713268.3162
LCP_Inputs_ON_Diverse_IEA_2023_05_05 | 2030 |  |  | Electricity |  | Capacity-Interconnection | FOM | 7473846.1004 |  |  | Electricity Transmission Line | QC | NY |  | 0.67556 | 5049062.6287
LCP_Inputs_ON_Diverse_IEA_2023_05_05 | 2030 |  |  | Methane |  | Capacity-Intraconnection | CONE | 0 |  |  | CH4 Pipeline | QC | QC |  | 0.67556 | 0
LCP_Inputs_ON_Diverse_IEA_2023_05_05 | 2030 |  |  | Methane |  | Capacity-Intraconnection | FOM | 0 |  |  | CH4 Pipeline | QC | QC |  | 0.67556 | 0
LCP_Inputs_ON_Diverse_IEA_2023_05_05 | 2030 |  |  | Electricity |  | Capacity-Intraconnection | CONE | 0 |  |  | Electricity Transmission Line | QC | QC |  | 0.67556 | 0
LCP_Inputs_ON_Diverse_IEA_2023_05_05 | 2030 |  |  | Electricity |  | Capacity-Intraconnection | FOM | 0 |  |  | Electricity Transmission Line | QC | QC |  | 0.67556 | 0
LCP_Inputs_ON_Diverse_IEA_2023_05_05 | 2030 |  |  | Hydrogen |  | Capacity-Intraconnection | CONE | 0 |  |  | H2 Pipeline - New | QC | QC |  | 0.67556 | 0
LCP_Inputs_ON_Diverse_IEA_2023_05_05 | 2030 |  |  | Hydrogen |  | Capacity-Intraconnection | FOM | 0 |  |  | H2 Pipeline - New | QC | QC |  | 0.67556 | 0
LCP_Inputs_ON_Diverse_IEA_2023_05_05 | 2030 |  |  | Hydrogen |  | Capacity-Intraconnection | CONE | 0 |  |  | H2 Pipeline - Repurposed | QC | QC |  | 0.67556 | 0
LCP_Inputs_ON_Diverse_IEA_2023_05_05 | 2030 |  |  | Hydrogen |  | Capacity-Intraconnection | FOM | 0 |  |  | H2 Pipeline - Repurposed | QC | QC |  | 0.67556 | 0
LCP_Inputs_ON_Diverse_IEA_2023_05_05 | 2030 |  |  | Electricity |  | Capacity-Interconnection | CONE | 0 |  |  | Electricity Transmission Line | WC | MI |  | 0.67556 | 0
LCP_Inputs_ON_Diverse_IEA_2023_05_05 | 2030 |  |  | Electricity |  | Capacity-Interconnection | FOM | 661649.6474 |  |  | Electricity Transmission Line | WC | MI |  | 0.67556 | 446986.7941
LCP_Inputs_ON_Diverse_IEA_2023_05_05 | 2030 |  |  | Methane |  | Capacity-Intraconnection | CONE | 0 |  |  | CH4 Pipeline | WC | WC |  | 0.67556 | 0
LCP_Inputs_ON_Diverse_IEA_2023_05_05 | 2030 |  |  | Methane |  | Capacity-Intraconnection | FOM | 0 |  |  | CH4 Pipeline | WC | WC |  | 0.67556 | 0
LCP_Inputs_ON_Diverse_IEA_2023_05_05 | 2030 |  |  | Electricity |  | Capacity-Intraconnection | CONE | 0 |  |  | Electricity Transmission Line | WC | WC |  | 0.67556 | 0
LCP_Inputs_ON_Diverse_IEA_2023_05_05 | 2030 |  |  | Electricity |  | Capacity-Intraconnection | FOM | 0 |  |  | Electricity Transmission Line | WC | WC |  | 0.67556 | 0
LCP_Inputs_ON_Diverse_IEA_2023_05_05 | 2030 |  |  | Hydrogen |  | Capacity-Intraconnection | CONE | 0 |  |  | H2 Pipeline - New | WC | WC |  | 0.67556 | 0
LCP_Inputs_ON_Diverse_IEA_2023_05_05 | 2030 |  |  | Hydrogen |  | Capacity-Intraconnection | FOM | 0 |  |  | H2 Pipeline - New | WC | WC |  | 0.67556 | 0
LCP_Inputs_ON_Diverse_IEA_2023_05_05 | 2030 |  |  | Hydrogen |  | Capacity-Intraconnection | CONE | 0 |  |  | H2 Pipeline - Repurposed | WC | WC |  | 0.67556 | 0
LCP_Inputs_ON_Diverse_IEA_2023_05_05 | 2030 |  |  | Hydrogen |  | Capacity-Intraconnection | FOM | 0 |  |  | H2 Pipeline - Repurposed | WC | WC |  | 0.67556 | 0
LCP_Inputs_ON_Diverse_IEA_2023_05_05 | 2031 |  |  | Methane |  | Capacity-Intraconnection | FOM | 0 |  |  | CH4 Pipeline | MI | MI |  | 0.64958 | 0
LCP_Inputs_ON_Diverse_IEA_2023_05_05 | 2031 |  |  | Electricity |  | Capacity-Intraconnection | FOM | 0 |  |  | Electricity Transmission Line | MI | MI |  | 0.64958 | 0
LCP_Inputs_ON_Diverse_IEA_2023_05_05 | 2031 |  |  | Hydrogen |  | Capacity-Intraconnection | FOM | 0 |  |  | H2 Pipeline - New | MI | MI |  | 0.64958 | 0
LCP_Inputs_ON_Diverse_IEA_2023_05_05 | 2031 |  |  | Hydrogen |  | Capacity-Intraconnection | FOM | 0 |  |  | H2 Pipeline - Repurposed | MI | MI |  | 0.64958 | 0
LCP_Inputs_ON_Diverse_IEA_2023_05_05 | 2031 |  |  | Methane |  | Capacity-Intraconnection | FOM | 0 |  |  | CH4 Pipeline | NY | NY |  | 0.64958 | 0
LCP_Inputs_ON_Diverse_IEA_2023_05_05 | 2031 |  |  | Electricity |  | Capacity-Intraconnection | FOM | 0 |  |  | Electricity Transmission Line | NY | NY |  | 0.64958 | 0
LCP_Inputs_ON_Diverse_IEA_2023_05_05 | 2031 |  |  | Hydrogen |  | Capacity-Intraconnection | FOM | 0 |  |  | H2 Pipeline - New | NY | NY |  | 0.64958 | 0
LCP_Inputs_ON_Diverse_IEA_2023_05_05 | 2031 |  |  | Hydrogen |  | Capacity-Intraconnection | FOM | 0 |  |  | H2 Pipeline - Repurposed | NY | NY |  | 0.64958 | 0
LCP_Inputs_ON_Diverse_IEA_2023_05_05 | 2031 |  |  | Methane |  | Capacity-Interconnection | FOM | 0 |  |  | CH4 Pipeline | ON | MI |  | 0.64958 | 0
LCP_Inputs_ON_Diverse_IEA_2023_05_05 | 2031 |  |  | Electricity |  | Capacity-Interconnection | FOM | 2821875 |  |  | Electricity Transmission Line | ON | MI |  | 0.64958 | 1833036.1913
LCP_Inputs_ON_Diverse_IEA_2023_05_05 | 2031 |  |  | Hydrogen |  | Capacity-Interconnection | FOM | 0 |  |  | H2 Pipeline - New | ON | MI |  | 0.64958 | 0
LCP_Inputs_ON_Diverse_IEA_2023_05_05 | 2031 |  |  | Hydrogen |  | Capacity-Interconnection | FOM | 0 |  |  | H2 Pipeline - Repurposed | ON | MI |  | 0.64958 | 0
LCP_Inputs_ON_Diverse_IEA_2023_05_05 | 2031 |  |  | Methane |  | Capacity-Interconnection | FOM | 0 |  |  | CH4 Pipeline | ON | NY |  | 0.64958 | 0
LCP_Inputs_ON_Diverse_IEA_2023_05_05 | 2031 |  |  | Electricity |  | Capacity-Interconnection | FOM | 2821875 |  |  | Electricity Transmission Line | ON | NY |  | 0.64958 | 1833036.1913
LCP_Inputs_ON_Diverse_IEA_2023_05_05 | 2031 |  |  | Hydrogen |  | Capacity-Interconnection | FOM | 0 |  |  | H2 Pipeline - New | ON | NY |  | 0.64958 | 0
LCP_Inputs_ON_Diverse_IEA_2023_05_05 | 2031 |  |  | Hydrogen |  | Capacity-Interconnection | FOM | 0 |  |  | H2 Pipeline - Repurposed | ON | NY |  | 0.64958 | 0
LCP_Inputs_ON_Diverse_IEA_2023_05_05 | 2031 |  |  | Methane |  | Capacity-Intraconnection | FOM | 0 |  |  | CH4 Pipeline | ON | ON |  | 0.64958 | 0
LCP_Inputs_ON_Diverse_IEA_2023_05_05 | 2031 |  |  | Electricity |  | Capacity-Intraconnection | FOM | 0 |  |  | Electricity Transmission Line | ON | ON |  | 0.64958 | 0
LCP_Inputs_ON_Diverse_IEA_2023_05_05 | 2031 |  |  | Hydrogen |  | Capacity-Intraconnection | FOM | 0 |  |  | H2 Pipeline - New | ON | ON |  | 0.64958 | 0
LCP_Inputs_ON_Diverse_IEA_2023_05_05 | 2031 |  |  | Hydrogen |  | Capacity-Intraconnection | FOM | 0 |  |  | H2 Pipeline - Repurposed | ON | ON |  | 0.64958 | 0
LCP_Inputs_ON_Diverse_IEA_2023_05_05 | 2031 |  |  | Methane |  | Capacity-Interconnection | FOM | 0 |  |  | CH4 Pipeline | ON | PJ |  | 0.64958 | 0
LCP_Inputs_ON_Diverse_IEA_2023_05_05 | 2031 |  |  | Electricity |  | Capacity-Interconnection | FOM | 0 |  |  | Electricity Transmission Line | ON | PJ |  | 0.64958 | 0
LCP_Inputs_ON_Diverse_IEA_2023_05_05 | 2031 |  |  | Hydrogen |  | Capacity-Interconnection | FOM | 0 |  |  | H2 Pipeline - New | ON | PJ |  | 0.64958 | 0
LCP_Inputs_ON_Diverse_IEA_2023_05_05 | 2031 |  |  | Hydrogen |  | Capacity-Interconnection | FOM | 0 |  |  | H2 Pipeline - Repurposed | ON | PJ |  | 0.64958 | 0
LCP_Inputs_ON_Diverse_IEA_2023_05_05 | 2031 |  |  | Methane |  | Capacity-Interconnection | FOM | 0 |  |  | CH4 Pipeline | ON | QC |  | 0.64958 | 0
LCP_Inputs_ON_Diverse_IEA_2023_05_05 | 2031 |  |  | Electricity |  | Capacity-Interconnection | FOM | 3950625 |  |  | Electricity Transmission Line | ON | QC |  | 0.64958 | 2566250.6678
LCP_Inputs_ON_Diverse_IEA_2023_05_05 | 2031 |  |  | Hydrogen |  | Capacity-Interconnection | FOM | 0 |  |  | H2 Pipeline - New | ON | QC |  | 0.64958 | 0
LCP_Inputs_ON_Diverse_IEA_2023_05_05 | 2031 |  |  | Hydrogen |  | Capacity-Interconnection | FOM | 0 |  |  | H2 Pipeline - Repurposed | ON | QC |  | 0.64958 | 0
LCP_Inputs_ON_Diverse_IEA_2023_05_05 | 2031 |  |  | Methane |  | Capacity-Interconnection | FOM | 0 |  |  | CH4 Pipeline | ON | WC |  | 0.64958 | 0
LCP_Inputs_ON_Diverse_IEA_2023_05_05 | 2031 |  |  | Electricity |  | Capacity-Interconnection | FOM | 11287500 |  |  | Electricity Transmission Line | ON | WC |  | 0.64958 | 7332144.765
LCP_Inputs_ON_Diverse_IEA_2023_05_05 | 2031 |  |  | Hydrogen |  | Capacity-Interconnection | FOM | 0 |  |  | H2 Pipeline - New | ON | WC |  | 0.64958 | 0
LCP_Inputs_ON_Diverse_IEA_2023_05_05 | 2031 |  |  | Hydrogen |  | Capacity-Interconnection | FOM | 0 |  |  | H2 Pipeline - Repurposed | ON | WC |  | 0.64958 | 0
LCP_Inputs_ON_Diverse_IEA_2023_05_05 | 2031 |  |  | Methane |  | Capacity-Intraconnection | FOM | 0 |  |  | CH4 Pipeline | PJ | PJ |  | 0.64958 | 0
LCP_Inputs_ON_Diverse_IEA_2023_05_05 | 2031 |  |  | Electricity |  | Capacity-Intraconnection | FOM | 0 |  |  | Electricity Transmission Line | PJ | PJ |  | 0.64958 | 0
LCP_Inputs_ON_Diverse_IEA_2023_05_05 | 2031 |  |  | Hydrogen |  | Capacity-Intraconnection | FOM | 0 |  |  | H2 Pipeline - New | PJ | PJ |  | 0.64958 | 0
LCP_Inputs_ON_Diverse_IEA_2023_05_05 | 2031 |  |  | Hydrogen |  | Capacity-Intraconnection | FOM | 0 |  |  | H2 Pipeline - Repurposed | PJ | PJ |  | 0.64958 | 0
LCP_Inputs_ON_Diverse_IEA_2023_05_05 | 2031 |  |  | Electricity |  | Capacity-Interconnection | FOM | 7473846.1004 |  |  | Electricity Transmission Line | QC | NY |  | 0.64958 | 4854867.9123
LCP_Inputs_ON_Diverse_IEA_2023_05_05 | 2031 |  |  | Methane |  | Capacity-Intraconnection | FOM | 0 |  |  | CH4 Pipeline | QC | QC |  | 0.64958 | 0
LCP_Inputs_ON_Diverse_IEA_2023_05_05 | 2031 |  |  | Electricity |  | Capacity-Intraconnection | FOM | 0 |  |  | Electricity Transmission Line | QC | QC |  | 0.64958 | 0
LCP_Inputs_ON_Diverse_IEA_2023_05_05 | 2031 |  |  | Hydrogen |  | Capacity-Intraconnection | FOM | 0 |  |  | H2 Pipeline - New | QC | QC |  | 0.64958 | 0
LCP_Inputs_ON_Diverse_IEA_2023_05_05 | 2031 |  |  | Hydrogen |  | Capacity-Intraconnection | FOM | 0 |  |  | H2 Pipeline - Repurposed | QC | QC |  | 0.64958 | 0
LCP_Inputs_ON_Diverse_IEA_2023_05_05 | 2031 |  |  | Electricity |  | Capacity-Interconnection | FOM | 661649.6474 |  |  | Electricity Transmission Line | WC | MI |  | 0.64958 | 429794.9943
LCP_Inputs_ON_Diverse_IEA_2023_05_05 | 2031 |  |  | Methane |  | Capacity-Intraconnection | FOM | 0 |  |  | CH4 Pipeline | WC | WC |  | 0.64958 | 0
LCP_Inputs_ON_Diverse_IEA_2023_05_05 | 2031 |  |  | Electricity |  | Capacity-Intraconnection | FOM | 0 |  |  | Electricity Transmission Line | WC | WC |  | 0.64958 | 0
LCP_Inputs_ON_Diverse_IEA_2023_05_05 | 2031 |  |  | Hydrogen |  | Capacity-Intraconnection | FOM | 0 |  |  | H2 Pipeline - New | WC | WC |  | 0.64958 | 0
LCP_Inputs_ON_Diverse_IEA_2023_05_05 | 2031 |  |  | Hydrogen |  | Capacity-Intraconnection | FOM | 0 |  |  | H2 Pipeline - Repurposed | WC | WC |  | 0.64958 | 0
LCP_Inputs_ON_Diverse_IEA_2023_05_05 | 2032 |  |  | Methane |  | Capacity-Intraconnection | FOM | 0 |  |  | CH4 Pipeline | MI | MI |  | 0.6246 | 0
LCP_Inputs_ON_Diverse_IEA_2023_05_05 | 2032 |  |  | Electricity |  | Capacity-Intraconnection | FOM | 0 |  |  | Electricity Transmission Line | MI | MI |  | 0.6246 | 0
LCP_Inputs_ON_Diverse_IEA_2023_05_05 | 2032 |  |  | Hydrogen |  | Capacity-Intraconnection | FOM | 0 |  |  | H2 Pipeline - New | MI | MI |  | 0.6246 | 0
LCP_Inputs_ON_Diverse_IEA_2023_05_05 | 2032 |  |  | Hydrogen |  | Capacity-Intraconnection | FOM | 0 |  |  | H2 Pipeline - Repurposed | MI | MI |  | 0.6246 | 0
LCP_Inputs_ON_Diverse_IEA_2023_05_05 | 2032 |  |  | Methane |  | Capacity-Intraconnection | FOM | 0 |  |  | CH4 Pipeline | NY | NY |  | 0.6246 | 0
LCP_Inputs_ON_Diverse_IEA_2023_05_05 | 2032 |  |  | Electricity |  | Capacity-Intraconnection | FOM | 0 |  |  | Electricity Transmission Line | NY | NY |  | 0.6246 | 0
LCP_Inputs_ON_Diverse_IEA_2023_05_05 | 2032 |  |  | Hydrogen |  | Capacity-Intraconnection | FOM | 0 |  |  | H2 Pipeline - New | NY | NY |  | 0.6246 | 0
LCP_Inputs_ON_Diverse_IEA_2023_05_05 | 2032 |  |  | Hydrogen |  | Capacity-Intraconnection | FOM | 0 |  |  | H2 Pipeline - Repurposed | NY | NY |  | 0.6246 | 0
LCP_Inputs_ON_Diverse_IEA_2023_05_05 | 2032 |  |  | Methane |  | Capacity-Interconnection | FOM | 0 |  |  | CH4 Pipeline | ON | MI |  | 0.6246 | 0
LCP_Inputs_ON_Diverse_IEA_2023_05_05 | 2032 |  |  | Electricity |  | Capacity-Interconnection | FOM | 2821875 |  |  | Electricity Transmission Line | ON | MI |  | 0.6246 | 1762534.7993
LCP_Inputs_ON_Diverse_IEA_2023_05_05 | 2032 |  |  | Hydrogen |  | Capacity-Interconnection | FOM | 0 |  |  | H2 Pipeline - New | ON | MI |  | 0.6246 | 0
LCP_Inputs_ON_Diverse_IEA_2023_05_05 | 2032 |  |  | Hydrogen |  | Capacity-Interconnection | FOM | 0 |  |  | H2 Pipeline - Repurposed | ON | MI |  | 0.6246 | 0
LCP_Inputs_ON_Diverse_IEA_2023_05_05 | 2032 |  |  | Methane |  | Capacity-Interconnection | FOM | 0 |  |  | CH4 Pipeline | ON | NY |  | 0.6246 | 0
LCP_Inputs_ON_Diverse_IEA_2023_05_05 | 2032 |  |  | Electricity |  | Capacity-Interconnection | FOM | 2821875 |  |  | Electricity Transmission Line | ON | NY |  | 0.6246 | 1762534.7993
LCP_Inputs_ON_Diverse_IEA_2023_05_05 | 2032 |  |  | Hydrogen |  | Capacity-Interconnection | FOM | 0 |  |  | H2 Pipeline - New | ON | NY |  | 0.6246 | 0
LCP_Inputs_ON_Diverse_IEA_2023_05_05 | 2032 |  |  | Hydrogen |  | Capacity-Interconnection | FOM | 0 |  |  | H2 Pipeline - Repurposed | ON | NY |  | 0.6246 | 0
LCP_Inputs_ON_Diverse_IEA_2023_05_05 | 2032 |  |  | Methane |  | Capacity-Intraconnection | FOM | 0 |  |  | CH4 Pipeline | ON | ON |  | 0.6246 | 0
LCP_Inputs_ON_Diverse_IEA_2023_05_05 | 2032 |  |  | Electricity |  | Capacity-Intraconnection | FOM | 0 |  |  | Electricity Transmission Line | ON | ON |  | 0.6246 | 0
LCP_Inputs_ON_Diverse_IEA_2023_05_05 | 2032 |  |  | Hydrogen |  | Capacity-Intraconnection | FOM | 0 |  |  | H2 Pipeline - New | ON | ON |  | 0.6246 | 0
LCP_Inputs_ON_Diverse_IEA_2023_05_05 | 2032 |  |  | Hydrogen |  | Capacity-Intraconnection | FOM | 0 |  |  | H2 Pipeline - Repurposed | ON | ON |  | 0.6246 | 0
LCP_Inputs_ON_Diverse_IEA_2023_05_05 | 2032 |  |  | Methane |  | Capacity-Interconnection | FOM | 0 |  |  | CH4 Pipeline | ON | PJ |  | 0.6246 | 0
LCP_Inputs_ON_Diverse_IEA_2023_05_05 | 2032 |  |  | Electricity |  | Capacity-Interconnection | FOM | 0 |  |  | Electricity Transmission Line | ON | PJ |  | 0.6246 | 0
LCP_Inputs_ON_Diverse_IEA_2023_05_05 | 2032 |  |  | Hydrogen |  | Capacity-Interconnection | FOM | 0 |  |  | H2 Pipeline - New | ON | PJ |  | 0.6246 | 0
LCP_Inputs_ON_Diverse_IEA_2023_05_05 | 2032 |  |  | Hydrogen |  | Capacity-Interconnection | FOM | 0 |  |  | H2 Pipeline - Repurposed | ON | PJ |  | 0.6246 | 0
LCP_Inputs_ON_Diverse_IEA_2023_05_05 | 2032 |  |  | Methane |  | Capacity-Interconnection | FOM | 0 |  |  | CH4 Pipeline | ON | QC |  | 0.6246 | 0
LCP_Inputs_ON_Diverse_IEA_2023_05_05 | 2032 |  |  | Electricity |  | Capacity-Interconnection | FOM | 3950625 |  |  | Electricity Transmission Line | ON | QC |  | 0.6246 | 2467548.719
LCP_Inputs_ON_Diverse_IEA_2023_05_05 | 2032 |  |  | Hydrogen |  | Capacity-Interconnection | FOM | 0 |  |  | H2 Pipeline - New | ON | QC |  | 0.6246 | 0
LCP_Inputs_ON_Diverse_IEA_2023_05_05 | 2032 |  |  | Hydrogen |  | Capacity-Interconnection | FOM | 0 |  |  | H2 Pipeline - Repurposed | ON | QC |  | 0.6246 | 0
LCP_Inputs_ON_Diverse_IEA_2023_05_05 | 2032 |  |  | Methane |  | Capacity-Interconnection | FOM | 0 |  |  | CH4 Pipeline | ON | WC |  | 0.6246 | 0
LCP_Inputs_ON_Diverse_IEA_2023_05_05 | 2032 |  |  | Electricity |  | Capacity-Interconnection | FOM | 11287500 |  |  | Electricity Transmission Line | ON | WC |  | 0.6246 | 7050139.1971
LCP_Inputs_ON_Diverse_IEA_2023_05_05 | 2032 |  |  | Hydrogen |  | Capacity-Interconnection | FOM | 0 |  |  | H2 Pipeline - New | ON | WC |  | 0.6246 | 0
LCP_Inputs_ON_Diverse_IEA_2023_05_05 | 2032 |  |  | Hydrogen |  | Capacity-Interconnection | FOM | 0 |  |  | H2 Pipeline - Repurposed | ON | WC |  | 0.6246 | 0
LCP_Inputs_ON_Diverse_IEA_2023_05_05 | 2032 |  |  | Methane |  | Capacity-Intraconnection | FOM | 0 |  |  | CH4 Pipeline | PJ | PJ |  | 0.6246 | 0
LCP_Inputs_ON_Diverse_IEA_2023_05_05 | 2032 |  |  | Electricity |  | Capacity-Intraconnection | FOM | 0 |  |  | Electricity Transmission Line | PJ | PJ |  | 0.6246 | 0
LCP_Inputs_ON_Diverse_IEA_2023_05_05 | 2032 |  |  | Hydrogen |  | Capacity-Intraconnection | FOM | 0 |  |  | H2 Pipeline - New | PJ | PJ |  | 0.6246 | 0
LCP_Inputs_ON_Diverse_IEA_2023_05_05 | 2032 |  |  | Hydrogen |  | Capacity-Intraconnection | FOM | 0 |  |  | H2 Pipeline - Repurposed | PJ | PJ |  | 0.6246 | 0
LCP_Inputs_ON_Diverse_IEA_2023_05_05 | 2032 |  |  | Electricity |  | Capacity-Interconnection | FOM | 7473846.1004 |  |  | Electricity Transmission Line | QC | NY |  | 0.6246 | 4668142.2233
LCP_Inputs_ON_Diverse_IEA_2023_05_05 | 2032 |  |  | Methane |  | Capacity-Intraconnection | FOM | 0 |  |  | CH4 Pipeline | QC | QC |  | 0.6246 | 0
LCP_Inputs_ON_Diverse_IEA_2023_05_05 | 2032 |  |  | Electricity |  | Capacity-Intraconnection | FOM | 0 |  |  | Electricity Transmission Line | QC | QC |  | 0.6246 | 0
LCP_Inputs_ON_Diverse_IEA_2023_05_05 | 2032 |  |  | Hydrogen |  | Capacity-Intraconnection | FOM | 0 |  |  | H2 Pipeline - New | QC | QC |  | 0.6246 | 0
LCP_Inputs_ON_Diverse_IEA_2023_05_05 | 2032 |  |  | Hydrogen |  | Capacity-Intraconnection | FOM | 0 |  |  | H2 Pipeline - Repurposed | QC | QC |  | 0.6246 | 0
LCP_Inputs_ON_Diverse_IEA_2023_05_05 | 2032 |  |  | Electricity |  | Capacity-Interconnection | FOM | 661649.6474 |  |  | Electricity Transmission Line | WC | MI |  | 0.6246 | 413264.4176
LCP_Inputs_ON_Diverse_IEA_2023_05_05 | 2032 |  |  | Methane |  | Capacity-Intraconnection | FOM | 0 |  |  | CH4 Pipeline | WC | WC |  | 0.6246 | 0
LCP_Inputs_ON_Diverse_IEA_2023_05_05 | 2032 |  |  | Electricity |  | Capacity-Intraconnection | FOM | 0 |  |  | Electricity Transmission Line | WC | WC |  | 0.6246 | 0
LCP_Inputs_ON_Diverse_IEA_2023_05_05 | 2032 |  |  | Hydrogen |  | Capacity-Intraconnection | FOM | 0 |  |  | H2 Pipeline - New | WC | WC |  | 0.6246 | 0
LCP_Inputs_ON_Diverse_IEA_2023_05_05 | 2032 |  |  | Hydrogen |  | Capacity-Intraconnection | FOM | 0 |  |  | H2 Pipeline - Repurposed | WC | WC |  | 0.6246 | 0
LCP_Inputs_ON_Diverse_IEA_2023_05_05 | 2033 |  |  | Methane |  | Capacity-Intraconnection | FOM | 0 |  |  | CH4 Pipeline | MI | MI |  | 0.60057 | 0
LCP_Inputs_ON_Diverse_IEA_2023_05_05 | 2033 |  |  | Electricity |  | Capacity-Intraconnection | FOM | 0 |  |  | Electricity Transmission Line | MI | MI |  | 0.60057 | 0
LCP_Inputs_ON_Diverse_IEA_2023_05_05 | 2033 |  |  | Hydrogen |  | Capacity-Intraconnection | FOM | 0 |  |  | H2 Pipeline - New | MI | MI |  | 0.60057 | 0
LCP_Inputs_ON_Diverse_IEA_2023_05_05 | 2033 |  |  | Hydrogen |  | Capacity-Intraconnection | FOM | 0 |  |  | H2 Pipeline - Repurposed | MI | MI |  | 0.60057 | 0
LCP_Inputs_ON_Diverse_IEA_2023_05_05 | 2033 |  |  | Methane |  | Capacity-Intraconnection | FOM | 0 |  |  | CH4 Pipeline | NY | NY |  | 0.60057 | 0
LCP_Inputs_ON_Diverse_IEA_2023_05_05 | 2033 |  |  | Electricity |  | Capacity-Intraconnection | FOM | 0 |  |  | Electricity Transmission Line | NY | NY |  | 0.60057 | 0
LCP_Inputs_ON_Diverse_IEA_2023_05_05 | 2033 |  |  | Hydrogen |  | Capacity-Intraconnection | FOM | 0 |  |  | H2 Pipeline - New | NY | NY |  | 0.60057 | 0
LCP_Inputs_ON_Diverse_IEA_2023_05_05 | 2033 |  |  | Hydrogen |  | Capacity-Intraconnection | FOM | 0 |  |  | H2 Pipeline - Repurposed | NY | NY |  | 0.60057 | 0
LCP_Inputs_ON_Diverse_IEA_2023_05_05 | 2033 |  |  | Methane |  | Capacity-Interconnection | FOM | 0 |  |  | CH4 Pipeline | ON | MI |  | 0.60057 | 0
LCP_Inputs_ON_Diverse_IEA_2023_05_05 | 2033 |  |  | Electricity |  | Capacity-Interconnection | FOM | 2821875 |  |  | Electricity Transmission Line | ON | MI |  | 0.60057 | 1694744.9993
LCP_Inputs_ON_Diverse_IEA_2023_05_05 | 2033 |  |  | Hydrogen |  | Capacity-Interconnection | FOM | 0 |  |  | H2 Pipeline - New | ON | MI |  | 0.60057 | 0
LCP_Inputs_ON_Diverse_IEA_2023_05_05 | 2033 |  |  | Hydrogen |  | Capacity-Interconnection | FOM | 0 |  |  | H2 Pipeline - Repurposed | ON | MI |  | 0.60057 | 0
LCP_Inputs_ON_Diverse_IEA_2023_05_05 | 2033 |  |  | Methane |  | Capacity-Interconnection | FOM | 0 |  |  | CH4 Pipeline | ON | NY |  | 0.60057 | 0
LCP_Inputs_ON_Diverse_IEA_2023_05_05 | 2033 |  |  | Electricity |  | Capacity-Interconnection | FOM | 2821875 |  |  | Electricity Transmission Line | ON | NY |  | 0.60057 | 1694744.9993
LCP_Inputs_ON_Diverse_IEA_2023_05_05 | 2033 |  |  | Hydrogen |  | Capacity-Interconnection | FOM | 0 |  |  | H2 Pipeline - New | ON | NY |  | 0.60057 | 0
LCP_Inputs_ON_Diverse_IEA_2023_05_05 | 2033 |  |  | Hydrogen |  | Capacity-Interconnection | FOM | 0 |  |  | H2 Pipeline - Repurposed | ON | NY |  | 0.60057 | 0
LCP_Inputs_ON_Diverse_IEA_2023_05_05 | 2033 |  |  | Methane |  | Capacity-Intraconnection | FOM | 0 |  |  | CH4 Pipeline | ON | ON |  | 0.60057 | 0
LCP_Inputs_ON_Diverse_IEA_2023_05_05 | 2033 |  |  | Electricity |  | Capacity-Intraconnection | FOM | 0 |  |  | Electricity Transmission Line | ON | ON |  | 0.60057 | 0
LCP_Inputs_ON_Diverse_IEA_2023_05_05 | 2033 |  |  | Hydrogen |  | Capacity-Intraconnection | FOM | 0 |  |  | H2 Pipeline - New | ON | ON |  | 0.60057 | 0
LCP_Inputs_ON_Diverse_IEA_2023_05_05 | 2033 |  |  | Hydrogen |  | Capacity-Intraconnection | FOM | 0 |  |  | H2 Pipeline - Repurposed | ON | ON |  | 0.60057 | 0
LCP_Inputs_ON_Diverse_IEA_2023_05_05 | 2033 |  |  | Methane |  | Capacity-Interconnection | FOM | 0 |  |  | CH4 Pipeline | ON | PJ |  | 0.60057 | 0
LCP_Inputs_ON_Diverse_IEA_2023_05_05 | 2033 |  |  | Electricity |  | Capacity-Interconnection | FOM | 0 |  |  | Electricity Transmission Line | ON | PJ |  | 0.60057 | 0
LCP_Inputs_ON_Diverse_IEA_2023_05_05 | 2033 |  |  | Hydrogen |  | Capacity-Interconnection | FOM | 0 |  |  | H2 Pipeline - New | ON | PJ |  | 0.60057 | 0
LCP_Inputs_ON_Diverse_IEA_2023_05_05 | 2033 |  |  | Hydrogen |  | Capacity-Interconnection | FOM | 0 |  |  | H2 Pipeline - Repurposed | ON | PJ |  | 0.60057 | 0
LCP_Inputs_ON_Diverse_IEA_2023_05_05 | 2033 |  |  | Methane |  | Capacity-Interconnection | FOM | 0 |  |  | CH4 Pipeline | ON | QC |  | 0.60057 | 0
LCP_Inputs_ON_Diverse_IEA_2023_05_05 | 2033 |  |  | Electricity |  | Capacity-Interconnection | FOM | 3950625 |  |  | Electricity Transmission Line | ON | QC |  | 0.60057 | 2372642.999
LCP_Inputs_ON_Diverse_IEA_2023_05_05 | 2033 |  |  | Hydrogen |  | Capacity-Interconnection | FOM | 0 |  |  | H2 Pipeline - New | ON | QC |  | 0.60057 | 0
LCP_Inputs_ON_Diverse_IEA_2023_05_05 | 2033 |  |  | Hydrogen |  | Capacity-Interconnection | FOM | 0 |  |  | H2 Pipeline - Repurposed | ON | QC |  | 0.60057 | 0
LCP_Inputs_ON_Diverse_IEA_2023_05_05 | 2033 |  |  | Methane |  | Capacity-Interconnection | FOM | 0 |  |  | CH4 Pipeline | ON | WC |  | 0.60057 | 0
LCP_Inputs_ON_Diverse_IEA_2023_05_05 | 2033 |  |  | Electricity |  | Capacity-Interconnection | FOM | 11287500 |  |  | Electricity Transmission Line | ON | WC |  | 0.60057 | 6778979.9972
LCP_Inputs_ON_Diverse_IEA_2023_05_05 | 2033 |  |  | Hydrogen |  | Capacity-Interconnection | FOM | 0 |  |  | H2 Pipeline - New | ON | WC |  | 0.60057 | 0
LCP_Inputs_ON_Diverse_IEA_2023_05_05 | 2033 |  |  | Hydrogen |  | Capacity-Interconnection | FOM | 0 |  |  | H2 Pipeline - Repurposed | ON | WC |  | 0.60057 | 0
LCP_Inputs_ON_Diverse_IEA_2023_05_05 | 2033 |  |  | Methane |  | Capacity-Intraconnection | FOM | 0 |  |  | CH4 Pipeline | PJ | PJ |  | 0.60057 | 0
LCP_Inputs_ON_Diverse_IEA_2023_05_05 | 2033 |  |  | Electricity |  | Capacity-Intraconnection | FOM | 0 |  |  | Electricity Transmission Line | PJ | PJ |  | 0.60057 | 0
LCP_Inputs_ON_Diverse_IEA_2023_05_05 | 2033 |  |  | Hydrogen |  | Capacity-Intraconnection | FOM | 0 |  |  | H2 Pipeline - New | PJ | PJ |  | 0.60057 | 0
LCP_Inputs_ON_Diverse_IEA_2023_05_05 | 2033 |  |  | Hydrogen |  | Capacity-Intraconnection | FOM | 0 |  |  | H2 Pipeline - Repurposed | PJ | PJ |  | 0.60057 | 0
LCP_Inputs_ON_Diverse_IEA_2023_05_05 | 2033 |  |  | Electricity |  | Capacity-Interconnection | FOM | 7473846.1004 |  |  | Electricity Transmission Line | QC | NY |  | 0.60057 | 4488598.2917
LCP_Inputs_ON_Diverse_IEA_2023_05_05 | 2033 |  |  | Methane |  | Capacity-Intraconnection | FOM | 0 |  |  | CH4 Pipeline | QC | QC |  | 0.60057 | 0
LCP_Inputs_ON_Diverse_IEA_2023_05_05 | 2033 |  |  | Electricity |  | Capacity-Intraconnection | FOM | 0 |  |  | Electricity Transmission Line | QC | QC |  | 0.60057 | 0
LCP_Inputs_ON_Diverse_IEA_2023_05_05 | 2033 |  |  | Hydrogen |  | Capacity-Intraconnection | FOM | 0 |  |  | H2 Pipeline - New | QC | QC |  | 0.60057 | 0
LCP_Inputs_ON_Diverse_IEA_2023_05_05 | 2033 |  |  | Hydrogen |  | Capacity-Intraconnection | FOM | 0 |  |  | H2 Pipeline - Repurposed | QC | QC |  | 0.60057 | 0
LCP_Inputs_ON_Diverse_IEA_2023_05_05 | 2033 |  |  | Electricity |  | Capacity-Interconnection | FOM | 661649.6474 |  |  | Electricity Transmission Line | WC | MI |  | 0.60057 | 397369.6323
LCP_Inputs_ON_Diverse_IEA_2023_05_05 | 2033 |  |  | Methane |  | Capacity-Intraconnection | FOM | 0 |  |  | CH4 Pipeline | WC | WC |  | 0.60057 | 0
LCP_Inputs_ON_Diverse_IEA_2023_05_05 | 2033 |  |  | Electricity |  | Capacity-Intraconnection | FOM | 0 |  |  | Electricity Transmission Line | WC | WC |  | 0.60057 | 0
LCP_Inputs_ON_Diverse_IEA_2023_05_05 | 2033 |  |  | Hydrogen |  | Capacity-Intraconnection | FOM | 0 |  |  | H2 Pipeline - New | WC | WC |  | 0.60057 | 0
LCP_Inputs_ON_Diverse_IEA_2023_05_05 | 2033 |  |  | Hydrogen |  | Capacity-Intraconnection | FOM | 0 |  |  | H2 Pipeline - Repurposed | WC | WC |  | 0.60057 | 0
LCP_Inputs_ON_Diverse_IEA_2023_05_05 | 2034 |  |  | Methane |  | Capacity-Intraconnection | FOM | 0 |  |  | CH4 Pipeline | MI | MI |  | 0.57748 | 0
LCP_Inputs_ON_Diverse_IEA_2023_05_05 | 2034 |  |  | Electricity |  | Capacity-Intraconnection | FOM | 0 |  |  | Electricity Transmission Line | MI | MI |  | 0.57748 | 0
LCP_Inputs_ON_Diverse_IEA_2023_05_05 | 2034 |  |  | Hydrogen |  | Capacity-Intraconnection | FOM | 0 |  |  | H2 Pipeline - New | MI | MI |  | 0.57748 | 0
LCP_Inputs_ON_Diverse_IEA_2023_05_05 | 2034 |  |  | Hydrogen |  | Capacity-Intraconnection | FOM | 0 |  |  | H2 Pipeline - Repurposed | MI | MI |  | 0.57748 | 0
LCP_Inputs_ON_Diverse_IEA_2023_05_05 | 2034 |  |  | Methane |  | Capacity-Intraconnection | FOM | 0 |  |  | CH4 Pipeline | NY | NY |  | 0.57748 | 0
LCP_Inputs_ON_Diverse_IEA_2023_05_05 | 2034 |  |  | Electricity |  | Capacity-Intraconnection | FOM | 0 |  |  | Electricity Transmission Line | NY | NY |  | 0.57748 | 0
LCP_Inputs_ON_Diverse_IEA_2023_05_05 | 2034 |  |  | Hydrogen |  | Capacity-Intraconnection | FOM | 0 |  |  | H2 Pipeline - New | NY | NY |  | 0.57748 | 0
LCP_Inputs_ON_Diverse_IEA_2023_05_05 | 2034 |  |  | Hydrogen |  | Capacity-Intraconnection | FOM | 0 |  |  | H2 Pipeline - Repurposed | NY | NY |  | 0.57748 | 0
LCP_Inputs_ON_Diverse_IEA_2023_05_05 | 2034 |  |  | Methane |  | Capacity-Interconnection | FOM | 0 |  |  | CH4 Pipeline | ON | MI |  | 0.57748 | 0
LCP_Inputs_ON_Diverse_IEA_2023_05_05 | 2034 |  |  | Electricity |  | Capacity-Interconnection | FOM | 2821875 |  |  | Electricity Transmission Line | ON | MI |  | 0.57748 | 1629562.4993
LCP_Inputs_ON_Diverse_IEA_2023_05_05 | 2034 |  |  | Hydrogen |  | Capacity-Interconnection | FOM | 0 |  |  | H2 Pipeline - New | ON | MI |  | 0.57748 | 0
LCP_Inputs_ON_Diverse_IEA_2023_05_05 | 2034 |  |  | Hydrogen |  | Capacity-Interconnection | FOM | 0 |  |  | H2 Pipeline - Repurposed | ON | MI |  | 0.57748 | 0
LCP_Inputs_ON_Diverse_IEA_2023_05_05 | 2034 |  |  | Methane |  | Capacity-Interconnection | FOM | 0 |  |  | CH4 Pipeline | ON | NY |  | 0.57748 | 0
LCP_Inputs_ON_Diverse_IEA_2023_05_05 | 2034 |  |  | Electricity |  | Capacity-Interconnection | FOM | 2821875 |  |  | Electricity Transmission Line | ON | NY |  | 0.57748 | 1629562.4993
LCP_Inputs_ON_Diverse_IEA_2023_05_05 | 2034 |  |  | Hydrogen |  | Capacity-Interconnection | FOM | 0 |  |  | H2 Pipeline - New | ON | NY |  | 0.57748 | 0
LCP_Inputs_ON_Diverse_IEA_2023_05_05 | 2034 |  |  | Hydrogen |  | Capacity-Interconnection | FOM | 0 |  |  | H2 Pipeline - Repurposed | ON | NY |  | 0.57748 | 0
LCP_Inputs_ON_Diverse_IEA_2023_05_05 | 2034 |  |  | Methane |  | Capacity-Intraconnection | FOM | 0 |  |  | CH4 Pipeline | ON | ON |  | 0.57748 | 0
LCP_Inputs_ON_Diverse_IEA_2023_05_05 | 2034 |  |  | Electricity |  | Capacity-Intraconnection | FOM | 0 |  |  | Electricity Transmission Line | ON | ON |  | 0.57748 | 0
LCP_Inputs_ON_Diverse_IEA_2023_05_05 | 2034 |  |  | Hydrogen |  | Capacity-Intraconnection | FOM | 0 |  |  | H2 Pipeline - New | ON | ON |  | 0.57748 | 0
LCP_Inputs_ON_Diverse_IEA_2023_05_05 | 2034 |  |  | Hydrogen |  | Capacity-Intraconnection | FOM | 0 |  |  | H2 Pipeline - Repurposed | ON | ON |  | 0.57748 | 0
LCP_Inputs_ON_Diverse_IEA_2023_05_05 | 2034 |  |  | Methane |  | Capacity-Interconnection | FOM | 0 |  |  | CH4 Pipeline | ON | PJ |  | 0.57748 | 0
LCP_Inputs_ON_Diverse_IEA_2023_05_05 | 2034 |  |  | Electricity |  | Capacity-Interconnection | FOM | 0 |  |  | Electricity Transmission Line | ON | PJ |  | 0.57748 | 0
LCP_Inputs_ON_Diverse_IEA_2023_05_05 | 2034 |  |  | Hydrogen |  | Capacity-Interconnection | FOM | 0 |  |  | H2 Pipeline - New | ON | PJ |  | 0.57748 | 0
LCP_Inputs_ON_Diverse_IEA_2023_05_05 | 2034 |  |  | Hydrogen |  | Capacity-Interconnection | FOM | 0 |  |  | H2 Pipeline - Repurposed | ON | PJ |  | 0.57748 | 0
LCP_Inputs_ON_Diverse_IEA_2023_05_05 | 2034 |  |  | Methane |  | Capacity-Interconnection | FOM | 0 |  |  | CH4 Pipeline | ON | QC |  | 0.57748 | 0
LCP_Inputs_ON_Diverse_IEA_2023_05_05 | 2034 |  |  | Electricity |  | Capacity-Interconnection | FOM | 3950625 |  |  | Electricity Transmission Line | ON | QC |  | 0.57748 | 2281387.4991
LCP_Inputs_ON_Diverse_IEA_2023_05_05 | 2034 |  |  | Hydrogen |  | Capacity-Interconnection | FOM | 0 |  |  | H2 Pipeline - New | ON | QC |  | 0.57748 | 0
LCP_Inputs_ON_Diverse_IEA_2023_05_05 | 2034 |  |  | Hydrogen |  | Capacity-Interconnection | FOM | 0 |  |  | H2 Pipeline - Repurposed | ON | QC |  | 0.57748 | 0
LCP_Inputs_ON_Diverse_IEA_2023_05_05 | 2034 |  |  | Methane |  | Capacity-Interconnection | FOM | 0 |  |  | CH4 Pipeline | ON | WC |  | 0.57748 | 0
LCP_Inputs_ON_Diverse_IEA_2023_05_05 | 2034 |  |  | Electricity |  | Capacity-Interconnection | FOM | 11287500 |  |  | Electricity Transmission Line | ON | WC |  | 0.57748 | 6518249.9974
LCP_Inputs_ON_Diverse_IEA_2023_05_05 | 2034 |  |  | Hydrogen |  | Capacity-Interconnection | FOM | 0 |  |  | H2 Pipeline - New | ON | WC |  | 0.57748 | 0
LCP_Inputs_ON_Diverse_IEA_2023_05_05 | 2034 |  |  | Hydrogen |  | Capacity-Interconnection | FOM | 0 |  |  | H2 Pipeline - Repurposed | ON | WC |  | 0.57748 | 0
LCP_Inputs_ON_Diverse_IEA_2023_05_05 | 2034 |  |  | Methane |  | Capacity-Intraconnection | FOM | 0 |  |  | CH4 Pipeline | PJ | PJ |  | 0.57748 | 0
LCP_Inputs_ON_Diverse_IEA_2023_05_05 | 2034 |  |  | Electricity |  | Capacity-Intraconnection | FOM | 0 |  |  | Electricity Transmission Line | PJ | PJ |  | 0.57748 | 0
LCP_Inputs_ON_Diverse_IEA_2023_05_05 | 2034 |  |  | Hydrogen |  | Capacity-Intraconnection | FOM | 0 |  |  | H2 Pipeline - New | PJ | PJ |  | 0.57748 | 0
LCP_Inputs_ON_Diverse_IEA_2023_05_05 | 2034 |  |  | Hydrogen |  | Capacity-Intraconnection | FOM | 0 |  |  | H2 Pipeline - Repurposed | PJ | PJ |  | 0.57748 | 0
LCP_Inputs_ON_Diverse_IEA_2023_05_05 | 2034 |  |  | Electricity |  | Capacity-Interconnection | FOM | 7473846.1004 |  |  | Electricity Transmission Line | QC | NY |  | 0.57748 | 4315959.8958
LCP_Inputs_ON_Diverse_IEA_2023_05_05 | 2034 |  |  | Methane |  | Capacity-Intraconnection | FOM | 0 |  |  | CH4 Pipeline | QC | QC |  | 0.57748 | 0
LCP_Inputs_ON_Diverse_IEA_2023_05_05 | 2034 |  |  | Electricity |  | Capacity-Intraconnection | FOM | 0 |  |  | Electricity Transmission Line | QC | QC |  | 0.57748 | 0
LCP_Inputs_ON_Diverse_IEA_2023_05_05 | 2034 |  |  | Hydrogen |  | Capacity-Intraconnection | FOM | 0 |  |  | H2 Pipeline - New | QC | QC |  | 0.57748 | 0
LCP_Inputs_ON_Diverse_IEA_2023_05_05 | 2034 |  |  | Hydrogen |  | Capacity-Intraconnection | FOM | 0 |  |  | H2 Pipeline - Repurposed | QC | QC |  | 0.57748 | 0
LCP_Inputs_ON_Diverse_IEA_2023_05_05 | 2034 |  |  | Electricity |  | Capacity-Interconnection | FOM | 661649.6474 |  |  | Electricity Transmission Line | WC | MI |  | 0.57748 | 382086.1849
LCP_Inputs_ON_Diverse_IEA_2023_05_05 | 2034 |  |  | Methane |  | Capacity-Intraconnection | FOM | 0 |  |  | CH4 Pipeline | WC | WC |  | 0.57748 | 0
LCP_Inputs_ON_Diverse_IEA_2023_05_05 | 2034 |  |  | Electricity |  | Capacity-Intraconnection | FOM | 0 |  |  | Electricity Transmission Line | WC | WC |  | 0.57748 | 0
LCP_Inputs_ON_Diverse_IEA_2023_05_05 | 2034 |  |  | Hydrogen |  | Capacity-Intraconnection | FOM | 0 |  |  | H2 Pipeline - New | WC | WC |  | 0.57748 | 0
LCP_Inputs_ON_Diverse_IEA_2023_05_05 | 2034 |  |  | Hydrogen |  | Capacity-Intraconnection | FOM | 0 |  |  | H2 Pipeline - Repurposed | WC | WC |  | 0.57748 | 0
LCP_Inputs_ON_Diverse_IEA_2023_05_05 | 2035 |  |  | Methane |  | Capacity-Intraconnection | FOM | 0 |  |  | CH4 Pipeline | MI | MI |  | 0.55526 | 0
LCP_Inputs_ON_Diverse_IEA_2023_05_05 | 2035 |  |  | Electricity |  | Capacity-Intraconnection | FOM | 0 |  |  | Electricity Transmission Line | MI | MI |  | 0.55526 | 0
LCP_Inputs_ON_Diverse_IEA_2023_05_05 | 2035 |  |  | Hydrogen |  | Capacity-Intraconnection | FOM | 0 |  |  | H2 Pipeline - New | MI | MI |  | 0.55526 | 0
LCP_Inputs_ON_Diverse_IEA_2023_05_05 | 2035 |  |  | Hydrogen |  | Capacity-Intraconnection | FOM | 0 |  |  | H2 Pipeline - Repurposed | MI | MI |  | 0.55526 | 0
LCP_Inputs_ON_Diverse_IEA_2023_05_05 | 2035 |  |  | Methane |  | Capacity-Intraconnection | FOM | 0 |  |  | CH4 Pipeline | NY | NY |  | 0.55526 | 0
LCP_Inputs_ON_Diverse_IEA_2023_05_05 | 2035 |  |  | Electricity |  | Capacity-Intraconnection | FOM | 0 |  |  | Electricity Transmission Line | NY | NY |  | 0.55526 | 0
LCP_Inputs_ON_Diverse_IEA_2023_05_05 | 2035 |  |  | Hydrogen |  | Capacity-Intraconnection | FOM | 0 |  |  | H2 Pipeline - New | NY | NY |  | 0.55526 | 0
LCP_Inputs_ON_Diverse_IEA_2023_05_05 | 2035 |  |  | Hydrogen |  | Capacity-Intraconnection | FOM | 0 |  |  | H2 Pipeline - Repurposed | NY | NY |  | 0.55526 | 0
LCP_Inputs_ON_Diverse_IEA_2023_05_05 | 2035 |  |  | Methane |  | Capacity-Interconnection | FOM | 0 |  |  | CH4 Pipeline | ON | MI |  | 0.55526 | 0
LCP_Inputs_ON_Diverse_IEA_2023_05_05 | 2035 |  |  | Electricity |  | Capacity-Interconnection | FOM | 2821875 |  |  | Electricity Transmission Line | ON | MI |  | 0.55526 | 1566887.0186
LCP_Inputs_ON_Diverse_IEA_2023_05_05 | 2035 |  |  | Hydrogen |  | Capacity-Interconnection | FOM | 0 |  |  | H2 Pipeline - New | ON | MI |  | 0.55526 | 0
LCP_Inputs_ON_Diverse_IEA_2023_05_05 | 2035 |  |  | Hydrogen |  | Capacity-Interconnection | FOM | 0 |  |  | H2 Pipeline - Repurposed | ON | MI |  | 0.55526 | 0
LCP_Inputs_ON_Diverse_IEA_2023_05_05 | 2035 |  |  | Methane |  | Capacity-Interconnection | FOM | 0 |  |  | CH4 Pipeline | ON | NY |  | 0.55526 | 0
LCP_Inputs_ON_Diverse_IEA_2023_05_05 | 2035 |  |  | Electricity |  | Capacity-Interconnection | FOM | 2821875 |  |  | Electricity Transmission Line | ON | NY |  | 0.55526 | 1566887.0186
LCP_Inputs_ON_Diverse_IEA_2023_05_05 | 2035 |  |  | Hydrogen |  | Capacity-Interconnection | FOM | 0 |  |  | H2 Pipeline - New | ON | NY |  | 0.55526 | 0
LCP_Inputs_ON_Diverse_IEA_2023_05_05 | 2035 |  |  | Hydrogen |  | Capacity-Interconnection | FOM | 0 |  |  | H2 Pipeline - Repurposed | ON | NY |  | 0.55526 | 0
LCP_Inputs_ON_Diverse_IEA_2023_05_05 | 2035 |  |  | Methane |  | Capacity-Intraconnection | FOM | 0 |  |  | CH4 Pipeline | ON | ON |  | 0.55526 | 0
LCP_Inputs_ON_Diverse_IEA_2023_05_05 | 2035 |  |  | Electricity |  | Capacity-Intraconnection | FOM | 0 |  |  | Electricity Transmission Line | ON | ON |  | 0.55526 | 0
LCP_Inputs_ON_Diverse_IEA_2023_05_05 | 2035 |  |  | Hydrogen |  | Capacity-Intraconnection | FOM | 0 |  |  | H2 Pipeline - New | ON | ON |  | 0.55526 | 0
LCP_Inputs_ON_Diverse_IEA_2023_05_05 | 2035 |  |  | Hydrogen |  | Capacity-Intraconnection | FOM | 0 |  |  | H2 Pipeline - Repurposed | ON | ON |  | 0.55526 | 0
LCP_Inputs_ON_Diverse_IEA_2023_05_05 | 2035 |  |  | Methane |  | Capacity-Interconnection | FOM | 0 |  |  | CH4 Pipeline | ON | PJ |  | 0.55526 | 0
LCP_Inputs_ON_Diverse_IEA_2023_05_05 | 2035 |  |  | Electricity |  | Capacity-Interconnection | FOM | 0 |  |  | Electricity Transmission Line | ON | PJ |  | 0.55526 | 0
LCP_Inputs_ON_Diverse_IEA_2023_05_05 | 2035 |  |  | Hydrogen |  | Capacity-Interconnection | FOM | 0 |  |  | H2 Pipeline - New | ON | PJ |  | 0.55526 | 0
LCP_Inputs_ON_Diverse_IEA_2023_05_05 | 2035 |  |  | Hydrogen |  | Capacity-Interconnection | FOM | 0 |  |  | H2 Pipeline - Repurposed | ON | PJ |  | 0.55526 | 0
LCP_Inputs_ON_Diverse_IEA_2023_05_05 | 2035 |  |  | Methane |  | Capacity-Interconnection | FOM | 0 |  |  | CH4 Pipeline | ON | QC |  | 0.55526 | 0
LCP_Inputs_ON_Diverse_IEA_2023_05_05 | 2035 |  |  | Electricity |  | Capacity-Interconnection | FOM | 3950625 |  |  | Electricity Transmission Line | ON | QC |  | 0.55526 | 2193641.826
LCP_Inputs_ON_Diverse_IEA_2023_05_05 | 2035 |  |  | Hydrogen |  | Capacity-Interconnection | FOM | 0 |  |  | H2 Pipeline - New | ON | QC |  | 0.55526 | 0
LCP_Inputs_ON_Diverse_IEA_2023_05_05 | 2035 |  |  | Hydrogen |  | Capacity-Interconnection | FOM | 0 |  |  | H2 Pipeline - Repurposed | ON | QC |  | 0.55526 | 0
LCP_Inputs_ON_Diverse_IEA_2023_05_05 | 2035 |  |  | Methane |  | Capacity-Interconnection | FOM | 0 |  |  | CH4 Pipeline | ON | WC |  | 0.55526 | 0
LCP_Inputs_ON_Diverse_IEA_2023_05_05 | 2035 |  |  | Electricity |  | Capacity-Interconnection | FOM | 11287500 |  |  | Electricity Transmission Line | ON | WC |  | 0.55526 | 6267548.0744
LCP_Inputs_ON_Diverse_IEA_2023_05_05 | 2035 |  |  | Hydrogen |  | Capacity-Interconnection | FOM | 0 |  |  | H2 Pipeline - New | ON | WC |  | 0.55526 | 0
LCP_Inputs_ON_Diverse_IEA_2023_05_05 | 2035 |  |  | Hydrogen |  | Capacity-Interconnection | FOM | 0 |  |  | H2 Pipeline - Repurposed | ON | WC |  | 0.55526 | 0
LCP_Inputs_ON_Diverse_IEA_2023_05_05 | 2035 |  |  | Methane |  | Capacity-Intraconnection | FOM | 0 |  |  | CH4 Pipeline | PJ | PJ |  | 0.55526 | 0
LCP_Inputs_ON_Diverse_IEA_2023_05_05 | 2035 |  |  | Electricity |  | Capacity-Intraconnection | FOM | 0 |  |  | Electricity Transmission Line | PJ | PJ |  | 0.55526 | 0
LCP_Inputs_ON_Diverse_IEA_2023_05_05 | 2035 |  |  | Hydrogen |  | Capacity-Intraconnection | FOM | 0 |  |  | H2 Pipeline - New | PJ | PJ |  | 0.55526 | 0
LCP_Inputs_ON_Diverse_IEA_2023_05_05 | 2035 |  |  | Hydrogen |  | Capacity-Intraconnection | FOM | 0 |  |  | H2 Pipeline - Repurposed | PJ | PJ |  | 0.55526 | 0
LCP_Inputs_ON_Diverse_IEA_2023_05_05 | 2035 |  |  | Electricity |  | Capacity-Interconnection | FOM | 7473846.1004 |  |  | Electricity Transmission Line | QC | NY |  | 0.55526 | 4149961.4383
LCP_Inputs_ON_Diverse_IEA_2023_05_05 | 2035 |  |  | Methane |  | Capacity-Intraconnection | FOM | 0 |  |  | CH4 Pipeline | QC | QC |  | 0.55526 | 0
LCP_Inputs_ON_Diverse_IEA_2023_05_05 | 2035 |  |  | Electricity |  | Capacity-Intraconnection | FOM | 0 |  |  | Electricity Transmission Line | QC | QC |  | 0.55526 | 0
LCP_Inputs_ON_Diverse_IEA_2023_05_05 | 2035 |  |  | Hydrogen |  | Capacity-Intraconnection | FOM | 0 |  |  | H2 Pipeline - New | QC | QC |  | 0.55526 | 0
LCP_Inputs_ON_Diverse_IEA_2023_05_05 | 2035 |  |  | Hydrogen |  | Capacity-Intraconnection | FOM | 0 |  |  | H2 Pipeline - Repurposed | QC | QC |  | 0.55526 | 0
LCP_Inputs_ON_Diverse_IEA_2023_05_05 | 2035 |  |  | Electricity |  | Capacity-Interconnection | FOM | 661649.6474 |  |  | Electricity Transmission Line | WC | MI |  | 0.55526 | 367390.5624
LCP_Inputs_ON_Diverse_IEA_2023_05_05 | 2035 |  |  | Methane |  | Capacity-Intraconnection | FOM | 0 |  |  | CH4 Pipeline | WC | WC |  | 0.55526 | 0
LCP_Inputs_ON_Diverse_IEA_2023_05_05 | 2035 |  |  | Electricity |  | Capacity-Intraconnection | FOM | 0 |  |  | Electricity Transmission Line | WC | WC |  | 0.55526 | 0
LCP_Inputs_ON_Diverse_IEA_2023_05_05 | 2035 |  |  | Hydrogen |  | Capacity-Intraconnection | FOM | 0 |  |  | H2 Pipeline - New | WC | WC |  | 0.55526 | 0
LCP_Inputs_ON_Diverse_IEA_2023_05_05 | 2035 |  |  | Hydrogen |  | Capacity-Intraconnection | FOM | 0 |  |  | H2 Pipeline - Repurposed | WC | WC |  | 0.55526 | 0
LCP_Inputs_ON_Diverse_IEA_2023_05_05 | 2036 |  |  | Methane |  | Capacity-Intraconnection | FOM | 0 |  |  | CH4 Pipeline | MI | MI |  | 0.53391 | 0
LCP_Inputs_ON_Diverse_IEA_2023_05_05 | 2036 |  |  | Electricity |  | Capacity-Intraconnection | FOM | 0 |  |  | Electricity Transmission Line | MI | MI |  | 0.53391 | 0
LCP_Inputs_ON_Diverse_IEA_2023_05_05 | 2036 |  |  | Hydrogen |  | Capacity-Intraconnection | FOM | 0 |  |  | H2 Pipeline - New | MI | MI |  | 0.53391 | 0
LCP_Inputs_ON_Diverse_IEA_2023_05_05 | 2036 |  |  | Hydrogen |  | Capacity-Intraconnection | FOM | 0 |  |  | H2 Pipeline - Repurposed | MI | MI |  | 0.53391 | 0
LCP_Inputs_ON_Diverse_IEA_2023_05_05 | 2036 |  |  | Methane |  | Capacity-Intraconnection | FOM | 0 |  |  | CH4 Pipeline | NY | NY |  | 0.53391 | 0
LCP_Inputs_ON_Diverse_IEA_2023_05_05 | 2036 |  |  | Electricity |  | Capacity-Intraconnection | FOM | 0 |  |  | Electricity Transmission Line | NY | NY |  | 0.53391 | 0
LCP_Inputs_ON_Diverse_IEA_2023_05_05 | 2036 |  |  | Hydrogen |  | Capacity-Intraconnection | FOM | 0 |  |  | H2 Pipeline - New | NY | NY |  | 0.53391 | 0
LCP_Inputs_ON_Diverse_IEA_2023_05_05 | 2036 |  |  | Hydrogen |  | Capacity-Intraconnection | FOM | 0 |  |  | H2 Pipeline - Repurposed | NY | NY |  | 0.53391 | 0
LCP_Inputs_ON_Diverse_IEA_2023_05_05 | 2036 |  |  | Methane |  | Capacity-Interconnection | FOM | 0 |  |  | CH4 Pipeline | ON | MI |  | 0.53391 | 0
LCP_Inputs_ON_Diverse_IEA_2023_05_05 | 2036 |  |  | Electricity |  | Capacity-Interconnection | FOM | 2821875 |  |  | Electricity Transmission Line | ON | MI |  | 0.53391 | 1506622.1333
LCP_Inputs_ON_Diverse_IEA_2023_05_05 | 2036 |  |  | Hydrogen |  | Capacity-Interconnection | FOM | 0 |  |  | H2 Pipeline - New | ON | MI |  | 0.53391 | 0
LCP_Inputs_ON_Diverse_IEA_2023_05_05 | 2036 |  |  | Hydrogen |  | Capacity-Interconnection | FOM | 0 |  |  | H2 Pipeline - Repurposed | ON | MI |  | 0.53391 | 0
LCP_Inputs_ON_Diverse_IEA_2023_05_05 | 2036 |  |  | Methane |  | Capacity-Interconnection | FOM | 0 |  |  | CH4 Pipeline | ON | NY |  | 0.53391 | 0
LCP_Inputs_ON_Diverse_IEA_2023_05_05 | 2036 |  |  | Electricity |  | Capacity-Interconnection | FOM | 2821875 |  |  | Electricity Transmission Line | ON | NY |  | 0.53391 | 1506622.1333
LCP_Inputs_ON_Diverse_IEA_2023_05_05 | 2036 |  |  | Hydrogen |  | Capacity-Interconnection | FOM | 0 |  |  | H2 Pipeline - New | ON | NY |  | 0.53391 | 0
LCP_Inputs_ON_Diverse_IEA_2023_05_05 | 2036 |  |  | Hydrogen |  | Capacity-Interconnection | FOM | 0 |  |  | H2 Pipeline - Repurposed | ON | NY |  | 0.53391 | 0
LCP_Inputs_ON_Diverse_IEA_2023_05_05 | 2036 |  |  | Methane |  | Capacity-Intraconnection | FOM | 0 |  |  | CH4 Pipeline | ON | ON |  | 0.53391 | 0
LCP_Inputs_ON_Diverse_IEA_2023_05_05 | 2036 |  |  | Electricity |  | Capacity-Intraconnection | FOM | 0 |  |  | Electricity Transmission Line | ON | ON |  | 0.53391 | 0
LCP_Inputs_ON_Diverse_IEA_2023_05_05 | 2036 |  |  | Hydrogen |  | Capacity-Intraconnection | FOM | 0 |  |  | H2 Pipeline - New | ON | ON |  | 0.53391 | 0
LCP_Inputs_ON_Diverse_IEA_2023_05_05 | 2036 |  |  | Hydrogen |  | Capacity-Intraconnection | FOM | 0 |  |  | H2 Pipeline - Repurposed | ON | ON |  | 0.53391 | 0
LCP_Inputs_ON_Diverse_IEA_2023_05_05 | 2036 |  |  | Methane |  | Capacity-Interconnection | FOM | 0 |  |  | CH4 Pipeline | ON | PJ |  | 0.53391 | 0
LCP_Inputs_ON_Diverse_IEA_2023_05_05 | 2036 |  |  | Electricity |  | Capacity-Interconnection | FOM | 0 |  |  | Electricity Transmission Line | ON | PJ |  | 0.53391 | 0
LCP_Inputs_ON_Diverse_IEA_2023_05_05 | 2036 |  |  | Hydrogen |  | Capacity-Interconnection | FOM | 0 |  |  | H2 Pipeline - New | ON | PJ |  | 0.53391 | 0
LCP_Inputs_ON_Diverse_IEA_2023_05_05 | 2036 |  |  | Hydrogen |  | Capacity-Interconnection | FOM | 0 |  |  | H2 Pipeline - Repurposed | ON | PJ |  | 0.53391 | 0
LCP_Inputs_ON_Diverse_IEA_2023_05_05 | 2036 |  |  | Methane |  | Capacity-Interconnection | FOM | 0 |  |  | CH4 Pipeline | ON | QC |  | 0.53391 | 0
LCP_Inputs_ON_Diverse_IEA_2023_05_05 | 2036 |  |  | Electricity |  | Capacity-Interconnection | FOM | 3950625 |  |  | Electricity Transmission Line | ON | QC |  | 0.53391 | 2109270.9866
LCP_Inputs_ON_Diverse_IEA_2023_05_05 | 2036 |  |  | Hydrogen |  | Capacity-Interconnection | FOM | 0 |  |  | H2 Pipeline - New | ON | QC |  | 0.53391 | 0
LCP_Inputs_ON_Diverse_IEA_2023_05_05 | 2036 |  |  | Hydrogen |  | Capacity-Interconnection | FOM | 0 |  |  | H2 Pipeline - Repurposed | ON | QC |  | 0.53391 | 0
LCP_Inputs_ON_Diverse_IEA_2023_05_05 | 2036 |  |  | Methane |  | Capacity-Interconnection | FOM | 0 |  |  | CH4 Pipeline | ON | WC |  | 0.53391 | 0
LCP_Inputs_ON_Diverse_IEA_2023_05_05 | 2036 |  |  | Electricity |  | Capacity-Interconnection | FOM | 11287500 |  |  | Electricity Transmission Line | ON | WC |  | 0.53391 | 6026488.5331
LCP_Inputs_ON_Diverse_IEA_2023_05_05 | 2036 |  |  | Hydrogen |  | Capacity-Interconnection | FOM | 0 |  |  | H2 Pipeline - New | ON | WC |  | 0.53391 | 0
LCP_Inputs_ON_Diverse_IEA_2023_05_05 | 2036 |  |  | Hydrogen |  | Capacity-Interconnection | FOM | 0 |  |  | H2 Pipeline - Repurposed | ON | WC |  | 0.53391 | 0
LCP_Inputs_ON_Diverse_IEA_2023_05_05 | 2036 |  |  | Methane |  | Capacity-Intraconnection | FOM | 0 |  |  | CH4 Pipeline | PJ | PJ |  | 0.53391 | 0
LCP_Inputs_ON_Diverse_IEA_2023_05_05 | 2036 |  |  | Electricity |  | Capacity-Intraconnection | FOM | 0 |  |  | Electricity Transmission Line | PJ | PJ |  | 0.53391 | 0
LCP_Inputs_ON_Diverse_IEA_2023_05_05 | 2036 |  |  | Hydrogen |  | Capacity-Intraconnection | FOM | 0 |  |  | H2 Pipeline - New | PJ | PJ |  | 0.53391 | 0
LCP_Inputs_ON_Diverse_IEA_2023_05_05 | 2036 |  |  | Hydrogen |  | Capacity-Intraconnection | FOM | 0 |  |  | H2 Pipeline - Repurposed | PJ | PJ |  | 0.53391 | 0
LCP_Inputs_ON_Diverse_IEA_2023_05_05 | 2036 |  |  | Electricity |  | Capacity-Interconnection | FOM | 7473846.1004 |  |  | Electricity Transmission Line | QC | NY |  | 0.53391 | 3990347.5368
LCP_Inputs_ON_Diverse_IEA_2023_05_05 | 2036 |  |  | Methane |  | Capacity-Intraconnection | FOM | 0 |  |  | CH4 Pipeline | QC | QC |  | 0.53391 | 0
LCP_Inputs_ON_Diverse_IEA_2023_05_05 | 2036 |  |  | Electricity |  | Capacity-Intraconnection | FOM | 0 |  |  | Electricity Transmission Line | QC | QC |  | 0.53391 | 0
LCP_Inputs_ON_Diverse_IEA_2023_05_05 | 2036 |  |  | Hydrogen |  | Capacity-Intraconnection | FOM | 0 |  |  | H2 Pipeline - New | QC | QC |  | 0.53391 | 0
LCP_Inputs_ON_Diverse_IEA_2023_05_05 | 2036 |  |  | Hydrogen |  | Capacity-Intraconnection | FOM | 0 |  |  | H2 Pipeline - Repurposed | QC | QC |  | 0.53391 | 0
LCP_Inputs_ON_Diverse_IEA_2023_05_05 | 2036 |  |  | Electricity |  | Capacity-Interconnection | FOM | 661649.6474 |  |  | Electricity Transmission Line | WC | MI |  | 0.53391 | 353260.1562
LCP_Inputs_ON_Diverse_IEA_2023_05_05 | 2036 |  |  | Methane |  | Capacity-Intraconnection | FOM | 0 |  |  | CH4 Pipeline | WC | WC |  | 0.53391 | 0
LCP_Inputs_ON_Diverse_IEA_2023_05_05 | 2036 |  |  | Electricity |  | Capacity-Intraconnection | FOM | 0 |  |  | Electricity Transmission Line | WC | WC |  | 0.53391 | 0
LCP_Inputs_ON_Diverse_IEA_2023_05_05 | 2036 |  |  | Hydrogen |  | Capacity-Intraconnection | FOM | 0 |  |  | H2 Pipeline - New | WC | WC |  | 0.53391 | 0
LCP_Inputs_ON_Diverse_IEA_2023_05_05 | 2036 |  |  | Hydrogen |  | Capacity-Intraconnection | FOM | 0 |  |  | H2 Pipeline - Repurposed | WC | WC |  | 0.53391 | 0
LCP_Inputs_ON_Diverse_IEA_2023_05_05 | 2037 |  |  | Methane |  | Capacity-Intraconnection | FOM | 0 |  |  | CH4 Pipeline | MI | MI |  | 0.51337 | 0
LCP_Inputs_ON_Diverse_IEA_2023_05_05 | 2037 |  |  | Electricity |  | Capacity-Intraconnection | FOM | 0 |  |  | Electricity Transmission Line | MI | MI |  | 0.51337 | 0
LCP_Inputs_ON_Diverse_IEA_2023_05_05 | 2037 |  |  | Hydrogen |  | Capacity-Intraconnection | FOM | 0 |  |  | H2 Pipeline - New | MI | MI |  | 0.51337 | 0
LCP_Inputs_ON_Diverse_IEA_2023_05_05 | 2037 |  |  | Hydrogen |  | Capacity-Intraconnection | FOM | 0 |  |  | H2 Pipeline - Repurposed | MI | MI |  | 0.51337 | 0
LCP_Inputs_ON_Diverse_IEA_2023_05_05 | 2037 |  |  | Methane |  | Capacity-Intraconnection | FOM | 0 |  |  | CH4 Pipeline | NY | NY |  | 0.51337 | 0
LCP_Inputs_ON_Diverse_IEA_2023_05_05 | 2037 |  |  | Electricity |  | Capacity-Intraconnection | FOM | 0 |  |  | Electricity Transmission Line | NY | NY |  | 0.51337 | 0
LCP_Inputs_ON_Diverse_IEA_2023_05_05 | 2037 |  |  | Hydrogen |  | Capacity-Intraconnection | FOM | 0 |  |  | H2 Pipeline - New | NY | NY |  | 0.51337 | 0
LCP_Inputs_ON_Diverse_IEA_2023_05_05 | 2037 |  |  | Hydrogen |  | Capacity-Intraconnection | FOM | 0 |  |  | H2 Pipeline - Repurposed | NY | NY |  | 0.51337 | 0
LCP_Inputs_ON_Diverse_IEA_2023_05_05 | 2037 |  |  | Methane |  | Capacity-Interconnection | FOM | 0 |  |  | CH4 Pipeline | ON | MI |  | 0.51337 | 0
LCP_Inputs_ON_Diverse_IEA_2023_05_05 | 2037 |  |  | Electricity |  | Capacity-Interconnection | FOM | 2821875 |  |  | Electricity Transmission Line | ON | MI |  | 0.51337 | 1448675.1281
LCP_Inputs_ON_Diverse_IEA_2023_05_05 | 2037 |  |  | Hydrogen |  | Capacity-Interconnection | FOM | 0 |  |  | H2 Pipeline - New | ON | MI |  | 0.51337 | 0
LCP_Inputs_ON_Diverse_IEA_2023_05_05 | 2037 |  |  | Hydrogen |  | Capacity-Interconnection | FOM | 0 |  |  | H2 Pipeline - Repurposed | ON | MI |  | 0.51337 | 0
LCP_Inputs_ON_Diverse_IEA_2023_05_05 | 2037 |  |  | Methane |  | Capacity-Interconnection | FOM | 0 |  |  | CH4 Pipeline | ON | NY |  | 0.51337 | 0
LCP_Inputs_ON_Diverse_IEA_2023_05_05 | 2037 |  |  | Electricity |  | Capacity-Interconnection | FOM | 2821875 |  |  | Electricity Transmission Line | ON | NY |  | 0.51337 | 1448675.1281
LCP_Inputs_ON_Diverse_IEA_2023_05_05 | 2037 |  |  | Hydrogen |  | Capacity-Interconnection | FOM | 0 |  |  | H2 Pipeline - New | ON | NY |  | 0.51337 | 0
LCP_Inputs_ON_Diverse_IEA_2023_05_05 | 2037 |  |  | Hydrogen |  | Capacity-Interconnection | FOM | 0 |  |  | H2 Pipeline - Repurposed | ON | NY |  | 0.51337 | 0
LCP_Inputs_ON_Diverse_IEA_2023_05_05 | 2037 |  |  | Methane |  | Capacity-Intraconnection | FOM | 0 |  |  | CH4 Pipeline | ON | ON |  | 0.51337 | 0
LCP_Inputs_ON_Diverse_IEA_2023_05_05 | 2037 |  |  | Electricity |  | Capacity-Intraconnection | FOM | 0 |  |  | Electricity Transmission Line | ON | ON |  | 0.51337 | 0
LCP_Inputs_ON_Diverse_IEA_2023_05_05 | 2037 |  |  | Hydrogen |  | Capacity-Intraconnection | FOM | 0 |  |  | H2 Pipeline - New | ON | ON |  | 0.51337 | 0
LCP_Inputs_ON_Diverse_IEA_2023_05_05 | 2037 |  |  | Hydrogen |  | Capacity-Intraconnection | FOM | 0 |  |  | H2 Pipeline - Repurposed | ON | ON |  | 0.51337 | 0
LCP_Inputs_ON_Diverse_IEA_2023_05_05 | 2037 |  |  | Methane |  | Capacity-Interconnection | FOM | 0 |  |  | CH4 Pipeline | ON | PJ |  | 0.51337 | 0
LCP_Inputs_ON_Diverse_IEA_2023_05_05 | 2037 |  |  | Electricity |  | Capacity-Interconnection | FOM | 0 |  |  | Electricity Transmission Line | ON | PJ |  | 0.51337 | 0
LCP_Inputs_ON_Diverse_IEA_2023_05_05 | 2037 |  |  | Hydrogen |  | Capacity-Interconnection | FOM | 0 |  |  | H2 Pipeline - New | ON | PJ |  | 0.51337 | 0
LCP_Inputs_ON_Diverse_IEA_2023_05_05 | 2037 |  |  | Hydrogen |  | Capacity-Interconnection | FOM | 0 |  |  | H2 Pipeline - Repurposed | ON | PJ |  | 0.51337 | 0
LCP_Inputs_ON_Diverse_IEA_2023_05_05 | 2037 |  |  | Methane |  | Capacity-Interconnection | FOM | 0 |  |  | CH4 Pipeline | ON | QC |  | 0.51337 | 0
LCP_Inputs_ON_Diverse_IEA_2023_05_05 | 2037 |  |  | Electricity |  | Capacity-Interconnection | FOM | 3950625 |  |  | Electricity Transmission Line | ON | QC |  | 0.51337 | 2028145.1794
LCP_Inputs_ON_Diverse_IEA_2023_05_05 | 2037 |  |  | Hydrogen |  | Capacity-Interconnection | FOM | 0 |  |  | H2 Pipeline - New | ON | QC |  | 0.51337 | 0
LCP_Inputs_ON_Diverse_IEA_2023_05_05 | 2037 |  |  | Hydrogen |  | Capacity-Interconnection | FOM | 0 |  |  | H2 Pipeline - Repurposed | ON | QC |  | 0.51337 | 0
LCP_Inputs_ON_Diverse_IEA_2023_05_05 | 2037 |  |  | Methane |  | Capacity-Interconnection | FOM | 0 |  |  | CH4 Pipeline | ON | WC |  | 0.51337 | 0
LCP_Inputs_ON_Diverse_IEA_2023_05_05 | 2037 |  |  | Electricity |  | Capacity-Interconnection | FOM | 11287500 |  |  | Electricity Transmission Line | ON | WC |  | 0.51337 | 5794700.5126
LCP_Inputs_ON_Diverse_IEA_2023_05_05 | 2037 |  |  | Hydrogen |  | Capacity-Interconnection | FOM | 0 |  |  | H2 Pipeline - New | ON | WC |  | 0.51337 | 0
LCP_Inputs_ON_Diverse_IEA_2023_05_05 | 2037 |  |  | Hydrogen |  | Capacity-Interconnection | FOM | 0 |  |  | H2 Pipeline - Repurposed | ON | WC |  | 0.51337 | 0
LCP_Inputs_ON_Diverse_IEA_2023_05_05 | 2037 |  |  | Methane |  | Capacity-Intraconnection | FOM | 0 |  |  | CH4 Pipeline | PJ | PJ |  | 0.51337 | 0
LCP_Inputs_ON_Diverse_IEA_2023_05_05 | 2037 |  |  | Electricity |  | Capacity-Intraconnection | FOM | 0 |  |  | Electricity Transmission Line | PJ | PJ |  | 0.51337 | 0
LCP_Inputs_ON_Diverse_IEA_2023_05_05 | 2037 |  |  | Hydrogen |  | Capacity-Intraconnection | FOM | 0 |  |  | H2 Pipeline - New | PJ | PJ |  | 0.51337 | 0
LCP_Inputs_ON_Diverse_IEA_2023_05_05 | 2037 |  |  | Hydrogen |  | Capacity-Intraconnection | FOM | 0 |  |  | H2 Pipeline - Repurposed | PJ | PJ |  | 0.51337 | 0
LCP_Inputs_ON_Diverse_IEA_2023_05_05 | 2037 |  |  | Electricity |  | Capacity-Interconnection | FOM | 7473846.1004 |  |  | Electricity Transmission Line | QC | NY |  | 0.51337 | 3836872.6316
LCP_Inputs_ON_Diverse_IEA_2023_05_05 | 2037 |  |  | Methane |  | Capacity-Intraconnection | FOM | 0 |  |  | CH4 Pipeline | QC | QC |  | 0.51337 | 0
LCP_Inputs_ON_Diverse_IEA_2023_05_05 | 2037 |  |  | Electricity |  | Capacity-Intraconnection | FOM | 0 |  |  | Electricity Transmission Line | QC | QC |  | 0.51337 | 0
LCP_Inputs_ON_Diverse_IEA_2023_05_05 | 2037 |  |  | Hydrogen |  | Capacity-Intraconnection | FOM | 0 |  |  | H2 Pipeline - New | QC | QC |  | 0.51337 | 0
LCP_Inputs_ON_Diverse_IEA_2023_05_05 | 2037 |  |  | Hydrogen |  | Capacity-Intraconnection | FOM | 0 |  |  | H2 Pipeline - Repurposed | QC | QC |  | 0.51337 | 0
LCP_Inputs_ON_Diverse_IEA_2023_05_05 | 2037 |  |  | Electricity |  | Capacity-Interconnection | FOM | 661649.6474 |  |  | Electricity Transmission Line | WC | MI |  | 0.51337 | 339673.2271
LCP_Inputs_ON_Diverse_IEA_2023_05_05 | 2037 |  |  | Methane |  | Capacity-Intraconnection | FOM | 0 |  |  | CH4 Pipeline | WC | WC |  | 0.51337 | 0
LCP_Inputs_ON_Diverse_IEA_2023_05_05 | 2037 |  |  | Electricity |  | Capacity-Intraconnection | FOM | 0 |  |  | Electricity Transmission Line | WC | WC |  | 0.51337 | 0
LCP_Inputs_ON_Diverse_IEA_2023_05_05 | 2037 |  |  | Hydrogen |  | Capacity-Intraconnection | FOM | 0 |  |  | H2 Pipeline - New | WC | WC |  | 0.51337 | 0
LCP_Inputs_ON_Diverse_IEA_2023_05_05 | 2037 |  |  | Hydrogen |  | Capacity-Intraconnection | FOM | 0 |  |  | H2 Pipeline - Repurposed | WC | WC |  | 0.51337 | 0
LCP_Inputs_ON_Diverse_IEA_2023_05_05 | 2038 |  |  | Methane |  | Capacity-Intraconnection | FOM | 0 |  |  | CH4 Pipeline | MI | MI |  | 0.49363 | 0
LCP_Inputs_ON_Diverse_IEA_2023_05_05 | 2038 |  |  | Electricity |  | Capacity-Intraconnection | FOM | 0 |  |  | Electricity Transmission Line | MI | MI |  | 0.49363 | 0
LCP_Inputs_ON_Diverse_IEA_2023_05_05 | 2038 |  |  | Hydrogen |  | Capacity-Intraconnection | FOM | 0 |  |  | H2 Pipeline - New | MI | MI |  | 0.49363 | 0
LCP_Inputs_ON_Diverse_IEA_2023_05_05 | 2038 |  |  | Hydrogen |  | Capacity-Intraconnection | FOM | 0 |  |  | H2 Pipeline - Repurposed | MI | MI |  | 0.49363 | 0
LCP_Inputs_ON_Diverse_IEA_2023_05_05 | 2038 |  |  | Methane |  | Capacity-Intraconnection | FOM | 0 |  |  | CH4 Pipeline | NY | NY |  | 0.49363 | 0
LCP_Inputs_ON_Diverse_IEA_2023_05_05 | 2038 |  |  | Electricity |  | Capacity-Intraconnection | FOM | 0 |  |  | Electricity Transmission Line | NY | NY |  | 0.49363 | 0
LCP_Inputs_ON_Diverse_IEA_2023_05_05 | 2038 |  |  | Hydrogen |  | Capacity-Intraconnection | FOM | 0 |  |  | H2 Pipeline - New | NY | NY |  | 0.49363 | 0
LCP_Inputs_ON_Diverse_IEA_2023_05_05 | 2038 |  |  | Hydrogen |  | Capacity-Intraconnection | FOM | 0 |  |  | H2 Pipeline - Repurposed | NY | NY |  | 0.49363 | 0
LCP_Inputs_ON_Diverse_IEA_2023_05_05 | 2038 |  |  | Methane |  | Capacity-Interconnection | FOM | 0 |  |  | CH4 Pipeline | ON | MI |  | 0.49363 | 0
LCP_Inputs_ON_Diverse_IEA_2023_05_05 | 2038 |  |  | Electricity |  | Capacity-Interconnection | FOM | 2821875 |  |  | Electricity Transmission Line | ON | MI |  | 0.49363 | 1392956.854
LCP_Inputs_ON_Diverse_IEA_2023_05_05 | 2038 |  |  | Hydrogen |  | Capacity-Interconnection | FOM | 0 |  |  | H2 Pipeline - New | ON | MI |  | 0.49363 | 0
LCP_Inputs_ON_Diverse_IEA_2023_05_05 | 2038 |  |  | Hydrogen |  | Capacity-Interconnection | FOM | 0 |  |  | H2 Pipeline - Repurposed | ON | MI |  | 0.49363 | 0
LCP_Inputs_ON_Diverse_IEA_2023_05_05 | 2038 |  |  | Methane |  | Capacity-Interconnection | FOM | 0 |  |  | CH4 Pipeline | ON | NY |  | 0.49363 | 0
LCP_Inputs_ON_Diverse_IEA_2023_05_05 | 2038 |  |  | Electricity |  | Capacity-Interconnection | FOM | 2821875 |  |  | Electricity Transmission Line | ON | NY |  | 0.49363 | 1392956.854
LCP_Inputs_ON_Diverse_IEA_2023_05_05 | 2038 |  |  | Hydrogen |  | Capacity-Interconnection | FOM | 0 |  |  | H2 Pipeline - New | ON | NY |  | 0.49363 | 0
LCP_Inputs_ON_Diverse_IEA_2023_05_05 | 2038 |  |  | Hydrogen |  | Capacity-Interconnection | FOM | 0 |  |  | H2 Pipeline - Repurposed | ON | NY |  | 0.49363 | 0
LCP_Inputs_ON_Diverse_IEA_2023_05_05 | 2038 |  |  | Methane |  | Capacity-Intraconnection | FOM | 0 |  |  | CH4 Pipeline | ON | ON |  | 0.49363 | 0
LCP_Inputs_ON_Diverse_IEA_2023_05_05 | 2038 |  |  | Electricity |  | Capacity-Intraconnection | FOM | 0 |  |  | Electricity Transmission Line | ON | ON |  | 0.49363 | 0
LCP_Inputs_ON_Diverse_IEA_2023_05_05 | 2038 |  |  | Hydrogen |  | Capacity-Intraconnection | FOM | 0 |  |  | H2 Pipeline - New | ON | ON |  | 0.49363 | 0
LCP_Inputs_ON_Diverse_IEA_2023_05_05 | 2038 |  |  | Hydrogen |  | Capacity-Intraconnection | FOM | 0 |  |  | H2 Pipeline - Repurposed | ON | ON |  | 0.49363 | 0
LCP_Inputs_ON_Diverse_IEA_2023_05_05 | 2038 |  |  | Methane |  | Capacity-Interconnection | FOM | 0 |  |  | CH4 Pipeline | ON | PJ |  | 0.49363 | 0
LCP_Inputs_ON_Diverse_IEA_2023_05_05 | 2038 |  |  | Electricity |  | Capacity-Interconnection | FOM | 0 |  |  | Electricity Transmission Line | ON | PJ |  | 0.49363 | 0
LCP_Inputs_ON_Diverse_IEA_2023_05_05 | 2038 |  |  | Hydrogen |  | Capacity-Interconnection | FOM | 0 |  |  | H2 Pipeline - New | ON | PJ |  | 0.49363 | 0
LCP_Inputs_ON_Diverse_IEA_2023_05_05 | 2038 |  |  | Hydrogen |  | Capacity-Interconnection | FOM | 0 |  |  | H2 Pipeline - Repurposed | ON | PJ |  | 0.49363 | 0
LCP_Inputs_ON_Diverse_IEA_2023_05_05 | 2038 |  |  | Methane |  | Capacity-Interconnection | FOM | 0 |  |  | CH4 Pipeline | ON | QC |  | 0.49363 | 0
LCP_Inputs_ON_Diverse_IEA_2023_05_05 | 2038 |  |  | Electricity |  | Capacity-Interconnection | FOM | 3950625 |  |  | Electricity Transmission Line | ON | QC |  | 0.49363 | 1950139.5956
LCP_Inputs_ON_Diverse_IEA_2023_05_05 | 2038 |  |  | Hydrogen |  | Capacity-Interconnection | FOM | 0 |  |  | H2 Pipeline - New | ON | QC |  | 0.49363 | 0
LCP_Inputs_ON_Diverse_IEA_2023_05_05 | 2038 |  |  | Hydrogen |  | Capacity-Interconnection | FOM | 0 |  |  | H2 Pipeline - Repurposed | ON | QC |  | 0.49363 | 0
LCP_Inputs_ON_Diverse_IEA_2023_05_05 | 2038 |  |  | Methane |  | Capacity-Interconnection | FOM | 0 |  |  | CH4 Pipeline | ON | WC |  | 0.49363 | 0
LCP_Inputs_ON_Diverse_IEA_2023_05_05 | 2038 |  |  | Electricity |  | Capacity-Interconnection | FOM | 11287500 |  |  | Electricity Transmission Line | ON | WC |  | 0.49363 | 5571827.4159
LCP_Inputs_ON_Diverse_IEA_2023_05_05 | 2038 |  |  | Hydrogen |  | Capacity-Interconnection | FOM | 0 |  |  | H2 Pipeline - New | ON | WC |  | 0.49363 | 0
LCP_Inputs_ON_Diverse_IEA_2023_05_05 | 2038 |  |  | Hydrogen |  | Capacity-Interconnection | FOM | 0 |  |  | H2 Pipeline - Repurposed | ON | WC |  | 0.49363 | 0
LCP_Inputs_ON_Diverse_IEA_2023_05_05 | 2038 |  |  | Methane |  | Capacity-Intraconnection | FOM | 0 |  |  | CH4 Pipeline | PJ | PJ |  | 0.49363 | 0
LCP_Inputs_ON_Diverse_IEA_2023_05_05 | 2038 |  |  | Electricity |  | Capacity-Intraconnection | FOM | 0 |  |  | Electricity Transmission Line | PJ | PJ |  | 0.49363 | 0
LCP_Inputs_ON_Diverse_IEA_2023_05_05 | 2038 |  |  | Hydrogen |  | Capacity-Intraconnection | FOM | 0 |  |  | H2 Pipeline - New | PJ | PJ |  | 0.49363 | 0
LCP_Inputs_ON_Diverse_IEA_2023_05_05 | 2038 |  |  | Hydrogen |  | Capacity-Intraconnection | FOM | 0 |  |  | H2 Pipeline - Repurposed | PJ | PJ |  | 0.49363 | 0
LCP_Inputs_ON_Diverse_IEA_2023_05_05 | 2038 |  |  | Electricity |  | Capacity-Interconnection | FOM | 7473846.1004 |  |  | Electricity Transmission Line | QC | NY |  | 0.49363 | 3689300.6073
LCP_Inputs_ON_Diverse_IEA_2023_05_05 | 2038 |  |  | Methane |  | Capacity-Intraconnection | FOM | 0 |  |  | CH4 Pipeline | QC | QC |  | 0.49363 | 0
LCP_Inputs_ON_Diverse_IEA_2023_05_05 | 2038 |  |  | Electricity |  | Capacity-Intraconnection | FOM | 0 |  |  | Electricity Transmission Line | QC | QC |  | 0.49363 | 0
LCP_Inputs_ON_Diverse_IEA_2023_05_05 | 2038 |  |  | Hydrogen |  | Capacity-Intraconnection | FOM | 0 |  |  | H2 Pipeline - New | QC | QC |  | 0.49363 | 0
LCP_Inputs_ON_Diverse_IEA_2023_05_05 | 2038 |  |  | Hydrogen |  | Capacity-Intraconnection | FOM | 0 |  |  | H2 Pipeline - Repurposed | QC | QC |  | 0.49363 | 0
LCP_Inputs_ON_Diverse_IEA_2023_05_05 | 2038 |  |  | Electricity |  | Capacity-Interconnection | FOM | 661649.6474 |  |  | Electricity Transmission Line | WC | MI |  | 0.49363 | 326608.8722
LCP_Inputs_ON_Diverse_IEA_2023_05_05 | 2038 |  |  | Methane |  | Capacity-Intraconnection | FOM | 0 |  |  | CH4 Pipeline | WC | WC |  | 0.49363 | 0
LCP_Inputs_ON_Diverse_IEA_2023_05_05 | 2038 |  |  | Electricity |  | Capacity-Intraconnection | FOM | 0 |  |  | Electricity Transmission Line | WC | WC |  | 0.49363 | 0
LCP_Inputs_ON_Diverse_IEA_2023_05_05 | 2038 |  |  | Hydrogen |  | Capacity-Intraconnection | FOM | 0 |  |  | H2 Pipeline - New | WC | WC |  | 0.49363 | 0
LCP_Inputs_ON_Diverse_IEA_2023_05_05 | 2038 |  |  | Hydrogen |  | Capacity-Intraconnection | FOM | 0 |  |  | H2 Pipeline - Repurposed | WC | WC |  | 0.49363 | 0
LCP_Inputs_ON_Diverse_IEA_2023_05_05 | 2039 |  |  | Methane |  | Capacity-Intraconnection | FOM | 0 |  |  | CH4 Pipeline | MI | MI |  | 0.47464 | 0
LCP_Inputs_ON_Diverse_IEA_2023_05_05 | 2039 |  |  | Electricity |  | Capacity-Intraconnection | FOM | 0 |  |  | Electricity Transmission Line | MI | MI |  | 0.47464 | 0
LCP_Inputs_ON_Diverse_IEA_2023_05_05 | 2039 |  |  | Hydrogen |  | Capacity-Intraconnection | FOM | 0 |  |  | H2 Pipeline - New | MI | MI |  | 0.47464 | 0
LCP_Inputs_ON_Diverse_IEA_2023_05_05 | 2039 |  |  | Hydrogen |  | Capacity-Intraconnection | FOM | 0 |  |  | H2 Pipeline - Repurposed | MI | MI |  | 0.47464 | 0
LCP_Inputs_ON_Diverse_IEA_2023_05_05 | 2039 |  |  | Methane |  | Capacity-Intraconnection | FOM | 0 |  |  | CH4 Pipeline | NY | NY |  | 0.47464 | 0
LCP_Inputs_ON_Diverse_IEA_2023_05_05 | 2039 |  |  | Electricity |  | Capacity-Intraconnection | FOM | 0 |  |  | Electricity Transmission Line | NY | NY |  | 0.47464 | 0
LCP_Inputs_ON_Diverse_IEA_2023_05_05 | 2039 |  |  | Hydrogen |  | Capacity-Intraconnection | FOM | 0 |  |  | H2 Pipeline - New | NY | NY |  | 0.47464 | 0
LCP_Inputs_ON_Diverse_IEA_2023_05_05 | 2039 |  |  | Hydrogen |  | Capacity-Intraconnection | FOM | 0 |  |  | H2 Pipeline - Repurposed | NY | NY |  | 0.47464 | 0
LCP_Inputs_ON_Diverse_IEA_2023_05_05 | 2039 |  |  | Methane |  | Capacity-Interconnection | FOM | 0 |  |  | CH4 Pipeline | ON | MI |  | 0.47464 | 0
LCP_Inputs_ON_Diverse_IEA_2023_05_05 | 2039 |  |  | Electricity |  | Capacity-Interconnection | FOM | 2821875 |  |  | Electricity Transmission Line | ON | MI |  | 0.47464 | 1339381.5904
LCP_Inputs_ON_Diverse_IEA_2023_05_05 | 2039 |  |  | Hydrogen |  | Capacity-Interconnection | FOM | 0 |  |  | H2 Pipeline - New | ON | MI |  | 0.47464 | 0
LCP_Inputs_ON_Diverse_IEA_2023_05_05 | 2039 |  |  | Hydrogen |  | Capacity-Interconnection | FOM | 0 |  |  | H2 Pipeline - Repurposed | ON | MI |  | 0.47464 | 0
LCP_Inputs_ON_Diverse_IEA_2023_05_05 | 2039 |  |  | Methane |  | Capacity-Interconnection | FOM | 0 |  |  | CH4 Pipeline | ON | NY |  | 0.47464 | 0
LCP_Inputs_ON_Diverse_IEA_2023_05_05 | 2039 |  |  | Electricity |  | Capacity-Interconnection | FOM | 2821875 |  |  | Electricity Transmission Line | ON | NY |  | 0.47464 | 1339381.5904
LCP_Inputs_ON_Diverse_IEA_2023_05_05 | 2039 |  |  | Hydrogen |  | Capacity-Interconnection | FOM | 0 |  |  | H2 Pipeline - New | ON | NY |  | 0.47464 | 0
LCP_Inputs_ON_Diverse_IEA_2023_05_05 | 2039 |  |  | Hydrogen |  | Capacity-Interconnection | FOM | 0 |  |  | H2 Pipeline - Repurposed | ON | NY |  | 0.47464 | 0
LCP_Inputs_ON_Diverse_IEA_2023_05_05 | 2039 |  |  | Methane |  | Capacity-Intraconnection | FOM | 0 |  |  | CH4 Pipeline | ON | ON |  | 0.47464 | 0
LCP_Inputs_ON_Diverse_IEA_2023_05_05 | 2039 |  |  | Electricity |  | Capacity-Intraconnection | FOM | 0 |  |  | Electricity Transmission Line | ON | ON |  | 0.47464 | 0
LCP_Inputs_ON_Diverse_IEA_2023_05_05 | 2039 |  |  | Hydrogen |  | Capacity-Intraconnection | FOM | 0 |  |  | H2 Pipeline - New | ON | ON |  | 0.47464 | 0
LCP_Inputs_ON_Diverse_IEA_2023_05_05 | 2039 |  |  | Hydrogen |  | Capacity-Intraconnection | FOM | 0 |  |  | H2 Pipeline - Repurposed | ON | ON |  | 0.47464 | 0
LCP_Inputs_ON_Diverse_IEA_2023_05_05 | 2039 |  |  | Methane |  | Capacity-Interconnection | FOM | 0 |  |  | CH4 Pipeline | ON | PJ |  | 0.47464 | 0
LCP_Inputs_ON_Diverse_IEA_2023_05_05 | 2039 |  |  | Electricity |  | Capacity-Interconnection | FOM | 0 |  |  | Electricity Transmission Line | ON | PJ |  | 0.47464 | 0
LCP_Inputs_ON_Diverse_IEA_2023_05_05 | 2039 |  |  | Hydrogen |  | Capacity-Interconnection | FOM | 0 |  |  | H2 Pipeline - New | ON | PJ |  | 0.47464 | 0
LCP_Inputs_ON_Diverse_IEA_2023_05_05 | 2039 |  |  | Hydrogen |  | Capacity-Interconnection | FOM | 0 |  |  | H2 Pipeline - Repurposed | ON | PJ |  | 0.47464 | 0
LCP_Inputs_ON_Diverse_IEA_2023_05_05 | 2039 |  |  | Methane |  | Capacity-Interconnection | FOM | 0 |  |  | CH4 Pipeline | ON | QC |  | 0.47464 | 0
LCP_Inputs_ON_Diverse_IEA_2023_05_05 | 2039 |  |  | Electricity |  | Capacity-Interconnection | FOM | 3950625 |  |  | Electricity Transmission Line | ON | QC |  | 0.47464 | 1875134.2265
LCP_Inputs_ON_Diverse_IEA_2023_05_05 | 2039 |  |  | Hydrogen |  | Capacity-Interconnection | FOM | 0 |  |  | H2 Pipeline - New | ON | QC |  | 0.47464 | 0
LCP_Inputs_ON_Diverse_IEA_2023_05_05 | 2039 |  |  | Hydrogen |  | Capacity-Interconnection | FOM | 0 |  |  | H2 Pipeline - Repurposed | ON | QC |  | 0.47464 | 0
LCP_Inputs_ON_Diverse_IEA_2023_05_05 | 2039 |  |  | Methane |  | Capacity-Interconnection | FOM | 0 |  |  | CH4 Pipeline | ON | WC |  | 0.47464 | 0
LCP_Inputs_ON_Diverse_IEA_2023_05_05 | 2039 |  |  | Electricity |  | Capacity-Interconnection | FOM | 11287500 |  |  | Electricity Transmission Line | ON | WC |  | 0.47464 | 5357526.3615
LCP_Inputs_ON_Diverse_IEA_2023_05_05 | 2039 |  |  | Hydrogen |  | Capacity-Interconnection | FOM | 0 |  |  | H2 Pipeline - New | ON | WC |  | 0.47464 | 0
LCP_Inputs_ON_Diverse_IEA_2023_05_05 | 2039 |  |  | Hydrogen |  | Capacity-Interconnection | FOM | 0 |  |  | H2 Pipeline - Repurposed | ON | WC |  | 0.47464 | 0
LCP_Inputs_ON_Diverse_IEA_2023_05_05 | 2039 |  |  | Methane |  | Capacity-Intraconnection | FOM | 0 |  |  | CH4 Pipeline | PJ | PJ |  | 0.47464 | 0
LCP_Inputs_ON_Diverse_IEA_2023_05_05 | 2039 |  |  | Electricity |  | Capacity-Intraconnection | FOM | 0 |  |  | Electricity Transmission Line | PJ | PJ |  | 0.47464 | 0
LCP_Inputs_ON_Diverse_IEA_2023_05_05 | 2039 |  |  | Hydrogen |  | Capacity-Intraconnection | FOM | 0 |  |  | H2 Pipeline - New | PJ | PJ |  | 0.47464 | 0
LCP_Inputs_ON_Diverse_IEA_2023_05_05 | 2039 |  |  | Hydrogen |  | Capacity-Intraconnection | FOM | 0 |  |  | H2 Pipeline - Repurposed | PJ | PJ |  | 0.47464 | 0
LCP_Inputs_ON_Diverse_IEA_2023_05_05 | 2039 |  |  | Electricity |  | Capacity-Interconnection | FOM | 7473846.1004 |  |  | Electricity Transmission Line | QC | NY |  | 0.47464 | 3547404.4301
LCP_Inputs_ON_Diverse_IEA_2023_05_05 | 2039 |  |  | Methane |  | Capacity-Intraconnection | FOM | 0 |  |  | CH4 Pipeline | QC | QC |  | 0.47464 | 0
LCP_Inputs_ON_Diverse_IEA_2023_05_05 | 2039 |  |  | Electricity |  | Capacity-Intraconnection | FOM | 0 |  |  | Electricity Transmission Line | QC | QC |  | 0.47464 | 0
LCP_Inputs_ON_Diverse_IEA_2023_05_05 | 2039 |  |  | Hydrogen |  | Capacity-Intraconnection | FOM | 0 |  |  | H2 Pipeline - New | QC | QC |  | 0.47464 | 0
LCP_Inputs_ON_Diverse_IEA_2023_05_05 | 2039 |  |  | Hydrogen |  | Capacity-Intraconnection | FOM | 0 |  |  | H2 Pipeline - Repurposed | QC | QC |  | 0.47464 | 0
LCP_Inputs_ON_Diverse_IEA_2023_05_05 | 2039 |  |  | Electricity |  | Capacity-Interconnection | FOM | 661649.6474 |  |  | Electricity Transmission Line | WC | MI |  | 0.47464 | 314046.9925
LCP_Inputs_ON_Diverse_IEA_2023_05_05 | 2039 |  |  | Methane |  | Capacity-Intraconnection | FOM | 0 |  |  | CH4 Pipeline | WC | WC |  | 0.47464 | 0
LCP_Inputs_ON_Diverse_IEA_2023_05_05 | 2039 |  |  | Electricity |  | Capacity-Intraconnection | FOM | 0 |  |  | Electricity Transmission Line | WC | WC |  | 0.47464 | 0
LCP_Inputs_ON_Diverse_IEA_2023_05_05 | 2039 |  |  | Hydrogen |  | Capacity-Intraconnection | FOM | 0 |  |  | H2 Pipeline - New | WC | WC |  | 0.47464 | 0
LCP_Inputs_ON_Diverse_IEA_2023_05_05 | 2039 |  |  | Hydrogen |  | Capacity-Intraconnection | FOM | 0 |  |  | H2 Pipeline - Repurposed | WC | WC |  | 0.47464 | 0
LCP_Inputs_ON_Diverse_IEA_2023_05_05 | 2040 |  |  | Methane |  | Capacity-Intraconnection | CONE | 0 |  |  | CH4 Pipeline | MI | MI |  | 0.45639 | 0
LCP_Inputs_ON_Diverse_IEA_2023_05_05 | 2040 |  |  | Methane |  | Capacity-Intraconnection | FOM | 0 |  |  | CH4 Pipeline | MI | MI |  | 0.45639 | 0
LCP_Inputs_ON_Diverse_IEA_2023_05_05 | 2040 |  |  | Electricity |  | Capacity-Intraconnection | CONE | 0 |  |  | Electricity Transmission Line | MI | MI |  | 0.45639 | 0
LCP_Inputs_ON_Diverse_IEA_2023_05_05 | 2040 |  |  | Electricity |  | Capacity-Intraconnection | FOM | 0 |  |  | Electricity Transmission Line | MI | MI |  | 0.45639 | 0
LCP_Inputs_ON_Diverse_IEA_2023_05_05 | 2040 |  |  | Hydrogen |  | Capacity-Intraconnection | CONE | 0 |  |  | H2 Pipeline - New | MI | MI |  | 0.45639 | 0
LCP_Inputs_ON_Diverse_IEA_2023_05_05 | 2040 |  |  | Hydrogen |  | Capacity-Intraconnection | FOM | 0 |  |  | H2 Pipeline - New | MI | MI |  | 0.45639 | 0
LCP_Inputs_ON_Diverse_IEA_2023_05_05 | 2040 |  |  | Hydrogen |  | Capacity-Intraconnection | CONE | 0 |  |  | H2 Pipeline - Repurposed | MI | MI |  | 0.45639 | 0
LCP_Inputs_ON_Diverse_IEA_2023_05_05 | 2040 |  |  | Hydrogen |  | Capacity-Intraconnection | FOM | 0 |  |  | H2 Pipeline - Repurposed | MI | MI |  | 0.45639 | 0
LCP_Inputs_ON_Diverse_IEA_2023_05_05 | 2040 |  |  | Methane |  | Capacity-Intraconnection | CONE | 0 |  |  | CH4 Pipeline | NY | NY |  | 0.45639 | 0
LCP_Inputs_ON_Diverse_IEA_2023_05_05 | 2040 |  |  | Methane |  | Capacity-Intraconnection | FOM | 0 |  |  | CH4 Pipeline | NY | NY |  | 0.45639 | 0
LCP_Inputs_ON_Diverse_IEA_2023_05_05 | 2040 |  |  | Electricity |  | Capacity-Intraconnection | CONE | 0 |  |  | Electricity Transmission Line | NY | NY |  | 0.45639 | 0
LCP_Inputs_ON_Diverse_IEA_2023_05_05 | 2040 |  |  | Electricity |  | Capacity-Intraconnection | FOM | 0 |  |  | Electricity Transmission Line | NY | NY |  | 0.45639 | 0
LCP_Inputs_ON_Diverse_IEA_2023_05_05 | 2040 |  |  | Hydrogen |  | Capacity-Intraconnection | CONE | 0 |  |  | H2 Pipeline - New | NY | NY |  | 0.45639 | 0
LCP_Inputs_ON_Diverse_IEA_2023_05_05 | 2040 |  |  | Hydrogen |  | Capacity-Intraconnection | FOM | 0 |  |  | H2 Pipeline - New | NY | NY |  | 0.45639 | 0
LCP_Inputs_ON_Diverse_IEA_2023_05_05 | 2040 |  |  | Hydrogen |  | Capacity-Intraconnection | CONE | 0 |  |  | H2 Pipeline - Repurposed | NY | NY |  | 0.45639 | 0
LCP_Inputs_ON_Diverse_IEA_2023_05_05 | 2040 |  |  | Hydrogen |  | Capacity-Intraconnection | FOM | 0 |  |  | H2 Pipeline - Repurposed | NY | NY |  | 0.45639 | 0
LCP_Inputs_ON_Diverse_IEA_2023_05_05 | 2040 |  |  | Methane |  | Capacity-Interconnection | CONE | 0 |  |  | CH4 Pipeline | ON | MI |  | 0.45639 | 0
LCP_Inputs_ON_Diverse_IEA_2023_05_05 | 2040 |  |  | Methane |  | Capacity-Interconnection | FOM | 0 |  |  | CH4 Pipeline | ON | MI |  | 0.45639 | 0
LCP_Inputs_ON_Diverse_IEA_2023_05_05 | 2040 |  |  | Electricity |  | Capacity-Interconnection | CONE | 44343750 |  |  | Electricity Transmission Line | ON | MI |  | 0.45639 | 20237908.6456
LCP_Inputs_ON_Diverse_IEA_2023_05_05 | 2040 |  |  | Electricity |  | Capacity-Interconnection | FOM | 5643750 |  |  | Electricity Transmission Line | ON | MI |  | 0.45639 | 2575733.8276
LCP_Inputs_ON_Diverse_IEA_2023_05_05 | 2040 |  |  | Hydrogen |  | Capacity-Interconnection | CONE | 0 |  |  | H2 Pipeline - New | ON | MI |  | 0.45639 | 0
LCP_Inputs_ON_Diverse_IEA_2023_05_05 | 2040 |  |  | Hydrogen |  | Capacity-Interconnection | FOM | 0 |  |  | H2 Pipeline - New | ON | MI |  | 0.45639 | 0
LCP_Inputs_ON_Diverse_IEA_2023_05_05 | 2040 |  |  | Hydrogen |  | Capacity-Interconnection | CONE | 0 |  |  | H2 Pipeline - Repurposed | ON | MI |  | 0.45639 | 0
LCP_Inputs_ON_Diverse_IEA_2023_05_05 | 2040 |  |  | Hydrogen |  | Capacity-Interconnection | FOM | 0 |  |  | H2 Pipeline - Repurposed | ON | MI |  | 0.45639 | 0
LCP_Inputs_ON_Diverse_IEA_2023_05_05 | 2040 |  |  | Methane |  | Capacity-Interconnection | CONE | 0 |  |  | CH4 Pipeline | ON | NY |  | 0.45639 | 0
LCP_Inputs_ON_Diverse_IEA_2023_05_05 | 2040 |  |  | Methane |  | Capacity-Interconnection | FOM | 0 |  |  | CH4 Pipeline | ON | NY |  | 0.45639 | 0
LCP_Inputs_ON_Diverse_IEA_2023_05_05 | 2040 |  |  | Electricity |  | Capacity-Interconnection | CONE | 44343750 |  |  | Electricity Transmission Line | ON | NY |  | 0.45639 | 20237908.6456
LCP_Inputs_ON_Diverse_IEA_2023_05_05 | 2040 |  |  | Electricity |  | Capacity-Interconnection | FOM | 5643750 |  |  | Electricity Transmission Line | ON | NY |  | 0.45639 | 2575733.8276
LCP_Inputs_ON_Diverse_IEA_2023_05_05 | 2040 |  |  | Hydrogen |  | Capacity-Interconnection | CONE | 0 |  |  | H2 Pipeline - New | ON | NY |  | 0.45639 | 0
LCP_Inputs_ON_Diverse_IEA_2023_05_05 | 2040 |  |  | Hydrogen |  | Capacity-Interconnection | FOM | 0 |  |  | H2 Pipeline - New | ON | NY |  | 0.45639 | 0
LCP_Inputs_ON_Diverse_IEA_2023_05_05 | 2040 |  |  | Hydrogen |  | Capacity-Interconnection | CONE | 0 |  |  | H2 Pipeline - Repurposed | ON | NY |  | 0.45639 | 0
LCP_Inputs_ON_Diverse_IEA_2023_05_05 | 2040 |  |  | Hydrogen |  | Capacity-Interconnection | FOM | 0 |  |  | H2 Pipeline - Repurposed | ON | NY |  | 0.45639 | 0
LCP_Inputs_ON_Diverse_IEA_2023_05_05 | 2040 |  |  | Methane |  | Capacity-Intraconnection | CONE | 0 |  |  | CH4 Pipeline | ON | ON |  | 0.45639 | 0
LCP_Inputs_ON_Diverse_IEA_2023_05_05 | 2040 |  |  | Methane |  | Capacity-Intraconnection | FOM | 0 |  |  | CH4 Pipeline | ON | ON |  | 0.45639 | 0
LCP_Inputs_ON_Diverse_IEA_2023_05_05 | 2040 |  |  | Electricity |  | Capacity-Intraconnection | CONE | 307777416.5568 |  |  | Electricity Transmission Line | ON | ON |  | 0.45639 | 140465595.2521
LCP_Inputs_ON_Diverse_IEA_2023_05_05 | 2040 |  |  | Electricity |  | Capacity-Intraconnection | FOM | 0 |  |  | Electricity Transmission Line | ON | ON |  | 0.45639 | 0
LCP_Inputs_ON_Diverse_IEA_2023_05_05 | 2040 |  |  | Hydrogen |  | Capacity-Intraconnection | CONE | 0 |  |  | H2 Pipeline - New | ON | ON |  | 0.45639 | 0
LCP_Inputs_ON_Diverse_IEA_2023_05_05 | 2040 |  |  | Hydrogen |  | Capacity-Intraconnection | FOM | 0 |  |  | H2 Pipeline - New | ON | ON |  | 0.45639 | 0
LCP_Inputs_ON_Diverse_IEA_2023_05_05 | 2040 |  |  | Hydrogen |  | Capacity-Intraconnection | CONE | 203691450.5117 |  |  | H2 Pipeline - Repurposed | ON | ON |  | 0.45639 | 92962119.0663
LCP_Inputs_ON_Diverse_IEA_2023_05_05 | 2040 |  |  | Hydrogen |  | Capacity-Intraconnection | FOM | 0 |  |  | H2 Pipeline - Repurposed | ON | ON |  | 0.45639 | 0
LCP_Inputs_ON_Diverse_IEA_2023_05_05 | 2040 |  |  | Methane |  | Capacity-Interconnection | CONE | 0 |  |  | CH4 Pipeline | ON | PJ |  | 0.45639 | 0
LCP_Inputs_ON_Diverse_IEA_2023_05_05 | 2040 |  |  | Methane |  | Capacity-Interconnection | FOM | 0 |  |  | CH4 Pipeline | ON | PJ |  | 0.45639 | 0
LCP_Inputs_ON_Diverse_IEA_2023_05_05 | 2040 |  |  | Electricity |  | Capacity-Interconnection | CONE | 17737500 |  |  | Electricity Transmission Line | ON | PJ |  | 0.45639 | 8095163.4582
LCP_Inputs_ON_Diverse_IEA_2023_05_05 | 2040 |  |  | Electricity |  | Capacity-Interconnection | FOM | 1128750 |  |  | Electricity Transmission Line | ON | PJ |  | 0.45639 | 515146.7655
LCP_Inputs_ON_Diverse_IEA_2023_05_05 | 2040 |  |  | Hydrogen |  | Capacity-Interconnection | CONE | 0 |  |  | H2 Pipeline - New | ON | PJ |  | 0.45639 | 0
LCP_Inputs_ON_Diverse_IEA_2023_05_05 | 2040 |  |  | Hydrogen |  | Capacity-Interconnection | FOM | 0 |  |  | H2 Pipeline - New | ON | PJ |  | 0.45639 | 0
LCP_Inputs_ON_Diverse_IEA_2023_05_05 | 2040 |  |  | Hydrogen |  | Capacity-Interconnection | CONE | 0 |  |  | H2 Pipeline - Repurposed | ON | PJ |  | 0.45639 | 0
LCP_Inputs_ON_Diverse_IEA_2023_05_05 | 2040 |  |  | Hydrogen |  | Capacity-Interconnection | FOM | 0 |  |  | H2 Pipeline - Repurposed | ON | PJ |  | 0.45639 | 0
LCP_Inputs_ON_Diverse_IEA_2023_05_05 | 2040 |  |  | Methane |  | Capacity-Interconnection | CONE | 0 |  |  | CH4 Pipeline | ON | QC |  | 0.45639 | 0
LCP_Inputs_ON_Diverse_IEA_2023_05_05 | 2040 |  |  | Methane |  | Capacity-Interconnection | FOM | 0 |  |  | CH4 Pipeline | ON | QC |  | 0.45639 | 0
LCP_Inputs_ON_Diverse_IEA_2023_05_05 | 2040 |  |  | Electricity |  | Capacity-Interconnection | CONE | 62081250 |  |  | Electricity Transmission Line | ON | QC |  | 0.45639 | 28333072.1039
LCP_Inputs_ON_Diverse_IEA_2023_05_05 | 2040 |  |  | Electricity |  | Capacity-Interconnection | FOM | 7901250 |  |  | Electricity Transmission Line | ON | QC |  | 0.45639 | 3606027.3587
LCP_Inputs_ON_Diverse_IEA_2023_05_05 | 2040 |  |  | Hydrogen |  | Capacity-Interconnection | CONE | 0 |  |  | H2 Pipeline - New | ON | QC |  | 0.45639 | 0
LCP_Inputs_ON_Diverse_IEA_2023_05_05 | 2040 |  |  | Hydrogen |  | Capacity-Interconnection | FOM | 0 |  |  | H2 Pipeline - New | ON | QC |  | 0.45639 | 0
LCP_Inputs_ON_Diverse_IEA_2023_05_05 | 2040 |  |  | Hydrogen |  | Capacity-Interconnection | CONE | 0 |  |  | H2 Pipeline - Repurposed | ON | QC |  | 0.45639 | 0
LCP_Inputs_ON_Diverse_IEA_2023_05_05 | 2040 |  |  | Hydrogen |  | Capacity-Interconnection | FOM | 0 |  |  | H2 Pipeline - Repurposed | ON | QC |  | 0.45639 | 0
LCP_Inputs_ON_Diverse_IEA_2023_05_05 | 2040 |  |  | Methane |  | Capacity-Interconnection | CONE | 0 |  |  | CH4 Pipeline | ON | WC |  | 0.45639 | 0
LCP_Inputs_ON_Diverse_IEA_2023_05_05 | 2040 |  |  | Methane |  | Capacity-Interconnection | FOM | 0 |  |  | CH4 Pipeline | ON | WC |  | 0.45639 | 0
LCP_Inputs_ON_Diverse_IEA_2023_05_05 | 2040 |  |  | Electricity |  | Capacity-Interconnection | CONE | 177375000 |  |  | Electricity Transmission Line | ON | WC |  | 0.45639 | 80951634.5825
LCP_Inputs_ON_Diverse_IEA_2023_05_05 | 2040 |  |  | Electricity |  | Capacity-Interconnection | FOM | 22575000 |  |  | Electricity Transmission Line | ON | WC |  | 0.45639 | 10302935.3105
LCP_Inputs_ON_Diverse_IEA_2023_05_05 | 2040 |  |  | Hydrogen |  | Capacity-Interconnection | CONE | 0 |  |  | H2 Pipeline - New | ON | WC |  | 0.45639 | 0
LCP_Inputs_ON_Diverse_IEA_2023_05_05 | 2040 |  |  | Hydrogen |  | Capacity-Interconnection | FOM | 0 |  |  | H2 Pipeline - New | ON | WC |  | 0.45639 | 0
LCP_Inputs_ON_Diverse_IEA_2023_05_05 | 2040 |  |  | Hydrogen |  | Capacity-Interconnection | CONE | 30777617.1119 |  |  | H2 Pipeline - Repurposed | ON | WC |  | 0.45639 | 14046502.685
LCP_Inputs_ON_Diverse_IEA_2023_05_05 | 2040 |  |  | Hydrogen |  | Capacity-Interconnection | FOM | 10880975.7466 |  |  | H2 Pipeline - Repurposed | ON | WC |  | 0.45639 | 4965935.2927
LCP_Inputs_ON_Diverse_IEA_2023_05_05 | 2040 |  |  | Methane |  | Capacity-Intraconnection | CONE | 0 |  |  | CH4 Pipeline | PJ | PJ |  | 0.45639 | 0
LCP_Inputs_ON_Diverse_IEA_2023_05_05 | 2040 |  |  | Methane |  | Capacity-Intraconnection | FOM | 0 |  |  | CH4 Pipeline | PJ | PJ |  | 0.45639 | 0
LCP_Inputs_ON_Diverse_IEA_2023_05_05 | 2040 |  |  | Electricity |  | Capacity-Intraconnection | CONE | 0 |  |  | Electricity Transmission Line | PJ | PJ |  | 0.45639 | 0
LCP_Inputs_ON_Diverse_IEA_2023_05_05 | 2040 |  |  | Electricity |  | Capacity-Intraconnection | FOM | 0 |  |  | Electricity Transmission Line | PJ | PJ |  | 0.45639 | 0
LCP_Inputs_ON_Diverse_IEA_2023_05_05 | 2040 |  |  | Hydrogen |  | Capacity-Intraconnection | CONE | 0 |  |  | H2 Pipeline - New | PJ | PJ |  | 0.45639 | 0
LCP_Inputs_ON_Diverse_IEA_2023_05_05 | 2040 |  |  | Hydrogen |  | Capacity-Intraconnection | FOM | 0 |  |  | H2 Pipeline - New | PJ | PJ |  | 0.45639 | 0
LCP_Inputs_ON_Diverse_IEA_2023_05_05 | 2040 |  |  | Hydrogen |  | Capacity-Intraconnection | CONE | 0 |  |  | H2 Pipeline - Repurposed | PJ | PJ |  | 0.45639 | 0
LCP_Inputs_ON_Diverse_IEA_2023_05_05 | 2040 |  |  | Hydrogen |  | Capacity-Intraconnection | FOM | 0 |  |  | H2 Pipeline - Repurposed | PJ | PJ |  | 0.45639 | 0
LCP_Inputs_ON_Diverse_IEA_2023_05_05 | 2040 |  |  | Electricity |  | Capacity-Interconnection | CONE | 167219333.4242 |  |  | Electricity Transmission Line | QC | NY |  | 0.45639 | 76316720.9273
LCP_Inputs_ON_Diverse_IEA_2023_05_05 | 2040 |  |  | Electricity |  | Capacity-Interconnection | FOM | 18115076.4092 |  |  | Electricity Transmission Line | QC | NY |  | 0.45639 | 8267484.4026
LCP_Inputs_ON_Diverse_IEA_2023_05_05 | 2040 |  |  | Methane |  | Capacity-Intraconnection | CONE | 0 |  |  | CH4 Pipeline | QC | QC |  | 0.45639 | 0
LCP_Inputs_ON_Diverse_IEA_2023_05_05 | 2040 |  |  | Methane |  | Capacity-Intraconnection | FOM | 0 |  |  | CH4 Pipeline | QC | QC |  | 0.45639 | 0
LCP_Inputs_ON_Diverse_IEA_2023_05_05 | 2040 |  |  | Electricity |  | Capacity-Intraconnection | CONE | 0 |  |  | Electricity Transmission Line | QC | QC |  | 0.45639 | 0
LCP_Inputs_ON_Diverse_IEA_2023_05_05 | 2040 |  |  | Electricity |  | Capacity-Intraconnection | FOM | 0 |  |  | Electricity Transmission Line | QC | QC |  | 0.45639 | 0
LCP_Inputs_ON_Diverse_IEA_2023_05_05 | 2040 |  |  | Hydrogen |  | Capacity-Intraconnection | CONE | 0 |  |  | H2 Pipeline - New | QC | QC |  | 0.45639 | 0
LCP_Inputs_ON_Diverse_IEA_2023_05_05 | 2040 |  |  | Hydrogen |  | Capacity-Intraconnection | FOM | 0 |  |  | H2 Pipeline - New | QC | QC |  | 0.45639 | 0
LCP_Inputs_ON_Diverse_IEA_2023_05_05 | 2040 |  |  | Hydrogen |  | Capacity-Intraconnection | CONE | 0 |  |  | H2 Pipeline - Repurposed | QC | QC |  | 0.45639 | 0
LCP_Inputs_ON_Diverse_IEA_2023_05_05 | 2040 |  |  | Hydrogen |  | Capacity-Intraconnection | FOM | 0 |  |  | H2 Pipeline - Repurposed | QC | QC |  | 0.45639 | 0
LCP_Inputs_ON_Diverse_IEA_2023_05_05 | 2040 |  |  | Electricity |  | Capacity-Interconnection | CONE | 43293474.5224 |  |  | Electricity Transmission Line | WC | MI |  | 0.45639 | 19758576.6277
LCP_Inputs_ON_Diverse_IEA_2023_05_05 | 2040 |  |  | Electricity |  | Capacity-Interconnection | FOM | 3416688.9352 |  |  | Electricity Transmission Line | WC | MI |  | 0.45639 | 1559332.2293
LCP_Inputs_ON_Diverse_IEA_2023_05_05 | 2040 |  |  | Methane |  | Capacity-Intraconnection | CONE | 0 |  |  | CH4 Pipeline | WC | WC |  | 0.45639 | 0
LCP_Inputs_ON_Diverse_IEA_2023_05_05 | 2040 |  |  | Methane |  | Capacity-Intraconnection | FOM | 0 |  |  | CH4 Pipeline | WC | WC |  | 0.45639 | 0
LCP_Inputs_ON_Diverse_IEA_2023_05_05 | 2040 |  |  | Electricity |  | Capacity-Intraconnection | CONE | 0 |  |  | Electricity Transmission Line | WC | WC |  | 0.45639 | 0
LCP_Inputs_ON_Diverse_IEA_2023_05_05 | 2040 |  |  | Electricity |  | Capacity-Intraconnection | FOM | 0 |  |  | Electricity Transmission Line | WC | WC |  | 0.45639 | 0
LCP_Inputs_ON_Diverse_IEA_2023_05_05 | 2040 |  |  | Hydrogen |  | Capacity-Intraconnection | CONE | 0 |  |  | H2 Pipeline - New | WC | WC |  | 0.45639 | 0
LCP_Inputs_ON_Diverse_IEA_2023_05_05 | 2040 |  |  | Hydrogen |  | Capacity-Intraconnection | FOM | 0 |  |  | H2 Pipeline - New | WC | WC |  | 0.45639 | 0
LCP_Inputs_ON_Diverse_IEA_2023_05_05 | 2040 |  |  | Hydrogen |  | Capacity-Intraconnection | CONE | 0 |  |  | H2 Pipeline - Repurposed | WC | WC |  | 0.45639 | 0
LCP_Inputs_ON_Diverse_IEA_2023_05_05 | 2040 |  |  | Hydrogen |  | Capacity-Intraconnection | FOM | 0 |  |  | H2 Pipeline - Repurposed | WC | WC |  | 0.45639 | 0
LCP_Inputs_ON_Diverse_IEA_2023_05_05 | 2041 |  |  | Methane |  | Capacity-Intraconnection | FOM | 0 |  |  | CH4 Pipeline | MI | MI |  | 0.43883 | 0
LCP_Inputs_ON_Diverse_IEA_2023_05_05 | 2041 |  |  | Electricity |  | Capacity-Intraconnection | FOM | 0 |  |  | Electricity Transmission Line | MI | MI |  | 0.43883 | 0
LCP_Inputs_ON_Diverse_IEA_2023_05_05 | 2041 |  |  | Hydrogen |  | Capacity-Intraconnection | FOM | 0 |  |  | H2 Pipeline - New | MI | MI |  | 0.43883 | 0
LCP_Inputs_ON_Diverse_IEA_2023_05_05 | 2041 |  |  | Hydrogen |  | Capacity-Intraconnection | FOM | 0 |  |  | H2 Pipeline - Repurposed | MI | MI |  | 0.43883 | 0
LCP_Inputs_ON_Diverse_IEA_2023_05_05 | 2041 |  |  | Methane |  | Capacity-Intraconnection | FOM | 0 |  |  | CH4 Pipeline | NY | NY |  | 0.43883 | 0
LCP_Inputs_ON_Diverse_IEA_2023_05_05 | 2041 |  |  | Electricity |  | Capacity-Intraconnection | FOM | 0 |  |  | Electricity Transmission Line | NY | NY |  | 0.43883 | 0
LCP_Inputs_ON_Diverse_IEA_2023_05_05 | 2041 |  |  | Hydrogen |  | Capacity-Intraconnection | FOM | 0 |  |  | H2 Pipeline - New | NY | NY |  | 0.43883 | 0
LCP_Inputs_ON_Diverse_IEA_2023_05_05 | 2041 |  |  | Hydrogen |  | Capacity-Intraconnection | FOM | 0 |  |  | H2 Pipeline - Repurposed | NY | NY |  | 0.43883 | 0
LCP_Inputs_ON_Diverse_IEA_2023_05_05 | 2041 |  |  | Methane |  | Capacity-Interconnection | FOM | 0 |  |  | CH4 Pipeline | ON | MI |  | 0.43883 | 0
LCP_Inputs_ON_Diverse_IEA_2023_05_05 | 2041 |  |  | Electricity |  | Capacity-Interconnection | FOM | 5643750 |  |  | Electricity Transmission Line | ON | MI |  | 0.43883 | 2476667.1419
LCP_Inputs_ON_Diverse_IEA_2023_05_05 | 2041 |  |  | Hydrogen |  | Capacity-Interconnection | FOM | 0 |  |  | H2 Pipeline - New | ON | MI |  | 0.43883 | 0
LCP_Inputs_ON_Diverse_IEA_2023_05_05 | 2041 |  |  | Hydrogen |  | Capacity-Interconnection | FOM | 0 |  |  | H2 Pipeline - Repurposed | ON | MI |  | 0.43883 | 0
LCP_Inputs_ON_Diverse_IEA_2023_05_05 | 2041 |  |  | Methane |  | Capacity-Interconnection | FOM | 0 |  |  | CH4 Pipeline | ON | NY |  | 0.43883 | 0
LCP_Inputs_ON_Diverse_IEA_2023_05_05 | 2041 |  |  | Electricity |  | Capacity-Interconnection | FOM | 5643750 |  |  | Electricity Transmission Line | ON | NY |  | 0.43883 | 2476667.1419
LCP_Inputs_ON_Diverse_IEA_2023_05_05 | 2041 |  |  | Hydrogen |  | Capacity-Interconnection | FOM | 0 |  |  | H2 Pipeline - New | ON | NY |  | 0.43883 | 0
LCP_Inputs_ON_Diverse_IEA_2023_05_05 | 2041 |  |  | Hydrogen |  | Capacity-Interconnection | FOM | 0 |  |  | H2 Pipeline - Repurposed | ON | NY |  | 0.43883 | 0
LCP_Inputs_ON_Diverse_IEA_2023_05_05 | 2041 |  |  | Methane |  | Capacity-Intraconnection | FOM | 0 |  |  | CH4 Pipeline | ON | ON |  | 0.43883 | 0
LCP_Inputs_ON_Diverse_IEA_2023_05_05 | 2041 |  |  | Electricity |  | Capacity-Intraconnection | FOM | 0 |  |  | Electricity Transmission Line | ON | ON |  | 0.43883 | 0
LCP_Inputs_ON_Diverse_IEA_2023_05_05 | 2041 |  |  | Hydrogen |  | Capacity-Intraconnection | FOM | 0 |  |  | H2 Pipeline - New | ON | ON |  | 0.43883 | 0
LCP_Inputs_ON_Diverse_IEA_2023_05_05 | 2041 |  |  | Hydrogen |  | Capacity-Intraconnection | FOM | 0 |  |  | H2 Pipeline - Repurposed | ON | ON |  | 0.43883 | 0
LCP_Inputs_ON_Diverse_IEA_2023_05_05 | 2041 |  |  | Methane |  | Capacity-Interconnection | FOM | 0 |  |  | CH4 Pipeline | ON | PJ |  | 0.43883 | 0
LCP_Inputs_ON_Diverse_IEA_2023_05_05 | 2041 |  |  | Electricity |  | Capacity-Interconnection | FOM | 1128750 |  |  | Electricity Transmission Line | ON | PJ |  | 0.43883 | 495333.4284
LCP_Inputs_ON_Diverse_IEA_2023_05_05 | 2041 |  |  | Hydrogen |  | Capacity-Interconnection | FOM | 0 |  |  | H2 Pipeline - New | ON | PJ |  | 0.43883 | 0
LCP_Inputs_ON_Diverse_IEA_2023_05_05 | 2041 |  |  | Hydrogen |  | Capacity-Interconnection | FOM | 0 |  |  | H2 Pipeline - Repurposed | ON | PJ |  | 0.43883 | 0
LCP_Inputs_ON_Diverse_IEA_2023_05_05 | 2041 |  |  | Methane |  | Capacity-Interconnection | FOM | 0 |  |  | CH4 Pipeline | ON | QC |  | 0.43883 | 0
LCP_Inputs_ON_Diverse_IEA_2023_05_05 | 2041 |  |  | Electricity |  | Capacity-Interconnection | FOM | 7901250 |  |  | Electricity Transmission Line | ON | QC |  | 0.43883 | 3467333.9987
LCP_Inputs_ON_Diverse_IEA_2023_05_05 | 2041 |  |  | Hydrogen |  | Capacity-Interconnection | FOM | 0 |  |  | H2 Pipeline - New | ON | QC |  | 0.43883 | 0
LCP_Inputs_ON_Diverse_IEA_2023_05_05 | 2041 |  |  | Hydrogen |  | Capacity-Interconnection | FOM | 0 |  |  | H2 Pipeline - Repurposed | ON | QC |  | 0.43883 | 0
LCP_Inputs_ON_Diverse_IEA_2023_05_05 | 2041 |  |  | Methane |  | Capacity-Interconnection | FOM | 0 |  |  | CH4 Pipeline | ON | WC |  | 0.43883 | 0
LCP_Inputs_ON_Diverse_IEA_2023_05_05 | 2041 |  |  | Electricity |  | Capacity-Interconnection | FOM | 22575000 |  |  | Electricity Transmission Line | ON | WC |  | 0.43883 | 9906668.5678
LCP_Inputs_ON_Diverse_IEA_2023_05_05 | 2041 |  |  | Hydrogen |  | Capacity-Interconnection | FOM | 0 |  |  | H2 Pipeline - New | ON | WC |  | 0.43883 | 0
LCP_Inputs_ON_Diverse_IEA_2023_05_05 | 2041 |  |  | Hydrogen |  | Capacity-Interconnection | FOM | 10880975.7466 |  |  | H2 Pipeline - Repurposed | ON | WC |  | 0.43883 | 4774937.7814
LCP_Inputs_ON_Diverse_IEA_2023_05_05 | 2041 |  |  | Methane |  | Capacity-Intraconnection | FOM | 0 |  |  | CH4 Pipeline | PJ | PJ |  | 0.43883 | 0
LCP_Inputs_ON_Diverse_IEA_2023_05_05 | 2041 |  |  | Electricity |  | Capacity-Intraconnection | FOM | 0 |  |  | Electricity Transmission Line | PJ | PJ |  | 0.43883 | 0
LCP_Inputs_ON_Diverse_IEA_2023_05_05 | 2041 |  |  | Hydrogen |  | Capacity-Intraconnection | FOM | 0 |  |  | H2 Pipeline - New | PJ | PJ |  | 0.43883 | 0
LCP_Inputs_ON_Diverse_IEA_2023_05_05 | 2041 |  |  | Hydrogen |  | Capacity-Intraconnection | FOM | 0 |  |  | H2 Pipeline - Repurposed | PJ | PJ |  | 0.43883 | 0
LCP_Inputs_ON_Diverse_IEA_2023_05_05 | 2041 |  |  | Electricity |  | Capacity-Interconnection | FOM | 18115076.4092 |  |  | Electricity Transmission Line | QC | NY |  | 0.43883 | 7949504.2333
LCP_Inputs_ON_Diverse_IEA_2023_05_05 | 2041 |  |  | Methane |  | Capacity-Intraconnection | FOM | 0 |  |  | CH4 Pipeline | QC | QC |  | 0.43883 | 0
LCP_Inputs_ON_Diverse_IEA_2023_05_05 | 2041 |  |  | Electricity |  | Capacity-Intraconnection | FOM | 0 |  |  | Electricity Transmission Line | QC | QC |  | 0.43883 | 0
LCP_Inputs_ON_Diverse_IEA_2023_05_05 | 2041 |  |  | Hydrogen |  | Capacity-Intraconnection | FOM | 0 |  |  | H2 Pipeline - New | QC | QC |  | 0.43883 | 0
LCP_Inputs_ON_Diverse_IEA_2023_05_05 | 2041 |  |  | Hydrogen |  | Capacity-Intraconnection | FOM | 0 |  |  | H2 Pipeline - Repurposed | QC | QC |  | 0.43883 | 0
LCP_Inputs_ON_Diverse_IEA_2023_05_05 | 2041 |  |  | Electricity |  | Capacity-Interconnection | FOM | 3416688.9352 |  |  | Electricity Transmission Line | WC | MI |  | 0.43883 | 1499357.9128
LCP_Inputs_ON_Diverse_IEA_2023_05_05 | 2041 |  |  | Methane |  | Capacity-Intraconnection | FOM | 0 |  |  | CH4 Pipeline | WC | WC |  | 0.43883 | 0
LCP_Inputs_ON_Diverse_IEA_2023_05_05 | 2041 |  |  | Electricity |  | Capacity-Intraconnection | FOM | 0 |  |  | Electricity Transmission Line | WC | WC |  | 0.43883 | 0
LCP_Inputs_ON_Diverse_IEA_2023_05_05 | 2041 |  |  | Hydrogen |  | Capacity-Intraconnection | FOM | 0 |  |  | H2 Pipeline - New | WC | WC |  | 0.43883 | 0
LCP_Inputs_ON_Diverse_IEA_2023_05_05 | 2041 |  |  | Hydrogen |  | Capacity-Intraconnection | FOM | 0 |  |  | H2 Pipeline - Repurposed | WC | WC |  | 0.43883 | 0
LCP_Inputs_ON_Diverse_IEA_2023_05_05 | 2042 |  |  | Methane |  | Capacity-Intraconnection | FOM | 0 |  |  | CH4 Pipeline | MI | MI |  | 0.42196 | 0
LCP_Inputs_ON_Diverse_IEA_2023_05_05 | 2042 |  |  | Electricity |  | Capacity-Intraconnection | FOM | 0 |  |  | Electricity Transmission Line | MI | MI |  | 0.42196 | 0
LCP_Inputs_ON_Diverse_IEA_2023_05_05 | 2042 |  |  | Hydrogen |  | Capacity-Intraconnection | FOM | 0 |  |  | H2 Pipeline - New | MI | MI |  | 0.42196 | 0
LCP_Inputs_ON_Diverse_IEA_2023_05_05 | 2042 |  |  | Hydrogen |  | Capacity-Intraconnection | FOM | 0 |  |  | H2 Pipeline - Repurposed | MI | MI |  | 0.42196 | 0
LCP_Inputs_ON_Diverse_IEA_2023_05_05 | 2042 |  |  | Methane |  | Capacity-Intraconnection | FOM | 0 |  |  | CH4 Pipeline | NY | NY |  | 0.42196 | 0
LCP_Inputs_ON_Diverse_IEA_2023_05_05 | 2042 |  |  | Electricity |  | Capacity-Intraconnection | FOM | 0 |  |  | Electricity Transmission Line | NY | NY |  | 0.42196 | 0
LCP_Inputs_ON_Diverse_IEA_2023_05_05 | 2042 |  |  | Hydrogen |  | Capacity-Intraconnection | FOM | 0 |  |  | H2 Pipeline - New | NY | NY |  | 0.42196 | 0
LCP_Inputs_ON_Diverse_IEA_2023_05_05 | 2042 |  |  | Hydrogen |  | Capacity-Intraconnection | FOM | 0 |  |  | H2 Pipeline - Repurposed | NY | NY |  | 0.42196 | 0
LCP_Inputs_ON_Diverse_IEA_2023_05_05 | 2042 |  |  | Methane |  | Capacity-Interconnection | FOM | 0 |  |  | CH4 Pipeline | ON | MI |  | 0.42196 | 0
LCP_Inputs_ON_Diverse_IEA_2023_05_05 | 2042 |  |  | Electricity |  | Capacity-Interconnection | FOM | 5643750 |  |  | Electricity Transmission Line | ON | MI |  | 0.42196 | 2381410.7134
LCP_Inputs_ON_Diverse_IEA_2023_05_05 | 2042 |  |  | Hydrogen |  | Capacity-Interconnection | FOM | 0 |  |  | H2 Pipeline - New | ON | MI |  | 0.42196 | 0
LCP_Inputs_ON_Diverse_IEA_2023_05_05 | 2042 |  |  | Hydrogen |  | Capacity-Interconnection | FOM | 0 |  |  | H2 Pipeline - Repurposed | ON | MI |  | 0.42196 | 0
LCP_Inputs_ON_Diverse_IEA_2023_05_05 | 2042 |  |  | Methane |  | Capacity-Interconnection | FOM | 0 |  |  | CH4 Pipeline | ON | NY |  | 0.42196 | 0
LCP_Inputs_ON_Diverse_IEA_2023_05_05 | 2042 |  |  | Electricity |  | Capacity-Interconnection | FOM | 5643750 |  |  | Electricity Transmission Line | ON | NY |  | 0.42196 | 2381410.7134
LCP_Inputs_ON_Diverse_IEA_2023_05_05 | 2042 |  |  | Hydrogen |  | Capacity-Interconnection | FOM | 0 |  |  | H2 Pipeline - New | ON | NY |  | 0.42196 | 0
LCP_Inputs_ON_Diverse_IEA_2023_05_05 | 2042 |  |  | Hydrogen |  | Capacity-Interconnection | FOM | 0 |  |  | H2 Pipeline - Repurposed | ON | NY |  | 0.42196 | 0
LCP_Inputs_ON_Diverse_IEA_2023_05_05 | 2042 |  |  | Methane |  | Capacity-Intraconnection | FOM | 0 |  |  | CH4 Pipeline | ON | ON |  | 0.42196 | 0
LCP_Inputs_ON_Diverse_IEA_2023_05_05 | 2042 |  |  | Electricity |  | Capacity-Intraconnection | FOM | 0 |  |  | Electricity Transmission Line | ON | ON |  | 0.42196 | 0
LCP_Inputs_ON_Diverse_IEA_2023_05_05 | 2042 |  |  | Hydrogen |  | Capacity-Intraconnection | FOM | 0 |  |  | H2 Pipeline - New | ON | ON |  | 0.42196 | 0
LCP_Inputs_ON_Diverse_IEA_2023_05_05 | 2042 |  |  | Hydrogen |  | Capacity-Intraconnection | FOM | 0 |  |  | H2 Pipeline - Repurposed | ON | ON |  | 0.42196 | 0
LCP_Inputs_ON_Diverse_IEA_2023_05_05 | 2042 |  |  | Methane |  | Capacity-Interconnection | FOM | 0 |  |  | CH4 Pipeline | ON | PJ |  | 0.42196 | 0
LCP_Inputs_ON_Diverse_IEA_2023_05_05 | 2042 |  |  | Electricity |  | Capacity-Interconnection | FOM | 1128750 |  |  | Electricity Transmission Line | ON | PJ |  | 0.42196 | 476282.1427
LCP_Inputs_ON_Diverse_IEA_2023_05_05 | 2042 |  |  | Hydrogen |  | Capacity-Interconnection | FOM | 0 |  |  | H2 Pipeline - New | ON | PJ |  | 0.42196 | 0
LCP_Inputs_ON_Diverse_IEA_2023_05_05 | 2042 |  |  | Hydrogen |  | Capacity-Interconnection | FOM | 0 |  |  | H2 Pipeline - Repurposed | ON | PJ |  | 0.42196 | 0
LCP_Inputs_ON_Diverse_IEA_2023_05_05 | 2042 |  |  | Methane |  | Capacity-Interconnection | FOM | 0 |  |  | CH4 Pipeline | ON | QC |  | 0.42196 | 0
LCP_Inputs_ON_Diverse_IEA_2023_05_05 | 2042 |  |  | Electricity |  | Capacity-Interconnection | FOM | 7901250 |  |  | Electricity Transmission Line | ON | QC |  | 0.42196 | 3333974.9988
LCP_Inputs_ON_Diverse_IEA_2023_05_05 | 2042 |  |  | Hydrogen |  | Capacity-Interconnection | FOM | 0 |  |  | H2 Pipeline - New | ON | QC |  | 0.42196 | 0
LCP_Inputs_ON_Diverse_IEA_2023_05_05 | 2042 |  |  | Hydrogen |  | Capacity-Interconnection | FOM | 0 |  |  | H2 Pipeline - Repurposed | ON | QC |  | 0.42196 | 0
LCP_Inputs_ON_Diverse_IEA_2023_05_05 | 2042 |  |  | Methane |  | Capacity-Interconnection | FOM | 0 |  |  | CH4 Pipeline | ON | WC |  | 0.42196 | 0
LCP_Inputs_ON_Diverse_IEA_2023_05_05 | 2042 |  |  | Electricity |  | Capacity-Interconnection | FOM | 22575000 |  |  | Electricity Transmission Line | ON | WC |  | 0.42196 | 9525642.8536
LCP_Inputs_ON_Diverse_IEA_2023_05_05 | 2042 |  |  | Hydrogen |  | Capacity-Interconnection | FOM | 0 |  |  | H2 Pipeline - New | ON | WC |  | 0.42196 | 0
LCP_Inputs_ON_Diverse_IEA_2023_05_05 | 2042 |  |  | Hydrogen |  | Capacity-Interconnection | FOM | 10880975.7466 |  |  | H2 Pipeline - Repurposed | ON | WC |  | 0.42196 | 4591286.3283
LCP_Inputs_ON_Diverse_IEA_2023_05_05 | 2042 |  |  | Methane |  | Capacity-Intraconnection | FOM | 0 |  |  | CH4 Pipeline | PJ | PJ |  | 0.42196 | 0
LCP_Inputs_ON_Diverse_IEA_2023_05_05 | 2042 |  |  | Electricity |  | Capacity-Intraconnection | FOM | 0 |  |  | Electricity Transmission Line | PJ | PJ |  | 0.42196 | 0
LCP_Inputs_ON_Diverse_IEA_2023_05_05 | 2042 |  |  | Hydrogen |  | Capacity-Intraconnection | FOM | 0 |  |  | H2 Pipeline - New | PJ | PJ |  | 0.42196 | 0
LCP_Inputs_ON_Diverse_IEA_2023_05_05 | 2042 |  |  | Hydrogen |  | Capacity-Intraconnection | FOM | 0 |  |  | H2 Pipeline - Repurposed | PJ | PJ |  | 0.42196 | 0
LCP_Inputs_ON_Diverse_IEA_2023_05_05 | 2042 |  |  | Electricity |  | Capacity-Interconnection | FOM | 18115076.4092 |  |  | Electricity Transmission Line | QC | NY |  | 0.42196 | 7643754.0705
LCP_Inputs_ON_Diverse_IEA_2023_05_05 | 2042 |  |  | Methane |  | Capacity-Intraconnection | FOM | 0 |  |  | CH4 Pipeline | QC | QC |  | 0.42196 | 0
LCP_Inputs_ON_Diverse_IEA_2023_05_05 | 2042 |  |  | Electricity |  | Capacity-Intraconnection | FOM | 0 |  |  | Electricity Transmission Line | QC | QC |  | 0.42196 | 0
LCP_Inputs_ON_Diverse_IEA_2023_05_05 | 2042 |  |  | Hydrogen |  | Capacity-Intraconnection | FOM | 0 |  |  | H2 Pipeline - New | QC | QC |  | 0.42196 | 0
LCP_Inputs_ON_Diverse_IEA_2023_05_05 | 2042 |  |  | Hydrogen |  | Capacity-Intraconnection | FOM | 0 |  |  | H2 Pipeline - Repurposed | QC | QC |  | 0.42196 | 0
LCP_Inputs_ON_Diverse_IEA_2023_05_05 | 2042 |  |  | Electricity |  | Capacity-Interconnection | FOM | 3416688.9352 |  |  | Electricity Transmission Line | WC | MI |  | 0.42196 | 1441690.3007
LCP_Inputs_ON_Diverse_IEA_2023_05_05 | 2042 |  |  | Methane |  | Capacity-Intraconnection | FOM | 0 |  |  | CH4 Pipeline | WC | WC |  | 0.42196 | 0
LCP_Inputs_ON_Diverse_IEA_2023_05_05 | 2042 |  |  | Electricity |  | Capacity-Intraconnection | FOM | 0 |  |  | Electricity Transmission Line | WC | WC |  | 0.42196 | 0
LCP_Inputs_ON_Diverse_IEA_2023_05_05 | 2042 |  |  | Hydrogen |  | Capacity-Intraconnection | FOM | 0 |  |  | H2 Pipeline - New | WC | WC |  | 0.42196 | 0
LCP_Inputs_ON_Diverse_IEA_2023_05_05 | 2042 |  |  | Hydrogen |  | Capacity-Intraconnection | FOM | 0 |  |  | H2 Pipeline - Repurposed | WC | WC |  | 0.42196 | 0
LCP_Inputs_ON_Diverse_IEA_2023_05_05 | 2043 |  |  | Methane |  | Capacity-Intraconnection | FOM | 0 |  |  | CH4 Pipeline | MI | MI |  | 0.40573 | 0
LCP_Inputs_ON_Diverse_IEA_2023_05_05 | 2043 |  |  | Electricity |  | Capacity-Intraconnection | FOM | 0 |  |  | Electricity Transmission Line | MI | MI |  | 0.40573 | 0
LCP_Inputs_ON_Diverse_IEA_2023_05_05 | 2043 |  |  | Hydrogen |  | Capacity-Intraconnection | FOM | 0 |  |  | H2 Pipeline - New | MI | MI |  | 0.40573 | 0
LCP_Inputs_ON_Diverse_IEA_2023_05_05 | 2043 |  |  | Hydrogen |  | Capacity-Intraconnection | FOM | 0 |  |  | H2 Pipeline - Repurposed | MI | MI |  | 0.40573 | 0
LCP_Inputs_ON_Diverse_IEA_2023_05_05 | 2043 |  |  | Methane |  | Capacity-Intraconnection | FOM | 0 |  |  | CH4 Pipeline | NY | NY |  | 0.40573 | 0
LCP_Inputs_ON_Diverse_IEA_2023_05_05 | 2043 |  |  | Electricity |  | Capacity-Intraconnection | FOM | 0 |  |  | Electricity Transmission Line | NY | NY |  | 0.40573 | 0
LCP_Inputs_ON_Diverse_IEA_2023_05_05 | 2043 |  |  | Hydrogen |  | Capacity-Intraconnection | FOM | 0 |  |  | H2 Pipeline - New | NY | NY |  | 0.40573 | 0
LCP_Inputs_ON_Diverse_IEA_2023_05_05 | 2043 |  |  | Hydrogen |  | Capacity-Intraconnection | FOM | 0 |  |  | H2 Pipeline - Repurposed | NY | NY |  | 0.40573 | 0
LCP_Inputs_ON_Diverse_IEA_2023_05_05 | 2043 |  |  | Methane |  | Capacity-Interconnection | FOM | 0 |  |  | CH4 Pipeline | ON | MI |  | 0.40573 | 0
LCP_Inputs_ON_Diverse_IEA_2023_05_05 | 2043 |  |  | Electricity |  | Capacity-Interconnection | FOM | 5643750 |  |  | Electricity Transmission Line | ON | MI |  | 0.40573 | 2289817.9937
LCP_Inputs_ON_Diverse_IEA_2023_05_05 | 2043 |  |  | Hydrogen |  | Capacity-Interconnection | FOM | 0 |  |  | H2 Pipeline - New | ON | MI |  | 0.40573 | 0
LCP_Inputs_ON_Diverse_IEA_2023_05_05 | 2043 |  |  | Hydrogen |  | Capacity-Interconnection | FOM | 0 |  |  | H2 Pipeline - Repurposed | ON | MI |  | 0.40573 | 0
LCP_Inputs_ON_Diverse_IEA_2023_05_05 | 2043 |  |  | Methane |  | Capacity-Interconnection | FOM | 0 |  |  | CH4 Pipeline | ON | NY |  | 0.40573 | 0
LCP_Inputs_ON_Diverse_IEA_2023_05_05 | 2043 |  |  | Electricity |  | Capacity-Interconnection | FOM | 5643750 |  |  | Electricity Transmission Line | ON | NY |  | 0.40573 | 2289817.9937
LCP_Inputs_ON_Diverse_IEA_2023_05_05 | 2043 |  |  | Hydrogen |  | Capacity-Interconnection | FOM | 0 |  |  | H2 Pipeline - New | ON | NY |  | 0.40573 | 0
LCP_Inputs_ON_Diverse_IEA_2023_05_05 | 2043 |  |  | Hydrogen |  | Capacity-Interconnection | FOM | 0 |  |  | H2 Pipeline - Repurposed | ON | NY |  | 0.40573 | 0
LCP_Inputs_ON_Diverse_IEA_2023_05_05 | 2043 |  |  | Methane |  | Capacity-Intraconnection | FOM | 0 |  |  | CH4 Pipeline | ON | ON |  | 0.40573 | 0
LCP_Inputs_ON_Diverse_IEA_2023_05_05 | 2043 |  |  | Electricity |  | Capacity-Intraconnection | FOM | 0 |  |  | Electricity Transmission Line | ON | ON |  | 0.40573 | 0
LCP_Inputs_ON_Diverse_IEA_2023_05_05 | 2043 |  |  | Hydrogen |  | Capacity-Intraconnection | FOM | 0 |  |  | H2 Pipeline - New | ON | ON |  | 0.40573 | 0
LCP_Inputs_ON_Diverse_IEA_2023_05_05 | 2043 |  |  | Hydrogen |  | Capacity-Intraconnection | FOM | 0 |  |  | H2 Pipeline - Repurposed | ON | ON |  | 0.40573 | 0
LCP_Inputs_ON_Diverse_IEA_2023_05_05 | 2043 |  |  | Methane |  | Capacity-Interconnection | FOM | 0 |  |  | CH4 Pipeline | ON | PJ |  | 0.40573 | 0
LCP_Inputs_ON_Diverse_IEA_2023_05_05 | 2043 |  |  | Electricity |  | Capacity-Interconnection | FOM | 1128750 |  |  | Electricity Transmission Line | ON | PJ |  | 0.40573 | 457963.5987
LCP_Inputs_ON_Diverse_IEA_2023_05_05 | 2043 |  |  | Hydrogen |  | Capacity-Interconnection | FOM | 0 |  |  | H2 Pipeline - New | ON | PJ |  | 0.40573 | 0
LCP_Inputs_ON_Diverse_IEA_2023_05_05 | 2043 |  |  | Hydrogen |  | Capacity-Interconnection | FOM | 0 |  |  | H2 Pipeline - Repurposed | ON | PJ |  | 0.40573 | 0
LCP_Inputs_ON_Diverse_IEA_2023_05_05 | 2043 |  |  | Methane |  | Capacity-Interconnection | FOM | 0 |  |  | CH4 Pipeline | ON | QC |  | 0.40573 | 0
LCP_Inputs_ON_Diverse_IEA_2023_05_05 | 2043 |  |  | Electricity |  | Capacity-Interconnection | FOM | 7901250 |  |  | Electricity Transmission Line | ON | QC |  | 0.40573 | 3205745.1911
LCP_Inputs_ON_Diverse_IEA_2023_05_05 | 2043 |  |  | Hydrogen |  | Capacity-Interconnection | FOM | 0 |  |  | H2 Pipeline - New | ON | QC |  | 0.40573 | 0
LCP_Inputs_ON_Diverse_IEA_2023_05_05 | 2043 |  |  | Hydrogen |  | Capacity-Interconnection | FOM | 0 |  |  | H2 Pipeline - Repurposed | ON | QC |  | 0.40573 | 0
LCP_Inputs_ON_Diverse_IEA_2023_05_05 | 2043 |  |  | Methane |  | Capacity-Interconnection | FOM | 0 |  |  | CH4 Pipeline | ON | WC |  | 0.40573 | 0
LCP_Inputs_ON_Diverse_IEA_2023_05_05 | 2043 |  |  | Electricity |  | Capacity-Interconnection | FOM | 22575000 |  |  | Electricity Transmission Line | ON | WC |  | 0.40573 | 9159271.9747
LCP_Inputs_ON_Diverse_IEA_2023_05_05 | 2043 |  |  | Hydrogen |  | Capacity-Interconnection | FOM | 0 |  |  | H2 Pipeline - New | ON | WC |  | 0.40573 | 0
LCP_Inputs_ON_Diverse_IEA_2023_05_05 | 2043 |  |  | Hydrogen |  | Capacity-Interconnection | FOM | 10880975.7466 |  |  | H2 Pipeline - Repurposed | ON | WC |  | 0.40573 | 4414698.3926
LCP_Inputs_ON_Diverse_IEA_2023_05_05 | 2043 |  |  | Methane |  | Capacity-Intraconnection | FOM | 0 |  |  | CH4 Pipeline | PJ | PJ |  | 0.40573 | 0
LCP_Inputs_ON_Diverse_IEA_2023_05_05 | 2043 |  |  | Electricity |  | Capacity-Intraconnection | FOM | 0 |  |  | Electricity Transmission Line | PJ | PJ |  | 0.40573 | 0
LCP_Inputs_ON_Diverse_IEA_2023_05_05 | 2043 |  |  | Hydrogen |  | Capacity-Intraconnection | FOM | 0 |  |  | H2 Pipeline - New | PJ | PJ |  | 0.40573 | 0
LCP_Inputs_ON_Diverse_IEA_2023_05_05 | 2043 |  |  | Hydrogen |  | Capacity-Intraconnection | FOM | 0 |  |  | H2 Pipeline - Repurposed | PJ | PJ |  | 0.40573 | 0
LCP_Inputs_ON_Diverse_IEA_2023_05_05 | 2043 |  |  | Electricity |  | Capacity-Interconnection | FOM | 18115076.4092 |  |  | Electricity Transmission Line | QC | NY |  | 0.40573 | 7349763.5293
LCP_Inputs_ON_Diverse_IEA_2023_05_05 | 2043 |  |  | Methane |  | Capacity-Intraconnection | FOM | 0 |  |  | CH4 Pipeline | QC | QC |  | 0.40573 | 0
LCP_Inputs_ON_Diverse_IEA_2023_05_05 | 2043 |  |  | Electricity |  | Capacity-Intraconnection | FOM | 0 |  |  | Electricity Transmission Line | QC | QC |  | 0.40573 | 0
LCP_Inputs_ON_Diverse_IEA_2023_05_05 | 2043 |  |  | Hydrogen |  | Capacity-Intraconnection | FOM | 0 |  |  | H2 Pipeline - New | QC | QC |  | 0.40573 | 0
LCP_Inputs_ON_Diverse_IEA_2023_05_05 | 2043 |  |  | Hydrogen |  | Capacity-Intraconnection | FOM | 0 |  |  | H2 Pipeline - Repurposed | QC | QC |  | 0.40573 | 0
LCP_Inputs_ON_Diverse_IEA_2023_05_05 | 2043 |  |  | Electricity |  | Capacity-Interconnection | FOM | 3416688.9352 |  |  | Electricity Transmission Line | WC | MI |  | 0.40573 | 1386240.6738
LCP_Inputs_ON_Diverse_IEA_2023_05_05 | 2043 |  |  | Methane |  | Capacity-Intraconnection | FOM | 0 |  |  | CH4 Pipeline | WC | WC |  | 0.40573 | 0
LCP_Inputs_ON_Diverse_IEA_2023_05_05 | 2043 |  |  | Electricity |  | Capacity-Intraconnection | FOM | 0 |  |  | Electricity Transmission Line | WC | WC |  | 0.40573 | 0
LCP_Inputs_ON_Diverse_IEA_2023_05_05 | 2043 |  |  | Hydrogen |  | Capacity-Intraconnection | FOM | 0 |  |  | H2 Pipeline - New | WC | WC |  | 0.40573 | 0
LCP_Inputs_ON_Diverse_IEA_2023_05_05 | 2043 |  |  | Hydrogen |  | Capacity-Intraconnection | FOM | 0 |  |  | H2 Pipeline - Repurposed | WC | WC |  | 0.40573 | 0
LCP_Inputs_ON_Diverse_IEA_2023_05_05 | 2044 |  |  | Methane |  | Capacity-Intraconnection | FOM | 0 |  |  | CH4 Pipeline | MI | MI |  | 0.39012 | 0
LCP_Inputs_ON_Diverse_IEA_2023_05_05 | 2044 |  |  | Electricity |  | Capacity-Intraconnection | FOM | 0 |  |  | Electricity Transmission Line | MI | MI |  | 0.39012 | 0
LCP_Inputs_ON_Diverse_IEA_2023_05_05 | 2044 |  |  | Hydrogen |  | Capacity-Intraconnection | FOM | 0 |  |  | H2 Pipeline - New | MI | MI |  | 0.39012 | 0
LCP_Inputs_ON_Diverse_IEA_2023_05_05 | 2044 |  |  | Hydrogen |  | Capacity-Intraconnection | FOM | 0 |  |  | H2 Pipeline - Repurposed | MI | MI |  | 0.39012 | 0
LCP_Inputs_ON_Diverse_IEA_2023_05_05 | 2044 |  |  | Methane |  | Capacity-Intraconnection | FOM | 0 |  |  | CH4 Pipeline | NY | NY |  | 0.39012 | 0
LCP_Inputs_ON_Diverse_IEA_2023_05_05 | 2044 |  |  | Electricity |  | Capacity-Intraconnection | FOM | 0 |  |  | Electricity Transmission Line | NY | NY |  | 0.39012 | 0
LCP_Inputs_ON_Diverse_IEA_2023_05_05 | 2044 |  |  | Hydrogen |  | Capacity-Intraconnection | FOM | 0 |  |  | H2 Pipeline - New | NY | NY |  | 0.39012 | 0
LCP_Inputs_ON_Diverse_IEA_2023_05_05 | 2044 |  |  | Hydrogen |  | Capacity-Intraconnection | FOM | 0 |  |  | H2 Pipeline - Repurposed | NY | NY |  | 0.39012 | 0
LCP_Inputs_ON_Diverse_IEA_2023_05_05 | 2044 |  |  | Methane |  | Capacity-Interconnection | FOM | 0 |  |  | CH4 Pipeline | ON | MI |  | 0.39012 | 0
LCP_Inputs_ON_Diverse_IEA_2023_05_05 | 2044 |  |  | Electricity |  | Capacity-Interconnection | FOM | 5643750 |  |  | Electricity Transmission Line | ON | MI |  | 0.39012 | 2201748.0708
LCP_Inputs_ON_Diverse_IEA_2023_05_05 | 2044 |  |  | Hydrogen |  | Capacity-Interconnection | FOM | 0 |  |  | H2 Pipeline - New | ON | MI |  | 0.39012 | 0
LCP_Inputs_ON_Diverse_IEA_2023_05_05 | 2044 |  |  | Hydrogen |  | Capacity-Interconnection | FOM | 0 |  |  | H2 Pipeline - Repurposed | ON | MI |  | 0.39012 | 0
LCP_Inputs_ON_Diverse_IEA_2023_05_05 | 2044 |  |  | Methane |  | Capacity-Interconnection | FOM | 0 |  |  | CH4 Pipeline | ON | NY |  | 0.39012 | 0
LCP_Inputs_ON_Diverse_IEA_2023_05_05 | 2044 |  |  | Electricity |  | Capacity-Interconnection | FOM | 5643750 |  |  | Electricity Transmission Line | ON | NY |  | 0.39012 | 2201748.0708
LCP_Inputs_ON_Diverse_IEA_2023_05_05 | 2044 |  |  | Hydrogen |  | Capacity-Interconnection | FOM | 0 |  |  | H2 Pipeline - New | ON | NY |  | 0.39012 | 0
LCP_Inputs_ON_Diverse_IEA_2023_05_05 | 2044 |  |  | Hydrogen |  | Capacity-Interconnection | FOM | 0 |  |  | H2 Pipeline - Repurposed | ON | NY |  | 0.39012 | 0
LCP_Inputs_ON_Diverse_IEA_2023_05_05 | 2044 |  |  | Methane |  | Capacity-Intraconnection | FOM | 0 |  |  | CH4 Pipeline | ON | ON |  | 0.39012 | 0
LCP_Inputs_ON_Diverse_IEA_2023_05_05 | 2044 |  |  | Electricity |  | Capacity-Intraconnection | FOM | 0 |  |  | Electricity Transmission Line | ON | ON |  | 0.39012 | 0
LCP_Inputs_ON_Diverse_IEA_2023_05_05 | 2044 |  |  | Hydrogen |  | Capacity-Intraconnection | FOM | 0 |  |  | H2 Pipeline - New | ON | ON |  | 0.39012 | 0
LCP_Inputs_ON_Diverse_IEA_2023_05_05 | 2044 |  |  | Hydrogen |  | Capacity-Intraconnection | FOM | 0 |  |  | H2 Pipeline - Repurposed | ON | ON |  | 0.39012 | 0
LCP_Inputs_ON_Diverse_IEA_2023_05_05 | 2044 |  |  | Methane |  | Capacity-Interconnection | FOM | 0 |  |  | CH4 Pipeline | ON | PJ |  | 0.39012 | 0
LCP_Inputs_ON_Diverse_IEA_2023_05_05 | 2044 |  |  | Electricity |  | Capacity-Interconnection | FOM | 1128750 |  |  | Electricity Transmission Line | ON | PJ |  | 0.39012 | 440349.6142
LCP_Inputs_ON_Diverse_IEA_2023_05_05 | 2044 |  |  | Hydrogen |  | Capacity-Interconnection | FOM | 0 |  |  | H2 Pipeline - New | ON | PJ |  | 0.39012 | 0
LCP_Inputs_ON_Diverse_IEA_2023_05_05 | 2044 |  |  | Hydrogen |  | Capacity-Interconnection | FOM | 0 |  |  | H2 Pipeline - Repurposed | ON | PJ |  | 0.39012 | 0
LCP_Inputs_ON_Diverse_IEA_2023_05_05 | 2044 |  |  | Methane |  | Capacity-Interconnection | FOM | 0 |  |  | CH4 Pipeline | ON | QC |  | 0.39012 | 0
LCP_Inputs_ON_Diverse_IEA_2023_05_05 | 2044 |  |  | Electricity |  | Capacity-Interconnection | FOM | 7901250 |  |  | Electricity Transmission Line | ON | QC |  | 0.39012 | 3082447.2992
LCP_Inputs_ON_Diverse_IEA_2023_05_05 | 2044 |  |  | Hydrogen |  | Capacity-Interconnection | FOM | 0 |  |  | H2 Pipeline - New | ON | QC |  | 0.39012 | 0
LCP_Inputs_ON_Diverse_IEA_2023_05_05 | 2044 |  |  | Hydrogen |  | Capacity-Interconnection | FOM | 0 |  |  | H2 Pipeline - Repurposed | ON | QC |  | 0.39012 | 0
LCP_Inputs_ON_Diverse_IEA_2023_05_05 | 2044 |  |  | Methane |  | Capacity-Interconnection | FOM | 0 |  |  | CH4 Pipeline | ON | WC |  | 0.39012 | 0
LCP_Inputs_ON_Diverse_IEA_2023_05_05 | 2044 |  |  | Electricity |  | Capacity-Interconnection | FOM | 22575000 |  |  | Electricity Transmission Line | ON | WC |  | 0.39012 | 8806992.2833
LCP_Inputs_ON_Diverse_IEA_2023_05_05 | 2044 |  |  | Hydrogen |  | Capacity-Interconnection | FOM | 0 |  |  | H2 Pipeline - New | ON | WC |  | 0.39012 | 0
LCP_Inputs_ON_Diverse_IEA_2023_05_05 | 2044 |  |  | Hydrogen |  | Capacity-Interconnection | FOM | 10880975.7466 |  |  | H2 Pipeline - Repurposed | ON | WC |  | 0.39012 | 4244902.3006
LCP_Inputs_ON_Diverse_IEA_2023_05_05 | 2044 |  |  | Methane |  | Capacity-Intraconnection | FOM | 0 |  |  | CH4 Pipeline | PJ | PJ |  | 0.39012 | 0
LCP_Inputs_ON_Diverse_IEA_2023_05_05 | 2044 |  |  | Electricity |  | Capacity-Intraconnection | FOM | 0 |  |  | Electricity Transmission Line | PJ | PJ |  | 0.39012 | 0
LCP_Inputs_ON_Diverse_IEA_2023_05_05 | 2044 |  |  | Hydrogen |  | Capacity-Intraconnection | FOM | 0 |  |  | H2 Pipeline - New | PJ | PJ |  | 0.39012 | 0
LCP_Inputs_ON_Diverse_IEA_2023_05_05 | 2044 |  |  | Hydrogen |  | Capacity-Intraconnection | FOM | 0 |  |  | H2 Pipeline - Repurposed | PJ | PJ |  | 0.39012 | 0
LCP_Inputs_ON_Diverse_IEA_2023_05_05 | 2044 |  |  | Electricity |  | Capacity-Interconnection | FOM | 18115076.4092 |  |  | Electricity Transmission Line | QC | NY |  | 0.39012 | 7067080.3166
LCP_Inputs_ON_Diverse_IEA_2023_05_05 | 2044 |  |  | Methane |  | Capacity-Intraconnection | FOM | 0 |  |  | CH4 Pipeline | QC | QC |  | 0.39012 | 0
LCP_Inputs_ON_Diverse_IEA_2023_05_05 | 2044 |  |  | Electricity |  | Capacity-Intraconnection | FOM | 0 |  |  | Electricity Transmission Line | QC | QC |  | 0.39012 | 0
LCP_Inputs_ON_Diverse_IEA_2023_05_05 | 2044 |  |  | Hydrogen |  | Capacity-Intraconnection | FOM | 0 |  |  | H2 Pipeline - New | QC | QC |  | 0.39012 | 0
LCP_Inputs_ON_Diverse_IEA_2023_05_05 | 2044 |  |  | Hydrogen |  | Capacity-Intraconnection | FOM | 0 |  |  | H2 Pipeline - Repurposed | QC | QC |  | 0.39012 | 0
LCP_Inputs_ON_Diverse_IEA_2023_05_05 | 2044 |  |  | Electricity |  | Capacity-Interconnection | FOM | 3416688.9352 |  |  | Electricity Transmission Line | WC | MI |  | 0.39012 | 1332923.7248
LCP_Inputs_ON_Diverse_IEA_2023_05_05 | 2044 |  |  | Methane |  | Capacity-Intraconnection | FOM | 0 |  |  | CH4 Pipeline | WC | WC |  | 0.39012 | 0
LCP_Inputs_ON_Diverse_IEA_2023_05_05 | 2044 |  |  | Electricity |  | Capacity-Intraconnection | FOM | 0 |  |  | Electricity Transmission Line | WC | WC |  | 0.39012 | 0
LCP_Inputs_ON_Diverse_IEA_2023_05_05 | 2044 |  |  | Hydrogen |  | Capacity-Intraconnection | FOM | 0 |  |  | H2 Pipeline - New | WC | WC |  | 0.39012 | 0
LCP_Inputs_ON_Diverse_IEA_2023_05_05 | 2044 |  |  | Hydrogen |  | Capacity-Intraconnection | FOM | 0 |  |  | H2 Pipeline - Repurposed | WC | WC |  | 0.39012 | 0
LCP_Inputs_ON_Diverse_IEA_2023_05_05 | 2045 |  |  | Methane |  | Capacity-Intraconnection | FOM | 0 |  |  | CH4 Pipeline | MI | MI |  | 0.37512 | 0
LCP_Inputs_ON_Diverse_IEA_2023_05_05 | 2045 |  |  | Electricity |  | Capacity-Intraconnection | FOM | 0 |  |  | Electricity Transmission Line | MI | MI |  | 0.37512 | 0
LCP_Inputs_ON_Diverse_IEA_2023_05_05 | 2045 |  |  | Hydrogen |  | Capacity-Intraconnection | FOM | 0 |  |  | H2 Pipeline - New | MI | MI |  | 0.37512 | 0
LCP_Inputs_ON_Diverse_IEA_2023_05_05 | 2045 |  |  | Hydrogen |  | Capacity-Intraconnection | FOM | 0 |  |  | H2 Pipeline - Repurposed | MI | MI |  | 0.37512 | 0
LCP_Inputs_ON_Diverse_IEA_2023_05_05 | 2045 |  |  | Methane |  | Capacity-Intraconnection | FOM | 0 |  |  | CH4 Pipeline | NY | NY |  | 0.37512 | 0
LCP_Inputs_ON_Diverse_IEA_2023_05_05 | 2045 |  |  | Electricity |  | Capacity-Intraconnection | FOM | 0 |  |  | Electricity Transmission Line | NY | NY |  | 0.37512 | 0
LCP_Inputs_ON_Diverse_IEA_2023_05_05 | 2045 |  |  | Hydrogen |  | Capacity-Intraconnection | FOM | 0 |  |  | H2 Pipeline - New | NY | NY |  | 0.37512 | 0
LCP_Inputs_ON_Diverse_IEA_2023_05_05 | 2045 |  |  | Hydrogen |  | Capacity-Intraconnection | FOM | 0 |  |  | H2 Pipeline - Repurposed | NY | NY |  | 0.37512 | 0
LCP_Inputs_ON_Diverse_IEA_2023_05_05 | 2045 |  |  | Methane |  | Capacity-Interconnection | FOM | 0 |  |  | CH4 Pipeline | ON | MI |  | 0.37512 | 0
LCP_Inputs_ON_Diverse_IEA_2023_05_05 | 2045 |  |  | Electricity |  | Capacity-Interconnection | FOM | 5643750 |  |  | Electricity Transmission Line | ON | MI |  | 0.37512 | 2117065.4527
LCP_Inputs_ON_Diverse_IEA_2023_05_05 | 2045 |  |  | Hydrogen |  | Capacity-Interconnection | FOM | 0 |  |  | H2 Pipeline - New | ON | MI |  | 0.37512 | 0
LCP_Inputs_ON_Diverse_IEA_2023_05_05 | 2045 |  |  | Hydrogen |  | Capacity-Interconnection | FOM | 0 |  |  | H2 Pipeline - Repurposed | ON | MI |  | 0.37512 | 0
LCP_Inputs_ON_Diverse_IEA_2023_05_05 | 2045 |  |  | Methane |  | Capacity-Interconnection | FOM | 0 |  |  | CH4 Pipeline | ON | NY |  | 0.37512 | 0
LCP_Inputs_ON_Diverse_IEA_2023_05_05 | 2045 |  |  | Electricity |  | Capacity-Interconnection | FOM | 5643750 |  |  | Electricity Transmission Line | ON | NY |  | 0.37512 | 2117065.4527
LCP_Inputs_ON_Diverse_IEA_2023_05_05 | 2045 |  |  | Hydrogen |  | Capacity-Interconnection | FOM | 0 |  |  | H2 Pipeline - New | ON | NY |  | 0.37512 | 0
LCP_Inputs_ON_Diverse_IEA_2023_05_05 | 2045 |  |  | Hydrogen |  | Capacity-Interconnection | FOM | 0 |  |  | H2 Pipeline - Repurposed | ON | NY |  | 0.37512 | 0
LCP_Inputs_ON_Diverse_IEA_2023_05_05 | 2045 |  |  | Methane |  | Capacity-Intraconnection | FOM | 0 |  |  | CH4 Pipeline | ON | ON |  | 0.37512 | 0
LCP_Inputs_ON_Diverse_IEA_2023_05_05 | 2045 |  |  | Electricity |  | Capacity-Intraconnection | FOM | 0 |  |  | Electricity Transmission Line | ON | ON |  | 0.37512 | 0
LCP_Inputs_ON_Diverse_IEA_2023_05_05 | 2045 |  |  | Hydrogen |  | Capacity-Intraconnection | FOM | 0 |  |  | H2 Pipeline - New | ON | ON |  | 0.37512 | 0
LCP_Inputs_ON_Diverse_IEA_2023_05_05 | 2045 |  |  | Hydrogen |  | Capacity-Intraconnection | FOM | 0 |  |  | H2 Pipeline - Repurposed | ON | ON |  | 0.37512 | 0
LCP_Inputs_ON_Diverse_IEA_2023_05_05 | 2045 |  |  | Methane |  | Capacity-Interconnection | FOM | 0 |  |  | CH4 Pipeline | ON | PJ |  | 0.37512 | 0
LCP_Inputs_ON_Diverse_IEA_2023_05_05 | 2045 |  |  | Electricity |  | Capacity-Interconnection | FOM | 1128750 |  |  | Electricity Transmission Line | ON | PJ |  | 0.37512 | 423413.0905
LCP_Inputs_ON_Diverse_IEA_2023_05_05 | 2045 |  |  | Hydrogen |  | Capacity-Interconnection | FOM | 0 |  |  | H2 Pipeline - New | ON | PJ |  | 0.37512 | 0
LCP_Inputs_ON_Diverse_IEA_2023_05_05 | 2045 |  |  | Hydrogen |  | Capacity-Interconnection | FOM | 0 |  |  | H2 Pipeline - Repurposed | ON | PJ |  | 0.37512 | 0
LCP_Inputs_ON_Diverse_IEA_2023_05_05 | 2045 |  |  | Methane |  | Capacity-Interconnection | FOM | 0 |  |  | CH4 Pipeline | ON | QC |  | 0.37512 | 0
LCP_Inputs_ON_Diverse_IEA_2023_05_05 | 2045 |  |  | Electricity |  | Capacity-Interconnection | FOM | 7901250 |  |  | Electricity Transmission Line | ON | QC |  | 0.37512 | 2963891.6338
LCP_Inputs_ON_Diverse_IEA_2023_05_05 | 2045 |  |  | Hydrogen |  | Capacity-Interconnection | FOM | 0 |  |  | H2 Pipeline - New | ON | QC |  | 0.37512 | 0
LCP_Inputs_ON_Diverse_IEA_2023_05_05 | 2045 |  |  | Hydrogen |  | Capacity-Interconnection | FOM | 0 |  |  | H2 Pipeline - Repurposed | ON | QC |  | 0.37512 | 0
LCP_Inputs_ON_Diverse_IEA_2023_05_05 | 2045 |  |  | Methane |  | Capacity-Interconnection | FOM | 0 |  |  | CH4 Pipeline | ON | WC |  | 0.37512 | 0
LCP_Inputs_ON_Diverse_IEA_2023_05_05 | 2045 |  |  | Electricity |  | Capacity-Interconnection | FOM | 22575000 |  |  | Electricity Transmission Line | ON | WC |  | 0.37512 | 8468261.8109
LCP_Inputs_ON_Diverse_IEA_2023_05_05 | 2045 |  |  | Hydrogen |  | Capacity-Interconnection | FOM | 0 |  |  | H2 Pipeline - New | ON | WC |  | 0.37512 | 0
LCP_Inputs_ON_Diverse_IEA_2023_05_05 | 2045 |  |  | Hydrogen |  | Capacity-Interconnection | FOM | 10880975.7466 |  |  | H2 Pipeline - Repurposed | ON | WC |  | 0.37512 | 4081636.8275
LCP_Inputs_ON_Diverse_IEA_2023_05_05 | 2045 |  |  | Methane |  | Capacity-Intraconnection | FOM | 0 |  |  | CH4 Pipeline | PJ | PJ |  | 0.37512 | 0
LCP_Inputs_ON_Diverse_IEA_2023_05_05 | 2045 |  |  | Electricity |  | Capacity-Intraconnection | FOM | 0 |  |  | Electricity Transmission Line | PJ | PJ |  | 0.37512 | 0
LCP_Inputs_ON_Diverse_IEA_2023_05_05 | 2045 |  |  | Hydrogen |  | Capacity-Intraconnection | FOM | 0 |  |  | H2 Pipeline - New | PJ | PJ |  | 0.37512 | 0
LCP_Inputs_ON_Diverse_IEA_2023_05_05 | 2045 |  |  | Hydrogen |  | Capacity-Intraconnection | FOM | 0 |  |  | H2 Pipeline - Repurposed | PJ | PJ |  | 0.37512 | 0
LCP_Inputs_ON_Diverse_IEA_2023_05_05 | 2045 |  |  | Electricity |  | Capacity-Interconnection | FOM | 18115076.4092 |  |  | Electricity Transmission Line | QC | NY |  | 0.37512 | 6795269.5352
LCP_Inputs_ON_Diverse_IEA_2023_05_05 | 2045 |  |  | Methane |  | Capacity-Intraconnection | FOM | 0 |  |  | CH4 Pipeline | QC | QC |  | 0.37512 | 0
LCP_Inputs_ON_Diverse_IEA_2023_05_05 | 2045 |  |  | Electricity |  | Capacity-Intraconnection | FOM | 0 |  |  | Electricity Transmission Line | QC | QC |  | 0.37512 | 0
LCP_Inputs_ON_Diverse_IEA_2023_05_05 | 2045 |  |  | Hydrogen |  | Capacity-Intraconnection | FOM | 0 |  |  | H2 Pipeline - New | QC | QC |  | 0.37512 | 0
LCP_Inputs_ON_Diverse_IEA_2023_05_05 | 2045 |  |  | Hydrogen |  | Capacity-Intraconnection | FOM | 0 |  |  | H2 Pipeline - Repurposed | QC | QC |  | 0.37512 | 0
LCP_Inputs_ON_Diverse_IEA_2023_05_05 | 2045 |  |  | Electricity |  | Capacity-Interconnection | FOM | 3416688.9352 |  |  | Electricity Transmission Line | WC | MI |  | 0.37512 | 1281657.4277
LCP_Inputs_ON_Diverse_IEA_2023_05_05 | 2045 |  |  | Methane |  | Capacity-Intraconnection | FOM | 0 |  |  | CH4 Pipeline | WC | WC |  | 0.37512 | 0
LCP_Inputs_ON_Diverse_IEA_2023_05_05 | 2045 |  |  | Electricity |  | Capacity-Intraconnection | FOM | 0 |  |  | Electricity Transmission Line | WC | WC |  | 0.37512 | 0
LCP_Inputs_ON_Diverse_IEA_2023_05_05 | 2045 |  |  | Hydrogen |  | Capacity-Intraconnection | FOM | 0 |  |  | H2 Pipeline - New | WC | WC |  | 0.37512 | 0
LCP_Inputs_ON_Diverse_IEA_2023_05_05 | 2045 |  |  | Hydrogen |  | Capacity-Intraconnection | FOM | 0 |  |  | H2 Pipeline - Repurposed | WC | WC |  | 0.37512 | 0
LCP_Inputs_ON_Diverse_IEA_2023_05_05 | 2046 |  |  | Methane |  | Capacity-Intraconnection | FOM | 0 |  |  | CH4 Pipeline | MI | MI |  | 0.36069 | 0
LCP_Inputs_ON_Diverse_IEA_2023_05_05 | 2046 |  |  | Electricity |  | Capacity-Intraconnection | FOM | 0 |  |  | Electricity Transmission Line | MI | MI |  | 0.36069 | 0
LCP_Inputs_ON_Diverse_IEA_2023_05_05 | 2046 |  |  | Hydrogen |  | Capacity-Intraconnection | FOM | 0 |  |  | H2 Pipeline - New | MI | MI |  | 0.36069 | 0
LCP_Inputs_ON_Diverse_IEA_2023_05_05 | 2046 |  |  | Hydrogen |  | Capacity-Intraconnection | FOM | 0 |  |  | H2 Pipeline - Repurposed | MI | MI |  | 0.36069 | 0
LCP_Inputs_ON_Diverse_IEA_2023_05_05 | 2046 |  |  | Methane |  | Capacity-Intraconnection | FOM | 0 |  |  | CH4 Pipeline | NY | NY |  | 0.36069 | 0
LCP_Inputs_ON_Diverse_IEA_2023_05_05 | 2046 |  |  | Electricity |  | Capacity-Intraconnection | FOM | 0 |  |  | Electricity Transmission Line | NY | NY |  | 0.36069 | 0
LCP_Inputs_ON_Diverse_IEA_2023_05_05 | 2046 |  |  | Hydrogen |  | Capacity-Intraconnection | FOM | 0 |  |  | H2 Pipeline - New | NY | NY |  | 0.36069 | 0
LCP_Inputs_ON_Diverse_IEA_2023_05_05 | 2046 |  |  | Hydrogen |  | Capacity-Intraconnection | FOM | 0 |  |  | H2 Pipeline - Repurposed | NY | NY |  | 0.36069 | 0
LCP_Inputs_ON_Diverse_IEA_2023_05_05 | 2046 |  |  | Methane |  | Capacity-Interconnection | FOM | 0 |  |  | CH4 Pipeline | ON | MI |  | 0.36069 | 0
LCP_Inputs_ON_Diverse_IEA_2023_05_05 | 2046 |  |  | Electricity |  | Capacity-Interconnection | FOM | 5643750 |  |  | Electricity Transmission Line | ON | MI |  | 0.36069 | 2035639.8584
LCP_Inputs_ON_Diverse_IEA_2023_05_05 | 2046 |  |  | Hydrogen |  | Capacity-Interconnection | FOM | 0 |  |  | H2 Pipeline - New | ON | MI |  | 0.36069 | 0
LCP_Inputs_ON_Diverse_IEA_2023_05_05 | 2046 |  |  | Hydrogen |  | Capacity-Interconnection | FOM | 0 |  |  | H2 Pipeline - Repurposed | ON | MI |  | 0.36069 | 0
LCP_Inputs_ON_Diverse_IEA_2023_05_05 | 2046 |  |  | Methane |  | Capacity-Interconnection | FOM | 0 |  |  | CH4 Pipeline | ON | NY |  | 0.36069 | 0
LCP_Inputs_ON_Diverse_IEA_2023_05_05 | 2046 |  |  | Electricity |  | Capacity-Interconnection | FOM | 5643750 |  |  | Electricity Transmission Line | ON | NY |  | 0.36069 | 2035639.8584
LCP_Inputs_ON_Diverse_IEA_2023_05_05 | 2046 |  |  | Hydrogen |  | Capacity-Interconnection | FOM | 0 |  |  | H2 Pipeline - New | ON | NY |  | 0.36069 | 0
LCP_Inputs_ON_Diverse_IEA_2023_05_05 | 2046 |  |  | Hydrogen |  | Capacity-Interconnection | FOM | 0 |  |  | H2 Pipeline - Repurposed | ON | NY |  | 0.36069 | 0
LCP_Inputs_ON_Diverse_IEA_2023_05_05 | 2046 |  |  | Methane |  | Capacity-Intraconnection | FOM | 0 |  |  | CH4 Pipeline | ON | ON |  | 0.36069 | 0
LCP_Inputs_ON_Diverse_IEA_2023_05_05 | 2046 |  |  | Electricity |  | Capacity-Intraconnection | FOM | 0 |  |  | Electricity Transmission Line | ON | ON |  | 0.36069 | 0
LCP_Inputs_ON_Diverse_IEA_2023_05_05 | 2046 |  |  | Hydrogen |  | Capacity-Intraconnection | FOM | 0 |  |  | H2 Pipeline - New | ON | ON |  | 0.36069 | 0
LCP_Inputs_ON_Diverse_IEA_2023_05_05 | 2046 |  |  | Hydrogen |  | Capacity-Intraconnection | FOM | 0 |  |  | H2 Pipeline - Repurposed | ON | ON |  | 0.36069 | 0
LCP_Inputs_ON_Diverse_IEA_2023_05_05 | 2046 |  |  | Methane |  | Capacity-Interconnection | FOM | 0 |  |  | CH4 Pipeline | ON | PJ |  | 0.36069 | 0
LCP_Inputs_ON_Diverse_IEA_2023_05_05 | 2046 |  |  | Electricity |  | Capacity-Interconnection | FOM | 1128750 |  |  | Electricity Transmission Line | ON | PJ |  | 0.36069 | 407127.9717
LCP_Inputs_ON_Diverse_IEA_2023_05_05 | 2046 |  |  | Hydrogen |  | Capacity-Interconnection | FOM | 0 |  |  | H2 Pipeline - New | ON | PJ |  | 0.36069 | 0
LCP_Inputs_ON_Diverse_IEA_2023_05_05 | 2046 |  |  | Hydrogen |  | Capacity-Interconnection | FOM | 0 |  |  | H2 Pipeline - Repurposed | ON | PJ |  | 0.36069 | 0
LCP_Inputs_ON_Diverse_IEA_2023_05_05 | 2046 |  |  | Methane |  | Capacity-Interconnection | FOM | 0 |  |  | CH4 Pipeline | ON | QC |  | 0.36069 | 0
LCP_Inputs_ON_Diverse_IEA_2023_05_05 | 2046 |  |  | Electricity |  | Capacity-Interconnection | FOM | 7901250 |  |  | Electricity Transmission Line | ON | QC |  | 0.36069 | 2849895.8017
LCP_Inputs_ON_Diverse_IEA_2023_05_05 | 2046 |  |  | Hydrogen |  | Capacity-Interconnection | FOM | 0 |  |  | H2 Pipeline - New | ON | QC |  | 0.36069 | 0
LCP_Inputs_ON_Diverse_IEA_2023_05_05 | 2046 |  |  | Hydrogen |  | Capacity-Interconnection | FOM | 0 |  |  | H2 Pipeline - Repurposed | ON | QC |  | 0.36069 | 0
LCP_Inputs_ON_Diverse_IEA_2023_05_05 | 2046 |  |  | Methane |  | Capacity-Interconnection | FOM | 0 |  |  | CH4 Pipeline | ON | WC |  | 0.36069 | 0
LCP_Inputs_ON_Diverse_IEA_2023_05_05 | 2046 |  |  | Electricity |  | Capacity-Interconnection | FOM | 22575000 |  |  | Electricity Transmission Line | ON | WC |  | 0.36069 | 8142559.4335
LCP_Inputs_ON_Diverse_IEA_2023_05_05 | 2046 |  |  | Hydrogen |  | Capacity-Interconnection | FOM | 0 |  |  | H2 Pipeline - New | ON | WC |  | 0.36069 | 0
LCP_Inputs_ON_Diverse_IEA_2023_05_05 | 2046 |  |  | Hydrogen |  | Capacity-Interconnection | FOM | 10880975.7466 |  |  | H2 Pipeline - Repurposed | ON | WC |  | 0.36069 | 3924650.7956
LCP_Inputs_ON_Diverse_IEA_2023_05_05 | 2046 |  |  | Methane |  | Capacity-Intraconnection | FOM | 0 |  |  | CH4 Pipeline | PJ | PJ |  | 0.36069 | 0
LCP_Inputs_ON_Diverse_IEA_2023_05_05 | 2046 |  |  | Electricity |  | Capacity-Intraconnection | FOM | 0 |  |  | Electricity Transmission Line | PJ | PJ |  | 0.36069 | 0
LCP_Inputs_ON_Diverse_IEA_2023_05_05 | 2046 |  |  | Hydrogen |  | Capacity-Intraconnection | FOM | 0 |  |  | H2 Pipeline - New | PJ | PJ |  | 0.36069 | 0
LCP_Inputs_ON_Diverse_IEA_2023_05_05 | 2046 |  |  | Hydrogen |  | Capacity-Intraconnection | FOM | 0 |  |  | H2 Pipeline - Repurposed | PJ | PJ |  | 0.36069 | 0
LCP_Inputs_ON_Diverse_IEA_2023_05_05 | 2046 |  |  | Electricity |  | Capacity-Interconnection | FOM | 18115076.4092 |  |  | Electricity Transmission Line | QC | NY |  | 0.36069 | 6533913.0146
LCP_Inputs_ON_Diverse_IEA_2023_05_05 | 2046 |  |  | Methane |  | Capacity-Intraconnection | FOM | 0 |  |  | CH4 Pipeline | QC | QC |  | 0.36069 | 0
LCP_Inputs_ON_Diverse_IEA_2023_05_05 | 2046 |  |  | Electricity |  | Capacity-Intraconnection | FOM | 0 |  |  | Electricity Transmission Line | QC | QC |  | 0.36069 | 0
LCP_Inputs_ON_Diverse_IEA_2023_05_05 | 2046 |  |  | Hydrogen |  | Capacity-Intraconnection | FOM | 0 |  |  | H2 Pipeline - New | QC | QC |  | 0.36069 | 0
LCP_Inputs_ON_Diverse_IEA_2023_05_05 | 2046 |  |  | Hydrogen |  | Capacity-Intraconnection | FOM | 0 |  |  | H2 Pipeline - Repurposed | QC | QC |  | 0.36069 | 0
LCP_Inputs_ON_Diverse_IEA_2023_05_05 | 2046 |  |  | Electricity |  | Capacity-Interconnection | FOM | 3416688.9352 |  |  | Electricity Transmission Line | WC | MI |  | 0.36069 | 1232362.9112
LCP_Inputs_ON_Diverse_IEA_2023_05_05 | 2046 |  |  | Methane |  | Capacity-Intraconnection | FOM | 0 |  |  | CH4 Pipeline | WC | WC |  | 0.36069 | 0
LCP_Inputs_ON_Diverse_IEA_2023_05_05 | 2046 |  |  | Electricity |  | Capacity-Intraconnection | FOM | 0 |  |  | Electricity Transmission Line | WC | WC |  | 0.36069 | 0
LCP_Inputs_ON_Diverse_IEA_2023_05_05 | 2046 |  |  | Hydrogen |  | Capacity-Intraconnection | FOM | 0 |  |  | H2 Pipeline - New | WC | WC |  | 0.36069 | 0
LCP_Inputs_ON_Diverse_IEA_2023_05_05 | 2046 |  |  | Hydrogen |  | Capacity-Intraconnection | FOM | 0 |  |  | H2 Pipeline - Repurposed | WC | WC |  | 0.36069 | 0
LCP_Inputs_ON_Diverse_IEA_2023_05_05 | 2047 |  |  | Methane |  | Capacity-Intraconnection | FOM | 0 |  |  | CH4 Pipeline | MI | MI |  | 0.34682 | 0
LCP_Inputs_ON_Diverse_IEA_2023_05_05 | 2047 |  |  | Electricity |  | Capacity-Intraconnection | FOM | 0 |  |  | Electricity Transmission Line | MI | MI |  | 0.34682 | 0
LCP_Inputs_ON_Diverse_IEA_2023_05_05 | 2047 |  |  | Hydrogen |  | Capacity-Intraconnection | FOM | 0 |  |  | H2 Pipeline - New | MI | MI |  | 0.34682 | 0
LCP_Inputs_ON_Diverse_IEA_2023_05_05 | 2047 |  |  | Hydrogen |  | Capacity-Intraconnection | FOM | 0 |  |  | H2 Pipeline - Repurposed | MI | MI |  | 0.34682 | 0
LCP_Inputs_ON_Diverse_IEA_2023_05_05 | 2047 |  |  | Methane |  | Capacity-Intraconnection | FOM | 0 |  |  | CH4 Pipeline | NY | NY |  | 0.34682 | 0
LCP_Inputs_ON_Diverse_IEA_2023_05_05 | 2047 |  |  | Electricity |  | Capacity-Intraconnection | FOM | 0 |  |  | Electricity Transmission Line | NY | NY |  | 0.34682 | 0
LCP_Inputs_ON_Diverse_IEA_2023_05_05 | 2047 |  |  | Hydrogen |  | Capacity-Intraconnection | FOM | 0 |  |  | H2 Pipeline - New | NY | NY |  | 0.34682 | 0
LCP_Inputs_ON_Diverse_IEA_2023_05_05 | 2047 |  |  | Hydrogen |  | Capacity-Intraconnection | FOM | 0 |  |  | H2 Pipeline - Repurposed | NY | NY |  | 0.34682 | 0
LCP_Inputs_ON_Diverse_IEA_2023_05_05 | 2047 |  |  | Methane |  | Capacity-Interconnection | FOM | 0 |  |  | CH4 Pipeline | ON | MI |  | 0.34682 | 0
LCP_Inputs_ON_Diverse_IEA_2023_05_05 | 2047 |  |  | Electricity |  | Capacity-Interconnection | FOM | 5643750 |  |  | Electricity Transmission Line | ON | MI |  | 0.34682 | 1957346.0177
LCP_Inputs_ON_Diverse_IEA_2023_05_05 | 2047 |  |  | Hydrogen |  | Capacity-Interconnection | FOM | 0 |  |  | H2 Pipeline - New | ON | MI |  | 0.34682 | 0
LCP_Inputs_ON_Diverse_IEA_2023_05_05 | 2047 |  |  | Hydrogen |  | Capacity-Interconnection | FOM | 0 |  |  | H2 Pipeline - Repurposed | ON | MI |  | 0.34682 | 0
LCP_Inputs_ON_Diverse_IEA_2023_05_05 | 2047 |  |  | Methane |  | Capacity-Interconnection | FOM | 0 |  |  | CH4 Pipeline | ON | NY |  | 0.34682 | 0
LCP_Inputs_ON_Diverse_IEA_2023_05_05 | 2047 |  |  | Electricity |  | Capacity-Interconnection | FOM | 5643750 |  |  | Electricity Transmission Line | ON | NY |  | 0.34682 | 1957346.0177
LCP_Inputs_ON_Diverse_IEA_2023_05_05 | 2047 |  |  | Hydrogen |  | Capacity-Interconnection | FOM | 0 |  |  | H2 Pipeline - New | ON | NY |  | 0.34682 | 0
LCP_Inputs_ON_Diverse_IEA_2023_05_05 | 2047 |  |  | Hydrogen |  | Capacity-Interconnection | FOM | 0 |  |  | H2 Pipeline - Repurposed | ON | NY |  | 0.34682 | 0
LCP_Inputs_ON_Diverse_IEA_2023_05_05 | 2047 |  |  | Methane |  | Capacity-Intraconnection | FOM | 0 |  |  | CH4 Pipeline | ON | ON |  | 0.34682 | 0
LCP_Inputs_ON_Diverse_IEA_2023_05_05 | 2047 |  |  | Electricity |  | Capacity-Intraconnection | FOM | 0 |  |  | Electricity Transmission Line | ON | ON |  | 0.34682 | 0
LCP_Inputs_ON_Diverse_IEA_2023_05_05 | 2047 |  |  | Hydrogen |  | Capacity-Intraconnection | FOM | 0 |  |  | H2 Pipeline - New | ON | ON |  | 0.34682 | 0
LCP_Inputs_ON_Diverse_IEA_2023_05_05 | 2047 |  |  | Hydrogen |  | Capacity-Intraconnection | FOM | 0 |  |  | H2 Pipeline - Repurposed | ON | ON |  | 0.34682 | 0
LCP_Inputs_ON_Diverse_IEA_2023_05_05 | 2047 |  |  | Methane |  | Capacity-Interconnection | FOM | 0 |  |  | CH4 Pipeline | ON | PJ |  | 0.34682 | 0
LCP_Inputs_ON_Diverse_IEA_2023_05_05 | 2047 |  |  | Electricity |  | Capacity-Interconnection | FOM | 1128750 |  |  | Electricity Transmission Line | ON | PJ |  | 0.34682 | 391469.2035
LCP_Inputs_ON_Diverse_IEA_2023_05_05 | 2047 |  |  | Hydrogen |  | Capacity-Interconnection | FOM | 0 |  |  | H2 Pipeline - New | ON | PJ |  | 0.34682 | 0
LCP_Inputs_ON_Diverse_IEA_2023_05_05 | 2047 |  |  | Hydrogen |  | Capacity-Interconnection | FOM | 0 |  |  | H2 Pipeline - Repurposed | ON | PJ |  | 0.34682 | 0
LCP_Inputs_ON_Diverse_IEA_2023_05_05 | 2047 |  |  | Methane |  | Capacity-Interconnection | FOM | 0 |  |  | CH4 Pipeline | ON | QC |  | 0.34682 | 0
LCP_Inputs_ON_Diverse_IEA_2023_05_05 | 2047 |  |  | Electricity |  | Capacity-Interconnection | FOM | 7901250 |  |  | Electricity Transmission Line | ON | QC |  | 0.34682 | 2740284.4247
LCP_Inputs_ON_Diverse_IEA_2023_05_05 | 2047 |  |  | Hydrogen |  | Capacity-Interconnection | FOM | 0 |  |  | H2 Pipeline - New | ON | QC |  | 0.34682 | 0
LCP_Inputs_ON_Diverse_IEA_2023_05_05 | 2047 |  |  | Hydrogen |  | Capacity-Interconnection | FOM | 0 |  |  | H2 Pipeline - Repurposed | ON | QC |  | 0.34682 | 0
LCP_Inputs_ON_Diverse_IEA_2023_05_05 | 2047 |  |  | Methane |  | Capacity-Interconnection | FOM | 0 |  |  | CH4 Pipeline | ON | WC |  | 0.34682 | 0
LCP_Inputs_ON_Diverse_IEA_2023_05_05 | 2047 |  |  | Electricity |  | Capacity-Interconnection | FOM | 22575000 |  |  | Electricity Transmission Line | ON | WC |  | 0.34682 | 7829384.0707
LCP_Inputs_ON_Diverse_IEA_2023_05_05 | 2047 |  |  | Hydrogen |  | Capacity-Interconnection | FOM | 0 |  |  | H2 Pipeline - New | ON | WC |  | 0.34682 | 0
LCP_Inputs_ON_Diverse_IEA_2023_05_05 | 2047 |  |  | Hydrogen |  | Capacity-Interconnection | FOM | 10880975.7466 |  |  | H2 Pipeline - Repurposed | ON | WC |  | 0.34682 | 3773702.6881
LCP_Inputs_ON_Diverse_IEA_2023_05_05 | 2047 |  |  | Methane |  | Capacity-Intraconnection | FOM | 0 |  |  | CH4 Pipeline | PJ | PJ |  | 0.34682 | 0
LCP_Inputs_ON_Diverse_IEA_2023_05_05 | 2047 |  |  | Electricity |  | Capacity-Intraconnection | FOM | 0 |  |  | Electricity Transmission Line | PJ | PJ |  | 0.34682 | 0
LCP_Inputs_ON_Diverse_IEA_2023_05_05 | 2047 |  |  | Hydrogen |  | Capacity-Intraconnection | FOM | 0 |  |  | H2 Pipeline - New | PJ | PJ |  | 0.34682 | 0
LCP_Inputs_ON_Diverse_IEA_2023_05_05 | 2047 |  |  | Hydrogen |  | Capacity-Intraconnection | FOM | 0 |  |  | H2 Pipeline - Repurposed | PJ | PJ |  | 0.34682 | 0
LCP_Inputs_ON_Diverse_IEA_2023_05_05 | 2047 |  |  | Electricity |  | Capacity-Interconnection | FOM | 18115076.4092 |  |  | Electricity Transmission Line | QC | NY |  | 0.34682 | 6282608.6679
LCP_Inputs_ON_Diverse_IEA_2023_05_05 | 2047 |  |  | Methane |  | Capacity-Intraconnection | FOM | 0 |  |  | CH4 Pipeline | QC | QC |  | 0.34682 | 0
LCP_Inputs_ON_Diverse_IEA_2023_05_05 | 2047 |  |  | Electricity |  | Capacity-Intraconnection | FOM | 0 |  |  | Electricity Transmission Line | QC | QC |  | 0.34682 | 0
LCP_Inputs_ON_Diverse_IEA_2023_05_05 | 2047 |  |  | Hydrogen |  | Capacity-Intraconnection | FOM | 0 |  |  | H2 Pipeline - New | QC | QC |  | 0.34682 | 0
LCP_Inputs_ON_Diverse_IEA_2023_05_05 | 2047 |  |  | Hydrogen |  | Capacity-Intraconnection | FOM | 0 |  |  | H2 Pipeline - Repurposed | QC | QC |  | 0.34682 | 0
LCP_Inputs_ON_Diverse_IEA_2023_05_05 | 2047 |  |  | Electricity |  | Capacity-Interconnection | FOM | 3416688.9352 |  |  | Electricity Transmission Line | WC | MI |  | 0.34682 | 1184964.3377
LCP_Inputs_ON_Diverse_IEA_2023_05_05 | 2047 |  |  | Methane |  | Capacity-Intraconnection | FOM | 0 |  |  | CH4 Pipeline | WC | WC |  | 0.34682 | 0
LCP_Inputs_ON_Diverse_IEA_2023_05_05 | 2047 |  |  | Electricity |  | Capacity-Intraconnection | FOM | 0 |  |  | Electricity Transmission Line | WC | WC |  | 0.34682 | 0
LCP_Inputs_ON_Diverse_IEA_2023_05_05 | 2047 |  |  | Hydrogen |  | Capacity-Intraconnection | FOM | 0 |  |  | H2 Pipeline - New | WC | WC |  | 0.34682 | 0
LCP_Inputs_ON_Diverse_IEA_2023_05_05 | 2047 |  |  | Hydrogen |  | Capacity-Intraconnection | FOM | 0 |  |  | H2 Pipeline - Repurposed | WC | WC |  | 0.34682 | 0
LCP_Inputs_ON_Diverse_IEA_2023_05_05 | 2048 |  |  | Methane |  | Capacity-Intraconnection | FOM | 0 |  |  | CH4 Pipeline | MI | MI |  | 0.33348 | 0
LCP_Inputs_ON_Diverse_IEA_2023_05_05 | 2048 |  |  | Electricity |  | Capacity-Intraconnection | FOM | 0 |  |  | Electricity Transmission Line | MI | MI |  | 0.33348 | 0
LCP_Inputs_ON_Diverse_IEA_2023_05_05 | 2048 |  |  | Hydrogen |  | Capacity-Intraconnection | FOM | 0 |  |  | H2 Pipeline - New | MI | MI |  | 0.33348 | 0
LCP_Inputs_ON_Diverse_IEA_2023_05_05 | 2048 |  |  | Hydrogen |  | Capacity-Intraconnection | FOM | 0 |  |  | H2 Pipeline - Repurposed | MI | MI |  | 0.33348 | 0
LCP_Inputs_ON_Diverse_IEA_2023_05_05 | 2048 |  |  | Methane |  | Capacity-Intraconnection | FOM | 0 |  |  | CH4 Pipeline | NY | NY |  | 0.33348 | 0
LCP_Inputs_ON_Diverse_IEA_2023_05_05 | 2048 |  |  | Electricity |  | Capacity-Intraconnection | FOM | 0 |  |  | Electricity Transmission Line | NY | NY |  | 0.33348 | 0
LCP_Inputs_ON_Diverse_IEA_2023_05_05 | 2048 |  |  | Hydrogen |  | Capacity-Intraconnection | FOM | 0 |  |  | H2 Pipeline - New | NY | NY |  | 0.33348 | 0
LCP_Inputs_ON_Diverse_IEA_2023_05_05 | 2048 |  |  | Hydrogen |  | Capacity-Intraconnection | FOM | 0 |  |  | H2 Pipeline - Repurposed | NY | NY |  | 0.33348 | 0
LCP_Inputs_ON_Diverse_IEA_2023_05_05 | 2048 |  |  | Methane |  | Capacity-Interconnection | FOM | 0 |  |  | CH4 Pipeline | ON | MI |  | 0.33348 | 0
LCP_Inputs_ON_Diverse_IEA_2023_05_05 | 2048 |  |  | Electricity |  | Capacity-Interconnection | FOM | 5643750 |  |  | Electricity Transmission Line | ON | MI |  | 0.33348 | 1882063.4785
LCP_Inputs_ON_Diverse_IEA_2023_05_05 | 2048 |  |  | Hydrogen |  | Capacity-Interconnection | FOM | 0 |  |  | H2 Pipeline - New | ON | MI |  | 0.33348 | 0
LCP_Inputs_ON_Diverse_IEA_2023_05_05 | 2048 |  |  | Hydrogen |  | Capacity-Interconnection | FOM | 0 |  |  | H2 Pipeline - Repurposed | ON | MI |  | 0.33348 | 0
LCP_Inputs_ON_Diverse_IEA_2023_05_05 | 2048 |  |  | Methane |  | Capacity-Interconnection | FOM | 0 |  |  | CH4 Pipeline | ON | NY |  | 0.33348 | 0
LCP_Inputs_ON_Diverse_IEA_2023_05_05 | 2048 |  |  | Electricity |  | Capacity-Interconnection | FOM | 5643750 |  |  | Electricity Transmission Line | ON | NY |  | 0.33348 | 1882063.4785
LCP_Inputs_ON_Diverse_IEA_2023_05_05 | 2048 |  |  | Hydrogen |  | Capacity-Interconnection | FOM | 0 |  |  | H2 Pipeline - New | ON | NY |  | 0.33348 | 0
LCP_Inputs_ON_Diverse_IEA_2023_05_05 | 2048 |  |  | Hydrogen |  | Capacity-Interconnection | FOM | 0 |  |  | H2 Pipeline - Repurposed | ON | NY |  | 0.33348 | 0
LCP_Inputs_ON_Diverse_IEA_2023_05_05 | 2048 |  |  | Methane |  | Capacity-Intraconnection | FOM | 0 |  |  | CH4 Pipeline | ON | ON |  | 0.33348 | 0
LCP_Inputs_ON_Diverse_IEA_2023_05_05 | 2048 |  |  | Electricity |  | Capacity-Intraconnection | FOM | 0 |  |  | Electricity Transmission Line | ON | ON |  | 0.33348 | 0
LCP_Inputs_ON_Diverse_IEA_2023_05_05 | 2048 |  |  | Hydrogen |  | Capacity-Intraconnection | FOM | 0 |  |  | H2 Pipeline - New | ON | ON |  | 0.33348 | 0
LCP_Inputs_ON_Diverse_IEA_2023_05_05 | 2048 |  |  | Hydrogen |  | Capacity-Intraconnection | FOM | 0 |  |  | H2 Pipeline - Repurposed | ON | ON |  | 0.33348 | 0
LCP_Inputs_ON_Diverse_IEA_2023_05_05 | 2048 |  |  | Methane |  | Capacity-Interconnection | FOM | 0 |  |  | CH4 Pipeline | ON | PJ |  | 0.33348 | 0
LCP_Inputs_ON_Diverse_IEA_2023_05_05 | 2048 |  |  | Electricity |  | Capacity-Interconnection | FOM | 1128750 |  |  | Electricity Transmission Line | ON | PJ |  | 0.33348 | 376412.6957
LCP_Inputs_ON_Diverse_IEA_2023_05_05 | 2048 |  |  | Hydrogen |  | Capacity-Interconnection | FOM | 0 |  |  | H2 Pipeline - New | ON | PJ |  | 0.33348 | 0
LCP_Inputs_ON_Diverse_IEA_2023_05_05 | 2048 |  |  | Hydrogen |  | Capacity-Interconnection | FOM | 0 |  |  | H2 Pipeline - Repurposed | ON | PJ |  | 0.33348 | 0
LCP_Inputs_ON_Diverse_IEA_2023_05_05 | 2048 |  |  | Methane |  | Capacity-Interconnection | FOM | 0 |  |  | CH4 Pipeline | ON | QC |  | 0.33348 | 0
LCP_Inputs_ON_Diverse_IEA_2023_05_05 | 2048 |  |  | Electricity |  | Capacity-Interconnection | FOM | 7901250 |  |  | Electricity Transmission Line | ON | QC |  | 0.33348 | 2634888.87
LCP_Inputs_ON_Diverse_IEA_2023_05_05 | 2048 |  |  | Hydrogen |  | Capacity-Interconnection | FOM | 0 |  |  | H2 Pipeline - New | ON | QC |  | 0.33348 | 0
LCP_Inputs_ON_Diverse_IEA_2023_05_05 | 2048 |  |  | Hydrogen |  | Capacity-Interconnection | FOM | 0 |  |  | H2 Pipeline - Repurposed | ON | QC |  | 0.33348 | 0
LCP_Inputs_ON_Diverse_IEA_2023_05_05 | 2048 |  |  | Methane |  | Capacity-Interconnection | FOM | 0 |  |  | CH4 Pipeline | ON | WC |  | 0.33348 | 0
LCP_Inputs_ON_Diverse_IEA_2023_05_05 | 2048 |  |  | Electricity |  | Capacity-Interconnection | FOM | 22575000 |  |  | Electricity Transmission Line | ON | WC |  | 0.33348 | 7528253.9141
LCP_Inputs_ON_Diverse_IEA_2023_05_05 | 2048 |  |  | Hydrogen |  | Capacity-Interconnection | FOM | 0 |  |  | H2 Pipeline - New | ON | WC |  | 0.33348 | 0
LCP_Inputs_ON_Diverse_IEA_2023_05_05 | 2048 |  |  | Hydrogen |  | Capacity-Interconnection | FOM | 10880975.7466 |  |  | H2 Pipeline - Repurposed | ON | WC |  | 0.33348 | 3628560.277
LCP_Inputs_ON_Diverse_IEA_2023_05_05 | 2048 |  |  | Methane |  | Capacity-Intraconnection | FOM | 0 |  |  | CH4 Pipeline | PJ | PJ |  | 0.33348 | 0
LCP_Inputs_ON_Diverse_IEA_2023_05_05 | 2048 |  |  | Electricity |  | Capacity-Intraconnection | FOM | 0 |  |  | Electricity Transmission Line | PJ | PJ |  | 0.33348 | 0
LCP_Inputs_ON_Diverse_IEA_2023_05_05 | 2048 |  |  | Hydrogen |  | Capacity-Intraconnection | FOM | 0 |  |  | H2 Pipeline - New | PJ | PJ |  | 0.33348 | 0
LCP_Inputs_ON_Diverse_IEA_2023_05_05 | 2048 |  |  | Hydrogen |  | Capacity-Intraconnection | FOM | 0 |  |  | H2 Pipeline - Repurposed | PJ | PJ |  | 0.33348 | 0
LCP_Inputs_ON_Diverse_IEA_2023_05_05 | 2048 |  |  | Electricity |  | Capacity-Interconnection | FOM | 18115076.4092 |  |  | Electricity Transmission Line | QC | NY |  | 0.33348 | 6040969.873
LCP_Inputs_ON_Diverse_IEA_2023_05_05 | 2048 |  |  | Methane |  | Capacity-Intraconnection | FOM | 0 |  |  | CH4 Pipeline | QC | QC |  | 0.33348 | 0
LCP_Inputs_ON_Diverse_IEA_2023_05_05 | 2048 |  |  | Electricity |  | Capacity-Intraconnection | FOM | 0 |  |  | Electricity Transmission Line | QC | QC |  | 0.33348 | 0
LCP_Inputs_ON_Diverse_IEA_2023_05_05 | 2048 |  |  | Hydrogen |  | Capacity-Intraconnection | FOM | 0 |  |  | H2 Pipeline - New | QC | QC |  | 0.33348 | 0
LCP_Inputs_ON_Diverse_IEA_2023_05_05 | 2048 |  |  | Hydrogen |  | Capacity-Intraconnection | FOM | 0 |  |  | H2 Pipeline - Repurposed | QC | QC |  | 0.33348 | 0
LCP_Inputs_ON_Diverse_IEA_2023_05_05 | 2048 |  |  | Electricity |  | Capacity-Interconnection | FOM | 3416688.9352 |  |  | Electricity Transmission Line | WC | MI |  | 0.33348 | 1139388.7863
LCP_Inputs_ON_Diverse_IEA_2023_05_05 | 2048 |  |  | Methane |  | Capacity-Intraconnection | FOM | 0 |  |  | CH4 Pipeline | WC | WC |  | 0.33348 | 0
LCP_Inputs_ON_Diverse_IEA_2023_05_05 | 2048 |  |  | Electricity |  | Capacity-Intraconnection | FOM | 0 |  |  | Electricity Transmission Line | WC | WC |  | 0.33348 | 0
LCP_Inputs_ON_Diverse_IEA_2023_05_05 | 2048 |  |  | Hydrogen |  | Capacity-Intraconnection | FOM | 0 |  |  | H2 Pipeline - New | WC | WC |  | 0.33348 | 0
LCP_Inputs_ON_Diverse_IEA_2023_05_05 | 2048 |  |  | Hydrogen |  | Capacity-Intraconnection | FOM | 0 |  |  | H2 Pipeline - Repurposed | WC | WC |  | 0.33348 | 0
LCP_Inputs_ON_Diverse_IEA_2023_05_05 | 2049 |  |  | Methane |  | Capacity-Intraconnection | FOM | 0 |  |  | CH4 Pipeline | MI | MI |  | 0.32065 | 0
LCP_Inputs_ON_Diverse_IEA_2023_05_05 | 2049 |  |  | Electricity |  | Capacity-Intraconnection | FOM | 0 |  |  | Electricity Transmission Line | MI | MI |  | 0.32065 | 0
LCP_Inputs_ON_Diverse_IEA_2023_05_05 | 2049 |  |  | Hydrogen |  | Capacity-Intraconnection | FOM | 0 |  |  | H2 Pipeline - New | MI | MI |  | 0.32065 | 0
LCP_Inputs_ON_Diverse_IEA_2023_05_05 | 2049 |  |  | Hydrogen |  | Capacity-Intraconnection | FOM | 0 |  |  | H2 Pipeline - Repurposed | MI | MI |  | 0.32065 | 0
LCP_Inputs_ON_Diverse_IEA_2023_05_05 | 2049 |  |  | Methane |  | Capacity-Intraconnection | FOM | 0 |  |  | CH4 Pipeline | NY | NY |  | 0.32065 | 0
LCP_Inputs_ON_Diverse_IEA_2023_05_05 | 2049 |  |  | Electricity |  | Capacity-Intraconnection | FOM | 0 |  |  | Electricity Transmission Line | NY | NY |  | 0.32065 | 0
LCP_Inputs_ON_Diverse_IEA_2023_05_05 | 2049 |  |  | Hydrogen |  | Capacity-Intraconnection | FOM | 0 |  |  | H2 Pipeline - New | NY | NY |  | 0.32065 | 0
LCP_Inputs_ON_Diverse_IEA_2023_05_05 | 2049 |  |  | Hydrogen |  | Capacity-Intraconnection | FOM | 0 |  |  | H2 Pipeline - Repurposed | NY | NY |  | 0.32065 | 0
LCP_Inputs_ON_Diverse_IEA_2023_05_05 | 2049 |  |  | Methane |  | Capacity-Interconnection | FOM | 0 |  |  | CH4 Pipeline | ON | MI |  | 0.32065 | 0
LCP_Inputs_ON_Diverse_IEA_2023_05_05 | 2049 |  |  | Electricity |  | Capacity-Interconnection | FOM | 5643750 |  |  | Electricity Transmission Line | ON | MI |  | 0.32065 | 1809676.4217
LCP_Inputs_ON_Diverse_IEA_2023_05_05 | 2049 |  |  | Hydrogen |  | Capacity-Interconnection | FOM | 0 |  |  | H2 Pipeline - New | ON | MI |  | 0.32065 | 0
LCP_Inputs_ON_Diverse_IEA_2023_05_05 | 2049 |  |  | Hydrogen |  | Capacity-Interconnection | FOM | 0 |  |  | H2 Pipeline - Repurposed | ON | MI |  | 0.32065 | 0
LCP_Inputs_ON_Diverse_IEA_2023_05_05 | 2049 |  |  | Methane |  | Capacity-Interconnection | FOM | 0 |  |  | CH4 Pipeline | ON | NY |  | 0.32065 | 0
LCP_Inputs_ON_Diverse_IEA_2023_05_05 | 2049 |  |  | Electricity |  | Capacity-Interconnection | FOM | 5643750 |  |  | Electricity Transmission Line | ON | NY |  | 0.32065 | 1809676.4217
LCP_Inputs_ON_Diverse_IEA_2023_05_05 | 2049 |  |  | Hydrogen |  | Capacity-Interconnection | FOM | 0 |  |  | H2 Pipeline - New | ON | NY |  | 0.32065 | 0
LCP_Inputs_ON_Diverse_IEA_2023_05_05 | 2049 |  |  | Hydrogen |  | Capacity-Interconnection | FOM | 0 |  |  | H2 Pipeline - Repurposed | ON | NY |  | 0.32065 | 0
LCP_Inputs_ON_Diverse_IEA_2023_05_05 | 2049 |  |  | Methane |  | Capacity-Intraconnection | FOM | 0 |  |  | CH4 Pipeline | ON | ON |  | 0.32065 | 0
LCP_Inputs_ON_Diverse_IEA_2023_05_05 | 2049 |  |  | Electricity |  | Capacity-Intraconnection | FOM | 0 |  |  | Electricity Transmission Line | ON | ON |  | 0.32065 | 0
LCP_Inputs_ON_Diverse_IEA_2023_05_05 | 2049 |  |  | Hydrogen |  | Capacity-Intraconnection | FOM | 0 |  |  | H2 Pipeline - New | ON | ON |  | 0.32065 | 0
LCP_Inputs_ON_Diverse_IEA_2023_05_05 | 2049 |  |  | Hydrogen |  | Capacity-Intraconnection | FOM | 0 |  |  | H2 Pipeline - Repurposed | ON | ON |  | 0.32065 | 0
LCP_Inputs_ON_Diverse_IEA_2023_05_05 | 2049 |  |  | Methane |  | Capacity-Interconnection | FOM | 0 |  |  | CH4 Pipeline | ON | PJ |  | 0.32065 | 0
LCP_Inputs_ON_Diverse_IEA_2023_05_05 | 2049 |  |  | Electricity |  | Capacity-Interconnection | FOM | 1128750 |  |  | Electricity Transmission Line | ON | PJ |  | 0.32065 | 361935.2843
LCP_Inputs_ON_Diverse_IEA_2023_05_05 | 2049 |  |  | Hydrogen |  | Capacity-Interconnection | FOM | 0 |  |  | H2 Pipeline - New | ON | PJ |  | 0.32065 | 0
LCP_Inputs_ON_Diverse_IEA_2023_05_05 | 2049 |  |  | Hydrogen |  | Capacity-Interconnection | FOM | 0 |  |  | H2 Pipeline - Repurposed | ON | PJ |  | 0.32065 | 0
LCP_Inputs_ON_Diverse_IEA_2023_05_05 | 2049 |  |  | Methane |  | Capacity-Interconnection | FOM | 0 |  |  | CH4 Pipeline | ON | QC |  | 0.32065 | 0
LCP_Inputs_ON_Diverse_IEA_2023_05_05 | 2049 |  |  | Electricity |  | Capacity-Interconnection | FOM | 7901250 |  |  | Electricity Transmission Line | ON | QC |  | 0.32065 | 2533546.9903
LCP_Inputs_ON_Diverse_IEA_2023_05_05 | 2049 |  |  | Hydrogen |  | Capacity-Interconnection | FOM | 0 |  |  | H2 Pipeline - New | ON | QC |  | 0.32065 | 0
LCP_Inputs_ON_Diverse_IEA_2023_05_05 | 2049 |  |  | Hydrogen |  | Capacity-Interconnection | FOM | 0 |  |  | H2 Pipeline - Repurposed | ON | QC |  | 0.32065 | 0
LCP_Inputs_ON_Diverse_IEA_2023_05_05 | 2049 |  |  | Methane |  | Capacity-Interconnection | FOM | 0 |  |  | CH4 Pipeline | ON | WC |  | 0.32065 | 0
LCP_Inputs_ON_Diverse_IEA_2023_05_05 | 2049 |  |  | Electricity |  | Capacity-Interconnection | FOM | 22575000 |  |  | Electricity Transmission Line | ON | WC |  | 0.32065 | 7238705.6867
LCP_Inputs_ON_Diverse_IEA_2023_05_05 | 2049 |  |  | Hydrogen |  | Capacity-Interconnection | FOM | 0 |  |  | H2 Pipeline - New | ON | WC |  | 0.32065 | 0
LCP_Inputs_ON_Diverse_IEA_2023_05_05 | 2049 |  |  | Hydrogen |  | Capacity-Interconnection | FOM | 10880975.7466 |  |  | H2 Pipeline - Repurposed | ON | WC |  | 0.32065 | 3489000.2664
LCP_Inputs_ON_Diverse_IEA_2023_05_05 | 2049 |  |  | Methane |  | Capacity-Intraconnection | FOM | 0 |  |  | CH4 Pipeline | PJ | PJ |  | 0.32065 | 0
LCP_Inputs_ON_Diverse_IEA_2023_05_05 | 2049 |  |  | Electricity |  | Capacity-Intraconnection | FOM | 0 |  |  | Electricity Transmission Line | PJ | PJ |  | 0.32065 | 0
LCP_Inputs_ON_Diverse_IEA_2023_05_05 | 2049 |  |  | Hydrogen |  | Capacity-Intraconnection | FOM | 0 |  |  | H2 Pipeline - New | PJ | PJ |  | 0.32065 | 0
LCP_Inputs_ON_Diverse_IEA_2023_05_05 | 2049 |  |  | Hydrogen |  | Capacity-Intraconnection | FOM | 0 |  |  | H2 Pipeline - Repurposed | PJ | PJ |  | 0.32065 | 0
LCP_Inputs_ON_Diverse_IEA_2023_05_05 | 2049 |  |  | Electricity |  | Capacity-Interconnection | FOM | 18115076.4092 |  |  | Electricity Transmission Line | QC | NY |  | 0.32065 | 5808624.8779
LCP_Inputs_ON_Diverse_IEA_2023_05_05 | 2049 |  |  | Methane |  | Capacity-Intraconnection | FOM | 0 |  |  | CH4 Pipeline | QC | QC |  | 0.32065 | 0
LCP_Inputs_ON_Diverse_IEA_2023_05_05 | 2049 |  |  | Electricity |  | Capacity-Intraconnection | FOM | 0 |  |  | Electricity Transmission Line | QC | QC |  | 0.32065 | 0
LCP_Inputs_ON_Diverse_IEA_2023_05_05 | 2049 |  |  | Hydrogen |  | Capacity-Intraconnection | FOM | 0 |  |  | H2 Pipeline - New | QC | QC |  | 0.32065 | 0
LCP_Inputs_ON_Diverse_IEA_2023_05_05 | 2049 |  |  | Hydrogen |  | Capacity-Intraconnection | FOM | 0 |  |  | H2 Pipeline - Repurposed | QC | QC |  | 0.32065 | 0
LCP_Inputs_ON_Diverse_IEA_2023_05_05 | 2049 |  |  | Electricity |  | Capacity-Interconnection | FOM | 3416688.9352 |  |  | Electricity Transmission Line | WC | MI |  | 0.32065 | 1095566.1406
LCP_Inputs_ON_Diverse_IEA_2023_05_05 | 2049 |  |  | Methane |  | Capacity-Intraconnection | FOM | 0 |  |  | CH4 Pipeline | WC | WC |  | 0.32065 | 0
LCP_Inputs_ON_Diverse_IEA_2023_05_05 | 2049 |  |  | Electricity |  | Capacity-Intraconnection | FOM | 0 |  |  | Electricity Transmission Line | WC | WC |  | 0.32065 | 0
LCP_Inputs_ON_Diverse_IEA_2023_05_05 | 2049 |  |  | Hydrogen |  | Capacity-Intraconnection | FOM | 0 |  |  | H2 Pipeline - New | WC | WC |  | 0.32065 | 0
LCP_Inputs_ON_Diverse_IEA_2023_05_05 | 2049 |  |  | Hydrogen |  | Capacity-Intraconnection | FOM | 0 |  |  | H2 Pipeline - Repurposed | WC | WC |  | 0.32065 | 0
LCP_Inputs_ON_Diverse_IEA_2023_05_05 | 2050 |  |  | Methane |  | Capacity-Intraconnection | CONE | 0 |  |  | CH4 Pipeline | MI | MI |  | 0.30832 | 0
LCP_Inputs_ON_Diverse_IEA_2023_05_05 | 2050 |  |  | Methane |  | Capacity-Intraconnection | FOM | 0 |  |  | CH4 Pipeline | MI | MI |  | 0.30832 | 0
LCP_Inputs_ON_Diverse_IEA_2023_05_05 | 2050 |  |  | Electricity |  | Capacity-Intraconnection | CONE | 0 |  |  | Electricity Transmission Line | MI | MI |  | 0.30832 | 0
LCP_Inputs_ON_Diverse_IEA_2023_05_05 | 2050 |  |  | Electricity |  | Capacity-Intraconnection | FOM | 0 |  |  | Electricity Transmission Line | MI | MI |  | 0.30832 | 0
LCP_Inputs_ON_Diverse_IEA_2023_05_05 | 2050 |  |  | Hydrogen |  | Capacity-Intraconnection | CONE | 0 |  |  | H2 Pipeline - New | MI | MI |  | 0.30832 | 0
LCP_Inputs_ON_Diverse_IEA_2023_05_05 | 2050 |  |  | Hydrogen |  | Capacity-Intraconnection | FOM | 0 |  |  | H2 Pipeline - New | MI | MI |  | 0.30832 | 0
LCP_Inputs_ON_Diverse_IEA_2023_05_05 | 2050 |  |  | Hydrogen |  | Capacity-Intraconnection | CONE | 0 |  |  | H2 Pipeline - Repurposed | MI | MI |  | 0.30832 | 0
LCP_Inputs_ON_Diverse_IEA_2023_05_05 | 2050 |  |  | Hydrogen |  | Capacity-Intraconnection | FOM | 0 |  |  | H2 Pipeline - Repurposed | MI | MI |  | 0.30832 | 0
LCP_Inputs_ON_Diverse_IEA_2023_05_05 | 2050 |  |  | Methane |  | Capacity-Intraconnection | CONE | 0 |  |  | CH4 Pipeline | NY | NY |  | 0.30832 | 0
LCP_Inputs_ON_Diverse_IEA_2023_05_05 | 2050 |  |  | Methane |  | Capacity-Intraconnection | FOM | 0 |  |  | CH4 Pipeline | NY | NY |  | 0.30832 | 0
LCP_Inputs_ON_Diverse_IEA_2023_05_05 | 2050 |  |  | Electricity |  | Capacity-Intraconnection | CONE | 0 |  |  | Electricity Transmission Line | NY | NY |  | 0.30832 | 0
LCP_Inputs_ON_Diverse_IEA_2023_05_05 | 2050 |  |  | Electricity |  | Capacity-Intraconnection | FOM | 0 |  |  | Electricity Transmission Line | NY | NY |  | 0.30832 | 0
LCP_Inputs_ON_Diverse_IEA_2023_05_05 | 2050 |  |  | Hydrogen |  | Capacity-Intraconnection | CONE | 0 |  |  | H2 Pipeline - New | NY | NY |  | 0.30832 | 0
LCP_Inputs_ON_Diverse_IEA_2023_05_05 | 2050 |  |  | Hydrogen |  | Capacity-Intraconnection | FOM | 0 |  |  | H2 Pipeline - New | NY | NY |  | 0.30832 | 0
LCP_Inputs_ON_Diverse_IEA_2023_05_05 | 2050 |  |  | Hydrogen |  | Capacity-Intraconnection | CONE | 0 |  |  | H2 Pipeline - Repurposed | NY | NY |  | 0.30832 | 0
LCP_Inputs_ON_Diverse_IEA_2023_05_05 | 2050 |  |  | Hydrogen |  | Capacity-Intraconnection | FOM | 0 |  |  | H2 Pipeline - Repurposed | NY | NY |  | 0.30832 | 0
LCP_Inputs_ON_Diverse_IEA_2023_05_05 | 2050 |  |  | Methane |  | Capacity-Interconnection | CONE | 0 |  |  | CH4 Pipeline | ON | MI |  | 0.30832 | 0
LCP_Inputs_ON_Diverse_IEA_2023_05_05 | 2050 |  |  | Methane |  | Capacity-Interconnection | FOM | 0 |  |  | CH4 Pipeline | ON | MI |  | 0.30832 | 0
LCP_Inputs_ON_Diverse_IEA_2023_05_05 | 2050 |  |  | Electricity |  | Capacity-Interconnection | CONE | 4031250 |  |  | Electricity Transmission Line | ON | MI |  | 0.30832 | 1242909.6303
LCP_Inputs_ON_Diverse_IEA_2023_05_05 | 2050 |  |  | Electricity |  | Capacity-Interconnection | FOM | 8465625 |  |  | Electricity Transmission Line | ON | MI |  | 0.30832 | 2610110.2236
LCP_Inputs_ON_Diverse_IEA_2023_05_05 | 2050 |  |  | Hydrogen |  | Capacity-Interconnection | CONE | 0 |  |  | H2 Pipeline - New | ON | MI |  | 0.30832 | 0
LCP_Inputs_ON_Diverse_IEA_2023_05_05 | 2050 |  |  | Hydrogen |  | Capacity-Interconnection | FOM | 0 |  |  | H2 Pipeline - New | ON | MI |  | 0.30832 | 0
LCP_Inputs_ON_Diverse_IEA_2023_05_05 | 2050 |  |  | Hydrogen |  | Capacity-Interconnection | CONE | 0 |  |  | H2 Pipeline - Repurposed | ON | MI |  | 0.30832 | 0
LCP_Inputs_ON_Diverse_IEA_2023_05_05 | 2050 |  |  | Hydrogen |  | Capacity-Interconnection | FOM | 0 |  |  | H2 Pipeline - Repurposed | ON | MI |  | 0.30832 | 0
LCP_Inputs_ON_Diverse_IEA_2023_05_05 | 2050 |  |  | Methane |  | Capacity-Interconnection | CONE | 0 |  |  | CH4 Pipeline | ON | NY |  | 0.30832 | 0
LCP_Inputs_ON_Diverse_IEA_2023_05_05 | 2050 |  |  | Methane |  | Capacity-Interconnection | FOM | 0 |  |  | CH4 Pipeline | ON | NY |  | 0.30832 | 0
LCP_Inputs_ON_Diverse_IEA_2023_05_05 | 2050 |  |  | Electricity |  | Capacity-Interconnection | CONE | 4031250 |  |  | Electricity Transmission Line | ON | NY |  | 0.30832 | 1242909.6303
LCP_Inputs_ON_Diverse_IEA_2023_05_05 | 2050 |  |  | Electricity |  | Capacity-Interconnection | FOM | 8465625 |  |  | Electricity Transmission Line | ON | NY |  | 0.30832 | 2610110.2236
LCP_Inputs_ON_Diverse_IEA_2023_05_05 | 2050 |  |  | Hydrogen |  | Capacity-Interconnection | CONE | 0 |  |  | H2 Pipeline - New | ON | NY |  | 0.30832 | 0
LCP_Inputs_ON_Diverse_IEA_2023_05_05 | 2050 |  |  | Hydrogen |  | Capacity-Interconnection | FOM | 0 |  |  | H2 Pipeline - New | ON | NY |  | 0.30832 | 0
LCP_Inputs_ON_Diverse_IEA_2023_05_05 | 2050 |  |  | Hydrogen |  | Capacity-Interconnection | CONE | 0 |  |  | H2 Pipeline - Repurposed | ON | NY |  | 0.30832 | 0
LCP_Inputs_ON_Diverse_IEA_2023_05_05 | 2050 |  |  | Hydrogen |  | Capacity-Interconnection | FOM | 0 |  |  | H2 Pipeline - Repurposed | ON | NY |  | 0.30832 | 0
LCP_Inputs_ON_Diverse_IEA_2023_05_05 | 2050 |  |  | Methane |  | Capacity-Intraconnection | CONE | 0 |  |  | CH4 Pipeline | ON | ON |  | 0.30832 | 0
LCP_Inputs_ON_Diverse_IEA_2023_05_05 | 2050 |  |  | Methane |  | Capacity-Intraconnection | FOM | 0 |  |  | CH4 Pipeline | ON | ON |  | 0.30832 | 0
LCP_Inputs_ON_Diverse_IEA_2023_05_05 | 2050 |  |  | Electricity |  | Capacity-Intraconnection | CONE | 23422630.0179 |  |  | Electricity Transmission Line | ON | ON |  | 0.30832 | 7221634.0876
LCP_Inputs_ON_Diverse_IEA_2023_05_05 | 2050 |  |  | Electricity |  | Capacity-Intraconnection | FOM | 0 |  |  | Electricity Transmission Line | ON | ON |  | 0.30832 | 0
LCP_Inputs_ON_Diverse_IEA_2023_05_05 | 2050 |  |  | Hydrogen |  | Capacity-Intraconnection | CONE | 0 |  |  | H2 Pipeline - New | ON | ON |  | 0.30832 | 0
LCP_Inputs_ON_Diverse_IEA_2023_05_05 | 2050 |  |  | Hydrogen |  | Capacity-Intraconnection | FOM | 0 |  |  | H2 Pipeline - New | ON | ON |  | 0.30832 | 0
LCP_Inputs_ON_Diverse_IEA_2023_05_05 | 2050 |  |  | Hydrogen |  | Capacity-Intraconnection | CONE | 21541693.4645 |  |  | H2 Pipeline - Repurposed | ON | ON |  | 0.30832 | 6641706.2349
LCP_Inputs_ON_Diverse_IEA_2023_05_05 | 2050 |  |  | Hydrogen |  | Capacity-Intraconnection | FOM | 0 |  |  | H2 Pipeline - Repurposed | ON | ON |  | 0.30832 | 0
LCP_Inputs_ON_Diverse_IEA_2023_05_05 | 2050 |  |  | Methane |  | Capacity-Interconnection | CONE | 0 |  |  | CH4 Pipeline | ON | PJ |  | 0.30832 | 0
LCP_Inputs_ON_Diverse_IEA_2023_05_05 | 2050 |  |  | Methane |  | Capacity-Interconnection | FOM | 0 |  |  | CH4 Pipeline | ON | PJ |  | 0.30832 | 0
LCP_Inputs_ON_Diverse_IEA_2023_05_05 | 2050 |  |  | Electricity |  | Capacity-Interconnection | CONE | 1612500 |  |  | Electricity Transmission Line | ON | PJ |  | 0.30832 | 497163.8521
LCP_Inputs_ON_Diverse_IEA_2023_05_05 | 2050 |  |  | Electricity |  | Capacity-Interconnection | FOM | 2257500 |  |  | Electricity Transmission Line | ON | PJ |  | 0.30832 | 696029.3929
LCP_Inputs_ON_Diverse_IEA_2023_05_05 | 2050 |  |  | Hydrogen |  | Capacity-Interconnection | CONE | 0 |  |  | H2 Pipeline - New | ON | PJ |  | 0.30832 | 0
LCP_Inputs_ON_Diverse_IEA_2023_05_05 | 2050 |  |  | Hydrogen |  | Capacity-Interconnection | FOM | 0 |  |  | H2 Pipeline - New | ON | PJ |  | 0.30832 | 0
LCP_Inputs_ON_Diverse_IEA_2023_05_05 | 2050 |  |  | Hydrogen |  | Capacity-Interconnection | CONE | 0 |  |  | H2 Pipeline - Repurposed | ON | PJ |  | 0.30832 | 0
LCP_Inputs_ON_Diverse_IEA_2023_05_05 | 2050 |  |  | Hydrogen |  | Capacity-Interconnection | FOM | 0 |  |  | H2 Pipeline - Repurposed | ON | PJ |  | 0.30832 | 0
LCP_Inputs_ON_Diverse_IEA_2023_05_05 | 2050 |  |  | Methane |  | Capacity-Interconnection | CONE | 0 |  |  | CH4 Pipeline | ON | QC |  | 0.30832 | 0
LCP_Inputs_ON_Diverse_IEA_2023_05_05 | 2050 |  |  | Methane |  | Capacity-Interconnection | FOM | 0 |  |  | CH4 Pipeline | ON | QC |  | 0.30832 | 0
LCP_Inputs_ON_Diverse_IEA_2023_05_05 | 2050 |  |  | Electricity |  | Capacity-Interconnection | CONE | 5643750 |  |  | Electricity Transmission Line | ON | QC |  | 0.30832 | 1740073.4824
LCP_Inputs_ON_Diverse_IEA_2023_05_05 | 2050 |  |  | Electricity |  | Capacity-Interconnection | FOM | 11851875 |  |  | Electricity Transmission Line | ON | QC |  | 0.30832 | 3654154.313
LCP_Inputs_ON_Diverse_IEA_2023_05_05 | 2050 |  |  | Hydrogen |  | Capacity-Interconnection | CONE | 0 |  |  | H2 Pipeline - New | ON | QC |  | 0.30832 | 0
LCP_Inputs_ON_Diverse_IEA_2023_05_05 | 2050 |  |  | Hydrogen |  | Capacity-Interconnection | FOM | 0 |  |  | H2 Pipeline - New | ON | QC |  | 0.30832 | 0
LCP_Inputs_ON_Diverse_IEA_2023_05_05 | 2050 |  |  | Hydrogen |  | Capacity-Interconnection | CONE | 1009651.6484 |  |  | H2 Pipeline - Repurposed | ON | QC |  | 0.30832 | 311294.4513
LCP_Inputs_ON_Diverse_IEA_2023_05_05 | 2050 |  |  | Hydrogen |  | Capacity-Interconnection | FOM | 3926423.0769 |  |  | H2 Pipeline - Repurposed | ON | QC |  | 0.30832 | 1210589.533
LCP_Inputs_ON_Diverse_IEA_2023_05_05 | 2050 |  |  | Methane |  | Capacity-Interconnection | CONE | 0 |  |  | CH4 Pipeline | ON | WC |  | 0.30832 | 0
LCP_Inputs_ON_Diverse_IEA_2023_05_05 | 2050 |  |  | Methane |  | Capacity-Interconnection | FOM | 0 |  |  | CH4 Pipeline | ON | WC |  | 0.30832 | 0
LCP_Inputs_ON_Diverse_IEA_2023_05_05 | 2050 |  |  | Electricity |  | Capacity-Interconnection | CONE | 16125000 |  |  | Electricity Transmission Line | ON | WC |  | 0.30832 | 4971638.5211
LCP_Inputs_ON_Diverse_IEA_2023_05_05 | 2050 |  |  | Electricity |  | Capacity-Interconnection | FOM | 33862500 |  |  | Electricity Transmission Line | ON | WC |  | 0.30832 | 10440440.8942
LCP_Inputs_ON_Diverse_IEA_2023_05_05 | 2050 |  |  | Hydrogen |  | Capacity-Interconnection | CONE | 0 |  |  | H2 Pipeline - New | ON | WC |  | 0.30832 | 0
LCP_Inputs_ON_Diverse_IEA_2023_05_05 | 2050 |  |  | Hydrogen |  | Capacity-Interconnection | FOM | 0 |  |  | H2 Pipeline - New | ON | WC |  | 0.30832 | 0
LCP_Inputs_ON_Diverse_IEA_2023_05_05 | 2050 |  |  | Hydrogen |  | Capacity-Interconnection | CONE | 22603183.4958 |  |  | H2 Pipeline - Repurposed | ON | WC |  | 0.30832 | 6968983.4274
LCP_Inputs_ON_Diverse_IEA_2023_05_05 | 2050 |  |  | Hydrogen |  | Capacity-Interconnection | FOM | 98782244.8971 |  |  | H2 Pipeline - Repurposed | ON | WC |  | 0.30832 | 30456410.1661
LCP_Inputs_ON_Diverse_IEA_2023_05_05 | 2050 |  |  | Methane |  | Capacity-Intraconnection | CONE | 0 |  |  | CH4 Pipeline | PJ | PJ |  | 0.30832 | 0
LCP_Inputs_ON_Diverse_IEA_2023_05_05 | 2050 |  |  | Methane |  | Capacity-Intraconnection | FOM | 0 |  |  | CH4 Pipeline | PJ | PJ |  | 0.30832 | 0
LCP_Inputs_ON_Diverse_IEA_2023_05_05 | 2050 |  |  | Electricity |  | Capacity-Intraconnection | CONE | 0 |  |  | Electricity Transmission Line | PJ | PJ |  | 0.30832 | 0
LCP_Inputs_ON_Diverse_IEA_2023_05_05 | 2050 |  |  | Electricity |  | Capacity-Intraconnection | FOM | 0 |  |  | Electricity Transmission Line | PJ | PJ |  | 0.30832 | 0
LCP_Inputs_ON_Diverse_IEA_2023_05_05 | 2050 |  |  | Hydrogen |  | Capacity-Intraconnection | CONE | 0 |  |  | H2 Pipeline - New | PJ | PJ |  | 0.30832 | 0
LCP_Inputs_ON_Diverse_IEA_2023_05_05 | 2050 |  |  | Hydrogen |  | Capacity-Intraconnection | FOM | 0 |  |  | H2 Pipeline - New | PJ | PJ |  | 0.30832 | 0
LCP_Inputs_ON_Diverse_IEA_2023_05_05 | 2050 |  |  | Hydrogen |  | Capacity-Intraconnection | CONE | 0 |  |  | H2 Pipeline - Repurposed | PJ | PJ |  | 0.30832 | 0
LCP_Inputs_ON_Diverse_IEA_2023_05_05 | 2050 |  |  | Hydrogen |  | Capacity-Intraconnection | FOM | 0 |  |  | H2 Pipeline - Repurposed | PJ | PJ |  | 0.30832 | 0
LCP_Inputs_ON_Diverse_IEA_2023_05_05 | 2050 |  |  | Electricity |  | Capacity-Interconnection | CONE | 4367551.4626 |  |  | Electricity Transmission Line | QC | NY |  | 0.30832 | 1346597.6493
LCP_Inputs_ON_Diverse_IEA_2023_05_05 | 2050 |  |  | Electricity |  | Capacity-Interconnection | FOM | 21172362.433 |  |  | Electricity Transmission Line | QC | NY |  | 0.30832 | 6527834.5832
LCP_Inputs_ON_Diverse_IEA_2023_05_05 | 2050 |  |  | Methane |  | Capacity-Intraconnection | CONE | 0 |  |  | CH4 Pipeline | QC | QC |  | 0.30832 | 0
LCP_Inputs_ON_Diverse_IEA_2023_05_05 | 2050 |  |  | Methane |  | Capacity-Intraconnection | FOM | 0 |  |  | CH4 Pipeline | QC | QC |  | 0.30832 | 0
LCP_Inputs_ON_Diverse_IEA_2023_05_05 | 2050 |  |  | Electricity |  | Capacity-Intraconnection | CONE | 0 |  |  | Electricity Transmission Line | QC | QC |  | 0.30832 | 0
LCP_Inputs_ON_Diverse_IEA_2023_05_05 | 2050 |  |  | Electricity |  | Capacity-Intraconnection | FOM | 0 |  |  | Electricity Transmission Line | QC | QC |  | 0.30832 | 0
LCP_Inputs_ON_Diverse_IEA_2023_05_05 | 2050 |  |  | Hydrogen |  | Capacity-Intraconnection | CONE | 0 |  |  | H2 Pipeline - New | QC | QC |  | 0.30832 | 0
LCP_Inputs_ON_Diverse_IEA_2023_05_05 | 2050 |  |  | Hydrogen |  | Capacity-Intraconnection | FOM | 0 |  |  | H2 Pipeline - New | QC | QC |  | 0.30832 | 0
LCP_Inputs_ON_Diverse_IEA_2023_05_05 | 2050 |  |  | Hydrogen |  | Capacity-Intraconnection | CONE | 0 |  |  | H2 Pipeline - Repurposed | QC | QC |  | 0.30832 | 0
LCP_Inputs_ON_Diverse_IEA_2023_05_05 | 2050 |  |  | Hydrogen |  | Capacity-Intraconnection | FOM | 0 |  |  | H2 Pipeline - Repurposed | QC | QC |  | 0.30832 | 0
LCP_Inputs_ON_Diverse_IEA_2023_05_05 | 2050 |  |  | Electricity |  | Capacity-Interconnection | CONE | 5213978.1012 |  |  | Electricity Transmission Line | WC | MI |  | 0.30832 | 1607566.783
LCP_Inputs_ON_Diverse_IEA_2023_05_05 | 2050 |  |  | Electricity |  | Capacity-Interconnection | FOM | 7066473.6061 |  |  | Electricity Transmission Line | WC | MI |  | 0.30832 | 2178725.7295
LCP_Inputs_ON_Diverse_IEA_2023_05_05 | 2050 |  |  | Methane |  | Capacity-Intraconnection | CONE | 0 |  |  | CH4 Pipeline | WC | WC |  | 0.30832 | 0
LCP_Inputs_ON_Diverse_IEA_2023_05_05 | 2050 |  |  | Methane |  | Capacity-Intraconnection | FOM | 0 |  |  | CH4 Pipeline | WC | WC |  | 0.30832 | 0
LCP_Inputs_ON_Diverse_IEA_2023_05_05 | 2050 |  |  | Electricity |  | Capacity-Intraconnection | CONE | 0 |  |  | Electricity Transmission Line | WC | WC |  | 0.30832 | 0
LCP_Inputs_ON_Diverse_IEA_2023_05_05 | 2050 |  |  | Electricity |  | Capacity-Intraconnection | FOM | 0 |  |  | Electricity Transmission Line | WC | WC |  | 0.30832 | 0
LCP_Inputs_ON_Diverse_IEA_2023_05_05 | 2050 |  |  | Hydrogen |  | Capacity-Intraconnection | CONE | 0 |  |  | H2 Pipeline - New | WC | WC |  | 0.30832 | 0
LCP_Inputs_ON_Diverse_IEA_2023_05_05 | 2050 |  |  | Hydrogen |  | Capacity-Intraconnection | FOM | 0 |  |  | H2 Pipeline - New | WC | WC |  | 0.30832 | 0
LCP_Inputs_ON_Diverse_IEA_2023_05_05 | 2050 |  |  | Hydrogen |  | Capacity-Intraconnection | CONE | 0 |  |  | H2 Pipeline - Repurposed | WC | WC |  | 0.30832 | 0
LCP_Inputs_ON_Diverse_IEA_2023_05_05 | 2050 |  |  | Hydrogen |  | Capacity-Intraconnection | FOM | 0 |  |  | H2 Pipeline - Repurposed | WC | WC |  | 0.30832 | 0
LCP_Inputs_ON_Diverse_IEA_2023_05_05 | 2020 |  |  |  |  | Carbon Offsets | CarbonOffsetPrice | 0 | [5 empty] | Offset A | 1 | 0
LCP_Inputs_ON_Diverse_IEA_2023_05_05 | 2021 |  |  |  |  | Carbon Offsets | CarbonOffsetPrice | 0 | [5 empty] | Offset A | 0.96154 | 0
LCP_Inputs_ON_Diverse_IEA_2023_05_05 | 2022 |  |  |  |  | Carbon Offsets | CarbonOffsetPrice | 0 | [5 empty] | Offset A | 0.92456 | 0
LCP_Inputs_ON_Diverse_IEA_2023_05_05 | 2023 |  |  |  |  | Carbon Offsets | CarbonOffsetPrice | 0 | [5 empty] | Offset A | 0.889 | 0
LCP_Inputs_ON_Diverse_IEA_2023_05_05 | 2024 |  |  |  |  | Carbon Offsets | CarbonOffsetPrice | 0 | [5 empty] | Offset A | 0.8548 | 0
LCP_Inputs_ON_Diverse_IEA_2023_05_05 | 2025 |  |  |  |  | Carbon Offsets | CarbonOffsetPrice | 0 | [5 empty] | Offset A | 0.82193 | 0
LCP_Inputs_ON_Diverse_IEA_2023_05_05 | 2026 |  |  |  |  | Carbon Offsets | CarbonOffsetPrice | 0 | [5 empty] | Offset A | 0.79031 | 0
LCP_Inputs_ON_Diverse_IEA_2023_05_05 | 2027 |  |  |  |  | Carbon Offsets | CarbonOffsetPrice | 0 | [5 empty] | Offset A | 0.75992 | 0
LCP_Inputs_ON_Diverse_IEA_2023_05_05 | 2028 |  |  |  |  | Carbon Offsets | CarbonOffsetPrice | 0 | [5 empty] | Offset A | 0.73069 | 0
LCP_Inputs_ON_Diverse_IEA_2023_05_05 | 2029 |  |  |  |  | Carbon Offsets | CarbonOffsetPrice | 0 | [5 empty] | Offset A | 0.70259 | 0
LCP_Inputs_ON_Diverse_IEA_2023_05_05 | 2030 |  |  |  |  | Carbon Offsets | CarbonOffsetPrice | 0 | [5 empty] | Offset A | 0.67556 | 0
LCP_Inputs_ON_Diverse_IEA_2023_05_05 | 2031 |  |  |  |  | Carbon Offsets | CarbonOffsetPrice | 0 | [5 empty] | Offset A | 0.64958 | 0
LCP_Inputs_ON_Diverse_IEA_2023_05_05 | 2032 |  |  |  |  | Carbon Offsets | CarbonOffsetPrice | 0 | [5 empty] | Offset A | 0.6246 | 0
LCP_Inputs_ON_Diverse_IEA_2023_05_05 | 2033 |  |  |  |  | Carbon Offsets | CarbonOffsetPrice | 0 | [5 empty] | Offset A | 0.60057 | 0
LCP_Inputs_ON_Diverse_IEA_2023_05_05 | 2034 |  |  |  |  | Carbon Offsets | CarbonOffsetPrice | 0 | [5 empty] | Offset A | 0.57748 | 0
LCP_Inputs_ON_Diverse_IEA_2023_05_05 | 2035 |  |  |  |  | Carbon Offsets | CarbonOffsetPrice | 0 | [5 empty] | Offset A | 0.55526 | 0
LCP_Inputs_ON_Diverse_IEA_2023_05_05 | 2036 |  |  |  |  | Carbon Offsets | CarbonOffsetPrice | 0 | [5 empty] | Offset A | 0.53391 | 0
LCP_Inputs_ON_Diverse_IEA_2023_05_05 | 2037 |  |  |  |  | Carbon Offsets | CarbonOffsetPrice | 0 | [5 empty] | Offset A | 0.51337 | 0
LCP_Inputs_ON_Diverse_IEA_2023_05_05 | 2038 |  |  |  |  | Carbon Offsets | CarbonOffsetPrice | 0 | [5 empty] | Offset A | 0.49363 | 0
LCP_Inputs_ON_Diverse_IEA_2023_05_05 | 2039 |  |  |  |  | Carbon Offsets | CarbonOffsetPrice | 0 | [5 empty] | Offset A | 0.47464 | 0
LCP_Inputs_ON_Diverse_IEA_2023_05_05 | 2040 |  |  |  |  | Carbon Offsets | CarbonOffsetPrice | 0 | [5 empty] | Offset A | 0.45639 | 0
LCP_Inputs_ON_Diverse_IEA_2023_05_05 | 2041 |  |  |  |  | Carbon Offsets | CarbonOffsetPrice | 0 | [5 empty] | Offset A | 0.43883 | 0
LCP_Inputs_ON_Diverse_IEA_2023_05_05 | 2042 |  |  |  |  | Carbon Offsets | CarbonOffsetPrice | 0 | [5 empty] | Offset A | 0.42196 | 0
LCP_Inputs_ON_Diverse_IEA_2023_05_05 | 2043 |  |  |  |  | Carbon Offsets | CarbonOffsetPrice | 0 | [5 empty] | Offset A | 0.40573 | 0
LCP_Inputs_ON_Diverse_IEA_2023_05_05 | 2044 |  |  |  |  | Carbon Offsets | CarbonOffsetPrice | 0 | [5 empty] | Offset A | 0.39012 | 0
LCP_Inputs_ON_Diverse_IEA_2023_05_05 | 2045 |  |  |  |  | Carbon Offsets | CarbonOffsetPrice | 0 | [5 empty] | Offset A | 0.37512 | 0
LCP_Inputs_ON_Diverse_IEA_2023_05_05 | 2046 |  |  |  |  | Carbon Offsets | CarbonOffsetPrice | 0 | [5 empty] | Offset A | 0.36069 | 0
LCP_Inputs_ON_Diverse_IEA_2023_05_05 | 2047 |  |  |  |  | Carbon Offsets | CarbonOffsetPrice | 0 | [5 empty] | Offset A | 0.34682 | 0
LCP_Inputs_ON_Diverse_IEA_2023_05_05 | 2048 |  |  |  |  | Carbon Offsets | CarbonOffsetPrice | 0 | [5 empty] | Offset A | 0.33348 | 0
LCP_Inputs_ON_Diverse_IEA_2023_05_05 | 2049 |  |  |  |  | Carbon Offsets | CarbonOffsetPrice | 0 | [5 empty] | Offset A | 0.32065 | 0
LCP_Inputs_ON_Diverse_IEA_2023_05_05 | 2050 |  |  |  |  | Carbon Offsets | CarbonOffsetPrice | 0 | [5 empty] | Offset A | 0.30832 | 0

## SupplyTechUnitCosts
SupplyTechnology | SupplyTechCostType | CostUnits | 2020 | 2030 | 2040 | 2050
Wind Onshore | FOM | $/FuelCapacityUnit-yr | 25000 | 25000 | 25000 | 25000
Wind Onshore | VOM | $/FuelOutputUnit | 0 | 0 | 0 | 0
Wind Onshore | CONE | $/FuelCapacityUnit | 1412875 | 1412875 | 1212875 | 1112875
Wind Onshore | Flex Adder | $/FuelCapacityUnit-yr | 0 | 0 | 0 | 0
Wind Onshore | Retirement | $/FuelCapacityUnit | 0 | 0 | 0 | 0
Wind Offshore | FOM | $/FuelCapacityUnit-yr | 40000 | 40000 | 30000 | 30000
Wind Offshore | VOM | $/FuelOutputUnit | 0 | 0 | 0 | 0
Wind Offshore | CONE | $/FuelCapacityUnit | 2662875 | 2662875 | 2112875 | 2112875
Wind Offshore | Flex Adder | $/FuelCapacityUnit-yr | 0 | 0 | 0 | 0
Wind Offshore | Retirement | $/FuelCapacityUnit | 0 | 0 | 0 | 0
Solar PV | FOM | $/FuelCapacityUnit-yr | 22000 | 22000 | 18000 | 18000
Solar PV | VOM | $/FuelOutputUnit | 0 | 0 | 0 | 0
Solar PV | CONE | $/FuelCapacityUnit | 1062875 | 1062875 | 812875 | 712875
Solar PV | Flex Adder | $/FuelCapacityUnit-yr | 0 | 0 | 0 | 0
Solar PV | Retirement | $/FuelCapacityUnit | 0 | 0 | 0 | 0
Hydro | FOM | $/FuelCapacityUnit-yr | 60305.9976 | 60305.9976 | 60305.9976 | 60305.9976
Hydro | VOM | $/FuelOutputUnit | 0 | 0 | 0 | 0
Hydro | CONE | $/FuelCapacityUnit | 6892114.0059 | 6892114.0059 | 6892114.0059 | 6892114.0059
Hydro | Flex Adder | $/FuelCapacityUnit-yr | 0 | 0 | 0 | 0
Hydro | Retirement | $/FuelCapacityUnit | 0 | 0 | 0 | 0
Hydro Pumped Storage | FOM | $/FuelCapacityUnit-yr | 0 | 0 | 0 | 0
Hydro Pumped Storage | VOM | $/FuelOutputUnit | 0 | 0 | 0 | 0
Hydro Pumped Storage | CONE | $/FuelCapacityUnit | 0.01 | 0.01 | 0.01 | 0.01
Hydro Pumped Storage | Flex Adder | $/FuelCapacityUnit-yr | 0 | 0 | 0 | 0
Hydro Pumped Storage | Retirement | $/FuelCapacityUnit | 0 | 0 | 0 | 0
Nuclear | FOM | $/FuelCapacityUnit-yr | 0 | 0 | 0 | 0
Nuclear | VOM | $/FuelOutputUnit | 95.83 | 95.83 | 95.83 | 95.83
Nuclear | CONE | $/FuelCapacityUnit | 0.01 | 0.01 | 0.01 | 0.01
Nuclear | Flex Adder | $/FuelCapacityUnit-yr | 0 | 0 | 0 | 0
Nuclear | Retirement | $/FuelCapacityUnit | 0 | 0 | 0 | 0
Nuclear SMR | FOM | $/FuelCapacityUnit-yr | 175000 | 175000 | 150000 | 125000
Nuclear SMR | VOM | $/FuelOutputUnit | 7.26 | 7.26 | 7.26 | 7.26
Nuclear SMR | CONE | $/FuelCapacityUnit | 7000000 | 7000000 | 6000000 | 5000000
Nuclear SMR | Flex Adder | $/FuelCapacityUnit-yr | 0 | 0 | 0 | 0
Nuclear SMR | Retirement | $/FuelCapacityUnit | 0 | 0 | 0 | 0
Fossil Fuel Thermal (Coal, Peat, Oil) | FOM | $/FuelCapacityUnit-yr | 0 | 0 | 0 | 0
Fossil Fuel Thermal (Coal, Peat, Oil) | VOM | $/FuelOutputUnit | 4.9087 | 4.9087 | 4.9087 | 4.9087
Fossil Fuel Thermal (Coal, Peat, Oil) | CONE | $/FuelCapacityUnit | 0.01 | 0.01 | 0.01 | 0.01
Fossil Fuel Thermal (Coal, Peat, Oil) | Flex Adder | $/FuelCapacityUnit-yr | 0 | 0 | 0 | 0
Fossil Fuel Thermal (Coal, Peat, Oil) | Retirement | $/FuelCapacityUnit | 0 | 0 | 0 | 0
O/CCGT - CH4 Existing | FOM | $/FuelCapacityUnit-yr | 0 | 0 | 0 | 0
O/CCGT - CH4 Existing | VOM | $/FuelOutputUnit | 2.38 | 2.38 | 2.38 | 2.38
O/CCGT - CH4 Existing | CONE | $/FuelCapacityUnit | 0.01 | 0.01 | 0.01 | 0.01
O/CCGT - CH4 Existing | Flex Adder | $/FuelCapacityUnit-yr | 0 | 0 | 0 | 0
O/CCGT - CH4 Existing | Retirement | $/FuelCapacityUnit | 0 | 0 | 0 | 0
O/CCGT - H2 New | FOM | $/FuelCapacityUnit-yr | 23000 | 23000 | 23000 | 23000
O/CCGT - H2 New | VOM | $/FuelOutputUnit | 2.737 | 2.737 | 2.737 | 2.737
O/CCGT - H2 New | CONE | $/FuelCapacityUnit | 759000 | 759000 | 759000 | 759000
O/CCGT - H2 New | Flex Adder | $/FuelCapacityUnit-yr | 0 | 0 | 0 | 0
O/CCGT - H2 New | Retirement | $/FuelCapacityUnit | 0 | 0 | 0 | 0
O/CCGT - CH4 New | FOM | $/FuelCapacityUnit-yr | 20000 | 20000 | 20000 | 20000
O/CCGT - CH4 New | VOM | $/FuelOutputUnit | 2.38 | 2.38 | 2.38 | 2.38
O/CCGT - CH4 New | CONE | $/FuelCapacityUnit | 660000 | 660000 | 660000 | 660000
O/CCGT - CH4 New | Flex Adder | $/FuelCapacityUnit-yr | 0 | 0 | 0 | 0
O/CCGT - CH4 New | Retirement | $/FuelCapacityUnit | 0 | 0 | 0 | 0
Biomass | FOM | $/FuelCapacityUnit-yr | 19337.5 | 19337.5 | 19337.5 | 19337.5
Biomass | VOM | $/FuelOutputUnit | 2.38 | 2.38 | 2.38 | 2.38
Biomass | CONE | $/FuelCapacityUnit | 654500 | 654500 | 654500 | 654500
Biomass | Flex Adder | $/FuelCapacityUnit-yr | 0 | 0 | 0 | 0
Biomass | Retirement | $/FuelCapacityUnit | 0 | 0 | 0 | 0
Generic - Generator | FOM | $/FuelCapacityUnit-yr | 22000 | 22000 | 22000 | 22000
Generic - Generator | VOM | $/FuelOutputUnit | 2.38 | 2.38 | 2.38 | 2.38
Generic - Generator | CONE | $/FuelCapacityUnit | 1160000 | 1160000 | 1130000 | 1130000
Generic - Generator | Flex Adder | $/FuelCapacityUnit-yr | 0 | 0 | 0 | 0
Generic - Generator | Retirement | $/FuelCapacityUnit | 0 | 0 | 0 | 0
CH4 Salt Cavern Storage - ON | FOM | $/FuelCapacityUnit-yr | 0 | 0 | 0 | 0
CH4 Salt Cavern Storage - ON | VOM | $/FuelOutputUnit | 10.5 | 10.5 | 10.5 | 10.5
CH4 Salt Cavern Storage - ON | CONE | $/FuelCapacityUnit | 0.01 | 0.01 | 0.01 | 0.01
CH4 Salt Cavern Storage - ON | Flex Adder | $/FuelCapacityUnit-yr | 0 | 0 | 0 | 0
CH4 Salt Cavern Storage - ON | Retirement | $/FuelCapacityUnit | 0 | 0 | 0 | 0
H2 Salt Cavern Storage - ON | FOM | $/FuelCapacityUnit-yr | 0 | 0 | 0 | 0
H2 Salt Cavern Storage - ON | VOM | $/FuelOutputUnit | 10.5 | 10.5 | 10.5 | 10.5
H2 Salt Cavern Storage - ON | CONE | $/FuelCapacityUnit | 0.01 | 0.01 | 0.01 | 0.01
H2 Salt Cavern Storage - ON | Flex Adder | $/FuelCapacityUnit-yr | 0 | 0 | 0 | 0
H2 Salt Cavern Storage - ON | Retirement | $/FuelCapacityUnit | 0 | 0 | 0 | 0
H2 Import - QC | FOM | $/FuelCapacityUnit-yr | 0 | 0 | 0 | 0
H2 Import - QC | VOM | $/FuelOutputUnit | 0 | 0 | 0 | 0
H2 Import - QC | CONE | $/FuelCapacityUnit | 0.01 | 0.01 | 0.01 | 0.01
H2 Import - QC | Flex Adder | $/FuelCapacityUnit-yr | 0 | 0 | 0 | 0
H2 Import - QC | Retirement | $/FuelCapacityUnit | 0 | 0 | 0 | 0
H2 Import - WC | FOM | $/FuelCapacityUnit-yr | 0 | 0 | 0 | 0
H2 Import - WC | VOM | $/FuelOutputUnit | 0 | 0 | 0 | 0
H2 Import - WC | CONE | $/FuelCapacityUnit | 0.01 | 0.01 | 0.01 | 0.01
H2 Import - WC | Flex Adder | $/FuelCapacityUnit-yr | 0 | 0 | 0 | 0
H2 Import - WC | Retirement | $/FuelCapacityUnit | 0 | 0 | 0 | 0
CH4 Import - WC 2020 | FOM | $/FuelCapacityUnit-yr | 0 | 0 | 0 | 0
CH4 Import - WC 2020 | VOM | $/FuelOutputUnit | 0 | 0 | 0 | 0
CH4 Import - WC 2020 | CONE | $/FuelCapacityUnit | 0.01 | 0.01 | 0.01 | 0.01
CH4 Import - WC 2020 | Flex Adder | $/FuelCapacityUnit-yr | 0 | 0 | 0 | 0
CH4 Import - WC 2020 | Retirement | $/FuelCapacityUnit | 0 | 0 | 0 | 0
CH4 Import - WC 2030 | FOM | $/FuelCapacityUnit-yr | 0 | 0 | 0 | 0
CH4 Import - WC 2030 | VOM | $/FuelOutputUnit | 0 | 0 | 0 | 0
CH4 Import - WC 2030 | CONE | $/FuelCapacityUnit | 0.01 | 0.01 | 0.01 | 0.01
CH4 Import - WC 2030 | Flex Adder | $/FuelCapacityUnit-yr | 0 | 0 | 0 | 0
CH4 Import - WC 2030 | Retirement | $/FuelCapacityUnit | 0 | 0 | 0 | 0
CH4 Import - WC 2040 | FOM | $/FuelCapacityUnit-yr | 0 | 0 | 0 | 0
CH4 Import - WC 2040 | VOM | $/FuelOutputUnit | 0 | 0 | 0 | 0
CH4 Import - WC 2040 | CONE | $/FuelCapacityUnit | 0.01 | 0.01 | 0.01 | 0.01
CH4 Import - WC 2040 | Flex Adder | $/FuelCapacityUnit-yr | 0 | 0 | 0 | 0
CH4 Import - WC 2040 | Retirement | $/FuelCapacityUnit | 0 | 0 | 0 | 0
CH4 Import - WC 2050 | FOM | $/FuelCapacityUnit-yr | 0 | 0 | 0 | 0
CH4 Import - WC 2050 | VOM | $/FuelOutputUnit | 0 | 0 | 0 | 0
CH4 Import - WC 2050 | CONE | $/FuelCapacityUnit | 0.01 | 0.01 | 0.01 | 0.01
CH4 Import - WC 2050 | Flex Adder | $/FuelCapacityUnit-yr | 0 | 0 | 0 | 0
CH4 Import - WC 2050 | Retirement | $/FuelCapacityUnit | 0 | 0 | 0 | 0
CH4 Import - NY 2020 | FOM | $/FuelCapacityUnit-yr | 0 | 0 | 0 | 0
CH4 Import - NY 2020 | VOM | $/FuelOutputUnit | 0 | 0 | 0 | 0
CH4 Import - NY 2020 | CONE | $/FuelCapacityUnit | 0.01 | 0.01 | 0.01 | 0.01
CH4 Import - NY 2020 | Flex Adder | $/FuelCapacityUnit-yr | 0 | 0 | 0 | 0
CH4 Import - NY 2020 | Retirement | $/FuelCapacityUnit | 0 | 0 | 0 | 0
CH4 Import - NY 2030 | FOM | $/FuelCapacityUnit-yr | 0 | 0 | 0 | 0
CH4 Import - NY 2030 | VOM | $/FuelOutputUnit | 0 | 0 | 0 | 0
CH4 Import - NY 2030 | CONE | $/FuelCapacityUnit | 0.01 | 0.01 | 0.01 | 0.01
CH4 Import - NY 2030 | Flex Adder | $/FuelCapacityUnit-yr | 0 | 0 | 0 | 0
CH4 Import - NY 2030 | Retirement | $/FuelCapacityUnit | 0 | 0 | 0 | 0
CH4 Import - NY 2040 | FOM | $/FuelCapacityUnit-yr | 0 | 0 | 0 | 0
CH4 Import - NY 2040 | VOM | $/FuelOutputUnit | 0 | 0 | 0 | 0
CH4 Import - NY 2040 | CONE | $/FuelCapacityUnit | 0.01 | 0.01 | 0.01 | 0.01
CH4 Import - NY 2040 | Flex Adder | $/FuelCapacityUnit-yr | 0 | 0 | 0 | 0
CH4 Import - NY 2040 | Retirement | $/FuelCapacityUnit | 0 | 0 | 0 | 0
CH4 Import - NY 2050 | FOM | $/FuelCapacityUnit-yr | 0 | 0 | 0 | 0
CH4 Import - NY 2050 | VOM | $/FuelOutputUnit | 0 | 0 | 0 | 0
CH4 Import - NY 2050 | CONE | $/FuelCapacityUnit | 0.01 | 0.01 | 0.01 | 0.01
CH4 Import - NY 2050 | Flex Adder | $/FuelCapacityUnit-yr | 0 | 0 | 0 | 0
CH4 Import - NY 2050 | Retirement | $/FuelCapacityUnit | 0 | 0 | 0 | 0
Battery Storage | FOM | $/FuelCapacityUnit-yr | 44000 | 30000 | 28000 | 24000
Battery Storage | VOM | $/FuelOutputUnit | 0 | 0 | 0 | 0
Battery Storage | CONE | $/FuelCapacityUnit | 1750000 | 1200000 | 1100000 | 950000
Battery Storage | Flex Adder | $/FuelCapacityUnit-yr | 0 | 0 | 0 | 0
Battery Storage | Retirement | $/FuelCapacityUnit | 0 | 0 | 0 | 0
Electrolyser 2020/2030 | FOM | $/FuelCapacityUnit-yr | 20000 | 20000 | 20000 | 20000
Electrolyser 2020/2030 | VOM | $/FuelOutputUnit | 0 | 0 | 0 | 0
Electrolyser 2020/2030 | CONE | $/FuelCapacityUnit | 570000 | 570000 | 570000 | 570000
Electrolyser 2020/2030 | Flex Adder | $/FuelCapacityUnit-yr | 0 | 0 | 0 | 0
Electrolyser 2020/2030 | Retirement | $/FuelCapacityUnit | 0 | 0 | 0 | 0
Electrolyser 2040 | FOM | $/FuelCapacityUnit-yr | 14000 | 14000 | 14000 | 14000
Electrolyser 2040 | VOM | $/FuelOutputUnit | 0 | 0 | 0 | 0
Electrolyser 2040 | CONE | $/FuelCapacityUnit | 390000 | 390000 | 390000 | 390000
Electrolyser 2040 | Flex Adder | $/FuelCapacityUnit-yr | 0 | 0 | 0 | 0
Electrolyser 2040 | Retirement | $/FuelCapacityUnit | 0 | 0 | 0 | 0
Electrolyser 2050 | FOM | $/FuelCapacityUnit-yr | 8000 | 8000 | 8000 | 8000
Electrolyser 2050 | VOM | $/FuelOutputUnit | 0 | 0 | 0 | 0
Electrolyser 2050 | CONE | $/FuelCapacityUnit | 240000 | 240000 | 240000 | 240000
Electrolyser 2050 | Flex Adder | $/FuelCapacityUnit-yr | 0 | 0 | 0 | 0
Electrolyser 2050 | Retirement | $/FuelCapacityUnit | 0 | 0 | 0 | 0
Anaerobic Digestion | FOM | $/FuelCapacityUnit-yr | 89640.3551 | 89640.3551 | 89640.3551 | 89640.3551
Anaerobic Digestion | VOM | $/FuelOutputUnit | 73.1 | 70.1 | 68.6 | 67.1
Anaerobic Digestion | CONE | $/FuelCapacityUnit | 446820.4774 | 446820.4774 | 446820.4774 | 446820.4774
Anaerobic Digestion | Flex Adder | $/FuelCapacityUnit-yr | 0 | 0 | 0 | 0
Anaerobic Digestion | Retirement | $/FuelCapacityUnit | 0 | 0 | 0 | 0
CH4 + CCS | FOM | $/FuelCapacityUnit-yr | 0 | 0 | 0 | 0
CH4 + CCS | VOM | $/FuelOutputUnit | 1.442 | 1.442 | 1.442 | 1.442
CH4 + CCS | CONE | $/FuelCapacityUnit | 0.01 | 0.01 | 0.01 | 0.01
CH4 + CCS | Flex Adder | $/FuelCapacityUnit-yr | 0 | 0 | 0 | 0
CH4 + CCS | Retirement | $/FuelCapacityUnit | 0 | 0 | 0 | 0
SMR CCS | FOM | $/FuelCapacityUnit-yr | 94500 | 94500 | 94500 | 94500
SMR CCS | VOM | $/FuelOutputUnit | 0 | 0 | 0 | 0
SMR CCS | CONE | $/FuelCapacityUnit | 3150000 | 3150000 | 3150000 | 3150000
SMR CCS | Flex Adder | $/FuelCapacityUnit-yr | 0 | 0 | 0 | 0
SMR CCS | Retirement | $/FuelCapacityUnit | 0 | 0 | 0 | 0
Biomass + CCS | FOM | $/FuelCapacityUnit-yr | 287300 | 287300 | 287300 | 287300
Biomass + CCS | VOM | $/FuelOutputUnit | 1.442 | 1.442 | 1.442 | 1.442
Biomass + CCS | CONE | $/FuelCapacityUnit | 5780000 | 5780000 | 5780000 | 5780000
Biomass + CCS | Flex Adder | $/FuelCapacityUnit-yr | 0 | 0 | 0 | 0
Biomass + CCS | Retirement | $/FuelCapacityUnit | 0 | 0 | 0 | 0