## General
Cost Units | million CAD$
Assign supply technologies to a cost bucket:
SupplyTech | System
Anaerobic Digestion | Gas System
Battery Storage | Electricity System
Hydro Pumped Storage | Electricity System
O/CCGT - CH4 Existing | Electricity System
O/CCGT - CH4 New | Electricity System
O/CCGT - H2 New | Electricity System
Biomass | Electricity System
Fossil Fuel Thermal (Coal, Peat, Oil) | Electricity System
Generic - Generator | Electricity System
Hydro | Electricity System
Nuclear | Electricity System
Solar PV | Electricity System
Wind Offshore | Electricity System
Wind Onshore | Electricity System
Electrolyser 2020/2030 | Gas System
Electrolyser 2040 | Gas System
SMR CCS | Gas System
Electrolyser 2050 | Gas System

## Total Energy System Cost
Diversified Scenario: Total Energy System Costs |  |  |  |  | Detailed Energy System Costs
Totals (Billion CAD) | 2020-2030 | 2030-2040 | 2040-2050 | TOTAL | Totals (Billion CAD) | 2020-2030 | 2030-2040 | 2040-2050 | TOTAL
End User Costs | 18.718 | 31.8513 | 2.2539 | 52.8232 | End User Costs | 18.718 | 31.8513 | 2.2539 | 52.8232
Electricity System | 118.6204 | 118.7944 | 112.4386 | 349.8534 | Equipment | 14.3178 | 23.1384 | 1.8131 | 39.2693
Gas System | 69.6001 | 134.8162 | 104.9459 | 309.3622 | Retrofits | 4.4002 | 8.713 | 0.44081 | 13.554
Total | 206.9384 | 285.4619 | 219.6385 | 712.0389 | Electricity System | 118.6204 | 118.7944 | 112.4386 | 349.8534
Electricity + Gas | 188.2205 | 253.6106 | 217.3846 | 659.2157 | Supply Tech Costs | 116.0776 | 111.011 | 105.4015 | 332.4901
[5 empty] | Infra Dispatch (to) | 0.18673 | 0.60293 | 0.75137 | 1.541
[5 empty] | Infra Dispatch (from) | -0.41491 | -0.30834 | -0.6673 | -1.3906
[5 empty] | Known Capacity | 2.771 | 7.4888 | 6.953 | 17.2128
[5 empty] | Gas System | 69.6001 | 134.8162 | 104.9459 | 309.3622
[5 empty] | Supply Tech Costs | 12.2227 | 31.7476 | 40.405 | 84.3752
[5 empty] | Dispatch Import | 48.4789 | 92.122 | 48.9549 | 189.5559
[5 empty] | Infra Capacity | 0.12476 | 0.31967 | 0.46057 | 0.90499
[5 empty] | Intra ON H2 Transmission OPEX | 0.29112 | 3.5621 | 10.182 | 14.0352
[5 empty] | Intra ON CH4 Transmission OPEX | 8.4827 | 7.0649 | 4.9434 | 20.4909 | Includes dispatch (to) costs, on the assumption that the destination (receiving province) pays.
[5 empty] | Total | 206.9384 | 285.4619 | 219.6385 | 712.0389
Totals (Billion CAD) | 2020-2030 | 2031-2040 | 2041-2050 | TOTAL
End User Costs | 18.718 | 31.8513 | 2.2539 | 52.8232
Electricity System | 118.6204 | 118.7944 | 112.4386 | 349.8534
Emissions Costs | 23.2659 | 70.3804 | 36.3208 | 129.9672
Gas System | 46.3342 | 64.4358 | 68.6251 | 179.3951
Total | 206.9384 | 285.4619 | 219.6385 | 712.0389
Electricity + Gas | 188.2205 | 253.6106 | 217.3846 | 659.2157

## Infrastructure CAPEX (hidden)
Motivation: The original study did not include gas CAPEX costs for T&D. This sheet calculates what they should have been |  |  |  |  | Sources:
Method: Original cost source is the Gas for climate study, as stated in the P2NZ report (see screenshots to the right). To get those values in $/MW-km, we use the sweden study (whose source is the gas for climate - see screenshot to the right of the P2NZ screenshot). They are the same numbers, but calculated in terms of capacity in the sweden study. | [5 empty] | Pathways to Net Zero Emissions for Ontario (enbridgegas.com) | Report link: guidehouse_energiforsk_report_draft-2 | Estimating Hydrogen Transmission length based on supply (wind near lake Huron) and demand centers (Golden Horseshoe + eastern Ontario) |  |  |  | Hydrogen Distribution Costs
[6 empty] | Page A-8 to A-9: |  | Map 1 | 315 | km | Lake huron -> Toronto -> Hamilton -> Niagara | Path-to-Hydrogen-Competitiveness_Full-Study-1.pdf (hydrogencouncil.com)
Normalized Transmission Costs for New Hydrogen Pipelines | 263 | Euros/MW-km | [5 empty] | Map 2 | 174 | km | Kingston -> Ottawa |  | 2020 | 2030
| 394.5 | $CAD/MW-km | [5 empty] | Map 3 | 337 | km | Kitchener/Guelph -> Markham/Vaughan -> Kingston | $USD/kg | 1.6 | 0.4
Source: P2NZ Report (see screenshots to the right - original source is Gas for Climate but values are pulled from Sweden study)
[8 empty] | Div. Scenario: | 826 | km | Assume diversified scenario needs all main population centers connected
Existing Transmission System Pipeline Length | 5500 | km | [5 empty] | Elec. Scenario: | 315 | km | Assume electrification scenario only needs connection to Golden Horseshoe (Toronto/Hamilton/Niagara… etc ~54% of Ontario population)
Existing Distribution System Pipeline Length | 148000 | km
Source: P2NZ Report (see screenshot to the right)
% of Buildings that have hydrogen service in 2050
Diversified Scenario: Residential Buildings | 47%
Diversified Scenario: Commercial Buildings | 30%
Electrification Scenario: Residential Buildings | 4%
Electrification Scenario: Commercial Buildings | 16%
Source: Demand Forecast. Tab: Diverse_Scenario_Results, Electric_Scenario_Results, Com_Diverse_Results, Com_Electric_Results. Link: https://accesshub.sharepoint.com/:x:/r/sites/engf0juqctjfa1lh/Shared%20Documents/03_Data%20Collection%20and%20Scenarios/01%20Scenario%20Development/20220317_Scenario_development_ETSA.xlsx?d=we49b3268a2d54552b766ad9a64a83b6c&csf=1&web=1&e=dkDqdg
Map - Enbridge Inc.
| Diversified Scenario | Electrification Scenario
Future H2 Transmission System Pipeline Length (km) | 826 | 315
Future H2 Distribution System Pipeline Length (km) | 69560 | 5920
Cost of H2 Transmission ($CAD/MW) | 325857 | 124267.5
Cost of H2 Distribution ($CAD/MW)
Capacity of Hydrogen Infra | 2020 | 2030 | 2040 | 2050
Diversified Scenario
Electrified Scenario
Page 12
Note on B13: [Threaded comment] Your version of Excel allows you to read this threaded comment; however, any edits to it will get removed if the file is opened in a newer version of Excel. Learn more: https://go.microsoft.com/fwlink/?linkid=870924 Comment: These percentages come from the demand forecast. They are the % of buildings with Hydrogen space heating. This operates on the assumption that homes with hydrogen for any other end use also have hydrogen heating.

## End-User Costs
Total Number of Households (IESO APO) | [6 empty] | $US to $CAD conversion: | 1.3
| 2020 | 2030 | 2040 | 2050
Households (#millions) | 5.8157 | 6.56 | 7.19 | 7.9647
New Builds (#millions) | 0 | 0.74426 | 0.63 | 0.77468
Space Heating | Percent of households per technology type
| 2020 | 2030 | 2040 | 2050
RNG + H2 (New) Gas HP | 0% | 6% | 34% | 55%
Electric ASHP | 7% | 12.5% | 24% | 30%
Electric GSHP | 0% | 3.5% | 7% | 10%
Hybrid | 0% | 0% | 0% | 0%
Other | 11% | 10% | 7% | 5%
Natural Gas Furnace | 81.61% | 68% | 28% | 0%
Total | 99.61% | 100% | 100% | 100%
Percent of new builds per technology type
RNG + H2 (New) Gas HP | 40.17%
Electric ASHP | 30.17%
Electric GSHP | 29.65%
Hybrid | 0%
Total | 100%
Space Heating | Cumulative number of total households per technology type (millions)
| 2020 | 2030 | 2040 | 2050
RNG + H2 (New) Gas HP | 0 | 0.3936 | 2.4446 | 4.3806
Electric ASHP | 0.4071 | 0.82 | 1.7256 | 2.3894
Electric GSHP | 0 | 0.2296 | 0.5033 | 0.79647
Hybrid | 0 | 0 | 0 | 0
Other | 0.63973 | 0.656 | 0.5033 | 0.39823
Natural Gas Furnace | 4.7464 | 4.4608 | 2.0132 | 0
Total | 5.7933 | 6.56 | 7.19 | 7.9647
Space Heating | Incremental number of new households per technology type each year (millions)
| 2020 | 2030 | 2040 | 2050
RNG + H2 (New) Gas HP | 0 | 0.29901 | 0.2531 | 0.31123
Electric ASHP | 0 | 0.22458 | 0.1901 | 0.23376
Electric GSHP | 0 | 0.22068 | 0.1868 | 0.2297
Check | TRUE | TRUE | TRUE | TRUE
Total cost of space heating technology
Space Heating | Incremental number of existing households switching to each technology type (million) |  |  |  | Incremental number of new builds per technology type (million households)
| 2020 | 2030 | 2040 | 2050 | 2020 | 2030 | 2040 | 2050
RNG + H2 (New) Gas HP |  | 0.094594 | 1.7979 | 1.6247 |  | 0.29901 | 0.2531 | 0.31123
Electric ASHP |  | 0.18832 | 0.7155 | 0.43005 |  | 0.22458 | 0.1901 | 0.23376
Electric GSHP |  | 0.0089219 | 0.086902 | 0.06347 |  | 0.22068 | 0.1868 | 0.2297
Hybrid |  | 0 | 0 | 0 |  | 0 | 0 | 0
Total |  | 0.29184 | 2.6003 | 2.1183 |  | 0.74426 | 0.63 | 0.77468 |  |  | Source: | The Economic Value of Ground Source Heat Pumps for Building Sector Decarbonization (Dunsky, 2020)
Costs (CAD$/unit)
| Existing Home | New Construction | Assumptions | Source |  | Year | Reduction in HP Cost
Cold Climate HP with electric resistance backup | 11100 | 11100 | Includes installation cost | Pages 347-348, link: https://www.rds.oeb.ca/CMWebDrawer/Record/732115/File/document |  | 2030 | 5%
Hybrid Heating with Smart Controls | 11350 | 11350 | Includes installation cost | Pages 347-348, link: https://www.rds.oeb.ca/CMWebDrawer/Record/732115/File/document |  | 2040 | 10%
Gas Heat Pump | 12200 | 12200 | See blue stars on chart to the right for estimates. 8000 is the cost of the gas heat pump + 4200 for a low-capacity A/C system | Page 397, link: https://www.rds.oeb.ca/CMWebDrawer/Record/732115/File/document |  | 2050 | 15%
Electric GSHP | 27500 | 24655.3442 | 3.4 ton heating capacity | Dunsky report, see screenshot to the right
Space Heating | Total cost (billion CAD$) |  |  |  |  | $USD | GSHP Cost (equip + install) [$/ton] | Source
| 2020 | 2030 | 2040 | 2050 |  | New Construction | 9520.6906 | Massachusetts Clean Energy Center: Ground Source Heat Pump Program. Available: https://www.masscec.com/public-records-requests | 12376.8978 | 42081.4524
RNG + H2 (New) Gas HP |  | 4.5618 | 22.52 | 20.0761 |  | Retrofit | 10619.1578 |  | 13804.9052 | 46936.6776
Electric ASHP |  | 4.354 | 9.0469 | 6.263 |  | Difference | 111.5%
Electric GSHP |  | 5.4019 | 6.2958 | 6.2974
Hybrid |  | 0 | 0 | 0
Total |  | 14.3178 | 37.8628 | 32.6365
[11 empty] | Source: | Page 397, link: https://www.rds.oeb.ca/CMWebDrawer/Record/732115/File/document
Retrofit Costs
(Thousand £) | 2020 | 2030 | 2040 | 2050
Low-Medium | 7.82 | 7.089 | 6.528 | 5.967
Medium - High | 18.496 | 16.796 | 15.538 | 14.28
CAD$/Pound | 1.7
Thousand CAD$ | 2020 | 2030 | 2040 | 2050
Moderate Retrofit | 13.294 | 12.0513 | 11.0976 | 10.1439
Deep Retrofit | 31.4432 | 28.5532 | 26.4146 | 24.276
[12 empty] | Shares (%) | 2018
[12 empty] | Before 1946 | 11.8
| Existing Homes Retrofit Assumptions | [10 empty] | 1946–1960 | 7.9
| Moderate Retrofit | Deep Retrofit | [9 empty] | 1961–1977 | 17.6
Electric ASHP | 33.9% | 66.2% | [9 empty] | 1978–1983 | 8.6
Electric GSHP | 66.2% | 0% | [9 empty] | 1984–1995 | 20.3
[12 empty] | 1996–2000 | 5.6
[12 empty] | 2001–2005 | 8.1
| Total cost (billion CAD$) | [10 empty] | 2006–2010 | 6.9
| 2020 | 2030 | 2040 | 2050 | [7 empty] | 2011–2015 | 6.5
Moderate Retrofit |  | 0.84054 | 3.3302 | 1.9051 | [7 empty] | 2016–2018 | 6.8
Deep Retrofit |  | 3.5596 | 12.5116 | 6.9112 | [7 empty] | Source: | Residential Sector Ontario Table 15: Housing Stock by Building Type and Vintage ¦ Natural Resources Canada (rncan.gc.ca)
Total end user cost
| Total cost of retrofits (billion CAD$) WITHOUT SALVAGE | [7 empty] | DiscountSalvage
| 2020 | 2030 | 2040 | 2050 |  |  | Lifetime |  | SimYr | Equipment | Retrofits
Equipment |  | 14.3178 | 37.8628 | 32.6365 |  | Equipment | 18 |  | 2020 | 1 | 1
Retrofits |  | 4.4002 | 15.8418 | 8.8162 |  | Retrofits | 20 |  | 2030 | 1 | 1
Total |  | 18.718 | 53.7045 | 41.4527 |  |  |  |  | 2040 | 0.61111 | 0.55
[9 empty] | 2050 | 0.055556 | 0.05
Total cost of retrofits (billion CAD$) WITH SALVAGE
| 2020 | 2030 | 2040 | 2050
Equipment |  | 14.3178 | 23.1384 | 1.8131
Retrofits |  | 4.4002 | 8.713 | 0.44081
Total |  | 18.718 | 31.8513 | 2.2539
Cost per household (CAD$) |  | 2853.3469 | 4429.9468 | 282.9928
Equipment Conversion Pathways:
Assume costs of all HPs come down 12-15% from 2020 to 2050 due to tech improvement over time and installer familiarity with the equipment as penetration increases.
Cost to upgrade system: ETM Model Insulation Table 11 (https://docs.energytransitionmodel.com/main/insulation)
Cost to upgrade system: ETM Model Insulation Table 11 (https://docs.energytransitionmodel.com/main/insulation)
See New End-user Costs Updated 11-08.xlsx. Tab "Balanced" for detailed calculations
Retrofit Assumptions
All existing homes switching to ASHPs receive a retrofit.
  Homes built before 1995 require a deep retrofit
  Homes built after 1995 require a moderate retrofit.
Older existing homes switching to GSHPs receive a retrofit
  Homes built before 1995 switching to GSHPs receive a moderate retrofit
All other technologies do not require retrofits beyond current EE programs.
NEW HOMES DO NOT GET RETROFITTED
New Home Assumptions:
80% of added GSHPs are installed in new construction homes, the rest are retrofitted into existing homes
Of the remaining new construction homes, 50% install an ASHP and 50% install a gas HP

## Emissions Costs
Year Range: | 2020-2030 | 2020-2030 | 2020-2030 | 2020-2030 | 2020-2030 | 2020-2030 | 2020-2030 | 2020-2030 | 2020-2030 | 2020-2030 | 2020-2030 | 2030-2040 | 2030-2040 | 2030-2040 | 2030-2040 | 2030-2040 | 2030-2040 | 2030-2040 | 2030-2040 | 2030-2040 | 2030-2040 | 2040-2050 | 2040-2050 | 2040-2050 | 2040-2050 | 2040-2050 | 2040-2050 | 2040-2050 | 2040-2050 | 2040-2050 | 2040-2050
ScenarioName | LCP_Inputs_ON_Diverse_Howarth_2023_05_05
var_type | (All)
Sum of SolutionCost | Column Labels
Row Labels | 2020 | 2021 | 2022 | 2023 | 2024 | 2025 | 2026 | 2027 | 2028 | 2029 | 2030 | 2031 | 2032 | 2033 | 2034 | 2035 | 2036 | 2037 | 2038 | 2039 | 2040 | 2041 | 2042 | 2043 | 2044 | 2045 | 2046 | 2047 | 2048 | 2049 | 2050 | Grand Total
Anaerobic Digestion | 0 | 0 | 0 | 0 | 0 | 0 | 0 | 0 | 0 | 0 | 1840449.9197 | 1840449.9197 | 1840449.9197 | 1840449.9197 | 1840449.9197 | 1840449.9197 | 1840449.9197 | 1840449.9197 | 1840449.9197 | 1840449.9197 | 3867281.1607 | 3867281.1607 | 3867281.1607 | 3867281.1607 | 3867281.1607 | 3867281.1607 | 3867281.1607 | 3867281.1607 | 3867281.1607 | 3867281.1607 | 7216894.7644 | 64294205.5688
CH4 + CCS | 0 | 0 | 0 | 0 | 0 | 0 | 0 | 0 | 0 | 0 | 36250644.3017 | 36250644.3017 | 36250644.3017 | 36250644.3017 | 36250644.3017 | 36250644.3017 | 36250644.3017 | 36250644.3017 | 36250644.3017 | 36250644.3017 | 88472420.6398 | 88472420.6398 | 88472420.6398 | 88472420.6398 | 88472420.6398 | 88472420.6398 | 88472420.6398 | 88472420.6398 | 88472420.6398 | 88472420.6398 | 103661005.2499 | 1350891654.6649
CH4 Import - NY 2020 | 282343065.1873 | 282343065.1873 | 282343065.1873 | 282343065.1873 | 282343065.1873 | 282343065.1873 | 282343065.1873 | 282343065.1873 | 282343065.1873 | 282343065.1873 | 0 | 0 | 0 | 0 | 0 | 0 | 0 | 0 | 0 | 0 | 0 | 0 | 0 | 0 | 0 | 0 | 0 | 0 | 0 | 0 | 0 | 2823430651.8726
CH4 Import - NY 2030 | 0 | 0 | 0 | 0 | 0 | 0 | 0 | 0 | 0 | 0 | 1400246087.116 | 1400246087.116 | 1400246087.116 | 1400246087.116 | 1400246087.116 | 1400246087.116 | 1400246087.116 | 1400246087.116 | 1400246087.116 | 1400246087.116 | 0 | 0 | 0 | 0 | 0 | 0 | 0 | 0 | 0 | 0 | 0 | 14002460871.1599
CH4 Import - NY 2040 | 0 | 0 | 0 | 0 | 0 | 0 | 0 | 0 | 0 | 0 | 0 | 0 | 0 | 0 | 0 | 0 | 0 | 0 | 0 | 0 | 1424811807.9426 | 1424811807.9426 | 1424811807.9426 | 1424811807.9426 | 1424811807.9426 | 1424811807.9426 | 1424811807.9426 | 1424811807.9426 | 1424811807.9426 | 1424811807.9426 | 0 | 14248118079.4259
CH4 Import - NY 2050 | 0 | 0 | 0 | 0 | 0 | 0 | 0 | 0 | 0 | 0 | 0 | 0 | 0 | 0 | 0 | 0 | 0 | 0 | 0 | 0 | 0 | 0 | 0 | 0 | 0 | 0 | 0 | 0 | 0 | 0 | 0 | 0
CH4 Import - WC 2020 | 1306945425.5377 | 1306945425.5377 | 1306945425.5377 | 1306945425.5377 | 1306945425.5377 | 1306945425.5377 | 1306945425.5377 | 1306945425.5377 | 1306945425.5377 | 1306945425.5377 | 0 | 0 | 0 | 0 | 0 | 0 | 0 | 0 | 0 | 0 | 0 | 0 | 0 | 0 | 0 | 0 | 0 | 0 | 0 | 0 | 0 | 13069454255.3774
CH4 Import - WC 2030 | 0 | 0 | 0 | 0 | 0 | 0 | 0 | 0 | 0 | 0 | 5196105971.5741 | 5196105971.5741 | 5196105971.5741 | 5196105971.5741 | 5196105971.5741 | 5196105971.5741 | 5196105971.5741 | 5196105971.5741 | 5196105971.5741 | 5196105971.5741 | 0 | 0 | 0 | 0 | 0 | 0 | 0 | 0 | 0 | 0 | 0 | 51961059715.741
CH4 Import - WC 2040 | 0 | 0 | 0 | 0 | 0 | 0 | 0 | 0 | 0 | 0 | 0 | 0 | 0 | 0 | 0 | 0 | 0 | 0 | 0 | 0 | 2117477751.305 | 2117477751.305 | 2117477751.305 | 2117477751.305 | 2117477751.305 | 2117477751.305 | 2117477751.305 | 2117477751.305 | 2117477751.305 | 2117477751.305 | 0 | 21174777513.0504
CH4 Import - WC 2050 | 0 | 0 | 0 | 0 | 0 | 0 | 0 | 0 | 0 | 0 | 0 | 0 | 0 | 0 | 0 | 0 | 0 | 0 | 0 | 0 | 0 | 0 | 0 | 0 | 0 | 0 | 0 | 0 | 0 | 0 | 0 | 0
CH4 Salt Cavern Storage - ON | 0 | 0 | 0 | 0 | 0 | 0 | 0 | 0 | 0 | 0 | 0 | 0 | 0 | 0 | 0 | 0 | 0 | 0 | 0 | 0 | 0 | 0 | 0 | 0 | 0 | 0 | 0 | 0 | 0 | 0 | 0 | 0
Electrolyser 2020/2030 | 0 | 0 | 0 | 0 | 0 | 0 | 0 | 0 | 0 | 0 | 0 | 0 | 0 | 0 | 0 | 0 | 0 | 0 | 0 | 0 | 0 | 0 | 0 | 0 | 0 | 0 | 0 | 0 | 0 | 0 | 0 | 0
Electrolyser 2040 | 0 | 0 | 0 | 0 | 0 | 0 | 0 | 0 | 0 | 0 | 0 | 0 | 0 | 0 | 0 | 0 | 0 | 0 | 0 | 0 | 0 | 0 | 0 | 0 | 0 | 0 | 0 | 0 | 0 | 0 | 0 | 0
Electrolyser 2050 | 0 | 0 | 0 | 0 | 0 | 0 | 0 | 0 | 0 | 0 | 0 | 0 | 0 | 0 | 0 | 0 | 0 | 0 | 0 | 0 | 0 | 0 | 0 | 0 | 0 | 0 | 0 | 0 | 0 | 0 | 0 | 0
H2 Import - QC | 0 | 0 | 0 | 0 | 0 | 0 | 0 | 0 | 0 | 0 | 0 | 0 | 0 | 0 | 0 | 0 | 0 | 0 | 0 | 0 | 0 | 0 | 0 | 0 | 0 | 0 | 0 | 0 | 0 | 0 | 0 | 0
H2 Import - WC | 0 | 0 | 0 | 0 | 0 | 0 | 0 | 0 | 0 | 0 | 0 | 0 | 0 | 0 | 0 | 0 | 0 | 0 | 0 | 0 | 0 | 0 | 0 | 0 | 0 | 0 | 0 | 0 | 0 | 0 | 0 | 0
H2 Salt Cavern Storage - ON | 0 | 0 | 0 | 0 | 0 | 0 | 0 | 0 | 0 | 0 | 0 | 0 | 0 | 0 | 0 | 0 | 0 | 0 | 0 | 0 | 0 | 0 | 0 | 0 | 0 | 0 | 0 | 0 | 0 | 0 | 0 | 0
SMR CCS | 0 | 0 | 0 | 0 | 0 | 0 | 0 | 0 | 0 | 0 | 738580417.6146 | 738580417.6146 | 738580417.6146 | 738580417.6146 | 738580417.6146 | 738580417.6146 | 738580417.6146 | 738580417.6146 | 738580417.6146 | 738580417.6146 | 388566288.3194 | 388566288.3194 | 388566288.3194 | 388566288.3194 | 388566288.3194 | 388566288.3194 | 388566288.3194 | 388566288.3194 | 388566288.3194 | 388566288.3194 | 1207164.8785 | 11272674224.2182
Grand Total | 1589288490.725 | 1589288490.725 | 1589288490.725 | 1589288490.725 | 1589288490.725 | 1589288490.725 | 1589288490.725 | 1589288490.725 | 1589288490.725 | 1589288490.725 | 7373023570.5262 | 7373023570.5262 | 7373023570.5262 | 7373023570.5262 | 7373023570.5262 | 7373023570.5262 | 7373023570.5262 | 7373023570.5262 | 7373023570.5262 | 7373023570.5262 | 4023195549.3675 | 4023195549.3675 | 4023195549.3675 | 4023195549.3675 | 4023195549.3675 | 4023195549.3675 | 4023195549.3675 | 4023195549.3675 | 4023195549.3675 | 4023195549.3675 | 112085064.8929 | 129967161171.0791
Note: These emissions costs include only those associated with the gas system.

## SupplyTechCosts Gas
Year Range: | 2020-2030 | 2020-2030 | 2020-2030 | 2020-2030 | 2020-2030 | 2020-2030 | 2020-2030 | 2020-2030 | 2020-2030 | 2020-2030 | 2020-2030 | 2030-2040 | 2030-2040 | 2030-2040 | 2030-2040 | 2030-2040 | 2030-2040 | 2030-2040 | 2030-2040 | 2030-2040 | 2030-2040 | 2040-2050 | 2040-2050 | 2040-2050 | 2040-2050 | 2040-2050 | 2040-2050 | 2040-2050 | 2040-2050 | 2040-2050 | 2040-2050
ScenarioName | LCP_Inputs_ON_Diverse_Howarth_2023_05_05
var_type | (Multiple Items)
SubRegion | ON
Sum of SolutionCost | Column Labels
Row Labels | 2020 | 2021 | 2022 | 2023 | 2024 | 2025 | 2026 | 2027 | 2028 | 2029 | 2030 | 2031 | 2032 | 2033 | 2034 | 2035 | 2036 | 2037 | 2038 | 2039 | 2040 | 2041 | 2042 | 2043 | 2044 | 2045 | 2046 | 2047 | 2048 | 2049 | 2050 | Grand Total
Anaerobic Digestion | 0 | 0 | 0 | 0 | 0 | 0 | 0 | 0 | 0 | 0 | 1516938662.2938 | 989935332.0852 | 989935332.0852 | 989935332.0852 | 989935332.0852 | 989935332.0852 | 989935332.0852 | 989935332.0852 | 989935332.0852 | 989935332.0852 | 2300227172.8762 | 2006223379.2909 | 2006223379.2909 | 2006223379.2909 | 2006223379.2909 | 2006223379.2909 | 2006223379.2909 | 2006223379.2909 | 2006223379.2909 | 2006223379.2909 | 3717683247.734 | 34500277485.2885
CONE | [10 empty] | 527003330.2087 | [9 empty] | 294003793.5853 | [9 empty] | 44886075.3565 | 865893199.1505
EmissionsCost | 0 | 0 | 0 | 0 | 0 | 0 | 0 | 0 | 0 | 0 | 1840449.9197 | 1840449.9197 | 1840449.9197 | 1840449.9197 | 1840449.9197 | 1840449.9197 | 1840449.9197 | 1840449.9197 | 1840449.9197 | 1840449.9197 | 3867281.1607 | 3867281.1607 | 3867281.1607 | 3867281.1607 | 3867281.1607 | 3867281.1607 | 3867281.1607 | 3867281.1607 | 3867281.1607 | 3867281.1607 | 7216894.7644 | 64294205.5688
Flex Adder | [10 empty] | 0 | 0 | 0 | 0 | 0 | 0 | 0 | 0 | 0 | 0 | 0 | 0 | 0 | 0 | 0 | 0 | 0 | 0 | 0 | 0 | 0 | 0
FOM | [10 empty] | 125864882.1654 | 125864882.1654 | 125864882.1654 | 125864882.1654 | 125864882.1654 | 125864882.1654 | 125864882.1654 | 125864882.1654 | 125864882.1654 | 125864882.1654 | 259916098.1302 | 259916098.1302 | 259916098.1302 | 259916098.1302 | 259916098.1302 | 259916098.1302 | 259916098.1302 | 259916098.1302 | 259916098.1302 | 259916098.1302 | 485040277.6131 | 4342850080.5693
FuelCost | 0 | 0 | 0 | 0 | 0 | 0 | 0 | 0 | 0 | 0 | 0 | 0 | 0 | 0 | 0 | 0 | 0 | 0 | 0 | 0 | 0 | 0 | 0 | 0 | 0 | 0 | 0 | 0 | 0 | 0 | 0 | 0
VOM | 0 | 0 | 0 | 0 | 0 | 0 | 0 | 0 | 0 | 0 | 862230000 | 862230000 | 862230000 | 862230000 | 862230000 | 862230000 | 862230000 | 862230000 | 862230000 | 862230000 | 1742440000 | 1742440000 | 1742440000 | 1742440000 | 1742440000 | 1742440000 | 1742440000 | 1742440000 | 1742440000 | 1742440000 | 3180540000 | 29227240000
CH4 + CCS | 0 | 0 | 0 | 0 | 0 | 0 | 0 | 0 | 0 | 0 | 226828320.0359 | 226828194.1083 | 226828194.1083 | 226828194.1083 | 226828194.1083 | 226828194.1083 | 226828194.1083 | 226828194.1083 | 226828194.1083 | 226828194.1083 | 618297871.5433 | 618297871.5433 | 618297871.5433 | 618297871.5433 | 618297871.5433 | 618297871.5433 | 618297871.5433 | 618297871.5433 | 618297871.5433 | 618297871.5433 | 724444731.2221 | 9175705513.666
CONE | [10 empty] | 125.9277 | [9 empty] | 0 | [9 empty] | 0.93684 | 126.8645
EmissionsCost | 0 | 0 | 0 | 0 | 0 | 0 | 0 | 0 | 0 | 0 | 36250644.3017 | 36250644.3017 | 36250644.3017 | 36250644.3017 | 36250644.3017 | 36250644.3017 | 36250644.3017 | 36250644.3017 | 36250644.3017 | 36250644.3017 | 88472420.6398 | 88472420.6398 | 88472420.6398 | 88472420.6398 | 88472420.6398 | 88472420.6398 | 88472420.6398 | 88472420.6398 | 88472420.6398 | 88472420.6398 | 103661005.2499 | 1350891654.6649
Flex Adder | [10 empty] | 0 | 0 | 0 | 0 | 0 | 0 | 0 | 0 | 0 | 0 | 0 | 0 | 0 | 0 | 0 | 0 | 0 | 0 | 0 | 0 | 0 | 0
FOM | [10 empty] | 0 | 0 | 0 | 0 | 0 | 0 | 0 | 0 | 0 | 0 | 0 | 0 | 0 | 0 | 0 | 0 | 0 | 0 | 0 | 0 | 0 | 0
FuelCost | 0 | 0 | 0 | 0 | 0 | 0 | 0 | 0 | 0 | 0 | 171398728.1399 | 171398728.1399 | 171398728.1399 | 171398728.1399 | 171398728.1399 | 171398728.1399 | 171398728.1399 | 171398728.1399 | 171398728.1399 | 171398728.1399 | 483825119.2369 | 483825119.2369 | 483825119.2369 | 483825119.2369 | 483825119.2369 | 483825119.2369 | 483825119.2369 | 483825119.2369 | 483825119.2369 | 483825119.2369 | 566886243.9004 | 7119124717.6683
VOM | 0 | 0 | 0 | 0 | 0 | 0 | 0 | 0 | 0 | 0 | 19178821.6667 | 19178821.6667 | 19178821.6667 | 19178821.6667 | 19178821.6667 | 19178821.6667 | 19178821.6667 | 19178821.6667 | 19178821.6667 | 19178821.6667 | 46000331.6667 | 46000331.6667 | 46000331.6667 | 46000331.6667 | 46000331.6667 | 46000331.6667 | 46000331.6667 | 46000331.6667 | 46000331.6667 | 46000331.6667 | 53897481.135 | 705689014.4683
CH4 Salt Cavern Storage - ON | 691417.795 | 691417.795 | 691417.795 | 691417.795 | 691417.795 | 691417.795 | 691417.795 | 691417.795 | 691417.795 | 691417.795 | 0 | 0 | 0 | 0 | 0 | 0 | 0 | 0 | 0 | 0 | 0 | 0 | 0 | 0 | 0 | 0 | 0 | 0 | 0 | 0 | 0 | 6914177.9498
EmissionsCost | 0 | 0 | 0 | 0 | 0 | 0 | 0 | 0 | 0 | 0 | 0 | 0 | 0 | 0 | 0 | 0 | 0 | 0 | 0 | 0 | 0 | 0 | 0 | 0 | 0 | 0 | 0 | 0 | 0 | 0 | 0 | 0
FuelCost | 0 | 0 | 0 | 0 | 0 | 0 | 0 | 0 | 0 | 0 | 0 | 0 | 0 | 0 | 0 | 0 | 0 | 0 | 0 | 0 | 0 | 0 | 0 | 0 | 0 | 0 | 0 | 0 | 0 | 0 | 0 | 0
O&M | 0 | [9 empty] | 0 | [9 empty] | 0 | [9 empty] | 0 | 0
VOM | 691417.795 | 691417.795 | 691417.795 | 691417.795 | 691417.795 | 691417.795 | 691417.795 | 691417.795 | 691417.795 | 691417.795 | 0 | 0 | 0 | 0 | 0 | 0 | 0 | 0 | 0 | 0 | 0 | 0 | 0 | 0 | 0 | 0 | 0 | 0 | 0 | 0 | 0 | 6914177.9498
Electrolyser 2020/2030 | 0 | 0 | 0 | 0 | 0 | 0 | 0 | 0 | 0 | 0 | 968840121.464 | 38846837.268 | 38846837.268 | 38846837.268 | 38846837.268 | 38846837.268 | 38846837.268 | 38846837.268 | 38846837.268 | 38846837.268 | 38846837.268 | 38846837.268 | 38846837.268 | 38846837.268 | 38846837.268 | 38846837.268 | 38846837.268 | 38846837.268 | 38846837.268 | 38846837.268 | 38846837.268 | 1745776866.8241
CONE | [10 empty] | 929993284.196 | [20 empty] | 929993284.196
EmissionsCost | 0 | 0 | 0 | 0 | 0 | 0 | 0 | 0 | 0 | 0 | 0 | 0 | 0 | 0 | 0 | 0 | 0 | 0 | 0 | 0 | 0 | 0 | 0 | 0 | 0 | 0 | 0 | 0 | 0 | 0 | 0 | 0
Flex Adder | [10 empty] | 0 | 0 | 0 | 0 | 0 | 0 | 0 | 0 | 0 | 0 | 0 | 0 | 0 | 0 | 0 | 0 | 0 | 0 | 0 | 0 | 0 | 0
FOM | [10 empty] | 38846837.268 | 38846837.268 | 38846837.268 | 38846837.268 | 38846837.268 | 38846837.268 | 38846837.268 | 38846837.268 | 38846837.268 | 38846837.268 | 38846837.268 | 38846837.268 | 38846837.268 | 38846837.268 | 38846837.268 | 38846837.268 | 38846837.268 | 38846837.268 | 38846837.268 | 38846837.268 | 38846837.268 | 815783582.6281
FuelCost | 0 | 0 | 0 | 0 | 0 | 0 | 0 | 0 | 0 | 0 | 0 | 0 | 0 | 0 | 0 | 0 | 0 | 0 | 0 | 0 | 0 | 0 | 0 | 0 | 0 | 0 | 0 | 0 | 0 | 0 | 0 | 0
VOM | 0 | 0 | 0 | 0 | 0 | 0 | 0 | 0 | 0 | 0 | 0 | 0 | 0 | 0 | 0 | 0 | 0 | 0 | 0 | 0 | 0 | 0 | 0 | 0 | 0 | 0 | 0 | 0 | 0 | 0 | 0 | 0
Electrolyser 2040 | 0 | 0 | 0 | 0 | 0 | 0 | 0 | 0 | 0 | 0 | 0 | 0 | 0 | 0 | 0 | 0 | 0 | 0 | 0 | 0 | 2676873203.0505 | 201919314.8853 | 201919314.8853 | 201919314.8853 | 201919314.8853 | 201919314.8853 | 201919314.8853 | 201919314.8853 | 201919314.8853 | 201919314.8853 | 201919314.8853 | 4696066351.9033
CONE | [20 empty] | 2474953888.1653 | [10 empty] | 2474953888.1653
EmissionsCost | 0 | 0 | 0 | 0 | 0 | 0 | 0 | 0 | 0 | 0 | 0 | 0 | 0 | 0 | 0 | 0 | 0 | 0 | 0 | 0 | 0 | 0 | 0 | 0 | 0 | 0 | 0 | 0 | 0 | 0 | 0 | 0
Flex Adder | [20 empty] | 0 | 0 | 0 | 0 | 0 | 0 | 0 | 0 | 0 | 0 | 0 | 0
FOM | [20 empty] | 201919314.8853 | 201919314.8853 | 201919314.8853 | 201919314.8853 | 201919314.8853 | 201919314.8853 | 201919314.8853 | 201919314.8853 | 201919314.8853 | 201919314.8853 | 201919314.8853 | 2221112463.7381
FuelCost | 0 | 0 | 0 | 0 | 0 | 0 | 0 | 0 | 0 | 0 | 0 | 0 | 0 | 0 | 0 | 0 | 0 | 0 | 0 | 0 | 0 | 0 | 0 | 0 | 0 | 0 | 0 | 0 | 0 | 0 | 0 | 0
VOM | 0 | 0 | 0 | 0 | 0 | 0 | 0 | 0 | 0 | 0 | 0 | 0 | 0 | 0 | 0 | 0 | 0 | 0 | 0 | 0 | 0 | 0 | 0 | 0 | 0 | 0 | 0 | 0 | 0 | 0 | 0 | 0
Electrolyser 2050 | 0 | 0 | 0 | 0 | 0 | 0 | 0 | 0 | 0 | 0 | 0 | 0 | 0 | 0 | 0 | 0 | 0 | 0 | 0 | 0 | 0 | 0 | 0 | 0 | 0 | 0 | 0 | 0 | 0 | 0 | 244520527.9033 | 244520527.9033
CONE | [30 empty] | 133374833.4018 | 133374833.4018
EmissionsCost | 0 | 0 | 0 | 0 | 0 | 0 | 0 | 0 | 0 | 0 | 0 | 0 | 0 | 0 | 0 | 0 | 0 | 0 | 0 | 0 | 0 | 0 | 0 | 0 | 0 | 0 | 0 | 0 | 0 | 0 | 0 | 0
Flex Adder | [30 empty] | 0 | 0
FOM | [30 empty] | 111145694.5015 | 111145694.5015
FuelCost | 0 | 0 | 0 | 0 | 0 | 0 | 0 | 0 | 0 | 0 | 0 | 0 | 0 | 0 | 0 | 0 | 0 | 0 | 0 | 0 | 0 | 0 | 0 | 0 | 0 | 0 | 0 | 0 | 0 | 0 | 0 | 0
VOM | 0 | 0 | 0 | 0 | 0 | 0 | 0 | 0 | 0 | 0 | 0 | 0 | 0 | 0 | 0 | 0 | 0 | 0 | 0 | 0 | 0 | 0 | 0 | 0 | 0 | 0 | 0 | 0 | 0 | 0 | 0 | 0
H2 Salt Cavern Storage - ON | 0 | 0 | 0 | 0 | 0 | 0 | 0 | 0 | 0 | 0 | 15321839.625 | 15321818.625 | 15321818.625 | 15321818.625 | 15321818.625 | 15321818.625 | 15321818.625 | 15321818.625 | 15321818.625 | 15321818.625 | 56003285.9784 | 56003241.9784 | 56003241.9784 | 56003241.9784 | 56003241.9784 | 56003241.9784 | 56003241.9784 | 56003241.9784 | 56003241.9784 | 56003241.9784 | 140324522.6711 | 853575193.7056
CONE | [10 empty] | 21 | [9 empty] | 44 | [9 empty] | 2.2 | 67.2
EmissionsCost | 0 | 0 | 0 | 0 | 0 | 0 | 0 | 0 | 0 | 0 | 0 | 0 | 0 | 0 | 0 | 0 | 0 | 0 | 0 | 0 | 0 | 0 | 0 | 0 | 0 | 0 | 0 | 0 | 0 | 0 | 0 | 0
Flex Adder | [10 empty] | 0 | 0 | 0 | 0 | 0 | 0 | 0 | 0 | 0 | 0 | 0 | 0 | 0 | 0 | 0 | 0 | 0 | 0 | 0 | 0 | 0 | 0
FOM | [10 empty] | 0 | 0 | 0 | 0 | 0 | 0 | 0 | 0 | 0 | 0 | 0 | 0 | 0 | 0 | 0 | 0 | 0 | 0 | 0 | 0 | 0 | 0
FuelCost | 0 | 0 | 0 | 0 | 0 | 0 | 0 | 0 | 0 | 0 | 0 | 0 | 0 | 0 | 0 | 0 | 0 | 0 | 0 | 0 | 0 | 0 | 0 | 0 | 0 | 0 | 0 | 0 | 0 | 0 | 0 | 0
O&M | 0 | [9 empty] | 0 | [9 empty] | 0 | [9 empty] | 0 | 0
VOM | 0 | 0 | 0 | 0 | 0 | 0 | 0 | 0 | 0 | 0 | 15321818.625 | 15321818.625 | 15321818.625 | 15321818.625 | 15321818.625 | 15321818.625 | 15321818.625 | 15321818.625 | 15321818.625 | 15321818.625 | 56003241.9784 | 56003241.9784 | 56003241.9784 | 56003241.9784 | 56003241.9784 | 56003241.9784 | 56003241.9784 | 56003241.9784 | 56003241.9784 | 56003241.9784 | 140324520.4711 | 853575126.5056
SMR CCS | 0 | 0 | 0 | 0 | 0 | 0 | 0 | 0 | 0 | 0 | 9487811011.0544 | 1516191212.7398 | 1516191212.7398 | 1516191212.7398 | 1516191212.7398 | 1516191212.7398 | 1516191212.7398 | 1516191212.7398 | 1516191212.7398 | 1516191212.7398 | 973199596.704 | 973199596.704 | 973199596.704 | 973199596.704 | 973199596.704 | 973199596.704 | 973199596.704 | 973199596.704 | 973199596.704 | 973199596.704 | 286839677.1978 | 33152367569.9509
CONE | [10 empty] | 7971619798.3146 | [9 empty] | 0 | [9 empty] | 0 | 7971619798.3146
EmissionsCost | 0 | 0 | 0 | 0 | 0 | 0 | 0 | 0 | 0 | 0 | 738580417.6146 | 738580417.6146 | 738580417.6146 | 738580417.6146 | 738580417.6146 | 738580417.6146 | 738580417.6146 | 738580417.6146 | 738580417.6146 | 738580417.6146 | 388566288.3194 | 388566288.3194 | 388566288.3194 | 388566288.3194 | 388566288.3194 | 388566288.3194 | 388566288.3194 | 388566288.3194 | 388566288.3194 | 388566288.3194 | 1207164.8785 | 11272674224.2182
Flex Adder | [10 empty] | 0 | 0 | 0 | 0 | 0 | 0 | 0 | 0 | 0 | 0 | 0 | 0 | 0 | 0 | 0 | 0 | 0 | 0 | 0 | 0 | 0 | 0
FOM | [10 empty] | 284700707.0827 | 284700707.0827 | 284700707.0827 | 284700707.0827 | 284700707.0827 | 284700707.0827 | 284700707.0827 | 284700707.0827 | 284700707.0827 | 284700707.0827 | 284700707.0827 | 284700707.0827 | 284700707.0827 | 284700707.0827 | 284700707.0827 | 284700707.0827 | 284700707.0827 | 284700707.0827 | 284700707.0827 | 284700707.0827 | 284700707.0827 | 5978714848.736
FuelCost | 0 | 0 | 0 | 0 | 0 | 0 | 0 | 0 | 0 | 0 | 492910088.0425 | 492910088.0425 | 492910088.0425 | 492910088.0425 | 492910088.0425 | 492910088.0425 | 492910088.0425 | 492910088.0425 | 492910088.0425 | 492910088.0425 | 299932601.302 | 299932601.302 | 299932601.302 | 299932601.302 | 299932601.302 | 299932601.302 | 299932601.302 | 299932601.302 | 299932601.302 | 299932601.302 | 931805.2366 | 7929358698.6821
VOM | 0 | 0 | 0 | 0 | 0 | 0 | 0 | 0 | 0 | 0 | 0 | 0 | 0 | 0 | 0 | 0 | 0 | 0 | 0 | 0 | 0 | 0 | 0 | 0 | 0 | 0 | 0 | 0 | 0 | 0 | 0 | 0
Grand Total | 691417.795 | 691417.795 | 691417.795 | 691417.795 | 691417.795 | 691417.795 | 691417.795 | 691417.795 | 691417.795 | 691417.795 | 12215739954.4732 | 2787123394.8263 | 2787123394.8263 | 2787123394.8263 | 2787123394.8263 | 2787123394.8263 | 2787123394.8263 | 2787123394.8263 | 2787123394.8263 | 2787123394.8263 | 6663447967.4205 | 3894490241.67 | 3894490241.67 | 3894490241.67 | 3894490241.67 | 3894490241.67 | 3894490241.67 | 3894490241.67 | 3894490241.67 | 3894490241.67 | 5354578858.8816 | 84375203687.1916
Total Emissions Cost | 0 | 0 | 0 | 0 | 0 | 0 | 0 | 0 | 0 | 0 | 776671511.8361 | 776671511.8361 | 776671511.8361 | 776671511.8361 | 776671511.8361 | 776671511.8361 | 776671511.8361 | 776671511.8361 | 776671511.8361 | 776671511.8361 | 480905990.1198 | 480905990.1198 | 480905990.1198 | 480905990.1198 | 480905990.1198 | 480905990.1198 | 480905990.1198 | 480905990.1198 | 480905990.1198 | 480905990.1198 | 112085064.8929 | 12687860084.4519
Note: These costs are not discounted. They are the real dollars subtracted by the salvage value at the end of the study period (if applicable). They do not include the cost of known capacity build outs, only modeled capacity build outs.

## Known Capacity Costs
ScenarioName | LCP_Inputs_ON_Diverse_Howarth_2023_05_05
known_modeled | known
SubRegion | ON
Sum of Capacity | Column Labels |  |  |  | Year Range: | 2020-2030 | 2030-2040 | 2040-2050
Row Labels | 2020 | 2030 | 2040 | 2050 | CONE Costs | 2030 | 2040 | 2050
Anaerobic Digestion | 0 | 0 | 0 | 0 | Anaerobic Digestion | 0 | 0 | 0
Battery Storage | 0 | 1298 | 3700 | 6300 | Battery Storage | 1557600000 | 2642200000 | 2470000000
Biomass | 561.45 | 561.45 | 550.25 | 550.25 | Biomass | 0 | 0 | 0
Biomass + CCS | 0 | 0 | 0 | 0 | Biomass + CCS | 0 | 0 | 0
CH4 + CCS | 0 | 0 | 0 | 0 | CH4 + CCS | 0 | 0 | 0
CH4 Import - NY 2020 | 0 | 0 | 0 | 0 | CH4 Import - NY 2020 | 0 | 0 | 0
CH4 Import - NY 2030 | 0 | 0 | 0 | 0 | CH4 Import - NY 2030 | 0 | 0 | 0
CH4 Import - NY 2040 | 0 | 0 | 0 | 0 | CH4 Import - NY 2040 | 0 | 0 | 0
CH4 Import - NY 2050 | 0 | 0 | 0 | 0 | CH4 Import - NY 2050 | 0 | 0 | 0
CH4 Import - WC 2020 | 0 | 0 | 0 | 0 | CH4 Import - WC 2020 | 0 | 0 | 0
CH4 Import - WC 2030 | 0 | 0 | 0 | 0 | CH4 Import - WC 2030 | 0 | 0 | 0
CH4 Import - WC 2040 | 0 | 0 | 0 | 0 | CH4 Import - WC 2040 | 0 | 0 | 0
CH4 Import - WC 2050 | 0 | 0 | 0 | 0 | CH4 Import - WC 2050 | 0 | 0 | 0
CH4 Salt Cavern Storage - ON | 36000 | 36000 | 36000 | 36000 | CH4 Salt Cavern Storage - ON | 0 | 0 | 0
Electrolyser 2020/2030 | 0 | 0 | 0 | 0 | Electrolyser 2020/2030 | 0 | 0 | 0
Electrolyser 2040 | 0 | 0 | 0 | 0 | Electrolyser 2040 | 0 | 0 | 0
Electrolyser 2050 | 0 | 0 | 0 | 0 | Electrolyser 2050 | 0 | 0 | 0
Fossil Fuel Thermal (Coal, Peat, Oil) | 45.5 | 0 | 0 | 0 | Fossil Fuel Thermal (Coal, Peat, Oil) | 0 | 0 | 0
Generic - Generator | 0 | 0 | 0 | 0 | Generic - Generator | 0 | 0 | 0
H2 Import - QC | 0 | 0 | 0 | 0 | H2 Import - QC | 0 | 0 | 0
H2 Import - WC | 0 | 0 | 0 | 0 | H2 Import - WC | 0 | 0 | 0
H2 Salt Cavern Storage - ON | 0 | 0 | 0 | 0 | H2 Salt Cavern Storage - ON | 0 | 0 | 0
Hydro | 9254.9 | 9271.9 | 9271.9 | 9271.9 | Hydro | 117165938.1002 | 0 | 0
Hydro Pumped Storage | 174.6 | 174.6 | 174.6 | 174.6 | Hydro Pumped Storage | 0 | 0 | 0
Nuclear | 13089 | 10007 | 11641 | 11641 | Nuclear | 0 | 16.34 | 0
O/CCGT - CH4 Existing | 10769.59 | 7179.7267 | 3589.8633 | 0 | O/CCGT - CH4 Existing | 0 | 0 | 0
O/CCGT - CH4 New | 0 | 1000 | 1600 | 0 | O/CCGT - CH4 New | 660000000 | 396000000 | 0
O/CCGT - H2 New | 0 | 0 | 0 | 0 | O/CCGT - H2 New | 0 | 0 | 0
SMR CCS | 0 | 0 | 0 | 0 | SMR CCS | 0 | 0 | 0
Solar PV | 478 | 689 | 2807 | 5349 | Solar PV | 224266625 | 1721669250 | 1812128250
Wind Offshore | 0 | 0 | 0 | 0 | Wind Offshore | 0 | 0 | 0
Wind Onshore | 5533.94 | 5683.94 | 7933.94 | 10333.94 | Wind Onshore | 211931250 | 2728968750 | 2670900000
Nuclear SMR | 0 | 300 | 300 | 300 | Total | 2770963813.1002 | 7488838016.34 | 6953028250
Note: Known capacity costs are cumulative, so need to subtract to make them incremental

## SupplyTechCosts Elec
Year Range: | 2020-2030 | 2020-2030 | 2020-2030 | 2020-2030 | 2020-2030 | 2020-2030 | 2020-2030 | 2020-2030 | 2020-2030 | 2020-2030 | 2020-2030 | 2030-2040 | 2030-2040 | 2030-2040 | 2030-2040 | 2030-2040 | 2030-2040 | 2030-2040 | 2030-2040 | 2030-2040 | 2030-2040 | 2040-2050 | 2040-2050 | 2040-2050 | 2040-2050 | 2040-2050 | 2040-2050 | 2040-2050 | 2040-2050 | 2040-2050 | 2040-2050
ScenarioName | LCP_Inputs_ON_Diverse_Howarth_2023_05_05
var_type | (Multiple Items)
SubRegion | ON
Sum of SolutionCost | Column Labels
Row Labels | 2020 | 2021 | 2022 | 2023 | 2024 | 2025 | 2026 | 2027 | 2028 | 2029 | 2030 | 2031 | 2032 | 2033 | 2034 | 2035 | 2036 | 2037 | 2038 | 2039 | 2040 | 2041 | 2042 | 2043 | 2044 | 2045 | 2046 | 2047 | 2048 | 2049 | 2050 | Grand Total
Battery Storage | 0 | 0 | 0 | 0 | 0 | 0 | 0 | 0 | 0 | 0 | 0 | 0 | 0 | 0 | 0 | 0 | 0 | 0 | 0 | 0 | 0 | 0 | 0 | 0 | 0 | 0 | 0 | 0 | 0 | 0 | 0 | 0
Biomass | 0 | 0 | 0 | 0 | 0 | 0 | 0 | 0 | 0 | 0 | 42548.8694 | 42548.8694 | 42548.8694 | 42548.8694 | 42548.8694 | 42548.8694 | 42548.8694 | 42548.8694 | 42548.8694 | 42548.8694 | 2480543.0073 | 2480543.0073 | 2480543.0073 | 2480543.0073 | 2480543.0073 | 2480543.0073 | 2480543.0073 | 2480543.0073 | 2480543.0073 | 2480543.0073 | 2480543.0073 | 27711461.7741
Biomass + CCS | 0 | 0 | 0 | 0 | 0 | 0 | 0 | 0 | 0 | 0 | 0 | 0 | 0 | 0 | 0 | 0 | 0 | 0 | 0 | 0 | 0 | 0 | 0 | 0 | 0 | 0 | 0 | 0 | 0 | 0 | 91350613.8882 | 91350613.8882
Fossil Fuel Thermal (Coal, Peat, Oil) | 0 | 0 | 0 | 0 | 0 | 0 | 0 | 0 | 0 | 0 | 0 | 0 | 0 | 0 | 0 | 0 | 0 | 0 | 0 | 0 | 0 | 0 | 0 | 0 | 0 | 0 | 0 | 0 | 0 | 0 | 0 | 0
Generic - Generator | 0 | 0 | 0 | 0 | 0 | 0 | 0 | 0 | 0 | 0 | 0 | 0 | 0 | 0 | 0 | 0 | 0 | 0 | 0 | 0 | 0 | 0 | 0 | 0 | 0 | 0 | 0 | 0 | 0 | 0 | 0 | 0
Hydro | 0 | 0 | 0 | 0 | 0 | 0 | 0 | 0 | 0 | 0 | 0 | 0 | 0 | 0 | 0 | 0 | 0 | 0 | 0 | 0 | 0 | 0 | 0 | 0 | 0 | 0 | 0 | 0 | 0 | 0 | 0 | 0
Hydro Pumped Storage | 0 | 0 | 0 | 0 | 0 | 0 | 0 | 0 | 0 | 0 | 0 | 0 | 0 | 0 | 0 | 0 | 0 | 0 | 0 | 0 | 0 | 0 | 0 | 0 | 0 | 0 | 0 | 0 | 0 | 0 | 0 | 0
Nuclear | 8790266640.96 | 8790266640.96 | 8790266640.96 | 8790266640.96 | 8790266640.96 | 8790266640.96 | 8790266640.96 | 8790266640.96 | 8790266640.96 | 8790266640.96 | 7181421070.9787 | 7181421070.9787 | 7181421070.9787 | 7181421070.9787 | 7181421070.9787 | 7181421070.9787 | 7181421070.9787 | 7181421070.9787 | 7181421070.9787 | 7181421070.9787 | 7837478141.9618 | 7837478141.9618 | 7837478141.9618 | 7837478141.9618 | 7837478141.9618 | 7837478141.9618 | 7837478141.9618 | 7837478141.9618 | 7837478141.9618 | 7837478141.9618 | 7823178339.984 | 245914836878.9891
O/CCGT - CH4 Existing | 0 | 0 | 0 | 0 | 0 | 0 | 0 | 0 | 0 | 0 | 5596876.973 | 5596876.973 | 5596876.973 | 5596876.973 | 5596876.973 | 5596876.973 | 5596876.973 | 5596876.973 | 5596876.973 | 5596876.973 | 3595487.5152 | 3595487.5152 | 3595487.5152 | 3595487.5152 | 3595487.5152 | 3595487.5152 | 3595487.5152 | 3595487.5152 | 3595487.5152 | 3595487.5152 | 0 | 91923644.8826
O/CCGT - CH4 New | 0 | 0 | 0 | 0 | 0 | 0 | 0 | 0 | 0 | 0 | 328896.509 | 328896.509 | 328896.509 | 328896.509 | 328896.509 | 328896.509 | 328896.509 | 328896.509 | 328896.509 | 328896.509 | 1602506.6946 | 1602506.6946 | 1602506.6946 | 1602506.6946 | 1602506.6946 | 1602506.6946 | 1602506.6946 | 1602506.6946 | 1602506.6946 | 1602506.6946 | 0 | 19314032.0358
O/CCGT - H2 New | 0 | 0 | 0 | 0 | 0 | 0 | 0 | 0 | 0 | 0 | 0 | 0 | 0 | 0 | 0 | 0 | 0 | 0 | 0 | 0 | 2085942483.5702 | 134759522.5779 | 134759522.5779 | 134759522.5779 | 134759522.5779 | 134759522.5779 | 134759522.5779 | 134759522.5779 | 134759522.5779 | 134759522.5779 | 641231266.1264 | 3940009452.8977
Solar PV | 0 | 0 | 0 | 0 | 0 | 0 | 0 | 0 | 0 | 0 | 2791267762.2179 | 67126020.8554 | 67126020.8554 | 67126020.8554 | 67126020.8554 | 67126020.8554 | 67126020.8554 | 67126020.8554 | 67126020.8554 | 67126020.8554 | 3102134817.345 | 212548560.45 | 212548560.45 | 212548560.45 | 212548560.45 | 212548560.45 | 212548560.45 | 212548560.45 | 212548560.45 | 212548560.45 | 212548560.45 | 8623022371.7608
Wind Offshore | 0 | 0 | 0 | 0 | 0 | 0 | 0 | 0 | 0 | 0 | 0 | 0 | 0 | 0 | 0 | 0 | 0 | 0 | 0 | 0 | 12972890551.8929 | 405544347.8264 | 405544347.8264 | 405544347.8264 | 405544347.8264 | 405544347.8264 | 405544347.8264 | 405544347.8264 | 405544347.8264 | 405544347.8264 | 405544347.8264 | 17028334030.1565
Wind Onshore | 0 | 0 | 0 | 0 | 0 | 0 | 0 | 0 | 0 | 0 | 18177225000 | 375000000 | 375000000 | 375000000 | 375000000 | 375000000 | 375000000 | 375000000 | 375000000 | 375000000 | 11548300000 | 875000000 | 875000000 | 875000000 | 875000000 | 875000000 | 875000000 | 875000000 | 875000000 | 875000000 | 2960450000 | 43935975000
Nuclear SMR | 0 | 0 | 0 | 0 | 0 | 0 | 0 | 0 | 0 | 0 | 19039640.4 | 19039640.4 | 19039640.4 | 19039640.4 | 19039640.4 | 19039640.4 | 19039640.4 | 19039640.4 | 19039640.4 | 19039640.4 | 4619585025.0029 | 659585025.0029 | 659585025.0029 | 659585025.0029 | 659585025.0029 | 659585025.0029 | 659585025.0029 | 659585025.0029 | 659585025.0029 | 659585025.0029 | 2071389857.9832 | 12817636512.0121
Grand Total | 8790266640.96 | 8790266640.96 | 8790266640.96 | 8790266640.96 | 8790266640.96 | 8790266640.96 | 8790266640.96 | 8790266640.96 | 8790266640.96 | 8790266640.96 | 28174921795.948 | 7648555054.5855 | 7648555054.5855 | 7648555054.5855 | 7648555054.5855 | 7648555054.5855 | 7648555054.5855 | 7648555054.5855 | 7648555054.5855 | 7648555054.5855 | 42174009556.9898 | 10132594135.036 | 10132594135.036 | 10132594135.036 | 10132594135.036 | 10132594135.036 | 10132594135.036 | 10132594135.036 | 10132594135.036 | 10132594135.036 | 14208173529.2655 | 332490113998.3969
Note: These costs are not discounted. They are the real dollars subtracted by the salvage value at the end of the study period (if applicable). They do not include the cost of known capacity build outs, only modeled capacity build outs.

## Dispatch Import Costs
Year Range: | 2020-2030 | 2020-2030 | 2020-2030 | 2020-2030 | 2020-2030 | 2020-2030 | 2020-2030 | 2020-2030 | 2020-2030 | 2020-2030 | 2020-2030 | 2030-2040 | 2030-2040 | 2030-2040 | 2030-2040 | 2030-2040 | 2030-2040 | 2030-2040 | 2030-2040 | 2030-2040 | 2030-2040 | 2040-2050 | 2040-2050 | 2040-2050 | 2040-2050 | 2040-2050 | 2040-2050 | 2040-2050 | 2040-2050 | 2040-2050 | 2040-2050
ScenarioName | LCP_Inputs_ON_Diverse_Howarth_2023_05_05
var_type | Dispatch-Import
Sum of SolutionCost | Column Labels
Row Labels | 2020 | 2021 | 2022 | 2023 | 2024 | 2025 | 2026 | 2027 | 2028 | 2029 | 2030 | 2031 | 2032 | 2033 | 2034 | 2035 | 2036 | 2037 | 2038 | 2039 | 2040 | 2041 | 2042 | 2043 | 2044 | 2045 | 2046 | 2047 | 2048 | 2049 | 2050 | Grand Total
CH4 Import - NY 2020 | 690133208.2715 | 690133208.2715 | 690133208.2715 | 690133208.2715 | 690133208.2715 | 690133208.2715 | 690133208.2715 | 690133208.2715 | 690133208.2715 | 690133208.2715 | 0 | 0 | 0 | 0 | 0 | 0 | 0 | 0 | 0 | 0 | 0 | 0 | 0 | 0 | 0 | 0 | 0 | 0 | 0 | 0 | 0 | 6901332082.7152
NY | 690133208.2715 | 690133208.2715 | 690133208.2715 | 690133208.2715 | 690133208.2715 | 690133208.2715 | 690133208.2715 | 690133208.2715 | 690133208.2715 | 690133208.2715 | 0 | 0 | 0 | 0 | 0 | 0 | 0 | 0 | 0 | 0 | 0 | 0 | 0 | 0 | 0 | 0 | 0 | 0 | 0 | 0 | 0 | 6901332082.7152
EmissionsCost | 282343065.1873 | 282343065.1873 | 282343065.1873 | 282343065.1873 | 282343065.1873 | 282343065.1873 | 282343065.1873 | 282343065.1873 | 282343065.1873 | 282343065.1873 | 0 | 0 | 0 | 0 | 0 | 0 | 0 | 0 | 0 | 0 | 0 | 0 | 0 | 0 | 0 | 0 | 0 | 0 | 0 | 0 | 0 | 2823430651.8726
FuelCost | 407790143.0843 | 407790143.0843 | 407790143.0843 | 407790143.0843 | 407790143.0843 | 407790143.0843 | 407790143.0843 | 407790143.0843 | 407790143.0843 | 407790143.0843 | 0 | 0 | 0 | 0 | 0 | 0 | 0 | 0 | 0 | 0 | 0 | 0 | 0 | 0 | 0 | 0 | 0 | 0 | 0 | 0 | 0 | 4077901430.8426
VOM | 0 | 0 | 0 | 0 | 0 | 0 | 0 | 0 | 0 | 0 | 0 | 0 | 0 | 0 | 0 | 0 | 0 | 0 | 0 | 0 | 0 | 0 | 0 | 0 | 0 | 0 | 0 | 0 | 0 | 0 | 0 | 0
WC | 0 | 0 | 0 | 0 | 0 | 0 | 0 | 0 | 0 | 0 | 0 | 0 | 0 | 0 | 0 | 0 | 0 | 0 | 0 | 0 | 0 | 0 | 0 | 0 | 0 | 0 | 0 | 0 | 0 | 0 | 0 | 0
EmissionsCost | 0 | 0 | 0 | 0 | 0 | 0 | 0 | 0 | 0 | 0 | 0 | 0 | 0 | 0 | 0 | 0 | 0 | 0 | 0 | 0 | 0 | 0 | 0 | 0 | 0 | 0 | 0 | 0 | 0 | 0 | 0 | 0
FuelCost | 0 | 0 | 0 | 0 | 0 | 0 | 0 | 0 | 0 | 0 | 0 | 0 | 0 | 0 | 0 | 0 | 0 | 0 | 0 | 0 | 0 | 0 | 0 | 0 | 0 | 0 | 0 | 0 | 0 | 0 | 0 | 0
VOM | 0 | 0 | 0 | 0 | 0 | 0 | 0 | 0 | 0 | 0 | 0 | 0 | 0 | 0 | 0 | 0 | 0 | 0 | 0 | 0 | 0 | 0 | 0 | 0 | 0 | 0 | 0 | 0 | 0 | 0 | 0 | 0
CH4 Import - NY 2030 | 0 | 0 | 0 | 0 | 0 | 0 | 0 | 0 | 0 | 0 | 2044602207.9427 | 2044602207.9427 | 2044602207.9427 | 2044602207.9427 | 2044602207.9427 | 2044602207.9427 | 2044602207.9427 | 2044602207.9427 | 2044602207.9427 | 2044602207.9427 | 0 | 0 | 0 | 0 | 0 | 0 | 0 | 0 | 0 | 0 | 0 | 20446022079.427
NY | 0 | 0 | 0 | 0 | 0 | 0 | 0 | 0 | 0 | 0 | 2044602207.9427 | 2044602207.9427 | 2044602207.9427 | 2044602207.9427 | 2044602207.9427 | 2044602207.9427 | 2044602207.9427 | 2044602207.9427 | 2044602207.9427 | 2044602207.9427 | 0 | 0 | 0 | 0 | 0 | 0 | 0 | 0 | 0 | 0 | 0 | 20446022079.427
EmissionsCost | 0 | 0 | 0 | 0 | 0 | 0 | 0 | 0 | 0 | 0 | 1400246087.116 | 1400246087.116 | 1400246087.116 | 1400246087.116 | 1400246087.116 | 1400246087.116 | 1400246087.116 | 1400246087.116 | 1400246087.116 | 1400246087.116 | 0 | 0 | 0 | 0 | 0 | 0 | 0 | 0 | 0 | 0 | 0 | 14002460871.1599
FuelCost | 0 | 0 | 0 | 0 | 0 | 0 | 0 | 0 | 0 | 0 | 644356120.8267 | 644356120.8267 | 644356120.8267 | 644356120.8267 | 644356120.8267 | 644356120.8267 | 644356120.8267 | 644356120.8267 | 644356120.8267 | 644356120.8267 | 0 | 0 | 0 | 0 | 0 | 0 | 0 | 0 | 0 | 0 | 0 | 6443561208.2671
VOM | 0 | 0 | 0 | 0 | 0 | 0 | 0 | 0 | 0 | 0 | 0 | 0 | 0 | 0 | 0 | 0 | 0 | 0 | 0 | 0 | 0 | 0 | 0 | 0 | 0 | 0 | 0 | 0 | 0 | 0 | 0 | 0
WC | 0 | 0 | 0 | 0 | 0 | 0 | 0 | 0 | 0 | 0 | 0 | 0 | 0 | 0 | 0 | 0 | 0 | 0 | 0 | 0 | 0 | 0 | 0 | 0 | 0 | 0 | 0 | 0 | 0 | 0 | 0 | 0
EmissionsCost | 0 | 0 | 0 | 0 | 0 | 0 | 0 | 0 | 0 | 0 | 0 | 0 | 0 | 0 | 0 | 0 | 0 | 0 | 0 | 0 | 0 | 0 | 0 | 0 | 0 | 0 | 0 | 0 | 0 | 0 | 0 | 0
FuelCost | 0 | 0 | 0 | 0 | 0 | 0 | 0 | 0 | 0 | 0 | 0 | 0 | 0 | 0 | 0 | 0 | 0 | 0 | 0 | 0 | 0 | 0 | 0 | 0 | 0 | 0 | 0 | 0 | 0 | 0 | 0 | 0
VOM | 0 | 0 | 0 | 0 | 0 | 0 | 0 | 0 | 0 | 0 | 0 | 0 | 0 | 0 | 0 | 0 | 0 | 0 | 0 | 0 | 0 | 0 | 0 | 0 | 0 | 0 | 0 | 0 | 0 | 0 | 0 | 0
CH4 Import - NY 2040 | 0 | 0 | 0 | 0 | 0 | 0 | 0 | 0 | 0 | 0 | 0 | 0 | 0 | 0 | 0 | 0 | 0 | 0 | 0 | 0 | 2183158389.8186 | 2183158389.8186 | 2183158389.8186 | 2183158389.8186 | 2183158389.8186 | 2183158389.8186 | 2183158389.8186 | 2183158389.8186 | 2183158389.8186 | 2183158389.8186 | 0 | 21831583898.1858
NY | 0 | 0 | 0 | 0 | 0 | 0 | 0 | 0 | 0 | 0 | 0 | 0 | 0 | 0 | 0 | 0 | 0 | 0 | 0 | 0 | 2183158389.8186 | 2183158389.8186 | 2183158389.8186 | 2183158389.8186 | 2183158389.8186 | 2183158389.8186 | 2183158389.8186 | 2183158389.8186 | 2183158389.8186 | 2183158389.8186 | 0 | 21831583898.1858
EmissionsCost | 0 | 0 | 0 | 0 | 0 | 0 | 0 | 0 | 0 | 0 | 0 | 0 | 0 | 0 | 0 | 0 | 0 | 0 | 0 | 0 | 1424811807.9426 | 1424811807.9426 | 1424811807.9426 | 1424811807.9426 | 1424811807.9426 | 1424811807.9426 | 1424811807.9426 | 1424811807.9426 | 1424811807.9426 | 1424811807.9426 | 0 | 14248118079.4259
FuelCost | 0 | 0 | 0 | 0 | 0 | 0 | 0 | 0 | 0 | 0 | 0 | 0 | 0 | 0 | 0 | 0 | 0 | 0 | 0 | 0 | 758346581.876 | 758346581.876 | 758346581.876 | 758346581.876 | 758346581.876 | 758346581.876 | 758346581.876 | 758346581.876 | 758346581.876 | 758346581.876 | 0 | 7583465818.7599
VOM | 0 | 0 | 0 | 0 | 0 | 0 | 0 | 0 | 0 | 0 | 0 | 0 | 0 | 0 | 0 | 0 | 0 | 0 | 0 | 0 | 0 | 0 | 0 | 0 | 0 | 0 | 0 | 0 | 0 | 0 | 0 | 0
WC | 0 | 0 | 0 | 0 | 0 | 0 | 0 | 0 | 0 | 0 | 0 | 0 | 0 | 0 | 0 | 0 | 0 | 0 | 0 | 0 | 0 | 0 | 0 | 0 | 0 | 0 | 0 | 0 | 0 | 0 | 0 | 0
EmissionsCost | 0 | 0 | 0 | 0 | 0 | 0 | 0 | 0 | 0 | 0 | 0 | 0 | 0 | 0 | 0 | 0 | 0 | 0 | 0 | 0 | 0 | 0 | 0 | 0 | 0 | 0 | 0 | 0 | 0 | 0 | 0 | 0
FuelCost | 0 | 0 | 0 | 0 | 0 | 0 | 0 | 0 | 0 | 0 | 0 | 0 | 0 | 0 | 0 | 0 | 0 | 0 | 0 | 0 | 0 | 0 | 0 | 0 | 0 | 0 | 0 | 0 | 0 | 0 | 0 | 0
VOM | 0 | 0 | 0 | 0 | 0 | 0 | 0 | 0 | 0 | 0 | 0 | 0 | 0 | 0 | 0 | 0 | 0 | 0 | 0 | 0 | 0 | 0 | 0 | 0 | 0 | 0 | 0 | 0 | 0 | 0 | 0 | 0
CH4 Import - NY 2050 | 0 | 0 | 0 | 0 | 0 | 0 | 0 | 0 | 0 | 0 | 0 | 0 | 0 | 0 | 0 | 0 | 0 | 0 | 0 | 0 | 0 | 0 | 0 | 0 | 0 | 0 | 0 | 0 | 0 | 0 | 0 | 0
NY | 0 | 0 | 0 | 0 | 0 | 0 | 0 | 0 | 0 | 0 | 0 | 0 | 0 | 0 | 0 | 0 | 0 | 0 | 0 | 0 | 0 | 0 | 0 | 0 | 0 | 0 | 0 | 0 | 0 | 0 | 0 | 0
EmissionsCost | 0 | 0 | 0 | 0 | 0 | 0 | 0 | 0 | 0 | 0 | 0 | 0 | 0 | 0 | 0 | 0 | 0 | 0 | 0 | 0 | 0 | 0 | 0 | 0 | 0 | 0 | 0 | 0 | 0 | 0 | 0 | 0
FuelCost | 0 | 0 | 0 | 0 | 0 | 0 | 0 | 0 | 0 | 0 | 0 | 0 | 0 | 0 | 0 | 0 | 0 | 0 | 0 | 0 | 0 | 0 | 0 | 0 | 0 | 0 | 0 | 0 | 0 | 0 | 0 | 0
VOM | 0 | 0 | 0 | 0 | 0 | 0 | 0 | 0 | 0 | 0 | 0 | 0 | 0 | 0 | 0 | 0 | 0 | 0 | 0 | 0 | 0 | 0 | 0 | 0 | 0 | 0 | 0 | 0 | 0 | 0 | 0 | 0
WC | 0 | 0 | 0 | 0 | 0 | 0 | 0 | 0 | 0 | 0 | 0 | 0 | 0 | 0 | 0 | 0 | 0 | 0 | 0 | 0 | 0 | 0 | 0 | 0 | 0 | 0 | 0 | 0 | 0 | 0 | 0 | 0
EmissionsCost | 0 | 0 | 0 | 0 | 0 | 0 | 0 | 0 | 0 | 0 | 0 | 0 | 0 | 0 | 0 | 0 | 0 | 0 | 0 | 0 | 0 | 0 | 0 | 0 | 0 | 0 | 0 | 0 | 0 | 0 | 0 | 0
FuelCost | 0 | 0 | 0 | 0 | 0 | 0 | 0 | 0 | 0 | 0 | 0 | 0 | 0 | 0 | 0 | 0 | 0 | 0 | 0 | 0 | 0 | 0 | 0 | 0 | 0 | 0 | 0 | 0 | 0 | 0 | 0 | 0
VOM | 0 | 0 | 0 | 0 | 0 | 0 | 0 | 0 | 0 | 0 | 0 | 0 | 0 | 0 | 0 | 0 | 0 | 0 | 0 | 0 | 0 | 0 | 0 | 0 | 0 | 0 | 0 | 0 | 0 | 0 | 0 | 0
CH4 Import - WC 2020 | 3194576211.6167 | 3194576211.6167 | 3194576211.6167 | 3194576211.6167 | 3194576211.6167 | 3194576211.6167 | 3194576211.6167 | 3194576211.6167 | 3194576211.6167 | 3194576211.6167 | 0 | 0 | 0 | 0 | 0 | 0 | 0 | 0 | 0 | 0 | 0 | 0 | 0 | 0 | 0 | 0 | 0 | 0 | 0 | 0 | 0 | 31945762116.1665
NY | 0 | 0 | 0 | 0 | 0 | 0 | 0 | 0 | 0 | 0 | 0 | 0 | 0 | 0 | 0 | 0 | 0 | 0 | 0 | 0 | 0 | 0 | 0 | 0 | 0 | 0 | 0 | 0 | 0 | 0 | 0 | 0
EmissionsCost | 0 | 0 | 0 | 0 | 0 | 0 | 0 | 0 | 0 | 0 | 0 | 0 | 0 | 0 | 0 | 0 | 0 | 0 | 0 | 0 | 0 | 0 | 0 | 0 | 0 | 0 | 0 | 0 | 0 | 0 | 0 | 0
FuelCost | 0 | 0 | 0 | 0 | 0 | 0 | 0 | 0 | 0 | 0 | 0 | 0 | 0 | 0 | 0 | 0 | 0 | 0 | 0 | 0 | 0 | 0 | 0 | 0 | 0 | 0 | 0 | 0 | 0 | 0 | 0 | 0
VOM | 0 | 0 | 0 | 0 | 0 | 0 | 0 | 0 | 0 | 0 | 0 | 0 | 0 | 0 | 0 | 0 | 0 | 0 | 0 | 0 | 0 | 0 | 0 | 0 | 0 | 0 | 0 | 0 | 0 | 0 | 0 | 0
WC | 3194576211.6167 | 3194576211.6167 | 3194576211.6167 | 3194576211.6167 | 3194576211.6167 | 3194576211.6167 | 3194576211.6167 | 3194576211.6167 | 3194576211.6167 | 3194576211.6167 | 0 | 0 | 0 | 0 | 0 | 0 | 0 | 0 | 0 | 0 | 0 | 0 | 0 | 0 | 0 | 0 | 0 | 0 | 0 | 0 | 0 | 31945762116.1665
EmissionsCost | 1306945425.5377 | 1306945425.5377 | 1306945425.5377 | 1306945425.5377 | 1306945425.5377 | 1306945425.5377 | 1306945425.5377 | 1306945425.5377 | 1306945425.5377 | 1306945425.5377 | 0 | 0 | 0 | 0 | 0 | 0 | 0 | 0 | 0 | 0 | 0 | 0 | 0 | 0 | 0 | 0 | 0 | 0 | 0 | 0 | 0 | 13069454255.3774
FuelCost | 1887630786.0789 | 1887630786.0789 | 1887630786.0789 | 1887630786.0789 | 1887630786.0789 | 1887630786.0789 | 1887630786.0789 | 1887630786.0789 | 1887630786.0789 | 1887630786.0789 | 0 | 0 | 0 | 0 | 0 | 0 | 0 | 0 | 0 | 0 | 0 | 0 | 0 | 0 | 0 | 0 | 0 | 0 | 0 | 0 | 0 | 18876307860.7891
VOM | 0 | 0 | 0 | 0 | 0 | 0 | 0 | 0 | 0 | 0 | 0 | 0 | 0 | 0 | 0 | 0 | 0 | 0 | 0 | 0 | 0 | 0 | 0 | 0 | 0 | 0 | 0 | 0 | 0 | 0 | 0 | 0
CH4 Import - WC 2030 | 0 | 0 | 0 | 0 | 0 | 0 | 0 | 0 | 0 | 0 | 7587216161.4579 | 7587216161.4579 | 7587216161.4579 | 7587216161.4579 | 7587216161.4579 | 7587216161.4579 | 7587216161.4579 | 7587216161.4579 | 7587216161.4579 | 7587216161.4579 | 0 | 0 | 0 | 0 | 0 | 0 | 0 | 0 | 0 | 0 | 0 | 75872161614.5791
NY | 0 | 0 | 0 | 0 | 0 | 0 | 0 | 0 | 0 | 0 | 0 | 0 | 0 | 0 | 0 | 0 | 0 | 0 | 0 | 0 | 0 | 0 | 0 | 0 | 0 | 0 | 0 | 0 | 0 | 0 | 0 | 0
EmissionsCost | 0 | 0 | 0 | 0 | 0 | 0 | 0 | 0 | 0 | 0 | 0 | 0 | 0 | 0 | 0 | 0 | 0 | 0 | 0 | 0 | 0 | 0 | 0 | 0 | 0 | 0 | 0 | 0 | 0 | 0 | 0 | 0
FuelCost | 0 | 0 | 0 | 0 | 0 | 0 | 0 | 0 | 0 | 0 | 0 | 0 | 0 | 0 | 0 | 0 | 0 | 0 | 0 | 0 | 0 | 0 | 0 | 0 | 0 | 0 | 0 | 0 | 0 | 0 | 0 | 0
VOM | 0 | 0 | 0 | 0 | 0 | 0 | 0 | 0 | 0 | 0 | 0 | 0 | 0 | 0 | 0 | 0 | 0 | 0 | 0 | 0 | 0 | 0 | 0 | 0 | 0 | 0 | 0 | 0 | 0 | 0 | 0 | 0
WC | 0 | 0 | 0 | 0 | 0 | 0 | 0 | 0 | 0 | 0 | 7587216161.4579 | 7587216161.4579 | 7587216161.4579 | 7587216161.4579 | 7587216161.4579 | 7587216161.4579 | 7587216161.4579 | 7587216161.4579 | 7587216161.4579 | 7587216161.4579 | 0 | 0 | 0 | 0 | 0 | 0 | 0 | 0 | 0 | 0 | 0 | 75872161614.5791
EmissionsCost | 0 | 0 | 0 | 0 | 0 | 0 | 0 | 0 | 0 | 0 | 5196105971.5741 | 5196105971.5741 | 5196105971.5741 | 5196105971.5741 | 5196105971.5741 | 5196105971.5741 | 5196105971.5741 | 5196105971.5741 | 5196105971.5741 | 5196105971.5741 | 0 | 0 | 0 | 0 | 0 | 0 | 0 | 0 | 0 | 0 | 0 | 51961059715.741
FuelCost | 0 | 0 | 0 | 0 | 0 | 0 | 0 | 0 | 0 | 0 | 2391110189.8838 | 2391110189.8838 | 2391110189.8838 | 2391110189.8838 | 2391110189.8838 | 2391110189.8838 | 2391110189.8838 | 2391110189.8838 | 2391110189.8838 | 2391110189.8838 | 0 | 0 | 0 | 0 | 0 | 0 | 0 | 0 | 0 | 0 | 0 | 23911101898.8381
VOM | 0 | 0 | 0 | 0 | 0 | 0 | 0 | 0 | 0 | 0 | 0 | 0 | 0 | 0 | 0 | 0 | 0 | 0 | 0 | 0 | 0 | 0 | 0 | 0 | 0 | 0 | 0 | 0 | 0 | 0 | 0 | 0
CH4 Import - WC 2040 | 0 | 0 | 0 | 0 | 0 | 0 | 0 | 0 | 0 | 0 | 0 | 0 | 0 | 0 | 0 | 0 | 0 | 0 | 0 | 0 | 3244491161.7423 | 3244491161.7423 | 3244491161.7423 | 3244491161.7423 | 3244491161.7423 | 3244491161.7423 | 3244491161.7423 | 3244491161.7423 | 3244491161.7423 | 3244491161.7423 | 0 | 32444911617.4229
NY | 0 | 0 | 0 | 0 | 0 | 0 | 0 | 0 | 0 | 0 | 0 | 0 | 0 | 0 | 0 | 0 | 0 | 0 | 0 | 0 | 0 | 0 | 0 | 0 | 0 | 0 | 0 | 0 | 0 | 0 | 0 | 0
EmissionsCost | 0 | 0 | 0 | 0 | 0 | 0 | 0 | 0 | 0 | 0 | 0 | 0 | 0 | 0 | 0 | 0 | 0 | 0 | 0 | 0 | 0 | 0 | 0 | 0 | 0 | 0 | 0 | 0 | 0 | 0 | 0 | 0
FuelCost | 0 | 0 | 0 | 0 | 0 | 0 | 0 | 0 | 0 | 0 | 0 | 0 | 0 | 0 | 0 | 0 | 0 | 0 | 0 | 0 | 0 | 0 | 0 | 0 | 0 | 0 | 0 | 0 | 0 | 0 | 0 | 0
VOM | 0 | 0 | 0 | 0 | 0 | 0 | 0 | 0 | 0 | 0 | 0 | 0 | 0 | 0 | 0 | 0 | 0 | 0 | 0 | 0 | 0 | 0 | 0 | 0 | 0 | 0 | 0 | 0 | 0 | 0 | 0 | 0
WC | 0 | 0 | 0 | 0 | 0 | 0 | 0 | 0 | 0 | 0 | 0 | 0 | 0 | 0 | 0 | 0 | 0 | 0 | 0 | 0 | 3244491161.7423 | 3244491161.7423 | 3244491161.7423 | 3244491161.7423 | 3244491161.7423 | 3244491161.7423 | 3244491161.7423 | 3244491161.7423 | 3244491161.7423 | 3244491161.7423 | 0 | 32444911617.4229
EmissionsCost | 0 | 0 | 0 | 0 | 0 | 0 | 0 | 0 | 0 | 0 | 0 | 0 | 0 | 0 | 0 | 0 | 0 | 0 | 0 | 0 | 2117477751.305 | 2117477751.305 | 2117477751.305 | 2117477751.305 | 2117477751.305 | 2117477751.305 | 2117477751.305 | 2117477751.305 | 2117477751.305 | 2117477751.305 | 0 | 21174777513.0504
FuelCost | 0 | 0 | 0 | 0 | 0 | 0 | 0 | 0 | 0 | 0 | 0 | 0 | 0 | 0 | 0 | 0 | 0 | 0 | 0 | 0 | 1127013410.4372 | 1127013410.4372 | 1127013410.4372 | 1127013410.4372 | 1127013410.4372 | 1127013410.4372 | 1127013410.4372 | 1127013410.4372 | 1127013410.4372 | 1127013410.4372 | 0 | 11270134104.3725
VOM | 0 | 0 | 0 | 0 | 0 | 0 | 0 | 0 | 0 | 0 | 0 | 0 | 0 | 0 | 0 | 0 | 0 | 0 | 0 | 0 | 0 | 0 | 0 | 0 | 0 | 0 | 0 | 0 | 0 | 0 | 0 | 0
CH4 Import - WC 2050 | 0 | 0 | 0 | 0 | 0 | 0 | 0 | 0 | 0 | 0 | 0 | 0 | 0 | 0 | 0 | 0 | 0 | 0 | 0 | 0 | 0 | 0 | 0 | 0 | 0 | 0 | 0 | 0 | 0 | 0 | 0 | 0
NY | 0 | 0 | 0 | 0 | 0 | 0 | 0 | 0 | 0 | 0 | 0 | 0 | 0 | 0 | 0 | 0 | 0 | 0 | 0 | 0 | 0 | 0 | 0 | 0 | 0 | 0 | 0 | 0 | 0 | 0 | 0 | 0
EmissionsCost | 0 | 0 | 0 | 0 | 0 | 0 | 0 | 0 | 0 | 0 | 0 | 0 | 0 | 0 | 0 | 0 | 0 | 0 | 0 | 0 | 0 | 0 | 0 | 0 | 0 | 0 | 0 | 0 | 0 | 0 | 0 | 0
FuelCost | 0 | 0 | 0 | 0 | 0 | 0 | 0 | 0 | 0 | 0 | 0 | 0 | 0 | 0 | 0 | 0 | 0 | 0 | 0 | 0 | 0 | 0 | 0 | 0 | 0 | 0 | 0 | 0 | 0 | 0 | 0 | 0
VOM | 0 | 0 | 0 | 0 | 0 | 0 | 0 | 0 | 0 | 0 | 0 | 0 | 0 | 0 | 0 | 0 | 0 | 0 | 0 | 0 | 0 | 0 | 0 | 0 | 0 | 0 | 0 | 0 | 0 | 0 | 0 | 0
WC | 0 | 0 | 0 | 0 | 0 | 0 | 0 | 0 | 0 | 0 | 0 | 0 | 0 | 0 | 0 | 0 | 0 | 0 | 0 | 0 | 0 | 0 | 0 | 0 | 0 | 0 | 0 | 0 | 0 | 0 | 0 | 0
EmissionsCost | 0 | 0 | 0 | 0 | 0 | 0 | 0 | 0 | 0 | 0 | 0 | 0 | 0 | 0 | 0 | 0 | 0 | 0 | 0 | 0 | 0 | 0 | 0 | 0 | 0 | 0 | 0 | 0 | 0 | 0 | 0 | 0
FuelCost | 0 | 0 | 0 | 0 | 0 | 0 | 0 | 0 | 0 | 0 | 0 | 0 | 0 | 0 | 0 | 0 | 0 | 0 | 0 | 0 | 0 | 0 | 0 | 0 | 0 | 0 | 0 | 0 | 0 | 0 | 0 | 0
VOM | 0 | 0 | 0 | 0 | 0 | 0 | 0 | 0 | 0 | 0 | 0 | 0 | 0 | 0 | 0 | 0 | 0 | 0 | 0 | 0 | 0 | 0 | 0 | 0 | 0 | 0 | 0 | 0 | 0 | 0 | 0 | 0
H2 Import - QC | 0 | 0 | 0 | 0 | 0 | 0 | 0 | 0 | 0 | 0 | 0 | 0 | 0 | 0 | 0 | 0 | 0 | 0 | 0 | 0 | 0 | 0 | 0 | 0 | 0 | 0 | 0 | 0 | 0 | 0 | 0 | 0
NY | 0 | 0 | 0 | 0 | 0 | 0 | 0 | 0 | 0 | 0 | 0 | 0 | 0 | 0 | 0 | 0 | 0 | 0 | 0 | 0 | 0 | 0 | 0 | 0 | 0 | 0 | 0 | 0 | 0 | 0 | 0 | 0
EmissionsCost | 0 | 0 | 0 | 0 | 0 | 0 | 0 | 0 | 0 | 0 | 0 | 0 | 0 | 0 | 0 | 0 | 0 | 0 | 0 | 0 | 0 | 0 | 0 | 0 | 0 | 0 | 0 | 0 | 0 | 0 | 0 | 0
FuelCost | 0 | 0 | 0 | 0 | 0 | 0 | 0 | 0 | 0 | 0 | 0 | 0 | 0 | 0 | 0 | 0 | 0 | 0 | 0 | 0 | 0 | 0 | 0 | 0 | 0 | 0 | 0 | 0 | 0 | 0 | 0 | 0
VOM | 0 | 0 | 0 | 0 | 0 | 0 | 0 | 0 | 0 | 0 | 0 | 0 | 0 | 0 | 0 | 0 | 0 | 0 | 0 | 0 | 0 | 0 | 0 | 0 | 0 | 0 | 0 | 0 | 0 | 0 | 0 | 0
WC | 0 | 0 | 0 | 0 | 0 | 0 | 0 | 0 | 0 | 0 | 0 | 0 | 0 | 0 | 0 | 0 | 0 | 0 | 0 | 0 | 0 | 0 | 0 | 0 | 0 | 0 | 0 | 0 | 0 | 0 | 0 | 0
EmissionsCost | 0 | 0 | 0 | 0 | 0 | 0 | 0 | 0 | 0 | 0 | 0 | 0 | 0 | 0 | 0 | 0 | 0 | 0 | 0 | 0 | 0 | 0 | 0 | 0 | 0 | 0 | 0 | 0 | 0 | 0 | 0 | 0
FuelCost | 0 | 0 | 0 | 0 | 0 | 0 | 0 | 0 | 0 | 0 | 0 | 0 | 0 | 0 | 0 | 0 | 0 | 0 | 0 | 0 | 0 | 0 | 0 | 0 | 0 | 0 | 0 | 0 | 0 | 0 | 0 | 0
VOM | 0 | 0 | 0 | 0 | 0 | 0 | 0 | 0 | 0 | 0 | 0 | 0 | 0 | 0 | 0 | 0 | 0 | 0 | 0 | 0 | 0 | 0 | 0 | 0 | 0 | 0 | 0 | 0 | 0 | 0 | 0 | 0
H2 Import - WC | 0 | 0 | 0 | 0 | 0 | 0 | 0 | 0 | 0 | 0 | 0 | 0 | 0 | 0 | 0 | 0 | 0 | 0 | 0 | 0 | 8016738.2099 | 8016738.2099 | 8016738.2099 | 8016738.2099 | 8016738.2099 | 8016738.2099 | 8016738.2099 | 8016738.2099 | 8016738.2099 | 8016738.2099 | 33930011.4876 | 114097393.5864
NY | 0 | 0 | 0 | 0 | 0 | 0 | 0 | 0 | 0 | 0 | 0 | 0 | 0 | 0 | 0 | 0 | 0 | 0 | 0 | 0 | 0 | 0 | 0 | 0 | 0 | 0 | 0 | 0 | 0 | 0 | 0 | 0
EmissionsCost | 0 | 0 | 0 | 0 | 0 | 0 | 0 | 0 | 0 | 0 | 0 | 0 | 0 | 0 | 0 | 0 | 0 | 0 | 0 | 0 | 0 | 0 | 0 | 0 | 0 | 0 | 0 | 0 | 0 | 0 | 0 | 0
FuelCost | 0 | 0 | 0 | 0 | 0 | 0 | 0 | 0 | 0 | 0 | 0 | 0 | 0 | 0 | 0 | 0 | 0 | 0 | 0 | 0 | 0 | 0 | 0 | 0 | 0 | 0 | 0 | 0 | 0 | 0 | 0 | 0
VOM | 0 | 0 | 0 | 0 | 0 | 0 | 0 | 0 | 0 | 0 | 0 | 0 | 0 | 0 | 0 | 0 | 0 | 0 | 0 | 0 | 0 | 0 | 0 | 0 | 0 | 0 | 0 | 0 | 0 | 0 | 0 | 0
WC | 0 | 0 | 0 | 0 | 0 | 0 | 0 | 0 | 0 | 0 | 0 | 0 | 0 | 0 | 0 | 0 | 0 | 0 | 0 | 0 | 8016738.2099 | 8016738.2099 | 8016738.2099 | 8016738.2099 | 8016738.2099 | 8016738.2099 | 8016738.2099 | 8016738.2099 | 8016738.2099 | 8016738.2099 | 33930011.4876 | 114097393.5864
EmissionsCost | 0 | 0 | 0 | 0 | 0 | 0 | 0 | 0 | 0 | 0 | 0 | 0 | 0 | 0 | 0 | 0 | 0 | 0 | 0 | 0 | 0 | 0 | 0 | 0 | 0 | 0 | 0 | 0 | 0 | 0 | 0 | 0
FuelCost | 0 | 0 | 0 | 0 | 0 | 0 | 0 | 0 | 0 | 0 | 0 | 0 | 0 | 0 | 0 | 0 | 0 | 0 | 0 | 0 | 8016738.2099 | 8016738.2099 | 8016738.2099 | 8016738.2099 | 8016738.2099 | 8016738.2099 | 8016738.2099 | 8016738.2099 | 8016738.2099 | 8016738.2099 | 33930011.4876 | 114097393.5864
VOM | 0 | 0 | 0 | 0 | 0 | 0 | 0 | 0 | 0 | 0 | 0 | 0 | 0 | 0 | 0 | 0 | 0 | 0 | 0 | 0 | 0 | 0 | 0 | 0 | 0 | 0 | 0 | 0 | 0 | 0 | 0 | 0
Grand Total | 3884709419.8882 | 3884709419.8882 | 3884709419.8882 | 3884709419.8882 | 3884709419.8882 | 3884709419.8882 | 3884709419.8882 | 3884709419.8882 | 3884709419.8882 | 3884709419.8882 | 9631818369.4006 | 9631818369.4006 | 9631818369.4006 | 9631818369.4006 | 9631818369.4006 | 9631818369.4006 | 9631818369.4006 | 9631818369.4006 | 9631818369.4006 | 9631818369.4006 | 5435666289.7708 | 5435666289.7708 | 5435666289.7708 | 5435666289.7708 | 5435666289.7708 | 5435666289.7708 | 5435666289.7708 | 5435666289.7708 | 5435666289.7708 | 5435666289.7708 | 33930011.4876 | 189555870802.0829
Total Emissions Costs | 1589288490.725 | 1589288490.725 | 1589288490.725 | 1589288490.725 | 1589288490.725 | 1589288490.725 | 1589288490.725 | 1589288490.725 | 1589288490.725 | 1589288490.725 | 6596352058.6901 | 6596352058.6901 | 6596352058.6901 | 6596352058.6901 | 6596352058.6901 | 6596352058.6901 | 6596352058.6901 | 6596352058.6901 | 6596352058.6901 | 6596352058.6901 | 3542289559.2476 | 3542289559.2476 | 3542289559.2476 | 3542289559.2476 | 3542289559.2476 | 3542289559.2476 | 3542289559.2476 | 3542289559.2476 | 3542289559.2476 | 3542289559.2476 | 0 | 117279301086.6272

## InfraTech Dispatch Costs (to)
Year Range: | 2020-2030 | 2020-2030 | 2020-2030 | 2020-2030 | 2020-2030 | 2020-2030 | 2020-2030 | 2020-2030 | 2020-2030 | 2020-2030 | 2020-2030 | 2030-2040 | 2030-2040 | 2030-2040 | 2030-2040 | 2030-2040 | 2030-2040 | 2030-2040 | 2030-2040 | 2030-2040 | 2030-2040 | 2040-2050 | 2040-2050 | 2040-2050 | 2040-2050 | 2040-2050 | 2040-2050 | 2040-2050 | 2040-2050 | 2040-2050 | 2040-2050
ScenarioName | LCP_Inputs_ON_Diverse_Howarth_2023_05_05
var_type | (Multiple Items)
SubRegion_To | ON
Sum of SolutionCost | Column Labels
Row Labels | 2020 | 2021 | 2022 | 2023 | 2024 | 2025 | 2026 | 2027 | 2028 | 2029 | 2030 | 2031 | 2032 | 2033 | 2034 | 2035 | 2036 | 2037 | 2038 | 2039 | 2040 | 2041 | 2042 | 2043 | 2044 | 2045 | 2046 | 2047 | 2048 | 2049 | 2050 | Grand Total
Electricity | 12790493.821 | 12790493.821 | 12790493.821 | 12790493.821 | 12790493.821 | 12790493.821 | 12790493.821 | 12790493.821 | 12790493.821 | 12790493.821 | 58821603.4286 | 58821603.4286 | 58821603.4286 | 58821603.4286 | 58821603.4286 | 58821603.4286 | 58821603.4286 | 58821603.4286 | 58821603.4286 | 58821603.4286 | 73536535.8384 | 73536535.8384 | 73536535.8384 | 73536535.8384 | 73536535.8384 | 73536535.8384 | 73536535.8384 | 73536535.8384 | 73536535.8384 | 73536535.8384 | 89545256.218 | 1541031587.0982
Electricity Transmission Line | 12790493.821 | 12790493.821 | 12790493.821 | 12790493.821 | 12790493.821 | 12790493.821 | 12790493.821 | 12790493.821 | 12790493.821 | 12790493.821 | 58821603.4286 | 58821603.4286 | 58821603.4286 | 58821603.4286 | 58821603.4286 | 58821603.4286 | 58821603.4286 | 58821603.4286 | 58821603.4286 | 58821603.4286 | 73536535.8384 | 73536535.8384 | 73536535.8384 | 73536535.8384 | 73536535.8384 | 73536535.8384 | 73536535.8384 | 73536535.8384 | 73536535.8384 | 73536535.8384 | 89545256.218 | 1541031587.0982
MI | 1068129.3076 | 1068129.3076 | 1068129.3076 | 1068129.3076 | 1068129.3076 | 1068129.3076 | 1068129.3076 | 1068129.3076 | 1068129.3076 | 1068129.3076 | 21034161.2822 | 21034161.2822 | 21034161.2822 | 21034161.2822 | 21034161.2822 | 21034161.2822 | 21034161.2822 | 21034161.2822 | 21034161.2822 | 21034161.2822 | 26891875.679 | 26891875.679 | 26891875.679 | 26891875.679 | 26891875.679 | 26891875.679 | 26891875.679 | 26891875.679 | 26891875.679 | 26891875.679 | 28844793.821 | 518786456.508
NY | 5282747.2806 | 5282747.2806 | 5282747.2806 | 5282747.2806 | 5282747.2806 | 5282747.2806 | 5282747.2806 | 5282747.2806 | 5282747.2806 | 5282747.2806 | 12085661.3199 | 12085661.3199 | 12085661.3199 | 12085661.3199 | 12085661.3199 | 12085661.3199 | 12085661.3199 | 12085661.3199 | 12085661.3199 | 12085661.3199 | 12514383.3238 | 12514383.3238 | 12514383.3238 | 12514383.3238 | 12514383.3238 | 12514383.3238 | 12514383.3238 | 12514383.3238 | 12514383.3238 | 12514383.3238 | 17480553.9021 | 316308473.145
ON | 0 | 0 | 0 | 0 | 0 | 0 | 0 | 0 | 0 | 0 | 0 | 0 | 0 | 0 | 0 | 0 | 0 | 0 | 0 | 0 | 0 | 0 | 0 | 0 | 0 | 0 | 0 | 0 | 0 | 0 | 0 | 0
PJ | 0 | 0 | 0 | 0 | 0 | 0 | 0 | 0 | 0 | 0 | 9555737.5838 | 9555737.5838 | 9555737.5838 | 9555737.5838 | 9555737.5838 | 9555737.5838 | 9555737.5838 | 9555737.5838 | 9555737.5838 | 9555737.5838 | 16604328.336 | 16604328.336 | 16604328.336 | 16604328.336 | 16604328.336 | 16604328.336 | 16604328.336 | 16604328.336 | 16604328.336 | 16604328.336 | 26496000 | 288096659.1974
QC | 6033405.9492 | 6033405.9492 | 6033405.9492 | 6033405.9492 | 6033405.9492 | 6033405.9492 | 6033405.9492 | 6033405.9492 | 6033405.9492 | 6033405.9492 | 9988033.5795 | 9988033.5795 | 9988033.5795 | 9988033.5795 | 9988033.5795 | 9988033.5795 | 9988033.5795 | 9988033.5795 | 9988033.5795 | 9988033.5795 | 6535015.2244 | 6535015.2244 | 6535015.2244 | 6535015.2244 | 6535015.2244 | 6535015.2244 | 6535015.2244 | 6535015.2244 | 6535015.2244 | 6535015.2244 | 7357789.9466 | 232922337.4784
WC | 406211.2837 | 406211.2837 | 406211.2837 | 406211.2837 | 406211.2837 | 406211.2837 | 406211.2837 | 406211.2837 | 406211.2837 | 406211.2837 | 6158009.6633 | 6158009.6633 | 6158009.6633 | 6158009.6633 | 6158009.6633 | 6158009.6633 | 6158009.6633 | 6158009.6633 | 6158009.6633 | 6158009.6633 | 10990933.2751 | 10990933.2751 | 10990933.2751 | 10990933.2751 | 10990933.2751 | 10990933.2751 | 10990933.2751 | 10990933.2751 | 10990933.2751 | 10990933.2751 | 9366118.5484 | 184917660.7694
Hydrogen | 0 | 0 | 0 | 0 | 0 | 0 | 0 | 0 | 0 | 0 | 291122573.1747 | 291122573.1747 | 291122573.1747 | 291122573.1747 | 291122573.1747 | 291122573.1747 | 291122573.1747 | 291122573.1747 | 291122573.1747 | 291122573.1747 | 941970860.5585 | 941970860.5585 | 941970860.5585 | 941970860.5585 | 941970860.5585 | 941970860.5585 | 941970860.5585 | 941970860.5585 | 941970860.5585 | 941970860.5585 | 1704303201.4629 | 14035237538.7949
H2 Pipeline - New | 0 | 0 | 0 | 0 | 0 | 0 | 0 | 0 | 0 | 0 | 0 | 0 | 0 | 0 | 0 | 0 | 0 | 0 | 0 | 0 | 0 | 0 | 0 | 0 | 0 | 0 | 0 | 0 | 0 | 0 | 0 | 0
MI | 0 | 0 | 0 | 0 | 0 | 0 | 0 | 0 | 0 | 0 | 0 | 0 | 0 | 0 | 0 | 0 | 0 | 0 | 0 | 0 | 0 | 0 | 0 | 0 | 0 | 0 | 0 | 0 | 0 | 0 | 0 | 0
NY | 0 | 0 | 0 | 0 | 0 | 0 | 0 | 0 | 0 | 0 | 0 | 0 | 0 | 0 | 0 | 0 | 0 | 0 | 0 | 0 | 0 | 0 | 0 | 0 | 0 | 0 | 0 | 0 | 0 | 0 | 0 | 0
ON | 0 | 0 | 0 | 0 | 0 | 0 | 0 | 0 | 0 | 0 | 0 | 0 | 0 | 0 | 0 | 0 | 0 | 0 | 0 | 0 | 0 | 0 | 0 | 0 | 0 | 0 | 0 | 0 | 0 | 0 | 0 | 0
PJ | 0 | 0 | 0 | 0 | 0 | 0 | 0 | 0 | 0 | 0 | 0 | 0 | 0 | 0 | 0 | 0 | 0 | 0 | 0 | 0 | 0 | 0 | 0 | 0 | 0 | 0 | 0 | 0 | 0 | 0 | 0 | 0
QC | 0 | 0 | 0 | 0 | 0 | 0 | 0 | 0 | 0 | 0 | 0 | 0 | 0 | 0 | 0 | 0 | 0 | 0 | 0 | 0 | 0 | 0 | 0 | 0 | 0 | 0 | 0 | 0 | 0 | 0 | 0 | 0
WC | 0 | 0 | 0 | 0 | 0 | 0 | 0 | 0 | 0 | 0 | 0 | 0 | 0 | 0 | 0 | 0 | 0 | 0 | 0 | 0 | 0 | 0 | 0 | 0 | 0 | 0 | 0 | 0 | 0 | 0 | 0 | 0
H2 Pipeline - Repurposed | 0 | 0 | 0 | 0 | 0 | 0 | 0 | 0 | 0 | 0 | 291122573.1747 | 291122573.1747 | 291122573.1747 | 291122573.1747 | 291122573.1747 | 291122573.1747 | 291122573.1747 | 291122573.1747 | 291122573.1747 | 291122573.1747 | 941970860.5585 | 941970860.5585 | 941970860.5585 | 941970860.5585 | 941970860.5585 | 941970860.5585 | 941970860.5585 | 941970860.5585 | 941970860.5585 | 941970860.5585 | 1704303201.4629 | 14035237538.7949
MI | 0 | 0 | 0 | 0 | 0 | 0 | 0 | 0 | 0 | 0 | 0 | 0 | 0 | 0 | 0 | 0 | 0 | 0 | 0 | 0 | 0 | 0 | 0 | 0 | 0 | 0 | 0 | 0 | 0 | 0 | 0 | 0
NY | 0 | 0 | 0 | 0 | 0 | 0 | 0 | 0 | 0 | 0 | 0 | 0 | 0 | 0 | 0 | 0 | 0 | 0 | 0 | 0 | 0 | 0 | 0 | 0 | 0 | 0 | 0 | 0 | 0 | 0 | 0 | 0
ON | 0 | 0 | 0 | 0 | 0 | 0 | 0 | 0 | 0 | 0 | 291122573.1747 | 291122573.1747 | 291122573.1747 | 291122573.1747 | 291122573.1747 | 291122573.1747 | 291122573.1747 | 291122573.1747 | 291122573.1747 | 291122573.1747 | 941970860.5585 | 941970860.5585 | 941970860.5585 | 941970860.5585 | 941970860.5585 | 941970860.5585 | 941970860.5585 | 941970860.5585 | 941970860.5585 | 941970860.5585 | 1704303201.4629 | 14035237538.7949
PJ | 0 | 0 | 0 | 0 | 0 | 0 | 0 | 0 | 0 | 0 | 0 | 0 | 0 | 0 | 0 | 0 | 0 | 0 | 0 | 0 | 0 | 0 | 0 | 0 | 0 | 0 | 0 | 0 | 0 | 0 | 0 | 0
QC | 0 | 0 | 0 | 0 | 0 | 0 | 0 | 0 | 0 | 0 | 0 | 0 | 0 | 0 | 0 | 0 | 0 | 0 | 0 | 0 | 0 | 0 | 0 | 0 | 0 | 0 | 0 | 0 | 0 | 0 | 0 | 0
WC | 0 | 0 | 0 | 0 | 0 | 0 | 0 | 0 | 0 | 0 | 0 | 0 | 0 | 0 | 0 | 0 | 0 | 0 | 0 | 0 | 0 | 0 | 0 | 0 | 0 | 0 | 0 | 0 | 0 | 0 | 0 | 0
Methane | 775556548.9 | 775556548.9 | 775556548.9 | 775556548.9 | 775556548.9 | 775556548.9 | 775556548.9 | 775556548.9 | 775556548.9 | 775556548.9 | 727112349.4526 | 727112349.4526 | 727112349.4526 | 727112349.4526 | 727112349.4526 | 727112349.4526 | 727112349.4526 | 727112349.4526 | 727112349.4526 | 727112349.4526 | 520847193.3407 | 520847193.3407 | 520847193.3407 | 520847193.3407 | 520847193.3407 | 520847193.3407 | 520847193.3407 | 520847193.3407 | 520847193.3407 | 520847193.3407 | 255781646.581 | 20490942563.5138
CH4 Pipeline | 775556548.9 | 775556548.9 | 775556548.9 | 775556548.9 | 775556548.9 | 775556548.9 | 775556548.9 | 775556548.9 | 775556548.9 | 775556548.9 | 727112349.4526 | 727112349.4526 | 727112349.4526 | 727112349.4526 | 727112349.4526 | 727112349.4526 | 727112349.4526 | 727112349.4526 | 727112349.4526 | 727112349.4526 | 520847193.3407 | 520847193.3407 | 520847193.3407 | 520847193.3407 | 520847193.3407 | 520847193.3407 | 520847193.3407 | 520847193.3407 | 520847193.3407 | 520847193.3407 | 255781646.581 | 20490942563.5138
MI | 0 | 0 | 0 | 0 | 0 | 0 | 0 | 0 | 0 | 0 | 0 | 0 | 0 | 0 | 0 | 0 | 0 | 0 | 0 | 0 | 0 | 0 | 0 | 0 | 0 | 0 | 0 | 0 | 0 | 0 | 0 | 0
NY | 0 | 0 | 0 | 0 | 0 | 0 | 0 | 0 | 0 | 0 | 0 | 0 | 0 | 0 | 0 | 0 | 0 | 0 | 0 | 0 | 0 | 0 | 0 | 0 | 0 | 0 | 0 | 0 | 0 | 0 | 0 | 0
ON | 775556548.9 | 775556548.9 | 775556548.9 | 775556548.9 | 775556548.9 | 775556548.9 | 775556548.9 | 775556548.9 | 775556548.9 | 775556548.9 | 727112349.4526 | 727112349.4526 | 727112349.4526 | 727112349.4526 | 727112349.4526 | 727112349.4526 | 727112349.4526 | 727112349.4526 | 727112349.4526 | 727112349.4526 | 520847193.3407 | 520847193.3407 | 520847193.3407 | 520847193.3407 | 520847193.3407 | 520847193.3407 | 520847193.3407 | 520847193.3407 | 520847193.3407 | 520847193.3407 | 255781646.581 | 20490942563.5138
PJ | 0 | 0 | 0 | 0 | 0 | 0 | 0 | 0 | 0 | 0 | 0 | 0 | 0 | 0 | 0 | 0 | 0 | 0 | 0 | 0 | 0 | 0 | 0 | 0 | 0 | 0 | 0 | 0 | 0 | 0 | 0 | 0
QC | 0 | 0 | 0 | 0 | 0 | 0 | 0 | 0 | 0 | 0 | 0 | 0 | 0 | 0 | 0 | 0 | 0 | 0 | 0 | 0 | 0 | 0 | 0 | 0 | 0 | 0 | 0 | 0 | 0 | 0 | 0 | 0
WC | 0 | 0 | 0 | 0 | 0 | 0 | 0 | 0 | 0 | 0 | 0 | 0 | 0 | 0 | 0 | 0 | 0 | 0 | 0 | 0 | 0 | 0 | 0 | 0 | 0 | 0 | 0 | 0 | 0 | 0 | 0 | 0
Grand Total | 788347042.7211 | 788347042.7211 | 788347042.7211 | 788347042.7211 | 788347042.7211 | 788347042.7211 | 788347042.7211 | 788347042.7211 | 788347042.7211 | 788347042.7211 | 1077056526.0559 | 1077056526.0559 | 1077056526.0559 | 1077056526.0559 | 1077056526.0559 | 1077056526.0559 | 1077056526.0559 | 1077056526.0559 | 1077056526.0559 | 1077056526.0559 | 1536354589.7375 | 1536354589.7375 | 1536354589.7375 | 1536354589.7375 | 1536354589.7375 | 1536354589.7375 | 1536354589.7375 | 1536354589.7375 | 1536354589.7375 | 1536354589.7375 | 2049630104.262 | 36067211689.4069

## InfraTech Dispatch Costs (from)
Year Range: | 2020-2030 | 2020-2030 | 2020-2030 | 2020-2030 | 2020-2030 | 2020-2030 | 2020-2030 | 2020-2030 | 2020-2030 | 2020-2030 | 2020-2030 | 2030-2040 | 2030-2040 | 2030-2040 | 2030-2040 | 2030-2040 | 2030-2040 | 2030-2040 | 2030-2040 | 2030-2040 | 2030-2040 | 2040-2050 | 2040-2050 | 2040-2050 | 2040-2050 | 2040-2050 | 2040-2050 | 2040-2050 | 2040-2050 | 2040-2050 | 2040-2050
ScenarioName | LCP_Inputs_ON_Diverse_Howarth_2023_05_05
var_type | (Multiple Items)
SubRegion_From | ON
Sum of SolutionCost | Column Labels
Row Labels | 2020 | 2021 | 2022 | 2023 | 2024 | 2025 | 2026 | 2027 | 2028 | 2029 | 2030 | 2031 | 2032 | 2033 | 2034 | 2035 | 2036 | 2037 | 2038 | 2039 | 2040 | 2041 | 2042 | 2043 | 2044 | 2045 | 2046 | 2047 | 2048 | 2049 | 2050 | Grand Total
Electricity | 38799574.7396 | 38799574.7396 | 38799574.7396 | 38799574.7396 | 38799574.7396 | 38799574.7396 | 38799574.7396 | 38799574.7396 | 38799574.7396 | 38799574.7396 | 26916996.4209 | 26916996.4209 | 26916996.4209 | 26916996.4209 | 26916996.4209 | 26916996.4209 | 26916996.4209 | 26916996.4209 | 26916996.4209 | 26916996.4209 | 66089080.4366 | 66089080.4366 | 66089080.4366 | 66089080.4366 | 66089080.4366 | 66089080.4366 | 66089080.4366 | 66089080.4366 | 66089080.4366 | 66089080.4366 | 72497486.4193 | 1390554002.3901
Electricity Transmission Line | 38799574.7396 | 38799574.7396 | 38799574.7396 | 38799574.7396 | 38799574.7396 | 38799574.7396 | 38799574.7396 | 38799574.7396 | 38799574.7396 | 38799574.7396 | 26916996.4209 | 26916996.4209 | 26916996.4209 | 26916996.4209 | 26916996.4209 | 26916996.4209 | 26916996.4209 | 26916996.4209 | 26916996.4209 | 26916996.4209 | 66089080.4366 | 66089080.4366 | 66089080.4366 | 66089080.4366 | 66089080.4366 | 66089080.4366 | 66089080.4366 | 66089080.4366 | 66089080.4366 | 66089080.4366 | 72497486.4193 | 1390554002.3901
MI | 16592249.3976 | 16592249.3976 | 16592249.3976 | 16592249.3976 | 16592249.3976 | 16592249.3976 | 16592249.3976 | 16592249.3976 | 16592249.3976 | 16592249.3976 | 484213.6315 | 484213.6315 | 484213.6315 | 484213.6315 | 484213.6315 | 484213.6315 | 484213.6315 | 484213.6315 | 484213.6315 | 484213.6315 | 18993738.8463 | 18993738.8463 | 18993738.8463 | 18993738.8463 | 18993738.8463 | 18993738.8463 | 18993738.8463 | 18993738.8463 | 18993738.8463 | 18993738.8463 | 17100861.3003 | 377802880.0533
NY | 18849351.0134 | 18849351.0134 | 18849351.0134 | 18849351.0134 | 18849351.0134 | 18849351.0134 | 18849351.0134 | 18849351.0134 | 18849351.0134 | 18849351.0134 | 12265818.1528 | 12265818.1528 | 12265818.1528 | 12265818.1528 | 12265818.1528 | 12265818.1528 | 12265818.1528 | 12265818.1528 | 12265818.1528 | 12265818.1528 | 15095416.8241 | 15095416.8241 | 15095416.8241 | 15095416.8241 | 15095416.8241 | 15095416.8241 | 15095416.8241 | 15095416.8241 | 15095416.8241 | 15095416.8241 | 15499220.6155 | 477605080.5176
ON | 0 | 0 | 0 | 0 | 0 | 0 | 0 | 0 | 0 | 0 | 0 | 0 | 0 | 0 | 0 | 0 | 0 | 0 | 0 | 0 | 0 | 0 | 0 | 0 | 0 | 0 | 0 | 0 | 0 | 0 | 0 | 0
PJ | 0 | 0 | 0 | 0 | 0 | 0 | 0 | 0 | 0 | 0 | 6726019.0733 | 6726019.0733 | 6726019.0733 | 6726019.0733 | 6726019.0733 | 6726019.0733 | 6726019.0733 | 6726019.0733 | 6726019.0733 | 6726019.0733 | 27047389.0481 | 27047389.0481 | 27047389.0481 | 27047389.0481 | 27047389.0481 | 27047389.0481 | 27047389.0481 | 27047389.0481 | 27047389.0481 | 27047389.0481 | 34138559.0558 | 371872640.2693
QC | 3255394.417 | 3255394.417 | 3255394.417 | 3255394.417 | 3255394.417 | 3255394.417 | 3255394.417 | 3255394.417 | 3255394.417 | 3255394.417 | 7440945.5634 | 7440945.5634 | 7440945.5634 | 7440945.5634 | 7440945.5634 | 7440945.5634 | 7440945.5634 | 7440945.5634 | 7440945.5634 | 7440945.5634 | 4378266.3612 | 4378266.3612 | 4378266.3612 | 4378266.3612 | 4378266.3612 | 4378266.3612 | 4378266.3612 | 4378266.3612 | 4378266.3612 | 4378266.3612 | 5646242.3965 | 156392305.8116
WC | 102579.9117 | 102579.9117 | 102579.9117 | 102579.9117 | 102579.9117 | 102579.9117 | 102579.9117 | 102579.9117 | 102579.9117 | 102579.9117 | 0 | 0 | 0 | 0 | 0 | 0 | 0 | 0 | 0 | 0 | 574269.357 | 574269.357 | 574269.357 | 574269.357 | 574269.357 | 574269.357 | 574269.357 | 574269.357 | 574269.357 | 574269.357 | 112603.0513 | 6881095.7382
Hydrogen | 0 | 0 | 0 | 0 | 0 | 0 | 0 | 0 | 0 | 0 | 291122573.1747 | 291122573.1747 | 291122573.1747 | 291122573.1747 | 291122573.1747 | 291122573.1747 | 291122573.1747 | 291122573.1747 | 291122573.1747 | 291122573.1747 | 941970860.5585 | 941970860.5585 | 941970860.5585 | 941970860.5585 | 941970860.5585 | 941970860.5585 | 941970860.5585 | 941970860.5585 | 941970860.5585 | 941970860.5585 | 1704303201.4629 | 14035237538.7949
H2 Pipeline - New | 0 | 0 | 0 | 0 | 0 | 0 | 0 | 0 | 0 | 0 | 0 | 0 | 0 | 0 | 0 | 0 | 0 | 0 | 0 | 0 | 0 | 0 | 0 | 0 | 0 | 0 | 0 | 0 | 0 | 0 | 0 | 0
MI | 0 | 0 | 0 | 0 | 0 | 0 | 0 | 0 | 0 | 0 | 0 | 0 | 0 | 0 | 0 | 0 | 0 | 0 | 0 | 0 | 0 | 0 | 0 | 0 | 0 | 0 | 0 | 0 | 0 | 0 | 0 | 0
NY | 0 | 0 | 0 | 0 | 0 | 0 | 0 | 0 | 0 | 0 | 0 | 0 | 0 | 0 | 0 | 0 | 0 | 0 | 0 | 0 | 0 | 0 | 0 | 0 | 0 | 0 | 0 | 0 | 0 | 0 | 0 | 0
ON | 0 | 0 | 0 | 0 | 0 | 0 | 0 | 0 | 0 | 0 | 0 | 0 | 0 | 0 | 0 | 0 | 0 | 0 | 0 | 0 | 0 | 0 | 0 | 0 | 0 | 0 | 0 | 0 | 0 | 0 | 0 | 0
PJ | 0 | 0 | 0 | 0 | 0 | 0 | 0 | 0 | 0 | 0 | 0 | 0 | 0 | 0 | 0 | 0 | 0 | 0 | 0 | 0 | 0 | 0 | 0 | 0 | 0 | 0 | 0 | 0 | 0 | 0 | 0 | 0
QC | 0 | 0 | 0 | 0 | 0 | 0 | 0 | 0 | 0 | 0 | 0 | 0 | 0 | 0 | 0 | 0 | 0 | 0 | 0 | 0 | 0 | 0 | 0 | 0 | 0 | 0 | 0 | 0 | 0 | 0 | 0 | 0
WC | 0 | 0 | 0 | 0 | 0 | 0 | 0 | 0 | 0 | 0 | 0 | 0 | 0 | 0 | 0 | 0 | 0 | 0 | 0 | 0 | 0 | 0 | 0 | 0 | 0 | 0 | 0 | 0 | 0 | 0 | 0 | 0
H2 Pipeline - Repurposed | 0 | 0 | 0 | 0 | 0 | 0 | 0 | 0 | 0 | 0 | 291122573.1747 | 291122573.1747 | 291122573.1747 | 291122573.1747 | 291122573.1747 | 291122573.1747 | 291122573.1747 | 291122573.1747 | 291122573.1747 | 291122573.1747 | 941970860.5585 | 941970860.5585 | 941970860.5585 | 941970860.5585 | 941970860.5585 | 941970860.5585 | 941970860.5585 | 941970860.5585 | 941970860.5585 | 941970860.5585 | 1704303201.4629 | 14035237538.7949
MI | 0 | 0 | 0 | 0 | 0 | 0 | 0 | 0 | 0 | 0 | 0 | 0 | 0 | 0 | 0 | 0 | 0 | 0 | 0 | 0 | 0 | 0 | 0 | 0 | 0 | 0 | 0 | 0 | 0 | 0 | 0 | 0
NY | 0 | 0 | 0 | 0 | 0 | 0 | 0 | 0 | 0 | 0 | 0 | 0 | 0 | 0 | 0 | 0 | 0 | 0 | 0 | 0 | 0 | 0 | 0 | 0 | 0 | 0 | 0 | 0 | 0 | 0 | 0 | 0
ON | 0 | 0 | 0 | 0 | 0 | 0 | 0 | 0 | 0 | 0 | 291122573.1747 | 291122573.1747 | 291122573.1747 | 291122573.1747 | 291122573.1747 | 291122573.1747 | 291122573.1747 | 291122573.1747 | 291122573.1747 | 291122573.1747 | 941970860.5585 | 941970860.5585 | 941970860.5585 | 941970860.5585 | 941970860.5585 | 941970860.5585 | 941970860.5585 | 941970860.5585 | 941970860.5585 | 941970860.5585 | 1704303201.4629 | 14035237538.7949
PJ | 0 | 0 | 0 | 0 | 0 | 0 | 0 | 0 | 0 | 0 | 0 | 0 | 0 | 0 | 0 | 0 | 0 | 0 | 0 | 0 | 0 | 0 | 0 | 0 | 0 | 0 | 0 | 0 | 0 | 0 | 0 | 0
QC | 0 | 0 | 0 | 0 | 0 | 0 | 0 | 0 | 0 | 0 | 0 | 0 | 0 | 0 | 0 | 0 | 0 | 0 | 0 | 0 | 0 | 0 | 0 | 0 | 0 | 0 | 0 | 0 | 0 | 0 | 0 | 0
WC | 0 | 0 | 0 | 0 | 0 | 0 | 0 | 0 | 0 | 0 | 0 | 0 | 0 | 0 | 0 | 0 | 0 | 0 | 0 | 0 | 0 | 0 | 0 | 0 | 0 | 0 | 0 | 0 | 0 | 0 | 0 | 0
Methane | 775556548.9 | 775556548.9 | 775556548.9 | 775556548.9 | 775556548.9 | 775556548.9 | 775556548.9 | 775556548.9 | 775556548.9 | 775556548.9 | 727112349.4526 | 727112349.4526 | 727112349.4526 | 727112349.4526 | 727112349.4526 | 727112349.4526 | 727112349.4526 | 727112349.4526 | 727112349.4526 | 727112349.4526 | 520847193.3407 | 520847193.3407 | 520847193.3407 | 520847193.3407 | 520847193.3407 | 520847193.3407 | 520847193.3407 | 520847193.3407 | 520847193.3407 | 520847193.3407 | 255781646.581 | 20490942563.5138
CH4 Pipeline | 775556548.9 | 775556548.9 | 775556548.9 | 775556548.9 | 775556548.9 | 775556548.9 | 775556548.9 | 775556548.9 | 775556548.9 | 775556548.9 | 727112349.4526 | 727112349.4526 | 727112349.4526 | 727112349.4526 | 727112349.4526 | 727112349.4526 | 727112349.4526 | 727112349.4526 | 727112349.4526 | 727112349.4526 | 520847193.3407 | 520847193.3407 | 520847193.3407 | 520847193.3407 | 520847193.3407 | 520847193.3407 | 520847193.3407 | 520847193.3407 | 520847193.3407 | 520847193.3407 | 255781646.581 | 20490942563.5138
MI | 0 | 0 | 0 | 0 | 0 | 0 | 0 | 0 | 0 | 0 | 0 | 0 | 0 | 0 | 0 | 0 | 0 | 0 | 0 | 0 | 0 | 0 | 0 | 0 | 0 | 0 | 0 | 0 | 0 | 0 | 0 | 0
NY | 0 | 0 | 0 | 0 | 0 | 0 | 0 | 0 | 0 | 0 | 0 | 0 | 0 | 0 | 0 | 0 | 0 | 0 | 0 | 0 | 0 | 0 | 0 | 0 | 0 | 0 | 0 | 0 | 0 | 0 | 0 | 0
ON | 775556548.9 | 775556548.9 | 775556548.9 | 775556548.9 | 775556548.9 | 775556548.9 | 775556548.9 | 775556548.9 | 775556548.9 | 775556548.9 | 727112349.4526 | 727112349.4526 | 727112349.4526 | 727112349.4526 | 727112349.4526 | 727112349.4526 | 727112349.4526 | 727112349.4526 | 727112349.4526 | 727112349.4526 | 520847193.3407 | 520847193.3407 | 520847193.3407 | 520847193.3407 | 520847193.3407 | 520847193.3407 | 520847193.3407 | 520847193.3407 | 520847193.3407 | 520847193.3407 | 255781646.581 | 20490942563.5138
PJ | 0 | 0 | 0 | 0 | 0 | 0 | 0 | 0 | 0 | 0 | 0 | 0 | 0 | 0 | 0 | 0 | 0 | 0 | 0 | 0 | 0 | 0 | 0 | 0 | 0 | 0 | 0 | 0 | 0 | 0 | 0 | 0
QC | 0 | 0 | 0 | 0 | 0 | 0 | 0 | 0 | 0 | 0 | 0 | 0 | 0 | 0 | 0 | 0 | 0 | 0 | 0 | 0 | 0 | 0 | 0 | 0 | 0 | 0 | 0 | 0 | 0 | 0 | 0 | 0
WC | 0 | 0 | 0 | 0 | 0 | 0 | 0 | 0 | 0 | 0 | 0 | 0 | 0 | 0 | 0 | 0 | 0 | 0 | 0 | 0 | 0 | 0 | 0 | 0 | 0 | 0 | 0 | 0 | 0 | 0 | 0 | 0
Grand Total | 814356123.6396 | 814356123.6396 | 814356123.6396 | 814356123.6396 | 814356123.6396 | 814356123.6396 | 814356123.6396 | 814356123.6396 | 814356123.6396 | 814356123.6396 | 1045151919.0482 | 1045151919.0482 | 1045151919.0482 | 1045151919.0482 | 1045151919.0482 | 1045151919.0482 | 1045151919.0482 | 1045151919.0482 | 1045151919.0482 | 1045151919.0482 | 1528907134.3358 | 1528907134.3358 | 1528907134.3358 | 1528907134.3358 | 1528907134.3358 | 1528907134.3358 | 1528907134.3358 | 1528907134.3358 | 1528907134.3358 | 1528907134.3358 | 2032582334.4633 | 35916734104.6988

## InfraTech Capacity Costs
Year Range: | 2020-2030 | 2020-2030 | 2020-2030 | 2020-2030 | 2020-2030 | 2020-2030 | 2020-2030 | 2020-2030 | 2020-2030 | 2020-2030 | 2020-2030 | 2030-2040 | 2030-2040 | 2030-2040 | 2030-2040 | 2030-2040 | 2030-2040 | 2030-2040 | 2030-2040 | 2030-2040 | 2030-2040 | 2040-2050 | 2040-2050 | 2040-2050 | 2040-2050 | 2040-2050 | 2040-2050 | 2040-2050 | 2040-2050 | 2040-2050 | 2040-2050
ScenarioName | LCP_Inputs_ON_Diverse_Howarth_2023_05_05
var_type | (Multiple Items)
SubRegion1 | ON
Sum of SolutionCost | Column Labels
Row Labels | 2020 | 2021 | 2022 | 2023 | 2024 | 2025 | 2026 | 2027 | 2028 | 2029 | 2030 | 2031 | 2032 | 2033 | 2034 | 2035 | 2036 | 2037 | 2038 | 2039 | 2040 | 2041 | 2042 | 2043 | 2044 | 2045 | 2046 | 2047 | 2048 | 2049 | 2050 | Grand Total
Electricity | 0 | 0 | 0 | 0 | 0 | 0 | 0 | 0 | 0 | 0 | 1272932661.9933 | 20881875 | 20881875 | 20881875 | 20881875 | 20881875 | 20881875 | 20881875 | 20881875 | 20881875 | 696551166.5568 | 42892500 | 42892500 | 42892500 | 42892500 | 42892500 | 42892500 | 42892500 | 42892500 | 42892500 | 119769505.0179 | 2663222708.5681
Electricity Transmission Line | 0 | 0 | 0 | 0 | 0 | 0 | 0 | 0 | 0 | 0 | 1272932661.9933 | 20881875 | 20881875 | 20881875 | 20881875 | 20881875 | 20881875 | 20881875 | 20881875 | 20881875 | 696551166.5568 | 42892500 | 42892500 | 42892500 | 42892500 | 42892500 | 42892500 | 42892500 | 42892500 | 42892500 | 119769505.0179 | 2663222708.5681
MI | 0 | 0 | 0 | 0 | 0 | 0 | 0 | 0 | 0 | 0 | 87478125 | 2821875 | 2821875 | 2821875 | 2821875 | 2821875 | 2821875 | 2821875 | 2821875 | 2821875 | 49987500 | 5643750 | 5643750 | 5643750 | 5643750 | 5643750 | 5643750 | 5643750 | 5643750 | 5643750 | 12496875 | 226153125
NY | 0 | 0 | 0 | 0 | 0 | 0 | 0 | 0 | 0 | 0 | 87478125 | 2821875 | 2821875 | 2821875 | 2821875 | 2821875 | 2821875 | 2821875 | 2821875 | 2821875 | 49987500 | 5643750 | 5643750 | 5643750 | 5643750 | 5643750 | 5643750 | 5643750 | 5643750 | 5643750 | 12496875 | 226153125
ON | 0 | 0 | 0 | 0 | 0 | 0 | 0 | 0 | 0 | 0 | 625594536.9933 | 0 | 0 | 0 | 0 | 0 | 0 | 0 | 0 | 0 | 307777416.5568 | 0 | 0 | 0 | 0 | 0 | 0 | 0 | 0 | 0 | 23422630.0179 | 956794583.5681
PJ | 0 | 0 | 0 | 0 | 0 | 0 | 0 | 0 | 0 | 0 | 0 | 0 | 0 | 0 | 0 | 0 | 0 | 0 | 0 | 0 | 18866250 | 1128750 | 1128750 | 1128750 | 1128750 | 1128750 | 1128750 | 1128750 | 1128750 | 1128750 | 3870000 | 32895000
QC | 0 | 0 | 0 | 0 | 0 | 0 | 0 | 0 | 0 | 0 | 122469375 | 3950625 | 3950625 | 3950625 | 3950625 | 3950625 | 3950625 | 3950625 | 3950625 | 3950625 | 69982500 | 7901250 | 7901250 | 7901250 | 7901250 | 7901250 | 7901250 | 7901250 | 7901250 | 7901250 | 17495625 | 316614375
WC | 0 | 0 | 0 | 0 | 0 | 0 | 0 | 0 | 0 | 0 | 349912500 | 11287500 | 11287500 | 11287500 | 11287500 | 11287500 | 11287500 | 11287500 | 11287500 | 11287500 | 199950000 | 22575000 | 22575000 | 22575000 | 22575000 | 22575000 | 22575000 | 22575000 | 22575000 | 22575000 | 49987500 | 904612500
Hydrogen | 0 | 0 | 0 | 0 | 0 | 0 | 0 | 0 | 0 | 0 | 124755358.4872 | 0 | 0 | 0 | 0 | 0 | 0 | 0 | 0 | 0 | 319671352.7834 | 30293258.056 | 30293258.056 | 30293258.056 | 30293258.056 | 30293258.056 | 30293258.056 | 30293258.056 | 30293258.056 | 30293258.056 | 187927682.4529 | 904993716.2279
H2 Pipeline - New | 0 | 0 | 0 | 0 | 0 | 0 | 0 | 0 | 0 | 0 | 0 | 0 | 0 | 0 | 0 | 0 | 0 | 0 | 0 | 0 | 0 | 0 | 0 | 0 | 0 | 0 | 0 | 0 | 0 | 0 | 0 | 0
MI | 0 | 0 | 0 | 0 | 0 | 0 | 0 | 0 | 0 | 0 | 0 | 0 | 0 | 0 | 0 | 0 | 0 | 0 | 0 | 0 | 0 | 0 | 0 | 0 | 0 | 0 | 0 | 0 | 0 | 0 | 0 | 0
NY | 0 | 0 | 0 | 0 | 0 | 0 | 0 | 0 | 0 | 0 | 0 | 0 | 0 | 0 | 0 | 0 | 0 | 0 | 0 | 0 | 0 | 0 | 0 | 0 | 0 | 0 | 0 | 0 | 0 | 0 | 0 | 0
ON | 0 | 0 | 0 | 0 | 0 | 0 | 0 | 0 | 0 | 0 | 0 | 0 | 0 | 0 | 0 | 0 | 0 | 0 | 0 | 0 | 0 | 0 | 0 | 0 | 0 | 0 | 0 | 0 | 0 | 0 | 0 | 0
PJ | 0 | 0 | 0 | 0 | 0 | 0 | 0 | 0 | 0 | 0 | 0 | 0 | 0 | 0 | 0 | 0 | 0 | 0 | 0 | 0 | 0 | 0 | 0 | 0 | 0 | 0 | 0 | 0 | 0 | 0 | 0 | 0
QC | 0 | 0 | 0 | 0 | 0 | 0 | 0 | 0 | 0 | 0 | 0 | 0 | 0 | 0 | 0 | 0 | 0 | 0 | 0 | 0 | 0 | 0 | 0 | 0 | 0 | 0 | 0 | 0 | 0 | 0 | 0 | 0
WC | 0 | 0 | 0 | 0 | 0 | 0 | 0 | 0 | 0 | 0 | 0 | 0 | 0 | 0 | 0 | 0 | 0 | 0 | 0 | 0 | 0 | 0 | 0 | 0 | 0 | 0 | 0 | 0 | 0 | 0 | 0 | 0
H2 Pipeline - Repurposed | 0 | 0 | 0 | 0 | 0 | 0 | 0 | 0 | 0 | 0 | 124755358.4872 | 0 | 0 | 0 | 0 | 0 | 0 | 0 | 0 | 0 | 319671352.7834 | 30293258.056 | 30293258.056 | 30293258.056 | 30293258.056 | 30293258.056 | 30293258.056 | 30293258.056 | 30293258.056 | 30293258.056 | 187927682.4529 | 904993716.2279
MI | 0 | 0 | 0 | 0 | 0 | 0 | 0 | 0 | 0 | 0 | 0 | 0 | 0 | 0 | 0 | 0 | 0 | 0 | 0 | 0 | 0 | 0 | 0 | 0 | 0 | 0 | 0 | 0 | 0 | 0 | 0 | 0
NY | 0 | 0 | 0 | 0 | 0 | 0 | 0 | 0 | 0 | 0 | 0 | 0 | 0 | 0 | 0 | 0 | 0 | 0 | 0 | 0 | 0 | 0 | 0 | 0 | 0 | 0 | 0 | 0 | 0 | 0 | 0 | 0
ON | 0 | 0 | 0 | 0 | 0 | 0 | 0 | 0 | 0 | 0 | 124755358.4872 | 0 | 0 | 0 | 0 | 0 | 0 | 0 | 0 | 0 | 203691450.5117 | 0 | 0 | 0 | 0 | 0 | 0 | 0 | 0 | 0 | 21541693.4645 | 349988502.4634
PJ | 0 | 0 | 0 | 0 | 0 | 0 | 0 | 0 | 0 | 0 | 0 | 0 | 0 | 0 | 0 | 0 | 0 | 0 | 0 | 0 | 0 | 0 | 0 | 0 | 0 | 0 | 0 | 0 | 0 | 0 | 0 | 0
QC | 0 | 0 | 0 | 0 | 0 | 0 | 0 | 0 | 0 | 0 | 0 | 0 | 0 | 0 | 0 | 0 | 0 | 0 | 0 | 0 | 0 | 0 | 0 | 0 | 0 | 0 | 0 | 0 | 0 | 0 | 4936074.7253 | 4936074.7253
WC | 0 | 0 | 0 | 0 | 0 | 0 | 0 | 0 | 0 | 0 | 0 | 0 | 0 | 0 | 0 | 0 | 0 | 0 | 0 | 0 | 115979902.2717 | 30293258.056 | 30293258.056 | 30293258.056 | 30293258.056 | 30293258.056 | 30293258.056 | 30293258.056 | 30293258.056 | 30293258.056 | 161449914.2631 | 550069139.0392
Methane | 0 | 0 | 0 | 0 | 0 | 0 | 0 | 0 | 0 | 0 | 0 | 0 | 0 | 0 | 0 | 0 | 0 | 0 | 0 | 0 | 0 | 0 | 0 | 0 | 0 | 0 | 0 | 0 | 0 | 0 | 0 | 0
CH4 Pipeline | 0 | 0 | 0 | 0 | 0 | 0 | 0 | 0 | 0 | 0 | 0 | 0 | 0 | 0 | 0 | 0 | 0 | 0 | 0 | 0 | 0 | 0 | 0 | 0 | 0 | 0 | 0 | 0 | 0 | 0 | 0 | 0
MI | 0 | 0 | 0 | 0 | 0 | 0 | 0 | 0 | 0 | 0 | 0 | 0 | 0 | 0 | 0 | 0 | 0 | 0 | 0 | 0 | 0 | 0 | 0 | 0 | 0 | 0 | 0 | 0 | 0 | 0 | 0 | 0
NY | 0 | 0 | 0 | 0 | 0 | 0 | 0 | 0 | 0 | 0 | 0 | 0 | 0 | 0 | 0 | 0 | 0 | 0 | 0 | 0 | 0 | 0 | 0 | 0 | 0 | 0 | 0 | 0 | 0 | 0 | 0 | 0
ON | 0 | 0 | 0 | 0 | 0 | 0 | 0 | 0 | 0 | 0 | 0 | 0 | 0 | 0 | 0 | 0 | 0 | 0 | 0 | 0 | 0 | 0 | 0 | 0 | 0 | 0 | 0 | 0 | 0 | 0 | 0 | 0
PJ | 0 | 0 | 0 | 0 | 0 | 0 | 0 | 0 | 0 | 0 | 0 | 0 | 0 | 0 | 0 | 0 | 0 | 0 | 0 | 0 | 0 | 0 | 0 | 0 | 0 | 0 | 0 | 0 | 0 | 0 | 0 | 0
QC | 0 | 0 | 0 | 0 | 0 | 0 | 0 | 0 | 0 | 0 | 0 | 0 | 0 | 0 | 0 | 0 | 0 | 0 | 0 | 0 | 0 | 0 | 0 | 0 | 0 | 0 | 0 | 0 | 0 | 0 | 0 | 0
WC | 0 | 0 | 0 | 0 | 0 | 0 | 0 | 0 | 0 | 0 | 0 | 0 | 0 | 0 | 0 | 0 | 0 | 0 | 0 | 0 | 0 | 0 | 0 | 0 | 0 | 0 | 0 | 0 | 0 | 0 | 0 | 0
Grand Total | 0 | 0 | 0 | 0 | 0 | 0 | 0 | 0 | 0 | 0 | 1397688020.4805 | 20881875 | 20881875 | 20881875 | 20881875 | 20881875 | 20881875 | 20881875 | 20881875 | 20881875 | 1016222519.3402 | 73185758.056 | 73185758.056 | 73185758.056 | 73185758.056 | 73185758.056 | 73185758.056 | 73185758.056 | 73185758.056 | 73185758.056 | 307697187.4708 | 3568216424.796
Note: These costs are the CONE and FOM interconnections and intraconnection infratructure in real 2020 dollars.

## Carbon Offset Costs (hidden)
ScenarioName | LCP_Inputs_ON_Diverse_2023_04_03
var_type | (Multiple Items)
Sum of SolutionCost | Column Labels
Row Labels | Grand Total
Grand Total

## InfraTech Capacity Cost by Type
Year Range: | 2020-2030 | 2020-2030 | 2020-2030 | 2020-2030 | 2020-2030 | 2020-2030 | 2020-2030 | 2020-2030 | 2020-2030 | 2020-2030 | 2020-2030 | 2030-2040 | 2030-2040 | 2030-2040 | 2030-2040 | 2030-2040 | 2030-2040 | 2030-2040 | 2030-2040 | 2030-2040 | 2030-2040 | 2040-2050 | 2040-2050 | 2040-2050 | 2040-2050 | 2040-2050 | 2040-2050 | 2040-2050 | 2040-2050 | 2040-2050 | 2040-2050
ScenarioName | LCP_Inputs_ON_Diverse_Howarth_2023_05_05
var_type | (Multiple Items)
SubRegion1 | ON
Sum of SolutionCost | Column Labels
Row Labels | 2020 | 2021 | 2022 | 2023 | 2024 | 2025 | 2026 | 2027 | 2028 | 2029 | 2030 | 2031 | 2032 | 2033 | 2034 | 2035 | 2036 | 2037 | 2038 | 2039 | 2040 | 2041 | 2042 | 2043 | 2044 | 2045 | 2046 | 2047 | 2048 | 2049 | 2050 | Grand Total
Electricity | 0 | 0 | 0 | 0 | 0 | 0 | 0 | 0 | 0 | 0 | 1272932661.9933 | 20881875 | 20881875 | 20881875 | 20881875 | 20881875 | 20881875 | 20881875 | 20881875 | 20881875 | 696551166.5568 | 42892500 | 42892500 | 42892500 | 42892500 | 42892500 | 42892500 | 42892500 | 42892500 | 42892500 | 119769505.0179 | 2663222708.5681
Electricity Transmission Line | 0 | 0 | 0 | 0 | 0 | 0 | 0 | 0 | 0 | 0 | 1272932661.9933 | 20881875 | 20881875 | 20881875 | 20881875 | 20881875 | 20881875 | 20881875 | 20881875 | 20881875 | 696551166.5568 | 42892500 | 42892500 | 42892500 | 42892500 | 42892500 | 42892500 | 42892500 | 42892500 | 42892500 | 119769505.0179 | 2663222708.5681
MI | 0 | 0 | 0 | 0 | 0 | 0 | 0 | 0 | 0 | 0 | 87478125 | 2821875 | 2821875 | 2821875 | 2821875 | 2821875 | 2821875 | 2821875 | 2821875 | 2821875 | 49987500 | 5643750 | 5643750 | 5643750 | 5643750 | 5643750 | 5643750 | 5643750 | 5643750 | 5643750 | 12496875 | 226153125
CONE | 0 | [9 empty] | 84656250 | [9 empty] | 44343750 | [9 empty] | 4031250 | 133031250
FOM | 0 | 0 | 0 | 0 | 0 | 0 | 0 | 0 | 0 | 0 | 2821875 | 2821875 | 2821875 | 2821875 | 2821875 | 2821875 | 2821875 | 2821875 | 2821875 | 2821875 | 5643750 | 5643750 | 5643750 | 5643750 | 5643750 | 5643750 | 5643750 | 5643750 | 5643750 | 5643750 | 8465625 | 93121875
NY | 0 | 0 | 0 | 0 | 0 | 0 | 0 | 0 | 0 | 0 | 87478125 | 2821875 | 2821875 | 2821875 | 2821875 | 2821875 | 2821875 | 2821875 | 2821875 | 2821875 | 49987500 | 5643750 | 5643750 | 5643750 | 5643750 | 5643750 | 5643750 | 5643750 | 5643750 | 5643750 | 12496875 | 226153125
CONE | 0 | [9 empty] | 84656250 | [9 empty] | 44343750 | [9 empty] | 4031250 | 133031250
FOM | 0 | 0 | 0 | 0 | 0 | 0 | 0 | 0 | 0 | 0 | 2821875 | 2821875 | 2821875 | 2821875 | 2821875 | 2821875 | 2821875 | 2821875 | 2821875 | 2821875 | 5643750 | 5643750 | 5643750 | 5643750 | 5643750 | 5643750 | 5643750 | 5643750 | 5643750 | 5643750 | 8465625 | 93121875
ON | 0 | 0 | 0 | 0 | 0 | 0 | 0 | 0 | 0 | 0 | 625594536.9933 | 0 | 0 | 0 | 0 | 0 | 0 | 0 | 0 | 0 | 307777416.5568 | 0 | 0 | 0 | 0 | 0 | 0 | 0 | 0 | 0 | 23422630.0179 | 956794583.5681
CONE | 0 | [9 empty] | 625594536.9933 | [9 empty] | 307777416.5568 | [9 empty] | 23422630.0179 | 956794583.5681
FOM | 0 | 0 | 0 | 0 | 0 | 0 | 0 | 0 | 0 | 0 | 0 | 0 | 0 | 0 | 0 | 0 | 0 | 0 | 0 | 0 | 0 | 0 | 0 | 0 | 0 | 0 | 0 | 0 | 0 | 0 | 0 | 0
PJ | 0 | 0 | 0 | 0 | 0 | 0 | 0 | 0 | 0 | 0 | 0 | 0 | 0 | 0 | 0 | 0 | 0 | 0 | 0 | 0 | 18866250 | 1128750 | 1128750 | 1128750 | 1128750 | 1128750 | 1128750 | 1128750 | 1128750 | 1128750 | 3870000 | 32895000
CONE | 0 | [9 empty] | 0 | [9 empty] | 17737500 | [9 empty] | 1612500 | 19350000
FOM | 0 | 0 | 0 | 0 | 0 | 0 | 0 | 0 | 0 | 0 | 0 | 0 | 0 | 0 | 0 | 0 | 0 | 0 | 0 | 0 | 1128750 | 1128750 | 1128750 | 1128750 | 1128750 | 1128750 | 1128750 | 1128750 | 1128750 | 1128750 | 2257500 | 13545000
QC | 0 | 0 | 0 | 0 | 0 | 0 | 0 | 0 | 0 | 0 | 122469375 | 3950625 | 3950625 | 3950625 | 3950625 | 3950625 | 3950625 | 3950625 | 3950625 | 3950625 | 69982500 | 7901250 | 7901250 | 7901250 | 7901250 | 7901250 | 7901250 | 7901250 | 7901250 | 7901250 | 17495625 | 316614375
CONE | 0 | [9 empty] | 118518750 | [9 empty] | 62081250 | [9 empty] | 5643750 | 186243750
FOM | 0 | 0 | 0 | 0 | 0 | 0 | 0 | 0 | 0 | 0 | 3950625 | 3950625 | 3950625 | 3950625 | 3950625 | 3950625 | 3950625 | 3950625 | 3950625 | 3950625 | 7901250 | 7901250 | 7901250 | 7901250 | 7901250 | 7901250 | 7901250 | 7901250 | 7901250 | 7901250 | 11851875 | 130370625
WC | 0 | 0 | 0 | 0 | 0 | 0 | 0 | 0 | 0 | 0 | 349912500 | 11287500 | 11287500 | 11287500 | 11287500 | 11287500 | 11287500 | 11287500 | 11287500 | 11287500 | 199950000 | 22575000 | 22575000 | 22575000 | 22575000 | 22575000 | 22575000 | 22575000 | 22575000 | 22575000 | 49987500 | 904612500
CONE | 0 | [9 empty] | 338625000 | [9 empty] | 177375000 | [9 empty] | 16125000 | 532125000
FOM | 0 | 0 | 0 | 0 | 0 | 0 | 0 | 0 | 0 | 0 | 11287500 | 11287500 | 11287500 | 11287500 | 11287500 | 11287500 | 11287500 | 11287500 | 11287500 | 11287500 | 22575000 | 22575000 | 22575000 | 22575000 | 22575000 | 22575000 | 22575000 | 22575000 | 22575000 | 22575000 | 33862500 | 372487500
Hydrogen | 0 | 0 | 0 | 0 | 0 | 0 | 0 | 0 | 0 | 0 | 124755358.4872 | 0 | 0 | 0 | 0 | 0 | 0 | 0 | 0 | 0 | 319671352.7834 | 30293258.056 | 30293258.056 | 30293258.056 | 30293258.056 | 30293258.056 | 30293258.056 | 30293258.056 | 30293258.056 | 30293258.056 | 187927682.4529 | 904993716.2279
H2 Pipeline - New | 0 | 0 | 0 | 0 | 0 | 0 | 0 | 0 | 0 | 0 | 0 | 0 | 0 | 0 | 0 | 0 | 0 | 0 | 0 | 0 | 0 | 0 | 0 | 0 | 0 | 0 | 0 | 0 | 0 | 0 | 0 | 0
MI | 0 | 0 | 0 | 0 | 0 | 0 | 0 | 0 | 0 | 0 | 0 | 0 | 0 | 0 | 0 | 0 | 0 | 0 | 0 | 0 | 0 | 0 | 0 | 0 | 0 | 0 | 0 | 0 | 0 | 0 | 0 | 0
CONE | 0 | [9 empty] | 0 | [9 empty] | 0 | [9 empty] | 0 | 0
FOM | 0 | 0 | 0 | 0 | 0 | 0 | 0 | 0 | 0 | 0 | 0 | 0 | 0 | 0 | 0 | 0 | 0 | 0 | 0 | 0 | 0 | 0 | 0 | 0 | 0 | 0 | 0 | 0 | 0 | 0 | 0 | 0
NY | 0 | 0 | 0 | 0 | 0 | 0 | 0 | 0 | 0 | 0 | 0 | 0 | 0 | 0 | 0 | 0 | 0 | 0 | 0 | 0 | 0 | 0 | 0 | 0 | 0 | 0 | 0 | 0 | 0 | 0 | 0 | 0
CONE | 0 | [9 empty] | 0 | [9 empty] | 0 | [9 empty] | 0 | 0
FOM | 0 | 0 | 0 | 0 | 0 | 0 | 0 | 0 | 0 | 0 | 0 | 0 | 0 | 0 | 0 | 0 | 0 | 0 | 0 | 0 | 0 | 0 | 0 | 0 | 0 | 0 | 0 | 0 | 0 | 0 | 0 | 0
ON | 0 | 0 | 0 | 0 | 0 | 0 | 0 | 0 | 0 | 0 | 0 | 0 | 0 | 0 | 0 | 0 | 0 | 0 | 0 | 0 | 0 | 0 | 0 | 0 | 0 | 0 | 0 | 0 | 0 | 0 | 0 | 0
CONE | 0 | [9 empty] | 0 | [9 empty] | 0 | [9 empty] | 0 | 0
FOM | 0 | 0 | 0 | 0 | 0 | 0 | 0 | 0 | 0 | 0 | 0 | 0 | 0 | 0 | 0 | 0 | 0 | 0 | 0 | 0 | 0 | 0 | 0 | 0 | 0 | 0 | 0 | 0 | 0 | 0 | 0 | 0
PJ | 0 | 0 | 0 | 0 | 0 | 0 | 0 | 0 | 0 | 0 | 0 | 0 | 0 | 0 | 0 | 0 | 0 | 0 | 0 | 0 | 0 | 0 | 0 | 0 | 0 | 0 | 0 | 0 | 0 | 0 | 0 | 0
CONE | 0 | [9 empty] | 0 | [9 empty] | 0 | [9 empty] | 0 | 0
FOM | 0 | 0 | 0 | 0 | 0 | 0 | 0 | 0 | 0 | 0 | 0 | 0 | 0 | 0 | 0 | 0 | 0 | 0 | 0 | 0 | 0 | 0 | 0 | 0 | 0 | 0 | 0 | 0 | 0 | 0 | 0 | 0
QC | 0 | 0 | 0 | 0 | 0 | 0 | 0 | 0 | 0 | 0 | 0 | 0 | 0 | 0 | 0 | 0 | 0 | 0 | 0 | 0 | 0 | 0 | 0 | 0 | 0 | 0 | 0 | 0 | 0 | 0 | 0 | 0
CONE | 0 | [9 empty] | 0 | [9 empty] | 0 | [9 empty] | 0 | 0
FOM | 0 | 0 | 0 | 0 | 0 | 0 | 0 | 0 | 0 | 0 | 0 | 0 | 0 | 0 | 0 | 0 | 0 | 0 | 0 | 0 | 0 | 0 | 0 | 0 | 0 | 0 | 0 | 0 | 0 | 0 | 0 | 0
WC | 0 | 0 | 0 | 0 | 0 | 0 | 0 | 0 | 0 | 0 | 0 | 0 | 0 | 0 | 0 | 0 | 0 | 0 | 0 | 0 | 0 | 0 | 0 | 0 | 0 | 0 | 0 | 0 | 0 | 0 | 0 | 0
CONE | 0 | [9 empty] | 0 | [9 empty] | 0 | [9 empty] | 0 | 0
FOM | 0 | 0 | 0 | 0 | 0 | 0 | 0 | 0 | 0 | 0 | 0 | 0 | 0 | 0 | 0 | 0 | 0 | 0 | 0 | 0 | 0 | 0 | 0 | 0 | 0 | 0 | 0 | 0 | 0 | 0 | 0 | 0
H2 Pipeline - Repurposed | 0 | 0 | 0 | 0 | 0 | 0 | 0 | 0 | 0 | 0 | 124755358.4872 | 0 | 0 | 0 | 0 | 0 | 0 | 0 | 0 | 0 | 319671352.7834 | 30293258.056 | 30293258.056 | 30293258.056 | 30293258.056 | 30293258.056 | 30293258.056 | 30293258.056 | 30293258.056 | 30293258.056 | 187927682.4529 | 904993716.2279
MI | 0 | 0 | 0 | 0 | 0 | 0 | 0 | 0 | 0 | 0 | 0 | 0 | 0 | 0 | 0 | 0 | 0 | 0 | 0 | 0 | 0 | 0 | 0 | 0 | 0 | 0 | 0 | 0 | 0 | 0 | 0 | 0
CONE | 0 | [9 empty] | 0 | [9 empty] | 0 | [9 empty] | 0 | 0
FOM | 0 | 0 | 0 | 0 | 0 | 0 | 0 | 0 | 0 | 0 | 0 | 0 | 0 | 0 | 0 | 0 | 0 | 0 | 0 | 0 | 0 | 0 | 0 | 0 | 0 | 0 | 0 | 0 | 0 | 0 | 0 | 0
NY | 0 | 0 | 0 | 0 | 0 | 0 | 0 | 0 | 0 | 0 | 0 | 0 | 0 | 0 | 0 | 0 | 0 | 0 | 0 | 0 | 0 | 0 | 0 | 0 | 0 | 0 | 0 | 0 | 0 | 0 | 0 | 0
CONE | 0 | [9 empty] | 0 | [9 empty] | 0 | [9 empty] | 0 | 0
FOM | 0 | 0 | 0 | 0 | 0 | 0 | 0 | 0 | 0 | 0 | 0 | 0 | 0 | 0 | 0 | 0 | 0 | 0 | 0 | 0 | 0 | 0 | 0 | 0 | 0 | 0 | 0 | 0 | 0 | 0 | 0 | 0
ON | 0 | 0 | 0 | 0 | 0 | 0 | 0 | 0 | 0 | 0 | 124755358.4872 | 0 | 0 | 0 | 0 | 0 | 0 | 0 | 0 | 0 | 203691450.5117 | 0 | 0 | 0 | 0 | 0 | 0 | 0 | 0 | 0 | 21541693.4645 | 349988502.4634
CONE | 0 | [9 empty] | 124755358.4872 | [9 empty] | 203691450.5117 | [9 empty] | 21541693.4645 | 349988502.4634
FOM | 0 | 0 | 0 | 0 | 0 | 0 | 0 | 0 | 0 | 0 | 0 | 0 | 0 | 0 | 0 | 0 | 0 | 0 | 0 | 0 | 0 | 0 | 0 | 0 | 0 | 0 | 0 | 0 | 0 | 0 | 0 | 0
PJ | 0 | 0 | 0 | 0 | 0 | 0 | 0 | 0 | 0 | 0 | 0 | 0 | 0 | 0 | 0 | 0 | 0 | 0 | 0 | 0 | 0 | 0 | 0 | 0 | 0 | 0 | 0 | 0 | 0 | 0 | 0 | 0
CONE | 0 | [9 empty] | 0 | [9 empty] | 0 | [9 empty] | 0 | 0
FOM | 0 | 0 | 0 | 0 | 0 | 0 | 0 | 0 | 0 | 0 | 0 | 0 | 0 | 0 | 0 | 0 | 0 | 0 | 0 | 0 | 0 | 0 | 0 | 0 | 0 | 0 | 0 | 0 | 0 | 0 | 0 | 0
QC | 0 | 0 | 0 | 0 | 0 | 0 | 0 | 0 | 0 | 0 | 0 | 0 | 0 | 0 | 0 | 0 | 0 | 0 | 0 | 0 | 0 | 0 | 0 | 0 | 0 | 0 | 0 | 0 | 0 | 0 | 4936074.7253 | 4936074.7253
CONE | 0 | [9 empty] | 0 | [9 empty] | 0 | [9 empty] | 1009651.6484 | 1009651.6484
FOM | 0 | 0 | 0 | 0 | 0 | 0 | 0 | 0 | 0 | 0 | 0 | 0 | 0 | 0 | 0 | 0 | 0 | 0 | 0 | 0 | 0 | 0 | 0 | 0 | 0 | 0 | 0 | 0 | 0 | 0 | 3926423.0769 | 3926423.0769
WC | 0 | 0 | 0 | 0 | 0 | 0 | 0 | 0 | 0 | 0 | 0 | 0 | 0 | 0 | 0 | 0 | 0 | 0 | 0 | 0 | 115979902.2717 | 30293258.056 | 30293258.056 | 30293258.056 | 30293258.056 | 30293258.056 | 30293258.056 | 30293258.056 | 30293258.056 | 30293258.056 | 161449914.2631 | 550069139.0392
CONE | 0 | [9 empty] | 0 | [9 empty] | 85686644.2157 | [9 empty] | 26827497.8605 | 112514142.0762
FOM | 0 | 0 | 0 | 0 | 0 | 0 | 0 | 0 | 0 | 0 | 0 | 0 | 0 | 0 | 0 | 0 | 0 | 0 | 0 | 0 | 30293258.056 | 30293258.056 | 30293258.056 | 30293258.056 | 30293258.056 | 30293258.056 | 30293258.056 | 30293258.056 | 30293258.056 | 30293258.056 | 134622416.4026 | 437554996.963
Methane | 0 | 0 | 0 | 0 | 0 | 0 | 0 | 0 | 0 | 0 | 0 | 0 | 0 | 0 | 0 | 0 | 0 | 0 | 0 | 0 | 0 | 0 | 0 | 0 | 0 | 0 | 0 | 0 | 0 | 0 | 0 | 0
CH4 Pipeline | 0 | 0 | 0 | 0 | 0 | 0 | 0 | 0 | 0 | 0 | 0 | 0 | 0 | 0 | 0 | 0 | 0 | 0 | 0 | 0 | 0 | 0 | 0 | 0 | 0 | 0 | 0 | 0 | 0 | 0 | 0 | 0
MI | 0 | 0 | 0 | 0 | 0 | 0 | 0 | 0 | 0 | 0 | 0 | 0 | 0 | 0 | 0 | 0 | 0 | 0 | 0 | 0 | 0 | 0 | 0 | 0 | 0 | 0 | 0 | 0 | 0 | 0 | 0 | 0
CONE | 0 | [9 empty] | 0 | [9 empty] | 0 | [9 empty] | 0 | 0
FOM | 0 | 0 | 0 | 0 | 0 | 0 | 0 | 0 | 0 | 0 | 0 | 0 | 0 | 0 | 0 | 0 | 0 | 0 | 0 | 0 | 0 | 0 | 0 | 0 | 0 | 0 | 0 | 0 | 0 | 0 | 0 | 0
NY | 0 | 0 | 0 | 0 | 0 | 0 | 0 | 0 | 0 | 0 | 0 | 0 | 0 | 0 | 0 | 0 | 0 | 0 | 0 | 0 | 0 | 0 | 0 | 0 | 0 | 0 | 0 | 0 | 0 | 0 | 0 | 0
CONE | 0 | [9 empty] | 0 | [9 empty] | 0 | [9 empty] | 0 | 0
FOM | 0 | 0 | 0 | 0 | 0 | 0 | 0 | 0 | 0 | 0 | 0 | 0 | 0 | 0 | 0 | 0 | 0 | 0 | 0 | 0 | 0 | 0 | 0 | 0 | 0 | 0 | 0 | 0 | 0 | 0 | 0 | 0
ON | 0 | 0 | 0 | 0 | 0 | 0 | 0 | 0 | 0 | 0 | 0 | 0 | 0 | 0 | 0 | 0 | 0 | 0 | 0 | 0 | 0 | 0 | 0 | 0 | 0 | 0 | 0 | 0 | 0 | 0 | 0 | 0
CONE | 0 | [9 empty] | 0 | [9 empty] | 0 | [9 empty] | 0 | 0
FOM | 0 | 0 | 0 | 0 | 0 | 0 | 0 | 0 | 0 | 0 | 0 | 0 | 0 | 0 | 0 | 0 | 0 | 0 | 0 | 0 | 0 | 0 | 0 | 0 | 0 | 0 | 0 | 0 | 0 | 0 | 0 | 0
PJ | 0 | 0 | 0 | 0 | 0 | 0 | 0 | 0 | 0 | 0 | 0 | 0 | 0 | 0 | 0 | 0 | 0 | 0 | 0 | 0 | 0 | 0 | 0 | 0 | 0 | 0 | 0 | 0 | 0 | 0 | 0 | 0
CONE | 0 | [9 empty] | 0 | [9 empty] | 0 | [9 empty] | 0 | 0
FOM | 0 | 0 | 0 | 0 | 0 | 0 | 0 | 0 | 0 | 0 | 0 | 0 | 0 | 0 | 0 | 0 | 0 | 0 | 0 | 0 | 0 | 0 | 0 | 0 | 0 | 0 | 0 | 0 | 0 | 0 | 0 | 0
QC | 0 | 0 | 0 | 0 | 0 | 0 | 0 | 0 | 0 | 0 | 0 | 0 | 0 | 0 | 0 | 0 | 0 | 0 | 0 | 0 | 0 | 0 | 0 | 0 | 0 | 0 | 0 | 0 | 0 | 0 | 0 | 0
CONE | 0 | [9 empty] | 0 | [9 empty] | 0 | [9 empty] | 0 | 0
FOM | 0 | 0 | 0 | 0 | 0 | 0 | 0 | 0 | 0 | 0 | 0 | 0 | 0 | 0 | 0 | 0 | 0 | 0 | 0 | 0 | 0 | 0 | 0 | 0 | 0 | 0 | 0 | 0 | 0 | 0 | 0 | 0
WC | 0 | 0 | 0 | 0 | 0 | 0 | 0 | 0 | 0 | 0 | 0 | 0 | 0 | 0 | 0 | 0 | 0 | 0 | 0 | 0 | 0 | 0 | 0 | 0 | 0 | 0 | 0 | 0 | 0 | 0 | 0 | 0
CONE | 0 | [9 empty] | 0 | [9 empty] | 0 | [9 empty] | 0 | 0
FOM | 0 | 0 | 0 | 0 | 0 | 0 | 0 | 0 | 0 | 0 | 0 | 0 | 0 | 0 | 0 | 0 | 0 | 0 | 0 | 0 | 0 | 0 | 0 | 0 | 0 | 0 | 0 | 0 | 0 | 0 | 0 | 0
Grand Total | 0 | 0 | 0 | 0 | 0 | 0 | 0 | 0 | 0 | 0 | 1397688020.4805 | 20881875 | 20881875 | 20881875 | 20881875 | 20881875 | 20881875 | 20881875 | 20881875 | 20881875 | 1016222519.3402 | 73185758.056 | 73185758.056 | 73185758.056 | 73185758.056 | 73185758.056 | 73185758.056 | 73185758.056 | 73185758.056 | 73185758.056 | 307697187.4708 | 3568216424.796
Note: These costs are the CONE and FOM interconnections and intraconnection infratructure in real 2020 dollars.

## CF_all_discounted
ScenarioName | ModelYr | SupplyTechnology | SupplyTechType | GENtoDISFuel | SubRegion | var_type | CostType | SolutionCost | SubRegion_From | SubRegion_To | InfraTechnology | SubRegion1 | SubRegion2 | CarbonOffset | DiscountVector | PV_SolutionCost
LCP_Inputs_ON_Diverse_Howarth_2023_05_05 | 2020 | Anaerobic Digestion | Generation | Methane | MI | Dispatch-Generation | EmissionsCost | 0 | [6 empty] | 1 | 0
LCP_Inputs_ON_Diverse_Howarth_2023_05_05 | 2020 | Anaerobic Digestion | Generation | Methane | MI | Dispatch-Generation | FuelCost | 0 | [6 empty] | 1 | 0
LCP_Inputs_ON_Diverse_Howarth_2023_05_05 | 2020 | Anaerobic Digestion | Generation | Methane | MI | Dispatch-Generation | VOM | 0 | [6 empty] | 1 | 0
LCP_Inputs_ON_Diverse_Howarth_2023_05_05 | 2020 | Anaerobic Digestion | Generation | Methane | NY | Dispatch-Generation | EmissionsCost | 0 | [6 empty] | 1 | 0
LCP_Inputs_ON_Diverse_Howarth_2023_05_05 | 2020 | Anaerobic Digestion | Generation | Methane | NY | Dispatch-Generation | FuelCost | 0 | [6 empty] | 1 | 0
LCP_Inputs_ON_Diverse_Howarth_2023_05_05 | 2020 | Anaerobic Digestion | Generation | Methane | NY | Dispatch-Generation | VOM | 0 | [6 empty] | 1 | 0
LCP_Inputs_ON_Diverse_Howarth_2023_05_05 | 2020 | Anaerobic Digestion | Generation | Methane | ON | Dispatch-Generation | EmissionsCost | 0 | [6 empty] | 1 | 0
LCP_Inputs_ON_Diverse_Howarth_2023_05_05 | 2020 | Anaerobic Digestion | Generation | Methane | ON | Dispatch-Generation | FuelCost | 0 | [6 empty] | 1 | 0
LCP_Inputs_ON_Diverse_Howarth_2023_05_05 | 2020 | Anaerobic Digestion | Generation | Methane | ON | Dispatch-Generation | VOM | 0 | [6 empty] | 1 | 0
LCP_Inputs_ON_Diverse_Howarth_2023_05_05 | 2020 | Anaerobic Digestion | Generation | Methane | PJ | Dispatch-Generation | EmissionsCost | 0 | [6 empty] | 1 | 0
LCP_Inputs_ON_Diverse_Howarth_2023_05_05 | 2020 | Anaerobic Digestion | Generation | Methane | PJ | Dispatch-Generation | FuelCost | 0 | [6 empty] | 1 | 0
LCP_Inputs_ON_Diverse_Howarth_2023_05_05 | 2020 | Anaerobic Digestion | Generation | Methane | PJ | Dispatch-Generation | VOM | 0 | [6 empty] | 1 | 0
LCP_Inputs_ON_Diverse_Howarth_2023_05_05 | 2020 | Anaerobic Digestion | Generation | Methane | QC | Dispatch-Generation | EmissionsCost | 0 | [6 empty] | 1 | 0
LCP_Inputs_ON_Diverse_Howarth_2023_05_05 | 2020 | Anaerobic Digestion | Generation | Methane | QC | Dispatch-Generation | FuelCost | 0 | [6 empty] | 1 | 0
LCP_Inputs_ON_Diverse_Howarth_2023_05_05 | 2020 | Anaerobic Digestion | Generation | Methane | QC | Dispatch-Generation | VOM | 0 | [6 empty] | 1 | 0
LCP_Inputs_ON_Diverse_Howarth_2023_05_05 | 2020 | Anaerobic Digestion | Generation | Methane | WC | Dispatch-Generation | EmissionsCost | 0 | [6 empty] | 1 | 0
LCP_Inputs_ON_Diverse_Howarth_2023_05_05 | 2020 | Anaerobic Digestion | Generation | Methane | WC | Dispatch-Generation | FuelCost | 0 | [6 empty] | 1 | 0
LCP_Inputs_ON_Diverse_Howarth_2023_05_05 | 2020 | Anaerobic Digestion | Generation | Methane | WC | Dispatch-Generation | VOM | 0 | [6 empty] | 1 | 0
LCP_Inputs_ON_Diverse_Howarth_2023_05_05 | 2020 | Battery Storage | Storage | Electricity | MI | Dispatch-Storage | EmissionsCost | 0 | [6 empty] | 1 | 0
LCP_Inputs_ON_Diverse_Howarth_2023_05_05 | 2020 | Battery Storage | Storage | Electricity | MI | Dispatch-Storage | FuelCost | 0 | [6 empty] | 1 | 0
LCP_Inputs_ON_Diverse_Howarth_2023_05_05 | 2020 | Battery Storage | Storage | Electricity | MI | Dispatch-Storage | VOM | 0 | [6 empty] | 1 | 0
LCP_Inputs_ON_Diverse_Howarth_2023_05_05 | 2020 | Battery Storage | Storage | Electricity | NY | Dispatch-Storage | EmissionsCost | 0 | [6 empty] | 1 | 0
LCP_Inputs_ON_Diverse_Howarth_2023_05_05 | 2020 | Battery Storage | Storage | Electricity | NY | Dispatch-Storage | FuelCost | 0 | [6 empty] | 1 | 0
LCP_Inputs_ON_Diverse_Howarth_2023_05_05 | 2020 | Battery Storage | Storage | Electricity | NY | Dispatch-Storage | VOM | 0 | [6 empty] | 1 | 0
LCP_Inputs_ON_Diverse_Howarth_2023_05_05 | 2020 | Battery Storage | Storage | Electricity | ON | Dispatch-Storage | EmissionsCost | 0 | [6 empty] | 1 | 0
LCP_Inputs_ON_Diverse_Howarth_2023_05_05 | 2020 | Battery Storage | Storage | Electricity | ON | Dispatch-Storage | FuelCost | 0 | [6 empty] | 1 | 0
LCP_Inputs_ON_Diverse_Howarth_2023_05_05 | 2020 | Battery Storage | Storage | Electricity | ON | Dispatch-Storage | VOM | 0 | [6 empty] | 1 | 0
LCP_Inputs_ON_Diverse_Howarth_2023_05_05 | 2020 | Battery Storage | Storage | Electricity | PJ | Dispatch-Storage | EmissionsCost | 0 | [6 empty] | 1 | 0
LCP_Inputs_ON_Diverse_Howarth_2023_05_05 | 2020 | Battery Storage | Storage | Electricity | PJ | Dispatch-Storage | FuelCost | 0 | [6 empty] | 1 | 0
LCP_Inputs_ON_Diverse_Howarth_2023_05_05 | 2020 | Battery Storage | Storage | Electricity | PJ | Dispatch-Storage | VOM | 0 | [6 empty] | 1 | 0
LCP_Inputs_ON_Diverse_Howarth_2023_05_05 | 2020 | Battery Storage | Storage | Electricity | QC | Dispatch-Storage | EmissionsCost | 0 | [6 empty] | 1 | 0
LCP_Inputs_ON_Diverse_Howarth_2023_05_05 | 2020 | Battery Storage | Storage | Electricity | QC | Dispatch-Storage | FuelCost | 0 | [6 empty] | 1 | 0
LCP_Inputs_ON_Diverse_Howarth_2023_05_05 | 2020 | Battery Storage | Storage | Electricity | QC | Dispatch-Storage | VOM | 0 | [6 empty] | 1 | 0
LCP_Inputs_ON_Diverse_Howarth_2023_05_05 | 2020 | Battery Storage | Storage | Electricity | WC | Dispatch-Storage | EmissionsCost | 0 | [6 empty] | 1 | 0
LCP_Inputs_ON_Diverse_Howarth_2023_05_05 | 2020 | Battery Storage | Storage | Electricity | WC | Dispatch-Storage | FuelCost | 0 | [6 empty] | 1 | 0
LCP_Inputs_ON_Diverse_Howarth_2023_05_05 | 2020 | Battery Storage | Storage | Electricity | WC | Dispatch-Storage | VOM | 0 | [6 empty] | 1 | 0
LCP_Inputs_ON_Diverse_Howarth_2023_05_05 | 2020 | Biomass | Generation | Electricity | MI | Dispatch-Generation | EmissionsCost | 0 | [6 empty] | 1 | 0
LCP_Inputs_ON_Diverse_Howarth_2023_05_05 | 2020 | Biomass | Generation | Electricity | MI | Dispatch-Generation | FuelCost | 0 | [6 empty] | 1 | 0
LCP_Inputs_ON_Diverse_Howarth_2023_05_05 | 2020 | Biomass | Generation | Electricity | MI | Dispatch-Generation | VOM | 0 | [6 empty] | 1 | 0
LCP_Inputs_ON_Diverse_Howarth_2023_05_05 | 2020 | Biomass | Generation | Electricity | NY | Dispatch-Generation | EmissionsCost | 0 | [6 empty] | 1 | 0
LCP_Inputs_ON_Diverse_Howarth_2023_05_05 | 2020 | Biomass | Generation | Electricity | NY | Dispatch-Generation | FuelCost | 0 | [6 empty] | 1 | 0
LCP_Inputs_ON_Diverse_Howarth_2023_05_05 | 2020 | Biomass | Generation | Electricity | NY | Dispatch-Generation | VOM | 0 | [6 empty] | 1 | 0
LCP_Inputs_ON_Diverse_Howarth_2023_05_05 | 2020 | Biomass | Generation | Electricity | ON | Dispatch-Generation | EmissionsCost | 0 | [6 empty] | 1 | 0
LCP_Inputs_ON_Diverse_Howarth_2023_05_05 | 2020 | Biomass | Generation | Electricity | ON | Dispatch-Generation | FuelCost | 0 | [6 empty] | 1 | 0
LCP_Inputs_ON_Diverse_Howarth_2023_05_05 | 2020 | Biomass | Generation | Electricity | ON | Dispatch-Generation | VOM | 0 | [6 empty] | 1 | 0
LCP_Inputs_ON_Diverse_Howarth_2023_05_05 | 2020 | Biomass | Generation | Electricity | PJ | Dispatch-Generation | EmissionsCost | 0 | [6 empty] | 1 | 0
LCP_Inputs_ON_Diverse_Howarth_2023_05_05 | 2020 | Biomass | Generation | Electricity | PJ | Dispatch-Generation | FuelCost | 0 | [6 empty] | 1 | 0
LCP_Inputs_ON_Diverse_Howarth_2023_05_05 | 2020 | Biomass | Generation | Electricity | PJ | Dispatch-Generation | VOM | 0 | [6 empty] | 1 | 0
LCP_Inputs_ON_Diverse_Howarth_2023_05_05 | 2020 | Biomass | Generation | Electricity | QC | Dispatch-Generation | EmissionsCost | 0 | [6 empty] | 1 | 0
LCP_Inputs_ON_Diverse_Howarth_2023_05_05 | 2020 | Biomass | Generation | Electricity | QC | Dispatch-Generation | FuelCost | 0 | [6 empty] | 1 | 0
LCP_Inputs_ON_Diverse_Howarth_2023_05_05 | 2020 | Biomass | Generation | Electricity | QC | Dispatch-Generation | VOM | 0 | [6 empty] | 1 | 0
LCP_Inputs_ON_Diverse_Howarth_2023_05_05 | 2020 | Biomass | Generation | Electricity | WC | Dispatch-Generation | EmissionsCost | 0 | [6 empty] | 1 | 0
LCP_Inputs_ON_Diverse_Howarth_2023_05_05 | 2020 | Biomass | Generation | Electricity | WC | Dispatch-Generation | FuelCost | 0 | [6 empty] | 1 | 0
LCP_Inputs_ON_Diverse_Howarth_2023_05_05 | 2020 | Biomass | Generation | Electricity | WC | Dispatch-Generation | VOM | 0 | [6 empty] | 1 | 0
LCP_Inputs_ON_Diverse_Howarth_2023_05_05 | 2020 | Biomass + CCS | Generation | Electricity | MI | Dispatch-Generation | EmissionsCost | 0 | [6 empty] | 1 | 0
LCP_Inputs_ON_Diverse_Howarth_2023_05_05 | 2020 | Biomass + CCS | Generation | Electricity | MI | Dispatch-Generation | FuelCost | 0 | [6 empty] | 1 | 0
LCP_Inputs_ON_Diverse_Howarth_2023_05_05 | 2020 | Biomass + CCS | Generation | Electricity | MI | Dispatch-Generation | VOM | 0 | [6 empty] | 1 | 0
LCP_Inputs_ON_Diverse_Howarth_2023_05_05 | 2020 | Biomass + CCS | Generation | Electricity | NY | Dispatch-Generation | EmissionsCost | 0 | [6 empty] | 1 | 0
LCP_Inputs_ON_Diverse_Howarth_2023_05_05 | 2020 | Biomass + CCS | Generation | Electricity | NY | Dispatch-Generation | FuelCost | 0 | [6 empty] | 1 | 0
LCP_Inputs_ON_Diverse_Howarth_2023_05_05 | 2020 | Biomass + CCS | Generation | Electricity | NY | Dispatch-Generation | VOM | 0 | [6 empty] | 1 | 0
LCP_Inputs_ON_Diverse_Howarth_2023_05_05 | 2020 | Biomass + CCS | Generation | Electricity | ON | Dispatch-Generation | EmissionsCost | 0 | [6 empty] | 1 | 0
LCP_Inputs_ON_Diverse_Howarth_2023_05_05 | 2020 | Biomass + CCS | Generation | Electricity | ON | Dispatch-Generation | FuelCost | 0 | [6 empty] | 1 | 0
LCP_Inputs_ON_Diverse_Howarth_2023_05_05 | 2020 | Biomass + CCS | Generation | Electricity | ON | Dispatch-Generation | VOM | 0 | [6 empty] | 1 | 0
LCP_Inputs_ON_Diverse_Howarth_2023_05_05 | 2020 | Biomass + CCS | Generation | Electricity | PJ | Dispatch-Generation | EmissionsCost | 0 | [6 empty] | 1 | 0
LCP_Inputs_ON_Diverse_Howarth_2023_05_05 | 2020 | Biomass + CCS | Generation | Electricity | PJ | Dispatch-Generation | FuelCost | 0 | [6 empty] | 1 | 0
LCP_Inputs_ON_Diverse_Howarth_2023_05_05 | 2020 | Biomass + CCS | Generation | Electricity | PJ | Dispatch-Generation | VOM | 0 | [6 empty] | 1 | 0
LCP_Inputs_ON_Diverse_Howarth_2023_05_05 | 2020 | Biomass + CCS | Generation | Electricity | QC | Dispatch-Generation | EmissionsCost | 0 | [6 empty] | 1 | 0
LCP_Inputs_ON_Diverse_Howarth_2023_05_05 | 2020 | Biomass + CCS | Generation | Electricity | QC | Dispatch-Generation | FuelCost | 0 | [6 empty] | 1 | 0
LCP_Inputs_ON_Diverse_Howarth_2023_05_05 | 2020 | Biomass + CCS | Generation | Electricity | QC | Dispatch-Generation | VOM | 0 | [6 empty] | 1 | 0
LCP_Inputs_ON_Diverse_Howarth_2023_05_05 | 2020 | Biomass + CCS | Generation | Electricity | WC | Dispatch-Generation | EmissionsCost | 0 | [6 empty] | 1 | 0
LCP_Inputs_ON_Diverse_Howarth_2023_05_05 | 2020 | Biomass + CCS | Generation | Electricity | WC | Dispatch-Generation | FuelCost | 0 | [6 empty] | 1 | 0
LCP_Inputs_ON_Diverse_Howarth_2023_05_05 | 2020 | Biomass + CCS | Generation | Electricity | WC | Dispatch-Generation | VOM | 0 | [6 empty] | 1 | 0
LCP_Inputs_ON_Diverse_Howarth_2023_05_05 | 2020 | CH4 + CCS | Generation | Methane | MI | Dispatch-Generation | EmissionsCost | 0 | [6 empty] | 1 | 0
LCP_Inputs_ON_Diverse_Howarth_2023_05_05 | 2020 | CH4 + CCS | Generation | Methane | MI | Dispatch-Generation | FuelCost | 0 | [6 empty] | 1 | 0
LCP_Inputs_ON_Diverse_Howarth_2023_05_05 | 2020 | CH4 + CCS | Generation | Methane | MI | Dispatch-Generation | VOM | 0 | [6 empty] | 1 | 0
LCP_Inputs_ON_Diverse_Howarth_2023_05_05 | 2020 | CH4 + CCS | Generation | Methane | NY | Dispatch-Generation | EmissionsCost | 0 | [6 empty] | 1 | 0
LCP_Inputs_ON_Diverse_Howarth_2023_05_05 | 2020 | CH4 + CCS | Generation | Methane | NY | Dispatch-Generation | FuelCost | 0 | [6 empty] | 1 | 0
LCP_Inputs_ON_Diverse_Howarth_2023_05_05 | 2020 | CH4 + CCS | Generation | Methane | NY | Dispatch-Generation | VOM | 0 | [6 empty] | 1 | 0
LCP_Inputs_ON_Diverse_Howarth_2023_05_05 | 2020 | CH4 + CCS | Generation | Methane | ON | Dispatch-Generation | EmissionsCost | 0 | [6 empty] | 1 | 0
LCP_Inputs_ON_Diverse_Howarth_2023_05_05 | 2020 | CH4 + CCS | Generation | Methane | ON | Dispatch-Generation | FuelCost | 0 | [6 empty] | 1 | 0
LCP_Inputs_ON_Diverse_Howarth_2023_05_05 | 2020 | CH4 + CCS | Generation | Methane | ON | Dispatch-Generation | VOM | 0 | [6 empty] | 1 | 0
LCP_Inputs_ON_Diverse_Howarth_2023_05_05 | 2020 | CH4 + CCS | Generation | Methane | PJ | Dispatch-Generation | EmissionsCost | 0 | [6 empty] | 1 | 0
LCP_Inputs_ON_Diverse_Howarth_2023_05_05 | 2020 | CH4 + CCS | Generation | Methane | PJ | Dispatch-Generation | FuelCost | 0 | [6 empty] | 1 | 0
LCP_Inputs_ON_Diverse_Howarth_2023_05_05 | 2020 | CH4 + CCS | Generation | Methane | PJ | Dispatch-Generation | VOM | 0 | [6 empty] | 1 | 0
LCP_Inputs_ON_Diverse_Howarth_2023_05_05 | 2020 | CH4 + CCS | Generation | Methane | QC | Dispatch-Generation | EmissionsCost | 0 | [6 empty] | 1 | 0
LCP_Inputs_ON_Diverse_Howarth_2023_05_05 | 2020 | CH4 + CCS | Generation | Methane | QC | Dispatch-Generation | FuelCost | 0 | [6 empty] | 1 | 0
LCP_Inputs_ON_Diverse_Howarth_2023_05_05 | 2020 | CH4 + CCS | Generation | Methane | QC | Dispatch-Generation | VOM | 0 | [6 empty] | 1 | 0
LCP_Inputs_ON_Diverse_Howarth_2023_05_05 | 2020 | CH4 + CCS | Generation | Methane | WC | Dispatch-Generation | EmissionsCost | 0 | [6 empty] | 1 | 0
LCP_Inputs_ON_Diverse_Howarth_2023_05_05 | 2020 | CH4 + CCS | Generation | Methane | WC | Dispatch-Generation | FuelCost | 0 | [6 empty] | 1 | 0
LCP_Inputs_ON_Diverse_Howarth_2023_05_05 | 2020 | CH4 + CCS | Generation | Methane | WC | Dispatch-Generation | VOM | 0 | [6 empty] | 1 | 0
LCP_Inputs_ON_Diverse_Howarth_2023_05_05 | 2020 | CH4 Import - NY 2020 | Import | Methane | MI | Dispatch-Import | EmissionsCost | 0 | [6 empty] | 1 | 0
LCP_Inputs_ON_Diverse_Howarth_2023_05_05 | 2020 | CH4 Import - NY 2020 | Import | Methane | MI | Dispatch-Import | FuelCost | 0 | [6 empty] | 1 | 0
LCP_Inputs_ON_Diverse_Howarth_2023_05_05 | 2020 | CH4 Import - NY 2020 | Import | Methane | MI | Dispatch-Import | VOM | 0 | [6 empty] | 1 | 0
LCP_Inputs_ON_Diverse_Howarth_2023_05_05 | 2020 | CH4 Import - NY 2020 | Import | Methane | NY | Dispatch-Import | EmissionsCost | 282343065.1873 | [6 empty] | 1 | 282343065.1873
LCP_Inputs_ON_Diverse_Howarth_2023_05_05 | 2020 | CH4 Import - NY 2020 | Import | Methane | NY | Dispatch-Import | FuelCost | 407790143.0843 | [6 empty] | 1 | 407790143.0843
LCP_Inputs_ON_Diverse_Howarth_2023_05_05 | 2020 | CH4 Import - NY 2020 | Import | Methane | NY | Dispatch-Import | VOM | 0 | [6 empty] | 1 | 0
LCP_Inputs_ON_Diverse_Howarth_2023_05_05 | 2020 | CH4 Import - NY 2020 | Import | Methane | ON | Dispatch-Import | EmissionsCost | 0 | [6 empty] | 1 | 0
LCP_Inputs_ON_Diverse_Howarth_2023_05_05 | 2020 | CH4 Import - NY 2020 | Import | Methane | ON | Dispatch-Import | FuelCost | 0 | [6 empty] | 1 | 0
LCP_Inputs_ON_Diverse_Howarth_2023_05_05 | 2020 | CH4 Import - NY 2020 | Import | Methane | ON | Dispatch-Import | VOM | 0 | [6 empty] | 1 | 0
LCP_Inputs_ON_Diverse_Howarth_2023_05_05 | 2020 | CH4 Import - NY 2020 | Import | Methane | PJ | Dispatch-Import | EmissionsCost | 0 | [6 empty] | 1 | 0
LCP_Inputs_ON_Diverse_Howarth_2023_05_05 | 2020 | CH4 Import - NY 2020 | Import | Methane | PJ | Dispatch-Import | FuelCost | 0 | [6 empty] | 1 | 0
LCP_Inputs_ON_Diverse_Howarth_2023_05_05 | 2020 | CH4 Import - NY 2020 | Import | Methane | PJ | Dispatch-Import | VOM | 0 | [6 empty] | 1 | 0
LCP_Inputs_ON_Diverse_Howarth_2023_05_05 | 2020 | CH4 Import - NY 2020 | Import | Methane | QC | Dispatch-Import | EmissionsCost | 0 | [6 empty] | 1 | 0
LCP_Inputs_ON_Diverse_Howarth_2023_05_05 | 2020 | CH4 Import - NY 2020 | Import | Methane | QC | Dispatch-Import | FuelCost | 0 | [6 empty] | 1 | 0
LCP_Inputs_ON_Diverse_Howarth_2023_05_05 | 2020 | CH4 Import - NY 2020 | Import | Methane | QC | Dispatch-Import | VOM | 0 | [6 empty] | 1 | 0
LCP_Inputs_ON_Diverse_Howarth_2023_05_05 | 2020 | CH4 Import - NY 2020 | Import | Methane | WC | Dispatch-Import | EmissionsCost | 0 | [6 empty] | 1 | 0
LCP_Inputs_ON_Diverse_Howarth_2023_05_05 | 2020 | CH4 Import - NY 2020 | Import | Methane | WC | Dispatch-Import | FuelCost | 0 | [6 empty] | 1 | 0
LCP_Inputs_ON_Diverse_Howarth_2023_05_05 | 2020 | CH4 Import - NY 2020 | Import | Methane | WC | Dispatch-Import | VOM | 0 | [6 empty] | 1 | 0
LCP_Inputs_ON_Diverse_Howarth_2023_05_05 | 2020 | CH4 Import - NY 2030 | Import | Methane | MI | Dispatch-Import | EmissionsCost | 0 | [6 empty] | 1 | 0
LCP_Inputs_ON_Diverse_Howarth_2023_05_05 | 2020 | CH4 Import - NY 2030 | Import | Methane | MI | Dispatch-Import | FuelCost | 0 | [6 empty] | 1 | 0
LCP_Inputs_ON_Diverse_Howarth_2023_05_05 | 2020 | CH4 Import - NY 2030 | Import | Methane | MI | Dispatch-Import | VOM | 0 | [6 empty] | 1 | 0
LCP_Inputs_ON_Diverse_Howarth_2023_05_05 | 2020 | CH4 Import - NY 2030 | Import | Methane | NY | Dispatch-Import | EmissionsCost | 0 | [6 empty] | 1 | 0
LCP_Inputs_ON_Diverse_Howarth_2023_05_05 | 2020 | CH4 Import - NY 2030 | Import | Methane | NY | Dispatch-Import | FuelCost | 0 | [6 empty] | 1 | 0
LCP_Inputs_ON_Diverse_Howarth_2023_05_05 | 2020 | CH4 Import - NY 2030 | Import | Methane | NY | Dispatch-Import | VOM | 0 | [6 empty] | 1 | 0
LCP_Inputs_ON_Diverse_Howarth_2023_05_05 | 2020 | CH4 Import - NY 2030 | Import | Methane | ON | Dispatch-Import | EmissionsCost | 0 | [6 empty] | 1 | 0
LCP_Inputs_ON_Diverse_Howarth_2023_05_05 | 2020 | CH4 Import - NY 2030 | Import | Methane | ON | Dispatch-Import | FuelCost | 0 | [6 empty] | 1 | 0
LCP_Inputs_ON_Diverse_Howarth_2023_05_05 | 2020 | CH4 Import - NY 2030 | Import | Methane | ON | Dispatch-Import | VOM | 0 | [6 empty] | 1 | 0
LCP_Inputs_ON_Diverse_Howarth_2023_05_05 | 2020 | CH4 Import - NY 2030 | Import | Methane | PJ | Dispatch-Import | EmissionsCost | 0 | [6 empty] | 1 | 0
LCP_Inputs_ON_Diverse_Howarth_2023_05_05 | 2020 | CH4 Import - NY 2030 | Import | Methane | PJ | Dispatch-Import | FuelCost | 0 | [6 empty] | 1 | 0
LCP_Inputs_ON_Diverse_Howarth_2023_05_05 | 2020 | CH4 Import - NY 2030 | Import | Methane | PJ | Dispatch-Import | VOM | 0 | [6 empty] | 1 | 0
LCP_Inputs_ON_Diverse_Howarth_2023_05_05 | 2020 | CH4 Import - NY 2030 | Import | Methane | QC | Dispatch-Import | EmissionsCost | 0 | [6 empty] | 1 | 0
LCP_Inputs_ON_Diverse_Howarth_2023_05_05 | 2020 | CH4 Import - NY 2030 | Import | Methane | QC | Dispatch-Import | FuelCost | 0 | [6 empty] | 1 | 0
LCP_Inputs_ON_Diverse_Howarth_2023_05_05 | 2020 | CH4 Import - NY 2030 | Import | Methane | QC | Dispatch-Import | VOM | 0 | [6 empty] | 1 | 0
LCP_Inputs_ON_Diverse_Howarth_2023_05_05 | 2020 | CH4 Import - NY 2030 | Import | Methane | WC | Dispatch-Import | EmissionsCost | 0 | [6 empty] | 1 | 0
LCP_Inputs_ON_Diverse_Howarth_2023_05_05 | 2020 | CH4 Import - NY 2030 | Import | Methane | WC | Dispatch-Import | FuelCost | 0 | [6 empty] | 1 | 0
LCP_Inputs_ON_Diverse_Howarth_2023_05_05 | 2020 | CH4 Import - NY 2030 | Import | Methane | WC | Dispatch-Import | VOM | 0 | [6 empty] | 1 | 0
LCP_Inputs_ON_Diverse_Howarth_2023_05_05 | 2020 | CH4 Import - NY 2040 | Import | Methane | MI | Dispatch-Import | EmissionsCost | 0 | [6 empty] | 1 | 0
LCP_Inputs_ON_Diverse_Howarth_2023_05_05 | 2020 | CH4 Import - NY 2040 | Import | Methane | MI | Dispatch-Import | FuelCost | 0 | [6 empty] | 1 | 0
LCP_Inputs_ON_Diverse_Howarth_2023_05_05 | 2020 | CH4 Import - NY 2040 | Import | Methane | MI | Dispatch-Import | VOM | 0 | [6 empty] | 1 | 0
LCP_Inputs_ON_Diverse_Howarth_2023_05_05 | 2020 | CH4 Import - NY 2040 | Import | Methane | NY | Dispatch-Import | EmissionsCost | 0 | [6 empty] | 1 | 0
LCP_Inputs_ON_Diverse_Howarth_2023_05_05 | 2020 | CH4 Import - NY 2040 | Import | Methane | NY | Dispatch-Import | FuelCost | 0 | [6 empty] | 1 | 0
LCP_Inputs_ON_Diverse_Howarth_2023_05_05 | 2020 | CH4 Import - NY 2040 | Import | Methane | NY | Dispatch-Import | VOM | 0 | [6 empty] | 1 | 0
LCP_Inputs_ON_Diverse_Howarth_2023_05_05 | 2020 | CH4 Import - NY 2040 | Import | Methane | ON | Dispatch-Import | EmissionsCost | 0 | [6 empty] | 1 | 0
LCP_Inputs_ON_Diverse_Howarth_2023_05_05 | 2020 | CH4 Import - NY 2040 | Import | Methane | ON | Dispatch-Import | FuelCost | 0 | [6 empty] | 1 | 0
LCP_Inputs_ON_Diverse_Howarth_2023_05_05 | 2020 | CH4 Import - NY 2040 | Import | Methane | ON | Dispatch-Import | VOM | 0 | [6 empty] | 1 | 0
LCP_Inputs_ON_Diverse_Howarth_2023_05_05 | 2020 | CH4 Import - NY 2040 | Import | Methane | PJ | Dispatch-Import | EmissionsCost | 0 | [6 empty] | 1 | 0
LCP_Inputs_ON_Diverse_Howarth_2023_05_05 | 2020 | CH4 Import - NY 2040 | Import | Methane | PJ | Dispatch-Import | FuelCost | 0 | [6 empty] | 1 | 0
LCP_Inputs_ON_Diverse_Howarth_2023_05_05 | 2020 | CH4 Import - NY 2040 | Import | Methane | PJ | Dispatch-Import | VOM | 0 | [6 empty] | 1 | 0
LCP_Inputs_ON_Diverse_Howarth_2023_05_05 | 2020 | CH4 Import - NY 2040 | Import | Methane | QC | Dispatch-Import | EmissionsCost | 0 | [6 empty] | 1 | 0
LCP_Inputs_ON_Diverse_Howarth_2023_05_05 | 2020 | CH4 Import - NY 2040 | Import | Methane | QC | Dispatch-Import | FuelCost | 0 | [6 empty] | 1 | 0
LCP_Inputs_ON_Diverse_Howarth_2023_05_05 | 2020 | CH4 Import - NY 2040 | Import | Methane | QC | Dispatch-Import | VOM | 0 | [6 empty] | 1 | 0
LCP_Inputs_ON_Diverse_Howarth_2023_05_05 | 2020 | CH4 Import - NY 2040 | Import | Methane | WC | Dispatch-Import | EmissionsCost | 0 | [6 empty] | 1 | 0
LCP_Inputs_ON_Diverse_Howarth_2023_05_05 | 2020 | CH4 Import - NY 2040 | Import | Methane | WC | Dispatch-Import | FuelCost | 0 | [6 empty] | 1 | 0
LCP_Inputs_ON_Diverse_Howarth_2023_05_05 | 2020 | CH4 Import - NY 2040 | Import | Methane | WC | Dispatch-Import | VOM | 0 | [6 empty] | 1 | 0
LCP_Inputs_ON_Diverse_Howarth_2023_05_05 | 2020 | CH4 Import - NY 2050 | Import | Methane | MI | Dispatch-Import | EmissionsCost | 0 | [6 empty] | 1 | 0
LCP_Inputs_ON_Diverse_Howarth_2023_05_05 | 2020 | CH4 Import - NY 2050 | Import | Methane | MI | Dispatch-Import | FuelCost | 0 | [6 empty] | 1 | 0
LCP_Inputs_ON_Diverse_Howarth_2023_05_05 | 2020 | CH4 Import - NY 2050 | Import | Methane | MI | Dispatch-Import | VOM | 0 | [6 empty] | 1 | 0
LCP_Inputs_ON_Diverse_Howarth_2023_05_05 | 2020 | CH4 Import - NY 2050 | Import | Methane | NY | Dispatch-Import | EmissionsCost | 0 | [6 empty] | 1 | 0
LCP_Inputs_ON_Diverse_Howarth_2023_05_05 | 2020 | CH4 Import - NY 2050 | Import | Methane | NY | Dispatch-Import | FuelCost | 0 | [6 empty] | 1 | 0
LCP_Inputs_ON_Diverse_Howarth_2023_05_05 | 2020 | CH4 Import - NY 2050 | Import | Methane | NY | Dispatch-Import | VOM | 0 | [6 empty] | 1 | 0
LCP_Inputs_ON_Diverse_Howarth_2023_05_05 | 2020 | CH4 Import - NY 2050 | Import | Methane | ON | Dispatch-Import | EmissionsCost | 0 | [6 empty] | 1 | 0
LCP_Inputs_ON_Diverse_Howarth_2023_05_05 | 2020 | CH4 Import - NY 2050 | Import | Methane | ON | Dispatch-Import | FuelCost | 0 | [6 empty] | 1 | 0
LCP_Inputs_ON_Diverse_Howarth_2023_05_05 | 2020 | CH4 Import - NY 2050 | Import | Methane | ON | Dispatch-Import | VOM | 0 | [6 empty] | 1 | 0
LCP_Inputs_ON_Diverse_Howarth_2023_05_05 | 2020 | CH4 Import - NY 2050 | Import | Methane | PJ | Dispatch-Import | EmissionsCost | 0 | [6 empty] | 1 | 0
LCP_Inputs_ON_Diverse_Howarth_2023_05_05 | 2020 | CH4 Import - NY 2050 | Import | Methane | PJ | Dispatch-Import | FuelCost | 0 | [6 empty] | 1 | 0
LCP_Inputs_ON_Diverse_Howarth_2023_05_05 | 2020 | CH4 Import - NY 2050 | Import | Methane | PJ | Dispatch-Import | VOM | 0 | [6 empty] | 1 | 0
LCP_Inputs_ON_Diverse_Howarth_2023_05_05 | 2020 | CH4 Import - NY 2050 | Import | Methane | QC | Dispatch-Import | EmissionsCost | 0 | [6 empty] | 1 | 0
LCP_Inputs_ON_Diverse_Howarth_2023_05_05 | 2020 | CH4 Import - NY 2050 | Import | Methane | QC | Dispatch-Import | FuelCost | 0 | [6 empty] | 1 | 0
LCP_Inputs_ON_Diverse_Howarth_2023_05_05 | 2020 | CH4 Import - NY 2050 | Import | Methane | QC | Dispatch-Import | VOM | 0 | [6 empty] | 1 | 0
LCP_Inputs_ON_Diverse_Howarth_2023_05_05 | 2020 | CH4 Import - NY 2050 | Import | Methane | WC | Dispatch-Import | EmissionsCost | 0 | [6 empty] | 1 | 0
LCP_Inputs_ON_Diverse_Howarth_2023_05_05 | 2020 | CH4 Import - NY 2050 | Import | Methane | WC | Dispatch-Import | FuelCost | 0 | [6 empty] | 1 | 0
LCP_Inputs_ON_Diverse_Howarth_2023_05_05 | 2020 | CH4 Import - NY 2050 | Import | Methane | WC | Dispatch-Import | VOM | 0 | [6 empty] | 1 | 0
LCP_Inputs_ON_Diverse_Howarth_2023_05_05 | 2020 | CH4 Import - WC 2020 | Import | Methane | MI | Dispatch-Import | EmissionsCost | 0 | [6 empty] | 1 | 0
LCP_Inputs_ON_Diverse_Howarth_2023_05_05 | 2020 | CH4 Import - WC 2020 | Import | Methane | MI | Dispatch-Import | FuelCost | 0 | [6 empty] | 1 | 0
LCP_Inputs_ON_Diverse_Howarth_2023_05_05 | 2020 | CH4 Import - WC 2020 | Import | Methane | MI | Dispatch-Import | VOM | 0 | [6 empty] | 1 | 0
LCP_Inputs_ON_Diverse_Howarth_2023_05_05 | 2020 | CH4 Import - WC 2020 | Import | Methane | NY | Dispatch-Import | EmissionsCost | 0 | [6 empty] | 1 | 0
LCP_Inputs_ON_Diverse_Howarth_2023_05_05 | 2020 | CH4 Import - WC 2020 | Import | Methane | NY | Dispatch-Import | FuelCost | 0 | [6 empty] | 1 | 0
LCP_Inputs_ON_Diverse_Howarth_2023_05_05 | 2020 | CH4 Import - WC 2020 | Import | Methane | NY | Dispatch-Import | VOM | 0 | [6 empty] | 1 | 0
LCP_Inputs_ON_Diverse_Howarth_2023_05_05 | 2020 | CH4 Import - WC 2020 | Import | Methane | ON | Dispatch-Import | EmissionsCost | 0 | [6 empty] | 1 | 0
LCP_Inputs_ON_Diverse_Howarth_2023_05_05 | 2020 | CH4 Import - WC 2020 | Import | Methane | ON | Dispatch-Import | FuelCost | 0 | [6 empty] | 1 | 0
LCP_Inputs_ON_Diverse_Howarth_2023_05_05 | 2020 | CH4 Import - WC 2020 | Import | Methane | ON | Dispatch-Import | VOM | 0 | [6 empty] | 1 | 0
LCP_Inputs_ON_Diverse_Howarth_2023_05_05 | 2020 | CH4 Import - WC 2020 | Import | Methane | PJ | Dispatch-Import | EmissionsCost | 0 | [6 empty] | 1 | 0
LCP_Inputs_ON_Diverse_Howarth_2023_05_05 | 2020 | CH4 Import - WC 2020 | Import | Methane | PJ | Dispatch-Import | FuelCost | 0 | [6 empty] | 1 | 0
LCP_Inputs_ON_Diverse_Howarth_2023_05_05 | 2020 | CH4 Import - WC 2020 | Import | Methane | PJ | Dispatch-Import | VOM | 0 | [6 empty] | 1 | 0
LCP_Inputs_ON_Diverse_Howarth_2023_05_05 | 2020 | CH4 Import - WC 2020 | Import | Methane | QC | Dispatch-Import | EmissionsCost | 0 | [6 empty] | 1 | 0
LCP_Inputs_ON_Diverse_Howarth_2023_05_05 | 2020 | CH4 Import - WC 2020 | Import | Methane | QC | Dispatch-Import | FuelCost | 0 | [6 empty] | 1 | 0
LCP_Inputs_ON_Diverse_Howarth_2023_05_05 | 2020 | CH4 Import - WC 2020 | Import | Methane | QC | Dispatch-Import | VOM | 0 | [6 empty] | 1 | 0
LCP_Inputs_ON_Diverse_Howarth_2023_05_05 | 2020 | CH4 Import - WC 2020 | Import | Methane | WC | Dispatch-Import | EmissionsCost | 1306945425.5377 | [6 empty] | 1 | 1306945425.5377
LCP_Inputs_ON_Diverse_Howarth_2023_05_05 | 2020 | CH4 Import - WC 2020 | Import | Methane | WC | Dispatch-Import | FuelCost | 1887630786.0789 | [6 empty] | 1 | 1887630786.0789
LCP_Inputs_ON_Diverse_Howarth_2023_05_05 | 2020 | CH4 Import - WC 2020 | Import | Methane | WC | Dispatch-Import | VOM | 0 | [6 empty] | 1 | 0
LCP_Inputs_ON_Diverse_Howarth_2023_05_05 | 2020 | CH4 Import - WC 2030 | Import | Methane | MI | Dispatch-Import | EmissionsCost | 0 | [6 empty] | 1 | 0
LCP_Inputs_ON_Diverse_Howarth_2023_05_05 | 2020 | CH4 Import - WC 2030 | Import | Methane | MI | Dispatch-Import | FuelCost | 0 | [6 empty] | 1 | 0
LCP_Inputs_ON_Diverse_Howarth_2023_05_05 | 2020 | CH4 Import - WC 2030 | Import | Methane | MI | Dispatch-Import | VOM | 0 | [6 empty] | 1 | 0
LCP_Inputs_ON_Diverse_Howarth_2023_05_05 | 2020 | CH4 Import - WC 2030 | Import | Methane | NY | Dispatch-Import | EmissionsCost | 0 | [6 empty] | 1 | 0
LCP_Inputs_ON_Diverse_Howarth_2023_05_05 | 2020 | CH4 Import - WC 2030 | Import | Methane | NY | Dispatch-Import | FuelCost | 0 | [6 empty] | 1 | 0
LCP_Inputs_ON_Diverse_Howarth_2023_05_05 | 2020 | CH4 Import - WC 2030 | Import | Methane | NY | Dispatch-Import | VOM | 0 | [6 empty] | 1 | 0
LCP_Inputs_ON_Diverse_Howarth_2023_05_05 | 2020 | CH4 Import - WC 2030 | Import | Methane | ON | Dispatch-Import | EmissionsCost | 0 | [6 empty] | 1 | 0
LCP_Inputs_ON_Diverse_Howarth_2023_05_05 | 2020 | CH4 Import - WC 2030 | Import | Methane | ON | Dispatch-Import | FuelCost | 0 | [6 empty] | 1 | 0
LCP_Inputs_ON_Diverse_Howarth_2023_05_05 | 2020 | CH4 Import - WC 2030 | Import | Methane | ON | Dispatch-Import | VOM | 0 | [6 empty] | 1 | 0
LCP_Inputs_ON_Diverse_Howarth_2023_05_05 | 2020 | CH4 Import - WC 2030 | Import | Methane | PJ | Dispatch-Import | EmissionsCost | 0 | [6 empty] | 1 | 0
LCP_Inputs_ON_Diverse_Howarth_2023_05_05 | 2020 | CH4 Import - WC 2030 | Import | Methane | PJ | Dispatch-Import | FuelCost | 0 | [6 empty] | 1 | 0
LCP_Inputs_ON_Diverse_Howarth_2023_05_05 | 2020 | CH4 Import - WC 2030 | Import | Methane | PJ | Dispatch-Import | VOM | 0 | [6 empty] | 1 | 0
LCP_Inputs_ON_Diverse_Howarth_2023_05_05 | 2020 | CH4 Import - WC 2030 | Import | Methane | QC | Dispatch-Import | EmissionsCost | 0 | [6 empty] | 1 | 0
LCP_Inputs_ON_Diverse_Howarth_2023_05_05 | 2020 | CH4 Import - WC 2030 | Import | Methane | QC | Dispatch-Import | FuelCost | 0 | [6 empty] | 1 | 0
LCP_Inputs_ON_Diverse_Howarth_2023_05_05 | 2020 | CH4 Import - WC 2030 | Import | Methane | QC | Dispatch-Import | VOM | 0 | [6 empty] | 1 | 0
LCP_Inputs_ON_Diverse_Howarth_2023_05_05 | 2020 | CH4 Import - WC 2030 | Import | Methane | WC | Dispatch-Import | EmissionsCost | 0 | [6 empty] | 1 | 0
LCP_Inputs_ON_Diverse_Howarth_2023_05_05 | 2020 | CH4 Import - WC 2030 | Import | Methane | WC | Dispatch-Import | FuelCost | 0 | [6 empty] | 1 | 0
LCP_Inputs_ON_Diverse_Howarth_2023_05_05 | 2020 | CH4 Import - WC 2030 | Import | Methane | WC | Dispatch-Import | VOM | 0 | [6 empty] | 1 | 0
LCP_Inputs_ON_Diverse_Howarth_2023_05_05 | 2020 | CH4 Import - WC 2040 | Import | Methane | MI | Dispatch-Import | EmissionsCost | 0 | [6 empty] | 1 | 0
LCP_Inputs_ON_Diverse_Howarth_2023_05_05 | 2020 | CH4 Import - WC 2040 | Import | Methane | MI | Dispatch-Import | FuelCost | 0 | [6 empty] | 1 | 0
LCP_Inputs_ON_Diverse_Howarth_2023_05_05 | 2020 | CH4 Import - WC 2040 | Import | Methane | MI | Dispatch-Import | VOM | 0 | [6 empty] | 1 | 0
LCP_Inputs_ON_Diverse_Howarth_2023_05_05 | 2020 | CH4 Import - WC 2040 | Import | Methane | NY | Dispatch-Import | EmissionsCost | 0 | [6 empty] | 1 | 0
LCP_Inputs_ON_Diverse_Howarth_2023_05_05 | 2020 | CH4 Import - WC 2040 | Import | Methane | NY | Dispatch-Import | FuelCost | 0 | [6 empty] | 1 | 0
LCP_Inputs_ON_Diverse_Howarth_2023_05_05 | 2020 | CH4 Import - WC 2040 | Import | Methane | NY | Dispatch-Import | VOM | 0 | [6 empty] | 1 | 0
LCP_Inputs_ON_Diverse_Howarth_2023_05_05 | 2020 | CH4 Import - WC 2040 | Import | Methane | ON | Dispatch-Import | EmissionsCost | 0 | [6 empty] | 1 | 0
LCP_Inputs_ON_Diverse_Howarth_2023_05_05 | 2020 | CH4 Import - WC 2040 | Import | Methane | ON | Dispatch-Import | FuelCost | 0 | [6 empty] | 1 | 0
LCP_Inputs_ON_Diverse_Howarth_2023_05_05 | 2020 | CH4 Import - WC 2040 | Import | Methane | ON | Dispatch-Import | VOM | 0 | [6 empty] | 1 | 0
LCP_Inputs_ON_Diverse_Howarth_2023_05_05 | 2020 | CH4 Import - WC 2040 | Import | Methane | PJ | Dispatch-Import | EmissionsCost | 0 | [6 empty] | 1 | 0
LCP_Inputs_ON_Diverse_Howarth_2023_05_05 | 2020 | CH4 Import - WC 2040 | Import | Methane | PJ | Dispatch-Import | FuelCost | 0 | [6 empty] | 1 | 0
LCP_Inputs_ON_Diverse_Howarth_2023_05_05 | 2020 | CH4 Import - WC 2040 | Import | Methane | PJ | Dispatch-Import | VOM | 0 | [6 empty] | 1 | 0
LCP_Inputs_ON_Diverse_Howarth_2023_05_05 | 2020 | CH4 Import - WC 2040 | Import | Methane | QC | Dispatch-Import | EmissionsCost | 0 | [6 empty] | 1 | 0
LCP_Inputs_ON_Diverse_Howarth_2023_05_05 | 2020 | CH4 Import - WC 2040 | Import | Methane | QC | Dispatch-Import | FuelCost | 0 | [6 empty] | 1 | 0
LCP_Inputs_ON_Diverse_Howarth_2023_05_05 | 2020 | CH4 Import - WC 2040 | Import | Methane | QC | Dispatch-Import | VOM | 0 | [6 empty] | 1 | 0
LCP_Inputs_ON_Diverse_Howarth_2023_05_05 | 2020 | CH4 Import - WC 2040 | Import | Methane | WC | Dispatch-Import | EmissionsCost | 0 | [6 empty] | 1 | 0
LCP_Inputs_ON_Diverse_Howarth_2023_05_05 | 2020 | CH4 Import - WC 2040 | Import | Methane | WC | Dispatch-Import | FuelCost | 0 | [6 empty] | 1 | 0
LCP_Inputs_ON_Diverse_Howarth_2023_05_05 | 2020 | CH4 Import - WC 2040 | Import | Methane | WC | Dispatch-Import | VOM | 0 | [6 empty] | 1 | 0
LCP_Inputs_ON_Diverse_Howarth_2023_05_05 | 2020 | CH4 Import - WC 2050 | Import | Methane | MI | Dispatch-Import | EmissionsCost | 0 | [6 empty] | 1 | 0
LCP_Inputs_ON_Diverse_Howarth_2023_05_05 | 2020 | CH4 Import - WC 2050 | Import | Methane | MI | Dispatch-Import | FuelCost | 0 | [6 empty] | 1 | 0
LCP_Inputs_ON_Diverse_Howarth_2023_05_05 | 2020 | CH4 Import - WC 2050 | Import | Methane | MI | Dispatch-Import | VOM | 0 | [6 empty] | 1 | 0
LCP_Inputs_ON_Diverse_Howarth_2023_05_05 | 2020 | CH4 Import - WC 2050 | Import | Methane | NY | Dispatch-Import | EmissionsCost | 0 | [6 empty] | 1 | 0
LCP_Inputs_ON_Diverse_Howarth_2023_05_05 | 2020 | CH4 Import - WC 2050 | Import | Methane | NY | Dispatch-Import | FuelCost | 0 | [6 empty] | 1 | 0
LCP_Inputs_ON_Diverse_Howarth_2023_05_05 | 2020 | CH4 Import - WC 2050 | Import | Methane | NY | Dispatch-Import | VOM | 0 | [6 empty] | 1 | 0
LCP_Inputs_ON_Diverse_Howarth_2023_05_05 | 2020 | CH4 Import - WC 2050 | Import | Methane | ON | Dispatch-Import | EmissionsCost | 0 | [6 empty] | 1 | 0
LCP_Inputs_ON_Diverse_Howarth_2023_05_05 | 2020 | CH4 Import - WC 2050 | Import | Methane | ON | Dispatch-Import | FuelCost | 0 | [6 empty] | 1 | 0
LCP_Inputs_ON_Diverse_Howarth_2023_05_05 | 2020 | CH4 Import - WC 2050 | Import | Methane | ON | Dispatch-Import | VOM | 0 | [6 empty] | 1 | 0
LCP_Inputs_ON_Diverse_Howarth_2023_05_05 | 2020 | CH4 Import - WC 2050 | Import | Methane | PJ | Dispatch-Import | EmissionsCost | 0 | [6 empty] | 1 | 0
LCP_Inputs_ON_Diverse_Howarth_2023_05_05 | 2020 | CH4 Import - WC 2050 | Import | Methane | PJ | Dispatch-Import | FuelCost | 0 | [6 empty] | 1 | 0
LCP_Inputs_ON_Diverse_Howarth_2023_05_05 | 2020 | CH4 Import - WC 2050 | Import | Methane | PJ | Dispatch-Import | VOM | 0 | [6 empty] | 1 | 0
LCP_Inputs_ON_Diverse_Howarth_2023_05_05 | 2020 | CH4 Import - WC 2050 | Import | Methane | QC | Dispatch-Import | EmissionsCost | 0 | [6 empty] | 1 | 0
LCP_Inputs_ON_Diverse_Howarth_2023_05_05 | 2020 | CH4 Import - WC 2050 | Import | Methane | QC | Dispatch-Import | FuelCost | 0 | [6 empty] | 1 | 0
LCP_Inputs_ON_Diverse_Howarth_2023_05_05 | 2020 | CH4 Import - WC 2050 | Import | Methane | QC | Dispatch-Import | VOM | 0 | [6 empty] | 1 | 0
LCP_Inputs_ON_Diverse_Howarth_2023_05_05 | 2020 | CH4 Import - WC 2050 | Import | Methane | WC | Dispatch-Import | EmissionsCost | 0 | [6 empty] | 1 | 0
LCP_Inputs_ON_Diverse_Howarth_2023_05_05 | 2020 | CH4 Import - WC 2050 | Import | Methane | WC | Dispatch-Import | FuelCost | 0 | [6 empty] | 1 | 0
LCP_Inputs_ON_Diverse_Howarth_2023_05_05 | 2020 | CH4 Import - WC 2050 | Import | Methane | WC | Dispatch-Import | VOM | 0 | [6 empty] | 1 | 0
LCP_Inputs_ON_Diverse_Howarth_2023_05_05 | 2020 | CH4 Salt Cavern Storage - ON | Storage | Methane | MI | Dispatch-Storage | EmissionsCost | 0 | [6 empty] | 1 | 0
LCP_Inputs_ON_Diverse_Howarth_2023_05_05 | 2020 | CH4 Salt Cavern Storage - ON | Storage | Methane | MI | Dispatch-Storage | FuelCost | 0 | [6 empty] | 1 | 0
LCP_Inputs_ON_Diverse_Howarth_2023_05_05 | 2020 | CH4 Salt Cavern Storage - ON | Storage | Methane | MI | Dispatch-Storage | VOM | 0 | [6 empty] | 1 | 0
LCP_Inputs_ON_Diverse_Howarth_2023_05_05 | 2020 | CH4 Salt Cavern Storage - ON | Storage | Methane | NY | Dispatch-Storage | EmissionsCost | 0 | [6 empty] | 1 | 0
LCP_Inputs_ON_Diverse_Howarth_2023_05_05 | 2020 | CH4 Salt Cavern Storage - ON | Storage | Methane | NY | Dispatch-Storage | FuelCost | 0 | [6 empty] | 1 | 0
LCP_Inputs_ON_Diverse_Howarth_2023_05_05 | 2020 | CH4 Salt Cavern Storage - ON | Storage | Methane | NY | Dispatch-Storage | VOM | 0 | [6 empty] | 1 | 0
LCP_Inputs_ON_Diverse_Howarth_2023_05_05 | 2020 | CH4 Salt Cavern Storage - ON | Storage | Methane | ON | Dispatch-Storage | EmissionsCost | 0 | [6 empty] | 1 | 0
LCP_Inputs_ON_Diverse_Howarth_2023_05_05 | 2020 | CH4 Salt Cavern Storage - ON | Storage | Methane | ON | Dispatch-Storage | FuelCost | 0 | [6 empty] | 1 | 0
LCP_Inputs_ON_Diverse_Howarth_2023_05_05 | 2020 | CH4 Salt Cavern Storage - ON | Storage | Methane | ON | Dispatch-Storage | VOM | 691417.795 | [6 empty] | 1 | 691417.795
LCP_Inputs_ON_Diverse_Howarth_2023_05_05 | 2020 | CH4 Salt Cavern Storage - ON | Storage | Methane | PJ | Dispatch-Storage | EmissionsCost | 0 | [6 empty] | 1 | 0
LCP_Inputs_ON_Diverse_Howarth_2023_05_05 | 2020 | CH4 Salt Cavern Storage - ON | Storage | Methane | PJ | Dispatch-Storage | FuelCost | 0 | [6 empty] | 1 | 0
LCP_Inputs_ON_Diverse_Howarth_2023_05_05 | 2020 | CH4 Salt Cavern Storage - ON | Storage | Methane | PJ | Dispatch-Storage | VOM | 0 | [6 empty] | 1 | 0
LCP_Inputs_ON_Diverse_Howarth_2023_05_05 | 2020 | CH4 Salt Cavern Storage - ON | Storage | Methane | QC | Dispatch-Storage | EmissionsCost | 0 | [6 empty] | 1 | 0
LCP_Inputs_ON_Diverse_Howarth_2023_05_05 | 2020 | CH4 Salt Cavern Storage - ON | Storage | Methane | QC | Dispatch-Storage | FuelCost | 0 | [6 empty] | 1 | 0
LCP_Inputs_ON_Diverse_Howarth_2023_05_05 | 2020 | CH4 Salt Cavern Storage - ON | Storage | Methane | QC | Dispatch-Storage | VOM | 0 | [6 empty] | 1 | 0
LCP_Inputs_ON_Diverse_Howarth_2023_05_05 | 2020 | CH4 Salt Cavern Storage - ON | Storage | Methane | WC | Dispatch-Storage | EmissionsCost | 0 | [6 empty] | 1 | 0
LCP_Inputs_ON_Diverse_Howarth_2023_05_05 | 2020 | CH4 Salt Cavern Storage - ON | Storage | Methane | WC | Dispatch-Storage | FuelCost | 0 | [6 empty] | 1 | 0
LCP_Inputs_ON_Diverse_Howarth_2023_05_05 | 2020 | CH4 Salt Cavern Storage - ON | Storage | Methane | WC | Dispatch-Storage | VOM | 0 | [6 empty] | 1 | 0
LCP_Inputs_ON_Diverse_Howarth_2023_05_05 | 2020 | Electrolyser 2020/2030 | Crossload | Hydrogen | MI | Dispatch-Crossload | EmissionsCost | 0 | [6 empty] | 1 | 0
LCP_Inputs_ON_Diverse_Howarth_2023_05_05 | 2020 | Electrolyser 2020/2030 | Crossload | Hydrogen | MI | Dispatch-Crossload | FuelCost | 0 | [6 empty] | 1 | 0
LCP_Inputs_ON_Diverse_Howarth_2023_05_05 | 2020 | Electrolyser 2020/2030 | Crossload | Hydrogen | MI | Dispatch-Crossload | VOM | 0 | [6 empty] | 1 | 0
LCP_Inputs_ON_Diverse_Howarth_2023_05_05 | 2020 | Electrolyser 2020/2030 | Crossload | Hydrogen | NY | Dispatch-Crossload | EmissionsCost | 0 | [6 empty] | 1 | 0
LCP_Inputs_ON_Diverse_Howarth_2023_05_05 | 2020 | Electrolyser 2020/2030 | Crossload | Hydrogen | NY | Dispatch-Crossload | FuelCost | 0 | [6 empty] | 1 | 0
LCP_Inputs_ON_Diverse_Howarth_2023_05_05 | 2020 | Electrolyser 2020/2030 | Crossload | Hydrogen | NY | Dispatch-Crossload | VOM | 0 | [6 empty] | 1 | 0
LCP_Inputs_ON_Diverse_Howarth_2023_05_05 | 2020 | Electrolyser 2020/2030 | Crossload | Hydrogen | ON | Dispatch-Crossload | EmissionsCost | 0 | [6 empty] | 1 | 0
LCP_Inputs_ON_Diverse_Howarth_2023_05_05 | 2020 | Electrolyser 2020/2030 | Crossload | Hydrogen | ON | Dispatch-Crossload | FuelCost | 0 | [6 empty] | 1 | 0
LCP_Inputs_ON_Diverse_Howarth_2023_05_05 | 2020 | Electrolyser 2020/2030 | Crossload | Hydrogen | ON | Dispatch-Crossload | VOM | 0 | [6 empty] | 1 | 0
LCP_Inputs_ON_Diverse_Howarth_2023_05_05 | 2020 | Electrolyser 2020/2030 | Crossload | Hydrogen | PJ | Dispatch-Crossload | EmissionsCost | 0 | [6 empty] | 1 | 0
LCP_Inputs_ON_Diverse_Howarth_2023_05_05 | 2020 | Electrolyser 2020/2030 | Crossload | Hydrogen | PJ | Dispatch-Crossload | FuelCost | 0 | [6 empty] | 1 | 0
LCP_Inputs_ON_Diverse_Howarth_2023_05_05 | 2020 | Electrolyser 2020/2030 | Crossload | Hydrogen | PJ | Dispatch-Crossload | VOM | 0 | [6 empty] | 1 | 0
LCP_Inputs_ON_Diverse_Howarth_2023_05_05 | 2020 | Electrolyser 2020/2030 | Crossload | Hydrogen | QC | Dispatch-Crossload | EmissionsCost | 0 | [6 empty] | 1 | 0
LCP_Inputs_ON_Diverse_Howarth_2023_05_05 | 2020 | Electrolyser 2020/2030 | Crossload | Hydrogen | QC | Dispatch-Crossload | FuelCost | 0 | [6 empty] | 1 | 0
LCP_Inputs_ON_Diverse_Howarth_2023_05_05 | 2020 | Electrolyser 2020/2030 | Crossload | Hydrogen | QC | Dispatch-Crossload | VOM | 0 | [6 empty] | 1 | 0
LCP_Inputs_ON_Diverse_Howarth_2023_05_05 | 2020 | Electrolyser 2020/2030 | Crossload | Hydrogen | WC | Dispatch-Crossload | EmissionsCost | 0 | [6 empty] | 1 | 0
LCP_Inputs_ON_Diverse_Howarth_2023_05_05 | 2020 | Electrolyser 2020/2030 | Crossload | Hydrogen | WC | Dispatch-Crossload | FuelCost | 0 | [6 empty] | 1 | 0
LCP_Inputs_ON_Diverse_Howarth_2023_05_05 | 2020 | Electrolyser 2020/2030 | Crossload | Hydrogen | WC | Dispatch-Crossload | VOM | 0 | [6 empty] | 1 | 0
LCP_Inputs_ON_Diverse_Howarth_2023_05_05 | 2020 | Electrolyser 2040 | Crossload | Hydrogen | MI | Dispatch-Crossload | EmissionsCost | 0 | [6 empty] | 1 | 0
LCP_Inputs_ON_Diverse_Howarth_2023_05_05 | 2020 | Electrolyser 2040 | Crossload | Hydrogen | MI | Dispatch-Crossload | FuelCost | 0 | [6 empty] | 1 | 0
LCP_Inputs_ON_Diverse_Howarth_2023_05_05 | 2020 | Electrolyser 2040 | Crossload | Hydrogen | MI | Dispatch-Crossload | VOM | 0 | [6 empty] | 1 | 0
LCP_Inputs_ON_Diverse_Howarth_2023_05_05 | 2020 | Electrolyser 2040 | Crossload | Hydrogen | NY | Dispatch-Crossload | EmissionsCost | 0 | [6 empty] | 1 | 0
LCP_Inputs_ON_Diverse_Howarth_2023_05_05 | 2020 | Electrolyser 2040 | Crossload | Hydrogen | NY | Dispatch-Crossload | FuelCost | 0 | [6 empty] | 1 | 0
LCP_Inputs_ON_Diverse_Howarth_2023_05_05 | 2020 | Electrolyser 2040 | Crossload | Hydrogen | NY | Dispatch-Crossload | VOM | 0 | [6 empty] | 1 | 0
LCP_Inputs_ON_Diverse_Howarth_2023_05_05 | 2020 | Electrolyser 2040 | Crossload | Hydrogen | ON | Dispatch-Crossload | EmissionsCost | 0 | [6 empty] | 1 | 0
LCP_Inputs_ON_Diverse_Howarth_2023_05_05 | 2020 | Electrolyser 2040 | Crossload | Hydrogen | ON | Dispatch-Crossload | FuelCost | 0 | [6 empty] | 1 | 0
LCP_Inputs_ON_Diverse_Howarth_2023_05_05 | 2020 | Electrolyser 2040 | Crossload | Hydrogen | ON | Dispatch-Crossload | VOM | 0 | [6 empty] | 1 | 0
LCP_Inputs_ON_Diverse_Howarth_2023_05_05 | 2020 | Electrolyser 2040 | Crossload | Hydrogen | PJ | Dispatch-Crossload | EmissionsCost | 0 | [6 empty] | 1 | 0
LCP_Inputs_ON_Diverse_Howarth_2023_05_05 | 2020 | Electrolyser 2040 | Crossload | Hydrogen | PJ | Dispatch-Crossload | FuelCost | 0 | [6 empty] | 1 | 0
LCP_Inputs_ON_Diverse_Howarth_2023_05_05 | 2020 | Electrolyser 2040 | Crossload | Hydrogen | PJ | Dispatch-Crossload | VOM | 0 | [6 empty] | 1 | 0
LCP_Inputs_ON_Diverse_Howarth_2023_05_05 | 2020 | Electrolyser 2040 | Crossload | Hydrogen | QC | Dispatch-Crossload | EmissionsCost | 0 | [6 empty] | 1 | 0
LCP_Inputs_ON_Diverse_Howarth_2023_05_05 | 2020 | Electrolyser 2040 | Crossload | Hydrogen | QC | Dispatch-Crossload | FuelCost | 0 | [6 empty] | 1 | 0
LCP_Inputs_ON_Diverse_Howarth_2023_05_05 | 2020 | Electrolyser 2040 | Crossload | Hydrogen | QC | Dispatch-Crossload | VOM | 0 | [6 empty] | 1 | 0
LCP_Inputs_ON_Diverse_Howarth_2023_05_05 | 2020 | Electrolyser 2040 | Crossload | Hydrogen | WC | Dispatch-Crossload | EmissionsCost | 0 | [6 empty] | 1 | 0
LCP_Inputs_ON_Diverse_Howarth_2023_05_05 | 2020 | Electrolyser 2040 | Crossload | Hydrogen | WC | Dispatch-Crossload | FuelCost | 0 | [6 empty] | 1 | 0
LCP_Inputs_ON_Diverse_Howarth_2023_05_05 | 2020 | Electrolyser 2040 | Crossload | Hydrogen | WC | Dispatch-Crossload | VOM | 0 | [6 empty] | 1 | 0
LCP_Inputs_ON_Diverse_Howarth_2023_05_05 | 2020 | Electrolyser 2050 | Crossload | Hydrogen | MI | Dispatch-Crossload | EmissionsCost | 0 | [6 empty] | 1 | 0
LCP_Inputs_ON_Diverse_Howarth_2023_05_05 | 2020 | Electrolyser 2050 | Crossload | Hydrogen | MI | Dispatch-Crossload | FuelCost | 0 | [6 empty] | 1 | 0
LCP_Inputs_ON_Diverse_Howarth_2023_05_05 | 2020 | Electrolyser 2050 | Crossload | Hydrogen | MI | Dispatch-Crossload | VOM | 0 | [6 empty] | 1 | 0
LCP_Inputs_ON_Diverse_Howarth_2023_05_05 | 2020 | Electrolyser 2050 | Crossload | Hydrogen | NY | Dispatch-Crossload | EmissionsCost | 0 | [6 empty] | 1 | 0
LCP_Inputs_ON_Diverse_Howarth_2023_05_05 | 2020 | Electrolyser 2050 | Crossload | Hydrogen | NY | Dispatch-Crossload | FuelCost | 0 | [6 empty] | 1 | 0
LCP_Inputs_ON_Diverse_Howarth_2023_05_05 | 2020 | Electrolyser 2050 | Crossload | Hydrogen | NY | Dispatch-Crossload | VOM | 0 | [6 empty] | 1 | 0
LCP_Inputs_ON_Diverse_Howarth_2023_05_05 | 2020 | Electrolyser 2050 | Crossload | Hydrogen | ON | Dispatch-Crossload | EmissionsCost | 0 | [6 empty] | 1 | 0
LCP_Inputs_ON_Diverse_Howarth_2023_05_05 | 2020 | Electrolyser 2050 | Crossload | Hydrogen | ON | Dispatch-Crossload | FuelCost | 0 | [6 empty] | 1 | 0
LCP_Inputs_ON_Diverse_Howarth_2023_05_05 | 2020 | Electrolyser 2050 | Crossload | Hydrogen | ON | Dispatch-Crossload | VOM | 0 | [6 empty] | 1 | 0
LCP_Inputs_ON_Diverse_Howarth_2023_05_05 | 2020 | Electrolyser 2050 | Crossload | Hydrogen | PJ | Dispatch-Crossload | EmissionsCost | 0 | [6 empty] | 1 | 0
LCP_Inputs_ON_Diverse_Howarth_2023_05_05 | 2020 | Electrolyser 2050 | Crossload | Hydrogen | PJ | Dispatch-Crossload | FuelCost | 0 | [6 empty] | 1 | 0
LCP_Inputs_ON_Diverse_Howarth_2023_05_05 | 2020 | Electrolyser 2050 | Crossload | Hydrogen | PJ | Dispatch-Crossload | VOM | 0 | [6 empty] | 1 | 0
LCP_Inputs_ON_Diverse_Howarth_2023_05_05 | 2020 | Electrolyser 2050 | Crossload | Hydrogen | QC | Dispatch-Crossload | EmissionsCost | 0 | [6 empty] | 1 | 0
LCP_Inputs_ON_Diverse_Howarth_2023_05_05 | 2020 | Electrolyser 2050 | Crossload | Hydrogen | QC | Dispatch-Crossload | FuelCost | 0 | [6 empty] | 1 | 0
LCP_Inputs_ON_Diverse_Howarth_2023_05_05 | 2020 | Electrolyser 2050 | Crossload | Hydrogen | QC | Dispatch-Crossload | VOM | 0 | [6 empty] | 1 | 0
LCP_Inputs_ON_Diverse_Howarth_2023_05_05 | 2020 | Electrolyser 2050 | Crossload | Hydrogen | WC | Dispatch-Crossload | EmissionsCost | 0 | [6 empty] | 1 | 0
LCP_Inputs_ON_Diverse_Howarth_2023_05_05 | 2020 | Electrolyser 2050 | Crossload | Hydrogen | WC | Dispatch-Crossload | FuelCost | 0 | [6 empty] | 1 | 0
LCP_Inputs_ON_Diverse_Howarth_2023_05_05 | 2020 | Electrolyser 2050 | Crossload | Hydrogen | WC | Dispatch-Crossload | VOM | 0 | [6 empty] | 1 | 0
LCP_Inputs_ON_Diverse_Howarth_2023_05_05 | 2020 | Fossil Fuel Thermal (Coal, Peat, Oil) | Generation | Electricity | MI | Dispatch-Generation | EmissionsCost | 0 | [6 empty] | 1 | 0
LCP_Inputs_ON_Diverse_Howarth_2023_05_05 | 2020 | Fossil Fuel Thermal (Coal, Peat, Oil) | Generation | Electricity | MI | Dispatch-Generation | FuelCost | 0 | [6 empty] | 1 | 0
LCP_Inputs_ON_Diverse_Howarth_2023_05_05 | 2020 | Fossil Fuel Thermal (Coal, Peat, Oil) | Generation | Electricity | MI | Dispatch-Generation | VOM | 0 | [6 empty] | 1 | 0
LCP_Inputs_ON_Diverse_Howarth_2023_05_05 | 2020 | Fossil Fuel Thermal (Coal, Peat, Oil) | Generation | Electricity | NY | Dispatch-Generation | EmissionsCost | 0 | [6 empty] | 1 | 0
LCP_Inputs_ON_Diverse_Howarth_2023_05_05 | 2020 | Fossil Fuel Thermal (Coal, Peat, Oil) | Generation | Electricity | NY | Dispatch-Generation | FuelCost | 0 | [6 empty] | 1 | 0
LCP_Inputs_ON_Diverse_Howarth_2023_05_05 | 2020 | Fossil Fuel Thermal (Coal, Peat, Oil) | Generation | Electricity | NY | Dispatch-Generation | VOM | 0 | [6 empty] | 1 | 0
LCP_Inputs_ON_Diverse_Howarth_2023_05_05 | 2020 | Fossil Fuel Thermal (Coal, Peat, Oil) | Generation | Electricity | ON | Dispatch-Generation | EmissionsCost | 0 | [6 empty] | 1 | 0
LCP_Inputs_ON_Diverse_Howarth_2023_05_05 | 2020 | Fossil Fuel Thermal (Coal, Peat, Oil) | Generation | Electricity | ON | Dispatch-Generation | FuelCost | 0 | [6 empty] | 1 | 0
LCP_Inputs_ON_Diverse_Howarth_2023_05_05 | 2020 | Fossil Fuel Thermal (Coal, Peat, Oil) | Generation | Electricity | ON | Dispatch-Generation | VOM | 0 | [6 empty] | 1 | 0
LCP_Inputs_ON_Diverse_Howarth_2023_05_05 | 2020 | Fossil Fuel Thermal (Coal, Peat, Oil) | Generation | Electricity | PJ | Dispatch-Generation | EmissionsCost | 0 | [6 empty] | 1 | 0
LCP_Inputs_ON_Diverse_Howarth_2023_05_05 | 2020 | Fossil Fuel Thermal (Coal, Peat, Oil) | Generation | Electricity | PJ | Dispatch-Generation | FuelCost | 0 | [6 empty] | 1 | 0
LCP_Inputs_ON_Diverse_Howarth_2023_05_05 | 2020 | Fossil Fuel Thermal (Coal, Peat, Oil) | Generation | Electricity | PJ | Dispatch-Generation | VOM | 0 | [6 empty] | 1 | 0
LCP_Inputs_ON_Diverse_Howarth_2023_05_05 | 2020 | Fossil Fuel Thermal (Coal, Peat, Oil) | Generation | Electricity | QC | Dispatch-Generation | EmissionsCost | 0 | [6 empty] | 1 | 0
LCP_Inputs_ON_Diverse_Howarth_2023_05_05 | 2020 | Fossil Fuel Thermal (Coal, Peat, Oil) | Generation | Electricity | QC | Dispatch-Generation | FuelCost | 0 | [6 empty] | 1 | 0
LCP_Inputs_ON_Diverse_Howarth_2023_05_05 | 2020 | Fossil Fuel Thermal (Coal, Peat, Oil) | Generation | Electricity | QC | Dispatch-Generation | VOM | 0 | [6 empty] | 1 | 0
LCP_Inputs_ON_Diverse_Howarth_2023_05_05 | 2020 | Fossil Fuel Thermal (Coal, Peat, Oil) | Generation | Electricity | WC | Dispatch-Generation | EmissionsCost | 0 | [6 empty] | 1 | 0
LCP_Inputs_ON_Diverse_Howarth_2023_05_05 | 2020 | Fossil Fuel Thermal (Coal, Peat, Oil) | Generation | Electricity | WC | Dispatch-Generation | FuelCost | 0 | [6 empty] | 1 | 0
LCP_Inputs_ON_Diverse_Howarth_2023_05_05 | 2020 | Fossil Fuel Thermal (Coal, Peat, Oil) | Generation | Electricity | WC | Dispatch-Generation | VOM | 0 | [6 empty] | 1 | 0
LCP_Inputs_ON_Diverse_Howarth_2023_05_05 | 2020 | Generic - Generator | Generation | Electricity | MI | Dispatch-Generation | EmissionsCost | 0 | [6 empty] | 1 | 0
LCP_Inputs_ON_Diverse_Howarth_2023_05_05 | 2020 | Generic - Generator | Generation | Electricity | MI | Dispatch-Generation | FuelCost | 3921448028.5872 | [6 empty] | 1 | 3921448028.5872
LCP_Inputs_ON_Diverse_Howarth_2023_05_05 | 2020 | Generic - Generator | Generation | Electricity | MI | Dispatch-Generation | VOM | 405706298.2701 | [6 empty] | 1 | 405706298.2701
LCP_Inputs_ON_Diverse_Howarth_2023_05_05 | 2020 | Generic - Generator | Generation | Electricity | NY | Dispatch-Generation | EmissionsCost | 0 | [6 empty] | 1 | 0
LCP_Inputs_ON_Diverse_Howarth_2023_05_05 | 2020 | Generic - Generator | Generation | Electricity | NY | Dispatch-Generation | FuelCost | 1625728707.8528 | [6 empty] | 1 | 1625728707.8528
LCP_Inputs_ON_Diverse_Howarth_2023_05_05 | 2020 | Generic - Generator | Generation | Electricity | NY | Dispatch-Generation | VOM | 168195108.3493 | [6 empty] | 1 | 168195108.3493
LCP_Inputs_ON_Diverse_Howarth_2023_05_05 | 2020 | Generic - Generator | Generation | Electricity | ON | Dispatch-Generation | EmissionsCost | 0 | [6 empty] | 1 | 0
LCP_Inputs_ON_Diverse_Howarth_2023_05_05 | 2020 | Generic - Generator | Generation | Electricity | ON | Dispatch-Generation | FuelCost | 0 | [6 empty] | 1 | 0
LCP_Inputs_ON_Diverse_Howarth_2023_05_05 | 2020 | Generic - Generator | Generation | Electricity | ON | Dispatch-Generation | VOM | 0 | [6 empty] | 1 | 0
LCP_Inputs_ON_Diverse_Howarth_2023_05_05 | 2020 | Generic - Generator | Generation | Electricity | PJ | Dispatch-Generation | EmissionsCost | 0 | [6 empty] | 1 | 0
LCP_Inputs_ON_Diverse_Howarth_2023_05_05 | 2020 | Generic - Generator | Generation | Electricity | PJ | Dispatch-Generation | FuelCost | 14422259590.9655 | [6 empty] | 1 | 14422259590.9655
LCP_Inputs_ON_Diverse_Howarth_2023_05_05 | 2020 | Generic - Generator | Generation | Electricity | PJ | Dispatch-Generation | VOM | 1492102281.7812 | [6 empty] | 1 | 1492102281.7812
LCP_Inputs_ON_Diverse_Howarth_2023_05_05 | 2020 | Generic - Generator | Generation | Electricity | QC | Dispatch-Generation | EmissionsCost | 0 | [6 empty] | 1 | 0
LCP_Inputs_ON_Diverse_Howarth_2023_05_05 | 2020 | Generic - Generator | Generation | Electricity | QC | Dispatch-Generation | FuelCost | 0 | [6 empty] | 1 | 0
LCP_Inputs_ON_Diverse_Howarth_2023_05_05 | 2020 | Generic - Generator | Generation | Electricity | QC | Dispatch-Generation | VOM | 0 | [6 empty] | 1 | 0
LCP_Inputs_ON_Diverse_Howarth_2023_05_05 | 2020 | Generic - Generator | Generation | Electricity | WC | Dispatch-Generation | EmissionsCost | 0 | [6 empty] | 1 | 0
LCP_Inputs_ON_Diverse_Howarth_2023_05_05 | 2020 | Generic - Generator | Generation | Electricity | WC | Dispatch-Generation | FuelCost | 1069473.0011 | [6 empty] | 1 | 1069473.0011
LCP_Inputs_ON_Diverse_Howarth_2023_05_05 | 2020 | Generic - Generator | Generation | Electricity | WC | Dispatch-Generation | VOM | 110645.8454 | [6 empty] | 1 | 110645.8454
LCP_Inputs_ON_Diverse_Howarth_2023_05_05 | 2020 | H2 Import - QC | Import | Hydrogen | MI | Dispatch-Import | EmissionsCost | 0 | [6 empty] | 1 | 0
LCP_Inputs_ON_Diverse_Howarth_2023_05_05 | 2020 | H2 Import - QC | Import | Hydrogen | MI | Dispatch-Import | FuelCost | 0 | [6 empty] | 1 | 0
LCP_Inputs_ON_Diverse_Howarth_2023_05_05 | 2020 | H2 Import - QC | Import | Hydrogen | MI | Dispatch-Import | VOM | 0 | [6 empty] | 1 | 0
LCP_Inputs_ON_Diverse_Howarth_2023_05_05 | 2020 | H2 Import - QC | Import | Hydrogen | NY | Dispatch-Import | EmissionsCost | 0 | [6 empty] | 1 | 0
LCP_Inputs_ON_Diverse_Howarth_2023_05_05 | 2020 | H2 Import - QC | Import | Hydrogen | NY | Dispatch-Import | FuelCost | 0 | [6 empty] | 1 | 0
LCP_Inputs_ON_Diverse_Howarth_2023_05_05 | 2020 | H2 Import - QC | Import | Hydrogen | NY | Dispatch-Import | VOM | 0 | [6 empty] | 1 | 0
LCP_Inputs_ON_Diverse_Howarth_2023_05_05 | 2020 | H2 Import - QC | Import | Hydrogen | ON | Dispatch-Import | EmissionsCost | 0 | [6 empty] | 1 | 0
LCP_Inputs_ON_Diverse_Howarth_2023_05_05 | 2020 | H2 Import - QC | Import | Hydrogen | ON | Dispatch-Import | FuelCost | 0 | [6 empty] | 1 | 0
LCP_Inputs_ON_Diverse_Howarth_2023_05_05 | 2020 | H2 Import - QC | Import | Hydrogen | ON | Dispatch-Import | VOM | 0 | [6 empty] | 1 | 0
LCP_Inputs_ON_Diverse_Howarth_2023_05_05 | 2020 | H2 Import - QC | Import | Hydrogen | PJ | Dispatch-Import | EmissionsCost | 0 | [6 empty] | 1 | 0
LCP_Inputs_ON_Diverse_Howarth_2023_05_05 | 2020 | H2 Import - QC | Import | Hydrogen | PJ | Dispatch-Import | FuelCost | 0 | [6 empty] | 1 | 0
LCP_Inputs_ON_Diverse_Howarth_2023_05_05 | 2020 | H2 Import - QC | Import | Hydrogen | PJ | Dispatch-Import | VOM | 0 | [6 empty] | 1 | 0
LCP_Inputs_ON_Diverse_Howarth_2023_05_05 | 2020 | H2 Import - QC | Import | Hydrogen | QC | Dispatch-Import | EmissionsCost | 0 | [6 empty] | 1 | 0
LCP_Inputs_ON_Diverse_Howarth_2023_05_05 | 2020 | H2 Import - QC | Import | Hydrogen | QC | Dispatch-Import | FuelCost | 0 | [6 empty] | 1 | 0
LCP_Inputs_ON_Diverse_Howarth_2023_05_05 | 2020 | H2 Import - QC | Import | Hydrogen | QC | Dispatch-Import | VOM | 0 | [6 empty] | 1 | 0
LCP_Inputs_ON_Diverse_Howarth_2023_05_05 | 2020 | H2 Import - QC | Import | Hydrogen | WC | Dispatch-Import | EmissionsCost | 0 | [6 empty] | 1 | 0
LCP_Inputs_ON_Diverse_Howarth_2023_05_05 | 2020 | H2 Import - QC | Import | Hydrogen | WC | Dispatch-Import | FuelCost | 0 | [6 empty] | 1 | 0
LCP_Inputs_ON_Diverse_Howarth_2023_05_05 | 2020 | H2 Import - QC | Import | Hydrogen | WC | Dispatch-Import | VOM | 0 | [6 empty] | 1 | 0
LCP_Inputs_ON_Diverse_Howarth_2023_05_05 | 2020 | H2 Import - WC | Import | Hydrogen | MI | Dispatch-Import | EmissionsCost | 0 | [6 empty] | 1 | 0
LCP_Inputs_ON_Diverse_Howarth_2023_05_05 | 2020 | H2 Import - WC | Import | Hydrogen | MI | Dispatch-Import | FuelCost | 0 | [6 empty] | 1 | 0
LCP_Inputs_ON_Diverse_Howarth_2023_05_05 | 2020 | H2 Import - WC | Import | Hydrogen | MI | Dispatch-Import | VOM | 0 | [6 empty] | 1 | 0
LCP_Inputs_ON_Diverse_Howarth_2023_05_05 | 2020 | H2 Import - WC | Import | Hydrogen | NY | Dispatch-Import | EmissionsCost | 0 | [6 empty] | 1 | 0
LCP_Inputs_ON_Diverse_Howarth_2023_05_05 | 2020 | H2 Import - WC | Import | Hydrogen | NY | Dispatch-Import | FuelCost | 0 | [6 empty] | 1 | 0
LCP_Inputs_ON_Diverse_Howarth_2023_05_05 | 2020 | H2 Import - WC | Import | Hydrogen | NY | Dispatch-Import | VOM | 0 | [6 empty] | 1 | 0
LCP_Inputs_ON_Diverse_Howarth_2023_05_05 | 2020 | H2 Import - WC | Import | Hydrogen | ON | Dispatch-Import | EmissionsCost | 0 | [6 empty] | 1 | 0
LCP_Inputs_ON_Diverse_Howarth_2023_05_05 | 2020 | H2 Import - WC | Import | Hydrogen | ON | Dispatch-Import | FuelCost | 0 | [6 empty] | 1 | 0
LCP_Inputs_ON_Diverse_Howarth_2023_05_05 | 2020 | H2 Import - WC | Import | Hydrogen | ON | Dispatch-Import | VOM | 0 | [6 empty] | 1 | 0
LCP_Inputs_ON_Diverse_Howarth_2023_05_05 | 2020 | H2 Import - WC | Import | Hydrogen | PJ | Dispatch-Import | EmissionsCost | 0 | [6 empty] | 1 | 0
LCP_Inputs_ON_Diverse_Howarth_2023_05_05 | 2020 | H2 Import - WC | Import | Hydrogen | PJ | Dispatch-Import | FuelCost | 0 | [6 empty] | 1 | 0
LCP_Inputs_ON_Diverse_Howarth_2023_05_05 | 2020 | H2 Import - WC | Import | Hydrogen | PJ | Dispatch-Import | VOM | 0 | [6 empty] | 1 | 0
LCP_Inputs_ON_Diverse_Howarth_2023_05_05 | 2020 | H2 Import - WC | Import | Hydrogen | QC | Dispatch-Import | EmissionsCost | 0 | [6 empty] | 1 | 0
LCP_Inputs_ON_Diverse_Howarth_2023_05_05 | 2020 | H2 Import - WC | Import | Hydrogen | QC | Dispatch-Import | FuelCost | 0 | [6 empty] | 1 | 0
LCP_Inputs_ON_Diverse_Howarth_2023_05_05 | 2020 | H2 Import - WC | Import | Hydrogen | QC | Dispatch-Import | VOM | 0 | [6 empty] | 1 | 0
LCP_Inputs_ON_Diverse_Howarth_2023_05_05 | 2020 | H2 Import - WC | Import | Hydrogen | WC | Dispatch-Import | EmissionsCost | 0 | [6 empty] | 1 | 0
LCP_Inputs_ON_Diverse_Howarth_2023_05_05 | 2020 | H2 Import - WC | Import | Hydrogen | WC | Dispatch-Import | FuelCost | 0 | [6 empty] | 1 | 0
LCP_Inputs_ON_Diverse_Howarth_2023_05_05 | 2020 | H2 Import - WC | Import | Hydrogen | WC | Dispatch-Import | VOM | 0 | [6 empty] | 1 | 0
LCP_Inputs_ON_Diverse_Howarth_2023_05_05 | 2020 | H2 Salt Cavern Storage - ON | Storage | Hydrogen | MI | Dispatch-Storage | EmissionsCost | 0 | [6 empty] | 1 | 0
LCP_Inputs_ON_Diverse_Howarth_2023_05_05 | 2020 | H2 Salt Cavern Storage - ON | Storage | Hydrogen | MI | Dispatch-Storage | FuelCost | 0 | [6 empty] | 1 | 0
LCP_Inputs_ON_Diverse_Howarth_2023_05_05 | 2020 | H2 Salt Cavern Storage - ON | Storage | Hydrogen | MI | Dispatch-Storage | VOM | 0 | [6 empty] | 1 | 0
LCP_Inputs_ON_Diverse_Howarth_2023_05_05 | 2020 | H2 Salt Cavern Storage - ON | Storage | Hydrogen | NY | Dispatch-Storage | EmissionsCost | 0 | [6 empty] | 1 | 0
LCP_Inputs_ON_Diverse_Howarth_2023_05_05 | 2020 | H2 Salt Cavern Storage - ON | Storage | Hydrogen | NY | Dispatch-Storage | FuelCost | 0 | [6 empty] | 1 | 0
LCP_Inputs_ON_Diverse_Howarth_2023_05_05 | 2020 | H2 Salt Cavern Storage - ON | Storage | Hydrogen | NY | Dispatch-Storage | VOM | 0 | [6 empty] | 1 | 0
LCP_Inputs_ON_Diverse_Howarth_2023_05_05 | 2020 | H2 Salt Cavern Storage - ON | Storage | Hydrogen | ON | Dispatch-Storage | EmissionsCost | 0 | [6 empty] | 1 | 0
LCP_Inputs_ON_Diverse_Howarth_2023_05_05 | 2020 | H2 Salt Cavern Storage - ON | Storage | Hydrogen | ON | Dispatch-Storage | FuelCost | 0 | [6 empty] | 1 | 0
LCP_Inputs_ON_Diverse_Howarth_2023_05_05 | 2020 | H2 Salt Cavern Storage - ON | Storage | Hydrogen | ON | Dispatch-Storage | VOM | 0 | [6 empty] | 1 | 0
LCP_Inputs_ON_Diverse_Howarth_2023_05_05 | 2020 | H2 Salt Cavern Storage - ON | Storage | Hydrogen | PJ | Dispatch-Storage | EmissionsCost | 0 | [6 empty] | 1 | 0
LCP_Inputs_ON_Diverse_Howarth_2023_05_05 | 2020 | H2 Salt Cavern Storage - ON | Storage | Hydrogen | PJ | Dispatch-Storage | FuelCost | 0 | [6 empty] | 1 | 0
LCP_Inputs_ON_Diverse_Howarth_2023_05_05 | 2020 | H2 Salt Cavern Storage - ON | Storage | Hydrogen | PJ | Dispatch-Storage | VOM | 0 | [6 empty] | 1 | 0
LCP_Inputs_ON_Diverse_Howarth_2023_05_05 | 2020 | H2 Salt Cavern Storage - ON | Storage | Hydrogen | QC | Dispatch-Storage | EmissionsCost | 0 | [6 empty] | 1 | 0
LCP_Inputs_ON_Diverse_Howarth_2023_05_05 | 2020 | H2 Salt Cavern Storage - ON | Storage | Hydrogen | QC | Dispatch-Storage | FuelCost | 0 | [6 empty] | 1 | 0
LCP_Inputs_ON_Diverse_Howarth_2023_05_05 | 2020 | H2 Salt Cavern Storage - ON | Storage | Hydrogen | QC | Dispatch-Storage | VOM | 0 | [6 empty] | 1 | 0
LCP_Inputs_ON_Diverse_Howarth_2023_05_05 | 2020 | H2 Salt Cavern Storage - ON | Storage | Hydrogen | WC | Dispatch-Storage | EmissionsCost | 0 | [6 empty] | 1 | 0
LCP_Inputs_ON_Diverse_Howarth_2023_05_05 | 2020 | H2 Salt Cavern Storage - ON | Storage | Hydrogen | WC | Dispatch-Storage | FuelCost | 0 | [6 empty] | 1 | 0
LCP_Inputs_ON_Diverse_Howarth_2023_05_05 | 2020 | H2 Salt Cavern Storage - ON | Storage | Hydrogen | WC | Dispatch-Storage | VOM | 0 | [6 empty] | 1 | 0
LCP_Inputs_ON_Diverse_Howarth_2023_05_05 | 2020 | Hydro | Generation | Electricity | MI | Dispatch-Generation | EmissionsCost | 0 | [6 empty] | 1 | 0
LCP_Inputs_ON_Diverse_Howarth_2023_05_05 | 2020 | Hydro | Generation | Electricity | MI | Dispatch-Generation | FuelCost | 0 | [6 empty] | 1 | 0
LCP_Inputs_ON_Diverse_Howarth_2023_05_05 | 2020 | Hydro | Generation | Electricity | MI | Dispatch-Generation | VOM | 0 | [6 empty] | 1 | 0
LCP_Inputs_ON_Diverse_Howarth_2023_05_05 | 2020 | Hydro | Generation | Electricity | NY | Dispatch-Generation | EmissionsCost | 0 | [6 empty] | 1 | 0
LCP_Inputs_ON_Diverse_Howarth_2023_05_05 | 2020 | Hydro | Generation | Electricity | NY | Dispatch-Generation | FuelCost | 0 | [6 empty] | 1 | 0
LCP_Inputs_ON_Diverse_Howarth_2023_05_05 | 2020 | Hydro | Generation | Electricity | NY | Dispatch-Generation | VOM | 0 | [6 empty] | 1 | 0
LCP_Inputs_ON_Diverse_Howarth_2023_05_05 | 2020 | Hydro | Generation | Electricity | ON | Dispatch-Generation | EmissionsCost | 0 | [6 empty] | 1 | 0
LCP_Inputs_ON_Diverse_Howarth_2023_05_05 | 2020 | Hydro | Generation | Electricity | ON | Dispatch-Generation | FuelCost | 0 | [6 empty] | 1 | 0
LCP_Inputs_ON_Diverse_Howarth_2023_05_05 | 2020 | Hydro | Generation | Electricity | ON | Dispatch-Generation | VOM | 0 | [6 empty] | 1 | 0
LCP_Inputs_ON_Diverse_Howarth_2023_05_05 | 2020 | Hydro | Generation | Electricity | PJ | Dispatch-Generation | EmissionsCost | 0 | [6 empty] | 1 | 0
LCP_Inputs_ON_Diverse_Howarth_2023_05_05 | 2020 | Hydro | Generation | Electricity | PJ | Dispatch-Generation | FuelCost | 0 | [6 empty] | 1 | 0
LCP_Inputs_ON_Diverse_Howarth_2023_05_05 | 2020 | Hydro | Generation | Electricity | PJ | Dispatch-Generation | VOM | 0 | [6 empty] | 1 | 0
LCP_Inputs_ON_Diverse_Howarth_2023_05_05 | 2020 | Hydro | Generation | Electricity | QC | Dispatch-Generation | EmissionsCost | 0 | [6 empty] | 1 | 0
LCP_Inputs_ON_Diverse_Howarth_2023_05_05 | 2020 | Hydro | Generation | Electricity | QC | Dispatch-Generation | FuelCost | 0 | [6 empty] | 1 | 0
LCP_Inputs_ON_Diverse_Howarth_2023_05_05 | 2020 | Hydro | Generation | Electricity | QC | Dispatch-Generation | VOM | 0 | [6 empty] | 1 | 0
LCP_Inputs_ON_Diverse_Howarth_2023_05_05 | 2020 | Hydro | Generation | Electricity | WC | Dispatch-Generation | EmissionsCost | 0 | [6 empty] | 1 | 0
LCP_Inputs_ON_Diverse_Howarth_2023_05_05 | 2020 | Hydro | Generation | Electricity | WC | Dispatch-Generation | FuelCost | 0 | [6 empty] | 1 | 0
LCP_Inputs_ON_Diverse_Howarth_2023_05_05 | 2020 | Hydro | Generation | Electricity | WC | Dispatch-Generation | VOM | 0 | [6 empty] | 1 | 0
LCP_Inputs_ON_Diverse_Howarth_2023_05_05 | 2020 | Hydro Pumped Storage | Storage | Electricity | MI | Dispatch-Storage | EmissionsCost | 0 | [6 empty] | 1 | 0
LCP_Inputs_ON_Diverse_Howarth_2023_05_05 | 2020 | Hydro Pumped Storage | Storage | Electricity | MI | Dispatch-Storage | FuelCost | 0 | [6 empty] | 1 | 0
LCP_Inputs_ON_Diverse_Howarth_2023_05_05 | 2020 | Hydro Pumped Storage | Storage | Electricity | MI | Dispatch-Storage | VOM | 0 | [6 empty] | 1 | 0
LCP_Inputs_ON_Diverse_Howarth_2023_05_05 | 2020 | Hydro Pumped Storage | Storage | Electricity | NY | Dispatch-Storage | EmissionsCost | 0 | [6 empty] | 1 | 0
LCP_Inputs_ON_Diverse_Howarth_2023_05_05 | 2020 | Hydro Pumped Storage | Storage | Electricity | NY | Dispatch-Storage | FuelCost | 0 | [6 empty] | 1 | 0
LCP_Inputs_ON_Diverse_Howarth_2023_05_05 | 2020 | Hydro Pumped Storage | Storage | Electricity | NY | Dispatch-Storage | VOM | 0 | [6 empty] | 1 | 0
LCP_Inputs_ON_Diverse_Howarth_2023_05_05 | 2020 | Hydro Pumped Storage | Storage | Electricity | ON | Dispatch-Storage | EmissionsCost | 0 | [6 empty] | 1 | 0
LCP_Inputs_ON_Diverse_Howarth_2023_05_05 | 2020 | Hydro Pumped Storage | Storage | Electricity | ON | Dispatch-Storage | FuelCost | 0 | [6 empty] | 1 | 0
LCP_Inputs_ON_Diverse_Howarth_2023_05_05 | 2020 | Hydro Pumped Storage | Storage | Electricity | ON | Dispatch-Storage | VOM | 0 | [6 empty] | 1 | 0
LCP_Inputs_ON_Diverse_Howarth_2023_05_05 | 2020 | Hydro Pumped Storage | Storage | Electricity | PJ | Dispatch-Storage | EmissionsCost | 0 | [6 empty] | 1 | 0
LCP_Inputs_ON_Diverse_Howarth_2023_05_05 | 2020 | Hydro Pumped Storage | Storage | Electricity | PJ | Dispatch-Storage | FuelCost | 0 | [6 empty] | 1 | 0
LCP_Inputs_ON_Diverse_Howarth_2023_05_05 | 2020 | Hydro Pumped Storage | Storage | Electricity | PJ | Dispatch-Storage | VOM | 0 | [6 empty] | 1 | 0
LCP_Inputs_ON_Diverse_Howarth_2023_05_05 | 2020 | Hydro Pumped Storage | Storage | Electricity | QC | Dispatch-Storage | EmissionsCost | 0 | [6 empty] | 1 | 0
LCP_Inputs_ON_Diverse_Howarth_2023_05_05 | 2020 | Hydro Pumped Storage | Storage | Electricity | QC | Dispatch-Storage | FuelCost | 0 | [6 empty] | 1 | 0
LCP_Inputs_ON_Diverse_Howarth_2023_05_05 | 2020 | Hydro Pumped Storage | Storage | Electricity | QC | Dispatch-Storage | VOM | 0 | [6 empty] | 1 | 0
LCP_Inputs_ON_Diverse_Howarth_2023_05_05 | 2020 | Hydro Pumped Storage | Storage | Electricity | WC | Dispatch-Storage | EmissionsCost | 0 | [6 empty] | 1 | 0
LCP_Inputs_ON_Diverse_Howarth_2023_05_05 | 2020 | Hydro Pumped Storage | Storage | Electricity | WC | Dispatch-Storage | FuelCost | 0 | [6 empty] | 1 | 0
LCP_Inputs_ON_Diverse_Howarth_2023_05_05 | 2020 | Hydro Pumped Storage | Storage | Electricity | WC | Dispatch-Storage | VOM | 0 | [6 empty] | 1 | 0
LCP_Inputs_ON_Diverse_Howarth_2023_05_05 | 2020 | Nuclear | Generation | Electricity | MI | Dispatch-Generation | EmissionsCost | 0 | [6 empty] | 1 | 0
LCP_Inputs_ON_Diverse_Howarth_2023_05_05 | 2020 | Nuclear | Generation | Electricity | MI | Dispatch-Generation | FuelCost | 0 | [6 empty] | 1 | 0
LCP_Inputs_ON_Diverse_Howarth_2023_05_05 | 2020 | Nuclear | Generation | Electricity | MI | Dispatch-Generation | VOM | 3301336446.912 | [6 empty] | 1 | 3301336446.912
LCP_Inputs_ON_Diverse_Howarth_2023_05_05 | 2020 | Nuclear | Generation | Electricity | NY | Dispatch-Generation | EmissionsCost | 0 | [6 empty] | 1 | 0
LCP_Inputs_ON_Diverse_Howarth_2023_05_05 | 2020 | Nuclear | Generation | Electricity | NY | Dispatch-Generation | FuelCost | 0 | [6 empty] | 1 | 0
LCP_Inputs_ON_Diverse_Howarth_2023_05_05 | 2020 | Nuclear | Generation | Electricity | NY | Dispatch-Generation | VOM | 2246155230.144 | [6 empty] | 1 | 2246155230.144
LCP_Inputs_ON_Diverse_Howarth_2023_05_05 | 2020 | Nuclear | Generation | Electricity | ON | Dispatch-Generation | EmissionsCost | 0 | [6 empty] | 1 | 0
LCP_Inputs_ON_Diverse_Howarth_2023_05_05 | 2020 | Nuclear | Generation | Electricity | ON | Dispatch-Generation | FuelCost | 0 | [6 empty] | 1 | 0
LCP_Inputs_ON_Diverse_Howarth_2023_05_05 | 2020 | Nuclear | Generation | Electricity | ON | Dispatch-Generation | VOM | 8790266640.96 | [6 empty] | 1 | 8790266640.96
LCP_Inputs_ON_Diverse_Howarth_2023_05_05 | 2020 | Nuclear | Generation | Electricity | PJ | Dispatch-Generation | EmissionsCost | 0 | [6 empty] | 1 | 0
LCP_Inputs_ON_Diverse_Howarth_2023_05_05 | 2020 | Nuclear | Generation | Electricity | PJ | Dispatch-Generation | FuelCost | 0 | [6 empty] | 1 | 0
LCP_Inputs_ON_Diverse_Howarth_2023_05_05 | 2020 | Nuclear | Generation | Electricity | PJ | Dispatch-Generation | VOM | 9110487814.4448 | [6 empty] | 1 | 9110487814.4448
LCP_Inputs_ON_Diverse_Howarth_2023_05_05 | 2020 | Nuclear | Generation | Electricity | QC | Dispatch-Generation | EmissionsCost | 0 | [6 empty] | 1 | 0
LCP_Inputs_ON_Diverse_Howarth_2023_05_05 | 2020 | Nuclear | Generation | Electricity | QC | Dispatch-Generation | FuelCost | 0 | [6 empty] | 1 | 0
LCP_Inputs_ON_Diverse_Howarth_2023_05_05 | 2020 | Nuclear | Generation | Electricity | QC | Dispatch-Generation | VOM | 0 | [6 empty] | 1 | 0
LCP_Inputs_ON_Diverse_Howarth_2023_05_05 | 2020 | Nuclear | Generation | Electricity | WC | Dispatch-Generation | EmissionsCost | 0 | [6 empty] | 1 | 0
LCP_Inputs_ON_Diverse_Howarth_2023_05_05 | 2020 | Nuclear | Generation | Electricity | WC | Dispatch-Generation | FuelCost | 0 | [6 empty] | 1 | 0
LCP_Inputs_ON_Diverse_Howarth_2023_05_05 | 2020 | Nuclear | Generation | Electricity | WC | Dispatch-Generation | VOM | 0 | [6 empty] | 1 | 0
LCP_Inputs_ON_Diverse_Howarth_2023_05_05 | 2020 | Nuclear SMR | Generation | Electricity | MI | Dispatch-Generation | EmissionsCost | 0 | [6 empty] | 1 | 0
LCP_Inputs_ON_Diverse_Howarth_2023_05_05 | 2020 | Nuclear SMR | Generation | Electricity | MI | Dispatch-Generation | FuelCost | 0 | [6 empty] | 1 | 0
LCP_Inputs_ON_Diverse_Howarth_2023_05_05 | 2020 | Nuclear SMR | Generation | Electricity | MI | Dispatch-Generation | VOM | 0 | [6 empty] | 1 | 0
LCP_Inputs_ON_Diverse_Howarth_2023_05_05 | 2020 | Nuclear SMR | Generation | Electricity | NY | Dispatch-Generation | EmissionsCost | 0 | [6 empty] | 1 | 0
LCP_Inputs_ON_Diverse_Howarth_2023_05_05 | 2020 | Nuclear SMR | Generation | Electricity | NY | Dispatch-Generation | FuelCost | 0 | [6 empty] | 1 | 0
LCP_Inputs_ON_Diverse_Howarth_2023_05_05 | 2020 | Nuclear SMR | Generation | Electricity | NY | Dispatch-Generation | VOM | 0 | [6 empty] | 1 | 0
LCP_Inputs_ON_Diverse_Howarth_2023_05_05 | 2020 | Nuclear SMR | Generation | Electricity | ON | Dispatch-Generation | EmissionsCost | 0 | [6 empty] | 1 | 0
LCP_Inputs_ON_Diverse_Howarth_2023_05_05 | 2020 | Nuclear SMR | Generation | Electricity | ON | Dispatch-Generation | FuelCost | 0 | [6 empty] | 1 | 0
LCP_Inputs_ON_Diverse_Howarth_2023_05_05 | 2020 | Nuclear SMR | Generation | Electricity | ON | Dispatch-Generation | VOM | 0 | [6 empty] | 1 | 0
LCP_Inputs_ON_Diverse_Howarth_2023_05_05 | 2020 | Nuclear SMR | Generation | Electricity | PJ | Dispatch-Generation | EmissionsCost | 0 | [6 empty] | 1 | 0
LCP_Inputs_ON_Diverse_Howarth_2023_05_05 | 2020 | Nuclear SMR | Generation | Electricity | PJ | Dispatch-Generation | FuelCost | 0 | [6 empty] | 1 | 0
LCP_Inputs_ON_Diverse_Howarth_2023_05_05 | 2020 | Nuclear SMR | Generation | Electricity | PJ | Dispatch-Generation | VOM | 0 | [6 empty] | 1 | 0
LCP_Inputs_ON_Diverse_Howarth_2023_05_05 | 2020 | Nuclear SMR | Generation | Electricity | QC | Dispatch-Generation | EmissionsCost | 0 | [6 empty] | 1 | 0
LCP_Inputs_ON_Diverse_Howarth_2023_05_05 | 2020 | Nuclear SMR | Generation | Electricity | QC | Dispatch-Generation | FuelCost | 0 | [6 empty] | 1 | 0
LCP_Inputs_ON_Diverse_Howarth_2023_05_05 | 2020 | Nuclear SMR | Generation | Electricity | QC | Dispatch-Generation | VOM | 0 | [6 empty] | 1 | 0
LCP_Inputs_ON_Diverse_Howarth_2023_05_05 | 2020 | Nuclear SMR | Generation | Electricity | WC | Dispatch-Generation | EmissionsCost | 0 | [6 empty] | 1 | 0
LCP_Inputs_ON_Diverse_Howarth_2023_05_05 | 2020 | Nuclear SMR | Generation | Electricity | WC | Dispatch-Generation | FuelCost | 0 | [6 empty] | 1 | 0
LCP_Inputs_ON_Diverse_Howarth_2023_05_05 | 2020 | Nuclear SMR | Generation | Electricity | WC | Dispatch-Generation | VOM | 0 | [6 empty] | 1 | 0
LCP_Inputs_ON_Diverse_Howarth_2023_05_05 | 2020 | O/CCGT - CH4 Existing | Crossload | Electricity | MI | Dispatch-Crossload | EmissionsCost | 0 | [6 empty] | 1 | 0
LCP_Inputs_ON_Diverse_Howarth_2023_05_05 | 2020 | O/CCGT - CH4 Existing | Crossload | Electricity | MI | Dispatch-Crossload | FuelCost | 0 | [6 empty] | 1 | 0
LCP_Inputs_ON_Diverse_Howarth_2023_05_05 | 2020 | O/CCGT - CH4 Existing | Crossload | Electricity | MI | Dispatch-Crossload | VOM | 0 | [6 empty] | 1 | 0
LCP_Inputs_ON_Diverse_Howarth_2023_05_05 | 2020 | O/CCGT - CH4 Existing | Crossload | Electricity | NY | Dispatch-Crossload | EmissionsCost | 0 | [6 empty] | 1 | 0
LCP_Inputs_ON_Diverse_Howarth_2023_05_05 | 2020 | O/CCGT - CH4 Existing | Crossload | Electricity | NY | Dispatch-Crossload | FuelCost | 0 | [6 empty] | 1 | 0
LCP_Inputs_ON_Diverse_Howarth_2023_05_05 | 2020 | O/CCGT - CH4 Existing | Crossload | Electricity | NY | Dispatch-Crossload | VOM | 0 | [6 empty] | 1 | 0
LCP_Inputs_ON_Diverse_Howarth_2023_05_05 | 2020 | O/CCGT - CH4 Existing | Crossload | Electricity | ON | Dispatch-Crossload | EmissionsCost | 0 | [6 empty] | 1 | 0
LCP_Inputs_ON_Diverse_Howarth_2023_05_05 | 2020 | O/CCGT - CH4 Existing | Crossload | Electricity | ON | Dispatch-Crossload | FuelCost | 0 | [6 empty] | 1 | 0
LCP_Inputs_ON_Diverse_Howarth_2023_05_05 | 2020 | O/CCGT - CH4 Existing | Crossload | Electricity | ON | Dispatch-Crossload | VOM | 0 | [6 empty] | 1 | 0
LCP_Inputs_ON_Diverse_Howarth_2023_05_05 | 2020 | O/CCGT - CH4 Existing | Crossload | Electricity | PJ | Dispatch-Crossload | EmissionsCost | 0 | [6 empty] | 1 | 0
LCP_Inputs_ON_Diverse_Howarth_2023_05_05 | 2020 | O/CCGT - CH4 Existing | Crossload | Electricity | PJ | Dispatch-Crossload | FuelCost | 0 | [6 empty] | 1 | 0
LCP_Inputs_ON_Diverse_Howarth_2023_05_05 | 2020 | O/CCGT - CH4 Existing | Crossload | Electricity | PJ | Dispatch-Crossload | VOM | 0 | [6 empty] | 1 | 0
LCP_Inputs_ON_Diverse_Howarth_2023_05_05 | 2020 | O/CCGT - CH4 Existing | Crossload | Electricity | QC | Dispatch-Crossload | EmissionsCost | 0 | [6 empty] | 1 | 0
LCP_Inputs_ON_Diverse_Howarth_2023_05_05 | 2020 | O/CCGT - CH4 Existing | Crossload | Electricity | QC | Dispatch-Crossload | FuelCost | 0 | [6 empty] | 1 | 0
LCP_Inputs_ON_Diverse_Howarth_2023_05_05 | 2020 | O/CCGT - CH4 Existing | Crossload | Electricity | QC | Dispatch-Crossload | VOM | 0 | [6 empty] | 1 | 0
LCP_Inputs_ON_Diverse_Howarth_2023_05_05 | 2020 | O/CCGT - CH4 Existing | Crossload | Electricity | WC | Dispatch-Crossload | EmissionsCost | 0 | [6 empty] | 1 | 0
LCP_Inputs_ON_Diverse_Howarth_2023_05_05 | 2020 | O/CCGT - CH4 Existing | Crossload | Electricity | WC | Dispatch-Crossload | FuelCost | 0 | [6 empty] | 1 | 0
LCP_Inputs_ON_Diverse_Howarth_2023_05_05 | 2020 | O/CCGT - CH4 Existing | Crossload | Electricity | WC | Dispatch-Crossload | VOM | 0 | [6 empty] | 1 | 0
LCP_Inputs_ON_Diverse_Howarth_2023_05_05 | 2020 | O/CCGT - CH4 New | Crossload | Electricity | MI | Dispatch-Crossload | EmissionsCost | 0 | [6 empty] | 1 | 0
LCP_Inputs_ON_Diverse_Howarth_2023_05_05 | 2020 | O/CCGT - CH4 New | Crossload | Electricity | MI | Dispatch-Crossload | FuelCost | 0 | [6 empty] | 1 | 0
LCP_Inputs_ON_Diverse_Howarth_2023_05_05 | 2020 | O/CCGT - CH4 New | Crossload | Electricity | MI | Dispatch-Crossload | VOM | 0 | [6 empty] | 1 | 0
LCP_Inputs_ON_Diverse_Howarth_2023_05_05 | 2020 | O/CCGT - CH4 New | Crossload | Electricity | NY | Dispatch-Crossload | EmissionsCost | 0 | [6 empty] | 1 | 0
LCP_Inputs_ON_Diverse_Howarth_2023_05_05 | 2020 | O/CCGT - CH4 New | Crossload | Electricity | NY | Dispatch-Crossload | FuelCost | 0 | [6 empty] | 1 | 0
LCP_Inputs_ON_Diverse_Howarth_2023_05_05 | 2020 | O/CCGT - CH4 New | Crossload | Electricity | NY | Dispatch-Crossload | VOM | 0 | [6 empty] | 1 | 0
LCP_Inputs_ON_Diverse_Howarth_2023_05_05 | 2020 | O/CCGT - CH4 New | Crossload | Electricity | ON | Dispatch-Crossload | EmissionsCost | 0 | [6 empty] | 1 | 0
LCP_Inputs_ON_Diverse_Howarth_2023_05_05 | 2020 | O/CCGT - CH4 New | Crossload | Electricity | ON | Dispatch-Crossload | FuelCost | 0 | [6 empty] | 1 | 0
LCP_Inputs_ON_Diverse_Howarth_2023_05_05 | 2020 | O/CCGT - CH4 New | Crossload | Electricity | ON | Dispatch-Crossload | VOM | 0 | [6 empty] | 1 | 0
LCP_Inputs_ON_Diverse_Howarth_2023_05_05 | 2020 | O/CCGT - CH4 New | Crossload | Electricity | PJ | Dispatch-Crossload | EmissionsCost | 0 | [6 empty] | 1 | 0
LCP_Inputs_ON_Diverse_Howarth_2023_05_05 | 2020 | O/CCGT - CH4 New | Crossload | Electricity | PJ | Dispatch-Crossload | FuelCost | 0 | [6 empty] | 1 | 0
LCP_Inputs_ON_Diverse_Howarth_2023_05_05 | 2020 | O/CCGT - CH4 New | Crossload | Electricity | PJ | Dispatch-Crossload | VOM | 0 | [6 empty] | 1 | 0
LCP_Inputs_ON_Diverse_Howarth_2023_05_05 | 2020 | O/CCGT - CH4 New | Crossload | Electricity | QC | Dispatch-Crossload | EmissionsCost | 0 | [6 empty] | 1 | 0
LCP_Inputs_ON_Diverse_Howarth_2023_05_05 | 2020 | O/CCGT - CH4 New | Crossload | Electricity | QC | Dispatch-Crossload | FuelCost | 0 | [6 empty] | 1 | 0
LCP_Inputs_ON_Diverse_Howarth_2023_05_05 | 2020 | O/CCGT - CH4 New | Crossload | Electricity | QC | Dispatch-Crossload | VOM | 0 | [6 empty] | 1 | 0
LCP_Inputs_ON_Diverse_Howarth_2023_05_05 | 2020 | O/CCGT - CH4 New | Crossload | Electricity | WC | Dispatch-Crossload | EmissionsCost | 0 | [6 empty] | 1 | 0
LCP_Inputs_ON_Diverse_Howarth_2023_05_05 | 2020 | O/CCGT - CH4 New | Crossload | Electricity | WC | Dispatch-Crossload | FuelCost | 0 | [6 empty] | 1 | 0
LCP_Inputs_ON_Diverse_Howarth_2023_05_05 | 2020 | O/CCGT - CH4 New | Crossload | Electricity | WC | Dispatch-Crossload | VOM | 0 | [6 empty] | 1 | 0
LCP_Inputs_ON_Diverse_Howarth_2023_05_05 | 2020 | O/CCGT - H2 New | Crossload | Electricity | MI | Dispatch-Crossload | EmissionsCost | 0 | [6 empty] | 1 | 0
LCP_Inputs_ON_Diverse_Howarth_2023_05_05 | 2020 | O/CCGT - H2 New | Crossload | Electricity | MI | Dispatch-Crossload | FuelCost | 0 | [6 empty] | 1 | 0
LCP_Inputs_ON_Diverse_Howarth_2023_05_05 | 2020 | O/CCGT - H2 New | Crossload | Electricity | MI | Dispatch-Crossload | VOM | 0 | [6 empty] | 1 | 0
LCP_Inputs_ON_Diverse_Howarth_2023_05_05 | 2020 | O/CCGT - H2 New | Crossload | Electricity | NY | Dispatch-Crossload | EmissionsCost | 0 | [6 empty] | 1 | 0
LCP_Inputs_ON_Diverse_Howarth_2023_05_05 | 2020 | O/CCGT - H2 New | Crossload | Electricity | NY | Dispatch-Crossload | FuelCost | 0 | [6 empty] | 1 | 0
LCP_Inputs_ON_Diverse_Howarth_2023_05_05 | 2020 | O/CCGT - H2 New | Crossload | Electricity | NY | Dispatch-Crossload | VOM | 0 | [6 empty] | 1 | 0
LCP_Inputs_ON_Diverse_Howarth_2023_05_05 | 2020 | O/CCGT - H2 New | Crossload | Electricity | ON | Dispatch-Crossload | EmissionsCost | 0 | [6 empty] | 1 | 0
LCP_Inputs_ON_Diverse_Howarth_2023_05_05 | 2020 | O/CCGT - H2 New | Crossload | Electricity | ON | Dispatch-Crossload | FuelCost | 0 | [6 empty] | 1 | 0
LCP_Inputs_ON_Diverse_Howarth_2023_05_05 | 2020 | O/CCGT - H2 New | Crossload | Electricity | ON | Dispatch-Crossload | VOM | 0 | [6 empty] | 1 | 0
LCP_Inputs_ON_Diverse_Howarth_2023_05_05 | 2020 | O/CCGT - H2 New | Crossload | Electricity | PJ | Dispatch-Crossload | EmissionsCost | 0 | [6 empty] | 1 | 0
LCP_Inputs_ON_Diverse_Howarth_2023_05_05 | 2020 | O/CCGT - H2 New | Crossload | Electricity | PJ | Dispatch-Crossload | FuelCost | 0 | [6 empty] | 1 | 0
LCP_Inputs_ON_Diverse_Howarth_2023_05_05 | 2020 | O/CCGT - H2 New | Crossload | Electricity | PJ | Dispatch-Crossload | VOM | 0 | [6 empty] | 1 | 0
LCP_Inputs_ON_Diverse_Howarth_2023_05_05 | 2020 | O/CCGT - H2 New | Crossload | Electricity | QC | Dispatch-Crossload | EmissionsCost | 0 | [6 empty] | 1 | 0
LCP_Inputs_ON_Diverse_Howarth_2023_05_05 | 2020 | O/CCGT - H2 New | Crossload | Electricity | QC | Dispatch-Crossload | FuelCost | 0 | [6 empty] | 1 | 0
LCP_Inputs_ON_Diverse_Howarth_2023_05_05 | 2020 | O/CCGT - H2 New | Crossload | Electricity | QC | Dispatch-Crossload | VOM | 0 | [6 empty] | 1 | 0
LCP_Inputs_ON_Diverse_Howarth_2023_05_05 | 2020 | O/CCGT - H2 New | Crossload | Electricity | WC | Dispatch-Crossload | EmissionsCost | 0 | [6 empty] | 1 | 0
LCP_Inputs_ON_Diverse_Howarth_2023_05_05 | 2020 | O/CCGT - H2 New | Crossload | Electricity | WC | Dispatch-Crossload | FuelCost | 0 | [6 empty] | 1 | 0
LCP_Inputs_ON_Diverse_Howarth_2023_05_05 | 2020 | O/CCGT - H2 New | Crossload | Electricity | WC | Dispatch-Crossload | VOM | 0 | [6 empty] | 1 | 0
LCP_Inputs_ON_Diverse_Howarth_2023_05_05 | 2020 | SMR CCS | Generation | Hydrogen | MI | Dispatch-Generation | EmissionsCost | 0 | [6 empty] | 1 | 0
LCP_Inputs_ON_Diverse_Howarth_2023_05_05 | 2020 | SMR CCS | Generation | Hydrogen | MI | Dispatch-Generation | FuelCost | 0 | [6 empty] | 1 | 0
LCP_Inputs_ON_Diverse_Howarth_2023_05_05 | 2020 | SMR CCS | Generation | Hydrogen | MI | Dispatch-Generation | VOM | 0 | [6 empty] | 1 | 0
LCP_Inputs_ON_Diverse_Howarth_2023_05_05 | 2020 | SMR CCS | Generation | Hydrogen | NY | Dispatch-Generation | EmissionsCost | 0 | [6 empty] | 1 | 0
LCP_Inputs_ON_Diverse_Howarth_2023_05_05 | 2020 | SMR CCS | Generation | Hydrogen | NY | Dispatch-Generation | FuelCost | 0 | [6 empty] | 1 | 0
LCP_Inputs_ON_Diverse_Howarth_2023_05_05 | 2020 | SMR CCS | Generation | Hydrogen | NY | Dispatch-Generation | VOM | 0 | [6 empty] | 1 | 0
LCP_Inputs_ON_Diverse_Howarth_2023_05_05 | 2020 | SMR CCS | Generation | Hydrogen | ON | Dispatch-Generation | EmissionsCost | 0 | [6 empty] | 1 | 0
LCP_Inputs_ON_Diverse_Howarth_2023_05_05 | 2020 | SMR CCS | Generation | Hydrogen | ON | Dispatch-Generation | FuelCost | 0 | [6 empty] | 1 | 0
LCP_Inputs_ON_Diverse_Howarth_2023_05_05 | 2020 | SMR CCS | Generation | Hydrogen | ON | Dispatch-Generation | VOM | 0 | [6 empty] | 1 | 0
LCP_Inputs_ON_Diverse_Howarth_2023_05_05 | 2020 | SMR CCS | Generation | Hydrogen | PJ | Dispatch-Generation | EmissionsCost | 0 | [6 empty] | 1 | 0
LCP_Inputs_ON_Diverse_Howarth_2023_05_05 | 2020 | SMR CCS | Generation | Hydrogen | PJ | Dispatch-Generation | FuelCost | 0 | [6 empty] | 1 | 0
LCP_Inputs_ON_Diverse_Howarth_2023_05_05 | 2020 | SMR CCS | Generation | Hydrogen | PJ | Dispatch-Generation | VOM | 0 | [6 empty] | 1 | 0
LCP_Inputs_ON_Diverse_Howarth_2023_05_05 | 2020 | SMR CCS | Generation | Hydrogen | QC | Dispatch-Generation | EmissionsCost | 0 | [6 empty] | 1 | 0
LCP_Inputs_ON_Diverse_Howarth_2023_05_05 | 2020 | SMR CCS | Generation | Hydrogen | QC | Dispatch-Generation | FuelCost | 0 | [6 empty] | 1 | 0
LCP_Inputs_ON_Diverse_Howarth_2023_05_05 | 2020 | SMR CCS | Generation | Hydrogen | QC | Dispatch-Generation | VOM | 0 | [6 empty] | 1 | 0
LCP_Inputs_ON_Diverse_Howarth_2023_05_05 | 2020 | SMR CCS | Generation | Hydrogen | WC | Dispatch-Generation | EmissionsCost | 0 | [6 empty] | 1 | 0
LCP_Inputs_ON_Diverse_Howarth_2023_05_05 | 2020 | SMR CCS | Generation | Hydrogen | WC | Dispatch-Generation | FuelCost | 0 | [6 empty] | 1 | 0
LCP_Inputs_ON_Diverse_Howarth_2023_05_05 | 2020 | SMR CCS | Generation | Hydrogen | WC | Dispatch-Generation | VOM | 0 | [6 empty] | 1 | 0
LCP_Inputs_ON_Diverse_Howarth_2023_05_05 | 2020 | Solar PV | Generation | Electricity | MI | Dispatch-Generation | EmissionsCost | 0 | [6 empty] | 1 | 0
LCP_Inputs_ON_Diverse_Howarth_2023_05_05 | 2020 | Solar PV | Generation | Electricity | MI | Dispatch-Generation | FuelCost | 0 | [6 empty] | 1 | 0
LCP_Inputs_ON_Diverse_Howarth_2023_05_05 | 2020 | Solar PV | Generation | Electricity | MI | Dispatch-Generation | VOM | 0 | [6 empty] | 1 | 0
LCP_Inputs_ON_Diverse_Howarth_2023_05_05 | 2020 | Solar PV | Generation | Electricity | NY | Dispatch-Generation | EmissionsCost | 0 | [6 empty] | 1 | 0
LCP_Inputs_ON_Diverse_Howarth_2023_05_05 | 2020 | Solar PV | Generation | Electricity | NY | Dispatch-Generation | FuelCost | 0 | [6 empty] | 1 | 0
LCP_Inputs_ON_Diverse_Howarth_2023_05_05 | 2020 | Solar PV | Generation | Electricity | NY | Dispatch-Generation | VOM | 0 | [6 empty] | 1 | 0
LCP_Inputs_ON_Diverse_Howarth_2023_05_05 | 2020 | Solar PV | Generation | Electricity | ON | Dispatch-Generation | EmissionsCost | 0 | [6 empty] | 1 | 0
LCP_Inputs_ON_Diverse_Howarth_2023_05_05 | 2020 | Solar PV | Generation | Electricity | ON | Dispatch-Generation | FuelCost | 0 | [6 empty] | 1 | 0
LCP_Inputs_ON_Diverse_Howarth_2023_05_05 | 2020 | Solar PV | Generation | Electricity | ON | Dispatch-Generation | VOM | 0 | [6 empty] | 1 | 0
LCP_Inputs_ON_Diverse_Howarth_2023_05_05 | 2020 | Solar PV | Generation | Electricity | PJ | Dispatch-Generation | EmissionsCost | 0 | [6 empty] | 1 | 0
LCP_Inputs_ON_Diverse_Howarth_2023_05_05 | 2020 | Solar PV | Generation | Electricity | PJ | Dispatch-Generation | FuelCost | 0 | [6 empty] | 1 | 0
LCP_Inputs_ON_Diverse_Howarth_2023_05_05 | 2020 | Solar PV | Generation | Electricity | PJ | Dispatch-Generation | VOM | 0 | [6 empty] | 1 | 0
LCP_Inputs_ON_Diverse_Howarth_2023_05_05 | 2020 | Solar PV | Generation | Electricity | QC | Dispatch-Generation | EmissionsCost | 0 | [6 empty] | 1 | 0
LCP_Inputs_ON_Diverse_Howarth_2023_05_05 | 2020 | Solar PV | Generation | Electricity | QC | Dispatch-Generation | FuelCost | 0 | [6 empty] | 1 | 0
LCP_Inputs_ON_Diverse_Howarth_2023_05_05 | 2020 | Solar PV | Generation | Electricity | QC | Dispatch-Generation | VOM | 0 | [6 empty] | 1 | 0
LCP_Inputs_ON_Diverse_Howarth_2023_05_05 | 2020 | Solar PV | Generation | Electricity | WC | Dispatch-Generation | EmissionsCost | 0 | [6 empty] | 1 | 0
LCP_Inputs_ON_Diverse_Howarth_2023_05_05 | 2020 | Solar PV | Generation | Electricity | WC | Dispatch-Generation | FuelCost | 0 | [6 empty] | 1 | 0
LCP_Inputs_ON_Diverse_Howarth_2023_05_05 | 2020 | Solar PV | Generation | Electricity | WC | Dispatch-Generation | VOM | 0 | [6 empty] | 1 | 0
LCP_Inputs_ON_Diverse_Howarth_2023_05_05 | 2020 | Wind Offshore | Generation | Electricity | MI | Dispatch-Generation | EmissionsCost | 0 | [6 empty] | 1 | 0
LCP_Inputs_ON_Diverse_Howarth_2023_05_05 | 2020 | Wind Offshore | Generation | Electricity | MI | Dispatch-Generation | FuelCost | 0 | [6 empty] | 1 | 0
LCP_Inputs_ON_Diverse_Howarth_2023_05_05 | 2020 | Wind Offshore | Generation | Electricity | MI | Dispatch-Generation | VOM | 0 | [6 empty] | 1 | 0
LCP_Inputs_ON_Diverse_Howarth_2023_05_05 | 2020 | Wind Offshore | Generation | Electricity | NY | Dispatch-Generation | EmissionsCost | 0 | [6 empty] | 1 | 0
LCP_Inputs_ON_Diverse_Howarth_2023_05_05 | 2020 | Wind Offshore | Generation | Electricity | NY | Dispatch-Generation | FuelCost | 0 | [6 empty] | 1 | 0
LCP_Inputs_ON_Diverse_Howarth_2023_05_05 | 2020 | Wind Offshore | Generation | Electricity | NY | Dispatch-Generation | VOM | 0 | [6 empty] | 1 | 0
LCP_Inputs_ON_Diverse_Howarth_2023_05_05 | 2020 | Wind Offshore | Generation | Electricity | ON | Dispatch-Generation | EmissionsCost | 0 | [6 empty] | 1 | 0
LCP_Inputs_ON_Diverse_Howarth_2023_05_05 | 2020 | Wind Offshore | Generation | Electricity | ON | Dispatch-Generation | FuelCost | 0 | [6 empty] | 1 | 0
LCP_Inputs_ON_Diverse_Howarth_2023_05_05 | 2020 | Wind Offshore | Generation | Electricity | ON | Dispatch-Generation | VOM | 0 | [6 empty] | 1 | 0
LCP_Inputs_ON_Diverse_Howarth_2023_05_05 | 2020 | Wind Offshore | Generation | Electricity | PJ | Dispatch-Generation | EmissionsCost | 0 | [6 empty] | 1 | 0
LCP_Inputs_ON_Diverse_Howarth_2023_05_05 | 2020 | Wind Offshore | Generation | Electricity | PJ | Dispatch-Generation | FuelCost | 0 | [6 empty] | 1 | 0
LCP_Inputs_ON_Diverse_Howarth_2023_05_05 | 2020 | Wind Offshore | Generation | Electricity | PJ | Dispatch-Generation | VOM | 0 | [6 empty] | 1 | 0
LCP_Inputs_ON_Diverse_Howarth_2023_05_05 | 2020 | Wind Offshore | Generation | Electricity | QC | Dispatch-Generation | EmissionsCost | 0 | [6 empty] | 1 | 0
LCP_Inputs_ON_Diverse_Howarth_2023_05_05 | 2020 | Wind Offshore | Generation | Electricity | QC | Dispatch-Generation | FuelCost | 0 | [6 empty] | 1 | 0
LCP_Inputs_ON_Diverse_Howarth_2023_05_05 | 2020 | Wind Offshore | Generation | Electricity | QC | Dispatch-Generation | VOM | 0 | [6 empty] | 1 | 0
LCP_Inputs_ON_Diverse_Howarth_2023_05_05 | 2020 | Wind Offshore | Generation | Electricity | WC | Dispatch-Generation | EmissionsCost | 0 | [6 empty] | 1 | 0
LCP_Inputs_ON_Diverse_Howarth_2023_05_05 | 2020 | Wind Offshore | Generation | Electricity | WC | Dispatch-Generation | FuelCost | 0 | [6 empty] | 1 | 0
LCP_Inputs_ON_Diverse_Howarth_2023_05_05 | 2020 | Wind Offshore | Generation | Electricity | WC | Dispatch-Generation | VOM | 0 | [6 empty] | 1 | 0
LCP_Inputs_ON_Diverse_Howarth_2023_05_05 | 2020 | Wind Onshore | Generation | Electricity | MI | Dispatch-Generation | EmissionsCost | 0 | [6 empty] | 1 | 0
LCP_Inputs_ON_Diverse_Howarth_2023_05_05 | 2020 | Wind Onshore | Generation | Electricity | MI | Dispatch-Generation | FuelCost | 0 | [6 empty] | 1 | 0
LCP_Inputs_ON_Diverse_Howarth_2023_05_05 | 2020 | Wind Onshore | Generation | Electricity | MI | Dispatch-Generation | VOM | 0 | [6 empty] | 1 | 0
LCP_Inputs_ON_Diverse_Howarth_2023_05_05 | 2020 | Wind Onshore | Generation | Electricity | NY | Dispatch-Generation | EmissionsCost | 0 | [6 empty] | 1 | 0
LCP_Inputs_ON_Diverse_Howarth_2023_05_05 | 2020 | Wind Onshore | Generation | Electricity | NY | Dispatch-Generation | FuelCost | 0 | [6 empty] | 1 | 0
LCP_Inputs_ON_Diverse_Howarth_2023_05_05 | 2020 | Wind Onshore | Generation | Electricity | NY | Dispatch-Generation | VOM | 0 | [6 empty] | 1 | 0
LCP_Inputs_ON_Diverse_Howarth_2023_05_05 | 2020 | Wind Onshore | Generation | Electricity | ON | Dispatch-Generation | EmissionsCost | 0 | [6 empty] | 1 | 0
LCP_Inputs_ON_Diverse_Howarth_2023_05_05 | 2020 | Wind Onshore | Generation | Electricity | ON | Dispatch-Generation | FuelCost | 0 | [6 empty] | 1 | 0
LCP_Inputs_ON_Diverse_Howarth_2023_05_05 | 2020 | Wind Onshore | Generation | Electricity | ON | Dispatch-Generation | VOM | 0 | [6 empty] | 1 | 0
LCP_Inputs_ON_Diverse_Howarth_2023_05_05 | 2020 | Wind Onshore | Generation | Electricity | PJ | Dispatch-Generation | EmissionsCost | 0 | [6 empty] | 1 | 0
LCP_Inputs_ON_Diverse_Howarth_2023_05_05 | 2020 | Wind Onshore | Generation | Electricity | PJ | Dispatch-Generation | FuelCost | 0 | [6 empty] | 1 | 0
LCP_Inputs_ON_Diverse_Howarth_2023_05_05 | 2020 | Wind Onshore | Generation | Electricity | PJ | Dispatch-Generation | VOM | 0 | [6 empty] | 1 | 0
LCP_Inputs_ON_Diverse_Howarth_2023_05_05 | 2020 | Wind Onshore | Generation | Electricity | QC | Dispatch-Generation | EmissionsCost | 0 | [6 empty] | 1 | 0
LCP_Inputs_ON_Diverse_Howarth_2023_05_05 | 2020 | Wind Onshore | Generation | Electricity | QC | Dispatch-Generation | FuelCost | 0 | [6 empty] | 1 | 0
LCP_Inputs_ON_Diverse_Howarth_2023_05_05 | 2020 | Wind Onshore | Generation | Electricity | QC | Dispatch-Generation | VOM | 0 | [6 empty] | 1 | 0
LCP_Inputs_ON_Diverse_Howarth_2023_05_05 | 2020 | Wind Onshore | Generation | Electricity | WC | Dispatch-Generation | EmissionsCost | 0 | [6 empty] | 1 | 0
LCP_Inputs_ON_Diverse_Howarth_2023_05_05 | 2020 | Wind Onshore | Generation | Electricity | WC | Dispatch-Generation | FuelCost | 0 | [6 empty] | 1 | 0
LCP_Inputs_ON_Diverse_Howarth_2023_05_05 | 2020 | Wind Onshore | Generation | Electricity | WC | Dispatch-Generation | VOM | 0 | [6 empty] | 1 | 0
LCP_Inputs_ON_Diverse_Howarth_2023_05_05 | 2021 | Anaerobic Digestion | Generation | Methane | MI | Dispatch-Generation | EmissionsCost | 0 | [6 empty] | 0.96154 | 0
LCP_Inputs_ON_Diverse_Howarth_2023_05_05 | 2021 | Anaerobic Digestion | Generation | Methane | MI | Dispatch-Generation | FuelCost | 0 | [6 empty] | 0.96154 | 0
LCP_Inputs_ON_Diverse_Howarth_2023_05_05 | 2021 | Anaerobic Digestion | Generation | Methane | MI | Dispatch-Generation | VOM | 0 | [6 empty] | 0.96154 | 0
LCP_Inputs_ON_Diverse_Howarth_2023_05_05 | 2021 | Anaerobic Digestion | Generation | Methane | NY | Dispatch-Generation | EmissionsCost | 0 | [6 empty] | 0.96154 | 0
LCP_Inputs_ON_Diverse_Howarth_2023_05_05 | 2021 | Anaerobic Digestion | Generation | Methane | NY | Dispatch-Generation | FuelCost | 0 | [6 empty] | 0.96154 | 0
LCP_Inputs_ON_Diverse_Howarth_2023_05_05 | 2021 | Anaerobic Digestion | Generation | Methane | NY | Dispatch-Generation | VOM | 0 | [6 empty] | 0.96154 | 0
LCP_Inputs_ON_Diverse_Howarth_2023_05_05 | 2021 | Anaerobic Digestion | Generation | Methane | ON | Dispatch-Generation | EmissionsCost | 0 | [6 empty] | 0.96154 | 0
LCP_Inputs_ON_Diverse_Howarth_2023_05_05 | 2021 | Anaerobic Digestion | Generation | Methane | ON | Dispatch-Generation | FuelCost | 0 | [6 empty] | 0.96154 | 0
LCP_Inputs_ON_Diverse_Howarth_2023_05_05 | 2021 | Anaerobic Digestion | Generation | Methane | ON | Dispatch-Generation | VOM | 0 | [6 empty] | 0.96154 | 0
LCP_Inputs_ON_Diverse_Howarth_2023_05_05 | 2021 | Anaerobic Digestion | Generation | Methane | PJ | Dispatch-Generation | EmissionsCost | 0 | [6 empty] | 0.96154 | 0
LCP_Inputs_ON_Diverse_Howarth_2023_05_05 | 2021 | Anaerobic Digestion | Generation | Methane | PJ | Dispatch-Generation | FuelCost | 0 | [6 empty] | 0.96154 | 0
LCP_Inputs_ON_Diverse_Howarth_2023_05_05 | 2021 | Anaerobic Digestion | Generation | Methane | PJ | Dispatch-Generation | VOM | 0 | [6 empty] | 0.96154 | 0
LCP_Inputs_ON_Diverse_Howarth_2023_05_05 | 2021 | Anaerobic Digestion | Generation | Methane | QC | Dispatch-Generation | EmissionsCost | 0 | [6 empty] | 0.96154 | 0
LCP_Inputs_ON_Diverse_Howarth_2023_05_05 | 2021 | Anaerobic Digestion | Generation | Methane | QC | Dispatch-Generation | FuelCost | 0 | [6 empty] | 0.96154 | 0
LCP_Inputs_ON_Diverse_Howarth_2023_05_05 | 2021 | Anaerobic Digestion | Generation | Methane | QC | Dispatch-Generation | VOM | 0 | [6 empty] | 0.96154 | 0
LCP_Inputs_ON_Diverse_Howarth_2023_05_05 | 2021 | Anaerobic Digestion | Generation | Methane | WC | Dispatch-Generation | EmissionsCost | 0 | [6 empty] | 0.96154 | 0
LCP_Inputs_ON_Diverse_Howarth_2023_05_05 | 2021 | Anaerobic Digestion | Generation | Methane | WC | Dispatch-Generation | FuelCost | 0 | [6 empty] | 0.96154 | 0
LCP_Inputs_ON_Diverse_Howarth_2023_05_05 | 2021 | Anaerobic Digestion | Generation | Methane | WC | Dispatch-Generation | VOM | 0 | [6 empty] | 0.96154 | 0
LCP_Inputs_ON_Diverse_Howarth_2023_05_05 | 2021 | Battery Storage | Storage | Electricity | MI | Dispatch-Storage | EmissionsCost | 0 | [6 empty] | 0.96154 | 0
LCP_Inputs_ON_Diverse_Howarth_2023_05_05 | 2021 | Battery Storage | Storage | Electricity | MI | Dispatch-Storage | FuelCost | 0 | [6 empty] | 0.96154 | 0
LCP_Inputs_ON_Diverse_Howarth_2023_05_05 | 2021 | Battery Storage | Storage | Electricity | MI | Dispatch-Storage | VOM | 0 | [6 empty] | 0.96154 | 0
LCP_Inputs_ON_Diverse_Howarth_2023_05_05 | 2021 | Battery Storage | Storage | Electricity | NY | Dispatch-Storage | EmissionsCost | 0 | [6 empty] | 0.96154 | 0
LCP_Inputs_ON_Diverse_Howarth_2023_05_05 | 2021 | Battery Storage | Storage | Electricity | NY | Dispatch-Storage | FuelCost | 0 | [6 empty] | 0.96154 | 0
LCP_Inputs_ON_Diverse_Howarth_2023_05_05 | 2021 | Battery Storage | Storage | Electricity | NY | Dispatch-Storage | VOM | 0 | [6 empty] | 0.96154 | 0
LCP_Inputs_ON_Diverse_Howarth_2023_05_05 | 2021 | Battery Storage | Storage | Electricity | ON | Dispatch-Storage | EmissionsCost | 0 | [6 empty] | 0.96154 | 0
LCP_Inputs_ON_Diverse_Howarth_2023_05_05 | 2021 | Battery Storage | Storage | Electricity | ON | Dispatch-Storage | FuelCost | 0 | [6 empty] | 0.96154 | 0
LCP_Inputs_ON_Diverse_Howarth_2023_05_05 | 2021 | Battery Storage | Storage | Electricity | ON | Dispatch-Storage | VOM | 0 | [6 empty] | 0.96154 | 0
LCP_Inputs_ON_Diverse_Howarth_2023_05_05 | 2021 | Battery Storage | Storage | Electricity | PJ | Dispatch-Storage | EmissionsCost | 0 | [6 empty] | 0.96154 | 0
LCP_Inputs_ON_Diverse_Howarth_2023_05_05 | 2021 | Battery Storage | Storage | Electricity | PJ | Dispatch-Storage | FuelCost | 0 | [6 empty] | 0.96154 | 0
LCP_Inputs_ON_Diverse_Howarth_2023_05_05 | 2021 | Battery Storage | Storage | Electricity | PJ | Dispatch-Storage | VOM | 0 | [6 empty] | 0.96154 | 0
LCP_Inputs_ON_Diverse_Howarth_2023_05_05 | 2021 | Battery Storage | Storage | Electricity | QC | Dispatch-Storage | EmissionsCost | 0 | [6 empty] | 0.96154 | 0
LCP_Inputs_ON_Diverse_Howarth_2023_05_05 | 2021 | Battery Storage | Storage | Electricity | QC | Dispatch-Storage | FuelCost | 0 | [6 empty] | 0.96154 | 0
LCP_Inputs_ON_Diverse_Howarth_2023_05_05 | 2021 | Battery Storage | Storage | Electricity | QC | Dispatch-Storage | VOM | 0 | [6 empty] | 0.96154 | 0
LCP_Inputs_ON_Diverse_Howarth_2023_05_05 | 2021 | Battery Storage | Storage | Electricity | WC | Dispatch-Storage | EmissionsCost | 0 | [6 empty] | 0.96154 | 0
LCP_Inputs_ON_Diverse_Howarth_2023_05_05 | 2021 | Battery Storage | Storage | Electricity | WC | Dispatch-Storage | FuelCost | 0 | [6 empty] | 0.96154 | 0
LCP_Inputs_ON_Diverse_Howarth_2023_05_05 | 2021 | Battery Storage | Storage | Electricity | WC | Dispatch-Storage | VOM | 0 | [6 empty] | 0.96154 | 0
LCP_Inputs_ON_Diverse_Howarth_2023_05_05 | 2021 | Biomass | Generation | Electricity | MI | Dispatch-Generation | EmissionsCost | 0 | [6 empty] | 0.96154 | 0
LCP_Inputs_ON_Diverse_Howarth_2023_05_05 | 2021 | Biomass | Generation | Electricity | MI | Dispatch-Generation | FuelCost | 0 | [6 empty] | 0.96154 | 0
LCP_Inputs_ON_Diverse_Howarth_2023_05_05 | 2021 | Biomass | Generation | Electricity | MI | Dispatch-Generation | VOM | 0 | [6 empty] | 0.96154 | 0
LCP_Inputs_ON_Diverse_Howarth_2023_05_05 | 2021 | Biomass | Generation | Electricity | NY | Dispatch-Generation | EmissionsCost | 0 | [6 empty] | 0.96154 | 0
LCP_Inputs_ON_Diverse_Howarth_2023_05_05 | 2021 | Biomass | Generation | Electricity | NY | Dispatch-Generation | FuelCost | 0 | [6 empty] | 0.96154 | 0
LCP_Inputs_ON_Diverse_Howarth_2023_05_05 | 2021 | Biomass | Generation | Electricity | NY | Dispatch-Generation | VOM | 0 | [6 empty] | 0.96154 | 0
LCP_Inputs_ON_Diverse_Howarth_2023_05_05 | 2021 | Biomass | Generation | Electricity | ON | Dispatch-Generation | EmissionsCost | 0 | [6 empty] | 0.96154 | 0
LCP_Inputs_ON_Diverse_Howarth_2023_05_05 | 2021 | Biomass | Generation | Electricity | ON | Dispatch-Generation | FuelCost | 0 | [6 empty] | 0.96154 | 0
LCP_Inputs_ON_Diverse_Howarth_2023_05_05 | 2021 | Biomass | Generation | Electricity | ON | Dispatch-Generation | VOM | 0 | [6 empty] | 0.96154 | 0
LCP_Inputs_ON_Diverse_Howarth_2023_05_05 | 2021 | Biomass | Generation | Electricity | PJ | Dispatch-Generation | EmissionsCost | 0 | [6 empty] | 0.96154 | 0
LCP_Inputs_ON_Diverse_Howarth_2023_05_05 | 2021 | Biomass | Generation | Electricity | PJ | Dispatch-Generation | FuelCost | 0 | [6 empty] | 0.96154 | 0
LCP_Inputs_ON_Diverse_Howarth_2023_05_05 | 2021 | Biomass | Generation | Electricity | PJ | Dispatch-Generation | VOM | 0 | [6 empty] | 0.96154 | 0
LCP_Inputs_ON_Diverse_Howarth_2023_05_05 | 2021 | Biomass | Generation | Electricity | QC | Dispatch-Generation | EmissionsCost | 0 | [6 empty] | 0.96154 | 0
LCP_Inputs_ON_Diverse_Howarth_2023_05_05 | 2021 | Biomass | Generation | Electricity | QC | Dispatch-Generation | FuelCost | 0 | [6 empty] | 0.96154 | 0
LCP_Inputs_ON_Diverse_Howarth_2023_05_05 | 2021 | Biomass | Generation | Electricity | QC | Dispatch-Generation | VOM | 0 | [6 empty] | 0.96154 | 0
LCP_Inputs_ON_Diverse_Howarth_2023_05_05 | 2021 | Biomass | Generation | Electricity | WC | Dispatch-Generation | EmissionsCost | 0 | [6 empty] | 0.96154 | 0
LCP_Inputs_ON_Diverse_Howarth_2023_05_05 | 2021 | Biomass | Generation | Electricity | WC | Dispatch-Generation | FuelCost | 0 | [6 empty] | 0.96154 | 0
LCP_Inputs_ON_Diverse_Howarth_2023_05_05 | 2021 | Biomass | Generation | Electricity | WC | Dispatch-Generation | VOM | 0 | [6 empty] | 0.96154 | 0
LCP_Inputs_ON_Diverse_Howarth_2023_05_05 | 2021 | Biomass + CCS | Generation | Electricity | MI | Dispatch-Generation | EmissionsCost | 0 | [6 empty] | 0.96154 | 0
LCP_Inputs_ON_Diverse_Howarth_2023_05_05 | 2021 | Biomass + CCS | Generation | Electricity | MI | Dispatch-Generation | FuelCost | 0 | [6 empty] | 0.96154 | 0
LCP_Inputs_ON_Diverse_Howarth_2023_05_05 | 2021 | Biomass + CCS | Generation | Electricity | MI | Dispatch-Generation | VOM | 0 | [6 empty] | 0.96154 | 0
LCP_Inputs_ON_Diverse_Howarth_2023_05_05 | 2021 | Biomass + CCS | Generation | Electricity | NY | Dispatch-Generation | EmissionsCost | 0 | [6 empty] | 0.96154 | 0
LCP_Inputs_ON_Diverse_Howarth_2023_05_05 | 2021 | Biomass + CCS | Generation | Electricity | NY | Dispatch-Generation | FuelCost | 0 | [6 empty] | 0.96154 | 0
LCP_Inputs_ON_Diverse_Howarth_2023_05_05 | 2021 | Biomass + CCS | Generation | Electricity | NY | Dispatch-Generation | VOM | 0 | [6 empty] | 0.96154 | 0
LCP_Inputs_ON_Diverse_Howarth_2023_05_05 | 2021 | Biomass + CCS | Generation | Electricity | ON | Dispatch-Generation | EmissionsCost | 0 | [6 empty] | 0.96154 | 0
LCP_Inputs_ON_Diverse_Howarth_2023_05_05 | 2021 | Biomass + CCS | Generation | Electricity | ON | Dispatch-Generation | FuelCost | 0 | [6 empty] | 0.96154 | 0
LCP_Inputs_ON_Diverse_Howarth_2023_05_05 | 2021 | Biomass + CCS | Generation | Electricity | ON | Dispatch-Generation | VOM | 0 | [6 empty] | 0.96154 | 0
LCP_Inputs_ON_Diverse_Howarth_2023_05_05 | 2021 | Biomass + CCS | Generation | Electricity | PJ | Dispatch-Generation | EmissionsCost | 0 | [6 empty] | 0.96154 | 0
LCP_Inputs_ON_Diverse_Howarth_2023_05_05 | 2021 | Biomass + CCS | Generation | Electricity | PJ | Dispatch-Generation | FuelCost | 0 | [6 empty] | 0.96154 | 0
LCP_Inputs_ON_Diverse_Howarth_2023_05_05 | 2021 | Biomass + CCS | Generation | Electricity | PJ | Dispatch-Generation | VOM | 0 | [6 empty] | 0.96154 | 0
LCP_Inputs_ON_Diverse_Howarth_2023_05_05 | 2021 | Biomass + CCS | Generation | Electricity | QC | Dispatch-Generation | EmissionsCost | 0 | [6 empty] | 0.96154 | 0
LCP_Inputs_ON_Diverse_Howarth_2023_05_05 | 2021 | Biomass + CCS | Generation | Electricity | QC | Dispatch-Generation | FuelCost | 0 | [6 empty] | 0.96154 | 0
LCP_Inputs_ON_Diverse_Howarth_2023_05_05 | 2021 | Biomass + CCS | Generation | Electricity | QC | Dispatch-Generation | VOM | 0 | [6 empty] | 0.96154 | 0
LCP_Inputs_ON_Diverse_Howarth_2023_05_05 | 2021 | Biomass + CCS | Generation | Electricity | WC | Dispatch-Generation | EmissionsCost | 0 | [6 empty] | 0.96154 | 0
LCP_Inputs_ON_Diverse_Howarth_2023_05_05 | 2021 | Biomass + CCS | Generation | Electricity | WC | Dispatch-Generation | FuelCost | 0 | [6 empty] | 0.96154 | 0
LCP_Inputs_ON_Diverse_Howarth_2023_05_05 | 2021 | Biomass + CCS | Generation | Electricity | WC | Dispatch-Generation | VOM | 0 | [6 empty] | 0.96154 | 0
LCP_Inputs_ON_Diverse_Howarth_2023_05_05 | 2021 | CH4 + CCS | Generation | Methane | MI | Dispatch-Generation | EmissionsCost | 0 | [6 empty] | 0.96154 | 0
LCP_Inputs_ON_Diverse_Howarth_2023_05_05 | 2021 | CH4 + CCS | Generation | Methane | MI | Dispatch-Generation | FuelCost | 0 | [6 empty] | 0.96154 | 0
LCP_Inputs_ON_Diverse_Howarth_2023_05_05 | 2021 | CH4 + CCS | Generation | Methane | MI | Dispatch-Generation | VOM | 0 | [6 empty] | 0.96154 | 0
LCP_Inputs_ON_Diverse_Howarth_2023_05_05 | 2021 | CH4 + CCS | Generation | Methane | NY | Dispatch-Generation | EmissionsCost | 0 | [6 empty] | 0.96154 | 0
LCP_Inputs_ON_Diverse_Howarth_2023_05_05 | 2021 | CH4 + CCS | Generation | Methane | NY | Dispatch-Generation | FuelCost | 0 | [6 empty] | 0.96154 | 0
LCP_Inputs_ON_Diverse_Howarth_2023_05_05 | 2021 | CH4 + CCS | Generation | Methane | NY | Dispatch-Generation | VOM | 0 | [6 empty] | 0.96154 | 0
LCP_Inputs_ON_Diverse_Howarth_2023_05_05 | 2021 | CH4 + CCS | Generation | Methane | ON | Dispatch-Generation | EmissionsCost | 0 | [6 empty] | 0.96154 | 0
LCP_Inputs_ON_Diverse_Howarth_2023_05_05 | 2021 | CH4 + CCS | Generation | Methane | ON | Dispatch-Generation | FuelCost | 0 | [6 empty] | 0.96154 | 0
LCP_Inputs_ON_Diverse_Howarth_2023_05_05 | 2021 | CH4 + CCS | Generation | Methane | ON | Dispatch-Generation | VOM | 0 | [6 empty] | 0.96154 | 0
LCP_Inputs_ON_Diverse_Howarth_2023_05_05 | 2021 | CH4 + CCS | Generation | Methane | PJ | Dispatch-Generation | EmissionsCost | 0 | [6 empty] | 0.96154 | 0
LCP_Inputs_ON_Diverse_Howarth_2023_05_05 | 2021 | CH4 + CCS | Generation | Methane | PJ | Dispatch-Generation | FuelCost | 0 | [6 empty] | 0.96154 | 0
LCP_Inputs_ON_Diverse_Howarth_2023_05_05 | 2021 | CH4 + CCS | Generation | Methane | PJ | Dispatch-Generation | VOM | 0 | [6 empty] | 0.96154 | 0
LCP_Inputs_ON_Diverse_Howarth_2023_05_05 | 2021 | CH4 + CCS | Generation | Methane | QC | Dispatch-Generation | EmissionsCost | 0 | [6 empty] | 0.96154 | 0
LCP_Inputs_ON_Diverse_Howarth_2023_05_05 | 2021 | CH4 + CCS | Generation | Methane | QC | Dispatch-Generation | FuelCost | 0 | [6 empty] | 0.96154 | 0
LCP_Inputs_ON_Diverse_Howarth_2023_05_05 | 2021 | CH4 + CCS | Generation | Methane | QC | Dispatch-Generation | VOM | 0 | [6 empty] | 0.96154 | 0
LCP_Inputs_ON_Diverse_Howarth_2023_05_05 | 2021 | CH4 + CCS | Generation | Methane | WC | Dispatch-Generation | EmissionsCost | 0 | [6 empty] | 0.96154 | 0
LCP_Inputs_ON_Diverse_Howarth_2023_05_05 | 2021 | CH4 + CCS | Generation | Methane | WC | Dispatch-Generation | FuelCost | 0 | [6 empty] | 0.96154 | 0
LCP_Inputs_ON_Diverse_Howarth_2023_05_05 | 2021 | CH4 + CCS | Generation | Methane | WC | Dispatch-Generation | VOM | 0 | [6 empty] | 0.96154 | 0
LCP_Inputs_ON_Diverse_Howarth_2023_05_05 | 2021 | CH4 Import - NY 2020 | Import | Methane | MI | Dispatch-Import | EmissionsCost | 0 | [6 empty] | 0.96154 | 0
LCP_Inputs_ON_Diverse_Howarth_2023_05_05 | 2021 | CH4 Import - NY 2020 | Import | Methane | MI | Dispatch-Import | FuelCost | 0 | [6 empty] | 0.96154 | 0
LCP_Inputs_ON_Diverse_Howarth_2023_05_05 | 2021 | CH4 Import - NY 2020 | Import | Methane | MI | Dispatch-Import | VOM | 0 | [6 empty] | 0.96154 | 0
LCP_Inputs_ON_Diverse_Howarth_2023_05_05 | 2021 | CH4 Import - NY 2020 | Import | Methane | NY | Dispatch-Import | EmissionsCost | 282343065.1873 | [6 empty] | 0.96154 | 271483716.5262
LCP_Inputs_ON_Diverse_Howarth_2023_05_05 | 2021 | CH4 Import - NY 2020 | Import | Methane | NY | Dispatch-Import | FuelCost | 407790143.0843 | [6 empty] | 0.96154 | 392105906.8118
LCP_Inputs_ON_Diverse_Howarth_2023_05_05 | 2021 | CH4 Import - NY 2020 | Import | Methane | NY | Dispatch-Import | VOM | 0 | [6 empty] | 0.96154 | 0
LCP_Inputs_ON_Diverse_Howarth_2023_05_05 | 2021 | CH4 Import - NY 2020 | Import | Methane | ON | Dispatch-Import | EmissionsCost | 0 | [6 empty] | 0.96154 | 0
LCP_Inputs_ON_Diverse_Howarth_2023_05_05 | 2021 | CH4 Import - NY 2020 | Import | Methane | ON | Dispatch-Import | FuelCost | 0 | [6 empty] | 0.96154 | 0
LCP_Inputs_ON_Diverse_Howarth_2023_05_05 | 2021 | CH4 Import - NY 2020 | Import | Methane | ON | Dispatch-Import | VOM | 0 | [6 empty] | 0.96154 | 0
LCP_Inputs_ON_Diverse_Howarth_2023_05_05 | 2021 | CH4 Import - NY 2020 | Import | Methane | PJ | Dispatch-Import | EmissionsCost | 0 | [6 empty] | 0.96154 | 0
LCP_Inputs_ON_Diverse_Howarth_2023_05_05 | 2021 | CH4 Import - NY 2020 | Import | Methane | PJ | Dispatch-Import | FuelCost | 0 | [6 empty] | 0.96154 | 0
LCP_Inputs_ON_Diverse_Howarth_2023_05_05 | 2021 | CH4 Import - NY 2020 | Import | Methane | PJ | Dispatch-Import | VOM | 0 | [6 empty] | 0.96154 | 0
LCP_Inputs_ON_Diverse_Howarth_2023_05_05 | 2021 | CH4 Import - NY 2020 | Import | Methane | QC | Dispatch-Import | EmissionsCost | 0 | [6 empty] | 0.96154 | 0
LCP_Inputs_ON_Diverse_Howarth_2023_05_05 | 2021 | CH4 Import - NY 2020 | Import | Methane | QC | Dispatch-Import | FuelCost | 0 | [6 empty] | 0.96154 | 0
LCP_Inputs_ON_Diverse_Howarth_2023_05_05 | 2021 | CH4 Import - NY 2020 | Import | Methane | QC | Dispatch-Import | VOM | 0 | [6 empty] | 0.96154 | 0
LCP_Inputs_ON_Diverse_Howarth_2023_05_05 | 2021 | CH4 Import - NY 2020 | Import | Methane | WC | Dispatch-Import | EmissionsCost | 0 | [6 empty] | 0.96154 | 0
LCP_Inputs_ON_Diverse_Howarth_2023_05_05 | 2021 | CH4 Import - NY 2020 | Import | Methane | WC | Dispatch-Import | FuelCost | 0 | [6 empty] | 0.96154 | 0
LCP_Inputs_ON_Diverse_Howarth_2023_05_05 | 2021 | CH4 Import - NY 2020 | Import | Methane | WC | Dispatch-Import | VOM | 0 | [6 empty] | 0.96154 | 0
LCP_Inputs_ON_Diverse_Howarth_2023_05_05 | 2021 | CH4 Import - NY 2030 | Import | Methane | MI | Dispatch-Import | EmissionsCost | 0 | [6 empty] | 0.96154 | 0
LCP_Inputs_ON_Diverse_Howarth_2023_05_05 | 2021 | CH4 Import - NY 2030 | Import | Methane | MI | Dispatch-Import | FuelCost | 0 | [6 empty] | 0.96154 | 0
LCP_Inputs_ON_Diverse_Howarth_2023_05_05 | 2021 | CH4 Import - NY 2030 | Import | Methane | MI | Dispatch-Import | VOM | 0 | [6 empty] | 0.96154 | 0
LCP_Inputs_ON_Diverse_Howarth_2023_05_05 | 2021 | CH4 Import - NY 2030 | Import | Methane | NY | Dispatch-Import | EmissionsCost | 0 | [6 empty] | 0.96154 | 0
LCP_Inputs_ON_Diverse_Howarth_2023_05_05 | 2021 | CH4 Import - NY 2030 | Import | Methane | NY | Dispatch-Import | FuelCost | 0 | [6 empty] | 0.96154 | 0
LCP_Inputs_ON_Diverse_Howarth_2023_05_05 | 2021 | CH4 Import - NY 2030 | Import | Methane | NY | Dispatch-Import | VOM | 0 | [6 empty] | 0.96154 | 0
LCP_Inputs_ON_Diverse_Howarth_2023_05_05 | 2021 | CH4 Import - NY 2030 | Import | Methane | ON | Dispatch-Import | EmissionsCost | 0 | [6 empty] | 0.96154 | 0
LCP_Inputs_ON_Diverse_Howarth_2023_05_05 | 2021 | CH4 Import - NY 2030 | Import | Methane | ON | Dispatch-Import | FuelCost | 0 | [6 empty] | 0.96154 | 0
LCP_Inputs_ON_Diverse_Howarth_2023_05_05 | 2021 | CH4 Import - NY 2030 | Import | Methane | ON | Dispatch-Import | VOM | 0 | [6 empty] | 0.96154 | 0
LCP_Inputs_ON_Diverse_Howarth_2023_05_05 | 2021 | CH4 Import - NY 2030 | Import | Methane | PJ | Dispatch-Import | EmissionsCost | 0 | [6 empty] | 0.96154 | 0
LCP_Inputs_ON_Diverse_Howarth_2023_05_05 | 2021 | CH4 Import - NY 2030 | Import | Methane | PJ | Dispatch-Import | FuelCost | 0 | [6 empty] | 0.96154 | 0
LCP_Inputs_ON_Diverse_Howarth_2023_05_05 | 2021 | CH4 Import - NY 2030 | Import | Methane | PJ | Dispatch-Import | VOM | 0 | [6 empty] | 0.96154 | 0
LCP_Inputs_ON_Diverse_Howarth_2023_05_05 | 2021 | CH4 Import - NY 2030 | Import | Methane | QC | Dispatch-Import | EmissionsCost | 0 | [6 empty] | 0.96154 | 0
LCP_Inputs_ON_Diverse_Howarth_2023_05_05 | 2021 | CH4 Import - NY 2030 | Import | Methane | QC | Dispatch-Import | FuelCost | 0 | [6 empty] | 0.96154 | 0
LCP_Inputs_ON_Diverse_Howarth_2023_05_05 | 2021 | CH4 Import - NY 2030 | Import | Methane | QC | Dispatch-Import | VOM | 0 | [6 empty] | 0.96154 | 0
LCP_Inputs_ON_Diverse_Howarth_2023_05_05 | 2021 | CH4 Import - NY 2030 | Import | Methane | WC | Dispatch-Import | EmissionsCost | 0 | [6 empty] | 0.96154 | 0
LCP_Inputs_ON_Diverse_Howarth_2023_05_05 | 2021 | CH4 Import - NY 2030 | Import | Methane | WC | Dispatch-Import | FuelCost | 0 | [6 empty] | 0.96154 | 0
LCP_Inputs_ON_Diverse_Howarth_2023_05_05 | 2021 | CH4 Import - NY 2030 | Import | Methane | WC | Dispatch-Import | VOM | 0 | [6 empty] | 0.96154 | 0
LCP_Inputs_ON_Diverse_Howarth_2023_05_05 | 2021 | CH4 Import - NY 2040 | Import | Methane | MI | Dispatch-Import | EmissionsCost | 0 | [6 empty] | 0.96154 | 0
LCP_Inputs_ON_Diverse_Howarth_2023_05_05 | 2021 | CH4 Import - NY 2040 | Import | Methane | MI | Dispatch-Import | FuelCost | 0 | [6 empty] | 0.96154 | 0
LCP_Inputs_ON_Diverse_Howarth_2023_05_05 | 2021 | CH4 Import - NY 2040 | Import | Methane | MI | Dispatch-Import | VOM | 0 | [6 empty] | 0.96154 | 0
LCP_Inputs_ON_Diverse_Howarth_2023_05_05 | 2021 | CH4 Import - NY 2040 | Import | Methane | NY | Dispatch-Import | EmissionsCost | 0 | [6 empty] | 0.96154 | 0
LCP_Inputs_ON_Diverse_Howarth_2023_05_05 | 2021 | CH4 Import - NY 2040 | Import | Methane | NY | Dispatch-Import | FuelCost | 0 | [6 empty] | 0.96154 | 0
LCP_Inputs_ON_Diverse_Howarth_2023_05_05 | 2021 | CH4 Import - NY 2040 | Import | Methane | NY | Dispatch-Import | VOM | 0 | [6 empty] | 0.96154 | 0
LCP_Inputs_ON_Diverse_Howarth_2023_05_05 | 2021 | CH4 Import - NY 2040 | Import | Methane | ON | Dispatch-Import | EmissionsCost | 0 | [6 empty] | 0.96154 | 0
LCP_Inputs_ON_Diverse_Howarth_2023_05_05 | 2021 | CH4 Import - NY 2040 | Import | Methane | ON | Dispatch-Import | FuelCost | 0 | [6 empty] | 0.96154 | 0
LCP_Inputs_ON_Diverse_Howarth_2023_05_05 | 2021 | CH4 Import - NY 2040 | Import | Methane | ON | Dispatch-Import | VOM | 0 | [6 empty] | 0.96154 | 0
LCP_Inputs_ON_Diverse_Howarth_2023_05_05 | 2021 | CH4 Import - NY 2040 | Import | Methane | PJ | Dispatch-Import | EmissionsCost | 0 | [6 empty] | 0.96154 | 0
LCP_Inputs_ON_Diverse_Howarth_2023_05_05 | 2021 | CH4 Import - NY 2040 | Import | Methane | PJ | Dispatch-Import | FuelCost | 0 | [6 empty] | 0.96154 | 0
LCP_Inputs_ON_Diverse_Howarth_2023_05_05 | 2021 | CH4 Import - NY 2040 | Import | Methane | PJ | Dispatch-Import | VOM | 0 | [6 empty] | 0.96154 | 0
LCP_Inputs_ON_Diverse_Howarth_2023_05_05 | 2021 | CH4 Import - NY 2040 | Import | Methane | QC | Dispatch-Import | EmissionsCost | 0 | [6 empty] | 0.96154 | 0
LCP_Inputs_ON_Diverse_Howarth_2023_05_05 | 2021 | CH4 Import - NY 2040 | Import | Methane | QC | Dispatch-Import | FuelCost | 0 | [6 empty] | 0.96154 | 0
LCP_Inputs_ON_Diverse_Howarth_2023_05_05 | 2021 | CH4 Import - NY 2040 | Import | Methane | QC | Dispatch-Import | VOM | 0 | [6 empty] | 0.96154 | 0
LCP_Inputs_ON_Diverse_Howarth_2023_05_05 | 2021 | CH4 Import - NY 2040 | Import | Methane | WC | Dispatch-Import | EmissionsCost | 0 | [6 empty] | 0.96154 | 0
LCP_Inputs_ON_Diverse_Howarth_2023_05_05 | 2021 | CH4 Import - NY 2040 | Import | Methane | WC | Dispatch-Import | FuelCost | 0 | [6 empty] | 0.96154 | 0
LCP_Inputs_ON_Diverse_Howarth_2023_05_05 | 2021 | CH4 Import - NY 2040 | Import | Methane | WC | Dispatch-Import | VOM | 0 | [6 empty] | 0.96154 | 0
LCP_Inputs_ON_Diverse_Howarth_2023_05_05 | 2021 | CH4 Import - NY 2050 | Import | Methane | MI | Dispatch-Import | EmissionsCost | 0 | [6 empty] | 0.96154 | 0
LCP_Inputs_ON_Diverse_Howarth_2023_05_05 | 2021 | CH4 Import - NY 2050 | Import | Methane | MI | Dispatch-Import | FuelCost | 0 | [6 empty] | 0.96154 | 0
LCP_Inputs_ON_Diverse_Howarth_2023_05_05 | 2021 | CH4 Import - NY 2050 | Import | Methane | MI | Dispatch-Import | VOM | 0 | [6 empty] | 0.96154 | 0
LCP_Inputs_ON_Diverse_Howarth_2023_05_05 | 2021 | CH4 Import - NY 2050 | Import | Methane | NY | Dispatch-Import | EmissionsCost | 0 | [6 empty] | 0.96154 | 0
LCP_Inputs_ON_Diverse_Howarth_2023_05_05 | 2021 | CH4 Import - NY 2050 | Import | Methane | NY | Dispatch-Import | FuelCost | 0 | [6 empty] | 0.96154 | 0
LCP_Inputs_ON_Diverse_Howarth_2023_05_05 | 2021 | CH4 Import - NY 2050 | Import | Methane | NY | Dispatch-Import | VOM | 0 | [6 empty] | 0.96154 | 0
LCP_Inputs_ON_Diverse_Howarth_2023_05_05 | 2021 | CH4 Import - NY 2050 | Import | Methane | ON | Dispatch-Import | EmissionsCost | 0 | [6 empty] | 0.96154 | 0
LCP_Inputs_ON_Diverse_Howarth_2023_05_05 | 2021 | CH4 Import - NY 2050 | Import | Methane | ON | Dispatch-Import | FuelCost | 0 | [6 empty] | 0.96154 | 0
LCP_Inputs_ON_Diverse_Howarth_2023_05_05 | 2021 | CH4 Import - NY 2050 | Import | Methane | ON | Dispatch-Import | VOM | 0 | [6 empty] | 0.96154 | 0
LCP_Inputs_ON_Diverse_Howarth_2023_05_05 | 2021 | CH4 Import - NY 2050 | Import | Methane | PJ | Dispatch-Import | EmissionsCost | 0 | [6 empty] | 0.96154 | 0
LCP_Inputs_ON_Diverse_Howarth_2023_05_05 | 2021 | CH4 Import - NY 2050 | Import | Methane | PJ | Dispatch-Import | FuelCost | 0 | [6 empty] | 0.96154 | 0
LCP_Inputs_ON_Diverse_Howarth_2023_05_05 | 2021 | CH4 Import - NY 2050 | Import | Methane | PJ | Dispatch-Import | VOM | 0 | [6 empty] | 0.96154 | 0
LCP_Inputs_ON_Diverse_Howarth_2023_05_05 | 2021 | CH4 Import - NY 2050 | Import | Methane | QC | Dispatch-Import | EmissionsCost | 0 | [6 empty] | 0.96154 | 0
LCP_Inputs_ON_Diverse_Howarth_2023_05_05 | 2021 | CH4 Import - NY 2050 | Import | Methane | QC | Dispatch-Import | FuelCost | 0 | [6 empty] | 0.96154 | 0
LCP_Inputs_ON_Diverse_Howarth_2023_05_05 | 2021 | CH4 Import - NY 2050 | Import | Methane | QC | Dispatch-Import | VOM | 0 | [6 empty] | 0.96154 | 0
LCP_Inputs_ON_Diverse_Howarth_2023_05_05 | 2021 | CH4 Import - NY 2050 | Import | Methane | WC | Dispatch-Import | EmissionsCost | 0 | [6 empty] | 0.96154 | 0
LCP_Inputs_ON_Diverse_Howarth_2023_05_05 | 2021 | CH4 Import - NY 2050 | Import | Methane | WC | Dispatch-Import | FuelCost | 0 | [6 empty] | 0.96154 | 0
LCP_Inputs_ON_Diverse_Howarth_2023_05_05 | 2021 | CH4 Import - NY 2050 | Import | Methane | WC | Dispatch-Import | VOM | 0 | [6 empty] | 0.96154 | 0
LCP_Inputs_ON_Diverse_Howarth_2023_05_05 | 2021 | CH4 Import - WC 2020 | Import | Methane | MI | Dispatch-Import | EmissionsCost | 0 | [6 empty] | 0.96154 | 0
LCP_Inputs_ON_Diverse_Howarth_2023_05_05 | 2021 | CH4 Import - WC 2020 | Import | Methane | MI | Dispatch-Import | FuelCost | 0 | [6 empty] | 0.96154 | 0
LCP_Inputs_ON_Diverse_Howarth_2023_05_05 | 2021 | CH4 Import - WC 2020 | Import | Methane | MI | Dispatch-Import | VOM | 0 | [6 empty] | 0.96154 | 0
LCP_Inputs_ON_Diverse_Howarth_2023_05_05 | 2021 | CH4 Import - WC 2020 | Import | Methane | NY | Dispatch-Import | EmissionsCost | 0 | [6 empty] | 0.96154 | 0
LCP_Inputs_ON_Diverse_Howarth_2023_05_05 | 2021 | CH4 Import - WC 2020 | Import | Methane | NY | Dispatch-Import | FuelCost | 0 | [6 empty] | 0.96154 | 0
LCP_Inputs_ON_Diverse_Howarth_2023_05_05 | 2021 | CH4 Import - WC 2020 | Import | Methane | NY | Dispatch-Import | VOM | 0 | [6 empty] | 0.96154 | 0
LCP_Inputs_ON_Diverse_Howarth_2023_05_05 | 2021 | CH4 Import - WC 2020 | Import | Methane | ON | Dispatch-Import | EmissionsCost | 0 | [6 empty] | 0.96154 | 0
LCP_Inputs_ON_Diverse_Howarth_2023_05_05 | 2021 | CH4 Import - WC 2020 | Import | Methane | ON | Dispatch-Import | FuelCost | 0 | [6 empty] | 0.96154 | 0
LCP_Inputs_ON_Diverse_Howarth_2023_05_05 | 2021 | CH4 Import - WC 2020 | Import | Methane | ON | Dispatch-Import | VOM | 0 | [6 empty] | 0.96154 | 0
LCP_Inputs_ON_Diverse_Howarth_2023_05_05 | 2021 | CH4 Import - WC 2020 | Import | Methane | PJ | Dispatch-Import | EmissionsCost | 0 | [6 empty] | 0.96154 | 0
LCP_Inputs_ON_Diverse_Howarth_2023_05_05 | 2021 | CH4 Import - WC 2020 | Import | Methane | PJ | Dispatch-Import | FuelCost | 0 | [6 empty] | 0.96154 | 0
LCP_Inputs_ON_Diverse_Howarth_2023_05_05 | 2021 | CH4 Import - WC 2020 | Import | Methane | PJ | Dispatch-Import | VOM | 0 | [6 empty] | 0.96154 | 0
LCP_Inputs_ON_Diverse_Howarth_2023_05_05 | 2021 | CH4 Import - WC 2020 | Import | Methane | QC | Dispatch-Import | EmissionsCost | 0 | [6 empty] | 0.96154 | 0
LCP_Inputs_ON_Diverse_Howarth_2023_05_05 | 2021 | CH4 Import - WC 2020 | Import | Methane | QC | Dispatch-Import | FuelCost | 0 | [6 empty] | 0.96154 | 0
LCP_Inputs_ON_Diverse_Howarth_2023_05_05 | 2021 | CH4 Import - WC 2020 | Import | Methane | QC | Dispatch-Import | VOM | 0 | [6 empty] | 0.96154 | 0
LCP_Inputs_ON_Diverse_Howarth_2023_05_05 | 2021 | CH4 Import - WC 2020 | Import | Methane | WC | Dispatch-Import | EmissionsCost | 1306945425.5377 | [6 empty] | 0.96154 | 1256678293.7863
LCP_Inputs_ON_Diverse_Howarth_2023_05_05 | 2021 | CH4 Import - WC 2020 | Import | Methane | WC | Dispatch-Import | FuelCost | 1887630786.0789 | [6 empty] | 0.96154 | 1815029601.999
LCP_Inputs_ON_Diverse_Howarth_2023_05_05 | 2021 | CH4 Import - WC 2020 | Import | Methane | WC | Dispatch-Import | VOM | 0 | [6 empty] | 0.96154 | 0
LCP_Inputs_ON_Diverse_Howarth_2023_05_05 | 2021 | CH4 Import - WC 2030 | Import | Methane | MI | Dispatch-Import | EmissionsCost | 0 | [6 empty] | 0.96154 | 0
LCP_Inputs_ON_Diverse_Howarth_2023_05_05 | 2021 | CH4 Import - WC 2030 | Import | Methane | MI | Dispatch-Import | FuelCost | 0 | [6 empty] | 0.96154 | 0
LCP_Inputs_ON_Diverse_Howarth_2023_05_05 | 2021 | CH4 Import - WC 2030 | Import | Methane | MI | Dispatch-Import | VOM | 0 | [6 empty] | 0.96154 | 0
LCP_Inputs_ON_Diverse_Howarth_2023_05_05 | 2021 | CH4 Import - WC 2030 | Import | Methane | NY | Dispatch-Import | EmissionsCost | 0 | [6 empty] | 0.96154 | 0
LCP_Inputs_ON_Diverse_Howarth_2023_05_05 | 2021 | CH4 Import - WC 2030 | Import | Methane | NY | Dispatch-Import | FuelCost | 0 | [6 empty] | 0.96154 | 0
LCP_Inputs_ON_Diverse_Howarth_2023_05_05 | 2021 | CH4 Import - WC 2030 | Import | Methane | NY | Dispatch-Import | VOM | 0 | [6 empty] | 0.96154 | 0
LCP_Inputs_ON_Diverse_Howarth_2023_05_05 | 2021 | CH4 Import - WC 2030 | Import | Methane | ON | Dispatch-Import | EmissionsCost | 0 | [6 empty] | 0.96154 | 0
LCP_Inputs_ON_Diverse_Howarth_2023_05_05 | 2021 | CH4 Import - WC 2030 | Import | Methane | ON | Dispatch-Import | FuelCost | 0 | [6 empty] | 0.96154 | 0
LCP_Inputs_ON_Diverse_Howarth_2023_05_05 | 2021 | CH4 Import - WC 2030 | Import | Methane | ON | Dispatch-Import | VOM | 0 | [6 empty] | 0.96154 | 0
LCP_Inputs_ON_Diverse_Howarth_2023_05_05 | 2021 | CH4 Import - WC 2030 | Import | Methane | PJ | Dispatch-Import | EmissionsCost | 0 | [6 empty] | 0.96154 | 0
LCP_Inputs_ON_Diverse_Howarth_2023_05_05 | 2021 | CH4 Import - WC 2030 | Import | Methane | PJ | Dispatch-Import | FuelCost | 0 | [6 empty] | 0.96154 | 0
LCP_Inputs_ON_Diverse_Howarth_2023_05_05 | 2021 | CH4 Import - WC 2030 | Import | Methane | PJ | Dispatch-Import | VOM | 0 | [6 empty] | 0.96154 | 0
LCP_Inputs_ON_Diverse_Howarth_2023_05_05 | 2021 | CH4 Import - WC 2030 | Import | Methane | QC | Dispatch-Import | EmissionsCost | 0 | [6 empty] | 0.96154 | 0
LCP_Inputs_ON_Diverse_Howarth_2023_05_05 | 2021 | CH4 Import - WC 2030 | Import | Methane | QC | Dispatch-Import | FuelCost | 0 | [6 empty] | 0.96154 | 0
LCP_Inputs_ON_Diverse_Howarth_2023_05_05 | 2021 | CH4 Import - WC 2030 | Import | Methane | QC | Dispatch-Import | VOM | 0 | [6 empty] | 0.96154 | 0
LCP_Inputs_ON_Diverse_Howarth_2023_05_05 | 2021 | CH4 Import - WC 2030 | Import | Methane | WC | Dispatch-Import | EmissionsCost | 0 | [6 empty] | 0.96154 | 0
LCP_Inputs_ON_Diverse_Howarth_2023_05_05 | 2021 | CH4 Import - WC 2030 | Import | Methane | WC | Dispatch-Import | FuelCost | 0 | [6 empty] | 0.96154 | 0
LCP_Inputs_ON_Diverse_Howarth_2023_05_05 | 2021 | CH4 Import - WC 2030 | Import | Methane | WC | Dispatch-Import | VOM | 0 | [6 empty] | 0.96154 | 0
LCP_Inputs_ON_Diverse_Howarth_2023_05_05 | 2021 | CH4 Import - WC 2040 | Import | Methane | MI | Dispatch-Import | EmissionsCost | 0 | [6 empty] | 0.96154 | 0
LCP_Inputs_ON_Diverse_Howarth_2023_05_05 | 2021 | CH4 Import - WC 2040 | Import | Methane | MI | Dispatch-Import | FuelCost | 0 | [6 empty] | 0.96154 | 0
LCP_Inputs_ON_Diverse_Howarth_2023_05_05 | 2021 | CH4 Import - WC 2040 | Import | Methane | MI | Dispatch-Import | VOM | 0 | [6 empty] | 0.96154 | 0
LCP_Inputs_ON_Diverse_Howarth_2023_05_05 | 2021 | CH4 Import - WC 2040 | Import | Methane | NY | Dispatch-Import | EmissionsCost | 0 | [6 empty] | 0.96154 | 0
LCP_Inputs_ON_Diverse_Howarth_2023_05_05 | 2021 | CH4 Import - WC 2040 | Import | Methane | NY | Dispatch-Import | FuelCost | 0 | [6 empty] | 0.96154 | 0
LCP_Inputs_ON_Diverse_Howarth_2023_05_05 | 2021 | CH4 Import - WC 2040 | Import | Methane | NY | Dispatch-Import | VOM | 0 | [6 empty] | 0.96154 | 0
LCP_Inputs_ON_Diverse_Howarth_2023_05_05 | 2021 | CH4 Import - WC 2040 | Import | Methane | ON | Dispatch-Import | EmissionsCost | 0 | [6 empty] | 0.96154 | 0
LCP_Inputs_ON_Diverse_Howarth_2023_05_05 | 2021 | CH4 Import - WC 2040 | Import | Methane | ON | Dispatch-Import | FuelCost | 0 | [6 empty] | 0.96154 | 0
LCP_Inputs_ON_Diverse_Howarth_2023_05_05 | 2021 | CH4 Import - WC 2040 | Import | Methane | ON | Dispatch-Import | VOM | 0 | [6 empty] | 0.96154 | 0
LCP_Inputs_ON_Diverse_Howarth_2023_05_05 | 2021 | CH4 Import - WC 2040 | Import | Methane | PJ | Dispatch-Import | EmissionsCost | 0 | [6 empty] | 0.96154 | 0
LCP_Inputs_ON_Diverse_Howarth_2023_05_05 | 2021 | CH4 Import - WC 2040 | Import | Methane | PJ | Dispatch-Import | FuelCost | 0 | [6 empty] | 0.96154 | 0
LCP_Inputs_ON_Diverse_Howarth_2023_05_05 | 2021 | CH4 Import - WC 2040 | Import | Methane | PJ | Dispatch-Import | VOM | 0 | [6 empty] | 0.96154 | 0
LCP_Inputs_ON_Diverse_Howarth_2023_05_05 | 2021 | CH4 Import - WC 2040 | Import | Methane | QC | Dispatch-Import | EmissionsCost | 0 | [6 empty] | 0.96154 | 0
LCP_Inputs_ON_Diverse_Howarth_2023_05_05 | 2021 | CH4 Import - WC 2040 | Import | Methane | QC | Dispatch-Import | FuelCost | 0 | [6 empty] | 0.96154 | 0
LCP_Inputs_ON_Diverse_Howarth_2023_05_05 | 2021 | CH4 Import - WC 2040 | Import | Methane | QC | Dispatch-Import | VOM | 0 | [6 empty] | 0.96154 | 0
LCP_Inputs_ON_Diverse_Howarth_2023_05_05 | 2021 | CH4 Import - WC 2040 | Import | Methane | WC | Dispatch-Import | EmissionsCost | 0 | [6 empty] | 0.96154 | 0
LCP_Inputs_ON_Diverse_Howarth_2023_05_05 | 2021 | CH4 Import - WC 2040 | Import | Methane | WC | Dispatch-Import | FuelCost | 0 | [6 empty] | 0.96154 | 0
LCP_Inputs_ON_Diverse_Howarth_2023_05_05 | 2021 | CH4 Import - WC 2040 | Import | Methane | WC | Dispatch-Import | VOM | 0 | [6 empty] | 0.96154 | 0
LCP_Inputs_ON_Diverse_Howarth_2023_05_05 | 2021 | CH4 Import - WC 2050 | Import | Methane | MI | Dispatch-Import | EmissionsCost | 0 | [6 empty] | 0.96154 | 0
LCP_Inputs_ON_Diverse_Howarth_2023_05_05 | 2021 | CH4 Import - WC 2050 | Import | Methane | MI | Dispatch-Import | FuelCost | 0 | [6 empty] | 0.96154 | 0
LCP_Inputs_ON_Diverse_Howarth_2023_05_05 | 2021 | CH4 Import - WC 2050 | Import | Methane | MI | Dispatch-Import | VOM | 0 | [6 empty] | 0.96154 | 0
LCP_Inputs_ON_Diverse_Howarth_2023_05_05 | 2021 | CH4 Import - WC 2050 | Import | Methane | NY | Dispatch-Import | EmissionsCost | 0 | [6 empty] | 0.96154 | 0
LCP_Inputs_ON_Diverse_Howarth_2023_05_05 | 2021 | CH4 Import - WC 2050 | Import | Methane | NY | Dispatch-Import | FuelCost | 0 | [6 empty] | 0.96154 | 0
LCP_Inputs_ON_Diverse_Howarth_2023_05_05 | 2021 | CH4 Import - WC 2050 | Import | Methane | NY | Dispatch-Import | VOM | 0 | [6 empty] | 0.96154 | 0
LCP_Inputs_ON_Diverse_Howarth_2023_05_05 | 2021 | CH4 Import - WC 2050 | Import | Methane | ON | Dispatch-Import | EmissionsCost | 0 | [6 empty] | 0.96154 | 0
LCP_Inputs_ON_Diverse_Howarth_2023_05_05 | 2021 | CH4 Import - WC 2050 | Import | Methane | ON | Dispatch-Import | FuelCost | 0 | [6 empty] | 0.96154 | 0
LCP_Inputs_ON_Diverse_Howarth_2023_05_05 | 2021 | CH4 Import - WC 2050 | Import | Methane | ON | Dispatch-Import | VOM | 0 | [6 empty] | 0.96154 | 0
LCP_Inputs_ON_Diverse_Howarth_2023_05_05 | 2021 | CH4 Import - WC 2050 | Import | Methane | PJ | Dispatch-Import | EmissionsCost | 0 | [6 empty] | 0.96154 | 0
LCP_Inputs_ON_Diverse_Howarth_2023_05_05 | 2021 | CH4 Import - WC 2050 | Import | Methane | PJ | Dispatch-Import | FuelCost | 0 | [6 empty] | 0.96154 | 0
LCP_Inputs_ON_Diverse_Howarth_2023_05_05 | 2021 | CH4 Import - WC 2050 | Import | Methane | PJ | Dispatch-Import | VOM | 0 | [6 empty] | 0.96154 | 0
LCP_Inputs_ON_Diverse_Howarth_2023_05_05 | 2021 | CH4 Import - WC 2050 | Import | Methane | QC | Dispatch-Import | EmissionsCost | 0 | [6 empty] | 0.96154 | 0
LCP_Inputs_ON_Diverse_Howarth_2023_05_05 | 2021 | CH4 Import - WC 2050 | Import | Methane | QC | Dispatch-Import | FuelCost | 0 | [6 empty] | 0.96154 | 0
LCP_Inputs_ON_Diverse_Howarth_2023_05_05 | 2021 | CH4 Import - WC 2050 | Import | Methane | QC | Dispatch-Import | VOM | 0 | [6 empty] | 0.96154 | 0
LCP_Inputs_ON_Diverse_Howarth_2023_05_05 | 2021 | CH4 Import - WC 2050 | Import | Methane | WC | Dispatch-Import | EmissionsCost | 0 | [6 empty] | 0.96154 | 0
LCP_Inputs_ON_Diverse_Howarth_2023_05_05 | 2021 | CH4 Import - WC 2050 | Import | Methane | WC | Dispatch-Import | FuelCost | 0 | [6 empty] | 0.96154 | 0
LCP_Inputs_ON_Diverse_Howarth_2023_05_05 | 2021 | CH4 Import - WC 2050 | Import | Methane | WC | Dispatch-Import | VOM | 0 | [6 empty] | 0.96154 | 0
LCP_Inputs_ON_Diverse_Howarth_2023_05_05 | 2021 | CH4 Salt Cavern Storage - ON | Storage | Methane | MI | Dispatch-Storage | EmissionsCost | 0 | [6 empty] | 0.96154 | 0
LCP_Inputs_ON_Diverse_Howarth_2023_05_05 | 2021 | CH4 Salt Cavern Storage - ON | Storage | Methane | MI | Dispatch-Storage | FuelCost | 0 | [6 empty] | 0.96154 | 0
LCP_Inputs_ON_Diverse_Howarth_2023_05_05 | 2021 | CH4 Salt Cavern Storage - ON | Storage | Methane | MI | Dispatch-Storage | VOM | 0 | [6 empty] | 0.96154 | 0
LCP_Inputs_ON_Diverse_Howarth_2023_05_05 | 2021 | CH4 Salt Cavern Storage - ON | Storage | Methane | NY | Dispatch-Storage | EmissionsCost | 0 | [6 empty] | 0.96154 | 0
LCP_Inputs_ON_Diverse_Howarth_2023_05_05 | 2021 | CH4 Salt Cavern Storage - ON | Storage | Methane | NY | Dispatch-Storage | FuelCost | 0 | [6 empty] | 0.96154 | 0
LCP_Inputs_ON_Diverse_Howarth_2023_05_05 | 2021 | CH4 Salt Cavern Storage - ON | Storage | Methane | NY | Dispatch-Storage | VOM | 0 | [6 empty] | 0.96154 | 0
LCP_Inputs_ON_Diverse_Howarth_2023_05_05 | 2021 | CH4 Salt Cavern Storage - ON | Storage | Methane | ON | Dispatch-Storage | EmissionsCost | 0 | [6 empty] | 0.96154 | 0
LCP_Inputs_ON_Diverse_Howarth_2023_05_05 | 2021 | CH4 Salt Cavern Storage - ON | Storage | Methane | ON | Dispatch-Storage | FuelCost | 0 | [6 empty] | 0.96154 | 0
LCP_Inputs_ON_Diverse_Howarth_2023_05_05 | 2021 | CH4 Salt Cavern Storage - ON | Storage | Methane | ON | Dispatch-Storage | VOM | 691417.795 | [6 empty] | 0.96154 | 664824.8029
LCP_Inputs_ON_Diverse_Howarth_2023_05_05 | 2021 | CH4 Salt Cavern Storage - ON | Storage | Methane | PJ | Dispatch-Storage | EmissionsCost | 0 | [6 empty] | 0.96154 | 0
LCP_Inputs_ON_Diverse_Howarth_2023_05_05 | 2021 | CH4 Salt Cavern Storage - ON | Storage | Methane | PJ | Dispatch-Storage | FuelCost | 0 | [6 empty] | 0.96154 | 0
LCP_Inputs_ON_Diverse_Howarth_2023_05_05 | 2021 | CH4 Salt Cavern Storage - ON | Storage | Methane | PJ | Dispatch-Storage | VOM | 0 | [6 empty] | 0.96154 | 0
LCP_Inputs_ON_Diverse_Howarth_2023_05_05 | 2021 | CH4 Salt Cavern Storage - ON | Storage | Methane | QC | Dispatch-Storage | EmissionsCost | 0 | [6 empty] | 0.96154 | 0
LCP_Inputs_ON_Diverse_Howarth_2023_05_05 | 2021 | CH4 Salt Cavern Storage - ON | Storage | Methane | QC | Dispatch-Storage | FuelCost | 0 | [6 empty] | 0.96154 | 0
LCP_Inputs_ON_Diverse_Howarth_2023_05_05 | 2021 | CH4 Salt Cavern Storage - ON | Storage | Methane | QC | Dispatch-Storage | VOM | 0 | [6 empty] | 0.96154 | 0
LCP_Inputs_ON_Diverse_Howarth_2023_05_05 | 2021 | CH4 Salt Cavern Storage - ON | Storage | Methane | WC | Dispatch-Storage | EmissionsCost | 0 | [6 empty] | 0.96154 | 0
LCP_Inputs_ON_Diverse_Howarth_2023_05_05 | 2021 | CH4 Salt Cavern Storage - ON | Storage | Methane | WC | Dispatch-Storage | FuelCost | 0 | [6 empty] | 0.96154 | 0
LCP_Inputs_ON_Diverse_Howarth_2023_05_05 | 2021 | CH4 Salt Cavern Storage - ON | Storage | Methane | WC | Dispatch-Storage | VOM | 0 | [6 empty] | 0.96154 | 0
LCP_Inputs_ON_Diverse_Howarth_2023_05_05 | 2021 | Electrolyser 2020/2030 | Crossload | Hydrogen | MI | Dispatch-Crossload | EmissionsCost | 0 | [6 empty] | 0.96154 | 0
LCP_Inputs_ON_Diverse_Howarth_2023_05_05 | 2021 | Electrolyser 2020/2030 | Crossload | Hydrogen | MI | Dispatch-Crossload | FuelCost | 0 | [6 empty] | 0.96154 | 0
LCP_Inputs_ON_Diverse_Howarth_2023_05_05 | 2021 | Electrolyser 2020/2030 | Crossload | Hydrogen | MI | Dispatch-Crossload | VOM | 0 | [6 empty] | 0.96154 | 0
LCP_Inputs_ON_Diverse_Howarth_2023_05_05 | 2021 | Electrolyser 2020/2030 | Crossload | Hydrogen | NY | Dispatch-Crossload | EmissionsCost | 0 | [6 empty] | 0.96154 | 0
LCP_Inputs_ON_Diverse_Howarth_2023_05_05 | 2021 | Electrolyser 2020/2030 | Crossload | Hydrogen | NY | Dispatch-Crossload | FuelCost | 0 | [6 empty] | 0.96154 | 0
LCP_Inputs_ON_Diverse_Howarth_2023_05_05 | 2021 | Electrolyser 2020/2030 | Crossload | Hydrogen | NY | Dispatch-Crossload | VOM | 0 | [6 empty] | 0.96154 | 0
LCP_Inputs_ON_Diverse_Howarth_2023_05_05 | 2021 | Electrolyser 2020/2030 | Crossload | Hydrogen | ON | Dispatch-Crossload | EmissionsCost | 0 | [6 empty] | 0.96154 | 0
LCP_Inputs_ON_Diverse_Howarth_2023_05_05 | 2021 | Electrolyser 2020/2030 | Crossload | Hydrogen | ON | Dispatch-Crossload | FuelCost | 0 | [6 empty] | 0.96154 | 0
LCP_Inputs_ON_Diverse_Howarth_2023_05_05 | 2021 | Electrolyser 2020/2030 | Crossload | Hydrogen | ON | Dispatch-Crossload | VOM | 0 | [6 empty] | 0.96154 | 0
LCP_Inputs_ON_Diverse_Howarth_2023_05_05 | 2021 | Electrolyser 2020/2030 | Crossload | Hydrogen | PJ | Dispatch-Crossload | EmissionsCost | 0 | [6 empty] | 0.96154 | 0
LCP_Inputs_ON_Diverse_Howarth_2023_05_05 | 2021 | Electrolyser 2020/2030 | Crossload | Hydrogen | PJ | Dispatch-Crossload | FuelCost | 0 | [6 empty] | 0.96154 | 0
LCP_Inputs_ON_Diverse_Howarth_2023_05_05 | 2021 | Electrolyser 2020/2030 | Crossload | Hydrogen | PJ | Dispatch-Crossload | VOM | 0 | [6 empty] | 0.96154 | 0
LCP_Inputs_ON_Diverse_Howarth_2023_05_05 | 2021 | Electrolyser 2020/2030 | Crossload | Hydrogen | QC | Dispatch-Crossload | EmissionsCost | 0 | [6 empty] | 0.96154 | 0
LCP_Inputs_ON_Diverse_Howarth_2023_05_05 | 2021 | Electrolyser 2020/2030 | Crossload | Hydrogen | QC | Dispatch-Crossload | FuelCost | 0 | [6 empty] | 0.96154 | 0
LCP_Inputs_ON_Diverse_Howarth_2023_05_05 | 2021 | Electrolyser 2020/2030 | Crossload | Hydrogen | QC | Dispatch-Crossload | VOM | 0 | [6 empty] | 0.96154 | 0
LCP_Inputs_ON_Diverse_Howarth_2023_05_05 | 2021 | Electrolyser 2020/2030 | Crossload | Hydrogen | WC | Dispatch-Crossload | EmissionsCost | 0 | [6 empty] | 0.96154 | 0
LCP_Inputs_ON_Diverse_Howarth_2023_05_05 | 2021 | Electrolyser 2020/2030 | Crossload | Hydrogen | WC | Dispatch-Crossload | FuelCost | 0 | [6 empty] | 0.96154 | 0
LCP_Inputs_ON_Diverse_Howarth_2023_05_05 | 2021 | Electrolyser 2020/2030 | Crossload | Hydrogen | WC | Dispatch-Crossload | VOM | 0 | [6 empty] | 0.96154 | 0
LCP_Inputs_ON_Diverse_Howarth_2023_05_05 | 2021 | Electrolyser 2040 | Crossload | Hydrogen | MI | Dispatch-Crossload | EmissionsCost | 0 | [6 empty] | 0.96154 | 0
LCP_Inputs_ON_Diverse_Howarth_2023_05_05 | 2021 | Electrolyser 2040 | Crossload | Hydrogen | MI | Dispatch-Crossload | FuelCost | 0 | [6 empty] | 0.96154 | 0
LCP_Inputs_ON_Diverse_Howarth_2023_05_05 | 2021 | Electrolyser 2040 | Crossload | Hydrogen | MI | Dispatch-Crossload | VOM | 0 | [6 empty] | 0.96154 | 0
LCP_Inputs_ON_Diverse_Howarth_2023_05_05 | 2021 | Electrolyser 2040 | Crossload | Hydrogen | NY | Dispatch-Crossload | EmissionsCost | 0 | [6 empty] | 0.96154 | 0
LCP_Inputs_ON_Diverse_Howarth_2023_05_05 | 2021 | Electrolyser 2040 | Crossload | Hydrogen | NY | Dispatch-Crossload | FuelCost | 0 | [6 empty] | 0.96154 | 0
LCP_Inputs_ON_Diverse_Howarth_2023_05_05 | 2021 | Electrolyser 2040 | Crossload | Hydrogen | NY | Dispatch-Crossload | VOM | 0 | [6 empty] | 0.96154 | 0
LCP_Inputs_ON_Diverse_Howarth_2023_05_05 | 2021 | Electrolyser 2040 | Crossload | Hydrogen | ON | Dispatch-Crossload | EmissionsCost | 0 | [6 empty] | 0.96154 | 0
LCP_Inputs_ON_Diverse_Howarth_2023_05_05 | 2021 | Electrolyser 2040 | Crossload | Hydrogen | ON | Dispatch-Crossload | FuelCost | 0 | [6 empty] | 0.96154 | 0
LCP_Inputs_ON_Diverse_Howarth_2023_05_05 | 2021 | Electrolyser 2040 | Crossload | Hydrogen | ON | Dispatch-Crossload | VOM | 0 | [6 empty] | 0.96154 | 0
LCP_Inputs_ON_Diverse_Howarth_2023_05_05 | 2021 | Electrolyser 2040 | Crossload | Hydrogen | PJ | Dispatch-Crossload | EmissionsCost | 0 | [6 empty] | 0.96154 | 0
LCP_Inputs_ON_Diverse_Howarth_2023_05_05 | 2021 | Electrolyser 2040 | Crossload | Hydrogen | PJ | Dispatch-Crossload | FuelCost | 0 | [6 empty] | 0.96154 | 0
LCP_Inputs_ON_Diverse_Howarth_2023_05_05 | 2021 | Electrolyser 2040 | Crossload | Hydrogen | PJ | Dispatch-Crossload | VOM | 0 | [6 empty] | 0.96154 | 0
LCP_Inputs_ON_Diverse_Howarth_2023_05_05 | 2021 | Electrolyser 2040 | Crossload | Hydrogen | QC | Dispatch-Crossload | EmissionsCost | 0 | [6 empty] | 0.96154 | 0
LCP_Inputs_ON_Diverse_Howarth_2023_05_05 | 2021 | Electrolyser 2040 | Crossload | Hydrogen | QC | Dispatch-Crossload | FuelCost | 0 | [6 empty] | 0.96154 | 0
LCP_Inputs_ON_Diverse_Howarth_2023_05_05 | 2021 | Electrolyser 2040 | Crossload | Hydrogen | QC | Dispatch-Crossload | VOM | 0 | [6 empty] | 0.96154 | 0
LCP_Inputs_ON_Diverse_Howarth_2023_05_05 | 2021 | Electrolyser 2040 | Crossload | Hydrogen | WC | Dispatch-Crossload | EmissionsCost | 0 | [6 empty] | 0.96154 | 0
LCP_Inputs_ON_Diverse_Howarth_2023_05_05 | 2021 | Electrolyser 2040 | Crossload | Hydrogen | WC | Dispatch-Crossload | FuelCost | 0 | [6 empty] | 0.96154 | 0
LCP_Inputs_ON_Diverse_Howarth_2023_05_05 | 2021 | Electrolyser 2040 | Crossload | Hydrogen | WC | Dispatch-Crossload | VOM | 0 | [6 empty] | 0.96154 | 0
LCP_Inputs_ON_Diverse_Howarth_2023_05_05 | 2021 | Electrolyser 2050 | Crossload | Hydrogen | MI | Dispatch-Crossload | EmissionsCost | 0 | [6 empty] | 0.96154 | 0
LCP_Inputs_ON_Diverse_Howarth_2023_05_05 | 2021 | Electrolyser 2050 | Crossload | Hydrogen | MI | Dispatch-Crossload | FuelCost | 0 | [6 empty] | 0.96154 | 0
LCP_Inputs_ON_Diverse_Howarth_2023_05_05 | 2021 | Electrolyser 2050 | Crossload | Hydrogen | MI | Dispatch-Crossload | VOM | 0 | [6 empty] | 0.96154 | 0
LCP_Inputs_ON_Diverse_Howarth_2023_05_05 | 2021 | Electrolyser 2050 | Crossload | Hydrogen | NY | Dispatch-Crossload | EmissionsCost | 0 | [6 empty] | 0.96154 | 0
LCP_Inputs_ON_Diverse_Howarth_2023_05_05 | 2021 | Electrolyser 2050 | Crossload | Hydrogen | NY | Dispatch-Crossload | FuelCost | 0 | [6 empty] | 0.96154 | 0
LCP_Inputs_ON_Diverse_Howarth_2023_05_05 | 2021 | Electrolyser 2050 | Crossload | Hydrogen | NY | Dispatch-Crossload | VOM | 0 | [6 empty] | 0.96154 | 0
LCP_Inputs_ON_Diverse_Howarth_2023_05_05 | 2021 | Electrolyser 2050 | Crossload | Hydrogen | ON | Dispatch-Crossload | EmissionsCost | 0 | [6 empty] | 0.96154 | 0
LCP_Inputs_ON_Diverse_Howarth_2023_05_05 | 2021 | Electrolyser 2050 | Crossload | Hydrogen | ON | Dispatch-Crossload | FuelCost | 0 | [6 empty] | 0.96154 | 0
LCP_Inputs_ON_Diverse_Howarth_2023_05_05 | 2021 | Electrolyser 2050 | Crossload | Hydrogen | ON | Dispatch-Crossload | VOM | 0 | [6 empty] | 0.96154 | 0
LCP_Inputs_ON_Diverse_Howarth_2023_05_05 | 2021 | Electrolyser 2050 | Crossload | Hydrogen | PJ | Dispatch-Crossload | EmissionsCost | 0 | [6 empty] | 0.96154 | 0
LCP_Inputs_ON_Diverse_Howarth_2023_05_05 | 2021 | Electrolyser 2050 | Crossload | Hydrogen | PJ | Dispatch-Crossload | FuelCost | 0 | [6 empty] | 0.96154 | 0
LCP_Inputs_ON_Diverse_Howarth_2023_05_05 | 2021 | Electrolyser 2050 | Crossload | Hydrogen | PJ | Dispatch-Crossload | VOM | 0 | [6 empty] | 0.96154 | 0
LCP_Inputs_ON_Diverse_Howarth_2023_05_05 | 2021 | Electrolyser 2050 | Crossload | Hydrogen | QC | Dispatch-Crossload | EmissionsCost | 0 | [6 empty] | 0.96154 | 0
LCP_Inputs_ON_Diverse_Howarth_2023_05_05 | 2021 | Electrolyser 2050 | Crossload | Hydrogen | QC | Dispatch-Crossload | FuelCost | 0 | [6 empty] | 0.96154 | 0
LCP_Inputs_ON_Diverse_Howarth_2023_05_05 | 2021 | Electrolyser 2050 | Crossload | Hydrogen | QC | Dispatch-Crossload | VOM | 0 | [6 empty] | 0.96154 | 0
LCP_Inputs_ON_Diverse_Howarth_2023_05_05 | 2021 | Electrolyser 2050 | Crossload | Hydrogen | WC | Dispatch-Crossload | EmissionsCost | 0 | [6 empty] | 0.96154 | 0
LCP_Inputs_ON_Diverse_Howarth_2023_05_05 | 2021 | Electrolyser 2050 | Crossload | Hydrogen | WC | Dispatch-Crossload | FuelCost | 0 | [6 empty] | 0.96154 | 0
LCP_Inputs_ON_Diverse_Howarth_2023_05_05 | 2021 | Electrolyser 2050 | Crossload | Hydrogen | WC | Dispatch-Crossload | VOM | 0 | [6 empty] | 0.96154 | 0
LCP_Inputs_ON_Diverse_Howarth_2023_05_05 | 2021 | Fossil Fuel Thermal (Coal, Peat, Oil) | Generation | Electricity | MI | Dispatch-Generation | EmissionsCost | 0 | [6 empty] | 0.96154 | 0
LCP_Inputs_ON_Diverse_Howarth_2023_05_05 | 2021 | Fossil Fuel Thermal (Coal, Peat, Oil) | Generation | Electricity | MI | Dispatch-Generation | FuelCost | 0 | [6 empty] | 0.96154 | 0
LCP_Inputs_ON_Diverse_Howarth_2023_05_05 | 2021 | Fossil Fuel Thermal (Coal, Peat, Oil) | Generation | Electricity | MI | Dispatch-Generation | VOM | 0 | [6 empty] | 0.96154 | 0
LCP_Inputs_ON_Diverse_Howarth_2023_05_05 | 2021 | Fossil Fuel Thermal (Coal, Peat, Oil) | Generation | Electricity | NY | Dispatch-Generation | EmissionsCost | 0 | [6 empty] | 0.96154 | 0
LCP_Inputs_ON_Diverse_Howarth_2023_05_05 | 2021 | Fossil Fuel Thermal (Coal, Peat, Oil) | Generation | Electricity | NY | Dispatch-Generation | FuelCost | 0 | [6 empty] | 0.96154 | 0
LCP_Inputs_ON_Diverse_Howarth_2023_05_05 | 2021 | Fossil Fuel Thermal (Coal, Peat, Oil) | Generation | Electricity | NY | Dispatch-Generation | VOM | 0 | [6 empty] | 0.96154 | 0
LCP_Inputs_ON_Diverse_Howarth_2023_05_05 | 2021 | Fossil Fuel Thermal (Coal, Peat, Oil) | Generation | Electricity | ON | Dispatch-Generation | EmissionsCost | 0 | [6 empty] | 0.96154 | 0
LCP_Inputs_ON_Diverse_Howarth_2023_05_05 | 2021 | Fossil Fuel Thermal (Coal, Peat, Oil) | Generation | Electricity | ON | Dispatch-Generation | FuelCost | 0 | [6 empty] | 0.96154 | 0
LCP_Inputs_ON_Diverse_Howarth_2023_05_05 | 2021 | Fossil Fuel Thermal (Coal, Peat, Oil) | Generation | Electricity | ON | Dispatch-Generation | VOM | 0 | [6 empty] | 0.96154 | 0
LCP_Inputs_ON_Diverse_Howarth_2023_05_05 | 2021 | Fossil Fuel Thermal (Coal, Peat, Oil) | Generation | Electricity | PJ | Dispatch-Generation | EmissionsCost | 0 | [6 empty] | 0.96154 | 0
LCP_Inputs_ON_Diverse_Howarth_2023_05_05 | 2021 | Fossil Fuel Thermal (Coal, Peat, Oil) | Generation | Electricity | PJ | Dispatch-Generation | FuelCost | 0 | [6 empty] | 0.96154 | 0
LCP_Inputs_ON_Diverse_Howarth_2023_05_05 | 2021 | Fossil Fuel Thermal (Coal, Peat, Oil) | Generation | Electricity | PJ | Dispatch-Generation | VOM | 0 | [6 empty] | 0.96154 | 0
LCP_Inputs_ON_Diverse_Howarth_2023_05_05 | 2021 | Fossil Fuel Thermal (Coal, Peat, Oil) | Generation | Electricity | QC | Dispatch-Generation | EmissionsCost | 0 | [6 empty] | 0.96154 | 0
LCP_Inputs_ON_Diverse_Howarth_2023_05_05 | 2021 | Fossil Fuel Thermal (Coal, Peat, Oil) | Generation | Electricity | QC | Dispatch-Generation | FuelCost | 0 | [6 empty] | 0.96154 | 0
LCP_Inputs_ON_Diverse_Howarth_2023_05_05 | 2021 | Fossil Fuel Thermal (Coal, Peat, Oil) | Generation | Electricity | QC | Dispatch-Generation | VOM | 0 | [6 empty] | 0.96154 | 0
LCP_Inputs_ON_Diverse_Howarth_2023_05_05 | 2021 | Fossil Fuel Thermal (Coal, Peat, Oil) | Generation | Electricity | WC | Dispatch-Generation | EmissionsCost | 0 | [6 empty] | 0.96154 | 0
LCP_Inputs_ON_Diverse_Howarth_2023_05_05 | 2021 | Fossil Fuel Thermal (Coal, Peat, Oil) | Generation | Electricity | WC | Dispatch-Generation | FuelCost | 0 | [6 empty] | 0.96154 | 0
LCP_Inputs_ON_Diverse_Howarth_2023_05_05 | 2021 | Fossil Fuel Thermal (Coal, Peat, Oil) | Generation | Electricity | WC | Dispatch-Generation | VOM | 0 | [6 empty] | 0.96154 | 0
LCP_Inputs_ON_Diverse_Howarth_2023_05_05 | 2021 | Generic - Generator | Generation | Electricity | MI | Dispatch-Generation | EmissionsCost | 0 | [6 empty] | 0.96154 | 0
LCP_Inputs_ON_Diverse_Howarth_2023_05_05 | 2021 | Generic - Generator | Generation | Electricity | MI | Dispatch-Generation | FuelCost | 3921448028.5872 | [6 empty] | 0.96154 | 3770623104.4108
LCP_Inputs_ON_Diverse_Howarth_2023_05_05 | 2021 | Generic - Generator | Generation | Electricity | MI | Dispatch-Generation | VOM | 405706298.2701 | [6 empty] | 0.96154 | 390102209.8751
LCP_Inputs_ON_Diverse_Howarth_2023_05_05 | 2021 | Generic - Generator | Generation | Electricity | NY | Dispatch-Generation | EmissionsCost | 0 | [6 empty] | 0.96154 | 0
LCP_Inputs_ON_Diverse_Howarth_2023_05_05 | 2021 | Generic - Generator | Generation | Electricity | NY | Dispatch-Generation | FuelCost | 1625728707.8528 | [6 empty] | 0.96154 | 1563200680.6277
LCP_Inputs_ON_Diverse_Howarth_2023_05_05 | 2021 | Generic - Generator | Generation | Electricity | NY | Dispatch-Generation | VOM | 168195108.3493 | [6 empty] | 0.96154 | 161726065.7205
LCP_Inputs_ON_Diverse_Howarth_2023_05_05 | 2021 | Generic - Generator | Generation | Electricity | ON | Dispatch-Generation | EmissionsCost | 0 | [6 empty] | 0.96154 | 0
LCP_Inputs_ON_Diverse_Howarth_2023_05_05 | 2021 | Generic - Generator | Generation | Electricity | ON | Dispatch-Generation | FuelCost | 0 | [6 empty] | 0.96154 | 0
LCP_Inputs_ON_Diverse_Howarth_2023_05_05 | 2021 | Generic - Generator | Generation | Electricity | ON | Dispatch-Generation | VOM | 0 | [6 empty] | 0.96154 | 0
LCP_Inputs_ON_Diverse_Howarth_2023_05_05 | 2021 | Generic - Generator | Generation | Electricity | PJ | Dispatch-Generation | EmissionsCost | 0 | [6 empty] | 0.96154 | 0
LCP_Inputs_ON_Diverse_Howarth_2023_05_05 | 2021 | Generic - Generator | Generation | Electricity | PJ | Dispatch-Generation | FuelCost | 14422259590.9655 | [6 empty] | 0.96154 | 13867557299.0053
LCP_Inputs_ON_Diverse_Howarth_2023_05_05 | 2021 | Generic - Generator | Generation | Electricity | PJ | Dispatch-Generation | VOM | 1492102281.7812 | [6 empty] | 0.96154 | 1434713732.482
LCP_Inputs_ON_Diverse_Howarth_2023_05_05 | 2021 | Generic - Generator | Generation | Electricity | QC | Dispatch-Generation | EmissionsCost | 0 | [6 empty] | 0.96154 | 0
LCP_Inputs_ON_Diverse_Howarth_2023_05_05 | 2021 | Generic - Generator | Generation | Electricity | QC | Dispatch-Generation | FuelCost | 0 | [6 empty] | 0.96154 | 0
LCP_Inputs_ON_Diverse_Howarth_2023_05_05 | 2021 | Generic - Generator | Generation | Electricity | QC | Dispatch-Generation | VOM | 0 | [6 empty] | 0.96154 | 0
LCP_Inputs_ON_Diverse_Howarth_2023_05_05 | 2021 | Generic - Generator | Generation | Electricity | WC | Dispatch-Generation | EmissionsCost | 0 | [6 empty] | 0.96154 | 0
LCP_Inputs_ON_Diverse_Howarth_2023_05_05 | 2021 | Generic - Generator | Generation | Electricity | WC | Dispatch-Generation | FuelCost | 1069473.0011 | [6 empty] | 0.96154 | 1028339.4241
LCP_Inputs_ON_Diverse_Howarth_2023_05_05 | 2021 | Generic - Generator | Generation | Electricity | WC | Dispatch-Generation | VOM | 110645.8454 | [6 empty] | 0.96154 | 106390.236
LCP_Inputs_ON_Diverse_Howarth_2023_05_05 | 2021 | H2 Import - QC | Import | Hydrogen | MI | Dispatch-Import | EmissionsCost | 0 | [6 empty] | 0.96154 | 0
LCP_Inputs_ON_Diverse_Howarth_2023_05_05 | 2021 | H2 Import - QC | Import | Hydrogen | MI | Dispatch-Import | FuelCost | 0 | [6 empty] | 0.96154 | 0
LCP_Inputs_ON_Diverse_Howarth_2023_05_05 | 2021 | H2 Import - QC | Import | Hydrogen | MI | Dispatch-Import | VOM | 0 | [6 empty] | 0.96154 | 0
LCP_Inputs_ON_Diverse_Howarth_2023_05_05 | 2021 | H2 Import - QC | Import | Hydrogen | NY | Dispatch-Import | EmissionsCost | 0 | [6 empty] | 0.96154 | 0
LCP_Inputs_ON_Diverse_Howarth_2023_05_05 | 2021 | H2 Import - QC | Import | Hydrogen | NY | Dispatch-Import | FuelCost | 0 | [6 empty] | 0.96154 | 0
LCP_Inputs_ON_Diverse_Howarth_2023_05_05 | 2021 | H2 Import - QC | Import | Hydrogen | NY | Dispatch-Import | VOM | 0 | [6 empty] | 0.96154 | 0
LCP_Inputs_ON_Diverse_Howarth_2023_05_05 | 2021 | H2 Import - QC | Import | Hydrogen | ON | Dispatch-Import | EmissionsCost | 0 | [6 empty] | 0.96154 | 0
LCP_Inputs_ON_Diverse_Howarth_2023_05_05 | 2021 | H2 Import - QC | Import | Hydrogen | ON | Dispatch-Import | FuelCost | 0 | [6 empty] | 0.96154 | 0
LCP_Inputs_ON_Diverse_Howarth_2023_05_05 | 2021 | H2 Import - QC | Import | Hydrogen | ON | Dispatch-Import | VOM | 0 | [6 empty] | 0.96154 | 0
LCP_Inputs_ON_Diverse_Howarth_2023_05_05 | 2021 | H2 Import - QC | Import | Hydrogen | PJ | Dispatch-Import | EmissionsCost | 0 | [6 empty] | 0.96154 | 0
LCP_Inputs_ON_Diverse_Howarth_2023_05_05 | 2021 | H2 Import - QC | Import | Hydrogen | PJ | Dispatch-Import | FuelCost | 0 | [6 empty] | 0.96154 | 0
LCP_Inputs_ON_Diverse_Howarth_2023_05_05 | 2021 | H2 Import - QC | Import | Hydrogen | PJ | Dispatch-Import | VOM | 0 | [6 empty] | 0.96154 | 0
LCP_Inputs_ON_Diverse_Howarth_2023_05_05 | 2021 | H2 Import - QC | Import | Hydrogen | QC | Dispatch-Import | EmissionsCost | 0 | [6 empty] | 0.96154 | 0
LCP_Inputs_ON_Diverse_Howarth_2023_05_05 | 2021 | H2 Import - QC | Import | Hydrogen | QC | Dispatch-Import | FuelCost | 0 | [6 empty] | 0.96154 | 0
LCP_Inputs_ON_Diverse_Howarth_2023_05_05 | 2021 | H2 Import - QC | Import | Hydrogen | QC | Dispatch-Import | VOM | 0 | [6 empty] | 0.96154 | 0
LCP_Inputs_ON_Diverse_Howarth_2023_05_05 | 2021 | H2 Import - QC | Import | Hydrogen | WC | Dispatch-Import | EmissionsCost | 0 | [6 empty] | 0.96154 | 0
LCP_Inputs_ON_Diverse_Howarth_2023_05_05 | 2021 | H2 Import - QC | Import | Hydrogen | WC | Dispatch-Import | FuelCost | 0 | [6 empty] | 0.96154 | 0
LCP_Inputs_ON_Diverse_Howarth_2023_05_05 | 2021 | H2 Import - QC | Import | Hydrogen | WC | Dispatch-Import | VOM | 0 | [6 empty] | 0.96154 | 0
LCP_Inputs_ON_Diverse_Howarth_2023_05_05 | 2021 | H2 Import - WC | Import | Hydrogen | MI | Dispatch-Import | EmissionsCost | 0 | [6 empty] | 0.96154 | 0
LCP_Inputs_ON_Diverse_Howarth_2023_05_05 | 2021 | H2 Import - WC | Import | Hydrogen | MI | Dispatch-Import | FuelCost | 0 | [6 empty] | 0.96154 | 0
LCP_Inputs_ON_Diverse_Howarth_2023_05_05 | 2021 | H2 Import - WC | Import | Hydrogen | MI | Dispatch-Import | VOM | 0 | [6 empty] | 0.96154 | 0
LCP_Inputs_ON_Diverse_Howarth_2023_05_05 | 2021 | H2 Import - WC | Import | Hydrogen | NY | Dispatch-Import | EmissionsCost | 0 | [6 empty] | 0.96154 | 0
LCP_Inputs_ON_Diverse_Howarth_2023_05_05 | 2021 | H2 Import - WC | Import | Hydrogen | NY | Dispatch-Import | FuelCost | 0 | [6 empty] | 0.96154 | 0
LCP_Inputs_ON_Diverse_Howarth_2023_05_05 | 2021 | H2 Import - WC | Import | Hydrogen | NY | Dispatch-Import | VOM | 0 | [6 empty] | 0.96154 | 0
LCP_Inputs_ON_Diverse_Howarth_2023_05_05 | 2021 | H2 Import - WC | Import | Hydrogen | ON | Dispatch-Import | EmissionsCost | 0 | [6 empty] | 0.96154 | 0
LCP_Inputs_ON_Diverse_Howarth_2023_05_05 | 2021 | H2 Import - WC | Import | Hydrogen | ON | Dispatch-Import | FuelCost | 0 | [6 empty] | 0.96154 | 0
LCP_Inputs_ON_Diverse_Howarth_2023_05_05 | 2021 | H2 Import - WC | Import | Hydrogen | ON | Dispatch-Import | VOM | 0 | [6 empty] | 0.96154 | 0
LCP_Inputs_ON_Diverse_Howarth_2023_05_05 | 2021 | H2 Import - WC | Import | Hydrogen | PJ | Dispatch-Import | EmissionsCost | 0 | [6 empty] | 0.96154 | 0
LCP_Inputs_ON_Diverse_Howarth_2023_05_05 | 2021 | H2 Import - WC | Import | Hydrogen | PJ | Dispatch-Import | FuelCost | 0 | [6 empty] | 0.96154 | 0
LCP_Inputs_ON_Diverse_Howarth_2023_05_05 | 2021 | H2 Import - WC | Import | Hydrogen | PJ | Dispatch-Import | VOM | 0 | [6 empty] | 0.96154 | 0
LCP_Inputs_ON_Diverse_Howarth_2023_05_05 | 2021 | H2 Import - WC | Import | Hydrogen | QC | Dispatch-Import | EmissionsCost | 0 | [6 empty] | 0.96154 | 0
LCP_Inputs_ON_Diverse_Howarth_2023_05_05 | 2021 | H2 Import - WC | Import | Hydrogen | QC | Dispatch-Import | FuelCost | 0 | [6 empty] | 0.96154 | 0
LCP_Inputs_ON_Diverse_Howarth_2023_05_05 | 2021 | H2 Import - WC | Import | Hydrogen | QC | Dispatch-Import | VOM | 0 | [6 empty] | 0.96154 | 0
LCP_Inputs_ON_Diverse_Howarth_2023_05_05 | 2021 | H2 Import - WC | Import | Hydrogen | WC | Dispatch-Import | EmissionsCost | 0 | [6 empty] | 0.96154 | 0
LCP_Inputs_ON_Diverse_Howarth_2023_05_05 | 2021 | H2 Import - WC | Import | Hydrogen | WC | Dispatch-Import | FuelCost | 0 | [6 empty] | 0.96154 | 0
LCP_Inputs_ON_Diverse_Howarth_2023_05_05 | 2021 | H2 Import - WC | Import | Hydrogen | WC | Dispatch-Import | VOM | 0 | [6 empty] | 0.96154 | 0
LCP_Inputs_ON_Diverse_Howarth_2023_05_05 | 2021 | H2 Salt Cavern Storage - ON | Storage | Hydrogen | MI | Dispatch-Storage | EmissionsCost | 0 | [6 empty] | 0.96154 | 0
LCP_Inputs_ON_Diverse_Howarth_2023_05_05 | 2021 | H2 Salt Cavern Storage - ON | Storage | Hydrogen | MI | Dispatch-Storage | FuelCost | 0 | [6 empty] | 0.96154 | 0
LCP_Inputs_ON_Diverse_Howarth_2023_05_05 | 2021 | H2 Salt Cavern Storage - ON | Storage | Hydrogen | MI | Dispatch-Storage | VOM | 0 | [6 empty] | 0.96154 | 0
LCP_Inputs_ON_Diverse_Howarth_2023_05_05 | 2021 | H2 Salt Cavern Storage - ON | Storage | Hydrogen | NY | Dispatch-Storage | EmissionsCost | 0 | [6 empty] | 0.96154 | 0
LCP_Inputs_ON_Diverse_Howarth_2023_05_05 | 2021 | H2 Salt Cavern Storage - ON | Storage | Hydrogen | NY | Dispatch-Storage | FuelCost | 0 | [6 empty] | 0.96154 | 0
LCP_Inputs_ON_Diverse_Howarth_2023_05_05 | 2021 | H2 Salt Cavern Storage - ON | Storage | Hydrogen | NY | Dispatch-Storage | VOM | 0 | [6 empty] | 0.96154 | 0
LCP_Inputs_ON_Diverse_Howarth_2023_05_05 | 2021 | H2 Salt Cavern Storage - ON | Storage | Hydrogen | ON | Dispatch-Storage | EmissionsCost | 0 | [6 empty] | 0.96154 | 0
LCP_Inputs_ON_Diverse_Howarth_2023_05_05 | 2021 | H2 Salt Cavern Storage - ON | Storage | Hydrogen | ON | Dispatch-Storage | FuelCost | 0 | [6 empty] | 0.96154 | 0
LCP_Inputs_ON_Diverse_Howarth_2023_05_05 | 2021 | H2 Salt Cavern Storage - ON | Storage | Hydrogen | ON | Dispatch-Storage | VOM | 0 | [6 empty] | 0.96154 | 0
LCP_Inputs_ON_Diverse_Howarth_2023_05_05 | 2021 | H2 Salt Cavern Storage - ON | Storage | Hydrogen | PJ | Dispatch-Storage | EmissionsCost | 0 | [6 empty] | 0.96154 | 0
LCP_Inputs_ON_Diverse_Howarth_2023_05_05 | 2021 | H2 Salt Cavern Storage - ON | Storage | Hydrogen | PJ | Dispatch-Storage | FuelCost | 0 | [6 empty] | 0.96154 | 0
LCP_Inputs_ON_Diverse_Howarth_2023_05_05 | 2021 | H2 Salt Cavern Storage - ON | Storage | Hydrogen | PJ | Dispatch-Storage | VOM | 0 | [6 empty] | 0.96154 | 0
LCP_Inputs_ON_Diverse_Howarth_2023_05_05 | 2021 | H2 Salt Cavern Storage - ON | Storage | Hydrogen | QC | Dispatch-Storage | EmissionsCost | 0 | [6 empty] | 0.96154 | 0
LCP_Inputs_ON_Diverse_Howarth_2023_05_05 | 2021 | H2 Salt Cavern Storage - ON | Storage | Hydrogen | QC | Dispatch-Storage | FuelCost | 0 | [6 empty] | 0.96154 | 0
LCP_Inputs_ON_Diverse_Howarth_2023_05_05 | 2021 | H2 Salt Cavern Storage - ON | Storage | Hydrogen | QC | Dispatch-Storage | VOM | 0 | [6 empty] | 0.96154 | 0
LCP_Inputs_ON_Diverse_Howarth_2023_05_05 | 2021 | H2 Salt Cavern Storage - ON | Storage | Hydrogen | WC | Dispatch-Storage | EmissionsCost | 0 | [6 empty] | 0.96154 | 0
LCP_Inputs_ON_Diverse_Howarth_2023_05_05 | 2021 | H2 Salt Cavern Storage - ON | Storage | Hydrogen | WC | Dispatch-Storage | FuelCost | 0 | [6 empty] | 0.96154 | 0
LCP_Inputs_ON_Diverse_Howarth_2023_05_05 | 2021 | H2 Salt Cavern Storage - ON | Storage | Hydrogen | WC | Dispatch-Storage | VOM | 0 | [6 empty] | 0.96154 | 0
LCP_Inputs_ON_Diverse_Howarth_2023_05_05 | 2021 | Hydro | Generation | Electricity | MI | Dispatch-Generation | EmissionsCost | 0 | [6 empty] | 0.96154 | 0
LCP_Inputs_ON_Diverse_Howarth_2023_05_05 | 2021 | Hydro | Generation | Electricity | MI | Dispatch-Generation | FuelCost | 0 | [6 empty] | 0.96154 | 0
LCP_Inputs_ON_Diverse_Howarth_2023_05_05 | 2021 | Hydro | Generation | Electricity | MI | Dispatch-Generation | VOM | 0 | [6 empty] | 0.96154 | 0
LCP_Inputs_ON_Diverse_Howarth_2023_05_05 | 2021 | Hydro | Generation | Electricity | NY | Dispatch-Generation | EmissionsCost | 0 | [6 empty] | 0.96154 | 0
LCP_Inputs_ON_Diverse_Howarth_2023_05_05 | 2021 | Hydro | Generation | Electricity | NY | Dispatch-Generation | FuelCost | 0 | [6 empty] | 0.96154 | 0
LCP_Inputs_ON_Diverse_Howarth_2023_05_05 | 2021 | Hydro | Generation | Electricity | NY | Dispatch-Generation | VOM | 0 | [6 empty] | 0.96154 | 0
LCP_Inputs_ON_Diverse_Howarth_2023_05_05 | 2021 | Hydro | Generation | Electricity | ON | Dispatch-Generation | EmissionsCost | 0 | [6 empty] | 0.96154 | 0
LCP_Inputs_ON_Diverse_Howarth_2023_05_05 | 2021 | Hydro | Generation | Electricity | ON | Dispatch-Generation | FuelCost | 0 | [6 empty] | 0.96154 | 0
LCP_Inputs_ON_Diverse_Howarth_2023_05_05 | 2021 | Hydro | Generation | Electricity | ON | Dispatch-Generation | VOM | 0 | [6 empty] | 0.96154 | 0
LCP_Inputs_ON_Diverse_Howarth_2023_05_05 | 2021 | Hydro | Generation | Electricity | PJ | Dispatch-Generation | EmissionsCost | 0 | [6 empty] | 0.96154 | 0
LCP_Inputs_ON_Diverse_Howarth_2023_05_05 | 2021 | Hydro | Generation | Electricity | PJ | Dispatch-Generation | FuelCost | 0 | [6 empty] | 0.96154 | 0
LCP_Inputs_ON_Diverse_Howarth_2023_05_05 | 2021 | Hydro | Generation | Electricity | PJ | Dispatch-Generation | VOM | 0 | [6 empty] | 0.96154 | 0
LCP_Inputs_ON_Diverse_Howarth_2023_05_05 | 2021 | Hydro | Generation | Electricity | QC | Dispatch-Generation | EmissionsCost | 0 | [6 empty] | 0.96154 | 0
LCP_Inputs_ON_Diverse_Howarth_2023_05_05 | 2021 | Hydro | Generation | Electricity | QC | Dispatch-Generation | FuelCost | 0 | [6 empty] | 0.96154 | 0
LCP_Inputs_ON_Diverse_Howarth_2023_05_05 | 2021 | Hydro | Generation | Electricity | QC | Dispatch-Generation | VOM | 0 | [6 empty] | 0.96154 | 0
LCP_Inputs_ON_Diverse_Howarth_2023_05_05 | 2021 | Hydro | Generation | Electricity | WC | Dispatch-Generation | EmissionsCost | 0 | [6 empty] | 0.96154 | 0
LCP_Inputs_ON_Diverse_Howarth_2023_05_05 | 2021 | Hydro | Generation | Electricity | WC | Dispatch-Generation | FuelCost | 0 | [6 empty] | 0.96154 | 0
LCP_Inputs_ON_Diverse_Howarth_2023_05_05 | 2021 | Hydro | Generation | Electricity | WC | Dispatch-Generation | VOM | 0 | [6 empty] | 0.96154 | 0
LCP_Inputs_ON_Diverse_Howarth_2023_05_05 | 2021 | Hydro Pumped Storage | Storage | Electricity | MI | Dispatch-Storage | EmissionsCost | 0 | [6 empty] | 0.96154 | 0
LCP_Inputs_ON_Diverse_Howarth_2023_05_05 | 2021 | Hydro Pumped Storage | Storage | Electricity | MI | Dispatch-Storage | FuelCost | 0 | [6 empty] | 0.96154 | 0
LCP_Inputs_ON_Diverse_Howarth_2023_05_05 | 2021 | Hydro Pumped Storage | Storage | Electricity | MI | Dispatch-Storage | VOM | 0 | [6 empty] | 0.96154 | 0
LCP_Inputs_ON_Diverse_Howarth_2023_05_05 | 2021 | Hydro Pumped Storage | Storage | Electricity | NY | Dispatch-Storage | EmissionsCost | 0 | [6 empty] | 0.96154 | 0
LCP_Inputs_ON_Diverse_Howarth_2023_05_05 | 2021 | Hydro Pumped Storage | Storage | Electricity | NY | Dispatch-Storage | FuelCost | 0 | [6 empty] | 0.96154 | 0
LCP_Inputs_ON_Diverse_Howarth_2023_05_05 | 2021 | Hydro Pumped Storage | Storage | Electricity | NY | Dispatch-Storage | VOM | 0 | [6 empty] | 0.96154 | 0
LCP_Inputs_ON_Diverse_Howarth_2023_05_05 | 2021 | Hydro Pumped Storage | Storage | Electricity | ON | Dispatch-Storage | EmissionsCost | 0 | [6 empty] | 0.96154 | 0
LCP_Inputs_ON_Diverse_Howarth_2023_05_05 | 2021 | Hydro Pumped Storage | Storage | Electricity | ON | Dispatch-Storage | FuelCost | 0 | [6 empty] | 0.96154 | 0
LCP_Inputs_ON_Diverse_Howarth_2023_05_05 | 2021 | Hydro Pumped Storage | Storage | Electricity | ON | Dispatch-Storage | VOM | 0 | [6 empty] | 0.96154 | 0
LCP_Inputs_ON_Diverse_Howarth_2023_05_05 | 2021 | Hydro Pumped Storage | Storage | Electricity | PJ | Dispatch-Storage | EmissionsCost | 0 | [6 empty] | 0.96154 | 0
LCP_Inputs_ON_Diverse_Howarth_2023_05_05 | 2021 | Hydro Pumped Storage | Storage | Electricity | PJ | Dispatch-Storage | FuelCost | 0 | [6 empty] | 0.96154 | 0
LCP_Inputs_ON_Diverse_Howarth_2023_05_05 | 2021 | Hydro Pumped Storage | Storage | Electricity | PJ | Dispatch-Storage | VOM | 0 | [6 empty] | 0.96154 | 0
LCP_Inputs_ON_Diverse_Howarth_2023_05_05 | 2021 | Hydro Pumped Storage | Storage | Electricity | QC | Dispatch-Storage | EmissionsCost | 0 | [6 empty] | 0.96154 | 0
LCP_Inputs_ON_Diverse_Howarth_2023_05_05 | 2021 | Hydro Pumped Storage | Storage | Electricity | QC | Dispatch-Storage | FuelCost | 0 | [6 empty] | 0.96154 | 0
LCP_Inputs_ON_Diverse_Howarth_2023_05_05 | 2021 | Hydro Pumped Storage | Storage | Electricity | QC | Dispatch-Storage | VOM | 0 | [6 empty] | 0.96154 | 0
LCP_Inputs_ON_Diverse_Howarth_2023_05_05 | 2021 | Hydro Pumped Storage | Storage | Electricity | WC | Dispatch-Storage | EmissionsCost | 0 | [6 empty] | 0.96154 | 0
LCP_Inputs_ON_Diverse_Howarth_2023_05_05 | 2021 | Hydro Pumped Storage | Storage | Electricity | WC | Dispatch-Storage | FuelCost | 0 | [6 empty] | 0.96154 | 0
LCP_Inputs_ON_Diverse_Howarth_2023_05_05 | 2021 | Hydro Pumped Storage | Storage | Electricity | WC | Dispatch-Storage | VOM | 0 | [6 empty] | 0.96154 | 0
LCP_Inputs_ON_Diverse_Howarth_2023_05_05 | 2021 | Nuclear | Generation | Electricity | MI | Dispatch-Generation | EmissionsCost | 0 | [6 empty] | 0.96154 | 0
LCP_Inputs_ON_Diverse_Howarth_2023_05_05 | 2021 | Nuclear | Generation | Electricity | MI | Dispatch-Generation | FuelCost | 0 | [6 empty] | 0.96154 | 0
LCP_Inputs_ON_Diverse_Howarth_2023_05_05 | 2021 | Nuclear | Generation | Electricity | MI | Dispatch-Generation | VOM | 3301336446.912 | [6 empty] | 0.96154 | 3174361968.1846
LCP_Inputs_ON_Diverse_Howarth_2023_05_05 | 2021 | Nuclear | Generation | Electricity | NY | Dispatch-Generation | EmissionsCost | 0 | [6 empty] | 0.96154 | 0
LCP_Inputs_ON_Diverse_Howarth_2023_05_05 | 2021 | Nuclear | Generation | Electricity | NY | Dispatch-Generation | FuelCost | 0 | [6 empty] | 0.96154 | 0
LCP_Inputs_ON_Diverse_Howarth_2023_05_05 | 2021 | Nuclear | Generation | Electricity | NY | Dispatch-Generation | VOM | 2246155230.144 | [6 empty] | 0.96154 | 2159764644.3692
LCP_Inputs_ON_Diverse_Howarth_2023_05_05 | 2021 | Nuclear | Generation | Electricity | ON | Dispatch-Generation | EmissionsCost | 0 | [6 empty] | 0.96154 | 0
LCP_Inputs_ON_Diverse_Howarth_2023_05_05 | 2021 | Nuclear | Generation | Electricity | ON | Dispatch-Generation | FuelCost | 0 | [6 empty] | 0.96154 | 0
LCP_Inputs_ON_Diverse_Howarth_2023_05_05 | 2021 | Nuclear | Generation | Electricity | ON | Dispatch-Generation | VOM | 8790266640.96 | [6 empty] | 0.96154 | 8452179462.4615
LCP_Inputs_ON_Diverse_Howarth_2023_05_05 | 2021 | Nuclear | Generation | Electricity | PJ | Dispatch-Generation | EmissionsCost | 0 | [6 empty] | 0.96154 | 0
LCP_Inputs_ON_Diverse_Howarth_2023_05_05 | 2021 | Nuclear | Generation | Electricity | PJ | Dispatch-Generation | FuelCost | 0 | [6 empty] | 0.96154 | 0
LCP_Inputs_ON_Diverse_Howarth_2023_05_05 | 2021 | Nuclear | Generation | Electricity | PJ | Dispatch-Generation | VOM | 9110487814.4448 | [6 empty] | 0.96154 | 8760084436.9662
LCP_Inputs_ON_Diverse_Howarth_2023_05_05 | 2021 | Nuclear | Generation | Electricity | QC | Dispatch-Generation | EmissionsCost | 0 | [6 empty] | 0.96154 | 0
LCP_Inputs_ON_Diverse_Howarth_2023_05_05 | 2021 | Nuclear | Generation | Electricity | QC | Dispatch-Generation | FuelCost | 0 | [6 empty] | 0.96154 | 0
LCP_Inputs_ON_Diverse_Howarth_2023_05_05 | 2021 | Nuclear | Generation | Electricity | QC | Dispatch-Generation | VOM | 0 | [6 empty] | 0.96154 | 0
LCP_Inputs_ON_Diverse_Howarth_2023_05_05 | 2021 | Nuclear | Generation | Electricity | WC | Dispatch-Generation | EmissionsCost | 0 | [6 empty] | 0.96154 | 0
LCP_Inputs_ON_Diverse_Howarth_2023_05_05 | 2021 | Nuclear | Generation | Electricity | WC | Dispatch-Generation | FuelCost | 0 | [6 empty] | 0.96154 | 0
LCP_Inputs_ON_Diverse_Howarth_2023_05_05 | 2021 | Nuclear | Generation | Electricity | WC | Dispatch-Generation | VOM | 0 | [6 empty] | 0.96154 | 0
LCP_Inputs_ON_Diverse_Howarth_2023_05_05 | 2021 | Nuclear SMR | Generation | Electricity | MI | Dispatch-Generation | EmissionsCost | 0 | [6 empty] | 0.96154 | 0
LCP_Inputs_ON_Diverse_Howarth_2023_05_05 | 2021 | Nuclear SMR | Generation | Electricity | MI | Dispatch-Generation | FuelCost | 0 | [6 empty] | 0.96154 | 0
LCP_Inputs_ON_Diverse_Howarth_2023_05_05 | 2021 | Nuclear SMR | Generation | Electricity | MI | Dispatch-Generation | VOM | 0 | [6 empty] | 0.96154 | 0
LCP_Inputs_ON_Diverse_Howarth_2023_05_05 | 2021 | Nuclear SMR | Generation | Electricity | NY | Dispatch-Generation | EmissionsCost | 0 | [6 empty] | 0.96154 | 0
LCP_Inputs_ON_Diverse_Howarth_2023_05_05 | 2021 | Nuclear SMR | Generation | Electricity | NY | Dispatch-Generation | FuelCost | 0 | [6 empty] | 0.96154 | 0
LCP_Inputs_ON_Diverse_Howarth_2023_05_05 | 2021 | Nuclear SMR | Generation | Electricity | NY | Dispatch-Generation | VOM | 0 | [6 empty] | 0.96154 | 0
LCP_Inputs_ON_Diverse_Howarth_2023_05_05 | 2021 | Nuclear SMR | Generation | Electricity | ON | Dispatch-Generation | EmissionsCost | 0 | [6 empty] | 0.96154 | 0
LCP_Inputs_ON_Diverse_Howarth_2023_05_05 | 2021 | Nuclear SMR | Generation | Electricity | ON | Dispatch-Generation | FuelCost | 0 | [6 empty] | 0.96154 | 0
LCP_Inputs_ON_Diverse_Howarth_2023_05_05 | 2021 | Nuclear SMR | Generation | Electricity | ON | Dispatch-Generation | VOM | 0 | [6 empty] | 0.96154 | 0
LCP_Inputs_ON_Diverse_Howarth_2023_05_05 | 2021 | Nuclear SMR | Generation | Electricity | PJ | Dispatch-Generation | EmissionsCost | 0 | [6 empty] | 0.96154 | 0
LCP_Inputs_ON_Diverse_Howarth_2023_05_05 | 2021 | Nuclear SMR | Generation | Electricity | PJ | Dispatch-Generation | FuelCost | 0 | [6 empty] | 0.96154 | 0
LCP_Inputs_ON_Diverse_Howarth_2023_05_05 | 2021 | Nuclear SMR | Generation | Electricity | PJ | Dispatch-Generation | VOM | 0 | [6 empty] | 0.96154 | 0
LCP_Inputs_ON_Diverse_Howarth_2023_05_05 | 2021 | Nuclear SMR | Generation | Electricity | QC | Dispatch-Generation | EmissionsCost | 0 | [6 empty] | 0.96154 | 0
LCP_Inputs_ON_Diverse_Howarth_2023_05_05 | 2021 | Nuclear SMR | Generation | Electricity | QC | Dispatch-Generation | FuelCost | 0 | [6 empty] | 0.96154 | 0
LCP_Inputs_ON_Diverse_Howarth_2023_05_05 | 2021 | Nuclear SMR | Generation | Electricity | QC | Dispatch-Generation | VOM | 0 | [6 empty] | 0.96154 | 0
LCP_Inputs_ON_Diverse_Howarth_2023_05_05 | 2021 | Nuclear SMR | Generation | Electricity | WC | Dispatch-Generation | EmissionsCost | 0 | [6 empty] | 0.96154 | 0
LCP_Inputs_ON_Diverse_Howarth_2023_05_05 | 2021 | Nuclear SMR | Generation | Electricity | WC | Dispatch-Generation | FuelCost | 0 | [6 empty] | 0.96154 | 0
LCP_Inputs_ON_Diverse_Howarth_2023_05_05 | 2021 | Nuclear SMR | Generation | Electricity | WC | Dispatch-Generation | VOM | 0 | [6 empty] | 0.96154 | 0
LCP_Inputs_ON_Diverse_Howarth_2023_05_05 | 2021 | O/CCGT - CH4 Existing | Crossload | Electricity | MI | Dispatch-Crossload | EmissionsCost | 0 | [6 empty] | 0.96154 | 0
LCP_Inputs_ON_Diverse_Howarth_2023_05_05 | 2021 | O/CCGT - CH4 Existing | Crossload | Electricity | MI | Dispatch-Crossload | FuelCost | 0 | [6 empty] | 0.96154 | 0
LCP_Inputs_ON_Diverse_Howarth_2023_05_05 | 2021 | O/CCGT - CH4 Existing | Crossload | Electricity | MI | Dispatch-Crossload | VOM | 0 | [6 empty] | 0.96154 | 0
LCP_Inputs_ON_Diverse_Howarth_2023_05_05 | 2021 | O/CCGT - CH4 Existing | Crossload | Electricity | NY | Dispatch-Crossload | EmissionsCost | 0 | [6 empty] | 0.96154 | 0
LCP_Inputs_ON_Diverse_Howarth_2023_05_05 | 2021 | O/CCGT - CH4 Existing | Crossload | Electricity | NY | Dispatch-Crossload | FuelCost | 0 | [6 empty] | 0.96154 | 0
LCP_Inputs_ON_Diverse_Howarth_2023_05_05 | 2021 | O/CCGT - CH4 Existing | Crossload | Electricity | NY | Dispatch-Crossload | VOM | 0 | [6 empty] | 0.96154 | 0
LCP_Inputs_ON_Diverse_Howarth_2023_05_05 | 2021 | O/CCGT - CH4 Existing | Crossload | Electricity | ON | Dispatch-Crossload | EmissionsCost | 0 | [6 empty] | 0.96154 | 0
LCP_Inputs_ON_Diverse_Howarth_2023_05_05 | 2021 | O/CCGT - CH4 Existing | Crossload | Electricity | ON | Dispatch-Crossload | FuelCost | 0 | [6 empty] | 0.96154 | 0
LCP_Inputs_ON_Diverse_Howarth_2023_05_05 | 2021 | O/CCGT - CH4 Existing | Crossload | Electricity | ON | Dispatch-Crossload | VOM | 0 | [6 empty] | 0.96154 | 0
LCP_Inputs_ON_Diverse_Howarth_2023_05_05 | 2021 | O/CCGT - CH4 Existing | Crossload | Electricity | PJ | Dispatch-Crossload | EmissionsCost | 0 | [6 empty] | 0.96154 | 0
LCP_Inputs_ON_Diverse_Howarth_2023_05_05 | 2021 | O/CCGT - CH4 Existing | Crossload | Electricity | PJ | Dispatch-Crossload | FuelCost | 0 | [6 empty] | 0.96154 | 0
LCP_Inputs_ON_Diverse_Howarth_2023_05_05 | 2021 | O/CCGT - CH4 Existing | Crossload | Electricity | PJ | Dispatch-Crossload | VOM | 0 | [6 empty] | 0.96154 | 0
LCP_Inputs_ON_Diverse_Howarth_2023_05_05 | 2021 | O/CCGT - CH4 Existing | Crossload | Electricity | QC | Dispatch-Crossload | EmissionsCost | 0 | [6 empty] | 0.96154 | 0
LCP_Inputs_ON_Diverse_Howarth_2023_05_05 | 2021 | O/CCGT - CH4 Existing | Crossload | Electricity | QC | Dispatch-Crossload | FuelCost | 0 | [6 empty] | 0.96154 | 0
LCP_Inputs_ON_Diverse_Howarth_2023_05_05 | 2021 | O/CCGT - CH4 Existing | Crossload | Electricity | QC | Dispatch-Crossload | VOM | 0 | [6 empty] | 0.96154 | 0
LCP_Inputs_ON_Diverse_Howarth_2023_05_05 | 2021 | O/CCGT - CH4 Existing | Crossload | Electricity | WC | Dispatch-Crossload | EmissionsCost | 0 | [6 empty] | 0.96154 | 0
LCP_Inputs_ON_Diverse_Howarth_2023_05_05 | 2021 | O/CCGT - CH4 Existing | Crossload | Electricity | WC | Dispatch-Crossload | FuelCost | 0 | [6 empty] | 0.96154 | 0
LCP_Inputs_ON_Diverse_Howarth_2023_05_05 | 2021 | O/CCGT - CH4 Existing | Crossload | Electricity | WC | Dispatch-Crossload | VOM | 0 | [6 empty] | 0.96154 | 0
LCP_Inputs_ON_Diverse_Howarth_2023_05_05 | 2021 | O/CCGT - CH4 New | Crossload | Electricity | MI | Dispatch-Crossload | EmissionsCost | 0 | [6 empty] | 0.96154 | 0
LCP_Inputs_ON_Diverse_Howarth_2023_05_05 | 2021 | O/CCGT - CH4 New | Crossload | Electricity | MI | Dispatch-Crossload | FuelCost | 0 | [6 empty] | 0.96154 | 0
LCP_Inputs_ON_Diverse_Howarth_2023_05_05 | 2021 | O/CCGT - CH4 New | Crossload | Electricity | MI | Dispatch-Crossload | VOM | 0 | [6 empty] | 0.96154 | 0
LCP_Inputs_ON_Diverse_Howarth_2023_05_05 | 2021 | O/CCGT - CH4 New | Crossload | Electricity | NY | Dispatch-Crossload | EmissionsCost | 0 | [6 empty] | 0.96154 | 0
LCP_Inputs_ON_Diverse_Howarth_2023_05_05 | 2021 | O/CCGT - CH4 New | Crossload | Electricity | NY | Dispatch-Crossload | FuelCost | 0 | [6 empty] | 0.96154 | 0
LCP_Inputs_ON_Diverse_Howarth_2023_05_05 | 2021 | O/CCGT - CH4 New | Crossload | Electricity | NY | Dispatch-Crossload | VOM | 0 | [6 empty] | 0.96154 | 0
LCP_Inputs_ON_Diverse_Howarth_2023_05_05 | 2021 | O/CCGT - CH4 New | Crossload | Electricity | ON | Dispatch-Crossload | EmissionsCost | 0 | [6 empty] | 0.96154 | 0
LCP_Inputs_ON_Diverse_Howarth_2023_05_05 | 2021 | O/CCGT - CH4 New | Crossload | Electricity | ON | Dispatch-Crossload | FuelCost | 0 | [6 empty] | 0.96154 | 0
LCP_Inputs_ON_Diverse_Howarth_2023_05_05 | 2021 | O/CCGT - CH4 New | Crossload | Electricity | ON | Dispatch-Crossload | VOM | 0 | [6 empty] | 0.96154 | 0
LCP_Inputs_ON_Diverse_Howarth_2023_05_05 | 2021 | O/CCGT - CH4 New | Crossload | Electricity | PJ | Dispatch-Crossload | EmissionsCost | 0 | [6 empty] | 0.96154 | 0
LCP_Inputs_ON_Diverse_Howarth_2023_05_05 | 2021 | O/CCGT - CH4 New | Crossload | Electricity | PJ | Dispatch-Crossload | FuelCost | 0 | [6 empty] | 0.96154 | 0
LCP_Inputs_ON_Diverse_Howarth_2023_05_05 | 2021 | O/CCGT - CH4 New | Crossload | Electricity | PJ | Dispatch-Crossload | VOM | 0 | [6 empty] | 0.96154 | 0
LCP_Inputs_ON_Diverse_Howarth_2023_05_05 | 2021 | O/CCGT - CH4 New | Crossload | Electricity | QC | Dispatch-Crossload | EmissionsCost | 0 | [6 empty] | 0.96154 | 0
LCP_Inputs_ON_Diverse_Howarth_2023_05_05 | 2021 | O/CCGT - CH4 New | Crossload | Electricity | QC | Dispatch-Crossload | FuelCost | 0 | [6 empty] | 0.96154 | 0
LCP_Inputs_ON_Diverse_Howarth_2023_05_05 | 2021 | O/CCGT - CH4 New | Crossload | Electricity | QC | Dispatch-Crossload | VOM | 0 | [6 empty] | 0.96154 | 0
LCP_Inputs_ON_Diverse_Howarth_2023_05_05 | 2021 | O/CCGT - CH4 New | Crossload | Electricity | WC | Dispatch-Crossload | EmissionsCost | 0 | [6 empty] | 0.96154 | 0
LCP_Inputs_ON_Diverse_Howarth_2023_05_05 | 2021 | O/CCGT - CH4 New | Crossload | Electricity | WC | Dispatch-Crossload | FuelCost | 0 | [6 empty] | 0.96154 | 0
LCP_Inputs_ON_Diverse_Howarth_2023_05_05 | 2021 | O/CCGT - CH4 New | Crossload | Electricity | WC | Dispatch-Crossload | VOM | 0 | [6 empty] | 0.96154 | 0
LCP_Inputs_ON_Diverse_Howarth_2023_05_05 | 2021 | O/CCGT - H2 New | Crossload | Electricity | MI | Dispatch-Crossload | EmissionsCost | 0 | [6 empty] | 0.96154 | 0
LCP_Inputs_ON_Diverse_Howarth_2023_05_05 | 2021 | O/CCGT - H2 New | Crossload | Electricity | MI | Dispatch-Crossload | FuelCost | 0 | [6 empty] | 0.96154 | 0
LCP_Inputs_ON_Diverse_Howarth_2023_05_05 | 2021 | O/CCGT - H2 New | Crossload | Electricity | MI | Dispatch-Crossload | VOM | 0 | [6 empty] | 0.96154 | 0
LCP_Inputs_ON_Diverse_Howarth_2023_05_05 | 2021 | O/CCGT - H2 New | Crossload | Electricity | NY | Dispatch-Crossload | EmissionsCost | 0 | [6 empty] | 0.96154 | 0
LCP_Inputs_ON_Diverse_Howarth_2023_05_05 | 2021 | O/CCGT - H2 New | Crossload | Electricity | NY | Dispatch-Crossload | FuelCost | 0 | [6 empty] | 0.96154 | 0
LCP_Inputs_ON_Diverse_Howarth_2023_05_05 | 2021 | O/CCGT - H2 New | Crossload | Electricity | NY | Dispatch-Crossload | VOM | 0 | [6 empty] | 0.96154 | 0
LCP_Inputs_ON_Diverse_Howarth_2023_05_05 | 2021 | O/CCGT - H2 New | Crossload | Electricity | ON | Dispatch-Crossload | EmissionsCost | 0 | [6 empty] | 0.96154 | 0
LCP_Inputs_ON_Diverse_Howarth_2023_05_05 | 2021 | O/CCGT - H2 New | Crossload | Electricity | ON | Dispatch-Crossload | FuelCost | 0 | [6 empty] | 0.96154 | 0
LCP_Inputs_ON_Diverse_Howarth_2023_05_05 | 2021 | O/CCGT - H2 New | Crossload | Electricity | ON | Dispatch-Crossload | VOM | 0 | [6 empty] | 0.96154 | 0
LCP_Inputs_ON_Diverse_Howarth_2023_05_05 | 2021 | O/CCGT - H2 New | Crossload | Electricity | PJ | Dispatch-Crossload | EmissionsCost | 0 | [6 empty] | 0.96154 | 0
LCP_Inputs_ON_Diverse_Howarth_2023_05_05 | 2021 | O/CCGT - H2 New | Crossload | Electricity | PJ | Dispatch-Crossload | FuelCost | 0 | [6 empty] | 0.96154 | 0
LCP_Inputs_ON_Diverse_Howarth_2023_05_05 | 2021 | O/CCGT - H2 New | Crossload | Electricity | PJ | Dispatch-Crossload | VOM | 0 | [6 empty] | 0.96154 | 0
LCP_Inputs_ON_Diverse_Howarth_2023_05_05 | 2021 | O/CCGT - H2 New | Crossload | Electricity | QC | Dispatch-Crossload | EmissionsCost | 0 | [6 empty] | 0.96154 | 0
LCP_Inputs_ON_Diverse_Howarth_2023_05_05 | 2021 | O/CCGT - H2 New | Crossload | Electricity | QC | Dispatch-Crossload | FuelCost | 0 | [6 empty] | 0.96154 | 0
LCP_Inputs_ON_Diverse_Howarth_2023_05_05 | 2021 | O/CCGT - H2 New | Crossload | Electricity | QC | Dispatch-Crossload | VOM | 0 | [6 empty] | 0.96154 | 0
LCP_Inputs_ON_Diverse_Howarth_2023_05_05 | 2021 | O/CCGT - H2 New | Crossload | Electricity | WC | Dispatch-Crossload | EmissionsCost | 0 | [6 empty] | 0.96154 | 0
LCP_Inputs_ON_Diverse_Howarth_2023_05_05 | 2021 | O/CCGT - H2 New | Crossload | Electricity | WC | Dispatch-Crossload | FuelCost | 0 | [6 empty] | 0.96154 | 0
LCP_Inputs_ON_Diverse_Howarth_2023_05_05 | 2021 | O/CCGT - H2 New | Crossload | Electricity | WC | Dispatch-Crossload | VOM | 0 | [6 empty] | 0.96154 | 0
LCP_Inputs_ON_Diverse_Howarth_2023_05_05 | 2021 | SMR CCS | Generation | Hydrogen | MI | Dispatch-Generation | EmissionsCost | 0 | [6 empty] | 0.96154 | 0
LCP_Inputs_ON_Diverse_Howarth_2023_05_05 | 2021 | SMR CCS | Generation | Hydrogen | MI | Dispatch-Generation | FuelCost | 0 | [6 empty] | 0.96154 | 0
LCP_Inputs_ON_Diverse_Howarth_2023_05_05 | 2021 | SMR CCS | Generation | Hydrogen | MI | Dispatch-Generation | VOM | 0 | [6 empty] | 0.96154 | 0
LCP_Inputs_ON_Diverse_Howarth_2023_05_05 | 2021 | SMR CCS | Generation | Hydrogen | NY | Dispatch-Generation | EmissionsCost | 0 | [6 empty] | 0.96154 | 0
LCP_Inputs_ON_Diverse_Howarth_2023_05_05 | 2021 | SMR CCS | Generation | Hydrogen | NY | Dispatch-Generation | FuelCost | 0 | [6 empty] | 0.96154 | 0
LCP_Inputs_ON_Diverse_Howarth_2023_05_05 | 2021 | SMR CCS | Generation | Hydrogen | NY | Dispatch-Generation | VOM | 0 | [6 empty] | 0.96154 | 0
LCP_Inputs_ON_Diverse_Howarth_2023_05_05 | 2021 | SMR CCS | Generation | Hydrogen | ON | Dispatch-Generation | EmissionsCost | 0 | [6 empty] | 0.96154 | 0
LCP_Inputs_ON_Diverse_Howarth_2023_05_05 | 2021 | SMR CCS | Generation | Hydrogen | ON | Dispatch-Generation | FuelCost | 0 | [6 empty] | 0.96154 | 0
LCP_Inputs_ON_Diverse_Howarth_2023_05_05 | 2021 | SMR CCS | Generation | Hydrogen | ON | Dispatch-Generation | VOM | 0 | [6 empty] | 0.96154 | 0
LCP_Inputs_ON_Diverse_Howarth_2023_05_05 | 2021 | SMR CCS | Generation | Hydrogen | PJ | Dispatch-Generation | EmissionsCost | 0 | [6 empty] | 0.96154 | 0
LCP_Inputs_ON_Diverse_Howarth_2023_05_05 | 2021 | SMR CCS | Generation | Hydrogen | PJ | Dispatch-Generation | FuelCost | 0 | [6 empty] | 0.96154 | 0
LCP_Inputs_ON_Diverse_Howarth_2023_05_05 | 2021 | SMR CCS | Generation | Hydrogen | PJ | Dispatch-Generation | VOM | 0 | [6 empty] | 0.96154 | 0
LCP_Inputs_ON_Diverse_Howarth_2023_05_05 | 2021 | SMR CCS | Generation | Hydrogen | QC | Dispatch-Generation | EmissionsCost | 0 | [6 empty] | 0.96154 | 0
LCP_Inputs_ON_Diverse_Howarth_2023_05_05 | 2021 | SMR CCS | Generation | Hydrogen | QC | Dispatch-Generation | FuelCost | 0 | [6 empty] | 0.96154 | 0
LCP_Inputs_ON_Diverse_Howarth_2023_05_05 | 2021 | SMR CCS | Generation | Hydrogen | QC | Dispatch-Generation | VOM | 0 | [6 empty] | 0.96154 | 0
LCP_Inputs_ON_Diverse_Howarth_2023_05_05 | 2021 | SMR CCS | Generation | Hydrogen | WC | Dispatch-Generation | EmissionsCost | 0 | [6 empty] | 0.96154 | 0
LCP_Inputs_ON_Diverse_Howarth_2023_05_05 | 2021 | SMR CCS | Generation | Hydrogen | WC | Dispatch-Generation | FuelCost | 0 | [6 empty] | 0.96154 | 0
LCP_Inputs_ON_Diverse_Howarth_2023_05_05 | 2021 | SMR CCS | Generation | Hydrogen | WC | Dispatch-Generation | VOM | 0 | [6 empty] | 0.96154 | 0
LCP_Inputs_ON_Diverse_Howarth_2023_05_05 | 2021 | Solar PV | Generation | Electricity | MI | Dispatch-Generation | EmissionsCost | 0 | [6 empty] | 0.96154 | 0
LCP_Inputs_ON_Diverse_Howarth_2023_05_05 | 2021 | Solar PV | Generation | Electricity | MI | Dispatch-Generation | FuelCost | 0 | [6 empty] | 0.96154 | 0
LCP_Inputs_ON_Diverse_Howarth_2023_05_05 | 2021 | Solar PV | Generation | Electricity | MI | Dispatch-Generation | VOM | 0 | [6 empty] | 0.96154 | 0
LCP_Inputs_ON_Diverse_Howarth_2023_05_05 | 2021 | Solar PV | Generation | Electricity | NY | Dispatch-Generation | EmissionsCost | 0 | [6 empty] | 0.96154 | 0
LCP_Inputs_ON_Diverse_Howarth_2023_05_05 | 2021 | Solar PV | Generation | Electricity | NY | Dispatch-Generation | FuelCost | 0 | [6 empty] | 0.96154 | 0
LCP_Inputs_ON_Diverse_Howarth_2023_05_05 | 2021 | Solar PV | Generation | Electricity | NY | Dispatch-Generation | VOM | 0 | [6 empty] | 0.96154 | 0
LCP_Inputs_ON_Diverse_Howarth_2023_05_05 | 2021 | Solar PV | Generation | Electricity | ON | Dispatch-Generation | EmissionsCost | 0 | [6 empty] | 0.96154 | 0
LCP_Inputs_ON_Diverse_Howarth_2023_05_05 | 2021 | Solar PV | Generation | Electricity | ON | Dispatch-Generation | FuelCost | 0 | [6 empty] | 0.96154 | 0
LCP_Inputs_ON_Diverse_Howarth_2023_05_05 | 2021 | Solar PV | Generation | Electricity | ON | Dispatch-Generation | VOM | 0 | [6 empty] | 0.96154 | 0
LCP_Inputs_ON_Diverse_Howarth_2023_05_05 | 2021 | Solar PV | Generation | Electricity | PJ | Dispatch-Generation | EmissionsCost | 0 | [6 empty] | 0.96154 | 0
LCP_Inputs_ON_Diverse_Howarth_2023_05_05 | 2021 | Solar PV | Generation | Electricity | PJ | Dispatch-Generation | FuelCost | 0 | [6 empty] | 0.96154 | 0
LCP_Inputs_ON_Diverse_Howarth_2023_05_05 | 2021 | Solar PV | Generation | Electricity | PJ | Dispatch-Generation | VOM | 0 | [6 empty] | 0.96154 | 0
LCP_Inputs_ON_Diverse_Howarth_2023_05_05 | 2021 | Solar PV | Generation | Electricity | QC | Dispatch-Generation | EmissionsCost | 0 | [6 empty] | 0.96154 | 0
LCP_Inputs_ON_Diverse_Howarth_2023_05_05 | 2021 | Solar PV | Generation | Electricity | QC | Dispatch-Generation | FuelCost | 0 | [6 empty] | 0.96154 | 0
LCP_Inputs_ON_Diverse_Howarth_2023_05_05 | 2021 | Solar PV | Generation | Electricity | QC | Dispatch-Generation | VOM | 0 | [6 empty] | 0.96154 | 0
LCP_Inputs_ON_Diverse_Howarth_2023_05_05 | 2021 | Solar PV | Generation | Electricity | WC | Dispatch-Generation | EmissionsCost | 0 | [6 empty] | 0.96154 | 0
LCP_Inputs_ON_Diverse_Howarth_2023_05_05 | 2021 | Solar PV | Generation | Electricity | WC | Dispatch-Generation | FuelCost | 0 | [6 empty] | 0.96154 | 0
LCP_Inputs_ON_Diverse_Howarth_2023_05_05 | 2021 | Solar PV | Generation | Electricity | WC | Dispatch-Generation | VOM | 0 | [6 empty] | 0.96154 | 0
LCP_Inputs_ON_Diverse_Howarth_2023_05_05 | 2021 | Wind Offshore | Generation | Electricity | MI | Dispatch-Generation | EmissionsCost | 0 | [6 empty] | 0.96154 | 0
LCP_Inputs_ON_Diverse_Howarth_2023_05_05 | 2021 | Wind Offshore | Generation | Electricity | MI | Dispatch-Generation | FuelCost | 0 | [6 empty] | 0.96154 | 0
LCP_Inputs_ON_Diverse_Howarth_2023_05_05 | 2021 | Wind Offshore | Generation | Electricity | MI | Dispatch-Generation | VOM | 0 | [6 empty] | 0.96154 | 0
LCP_Inputs_ON_Diverse_Howarth_2023_05_05 | 2021 | Wind Offshore | Generation | Electricity | NY | Dispatch-Generation | EmissionsCost | 0 | [6 empty] | 0.96154 | 0
LCP_Inputs_ON_Diverse_Howarth_2023_05_05 | 2021 | Wind Offshore | Generation | Electricity | NY | Dispatch-Generation | FuelCost | 0 | [6 empty] | 0.96154 | 0
LCP_Inputs_ON_Diverse_Howarth_2023_05_05 | 2021 | Wind Offshore | Generation | Electricity | NY | Dispatch-Generation | VOM | 0 | [6 empty] | 0.96154 | 0
LCP_Inputs_ON_Diverse_Howarth_2023_05_05 | 2021 | Wind Offshore | Generation | Electricity | ON | Dispatch-Generation | EmissionsCost | 0 | [6 empty] | 0.96154 | 0
LCP_Inputs_ON_Diverse_Howarth_2023_05_05 | 2021 | Wind Offshore | Generation | Electricity | ON | Dispatch-Generation | FuelCost | 0 | [6 empty] | 0.96154 | 0
LCP_Inputs_ON_Diverse_Howarth_2023_05_05 | 2021 | Wind Offshore | Generation | Electricity | ON | Dispatch-Generation | VOM | 0 | [6 empty] | 0.96154 | 0
LCP_Inputs_ON_Diverse_Howarth_2023_05_05 | 2021 | Wind Offshore | Generation | Electricity | PJ | Dispatch-Generation | EmissionsCost | 0 | [6 empty] | 0.96154 | 0
LCP_Inputs_ON_Diverse_Howarth_2023_05_05 | 2021 | Wind Offshore | Generation | Electricity | PJ | Dispatch-Generation | FuelCost | 0 | [6 empty] | 0.96154 | 0
LCP_Inputs_ON_Diverse_Howarth_2023_05_05 | 2021 | Wind Offshore | Generation | Electricity | PJ | Dispatch-Generation | VOM | 0 | [6 empty] | 0.96154 | 0
LCP_Inputs_ON_Diverse_Howarth_2023_05_05 | 2021 | Wind Offshore | Generation | Electricity | QC | Dispatch-Generation | EmissionsCost | 0 | [6 empty] | 0.96154 | 0
LCP_Inputs_ON_Diverse_Howarth_2023_05_05 | 2021 | Wind Offshore | Generation | Electricity | QC | Dispatch-Generation | FuelCost | 0 | [6 empty] | 0.96154 | 0
LCP_Inputs_ON_Diverse_Howarth_2023_05_05 | 2021 | Wind Offshore | Generation | Electricity | QC | Dispatch-Generation | VOM | 0 | [6 empty] | 0.96154 | 0
LCP_Inputs_ON_Diverse_Howarth_2023_05_05 | 2021 | Wind Offshore | Generation | Electricity | WC | Dispatch-Generation | EmissionsCost | 0 | [6 empty] | 0.96154 | 0
LCP_Inputs_ON_Diverse_Howarth_2023_05_05 | 2021 | Wind Offshore | Generation | Electricity | WC | Dispatch-Generation | FuelCost | 0 | [6 empty] | 0.96154 | 0
LCP_Inputs_ON_Diverse_Howarth_2023_05_05 | 2021 | Wind Offshore | Generation | Electricity | WC | Dispatch-Generation | VOM | 0 | [6 empty] | 0.96154 | 0
LCP_Inputs_ON_Diverse_Howarth_2023_05_05 | 2021 | Wind Onshore | Generation | Electricity | MI | Dispatch-Generation | EmissionsCost | 0 | [6 empty] | 0.96154 | 0
LCP_Inputs_ON_Diverse_Howarth_2023_05_05 | 2021 | Wind Onshore | Generation | Electricity | MI | Dispatch-Generation | FuelCost | 0 | [6 empty] | 0.96154 | 0
LCP_Inputs_ON_Diverse_Howarth_2023_05_05 | 2021 | Wind Onshore | Generation | Electricity | MI | Dispatch-Generation | VOM | 0 | [6 empty] | 0.96154 | 0
LCP_Inputs_ON_Diverse_Howarth_2023_05_05 | 2021 | Wind Onshore | Generation | Electricity | NY | Dispatch-Generation | EmissionsCost | 0 | [6 empty] | 0.96154 | 0
LCP_Inputs_ON_Diverse_Howarth_2023_05_05 | 2021 | Wind Onshore | Generation | Electricity | NY | Dispatch-Generation | FuelCost | 0 | [6 empty] | 0.96154 | 0
LCP_Inputs_ON_Diverse_Howarth_2023_05_05 | 2021 | Wind Onshore | Generation | Electricity | NY | Dispatch-Generation | VOM | 0 | [6 empty] | 0.96154 | 0
LCP_Inputs_ON_Diverse_Howarth_2023_05_05 | 2021 | Wind Onshore | Generation | Electricity | ON | Dispatch-Generation | EmissionsCost | 0 | [6 empty] | 0.96154 | 0
LCP_Inputs_ON_Diverse_Howarth_2023_05_05 | 2021 | Wind Onshore | Generation | Electricity | ON | Dispatch-Generation | FuelCost | 0 | [6 empty] | 0.96154 | 0
LCP_Inputs_ON_Diverse_Howarth_2023_05_05 | 2021 | Wind Onshore | Generation | Electricity | ON | Dispatch-Generation | VOM | 0 | [6 empty] | 0.96154 | 0
LCP_Inputs_ON_Diverse_Howarth_2023_05_05 | 2021 | Wind Onshore | Generation | Electricity | PJ | Dispatch-Generation | EmissionsCost | 0 | [6 empty] | 0.96154 | 0
LCP_Inputs_ON_Diverse_Howarth_2023_05_05 | 2021 | Wind Onshore | Generation | Electricity | PJ | Dispatch-Generation | FuelCost | 0 | [6 empty] | 0.96154 | 0
LCP_Inputs_ON_Diverse_Howarth_2023_05_05 | 2021 | Wind Onshore | Generation | Electricity | PJ | Dispatch-Generation | VOM | 0 | [6 empty] | 0.96154 | 0
LCP_Inputs_ON_Diverse_Howarth_2023_05_05 | 2021 | Wind Onshore | Generation | Electricity | QC | Dispatch-Generation | EmissionsCost | 0 | [6 empty] | 0.96154 | 0
LCP_Inputs_ON_Diverse_Howarth_2023_05_05 | 2021 | Wind Onshore | Generation | Electricity | QC | Dispatch-Generation | FuelCost | 0 | [6 empty] | 0.96154 | 0
LCP_Inputs_ON_Diverse_Howarth_2023_05_05 | 2021 | Wind Onshore | Generation | Electricity | QC | Dispatch-Generation | VOM | 0 | [6 empty] | 0.96154 | 0
LCP_Inputs_ON_Diverse_Howarth_2023_05_05 | 2021 | Wind Onshore | Generation | Electricity | WC | Dispatch-Generation | EmissionsCost | 0 | [6 empty] | 0.96154 | 0
LCP_Inputs_ON_Diverse_Howarth_2023_05_05 | 2021 | Wind Onshore | Generation | Electricity | WC | Dispatch-Generation | FuelCost | 0 | [6 empty] | 0.96154 | 0
LCP_Inputs_ON_Diverse_Howarth_2023_05_05 | 2021 | Wind Onshore | Generation | Electricity | WC | Dispatch-Generation | VOM | 0 | [6 empty] | 0.96154 | 0
LCP_Inputs_ON_Diverse_Howarth_2023_05_05 | 2022 | Anaerobic Digestion | Generation | Methane | MI | Dispatch-Generation | EmissionsCost | 0 | [6 empty] | 0.92456 | 0
LCP_Inputs_ON_Diverse_Howarth_2023_05_05 | 2022 | Anaerobic Digestion | Generation | Methane | MI | Dispatch-Generation | FuelCost | 0 | [6 empty] | 0.92456 | 0
LCP_Inputs_ON_Diverse_Howarth_2023_05_05 | 2022 | Anaerobic Digestion | Generation | Methane | MI | Dispatch-Generation | VOM | 0 | [6 empty] | 0.92456 | 0
LCP_Inputs_ON_Diverse_Howarth_2023_05_05 | 2022 | Anaerobic Digestion | Generation | Methane | NY | Dispatch-Generation | EmissionsCost | 0 | [6 empty] | 0.92456 | 0
LCP_Inputs_ON_Diverse_Howarth_2023_05_05 | 2022 | Anaerobic Digestion | Generation | Methane | NY | Dispatch-Generation | FuelCost | 0 | [6 empty] | 0.92456 | 0
LCP_Inputs_ON_Diverse_Howarth_2023_05_05 | 2022 | Anaerobic Digestion | Generation | Methane | NY | Dispatch-Generation | VOM | 0 | [6 empty] | 0.92456 | 0
LCP_Inputs_ON_Diverse_Howarth_2023_05_05 | 2022 | Anaerobic Digestion | Generation | Methane | ON | Dispatch-Generation | EmissionsCost | 0 | [6 empty] | 0.92456 | 0
LCP_Inputs_ON_Diverse_Howarth_2023_05_05 | 2022 | Anaerobic Digestion | Generation | Methane | ON | Dispatch-Generation | FuelCost | 0 | [6 empty] | 0.92456 | 0
LCP_Inputs_ON_Diverse_Howarth_2023_05_05 | 2022 | Anaerobic Digestion | Generation | Methane | ON | Dispatch-Generation | VOM | 0 | [6 empty] | 0.92456 | 0
LCP_Inputs_ON_Diverse_Howarth_2023_05_05 | 2022 | Anaerobic Digestion | Generation | Methane | PJ | Dispatch-Generation | EmissionsCost | 0 | [6 empty] | 0.92456 | 0
LCP_Inputs_ON_Diverse_Howarth_2023_05_05 | 2022 | Anaerobic Digestion | Generation | Methane | PJ | Dispatch-Generation | FuelCost | 0 | [6 empty] | 0.92456 | 0
LCP_Inputs_ON_Diverse_Howarth_2023_05_05 | 2022 | Anaerobic Digestion | Generation | Methane | PJ | Dispatch-Generation | VOM | 0 | [6 empty] | 0.92456 | 0
LCP_Inputs_ON_Diverse_Howarth_2023_05_05 | 2022 | Anaerobic Digestion | Generation | Methane | QC | Dispatch-Generation | EmissionsCost | 0 | [6 empty] | 0.92456 | 0
LCP_Inputs_ON_Diverse_Howarth_2023_05_05 | 2022 | Anaerobic Digestion | Generation | Methane | QC | Dispatch-Generation | FuelCost | 0 | [6 empty] | 0.92456 | 0
LCP_Inputs_ON_Diverse_Howarth_2023_05_05 | 2022 | Anaerobic Digestion | Generation | Methane | QC | Dispatch-Generation | VOM | 0 | [6 empty] | 0.92456 | 0
LCP_Inputs_ON_Diverse_Howarth_2023_05_05 | 2022 | Anaerobic Digestion | Generation | Methane | WC | Dispatch-Generation | EmissionsCost | 0 | [6 empty] | 0.92456 | 0
LCP_Inputs_ON_Diverse_Howarth_2023_05_05 | 2022 | Anaerobic Digestion | Generation | Methane | WC | Dispatch-Generation | FuelCost | 0 | [6 empty] | 0.92456 | 0
LCP_Inputs_ON_Diverse_Howarth_2023_05_05 | 2022 | Anaerobic Digestion | Generation | Methane | WC | Dispatch-Generation | VOM | 0 | [6 empty] | 0.92456 | 0
LCP_Inputs_ON_Diverse_Howarth_2023_05_05 | 2022 | Battery Storage | Storage | Electricity | MI | Dispatch-Storage | EmissionsCost | 0 | [6 empty] | 0.92456 | 0
LCP_Inputs_ON_Diverse_Howarth_2023_05_05 | 2022 | Battery Storage | Storage | Electricity | MI | Dispatch-Storage | FuelCost | 0 | [6 empty] | 0.92456 | 0
LCP_Inputs_ON_Diverse_Howarth_2023_05_05 | 2022 | Battery Storage | Storage | Electricity | MI | Dispatch-Storage | VOM | 0 | [6 empty] | 0.92456 | 0
LCP_Inputs_ON_Diverse_Howarth_2023_05_05 | 2022 | Battery Storage | Storage | Electricity | NY | Dispatch-Storage | EmissionsCost | 0 | [6 empty] | 0.92456 | 0
LCP_Inputs_ON_Diverse_Howarth_2023_05_05 | 2022 | Battery Storage | Storage | Electricity | NY | Dispatch-Storage | FuelCost | 0 | [6 empty] | 0.92456 | 0
LCP_Inputs_ON_Diverse_Howarth_2023_05_05 | 2022 | Battery Storage | Storage | Electricity | NY | Dispatch-Storage | VOM | 0 | [6 empty] | 0.92456 | 0
LCP_Inputs_ON_Diverse_Howarth_2023_05_05 | 2022 | Battery Storage | Storage | Electricity | ON | Dispatch-Storage | EmissionsCost | 0 | [6 empty] | 0.92456 | 0
LCP_Inputs_ON_Diverse_Howarth_2023_05_05 | 2022 | Battery Storage | Storage | Electricity | ON | Dispatch-Storage | FuelCost | 0 | [6 empty] | 0.92456 | 0
LCP_Inputs_ON_Diverse_Howarth_2023_05_05 | 2022 | Battery Storage | Storage | Electricity | ON | Dispatch-Storage | VOM | 0 | [6 empty] | 0.92456 | 0
LCP_Inputs_ON_Diverse_Howarth_2023_05_05 | 2022 | Battery Storage | Storage | Electricity | PJ | Dispatch-Storage | EmissionsCost | 0 | [6 empty] | 0.92456 | 0
LCP_Inputs_ON_Diverse_Howarth_2023_05_05 | 2022 | Battery Storage | Storage | Electricity | PJ | Dispatch-Storage | FuelCost | 0 | [6 empty] | 0.92456 | 0
LCP_Inputs_ON_Diverse_Howarth_2023_05_05 | 2022 | Battery Storage | Storage | Electricity | PJ | Dispatch-Storage | VOM | 0 | [6 empty] | 0.92456 | 0
LCP_Inputs_ON_Diverse_Howarth_2023_05_05 | 2022 | Battery Storage | Storage | Electricity | QC | Dispatch-Storage | EmissionsCost | 0 | [6 empty] | 0.92456 | 0
LCP_Inputs_ON_Diverse_Howarth_2023_05_05 | 2022 | Battery Storage | Storage | Electricity | QC | Dispatch-Storage | FuelCost | 0 | [6 empty] | 0.92456 | 0
LCP_Inputs_ON_Diverse_Howarth_2023_05_05 | 2022 | Battery Storage | Storage | Electricity | QC | Dispatch-Storage | VOM | 0 | [6 empty] | 0.92456 | 0
LCP_Inputs_ON_Diverse_Howarth_2023_05_05 | 2022 | Battery Storage | Storage | Electricity | WC | Dispatch-Storage | EmissionsCost | 0 | [6 empty] | 0.92456 | 0
LCP_Inputs_ON_Diverse_Howarth_2023_05_05 | 2022 | Battery Storage | Storage | Electricity | WC | Dispatch-Storage | FuelCost | 0 | [6 empty] | 0.92456 | 0
LCP_Inputs_ON_Diverse_Howarth_2023_05_05 | 2022 | Battery Storage | Storage | Electricity | WC | Dispatch-Storage | VOM | 0 | [6 empty] | 0.92456 | 0
LCP_Inputs_ON_Diverse_Howarth_2023_05_05 | 2022 | Biomass | Generation | Electricity | MI | Dispatch-Generation | EmissionsCost | 0 | [6 empty] | 0.92456 | 0
LCP_Inputs_ON_Diverse_Howarth_2023_05_05 | 2022 | Biomass | Generation | Electricity | MI | Dispatch-Generation | FuelCost | 0 | [6 empty] | 0.92456 | 0
LCP_Inputs_ON_Diverse_Howarth_2023_05_05 | 2022 | Biomass | Generation | Electricity | MI | Dispatch-Generation | VOM | 0 | [6 empty] | 0.92456 | 0
LCP_Inputs_ON_Diverse_Howarth_2023_05_05 | 2022 | Biomass | Generation | Electricity | NY | Dispatch-Generation | EmissionsCost | 0 | [6 empty] | 0.92456 | 0
LCP_Inputs_ON_Diverse_Howarth_2023_05_05 | 2022 | Biomass | Generation | Electricity | NY | Dispatch-Generation | FuelCost | 0 | [6 empty] | 0.92456 | 0
LCP_Inputs_ON_Diverse_Howarth_2023_05_05 | 2022 | Biomass | Generation | Electricity | NY | Dispatch-Generation | VOM | 0 | [6 empty] | 0.92456 | 0
LCP_Inputs_ON_Diverse_Howarth_2023_05_05 | 2022 | Biomass | Generation | Electricity | ON | Dispatch-Generation | EmissionsCost | 0 | [6 empty] | 0.92456 | 0
LCP_Inputs_ON_Diverse_Howarth_2023_05_05 | 2022 | Biomass | Generation | Electricity | ON | Dispatch-Generation | FuelCost | 0 | [6 empty] | 0.92456 | 0
LCP_Inputs_ON_Diverse_Howarth_2023_05_05 | 2022 | Biomass | Generation | Electricity | ON | Dispatch-Generation | VOM | 0 | [6 empty] | 0.92456 | 0
LCP_Inputs_ON_Diverse_Howarth_2023_05_05 | 2022 | Biomass | Generation | Electricity | PJ | Dispatch-Generation | EmissionsCost | 0 | [6 empty] | 0.92456 | 0
LCP_Inputs_ON_Diverse_Howarth_2023_05_05 | 2022 | Biomass | Generation | Electricity | PJ | Dispatch-Generation | FuelCost | 0 | [6 empty] | 0.92456 | 0
LCP_Inputs_ON_Diverse_Howarth_2023_05_05 | 2022 | Biomass | Generation | Electricity | PJ | Dispatch-Generation | VOM | 0 | [6 empty] | 0.92456 | 0
LCP_Inputs_ON_Diverse_Howarth_2023_05_05 | 2022 | Biomass | Generation | Electricity | QC | Dispatch-Generation | EmissionsCost | 0 | [6 empty] | 0.92456 | 0
LCP_Inputs_ON_Diverse_Howarth_2023_05_05 | 2022 | Biomass | Generation | Electricity | QC | Dispatch-Generation | FuelCost | 0 | [6 empty] | 0.92456 | 0
LCP_Inputs_ON_Diverse_Howarth_2023_05_05 | 2022 | Biomass | Generation | Electricity | QC | Dispatch-Generation | VOM | 0 | [6 empty] | 0.92456 | 0
LCP_Inputs_ON_Diverse_Howarth_2023_05_05 | 2022 | Biomass | Generation | Electricity | WC | Dispatch-Generation | EmissionsCost | 0 | [6 empty] | 0.92456 | 0
LCP_Inputs_ON_Diverse_Howarth_2023_05_05 | 2022 | Biomass | Generation | Electricity | WC | Dispatch-Generation | FuelCost | 0 | [6 empty] | 0.92456 | 0
LCP_Inputs_ON_Diverse_Howarth_2023_05_05 | 2022 | Biomass | Generation | Electricity | WC | Dispatch-Generation | VOM | 0 | [6 empty] | 0.92456 | 0
LCP_Inputs_ON_Diverse_Howarth_2023_05_05 | 2022 | Biomass + CCS | Generation | Electricity | MI | Dispatch-Generation | EmissionsCost | 0 | [6 empty] | 0.92456 | 0
LCP_Inputs_ON_Diverse_Howarth_2023_05_05 | 2022 | Biomass + CCS | Generation | Electricity | MI | Dispatch-Generation | FuelCost | 0 | [6 empty] | 0.92456 | 0
LCP_Inputs_ON_Diverse_Howarth_2023_05_05 | 2022 | Biomass + CCS | Generation | Electricity | MI | Dispatch-Generation | VOM | 0 | [6 empty] | 0.92456 | 0
LCP_Inputs_ON_Diverse_Howarth_2023_05_05 | 2022 | Biomass + CCS | Generation | Electricity | NY | Dispatch-Generation | EmissionsCost | 0 | [6 empty] | 0.92456 | 0
LCP_Inputs_ON_Diverse_Howarth_2023_05_05 | 2022 | Biomass + CCS | Generation | Electricity | NY | Dispatch-Generation | FuelCost | 0 | [6 empty] | 0.92456 | 0
LCP_Inputs_ON_Diverse_Howarth_2023_05_05 | 2022 | Biomass + CCS | Generation | Electricity | NY | Dispatch-Generation | VOM | 0 | [6 empty] | 0.92456 | 0
LCP_Inputs_ON_Diverse_Howarth_2023_05_05 | 2022 | Biomass + CCS | Generation | Electricity | ON | Dispatch-Generation | EmissionsCost | 0 | [6 empty] | 0.92456 | 0
LCP_Inputs_ON_Diverse_Howarth_2023_05_05 | 2022 | Biomass + CCS | Generation | Electricity | ON | Dispatch-Generation | FuelCost | 0 | [6 empty] | 0.92456 | 0
LCP_Inputs_ON_Diverse_Howarth_2023_05_05 | 2022 | Biomass + CCS | Generation | Electricity | ON | Dispatch-Generation | VOM | 0 | [6 empty] | 0.92456 | 0
LCP_Inputs_ON_Diverse_Howarth_2023_05_05 | 2022 | Biomass + CCS | Generation | Electricity | PJ | Dispatch-Generation | EmissionsCost | 0 | [6 empty] | 0.92456 | 0
LCP_Inputs_ON_Diverse_Howarth_2023_05_05 | 2022 | Biomass + CCS | Generation | Electricity | PJ | Dispatch-Generation | FuelCost | 0 | [6 empty] | 0.92456 | 0
LCP_Inputs_ON_Diverse_Howarth_2023_05_05 | 2022 | Biomass + CCS | Generation | Electricity | PJ | Dispatch-Generation | VOM | 0 | [6 empty] | 0.92456 | 0
LCP_Inputs_ON_Diverse_Howarth_2023_05_05 | 2022 | Biomass + CCS | Generation | Electricity | QC | Dispatch-Generation | EmissionsCost | 0 | [6 empty] | 0.92456 | 0
LCP_Inputs_ON_Diverse_Howarth_2023_05_05 | 2022 | Biomass + CCS | Generation | Electricity | QC | Dispatch-Generation | FuelCost | 0 | [6 empty] | 0.92456 | 0
LCP_Inputs_ON_Diverse_Howarth_2023_05_05 | 2022 | Biomass + CCS | Generation | Electricity | QC | Dispatch-Generation | VOM | 0 | [6 empty] | 0.92456 | 0
LCP_Inputs_ON_Diverse_Howarth_2023_05_05 | 2022 | Biomass + CCS | Generation | Electricity | WC | Dispatch-Generation | EmissionsCost | 0 | [6 empty] | 0.92456 | 0
LCP_Inputs_ON_Diverse_Howarth_2023_05_05 | 2022 | Biomass + CCS | Generation | Electricity | WC | Dispatch-Generation | FuelCost | 0 | [6 empty] | 0.92456 | 0
LCP_Inputs_ON_Diverse_Howarth_2023_05_05 | 2022 | Biomass + CCS | Generation | Electricity | WC | Dispatch-Generation | VOM | 0 | [6 empty] | 0.92456 | 0
LCP_Inputs_ON_Diverse_Howarth_2023_05_05 | 2022 | CH4 + CCS | Generation | Methane | MI | Dispatch-Generation | EmissionsCost | 0 | [6 empty] | 0.92456 | 0
LCP_Inputs_ON_Diverse_Howarth_2023_05_05 | 2022 | CH4 + CCS | Generation | Methane | MI | Dispatch-Generation | FuelCost | 0 | [6 empty] | 0.92456 | 0
LCP_Inputs_ON_Diverse_Howarth_2023_05_05 | 2022 | CH4 + CCS | Generation | Methane | MI | Dispatch-Generation | VOM | 0 | [6 empty] | 0.92456 | 0
LCP_Inputs_ON_Diverse_Howarth_2023_05_05 | 2022 | CH4 + CCS | Generation | Methane | NY | Dispatch-Generation | EmissionsCost | 0 | [6 empty] | 0.92456 | 0
LCP_Inputs_ON_Diverse_Howarth_2023_05_05 | 2022 | CH4 + CCS | Generation | Methane | NY | Dispatch-Generation | FuelCost | 0 | [6 empty] | 0.92456 | 0
LCP_Inputs_ON_Diverse_Howarth_2023_05_05 | 2022 | CH4 + CCS | Generation | Methane | NY | Dispatch-Generation | VOM | 0 | [6 empty] | 0.92456 | 0
LCP_Inputs_ON_Diverse_Howarth_2023_05_05 | 2022 | CH4 + CCS | Generation | Methane | ON | Dispatch-Generation | EmissionsCost | 0 | [6 empty] | 0.92456 | 0
LCP_Inputs_ON_Diverse_Howarth_2023_05_05 | 2022 | CH4 + CCS | Generation | Methane | ON | Dispatch-Generation | FuelCost | 0 | [6 empty] | 0.92456 | 0
LCP_Inputs_ON_Diverse_Howarth_2023_05_05 | 2022 | CH4 + CCS | Generation | Methane | ON | Dispatch-Generation | VOM | 0 | [6 empty] | 0.92456 | 0
LCP_Inputs_ON_Diverse_Howarth_2023_05_05 | 2022 | CH4 + CCS | Generation | Methane | PJ | Dispatch-Generation | EmissionsCost | 0 | [6 empty] | 0.92456 | 0
LCP_Inputs_ON_Diverse_Howarth_2023_05_05 | 2022 | CH4 + CCS | Generation | Methane | PJ | Dispatch-Generation | FuelCost | 0 | [6 empty] | 0.92456 | 0
LCP_Inputs_ON_Diverse_Howarth_2023_05_05 | 2022 | CH4 + CCS | Generation | Methane | PJ | Dispatch-Generation | VOM | 0 | [6 empty] | 0.92456 | 0
LCP_Inputs_ON_Diverse_Howarth_2023_05_05 | 2022 | CH4 + CCS | Generation | Methane | QC | Dispatch-Generation | EmissionsCost | 0 | [6 empty] | 0.92456 | 0
LCP_Inputs_ON_Diverse_Howarth_2023_05_05 | 2022 | CH4 + CCS | Generation | Methane | QC | Dispatch-Generation | FuelCost | 0 | [6 empty] | 0.92456 | 0
LCP_Inputs_ON_Diverse_Howarth_2023_05_05 | 2022 | CH4 + CCS | Generation | Methane | QC | Dispatch-Generation | VOM | 0 | [6 empty] | 0.92456 | 0
LCP_Inputs_ON_Diverse_Howarth_2023_05_05 | 2022 | CH4 + CCS | Generation | Methane | WC | Dispatch-Generation | EmissionsCost | 0 | [6 empty] | 0.92456 | 0
LCP_Inputs_ON_Diverse_Howarth_2023_05_05 | 2022 | CH4 + CCS | Generation | Methane | WC | Dispatch-Generation | FuelCost | 0 | [6 empty] | 0.92456 | 0
LCP_Inputs_ON_Diverse_Howarth_2023_05_05 | 2022 | CH4 + CCS | Generation | Methane | WC | Dispatch-Generation | VOM | 0 | [6 empty] | 0.92456 | 0
LCP_Inputs_ON_Diverse_Howarth_2023_05_05 | 2022 | CH4 Import - NY 2020 | Import | Methane | MI | Dispatch-Import | EmissionsCost | 0 | [6 empty] | 0.92456 | 0
LCP_Inputs_ON_Diverse_Howarth_2023_05_05 | 2022 | CH4 Import - NY 2020 | Import | Methane | MI | Dispatch-Import | FuelCost | 0 | [6 empty] | 0.92456 | 0
LCP_Inputs_ON_Diverse_Howarth_2023_05_05 | 2022 | CH4 Import - NY 2020 | Import | Methane | MI | Dispatch-Import | VOM | 0 | [6 empty] | 0.92456 | 0
LCP_Inputs_ON_Diverse_Howarth_2023_05_05 | 2022 | CH4 Import - NY 2020 | Import | Methane | NY | Dispatch-Import | EmissionsCost | 282343065.1873 | [6 empty] | 0.92456 | 261042035.1214
LCP_Inputs_ON_Diverse_Howarth_2023_05_05 | 2022 | CH4 Import - NY 2020 | Import | Methane | NY | Dispatch-Import | FuelCost | 407790143.0843 | [6 empty] | 0.92456 | 377024910.396
LCP_Inputs_ON_Diverse_Howarth_2023_05_05 | 2022 | CH4 Import - NY 2020 | Import | Methane | NY | Dispatch-Import | VOM | 0 | [6 empty] | 0.92456 | 0
LCP_Inputs_ON_Diverse_Howarth_2023_05_05 | 2022 | CH4 Import - NY 2020 | Import | Methane | ON | Dispatch-Import | EmissionsCost | 0 | [6 empty] | 0.92456 | 0
LCP_Inputs_ON_Diverse_Howarth_2023_05_05 | 2022 | CH4 Import - NY 2020 | Import | Methane | ON | Dispatch-Import | FuelCost | 0 | [6 empty] | 0.92456 | 0
LCP_Inputs_ON_Diverse_Howarth_2023_05_05 | 2022 | CH4 Import - NY 2020 | Import | Methane | ON | Dispatch-Import | VOM | 0 | [6 empty] | 0.92456 | 0
LCP_Inputs_ON_Diverse_Howarth_2023_05_05 | 2022 | CH4 Import - NY 2020 | Import | Methane | PJ | Dispatch-Import | EmissionsCost | 0 | [6 empty] | 0.92456 | 0
LCP_Inputs_ON_Diverse_Howarth_2023_05_05 | 2022 | CH4 Import - NY 2020 | Import | Methane | PJ | Dispatch-Import | FuelCost | 0 | [6 empty] | 0.92456 | 0
LCP_Inputs_ON_Diverse_Howarth_2023_05_05 | 2022 | CH4 Import - NY 2020 | Import | Methane | PJ | Dispatch-Import | VOM | 0 | [6 empty] | 0.92456 | 0
LCP_Inputs_ON_Diverse_Howarth_2023_05_05 | 2022 | CH4 Import - NY 2020 | Import | Methane | QC | Dispatch-Import | EmissionsCost | 0 | [6 empty] | 0.92456 | 0
LCP_Inputs_ON_Diverse_Howarth_2023_05_05 | 2022 | CH4 Import - NY 2020 | Import | Methane | QC | Dispatch-Import | FuelCost | 0 | [6 empty] | 0.92456 | 0
LCP_Inputs_ON_Diverse_Howarth_2023_05_05 | 2022 | CH4 Import - NY 2020 | Import | Methane | QC | Dispatch-Import | VOM | 0 | [6 empty] | 0.92456 | 0
LCP_Inputs_ON_Diverse_Howarth_2023_05_05 | 2022 | CH4 Import - NY 2020 | Import | Methane | WC | Dispatch-Import | EmissionsCost | 0 | [6 empty] | 0.92456 | 0
LCP_Inputs_ON_Diverse_Howarth_2023_05_05 | 2022 | CH4 Import - NY 2020 | Import | Methane | WC | Dispatch-Import | FuelCost | 0 | [6 empty] | 0.92456 | 0
LCP_Inputs_ON_Diverse_Howarth_2023_05_05 | 2022 | CH4 Import - NY 2020 | Import | Methane | WC | Dispatch-Import | VOM | 0 | [6 empty] | 0.92456 | 0
LCP_Inputs_ON_Diverse_Howarth_2023_05_05 | 2022 | CH4 Import - NY 2030 | Import | Methane | MI | Dispatch-Import | EmissionsCost | 0 | [6 empty] | 0.92456 | 0
LCP_Inputs_ON_Diverse_Howarth_2023_05_05 | 2022 | CH4 Import - NY 2030 | Import | Methane | MI | Dispatch-Import | FuelCost | 0 | [6 empty] | 0.92456 | 0
LCP_Inputs_ON_Diverse_Howarth_2023_05_05 | 2022 | CH4 Import - NY 2030 | Import | Methane | MI | Dispatch-Import | VOM | 0 | [6 empty] | 0.92456 | 0
LCP_Inputs_ON_Diverse_Howarth_2023_05_05 | 2022 | CH4 Import - NY 2030 | Import | Methane | NY | Dispatch-Import | EmissionsCost | 0 | [6 empty] | 0.92456 | 0
LCP_Inputs_ON_Diverse_Howarth_2023_05_05 | 2022 | CH4 Import - NY 2030 | Import | Methane | NY | Dispatch-Import | FuelCost | 0 | [6 empty] | 0.92456 | 0
LCP_Inputs_ON_Diverse_Howarth_2023_05_05 | 2022 | CH4 Import - NY 2030 | Import | Methane | NY | Dispatch-Import | VOM | 0 | [6 empty] | 0.92456 | 0
LCP_Inputs_ON_Diverse_Howarth_2023_05_05 | 2022 | CH4 Import - NY 2030 | Import | Methane | ON | Dispatch-Import | EmissionsCost | 0 | [6 empty] | 0.92456 | 0
LCP_Inputs_ON_Diverse_Howarth_2023_05_05 | 2022 | CH4 Import - NY 2030 | Import | Methane | ON | Dispatch-Import | FuelCost | 0 | [6 empty] | 0.92456 | 0
LCP_Inputs_ON_Diverse_Howarth_2023_05_05 | 2022 | CH4 Import - NY 2030 | Import | Methane | ON | Dispatch-Import | VOM | 0 | [6 empty] | 0.92456 | 0
LCP_Inputs_ON_Diverse_Howarth_2023_05_05 | 2022 | CH4 Import - NY 2030 | Import | Methane | PJ | Dispatch-Import | EmissionsCost | 0 | [6 empty] | 0.92456 | 0
LCP_Inputs_ON_Diverse_Howarth_2023_05_05 | 2022 | CH4 Import - NY 2030 | Import | Methane | PJ | Dispatch-Import | FuelCost | 0 | [6 empty] | 0.92456 | 0
LCP_Inputs_ON_Diverse_Howarth_2023_05_05 | 2022 | CH4 Import - NY 2030 | Import | Methane | PJ | Dispatch-Import | VOM | 0 | [6 empty] | 0.92456 | 0
LCP_Inputs_ON_Diverse_Howarth_2023_05_05 | 2022 | CH4 Import - NY 2030 | Import | Methane | QC | Dispatch-Import | EmissionsCost | 0 | [6 empty] | 0.92456 | 0
LCP_Inputs_ON_Diverse_Howarth_2023_05_05 | 2022 | CH4 Import - NY 2030 | Import | Methane | QC | Dispatch-Import | FuelCost | 0 | [6 empty] | 0.92456 | 0
LCP_Inputs_ON_Diverse_Howarth_2023_05_05 | 2022 | CH4 Import - NY 2030 | Import | Methane | QC | Dispatch-Import | VOM | 0 | [6 empty] | 0.92456 | 0
LCP_Inputs_ON_Diverse_Howarth_2023_05_05 | 2022 | CH4 Import - NY 2030 | Import | Methane | WC | Dispatch-Import | EmissionsCost | 0 | [6 empty] | 0.92456 | 0
LCP_Inputs_ON_Diverse_Howarth_2023_05_05 | 2022 | CH4 Import - NY 2030 | Import | Methane | WC | Dispatch-Import | FuelCost | 0 | [6 empty] | 0.92456 | 0
LCP_Inputs_ON_Diverse_Howarth_2023_05_05 | 2022 | CH4 Import - NY 2030 | Import | Methane | WC | Dispatch-Import | VOM | 0 | [6 empty] | 0.92456 | 0
LCP_Inputs_ON_Diverse_Howarth_2023_05_05 | 2022 | CH4 Import - NY 2040 | Import | Methane | MI | Dispatch-Import | EmissionsCost | 0 | [6 empty] | 0.92456 | 0
LCP_Inputs_ON_Diverse_Howarth_2023_05_05 | 2022 | CH4 Import - NY 2040 | Import | Methane | MI | Dispatch-Import | FuelCost | 0 | [6 empty] | 0.92456 | 0
LCP_Inputs_ON_Diverse_Howarth_2023_05_05 | 2022 | CH4 Import - NY 2040 | Import | Methane | MI | Dispatch-Import | VOM | 0 | [6 empty] | 0.92456 | 0
LCP_Inputs_ON_Diverse_Howarth_2023_05_05 | 2022 | CH4 Import - NY 2040 | Import | Methane | NY | Dispatch-Import | EmissionsCost | 0 | [6 empty] | 0.92456 | 0
LCP_Inputs_ON_Diverse_Howarth_2023_05_05 | 2022 | CH4 Import - NY 2040 | Import | Methane | NY | Dispatch-Import | FuelCost | 0 | [6 empty] | 0.92456 | 0
LCP_Inputs_ON_Diverse_Howarth_2023_05_05 | 2022 | CH4 Import - NY 2040 | Import | Methane | NY | Dispatch-Import | VOM | 0 | [6 empty] | 0.92456 | 0
LCP_Inputs_ON_Diverse_Howarth_2023_05_05 | 2022 | CH4 Import - NY 2040 | Import | Methane | ON | Dispatch-Import | EmissionsCost | 0 | [6 empty] | 0.92456 | 0
LCP_Inputs_ON_Diverse_Howarth_2023_05_05 | 2022 | CH4 Import - NY 2040 | Import | Methane | ON | Dispatch-Import | FuelCost | 0 | [6 empty] | 0.92456 | 0
LCP_Inputs_ON_Diverse_Howarth_2023_05_05 | 2022 | CH4 Import - NY 2040 | Import | Methane | ON | Dispatch-Import | VOM | 0 | [6 empty] | 0.92456 | 0
LCP_Inputs_ON_Diverse_Howarth_2023_05_05 | 2022 | CH4 Import - NY 2040 | Import | Methane | PJ | Dispatch-Import | EmissionsCost | 0 | [6 empty] | 0.92456 | 0
LCP_Inputs_ON_Diverse_Howarth_2023_05_05 | 2022 | CH4 Import - NY 2040 | Import | Methane | PJ | Dispatch-Import | FuelCost | 0 | [6 empty] | 0.92456 | 0
LCP_Inputs_ON_Diverse_Howarth_2023_05_05 | 2022 | CH4 Import - NY 2040 | Import | Methane | PJ | Dispatch-Import | VOM | 0 | [6 empty] | 0.92456 | 0
LCP_Inputs_ON_Diverse_Howarth_2023_05_05 | 2022 | CH4 Import - NY 2040 | Import | Methane | QC | Dispatch-Import | EmissionsCost | 0 | [6 empty] | 0.92456 | 0
LCP_Inputs_ON_Diverse_Howarth_2023_05_05 | 2022 | CH4 Import - NY 2040 | Import | Methane | QC | Dispatch-Import | FuelCost | 0 | [6 empty] | 0.92456 | 0
LCP_Inputs_ON_Diverse_Howarth_2023_05_05 | 2022 | CH4 Import - NY 2040 | Import | Methane | QC | Dispatch-Import | VOM | 0 | [6 empty] | 0.92456 | 0
LCP_Inputs_ON_Diverse_Howarth_2023_05_05 | 2022 | CH4 Import - NY 2040 | Import | Methane | WC | Dispatch-Import | EmissionsCost | 0 | [6 empty] | 0.92456 | 0
LCP_Inputs_ON_Diverse_Howarth_2023_05_05 | 2022 | CH4 Import - NY 2040 | Import | Methane | WC | Dispatch-Import | FuelCost | 0 | [6 empty] | 0.92456 | 0
LCP_Inputs_ON_Diverse_Howarth_2023_05_05 | 2022 | CH4 Import - NY 2040 | Import | Methane | WC | Dispatch-Import | VOM | 0 | [6 empty] | 0.92456 | 0
LCP_Inputs_ON_Diverse_Howarth_2023_05_05 | 2022 | CH4 Import - NY 2050 | Import | Methane | MI | Dispatch-Import | EmissionsCost | 0 | [6 empty] | 0.92456 | 0
LCP_Inputs_ON_Diverse_Howarth_2023_05_05 | 2022 | CH4 Import - NY 2050 | Import | Methane | MI | Dispatch-Import | FuelCost | 0 | [6 empty] | 0.92456 | 0
LCP_Inputs_ON_Diverse_Howarth_2023_05_05 | 2022 | CH4 Import - NY 2050 | Import | Methane | MI | Dispatch-Import | VOM | 0 | [6 empty] | 0.92456 | 0
LCP_Inputs_ON_Diverse_Howarth_2023_05_05 | 2022 | CH4 Import - NY 2050 | Import | Methane | NY | Dispatch-Import | EmissionsCost | 0 | [6 empty] | 0.92456 | 0
LCP_Inputs_ON_Diverse_Howarth_2023_05_05 | 2022 | CH4 Import - NY 2050 | Import | Methane | NY | Dispatch-Import | FuelCost | 0 | [6 empty] | 0.92456 | 0
LCP_Inputs_ON_Diverse_Howarth_2023_05_05 | 2022 | CH4 Import - NY 2050 | Import | Methane | NY | Dispatch-Import | VOM | 0 | [6 empty] | 0.92456 | 0
LCP_Inputs_ON_Diverse_Howarth_2023_05_05 | 2022 | CH4 Import - NY 2050 | Import | Methane | ON | Dispatch-Import | EmissionsCost | 0 | [6 empty] | 0.92456 | 0
LCP_Inputs_ON_Diverse_Howarth_2023_05_05 | 2022 | CH4 Import - NY 2050 | Import | Methane | ON | Dispatch-Import | FuelCost | 0 | [6 empty] | 0.92456 | 0
LCP_Inputs_ON_Diverse_Howarth_2023_05_05 | 2022 | CH4 Import - NY 2050 | Import | Methane | ON | Dispatch-Import | VOM | 0 | [6 empty] | 0.92456 | 0
LCP_Inputs_ON_Diverse_Howarth_2023_05_05 | 2022 | CH4 Import - NY 2050 | Import | Methane | PJ | Dispatch-Import | EmissionsCost | 0 | [6 empty] | 0.92456 | 0
LCP_Inputs_ON_Diverse_Howarth_2023_05_05 | 2022 | CH4 Import - NY 2050 | Import | Methane | PJ | Dispatch-Import | FuelCost | 0 | [6 empty] | 0.92456 | 0
LCP_Inputs_ON_Diverse_Howarth_2023_05_05 | 2022 | CH4 Import - NY 2050 | Import | Methane | PJ | Dispatch-Import | VOM | 0 | [6 empty] | 0.92456 | 0
LCP_Inputs_ON_Diverse_Howarth_2023_05_05 | 2022 | CH4 Import - NY 2050 | Import | Methane | QC | Dispatch-Import | EmissionsCost | 0 | [6 empty] | 0.92456 | 0
LCP_Inputs_ON_Diverse_Howarth_2023_05_05 | 2022 | CH4 Import - NY 2050 | Import | Methane | QC | Dispatch-Import | FuelCost | 0 | [6 empty] | 0.92456 | 0
LCP_Inputs_ON_Diverse_Howarth_2023_05_05 | 2022 | CH4 Import - NY 2050 | Import | Methane | QC | Dispatch-Import | VOM | 0 | [6 empty] | 0.92456 | 0
LCP_Inputs_ON_Diverse_Howarth_2023_05_05 | 2022 | CH4 Import - NY 2050 | Import | Methane | WC | Dispatch-Import | EmissionsCost | 0 | [6 empty] | 0.92456 | 0
LCP_Inputs_ON_Diverse_Howarth_2023_05_05 | 2022 | CH4 Import - NY 2050 | Import | Methane | WC | Dispatch-Import | FuelCost | 0 | [6 empty] | 0.92456 | 0
LCP_Inputs_ON_Diverse_Howarth_2023_05_05 | 2022 | CH4 Import - NY 2050 | Import | Methane | WC | Dispatch-Import | VOM | 0 | [6 empty] | 0.92456 | 0
LCP_Inputs_ON_Diverse_Howarth_2023_05_05 | 2022 | CH4 Import - WC 2020 | Import | Methane | MI | Dispatch-Import | EmissionsCost | 0 | [6 empty] | 0.92456 | 0
LCP_Inputs_ON_Diverse_Howarth_2023_05_05 | 2022 | CH4 Import - WC 2020 | Import | Methane | MI | Dispatch-Import | FuelCost | 0 | [6 empty] | 0.92456 | 0
LCP_Inputs_ON_Diverse_Howarth_2023_05_05 | 2022 | CH4 Import - WC 2020 | Import | Methane | MI | Dispatch-Import | VOM | 0 | [6 empty] | 0.92456 | 0
LCP_Inputs_ON_Diverse_Howarth_2023_05_05 | 2022 | CH4 Import - WC 2020 | Import | Methane | NY | Dispatch-Import | EmissionsCost | 0 | [6 empty] | 0.92456 | 0
LCP_Inputs_ON_Diverse_Howarth_2023_05_05 | 2022 | CH4 Import - WC 2020 | Import | Methane | NY | Dispatch-Import | FuelCost | 0 | [6 empty] | 0.92456 | 0
LCP_Inputs_ON_Diverse_Howarth_2023_05_05 | 2022 | CH4 Import - WC 2020 | Import | Methane | NY | Dispatch-Import | VOM | 0 | [6 empty] | 0.92456 | 0
LCP_Inputs_ON_Diverse_Howarth_2023_05_05 | 2022 | CH4 Import - WC 2020 | Import | Methane | ON | Dispatch-Import | EmissionsCost | 0 | [6 empty] | 0.92456 | 0
LCP_Inputs_ON_Diverse_Howarth_2023_05_05 | 2022 | CH4 Import - WC 2020 | Import | Methane | ON | Dispatch-Import | FuelCost | 0 | [6 empty] | 0.92456 | 0
LCP_Inputs_ON_Diverse_Howarth_2023_05_05 | 2022 | CH4 Import - WC 2020 | Import | Methane | ON | Dispatch-Import | VOM | 0 | [6 empty] | 0.92456 | 0
LCP_Inputs_ON_Diverse_Howarth_2023_05_05 | 2022 | CH4 Import - WC 2020 | Import | Methane | PJ | Dispatch-Import | EmissionsCost | 0 | [6 empty] | 0.92456 | 0
LCP_Inputs_ON_Diverse_Howarth_2023_05_05 | 2022 | CH4 Import - WC 2020 | Import | Methane | PJ | Dispatch-Import | FuelCost | 0 | [6 empty] | 0.92456 | 0
LCP_Inputs_ON_Diverse_Howarth_2023_05_05 | 2022 | CH4 Import - WC 2020 | Import | Methane | PJ | Dispatch-Import | VOM | 0 | [6 empty] | 0.92456 | 0
LCP_Inputs_ON_Diverse_Howarth_2023_05_05 | 2022 | CH4 Import - WC 2020 | Import | Methane | QC | Dispatch-Import | EmissionsCost | 0 | [6 empty] | 0.92456 | 0
LCP_Inputs_ON_Diverse_Howarth_2023_05_05 | 2022 | CH4 Import - WC 2020 | Import | Methane | QC | Dispatch-Import | FuelCost | 0 | [6 empty] | 0.92456 | 0
LCP_Inputs_ON_Diverse_Howarth_2023_05_05 | 2022 | CH4 Import - WC 2020 | Import | Methane | QC | Dispatch-Import | VOM | 0 | [6 empty] | 0.92456 | 0
LCP_Inputs_ON_Diverse_Howarth_2023_05_05 | 2022 | CH4 Import - WC 2020 | Import | Methane | WC | Dispatch-Import | EmissionsCost | 1306945425.5377 | [6 empty] | 0.92456 | 1208344513.2561
LCP_Inputs_ON_Diverse_Howarth_2023_05_05 | 2022 | CH4 Import - WC 2020 | Import | Methane | WC | Dispatch-Import | FuelCost | 1887630786.0789 | [6 empty] | 0.92456 | 1745220771.1528
LCP_Inputs_ON_Diverse_Howarth_2023_05_05 | 2022 | CH4 Import - WC 2020 | Import | Methane | WC | Dispatch-Import | VOM | 0 | [6 empty] | 0.92456 | 0
LCP_Inputs_ON_Diverse_Howarth_2023_05_05 | 2022 | CH4 Import - WC 2030 | Import | Methane | MI | Dispatch-Import | EmissionsCost | 0 | [6 empty] | 0.92456 | 0
LCP_Inputs_ON_Diverse_Howarth_2023_05_05 | 2022 | CH4 Import - WC 2030 | Import | Methane | MI | Dispatch-Import | FuelCost | 0 | [6 empty] | 0.92456 | 0
LCP_Inputs_ON_Diverse_Howarth_2023_05_05 | 2022 | CH4 Import - WC 2030 | Import | Methane | MI | Dispatch-Import | VOM | 0 | [6 empty] | 0.92456 | 0
LCP_Inputs_ON_Diverse_Howarth_2023_05_05 | 2022 | CH4 Import - WC 2030 | Import | Methane | NY | Dispatch-Import | EmissionsCost | 0 | [6 empty] | 0.92456 | 0
LCP_Inputs_ON_Diverse_Howarth_2023_05_05 | 2022 | CH4 Import - WC 2030 | Import | Methane | NY | Dispatch-Import | FuelCost | 0 | [6 empty] | 0.92456 | 0
LCP_Inputs_ON_Diverse_Howarth_2023_05_05 | 2022 | CH4 Import - WC 2030 | Import | Methane | NY | Dispatch-Import | VOM | 0 | [6 empty] | 0.92456 | 0
LCP_Inputs_ON_Diverse_Howarth_2023_05_05 | 2022 | CH4 Import - WC 2030 | Import | Methane | ON | Dispatch-Import | EmissionsCost | 0 | [6 empty] | 0.92456 | 0
LCP_Inputs_ON_Diverse_Howarth_2023_05_05 | 2022 | CH4 Import - WC 2030 | Import | Methane | ON | Dispatch-Import | FuelCost | 0 | [6 empty] | 0.92456 | 0
LCP_Inputs_ON_Diverse_Howarth_2023_05_05 | 2022 | CH4 Import - WC 2030 | Import | Methane | ON | Dispatch-Import | VOM | 0 | [6 empty] | 0.92456 | 0
LCP_Inputs_ON_Diverse_Howarth_2023_05_05 | 2022 | CH4 Import - WC 2030 | Import | Methane | PJ | Dispatch-Import | EmissionsCost | 0 | [6 empty] | 0.92456 | 0
LCP_Inputs_ON_Diverse_Howarth_2023_05_05 | 2022 | CH4 Import - WC 2030 | Import | Methane | PJ | Dispatch-Import | FuelCost | 0 | [6 empty] | 0.92456 | 0
LCP_Inputs_ON_Diverse_Howarth_2023_05_05 | 2022 | CH4 Import - WC 2030 | Import | Methane | PJ | Dispatch-Import | VOM | 0 | [6 empty] | 0.92456 | 0
LCP_Inputs_ON_Diverse_Howarth_2023_05_05 | 2022 | CH4 Import - WC 2030 | Import | Methane | QC | Dispatch-Import | EmissionsCost | 0 | [6 empty] | 0.92456 | 0
LCP_Inputs_ON_Diverse_Howarth_2023_05_05 | 2022 | CH4 Import - WC 2030 | Import | Methane | QC | Dispatch-Import | FuelCost | 0 | [6 empty] | 0.92456 | 0
LCP_Inputs_ON_Diverse_Howarth_2023_05_05 | 2022 | CH4 Import - WC 2030 | Import | Methane | QC | Dispatch-Import | VOM | 0 | [6 empty] | 0.92456 | 0
LCP_Inputs_ON_Diverse_Howarth_2023_05_05 | 2022 | CH4 Import - WC 2030 | Import | Methane | WC | Dispatch-Import | EmissionsCost | 0 | [6 empty] | 0.92456 | 0
LCP_Inputs_ON_Diverse_Howarth_2023_05_05 | 2022 | CH4 Import - WC 2030 | Import | Methane | WC | Dispatch-Import | FuelCost | 0 | [6 empty] | 0.92456 | 0
LCP_Inputs_ON_Diverse_Howarth_2023_05_05 | 2022 | CH4 Import - WC 2030 | Import | Methane | WC | Dispatch-Import | VOM | 0 | [6 empty] | 0.92456 | 0
LCP_Inputs_ON_Diverse_Howarth_2023_05_05 | 2022 | CH4 Import - WC 2040 | Import | Methane | MI | Dispatch-Import | EmissionsCost | 0 | [6 empty] | 0.92456 | 0
LCP_Inputs_ON_Diverse_Howarth_2023_05_05 | 2022 | CH4 Import - WC 2040 | Import | Methane | MI | Dispatch-Import | FuelCost | 0 | [6 empty] | 0.92456 | 0
LCP_Inputs_ON_Diverse_Howarth_2023_05_05 | 2022 | CH4 Import - WC 2040 | Import | Methane | MI | Dispatch-Import | VOM | 0 | [6 empty] | 0.92456 | 0
LCP_Inputs_ON_Diverse_Howarth_2023_05_05 | 2022 | CH4 Import - WC 2040 | Import | Methane | NY | Dispatch-Import | EmissionsCost | 0 | [6 empty] | 0.92456 | 0
LCP_Inputs_ON_Diverse_Howarth_2023_05_05 | 2022 | CH4 Import - WC 2040 | Import | Methane | NY | Dispatch-Import | FuelCost | 0 | [6 empty] | 0.92456 | 0
LCP_Inputs_ON_Diverse_Howarth_2023_05_05 | 2022 | CH4 Import - WC 2040 | Import | Methane | NY | Dispatch-Import | VOM | 0 | [6 empty] | 0.92456 | 0
LCP_Inputs_ON_Diverse_Howarth_2023_05_05 | 2022 | CH4 Import - WC 2040 | Import | Methane | ON | Dispatch-Import | EmissionsCost | 0 | [6 empty] | 0.92456 | 0
LCP_Inputs_ON_Diverse_Howarth_2023_05_05 | 2022 | CH4 Import - WC 2040 | Import | Methane | ON | Dispatch-Import | FuelCost | 0 | [6 empty] | 0.92456 | 0
LCP_Inputs_ON_Diverse_Howarth_2023_05_05 | 2022 | CH4 Import - WC 2040 | Import | Methane | ON | Dispatch-Import | VOM | 0 | [6 empty] | 0.92456 | 0
LCP_Inputs_ON_Diverse_Howarth_2023_05_05 | 2022 | CH4 Import - WC 2040 | Import | Methane | PJ | Dispatch-Import | EmissionsCost | 0 | [6 empty] | 0.92456 | 0
LCP_Inputs_ON_Diverse_Howarth_2023_05_05 | 2022 | CH4 Import - WC 2040 | Import | Methane | PJ | Dispatch-Import | FuelCost | 0 | [6 empty] | 0.92456 | 0
LCP_Inputs_ON_Diverse_Howarth_2023_05_05 | 2022 | CH4 Import - WC 2040 | Import | Methane | PJ | Dispatch-Import | VOM | 0 | [6 empty] | 0.92456 | 0
LCP_Inputs_ON_Diverse_Howarth_2023_05_05 | 2022 | CH4 Import - WC 2040 | Import | Methane | QC | Dispatch-Import | EmissionsCost | 0 | [6 empty] | 0.92456 | 0
LCP_Inputs_ON_Diverse_Howarth_2023_05_05 | 2022 | CH4 Import - WC 2040 | Import | Methane | QC | Dispatch-Import | FuelCost | 0 | [6 empty] | 0.92456 | 0
LCP_Inputs_ON_Diverse_Howarth_2023_05_05 | 2022 | CH4 Import - WC 2040 | Import | Methane | QC | Dispatch-Import | VOM | 0 | [6 empty] | 0.92456 | 0
LCP_Inputs_ON_Diverse_Howarth_2023_05_05 | 2022 | CH4 Import - WC 2040 | Import | Methane | WC | Dispatch-Import | EmissionsCost | 0 | [6 empty] | 0.92456 | 0
LCP_Inputs_ON_Diverse_Howarth_2023_05_05 | 2022 | CH4 Import - WC 2040 | Import | Methane | WC | Dispatch-Import | FuelCost | 0 | [6 empty] | 0.92456 | 0
LCP_Inputs_ON_Diverse_Howarth_2023_05_05 | 2022 | CH4 Import - WC 2040 | Import | Methane | WC | Dispatch-Import | VOM | 0 | [6 empty] | 0.92456 | 0
LCP_Inputs_ON_Diverse_Howarth_2023_05_05 | 2022 | CH4 Import - WC 2050 | Import | Methane | MI | Dispatch-Import | EmissionsCost | 0 | [6 empty] | 0.92456 | 0
LCP_Inputs_ON_Diverse_Howarth_2023_05_05 | 2022 | CH4 Import - WC 2050 | Import | Methane | MI | Dispatch-Import | FuelCost | 0 | [6 empty] | 0.92456 | 0
LCP_Inputs_ON_Diverse_Howarth_2023_05_05 | 2022 | CH4 Import - WC 2050 | Import | Methane | MI | Dispatch-Import | VOM | 0 | [6 empty] | 0.92456 | 0
LCP_Inputs_ON_Diverse_Howarth_2023_05_05 | 2022 | CH4 Import - WC 2050 | Import | Methane | NY | Dispatch-Import | EmissionsCost | 0 | [6 empty] | 0.92456 | 0
LCP_Inputs_ON_Diverse_Howarth_2023_05_05 | 2022 | CH4 Import - WC 2050 | Import | Methane | NY | Dispatch-Import | FuelCost | 0 | [6 empty] | 0.92456 | 0
LCP_Inputs_ON_Diverse_Howarth_2023_05_05 | 2022 | CH4 Import - WC 2050 | Import | Methane | NY | Dispatch-Import | VOM | 0 | [6 empty] | 0.92456 | 0
LCP_Inputs_ON_Diverse_Howarth_2023_05_05 | 2022 | CH4 Import - WC 2050 | Import | Methane | ON | Dispatch-Import | EmissionsCost | 0 | [6 empty] | 0.92456 | 0
LCP_Inputs_ON_Diverse_Howarth_2023_05_05 | 2022 | CH4 Import - WC 2050 | Import | Methane | ON | Dispatch-Import | FuelCost | 0 | [6 empty] | 0.92456 | 0
LCP_Inputs_ON_Diverse_Howarth_2023_05_05 | 2022 | CH4 Import - WC 2050 | Import | Methane | ON | Dispatch-Import | VOM | 0 | [6 empty] | 0.92456 | 0
LCP_Inputs_ON_Diverse_Howarth_2023_05_05 | 2022 | CH4 Import - WC 2050 | Import | Methane | PJ | Dispatch-Import | EmissionsCost | 0 | [6 empty] | 0.92456 | 0
LCP_Inputs_ON_Diverse_Howarth_2023_05_05 | 2022 | CH4 Import - WC 2050 | Import | Methane | PJ | Dispatch-Import | FuelCost | 0 | [6 empty] | 0.92456 | 0
LCP_Inputs_ON_Diverse_Howarth_2023_05_05 | 2022 | CH4 Import - WC 2050 | Import | Methane | PJ | Dispatch-Import | VOM | 0 | [6 empty] | 0.92456 | 0
LCP_Inputs_ON_Diverse_Howarth_2023_05_05 | 2022 | CH4 Import - WC 2050 | Import | Methane | QC | Dispatch-Import | EmissionsCost | 0 | [6 empty] | 0.92456 | 0
LCP_Inputs_ON_Diverse_Howarth_2023_05_05 | 2022 | CH4 Import - WC 2050 | Import | Methane | QC | Dispatch-Import | FuelCost | 0 | [6 empty] | 0.92456 | 0
LCP_Inputs_ON_Diverse_Howarth_2023_05_05 | 2022 | CH4 Import - WC 2050 | Import | Methane | QC | Dispatch-Import | VOM | 0 | [6 empty] | 0.92456 | 0
LCP_Inputs_ON_Diverse_Howarth_2023_05_05 | 2022 | CH4 Import - WC 2050 | Import | Methane | WC | Dispatch-Import | EmissionsCost | 0 | [6 empty] | 0.92456 | 0
LCP_Inputs_ON_Diverse_Howarth_2023_05_05 | 2022 | CH4 Import - WC 2050 | Import | Methane | WC | Dispatch-Import | FuelCost | 0 | [6 empty] | 0.92456 | 0
LCP_Inputs_ON_Diverse_Howarth_2023_05_05 | 2022 | CH4 Import - WC 2050 | Import | Methane | WC | Dispatch-Import | VOM | 0 | [6 empty] | 0.92456 | 0
LCP_Inputs_ON_Diverse_Howarth_2023_05_05 | 2022 | CH4 Salt Cavern Storage - ON | Storage | Methane | MI | Dispatch-Storage | EmissionsCost | 0 | [6 empty] | 0.92456 | 0
LCP_Inputs_ON_Diverse_Howarth_2023_05_05 | 2022 | CH4 Salt Cavern Storage - ON | Storage | Methane | MI | Dispatch-Storage | FuelCost | 0 | [6 empty] | 0.92456 | 0
LCP_Inputs_ON_Diverse_Howarth_2023_05_05 | 2022 | CH4 Salt Cavern Storage - ON | Storage | Methane | MI | Dispatch-Storage | VOM | 0 | [6 empty] | 0.92456 | 0
LCP_Inputs_ON_Diverse_Howarth_2023_05_05 | 2022 | CH4 Salt Cavern Storage - ON | Storage | Methane | NY | Dispatch-Storage | EmissionsCost | 0 | [6 empty] | 0.92456 | 0
LCP_Inputs_ON_Diverse_Howarth_2023_05_05 | 2022 | CH4 Salt Cavern Storage - ON | Storage | Methane | NY | Dispatch-Storage | FuelCost | 0 | [6 empty] | 0.92456 | 0
LCP_Inputs_ON_Diverse_Howarth_2023_05_05 | 2022 | CH4 Salt Cavern Storage - ON | Storage | Methane | NY | Dispatch-Storage | VOM | 0 | [6 empty] | 0.92456 | 0
LCP_Inputs_ON_Diverse_Howarth_2023_05_05 | 2022 | CH4 Salt Cavern Storage - ON | Storage | Methane | ON | Dispatch-Storage | EmissionsCost | 0 | [6 empty] | 0.92456 | 0
LCP_Inputs_ON_Diverse_Howarth_2023_05_05 | 2022 | CH4 Salt Cavern Storage - ON | Storage | Methane | ON | Dispatch-Storage | FuelCost | 0 | [6 empty] | 0.92456 | 0
LCP_Inputs_ON_Diverse_Howarth_2023_05_05 | 2022 | CH4 Salt Cavern Storage - ON | Storage | Methane | ON | Dispatch-Storage | VOM | 691417.795 | [6 empty] | 0.92456 | 639254.6181
LCP_Inputs_ON_Diverse_Howarth_2023_05_05 | 2022 | CH4 Salt Cavern Storage - ON | Storage | Methane | PJ | Dispatch-Storage | EmissionsCost | 0 | [6 empty] | 0.92456 | 0
LCP_Inputs_ON_Diverse_Howarth_2023_05_05 | 2022 | CH4 Salt Cavern Storage - ON | Storage | Methane | PJ | Dispatch-Storage | FuelCost | 0 | [6 empty] | 0.92456 | 0
LCP_Inputs_ON_Diverse_Howarth_2023_05_05 | 2022 | CH4 Salt Cavern Storage - ON | Storage | Methane | PJ | Dispatch-Storage | VOM | 0 | [6 empty] | 0.92456 | 0
LCP_Inputs_ON_Diverse_Howarth_2023_05_05 | 2022 | CH4 Salt Cavern Storage - ON | Storage | Methane | QC | Dispatch-Storage | EmissionsCost | 0 | [6 empty] | 0.92456 | 0
LCP_Inputs_ON_Diverse_Howarth_2023_05_05 | 2022 | CH4 Salt Cavern Storage - ON | Storage | Methane | QC | Dispatch-Storage | FuelCost | 0 | [6 empty] | 0.92456 | 0
LCP_Inputs_ON_Diverse_Howarth_2023_05_05 | 2022 | CH4 Salt Cavern Storage - ON | Storage | Methane | QC | Dispatch-Storage | VOM | 0 | [6 empty] | 0.92456 | 0
LCP_Inputs_ON_Diverse_Howarth_2023_05_05 | 2022 | CH4 Salt Cavern Storage - ON | Storage | Methane | WC | Dispatch-Storage | EmissionsCost | 0 | [6 empty] | 0.92456 | 0
LCP_Inputs_ON_Diverse_Howarth_2023_05_05 | 2022 | CH4 Salt Cavern Storage - ON | Storage | Methane | WC | Dispatch-Storage | FuelCost | 0 | [6 empty] | 0.92456 | 0
LCP_Inputs_ON_Diverse_Howarth_2023_05_05 | 2022 | CH4 Salt Cavern Storage - ON | Storage | Methane | WC | Dispatch-Storage | VOM | 0 | [6 empty] | 0.92456 | 0
LCP_Inputs_ON_Diverse_Howarth_2023_05_05 | 2022 | Electrolyser 2020/2030 | Crossload | Hydrogen | MI | Dispatch-Crossload | EmissionsCost | 0 | [6 empty] | 0.92456 | 0
LCP_Inputs_ON_Diverse_Howarth_2023_05_05 | 2022 | Electrolyser 2020/2030 | Crossload | Hydrogen | MI | Dispatch-Crossload | FuelCost | 0 | [6 empty] | 0.92456 | 0
LCP_Inputs_ON_Diverse_Howarth_2023_05_05 | 2022 | Electrolyser 2020/2030 | Crossload | Hydrogen | MI | Dispatch-Crossload | VOM | 0 | [6 empty] | 0.92456 | 0
LCP_Inputs_ON_Diverse_Howarth_2023_05_05 | 2022 | Electrolyser 2020/2030 | Crossload | Hydrogen | NY | Dispatch-Crossload | EmissionsCost | 0 | [6 empty] | 0.92456 | 0
LCP_Inputs_ON_Diverse_Howarth_2023_05_05 | 2022 | Electrolyser 2020/2030 | Crossload | Hydrogen | NY | Dispatch-Crossload | FuelCost | 0 | [6 empty] | 0.92456 | 0
LCP_Inputs_ON_Diverse_Howarth_2023_05_05 | 2022 | Electrolyser 2020/2030 | Crossload | Hydrogen | NY | Dispatch-Crossload | VOM | 0 | [6 empty] | 0.92456 | 0
LCP_Inputs_ON_Diverse_Howarth_2023_05_05 | 2022 | Electrolyser 2020/2030 | Crossload | Hydrogen | ON | Dispatch-Crossload | EmissionsCost | 0 | [6 empty] | 0.92456 | 0
LCP_Inputs_ON_Diverse_Howarth_2023_05_05 | 2022 | Electrolyser 2020/2030 | Crossload | Hydrogen | ON | Dispatch-Crossload | FuelCost | 0 | [6 empty] | 0.92456 | 0
LCP_Inputs_ON_Diverse_Howarth_2023_05_05 | 2022 | Electrolyser 2020/2030 | Crossload | Hydrogen | ON | Dispatch-Crossload | VOM | 0 | [6 empty] | 0.92456 | 0
LCP_Inputs_ON_Diverse_Howarth_2023_05_05 | 2022 | Electrolyser 2020/2030 | Crossload | Hydrogen | PJ | Dispatch-Crossload | EmissionsCost | 0 | [6 empty] | 0.92456 | 0
LCP_Inputs_ON_Diverse_Howarth_2023_05_05 | 2022 | Electrolyser 2020/2030 | Crossload | Hydrogen | PJ | Dispatch-Crossload | FuelCost | 0 | [6 empty] | 0.92456 | 0
LCP_Inputs_ON_Diverse_Howarth_2023_05_05 | 2022 | Electrolyser 2020/2030 | Crossload | Hydrogen | PJ | Dispatch-Crossload | VOM | 0 | [6 empty] | 0.92456 | 0
LCP_Inputs_ON_Diverse_Howarth_2023_05_05 | 2022 | Electrolyser 2020/2030 | Crossload | Hydrogen | QC | Dispatch-Crossload | EmissionsCost | 0 | [6 empty] | 0.92456 | 0
LCP_Inputs_ON_Diverse_Howarth_2023_05_05 | 2022 | Electrolyser 2020/2030 | Crossload | Hydrogen | QC | Dispatch-Crossload | FuelCost | 0 | [6 empty] | 0.92456 | 0
LCP_Inputs_ON_Diverse_Howarth_2023_05_05 | 2022 | Electrolyser 2020/2030 | Crossload | Hydrogen | QC | Dispatch-Crossload | VOM | 0 | [6 empty] | 0.92456 | 0
LCP_Inputs_ON_Diverse_Howarth_2023_05_05 | 2022 | Electrolyser 2020/2030 | Crossload | Hydrogen | WC | Dispatch-Crossload | EmissionsCost | 0 | [6 empty] | 0.92456 | 0
LCP_Inputs_ON_Diverse_Howarth_2023_05_05 | 2022 | Electrolyser 2020/2030 | Crossload | Hydrogen | WC | Dispatch-Crossload | FuelCost | 0 | [6 empty] | 0.92456 | 0
LCP_Inputs_ON_Diverse_Howarth_2023_05_05 | 2022 | Electrolyser 2020/2030 | Crossload | Hydrogen | WC | Dispatch-Crossload | VOM | 0 | [6 empty] | 0.92456 | 0
LCP_Inputs_ON_Diverse_Howarth_2023_05_05 | 2022 | Electrolyser 2040 | Crossload | Hydrogen | MI | Dispatch-Crossload | EmissionsCost | 0 | [6 empty] | 0.92456 | 0
LCP_Inputs_ON_Diverse_Howarth_2023_05_05 | 2022 | Electrolyser 2040 | Crossload | Hydrogen | MI | Dispatch-Crossload | FuelCost | 0 | [6 empty] | 0.92456 | 0
LCP_Inputs_ON_Diverse_Howarth_2023_05_05 | 2022 | Electrolyser 2040 | Crossload | Hydrogen | MI | Dispatch-Crossload | VOM | 0 | [6 empty] | 0.92456 | 0
LCP_Inputs_ON_Diverse_Howarth_2023_05_05 | 2022 | Electrolyser 2040 | Crossload | Hydrogen | NY | Dispatch-Crossload | EmissionsCost | 0 | [6 empty] | 0.92456 | 0
LCP_Inputs_ON_Diverse_Howarth_2023_05_05 | 2022 | Electrolyser 2040 | Crossload | Hydrogen | NY | Dispatch-Crossload | FuelCost | 0 | [6 empty] | 0.92456 | 0
LCP_Inputs_ON_Diverse_Howarth_2023_05_05 | 2022 | Electrolyser 2040 | Crossload | Hydrogen | NY | Dispatch-Crossload | VOM | 0 | [6 empty] | 0.92456 | 0
LCP_Inputs_ON_Diverse_Howarth_2023_05_05 | 2022 | Electrolyser 2040 | Crossload | Hydrogen | ON | Dispatch-Crossload | EmissionsCost | 0 | [6 empty] | 0.92456 | 0
LCP_Inputs_ON_Diverse_Howarth_2023_05_05 | 2022 | Electrolyser 2040 | Crossload | Hydrogen | ON | Dispatch-Crossload | FuelCost | 0 | [6 empty] | 0.92456 | 0
LCP_Inputs_ON_Diverse_Howarth_2023_05_05 | 2022 | Electrolyser 2040 | Crossload | Hydrogen | ON | Dispatch-Crossload | VOM | 0 | [6 empty] | 0.92456 | 0
LCP_Inputs_ON_Diverse_Howarth_2023_05_05 | 2022 | Electrolyser 2040 | Crossload | Hydrogen | PJ | Dispatch-Crossload | EmissionsCost | 0 | [6 empty] | 0.92456 | 0
LCP_Inputs_ON_Diverse_Howarth_2023_05_05 | 2022 | Electrolyser 2040 | Crossload | Hydrogen | PJ | Dispatch-Crossload | FuelCost | 0 | [6 empty] | 0.92456 | 0
LCP_Inputs_ON_Diverse_Howarth_2023_05_05 | 2022 | Electrolyser 2040 | Crossload | Hydrogen | PJ | Dispatch-Crossload | VOM | 0 | [6 empty] | 0.92456 | 0
LCP_Inputs_ON_Diverse_Howarth_2023_05_05 | 2022 | Electrolyser 2040 | Crossload | Hydrogen | QC | Dispatch-Crossload | EmissionsCost | 0 | [6 empty] | 0.92456 | 0
LCP_Inputs_ON_Diverse_Howarth_2023_05_05 | 2022 | Electrolyser 2040 | Crossload | Hydrogen | QC | Dispatch-Crossload | FuelCost | 0 | [6 empty] | 0.92456 | 0
LCP_Inputs_ON_Diverse_Howarth_2023_05_05 | 2022 | Electrolyser 2040 | Crossload | Hydrogen | QC | Dispatch-Crossload | VOM | 0 | [6 empty] | 0.92456 | 0
LCP_Inputs_ON_Diverse_Howarth_2023_05_05 | 2022 | Electrolyser 2040 | Crossload | Hydrogen | WC | Dispatch-Crossload | EmissionsCost | 0 | [6 empty] | 0.92456 | 0
LCP_Inputs_ON_Diverse_Howarth_2023_05_05 | 2022 | Electrolyser 2040 | Crossload | Hydrogen | WC | Dispatch-Crossload | FuelCost | 0 | [6 empty] | 0.92456 | 0
LCP_Inputs_ON_Diverse_Howarth_2023_05_05 | 2022 | Electrolyser 2040 | Crossload | Hydrogen | WC | Dispatch-Crossload | VOM | 0 | [6 empty] | 0.92456 | 0
LCP_Inputs_ON_Diverse_Howarth_2023_05_05 | 2022 | Electrolyser 2050 | Crossload | Hydrogen | MI | Dispatch-Crossload | EmissionsCost | 0 | [6 empty] | 0.92456 | 0
LCP_Inputs_ON_Diverse_Howarth_2023_05_05 | 2022 | Electrolyser 2050 | Crossload | Hydrogen | MI | Dispatch-Crossload | FuelCost | 0 | [6 empty] | 0.92456 | 0
LCP_Inputs_ON_Diverse_Howarth_2023_05_05 | 2022 | Electrolyser 2050 | Crossload | Hydrogen | MI | Dispatch-Crossload | VOM | 0 | [6 empty] | 0.92456 | 0
LCP_Inputs_ON_Diverse_Howarth_2023_05_05 | 2022 | Electrolyser 2050 | Crossload | Hydrogen | NY | Dispatch-Crossload | EmissionsCost | 0 | [6 empty] | 0.92456 | 0
LCP_Inputs_ON_Diverse_Howarth_2023_05_05 | 2022 | Electrolyser 2050 | Crossload | Hydrogen | NY | Dispatch-Crossload | FuelCost | 0 | [6 empty] | 0.92456 | 0
LCP_Inputs_ON_Diverse_Howarth_2023_05_05 | 2022 | Electrolyser 2050 | Crossload | Hydrogen | NY | Dispatch-Crossload | VOM | 0 | [6 empty] | 0.92456 | 0
LCP_Inputs_ON_Diverse_Howarth_2023_05_05 | 2022 | Electrolyser 2050 | Crossload | Hydrogen | ON | Dispatch-Crossload | EmissionsCost | 0 | [6 empty] | 0.92456 | 0
LCP_Inputs_ON_Diverse_Howarth_2023_05_05 | 2022 | Electrolyser 2050 | Crossload | Hydrogen | ON | Dispatch-Crossload | FuelCost | 0 | [6 empty] | 0.92456 | 0
LCP_Inputs_ON_Diverse_Howarth_2023_05_05 | 2022 | Electrolyser 2050 | Crossload | Hydrogen | ON | Dispatch-Crossload | VOM | 0 | [6 empty] | 0.92456 | 0
LCP_Inputs_ON_Diverse_Howarth_2023_05_05 | 2022 | Electrolyser 2050 | Crossload | Hydrogen | PJ | Dispatch-Crossload | EmissionsCost | 0 | [6 empty] | 0.92456 | 0
LCP_Inputs_ON_Diverse_Howarth_2023_05_05 | 2022 | Electrolyser 2050 | Crossload | Hydrogen | PJ | Dispatch-Crossload | FuelCost | 0 | [6 empty] | 0.92456 | 0
LCP_Inputs_ON_Diverse_Howarth_2023_05_05 | 2022 | Electrolyser 2050 | Crossload | Hydrogen | PJ | Dispatch-Crossload | VOM | 0 | [6 empty] | 0.92456 | 0
LCP_Inputs_ON_Diverse_Howarth_2023_05_05 | 2022 | Electrolyser 2050 | Crossload | Hydrogen | QC | Dispatch-Crossload | EmissionsCost | 0 | [6 empty] | 0.92456 | 0
LCP_Inputs_ON_Diverse_Howarth_2023_05_05 | 2022 | Electrolyser 2050 | Crossload | Hydrogen | QC | Dispatch-Crossload | FuelCost | 0 | [6 empty] | 0.92456 | 0
LCP_Inputs_ON_Diverse_Howarth_2023_05_05 | 2022 | Electrolyser 2050 | Crossload | Hydrogen | QC | Dispatch-Crossload | VOM | 0 | [6 empty] | 0.92456 | 0
LCP_Inputs_ON_Diverse_Howarth_2023_05_05 | 2022 | Electrolyser 2050 | Crossload | Hydrogen | WC | Dispatch-Crossload | EmissionsCost | 0 | [6 empty] | 0.92456 | 0
LCP_Inputs_ON_Diverse_Howarth_2023_05_05 | 2022 | Electrolyser 2050 | Crossload | Hydrogen | WC | Dispatch-Crossload | FuelCost | 0 | [6 empty] | 0.92456 | 0
LCP_Inputs_ON_Diverse_Howarth_2023_05_05 | 2022 | Electrolyser 2050 | Crossload | Hydrogen | WC | Dispatch-Crossload | VOM | 0 | [6 empty] | 0.92456 | 0
LCP_Inputs_ON_Diverse_Howarth_2023_05_05 | 2022 | Fossil Fuel Thermal (Coal, Peat, Oil) | Generation | Electricity | MI | Dispatch-Generation | EmissionsCost | 0 | [6 empty] | 0.92456 | 0
LCP_Inputs_ON_Diverse_Howarth_2023_05_05 | 2022 | Fossil Fuel Thermal (Coal, Peat, Oil) | Generation | Electricity | MI | Dispatch-Generation | FuelCost | 0 | [6 empty] | 0.92456 | 0
LCP_Inputs_ON_Diverse_Howarth_2023_05_05 | 2022 | Fossil Fuel Thermal (Coal, Peat, Oil) | Generation | Electricity | MI | Dispatch-Generation | VOM | 0 | [6 empty] | 0.92456 | 0
LCP_Inputs_ON_Diverse_Howarth_2023_05_05 | 2022 | Fossil Fuel Thermal (Coal, Peat, Oil) | Generation | Electricity | NY | Dispatch-Generation | EmissionsCost | 0 | [6 empty] | 0.92456 | 0
LCP_Inputs_ON_Diverse_Howarth_2023_05_05 | 2022 | Fossil Fuel Thermal (Coal, Peat, Oil) | Generation | Electricity | NY | Dispatch-Generation | FuelCost | 0 | [6 empty] | 0.92456 | 0
LCP_Inputs_ON_Diverse_Howarth_2023_05_05 | 2022 | Fossil Fuel Thermal (Coal, Peat, Oil) | Generation | Electricity | NY | Dispatch-Generation | VOM | 0 | [6 empty] | 0.92456 | 0
LCP_Inputs_ON_Diverse_Howarth_2023_05_05 | 2022 | Fossil Fuel Thermal (Coal, Peat, Oil) | Generation | Electricity | ON | Dispatch-Generation | EmissionsCost | 0 | [6 empty] | 0.92456 | 0
LCP_Inputs_ON_Diverse_Howarth_2023_05_05 | 2022 | Fossil Fuel Thermal (Coal, Peat, Oil) | Generation | Electricity | ON | Dispatch-Generation | FuelCost | 0 | [6 empty] | 0.92456 | 0
LCP_Inputs_ON_Diverse_Howarth_2023_05_05 | 2022 | Fossil Fuel Thermal (Coal, Peat, Oil) | Generation | Electricity | ON | Dispatch-Generation | VOM | 0 | [6 empty] | 0.92456 | 0
LCP_Inputs_ON_Diverse_Howarth_2023_05_05 | 2022 | Fossil Fuel Thermal (Coal, Peat, Oil) | Generation | Electricity | PJ | Dispatch-Generation | EmissionsCost | 0 | [6 empty] | 0.92456 | 0
LCP_Inputs_ON_Diverse_Howarth_2023_05_05 | 2022 | Fossil Fuel Thermal (Coal, Peat, Oil) | Generation | Electricity | PJ | Dispatch-Generation | FuelCost | 0 | [6 empty] | 0.92456 | 0
LCP_Inputs_ON_Diverse_Howarth_2023_05_05 | 2022 | Fossil Fuel Thermal (Coal, Peat, Oil) | Generation | Electricity | PJ | Dispatch-Generation | VOM | 0 | [6 empty] | 0.92456 | 0
LCP_Inputs_ON_Diverse_Howarth_2023_05_05 | 2022 | Fossil Fuel Thermal (Coal, Peat, Oil) | Generation | Electricity | QC | Dispatch-Generation | EmissionsCost | 0 | [6 empty] | 0.92456 | 0
LCP_Inputs_ON_Diverse_Howarth_2023_05_05 | 2022 | Fossil Fuel Thermal (Coal, Peat, Oil) | Generation | Electricity | QC | Dispatch-Generation | FuelCost | 0 | [6 empty] | 0.92456 | 0
LCP_Inputs_ON_Diverse_Howarth_2023_05_05 | 2022 | Fossil Fuel Thermal (Coal, Peat, Oil) | Generation | Electricity | QC | Dispatch-Generation | VOM | 0 | [6 empty] | 0.92456 | 0
LCP_Inputs_ON_Diverse_Howarth_2023_05_05 | 2022 | Fossil Fuel Thermal (Coal, Peat, Oil) | Generation | Electricity | WC | Dispatch-Generation | EmissionsCost | 0 | [6 empty] | 0.92456 | 0
LCP_Inputs_ON_Diverse_Howarth_2023_05_05 | 2022 | Fossil Fuel Thermal (Coal, Peat, Oil) | Generation | Electricity | WC | Dispatch-Generation | FuelCost | 0 | [6 empty] | 0.92456 | 0
LCP_Inputs_ON_Diverse_Howarth_2023_05_05 | 2022 | Fossil Fuel Thermal (Coal, Peat, Oil) | Generation | Electricity | WC | Dispatch-Generation | VOM | 0 | [6 empty] | 0.92456 | 0
LCP_Inputs_ON_Diverse_Howarth_2023_05_05 | 2022 | Generic - Generator | Generation | Electricity | MI | Dispatch-Generation | EmissionsCost | 0 | [6 empty] | 0.92456 | 0
LCP_Inputs_ON_Diverse_Howarth_2023_05_05 | 2022 | Generic - Generator | Generation | Electricity | MI | Dispatch-Generation | FuelCost | 3921448028.5872 | [6 empty] | 0.92456 | 3625599138.8565
LCP_Inputs_ON_Diverse_Howarth_2023_05_05 | 2022 | Generic - Generator | Generation | Electricity | MI | Dispatch-Generation | VOM | 405706298.2701 | [6 empty] | 0.92456 | 375098278.7261
LCP_Inputs_ON_Diverse_Howarth_2023_05_05 | 2022 | Generic - Generator | Generation | Electricity | NY | Dispatch-Generation | EmissionsCost | 0 | [6 empty] | 0.92456 | 0
LCP_Inputs_ON_Diverse_Howarth_2023_05_05 | 2022 | Generic - Generator | Generation | Electricity | NY | Dispatch-Generation | FuelCost | 1625728707.8528 | [6 empty] | 0.92456 | 1503077577.5267
LCP_Inputs_ON_Diverse_Howarth_2023_05_05 | 2022 | Generic - Generator | Generation | Electricity | NY | Dispatch-Generation | VOM | 168195108.3493 | [6 empty] | 0.92456 | 155505832.4236
LCP_Inputs_ON_Diverse_Howarth_2023_05_05 | 2022 | Generic - Generator | Generation | Electricity | ON | Dispatch-Generation | EmissionsCost | 0 | [6 empty] | 0.92456 | 0
LCP_Inputs_ON_Diverse_Howarth_2023_05_05 | 2022 | Generic - Generator | Generation | Electricity | ON | Dispatch-Generation | FuelCost | 0 | [6 empty] | 0.92456 | 0
LCP_Inputs_ON_Diverse_Howarth_2023_05_05 | 2022 | Generic - Generator | Generation | Electricity | ON | Dispatch-Generation | VOM | 0 | [6 empty] | 0.92456 | 0
LCP_Inputs_ON_Diverse_Howarth_2023_05_05 | 2022 | Generic - Generator | Generation | Electricity | PJ | Dispatch-Generation | EmissionsCost | 0 | [6 empty] | 0.92456 | 0
LCP_Inputs_ON_Diverse_Howarth_2023_05_05 | 2022 | Generic - Generator | Generation | Electricity | PJ | Dispatch-Generation | FuelCost | 14422259590.9655 | [6 empty] | 0.92456 | 13334189710.582
LCP_Inputs_ON_Diverse_Howarth_2023_05_05 | 2022 | Generic - Generator | Generation | Electricity | PJ | Dispatch-Generation | VOM | 1492102281.7812 | [6 empty] | 0.92456 | 1379532435.0788
LCP_Inputs_ON_Diverse_Howarth_2023_05_05 | 2022 | Generic - Generator | Generation | Electricity | QC | Dispatch-Generation | EmissionsCost | 0 | [6 empty] | 0.92456 | 0
LCP_Inputs_ON_Diverse_Howarth_2023_05_05 | 2022 | Generic - Generator | Generation | Electricity | QC | Dispatch-Generation | FuelCost | 0 | [6 empty] | 0.92456 | 0
LCP_Inputs_ON_Diverse_Howarth_2023_05_05 | 2022 | Generic - Generator | Generation | Electricity | QC | Dispatch-Generation | VOM | 0 | [6 empty] | 0.92456 | 0
LCP_Inputs_ON_Diverse_Howarth_2023_05_05 | 2022 | Generic - Generator | Generation | Electricity | WC | Dispatch-Generation | EmissionsCost | 0 | [6 empty] | 0.92456 | 0
LCP_Inputs_ON_Diverse_Howarth_2023_05_05 | 2022 | Generic - Generator | Generation | Electricity | WC | Dispatch-Generation | FuelCost | 1069473.0011 | [6 empty] | 0.92456 | 988787.9078
LCP_Inputs_ON_Diverse_Howarth_2023_05_05 | 2022 | Generic - Generator | Generation | Electricity | WC | Dispatch-Generation | VOM | 110645.8454 | [6 empty] | 0.92456 | 102298.3038
LCP_Inputs_ON_Diverse_Howarth_2023_05_05 | 2022 | H2 Import - QC | Import | Hydrogen | MI | Dispatch-Import | EmissionsCost | 0 | [6 empty] | 0.92456 | 0
LCP_Inputs_ON_Diverse_Howarth_2023_05_05 | 2022 | H2 Import - QC | Import | Hydrogen | MI | Dispatch-Import | FuelCost | 0 | [6 empty] | 0.92456 | 0
LCP_Inputs_ON_Diverse_Howarth_2023_05_05 | 2022 | H2 Import - QC | Import | Hydrogen | MI | Dispatch-Import | VOM | 0 | [6 empty] | 0.92456 | 0
LCP_Inputs_ON_Diverse_Howarth_2023_05_05 | 2022 | H2 Import - QC | Import | Hydrogen | NY | Dispatch-Import | EmissionsCost | 0 | [6 empty] | 0.92456 | 0
LCP_Inputs_ON_Diverse_Howarth_2023_05_05 | 2022 | H2 Import - QC | Import | Hydrogen | NY | Dispatch-Import | FuelCost | 0 | [6 empty] | 0.92456 | 0
LCP_Inputs_ON_Diverse_Howarth_2023_05_05 | 2022 | H2 Import - QC | Import | Hydrogen | NY | Dispatch-Import | VOM | 0 | [6 empty] | 0.92456 | 0
LCP_Inputs_ON_Diverse_Howarth_2023_05_05 | 2022 | H2 Import - QC | Import | Hydrogen | ON | Dispatch-Import | EmissionsCost | 0 | [6 empty] | 0.92456 | 0
LCP_Inputs_ON_Diverse_Howarth_2023_05_05 | 2022 | H2 Import - QC | Import | Hydrogen | ON | Dispatch-Import | FuelCost | 0 | [6 empty] | 0.92456 | 0
LCP_Inputs_ON_Diverse_Howarth_2023_05_05 | 2022 | H2 Import - QC | Import | Hydrogen | ON | Dispatch-Import | VOM | 0 | [6 empty] | 0.92456 | 0
LCP_Inputs_ON_Diverse_Howarth_2023_05_05 | 2022 | H2 Import - QC | Import | Hydrogen | PJ | Dispatch-Import | EmissionsCost | 0 | [6 empty] | 0.92456 | 0
LCP_Inputs_ON_Diverse_Howarth_2023_05_05 | 2022 | H2 Import - QC | Import | Hydrogen | PJ | Dispatch-Import | FuelCost | 0 | [6 empty] | 0.92456 | 0
LCP_Inputs_ON_Diverse_Howarth_2023_05_05 | 2022 | H2 Import - QC | Import | Hydrogen | PJ | Dispatch-Import | VOM | 0 | [6 empty] | 0.92456 | 0
LCP_Inputs_ON_Diverse_Howarth_2023_05_05 | 2022 | H2 Import - QC | Import | Hydrogen | QC | Dispatch-Import | EmissionsCost | 0 | [6 empty] | 0.92456 | 0
LCP_Inputs_ON_Diverse_Howarth_2023_05_05 | 2022 | H2 Import - QC | Import | Hydrogen | QC | Dispatch-Import | FuelCost | 0 | [6 empty] | 0.92456 | 0
LCP_Inputs_ON_Diverse_Howarth_2023_05_05 | 2022 | H2 Import - QC | Import | Hydrogen | QC | Dispatch-Import | VOM | 0 | [6 empty] | 0.92456 | 0
LCP_Inputs_ON_Diverse_Howarth_2023_05_05 | 2022 | H2 Import - QC | Import | Hydrogen | WC | Dispatch-Import | EmissionsCost | 0 | [6 empty] | 0.92456 | 0
LCP_Inputs_ON_Diverse_Howarth_2023_05_05 | 2022 | H2 Import - QC | Import | Hydrogen | WC | Dispatch-Import | FuelCost | 0 | [6 empty] | 0.92456 | 0
LCP_Inputs_ON_Diverse_Howarth_2023_05_05 | 2022 | H2 Import - QC | Import | Hydrogen | WC | Dispatch-Import | VOM | 0 | [6 empty] | 0.92456 | 0
LCP_Inputs_ON_Diverse_Howarth_2023_05_05 | 2022 | H2 Import - WC | Import | Hydrogen | MI | Dispatch-Import | EmissionsCost | 0 | [6 empty] | 0.92456 | 0
LCP_Inputs_ON_Diverse_Howarth_2023_05_05 | 2022 | H2 Import - WC | Import | Hydrogen | MI | Dispatch-Import | FuelCost | 0 | [6 empty] | 0.92456 | 0
LCP_Inputs_ON_Diverse_Howarth_2023_05_05 | 2022 | H2 Import - WC | Import | Hydrogen | MI | Dispatch-Import | VOM | 0 | [6 empty] | 0.92456 | 0
LCP_Inputs_ON_Diverse_Howarth_2023_05_05 | 2022 | H2 Import - WC | Import | Hydrogen | NY | Dispatch-Import | EmissionsCost | 0 | [6 empty] | 0.92456 | 0
LCP_Inputs_ON_Diverse_Howarth_2023_05_05 | 2022 | H2 Import - WC | Import | Hydrogen | NY | Dispatch-Import | FuelCost | 0 | [6 empty] | 0.92456 | 0
LCP_Inputs_ON_Diverse_Howarth_2023_05_05 | 2022 | H2 Import - WC | Import | Hydrogen | NY | Dispatch-Import | VOM | 0 | [6 empty] | 0.92456 | 0
LCP_Inputs_ON_Diverse_Howarth_2023_05_05 | 2022 | H2 Import - WC | Import | Hydrogen | ON | Dispatch-Import | EmissionsCost | 0 | [6 empty] | 0.92456 | 0
LCP_Inputs_ON_Diverse_Howarth_2023_05_05 | 2022 | H2 Import - WC | Import | Hydrogen | ON | Dispatch-Import | FuelCost | 0 | [6 empty] | 0.92456 | 0
LCP_Inputs_ON_Diverse_Howarth_2023_05_05 | 2022 | H2 Import - WC | Import | Hydrogen | ON | Dispatch-Import | VOM | 0 | [6 empty] | 0.92456 | 0
LCP_Inputs_ON_Diverse_Howarth_2023_05_05 | 2022 | H2 Import - WC | Import | Hydrogen | PJ | Dispatch-Import | EmissionsCost | 0 | [6 empty] | 0.92456 | 0
LCP_Inputs_ON_Diverse_Howarth_2023_05_05 | 2022 | H2 Import - WC | Import | Hydrogen | PJ | Dispatch-Import | FuelCost | 0 | [6 empty] | 0.92456 | 0
LCP_Inputs_ON_Diverse_Howarth_2023_05_05 | 2022 | H2 Import - WC | Import | Hydrogen | PJ | Dispatch-Import | VOM | 0 | [6 empty] | 0.92456 | 0
LCP_Inputs_ON_Diverse_Howarth_2023_05_05 | 2022 | H2 Import - WC | Import | Hydrogen | QC | Dispatch-Import | EmissionsCost | 0 | [6 empty] | 0.92456 | 0
LCP_Inputs_ON_Diverse_Howarth_2023_05_05 | 2022 | H2 Import - WC | Import | Hydrogen | QC | Dispatch-Import | FuelCost | 0 | [6 empty] | 0.92456 | 0
LCP_Inputs_ON_Diverse_Howarth_2023_05_05 | 2022 | H2 Import - WC | Import | Hydrogen | QC | Dispatch-Import | VOM | 0 | [6 empty] | 0.92456 | 0
LCP_Inputs_ON_Diverse_Howarth_2023_05_05 | 2022 | H2 Import - WC | Import | Hydrogen | WC | Dispatch-Import | EmissionsCost | 0 | [6 empty] | 0.92456 | 0
LCP_Inputs_ON_Diverse_Howarth_2023_05_05 | 2022 | H2 Import - WC | Import | Hydrogen | WC | Dispatch-Import | FuelCost | 0 | [6 empty] | 0.92456 | 0
LCP_Inputs_ON_Diverse_Howarth_2023_05_05 | 2022 | H2 Import - WC | Import | Hydrogen | WC | Dispatch-Import | VOM | 0 | [6 empty] | 0.92456 | 0
LCP_Inputs_ON_Diverse_Howarth_2023_05_05 | 2022 | H2 Salt Cavern Storage - ON | Storage | Hydrogen | MI | Dispatch-Storage | EmissionsCost | 0 | [6 empty] | 0.92456 | 0
LCP_Inputs_ON_Diverse_Howarth_2023_05_05 | 2022 | H2 Salt Cavern Storage - ON | Storage | Hydrogen | MI | Dispatch-Storage | FuelCost | 0 | [6 empty] | 0.92456 | 0
LCP_Inputs_ON_Diverse_Howarth_2023_05_05 | 2022 | H2 Salt Cavern Storage - ON | Storage | Hydrogen | MI | Dispatch-Storage | VOM | 0 | [6 empty] | 0.92456 | 0
LCP_Inputs_ON_Diverse_Howarth_2023_05_05 | 2022 | H2 Salt Cavern Storage - ON | Storage | Hydrogen | NY | Dispatch-Storage | EmissionsCost | 0 | [6 empty] | 0.92456 | 0
LCP_Inputs_ON_Diverse_Howarth_2023_05_05 | 2022 | H2 Salt Cavern Storage - ON | Storage | Hydrogen | NY | Dispatch-Storage | FuelCost | 0 | [6 empty] | 0.92456 | 0
LCP_Inputs_ON_Diverse_Howarth_2023_05_05 | 2022 | H2 Salt Cavern Storage - ON | Storage | Hydrogen | NY | Dispatch-Storage | VOM | 0 | [6 empty] | 0.92456 | 0
LCP_Inputs_ON_Diverse_Howarth_2023_05_05 | 2022 | H2 Salt Cavern Storage - ON | Storage | Hydrogen | ON | Dispatch-Storage | EmissionsCost | 0 | [6 empty] | 0.92456 | 0
LCP_Inputs_ON_Diverse_Howarth_2023_05_05 | 2022 | H2 Salt Cavern Storage - ON | Storage | Hydrogen | ON | Dispatch-Storage | FuelCost | 0 | [6 empty] | 0.92456 | 0
LCP_Inputs_ON_Diverse_Howarth_2023_05_05 | 2022 | H2 Salt Cavern Storage - ON | Storage | Hydrogen | ON | Dispatch-Storage | VOM | 0 | [6 empty] | 0.92456 | 0
LCP_Inputs_ON_Diverse_Howarth_2023_05_05 | 2022 | H2 Salt Cavern Storage - ON | Storage | Hydrogen | PJ | Dispatch-Storage | EmissionsCost | 0 | [6 empty] | 0.92456 | 0
LCP_Inputs_ON_Diverse_Howarth_2023_05_05 | 2022 | H2 Salt Cavern Storage - ON | Storage | Hydrogen | PJ | Dispatch-Storage | FuelCost | 0 | [6 empty] | 0.92456 | 0
LCP_Inputs_ON_Diverse_Howarth_2023_05_05 | 2022 | H2 Salt Cavern Storage - ON | Storage | Hydrogen | PJ | Dispatch-Storage | VOM | 0 | [6 empty] | 0.92456 | 0
LCP_Inputs_ON_Diverse_Howarth_2023_05_05 | 2022 | H2 Salt Cavern Storage - ON | Storage | Hydrogen | QC | Dispatch-Storage | EmissionsCost | 0 | [6 empty] | 0.92456 | 0
LCP_Inputs_ON_Diverse_Howarth_2023_05_05 | 2022 | H2 Salt Cavern Storage - ON | Storage | Hydrogen | QC | Dispatch-Storage | FuelCost | 0 | [6 empty] | 0.92456 | 0
LCP_Inputs_ON_Diverse_Howarth_2023_05_05 | 2022 | H2 Salt Cavern Storage - ON | Storage | Hydrogen | QC | Dispatch-Storage | VOM | 0 | [6 empty] | 0.92456 | 0
LCP_Inputs_ON_Diverse_Howarth_2023_05_05 | 2022 | H2 Salt Cavern Storage - ON | Storage | Hydrogen | WC | Dispatch-Storage | EmissionsCost | 0 | [6 empty] | 0.92456 | 0
LCP_Inputs_ON_Diverse_Howarth_2023_05_05 | 2022 | H2 Salt Cavern Storage - ON | Storage | Hydrogen | WC | Dispatch-Storage | FuelCost | 0 | [6 empty] | 0.92456 | 0
LCP_Inputs_ON_Diverse_Howarth_2023_05_05 | 2022 | H2 Salt Cavern Storage - ON | Storage | Hydrogen | WC | Dispatch-Storage | VOM | 0 | [6 empty] | 0.92456 | 0
LCP_Inputs_ON_Diverse_Howarth_2023_05_05 | 2022 | Hydro | Generation | Electricity | MI | Dispatch-Generation | EmissionsCost | 0 | [6 empty] | 0.92456 | 0
LCP_Inputs_ON_Diverse_Howarth_2023_05_05 | 2022 | Hydro | Generation | Electricity | MI | Dispatch-Generation | FuelCost | 0 | [6 empty] | 0.92456 | 0
LCP_Inputs_ON_Diverse_Howarth_2023_05_05 | 2022 | Hydro | Generation | Electricity | MI | Dispatch-Generation | VOM | 0 | [6 empty] | 0.92456 | 0
LCP_Inputs_ON_Diverse_Howarth_2023_05_05 | 2022 | Hydro | Generation | Electricity | NY | Dispatch-Generation | EmissionsCost | 0 | [6 empty] | 0.92456 | 0
LCP_Inputs_ON_Diverse_Howarth_2023_05_05 | 2022 | Hydro | Generation | Electricity | NY | Dispatch-Generation | FuelCost | 0 | [6 empty] | 0.92456 | 0
LCP_Inputs_ON_Diverse_Howarth_2023_05_05 | 2022 | Hydro | Generation | Electricity | NY | Dispatch-Generation | VOM | 0 | [6 empty] | 0.92456 | 0
LCP_Inputs_ON_Diverse_Howarth_2023_05_05 | 2022 | Hydro | Generation | Electricity | ON | Dispatch-Generation | EmissionsCost | 0 | [6 empty] | 0.92456 | 0
LCP_Inputs_ON_Diverse_Howarth_2023_05_05 | 2022 | Hydro | Generation | Electricity | ON | Dispatch-Generation | FuelCost | 0 | [6 empty] | 0.92456 | 0
LCP_Inputs_ON_Diverse_Howarth_2023_05_05 | 2022 | Hydro | Generation | Electricity | ON | Dispatch-Generation | VOM | 0 | [6 empty] | 0.92456 | 0
LCP_Inputs_ON_Diverse_Howarth_2023_05_05 | 2022 | Hydro | Generation | Electricity | PJ | Dispatch-Generation | EmissionsCost | 0 | [6 empty] | 0.92456 | 0
LCP_Inputs_ON_Diverse_Howarth_2023_05_05 | 2022 | Hydro | Generation | Electricity | PJ | Dispatch-Generation | FuelCost | 0 | [6 empty] | 0.92456 | 0
LCP_Inputs_ON_Diverse_Howarth_2023_05_05 | 2022 | Hydro | Generation | Electricity | PJ | Dispatch-Generation | VOM | 0 | [6 empty] | 0.92456 | 0
LCP_Inputs_ON_Diverse_Howarth_2023_05_05 | 2022 | Hydro | Generation | Electricity | QC | Dispatch-Generation | EmissionsCost | 0 | [6 empty] | 0.92456 | 0
LCP_Inputs_ON_Diverse_Howarth_2023_05_05 | 2022 | Hydro | Generation | Electricity | QC | Dispatch-Generation | FuelCost | 0 | [6 empty] | 0.92456 | 0
LCP_Inputs_ON_Diverse_Howarth_2023_05_05 | 2022 | Hydro | Generation | Electricity | QC | Dispatch-Generation | VOM | 0 | [6 empty] | 0.92456 | 0
LCP_Inputs_ON_Diverse_Howarth_2023_05_05 | 2022 | Hydro | Generation | Electricity | WC | Dispatch-Generation | EmissionsCost | 0 | [6 empty] | 0.92456 | 0
LCP_Inputs_ON_Diverse_Howarth_2023_05_05 | 2022 | Hydro | Generation | Electricity | WC | Dispatch-Generation | FuelCost | 0 | [6 empty] | 0.92456 | 0
LCP_Inputs_ON_Diverse_Howarth_2023_05_05 | 2022 | Hydro | Generation | Electricity | WC | Dispatch-Generation | VOM | 0 | [6 empty] | 0.92456 | 0
LCP_Inputs_ON_Diverse_Howarth_2023_05_05 | 2022 | Hydro Pumped Storage | Storage | Electricity | MI | Dispatch-Storage | EmissionsCost | 0 | [6 empty] | 0.92456 | 0
LCP_Inputs_ON_Diverse_Howarth_2023_05_05 | 2022 | Hydro Pumped Storage | Storage | Electricity | MI | Dispatch-Storage | FuelCost | 0 | [6 empty] | 0.92456 | 0
LCP_Inputs_ON_Diverse_Howarth_2023_05_05 | 2022 | Hydro Pumped Storage | Storage | Electricity | MI | Dispatch-Storage | VOM | 0 | [6 empty] | 0.92456 | 0
LCP_Inputs_ON_Diverse_Howarth_2023_05_05 | 2022 | Hydro Pumped Storage | Storage | Electricity | NY | Dispatch-Storage | EmissionsCost | 0 | [6 empty] | 0.92456 | 0
LCP_Inputs_ON_Diverse_Howarth_2023_05_05 | 2022 | Hydro Pumped Storage | Storage | Electricity | NY | Dispatch-Storage | FuelCost | 0 | [6 empty] | 0.92456 | 0
LCP_Inputs_ON_Diverse_Howarth_2023_05_05 | 2022 | Hydro Pumped Storage | Storage | Electricity | NY | Dispatch-Storage | VOM | 0 | [6 empty] | 0.92456 | 0
LCP_Inputs_ON_Diverse_Howarth_2023_05_05 | 2022 | Hydro Pumped Storage | Storage | Electricity | ON | Dispatch-Storage | EmissionsCost | 0 | [6 empty] | 0.92456 | 0
LCP_Inputs_ON_Diverse_Howarth_2023_05_05 | 2022 | Hydro Pumped Storage | Storage | Electricity | ON | Dispatch-Storage | FuelCost | 0 | [6 empty] | 0.92456 | 0
LCP_Inputs_ON_Diverse_Howarth_2023_05_05 | 2022 | Hydro Pumped Storage | Storage | Electricity | ON | Dispatch-Storage | VOM | 0 | [6 empty] | 0.92456 | 0
LCP_Inputs_ON_Diverse_Howarth_2023_05_05 | 2022 | Hydro Pumped Storage | Storage | Electricity | PJ | Dispatch-Storage | EmissionsCost | 0 | [6 empty] | 0.92456 | 0
LCP_Inputs_ON_Diverse_Howarth_2023_05_05 | 2022 | Hydro Pumped Storage | Storage | Electricity | PJ | Dispatch-Storage | FuelCost | 0 | [6 empty] | 0.92456 | 0
LCP_Inputs_ON_Diverse_Howarth_2023_05_05 | 2022 | Hydro Pumped Storage | Storage | Electricity | PJ | Dispatch-Storage | VOM | 0 | [6 empty] | 0.92456 | 0
LCP_Inputs_ON_Diverse_Howarth_2023_05_05 | 2022 | Hydro Pumped Storage | Storage | Electricity | QC | Dispatch-Storage | EmissionsCost | 0 | [6 empty] | 0.92456 | 0
LCP_Inputs_ON_Diverse_Howarth_2023_05_05 | 2022 | Hydro Pumped Storage | Storage | Electricity | QC | Dispatch-Storage | FuelCost | 0 | [6 empty] | 0.92456 | 0
LCP_Inputs_ON_Diverse_Howarth_2023_05_05 | 2022 | Hydro Pumped Storage | Storage | Electricity | QC | Dispatch-Storage | VOM | 0 | [6 empty] | 0.92456 | 0
LCP_Inputs_ON_Diverse_Howarth_2023_05_05 | 2022 | Hydro Pumped Storage | Storage | Electricity | WC | Dispatch-Storage | EmissionsCost | 0 | [6 empty] | 0.92456 | 0
LCP_Inputs_ON_Diverse_Howarth_2023_05_05 | 2022 | Hydro Pumped Storage | Storage | Electricity | WC | Dispatch-Storage | FuelCost | 0 | [6 empty] | 0.92456 | 0
LCP_Inputs_ON_Diverse_Howarth_2023_05_05 | 2022 | Hydro Pumped Storage | Storage | Electricity | WC | Dispatch-Storage | VOM | 0 | [6 empty] | 0.92456 | 0
LCP_Inputs_ON_Diverse_Howarth_2023_05_05 | 2022 | Nuclear | Generation | Electricity | MI | Dispatch-Generation | EmissionsCost | 0 | [6 empty] | 0.92456 | 0
LCP_Inputs_ON_Diverse_Howarth_2023_05_05 | 2022 | Nuclear | Generation | Electricity | MI | Dispatch-Generation | FuelCost | 0 | [6 empty] | 0.92456 | 0
LCP_Inputs_ON_Diverse_Howarth_2023_05_05 | 2022 | Nuclear | Generation | Electricity | MI | Dispatch-Generation | VOM | 3301336446.912 | [6 empty] | 0.92456 | 3052271123.2544
LCP_Inputs_ON_Diverse_Howarth_2023_05_05 | 2022 | Nuclear | Generation | Electricity | NY | Dispatch-Generation | EmissionsCost | 0 | [6 empty] | 0.92456 | 0
LCP_Inputs_ON_Diverse_Howarth_2023_05_05 | 2022 | Nuclear | Generation | Electricity | NY | Dispatch-Generation | FuelCost | 0 | [6 empty] | 0.92456 | 0
LCP_Inputs_ON_Diverse_Howarth_2023_05_05 | 2022 | Nuclear | Generation | Electricity | NY | Dispatch-Generation | VOM | 2246155230.144 | [6 empty] | 0.92456 | 2076696773.432
LCP_Inputs_ON_Diverse_Howarth_2023_05_05 | 2022 | Nuclear | Generation | Electricity | ON | Dispatch-Generation | EmissionsCost | 0 | [6 empty] | 0.92456 | 0
LCP_Inputs_ON_Diverse_Howarth_2023_05_05 | 2022 | Nuclear | Generation | Electricity | ON | Dispatch-Generation | FuelCost | 0 | [6 empty] | 0.92456 | 0
LCP_Inputs_ON_Diverse_Howarth_2023_05_05 | 2022 | Nuclear | Generation | Electricity | ON | Dispatch-Generation | VOM | 8790266640.96 | [6 empty] | 0.92456 | 8127095636.9823
LCP_Inputs_ON_Diverse_Howarth_2023_05_05 | 2022 | Nuclear | Generation | Electricity | PJ | Dispatch-Generation | EmissionsCost | 0 | [6 empty] | 0.92456 | 0
LCP_Inputs_ON_Diverse_Howarth_2023_05_05 | 2022 | Nuclear | Generation | Electricity | PJ | Dispatch-Generation | FuelCost | 0 | [6 empty] | 0.92456 | 0
LCP_Inputs_ON_Diverse_Howarth_2023_05_05 | 2022 | Nuclear | Generation | Electricity | PJ | Dispatch-Generation | VOM | 9110487814.4448 | [6 empty] | 0.92456 | 8423158112.4675
LCP_Inputs_ON_Diverse_Howarth_2023_05_05 | 2022 | Nuclear | Generation | Electricity | QC | Dispatch-Generation | EmissionsCost | 0 | [6 empty] | 0.92456 | 0
LCP_Inputs_ON_Diverse_Howarth_2023_05_05 | 2022 | Nuclear | Generation | Electricity | QC | Dispatch-Generation | FuelCost | 0 | [6 empty] | 0.92456 | 0
LCP_Inputs_ON_Diverse_Howarth_2023_05_05 | 2022 | Nuclear | Generation | Electricity | QC | Dispatch-Generation | VOM | 0 | [6 empty] | 0.92456 | 0
LCP_Inputs_ON_Diverse_Howarth_2023_05_05 | 2022 | Nuclear | Generation | Electricity | WC | Dispatch-Generation | EmissionsCost | 0 | [6 empty] | 0.92456 | 0
LCP_Inputs_ON_Diverse_Howarth_2023_05_05 | 2022 | Nuclear | Generation | Electricity | WC | Dispatch-Generation | FuelCost | 0 | [6 empty] | 0.92456 | 0
LCP_Inputs_ON_Diverse_Howarth_2023_05_05 | 2022 | Nuclear | Generation | Electricity | WC | Dispatch-Generation | VOM | 0 | [6 empty] | 0.92456 | 0
LCP_Inputs_ON_Diverse_Howarth_2023_05_05 | 2022 | Nuclear SMR | Generation | Electricity | MI | Dispatch-Generation | EmissionsCost | 0 | [6 empty] | 0.92456 | 0
LCP_Inputs_ON_Diverse_Howarth_2023_05_05 | 2022 | Nuclear SMR | Generation | Electricity | MI | Dispatch-Generation | FuelCost | 0 | [6 empty] | 0.92456 | 0
LCP_Inputs_ON_Diverse_Howarth_2023_05_05 | 2022 | Nuclear SMR | Generation | Electricity | MI | Dispatch-Generation | VOM | 0 | [6 empty] | 0.92456 | 0
LCP_Inputs_ON_Diverse_Howarth_2023_05_05 | 2022 | Nuclear SMR | Generation | Electricity | NY | Dispatch-Generation | EmissionsCost | 0 | [6 empty] | 0.92456 | 0
LCP_Inputs_ON_Diverse_Howarth_2023_05_05 | 2022 | Nuclear SMR | Generation | Electricity | NY | Dispatch-Generation | FuelCost | 0 | [6 empty] | 0.92456 | 0
LCP_Inputs_ON_Diverse_Howarth_2023_05_05 | 2022 | Nuclear SMR | Generation | Electricity | NY | Dispatch-Generation | VOM | 0 | [6 empty] | 0.92456 | 0
LCP_Inputs_ON_Diverse_Howarth_2023_05_05 | 2022 | Nuclear SMR | Generation | Electricity | ON | Dispatch-Generation | EmissionsCost | 0 | [6 empty] | 0.92456 | 0
LCP_Inputs_ON_Diverse_Howarth_2023_05_05 | 2022 | Nuclear SMR | Generation | Electricity | ON | Dispatch-Generation | FuelCost | 0 | [6 empty] | 0.92456 | 0
LCP_Inputs_ON_Diverse_Howarth_2023_05_05 | 2022 | Nuclear SMR | Generation | Electricity | ON | Dispatch-Generation | VOM | 0 | [6 empty] | 0.92456 | 0
LCP_Inputs_ON_Diverse_Howarth_2023_05_05 | 2022 | Nuclear SMR | Generation | Electricity | PJ | Dispatch-Generation | EmissionsCost | 0 | [6 empty] | 0.92456 | 0
LCP_Inputs_ON_Diverse_Howarth_2023_05_05 | 2022 | Nuclear SMR | Generation | Electricity | PJ | Dispatch-Generation | FuelCost | 0 | [6 empty] | 0.92456 | 0
LCP_Inputs_ON_Diverse_Howarth_2023_05_05 | 2022 | Nuclear SMR | Generation | Electricity | PJ | Dispatch-Generation | VOM | 0 | [6 empty] | 0.92456 | 0
LCP_Inputs_ON_Diverse_Howarth_2023_05_05 | 2022 | Nuclear SMR | Generation | Electricity | QC | Dispatch-Generation | EmissionsCost | 0 | [6 empty] | 0.92456 | 0
LCP_Inputs_ON_Diverse_Howarth_2023_05_05 | 2022 | Nuclear SMR | Generation | Electricity | QC | Dispatch-Generation | FuelCost | 0 | [6 empty] | 0.92456 | 0
LCP_Inputs_ON_Diverse_Howarth_2023_05_05 | 2022 | Nuclear SMR | Generation | Electricity | QC | Dispatch-Generation | VOM | 0 | [6 empty] | 0.92456 | 0
LCP_Inputs_ON_Diverse_Howarth_2023_05_05 | 2022 | Nuclear SMR | Generation | Electricity | WC | Dispatch-Generation | EmissionsCost | 0 | [6 empty] | 0.92456 | 0
LCP_Inputs_ON_Diverse_Howarth_2023_05_05 | 2022 | Nuclear SMR | Generation | Electricity | WC | Dispatch-Generation | FuelCost | 0 | [6 empty] | 0.92456 | 0
LCP_Inputs_ON_Diverse_Howarth_2023_05_05 | 2022 | Nuclear SMR | Generation | Electricity | WC | Dispatch-Generation | VOM | 0 | [6 empty] | 0.92456 | 0
LCP_Inputs_ON_Diverse_Howarth_2023_05_05 | 2022 | O/CCGT - CH4 Existing | Crossload | Electricity | MI | Dispatch-Crossload | EmissionsCost | 0 | [6 empty] | 0.92456 | 0
LCP_Inputs_ON_Diverse_Howarth_2023_05_05 | 2022 | O/CCGT - CH4 Existing | Crossload | Electricity | MI | Dispatch-Crossload | FuelCost | 0 | [6 empty] | 0.92456 | 0
LCP_Inputs_ON_Diverse_Howarth_2023_05_05 | 2022 | O/CCGT - CH4 Existing | Crossload | Electricity | MI | Dispatch-Crossload | VOM | 0 | [6 empty] | 0.92456 | 0
LCP_Inputs_ON_Diverse_Howarth_2023_05_05 | 2022 | O/CCGT - CH4 Existing | Crossload | Electricity | NY | Dispatch-Crossload | EmissionsCost | 0 | [6 empty] | 0.92456 | 0
LCP_Inputs_ON_Diverse_Howarth_2023_05_05 | 2022 | O/CCGT - CH4 Existing | Crossload | Electricity | NY | Dispatch-Crossload | FuelCost | 0 | [6 empty] | 0.92456 | 0
LCP_Inputs_ON_Diverse_Howarth_2023_05_05 | 2022 | O/CCGT - CH4 Existing | Crossload | Electricity | NY | Dispatch-Crossload | VOM | 0 | [6 empty] | 0.92456 | 0
LCP_Inputs_ON_Diverse_Howarth_2023_05_05 | 2022 | O/CCGT - CH4 Existing | Crossload | Electricity | ON | Dispatch-Crossload | EmissionsCost | 0 | [6 empty] | 0.92456 | 0
LCP_Inputs_ON_Diverse_Howarth_2023_05_05 | 2022 | O/CCGT - CH4 Existing | Crossload | Electricity | ON | Dispatch-Crossload | FuelCost | 0 | [6 empty] | 0.92456 | 0
LCP_Inputs_ON_Diverse_Howarth_2023_05_05 | 2022 | O/CCGT - CH4 Existing | Crossload | Electricity | ON | Dispatch-Crossload | VOM | 0 | [6 empty] | 0.92456 | 0
LCP_Inputs_ON_Diverse_Howarth_2023_05_05 | 2022 | O/CCGT - CH4 Existing | Crossload | Electricity | PJ | Dispatch-Crossload | EmissionsCost | 0 | [6 empty] | 0.92456 | 0
LCP_Inputs_ON_Diverse_Howarth_2023_05_05 | 2022 | O/CCGT - CH4 Existing | Crossload | Electricity | PJ | Dispatch-Crossload | FuelCost | 0 | [6 empty] | 0.92456 | 0
LCP_Inputs_ON_Diverse_Howarth_2023_05_05 | 2022 | O/CCGT - CH4 Existing | Crossload | Electricity | PJ | Dispatch-Crossload | VOM | 0 | [6 empty] | 0.92456 | 0
LCP_Inputs_ON_Diverse_Howarth_2023_05_05 | 2022 | O/CCGT - CH4 Existing | Crossload | Electricity | QC | Dispatch-Crossload | EmissionsCost | 0 | [6 empty] | 0.92456 | 0
LCP_Inputs_ON_Diverse_Howarth_2023_05_05 | 2022 | O/CCGT - CH4 Existing | Crossload | Electricity | QC | Dispatch-Crossload | FuelCost | 0 | [6 empty] | 0.92456 | 0
LCP_Inputs_ON_Diverse_Howarth_2023_05_05 | 2022 | O/CCGT - CH4 Existing | Crossload | Electricity | QC | Dispatch-Crossload | VOM | 0 | [6 empty] | 0.92456 | 0
LCP_Inputs_ON_Diverse_Howarth_2023_05_05 | 2022 | O/CCGT - CH4 Existing | Crossload | Electricity | WC | Dispatch-Crossload | EmissionsCost | 0 | [6 empty] | 0.92456 | 0
LCP_Inputs_ON_Diverse_Howarth_2023_05_05 | 2022 | O/CCGT - CH4 Existing | Crossload | Electricity | WC | Dispatch-Crossload | FuelCost | 0 | [6 empty] | 0.92456 | 0
LCP_Inputs_ON_Diverse_Howarth_2023_05_05 | 2022 | O/CCGT - CH4 Existing | Crossload | Electricity | WC | Dispatch-Crossload | VOM | 0 | [6 empty] | 0.92456 | 0
LCP_Inputs_ON_Diverse_Howarth_2023_05_05 | 2022 | O/CCGT - CH4 New | Crossload | Electricity | MI | Dispatch-Crossload | EmissionsCost | 0 | [6 empty] | 0.92456 | 0
LCP_Inputs_ON_Diverse_Howarth_2023_05_05 | 2022 | O/CCGT - CH4 New | Crossload | Electricity | MI | Dispatch-Crossload | FuelCost | 0 | [6 empty] | 0.92456 | 0
LCP_Inputs_ON_Diverse_Howarth_2023_05_05 | 2022 | O/CCGT - CH4 New | Crossload | Electricity | MI | Dispatch-Crossload | VOM | 0 | [6 empty] | 0.92456 | 0
LCP_Inputs_ON_Diverse_Howarth_2023_05_05 | 2022 | O/CCGT - CH4 New | Crossload | Electricity | NY | Dispatch-Crossload | EmissionsCost | 0 | [6 empty] | 0.92456 | 0
LCP_Inputs_ON_Diverse_Howarth_2023_05_05 | 2022 | O/CCGT - CH4 New | Crossload | Electricity | NY | Dispatch-Crossload | FuelCost | 0 | [6 empty] | 0.92456 | 0
LCP_Inputs_ON_Diverse_Howarth_2023_05_05 | 2022 | O/CCGT - CH4 New | Crossload | Electricity | NY | Dispatch-Crossload | VOM | 0 | [6 empty] | 0.92456 | 0
LCP_Inputs_ON_Diverse_Howarth_2023_05_05 | 2022 | O/CCGT - CH4 New | Crossload | Electricity | ON | Dispatch-Crossload | EmissionsCost | 0 | [6 empty] | 0.92456 | 0
LCP_Inputs_ON_Diverse_Howarth_2023_05_05 | 2022 | O/CCGT - CH4 New | Crossload | Electricity | ON | Dispatch-Crossload | FuelCost | 0 | [6 empty] | 0.92456 | 0
LCP_Inputs_ON_Diverse_Howarth_2023_05_05 | 2022 | O/CCGT - CH4 New | Crossload | Electricity | ON | Dispatch-Crossload | VOM | 0 | [6 empty] | 0.92456 | 0
LCP_Inputs_ON_Diverse_Howarth_2023_05_05 | 2022 | O/CCGT - CH4 New | Crossload | Electricity | PJ | Dispatch-Crossload | EmissionsCost | 0 | [6 empty] | 0.92456 | 0
LCP_Inputs_ON_Diverse_Howarth_2023_05_05 | 2022 | O/CCGT - CH4 New | Crossload | Electricity | PJ | Dispatch-Crossload | FuelCost | 0 | [6 empty] | 0.92456 | 0
LCP_Inputs_ON_Diverse_Howarth_2023_05_05 | 2022 | O/CCGT - CH4 New | Crossload | Electricity | PJ | Dispatch-Crossload | VOM | 0 | [6 empty] | 0.92456 | 0
LCP_Inputs_ON_Diverse_Howarth_2023_05_05 | 2022 | O/CCGT - CH4 New | Crossload | Electricity | QC | Dispatch-Crossload | EmissionsCost | 0 | [6 empty] | 0.92456 | 0
LCP_Inputs_ON_Diverse_Howarth_2023_05_05 | 2022 | O/CCGT - CH4 New | Crossload | Electricity | QC | Dispatch-Crossload | FuelCost | 0 | [6 empty] | 0.92456 | 0
LCP_Inputs_ON_Diverse_Howarth_2023_05_05 | 2022 | O/CCGT - CH4 New | Crossload | Electricity | QC | Dispatch-Crossload | VOM | 0 | [6 empty] | 0.92456 | 0
LCP_Inputs_ON_Diverse_Howarth_2023_05_05 | 2022 | O/CCGT - CH4 New | Crossload | Electricity | WC | Dispatch-Crossload | EmissionsCost | 0 | [6 empty] | 0.92456 | 0
LCP_Inputs_ON_Diverse_Howarth_2023_05_05 | 2022 | O/CCGT - CH4 New | Crossload | Electricity | WC | Dispatch-Crossload | FuelCost | 0 | [6 empty] | 0.92456 | 0
LCP_Inputs_ON_Diverse_Howarth_2023_05_05 | 2022 | O/CCGT - CH4 New | Crossload | Electricity | WC | Dispatch-Crossload | VOM | 0 | [6 empty] | 0.92456 | 0
LCP_Inputs_ON_Diverse_Howarth_2023_05_05 | 2022 | O/CCGT - H2 New | Crossload | Electricity | MI | Dispatch-Crossload | EmissionsCost | 0 | [6 empty] | 0.92456 | 0
LCP_Inputs_ON_Diverse_Howarth_2023_05_05 | 2022 | O/CCGT - H2 New | Crossload | Electricity | MI | Dispatch-Crossload | FuelCost | 0 | [6 empty] | 0.92456 | 0
LCP_Inputs_ON_Diverse_Howarth_2023_05_05 | 2022 | O/CCGT - H2 New | Crossload | Electricity | MI | Dispatch-Crossload | VOM | 0 | [6 empty] | 0.92456 | 0
LCP_Inputs_ON_Diverse_Howarth_2023_05_05 | 2022 | O/CCGT - H2 New | Crossload | Electricity | NY | Dispatch-Crossload | EmissionsCost | 0 | [6 empty] | 0.92456 | 0
LCP_Inputs_ON_Diverse_Howarth_2023_05_05 | 2022 | O/CCGT - H2 New | Crossload | Electricity | NY | Dispatch-Crossload | FuelCost | 0 | [6 empty] | 0.92456 | 0
LCP_Inputs_ON_Diverse_Howarth_2023_05_05 | 2022 | O/CCGT - H2 New | Crossload | Electricity | NY | Dispatch-Crossload | VOM | 0 | [6 empty] | 0.92456 | 0
LCP_Inputs_ON_Diverse_Howarth_2023_05_05 | 2022 | O/CCGT - H2 New | Crossload | Electricity | ON | Dispatch-Crossload | EmissionsCost | 0 | [6 empty] | 0.92456 | 0
LCP_Inputs_ON_Diverse_Howarth_2023_05_05 | 2022 | O/CCGT - H2 New | Crossload | Electricity | ON | Dispatch-Crossload | FuelCost | 0 | [6 empty] | 0.92456 | 0
LCP_Inputs_ON_Diverse_Howarth_2023_05_05 | 2022 | O/CCGT - H2 New | Crossload | Electricity | ON | Dispatch-Crossload | VOM | 0 | [6 empty] | 0.92456 | 0
LCP_Inputs_ON_Diverse_Howarth_2023_05_05 | 2022 | O/CCGT - H2 New | Crossload | Electricity | PJ | Dispatch-Crossload | EmissionsCost | 0 | [6 empty] | 0.92456 | 0
LCP_Inputs_ON_Diverse_Howarth_2023_05_05 | 2022 | O/CCGT - H2 New | Crossload | Electricity | PJ | Dispatch-Crossload | FuelCost | 0 | [6 empty] | 0.92456 | 0
LCP_Inputs_ON_Diverse_Howarth_2023_05_05 | 2022 | O/CCGT - H2 New | Crossload | Electricity | PJ | Dispatch-Crossload | VOM | 0 | [6 empty] | 0.92456 | 0
LCP_Inputs_ON_Diverse_Howarth_2023_05_05 | 2022 | O/CCGT - H2 New | Crossload | Electricity | QC | Dispatch-Crossload | EmissionsCost | 0 | [6 empty] | 0.92456 | 0
LCP_Inputs_ON_Diverse_Howarth_2023_05_05 | 2022 | O/CCGT - H2 New | Crossload | Electricity | QC | Dispatch-Crossload | FuelCost | 0 | [6 empty] | 0.92456 | 0
LCP_Inputs_ON_Diverse_Howarth_2023_05_05 | 2022 | O/CCGT - H2 New | Crossload | Electricity | QC | Dispatch-Crossload | VOM | 0 | [6 empty] | 0.92456 | 0
LCP_Inputs_ON_Diverse_Howarth_2023_05_05 | 2022 | O/CCGT - H2 New | Crossload | Electricity | WC | Dispatch-Crossload | EmissionsCost | 0 | [6 empty] | 0.92456 | 0
LCP_Inputs_ON_Diverse_Howarth_2023_05_05 | 2022 | O/CCGT - H2 New | Crossload | Electricity | WC | Dispatch-Crossload | FuelCost | 0 | [6 empty] | 0.92456 | 0
LCP_Inputs_ON_Diverse_Howarth_2023_05_05 | 2022 | O/CCGT - H2 New | Crossload | Electricity | WC | Dispatch-Crossload | VOM | 0 | [6 empty] | 0.92456 | 0
LCP_Inputs_ON_Diverse_Howarth_2023_05_05 | 2022 | SMR CCS | Generation | Hydrogen | MI | Dispatch-Generation | EmissionsCost | 0 | [6 empty] | 0.92456 | 0
LCP_Inputs_ON_Diverse_Howarth_2023_05_05 | 2022 | SMR CCS | Generation | Hydrogen | MI | Dispatch-Generation | FuelCost | 0 | [6 empty] | 0.92456 | 0
LCP_Inputs_ON_Diverse_Howarth_2023_05_05 | 2022 | SMR CCS | Generation | Hydrogen | MI | Dispatch-Generation | VOM | 0 | [6 empty] | 0.92456 | 0
LCP_Inputs_ON_Diverse_Howarth_2023_05_05 | 2022 | SMR CCS | Generation | Hydrogen | NY | Dispatch-Generation | EmissionsCost | 0 | [6 empty] | 0.92456 | 0
LCP_Inputs_ON_Diverse_Howarth_2023_05_05 | 2022 | SMR CCS | Generation | Hydrogen | NY | Dispatch-Generation | FuelCost | 0 | [6 empty] | 0.92456 | 0
LCP_Inputs_ON_Diverse_Howarth_2023_05_05 | 2022 | SMR CCS | Generation | Hydrogen | NY | Dispatch-Generation | VOM | 0 | [6 empty] | 0.92456 | 0
LCP_Inputs_ON_Diverse_Howarth_2023_05_05 | 2022 | SMR CCS | Generation | Hydrogen | ON | Dispatch-Generation | EmissionsCost | 0 | [6 empty] | 0.92456 | 0
LCP_Inputs_ON_Diverse_Howarth_2023_05_05 | 2022 | SMR CCS | Generation | Hydrogen | ON | Dispatch-Generation | FuelCost | 0 | [6 empty] | 0.92456 | 0
LCP_Inputs_ON_Diverse_Howarth_2023_05_05 | 2022 | SMR CCS | Generation | Hydrogen | ON | Dispatch-Generation | VOM | 0 | [6 empty] | 0.92456 | 0
LCP_Inputs_ON_Diverse_Howarth_2023_05_05 | 2022 | SMR CCS | Generation | Hydrogen | PJ | Dispatch-Generation | EmissionsCost | 0 | [6 empty] | 0.92456 | 0
LCP_Inputs_ON_Diverse_Howarth_2023_05_05 | 2022 | SMR CCS | Generation | Hydrogen | PJ | Dispatch-Generation | FuelCost | 0 | [6 empty] | 0.92456 | 0
LCP_Inputs_ON_Diverse_Howarth_2023_05_05 | 2022 | SMR CCS | Generation | Hydrogen | PJ | Dispatch-Generation | VOM | 0 | [6 empty] | 0.92456 | 0
LCP_Inputs_ON_Diverse_Howarth_2023_05_05 | 2022 | SMR CCS | Generation | Hydrogen | QC | Dispatch-Generation | EmissionsCost | 0 | [6 empty] | 0.92456 | 0
LCP_Inputs_ON_Diverse_Howarth_2023_05_05 | 2022 | SMR CCS | Generation | Hydrogen | QC | Dispatch-Generation | FuelCost | 0 | [6 empty] | 0.92456 | 0
LCP_Inputs_ON_Diverse_Howarth_2023_05_05 | 2022 | SMR CCS | Generation | Hydrogen | QC | Dispatch-Generation | VOM | 0 | [6 empty] | 0.92456 | 0
LCP_Inputs_ON_Diverse_Howarth_2023_05_05 | 2022 | SMR CCS | Generation | Hydrogen | WC | Dispatch-Generation | EmissionsCost | 0 | [6 empty] | 0.92456 | 0
LCP_Inputs_ON_Diverse_Howarth_2023_05_05 | 2022 | SMR CCS | Generation | Hydrogen | WC | Dispatch-Generation | FuelCost | 0 | [6 empty] | 0.92456 | 0
LCP_Inputs_ON_Diverse_Howarth_2023_05_05 | 2022 | SMR CCS | Generation | Hydrogen | WC | Dispatch-Generation | VOM | 0 | [6 empty] | 0.92456 | 0
LCP_Inputs_ON_Diverse_Howarth_2023_05_05 | 2022 | Solar PV | Generation | Electricity | MI | Dispatch-Generation | EmissionsCost | 0 | [6 empty] | 0.92456 | 0
LCP_Inputs_ON_Diverse_Howarth_2023_05_05 | 2022 | Solar PV | Generation | Electricity | MI | Dispatch-Generation | FuelCost | 0 | [6 empty] | 0.92456 | 0
LCP_Inputs_ON_Diverse_Howarth_2023_05_05 | 2022 | Solar PV | Generation | Electricity | MI | Dispatch-Generation | VOM | 0 | [6 empty] | 0.92456 | 0
LCP_Inputs_ON_Diverse_Howarth_2023_05_05 | 2022 | Solar PV | Generation | Electricity | NY | Dispatch-Generation | EmissionsCost | 0 | [6 empty] | 0.92456 | 0
LCP_Inputs_ON_Diverse_Howarth_2023_05_05 | 2022 | Solar PV | Generation | Electricity | NY | Dispatch-Generation | FuelCost | 0 | [6 empty] | 0.92456 | 0
LCP_Inputs_ON_Diverse_Howarth_2023_05_05 | 2022 | Solar PV | Generation | Electricity | NY | Dispatch-Generation | VOM | 0 | [6 empty] | 0.92456 | 0
LCP_Inputs_ON_Diverse_Howarth_2023_05_05 | 2022 | Solar PV | Generation | Electricity | ON | Dispatch-Generation | EmissionsCost | 0 | [6 empty] | 0.92456 | 0
LCP_Inputs_ON_Diverse_Howarth_2023_05_05 | 2022 | Solar PV | Generation | Electricity | ON | Dispatch-Generation | FuelCost | 0 | [6 empty] | 0.92456 | 0
LCP_Inputs_ON_Diverse_Howarth_2023_05_05 | 2022 | Solar PV | Generation | Electricity | ON | Dispatch-Generation | VOM | 0 | [6 empty] | 0.92456 | 0
LCP_Inputs_ON_Diverse_Howarth_2023_05_05 | 2022 | Solar PV | Generation | Electricity | PJ | Dispatch-Generation | EmissionsCost | 0 | [6 empty] | 0.92456 | 0
LCP_Inputs_ON_Diverse_Howarth_2023_05_05 | 2022 | Solar PV | Generation | Electricity | PJ | Dispatch-Generation | FuelCost | 0 | [6 empty] | 0.92456 | 0
LCP_Inputs_ON_Diverse_Howarth_2023_05_05 | 2022 | Solar PV | Generation | Electricity | PJ | Dispatch-Generation | VOM | 0 | [6 empty] | 0.92456 | 0
LCP_Inputs_ON_Diverse_Howarth_2023_05_05 | 2022 | Solar PV | Generation | Electricity | QC | Dispatch-Generation | EmissionsCost | 0 | [6 empty] | 0.92456 | 0
LCP_Inputs_ON_Diverse_Howarth_2023_05_05 | 2022 | Solar PV | Generation | Electricity | QC | Dispatch-Generation | FuelCost | 0 | [6 empty] | 0.92456 | 0
LCP_Inputs_ON_Diverse_Howarth_2023_05_05 | 2022 | Solar PV | Generation | Electricity | QC | Dispatch-Generation | VOM | 0 | [6 empty] | 0.92456 | 0
LCP_Inputs_ON_Diverse_Howarth_2023_05_05 | 2022 | Solar PV | Generation | Electricity | WC | Dispatch-Generation | EmissionsCost | 0 | [6 empty] | 0.92456 | 0
LCP_Inputs_ON_Diverse_Howarth_2023_05_05 | 2022 | Solar PV | Generation | Electricity | WC | Dispatch-Generation | FuelCost | 0 | [6 empty] | 0.92456 | 0
LCP_Inputs_ON_Diverse_Howarth_2023_05_05 | 2022 | Solar PV | Generation | Electricity | WC | Dispatch-Generation | VOM | 0 | [6 empty] | 0.92456 | 0
LCP_Inputs_ON_Diverse_Howarth_2023_05_05 | 2022 | Wind Offshore | Generation | Electricity | MI | Dispatch-Generation | EmissionsCost | 0 | [6 empty] | 0.92456 | 0
LCP_Inputs_ON_Diverse_Howarth_2023_05_05 | 2022 | Wind Offshore | Generation | Electricity | MI | Dispatch-Generation | FuelCost | 0 | [6 empty] | 0.92456 | 0
LCP_Inputs_ON_Diverse_Howarth_2023_05_05 | 2022 | Wind Offshore | Generation | Electricity | MI | Dispatch-Generation | VOM | 0 | [6 empty] | 0.92456 | 0
LCP_Inputs_ON_Diverse_Howarth_2023_05_05 | 2022 | Wind Offshore | Generation | Electricity | NY | Dispatch-Generation | EmissionsCost | 0 | [6 empty] | 0.92456 | 0
LCP_Inputs_ON_Diverse_Howarth_2023_05_05 | 2022 | Wind Offshore | Generation | Electricity | NY | Dispatch-Generation | FuelCost | 0 | [6 empty] | 0.92456 | 0
LCP_Inputs_ON_Diverse_Howarth_2023_05_05 | 2022 | Wind Offshore | Generation | Electricity | NY | Dispatch-Generation | VOM | 0 | [6 empty] | 0.92456 | 0
LCP_Inputs_ON_Diverse_Howarth_2023_05_05 | 2022 | Wind Offshore | Generation | Electricity | ON | Dispatch-Generation | EmissionsCost | 0 | [6 empty] | 0.92456 | 0
LCP_Inputs_ON_Diverse_Howarth_2023_05_05 | 2022 | Wind Offshore | Generation | Electricity | ON | Dispatch-Generation | FuelCost | 0 | [6 empty] | 0.92456 | 0
LCP_Inputs_ON_Diverse_Howarth_2023_05_05 | 2022 | Wind Offshore | Generation | Electricity | ON | Dispatch-Generation | VOM | 0 | [6 empty] | 0.92456 | 0
LCP_Inputs_ON_Diverse_Howarth_2023_05_05 | 2022 | Wind Offshore | Generation | Electricity | PJ | Dispatch-Generation | EmissionsCost | 0 | [6 empty] | 0.92456 | 0
LCP_Inputs_ON_Diverse_Howarth_2023_05_05 | 2022 | Wind Offshore | Generation | Electricity | PJ | Dispatch-Generation | FuelCost | 0 | [6 empty] | 0.92456 | 0
LCP_Inputs_ON_Diverse_Howarth_2023_05_05 | 2022 | Wind Offshore | Generation | Electricity | PJ | Dispatch-Generation | VOM | 0 | [6 empty] | 0.92456 | 0
LCP_Inputs_ON_Diverse_Howarth_2023_05_05 | 2022 | Wind Offshore | Generation | Electricity | QC | Dispatch-Generation | EmissionsCost | 0 | [6 empty] | 0.92456 | 0
LCP_Inputs_ON_Diverse_Howarth_2023_05_05 | 2022 | Wind Offshore | Generation | Electricity | QC | Dispatch-Generation | FuelCost | 0 | [6 empty] | 0.92456 | 0
LCP_Inputs_ON_Diverse_Howarth_2023_05_05 | 2022 | Wind Offshore | Generation | Electricity | QC | Dispatch-Generation | VOM | 0 | [6 empty] | 0.92456 | 0
LCP_Inputs_ON_Diverse_Howarth_2023_05_05 | 2022 | Wind Offshore | Generation | Electricity | WC | Dispatch-Generation | EmissionsCost | 0 | [6 empty] | 0.92456 | 0
LCP_Inputs_ON_Diverse_Howarth_2023_05_05 | 2022 | Wind Offshore | Generation | Electricity | WC | Dispatch-Generation | FuelCost | 0 | [6 empty] | 0.92456 | 0
LCP_Inputs_ON_Diverse_Howarth_2023_05_05 | 2022 | Wind Offshore | Generation | Electricity | WC | Dispatch-Generation | VOM | 0 | [6 empty] | 0.92456 | 0
LCP_Inputs_ON_Diverse_Howarth_2023_05_05 | 2022 | Wind Onshore | Generation | Electricity | MI | Dispatch-Generation | EmissionsCost | 0 | [6 empty] | 0.92456 | 0
LCP_Inputs_ON_Diverse_Howarth_2023_05_05 | 2022 | Wind Onshore | Generation | Electricity | MI | Dispatch-Generation | FuelCost | 0 | [6 empty] | 0.92456 | 0
LCP_Inputs_ON_Diverse_Howarth_2023_05_05 | 2022 | Wind Onshore | Generation | Electricity | MI | Dispatch-Generation | VOM | 0 | [6 empty] | 0.92456 | 0
LCP_Inputs_ON_Diverse_Howarth_2023_05_05 | 2022 | Wind Onshore | Generation | Electricity | NY | Dispatch-Generation | EmissionsCost | 0 | [6 empty] | 0.92456 | 0
LCP_Inputs_ON_Diverse_Howarth_2023_05_05 | 2022 | Wind Onshore | Generation | Electricity | NY | Dispatch-Generation | FuelCost | 0 | [6 empty] | 0.92456 | 0
LCP_Inputs_ON_Diverse_Howarth_2023_05_05 | 2022 | Wind Onshore | Generation | Electricity | NY | Dispatch-Generation | VOM | 0 | [6 empty] | 0.92456 | 0
LCP_Inputs_ON_Diverse_Howarth_2023_05_05 | 2022 | Wind Onshore | Generation | Electricity | ON | Dispatch-Generation | EmissionsCost | 0 | [6 empty] | 0.92456 | 0
LCP_Inputs_ON_Diverse_Howarth_2023_05_05 | 2022 | Wind Onshore | Generation | Electricity | ON | Dispatch-Generation | FuelCost | 0 | [6 empty] | 0.92456 | 0
LCP_Inputs_ON_Diverse_Howarth_2023_05_05 | 2022 | Wind Onshore | Generation | Electricity | ON | Dispatch-Generation | VOM | 0 | [6 empty] | 0.92456 | 0
LCP_Inputs_ON_Diverse_Howarth_2023_05_05 | 2022 | Wind Onshore | Generation | Electricity | PJ | Dispatch-Generation | EmissionsCost | 0 | [6 empty] | 0.92456 | 0
LCP_Inputs_ON_Diverse_Howarth_2023_05_05 | 2022 | Wind Onshore | Generation | Electricity | PJ | Dispatch-Generation | FuelCost | 0 | [6 empty] | 0.92456 | 0
LCP_Inputs_ON_Diverse_Howarth_2023_05_05 | 2022 | Wind Onshore | Generation | Electricity | PJ | Dispatch-Generation | VOM | 0 | [6 empty] | 0.92456 | 0
LCP_Inputs_ON_Diverse_Howarth_2023_05_05 | 2022 | Wind Onshore | Generation | Electricity | QC | Dispatch-Generation | EmissionsCost | 0 | [6 empty] | 0.92456 | 0
LCP_Inputs_ON_Diverse_Howarth_2023_05_05 | 2022 | Wind Onshore | Generation | Electricity | QC | Dispatch-Generation | FuelCost | 0 | [6 empty] | 0.92456 | 0
LCP_Inputs_ON_Diverse_Howarth_2023_05_05 | 2022 | Wind Onshore | Generation | Electricity | QC | Dispatch-Generation | VOM | 0 | [6 empty] | 0.92456 | 0
LCP_Inputs_ON_Diverse_Howarth_2023_05_05 | 2022 | Wind Onshore | Generation | Electricity | WC | Dispatch-Generation | EmissionsCost | 0 | [6 empty] | 0.92456 | 0
LCP_Inputs_ON_Diverse_Howarth_2023_05_05 | 2022 | Wind Onshore | Generation | Electricity | WC | Dispatch-Generation | FuelCost | 0 | [6 empty] | 0.92456 | 0
LCP_Inputs_ON_Diverse_Howarth_2023_05_05 | 2022 | Wind Onshore | Generation | Electricity | WC | Dispatch-Generation | VOM | 0 | [6 empty] | 0.92456 | 0
LCP_Inputs_ON_Diverse_Howarth_2023_05_05 | 2023 | Anaerobic Digestion | Generation | Methane | MI | Dispatch-Generation | EmissionsCost | 0 | [6 empty] | 0.889 | 0
LCP_Inputs_ON_Diverse_Howarth_2023_05_05 | 2023 | Anaerobic Digestion | Generation | Methane | MI | Dispatch-Generation | FuelCost | 0 | [6 empty] | 0.889 | 0
LCP_Inputs_ON_Diverse_Howarth_2023_05_05 | 2023 | Anaerobic Digestion | Generation | Methane | MI | Dispatch-Generation | VOM | 0 | [6 empty] | 0.889 | 0
LCP_Inputs_ON_Diverse_Howarth_2023_05_05 | 2023 | Anaerobic Digestion | Generation | Methane | NY | Dispatch-Generation | EmissionsCost | 0 | [6 empty] | 0.889 | 0
LCP_Inputs_ON_Diverse_Howarth_2023_05_05 | 2023 | Anaerobic Digestion | Generation | Methane | NY | Dispatch-Generation | FuelCost | 0 | [6 empty] | 0.889 | 0
LCP_Inputs_ON_Diverse_Howarth_2023_05_05 | 2023 | Anaerobic Digestion | Generation | Methane | NY | Dispatch-Generation | VOM | 0 | [6 empty] | 0.889 | 0
LCP_Inputs_ON_Diverse_Howarth_2023_05_05 | 2023 | Anaerobic Digestion | Generation | Methane | ON | Dispatch-Generation | EmissionsCost | 0 | [6 empty] | 0.889 | 0
LCP_Inputs_ON_Diverse_Howarth_2023_05_05 | 2023 | Anaerobic Digestion | Generation | Methane | ON | Dispatch-Generation | FuelCost | 0 | [6 empty] | 0.889 | 0
LCP_Inputs_ON_Diverse_Howarth_2023_05_05 | 2023 | Anaerobic Digestion | Generation | Methane | ON | Dispatch-Generation | VOM | 0 | [6 empty] | 0.889 | 0
LCP_Inputs_ON_Diverse_Howarth_2023_05_05 | 2023 | Anaerobic Digestion | Generation | Methane | PJ | Dispatch-Generation | EmissionsCost | 0 | [6 empty] | 0.889 | 0
LCP_Inputs_ON_Diverse_Howarth_2023_05_05 | 2023 | Anaerobic Digestion | Generation | Methane | PJ | Dispatch-Generation | FuelCost | 0 | [6 empty] | 0.889 | 0
LCP_Inputs_ON_Diverse_Howarth_2023_05_05 | 2023 | Anaerobic Digestion | Generation | Methane | PJ | Dispatch-Generation | VOM | 0 | [6 empty] | 0.889 | 0
LCP_Inputs_ON_Diverse_Howarth_2023_05_05 | 2023 | Anaerobic Digestion | Generation | Methane | QC | Dispatch-Generation | EmissionsCost | 0 | [6 empty] | 0.889 | 0
LCP_Inputs_ON_Diverse_Howarth_2023_05_05 | 2023 | Anaerobic Digestion | Generation | Methane | QC | Dispatch-Generation | FuelCost | 0 | [6 empty] | 0.889 | 0
LCP_Inputs_ON_Diverse_Howarth_2023_05_05 | 2023 | Anaerobic Digestion | Generation | Methane | QC | Dispatch-Generation | VOM | 0 | [6 empty] | 0.889 | 0
LCP_Inputs_ON_Diverse_Howarth_2023_05_05 | 2023 | Anaerobic Digestion | Generation | Methane | WC | Dispatch-Generation | EmissionsCost | 0 | [6 empty] | 0.889 | 0
LCP_Inputs_ON_Diverse_Howarth_2023_05_05 | 2023 | Anaerobic Digestion | Generation | Methane | WC | Dispatch-Generation | FuelCost | 0 | [6 empty] | 0.889 | 0
LCP_Inputs_ON_Diverse_Howarth_2023_05_05 | 2023 | Anaerobic Digestion | Generation | Methane | WC | Dispatch-Generation | VOM | 0 | [6 empty] | 0.889 | 0
LCP_Inputs_ON_Diverse_Howarth_2023_05_05 | 2023 | Battery Storage | Storage | Electricity | MI | Dispatch-Storage | EmissionsCost | 0 | [6 empty] | 0.889 | 0
LCP_Inputs_ON_Diverse_Howarth_2023_05_05 | 2023 | Battery Storage | Storage | Electricity | MI | Dispatch-Storage | FuelCost | 0 | [6 empty] | 0.889 | 0
LCP_Inputs_ON_Diverse_Howarth_2023_05_05 | 2023 | Battery Storage | Storage | Electricity | MI | Dispatch-Storage | VOM | 0 | [6 empty] | 0.889 | 0
LCP_Inputs_ON_Diverse_Howarth_2023_05_05 | 2023 | Battery Storage | Storage | Electricity | NY | Dispatch-Storage | EmissionsCost | 0 | [6 empty] | 0.889 | 0
LCP_Inputs_ON_Diverse_Howarth_2023_05_05 | 2023 | Battery Storage | Storage | Electricity | NY | Dispatch-Storage | FuelCost | 0 | [6 empty] | 0.889 | 0
LCP_Inputs_ON_Diverse_Howarth_2023_05_05 | 2023 | Battery Storage | Storage | Electricity | NY | Dispatch-Storage | VOM | 0 | [6 empty] | 0.889 | 0
LCP_Inputs_ON_Diverse_Howarth_2023_05_05 | 2023 | Battery Storage | Storage | Electricity | ON | Dispatch-Storage | EmissionsCost | 0 | [6 empty] | 0.889 | 0
LCP_Inputs_ON_Diverse_Howarth_2023_05_05 | 2023 | Battery Storage | Storage | Electricity | ON | Dispatch-Storage | FuelCost | 0 | [6 empty] | 0.889 | 0
LCP_Inputs_ON_Diverse_Howarth_2023_05_05 | 2023 | Battery Storage | Storage | Electricity | ON | Dispatch-Storage | VOM | 0 | [6 empty] | 0.889 | 0
LCP_Inputs_ON_Diverse_Howarth_2023_05_05 | 2023 | Battery Storage | Storage | Electricity | PJ | Dispatch-Storage | EmissionsCost | 0 | [6 empty] | 0.889 | 0
LCP_Inputs_ON_Diverse_Howarth_2023_05_05 | 2023 | Battery Storage | Storage | Electricity | PJ | Dispatch-Storage | FuelCost | 0 | [6 empty] | 0.889 | 0
LCP_Inputs_ON_Diverse_Howarth_2023_05_05 | 2023 | Battery Storage | Storage | Electricity | PJ | Dispatch-Storage | VOM | 0 | [6 empty] | 0.889 | 0
LCP_Inputs_ON_Diverse_Howarth_2023_05_05 | 2023 | Battery Storage | Storage | Electricity | QC | Dispatch-Storage | EmissionsCost | 0 | [6 empty] | 0.889 | 0
LCP_Inputs_ON_Diverse_Howarth_2023_05_05 | 2023 | Battery Storage | Storage | Electricity | QC | Dispatch-Storage | FuelCost | 0 | [6 empty] | 0.889 | 0
LCP_Inputs_ON_Diverse_Howarth_2023_05_05 | 2023 | Battery Storage | Storage | Electricity | QC | Dispatch-Storage | VOM | 0 | [6 empty] | 0.889 | 0
LCP_Inputs_ON_Diverse_Howarth_2023_05_05 | 2023 | Battery Storage | Storage | Electricity | WC | Dispatch-Storage | EmissionsCost | 0 | [6 empty] | 0.889 | 0
LCP_Inputs_ON_Diverse_Howarth_2023_05_05 | 2023 | Battery Storage | Storage | Electricity | WC | Dispatch-Storage | FuelCost | 0 | [6 empty] | 0.889 | 0
LCP_Inputs_ON_Diverse_Howarth_2023_05_05 | 2023 | Battery Storage | Storage | Electricity | WC | Dispatch-Storage | VOM | 0 | [6 empty] | 0.889 | 0
LCP_Inputs_ON_Diverse_Howarth_2023_05_05 | 2023 | Biomass | Generation | Electricity | MI | Dispatch-Generation | EmissionsCost | 0 | [6 empty] | 0.889 | 0
LCP_Inputs_ON_Diverse_Howarth_2023_05_05 | 2023 | Biomass | Generation | Electricity | MI | Dispatch-Generation | FuelCost | 0 | [6 empty] | 0.889 | 0
LCP_Inputs_ON_Diverse_Howarth_2023_05_05 | 2023 | Biomass | Generation | Electricity | MI | Dispatch-Generation | VOM | 0 | [6 empty] | 0.889 | 0
LCP_Inputs_ON_Diverse_Howarth_2023_05_05 | 2023 | Biomass | Generation | Electricity | NY | Dispatch-Generation | EmissionsCost | 0 | [6 empty] | 0.889 | 0
LCP_Inputs_ON_Diverse_Howarth_2023_05_05 | 2023 | Biomass | Generation | Electricity | NY | Dispatch-Generation | FuelCost | 0 | [6 empty] | 0.889 | 0
LCP_Inputs_ON_Diverse_Howarth_2023_05_05 | 2023 | Biomass | Generation | Electricity | NY | Dispatch-Generation | VOM | 0 | [6 empty] | 0.889 | 0
LCP_Inputs_ON_Diverse_Howarth_2023_05_05 | 2023 | Biomass | Generation | Electricity | ON | Dispatch-Generation | EmissionsCost | 0 | [6 empty] | 0.889 | 0
LCP_Inputs_ON_Diverse_Howarth_2023_05_05 | 2023 | Biomass | Generation | Electricity | ON | Dispatch-Generation | FuelCost | 0 | [6 empty] | 0.889 | 0
LCP_Inputs_ON_Diverse_Howarth_2023_05_05 | 2023 | Biomass | Generation | Electricity | ON | Dispatch-Generation | VOM | 0 | [6 empty] | 0.889 | 0
LCP_Inputs_ON_Diverse_Howarth_2023_05_05 | 2023 | Biomass | Generation | Electricity | PJ | Dispatch-Generation | EmissionsCost | 0 | [6 empty] | 0.889 | 0
LCP_Inputs_ON_Diverse_Howarth_2023_05_05 | 2023 | Biomass | Generation | Electricity | PJ | Dispatch-Generation | FuelCost | 0 | [6 empty] | 0.889 | 0
LCP_Inputs_ON_Diverse_Howarth_2023_05_05 | 2023 | Biomass | Generation | Electricity | PJ | Dispatch-Generation | VOM | 0 | [6 empty] | 0.889 | 0
LCP_Inputs_ON_Diverse_Howarth_2023_05_05 | 2023 | Biomass | Generation | Electricity | QC | Dispatch-Generation | EmissionsCost | 0 | [6 empty] | 0.889 | 0
LCP_Inputs_ON_Diverse_Howarth_2023_05_05 | 2023 | Biomass | Generation | Electricity | QC | Dispatch-Generation | FuelCost | 0 | [6 empty] | 0.889 | 0
LCP_Inputs_ON_Diverse_Howarth_2023_05_05 | 2023 | Biomass | Generation | Electricity | QC | Dispatch-Generation | VOM | 0 | [6 empty] | 0.889 | 0
LCP_Inputs_ON_Diverse_Howarth_2023_05_05 | 2023 | Biomass | Generation | Electricity | WC | Dispatch-Generation | EmissionsCost | 0 | [6 empty] | 0.889 | 0
LCP_Inputs_ON_Diverse_Howarth_2023_05_05 | 2023 | Biomass | Generation | Electricity | WC | Dispatch-Generation | FuelCost | 0 | [6 empty] | 0.889 | 0
LCP_Inputs_ON_Diverse_Howarth_2023_05_05 | 2023 | Biomass | Generation | Electricity | WC | Dispatch-Generation | VOM | 0 | [6 empty] | 0.889 | 0
LCP_Inputs_ON_Diverse_Howarth_2023_05_05 | 2023 | Biomass + CCS | Generation | Electricity | MI | Dispatch-Generation | EmissionsCost | 0 | [6 empty] | 0.889 | 0
LCP_Inputs_ON_Diverse_Howarth_2023_05_05 | 2023 | Biomass + CCS | Generation | Electricity | MI | Dispatch-Generation | FuelCost | 0 | [6 empty] | 0.889 | 0
LCP_Inputs_ON_Diverse_Howarth_2023_05_05 | 2023 | Biomass + CCS | Generation | Electricity | MI | Dispatch-Generation | VOM | 0 | [6 empty] | 0.889 | 0
LCP_Inputs_ON_Diverse_Howarth_2023_05_05 | 2023 | Biomass + CCS | Generation | Electricity | NY | Dispatch-Generation | EmissionsCost | 0 | [6 empty] | 0.889 | 0
LCP_Inputs_ON_Diverse_Howarth_2023_05_05 | 2023 | Biomass + CCS | Generation | Electricity | NY | Dispatch-Generation | FuelCost | 0 | [6 empty] | 0.889 | 0
LCP_Inputs_ON_Diverse_Howarth_2023_05_05 | 2023 | Biomass + CCS | Generation | Electricity | NY | Dispatch-Generation | VOM | 0 | [6 empty] | 0.889 | 0
LCP_Inputs_ON_Diverse_Howarth_2023_05_05 | 2023 | Biomass + CCS | Generation | Electricity | ON | Dispatch-Generation | EmissionsCost | 0 | [6 empty] | 0.889 | 0
LCP_Inputs_ON_Diverse_Howarth_2023_05_05 | 2023 | Biomass + CCS | Generation | Electricity | ON | Dispatch-Generation | FuelCost | 0 | [6 empty] | 0.889 | 0
LCP_Inputs_ON_Diverse_Howarth_2023_05_05 | 2023 | Biomass + CCS | Generation | Electricity | ON | Dispatch-Generation | VOM | 0 | [6 empty] | 0.889 | 0
LCP_Inputs_ON_Diverse_Howarth_2023_05_05 | 2023 | Biomass + CCS | Generation | Electricity | PJ | Dispatch-Generation | EmissionsCost | 0 | [6 empty] | 0.889 | 0
LCP_Inputs_ON_Diverse_Howarth_2023_05_05 | 2023 | Biomass + CCS | Generation | Electricity | PJ | Dispatch-Generation | FuelCost | 0 | [6 empty] | 0.889 | 0
LCP_Inputs_ON_Diverse_Howarth_2023_05_05 | 2023 | Biomass + CCS | Generation | Electricity | PJ | Dispatch-Generation | VOM | 0 | [6 empty] | 0.889 | 0
LCP_Inputs_ON_Diverse_Howarth_2023_05_05 | 2023 | Biomass + CCS | Generation | Electricity | QC | Dispatch-Generation | EmissionsCost | 0 | [6 empty] | 0.889 | 0
LCP_Inputs_ON_Diverse_Howarth_2023_05_05 | 2023 | Biomass + CCS | Generation | Electricity | QC | Dispatch-Generation | FuelCost | 0 | [6 empty] | 0.889 | 0
LCP_Inputs_ON_Diverse_Howarth_2023_05_05 | 2023 | Biomass + CCS | Generation | Electricity | QC | Dispatch-Generation | VOM | 0 | [6 empty] | 0.889 | 0
LCP_Inputs_ON_Diverse_Howarth_2023_05_05 | 2023 | Biomass + CCS | Generation | Electricity | WC | Dispatch-Generation | EmissionsCost | 0 | [6 empty] | 0.889 | 0
LCP_Inputs_ON_Diverse_Howarth_2023_05_05 | 2023 | Biomass + CCS | Generation | Electricity | WC | Dispatch-Generation | FuelCost | 0 | [6 empty] | 0.889 | 0
LCP_Inputs_ON_Diverse_Howarth_2023_05_05 | 2023 | Biomass + CCS | Generation | Electricity | WC | Dispatch-Generation | VOM | 0 | [6 empty] | 0.889 | 0
LCP_Inputs_ON_Diverse_Howarth_2023_05_05 | 2023 | CH4 + CCS | Generation | Methane | MI | Dispatch-Generation | EmissionsCost | 0 | [6 empty] | 0.889 | 0
LCP_Inputs_ON_Diverse_Howarth_2023_05_05 | 2023 | CH4 + CCS | Generation | Methane | MI | Dispatch-Generation | FuelCost | 0 | [6 empty] | 0.889 | 0
LCP_Inputs_ON_Diverse_Howarth_2023_05_05 | 2023 | CH4 + CCS | Generation | Methane | MI | Dispatch-Generation | VOM | 0 | [6 empty] | 0.889 | 0
LCP_Inputs_ON_Diverse_Howarth_2023_05_05 | 2023 | CH4 + CCS | Generation | Methane | NY | Dispatch-Generation | EmissionsCost | 0 | [6 empty] | 0.889 | 0
LCP_Inputs_ON_Diverse_Howarth_2023_05_05 | 2023 | CH4 + CCS | Generation | Methane | NY | Dispatch-Generation | FuelCost | 0 | [6 empty] | 0.889 | 0
LCP_Inputs_ON_Diverse_Howarth_2023_05_05 | 2023 | CH4 + CCS | Generation | Methane | NY | Dispatch-Generation | VOM | 0 | [6 empty] | 0.889 | 0
LCP_Inputs_ON_Diverse_Howarth_2023_05_05 | 2023 | CH4 + CCS | Generation | Methane | ON | Dispatch-Generation | EmissionsCost | 0 | [6 empty] | 0.889 | 0
LCP_Inputs_ON_Diverse_Howarth_2023_05_05 | 2023 | CH4 + CCS | Generation | Methane | ON | Dispatch-Generation | FuelCost | 0 | [6 empty] | 0.889 | 0
LCP_Inputs_ON_Diverse_Howarth_2023_05_05 | 2023 | CH4 + CCS | Generation | Methane | ON | Dispatch-Generation | VOM | 0 | [6 empty] | 0.889 | 0
LCP_Inputs_ON_Diverse_Howarth_2023_05_05 | 2023 | CH4 + CCS | Generation | Methane | PJ | Dispatch-Generation | EmissionsCost | 0 | [6 empty] | 0.889 | 0
LCP_Inputs_ON_Diverse_Howarth_2023_05_05 | 2023 | CH4 + CCS | Generation | Methane | PJ | Dispatch-Generation | FuelCost | 0 | [6 empty] | 0.889 | 0
LCP_Inputs_ON_Diverse_Howarth_2023_05_05 | 2023 | CH4 + CCS | Generation | Methane | PJ | Dispatch-Generation | VOM | 0 | [6 empty] | 0.889 | 0
LCP_Inputs_ON_Diverse_Howarth_2023_05_05 | 2023 | CH4 + CCS | Generation | Methane | QC | Dispatch-Generation | EmissionsCost | 0 | [6 empty] | 0.889 | 0
LCP_Inputs_ON_Diverse_Howarth_2023_05_05 | 2023 | CH4 + CCS | Generation | Methane | QC | Dispatch-Generation | FuelCost | 0 | [6 empty] | 0.889 | 0
LCP_Inputs_ON_Diverse_Howarth_2023_05_05 | 2023 | CH4 + CCS | Generation | Methane | QC | Dispatch-Generation | VOM | 0 | [6 empty] | 0.889 | 0
LCP_Inputs_ON_Diverse_Howarth_2023_05_05 | 2023 | CH4 + CCS | Generation | Methane | WC | Dispatch-Generation | EmissionsCost | 0 | [6 empty] | 0.889 | 0
LCP_Inputs_ON_Diverse_Howarth_2023_05_05 | 2023 | CH4 + CCS | Generation | Methane | WC | Dispatch-Generation | FuelCost | 0 | [6 empty] | 0.889 | 0
LCP_Inputs_ON_Diverse_Howarth_2023_05_05 | 2023 | CH4 + CCS | Generation | Methane | WC | Dispatch-Generation | VOM | 0 | [6 empty] | 0.889 | 0
LCP_Inputs_ON_Diverse_Howarth_2023_05_05 | 2023 | CH4 Import - NY 2020 | Import | Methane | MI | Dispatch-Import | EmissionsCost | 0 | [6 empty] | 0.889 | 0
LCP_Inputs_ON_Diverse_Howarth_2023_05_05 | 2023 | CH4 Import - NY 2020 | Import | Methane | MI | Dispatch-Import | FuelCost | 0 | [6 empty] | 0.889 | 0
LCP_Inputs_ON_Diverse_Howarth_2023_05_05 | 2023 | CH4 Import - NY 2020 | Import | Methane | MI | Dispatch-Import | VOM | 0 | [6 empty] | 0.889 | 0
LCP_Inputs_ON_Diverse_Howarth_2023_05_05 | 2023 | CH4 Import - NY 2020 | Import | Methane | NY | Dispatch-Import | EmissionsCost | 282343065.1873 | [6 empty] | 0.889 | 251001956.8475
LCP_Inputs_ON_Diverse_Howarth_2023_05_05 | 2023 | CH4 Import - NY 2020 | Import | Methane | NY | Dispatch-Import | FuelCost | 407790143.0843 | [6 empty] | 0.889 | 362523952.3038
LCP_Inputs_ON_Diverse_Howarth_2023_05_05 | 2023 | CH4 Import - NY 2020 | Import | Methane | NY | Dispatch-Import | VOM | 0 | [6 empty] | 0.889 | 0
LCP_Inputs_ON_Diverse_Howarth_2023_05_05 | 2023 | CH4 Import - NY 2020 | Import | Methane | ON | Dispatch-Import | EmissionsCost | 0 | [6 empty] | 0.889 | 0
LCP_Inputs_ON_Diverse_Howarth_2023_05_05 | 2023 | CH4 Import - NY 2020 | Import | Methane | ON | Dispatch-Import | FuelCost | 0 | [6 empty] | 0.889 | 0
LCP_Inputs_ON_Diverse_Howarth_2023_05_05 | 2023 | CH4 Import - NY 2020 | Import | Methane | ON | Dispatch-Import | VOM | 0 | [6 empty] | 0.889 | 0
LCP_Inputs_ON_Diverse_Howarth_2023_05_05 | 2023 | CH4 Import - NY 2020 | Import | Methane | PJ | Dispatch-Import | EmissionsCost | 0 | [6 empty] | 0.889 | 0
LCP_Inputs_ON_Diverse_Howarth_2023_05_05 | 2023 | CH4 Import - NY 2020 | Import | Methane | PJ | Dispatch-Import | FuelCost | 0 | [6 empty] | 0.889 | 0
LCP_Inputs_ON_Diverse_Howarth_2023_05_05 | 2023 | CH4 Import - NY 2020 | Import | Methane | PJ | Dispatch-Import | VOM | 0 | [6 empty] | 0.889 | 0
LCP_Inputs_ON_Diverse_Howarth_2023_05_05 | 2023 | CH4 Import - NY 2020 | Import | Methane | QC | Dispatch-Import | EmissionsCost | 0 | [6 empty] | 0.889 | 0
LCP_Inputs_ON_Diverse_Howarth_2023_05_05 | 2023 | CH4 Import - NY 2020 | Import | Methane | QC | Dispatch-Import | FuelCost | 0 | [6 empty] | 0.889 | 0
LCP_Inputs_ON_Diverse_Howarth_2023_05_05 | 2023 | CH4 Import - NY 2020 | Import | Methane | QC | Dispatch-Import | VOM | 0 | [6 empty] | 0.889 | 0
LCP_Inputs_ON_Diverse_Howarth_2023_05_05 | 2023 | CH4 Import - NY 2020 | Import | Methane | WC | Dispatch-Import | EmissionsCost | 0 | [6 empty] | 0.889 | 0
LCP_Inputs_ON_Diverse_Howarth_2023_05_05 | 2023 | CH4 Import - NY 2020 | Import | Methane | WC | Dispatch-Import | FuelCost | 0 | [6 empty] | 0.889 | 0
LCP_Inputs_ON_Diverse_Howarth_2023_05_05 | 2023 | CH4 Import - NY 2020 | Import | Methane | WC | Dispatch-Import | VOM | 0 | [6 empty] | 0.889 | 0
LCP_Inputs_ON_Diverse_Howarth_2023_05_05 | 2023 | CH4 Import - NY 2030 | Import | Methane | MI | Dispatch-Import | EmissionsCost | 0 | [6 empty] | 0.889 | 0
LCP_Inputs_ON_Diverse_Howarth_2023_05_05 | 2023 | CH4 Import - NY 2030 | Import | Methane | MI | Dispatch-Import | FuelCost | 0 | [6 empty] | 0.889 | 0
LCP_Inputs_ON_Diverse_Howarth_2023_05_05 | 2023 | CH4 Import - NY 2030 | Import | Methane | MI | Dispatch-Import | VOM | 0 | [6 empty] | 0.889 | 0
LCP_Inputs_ON_Diverse_Howarth_2023_05_05 | 2023 | CH4 Import - NY 2030 | Import | Methane | NY | Dispatch-Import | EmissionsCost | 0 | [6 empty] | 0.889 | 0
LCP_Inputs_ON_Diverse_Howarth_2023_05_05 | 2023 | CH4 Import - NY 2030 | Import | Methane | NY | Dispatch-Import | FuelCost | 0 | [6 empty] | 0.889 | 0
LCP_Inputs_ON_Diverse_Howarth_2023_05_05 | 2023 | CH4 Import - NY 2030 | Import | Methane | NY | Dispatch-Import | VOM | 0 | [6 empty] | 0.889 | 0
LCP_Inputs_ON_Diverse_Howarth_2023_05_05 | 2023 | CH4 Import - NY 2030 | Import | Methane | ON | Dispatch-Import | EmissionsCost | 0 | [6 empty] | 0.889 | 0
LCP_Inputs_ON_Diverse_Howarth_2023_05_05 | 2023 | CH4 Import - NY 2030 | Import | Methane | ON | Dispatch-Import | FuelCost | 0 | [6 empty] | 0.889 | 0
LCP_Inputs_ON_Diverse_Howarth_2023_05_05 | 2023 | CH4 Import - NY 2030 | Import | Methane | ON | Dispatch-Import | VOM | 0 | [6 empty] | 0.889 | 0
LCP_Inputs_ON_Diverse_Howarth_2023_05_05 | 2023 | CH4 Import - NY 2030 | Import | Methane | PJ | Dispatch-Import | EmissionsCost | 0 | [6 empty] | 0.889 | 0
LCP_Inputs_ON_Diverse_Howarth_2023_05_05 | 2023 | CH4 Import - NY 2030 | Import | Methane | PJ | Dispatch-Import | FuelCost | 0 | [6 empty] | 0.889 | 0
LCP_Inputs_ON_Diverse_Howarth_2023_05_05 | 2023 | CH4 Import - NY 2030 | Import | Methane | PJ | Dispatch-Import | VOM | 0 | [6 empty] | 0.889 | 0
LCP_Inputs_ON_Diverse_Howarth_2023_05_05 | 2023 | CH4 Import - NY 2030 | Import | Methane | QC | Dispatch-Import | EmissionsCost | 0 | [6 empty] | 0.889 | 0
LCP_Inputs_ON_Diverse_Howarth_2023_05_05 | 2023 | CH4 Import - NY 2030 | Import | Methane | QC | Dispatch-Import | FuelCost | 0 | [6 empty] | 0.889 | 0
LCP_Inputs_ON_Diverse_Howarth_2023_05_05 | 2023 | CH4 Import - NY 2030 | Import | Methane | QC | Dispatch-Import | VOM | 0 | [6 empty] | 0.889 | 0
LCP_Inputs_ON_Diverse_Howarth_2023_05_05 | 2023 | CH4 Import - NY 2030 | Import | Methane | WC | Dispatch-Import | EmissionsCost | 0 | [6 empty] | 0.889 | 0
LCP_Inputs_ON_Diverse_Howarth_2023_05_05 | 2023 | CH4 Import - NY 2030 | Import | Methane | WC | Dispatch-Import | FuelCost | 0 | [6 empty] | 0.889 | 0
LCP_Inputs_ON_Diverse_Howarth_2023_05_05 | 2023 | CH4 Import - NY 2030 | Import | Methane | WC | Dispatch-Import | VOM | 0 | [6 empty] | 0.889 | 0
LCP_Inputs_ON_Diverse_Howarth_2023_05_05 | 2023 | CH4 Import - NY 2040 | Import | Methane | MI | Dispatch-Import | EmissionsCost | 0 | [6 empty] | 0.889 | 0
LCP_Inputs_ON_Diverse_Howarth_2023_05_05 | 2023 | CH4 Import - NY 2040 | Import | Methane | MI | Dispatch-Import | FuelCost | 0 | [6 empty] | 0.889 | 0
LCP_Inputs_ON_Diverse_Howarth_2023_05_05 | 2023 | CH4 Import - NY 2040 | Import | Methane | MI | Dispatch-Import | VOM | 0 | [6 empty] | 0.889 | 0
LCP_Inputs_ON_Diverse_Howarth_2023_05_05 | 2023 | CH4 Import - NY 2040 | Import | Methane | NY | Dispatch-Import | EmissionsCost | 0 | [6 empty] | 0.889 | 0
LCP_Inputs_ON_Diverse_Howarth_2023_05_05 | 2023 | CH4 Import - NY 2040 | Import | Methane | NY | Dispatch-Import | FuelCost | 0 | [6 empty] | 0.889 | 0
LCP_Inputs_ON_Diverse_Howarth_2023_05_05 | 2023 | CH4 Import - NY 2040 | Import | Methane | NY | Dispatch-Import | VOM | 0 | [6 empty] | 0.889 | 0
LCP_Inputs_ON_Diverse_Howarth_2023_05_05 | 2023 | CH4 Import - NY 2040 | Import | Methane | ON | Dispatch-Import | EmissionsCost | 0 | [6 empty] | 0.889 | 0
LCP_Inputs_ON_Diverse_Howarth_2023_05_05 | 2023 | CH4 Import - NY 2040 | Import | Methane | ON | Dispatch-Import | FuelCost | 0 | [6 empty] | 0.889 | 0
LCP_Inputs_ON_Diverse_Howarth_2023_05_05 | 2023 | CH4 Import - NY 2040 | Import | Methane | ON | Dispatch-Import | VOM | 0 | [6 empty] | 0.889 | 0
LCP_Inputs_ON_Diverse_Howarth_2023_05_05 | 2023 | CH4 Import - NY 2040 | Import | Methane | PJ | Dispatch-Import | EmissionsCost | 0 | [6 empty] | 0.889 | 0
LCP_Inputs_ON_Diverse_Howarth_2023_05_05 | 2023 | CH4 Import - NY 2040 | Import | Methane | PJ | Dispatch-Import | FuelCost | 0 | [6 empty] | 0.889 | 0
LCP_Inputs_ON_Diverse_Howarth_2023_05_05 | 2023 | CH4 Import - NY 2040 | Import | Methane | PJ | Dispatch-Import | VOM | 0 | [6 empty] | 0.889 | 0
LCP_Inputs_ON_Diverse_Howarth_2023_05_05 | 2023 | CH4 Import - NY 2040 | Import | Methane | QC | Dispatch-Import | EmissionsCost | 0 | [6 empty] | 0.889 | 0
LCP_Inputs_ON_Diverse_Howarth_2023_05_05 | 2023 | CH4 Import - NY 2040 | Import | Methane | QC | Dispatch-Import | FuelCost | 0 | [6 empty] | 0.889 | 0
LCP_Inputs_ON_Diverse_Howarth_2023_05_05 | 2023 | CH4 Import - NY 2040 | Import | Methane | QC | Dispatch-Import | VOM | 0 | [6 empty] | 0.889 | 0
LCP_Inputs_ON_Diverse_Howarth_2023_05_05 | 2023 | CH4 Import - NY 2040 | Import | Methane | WC | Dispatch-Import | EmissionsCost | 0 | [6 empty] | 0.889 | 0
LCP_Inputs_ON_Diverse_Howarth_2023_05_05 | 2023 | CH4 Import - NY 2040 | Import | Methane | WC | Dispatch-Import | FuelCost | 0 | [6 empty] | 0.889 | 0
LCP_Inputs_ON_Diverse_Howarth_2023_05_05 | 2023 | CH4 Import - NY 2040 | Import | Methane | WC | Dispatch-Import | VOM | 0 | [6 empty] | 0.889 | 0
LCP_Inputs_ON_Diverse_Howarth_2023_05_05 | 2023 | CH4 Import - NY 2050 | Import | Methane | MI | Dispatch-Import | EmissionsCost | 0 | [6 empty] | 0.889 | 0
LCP_Inputs_ON_Diverse_Howarth_2023_05_05 | 2023 | CH4 Import - NY 2050 | Import | Methane | MI | Dispatch-Import | FuelCost | 0 | [6 empty] | 0.889 | 0
LCP_Inputs_ON_Diverse_Howarth_2023_05_05 | 2023 | CH4 Import - NY 2050 | Import | Methane | MI | Dispatch-Import | VOM | 0 | [6 empty] | 0.889 | 0
LCP_Inputs_ON_Diverse_Howarth_2023_05_05 | 2023 | CH4 Import - NY 2050 | Import | Methane | NY | Dispatch-Import | EmissionsCost | 0 | [6 empty] | 0.889 | 0
LCP_Inputs_ON_Diverse_Howarth_2023_05_05 | 2023 | CH4 Import - NY 2050 | Import | Methane | NY | Dispatch-Import | FuelCost | 0 | [6 empty] | 0.889 | 0
LCP_Inputs_ON_Diverse_Howarth_2023_05_05 | 2023 | CH4 Import - NY 2050 | Import | Methane | NY | Dispatch-Import | VOM | 0 | [6 empty] | 0.889 | 0
LCP_Inputs_ON_Diverse_Howarth_2023_05_05 | 2023 | CH4 Import - NY 2050 | Import | Methane | ON | Dispatch-Import | EmissionsCost | 0 | [6 empty] | 0.889 | 0
LCP_Inputs_ON_Diverse_Howarth_2023_05_05 | 2023 | CH4 Import - NY 2050 | Import | Methane | ON | Dispatch-Import | FuelCost | 0 | [6 empty] | 0.889 | 0
LCP_Inputs_ON_Diverse_Howarth_2023_05_05 | 2023 | CH4 Import - NY 2050 | Import | Methane | ON | Dispatch-Import | VOM | 0 | [6 empty] | 0.889 | 0
LCP_Inputs_ON_Diverse_Howarth_2023_05_05 | 2023 | CH4 Import - NY 2050 | Import | Methane | PJ | Dispatch-Import | EmissionsCost | 0 | [6 empty] | 0.889 | 0
LCP_Inputs_ON_Diverse_Howarth_2023_05_05 | 2023 | CH4 Import - NY 2050 | Import | Methane | PJ | Dispatch-Import | FuelCost | 0 | [6 empty] | 0.889 | 0
LCP_Inputs_ON_Diverse_Howarth_2023_05_05 | 2023 | CH4 Import - NY 2050 | Import | Methane | PJ | Dispatch-Import | VOM | 0 | [6 empty] | 0.889 | 0
LCP_Inputs_ON_Diverse_Howarth_2023_05_05 | 2023 | CH4 Import - NY 2050 | Import | Methane | QC | Dispatch-Import | EmissionsCost | 0 | [6 empty] | 0.889 | 0
LCP_Inputs_ON_Diverse_Howarth_2023_05_05 | 2023 | CH4 Import - NY 2050 | Import | Methane | QC | Dispatch-Import | FuelCost | 0 | [6 empty] | 0.889 | 0
LCP_Inputs_ON_Diverse_Howarth_2023_05_05 | 2023 | CH4 Import - NY 2050 | Import | Methane | QC | Dispatch-Import | VOM | 0 | [6 empty] | 0.889 | 0
LCP_Inputs_ON_Diverse_Howarth_2023_05_05 | 2023 | CH4 Import - NY 2050 | Import | Methane | WC | Dispatch-Import | EmissionsCost | 0 | [6 empty] | 0.889 | 0
LCP_Inputs_ON_Diverse_Howarth_2023_05_05 | 2023 | CH4 Import - NY 2050 | Import | Methane | WC | Dispatch-Import | FuelCost | 0 | [6 empty] | 0.889 | 0
LCP_Inputs_ON_Diverse_Howarth_2023_05_05 | 2023 | CH4 Import - NY 2050 | Import | Methane | WC | Dispatch-Import | VOM | 0 | [6 empty] | 0.889 | 0
LCP_Inputs_ON_Diverse_Howarth_2023_05_05 | 2023 | CH4 Import - WC 2020 | Import | Methane | MI | Dispatch-Import | EmissionsCost | 0 | [6 empty] | 0.889 | 0
LCP_Inputs_ON_Diverse_Howarth_2023_05_05 | 2023 | CH4 Import - WC 2020 | Import | Methane | MI | Dispatch-Import | FuelCost | 0 | [6 empty] | 0.889 | 0
LCP_Inputs_ON_Diverse_Howarth_2023_05_05 | 2023 | CH4 Import - WC 2020 | Import | Methane | MI | Dispatch-Import | VOM | 0 | [6 empty] | 0.889 | 0
LCP_Inputs_ON_Diverse_Howarth_2023_05_05 | 2023 | CH4 Import - WC 2020 | Import | Methane | NY | Dispatch-Import | EmissionsCost | 0 | [6 empty] | 0.889 | 0
LCP_Inputs_ON_Diverse_Howarth_2023_05_05 | 2023 | CH4 Import - WC 2020 | Import | Methane | NY | Dispatch-Import | FuelCost | 0 | [6 empty] | 0.889 | 0
LCP_Inputs_ON_Diverse_Howarth_2023_05_05 | 2023 | CH4 Import - WC 2020 | Import | Methane | NY | Dispatch-Import | VOM | 0 | [6 empty] | 0.889 | 0
LCP_Inputs_ON_Diverse_Howarth_2023_05_05 | 2023 | CH4 Import - WC 2020 | Import | Methane | ON | Dispatch-Import | EmissionsCost | 0 | [6 empty] | 0.889 | 0
LCP_Inputs_ON_Diverse_Howarth_2023_05_05 | 2023 | CH4 Import - WC 2020 | Import | Methane | ON | Dispatch-Import | FuelCost | 0 | [6 empty] | 0.889 | 0
LCP_Inputs_ON_Diverse_Howarth_2023_05_05 | 2023 | CH4 Import - WC 2020 | Import | Methane | ON | Dispatch-Import | VOM | 0 | [6 empty] | 0.889 | 0
LCP_Inputs_ON_Diverse_Howarth_2023_05_05 | 2023 | CH4 Import - WC 2020 | Import | Methane | PJ | Dispatch-Import | EmissionsCost | 0 | [6 empty] | 0.889 | 0
LCP_Inputs_ON_Diverse_Howarth_2023_05_05 | 2023 | CH4 Import - WC 2020 | Import | Methane | PJ | Dispatch-Import | FuelCost | 0 | [6 empty] | 0.889 | 0
LCP_Inputs_ON_Diverse_Howarth_2023_05_05 | 2023 | CH4 Import - WC 2020 | Import | Methane | PJ | Dispatch-Import | VOM | 0 | [6 empty] | 0.889 | 0
LCP_Inputs_ON_Diverse_Howarth_2023_05_05 | 2023 | CH4 Import - WC 2020 | Import | Methane | QC | Dispatch-Import | EmissionsCost | 0 | [6 empty] | 0.889 | 0
LCP_Inputs_ON_Diverse_Howarth_2023_05_05 | 2023 | CH4 Import - WC 2020 | Import | Methane | QC | Dispatch-Import | FuelCost | 0 | [6 empty] | 0.889 | 0
LCP_Inputs_ON_Diverse_Howarth_2023_05_05 | 2023 | CH4 Import - WC 2020 | Import | Methane | QC | Dispatch-Import | VOM | 0 | [6 empty] | 0.889 | 0
LCP_Inputs_ON_Diverse_Howarth_2023_05_05 | 2023 | CH4 Import - WC 2020 | Import | Methane | WC | Dispatch-Import | EmissionsCost | 1306945425.5377 | [6 empty] | 0.889 | 1161869724.2847
LCP_Inputs_ON_Diverse_Howarth_2023_05_05 | 2023 | CH4 Import - WC 2020 | Import | Methane | WC | Dispatch-Import | FuelCost | 1887630786.0789 | [6 empty] | 0.889 | 1678096895.3393
LCP_Inputs_ON_Diverse_Howarth_2023_05_05 | 2023 | CH4 Import - WC 2020 | Import | Methane | WC | Dispatch-Import | VOM | 0 | [6 empty] | 0.889 | 0
LCP_Inputs_ON_Diverse_Howarth_2023_05_05 | 2023 | CH4 Import - WC 2030 | Import | Methane | MI | Dispatch-Import | EmissionsCost | 0 | [6 empty] | 0.889 | 0
LCP_Inputs_ON_Diverse_Howarth_2023_05_05 | 2023 | CH4 Import - WC 2030 | Import | Methane | MI | Dispatch-Import | FuelCost | 0 | [6 empty] | 0.889 | 0
LCP_Inputs_ON_Diverse_Howarth_2023_05_05 | 2023 | CH4 Import - WC 2030 | Import | Methane | MI | Dispatch-Import | VOM | 0 | [6 empty] | 0.889 | 0
LCP_Inputs_ON_Diverse_Howarth_2023_05_05 | 2023 | CH4 Import - WC 2030 | Import | Methane | NY | Dispatch-Import | EmissionsCost | 0 | [6 empty] | 0.889 | 0
LCP_Inputs_ON_Diverse_Howarth_2023_05_05 | 2023 | CH4 Import - WC 2030 | Import | Methane | NY | Dispatch-Import | FuelCost | 0 | [6 empty] | 0.889 | 0
LCP_Inputs_ON_Diverse_Howarth_2023_05_05 | 2023 | CH4 Import - WC 2030 | Import | Methane | NY | Dispatch-Import | VOM | 0 | [6 empty] | 0.889 | 0
LCP_Inputs_ON_Diverse_Howarth_2023_05_05 | 2023 | CH4 Import - WC 2030 | Import | Methane | ON | Dispatch-Import | EmissionsCost | 0 | [6 empty] | 0.889 | 0
LCP_Inputs_ON_Diverse_Howarth_2023_05_05 | 2023 | CH4 Import - WC 2030 | Import | Methane | ON | Dispatch-Import | FuelCost | 0 | [6 empty] | 0.889 | 0
LCP_Inputs_ON_Diverse_Howarth_2023_05_05 | 2023 | CH4 Import - WC 2030 | Import | Methane | ON | Dispatch-Import | VOM | 0 | [6 empty] | 0.889 | 0
LCP_Inputs_ON_Diverse_Howarth_2023_05_05 | 2023 | CH4 Import - WC 2030 | Import | Methane | PJ | Dispatch-Import | EmissionsCost | 0 | [6 empty] | 0.889 | 0
LCP_Inputs_ON_Diverse_Howarth_2023_05_05 | 2023 | CH4 Import - WC 2030 | Import | Methane | PJ | Dispatch-Import | FuelCost | 0 | [6 empty] | 0.889 | 0
LCP_Inputs_ON_Diverse_Howarth_2023_05_05 | 2023 | CH4 Import - WC 2030 | Import | Methane | PJ | Dispatch-Import | VOM | 0 | [6 empty] | 0.889 | 0
LCP_Inputs_ON_Diverse_Howarth_2023_05_05 | 2023 | CH4 Import - WC 2030 | Import | Methane | QC | Dispatch-Import | EmissionsCost | 0 | [6 empty] | 0.889 | 0
LCP_Inputs_ON_Diverse_Howarth_2023_05_05 | 2023 | CH4 Import - WC 2030 | Import | Methane | QC | Dispatch-Import | FuelCost | 0 | [6 empty] | 0.889 | 0
LCP_Inputs_ON_Diverse_Howarth_2023_05_05 | 2023 | CH4 Import - WC 2030 | Import | Methane | QC | Dispatch-Import | VOM | 0 | [6 empty] | 0.889 | 0
LCP_Inputs_ON_Diverse_Howarth_2023_05_05 | 2023 | CH4 Import - WC 2030 | Import | Methane | WC | Dispatch-Import | EmissionsCost | 0 | [6 empty] | 0.889 | 0
LCP_Inputs_ON_Diverse_Howarth_2023_05_05 | 2023 | CH4 Import - WC 2030 | Import | Methane | WC | Dispatch-Import | FuelCost | 0 | [6 empty] | 0.889 | 0
LCP_Inputs_ON_Diverse_Howarth_2023_05_05 | 2023 | CH4 Import - WC 2030 | Import | Methane | WC | Dispatch-Import | VOM | 0 | [6 empty] | 0.889 | 0
LCP_Inputs_ON_Diverse_Howarth_2023_05_05 | 2023 | CH4 Import - WC 2040 | Import | Methane | MI | Dispatch-Import | EmissionsCost | 0 | [6 empty] | 0.889 | 0
LCP_Inputs_ON_Diverse_Howarth_2023_05_05 | 2023 | CH4 Import - WC 2040 | Import | Methane | MI | Dispatch-Import | FuelCost | 0 | [6 empty] | 0.889 | 0
LCP_Inputs_ON_Diverse_Howarth_2023_05_05 | 2023 | CH4 Import - WC 2040 | Import | Methane | MI | Dispatch-Import | VOM | 0 | [6 empty] | 0.889 | 0
LCP_Inputs_ON_Diverse_Howarth_2023_05_05 | 2023 | CH4 Import - WC 2040 | Import | Methane | NY | Dispatch-Import | EmissionsCost | 0 | [6 empty] | 0.889 | 0
LCP_Inputs_ON_Diverse_Howarth_2023_05_05 | 2023 | CH4 Import - WC 2040 | Import | Methane | NY | Dispatch-Import | FuelCost | 0 | [6 empty] | 0.889 | 0
LCP_Inputs_ON_Diverse_Howarth_2023_05_05 | 2023 | CH4 Import - WC 2040 | Import | Methane | NY | Dispatch-Import | VOM | 0 | [6 empty] | 0.889 | 0
LCP_Inputs_ON_Diverse_Howarth_2023_05_05 | 2023 | CH4 Import - WC 2040 | Import | Methane | ON | Dispatch-Import | EmissionsCost | 0 | [6 empty] | 0.889 | 0
LCP_Inputs_ON_Diverse_Howarth_2023_05_05 | 2023 | CH4 Import - WC 2040 | Import | Methane | ON | Dispatch-Import | FuelCost | 0 | [6 empty] | 0.889 | 0
LCP_Inputs_ON_Diverse_Howarth_2023_05_05 | 2023 | CH4 Import - WC 2040 | Import | Methane | ON | Dispatch-Import | VOM | 0 | [6 empty] | 0.889 | 0
LCP_Inputs_ON_Diverse_Howarth_2023_05_05 | 2023 | CH4 Import - WC 2040 | Import | Methane | PJ | Dispatch-Import | EmissionsCost | 0 | [6 empty] | 0.889 | 0
LCP_Inputs_ON_Diverse_Howarth_2023_05_05 | 2023 | CH4 Import - WC 2040 | Import | Methane | PJ | Dispatch-Import | FuelCost | 0 | [6 empty] | 0.889 | 0
LCP_Inputs_ON_Diverse_Howarth_2023_05_05 | 2023 | CH4 Import - WC 2040 | Import | Methane | PJ | Dispatch-Import | VOM | 0 | [6 empty] | 0.889 | 0
LCP_Inputs_ON_Diverse_Howarth_2023_05_05 | 2023 | CH4 Import - WC 2040 | Import | Methane | QC | Dispatch-Import | EmissionsCost | 0 | [6 empty] | 0.889 | 0
LCP_Inputs_ON_Diverse_Howarth_2023_05_05 | 2023 | CH4 Import - WC 2040 | Import | Methane | QC | Dispatch-Import | FuelCost | 0 | [6 empty] | 0.889 | 0
LCP_Inputs_ON_Diverse_Howarth_2023_05_05 | 2023 | CH4 Import - WC 2040 | Import | Methane | QC | Dispatch-Import | VOM | 0 | [6 empty] | 0.889 | 0
LCP_Inputs_ON_Diverse_Howarth_2023_05_05 | 2023 | CH4 Import - WC 2040 | Import | Methane | WC | Dispatch-Import | EmissionsCost | 0 | [6 empty] | 0.889 | 0
LCP_Inputs_ON_Diverse_Howarth_2023_05_05 | 2023 | CH4 Import - WC 2040 | Import | Methane | WC | Dispatch-Import | FuelCost | 0 | [6 empty] | 0.889 | 0
LCP_Inputs_ON_Diverse_Howarth_2023_05_05 | 2023 | CH4 Import - WC 2040 | Import | Methane | WC | Dispatch-Import | VOM | 0 | [6 empty] | 0.889 | 0
LCP_Inputs_ON_Diverse_Howarth_2023_05_05 | 2023 | CH4 Import - WC 2050 | Import | Methane | MI | Dispatch-Import | EmissionsCost | 0 | [6 empty] | 0.889 | 0
LCP_Inputs_ON_Diverse_Howarth_2023_05_05 | 2023 | CH4 Import - WC 2050 | Import | Methane | MI | Dispatch-Import | FuelCost | 0 | [6 empty] | 0.889 | 0
LCP_Inputs_ON_Diverse_Howarth_2023_05_05 | 2023 | CH4 Import - WC 2050 | Import | Methane | MI | Dispatch-Import | VOM | 0 | [6 empty] | 0.889 | 0
LCP_Inputs_ON_Diverse_Howarth_2023_05_05 | 2023 | CH4 Import - WC 2050 | Import | Methane | NY | Dispatch-Import | EmissionsCost | 0 | [6 empty] | 0.889 | 0
LCP_Inputs_ON_Diverse_Howarth_2023_05_05 | 2023 | CH4 Import - WC 2050 | Import | Methane | NY | Dispatch-Import | FuelCost | 0 | [6 empty] | 0.889 | 0
LCP_Inputs_ON_Diverse_Howarth_2023_05_05 | 2023 | CH4 Import - WC 2050 | Import | Methane | NY | Dispatch-Import | VOM | 0 | [6 empty] | 0.889 | 0
LCP_Inputs_ON_Diverse_Howarth_2023_05_05 | 2023 | CH4 Import - WC 2050 | Import | Methane | ON | Dispatch-Import | EmissionsCost | 0 | [6 empty] | 0.889 | 0
LCP_Inputs_ON_Diverse_Howarth_2023_05_05 | 2023 | CH4 Import - WC 2050 | Import | Methane | ON | Dispatch-Import | FuelCost | 0 | [6 empty] | 0.889 | 0
LCP_Inputs_ON_Diverse_Howarth_2023_05_05 | 2023 | CH4 Import - WC 2050 | Import | Methane | ON | Dispatch-Import | VOM | 0 | [6 empty] | 0.889 | 0
LCP_Inputs_ON_Diverse_Howarth_2023_05_05 | 2023 | CH4 Import - WC 2050 | Import | Methane | PJ | Dispatch-Import | EmissionsCost | 0 | [6 empty] | 0.889 | 0
LCP_Inputs_ON_Diverse_Howarth_2023_05_05 | 2023 | CH4 Import - WC 2050 | Import | Methane | PJ | Dispatch-Import | FuelCost | 0 | [6 empty] | 0.889 | 0
LCP_Inputs_ON_Diverse_Howarth_2023_05_05 | 2023 | CH4 Import - WC 2050 | Import | Methane | PJ | Dispatch-Import | VOM | 0 | [6 empty] | 0.889 | 0
LCP_Inputs_ON_Diverse_Howarth_2023_05_05 | 2023 | CH4 Import - WC 2050 | Import | Methane | QC | Dispatch-Import | EmissionsCost | 0 | [6 empty] | 0.889 | 0
LCP_Inputs_ON_Diverse_Howarth_2023_05_05 | 2023 | CH4 Import - WC 2050 | Import | Methane | QC | Dispatch-Import | FuelCost | 0 | [6 empty] | 0.889 | 0
LCP_Inputs_ON_Diverse_Howarth_2023_05_05 | 2023 | CH4 Import - WC 2050 | Import | Methane | QC | Dispatch-Import | VOM | 0 | [6 empty] | 0.889 | 0
LCP_Inputs_ON_Diverse_Howarth_2023_05_05 | 2023 | CH4 Import - WC 2050 | Import | Methane | WC | Dispatch-Import | EmissionsCost | 0 | [6 empty] | 0.889 | 0
LCP_Inputs_ON_Diverse_Howarth_2023_05_05 | 2023 | CH4 Import - WC 2050 | Import | Methane | WC | Dispatch-Import | FuelCost | 0 | [6 empty] | 0.889 | 0
LCP_Inputs_ON_Diverse_Howarth_2023_05_05 | 2023 | CH4 Import - WC 2050 | Import | Methane | WC | Dispatch-Import | VOM | 0 | [6 empty] | 0.889 | 0
LCP_Inputs_ON_Diverse_Howarth_2023_05_05 | 2023 | CH4 Salt Cavern Storage - ON | Storage | Methane | MI | Dispatch-Storage | EmissionsCost | 0 | [6 empty] | 0.889 | 0
LCP_Inputs_ON_Diverse_Howarth_2023_05_05 | 2023 | CH4 Salt Cavern Storage - ON | Storage | Methane | MI | Dispatch-Storage | FuelCost | 0 | [6 empty] | 0.889 | 0
LCP_Inputs_ON_Diverse_Howarth_2023_05_05 | 2023 | CH4 Salt Cavern Storage - ON | Storage | Methane | MI | Dispatch-Storage | VOM | 0 | [6 empty] | 0.889 | 0
LCP_Inputs_ON_Diverse_Howarth_2023_05_05 | 2023 | CH4 Salt Cavern Storage - ON | Storage | Methane | NY | Dispatch-Storage | EmissionsCost | 0 | [6 empty] | 0.889 | 0
LCP_Inputs_ON_Diverse_Howarth_2023_05_05 | 2023 | CH4 Salt Cavern Storage - ON | Storage | Methane | NY | Dispatch-Storage | FuelCost | 0 | [6 empty] | 0.889 | 0
LCP_Inputs_ON_Diverse_Howarth_2023_05_05 | 2023 | CH4 Salt Cavern Storage - ON | Storage | Methane | NY | Dispatch-Storage | VOM | 0 | [6 empty] | 0.889 | 0
LCP_Inputs_ON_Diverse_Howarth_2023_05_05 | 2023 | CH4 Salt Cavern Storage - ON | Storage | Methane | ON | Dispatch-Storage | EmissionsCost | 0 | [6 empty] | 0.889 | 0
LCP_Inputs_ON_Diverse_Howarth_2023_05_05 | 2023 | CH4 Salt Cavern Storage - ON | Storage | Methane | ON | Dispatch-Storage | FuelCost | 0 | [6 empty] | 0.889 | 0
LCP_Inputs_ON_Diverse_Howarth_2023_05_05 | 2023 | CH4 Salt Cavern Storage - ON | Storage | Methane | ON | Dispatch-Storage | VOM | 691417.795 | [6 empty] | 0.889 | 614667.9021
LCP_Inputs_ON_Diverse_Howarth_2023_05_05 | 2023 | CH4 Salt Cavern Storage - ON | Storage | Methane | PJ | Dispatch-Storage | EmissionsCost | 0 | [6 empty] | 0.889 | 0
LCP_Inputs_ON_Diverse_Howarth_2023_05_05 | 2023 | CH4 Salt Cavern Storage - ON | Storage | Methane | PJ | Dispatch-Storage | FuelCost | 0 | [6 empty] | 0.889 | 0
LCP_Inputs_ON_Diverse_Howarth_2023_05_05 | 2023 | CH4 Salt Cavern Storage - ON | Storage | Methane | PJ | Dispatch-Storage | VOM | 0 | [6 empty] | 0.889 | 0
LCP_Inputs_ON_Diverse_Howarth_2023_05_05 | 2023 | CH4 Salt Cavern Storage - ON | Storage | Methane | QC | Dispatch-Storage | EmissionsCost | 0 | [6 empty] | 0.889 | 0
LCP_Inputs_ON_Diverse_Howarth_2023_05_05 | 2023 | CH4 Salt Cavern Storage - ON | Storage | Methane | QC | Dispatch-Storage | FuelCost | 0 | [6 empty] | 0.889 | 0
LCP_Inputs_ON_Diverse_Howarth_2023_05_05 | 2023 | CH4 Salt Cavern Storage - ON | Storage | Methane | QC | Dispatch-Storage | VOM | 0 | [6 empty] | 0.889 | 0
LCP_Inputs_ON_Diverse_Howarth_2023_05_05 | 2023 | CH4 Salt Cavern Storage - ON | Storage | Methane | WC | Dispatch-Storage | EmissionsCost | 0 | [6 empty] | 0.889 | 0
LCP_Inputs_ON_Diverse_Howarth_2023_05_05 | 2023 | CH4 Salt Cavern Storage - ON | Storage | Methane | WC | Dispatch-Storage | FuelCost | 0 | [6 empty] | 0.889 | 0
LCP_Inputs_ON_Diverse_Howarth_2023_05_05 | 2023 | CH4 Salt Cavern Storage - ON | Storage | Methane | WC | Dispatch-Storage | VOM | 0 | [6 empty] | 0.889 | 0
LCP_Inputs_ON_Diverse_Howarth_2023_05_05 | 2023 | Electrolyser 2020/2030 | Crossload | Hydrogen | MI | Dispatch-Crossload | EmissionsCost | 0 | [6 empty] | 0.889 | 0
LCP_Inputs_ON_Diverse_Howarth_2023_05_05 | 2023 | Electrolyser 2020/2030 | Crossload | Hydrogen | MI | Dispatch-Crossload | FuelCost | 0 | [6 empty] | 0.889 | 0
LCP_Inputs_ON_Diverse_Howarth_2023_05_05 | 2023 | Electrolyser 2020/2030 | Crossload | Hydrogen | MI | Dispatch-Crossload | VOM | 0 | [6 empty] | 0.889 | 0
LCP_Inputs_ON_Diverse_Howarth_2023_05_05 | 2023 | Electrolyser 2020/2030 | Crossload | Hydrogen | NY | Dispatch-Crossload | EmissionsCost | 0 | [6 empty] | 0.889 | 0
LCP_Inputs_ON_Diverse_Howarth_2023_05_05 | 2023 | Electrolyser 2020/2030 | Crossload | Hydrogen | NY | Dispatch-Crossload | FuelCost | 0 | [6 empty] | 0.889 | 0
LCP_Inputs_ON_Diverse_Howarth_2023_05_05 | 2023 | Electrolyser 2020/2030 | Crossload | Hydrogen | NY | Dispatch-Crossload | VOM | 0 | [6 empty] | 0.889 | 0
LCP_Inputs_ON_Diverse_Howarth_2023_05_05 | 2023 | Electrolyser 2020/2030 | Crossload | Hydrogen | ON | Dispatch-Crossload | EmissionsCost | 0 | [6 empty] | 0.889 | 0
LCP_Inputs_ON_Diverse_Howarth_2023_05_05 | 2023 | Electrolyser 2020/2030 | Crossload | Hydrogen | ON | Dispatch-Crossload | FuelCost | 0 | [6 empty] | 0.889 | 0
LCP_Inputs_ON_Diverse_Howarth_2023_05_05 | 2023 | Electrolyser 2020/2030 | Crossload | Hydrogen | ON | Dispatch-Crossload | VOM | 0 | [6 empty] | 0.889 | 0
LCP_Inputs_ON_Diverse_Howarth_2023_05_05 | 2023 | Electrolyser 2020/2030 | Crossload | Hydrogen | PJ | Dispatch-Crossload | EmissionsCost | 0 | [6 empty] | 0.889 | 0
LCP_Inputs_ON_Diverse_Howarth_2023_05_05 | 2023 | Electrolyser 2020/2030 | Crossload | Hydrogen | PJ | Dispatch-Crossload | FuelCost | 0 | [6 empty] | 0.889 | 0
LCP_Inputs_ON_Diverse_Howarth_2023_05_05 | 2023 | Electrolyser 2020/2030 | Crossload | Hydrogen | PJ | Dispatch-Crossload | VOM | 0 | [6 empty] | 0.889 | 0
LCP_Inputs_ON_Diverse_Howarth_2023_05_05 | 2023 | Electrolyser 2020/2030 | Crossload | Hydrogen | QC | Dispatch-Crossload | EmissionsCost | 0 | [6 empty] | 0.889 | 0
LCP_Inputs_ON_Diverse_Howarth_2023_05_05 | 2023 | Electrolyser 2020/2030 | Crossload | Hydrogen | QC | Dispatch-Crossload | FuelCost | 0 | [6 empty] | 0.889 | 0
LCP_Inputs_ON_Diverse_Howarth_2023_05_05 | 2023 | Electrolyser 2020/2030 | Crossload | Hydrogen | QC | Dispatch-Crossload | VOM | 0 | [6 empty] | 0.889 | 0
LCP_Inputs_ON_Diverse_Howarth_2023_05_05 | 2023 | Electrolyser 2020/2030 | Crossload | Hydrogen | WC | Dispatch-Crossload | EmissionsCost | 0 | [6 empty] | 0.889 | 0
LCP_Inputs_ON_Diverse_Howarth_2023_05_05 | 2023 | Electrolyser 2020/2030 | Crossload | Hydrogen | WC | Dispatch-Crossload | FuelCost | 0 | [6 empty] | 0.889 | 0
LCP_Inputs_ON_Diverse_Howarth_2023_05_05 | 2023 | Electrolyser 2020/2030 | Crossload | Hydrogen | WC | Dispatch-Crossload | VOM | 0 | [6 empty] | 0.889 | 0
LCP_Inputs_ON_Diverse_Howarth_2023_05_05 | 2023 | Electrolyser 2040 | Crossload | Hydrogen | MI | Dispatch-Crossload | EmissionsCost | 0 | [6 empty] | 0.889 | 0
LCP_Inputs_ON_Diverse_Howarth_2023_05_05 | 2023 | Electrolyser 2040 | Crossload | Hydrogen | MI | Dispatch-Crossload | FuelCost | 0 | [6 empty] | 0.889 | 0
LCP_Inputs_ON_Diverse_Howarth_2023_05_05 | 2023 | Electrolyser 2040 | Crossload | Hydrogen | MI | Dispatch-Crossload | VOM | 0 | [6 empty] | 0.889 | 0
LCP_Inputs_ON_Diverse_Howarth_2023_05_05 | 2023 | Electrolyser 2040 | Crossload | Hydrogen | NY | Dispatch-Crossload | EmissionsCost | 0 | [6 empty] | 0.889 | 0
LCP_Inputs_ON_Diverse_Howarth_2023_05_05 | 2023 | Electrolyser 2040 | Crossload | Hydrogen | NY | Dispatch-Crossload | FuelCost | 0 | [6 empty] | 0.889 | 0
LCP_Inputs_ON_Diverse_Howarth_2023_05_05 | 2023 | Electrolyser 2040 | Crossload | Hydrogen | NY | Dispatch-Crossload | VOM | 0 | [6 empty] | 0.889 | 0
LCP_Inputs_ON_Diverse_Howarth_2023_05_05 | 2023 | Electrolyser 2040 | Crossload | Hydrogen | ON | Dispatch-Crossload | EmissionsCost | 0 | [6 empty] | 0.889 | 0
LCP_Inputs_ON_Diverse_Howarth_2023_05_05 | 2023 | Electrolyser 2040 | Crossload | Hydrogen | ON | Dispatch-Crossload | FuelCost | 0 | [6 empty] | 0.889 | 0
LCP_Inputs_ON_Diverse_Howarth_2023_05_05 | 2023 | Electrolyser 2040 | Crossload | Hydrogen | ON | Dispatch-Crossload | VOM | 0 | [6 empty] | 0.889 | 0
LCP_Inputs_ON_Diverse_Howarth_2023_05_05 | 2023 | Electrolyser 2040 | Crossload | Hydrogen | PJ | Dispatch-Crossload | EmissionsCost | 0 | [6 empty] | 0.889 | 0
LCP_Inputs_ON_Diverse_Howarth_2023_05_05 | 2023 | Electrolyser 2040 | Crossload | Hydrogen | PJ | Dispatch-Crossload | FuelCost | 0 | [6 empty] | 0.889 | 0
LCP_Inputs_ON_Diverse_Howarth_2023_05_05 | 2023 | Electrolyser 2040 | Crossload | Hydrogen | PJ | Dispatch-Crossload | VOM | 0 | [6 empty] | 0.889 | 0
LCP_Inputs_ON_Diverse_Howarth_2023_05_05 | 2023 | Electrolyser 2040 | Crossload | Hydrogen | QC | Dispatch-Crossload | EmissionsCost | 0 | [6 empty] | 0.889 | 0
LCP_Inputs_ON_Diverse_Howarth_2023_05_05 | 2023 | Electrolyser 2040 | Crossload | Hydrogen | QC | Dispatch-Crossload | FuelCost | 0 | [6 empty] | 0.889 | 0
LCP_Inputs_ON_Diverse_Howarth_2023_05_05 | 2023 | Electrolyser 2040 | Crossload | Hydrogen | QC | Dispatch-Crossload | VOM | 0 | [6 empty] | 0.889 | 0
LCP_Inputs_ON_Diverse_Howarth_2023_05_05 | 2023 | Electrolyser 2040 | Crossload | Hydrogen | WC | Dispatch-Crossload | EmissionsCost | 0 | [6 empty] | 0.889 | 0
LCP_Inputs_ON_Diverse_Howarth_2023_05_05 | 2023 | Electrolyser 2040 | Crossload | Hydrogen | WC | Dispatch-Crossload | FuelCost | 0 | [6 empty] | 0.889 | 0
LCP_Inputs_ON_Diverse_Howarth_2023_05_05 | 2023 | Electrolyser 2040 | Crossload | Hydrogen | WC | Dispatch-Crossload | VOM | 0 | [6 empty] | 0.889 | 0
LCP_Inputs_ON_Diverse_Howarth_2023_05_05 | 2023 | Electrolyser 2050 | Crossload | Hydrogen | MI | Dispatch-Crossload | EmissionsCost | 0 | [6 empty] | 0.889 | 0
LCP_Inputs_ON_Diverse_Howarth_2023_05_05 | 2023 | Electrolyser 2050 | Crossload | Hydrogen | MI | Dispatch-Crossload | FuelCost | 0 | [6 empty] | 0.889 | 0
LCP_Inputs_ON_Diverse_Howarth_2023_05_05 | 2023 | Electrolyser 2050 | Crossload | Hydrogen | MI | Dispatch-Crossload | VOM | 0 | [6 empty] | 0.889 | 0
LCP_Inputs_ON_Diverse_Howarth_2023_05_05 | 2023 | Electrolyser 2050 | Crossload | Hydrogen | NY | Dispatch-Crossload | EmissionsCost | 0 | [6 empty] | 0.889 | 0
LCP_Inputs_ON_Diverse_Howarth_2023_05_05 | 2023 | Electrolyser 2050 | Crossload | Hydrogen | NY | Dispatch-Crossload | FuelCost | 0 | [6 empty] | 0.889 | 0
LCP_Inputs_ON_Diverse_Howarth_2023_05_05 | 2023 | Electrolyser 2050 | Crossload | Hydrogen | NY | Dispatch-Crossload | VOM | 0 | [6 empty] | 0.889 | 0
LCP_Inputs_ON_Diverse_Howarth_2023_05_05 | 2023 | Electrolyser 2050 | Crossload | Hydrogen | ON | Dispatch-Crossload | EmissionsCost | 0 | [6 empty] | 0.889 | 0
LCP_Inputs_ON_Diverse_Howarth_2023_05_05 | 2023 | Electrolyser 2050 | Crossload | Hydrogen | ON | Dispatch-Crossload | FuelCost | 0 | [6 empty] | 0.889 | 0
LCP_Inputs_ON_Diverse_Howarth_2023_05_05 | 2023 | Electrolyser 2050 | Crossload | Hydrogen | ON | Dispatch-Crossload | VOM | 0 | [6 empty] | 0.889 | 0
LCP_Inputs_ON_Diverse_Howarth_2023_05_05 | 2023 | Electrolyser 2050 | Crossload | Hydrogen | PJ | Dispatch-Crossload | EmissionsCost | 0 | [6 empty] | 0.889 | 0
LCP_Inputs_ON_Diverse_Howarth_2023_05_05 | 2023 | Electrolyser 2050 | Crossload | Hydrogen | PJ | Dispatch-Crossload | FuelCost | 0 | [6 empty] | 0.889 | 0
LCP_Inputs_ON_Diverse_Howarth_2023_05_05 | 2023 | Electrolyser 2050 | Crossload | Hydrogen | PJ | Dispatch-Crossload | VOM | 0 | [6 empty] | 0.889 | 0
LCP_Inputs_ON_Diverse_Howarth_2023_05_05 | 2023 | Electrolyser 2050 | Crossload | Hydrogen | QC | Dispatch-Crossload | EmissionsCost | 0 | [6 empty] | 0.889 | 0
LCP_Inputs_ON_Diverse_Howarth_2023_05_05 | 2023 | Electrolyser 2050 | Crossload | Hydrogen | QC | Dispatch-Crossload | FuelCost | 0 | [6 empty] | 0.889 | 0
LCP_Inputs_ON_Diverse_Howarth_2023_05_05 | 2023 | Electrolyser 2050 | Crossload | Hydrogen | QC | Dispatch-Crossload | VOM | 0 | [6 empty] | 0.889 | 0
LCP_Inputs_ON_Diverse_Howarth_2023_05_05 | 2023 | Electrolyser 2050 | Crossload | Hydrogen | WC | Dispatch-Crossload | EmissionsCost | 0 | [6 empty] | 0.889 | 0
LCP_Inputs_ON_Diverse_Howarth_2023_05_05 | 2023 | Electrolyser 2050 | Crossload | Hydrogen | WC | Dispatch-Crossload | FuelCost | 0 | [6 empty] | 0.889 | 0
LCP_Inputs_ON_Diverse_Howarth_2023_05_05 | 2023 | Electrolyser 2050 | Crossload | Hydrogen | WC | Dispatch-Crossload | VOM | 0 | [6 empty] | 0.889 | 0
LCP_Inputs_ON_Diverse_Howarth_2023_05_05 | 2023 | Fossil Fuel Thermal (Coal, Peat, Oil) | Generation | Electricity | MI | Dispatch-Generation | EmissionsCost | 0 | [6 empty] | 0.889 | 0
LCP_Inputs_ON_Diverse_Howarth_2023_05_05 | 2023 | Fossil Fuel Thermal (Coal, Peat, Oil) | Generation | Electricity | MI | Dispatch-Generation | FuelCost | 0 | [6 empty] | 0.889 | 0
LCP_Inputs_ON_Diverse_Howarth_2023_05_05 | 2023 | Fossil Fuel Thermal (Coal, Peat, Oil) | Generation | Electricity | MI | Dispatch-Generation | VOM | 0 | [6 empty] | 0.889 | 0
LCP_Inputs_ON_Diverse_Howarth_2023_05_05 | 2023 | Fossil Fuel Thermal (Coal, Peat, Oil) | Generation | Electricity | NY | Dispatch-Generation | EmissionsCost | 0 | [6 empty] | 0.889 | 0
LCP_Inputs_ON_Diverse_Howarth_2023_05_05 | 2023 | Fossil Fuel Thermal (Coal, Peat, Oil) | Generation | Electricity | NY | Dispatch-Generation | FuelCost | 0 | [6 empty] | 0.889 | 0
LCP_Inputs_ON_Diverse_Howarth_2023_05_05 | 2023 | Fossil Fuel Thermal (Coal, Peat, Oil) | Generation | Electricity | NY | Dispatch-Generation | VOM | 0 | [6 empty] | 0.889 | 0
LCP_Inputs_ON_Diverse_Howarth_2023_05_05 | 2023 | Fossil Fuel Thermal (Coal, Peat, Oil) | Generation | Electricity | ON | Dispatch-Generation | EmissionsCost | 0 | [6 empty] | 0.889 | 0
LCP_Inputs_ON_Diverse_Howarth_2023_05_05 | 2023 | Fossil Fuel Thermal (Coal, Peat, Oil) | Generation | Electricity | ON | Dispatch-Generation | FuelCost | 0 | [6 empty] | 0.889 | 0
LCP_Inputs_ON_Diverse_Howarth_2023_05_05 | 2023 | Fossil Fuel Thermal (Coal, Peat, Oil) | Generation | Electricity | ON | Dispatch-Generation | VOM | 0 | [6 empty] | 0.889 | 0
LCP_Inputs_ON_Diverse_Howarth_2023_05_05 | 2023 | Fossil Fuel Thermal (Coal, Peat, Oil) | Generation | Electricity | PJ | Dispatch-Generation | EmissionsCost | 0 | [6 empty] | 0.889 | 0
LCP_Inputs_ON_Diverse_Howarth_2023_05_05 | 2023 | Fossil Fuel Thermal (Coal, Peat, Oil) | Generation | Electricity | PJ | Dispatch-Generation | FuelCost | 0 | [6 empty] | 0.889 | 0
LCP_Inputs_ON_Diverse_Howarth_2023_05_05 | 2023 | Fossil Fuel Thermal (Coal, Peat, Oil) | Generation | Electricity | PJ | Dispatch-Generation | VOM | 0 | [6 empty] | 0.889 | 0
LCP_Inputs_ON_Diverse_Howarth_2023_05_05 | 2023 | Fossil Fuel Thermal (Coal, Peat, Oil) | Generation | Electricity | QC | Dispatch-Generation | EmissionsCost | 0 | [6 empty] | 0.889 | 0
LCP_Inputs_ON_Diverse_Howarth_2023_05_05 | 2023 | Fossil Fuel Thermal (Coal, Peat, Oil) | Generation | Electricity | QC | Dispatch-Generation | FuelCost | 0 | [6 empty] | 0.889 | 0
LCP_Inputs_ON_Diverse_Howarth_2023_05_05 | 2023 | Fossil Fuel Thermal (Coal, Peat, Oil) | Generation | Electricity | QC | Dispatch-Generation | VOM | 0 | [6 empty] | 0.889 | 0
LCP_Inputs_ON_Diverse_Howarth_2023_05_05 | 2023 | Fossil Fuel Thermal (Coal, Peat, Oil) | Generation | Electricity | WC | Dispatch-Generation | EmissionsCost | 0 | [6 empty] | 0.889 | 0
LCP_Inputs_ON_Diverse_Howarth_2023_05_05 | 2023 | Fossil Fuel Thermal (Coal, Peat, Oil) | Generation | Electricity | WC | Dispatch-Generation | FuelCost | 0 | [6 empty] | 0.889 | 0
LCP_Inputs_ON_Diverse_Howarth_2023_05_05 | 2023 | Fossil Fuel Thermal (Coal, Peat, Oil) | Generation | Electricity | WC | Dispatch-Generation | VOM | 0 | [6 empty] | 0.889 | 0
LCP_Inputs_ON_Diverse_Howarth_2023_05_05 | 2023 | Generic - Generator | Generation | Electricity | MI | Dispatch-Generation | EmissionsCost | 0 | [6 empty] | 0.889 | 0
LCP_Inputs_ON_Diverse_Howarth_2023_05_05 | 2023 | Generic - Generator | Generation | Electricity | MI | Dispatch-Generation | FuelCost | 3921448028.5872 | [6 empty] | 0.889 | 3486153018.1313
LCP_Inputs_ON_Diverse_Howarth_2023_05_05 | 2023 | Generic - Generator | Generation | Electricity | MI | Dispatch-Generation | VOM | 405706298.2701 | [6 empty] | 0.889 | 360671421.852
LCP_Inputs_ON_Diverse_Howarth_2023_05_05 | 2023 | Generic - Generator | Generation | Electricity | NY | Dispatch-Generation | EmissionsCost | 0 | [6 empty] | 0.889 | 0
LCP_Inputs_ON_Diverse_Howarth_2023_05_05 | 2023 | Generic - Generator | Generation | Electricity | NY | Dispatch-Generation | FuelCost | 1625728707.8528 | [6 empty] | 0.889 | 1445266901.468
LCP_Inputs_ON_Diverse_Howarth_2023_05_05 | 2023 | Generic - Generator | Generation | Electricity | NY | Dispatch-Generation | VOM | 168195108.3493 | [6 empty] | 0.889 | 149524838.8688
LCP_Inputs_ON_Diverse_Howarth_2023_05_05 | 2023 | Generic - Generator | Generation | Electricity | ON | Dispatch-Generation | EmissionsCost | 0 | [6 empty] | 0.889 | 0
LCP_Inputs_ON_Diverse_Howarth_2023_05_05 | 2023 | Generic - Generator | Generation | Electricity | ON | Dispatch-Generation | FuelCost | 0 | [6 empty] | 0.889 | 0
LCP_Inputs_ON_Diverse_Howarth_2023_05_05 | 2023 | Generic - Generator | Generation | Electricity | ON | Dispatch-Generation | VOM | 0 | [6 empty] | 0.889 | 0
LCP_Inputs_ON_Diverse_Howarth_2023_05_05 | 2023 | Generic - Generator | Generation | Electricity | PJ | Dispatch-Generation | EmissionsCost | 0 | [6 empty] | 0.889 | 0
LCP_Inputs_ON_Diverse_Howarth_2023_05_05 | 2023 | Generic - Generator | Generation | Electricity | PJ | Dispatch-Generation | FuelCost | 14422259590.9655 | [6 empty] | 0.889 | 12821336260.175
LCP_Inputs_ON_Diverse_Howarth_2023_05_05 | 2023 | Generic - Generator | Generation | Electricity | PJ | Dispatch-Generation | VOM | 1492102281.7812 | [6 empty] | 0.889 | 1326473495.2681
LCP_Inputs_ON_Diverse_Howarth_2023_05_05 | 2023 | Generic - Generator | Generation | Electricity | QC | Dispatch-Generation | EmissionsCost | 0 | [6 empty] | 0.889 | 0
LCP_Inputs_ON_Diverse_Howarth_2023_05_05 | 2023 | Generic - Generator | Generation | Electricity | QC | Dispatch-Generation | FuelCost | 0 | [6 empty] | 0.889 | 0
LCP_Inputs_ON_Diverse_Howarth_2023_05_05 | 2023 | Generic - Generator | Generation | Electricity | QC | Dispatch-Generation | VOM | 0 | [6 empty] | 0.889 | 0
LCP_Inputs_ON_Diverse_Howarth_2023_05_05 | 2023 | Generic - Generator | Generation | Electricity | WC | Dispatch-Generation | EmissionsCost | 0 | [6 empty] | 0.889 | 0
LCP_Inputs_ON_Diverse_Howarth_2023_05_05 | 2023 | Generic - Generator | Generation | Electricity | WC | Dispatch-Generation | FuelCost | 1069473.0011 | [6 empty] | 0.889 | 950757.6037
LCP_Inputs_ON_Diverse_Howarth_2023_05_05 | 2023 | Generic - Generator | Generation | Electricity | WC | Dispatch-Generation | VOM | 110645.8454 | [6 empty] | 0.889 | 98363.7537
LCP_Inputs_ON_Diverse_Howarth_2023_05_05 | 2023 | H2 Import - QC | Import | Hydrogen | MI | Dispatch-Import | EmissionsCost | 0 | [6 empty] | 0.889 | 0
LCP_Inputs_ON_Diverse_Howarth_2023_05_05 | 2023 | H2 Import - QC | Import | Hydrogen | MI | Dispatch-Import | FuelCost | 0 | [6 empty] | 0.889 | 0
LCP_Inputs_ON_Diverse_Howarth_2023_05_05 | 2023 | H2 Import - QC | Import | Hydrogen | MI | Dispatch-Import | VOM | 0 | [6 empty] | 0.889 | 0
LCP_Inputs_ON_Diverse_Howarth_2023_05_05 | 2023 | H2 Import - QC | Import | Hydrogen | NY | Dispatch-Import | EmissionsCost | 0 | [6 empty] | 0.889 | 0
LCP_Inputs_ON_Diverse_Howarth_2023_05_05 | 2023 | H2 Import - QC | Import | Hydrogen | NY | Dispatch-Import | FuelCost | 0 | [6 empty] | 0.889 | 0
LCP_Inputs_ON_Diverse_Howarth_2023_05_05 | 2023 | H2 Import - QC | Import | Hydrogen | NY | Dispatch-Import | VOM | 0 | [6 empty] | 0.889 | 0
LCP_Inputs_ON_Diverse_Howarth_2023_05_05 | 2023 | H2 Import - QC | Import | Hydrogen | ON | Dispatch-Import | EmissionsCost | 0 | [6 empty] | 0.889 | 0
LCP_Inputs_ON_Diverse_Howarth_2023_05_05 | 2023 | H2 Import - QC | Import | Hydrogen | ON | Dispatch-Import | FuelCost | 0 | [6 empty] | 0.889 | 0
LCP_Inputs_ON_Diverse_Howarth_2023_05_05 | 2023 | H2 Import - QC | Import | Hydrogen | ON | Dispatch-Import | VOM | 0 | [6 empty] | 0.889 | 0
LCP_Inputs_ON_Diverse_Howarth_2023_05_05 | 2023 | H2 Import - QC | Import | Hydrogen | PJ | Dispatch-Import | EmissionsCost | 0 | [6 empty] | 0.889 | 0
LCP_Inputs_ON_Diverse_Howarth_2023_05_05 | 2023 | H2 Import - QC | Import | Hydrogen | PJ | Dispatch-Import | FuelCost | 0 | [6 empty] | 0.889 | 0
LCP_Inputs_ON_Diverse_Howarth_2023_05_05 | 2023 | H2 Import - QC | Import | Hydrogen | PJ | Dispatch-Import | VOM | 0 | [6 empty] | 0.889 | 0
LCP_Inputs_ON_Diverse_Howarth_2023_05_05 | 2023 | H2 Import - QC | Import | Hydrogen | QC | Dispatch-Import | EmissionsCost | 0 | [6 empty] | 0.889 | 0
LCP_Inputs_ON_Diverse_Howarth_2023_05_05 | 2023 | H2 Import - QC | Import | Hydrogen | QC | Dispatch-Import | FuelCost | 0 | [6 empty] | 0.889 | 0
LCP_Inputs_ON_Diverse_Howarth_2023_05_05 | 2023 | H2 Import - QC | Import | Hydrogen | QC | Dispatch-Import | VOM | 0 | [6 empty] | 0.889 | 0
LCP_Inputs_ON_Diverse_Howarth_2023_05_05 | 2023 | H2 Import - QC | Import | Hydrogen | WC | Dispatch-Import | EmissionsCost | 0 | [6 empty] | 0.889 | 0
LCP_Inputs_ON_Diverse_Howarth_2023_05_05 | 2023 | H2 Import - QC | Import | Hydrogen | WC | Dispatch-Import | FuelCost | 0 | [6 empty] | 0.889 | 0
LCP_Inputs_ON_Diverse_Howarth_2023_05_05 | 2023 | H2 Import - QC | Import | Hydrogen | WC | Dispatch-Import | VOM | 0 | [6 empty] | 0.889 | 0
LCP_Inputs_ON_Diverse_Howarth_2023_05_05 | 2023 | H2 Import - WC | Import | Hydrogen | MI | Dispatch-Import | EmissionsCost | 0 | [6 empty] | 0.889 | 0
LCP_Inputs_ON_Diverse_Howarth_2023_05_05 | 2023 | H2 Import - WC | Import | Hydrogen | MI | Dispatch-Import | FuelCost | 0 | [6 empty] | 0.889 | 0
LCP_Inputs_ON_Diverse_Howarth_2023_05_05 | 2023 | H2 Import - WC | Import | Hydrogen | MI | Dispatch-Import | VOM | 0 | [6 empty] | 0.889 | 0
LCP_Inputs_ON_Diverse_Howarth_2023_05_05 | 2023 | H2 Import - WC | Import | Hydrogen | NY | Dispatch-Import | EmissionsCost | 0 | [6 empty] | 0.889 | 0
LCP_Inputs_ON_Diverse_Howarth_2023_05_05 | 2023 | H2 Import - WC | Import | Hydrogen | NY | Dispatch-Import | FuelCost | 0 | [6 empty] | 0.889 | 0
LCP_Inputs_ON_Diverse_Howarth_2023_05_05 | 2023 | H2 Import - WC | Import | Hydrogen | NY | Dispatch-Import | VOM | 0 | [6 empty] | 0.889 | 0
LCP_Inputs_ON_Diverse_Howarth_2023_05_05 | 2023 | H2 Import - WC | Import | Hydrogen | ON | Dispatch-Import | EmissionsCost | 0 | [6 empty] | 0.889 | 0
LCP_Inputs_ON_Diverse_Howarth_2023_05_05 | 2023 | H2 Import - WC | Import | Hydrogen | ON | Dispatch-Import | FuelCost | 0 | [6 empty] | 0.889 | 0
LCP_Inputs_ON_Diverse_Howarth_2023_05_05 | 2023 | H2 Import - WC | Import | Hydrogen | ON | Dispatch-Import | VOM | 0 | [6 empty] | 0.889 | 0
LCP_Inputs_ON_Diverse_Howarth_2023_05_05 | 2023 | H2 Import - WC | Import | Hydrogen | PJ | Dispatch-Import | EmissionsCost | 0 | [6 empty] | 0.889 | 0
LCP_Inputs_ON_Diverse_Howarth_2023_05_05 | 2023 | H2 Import - WC | Import | Hydrogen | PJ | Dispatch-Import | FuelCost | 0 | [6 empty] | 0.889 | 0
LCP_Inputs_ON_Diverse_Howarth_2023_05_05 | 2023 | H2 Import - WC | Import | Hydrogen | PJ | Dispatch-Import | VOM | 0 | [6 empty] | 0.889 | 0
LCP_Inputs_ON_Diverse_Howarth_2023_05_05 | 2023 | H2 Import - WC | Import | Hydrogen | QC | Dispatch-Import | EmissionsCost | 0 | [6 empty] | 0.889 | 0
LCP_Inputs_ON_Diverse_Howarth_2023_05_05 | 2023 | H2 Import - WC | Import | Hydrogen | QC | Dispatch-Import | FuelCost | 0 | [6 empty] | 0.889 | 0
LCP_Inputs_ON_Diverse_Howarth_2023_05_05 | 2023 | H2 Import - WC | Import | Hydrogen | QC | Dispatch-Import | VOM | 0 | [6 empty] | 0.889 | 0
LCP_Inputs_ON_Diverse_Howarth_2023_05_05 | 2023 | H2 Import - WC | Import | Hydrogen | WC | Dispatch-Import | EmissionsCost | 0 | [6 empty] | 0.889 | 0
LCP_Inputs_ON_Diverse_Howarth_2023_05_05 | 2023 | H2 Import - WC | Import | Hydrogen | WC | Dispatch-Import | FuelCost | 0 | [6 empty] | 0.889 | 0
LCP_Inputs_ON_Diverse_Howarth_2023_05_05 | 2023 | H2 Import - WC | Import | Hydrogen | WC | Dispatch-Import | VOM | 0 | [6 empty] | 0.889 | 0
LCP_Inputs_ON_Diverse_Howarth_2023_05_05 | 2023 | H2 Salt Cavern Storage - ON | Storage | Hydrogen | MI | Dispatch-Storage | EmissionsCost | 0 | [6 empty] | 0.889 | 0
LCP_Inputs_ON_Diverse_Howarth_2023_05_05 | 2023 | H2 Salt Cavern Storage - ON | Storage | Hydrogen | MI | Dispatch-Storage | FuelCost | 0 | [6 empty] | 0.889 | 0
LCP_Inputs_ON_Diverse_Howarth_2023_05_05 | 2023 | H2 Salt Cavern Storage - ON | Storage | Hydrogen | MI | Dispatch-Storage | VOM | 0 | [6 empty] | 0.889 | 0
LCP_Inputs_ON_Diverse_Howarth_2023_05_05 | 2023 | H2 Salt Cavern Storage - ON | Storage | Hydrogen | NY | Dispatch-Storage | EmissionsCost | 0 | [6 empty] | 0.889 | 0
LCP_Inputs_ON_Diverse_Howarth_2023_05_05 | 2023 | H2 Salt Cavern Storage - ON | Storage | Hydrogen | NY | Dispatch-Storage | FuelCost | 0 | [6 empty] | 0.889 | 0
LCP_Inputs_ON_Diverse_Howarth_2023_05_05 | 2023 | H2 Salt Cavern Storage - ON | Storage | Hydrogen | NY | Dispatch-Storage | VOM | 0 | [6 empty] | 0.889 | 0
LCP_Inputs_ON_Diverse_Howarth_2023_05_05 | 2023 | H2 Salt Cavern Storage - ON | Storage | Hydrogen | ON | Dispatch-Storage | EmissionsCost | 0 | [6 empty] | 0.889 | 0
LCP_Inputs_ON_Diverse_Howarth_2023_05_05 | 2023 | H2 Salt Cavern Storage - ON | Storage | Hydrogen | ON | Dispatch-Storage | FuelCost | 0 | [6 empty] | 0.889 | 0
LCP_Inputs_ON_Diverse_Howarth_2023_05_05 | 2023 | H2 Salt Cavern Storage - ON | Storage | Hydrogen | ON | Dispatch-Storage | VOM | 0 | [6 empty] | 0.889 | 0
LCP_Inputs_ON_Diverse_Howarth_2023_05_05 | 2023 | H2 Salt Cavern Storage - ON | Storage | Hydrogen | PJ | Dispatch-Storage | EmissionsCost | 0 | [6 empty] | 0.889 | 0
LCP_Inputs_ON_Diverse_Howarth_2023_05_05 | 2023 | H2 Salt Cavern Storage - ON | Storage | Hydrogen | PJ | Dispatch-Storage | FuelCost | 0 | [6 empty] | 0.889 | 0
LCP_Inputs_ON_Diverse_Howarth_2023_05_05 | 2023 | H2 Salt Cavern Storage - ON | Storage | Hydrogen | PJ | Dispatch-Storage | VOM | 0 | [6 empty] | 0.889 | 0
LCP_Inputs_ON_Diverse_Howarth_2023_05_05 | 2023 | H2 Salt Cavern Storage - ON | Storage | Hydrogen | QC | Dispatch-Storage | EmissionsCost | 0 | [6 empty] | 0.889 | 0
LCP_Inputs_ON_Diverse_Howarth_2023_05_05 | 2023 | H2 Salt Cavern Storage - ON | Storage | Hydrogen | QC | Dispatch-Storage | FuelCost | 0 | [6 empty] | 0.889 | 0
LCP_Inputs_ON_Diverse_Howarth_2023_05_05 | 2023 | H2 Salt Cavern Storage - ON | Storage | Hydrogen | QC | Dispatch-Storage | VOM | 0 | [6 empty] | 0.889 | 0
LCP_Inputs_ON_Diverse_Howarth_2023_05_05 | 2023 | H2 Salt Cavern Storage - ON | Storage | Hydrogen | WC | Dispatch-Storage | EmissionsCost | 0 | [6 empty] | 0.889 | 0
LCP_Inputs_ON_Diverse_Howarth_2023_05_05 | 2023 | H2 Salt Cavern Storage - ON | Storage | Hydrogen | WC | Dispatch-Storage | FuelCost | 0 | [6 empty] | 0.889 | 0
LCP_Inputs_ON_Diverse_Howarth_2023_05_05 | 2023 | H2 Salt Cavern Storage - ON | Storage | Hydrogen | WC | Dispatch-Storage | VOM | 0 | [6 empty] | 0.889 | 0
LCP_Inputs_ON_Diverse_Howarth_2023_05_05 | 2023 | Hydro | Generation | Electricity | MI | Dispatch-Generation | EmissionsCost | 0 | [6 empty] | 0.889 | 0
LCP_Inputs_ON_Diverse_Howarth_2023_05_05 | 2023 | Hydro | Generation | Electricity | MI | Dispatch-Generation | FuelCost | 0 | [6 empty] | 0.889 | 0
LCP_Inputs_ON_Diverse_Howarth_2023_05_05 | 2023 | Hydro | Generation | Electricity | MI | Dispatch-Generation | VOM | 0 | [6 empty] | 0.889 | 0
LCP_Inputs_ON_Diverse_Howarth_2023_05_05 | 2023 | Hydro | Generation | Electricity | NY | Dispatch-Generation | EmissionsCost | 0 | [6 empty] | 0.889 | 0
LCP_Inputs_ON_Diverse_Howarth_2023_05_05 | 2023 | Hydro | Generation | Electricity | NY | Dispatch-Generation | FuelCost | 0 | [6 empty] | 0.889 | 0
LCP_Inputs_ON_Diverse_Howarth_2023_05_05 | 2023 | Hydro | Generation | Electricity | NY | Dispatch-Generation | VOM | 0 | [6 empty] | 0.889 | 0
LCP_Inputs_ON_Diverse_Howarth_2023_05_05 | 2023 | Hydro | Generation | Electricity | ON | Dispatch-Generation | EmissionsCost | 0 | [6 empty] | 0.889 | 0
LCP_Inputs_ON_Diverse_Howarth_2023_05_05 | 2023 | Hydro | Generation | Electricity | ON | Dispatch-Generation | FuelCost | 0 | [6 empty] | 0.889 | 0
LCP_Inputs_ON_Diverse_Howarth_2023_05_05 | 2023 | Hydro | Generation | Electricity | ON | Dispatch-Generation | VOM | 0 | [6 empty] | 0.889 | 0
LCP_Inputs_ON_Diverse_Howarth_2023_05_05 | 2023 | Hydro | Generation | Electricity | PJ | Dispatch-Generation | EmissionsCost | 0 | [6 empty] | 0.889 | 0
LCP_Inputs_ON_Diverse_Howarth_2023_05_05 | 2023 | Hydro | Generation | Electricity | PJ | Dispatch-Generation | FuelCost | 0 | [6 empty] | 0.889 | 0
LCP_Inputs_ON_Diverse_Howarth_2023_05_05 | 2023 | Hydro | Generation | Electricity | PJ | Dispatch-Generation | VOM | 0 | [6 empty] | 0.889 | 0
LCP_Inputs_ON_Diverse_Howarth_2023_05_05 | 2023 | Hydro | Generation | Electricity | QC | Dispatch-Generation | EmissionsCost | 0 | [6 empty] | 0.889 | 0
LCP_Inputs_ON_Diverse_Howarth_2023_05_05 | 2023 | Hydro | Generation | Electricity | QC | Dispatch-Generation | FuelCost | 0 | [6 empty] | 0.889 | 0
LCP_Inputs_ON_Diverse_Howarth_2023_05_05 | 2023 | Hydro | Generation | Electricity | QC | Dispatch-Generation | VOM | 0 | [6 empty] | 0.889 | 0
LCP_Inputs_ON_Diverse_Howarth_2023_05_05 | 2023 | Hydro | Generation | Electricity | WC | Dispatch-Generation | EmissionsCost | 0 | [6 empty] | 0.889 | 0
LCP_Inputs_ON_Diverse_Howarth_2023_05_05 | 2023 | Hydro | Generation | Electricity | WC | Dispatch-Generation | FuelCost | 0 | [6 empty] | 0.889 | 0
LCP_Inputs_ON_Diverse_Howarth_2023_05_05 | 2023 | Hydro | Generation | Electricity | WC | Dispatch-Generation | VOM | 0 | [6 empty] | 0.889 | 0
LCP_Inputs_ON_Diverse_Howarth_2023_05_05 | 2023 | Hydro Pumped Storage | Storage | Electricity | MI | Dispatch-Storage | EmissionsCost | 0 | [6 empty] | 0.889 | 0
LCP_Inputs_ON_Diverse_Howarth_2023_05_05 | 2023 | Hydro Pumped Storage | Storage | Electricity | MI | Dispatch-Storage | FuelCost | 0 | [6 empty] | 0.889 | 0
LCP_Inputs_ON_Diverse_Howarth_2023_05_05 | 2023 | Hydro Pumped Storage | Storage | Electricity | MI | Dispatch-Storage | VOM | 0 | [6 empty] | 0.889 | 0
LCP_Inputs_ON_Diverse_Howarth_2023_05_05 | 2023 | Hydro Pumped Storage | Storage | Electricity | NY | Dispatch-Storage | EmissionsCost | 0 | [6 empty] | 0.889 | 0
LCP_Inputs_ON_Diverse_Howarth_2023_05_05 | 2023 | Hydro Pumped Storage | Storage | Electricity | NY | Dispatch-Storage | FuelCost | 0 | [6 empty] | 0.889 | 0
LCP_Inputs_ON_Diverse_Howarth_2023_05_05 | 2023 | Hydro Pumped Storage | Storage | Electricity | NY | Dispatch-Storage | VOM | 0 | [6 empty] | 0.889 | 0
LCP_Inputs_ON_Diverse_Howarth_2023_05_05 | 2023 | Hydro Pumped Storage | Storage | Electricity | ON | Dispatch-Storage | EmissionsCost | 0 | [6 empty] | 0.889 | 0
LCP_Inputs_ON_Diverse_Howarth_2023_05_05 | 2023 | Hydro Pumped Storage | Storage | Electricity | ON | Dispatch-Storage | FuelCost | 0 | [6 empty] | 0.889 | 0
LCP_Inputs_ON_Diverse_Howarth_2023_05_05 | 2023 | Hydro Pumped Storage | Storage | Electricity | ON | Dispatch-Storage | VOM | 0 | [6 empty] | 0.889 | 0
LCP_Inputs_ON_Diverse_Howarth_2023_05_05 | 2023 | Hydro Pumped Storage | Storage | Electricity | PJ | Dispatch-Storage | EmissionsCost | 0 | [6 empty] | 0.889 | 0
LCP_Inputs_ON_Diverse_Howarth_2023_05_05 | 2023 | Hydro Pumped Storage | Storage | Electricity | PJ | Dispatch-Storage | FuelCost | 0 | [6 empty] | 0.889 | 0
LCP_Inputs_ON_Diverse_Howarth_2023_05_05 | 2023 | Hydro Pumped Storage | Storage | Electricity | PJ | Dispatch-Storage | VOM | 0 | [6 empty] | 0.889 | 0
LCP_Inputs_ON_Diverse_Howarth_2023_05_05 | 2023 | Hydro Pumped Storage | Storage | Electricity | QC | Dispatch-Storage | EmissionsCost | 0 | [6 empty] | 0.889 | 0
LCP_Inputs_ON_Diverse_Howarth_2023_05_05 | 2023 | Hydro Pumped Storage | Storage | Electricity | QC | Dispatch-Storage | FuelCost | 0 | [6 empty] | 0.889 | 0
LCP_Inputs_ON_Diverse_Howarth_2023_05_05 | 2023 | Hydro Pumped Storage | Storage | Electricity | QC | Dispatch-Storage | VOM | 0 | [6 empty] | 0.889 | 0
LCP_Inputs_ON_Diverse_Howarth_2023_05_05 | 2023 | Hydro Pumped Storage | Storage | Electricity | WC | Dispatch-Storage | EmissionsCost | 0 | [6 empty] | 0.889 | 0
LCP_Inputs_ON_Diverse_Howarth_2023_05_05 | 2023 | Hydro Pumped Storage | Storage | Electricity | WC | Dispatch-Storage | FuelCost | 0 | [6 empty] | 0.889 | 0
LCP_Inputs_ON_Diverse_Howarth_2023_05_05 | 2023 | Hydro Pumped Storage | Storage | Electricity | WC | Dispatch-Storage | VOM | 0 | [6 empty] | 0.889 | 0
LCP_Inputs_ON_Diverse_Howarth_2023_05_05 | 2023 | Nuclear | Generation | Electricity | MI | Dispatch-Generation | EmissionsCost | 0 | [6 empty] | 0.889 | 0
LCP_Inputs_ON_Diverse_Howarth_2023_05_05 | 2023 | Nuclear | Generation | Electricity | MI | Dispatch-Generation | FuelCost | 0 | [6 empty] | 0.889 | 0
LCP_Inputs_ON_Diverse_Howarth_2023_05_05 | 2023 | Nuclear | Generation | Electricity | MI | Dispatch-Generation | VOM | 3301336446.912 | [6 empty] | 0.889 | 2934876080.0523
LCP_Inputs_ON_Diverse_Howarth_2023_05_05 | 2023 | Nuclear | Generation | Electricity | NY | Dispatch-Generation | EmissionsCost | 0 | [6 empty] | 0.889 | 0
LCP_Inputs_ON_Diverse_Howarth_2023_05_05 | 2023 | Nuclear | Generation | Electricity | NY | Dispatch-Generation | FuelCost | 0 | [6 empty] | 0.889 | 0
LCP_Inputs_ON_Diverse_Howarth_2023_05_05 | 2023 | Nuclear | Generation | Electricity | NY | Dispatch-Generation | VOM | 2246155230.144 | [6 empty] | 0.889 | 1996823820.6077
LCP_Inputs_ON_Diverse_Howarth_2023_05_05 | 2023 | Nuclear | Generation | Electricity | ON | Dispatch-Generation | EmissionsCost | 0 | [6 empty] | 0.889 | 0
LCP_Inputs_ON_Diverse_Howarth_2023_05_05 | 2023 | Nuclear | Generation | Electricity | ON | Dispatch-Generation | FuelCost | 0 | [6 empty] | 0.889 | 0
LCP_Inputs_ON_Diverse_Howarth_2023_05_05 | 2023 | Nuclear | Generation | Electricity | ON | Dispatch-Generation | VOM | 8790266640.96 | [6 empty] | 0.889 | 7814515035.5599
LCP_Inputs_ON_Diverse_Howarth_2023_05_05 | 2023 | Nuclear | Generation | Electricity | PJ | Dispatch-Generation | EmissionsCost | 0 | [6 empty] | 0.889 | 0
LCP_Inputs_ON_Diverse_Howarth_2023_05_05 | 2023 | Nuclear | Generation | Electricity | PJ | Dispatch-Generation | FuelCost | 0 | [6 empty] | 0.889 | 0
LCP_Inputs_ON_Diverse_Howarth_2023_05_05 | 2023 | Nuclear | Generation | Electricity | PJ | Dispatch-Generation | VOM | 9110487814.4448 | [6 empty] | 0.889 | 8099190492.7572
LCP_Inputs_ON_Diverse_Howarth_2023_05_05 | 2023 | Nuclear | Generation | Electricity | QC | Dispatch-Generation | EmissionsCost | 0 | [6 empty] | 0.889 | 0
LCP_Inputs_ON_Diverse_Howarth_2023_05_05 | 2023 | Nuclear | Generation | Electricity | QC | Dispatch-Generation | FuelCost | 0 | [6 empty] | 0.889 | 0
LCP_Inputs_ON_Diverse_Howarth_2023_05_05 | 2023 | Nuclear | Generation | Electricity | QC | Dispatch-Generation | VOM | 0 | [6 empty] | 0.889 | 0
LCP_Inputs_ON_Diverse_Howarth_2023_05_05 | 2023 | Nuclear | Generation | Electricity | WC | Dispatch-Generation | EmissionsCost | 0 | [6 empty] | 0.889 | 0
LCP_Inputs_ON_Diverse_Howarth_2023_05_05 | 2023 | Nuclear | Generation | Electricity | WC | Dispatch-Generation | FuelCost | 0 | [6 empty] | 0.889 | 0
LCP_Inputs_ON_Diverse_Howarth_2023_05_05 | 2023 | Nuclear | Generation | Electricity | WC | Dispatch-Generation | VOM | 0 | [6 empty] | 0.889 | 0
LCP_Inputs_ON_Diverse_Howarth_2023_05_05 | 2023 | Nuclear SMR | Generation | Electricity | MI | Dispatch-Generation | EmissionsCost | 0 | [6 empty] | 0.889 | 0
LCP_Inputs_ON_Diverse_Howarth_2023_05_05 | 2023 | Nuclear SMR | Generation | Electricity | MI | Dispatch-Generation | FuelCost | 0 | [6 empty] | 0.889 | 0
LCP_Inputs_ON_Diverse_Howarth_2023_05_05 | 2023 | Nuclear SMR | Generation | Electricity | MI | Dispatch-Generation | VOM | 0 | [6 empty] | 0.889 | 0
LCP_Inputs_ON_Diverse_Howarth_2023_05_05 | 2023 | Nuclear SMR | Generation | Electricity | NY | Dispatch-Generation | EmissionsCost | 0 | [6 empty] | 0.889 | 0
LCP_Inputs_ON_Diverse_Howarth_2023_05_05 | 2023 | Nuclear SMR | Generation | Electricity | NY | Dispatch-Generation | FuelCost | 0 | [6 empty] | 0.889 | 0
LCP_Inputs_ON_Diverse_Howarth_2023_05_05 | 2023 | Nuclear SMR | Generation | Electricity | NY | Dispatch-Generation | VOM | 0 | [6 empty] | 0.889 | 0
LCP_Inputs_ON_Diverse_Howarth_2023_05_05 | 2023 | Nuclear SMR | Generation | Electricity | ON | Dispatch-Generation | EmissionsCost | 0 | [6 empty] | 0.889 | 0
LCP_Inputs_ON_Diverse_Howarth_2023_05_05 | 2023 | Nuclear SMR | Generation | Electricity | ON | Dispatch-Generation | FuelCost | 0 | [6 empty] | 0.889 | 0
LCP_Inputs_ON_Diverse_Howarth_2023_05_05 | 2023 | Nuclear SMR | Generation | Electricity | ON | Dispatch-Generation | VOM | 0 | [6 empty] | 0.889 | 0
LCP_Inputs_ON_Diverse_Howarth_2023_05_05 | 2023 | Nuclear SMR | Generation | Electricity | PJ | Dispatch-Generation | EmissionsCost | 0 | [6 empty] | 0.889 | 0
LCP_Inputs_ON_Diverse_Howarth_2023_05_05 | 2023 | Nuclear SMR | Generation | Electricity | PJ | Dispatch-Generation | FuelCost | 0 | [6 empty] | 0.889 | 0
LCP_Inputs_ON_Diverse_Howarth_2023_05_05 | 2023 | Nuclear SMR | Generation | Electricity | PJ | Dispatch-Generation | VOM | 0 | [6 empty] | 0.889 | 0
LCP_Inputs_ON_Diverse_Howarth_2023_05_05 | 2023 | Nuclear SMR | Generation | Electricity | QC | Dispatch-Generation | EmissionsCost | 0 | [6 empty] | 0.889 | 0
LCP_Inputs_ON_Diverse_Howarth_2023_05_05 | 2023 | Nuclear SMR | Generation | Electricity | QC | Dispatch-Generation | FuelCost | 0 | [6 empty] | 0.889 | 0
LCP_Inputs_ON_Diverse_Howarth_2023_05_05 | 2023 | Nuclear SMR | Generation | Electricity | QC | Dispatch-Generation | VOM | 0 | [6 empty] | 0.889 | 0
LCP_Inputs_ON_Diverse_Howarth_2023_05_05 | 2023 | Nuclear SMR | Generation | Electricity | WC | Dispatch-Generation | EmissionsCost | 0 | [6 empty] | 0.889 | 0
LCP_Inputs_ON_Diverse_Howarth_2023_05_05 | 2023 | Nuclear SMR | Generation | Electricity | WC | Dispatch-Generation | FuelCost | 0 | [6 empty] | 0.889 | 0
LCP_Inputs_ON_Diverse_Howarth_2023_05_05 | 2023 | Nuclear SMR | Generation | Electricity | WC | Dispatch-Generation | VOM | 0 | [6 empty] | 0.889 | 0
LCP_Inputs_ON_Diverse_Howarth_2023_05_05 | 2023 | O/CCGT - CH4 Existing | Crossload | Electricity | MI | Dispatch-Crossload | EmissionsCost | 0 | [6 empty] | 0.889 | 0
LCP_Inputs_ON_Diverse_Howarth_2023_05_05 | 2023 | O/CCGT - CH4 Existing | Crossload | Electricity | MI | Dispatch-Crossload | FuelCost | 0 | [6 empty] | 0.889 | 0
LCP_Inputs_ON_Diverse_Howarth_2023_05_05 | 2023 | O/CCGT - CH4 Existing | Crossload | Electricity | MI | Dispatch-Crossload | VOM | 0 | [6 empty] | 0.889 | 0
LCP_Inputs_ON_Diverse_Howarth_2023_05_05 | 2023 | O/CCGT - CH4 Existing | Crossload | Electricity | NY | Dispatch-Crossload | EmissionsCost | 0 | [6 empty] | 0.889 | 0
LCP_Inputs_ON_Diverse_Howarth_2023_05_05 | 2023 | O/CCGT - CH4 Existing | Crossload | Electricity | NY | Dispatch-Crossload | FuelCost | 0 | [6 empty] | 0.889 | 0
LCP_Inputs_ON_Diverse_Howarth_2023_05_05 | 2023 | O/CCGT - CH4 Existing | Crossload | Electricity | NY | Dispatch-Crossload | VOM | 0 | [6 empty] | 0.889 | 0
LCP_Inputs_ON_Diverse_Howarth_2023_05_05 | 2023 | O/CCGT - CH4 Existing | Crossload | Electricity | ON | Dispatch-Crossload | EmissionsCost | 0 | [6 empty] | 0.889 | 0
LCP_Inputs_ON_Diverse_Howarth_2023_05_05 | 2023 | O/CCGT - CH4 Existing | Crossload | Electricity | ON | Dispatch-Crossload | FuelCost | 0 | [6 empty] | 0.889 | 0
LCP_Inputs_ON_Diverse_Howarth_2023_05_05 | 2023 | O/CCGT - CH4 Existing | Crossload | Electricity | ON | Dispatch-Crossload | VOM | 0 | [6 empty] | 0.889 | 0
LCP_Inputs_ON_Diverse_Howarth_2023_05_05 | 2023 | O/CCGT - CH4 Existing | Crossload | Electricity | PJ | Dispatch-Crossload | EmissionsCost | 0 | [6 empty] | 0.889 | 0
LCP_Inputs_ON_Diverse_Howarth_2023_05_05 | 2023 | O/CCGT - CH4 Existing | Crossload | Electricity | PJ | Dispatch-Crossload | FuelCost | 0 | [6 empty] | 0.889 | 0
LCP_Inputs_ON_Diverse_Howarth_2023_05_05 | 2023 | O/CCGT - CH4 Existing | Crossload | Electricity | PJ | Dispatch-Crossload | VOM | 0 | [6 empty] | 0.889 | 0
LCP_Inputs_ON_Diverse_Howarth_2023_05_05 | 2023 | O/CCGT - CH4 Existing | Crossload | Electricity | QC | Dispatch-Crossload | EmissionsCost | 0 | [6 empty] | 0.889 | 0
LCP_Inputs_ON_Diverse_Howarth_2023_05_05 | 2023 | O/CCGT - CH4 Existing | Crossload | Electricity | QC | Dispatch-Crossload | FuelCost | 0 | [6 empty] | 0.889 | 0
LCP_Inputs_ON_Diverse_Howarth_2023_05_05 | 2023 | O/CCGT - CH4 Existing | Crossload | Electricity | QC | Dispatch-Crossload | VOM | 0 | [6 empty] | 0.889 | 0
LCP_Inputs_ON_Diverse_Howarth_2023_05_05 | 2023 | O/CCGT - CH4 Existing | Crossload | Electricity | WC | Dispatch-Crossload | EmissionsCost | 0 | [6 empty] | 0.889 | 0
LCP_Inputs_ON_Diverse_Howarth_2023_05_05 | 2023 | O/CCGT - CH4 Existing | Crossload | Electricity | WC | Dispatch-Crossload | FuelCost | 0 | [6 empty] | 0.889 | 0
LCP_Inputs_ON_Diverse_Howarth_2023_05_05 | 2023 | O/CCGT - CH4 Existing | Crossload | Electricity | WC | Dispatch-Crossload | VOM | 0 | [6 empty] | 0.889 | 0
LCP_Inputs_ON_Diverse_Howarth_2023_05_05 | 2023 | O/CCGT - CH4 New | Crossload | Electricity | MI | Dispatch-Crossload | EmissionsCost | 0 | [6 empty] | 0.889 | 0
LCP_Inputs_ON_Diverse_Howarth_2023_05_05 | 2023 | O/CCGT - CH4 New | Crossload | Electricity | MI | Dispatch-Crossload | FuelCost | 0 | [6 empty] | 0.889 | 0
LCP_Inputs_ON_Diverse_Howarth_2023_05_05 | 2023 | O/CCGT - CH4 New | Crossload | Electricity | MI | Dispatch-Crossload | VOM | 0 | [6 empty] | 0.889 | 0
LCP_Inputs_ON_Diverse_Howarth_2023_05_05 | 2023 | O/CCGT - CH4 New | Crossload | Electricity | NY | Dispatch-Crossload | EmissionsCost | 0 | [6 empty] | 0.889 | 0
LCP_Inputs_ON_Diverse_Howarth_2023_05_05 | 2023 | O/CCGT - CH4 New | Crossload | Electricity | NY | Dispatch-Crossload | FuelCost | 0 | [6 empty] | 0.889 | 0
LCP_Inputs_ON_Diverse_Howarth_2023_05_05 | 2023 | O/CCGT - CH4 New | Crossload | Electricity | NY | Dispatch-Crossload | VOM | 0 | [6 empty] | 0.889 | 0
LCP_Inputs_ON_Diverse_Howarth_2023_05_05 | 2023 | O/CCGT - CH4 New | Crossload | Electricity | ON | Dispatch-Crossload | EmissionsCost | 0 | [6 empty] | 0.889 | 0
LCP_Inputs_ON_Diverse_Howarth_2023_05_05 | 2023 | O/CCGT - CH4 New | Crossload | Electricity | ON | Dispatch-Crossload | FuelCost | 0 | [6 empty] | 0.889 | 0
LCP_Inputs_ON_Diverse_Howarth_2023_05_05 | 2023 | O/CCGT - CH4 New | Crossload | Electricity | ON | Dispatch-Crossload | VOM | 0 | [6 empty] | 0.889 | 0
LCP_Inputs_ON_Diverse_Howarth_2023_05_05 | 2023 | O/CCGT - CH4 New | Crossload | Electricity | PJ | Dispatch-Crossload | EmissionsCost | 0 | [6 empty] | 0.889 | 0
LCP_Inputs_ON_Diverse_Howarth_2023_05_05 | 2023 | O/CCGT - CH4 New | Crossload | Electricity | PJ | Dispatch-Crossload | FuelCost | 0 | [6 empty] | 0.889 | 0
LCP_Inputs_ON_Diverse_Howarth_2023_05_05 | 2023 | O/CCGT - CH4 New | Crossload | Electricity | PJ | Dispatch-Crossload | VOM | 0 | [6 empty] | 0.889 | 0
LCP_Inputs_ON_Diverse_Howarth_2023_05_05 | 2023 | O/CCGT - CH4 New | Crossload | Electricity | QC | Dispatch-Crossload | EmissionsCost | 0 | [6 empty] | 0.889 | 0
LCP_Inputs_ON_Diverse_Howarth_2023_05_05 | 2023 | O/CCGT - CH4 New | Crossload | Electricity | QC | Dispatch-Crossload | FuelCost | 0 | [6 empty] | 0.889 | 0
LCP_Inputs_ON_Diverse_Howarth_2023_05_05 | 2023 | O/CCGT - CH4 New | Crossload | Electricity | QC | Dispatch-Crossload | VOM | 0 | [6 empty] | 0.889 | 0
LCP_Inputs_ON_Diverse_Howarth_2023_05_05 | 2023 | O/CCGT - CH4 New | Crossload | Electricity | WC | Dispatch-Crossload | EmissionsCost | 0 | [6 empty] | 0.889 | 0
LCP_Inputs_ON_Diverse_Howarth_2023_05_05 | 2023 | O/CCGT - CH4 New | Crossload | Electricity | WC | Dispatch-Crossload | FuelCost | 0 | [6 empty] | 0.889 | 0
LCP_Inputs_ON_Diverse_Howarth_2023_05_05 | 2023 | O/CCGT - CH4 New | Crossload | Electricity | WC | Dispatch-Crossload | VOM | 0 | [6 empty] | 0.889 | 0
LCP_Inputs_ON_Diverse_Howarth_2023_05_05 | 2023 | O/CCGT - H2 New | Crossload | Electricity | MI | Dispatch-Crossload | EmissionsCost | 0 | [6 empty] | 0.889 | 0
LCP_Inputs_ON_Diverse_Howarth_2023_05_05 | 2023 | O/CCGT - H2 New | Crossload | Electricity | MI | Dispatch-Crossload | FuelCost | 0 | [6 empty] | 0.889 | 0
LCP_Inputs_ON_Diverse_Howarth_2023_05_05 | 2023 | O/CCGT - H2 New | Crossload | Electricity | MI | Dispatch-Crossload | VOM | 0 | [6 empty] | 0.889 | 0
LCP_Inputs_ON_Diverse_Howarth_2023_05_05 | 2023 | O/CCGT - H2 New | Crossload | Electricity | NY | Dispatch-Crossload | EmissionsCost | 0 | [6 empty] | 0.889 | 0
LCP_Inputs_ON_Diverse_Howarth_2023_05_05 | 2023 | O/CCGT - H2 New | Crossload | Electricity | NY | Dispatch-Crossload | FuelCost | 0 | [6 empty] | 0.889 | 0
LCP_Inputs_ON_Diverse_Howarth_2023_05_05 | 2023 | O/CCGT - H2 New | Crossload | Electricity | NY | Dispatch-Crossload | VOM | 0 | [6 empty] | 0.889 | 0
LCP_Inputs_ON_Diverse_Howarth_2023_05_05 | 2023 | O/CCGT - H2 New | Crossload | Electricity | ON | Dispatch-Crossload | EmissionsCost | 0 | [6 empty] | 0.889 | 0
LCP_Inputs_ON_Diverse_Howarth_2023_05_05 | 2023 | O/CCGT - H2 New | Crossload | Electricity | ON | Dispatch-Crossload | FuelCost | 0 | [6 empty] | 0.889 | 0
LCP_Inputs_ON_Diverse_Howarth_2023_05_05 | 2023 | O/CCGT - H2 New | Crossload | Electricity | ON | Dispatch-Crossload | VOM | 0 | [6 empty] | 0.889 | 0
LCP_Inputs_ON_Diverse_Howarth_2023_05_05 | 2023 | O/CCGT - H2 New | Crossload | Electricity | PJ | Dispatch-Crossload | EmissionsCost | 0 | [6 empty] | 0.889 | 0
LCP_Inputs_ON_Diverse_Howarth_2023_05_05 | 2023 | O/CCGT - H2 New | Crossload | Electricity | PJ | Dispatch-Crossload | FuelCost | 0 | [6 empty] | 0.889 | 0
LCP_Inputs_ON_Diverse_Howarth_2023_05_05 | 2023 | O/CCGT - H2 New | Crossload | Electricity | PJ | Dispatch-Crossload | VOM | 0 | [6 empty] | 0.889 | 0
LCP_Inputs_ON_Diverse_Howarth_2023_05_05 | 2023 | O/CCGT - H2 New | Crossload | Electricity | QC | Dispatch-Crossload | EmissionsCost | 0 | [6 empty] | 0.889 | 0
LCP_Inputs_ON_Diverse_Howarth_2023_05_05 | 2023 | O/CCGT - H2 New | Crossload | Electricity | QC | Dispatch-Crossload | FuelCost | 0 | [6 empty] | 0.889 | 0
LCP_Inputs_ON_Diverse_Howarth_2023_05_05 | 2023 | O/CCGT - H2 New | Crossload | Electricity | QC | Dispatch-Crossload | VOM | 0 | [6 empty] | 0.889 | 0
LCP_Inputs_ON_Diverse_Howarth_2023_05_05 | 2023 | O/CCGT - H2 New | Crossload | Electricity | WC | Dispatch-Crossload | EmissionsCost | 0 | [6 empty] | 0.889 | 0
LCP_Inputs_ON_Diverse_Howarth_2023_05_05 | 2023 | O/CCGT - H2 New | Crossload | Electricity | WC | Dispatch-Crossload | FuelCost | 0 | [6 empty] | 0.889 | 0
LCP_Inputs_ON_Diverse_Howarth_2023_05_05 | 2023 | O/CCGT - H2 New | Crossload | Electricity | WC | Dispatch-Crossload | VOM | 0 | [6 empty] | 0.889 | 0
LCP_Inputs_ON_Diverse_Howarth_2023_05_05 | 2023 | SMR CCS | Generation | Hydrogen | MI | Dispatch-Generation | EmissionsCost | 0 | [6 empty] | 0.889 | 0
LCP_Inputs_ON_Diverse_Howarth_2023_05_05 | 2023 | SMR CCS | Generation | Hydrogen | MI | Dispatch-Generation | FuelCost | 0 | [6 empty] | 0.889 | 0
LCP_Inputs_ON_Diverse_Howarth_2023_05_05 | 2023 | SMR CCS | Generation | Hydrogen | MI | Dispatch-Generation | VOM | 0 | [6 empty] | 0.889 | 0
LCP_Inputs_ON_Diverse_Howarth_2023_05_05 | 2023 | SMR CCS | Generation | Hydrogen | NY | Dispatch-Generation | EmissionsCost | 0 | [6 empty] | 0.889 | 0
LCP_Inputs_ON_Diverse_Howarth_2023_05_05 | 2023 | SMR CCS | Generation | Hydrogen | NY | Dispatch-Generation | FuelCost | 0 | [6 empty] | 0.889 | 0
LCP_Inputs_ON_Diverse_Howarth_2023_05_05 | 2023 | SMR CCS | Generation | Hydrogen | NY | Dispatch-Generation | VOM | 0 | [6 empty] | 0.889 | 0
LCP_Inputs_ON_Diverse_Howarth_2023_05_05 | 2023 | SMR CCS | Generation | Hydrogen | ON | Dispatch-Generation | EmissionsCost | 0 | [6 empty] | 0.889 | 0
LCP_Inputs_ON_Diverse_Howarth_2023_05_05 | 2023 | SMR CCS | Generation | Hydrogen | ON | Dispatch-Generation | FuelCost | 0 | [6 empty] | 0.889 | 0
LCP_Inputs_ON_Diverse_Howarth_2023_05_05 | 2023 | SMR CCS | Generation | Hydrogen | ON | Dispatch-Generation | VOM | 0 | [6 empty] | 0.889 | 0
LCP_Inputs_ON_Diverse_Howarth_2023_05_05 | 2023 | SMR CCS | Generation | Hydrogen | PJ | Dispatch-Generation | EmissionsCost | 0 | [6 empty] | 0.889 | 0
LCP_Inputs_ON_Diverse_Howarth_2023_05_05 | 2023 | SMR CCS | Generation | Hydrogen | PJ | Dispatch-Generation | FuelCost | 0 | [6 empty] | 0.889 | 0
LCP_Inputs_ON_Diverse_Howarth_2023_05_05 | 2023 | SMR CCS | Generation | Hydrogen | PJ | Dispatch-Generation | VOM | 0 | [6 empty] | 0.889 | 0
LCP_Inputs_ON_Diverse_Howarth_2023_05_05 | 2023 | SMR CCS | Generation | Hydrogen | QC | Dispatch-Generation | EmissionsCost | 0 | [6 empty] | 0.889 | 0
LCP_Inputs_ON_Diverse_Howarth_2023_05_05 | 2023 | SMR CCS | Generation | Hydrogen | QC | Dispatch-Generation | FuelCost | 0 | [6 empty] | 0.889 | 0
LCP_Inputs_ON_Diverse_Howarth_2023_05_05 | 2023 | SMR CCS | Generation | Hydrogen | QC | Dispatch-Generation | VOM | 0 | [6 empty] | 0.889 | 0
LCP_Inputs_ON_Diverse_Howarth_2023_05_05 | 2023 | SMR CCS | Generation | Hydrogen | WC | Dispatch-Generation | EmissionsCost | 0 | [6 empty] | 0.889 | 0
LCP_Inputs_ON_Diverse_Howarth_2023_05_05 | 2023 | SMR CCS | Generation | Hydrogen | WC | Dispatch-Generation | FuelCost | 0 | [6 empty] | 0.889 | 0
LCP_Inputs_ON_Diverse_Howarth_2023_05_05 | 2023 | SMR CCS | Generation | Hydrogen | WC | Dispatch-Generation | VOM | 0 | [6 empty] | 0.889 | 0
LCP_Inputs_ON_Diverse_Howarth_2023_05_05 | 2023 | Solar PV | Generation | Electricity | MI | Dispatch-Generation | EmissionsCost | 0 | [6 empty] | 0.889 | 0
LCP_Inputs_ON_Diverse_Howarth_2023_05_05 | 2023 | Solar PV | Generation | Electricity | MI | Dispatch-Generation | FuelCost | 0 | [6 empty] | 0.889 | 0
LCP_Inputs_ON_Diverse_Howarth_2023_05_05 | 2023 | Solar PV | Generation | Electricity | MI | Dispatch-Generation | VOM | 0 | [6 empty] | 0.889 | 0
LCP_Inputs_ON_Diverse_Howarth_2023_05_05 | 2023 | Solar PV | Generation | Electricity | NY | Dispatch-Generation | EmissionsCost | 0 | [6 empty] | 0.889 | 0
LCP_Inputs_ON_Diverse_Howarth_2023_05_05 | 2023 | Solar PV | Generation | Electricity | NY | Dispatch-Generation | FuelCost | 0 | [6 empty] | 0.889 | 0
LCP_Inputs_ON_Diverse_Howarth_2023_05_05 | 2023 | Solar PV | Generation | Electricity | NY | Dispatch-Generation | VOM | 0 | [6 empty] | 0.889 | 0
LCP_Inputs_ON_Diverse_Howarth_2023_05_05 | 2023 | Solar PV | Generation | Electricity | ON | Dispatch-Generation | EmissionsCost | 0 | [6 empty] | 0.889 | 0
LCP_Inputs_ON_Diverse_Howarth_2023_05_05 | 2023 | Solar PV | Generation | Electricity | ON | Dispatch-Generation | FuelCost | 0 | [6 empty] | 0.889 | 0
LCP_Inputs_ON_Diverse_Howarth_2023_05_05 | 2023 | Solar PV | Generation | Electricity | ON | Dispatch-Generation | VOM | 0 | [6 empty] | 0.889 | 0
LCP_Inputs_ON_Diverse_Howarth_2023_05_05 | 2023 | Solar PV | Generation | Electricity | PJ | Dispatch-Generation | EmissionsCost | 0 | [6 empty] | 0.889 | 0
LCP_Inputs_ON_Diverse_Howarth_2023_05_05 | 2023 | Solar PV | Generation | Electricity | PJ | Dispatch-Generation | FuelCost | 0 | [6 empty] | 0.889 | 0
LCP_Inputs_ON_Diverse_Howarth_2023_05_05 | 2023 | Solar PV | Generation | Electricity | PJ | Dispatch-Generation | VOM | 0 | [6 empty] | 0.889 | 0
LCP_Inputs_ON_Diverse_Howarth_2023_05_05 | 2023 | Solar PV | Generation | Electricity | QC | Dispatch-Generation | EmissionsCost | 0 | [6 empty] | 0.889 | 0
LCP_Inputs_ON_Diverse_Howarth_2023_05_05 | 2023 | Solar PV | Generation | Electricity | QC | Dispatch-Generation | FuelCost | 0 | [6 empty] | 0.889 | 0
LCP_Inputs_ON_Diverse_Howarth_2023_05_05 | 2023 | Solar PV | Generation | Electricity | QC | Dispatch-Generation | VOM | 0 | [6 empty] | 0.889 | 0
LCP_Inputs_ON_Diverse_Howarth_2023_05_05 | 2023 | Solar PV | Generation | Electricity | WC | Dispatch-Generation | EmissionsCost | 0 | [6 empty] | 0.889 | 0
LCP_Inputs_ON_Diverse_Howarth_2023_05_05 | 2023 | Solar PV | Generation | Electricity | WC | Dispatch-Generation | FuelCost | 0 | [6 empty] | 0.889 | 0
LCP_Inputs_ON_Diverse_Howarth_2023_05_05 | 2023 | Solar PV | Generation | Electricity | WC | Dispatch-Generation | VOM | 0 | [6 empty] | 0.889 | 0
LCP_Inputs_ON_Diverse_Howarth_2023_05_05 | 2023 | Wind Offshore | Generation | Electricity | MI | Dispatch-Generation | EmissionsCost | 0 | [6 empty] | 0.889 | 0
LCP_Inputs_ON_Diverse_Howarth_2023_05_05 | 2023 | Wind Offshore | Generation | Electricity | MI | Dispatch-Generation | FuelCost | 0 | [6 empty] | 0.889 | 0
LCP_Inputs_ON_Diverse_Howarth_2023_05_05 | 2023 | Wind Offshore | Generation | Electricity | MI | Dispatch-Generation | VOM | 0 | [6 empty] | 0.889 | 0
LCP_Inputs_ON_Diverse_Howarth_2023_05_05 | 2023 | Wind Offshore | Generation | Electricity | NY | Dispatch-Generation | EmissionsCost | 0 | [6 empty] | 0.889 | 0
LCP_Inputs_ON_Diverse_Howarth_2023_05_05 | 2023 | Wind Offshore | Generation | Electricity | NY | Dispatch-Generation | FuelCost | 0 | [6 empty] | 0.889 | 0
LCP_Inputs_ON_Diverse_Howarth_2023_05_05 | 2023 | Wind Offshore | Generation | Electricity | NY | Dispatch-Generation | VOM | 0 | [6 empty] | 0.889 | 0
LCP_Inputs_ON_Diverse_Howarth_2023_05_05 | 2023 | Wind Offshore | Generation | Electricity | ON | Dispatch-Generation | EmissionsCost | 0 | [6 empty] | 0.889 | 0
LCP_Inputs_ON_Diverse_Howarth_2023_05_05 | 2023 | Wind Offshore | Generation | Electricity | ON | Dispatch-Generation | FuelCost | 0 | [6 empty] | 0.889 | 0
LCP_Inputs_ON_Diverse_Howarth_2023_05_05 | 2023 | Wind Offshore | Generation | Electricity | ON | Dispatch-Generation | VOM | 0 | [6 empty] | 0.889 | 0
LCP_Inputs_ON_Diverse_Howarth_2023_05_05 | 2023 | Wind Offshore | Generation | Electricity | PJ | Dispatch-Generation | EmissionsCost | 0 | [6 empty] | 0.889 | 0
LCP_Inputs_ON_Diverse_Howarth_2023_05_05 | 2023 | Wind Offshore | Generation | Electricity | PJ | Dispatch-Generation | FuelCost | 0 | [6 empty] | 0.889 | 0
LCP_Inputs_ON_Diverse_Howarth_2023_05_05 | 2023 | Wind Offshore | Generation | Electricity | PJ | Dispatch-Generation | VOM | 0 | [6 empty] | 0.889 | 0
LCP_Inputs_ON_Diverse_Howarth_2023_05_05 | 2023 | Wind Offshore | Generation | Electricity | QC | Dispatch-Generation | EmissionsCost | 0 | [6 empty] | 0.889 | 0
LCP_Inputs_ON_Diverse_Howarth_2023_05_05 | 2023 | Wind Offshore | Generation | Electricity | QC | Dispatch-Generation | FuelCost | 0 | [6 empty] | 0.889 | 0
LCP_Inputs_ON_Diverse_Howarth_2023_05_05 | 2023 | Wind Offshore | Generation | Electricity | QC | Dispatch-Generation | VOM | 0 | [6 empty] | 0.889 | 0
LCP_Inputs_ON_Diverse_Howarth_2023_05_05 | 2023 | Wind Offshore | Generation | Electricity | WC | Dispatch-Generation | EmissionsCost | 0 | [6 empty] | 0.889 | 0
LCP_Inputs_ON_Diverse_Howarth_2023_05_05 | 2023 | Wind Offshore | Generation | Electricity | WC | Dispatch-Generation | FuelCost | 0 | [6 empty] | 0.889 | 0
LCP_Inputs_ON_Diverse_Howarth_2023_05_05 | 2023 | Wind Offshore | Generation | Electricity | WC | Dispatch-Generation | VOM | 0 | [6 empty] | 0.889 | 0
LCP_Inputs_ON_Diverse_Howarth_2023_05_05 | 2023 | Wind Onshore | Generation | Electricity | MI | Dispatch-Generation | EmissionsCost | 0 | [6 empty] | 0.889 | 0
LCP_Inputs_ON_Diverse_Howarth_2023_05_05 | 2023 | Wind Onshore | Generation | Electricity | MI | Dispatch-Generation | FuelCost | 0 | [6 empty] | 0.889 | 0
LCP_Inputs_ON_Diverse_Howarth_2023_05_05 | 2023 | Wind Onshore | Generation | Electricity | MI | Dispatch-Generation | VOM | 0 | [6 empty] | 0.889 | 0
LCP_Inputs_ON_Diverse_Howarth_2023_05_05 | 2023 | Wind Onshore | Generation | Electricity | NY | Dispatch-Generation | EmissionsCost | 0 | [6 empty] | 0.889 | 0
LCP_Inputs_ON_Diverse_Howarth_2023_05_05 | 2023 | Wind Onshore | Generation | Electricity | NY | Dispatch-Generation | FuelCost | 0 | [6 empty] | 0.889 | 0
LCP_Inputs_ON_Diverse_Howarth_2023_05_05 | 2023 | Wind Onshore | Generation | Electricity | NY | Dispatch-Generation | VOM | 0 | [6 empty] | 0.889 | 0
LCP_Inputs_ON_Diverse_Howarth_2023_05_05 | 2023 | Wind Onshore | Generation | Electricity | ON | Dispatch-Generation | EmissionsCost | 0 | [6 empty] | 0.889 | 0
LCP_Inputs_ON_Diverse_Howarth_2023_05_05 | 2023 | Wind Onshore | Generation | Electricity | ON | Dispatch-Generation | FuelCost | 0 | [6 empty] | 0.889 | 0
LCP_Inputs_ON_Diverse_Howarth_2023_05_05 | 2023 | Wind Onshore | Generation | Electricity | ON | Dispatch-Generation | VOM | 0 | [6 empty] | 0.889 | 0
LCP_Inputs_ON_Diverse_Howarth_2023_05_05 | 2023 | Wind Onshore | Generation | Electricity | PJ | Dispatch-Generation | EmissionsCost | 0 | [6 empty] | 0.889 | 0
LCP_Inputs_ON_Diverse_Howarth_2023_05_05 | 2023 | Wind Onshore | Generation | Electricity | PJ | Dispatch-Generation | FuelCost | 0 | [6 empty] | 0.889 | 0
LCP_Inputs_ON_Diverse_Howarth_2023_05_05 | 2023 | Wind Onshore | Generation | Electricity | PJ | Dispatch-Generation | VOM | 0 | [6 empty] | 0.889 | 0
LCP_Inputs_ON_Diverse_Howarth_2023_05_05 | 2023 | Wind Onshore | Generation | Electricity | QC | Dispatch-Generation | EmissionsCost | 0 | [6 empty] | 0.889 | 0
LCP_Inputs_ON_Diverse_Howarth_2023_05_05 | 2023 | Wind Onshore | Generation | Electricity | QC | Dispatch-Generation | FuelCost | 0 | [6 empty] | 0.889 | 0
LCP_Inputs_ON_Diverse_Howarth_2023_05_05 | 2023 | Wind Onshore | Generation | Electricity | QC | Dispatch-Generation | VOM | 0 | [6 empty] | 0.889 | 0
LCP_Inputs_ON_Diverse_Howarth_2023_05_05 | 2023 | Wind Onshore | Generation | Electricity | WC | Dispatch-Generation | EmissionsCost | 0 | [6 empty] | 0.889 | 0
LCP_Inputs_ON_Diverse_Howarth_2023_05_05 | 2023 | Wind Onshore | Generation | Electricity | WC | Dispatch-Generation | FuelCost | 0 | [6 empty] | 0.889 | 0
LCP_Inputs_ON_Diverse_Howarth_2023_05_05 | 2023 | Wind Onshore | Generation | Electricity | WC | Dispatch-Generation | VOM | 0 | [6 empty] | 0.889 | 0
LCP_Inputs_ON_Diverse_Howarth_2023_05_05 | 2024 | Anaerobic Digestion | Generation | Methane | MI | Dispatch-Generation | EmissionsCost | 0 | [6 empty] | 0.8548 | 0
LCP_Inputs_ON_Diverse_Howarth_2023_05_05 | 2024 | Anaerobic Digestion | Generation | Methane | MI | Dispatch-Generation | FuelCost | 0 | [6 empty] | 0.8548 | 0
LCP_Inputs_ON_Diverse_Howarth_2023_05_05 | 2024 | Anaerobic Digestion | Generation | Methane | MI | Dispatch-Generation | VOM | 0 | [6 empty] | 0.8548 | 0
LCP_Inputs_ON_Diverse_Howarth_2023_05_05 | 2024 | Anaerobic Digestion | Generation | Methane | NY | Dispatch-Generation | EmissionsCost | 0 | [6 empty] | 0.8548 | 0
LCP_Inputs_ON_Diverse_Howarth_2023_05_05 | 2024 | Anaerobic Digestion | Generation | Methane | NY | Dispatch-Generation | FuelCost | 0 | [6 empty] | 0.8548 | 0
LCP_Inputs_ON_Diverse_Howarth_2023_05_05 | 2024 | Anaerobic Digestion | Generation | Methane | NY | Dispatch-Generation | VOM | 0 | [6 empty] | 0.8548 | 0
LCP_Inputs_ON_Diverse_Howarth_2023_05_05 | 2024 | Anaerobic Digestion | Generation | Methane | ON | Dispatch-Generation | EmissionsCost | 0 | [6 empty] | 0.8548 | 0
LCP_Inputs_ON_Diverse_Howarth_2023_05_05 | 2024 | Anaerobic Digestion | Generation | Methane | ON | Dispatch-Generation | FuelCost | 0 | [6 empty] | 0.8548 | 0
LCP_Inputs_ON_Diverse_Howarth_2023_05_05 | 2024 | Anaerobic Digestion | Generation | Methane | ON | Dispatch-Generation | VOM | 0 | [6 empty] | 0.8548 | 0
LCP_Inputs_ON_Diverse_Howarth_2023_05_05 | 2024 | Anaerobic Digestion | Generation | Methane | PJ | Dispatch-Generation | EmissionsCost | 0 | [6 empty] | 0.8548 | 0
LCP_Inputs_ON_Diverse_Howarth_2023_05_05 | 2024 | Anaerobic Digestion | Generation | Methane | PJ | Dispatch-Generation | FuelCost | 0 | [6 empty] | 0.8548 | 0
LCP_Inputs_ON_Diverse_Howarth_2023_05_05 | 2024 | Anaerobic Digestion | Generation | Methane | PJ | Dispatch-Generation | VOM | 0 | [6 empty] | 0.8548 | 0
LCP_Inputs_ON_Diverse_Howarth_2023_05_05 | 2024 | Anaerobic Digestion | Generation | Methane | QC | Dispatch-Generation | EmissionsCost | 0 | [6 empty] | 0.8548 | 0
LCP_Inputs_ON_Diverse_Howarth_2023_05_05 | 2024 | Anaerobic Digestion | Generation | Methane | QC | Dispatch-Generation | FuelCost | 0 | [6 empty] | 0.8548 | 0
LCP_Inputs_ON_Diverse_Howarth_2023_05_05 | 2024 | Anaerobic Digestion | Generation | Methane | QC | Dispatch-Generation | VOM | 0 | [6 empty] | 0.8548 | 0
LCP_Inputs_ON_Diverse_Howarth_2023_05_05 | 2024 | Anaerobic Digestion | Generation | Methane | WC | Dispatch-Generation | EmissionsCost | 0 | [6 empty] | 0.8548 | 0
LCP_Inputs_ON_Diverse_Howarth_2023_05_05 | 2024 | Anaerobic Digestion | Generation | Methane | WC | Dispatch-Generation | FuelCost | 0 | [6 empty] | 0.8548 | 0
LCP_Inputs_ON_Diverse_Howarth_2023_05_05 | 2024 | Anaerobic Digestion | Generation | Methane | WC | Dispatch-Generation | VOM | 0 | [6 empty] | 0.8548 | 0
LCP_Inputs_ON_Diverse_Howarth_2023_05_05 | 2024 | Battery Storage | Storage | Electricity | MI | Dispatch-Storage | EmissionsCost | 0 | [6 empty] | 0.8548 | 0
LCP_Inputs_ON_Diverse_Howarth_2023_05_05 | 2024 | Battery Storage | Storage | Electricity | MI | Dispatch-Storage | FuelCost | 0 | [6 empty] | 0.8548 | 0
LCP_Inputs_ON_Diverse_Howarth_2023_05_05 | 2024 | Battery Storage | Storage | Electricity | MI | Dispatch-Storage | VOM | 0 | [6 empty] | 0.8548 | 0
LCP_Inputs_ON_Diverse_Howarth_2023_05_05 | 2024 | Battery Storage | Storage | Electricity | NY | Dispatch-Storage | EmissionsCost | 0 | [6 empty] | 0.8548 | 0
LCP_Inputs_ON_Diverse_Howarth_2023_05_05 | 2024 | Battery Storage | Storage | Electricity | NY | Dispatch-Storage | FuelCost | 0 | [6 empty] | 0.8548 | 0
LCP_Inputs_ON_Diverse_Howarth_2023_05_05 | 2024 | Battery Storage | Storage | Electricity | NY | Dispatch-Storage | VOM | 0 | [6 empty] | 0.8548 | 0
LCP_Inputs_ON_Diverse_Howarth_2023_05_05 | 2024 | Battery Storage | Storage | Electricity | ON | Dispatch-Storage | EmissionsCost | 0 | [6 empty] | 0.8548 | 0
LCP_Inputs_ON_Diverse_Howarth_2023_05_05 | 2024 | Battery Storage | Storage | Electricity | ON | Dispatch-Storage | FuelCost | 0 | [6 empty] | 0.8548 | 0
LCP_Inputs_ON_Diverse_Howarth_2023_05_05 | 2024 | Battery Storage | Storage | Electricity | ON | Dispatch-Storage | VOM | 0 | [6 empty] | 0.8548 | 0
LCP_Inputs_ON_Diverse_Howarth_2023_05_05 | 2024 | Battery Storage | Storage | Electricity | PJ | Dispatch-Storage | EmissionsCost | 0 | [6 empty] | 0.8548 | 0
LCP_Inputs_ON_Diverse_Howarth_2023_05_05 | 2024 | Battery Storage | Storage | Electricity | PJ | Dispatch-Storage | FuelCost | 0 | [6 empty] | 0.8548 | 0
LCP_Inputs_ON_Diverse_Howarth_2023_05_05 | 2024 | Battery Storage | Storage | Electricity | PJ | Dispatch-Storage | VOM | 0 | [6 empty] | 0.8548 | 0
LCP_Inputs_ON_Diverse_Howarth_2023_05_05 | 2024 | Battery Storage | Storage | Electricity | QC | Dispatch-Storage | EmissionsCost | 0 | [6 empty] | 0.8548 | 0
LCP_Inputs_ON_Diverse_Howarth_2023_05_05 | 2024 | Battery Storage | Storage | Electricity | QC | Dispatch-Storage | FuelCost | 0 | [6 empty] | 0.8548 | 0
LCP_Inputs_ON_Diverse_Howarth_2023_05_05 | 2024 | Battery Storage | Storage | Electricity | QC | Dispatch-Storage | VOM | 0 | [6 empty] | 0.8548 | 0
LCP_Inputs_ON_Diverse_Howarth_2023_05_05 | 2024 | Battery Storage | Storage | Electricity | WC | Dispatch-Storage | EmissionsCost | 0 | [6 empty] | 0.8548 | 0
LCP_Inputs_ON_Diverse_Howarth_2023_05_05 | 2024 | Battery Storage | Storage | Electricity | WC | Dispatch-Storage | FuelCost | 0 | [6 empty] | 0.8548 | 0
LCP_Inputs_ON_Diverse_Howarth_2023_05_05 | 2024 | Battery Storage | Storage | Electricity | WC | Dispatch-Storage | VOM | 0 | [6 empty] | 0.8548 | 0
LCP_Inputs_ON_Diverse_Howarth_2023_05_05 | 2024 | Biomass | Generation | Electricity | MI | Dispatch-Generation | EmissionsCost | 0 | [6 empty] | 0.8548 | 0
LCP_Inputs_ON_Diverse_Howarth_2023_05_05 | 2024 | Biomass | Generation | Electricity | MI | Dispatch-Generation | FuelCost | 0 | [6 empty] | 0.8548 | 0
LCP_Inputs_ON_Diverse_Howarth_2023_05_05 | 2024 | Biomass | Generation | Electricity | MI | Dispatch-Generation | VOM | 0 | [6 empty] | 0.8548 | 0
LCP_Inputs_ON_Diverse_Howarth_2023_05_05 | 2024 | Biomass | Generation | Electricity | NY | Dispatch-Generation | EmissionsCost | 0 | [6 empty] | 0.8548 | 0
LCP_Inputs_ON_Diverse_Howarth_2023_05_05 | 2024 | Biomass | Generation | Electricity | NY | Dispatch-Generation | FuelCost | 0 | [6 empty] | 0.8548 | 0
LCP_Inputs_ON_Diverse_Howarth_2023_05_05 | 2024 | Biomass | Generation | Electricity | NY | Dispatch-Generation | VOM | 0 | [6 empty] | 0.8548 | 0
LCP_Inputs_ON_Diverse_Howarth_2023_05_05 | 2024 | Biomass | Generation | Electricity | ON | Dispatch-Generation | EmissionsCost | 0 | [6 empty] | 0.8548 | 0
LCP_Inputs_ON_Diverse_Howarth_2023_05_05 | 2024 | Biomass | Generation | Electricity | ON | Dispatch-Generation | FuelCost | 0 | [6 empty] | 0.8548 | 0
LCP_Inputs_ON_Diverse_Howarth_2023_05_05 | 2024 | Biomass | Generation | Electricity | ON | Dispatch-Generation | VOM | 0 | [6 empty] | 0.8548 | 0
LCP_Inputs_ON_Diverse_Howarth_2023_05_05 | 2024 | Biomass | Generation | Electricity | PJ | Dispatch-Generation | EmissionsCost | 0 | [6 empty] | 0.8548 | 0
LCP_Inputs_ON_Diverse_Howarth_2023_05_05 | 2024 | Biomass | Generation | Electricity | PJ | Dispatch-Generation | FuelCost | 0 | [6 empty] | 0.8548 | 0
LCP_Inputs_ON_Diverse_Howarth_2023_05_05 | 2024 | Biomass | Generation | Electricity | PJ | Dispatch-Generation | VOM | 0 | [6 empty] | 0.8548 | 0
LCP_Inputs_ON_Diverse_Howarth_2023_05_05 | 2024 | Biomass | Generation | Electricity | QC | Dispatch-Generation | EmissionsCost | 0 | [6 empty] | 0.8548 | 0
LCP_Inputs_ON_Diverse_Howarth_2023_05_05 | 2024 | Biomass | Generation | Electricity | QC | Dispatch-Generation | FuelCost | 0 | [6 empty] | 0.8548 | 0
LCP_Inputs_ON_Diverse_Howarth_2023_05_05 | 2024 | Biomass | Generation | Electricity | QC | Dispatch-Generation | VOM | 0 | [6 empty] | 0.8548 | 0
LCP_Inputs_ON_Diverse_Howarth_2023_05_05 | 2024 | Biomass | Generation | Electricity | WC | Dispatch-Generation | EmissionsCost | 0 | [6 empty] | 0.8548 | 0
LCP_Inputs_ON_Diverse_Howarth_2023_05_05 | 2024 | Biomass | Generation | Electricity | WC | Dispatch-Generation | FuelCost | 0 | [6 empty] | 0.8548 | 0
LCP_Inputs_ON_Diverse_Howarth_2023_05_05 | 2024 | Biomass | Generation | Electricity | WC | Dispatch-Generation | VOM | 0 | [6 empty] | 0.8548 | 0
LCP_Inputs_ON_Diverse_Howarth_2023_05_05 | 2024 | Biomass + CCS | Generation | Electricity | MI | Dispatch-Generation | EmissionsCost | 0 | [6 empty] | 0.8548 | 0
LCP_Inputs_ON_Diverse_Howarth_2023_05_05 | 2024 | Biomass + CCS | Generation | Electricity | MI | Dispatch-Generation | FuelCost | 0 | [6 empty] | 0.8548 | 0
LCP_Inputs_ON_Diverse_Howarth_2023_05_05 | 2024 | Biomass + CCS | Generation | Electricity | MI | Dispatch-Generation | VOM | 0 | [6 empty] | 0.8548 | 0
LCP_Inputs_ON_Diverse_Howarth_2023_05_05 | 2024 | Biomass + CCS | Generation | Electricity | NY | Dispatch-Generation | EmissionsCost | 0 | [6 empty] | 0.8548 | 0
LCP_Inputs_ON_Diverse_Howarth_2023_05_05 | 2024 | Biomass + CCS | Generation | Electricity | NY | Dispatch-Generation | FuelCost | 0 | [6 empty] | 0.8548 | 0
LCP_Inputs_ON_Diverse_Howarth_2023_05_05 | 2024 | Biomass + CCS | Generation | Electricity | NY | Dispatch-Generation | VOM | 0 | [6 empty] | 0.8548 | 0
LCP_Inputs_ON_Diverse_Howarth_2023_05_05 | 2024 | Biomass + CCS | Generation | Electricity | ON | Dispatch-Generation | EmissionsCost | 0 | [6 empty] | 0.8548 | 0
LCP_Inputs_ON_Diverse_Howarth_2023_05_05 | 2024 | Biomass + CCS | Generation | Electricity | ON | Dispatch-Generation | FuelCost | 0 | [6 empty] | 0.8548 | 0
LCP_Inputs_ON_Diverse_Howarth_2023_05_05 | 2024 | Biomass + CCS | Generation | Electricity | ON | Dispatch-Generation | VOM | 0 | [6 empty] | 0.8548 | 0
LCP_Inputs_ON_Diverse_Howarth_2023_05_05 | 2024 | Biomass + CCS | Generation | Electricity | PJ | Dispatch-Generation | EmissionsCost | 0 | [6 empty] | 0.8548 | 0
LCP_Inputs_ON_Diverse_Howarth_2023_05_05 | 2024 | Biomass + CCS | Generation | Electricity | PJ | Dispatch-Generation | FuelCost | 0 | [6 empty] | 0.8548 | 0
LCP_Inputs_ON_Diverse_Howarth_2023_05_05 | 2024 | Biomass + CCS | Generation | Electricity | PJ | Dispatch-Generation | VOM | 0 | [6 empty] | 0.8548 | 0
LCP_Inputs_ON_Diverse_Howarth_2023_05_05 | 2024 | Biomass + CCS | Generation | Electricity | QC | Dispatch-Generation | EmissionsCost | 0 | [6 empty] | 0.8548 | 0
LCP_Inputs_ON_Diverse_Howarth_2023_05_05 | 2024 | Biomass + CCS | Generation | Electricity | QC | Dispatch-Generation | FuelCost | 0 | [6 empty] | 0.8548 | 0
LCP_Inputs_ON_Diverse_Howarth_2023_05_05 | 2024 | Biomass + CCS | Generation | Electricity | QC | Dispatch-Generation | VOM | 0 | [6 empty] | 0.8548 | 0
LCP_Inputs_ON_Diverse_Howarth_2023_05_05 | 2024 | Biomass + CCS | Generation | Electricity | WC | Dispatch-Generation | EmissionsCost | 0 | [6 empty] | 0.8548 | 0
LCP_Inputs_ON_Diverse_Howarth_2023_05_05 | 2024 | Biomass + CCS | Generation | Electricity | WC | Dispatch-Generation | FuelCost | 0 | [6 empty] | 0.8548 | 0
LCP_Inputs_ON_Diverse_Howarth_2023_05_05 | 2024 | Biomass + CCS | Generation | Electricity | WC | Dispatch-Generation | VOM | 0 | [6 empty] | 0.8548 | 0
LCP_Inputs_ON_Diverse_Howarth_2023_05_05 | 2024 | CH4 + CCS | Generation | Methane | MI | Dispatch-Generation | EmissionsCost | 0 | [6 empty] | 0.8548 | 0
LCP_Inputs_ON_Diverse_Howarth_2023_05_05 | 2024 | CH4 + CCS | Generation | Methane | MI | Dispatch-Generation | FuelCost | 0 | [6 empty] | 0.8548 | 0
LCP_Inputs_ON_Diverse_Howarth_2023_05_05 | 2024 | CH4 + CCS | Generation | Methane | MI | Dispatch-Generation | VOM | 0 | [6 empty] | 0.8548 | 0
LCP_Inputs_ON_Diverse_Howarth_2023_05_05 | 2024 | CH4 + CCS | Generation | Methane | NY | Dispatch-Generation | EmissionsCost | 0 | [6 empty] | 0.8548 | 0
LCP_Inputs_ON_Diverse_Howarth_2023_05_05 | 2024 | CH4 + CCS | Generation | Methane | NY | Dispatch-Generation | FuelCost | 0 | [6 empty] | 0.8548 | 0
LCP_Inputs_ON_Diverse_Howarth_2023_05_05 | 2024 | CH4 + CCS | Generation | Methane | NY | Dispatch-Generation | VOM | 0 | [6 empty] | 0.8548 | 0
LCP_Inputs_ON_Diverse_Howarth_2023_05_05 | 2024 | CH4 + CCS | Generation | Methane | ON | Dispatch-Generation | EmissionsCost | 0 | [6 empty] | 0.8548 | 0
LCP_Inputs_ON_Diverse_Howarth_2023_05_05 | 2024 | CH4 + CCS | Generation | Methane | ON | Dispatch-Generation | FuelCost | 0 | [6 empty] | 0.8548 | 0
LCP_Inputs_ON_Diverse_Howarth_2023_05_05 | 2024 | CH4 + CCS | Generation | Methane | ON | Dispatch-Generation | VOM | 0 | [6 empty] | 0.8548 | 0
LCP_Inputs_ON_Diverse_Howarth_2023_05_05 | 2024 | CH4 + CCS | Generation | Methane | PJ | Dispatch-Generation | EmissionsCost | 0 | [6 empty] | 0.8548 | 0
LCP_Inputs_ON_Diverse_Howarth_2023_05_05 | 2024 | CH4 + CCS | Generation | Methane | PJ | Dispatch-Generation | FuelCost | 0 | [6 empty] | 0.8548 | 0
LCP_Inputs_ON_Diverse_Howarth_2023_05_05 | 2024 | CH4 + CCS | Generation | Methane | PJ | Dispatch-Generation | VOM | 0 | [6 empty] | 0.8548 | 0
LCP_Inputs_ON_Diverse_Howarth_2023_05_05 | 2024 | CH4 + CCS | Generation | Methane | QC | Dispatch-Generation | EmissionsCost | 0 | [6 empty] | 0.8548 | 0
LCP_Inputs_ON_Diverse_Howarth_2023_05_05 | 2024 | CH4 + CCS | Generation | Methane | QC | Dispatch-Generation | FuelCost | 0 | [6 empty] | 0.8548 | 0
LCP_Inputs_ON_Diverse_Howarth_2023_05_05 | 2024 | CH4 + CCS | Generation | Methane | QC | Dispatch-Generation | VOM | 0 | [6 empty] | 0.8548 | 0
LCP_Inputs_ON_Diverse_Howarth_2023_05_05 | 2024 | CH4 + CCS | Generation | Methane | WC | Dispatch-Generation | EmissionsCost | 0 | [6 empty] | 0.8548 | 0
LCP_Inputs_ON_Diverse_Howarth_2023_05_05 | 2024 | CH4 + CCS | Generation | Methane | WC | Dispatch-Generation | FuelCost | 0 | [6 empty] | 0.8548 | 0
LCP_Inputs_ON_Diverse_Howarth_2023_05_05 | 2024 | CH4 + CCS | Generation | Methane | WC | Dispatch-Generation | VOM | 0 | [6 empty] | 0.8548 | 0
LCP_Inputs_ON_Diverse_Howarth_2023_05_05 | 2024 | CH4 Import - NY 2020 | Import | Methane | MI | Dispatch-Import | EmissionsCost | 0 | [6 empty] | 0.8548 | 0
LCP_Inputs_ON_Diverse_Howarth_2023_05_05 | 2024 | CH4 Import - NY 2020 | Import | Methane | MI | Dispatch-Import | FuelCost | 0 | [6 empty] | 0.8548 | 0
LCP_Inputs_ON_Diverse_Howarth_2023_05_05 | 2024 | CH4 Import - NY 2020 | Import | Methane | MI | Dispatch-Import | VOM | 0 | [6 empty] | 0.8548 | 0
LCP_Inputs_ON_Diverse_Howarth_2023_05_05 | 2024 | CH4 Import - NY 2020 | Import | Methane | NY | Dispatch-Import | EmissionsCost | 282343065.1873 | [6 empty] | 0.8548 | 241348035.4302
LCP_Inputs_ON_Diverse_Howarth_2023_05_05 | 2024 | CH4 Import - NY 2020 | Import | Methane | NY | Dispatch-Import | FuelCost | 407790143.0843 | [6 empty] | 0.8548 | 348580723.369
LCP_Inputs_ON_Diverse_Howarth_2023_05_05 | 2024 | CH4 Import - NY 2020 | Import | Methane | NY | Dispatch-Import | VOM | 0 | [6 empty] | 0.8548 | 0
LCP_Inputs_ON_Diverse_Howarth_2023_05_05 | 2024 | CH4 Import - NY 2020 | Import | Methane | ON | Dispatch-Import | EmissionsCost | 0 | [6 empty] | 0.8548 | 0
LCP_Inputs_ON_Diverse_Howarth_2023_05_05 | 2024 | CH4 Import - NY 2020 | Import | Methane | ON | Dispatch-Import | FuelCost | 0 | [6 empty] | 0.8548 | 0
LCP_Inputs_ON_Diverse_Howarth_2023_05_05 | 2024 | CH4 Import - NY 2020 | Import | Methane | ON | Dispatch-Import | VOM | 0 | [6 empty] | 0.8548 | 0
LCP_Inputs_ON_Diverse_Howarth_2023_05_05 | 2024 | CH4 Import - NY 2020 | Import | Methane | PJ | Dispatch-Import | EmissionsCost | 0 | [6 empty] | 0.8548 | 0
LCP_Inputs_ON_Diverse_Howarth_2023_05_05 | 2024 | CH4 Import - NY 2020 | Import | Methane | PJ | Dispatch-Import | FuelCost | 0 | [6 empty] | 0.8548 | 0
LCP_Inputs_ON_Diverse_Howarth_2023_05_05 | 2024 | CH4 Import - NY 2020 | Import | Methane | PJ | Dispatch-Import | VOM | 0 | [6 empty] | 0.8548 | 0
LCP_Inputs_ON_Diverse_Howarth_2023_05_05 | 2024 | CH4 Import - NY 2020 | Import | Methane | QC | Dispatch-Import | EmissionsCost | 0 | [6 empty] | 0.8548 | 0
LCP_Inputs_ON_Diverse_Howarth_2023_05_05 | 2024 | CH4 Import - NY 2020 | Import | Methane | QC | Dispatch-Import | FuelCost | 0 | [6 empty] | 0.8548 | 0
LCP_Inputs_ON_Diverse_Howarth_2023_05_05 | 2024 | CH4 Import - NY 2020 | Import | Methane | QC | Dispatch-Import | VOM | 0 | [6 empty] | 0.8548 | 0
LCP_Inputs_ON_Diverse_Howarth_2023_05_05 | 2024 | CH4 Import - NY 2020 | Import | Methane | WC | Dispatch-Import | EmissionsCost | 0 | [6 empty] | 0.8548 | 0
LCP_Inputs_ON_Diverse_Howarth_2023_05_05 | 2024 | CH4 Import - NY 2020 | Import | Methane | WC | Dispatch-Import | FuelCost | 0 | [6 empty] | 0.8548 | 0
LCP_Inputs_ON_Diverse_Howarth_2023_05_05 | 2024 | CH4 Import - NY 2020 | Import | Methane | WC | Dispatch-Import | VOM | 0 | [6 empty] | 0.8548 | 0
LCP_Inputs_ON_Diverse_Howarth_2023_05_05 | 2024 | CH4 Import - NY 2030 | Import | Methane | MI | Dispatch-Import | EmissionsCost | 0 | [6 empty] | 0.8548 | 0
LCP_Inputs_ON_Diverse_Howarth_2023_05_05 | 2024 | CH4 Import - NY 2030 | Import | Methane | MI | Dispatch-Import | FuelCost | 0 | [6 empty] | 0.8548 | 0
LCP_Inputs_ON_Diverse_Howarth_2023_05_05 | 2024 | CH4 Import - NY 2030 | Import | Methane | MI | Dispatch-Import | VOM | 0 | [6 empty] | 0.8548 | 0
LCP_Inputs_ON_Diverse_Howarth_2023_05_05 | 2024 | CH4 Import - NY 2030 | Import | Methane | NY | Dispatch-Import | EmissionsCost | 0 | [6 empty] | 0.8548 | 0
LCP_Inputs_ON_Diverse_Howarth_2023_05_05 | 2024 | CH4 Import - NY 2030 | Import | Methane | NY | Dispatch-Import | FuelCost | 0 | [6 empty] | 0.8548 | 0
LCP_Inputs_ON_Diverse_Howarth_2023_05_05 | 2024 | CH4 Import - NY 2030 | Import | Methane | NY | Dispatch-Import | VOM | 0 | [6 empty] | 0.8548 | 0
LCP_Inputs_ON_Diverse_Howarth_2023_05_05 | 2024 | CH4 Import - NY 2030 | Import | Methane | ON | Dispatch-Import | EmissionsCost | 0 | [6 empty] | 0.8548 | 0
LCP_Inputs_ON_Diverse_Howarth_2023_05_05 | 2024 | CH4 Import - NY 2030 | Import | Methane | ON | Dispatch-Import | FuelCost | 0 | [6 empty] | 0.8548 | 0
LCP_Inputs_ON_Diverse_Howarth_2023_05_05 | 2024 | CH4 Import - NY 2030 | Import | Methane | ON | Dispatch-Import | VOM | 0 | [6 empty] | 0.8548 | 0
LCP_Inputs_ON_Diverse_Howarth_2023_05_05 | 2024 | CH4 Import - NY 2030 | Import | Methane | PJ | Dispatch-Import | EmissionsCost | 0 | [6 empty] | 0.8548 | 0
LCP_Inputs_ON_Diverse_Howarth_2023_05_05 | 2024 | CH4 Import - NY 2030 | Import | Methane | PJ | Dispatch-Import | FuelCost | 0 | [6 empty] | 0.8548 | 0
LCP_Inputs_ON_Diverse_Howarth_2023_05_05 | 2024 | CH4 Import - NY 2030 | Import | Methane | PJ | Dispatch-Import | VOM | 0 | [6 empty] | 0.8548 | 0
LCP_Inputs_ON_Diverse_Howarth_2023_05_05 | 2024 | CH4 Import - NY 2030 | Import | Methane | QC | Dispatch-Import | EmissionsCost | 0 | [6 empty] | 0.8548 | 0
LCP_Inputs_ON_Diverse_Howarth_2023_05_05 | 2024 | CH4 Import - NY 2030 | Import | Methane | QC | Dispatch-Import | FuelCost | 0 | [6 empty] | 0.8548 | 0
LCP_Inputs_ON_Diverse_Howarth_2023_05_05 | 2024 | CH4 Import - NY 2030 | Import | Methane | QC | Dispatch-Import | VOM | 0 | [6 empty] | 0.8548 | 0
LCP_Inputs_ON_Diverse_Howarth_2023_05_05 | 2024 | CH4 Import - NY 2030 | Import | Methane | WC | Dispatch-Import | EmissionsCost | 0 | [6 empty] | 0.8548 | 0
LCP_Inputs_ON_Diverse_Howarth_2023_05_05 | 2024 | CH4 Import - NY 2030 | Import | Methane | WC | Dispatch-Import | FuelCost | 0 | [6 empty] | 0.8548 | 0
LCP_Inputs_ON_Diverse_Howarth_2023_05_05 | 2024 | CH4 Import - NY 2030 | Import | Methane | WC | Dispatch-Import | VOM | 0 | [6 empty] | 0.8548 | 0
LCP_Inputs_ON_Diverse_Howarth_2023_05_05 | 2024 | CH4 Import - NY 2040 | Import | Methane | MI | Dispatch-Import | EmissionsCost | 0 | [6 empty] | 0.8548 | 0
LCP_Inputs_ON_Diverse_Howarth_2023_05_05 | 2024 | CH4 Import - NY 2040 | Import | Methane | MI | Dispatch-Import | FuelCost | 0 | [6 empty] | 0.8548 | 0
LCP_Inputs_ON_Diverse_Howarth_2023_05_05 | 2024 | CH4 Import - NY 2040 | Import | Methane | MI | Dispatch-Import | VOM | 0 | [6 empty] | 0.8548 | 0
LCP_Inputs_ON_Diverse_Howarth_2023_05_05 | 2024 | CH4 Import - NY 2040 | Import | Methane | NY | Dispatch-Import | EmissionsCost | 0 | [6 empty] | 0.8548 | 0
LCP_Inputs_ON_Diverse_Howarth_2023_05_05 | 2024 | CH4 Import - NY 2040 | Import | Methane | NY | Dispatch-Import | FuelCost | 0 | [6 empty] | 0.8548 | 0
LCP_Inputs_ON_Diverse_Howarth_2023_05_05 | 2024 | CH4 Import - NY 2040 | Import | Methane | NY | Dispatch-Import | VOM | 0 | [6 empty] | 0.8548 | 0
LCP_Inputs_ON_Diverse_Howarth_2023_05_05 | 2024 | CH4 Import - NY 2040 | Import | Methane | ON | Dispatch-Import | EmissionsCost | 0 | [6 empty] | 0.8548 | 0
LCP_Inputs_ON_Diverse_Howarth_2023_05_05 | 2024 | CH4 Import - NY 2040 | Import | Methane | ON | Dispatch-Import | FuelCost | 0 | [6 empty] | 0.8548 | 0
LCP_Inputs_ON_Diverse_Howarth_2023_05_05 | 2024 | CH4 Import - NY 2040 | Import | Methane | ON | Dispatch-Import | VOM | 0 | [6 empty] | 0.8548 | 0
LCP_Inputs_ON_Diverse_Howarth_2023_05_05 | 2024 | CH4 Import - NY 2040 | Import | Methane | PJ | Dispatch-Import | EmissionsCost | 0 | [6 empty] | 0.8548 | 0
LCP_Inputs_ON_Diverse_Howarth_2023_05_05 | 2024 | CH4 Import - NY 2040 | Import | Methane | PJ | Dispatch-Import | FuelCost | 0 | [6 empty] | 0.8548 | 0
LCP_Inputs_ON_Diverse_Howarth_2023_05_05 | 2024 | CH4 Import - NY 2040 | Import | Methane | PJ | Dispatch-Import | VOM | 0 | [6 empty] | 0.8548 | 0
LCP_Inputs_ON_Diverse_Howarth_2023_05_05 | 2024 | CH4 Import - NY 2040 | Import | Methane | QC | Dispatch-Import | EmissionsCost | 0 | [6 empty] | 0.8548 | 0
LCP_Inputs_ON_Diverse_Howarth_2023_05_05 | 2024 | CH4 Import - NY 2040 | Import | Methane | QC | Dispatch-Import | FuelCost | 0 | [6 empty] | 0.8548 | 0
LCP_Inputs_ON_Diverse_Howarth_2023_05_05 | 2024 | CH4 Import - NY 2040 | Import | Methane | QC | Dispatch-Import | VOM | 0 | [6 empty] | 0.8548 | 0
LCP_Inputs_ON_Diverse_Howarth_2023_05_05 | 2024 | CH4 Import - NY 2040 | Import | Methane | WC | Dispatch-Import | EmissionsCost | 0 | [6 empty] | 0.8548 | 0
LCP_Inputs_ON_Diverse_Howarth_2023_05_05 | 2024 | CH4 Import - NY 2040 | Import | Methane | WC | Dispatch-Import | FuelCost | 0 | [6 empty] | 0.8548 | 0
LCP_Inputs_ON_Diverse_Howarth_2023_05_05 | 2024 | CH4 Import - NY 2040 | Import | Methane | WC | Dispatch-Import | VOM | 0 | [6 empty] | 0.8548 | 0
LCP_Inputs_ON_Diverse_Howarth_2023_05_05 | 2024 | CH4 Import - NY 2050 | Import | Methane | MI | Dispatch-Import | EmissionsCost | 0 | [6 empty] | 0.8548 | 0
LCP_Inputs_ON_Diverse_Howarth_2023_05_05 | 2024 | CH4 Import - NY 2050 | Import | Methane | MI | Dispatch-Import | FuelCost | 0 | [6 empty] | 0.8548 | 0
LCP_Inputs_ON_Diverse_Howarth_2023_05_05 | 2024 | CH4 Import - NY 2050 | Import | Methane | MI | Dispatch-Import | VOM | 0 | [6 empty] | 0.8548 | 0
LCP_Inputs_ON_Diverse_Howarth_2023_05_05 | 2024 | CH4 Import - NY 2050 | Import | Methane | NY | Dispatch-Import | EmissionsCost | 0 | [6 empty] | 0.8548 | 0
LCP_Inputs_ON_Diverse_Howarth_2023_05_05 | 2024 | CH4 Import - NY 2050 | Import | Methane | NY | Dispatch-Import | FuelCost | 0 | [6 empty] | 0.8548 | 0
LCP_Inputs_ON_Diverse_Howarth_2023_05_05 | 2024 | CH4 Import - NY 2050 | Import | Methane | NY | Dispatch-Import | VOM | 0 | [6 empty] | 0.8548 | 0
LCP_Inputs_ON_Diverse_Howarth_2023_05_05 | 2024 | CH4 Import - NY 2050 | Import | Methane | ON | Dispatch-Import | EmissionsCost | 0 | [6 empty] | 0.8548 | 0
LCP_Inputs_ON_Diverse_Howarth_2023_05_05 | 2024 | CH4 Import - NY 2050 | Import | Methane | ON | Dispatch-Import | FuelCost | 0 | [6 empty] | 0.8548 | 0
LCP_Inputs_ON_Diverse_Howarth_2023_05_05 | 2024 | CH4 Import - NY 2050 | Import | Methane | ON | Dispatch-Import | VOM | 0 | [6 empty] | 0.8548 | 0
LCP_Inputs_ON_Diverse_Howarth_2023_05_05 | 2024 | CH4 Import - NY 2050 | Import | Methane | PJ | Dispatch-Import | EmissionsCost | 0 | [6 empty] | 0.8548 | 0
LCP_Inputs_ON_Diverse_Howarth_2023_05_05 | 2024 | CH4 Import - NY 2050 | Import | Methane | PJ | Dispatch-Import | FuelCost | 0 | [6 empty] | 0.8548 | 0
LCP_Inputs_ON_Diverse_Howarth_2023_05_05 | 2024 | CH4 Import - NY 2050 | Import | Methane | PJ | Dispatch-Import | VOM | 0 | [6 empty] | 0.8548 | 0
LCP_Inputs_ON_Diverse_Howarth_2023_05_05 | 2024 | CH4 Import - NY 2050 | Import | Methane | QC | Dispatch-Import | EmissionsCost | 0 | [6 empty] | 0.8548 | 0
LCP_Inputs_ON_Diverse_Howarth_2023_05_05 | 2024 | CH4 Import - NY 2050 | Import | Methane | QC | Dispatch-Import | FuelCost | 0 | [6 empty] | 0.8548 | 0
LCP_Inputs_ON_Diverse_Howarth_2023_05_05 | 2024 | CH4 Import - NY 2050 | Import | Methane | QC | Dispatch-Import | VOM | 0 | [6 empty] | 0.8548 | 0
LCP_Inputs_ON_Diverse_Howarth_2023_05_05 | 2024 | CH4 Import - NY 2050 | Import | Methane | WC | Dispatch-Import | EmissionsCost | 0 | [6 empty] | 0.8548 | 0
LCP_Inputs_ON_Diverse_Howarth_2023_05_05 | 2024 | CH4 Import - NY 2050 | Import | Methane | WC | Dispatch-Import | FuelCost | 0 | [6 empty] | 0.8548 | 0
LCP_Inputs_ON_Diverse_Howarth_2023_05_05 | 2024 | CH4 Import - NY 2050 | Import | Methane | WC | Dispatch-Import | VOM | 0 | [6 empty] | 0.8548 | 0
LCP_Inputs_ON_Diverse_Howarth_2023_05_05 | 2024 | CH4 Import - WC 2020 | Import | Methane | MI | Dispatch-Import | EmissionsCost | 0 | [6 empty] | 0.8548 | 0
LCP_Inputs_ON_Diverse_Howarth_2023_05_05 | 2024 | CH4 Import - WC 2020 | Import | Methane | MI | Dispatch-Import | FuelCost | 0 | [6 empty] | 0.8548 | 0
LCP_Inputs_ON_Diverse_Howarth_2023_05_05 | 2024 | CH4 Import - WC 2020 | Import | Methane | MI | Dispatch-Import | VOM | 0 | [6 empty] | 0.8548 | 0
LCP_Inputs_ON_Diverse_Howarth_2023_05_05 | 2024 | CH4 Import - WC 2020 | Import | Methane | NY | Dispatch-Import | EmissionsCost | 0 | [6 empty] | 0.8548 | 0
LCP_Inputs_ON_Diverse_Howarth_2023_05_05 | 2024 | CH4 Import - WC 2020 | Import | Methane | NY | Dispatch-Import | FuelCost | 0 | [6 empty] | 0.8548 | 0
LCP_Inputs_ON_Diverse_Howarth_2023_05_05 | 2024 | CH4 Import - WC 2020 | Import | Methane | NY | Dispatch-Import | VOM | 0 | [6 empty] | 0.8548 | 0
LCP_Inputs_ON_Diverse_Howarth_2023_05_05 | 2024 | CH4 Import - WC 2020 | Import | Methane | ON | Dispatch-Import | EmissionsCost | 0 | [6 empty] | 0.8548 | 0
LCP_Inputs_ON_Diverse_Howarth_2023_05_05 | 2024 | CH4 Import - WC 2020 | Import | Methane | ON | Dispatch-Import | FuelCost | 0 | [6 empty] | 0.8548 | 0
LCP_Inputs_ON_Diverse_Howarth_2023_05_05 | 2024 | CH4 Import - WC 2020 | Import | Methane | ON | Dispatch-Import | VOM | 0 | [6 empty] | 0.8548 | 0
LCP_Inputs_ON_Diverse_Howarth_2023_05_05 | 2024 | CH4 Import - WC 2020 | Import | Methane | PJ | Dispatch-Import | EmissionsCost | 0 | [6 empty] | 0.8548 | 0
LCP_Inputs_ON_Diverse_Howarth_2023_05_05 | 2024 | CH4 Import - WC 2020 | Import | Methane | PJ | Dispatch-Import | FuelCost | 0 | [6 empty] | 0.8548 | 0
LCP_Inputs_ON_Diverse_Howarth_2023_05_05 | 2024 | CH4 Import - WC 2020 | Import | Methane | PJ | Dispatch-Import | VOM | 0 | [6 empty] | 0.8548 | 0
LCP_Inputs_ON_Diverse_Howarth_2023_05_05 | 2024 | CH4 Import - WC 2020 | Import | Methane | QC | Dispatch-Import | EmissionsCost | 0 | [6 empty] | 0.8548 | 0
LCP_Inputs_ON_Diverse_Howarth_2023_05_05 | 2024 | CH4 Import - WC 2020 | Import | Methane | QC | Dispatch-Import | FuelCost | 0 | [6 empty] | 0.8548 | 0
LCP_Inputs_ON_Diverse_Howarth_2023_05_05 | 2024 | CH4 Import - WC 2020 | Import | Methane | QC | Dispatch-Import | VOM | 0 | [6 empty] | 0.8548 | 0
LCP_Inputs_ON_Diverse_Howarth_2023_05_05 | 2024 | CH4 Import - WC 2020 | Import | Methane | WC | Dispatch-Import | EmissionsCost | 1306945425.5377 | [6 empty] | 0.8548 | 1117182427.1968
LCP_Inputs_ON_Diverse_Howarth_2023_05_05 | 2024 | CH4 Import - WC 2020 | Import | Methane | WC | Dispatch-Import | FuelCost | 1887630786.0789 | [6 empty] | 0.8548 | 1613554707.057
LCP_Inputs_ON_Diverse_Howarth_2023_05_05 | 2024 | CH4 Import - WC 2020 | Import | Methane | WC | Dispatch-Import | VOM | 0 | [6 empty] | 0.8548 | 0
LCP_Inputs_ON_Diverse_Howarth_2023_05_05 | 2024 | CH4 Import - WC 2030 | Import | Methane | MI | Dispatch-Import | EmissionsCost | 0 | [6 empty] | 0.8548 | 0
LCP_Inputs_ON_Diverse_Howarth_2023_05_05 | 2024 | CH4 Import - WC 2030 | Import | Methane | MI | Dispatch-Import | FuelCost | 0 | [6 empty] | 0.8548 | 0
LCP_Inputs_ON_Diverse_Howarth_2023_05_05 | 2024 | CH4 Import - WC 2030 | Import | Methane | MI | Dispatch-Import | VOM | 0 | [6 empty] | 0.8548 | 0
LCP_Inputs_ON_Diverse_Howarth_2023_05_05 | 2024 | CH4 Import - WC 2030 | Import | Methane | NY | Dispatch-Import | EmissionsCost | 0 | [6 empty] | 0.8548 | 0
LCP_Inputs_ON_Diverse_Howarth_2023_05_05 | 2024 | CH4 Import - WC 2030 | Import | Methane | NY | Dispatch-Import | FuelCost | 0 | [6 empty] | 0.8548 | 0
LCP_Inputs_ON_Diverse_Howarth_2023_05_05 | 2024 | CH4 Import - WC 2030 | Import | Methane | NY | Dispatch-Import | VOM | 0 | [6 empty] | 0.8548 | 0
LCP_Inputs_ON_Diverse_Howarth_2023_05_05 | 2024 | CH4 Import - WC 2030 | Import | Methane | ON | Dispatch-Import | EmissionsCost | 0 | [6 empty] | 0.8548 | 0
LCP_Inputs_ON_Diverse_Howarth_2023_05_05 | 2024 | CH4 Import - WC 2030 | Import | Methane | ON | Dispatch-Import | FuelCost | 0 | [6 empty] | 0.8548 | 0
LCP_Inputs_ON_Diverse_Howarth_2023_05_05 | 2024 | CH4 Import - WC 2030 | Import | Methane | ON | Dispatch-Import | VOM | 0 | [6 empty] | 0.8548 | 0
LCP_Inputs_ON_Diverse_Howarth_2023_05_05 | 2024 | CH4 Import - WC 2030 | Import | Methane | PJ | Dispatch-Import | EmissionsCost | 0 | [6 empty] | 0.8548 | 0
LCP_Inputs_ON_Diverse_Howarth_2023_05_05 | 2024 | CH4 Import - WC 2030 | Import | Methane | PJ | Dispatch-Import | FuelCost | 0 | [6 empty] | 0.8548 | 0
LCP_Inputs_ON_Diverse_Howarth_2023_05_05 | 2024 | CH4 Import - WC 2030 | Import | Methane | PJ | Dispatch-Import | VOM | 0 | [6 empty] | 0.8548 | 0
LCP_Inputs_ON_Diverse_Howarth_2023_05_05 | 2024 | CH4 Import - WC 2030 | Import | Methane | QC | Dispatch-Import | EmissionsCost | 0 | [6 empty] | 0.8548 | 0
LCP_Inputs_ON_Diverse_Howarth_2023_05_05 | 2024 | CH4 Import - WC 2030 | Import | Methane | QC | Dispatch-Import | FuelCost | 0 | [6 empty] | 0.8548 | 0
LCP_Inputs_ON_Diverse_Howarth_2023_05_05 | 2024 | CH4 Import - WC 2030 | Import | Methane | QC | Dispatch-Import | VOM | 0 | [6 empty] | 0.8548 | 0
LCP_Inputs_ON_Diverse_Howarth_2023_05_05 | 2024 | CH4 Import - WC 2030 | Import | Methane | WC | Dispatch-Import | EmissionsCost | 0 | [6 empty] | 0.8548 | 0
LCP_Inputs_ON_Diverse_Howarth_2023_05_05 | 2024 | CH4 Import - WC 2030 | Import | Methane | WC | Dispatch-Import | FuelCost | 0 | [6 empty] | 0.8548 | 0
LCP_Inputs_ON_Diverse_Howarth_2023_05_05 | 2024 | CH4 Import - WC 2030 | Import | Methane | WC | Dispatch-Import | VOM | 0 | [6 empty] | 0.8548 | 0
LCP_Inputs_ON_Diverse_Howarth_2023_05_05 | 2024 | CH4 Import - WC 2040 | Import | Methane | MI | Dispatch-Import | EmissionsCost | 0 | [6 empty] | 0.8548 | 0
LCP_Inputs_ON_Diverse_Howarth_2023_05_05 | 2024 | CH4 Import - WC 2040 | Import | Methane | MI | Dispatch-Import | FuelCost | 0 | [6 empty] | 0.8548 | 0
LCP_Inputs_ON_Diverse_Howarth_2023_05_05 | 2024 | CH4 Import - WC 2040 | Import | Methane | MI | Dispatch-Import | VOM | 0 | [6 empty] | 0.8548 | 0
LCP_Inputs_ON_Diverse_Howarth_2023_05_05 | 2024 | CH4 Import - WC 2040 | Import | Methane | NY | Dispatch-Import | EmissionsCost | 0 | [6 empty] | 0.8548 | 0
LCP_Inputs_ON_Diverse_Howarth_2023_05_05 | 2024 | CH4 Import - WC 2040 | Import | Methane | NY | Dispatch-Import | FuelCost | 0 | [6 empty] | 0.8548 | 0
LCP_Inputs_ON_Diverse_Howarth_2023_05_05 | 2024 | CH4 Import - WC 2040 | Import | Methane | NY | Dispatch-Import | VOM | 0 | [6 empty] | 0.8548 | 0
LCP_Inputs_ON_Diverse_Howarth_2023_05_05 | 2024 | CH4 Import - WC 2040 | Import | Methane | ON | Dispatch-Import | EmissionsCost | 0 | [6 empty] | 0.8548 | 0
LCP_Inputs_ON_Diverse_Howarth_2023_05_05 | 2024 | CH4 Import - WC 2040 | Import | Methane | ON | Dispatch-Import | FuelCost | 0 | [6 empty] | 0.8548 | 0
LCP_Inputs_ON_Diverse_Howarth_2023_05_05 | 2024 | CH4 Import - WC 2040 | Import | Methane | ON | Dispatch-Import | VOM | 0 | [6 empty] | 0.8548 | 0
LCP_Inputs_ON_Diverse_Howarth_2023_05_05 | 2024 | CH4 Import - WC 2040 | Import | Methane | PJ | Dispatch-Import | EmissionsCost | 0 | [6 empty] | 0.8548 | 0
LCP_Inputs_ON_Diverse_Howarth_2023_05_05 | 2024 | CH4 Import - WC 2040 | Import | Methane | PJ | Dispatch-Import | FuelCost | 0 | [6 empty] | 0.8548 | 0
LCP_Inputs_ON_Diverse_Howarth_2023_05_05 | 2024 | CH4 Import - WC 2040 | Import | Methane | PJ | Dispatch-Import | VOM | 0 | [6 empty] | 0.8548 | 0
LCP_Inputs_ON_Diverse_Howarth_2023_05_05 | 2024 | CH4 Import - WC 2040 | Import | Methane | QC | Dispatch-Import | EmissionsCost | 0 | [6 empty] | 0.8548 | 0
LCP_Inputs_ON_Diverse_Howarth_2023_05_05 | 2024 | CH4 Import - WC 2040 | Import | Methane | QC | Dispatch-Import | FuelCost | 0 | [6 empty] | 0.8548 | 0
LCP_Inputs_ON_Diverse_Howarth_2023_05_05 | 2024 | CH4 Import - WC 2040 | Import | Methane | QC | Dispatch-Import | VOM | 0 | [6 empty] | 0.8548 | 0
LCP_Inputs_ON_Diverse_Howarth_2023_05_05 | 2024 | CH4 Import - WC 2040 | Import | Methane | WC | Dispatch-Import | EmissionsCost | 0 | [6 empty] | 0.8548 | 0
LCP_Inputs_ON_Diverse_Howarth_2023_05_05 | 2024 | CH4 Import - WC 2040 | Import | Methane | WC | Dispatch-Import | FuelCost | 0 | [6 empty] | 0.8548 | 0
LCP_Inputs_ON_Diverse_Howarth_2023_05_05 | 2024 | CH4 Import - WC 2040 | Import | Methane | WC | Dispatch-Import | VOM | 0 | [6 empty] | 0.8548 | 0
LCP_Inputs_ON_Diverse_Howarth_2023_05_05 | 2024 | CH4 Import - WC 2050 | Import | Methane | MI | Dispatch-Import | EmissionsCost | 0 | [6 empty] | 0.8548 | 0
LCP_Inputs_ON_Diverse_Howarth_2023_05_05 | 2024 | CH4 Import - WC 2050 | Import | Methane | MI | Dispatch-Import | FuelCost | 0 | [6 empty] | 0.8548 | 0
LCP_Inputs_ON_Diverse_Howarth_2023_05_05 | 2024 | CH4 Import - WC 2050 | Import | Methane | MI | Dispatch-Import | VOM | 0 | [6 empty] | 0.8548 | 0
LCP_Inputs_ON_Diverse_Howarth_2023_05_05 | 2024 | CH4 Import - WC 2050 | Import | Methane | NY | Dispatch-Import | EmissionsCost | 0 | [6 empty] | 0.8548 | 0
LCP_Inputs_ON_Diverse_Howarth_2023_05_05 | 2024 | CH4 Import - WC 2050 | Import | Methane | NY | Dispatch-Import | FuelCost | 0 | [6 empty] | 0.8548 | 0
LCP_Inputs_ON_Diverse_Howarth_2023_05_05 | 2024 | CH4 Import - WC 2050 | Import | Methane | NY | Dispatch-Import | VOM | 0 | [6 empty] | 0.8548 | 0
LCP_Inputs_ON_Diverse_Howarth_2023_05_05 | 2024 | CH4 Import - WC 2050 | Import | Methane | ON | Dispatch-Import | EmissionsCost | 0 | [6 empty] | 0.8548 | 0
LCP_Inputs_ON_Diverse_Howarth_2023_05_05 | 2024 | CH4 Import - WC 2050 | Import | Methane | ON | Dispatch-Import | FuelCost | 0 | [6 empty] | 0.8548 | 0
LCP_Inputs_ON_Diverse_Howarth_2023_05_05 | 2024 | CH4 Import - WC 2050 | Import | Methane | ON | Dispatch-Import | VOM | 0 | [6 empty] | 0.8548 | 0
LCP_Inputs_ON_Diverse_Howarth_2023_05_05 | 2024 | CH4 Import - WC 2050 | Import | Methane | PJ | Dispatch-Import | EmissionsCost | 0 | [6 empty] | 0.8548 | 0
LCP_Inputs_ON_Diverse_Howarth_2023_05_05 | 2024 | CH4 Import - WC 2050 | Import | Methane | PJ | Dispatch-Import | FuelCost | 0 | [6 empty] | 0.8548 | 0
LCP_Inputs_ON_Diverse_Howarth_2023_05_05 | 2024 | CH4 Import - WC 2050 | Import | Methane | PJ | Dispatch-Import | VOM | 0 | [6 empty] | 0.8548 | 0
LCP_Inputs_ON_Diverse_Howarth_2023_05_05 | 2024 | CH4 Import - WC 2050 | Import | Methane | QC | Dispatch-Import | EmissionsCost | 0 | [6 empty] | 0.8548 | 0
LCP_Inputs_ON_Diverse_Howarth_2023_05_05 | 2024 | CH4 Import - WC 2050 | Import | Methane | QC | Dispatch-Import | FuelCost | 0 | [6 empty] | 0.8548 | 0
LCP_Inputs_ON_Diverse_Howarth_2023_05_05 | 2024 | CH4 Import - WC 2050 | Import | Methane | QC | Dispatch-Import | VOM | 0 | [6 empty] | 0.8548 | 0
LCP_Inputs_ON_Diverse_Howarth_2023_05_05 | 2024 | CH4 Import - WC 2050 | Import | Methane | WC | Dispatch-Import | EmissionsCost | 0 | [6 empty] | 0.8548 | 0
LCP_Inputs_ON_Diverse_Howarth_2023_05_05 | 2024 | CH4 Import - WC 2050 | Import | Methane | WC | Dispatch-Import | FuelCost | 0 | [6 empty] | 0.8548 | 0
LCP_Inputs_ON_Diverse_Howarth_2023_05_05 | 2024 | CH4 Import - WC 2050 | Import | Methane | WC | Dispatch-Import | VOM | 0 | [6 empty] | 0.8548 | 0
LCP_Inputs_ON_Diverse_Howarth_2023_05_05 | 2024 | CH4 Salt Cavern Storage - ON | Storage | Methane | MI | Dispatch-Storage | EmissionsCost | 0 | [6 empty] | 0.8548 | 0
LCP_Inputs_ON_Diverse_Howarth_2023_05_05 | 2024 | CH4 Salt Cavern Storage - ON | Storage | Methane | MI | Dispatch-Storage | FuelCost | 0 | [6 empty] | 0.8548 | 0
LCP_Inputs_ON_Diverse_Howarth_2023_05_05 | 2024 | CH4 Salt Cavern Storage - ON | Storage | Methane | MI | Dispatch-Storage | VOM | 0 | [6 empty] | 0.8548 | 0
LCP_Inputs_ON_Diverse_Howarth_2023_05_05 | 2024 | CH4 Salt Cavern Storage - ON | Storage | Methane | NY | Dispatch-Storage | EmissionsCost | 0 | [6 empty] | 0.8548 | 0
LCP_Inputs_ON_Diverse_Howarth_2023_05_05 | 2024 | CH4 Salt Cavern Storage - ON | Storage | Methane | NY | Dispatch-Storage | FuelCost | 0 | [6 empty] | 0.8548 | 0
LCP_Inputs_ON_Diverse_Howarth_2023_05_05 | 2024 | CH4 Salt Cavern Storage - ON | Storage | Methane | NY | Dispatch-Storage | VOM | 0 | [6 empty] | 0.8548 | 0
LCP_Inputs_ON_Diverse_Howarth_2023_05_05 | 2024 | CH4 Salt Cavern Storage - ON | Storage | Methane | ON | Dispatch-Storage | EmissionsCost | 0 | [6 empty] | 0.8548 | 0
LCP_Inputs_ON_Diverse_Howarth_2023_05_05 | 2024 | CH4 Salt Cavern Storage - ON | Storage | Methane | ON | Dispatch-Storage | FuelCost | 0 | [6 empty] | 0.8548 | 0
LCP_Inputs_ON_Diverse_Howarth_2023_05_05 | 2024 | CH4 Salt Cavern Storage - ON | Storage | Methane | ON | Dispatch-Storage | VOM | 691417.795 | [6 empty] | 0.8548 | 591026.8289
LCP_Inputs_ON_Diverse_Howarth_2023_05_05 | 2024 | CH4 Salt Cavern Storage - ON | Storage | Methane | PJ | Dispatch-Storage | EmissionsCost | 0 | [6 empty] | 0.8548 | 0
LCP_Inputs_ON_Diverse_Howarth_2023_05_05 | 2024 | CH4 Salt Cavern Storage - ON | Storage | Methane | PJ | Dispatch-Storage | FuelCost | 0 | [6 empty] | 0.8548 | 0
LCP_Inputs_ON_Diverse_Howarth_2023_05_05 | 2024 | CH4 Salt Cavern Storage - ON | Storage | Methane | PJ | Dispatch-Storage | VOM | 0 | [6 empty] | 0.8548 | 0
LCP_Inputs_ON_Diverse_Howarth_2023_05_05 | 2024 | CH4 Salt Cavern Storage - ON | Storage | Methane | QC | Dispatch-Storage | EmissionsCost | 0 | [6 empty] | 0.8548 | 0
LCP_Inputs_ON_Diverse_Howarth_2023_05_05 | 2024 | CH4 Salt Cavern Storage - ON | Storage | Methane | QC | Dispatch-Storage | FuelCost | 0 | [6 empty] | 0.8548 | 0
LCP_Inputs_ON_Diverse_Howarth_2023_05_05 | 2024 | CH4 Salt Cavern Storage - ON | Storage | Methane | QC | Dispatch-Storage | VOM | 0 | [6 empty] | 0.8548 | 0
LCP_Inputs_ON_Diverse_Howarth_2023_05_05 | 2024 | CH4 Salt Cavern Storage - ON | Storage | Methane | WC | Dispatch-Storage | EmissionsCost | 0 | [6 empty] | 0.8548 | 0
LCP_Inputs_ON_Diverse_Howarth_2023_05_05 | 2024 | CH4 Salt Cavern Storage - ON | Storage | Methane | WC | Dispatch-Storage | FuelCost | 0 | [6 empty] | 0.8548 | 0
LCP_Inputs_ON_Diverse_Howarth_2023_05_05 | 2024 | CH4 Salt Cavern Storage - ON | Storage | Methane | WC | Dispatch-Storage | VOM | 0 | [6 empty] | 0.8548 | 0
LCP_Inputs_ON_Diverse_Howarth_2023_05_05 | 2024 | Electrolyser 2020/2030 | Crossload | Hydrogen | MI | Dispatch-Crossload | EmissionsCost | 0 | [6 empty] | 0.8548 | 0
LCP_Inputs_ON_Diverse_Howarth_2023_05_05 | 2024 | Electrolyser 2020/2030 | Crossload | Hydrogen | MI | Dispatch-Crossload | FuelCost | 0 | [6 empty] | 0.8548 | 0
LCP_Inputs_ON_Diverse_Howarth_2023_05_05 | 2024 | Electrolyser 2020/2030 | Crossload | Hydrogen | MI | Dispatch-Crossload | VOM | 0 | [6 empty] | 0.8548 | 0
LCP_Inputs_ON_Diverse_Howarth_2023_05_05 | 2024 | Electrolyser 2020/2030 | Crossload | Hydrogen | NY | Dispatch-Crossload | EmissionsCost | 0 | [6 empty] | 0.8548 | 0
LCP_Inputs_ON_Diverse_Howarth_2023_05_05 | 2024 | Electrolyser 2020/2030 | Crossload | Hydrogen | NY | Dispatch-Crossload | FuelCost | 0 | [6 empty] | 0.8548 | 0
LCP_Inputs_ON_Diverse_Howarth_2023_05_05 | 2024 | Electrolyser 2020/2030 | Crossload | Hydrogen | NY | Dispatch-Crossload | VOM | 0 | [6 empty] | 0.8548 | 0
LCP_Inputs_ON_Diverse_Howarth_2023_05_05 | 2024 | Electrolyser 2020/2030 | Crossload | Hydrogen | ON | Dispatch-Crossload | EmissionsCost | 0 | [6 empty] | 0.8548 | 0
LCP_Inputs_ON_Diverse_Howarth_2023_05_05 | 2024 | Electrolyser 2020/2030 | Crossload | Hydrogen | ON | Dispatch-Crossload | FuelCost | 0 | [6 empty] | 0.8548 | 0
LCP_Inputs_ON_Diverse_Howarth_2023_05_05 | 2024 | Electrolyser 2020/2030 | Crossload | Hydrogen | ON | Dispatch-Crossload | VOM | 0 | [6 empty] | 0.8548 | 0
LCP_Inputs_ON_Diverse_Howarth_2023_05_05 | 2024 | Electrolyser 2020/2030 | Crossload | Hydrogen | PJ | Dispatch-Crossload | EmissionsCost | 0 | [6 empty] | 0.8548 | 0
LCP_Inputs_ON_Diverse_Howarth_2023_05_05 | 2024 | Electrolyser 2020/2030 | Crossload | Hydrogen | PJ | Dispatch-Crossload | FuelCost | 0 | [6 empty] | 0.8548 | 0
LCP_Inputs_ON_Diverse_Howarth_2023_05_05 | 2024 | Electrolyser 2020/2030 | Crossload | Hydrogen | PJ | Dispatch-Crossload | VOM | 0 | [6 empty] | 0.8548 | 0
LCP_Inputs_ON_Diverse_Howarth_2023_05_05 | 2024 | Electrolyser 2020/2030 | Crossload | Hydrogen | QC | Dispatch-Crossload | EmissionsCost | 0 | [6 empty] | 0.8548 | 0
LCP_Inputs_ON_Diverse_Howarth_2023_05_05 | 2024 | Electrolyser 2020/2030 | Crossload | Hydrogen | QC | Dispatch-Crossload | FuelCost | 0 | [6 empty] | 0.8548 | 0
LCP_Inputs_ON_Diverse_Howarth_2023_05_05 | 2024 | Electrolyser 2020/2030 | Crossload | Hydrogen | QC | Dispatch-Crossload | VOM | 0 | [6 empty] | 0.8548 | 0
LCP_Inputs_ON_Diverse_Howarth_2023_05_05 | 2024 | Electrolyser 2020/2030 | Crossload | Hydrogen | WC | Dispatch-Crossload | EmissionsCost | 0 | [6 empty] | 0.8548 | 0
LCP_Inputs_ON_Diverse_Howarth_2023_05_05 | 2024 | Electrolyser 2020/2030 | Crossload | Hydrogen | WC | Dispatch-Crossload | FuelCost | 0 | [6 empty] | 0.8548 | 0
LCP_Inputs_ON_Diverse_Howarth_2023_05_05 | 2024 | Electrolyser 2020/2030 | Crossload | Hydrogen | WC | Dispatch-Crossload | VOM | 0 | [6 empty] | 0.8548 | 0
LCP_Inputs_ON_Diverse_Howarth_2023_05_05 | 2024 | Electrolyser 2040 | Crossload | Hydrogen | MI | Dispatch-Crossload | EmissionsCost | 0 | [6 empty] | 0.8548 | 0
LCP_Inputs_ON_Diverse_Howarth_2023_05_05 | 2024 | Electrolyser 2040 | Crossload | Hydrogen | MI | Dispatch-Crossload | FuelCost | 0 | [6 empty] | 0.8548 | 0
LCP_Inputs_ON_Diverse_Howarth_2023_05_05 | 2024 | Electrolyser 2040 | Crossload | Hydrogen | MI | Dispatch-Crossload | VOM | 0 | [6 empty] | 0.8548 | 0
LCP_Inputs_ON_Diverse_Howarth_2023_05_05 | 2024 | Electrolyser 2040 | Crossload | Hydrogen | NY | Dispatch-Crossload | EmissionsCost | 0 | [6 empty] | 0.8548 | 0
LCP_Inputs_ON_Diverse_Howarth_2023_05_05 | 2024 | Electrolyser 2040 | Crossload | Hydrogen | NY | Dispatch-Crossload | FuelCost | 0 | [6 empty] | 0.8548 | 0
LCP_Inputs_ON_Diverse_Howarth_2023_05_05 | 2024 | Electrolyser 2040 | Crossload | Hydrogen | NY | Dispatch-Crossload | VOM | 0 | [6 empty] | 0.8548 | 0
LCP_Inputs_ON_Diverse_Howarth_2023_05_05 | 2024 | Electrolyser 2040 | Crossload | Hydrogen | ON | Dispatch-Crossload | EmissionsCost | 0 | [6 empty] | 0.8548 | 0
LCP_Inputs_ON_Diverse_Howarth_2023_05_05 | 2024 | Electrolyser 2040 | Crossload | Hydrogen | ON | Dispatch-Crossload | FuelCost | 0 | [6 empty] | 0.8548 | 0
LCP_Inputs_ON_Diverse_Howarth_2023_05_05 | 2024 | Electrolyser 2040 | Crossload | Hydrogen | ON | Dispatch-Crossload | VOM | 0 | [6 empty] | 0.8548 | 0
LCP_Inputs_ON_Diverse_Howarth_2023_05_05 | 2024 | Electrolyser 2040 | Crossload | Hydrogen | PJ | Dispatch-Crossload | EmissionsCost | 0 | [6 empty] | 0.8548 | 0
LCP_Inputs_ON_Diverse_Howarth_2023_05_05 | 2024 | Electrolyser 2040 | Crossload | Hydrogen | PJ | Dispatch-Crossload | FuelCost | 0 | [6 empty] | 0.8548 | 0
LCP_Inputs_ON_Diverse_Howarth_2023_05_05 | 2024 | Electrolyser 2040 | Crossload | Hydrogen | PJ | Dispatch-Crossload | VOM | 0 | [6 empty] | 0.8548 | 0
LCP_Inputs_ON_Diverse_Howarth_2023_05_05 | 2024 | Electrolyser 2040 | Crossload | Hydrogen | QC | Dispatch-Crossload | EmissionsCost | 0 | [6 empty] | 0.8548 | 0
LCP_Inputs_ON_Diverse_Howarth_2023_05_05 | 2024 | Electrolyser 2040 | Crossload | Hydrogen | QC | Dispatch-Crossload | FuelCost | 0 | [6 empty] | 0.8548 | 0
LCP_Inputs_ON_Diverse_Howarth_2023_05_05 | 2024 | Electrolyser 2040 | Crossload | Hydrogen | QC | Dispatch-Crossload | VOM | 0 | [6 empty] | 0.8548 | 0
LCP_Inputs_ON_Diverse_Howarth_2023_05_05 | 2024 | Electrolyser 2040 | Crossload | Hydrogen | WC | Dispatch-Crossload | EmissionsCost | 0 | [6 empty] | 0.8548 | 0
LCP_Inputs_ON_Diverse_Howarth_2023_05_05 | 2024 | Electrolyser 2040 | Crossload | Hydrogen | WC | Dispatch-Crossload | FuelCost | 0 | [6 empty] | 0.8548 | 0
LCP_Inputs_ON_Diverse_Howarth_2023_05_05 | 2024 | Electrolyser 2040 | Crossload | Hydrogen | WC | Dispatch-Crossload | VOM | 0 | [6 empty] | 0.8548 | 0
LCP_Inputs_ON_Diverse_Howarth_2023_05_05 | 2024 | Electrolyser 2050 | Crossload | Hydrogen | MI | Dispatch-Crossload | EmissionsCost | 0 | [6 empty] | 0.8548 | 0
LCP_Inputs_ON_Diverse_Howarth_2023_05_05 | 2024 | Electrolyser 2050 | Crossload | Hydrogen | MI | Dispatch-Crossload | FuelCost | 0 | [6 empty] | 0.8548 | 0
LCP_Inputs_ON_Diverse_Howarth_2023_05_05 | 2024 | Electrolyser 2050 | Crossload | Hydrogen | MI | Dispatch-Crossload | VOM | 0 | [6 empty] | 0.8548 | 0
LCP_Inputs_ON_Diverse_Howarth_2023_05_05 | 2024 | Electrolyser 2050 | Crossload | Hydrogen | NY | Dispatch-Crossload | EmissionsCost | 0 | [6 empty] | 0.8548 | 0
LCP_Inputs_ON_Diverse_Howarth_2023_05_05 | 2024 | Electrolyser 2050 | Crossload | Hydrogen | NY | Dispatch-Crossload | FuelCost | 0 | [6 empty] | 0.8548 | 0
LCP_Inputs_ON_Diverse_Howarth_2023_05_05 | 2024 | Electrolyser 2050 | Crossload | Hydrogen | NY | Dispatch-Crossload | VOM | 0 | [6 empty] | 0.8548 | 0
LCP_Inputs_ON_Diverse_Howarth_2023_05_05 | 2024 | Electrolyser 2050 | Crossload | Hydrogen | ON | Dispatch-Crossload | EmissionsCost | 0 | [6 empty] | 0.8548 | 0
LCP_Inputs_ON_Diverse_Howarth_2023_05_05 | 2024 | Electrolyser 2050 | Crossload | Hydrogen | ON | Dispatch-Crossload | FuelCost | 0 | [6 empty] | 0.8548 | 0
LCP_Inputs_ON_Diverse_Howarth_2023_05_05 | 2024 | Electrolyser 2050 | Crossload | Hydrogen | ON | Dispatch-Crossload | VOM | 0 | [6 empty] | 0.8548 | 0
LCP_Inputs_ON_Diverse_Howarth_2023_05_05 | 2024 | Electrolyser 2050 | Crossload | Hydrogen | PJ | Dispatch-Crossload | EmissionsCost | 0 | [6 empty] | 0.8548 | 0
LCP_Inputs_ON_Diverse_Howarth_2023_05_05 | 2024 | Electrolyser 2050 | Crossload | Hydrogen | PJ | Dispatch-Crossload | FuelCost | 0 | [6 empty] | 0.8548 | 0
LCP_Inputs_ON_Diverse_Howarth_2023_05_05 | 2024 | Electrolyser 2050 | Crossload | Hydrogen | PJ | Dispatch-Crossload | VOM | 0 | [6 empty] | 0.8548 | 0
LCP_Inputs_ON_Diverse_Howarth_2023_05_05 | 2024 | Electrolyser 2050 | Crossload | Hydrogen | QC | Dispatch-Crossload | EmissionsCost | 0 | [6 empty] | 0.8548 | 0
LCP_Inputs_ON_Diverse_Howarth_2023_05_05 | 2024 | Electrolyser 2050 | Crossload | Hydrogen | QC | Dispatch-Crossload | FuelCost | 0 | [6 empty] | 0.8548 | 0
LCP_Inputs_ON_Diverse_Howarth_2023_05_05 | 2024 | Electrolyser 2050 | Crossload | Hydrogen | QC | Dispatch-Crossload | VOM | 0 | [6 empty] | 0.8548 | 0
LCP_Inputs_ON_Diverse_Howarth_2023_05_05 | 2024 | Electrolyser 2050 | Crossload | Hydrogen | WC | Dispatch-Crossload | EmissionsCost | 0 | [6 empty] | 0.8548 | 0
LCP_Inputs_ON_Diverse_Howarth_2023_05_05 | 2024 | Electrolyser 2050 | Crossload | Hydrogen | WC | Dispatch-Crossload | FuelCost | 0 | [6 empty] | 0.8548 | 0
LCP_Inputs_ON_Diverse_Howarth_2023_05_05 | 2024 | Electrolyser 2050 | Crossload | Hydrogen | WC | Dispatch-Crossload | VOM | 0 | [6 empty] | 0.8548 | 0
LCP_Inputs_ON_Diverse_Howarth_2023_05_05 | 2024 | Fossil Fuel Thermal (Coal, Peat, Oil) | Generation | Electricity | MI | Dispatch-Generation | EmissionsCost | 0 | [6 empty] | 0.8548 | 0
LCP_Inputs_ON_Diverse_Howarth_2023_05_05 | 2024 | Fossil Fuel Thermal (Coal, Peat, Oil) | Generation | Electricity | MI | Dispatch-Generation | FuelCost | 0 | [6 empty] | 0.8548 | 0
LCP_Inputs_ON_Diverse_Howarth_2023_05_05 | 2024 | Fossil Fuel Thermal (Coal, Peat, Oil) | Generation | Electricity | MI | Dispatch-Generation | VOM | 0 | [6 empty] | 0.8548 | 0
LCP_Inputs_ON_Diverse_Howarth_2023_05_05 | 2024 | Fossil Fuel Thermal (Coal, Peat, Oil) | Generation | Electricity | NY | Dispatch-Generation | EmissionsCost | 0 | [6 empty] | 0.8548 | 0
LCP_Inputs_ON_Diverse_Howarth_2023_05_05 | 2024 | Fossil Fuel Thermal (Coal, Peat, Oil) | Generation | Electricity | NY | Dispatch-Generation | FuelCost | 0 | [6 empty] | 0.8548 | 0
LCP_Inputs_ON_Diverse_Howarth_2023_05_05 | 2024 | Fossil Fuel Thermal (Coal, Peat, Oil) | Generation | Electricity | NY | Dispatch-Generation | VOM | 0 | [6 empty] | 0.8548 | 0
LCP_Inputs_ON_Diverse_Howarth_2023_05_05 | 2024 | Fossil Fuel Thermal (Coal, Peat, Oil) | Generation | Electricity | ON | Dispatch-Generation | EmissionsCost | 0 | [6 empty] | 0.8548 | 0
LCP_Inputs_ON_Diverse_Howarth_2023_05_05 | 2024 | Fossil Fuel Thermal (Coal, Peat, Oil) | Generation | Electricity | ON | Dispatch-Generation | FuelCost | 0 | [6 empty] | 0.8548 | 0
LCP_Inputs_ON_Diverse_Howarth_2023_05_05 | 2024 | Fossil Fuel Thermal (Coal, Peat, Oil) | Generation | Electricity | ON | Dispatch-Generation | VOM | 0 | [6 empty] | 0.8548 | 0
LCP_Inputs_ON_Diverse_Howarth_2023_05_05 | 2024 | Fossil Fuel Thermal (Coal, Peat, Oil) | Generation | Electricity | PJ | Dispatch-Generation | EmissionsCost | 0 | [6 empty] | 0.8548 | 0
LCP_Inputs_ON_Diverse_Howarth_2023_05_05 | 2024 | Fossil Fuel Thermal (Coal, Peat, Oil) | Generation | Electricity | PJ | Dispatch-Generation | FuelCost | 0 | [6 empty] | 0.8548 | 0
LCP_Inputs_ON_Diverse_Howarth_2023_05_05 | 2024 | Fossil Fuel Thermal (Coal, Peat, Oil) | Generation | Electricity | PJ | Dispatch-Generation | VOM | 0 | [6 empty] | 0.8548 | 0
LCP_Inputs_ON_Diverse_Howarth_2023_05_05 | 2024 | Fossil Fuel Thermal (Coal, Peat, Oil) | Generation | Electricity | QC | Dispatch-Generation | EmissionsCost | 0 | [6 empty] | 0.8548 | 0
LCP_Inputs_ON_Diverse_Howarth_2023_05_05 | 2024 | Fossil Fuel Thermal (Coal, Peat, Oil) | Generation | Electricity | QC | Dispatch-Generation | FuelCost | 0 | [6 empty] | 0.8548 | 0
LCP_Inputs_ON_Diverse_Howarth_2023_05_05 | 2024 | Fossil Fuel Thermal (Coal, Peat, Oil) | Generation | Electricity | QC | Dispatch-Generation | VOM | 0 | [6 empty] | 0.8548 | 0
LCP_Inputs_ON_Diverse_Howarth_2023_05_05 | 2024 | Fossil Fuel Thermal (Coal, Peat, Oil) | Generation | Electricity | WC | Dispatch-Generation | EmissionsCost | 0 | [6 empty] | 0.8548 | 0
LCP_Inputs_ON_Diverse_Howarth_2023_05_05 | 2024 | Fossil Fuel Thermal (Coal, Peat, Oil) | Generation | Electricity | WC | Dispatch-Generation | FuelCost | 0 | [6 empty] | 0.8548 | 0
LCP_Inputs_ON_Diverse_Howarth_2023_05_05 | 2024 | Fossil Fuel Thermal (Coal, Peat, Oil) | Generation | Electricity | WC | Dispatch-Generation | VOM | 0 | [6 empty] | 0.8548 | 0
LCP_Inputs_ON_Diverse_Howarth_2023_05_05 | 2024 | Generic - Generator | Generation | Electricity | MI | Dispatch-Generation | EmissionsCost | 0 | [6 empty] | 0.8548 | 0
LCP_Inputs_ON_Diverse_Howarth_2023_05_05 | 2024 | Generic - Generator | Generation | Electricity | MI | Dispatch-Generation | FuelCost | 3921448028.5872 | [6 empty] | 0.8548 | 3352070209.7416
LCP_Inputs_ON_Diverse_Howarth_2023_05_05 | 2024 | Generic - Generator | Generation | Electricity | MI | Dispatch-Generation | VOM | 405706298.2701 | [6 empty] | 0.8548 | 346799444.0885
LCP_Inputs_ON_Diverse_Howarth_2023_05_05 | 2024 | Generic - Generator | Generation | Electricity | NY | Dispatch-Generation | EmissionsCost | 0 | [6 empty] | 0.8548 | 0
LCP_Inputs_ON_Diverse_Howarth_2023_05_05 | 2024 | Generic - Generator | Generation | Electricity | NY | Dispatch-Generation | FuelCost | 1625728707.8528 | [6 empty] | 0.8548 | 1389679712.9499
LCP_Inputs_ON_Diverse_Howarth_2023_05_05 | 2024 | Generic - Generator | Generation | Electricity | NY | Dispatch-Generation | VOM | 168195108.3493 | [6 empty] | 0.8548 | 143773883.5277
LCP_Inputs_ON_Diverse_Howarth_2023_05_05 | 2024 | Generic - Generator | Generation | Electricity | ON | Dispatch-Generation | EmissionsCost | 0 | [6 empty] | 0.8548 | 0
LCP_Inputs_ON_Diverse_Howarth_2023_05_05 | 2024 | Generic - Generator | Generation | Electricity | ON | Dispatch-Generation | FuelCost | 0 | [6 empty] | 0.8548 | 0
LCP_Inputs_ON_Diverse_Howarth_2023_05_05 | 2024 | Generic - Generator | Generation | Electricity | ON | Dispatch-Generation | VOM | 0 | [6 empty] | 0.8548 | 0
LCP_Inputs_ON_Diverse_Howarth_2023_05_05 | 2024 | Generic - Generator | Generation | Electricity | PJ | Dispatch-Generation | EmissionsCost | 0 | [6 empty] | 0.8548 | 0
LCP_Inputs_ON_Diverse_Howarth_2023_05_05 | 2024 | Generic - Generator | Generation | Electricity | PJ | Dispatch-Generation | FuelCost | 14422259590.9655 | [6 empty] | 0.8548 | 12328207942.476
LCP_Inputs_ON_Diverse_Howarth_2023_05_05 | 2024 | Generic - Generator | Generation | Electricity | PJ | Dispatch-Generation | VOM | 1492102281.7812 | [6 empty] | 0.8548 | 1275455283.9116
LCP_Inputs_ON_Diverse_Howarth_2023_05_05 | 2024 | Generic - Generator | Generation | Electricity | QC | Dispatch-Generation | EmissionsCost | 0 | [6 empty] | 0.8548 | 0
LCP_Inputs_ON_Diverse_Howarth_2023_05_05 | 2024 | Generic - Generator | Generation | Electricity | QC | Dispatch-Generation | FuelCost | 0 | [6 empty] | 0.8548 | 0
LCP_Inputs_ON_Diverse_Howarth_2023_05_05 | 2024 | Generic - Generator | Generation | Electricity | QC | Dispatch-Generation | VOM | 0 | [6 empty] | 0.8548 | 0
LCP_Inputs_ON_Diverse_Howarth_2023_05_05 | 2024 | Generic - Generator | Generation | Electricity | WC | Dispatch-Generation | EmissionsCost | 0 | [6 empty] | 0.8548 | 0
LCP_Inputs_ON_Diverse_Howarth_2023_05_05 | 2024 | Generic - Generator | Generation | Electricity | WC | Dispatch-Generation | FuelCost | 1069473.0011 | [6 empty] | 0.8548 | 914190.0035
LCP_Inputs_ON_Diverse_Howarth_2023_05_05 | 2024 | Generic - Generator | Generation | Electricity | WC | Dispatch-Generation | VOM | 110645.8454 | [6 empty] | 0.8548 | 94580.5324
LCP_Inputs_ON_Diverse_Howarth_2023_05_05 | 2024 | H2 Import - QC | Import | Hydrogen | MI | Dispatch-Import | EmissionsCost | 0 | [6 empty] | 0.8548 | 0
LCP_Inputs_ON_Diverse_Howarth_2023_05_05 | 2024 | H2 Import - QC | Import | Hydrogen | MI | Dispatch-Import | FuelCost | 0 | [6 empty] | 0.8548 | 0
LCP_Inputs_ON_Diverse_Howarth_2023_05_05 | 2024 | H2 Import - QC | Import | Hydrogen | MI | Dispatch-Import | VOM | 0 | [6 empty] | 0.8548 | 0
LCP_Inputs_ON_Diverse_Howarth_2023_05_05 | 2024 | H2 Import - QC | Import | Hydrogen | NY | Dispatch-Import | EmissionsCost | 0 | [6 empty] | 0.8548 | 0
LCP_Inputs_ON_Diverse_Howarth_2023_05_05 | 2024 | H2 Import - QC | Import | Hydrogen | NY | Dispatch-Import | FuelCost | 0 | [6 empty] | 0.8548 | 0
LCP_Inputs_ON_Diverse_Howarth_2023_05_05 | 2024 | H2 Import - QC | Import | Hydrogen | NY | Dispatch-Import | VOM | 0 | [6 empty] | 0.8548 | 0
LCP_Inputs_ON_Diverse_Howarth_2023_05_05 | 2024 | H2 Import - QC | Import | Hydrogen | ON | Dispatch-Import | EmissionsCost | 0 | [6 empty] | 0.8548 | 0
LCP_Inputs_ON_Diverse_Howarth_2023_05_05 | 2024 | H2 Import - QC | Import | Hydrogen | ON | Dispatch-Import | FuelCost | 0 | [6 empty] | 0.8548 | 0
LCP_Inputs_ON_Diverse_Howarth_2023_05_05 | 2024 | H2 Import - QC | Import | Hydrogen | ON | Dispatch-Import | VOM | 0 | [6 empty] | 0.8548 | 0
LCP_Inputs_ON_Diverse_Howarth_2023_05_05 | 2024 | H2 Import - QC | Import | Hydrogen | PJ | Dispatch-Import | EmissionsCost | 0 | [6 empty] | 0.8548 | 0
LCP_Inputs_ON_Diverse_Howarth_2023_05_05 | 2024 | H2 Import - QC | Import | Hydrogen | PJ | Dispatch-Import | FuelCost | 0 | [6 empty] | 0.8548 | 0
LCP_Inputs_ON_Diverse_Howarth_2023_05_05 | 2024 | H2 Import - QC | Import | Hydrogen | PJ | Dispatch-Import | VOM | 0 | [6 empty] | 0.8548 | 0
LCP_Inputs_ON_Diverse_Howarth_2023_05_05 | 2024 | H2 Import - QC | Import | Hydrogen | QC | Dispatch-Import | EmissionsCost | 0 | [6 empty] | 0.8548 | 0
LCP_Inputs_ON_Diverse_Howarth_2023_05_05 | 2024 | H2 Import - QC | Import | Hydrogen | QC | Dispatch-Import | FuelCost | 0 | [6 empty] | 0.8548 | 0
LCP_Inputs_ON_Diverse_Howarth_2023_05_05 | 2024 | H2 Import - QC | Import | Hydrogen | QC | Dispatch-Import | VOM | 0 | [6 empty] | 0.8548 | 0
LCP_Inputs_ON_Diverse_Howarth_2023_05_05 | 2024 | H2 Import - QC | Import | Hydrogen | WC | Dispatch-Import | EmissionsCost | 0 | [6 empty] | 0.8548 | 0
LCP_Inputs_ON_Diverse_Howarth_2023_05_05 | 2024 | H2 Import - QC | Import | Hydrogen | WC | Dispatch-Import | FuelCost | 0 | [6 empty] | 0.8548 | 0
LCP_Inputs_ON_Diverse_Howarth_2023_05_05 | 2024 | H2 Import - QC | Import | Hydrogen | WC | Dispatch-Import | VOM | 0 | [6 empty] | 0.8548 | 0
LCP_Inputs_ON_Diverse_Howarth_2023_05_05 | 2024 | H2 Import - WC | Import | Hydrogen | MI | Dispatch-Import | EmissionsCost | 0 | [6 empty] | 0.8548 | 0
LCP_Inputs_ON_Diverse_Howarth_2023_05_05 | 2024 | H2 Import - WC | Import | Hydrogen | MI | Dispatch-Import | FuelCost | 0 | [6 empty] | 0.8548 | 0
LCP_Inputs_ON_Diverse_Howarth_2023_05_05 | 2024 | H2 Import - WC | Import | Hydrogen | MI | Dispatch-Import | VOM | 0 | [6 empty] | 0.8548 | 0
LCP_Inputs_ON_Diverse_Howarth_2023_05_05 | 2024 | H2 Import - WC | Import | Hydrogen | NY | Dispatch-Import | EmissionsCost | 0 | [6 empty] | 0.8548 | 0
LCP_Inputs_ON_Diverse_Howarth_2023_05_05 | 2024 | H2 Import - WC | Import | Hydrogen | NY | Dispatch-Import | FuelCost | 0 | [6 empty] | 0.8548 | 0
LCP_Inputs_ON_Diverse_Howarth_2023_05_05 | 2024 | H2 Import - WC | Import | Hydrogen | NY | Dispatch-Import | VOM | 0 | [6 empty] | 0.8548 | 0
LCP_Inputs_ON_Diverse_Howarth_2023_05_05 | 2024 | H2 Import - WC | Import | Hydrogen | ON | Dispatch-Import | EmissionsCost | 0 | [6 empty] | 0.8548 | 0
LCP_Inputs_ON_Diverse_Howarth_2023_05_05 | 2024 | H2 Import - WC | Import | Hydrogen | ON | Dispatch-Import | FuelCost | 0 | [6 empty] | 0.8548 | 0
LCP_Inputs_ON_Diverse_Howarth_2023_05_05 | 2024 | H2 Import - WC | Import | Hydrogen | ON | Dispatch-Import | VOM | 0 | [6 empty] | 0.8548 | 0
LCP_Inputs_ON_Diverse_Howarth_2023_05_05 | 2024 | H2 Import - WC | Import | Hydrogen | PJ | Dispatch-Import | EmissionsCost | 0 | [6 empty] | 0.8548 | 0
LCP_Inputs_ON_Diverse_Howarth_2023_05_05 | 2024 | H2 Import - WC | Import | Hydrogen | PJ | Dispatch-Import | FuelCost | 0 | [6 empty] | 0.8548 | 0
LCP_Inputs_ON_Diverse_Howarth_2023_05_05 | 2024 | H2 Import - WC | Import | Hydrogen | PJ | Dispatch-Import | VOM | 0 | [6 empty] | 0.8548 | 0
LCP_Inputs_ON_Diverse_Howarth_2023_05_05 | 2024 | H2 Import - WC | Import | Hydrogen | QC | Dispatch-Import | EmissionsCost | 0 | [6 empty] | 0.8548 | 0
LCP_Inputs_ON_Diverse_Howarth_2023_05_05 | 2024 | H2 Import - WC | Import | Hydrogen | QC | Dispatch-Import | FuelCost | 0 | [6 empty] | 0.8548 | 0
LCP_Inputs_ON_Diverse_Howarth_2023_05_05 | 2024 | H2 Import - WC | Import | Hydrogen | QC | Dispatch-Import | VOM | 0 | [6 empty] | 0.8548 | 0
LCP_Inputs_ON_Diverse_Howarth_2023_05_05 | 2024 | H2 Import - WC | Import | Hydrogen | WC | Dispatch-Import | EmissionsCost | 0 | [6 empty] | 0.8548 | 0
LCP_Inputs_ON_Diverse_Howarth_2023_05_05 | 2024 | H2 Import - WC | Import | Hydrogen | WC | Dispatch-Import | FuelCost | 0 | [6 empty] | 0.8548 | 0
LCP_Inputs_ON_Diverse_Howarth_2023_05_05 | 2024 | H2 Import - WC | Import | Hydrogen | WC | Dispatch-Import | VOM | 0 | [6 empty] | 0.8548 | 0
LCP_Inputs_ON_Diverse_Howarth_2023_05_05 | 2024 | H2 Salt Cavern Storage - ON | Storage | Hydrogen | MI | Dispatch-Storage | EmissionsCost | 0 | [6 empty] | 0.8548 | 0
LCP_Inputs_ON_Diverse_Howarth_2023_05_05 | 2024 | H2 Salt Cavern Storage - ON | Storage | Hydrogen | MI | Dispatch-Storage | FuelCost | 0 | [6 empty] | 0.8548 | 0
LCP_Inputs_ON_Diverse_Howarth_2023_05_05 | 2024 | H2 Salt Cavern Storage - ON | Storage | Hydrogen | MI | Dispatch-Storage | VOM | 0 | [6 empty] | 0.8548 | 0
LCP_Inputs_ON_Diverse_Howarth_2023_05_05 | 2024 | H2 Salt Cavern Storage - ON | Storage | Hydrogen | NY | Dispatch-Storage | EmissionsCost | 0 | [6 empty] | 0.8548 | 0
LCP_Inputs_ON_Diverse_Howarth_2023_05_05 | 2024 | H2 Salt Cavern Storage - ON | Storage | Hydrogen | NY | Dispatch-Storage | FuelCost | 0 | [6 empty] | 0.8548 | 0
LCP_Inputs_ON_Diverse_Howarth_2023_05_05 | 2024 | H2 Salt Cavern Storage - ON | Storage | Hydrogen | NY | Dispatch-Storage | VOM | 0 | [6 empty] | 0.8548 | 0
LCP_Inputs_ON_Diverse_Howarth_2023_05_05 | 2024 | H2 Salt Cavern Storage - ON | Storage | Hydrogen | ON | Dispatch-Storage | EmissionsCost | 0 | [6 empty] | 0.8548 | 0
LCP_Inputs_ON_Diverse_Howarth_2023_05_05 | 2024 | H2 Salt Cavern Storage - ON | Storage | Hydrogen | ON | Dispatch-Storage | FuelCost | 0 | [6 empty] | 0.8548 | 0
LCP_Inputs_ON_Diverse_Howarth_2023_05_05 | 2024 | H2 Salt Cavern Storage - ON | Storage | Hydrogen | ON | Dispatch-Storage | VOM | 0 | [6 empty] | 0.8548 | 0
LCP_Inputs_ON_Diverse_Howarth_2023_05_05 | 2024 | H2 Salt Cavern Storage - ON | Storage | Hydrogen | PJ | Dispatch-Storage | EmissionsCost | 0 | [6 empty] | 0.8548 | 0
LCP_Inputs_ON_Diverse_Howarth_2023_05_05 | 2024 | H2 Salt Cavern Storage - ON | Storage | Hydrogen | PJ | Dispatch-Storage | FuelCost | 0 | [6 empty] | 0.8548 | 0
LCP_Inputs_ON_Diverse_Howarth_2023_05_05 | 2024 | H2 Salt Cavern Storage - ON | Storage | Hydrogen | PJ | Dispatch-Storage | VOM | 0 | [6 empty] | 0.8548 | 0
LCP_Inputs_ON_Diverse_Howarth_2023_05_05 | 2024 | H2 Salt Cavern Storage - ON | Storage | Hydrogen | QC | Dispatch-Storage | EmissionsCost | 0 | [6 empty] | 0.8548 | 0
LCP_Inputs_ON_Diverse_Howarth_2023_05_05 | 2024 | H2 Salt Cavern Storage - ON | Storage | Hydrogen | QC | Dispatch-Storage | FuelCost | 0 | [6 empty] | 0.8548 | 0
LCP_Inputs_ON_Diverse_Howarth_2023_05_05 | 2024 | H2 Salt Cavern Storage - ON | Storage | Hydrogen | QC | Dispatch-Storage | VOM | 0 | [6 empty] | 0.8548 | 0
LCP_Inputs_ON_Diverse_Howarth_2023_05_05 | 2024 | H2 Salt Cavern Storage - ON | Storage | Hydrogen | WC | Dispatch-Storage | EmissionsCost | 0 | [6 empty] | 0.8548 | 0
LCP_Inputs_ON_Diverse_Howarth_2023_05_05 | 2024 | H2 Salt Cavern Storage - ON | Storage | Hydrogen | WC | Dispatch-Storage | FuelCost | 0 | [6 empty] | 0.8548 | 0
LCP_Inputs_ON_Diverse_Howarth_2023_05_05 | 2024 | H2 Salt Cavern Storage - ON | Storage | Hydrogen | WC | Dispatch-Storage | VOM | 0 | [6 empty] | 0.8548 | 0
LCP_Inputs_ON_Diverse_Howarth_2023_05_05 | 2024 | Hydro | Generation | Electricity | MI | Dispatch-Generation | EmissionsCost | 0 | [6 empty] | 0.8548 | 0
LCP_Inputs_ON_Diverse_Howarth_2023_05_05 | 2024 | Hydro | Generation | Electricity | MI | Dispatch-Generation | FuelCost | 0 | [6 empty] | 0.8548 | 0
LCP_Inputs_ON_Diverse_Howarth_2023_05_05 | 2024 | Hydro | Generation | Electricity | MI | Dispatch-Generation | VOM | 0 | [6 empty] | 0.8548 | 0
LCP_Inputs_ON_Diverse_Howarth_2023_05_05 | 2024 | Hydro | Generation | Electricity | NY | Dispatch-Generation | EmissionsCost | 0 | [6 empty] | 0.8548 | 0
LCP_Inputs_ON_Diverse_Howarth_2023_05_05 | 2024 | Hydro | Generation | Electricity | NY | Dispatch-Generation | FuelCost | 0 | [6 empty] | 0.8548 | 0
LCP_Inputs_ON_Diverse_Howarth_2023_05_05 | 2024 | Hydro | Generation | Electricity | NY | Dispatch-Generation | VOM | 0 | [6 empty] | 0.8548 | 0
LCP_Inputs_ON_Diverse_Howarth_2023_05_05 | 2024 | Hydro | Generation | Electricity | ON | Dispatch-Generation | EmissionsCost | 0 | [6 empty] | 0.8548 | 0
LCP_Inputs_ON_Diverse_Howarth_2023_05_05 | 2024 | Hydro | Generation | Electricity | ON | Dispatch-Generation | FuelCost | 0 | [6 empty] | 0.8548 | 0
LCP_Inputs_ON_Diverse_Howarth_2023_05_05 | 2024 | Hydro | Generation | Electricity | ON | Dispatch-Generation | VOM | 0 | [6 empty] | 0.8548 | 0
LCP_Inputs_ON_Diverse_Howarth_2023_05_05 | 2024 | Hydro | Generation | Electricity | PJ | Dispatch-Generation | EmissionsCost | 0 | [6 empty] | 0.8548 | 0
LCP_Inputs_ON_Diverse_Howarth_2023_05_05 | 2024 | Hydro | Generation | Electricity | PJ | Dispatch-Generation | FuelCost | 0 | [6 empty] | 0.8548 | 0
LCP_Inputs_ON_Diverse_Howarth_2023_05_05 | 2024 | Hydro | Generation | Electricity | PJ | Dispatch-Generation | VOM | 0 | [6 empty] | 0.8548 | 0
LCP_Inputs_ON_Diverse_Howarth_2023_05_05 | 2024 | Hydro | Generation | Electricity | QC | Dispatch-Generation | EmissionsCost | 0 | [6 empty] | 0.8548 | 0
LCP_Inputs_ON_Diverse_Howarth_2023_05_05 | 2024 | Hydro | Generation | Electricity | QC | Dispatch-Generation | FuelCost | 0 | [6 empty] | 0.8548 | 0
LCP_Inputs_ON_Diverse_Howarth_2023_05_05 | 2024 | Hydro | Generation | Electricity | QC | Dispatch-Generation | VOM | 0 | [6 empty] | 0.8548 | 0
LCP_Inputs_ON_Diverse_Howarth_2023_05_05 | 2024 | Hydro | Generation | Electricity | WC | Dispatch-Generation | EmissionsCost | 0 | [6 empty] | 0.8548 | 0
LCP_Inputs_ON_Diverse_Howarth_2023_05_05 | 2024 | Hydro | Generation | Electricity | WC | Dispatch-Generation | FuelCost | 0 | [6 empty] | 0.8548 | 0
LCP_Inputs_ON_Diverse_Howarth_2023_05_05 | 2024 | Hydro | Generation | Electricity | WC | Dispatch-Generation | VOM | 0 | [6 empty] | 0.8548 | 0
LCP_Inputs_ON_Diverse_Howarth_2023_05_05 | 2024 | Hydro Pumped Storage | Storage | Electricity | MI | Dispatch-Storage | EmissionsCost | 0 | [6 empty] | 0.8548 | 0
LCP_Inputs_ON_Diverse_Howarth_2023_05_05 | 2024 | Hydro Pumped Storage | Storage | Electricity | MI | Dispatch-Storage | FuelCost | 0 | [6 empty] | 0.8548 | 0
LCP_Inputs_ON_Diverse_Howarth_2023_05_05 | 2024 | Hydro Pumped Storage | Storage | Electricity | MI | Dispatch-Storage | VOM | 0 | [6 empty] | 0.8548 | 0
LCP_Inputs_ON_Diverse_Howarth_2023_05_05 | 2024 | Hydro Pumped Storage | Storage | Electricity | NY | Dispatch-Storage | EmissionsCost | 0 | [6 empty] | 0.8548 | 0
LCP_Inputs_ON_Diverse_Howarth_2023_05_05 | 2024 | Hydro Pumped Storage | Storage | Electricity | NY | Dispatch-Storage | FuelCost | 0 | [6 empty] | 0.8548 | 0
LCP_Inputs_ON_Diverse_Howarth_2023_05_05 | 2024 | Hydro Pumped Storage | Storage | Electricity | NY | Dispatch-Storage | VOM | 0 | [6 empty] | 0.8548 | 0
LCP_Inputs_ON_Diverse_Howarth_2023_05_05 | 2024 | Hydro Pumped Storage | Storage | Electricity | ON | Dispatch-Storage | EmissionsCost | 0 | [6 empty] | 0.8548 | 0
LCP_Inputs_ON_Diverse_Howarth_2023_05_05 | 2024 | Hydro Pumped Storage | Storage | Electricity | ON | Dispatch-Storage | FuelCost | 0 | [6 empty] | 0.8548 | 0
LCP_Inputs_ON_Diverse_Howarth_2023_05_05 | 2024 | Hydro Pumped Storage | Storage | Electricity | ON | Dispatch-Storage | VOM | 0 | [6 empty] | 0.8548 | 0
LCP_Inputs_ON_Diverse_Howarth_2023_05_05 | 2024 | Hydro Pumped Storage | Storage | Electricity | PJ | Dispatch-Storage | EmissionsCost | 0 | [6 empty] | 0.8548 | 0
LCP_Inputs_ON_Diverse_Howarth_2023_05_05 | 2024 | Hydro Pumped Storage | Storage | Electricity | PJ | Dispatch-Storage | FuelCost | 0 | [6 empty] | 0.8548 | 0
LCP_Inputs_ON_Diverse_Howarth_2023_05_05 | 2024 | Hydro Pumped Storage | Storage | Electricity | PJ | Dispatch-Storage | VOM | 0 | [6 empty] | 0.8548 | 0
LCP_Inputs_ON_Diverse_Howarth_2023_05_05 | 2024 | Hydro Pumped Storage | Storage | Electricity | QC | Dispatch-Storage | EmissionsCost | 0 | [6 empty] | 0.8548 | 0
LCP_Inputs_ON_Diverse_Howarth_2023_05_05 | 2024 | Hydro Pumped Storage | Storage | Electricity | QC | Dispatch-Storage | FuelCost | 0 | [6 empty] | 0.8548 | 0
LCP_Inputs_ON_Diverse_Howarth_2023_05_05 | 2024 | Hydro Pumped Storage | Storage | Electricity | QC | Dispatch-Storage | VOM | 0 | [6 empty] | 0.8548 | 0
LCP_Inputs_ON_Diverse_Howarth_2023_05_05 | 2024 | Hydro Pumped Storage | Storage | Electricity | WC | Dispatch-Storage | EmissionsCost | 0 | [6 empty] | 0.8548 | 0
LCP_Inputs_ON_Diverse_Howarth_2023_05_05 | 2024 | Hydro Pumped Storage | Storage | Electricity | WC | Dispatch-Storage | FuelCost | 0 | [6 empty] | 0.8548 | 0
LCP_Inputs_ON_Diverse_Howarth_2023_05_05 | 2024 | Hydro Pumped Storage | Storage | Electricity | WC | Dispatch-Storage | VOM | 0 | [6 empty] | 0.8548 | 0
LCP_Inputs_ON_Diverse_Howarth_2023_05_05 | 2024 | Nuclear | Generation | Electricity | MI | Dispatch-Generation | EmissionsCost | 0 | [6 empty] | 0.8548 | 0
LCP_Inputs_ON_Diverse_Howarth_2023_05_05 | 2024 | Nuclear | Generation | Electricity | MI | Dispatch-Generation | FuelCost | 0 | [6 empty] | 0.8548 | 0
LCP_Inputs_ON_Diverse_Howarth_2023_05_05 | 2024 | Nuclear | Generation | Electricity | MI | Dispatch-Generation | VOM | 3301336446.912 | [6 empty] | 0.8548 | 2821996230.8196
LCP_Inputs_ON_Diverse_Howarth_2023_05_05 | 2024 | Nuclear | Generation | Electricity | NY | Dispatch-Generation | EmissionsCost | 0 | [6 empty] | 0.8548 | 0
LCP_Inputs_ON_Diverse_Howarth_2023_05_05 | 2024 | Nuclear | Generation | Electricity | NY | Dispatch-Generation | FuelCost | 0 | [6 empty] | 0.8548 | 0
LCP_Inputs_ON_Diverse_Howarth_2023_05_05 | 2024 | Nuclear | Generation | Electricity | NY | Dispatch-Generation | VOM | 2246155230.144 | [6 empty] | 0.8548 | 1920022904.4304
LCP_Inputs_ON_Diverse_Howarth_2023_05_05 | 2024 | Nuclear | Generation | Electricity | ON | Dispatch-Generation | EmissionsCost | 0 | [6 empty] | 0.8548 | 0
LCP_Inputs_ON_Diverse_Howarth_2023_05_05 | 2024 | Nuclear | Generation | Electricity | ON | Dispatch-Generation | FuelCost | 0 | [6 empty] | 0.8548 | 0
LCP_Inputs_ON_Diverse_Howarth_2023_05_05 | 2024 | Nuclear | Generation | Electricity | ON | Dispatch-Generation | VOM | 8790266640.96 | [6 empty] | 0.8548 | 7513956764.9614
LCP_Inputs_ON_Diverse_Howarth_2023_05_05 | 2024 | Nuclear | Generation | Electricity | PJ | Dispatch-Generation | EmissionsCost | 0 | [6 empty] | 0.8548 | 0
LCP_Inputs_ON_Diverse_Howarth_2023_05_05 | 2024 | Nuclear | Generation | Electricity | PJ | Dispatch-Generation | FuelCost | 0 | [6 empty] | 0.8548 | 0
LCP_Inputs_ON_Diverse_Howarth_2023_05_05 | 2024 | Nuclear | Generation | Electricity | PJ | Dispatch-Generation | VOM | 9110487814.4448 | [6 empty] | 0.8548 | 7787683166.1127
LCP_Inputs_ON_Diverse_Howarth_2023_05_05 | 2024 | Nuclear | Generation | Electricity | QC | Dispatch-Generation | EmissionsCost | 0 | [6 empty] | 0.8548 | 0
LCP_Inputs_ON_Diverse_Howarth_2023_05_05 | 2024 | Nuclear | Generation | Electricity | QC | Dispatch-Generation | FuelCost | 0 | [6 empty] | 0.8548 | 0
LCP_Inputs_ON_Diverse_Howarth_2023_05_05 | 2024 | Nuclear | Generation | Electricity | QC | Dispatch-Generation | VOM | 0 | [6 empty] | 0.8548 | 0
LCP_Inputs_ON_Diverse_Howarth_2023_05_05 | 2024 | Nuclear | Generation | Electricity | WC | Dispatch-Generation | EmissionsCost | 0 | [6 empty] | 0.8548 | 0
LCP_Inputs_ON_Diverse_Howarth_2023_05_05 | 2024 | Nuclear | Generation | Electricity | WC | Dispatch-Generation | FuelCost | 0 | [6 empty] | 0.8548 | 0
LCP_Inputs_ON_Diverse_Howarth_2023_05_05 | 2024 | Nuclear | Generation | Electricity | WC | Dispatch-Generation | VOM | 0 | [6 empty] | 0.8548 | 0
LCP_Inputs_ON_Diverse_Howarth_2023_05_05 | 2024 | Nuclear SMR | Generation | Electricity | MI | Dispatch-Generation | EmissionsCost | 0 | [6 empty] | 0.8548 | 0
LCP_Inputs_ON_Diverse_Howarth_2023_05_05 | 2024 | Nuclear SMR | Generation | Electricity | MI | Dispatch-Generation | FuelCost | 0 | [6 empty] | 0.8548 | 0
LCP_Inputs_ON_Diverse_Howarth_2023_05_05 | 2024 | Nuclear SMR | Generation | Electricity | MI | Dispatch-Generation | VOM | 0 | [6 empty] | 0.8548 | 0
LCP_Inputs_ON_Diverse_Howarth_2023_05_05 | 2024 | Nuclear SMR | Generation | Electricity | NY | Dispatch-Generation | EmissionsCost | 0 | [6 empty] | 0.8548 | 0
LCP_Inputs_ON_Diverse_Howarth_2023_05_05 | 2024 | Nuclear SMR | Generation | Electricity | NY | Dispatch-Generation | FuelCost | 0 | [6 empty] | 0.8548 | 0
LCP_Inputs_ON_Diverse_Howarth_2023_05_05 | 2024 | Nuclear SMR | Generation | Electricity | NY | Dispatch-Generation | VOM | 0 | [6 empty] | 0.8548 | 0
LCP_Inputs_ON_Diverse_Howarth_2023_05_05 | 2024 | Nuclear SMR | Generation | Electricity | ON | Dispatch-Generation | EmissionsCost | 0 | [6 empty] | 0.8548 | 0
LCP_Inputs_ON_Diverse_Howarth_2023_05_05 | 2024 | Nuclear SMR | Generation | Electricity | ON | Dispatch-Generation | FuelCost | 0 | [6 empty] | 0.8548 | 0
LCP_Inputs_ON_Diverse_Howarth_2023_05_05 | 2024 | Nuclear SMR | Generation | Electricity | ON | Dispatch-Generation | VOM | 0 | [6 empty] | 0.8548 | 0
LCP_Inputs_ON_Diverse_Howarth_2023_05_05 | 2024 | Nuclear SMR | Generation | Electricity | PJ | Dispatch-Generation | EmissionsCost | 0 | [6 empty] | 0.8548 | 0
LCP_Inputs_ON_Diverse_Howarth_2023_05_05 | 2024 | Nuclear SMR | Generation | Electricity | PJ | Dispatch-Generation | FuelCost | 0 | [6 empty] | 0.8548 | 0
LCP_Inputs_ON_Diverse_Howarth_2023_05_05 | 2024 | Nuclear SMR | Generation | Electricity | PJ | Dispatch-Generation | VOM | 0 | [6 empty] | 0.8548 | 0
LCP_Inputs_ON_Diverse_Howarth_2023_05_05 | 2024 | Nuclear SMR | Generation | Electricity | QC | Dispatch-Generation | EmissionsCost | 0 | [6 empty] | 0.8548 | 0
LCP_Inputs_ON_Diverse_Howarth_2023_05_05 | 2024 | Nuclear SMR | Generation | Electricity | QC | Dispatch-Generation | FuelCost | 0 | [6 empty] | 0.8548 | 0
LCP_Inputs_ON_Diverse_Howarth_2023_05_05 | 2024 | Nuclear SMR | Generation | Electricity | QC | Dispatch-Generation | VOM | 0 | [6 empty] | 0.8548 | 0
LCP_Inputs_ON_Diverse_Howarth_2023_05_05 | 2024 | Nuclear SMR | Generation | Electricity | WC | Dispatch-Generation | EmissionsCost | 0 | [6 empty] | 0.8548 | 0
LCP_Inputs_ON_Diverse_Howarth_2023_05_05 | 2024 | Nuclear SMR | Generation | Electricity | WC | Dispatch-Generation | FuelCost | 0 | [6 empty] | 0.8548 | 0
LCP_Inputs_ON_Diverse_Howarth_2023_05_05 | 2024 | Nuclear SMR | Generation | Electricity | WC | Dispatch-Generation | VOM | 0 | [6 empty] | 0.8548 | 0
LCP_Inputs_ON_Diverse_Howarth_2023_05_05 | 2024 | O/CCGT - CH4 Existing | Crossload | Electricity | MI | Dispatch-Crossload | EmissionsCost | 0 | [6 empty] | 0.8548 | 0
LCP_Inputs_ON_Diverse_Howarth_2023_05_05 | 2024 | O/CCGT - CH4 Existing | Crossload | Electricity | MI | Dispatch-Crossload | FuelCost | 0 | [6 empty] | 0.8548 | 0
LCP_Inputs_ON_Diverse_Howarth_2023_05_05 | 2024 | O/CCGT - CH4 Existing | Crossload | Electricity | MI | Dispatch-Crossload | VOM | 0 | [6 empty] | 0.8548 | 0
LCP_Inputs_ON_Diverse_Howarth_2023_05_05 | 2024 | O/CCGT - CH4 Existing | Crossload | Electricity | NY | Dispatch-Crossload | EmissionsCost | 0 | [6 empty] | 0.8548 | 0
LCP_Inputs_ON_Diverse_Howarth_2023_05_05 | 2024 | O/CCGT - CH4 Existing | Crossload | Electricity | NY | Dispatch-Crossload | FuelCost | 0 | [6 empty] | 0.8548 | 0
LCP_Inputs_ON_Diverse_Howarth_2023_05_05 | 2024 | O/CCGT - CH4 Existing | Crossload | Electricity | NY | Dispatch-Crossload | VOM | 0 | [6 empty] | 0.8548 | 0
LCP_Inputs_ON_Diverse_Howarth_2023_05_05 | 2024 | O/CCGT - CH4 Existing | Crossload | Electricity | ON | Dispatch-Crossload | EmissionsCost | 0 | [6 empty] | 0.8548 | 0
LCP_Inputs_ON_Diverse_Howarth_2023_05_05 | 2024 | O/CCGT - CH4 Existing | Crossload | Electricity | ON | Dispatch-Crossload | FuelCost | 0 | [6 empty] | 0.8548 | 0
LCP_Inputs_ON_Diverse_Howarth_2023_05_05 | 2024 | O/CCGT - CH4 Existing | Crossload | Electricity | ON | Dispatch-Crossload | VOM | 0 | [6 empty] | 0.8548 | 0
LCP_Inputs_ON_Diverse_Howarth_2023_05_05 | 2024 | O/CCGT - CH4 Existing | Crossload | Electricity | PJ | Dispatch-Crossload | EmissionsCost | 0 | [6 empty] | 0.8548 | 0
LCP_Inputs_ON_Diverse_Howarth_2023_05_05 | 2024 | O/CCGT - CH4 Existing | Crossload | Electricity | PJ | Dispatch-Crossload | FuelCost | 0 | [6 empty] | 0.8548 | 0
LCP_Inputs_ON_Diverse_Howarth_2023_05_05 | 2024 | O/CCGT - CH4 Existing | Crossload | Electricity | PJ | Dispatch-Crossload | VOM | 0 | [6 empty] | 0.8548 | 0
LCP_Inputs_ON_Diverse_Howarth_2023_05_05 | 2024 | O/CCGT - CH4 Existing | Crossload | Electricity | QC | Dispatch-Crossload | EmissionsCost | 0 | [6 empty] | 0.8548 | 0
LCP_Inputs_ON_Diverse_Howarth_2023_05_05 | 2024 | O/CCGT - CH4 Existing | Crossload | Electricity | QC | Dispatch-Crossload | FuelCost | 0 | [6 empty] | 0.8548 | 0
LCP_Inputs_ON_Diverse_Howarth_2023_05_05 | 2024 | O/CCGT - CH4 Existing | Crossload | Electricity | QC | Dispatch-Crossload | VOM | 0 | [6 empty] | 0.8548 | 0
LCP_Inputs_ON_Diverse_Howarth_2023_05_05 | 2024 | O/CCGT - CH4 Existing | Crossload | Electricity | WC | Dispatch-Crossload | EmissionsCost | 0 | [6 empty] | 0.8548 | 0
LCP_Inputs_ON_Diverse_Howarth_2023_05_05 | 2024 | O/CCGT - CH4 Existing | Crossload | Electricity | WC | Dispatch-Crossload | FuelCost | 0 | [6 empty] | 0.8548 | 0
LCP_Inputs_ON_Diverse_Howarth_2023_05_05 | 2024 | O/CCGT - CH4 Existing | Crossload | Electricity | WC | Dispatch-Crossload | VOM | 0 | [6 empty] | 0.8548 | 0
LCP_Inputs_ON_Diverse_Howarth_2023_05_05 | 2024 | O/CCGT - CH4 New | Crossload | Electricity | MI | Dispatch-Crossload | EmissionsCost | 0 | [6 empty] | 0.8548 | 0
LCP_Inputs_ON_Diverse_Howarth_2023_05_05 | 2024 | O/CCGT - CH4 New | Crossload | Electricity | MI | Dispatch-Crossload | FuelCost | 0 | [6 empty] | 0.8548 | 0
LCP_Inputs_ON_Diverse_Howarth_2023_05_05 | 2024 | O/CCGT - CH4 New | Crossload | Electricity | MI | Dispatch-Crossload | VOM | 0 | [6 empty] | 0.8548 | 0
LCP_Inputs_ON_Diverse_Howarth_2023_05_05 | 2024 | O/CCGT - CH4 New | Crossload | Electricity | NY | Dispatch-Crossload | EmissionsCost | 0 | [6 empty] | 0.8548 | 0
LCP_Inputs_ON_Diverse_Howarth_2023_05_05 | 2024 | O/CCGT - CH4 New | Crossload | Electricity | NY | Dispatch-Crossload | FuelCost | 0 | [6 empty] | 0.8548 | 0
LCP_Inputs_ON_Diverse_Howarth_2023_05_05 | 2024 | O/CCGT - CH4 New | Crossload | Electricity | NY | Dispatch-Crossload | VOM | 0 | [6 empty] | 0.8548 | 0
LCP_Inputs_ON_Diverse_Howarth_2023_05_05 | 2024 | O/CCGT - CH4 New | Crossload | Electricity | ON | Dispatch-Crossload | EmissionsCost | 0 | [6 empty] | 0.8548 | 0
LCP_Inputs_ON_Diverse_Howarth_2023_05_05 | 2024 | O/CCGT - CH4 New | Crossload | Electricity | ON | Dispatch-Crossload | FuelCost | 0 | [6 empty] | 0.8548 | 0
LCP_Inputs_ON_Diverse_Howarth_2023_05_05 | 2024 | O/CCGT - CH4 New | Crossload | Electricity | ON | Dispatch-Crossload | VOM | 0 | [6 empty] | 0.8548 | 0
LCP_Inputs_ON_Diverse_Howarth_2023_05_05 | 2024 | O/CCGT - CH4 New | Crossload | Electricity | PJ | Dispatch-Crossload | EmissionsCost | 0 | [6 empty] | 0.8548 | 0
LCP_Inputs_ON_Diverse_Howarth_2023_05_05 | 2024 | O/CCGT - CH4 New | Crossload | Electricity | PJ | Dispatch-Crossload | FuelCost | 0 | [6 empty] | 0.8548 | 0
LCP_Inputs_ON_Diverse_Howarth_2023_05_05 | 2024 | O/CCGT - CH4 New | Crossload | Electricity | PJ | Dispatch-Crossload | VOM | 0 | [6 empty] | 0.8548 | 0
LCP_Inputs_ON_Diverse_Howarth_2023_05_05 | 2024 | O/CCGT - CH4 New | Crossload | Electricity | QC | Dispatch-Crossload | EmissionsCost | 0 | [6 empty] | 0.8548 | 0
LCP_Inputs_ON_Diverse_Howarth_2023_05_05 | 2024 | O/CCGT - CH4 New | Crossload | Electricity | QC | Dispatch-Crossload | FuelCost | 0 | [6 empty] | 0.8548 | 0
LCP_Inputs_ON_Diverse_Howarth_2023_05_05 | 2024 | O/CCGT - CH4 New | Crossload | Electricity | QC | Dispatch-Crossload | VOM | 0 | [6 empty] | 0.8548 | 0
LCP_Inputs_ON_Diverse_Howarth_2023_05_05 | 2024 | O/CCGT - CH4 New | Crossload | Electricity | WC | Dispatch-Crossload | EmissionsCost | 0 | [6 empty] | 0.8548 | 0
LCP_Inputs_ON_Diverse_Howarth_2023_05_05 | 2024 | O/CCGT - CH4 New | Crossload | Electricity | WC | Dispatch-Crossload | FuelCost | 0 | [6 empty] | 0.8548 | 0
LCP_Inputs_ON_Diverse_Howarth_2023_05_05 | 2024 | O/CCGT - CH4 New | Crossload | Electricity | WC | Dispatch-Crossload | VOM | 0 | [6 empty] | 0.8548 | 0
LCP_Inputs_ON_Diverse_Howarth_2023_05_05 | 2024 | O/CCGT - H2 New | Crossload | Electricity | MI | Dispatch-Crossload | EmissionsCost | 0 | [6 empty] | 0.8548 | 0
LCP_Inputs_ON_Diverse_Howarth_2023_05_05 | 2024 | O/CCGT - H2 New | Crossload | Electricity | MI | Dispatch-Crossload | FuelCost | 0 | [6 empty] | 0.8548 | 0
LCP_Inputs_ON_Diverse_Howarth_2023_05_05 | 2024 | O/CCGT - H2 New | Crossload | Electricity | MI | Dispatch-Crossload | VOM | 0 | [6 empty] | 0.8548 | 0
LCP_Inputs_ON_Diverse_Howarth_2023_05_05 | 2024 | O/CCGT - H2 New | Crossload | Electricity | NY | Dispatch-Crossload | EmissionsCost | 0 | [6 empty] | 0.8548 | 0
LCP_Inputs_ON_Diverse_Howarth_2023_05_05 | 2024 | O/CCGT - H2 New | Crossload | Electricity | NY | Dispatch-Crossload | FuelCost | 0 | [6 empty] | 0.8548 | 0
LCP_Inputs_ON_Diverse_Howarth_2023_05_05 | 2024 | O/CCGT - H2 New | Crossload | Electricity | NY | Dispatch-Crossload | VOM | 0 | [6 empty] | 0.8548 | 0
LCP_Inputs_ON_Diverse_Howarth_2023_05_05 | 2024 | O/CCGT - H2 New | Crossload | Electricity | ON | Dispatch-Crossload | EmissionsCost | 0 | [6 empty] | 0.8548 | 0
LCP_Inputs_ON_Diverse_Howarth_2023_05_05 | 2024 | O/CCGT - H2 New | Crossload | Electricity | ON | Dispatch-Crossload | FuelCost | 0 | [6 empty] | 0.8548 | 0
LCP_Inputs_ON_Diverse_Howarth_2023_05_05 | 2024 | O/CCGT - H2 New | Crossload | Electricity | ON | Dispatch-Crossload | VOM | 0 | [6 empty] | 0.8548 | 0
LCP_Inputs_ON_Diverse_Howarth_2023_05_05 | 2024 | O/CCGT - H2 New | Crossload | Electricity | PJ | Dispatch-Crossload | EmissionsCost | 0 | [6 empty] | 0.8548 | 0
LCP_Inputs_ON_Diverse_Howarth_2023_05_05 | 2024 | O/CCGT - H2 New | Crossload | Electricity | PJ | Dispatch-Crossload | FuelCost | 0 | [6 empty] | 0.8548 | 0
LCP_Inputs_ON_Diverse_Howarth_2023_05_05 | 2024 | O/CCGT - H2 New | Crossload | Electricity | PJ | Dispatch-Crossload | VOM | 0 | [6 empty] | 0.8548 | 0
LCP_Inputs_ON_Diverse_Howarth_2023_05_05 | 2024 | O/CCGT - H2 New | Crossload | Electricity | QC | Dispatch-Crossload | EmissionsCost | 0 | [6 empty] | 0.8548 | 0
LCP_Inputs_ON_Diverse_Howarth_2023_05_05 | 2024 | O/CCGT - H2 New | Crossload | Electricity | QC | Dispatch-Crossload | FuelCost | 0 | [6 empty] | 0.8548 | 0
LCP_Inputs_ON_Diverse_Howarth_2023_05_05 | 2024 | O/CCGT - H2 New | Crossload | Electricity | QC | Dispatch-Crossload | VOM | 0 | [6 empty] | 0.8548 | 0
LCP_Inputs_ON_Diverse_Howarth_2023_05_05 | 2024 | O/CCGT - H2 New | Crossload | Electricity | WC | Dispatch-Crossload | EmissionsCost | 0 | [6 empty] | 0.8548 | 0
LCP_Inputs_ON_Diverse_Howarth_2023_05_05 | 2024 | O/CCGT - H2 New | Crossload | Electricity | WC | Dispatch-Crossload | FuelCost | 0 | [6 empty] | 0.8548 | 0
LCP_Inputs_ON_Diverse_Howarth_2023_05_05 | 2024 | O/CCGT - H2 New | Crossload | Electricity | WC | Dispatch-Crossload | VOM | 0 | [6 empty] | 0.8548 | 0
LCP_Inputs_ON_Diverse_Howarth_2023_05_05 | 2024 | SMR CCS | Generation | Hydrogen | MI | Dispatch-Generation | EmissionsCost | 0 | [6 empty] | 0.8548 | 0
LCP_Inputs_ON_Diverse_Howarth_2023_05_05 | 2024 | SMR CCS | Generation | Hydrogen | MI | Dispatch-Generation | FuelCost | 0 | [6 empty] | 0.8548 | 0
LCP_Inputs_ON_Diverse_Howarth_2023_05_05 | 2024 | SMR CCS | Generation | Hydrogen | MI | Dispatch-Generation | VOM | 0 | [6 empty] | 0.8548 | 0
LCP_Inputs_ON_Diverse_Howarth_2023_05_05 | 2024 | SMR CCS | Generation | Hydrogen | NY | Dispatch-Generation | EmissionsCost | 0 | [6 empty] | 0.8548 | 0
LCP_Inputs_ON_Diverse_Howarth_2023_05_05 | 2024 | SMR CCS | Generation | Hydrogen | NY | Dispatch-Generation | FuelCost | 0 | [6 empty] | 0.8548 | 0
LCP_Inputs_ON_Diverse_Howarth_2023_05_05 | 2024 | SMR CCS | Generation | Hydrogen | NY | Dispatch-Generation | VOM | 0 | [6 empty] | 0.8548 | 0
LCP_Inputs_ON_Diverse_Howarth_2023_05_05 | 2024 | SMR CCS | Generation | Hydrogen | ON | Dispatch-Generation | EmissionsCost | 0 | [6 empty] | 0.8548 | 0
LCP_Inputs_ON_Diverse_Howarth_2023_05_05 | 2024 | SMR CCS | Generation | Hydrogen | ON | Dispatch-Generation | FuelCost | 0 | [6 empty] | 0.8548 | 0
LCP_Inputs_ON_Diverse_Howarth_2023_05_05 | 2024 | SMR CCS | Generation | Hydrogen | ON | Dispatch-Generation | VOM | 0 | [6 empty] | 0.8548 | 0
LCP_Inputs_ON_Diverse_Howarth_2023_05_05 | 2024 | SMR CCS | Generation | Hydrogen | PJ | Dispatch-Generation | EmissionsCost | 0 | [6 empty] | 0.8548 | 0
LCP_Inputs_ON_Diverse_Howarth_2023_05_05 | 2024 | SMR CCS | Generation | Hydrogen | PJ | Dispatch-Generation | FuelCost | 0 | [6 empty] | 0.8548 | 0
LCP_Inputs_ON_Diverse_Howarth_2023_05_05 | 2024 | SMR CCS | Generation | Hydrogen | PJ | Dispatch-Generation | VOM | 0 | [6 empty] | 0.8548 | 0
LCP_Inputs_ON_Diverse_Howarth_2023_05_05 | 2024 | SMR CCS | Generation | Hydrogen | QC | Dispatch-Generation | EmissionsCost | 0 | [6 empty] | 0.8548 | 0
LCP_Inputs_ON_Diverse_Howarth_2023_05_05 | 2024 | SMR CCS | Generation | Hydrogen | QC | Dispatch-Generation | FuelCost | 0 | [6 empty] | 0.8548 | 0
LCP_Inputs_ON_Diverse_Howarth_2023_05_05 | 2024 | SMR CCS | Generation | Hydrogen | QC | Dispatch-Generation | VOM | 0 | [6 empty] | 0.8548 | 0
LCP_Inputs_ON_Diverse_Howarth_2023_05_05 | 2024 | SMR CCS | Generation | Hydrogen | WC | Dispatch-Generation | EmissionsCost | 0 | [6 empty] | 0.8548 | 0
LCP_Inputs_ON_Diverse_Howarth_2023_05_05 | 2024 | SMR CCS | Generation | Hydrogen | WC | Dispatch-Generation | FuelCost | 0 | [6 empty] | 0.8548 | 0
LCP_Inputs_ON_Diverse_Howarth_2023_05_05 | 2024 | SMR CCS | Generation | Hydrogen | WC | Dispatch-Generation | VOM | 0 | [6 empty] | 0.8548 | 0
LCP_Inputs_ON_Diverse_Howarth_2023_05_05 | 2024 | Solar PV | Generation | Electricity | MI | Dispatch-Generation | EmissionsCost | 0 | [6 empty] | 0.8548 | 0
LCP_Inputs_ON_Diverse_Howarth_2023_05_05 | 2024 | Solar PV | Generation | Electricity | MI | Dispatch-Generation | FuelCost | 0 | [6 empty] | 0.8548 | 0
LCP_Inputs_ON_Diverse_Howarth_2023_05_05 | 2024 | Solar PV | Generation | Electricity | MI | Dispatch-Generation | VOM | 0 | [6 empty] | 0.8548 | 0
LCP_Inputs_ON_Diverse_Howarth_2023_05_05 | 2024 | Solar PV | Generation | Electricity | NY | Dispatch-Generation | EmissionsCost | 0 | [6 empty] | 0.8548 | 0
LCP_Inputs_ON_Diverse_Howarth_2023_05_05 | 2024 | Solar PV | Generation | Electricity | NY | Dispatch-Generation | FuelCost | 0 | [6 empty] | 0.8548 | 0
LCP_Inputs_ON_Diverse_Howarth_2023_05_05 | 2024 | Solar PV | Generation | Electricity | NY | Dispatch-Generation | VOM | 0 | [6 empty] | 0.8548 | 0
LCP_Inputs_ON_Diverse_Howarth_2023_05_05 | 2024 | Solar PV | Generation | Electricity | ON | Dispatch-Generation | EmissionsCost | 0 | [6 empty] | 0.8548 | 0
LCP_Inputs_ON_Diverse_Howarth_2023_05_05 | 2024 | Solar PV | Generation | Electricity | ON | Dispatch-Generation | FuelCost | 0 | [6 empty] | 0.8548 | 0
LCP_Inputs_ON_Diverse_Howarth_2023_05_05 | 2024 | Solar PV | Generation | Electricity | ON | Dispatch-Generation | VOM | 0 | [6 empty] | 0.8548 | 0
LCP_Inputs_ON_Diverse_Howarth_2023_05_05 | 2024 | Solar PV | Generation | Electricity | PJ | Dispatch-Generation | EmissionsCost | 0 | [6 empty] | 0.8548 | 0
LCP_Inputs_ON_Diverse_Howarth_2023_05_05 | 2024 | Solar PV | Generation | Electricity | PJ | Dispatch-Generation | FuelCost | 0 | [6 empty] | 0.8548 | 0
LCP_Inputs_ON_Diverse_Howarth_2023_05_05 | 2024 | Solar PV | Generation | Electricity | PJ | Dispatch-Generation | VOM | 0 | [6 empty] | 0.8548 | 0
LCP_Inputs_ON_Diverse_Howarth_2023_05_05 | 2024 | Solar PV | Generation | Electricity | QC | Dispatch-Generation | EmissionsCost | 0 | [6 empty] | 0.8548 | 0
LCP_Inputs_ON_Diverse_Howarth_2023_05_05 | 2024 | Solar PV | Generation | Electricity | QC | Dispatch-Generation | FuelCost | 0 | [6 empty] | 0.8548 | 0
LCP_Inputs_ON_Diverse_Howarth_2023_05_05 | 2024 | Solar PV | Generation | Electricity | QC | Dispatch-Generation | VOM | 0 | [6 empty] | 0.8548 | 0
LCP_Inputs_ON_Diverse_Howarth_2023_05_05 | 2024 | Solar PV | Generation | Electricity | WC | Dispatch-Generation | EmissionsCost | 0 | [6 empty] | 0.8548 | 0
LCP_Inputs_ON_Diverse_Howarth_2023_05_05 | 2024 | Solar PV | Generation | Electricity | WC | Dispatch-Generation | FuelCost | 0 | [6 empty] | 0.8548 | 0
LCP_Inputs_ON_Diverse_Howarth_2023_05_05 | 2024 | Solar PV | Generation | Electricity | WC | Dispatch-Generation | VOM | 0 | [6 empty] | 0.8548 | 0
LCP_Inputs_ON_Diverse_Howarth_2023_05_05 | 2024 | Wind Offshore | Generation | Electricity | MI | Dispatch-Generation | EmissionsCost | 0 | [6 empty] | 0.8548 | 0
LCP_Inputs_ON_Diverse_Howarth_2023_05_05 | 2024 | Wind Offshore | Generation | Electricity | MI | Dispatch-Generation | FuelCost | 0 | [6 empty] | 0.8548 | 0
LCP_Inputs_ON_Diverse_Howarth_2023_05_05 | 2024 | Wind Offshore | Generation | Electricity | MI | Dispatch-Generation | VOM | 0 | [6 empty] | 0.8548 | 0
LCP_Inputs_ON_Diverse_Howarth_2023_05_05 | 2024 | Wind Offshore | Generation | Electricity | NY | Dispatch-Generation | EmissionsCost | 0 | [6 empty] | 0.8548 | 0
LCP_Inputs_ON_Diverse_Howarth_2023_05_05 | 2024 | Wind Offshore | Generation | Electricity | NY | Dispatch-Generation | FuelCost | 0 | [6 empty] | 0.8548 | 0
LCP_Inputs_ON_Diverse_Howarth_2023_05_05 | 2024 | Wind Offshore | Generation | Electricity | NY | Dispatch-Generation | VOM | 0 | [6 empty] | 0.8548 | 0
LCP_Inputs_ON_Diverse_Howarth_2023_05_05 | 2024 | Wind Offshore | Generation | Electricity | ON | Dispatch-Generation | EmissionsCost | 0 | [6 empty] | 0.8548 | 0
LCP_Inputs_ON_Diverse_Howarth_2023_05_05 | 2024 | Wind Offshore | Generation | Electricity | ON | Dispatch-Generation | FuelCost | 0 | [6 empty] | 0.8548 | 0
LCP_Inputs_ON_Diverse_Howarth_2023_05_05 | 2024 | Wind Offshore | Generation | Electricity | ON | Dispatch-Generation | VOM | 0 | [6 empty] | 0.8548 | 0
LCP_Inputs_ON_Diverse_Howarth_2023_05_05 | 2024 | Wind Offshore | Generation | Electricity | PJ | Dispatch-Generation | EmissionsCost | 0 | [6 empty] | 0.8548 | 0
LCP_Inputs_ON_Diverse_Howarth_2023_05_05 | 2024 | Wind Offshore | Generation | Electricity | PJ | Dispatch-Generation | FuelCost | 0 | [6 empty] | 0.8548 | 0
LCP_Inputs_ON_Diverse_Howarth_2023_05_05 | 2024 | Wind Offshore | Generation | Electricity | PJ | Dispatch-Generation | VOM | 0 | [6 empty] | 0.8548 | 0
LCP_Inputs_ON_Diverse_Howarth_2023_05_05 | 2024 | Wind Offshore | Generation | Electricity | QC | Dispatch-Generation | EmissionsCost | 0 | [6 empty] | 0.8548 | 0
LCP_Inputs_ON_Diverse_Howarth_2023_05_05 | 2024 | Wind Offshore | Generation | Electricity | QC | Dispatch-Generation | FuelCost | 0 | [6 empty] | 0.8548 | 0
LCP_Inputs_ON_Diverse_Howarth_2023_05_05 | 2024 | Wind Offshore | Generation | Electricity | QC | Dispatch-Generation | VOM | 0 | [6 empty] | 0.8548 | 0
LCP_Inputs_ON_Diverse_Howarth_2023_05_05 | 2024 | Wind Offshore | Generation | Electricity | WC | Dispatch-Generation | EmissionsCost | 0 | [6 empty] | 0.8548 | 0
LCP_Inputs_ON_Diverse_Howarth_2023_05_05 | 2024 | Wind Offshore | Generation | Electricity | WC | Dispatch-Generation | FuelCost | 0 | [6 empty] | 0.8548 | 0
LCP_Inputs_ON_Diverse_Howarth_2023_05_05 | 2024 | Wind Offshore | Generation | Electricity | WC | Dispatch-Generation | VOM | 0 | [6 empty] | 0.8548 | 0
LCP_Inputs_ON_Diverse_Howarth_2023_05_05 | 2024 | Wind Onshore | Generation | Electricity | MI | Dispatch-Generation | EmissionsCost | 0 | [6 empty] | 0.8548 | 0
LCP_Inputs_ON_Diverse_Howarth_2023_05_05 | 2024 | Wind Onshore | Generation | Electricity | MI | Dispatch-Generation | FuelCost | 0 | [6 empty] | 0.8548 | 0
LCP_Inputs_ON_Diverse_Howarth_2023_05_05 | 2024 | Wind Onshore | Generation | Electricity | MI | Dispatch-Generation | VOM | 0 | [6 empty] | 0.8548 | 0
LCP_Inputs_ON_Diverse_Howarth_2023_05_05 | 2024 | Wind Onshore | Generation | Electricity | NY | Dispatch-Generation | EmissionsCost | 0 | [6 empty] | 0.8548 | 0
LCP_Inputs_ON_Diverse_Howarth_2023_05_05 | 2024 | Wind Onshore | Generation | Electricity | NY | Dispatch-Generation | FuelCost | 0 | [6 empty] | 0.8548 | 0
LCP_Inputs_ON_Diverse_Howarth_2023_05_05 | 2024 | Wind Onshore | Generation | Electricity | NY | Dispatch-Generation | VOM | 0 | [6 empty] | 0.8548 | 0
LCP_Inputs_ON_Diverse_Howarth_2023_05_05 | 2024 | Wind Onshore | Generation | Electricity | ON | Dispatch-Generation | EmissionsCost | 0 | [6 empty] | 0.8548 | 0
LCP_Inputs_ON_Diverse_Howarth_2023_05_05 | 2024 | Wind Onshore | Generation | Electricity | ON | Dispatch-Generation | FuelCost | 0 | [6 empty] | 0.8548 | 0
LCP_Inputs_ON_Diverse_Howarth_2023_05_05 | 2024 | Wind Onshore | Generation | Electricity | ON | Dispatch-Generation | VOM | 0 | [6 empty] | 0.8548 | 0
LCP_Inputs_ON_Diverse_Howarth_2023_05_05 | 2024 | Wind Onshore | Generation | Electricity | PJ | Dispatch-Generation | EmissionsCost | 0 | [6 empty] | 0.8548 | 0
LCP_Inputs_ON_Diverse_Howarth_2023_05_05 | 2024 | Wind Onshore | Generation | Electricity | PJ | Dispatch-Generation | FuelCost | 0 | [6 empty] | 0.8548 | 0
LCP_Inputs_ON_Diverse_Howarth_2023_05_05 | 2024 | Wind Onshore | Generation | Electricity | PJ | Dispatch-Generation | VOM | 0 | [6 empty] | 0.8548 | 0
LCP_Inputs_ON_Diverse_Howarth_2023_05_05 | 2024 | Wind Onshore | Generation | Electricity | QC | Dispatch-Generation | EmissionsCost | 0 | [6 empty] | 0.8548 | 0
LCP_Inputs_ON_Diverse_Howarth_2023_05_05 | 2024 | Wind Onshore | Generation | Electricity | QC | Dispatch-Generation | FuelCost | 0 | [6 empty] | 0.8548 | 0
LCP_Inputs_ON_Diverse_Howarth_2023_05_05 | 2024 | Wind Onshore | Generation | Electricity | QC | Dispatch-Generation | VOM | 0 | [6 empty] | 0.8548 | 0
LCP_Inputs_ON_Diverse_Howarth_2023_05_05 | 2024 | Wind Onshore | Generation | Electricity | WC | Dispatch-Generation | EmissionsCost | 0 | [6 empty] | 0.8548 | 0
LCP_Inputs_ON_Diverse_Howarth_2023_05_05 | 2024 | Wind Onshore | Generation | Electricity | WC | Dispatch-Generation | FuelCost | 0 | [6 empty] | 0.8548 | 0
LCP_Inputs_ON_Diverse_Howarth_2023_05_05 | 2024 | Wind Onshore | Generation | Electricity | WC | Dispatch-Generation | VOM | 0 | [6 empty] | 0.8548 | 0
LCP_Inputs_ON_Diverse_Howarth_2023_05_05 | 2025 | Anaerobic Digestion | Generation | Methane | MI | Dispatch-Generation | EmissionsCost | 0 | [6 empty] | 0.82193 | 0
LCP_Inputs_ON_Diverse_Howarth_2023_05_05 | 2025 | Anaerobic Digestion | Generation | Methane | MI | Dispatch-Generation | FuelCost | 0 | [6 empty] | 0.82193 | 0
LCP_Inputs_ON_Diverse_Howarth_2023_05_05 | 2025 | Anaerobic Digestion | Generation | Methane | MI | Dispatch-Generation | VOM | 0 | [6 empty] | 0.82193 | 0
LCP_Inputs_ON_Diverse_Howarth_2023_05_05 | 2025 | Anaerobic Digestion | Generation | Methane | NY | Dispatch-Generation | EmissionsCost | 0 | [6 empty] | 0.82193 | 0
LCP_Inputs_ON_Diverse_Howarth_2023_05_05 | 2025 | Anaerobic Digestion | Generation | Methane | NY | Dispatch-Generation | FuelCost | 0 | [6 empty] | 0.82193 | 0
LCP_Inputs_ON_Diverse_Howarth_2023_05_05 | 2025 | Anaerobic Digestion | Generation | Methane | NY | Dispatch-Generation | VOM | 0 | [6 empty] | 0.82193 | 0
LCP_Inputs_ON_Diverse_Howarth_2023_05_05 | 2025 | Anaerobic Digestion | Generation | Methane | ON | Dispatch-Generation | EmissionsCost | 0 | [6 empty] | 0.82193 | 0
LCP_Inputs_ON_Diverse_Howarth_2023_05_05 | 2025 | Anaerobic Digestion | Generation | Methane | ON | Dispatch-Generation | FuelCost | 0 | [6 empty] | 0.82193 | 0
LCP_Inputs_ON_Diverse_Howarth_2023_05_05 | 2025 | Anaerobic Digestion | Generation | Methane | ON | Dispatch-Generation | VOM | 0 | [6 empty] | 0.82193 | 0
LCP_Inputs_ON_Diverse_Howarth_2023_05_05 | 2025 | Anaerobic Digestion | Generation | Methane | PJ | Dispatch-Generation | EmissionsCost | 0 | [6 empty] | 0.82193 | 0
LCP_Inputs_ON_Diverse_Howarth_2023_05_05 | 2025 | Anaerobic Digestion | Generation | Methane | PJ | Dispatch-Generation | FuelCost | 0 | [6 empty] | 0.82193 | 0
LCP_Inputs_ON_Diverse_Howarth_2023_05_05 | 2025 | Anaerobic Digestion | Generation | Methane | PJ | Dispatch-Generation | VOM | 0 | [6 empty] | 0.82193 | 0
LCP_Inputs_ON_Diverse_Howarth_2023_05_05 | 2025 | Anaerobic Digestion | Generation | Methane | QC | Dispatch-Generation | EmissionsCost | 0 | [6 empty] | 0.82193 | 0
LCP_Inputs_ON_Diverse_Howarth_2023_05_05 | 2025 | Anaerobic Digestion | Generation | Methane | QC | Dispatch-Generation | FuelCost | 0 | [6 empty] | 0.82193 | 0
LCP_Inputs_ON_Diverse_Howarth_2023_05_05 | 2025 | Anaerobic Digestion | Generation | Methane | QC | Dispatch-Generation | VOM | 0 | [6 empty] | 0.82193 | 0
LCP_Inputs_ON_Diverse_Howarth_2023_05_05 | 2025 | Anaerobic Digestion | Generation | Methane | WC | Dispatch-Generation | EmissionsCost | 0 | [6 empty] | 0.82193 | 0
LCP_Inputs_ON_Diverse_Howarth_2023_05_05 | 2025 | Anaerobic Digestion | Generation | Methane | WC | Dispatch-Generation | FuelCost | 0 | [6 empty] | 0.82193 | 0
LCP_Inputs_ON_Diverse_Howarth_2023_05_05 | 2025 | Anaerobic Digestion | Generation | Methane | WC | Dispatch-Generation | VOM | 0 | [6 empty] | 0.82193 | 0
LCP_Inputs_ON_Diverse_Howarth_2023_05_05 | 2025 | Battery Storage | Storage | Electricity | MI | Dispatch-Storage | EmissionsCost | 0 | [6 empty] | 0.82193 | 0
LCP_Inputs_ON_Diverse_Howarth_2023_05_05 | 2025 | Battery Storage | Storage | Electricity | MI | Dispatch-Storage | FuelCost | 0 | [6 empty] | 0.82193 | 0
LCP_Inputs_ON_Diverse_Howarth_2023_05_05 | 2025 | Battery Storage | Storage | Electricity | MI | Dispatch-Storage | VOM | 0 | [6 empty] | 0.82193 | 0
LCP_Inputs_ON_Diverse_Howarth_2023_05_05 | 2025 | Battery Storage | Storage | Electricity | NY | Dispatch-Storage | EmissionsCost | 0 | [6 empty] | 0.82193 | 0
LCP_Inputs_ON_Diverse_Howarth_2023_05_05 | 2025 | Battery Storage | Storage | Electricity | NY | Dispatch-Storage | FuelCost | 0 | [6 empty] | 0.82193 | 0
LCP_Inputs_ON_Diverse_Howarth_2023_05_05 | 2025 | Battery Storage | Storage | Electricity | NY | Dispatch-Storage | VOM | 0 | [6 empty] | 0.82193 | 0
LCP_Inputs_ON_Diverse_Howarth_2023_05_05 | 2025 | Battery Storage | Storage | Electricity | ON | Dispatch-Storage | EmissionsCost | 0 | [6 empty] | 0.82193 | 0
LCP_Inputs_ON_Diverse_Howarth_2023_05_05 | 2025 | Battery Storage | Storage | Electricity | ON | Dispatch-Storage | FuelCost | 0 | [6 empty] | 0.82193 | 0
LCP_Inputs_ON_Diverse_Howarth_2023_05_05 | 2025 | Battery Storage | Storage | Electricity | ON | Dispatch-Storage | VOM | 0 | [6 empty] | 0.82193 | 0
LCP_Inputs_ON_Diverse_Howarth_2023_05_05 | 2025 | Battery Storage | Storage | Electricity | PJ | Dispatch-Storage | EmissionsCost | 0 | [6 empty] | 0.82193 | 0
LCP_Inputs_ON_Diverse_Howarth_2023_05_05 | 2025 | Battery Storage | Storage | Electricity | PJ | Dispatch-Storage | FuelCost | 0 | [6 empty] | 0.82193 | 0
LCP_Inputs_ON_Diverse_Howarth_2023_05_05 | 2025 | Battery Storage | Storage | Electricity | PJ | Dispatch-Storage | VOM | 0 | [6 empty] | 0.82193 | 0
LCP_Inputs_ON_Diverse_Howarth_2023_05_05 | 2025 | Battery Storage | Storage | Electricity | QC | Dispatch-Storage | EmissionsCost | 0 | [6 empty] | 0.82193 | 0
LCP_Inputs_ON_Diverse_Howarth_2023_05_05 | 2025 | Battery Storage | Storage | Electricity | QC | Dispatch-Storage | FuelCost | 0 | [6 empty] | 0.82193 | 0
LCP_Inputs_ON_Diverse_Howarth_2023_05_05 | 2025 | Battery Storage | Storage | Electricity | QC | Dispatch-Storage | VOM | 0 | [6 empty] | 0.82193 | 0
LCP_Inputs_ON_Diverse_Howarth_2023_05_05 | 2025 | Battery Storage | Storage | Electricity | WC | Dispatch-Storage | EmissionsCost | 0 | [6 empty] | 0.82193 | 0
LCP_Inputs_ON_Diverse_Howarth_2023_05_05 | 2025 | Battery Storage | Storage | Electricity | WC | Dispatch-Storage | FuelCost | 0 | [6 empty] | 0.82193 | 0
LCP_Inputs_ON_Diverse_Howarth_2023_05_05 | 2025 | Battery Storage | Storage | Electricity | WC | Dispatch-Storage | VOM | 0 | [6 empty] | 0.82193 | 0
LCP_Inputs_ON_Diverse_Howarth_2023_05_05 | 2025 | Biomass | Generation | Electricity | MI | Dispatch-Generation | EmissionsCost | 0 | [6 empty] | 0.82193 | 0
LCP_Inputs_ON_Diverse_Howarth_2023_05_05 | 2025 | Biomass | Generation | Electricity | MI | Dispatch-Generation | FuelCost | 0 | [6 empty] | 0.82193 | 0
LCP_Inputs_ON_Diverse_Howarth_2023_05_05 | 2025 | Biomass | Generation | Electricity | MI | Dispatch-Generation | VOM | 0 | [6 empty] | 0.82193 | 0
LCP_Inputs_ON_Diverse_Howarth_2023_05_05 | 2025 | Biomass | Generation | Electricity | NY | Dispatch-Generation | EmissionsCost | 0 | [6 empty] | 0.82193 | 0
LCP_Inputs_ON_Diverse_Howarth_2023_05_05 | 2025 | Biomass | Generation | Electricity | NY | Dispatch-Generation | FuelCost | 0 | [6 empty] | 0.82193 | 0
LCP_Inputs_ON_Diverse_Howarth_2023_05_05 | 2025 | Biomass | Generation | Electricity | NY | Dispatch-Generation | VOM | 0 | [6 empty] | 0.82193 | 0
LCP_Inputs_ON_Diverse_Howarth_2023_05_05 | 2025 | Biomass | Generation | Electricity | ON | Dispatch-Generation | EmissionsCost | 0 | [6 empty] | 0.82193 | 0
LCP_Inputs_ON_Diverse_Howarth_2023_05_05 | 2025 | Biomass | Generation | Electricity | ON | Dispatch-Generation | FuelCost | 0 | [6 empty] | 0.82193 | 0
LCP_Inputs_ON_Diverse_Howarth_2023_05_05 | 2025 | Biomass | Generation | Electricity | ON | Dispatch-Generation | VOM | 0 | [6 empty] | 0.82193 | 0
LCP_Inputs_ON_Diverse_Howarth_2023_05_05 | 2025 | Biomass | Generation | Electricity | PJ | Dispatch-Generation | EmissionsCost | 0 | [6 empty] | 0.82193 | 0
LCP_Inputs_ON_Diverse_Howarth_2023_05_05 | 2025 | Biomass | Generation | Electricity | PJ | Dispatch-Generation | FuelCost | 0 | [6 empty] | 0.82193 | 0
LCP_Inputs_ON_Diverse_Howarth_2023_05_05 | 2025 | Biomass | Generation | Electricity | PJ | Dispatch-Generation | VOM | 0 | [6 empty] | 0.82193 | 0
LCP_Inputs_ON_Diverse_Howarth_2023_05_05 | 2025 | Biomass | Generation | Electricity | QC | Dispatch-Generation | EmissionsCost | 0 | [6 empty] | 0.82193 | 0
LCP_Inputs_ON_Diverse_Howarth_2023_05_05 | 2025 | Biomass | Generation | Electricity | QC | Dispatch-Generation | FuelCost | 0 | [6 empty] | 0.82193 | 0
LCP_Inputs_ON_Diverse_Howarth_2023_05_05 | 2025 | Biomass | Generation | Electricity | QC | Dispatch-Generation | VOM | 0 | [6 empty] | 0.82193 | 0
LCP_Inputs_ON_Diverse_Howarth_2023_05_05 | 2025 | Biomass | Generation | Electricity | WC | Dispatch-Generation | EmissionsCost | 0 | [6 empty] | 0.82193 | 0
LCP_Inputs_ON_Diverse_Howarth_2023_05_05 | 2025 | Biomass | Generation | Electricity | WC | Dispatch-Generation | FuelCost | 0 | [6 empty] | 0.82193 | 0
LCP_Inputs_ON_Diverse_Howarth_2023_05_05 | 2025 | Biomass | Generation | Electricity | WC | Dispatch-Generation | VOM | 0 | [6 empty] | 0.82193 | 0
LCP_Inputs_ON_Diverse_Howarth_2023_05_05 | 2025 | Biomass + CCS | Generation | Electricity | MI | Dispatch-Generation | EmissionsCost | 0 | [6 empty] | 0.82193 | 0
LCP_Inputs_ON_Diverse_Howarth_2023_05_05 | 2025 | Biomass + CCS | Generation | Electricity | MI | Dispatch-Generation | FuelCost | 0 | [6 empty] | 0.82193 | 0
LCP_Inputs_ON_Diverse_Howarth_2023_05_05 | 2025 | Biomass + CCS | Generation | Electricity | MI | Dispatch-Generation | VOM | 0 | [6 empty] | 0.82193 | 0
LCP_Inputs_ON_Diverse_Howarth_2023_05_05 | 2025 | Biomass + CCS | Generation | Electricity | NY | Dispatch-Generation | EmissionsCost | 0 | [6 empty] | 0.82193 | 0
LCP_Inputs_ON_Diverse_Howarth_2023_05_05 | 2025 | Biomass + CCS | Generation | Electricity | NY | Dispatch-Generation | FuelCost | 0 | [6 empty] | 0.82193 | 0
LCP_Inputs_ON_Diverse_Howarth_2023_05_05 | 2025 | Biomass + CCS | Generation | Electricity | NY | Dispatch-Generation | VOM | 0 | [6 empty] | 0.82193 | 0
LCP_Inputs_ON_Diverse_Howarth_2023_05_05 | 2025 | Biomass + CCS | Generation | Electricity | ON | Dispatch-Generation | EmissionsCost | 0 | [6 empty] | 0.82193 | 0
LCP_Inputs_ON_Diverse_Howarth_2023_05_05 | 2025 | Biomass + CCS | Generation | Electricity | ON | Dispatch-Generation | FuelCost | 0 | [6 empty] | 0.82193 | 0
LCP_Inputs_ON_Diverse_Howarth_2023_05_05 | 2025 | Biomass + CCS | Generation | Electricity | ON | Dispatch-Generation | VOM | 0 | [6 empty] | 0.82193 | 0
LCP_Inputs_ON_Diverse_Howarth_2023_05_05 | 2025 | Biomass + CCS | Generation | Electricity | PJ | Dispatch-Generation | EmissionsCost | 0 | [6 empty] | 0.82193 | 0
LCP_Inputs_ON_Diverse_Howarth_2023_05_05 | 2025 | Biomass + CCS | Generation | Electricity | PJ | Dispatch-Generation | FuelCost | 0 | [6 empty] | 0.82193 | 0
LCP_Inputs_ON_Diverse_Howarth_2023_05_05 | 2025 | Biomass + CCS | Generation | Electricity | PJ | Dispatch-Generation | VOM | 0 | [6 empty] | 0.82193 | 0
LCP_Inputs_ON_Diverse_Howarth_2023_05_05 | 2025 | Biomass + CCS | Generation | Electricity | QC | Dispatch-Generation | EmissionsCost | 0 | [6 empty] | 0.82193 | 0
LCP_Inputs_ON_Diverse_Howarth_2023_05_05 | 2025 | Biomass + CCS | Generation | Electricity | QC | Dispatch-Generation | FuelCost | 0 | [6 empty] | 0.82193 | 0
LCP_Inputs_ON_Diverse_Howarth_2023_05_05 | 2025 | Biomass + CCS | Generation | Electricity | QC | Dispatch-Generation | VOM | 0 | [6 empty] | 0.82193 | 0
LCP_Inputs_ON_Diverse_Howarth_2023_05_05 | 2025 | Biomass + CCS | Generation | Electricity | WC | Dispatch-Generation | EmissionsCost | 0 | [6 empty] | 0.82193 | 0
LCP_Inputs_ON_Diverse_Howarth_2023_05_05 | 2025 | Biomass + CCS | Generation | Electricity | WC | Dispatch-Generation | FuelCost | 0 | [6 empty] | 0.82193 | 0
LCP_Inputs_ON_Diverse_Howarth_2023_05_05 | 2025 | Biomass + CCS | Generation | Electricity | WC | Dispatch-Generation | VOM | 0 | [6 empty] | 0.82193 | 0
LCP_Inputs_ON_Diverse_Howarth_2023_05_05 | 2025 | CH4 + CCS | Generation | Methane | MI | Dispatch-Generation | EmissionsCost | 0 | [6 empty] | 0.82193 | 0
LCP_Inputs_ON_Diverse_Howarth_2023_05_05 | 2025 | CH4 + CCS | Generation | Methane | MI | Dispatch-Generation | FuelCost | 0 | [6 empty] | 0.82193 | 0
LCP_Inputs_ON_Diverse_Howarth_2023_05_05 | 2025 | CH4 + CCS | Generation | Methane | MI | Dispatch-Generation | VOM | 0 | [6 empty] | 0.82193 | 0
LCP_Inputs_ON_Diverse_Howarth_2023_05_05 | 2025 | CH4 + CCS | Generation | Methane | NY | Dispatch-Generation | EmissionsCost | 0 | [6 empty] | 0.82193 | 0
LCP_Inputs_ON_Diverse_Howarth_2023_05_05 | 2025 | CH4 + CCS | Generation | Methane | NY | Dispatch-Generation | FuelCost | 0 | [6 empty] | 0.82193 | 0
LCP_Inputs_ON_Diverse_Howarth_2023_05_05 | 2025 | CH4 + CCS | Generation | Methane | NY | Dispatch-Generation | VOM | 0 | [6 empty] | 0.82193 | 0
LCP_Inputs_ON_Diverse_Howarth_2023_05_05 | 2025 | CH4 + CCS | Generation | Methane | ON | Dispatch-Generation | EmissionsCost | 0 | [6 empty] | 0.82193 | 0
LCP_Inputs_ON_Diverse_Howarth_2023_05_05 | 2025 | CH4 + CCS | Generation | Methane | ON | Dispatch-Generation | FuelCost | 0 | [6 empty] | 0.82193 | 0
LCP_Inputs_ON_Diverse_Howarth_2023_05_05 | 2025 | CH4 + CCS | Generation | Methane | ON | Dispatch-Generation | VOM | 0 | [6 empty] | 0.82193 | 0
LCP_Inputs_ON_Diverse_Howarth_2023_05_05 | 2025 | CH4 + CCS | Generation | Methane | PJ | Dispatch-Generation | EmissionsCost | 0 | [6 empty] | 0.82193 | 0
LCP_Inputs_ON_Diverse_Howarth_2023_05_05 | 2025 | CH4 + CCS | Generation | Methane | PJ | Dispatch-Generation | FuelCost | 0 | [6 empty] | 0.82193 | 0
LCP_Inputs_ON_Diverse_Howarth_2023_05_05 | 2025 | CH4 + CCS | Generation | Methane | PJ | Dispatch-Generation | VOM | 0 | [6 empty] | 0.82193 | 0
LCP_Inputs_ON_Diverse_Howarth_2023_05_05 | 2025 | CH4 + CCS | Generation | Methane | QC | Dispatch-Generation | EmissionsCost | 0 | [6 empty] | 0.82193 | 0
LCP_Inputs_ON_Diverse_Howarth_2023_05_05 | 2025 | CH4 + CCS | Generation | Methane | QC | Dispatch-Generation | FuelCost | 0 | [6 empty] | 0.82193 | 0
LCP_Inputs_ON_Diverse_Howarth_2023_05_05 | 2025 | CH4 + CCS | Generation | Methane | QC | Dispatch-Generation | VOM | 0 | [6 empty] | 0.82193 | 0
LCP_Inputs_ON_Diverse_Howarth_2023_05_05 | 2025 | CH4 + CCS | Generation | Methane | WC | Dispatch-Generation | EmissionsCost | 0 | [6 empty] | 0.82193 | 0
LCP_Inputs_ON_Diverse_Howarth_2023_05_05 | 2025 | CH4 + CCS | Generation | Methane | WC | Dispatch-Generation | FuelCost | 0 | [6 empty] | 0.82193 | 0
LCP_Inputs_ON_Diverse_Howarth_2023_05_05 | 2025 | CH4 + CCS | Generation | Methane | WC | Dispatch-Generation | VOM | 0 | [6 empty] | 0.82193 | 0
LCP_Inputs_ON_Diverse_Howarth_2023_05_05 | 2025 | CH4 Import - NY 2020 | Import | Methane | MI | Dispatch-Import | EmissionsCost | 0 | [6 empty] | 0.82193 | 0
LCP_Inputs_ON_Diverse_Howarth_2023_05_05 | 2025 | CH4 Import - NY 2020 | Import | Methane | MI | Dispatch-Import | FuelCost | 0 | [6 empty] | 0.82193 | 0
LCP_Inputs_ON_Diverse_Howarth_2023_05_05 | 2025 | CH4 Import - NY 2020 | Import | Methane | MI | Dispatch-Import | VOM | 0 | [6 empty] | 0.82193 | 0
LCP_Inputs_ON_Diverse_Howarth_2023_05_05 | 2025 | CH4 Import - NY 2020 | Import | Methane | NY | Dispatch-Import | EmissionsCost | 282343065.1873 | [6 empty] | 0.82193 | 232065418.6829
LCP_Inputs_ON_Diverse_Howarth_2023_05_05 | 2025 | CH4 Import - NY 2020 | Import | Methane | NY | Dispatch-Import | FuelCost | 407790143.0843 | [6 empty] | 0.82193 | 335173772.4702
LCP_Inputs_ON_Diverse_Howarth_2023_05_05 | 2025 | CH4 Import - NY 2020 | Import | Methane | NY | Dispatch-Import | VOM | 0 | [6 empty] | 0.82193 | 0
LCP_Inputs_ON_Diverse_Howarth_2023_05_05 | 2025 | CH4 Import - NY 2020 | Import | Methane | ON | Dispatch-Import | EmissionsCost | 0 | [6 empty] | 0.82193 | 0
LCP_Inputs_ON_Diverse_Howarth_2023_05_05 | 2025 | CH4 Import - NY 2020 | Import | Methane | ON | Dispatch-Import | FuelCost | 0 | [6 empty] | 0.82193 | 0
LCP_Inputs_ON_Diverse_Howarth_2023_05_05 | 2025 | CH4 Import - NY 2020 | Import | Methane | ON | Dispatch-Import | VOM | 0 | [6 empty] | 0.82193 | 0
LCP_Inputs_ON_Diverse_Howarth_2023_05_05 | 2025 | CH4 Import - NY 2020 | Import | Methane | PJ | Dispatch-Import | EmissionsCost | 0 | [6 empty] | 0.82193 | 0
LCP_Inputs_ON_Diverse_Howarth_2023_05_05 | 2025 | CH4 Import - NY 2020 | Import | Methane | PJ | Dispatch-Import | FuelCost | 0 | [6 empty] | 0.82193 | 0
LCP_Inputs_ON_Diverse_Howarth_2023_05_05 | 2025 | CH4 Import - NY 2020 | Import | Methane | PJ | Dispatch-Import | VOM | 0 | [6 empty] | 0.82193 | 0
LCP_Inputs_ON_Diverse_Howarth_2023_05_05 | 2025 | CH4 Import - NY 2020 | Import | Methane | QC | Dispatch-Import | EmissionsCost | 0 | [6 empty] | 0.82193 | 0
LCP_Inputs_ON_Diverse_Howarth_2023_05_05 | 2025 | CH4 Import - NY 2020 | Import | Methane | QC | Dispatch-Import | FuelCost | 0 | [6 empty] | 0.82193 | 0
LCP_Inputs_ON_Diverse_Howarth_2023_05_05 | 2025 | CH4 Import - NY 2020 | Import | Methane | QC | Dispatch-Import | VOM | 0 | [6 empty] | 0.82193 | 0
LCP_Inputs_ON_Diverse_Howarth_2023_05_05 | 2025 | CH4 Import - NY 2020 | Import | Methane | WC | Dispatch-Import | EmissionsCost | 0 | [6 empty] | 0.82193 | 0
LCP_Inputs_ON_Diverse_Howarth_2023_05_05 | 2025 | CH4 Import - NY 2020 | Import | Methane | WC | Dispatch-Import | FuelCost | 0 | [6 empty] | 0.82193 | 0
LCP_Inputs_ON_Diverse_Howarth_2023_05_05 | 2025 | CH4 Import - NY 2020 | Import | Methane | WC | Dispatch-Import | VOM | 0 | [6 empty] | 0.82193 | 0
LCP_Inputs_ON_Diverse_Howarth_2023_05_05 | 2025 | CH4 Import - NY 2030 | Import | Methane | MI | Dispatch-Import | EmissionsCost | 0 | [6 empty] | 0.82193 | 0
LCP_Inputs_ON_Diverse_Howarth_2023_05_05 | 2025 | CH4 Import - NY 2030 | Import | Methane | MI | Dispatch-Import | FuelCost | 0 | [6 empty] | 0.82193 | 0
LCP_Inputs_ON_Diverse_Howarth_2023_05_05 | 2025 | CH4 Import - NY 2030 | Import | Methane | MI | Dispatch-Import | VOM | 0 | [6 empty] | 0.82193 | 0
LCP_Inputs_ON_Diverse_Howarth_2023_05_05 | 2025 | CH4 Import - NY 2030 | Import | Methane | NY | Dispatch-Import | EmissionsCost | 0 | [6 empty] | 0.82193 | 0
LCP_Inputs_ON_Diverse_Howarth_2023_05_05 | 2025 | CH4 Import - NY 2030 | Import | Methane | NY | Dispatch-Import | FuelCost | 0 | [6 empty] | 0.82193 | 0
LCP_Inputs_ON_Diverse_Howarth_2023_05_05 | 2025 | CH4 Import - NY 2030 | Import | Methane | NY | Dispatch-Import | VOM | 0 | [6 empty] | 0.82193 | 0
LCP_Inputs_ON_Diverse_Howarth_2023_05_05 | 2025 | CH4 Import - NY 2030 | Import | Methane | ON | Dispatch-Import | EmissionsCost | 0 | [6 empty] | 0.82193 | 0
LCP_Inputs_ON_Diverse_Howarth_2023_05_05 | 2025 | CH4 Import - NY 2030 | Import | Methane | ON | Dispatch-Import | FuelCost | 0 | [6 empty] | 0.82193 | 0
LCP_Inputs_ON_Diverse_Howarth_2023_05_05 | 2025 | CH4 Import - NY 2030 | Import | Methane | ON | Dispatch-Import | VOM | 0 | [6 empty] | 0.82193 | 0
LCP_Inputs_ON_Diverse_Howarth_2023_05_05 | 2025 | CH4 Import - NY 2030 | Import | Methane | PJ | Dispatch-Import | EmissionsCost | 0 | [6 empty] | 0.82193 | 0
LCP_Inputs_ON_Diverse_Howarth_2023_05_05 | 2025 | CH4 Import - NY 2030 | Import | Methane | PJ | Dispatch-Import | FuelCost | 0 | [6 empty] | 0.82193 | 0
LCP_Inputs_ON_Diverse_Howarth_2023_05_05 | 2025 | CH4 Import - NY 2030 | Import | Methane | PJ | Dispatch-Import | VOM | 0 | [6 empty] | 0.82193 | 0
LCP_Inputs_ON_Diverse_Howarth_2023_05_05 | 2025 | CH4 Import - NY 2030 | Import | Methane | QC | Dispatch-Import | EmissionsCost | 0 | [6 empty] | 0.82193 | 0
LCP_Inputs_ON_Diverse_Howarth_2023_05_05 | 2025 | CH4 Import - NY 2030 | Import | Methane | QC | Dispatch-Import | FuelCost | 0 | [6 empty] | 0.82193 | 0
LCP_Inputs_ON_Diverse_Howarth_2023_05_05 | 2025 | CH4 Import - NY 2030 | Import | Methane | QC | Dispatch-Import | VOM | 0 | [6 empty] | 0.82193 | 0
LCP_Inputs_ON_Diverse_Howarth_2023_05_05 | 2025 | CH4 Import - NY 2030 | Import | Methane | WC | Dispatch-Import | EmissionsCost | 0 | [6 empty] | 0.82193 | 0
LCP_Inputs_ON_Diverse_Howarth_2023_05_05 | 2025 | CH4 Import - NY 2030 | Import | Methane | WC | Dispatch-Import | FuelCost | 0 | [6 empty] | 0.82193 | 0
LCP_Inputs_ON_Diverse_Howarth_2023_05_05 | 2025 | CH4 Import - NY 2030 | Import | Methane | WC | Dispatch-Import | VOM | 0 | [6 empty] | 0.82193 | 0
LCP_Inputs_ON_Diverse_Howarth_2023_05_05 | 2025 | CH4 Import - NY 2040 | Import | Methane | MI | Dispatch-Import | EmissionsCost | 0 | [6 empty] | 0.82193 | 0
LCP_Inputs_ON_Diverse_Howarth_2023_05_05 | 2025 | CH4 Import - NY 2040 | Import | Methane | MI | Dispatch-Import | FuelCost | 0 | [6 empty] | 0.82193 | 0
LCP_Inputs_ON_Diverse_Howarth_2023_05_05 | 2025 | CH4 Import - NY 2040 | Import | Methane | MI | Dispatch-Import | VOM | 0 | [6 empty] | 0.82193 | 0
LCP_Inputs_ON_Diverse_Howarth_2023_05_05 | 2025 | CH4 Import - NY 2040 | Import | Methane | NY | Dispatch-Import | EmissionsCost | 0 | [6 empty] | 0.82193 | 0
LCP_Inputs_ON_Diverse_Howarth_2023_05_05 | 2025 | CH4 Import - NY 2040 | Import | Methane | NY | Dispatch-Import | FuelCost | 0 | [6 empty] | 0.82193 | 0
LCP_Inputs_ON_Diverse_Howarth_2023_05_05 | 2025 | CH4 Import - NY 2040 | Import | Methane | NY | Dispatch-Import | VOM | 0 | [6 empty] | 0.82193 | 0
LCP_Inputs_ON_Diverse_Howarth_2023_05_05 | 2025 | CH4 Import - NY 2040 | Import | Methane | ON | Dispatch-Import | EmissionsCost | 0 | [6 empty] | 0.82193 | 0
LCP_Inputs_ON_Diverse_Howarth_2023_05_05 | 2025 | CH4 Import - NY 2040 | Import | Methane | ON | Dispatch-Import | FuelCost | 0 | [6 empty] | 0.82193 | 0
LCP_Inputs_ON_Diverse_Howarth_2023_05_05 | 2025 | CH4 Import - NY 2040 | Import | Methane | ON | Dispatch-Import | VOM | 0 | [6 empty] | 0.82193 | 0
LCP_Inputs_ON_Diverse_Howarth_2023_05_05 | 2025 | CH4 Import - NY 2040 | Import | Methane | PJ | Dispatch-Import | EmissionsCost | 0 | [6 empty] | 0.82193 | 0
LCP_Inputs_ON_Diverse_Howarth_2023_05_05 | 2025 | CH4 Import - NY 2040 | Import | Methane | PJ | Dispatch-Import | FuelCost | 0 | [6 empty] | 0.82193 | 0
LCP_Inputs_ON_Diverse_Howarth_2023_05_05 | 2025 | CH4 Import - NY 2040 | Import | Methane | PJ | Dispatch-Import | VOM | 0 | [6 empty] | 0.82193 | 0
LCP_Inputs_ON_Diverse_Howarth_2023_05_05 | 2025 | CH4 Import - NY 2040 | Import | Methane | QC | Dispatch-Import | EmissionsCost | 0 | [6 empty] | 0.82193 | 0
LCP_Inputs_ON_Diverse_Howarth_2023_05_05 | 2025 | CH4 Import - NY 2040 | Import | Methane | QC | Dispatch-Import | FuelCost | 0 | [6 empty] | 0.82193 | 0
LCP_Inputs_ON_Diverse_Howarth_2023_05_05 | 2025 | CH4 Import - NY 2040 | Import | Methane | QC | Dispatch-Import | VOM | 0 | [6 empty] | 0.82193 | 0
LCP_Inputs_ON_Diverse_Howarth_2023_05_05 | 2025 | CH4 Import - NY 2040 | Import | Methane | WC | Dispatch-Import | EmissionsCost | 0 | [6 empty] | 0.82193 | 0
LCP_Inputs_ON_Diverse_Howarth_2023_05_05 | 2025 | CH4 Import - NY 2040 | Import | Methane | WC | Dispatch-Import | FuelCost | 0 | [6 empty] | 0.82193 | 0
LCP_Inputs_ON_Diverse_Howarth_2023_05_05 | 2025 | CH4 Import - NY 2040 | Import | Methane | WC | Dispatch-Import | VOM | 0 | [6 empty] | 0.82193 | 0
LCP_Inputs_ON_Diverse_Howarth_2023_05_05 | 2025 | CH4 Import - NY 2050 | Import | Methane | MI | Dispatch-Import | EmissionsCost | 0 | [6 empty] | 0.82193 | 0
LCP_Inputs_ON_Diverse_Howarth_2023_05_05 | 2025 | CH4 Import - NY 2050 | Import | Methane | MI | Dispatch-Import | FuelCost | 0 | [6 empty] | 0.82193 | 0
LCP_Inputs_ON_Diverse_Howarth_2023_05_05 | 2025 | CH4 Import - NY 2050 | Import | Methane | MI | Dispatch-Import | VOM | 0 | [6 empty] | 0.82193 | 0
LCP_Inputs_ON_Diverse_Howarth_2023_05_05 | 2025 | CH4 Import - NY 2050 | Import | Methane | NY | Dispatch-Import | EmissionsCost | 0 | [6 empty] | 0.82193 | 0
LCP_Inputs_ON_Diverse_Howarth_2023_05_05 | 2025 | CH4 Import - NY 2050 | Import | Methane | NY | Dispatch-Import | FuelCost | 0 | [6 empty] | 0.82193 | 0
LCP_Inputs_ON_Diverse_Howarth_2023_05_05 | 2025 | CH4 Import - NY 2050 | Import | Methane | NY | Dispatch-Import | VOM | 0 | [6 empty] | 0.82193 | 0
LCP_Inputs_ON_Diverse_Howarth_2023_05_05 | 2025 | CH4 Import - NY 2050 | Import | Methane | ON | Dispatch-Import | EmissionsCost | 0 | [6 empty] | 0.82193 | 0
LCP_Inputs_ON_Diverse_Howarth_2023_05_05 | 2025 | CH4 Import - NY 2050 | Import | Methane | ON | Dispatch-Import | FuelCost | 0 | [6 empty] | 0.82193 | 0
LCP_Inputs_ON_Diverse_Howarth_2023_05_05 | 2025 | CH4 Import - NY 2050 | Import | Methane | ON | Dispatch-Import | VOM | 0 | [6 empty] | 0.82193 | 0
LCP_Inputs_ON_Diverse_Howarth_2023_05_05 | 2025 | CH4 Import - NY 2050 | Import | Methane | PJ | Dispatch-Import | EmissionsCost | 0 | [6 empty] | 0.82193 | 0
LCP_Inputs_ON_Diverse_Howarth_2023_05_05 | 2025 | CH4 Import - NY 2050 | Import | Methane | PJ | Dispatch-Import | FuelCost | 0 | [6 empty] | 0.82193 | 0
LCP_Inputs_ON_Diverse_Howarth_2023_05_05 | 2025 | CH4 Import - NY 2050 | Import | Methane | PJ | Dispatch-Import | VOM | 0 | [6 empty] | 0.82193 | 0
LCP_Inputs_ON_Diverse_Howarth_2023_05_05 | 2025 | CH4 Import - NY 2050 | Import | Methane | QC | Dispatch-Import | EmissionsCost | 0 | [6 empty] | 0.82193 | 0
LCP_Inputs_ON_Diverse_Howarth_2023_05_05 | 2025 | CH4 Import - NY 2050 | Import | Methane | QC | Dispatch-Import | FuelCost | 0 | [6 empty] | 0.82193 | 0
LCP_Inputs_ON_Diverse_Howarth_2023_05_05 | 2025 | CH4 Import - NY 2050 | Import | Methane | QC | Dispatch-Import | VOM | 0 | [6 empty] | 0.82193 | 0
LCP_Inputs_ON_Diverse_Howarth_2023_05_05 | 2025 | CH4 Import - NY 2050 | Import | Methane | WC | Dispatch-Import | EmissionsCost | 0 | [6 empty] | 0.82193 | 0
LCP_Inputs_ON_Diverse_Howarth_2023_05_05 | 2025 | CH4 Import - NY 2050 | Import | Methane | WC | Dispatch-Import | FuelCost | 0 | [6 empty] | 0.82193 | 0
LCP_Inputs_ON_Diverse_Howarth_2023_05_05 | 2025 | CH4 Import - NY 2050 | Import | Methane | WC | Dispatch-Import | VOM | 0 | [6 empty] | 0.82193 | 0
LCP_Inputs_ON_Diverse_Howarth_2023_05_05 | 2025 | CH4 Import - WC 2020 | Import | Methane | MI | Dispatch-Import | EmissionsCost | 0 | [6 empty] | 0.82193 | 0
LCP_Inputs_ON_Diverse_Howarth_2023_05_05 | 2025 | CH4 Import - WC 2020 | Import | Methane | MI | Dispatch-Import | FuelCost | 0 | [6 empty] | 0.82193 | 0
LCP_Inputs_ON_Diverse_Howarth_2023_05_05 | 2025 | CH4 Import - WC 2020 | Import | Methane | MI | Dispatch-Import | VOM | 0 | [6 empty] | 0.82193 | 0
LCP_Inputs_ON_Diverse_Howarth_2023_05_05 | 2025 | CH4 Import - WC 2020 | Import | Methane | NY | Dispatch-Import | EmissionsCost | 0 | [6 empty] | 0.82193 | 0
LCP_Inputs_ON_Diverse_Howarth_2023_05_05 | 2025 | CH4 Import - WC 2020 | Import | Methane | NY | Dispatch-Import | FuelCost | 0 | [6 empty] | 0.82193 | 0
LCP_Inputs_ON_Diverse_Howarth_2023_05_05 | 2025 | CH4 Import - WC 2020 | Import | Methane | NY | Dispatch-Import | VOM | 0 | [6 empty] | 0.82193 | 0
LCP_Inputs_ON_Diverse_Howarth_2023_05_05 | 2025 | CH4 Import - WC 2020 | Import | Methane | ON | Dispatch-Import | EmissionsCost | 0 | [6 empty] | 0.82193 | 0
LCP_Inputs_ON_Diverse_Howarth_2023_05_05 | 2025 | CH4 Import - WC 2020 | Import | Methane | ON | Dispatch-Import | FuelCost | 0 | [6 empty] | 0.82193 | 0
LCP_Inputs_ON_Diverse_Howarth_2023_05_05 | 2025 | CH4 Import - WC 2020 | Import | Methane | ON | Dispatch-Import | VOM | 0 | [6 empty] | 0.82193 | 0
LCP_Inputs_ON_Diverse_Howarth_2023_05_05 | 2025 | CH4 Import - WC 2020 | Import | Methane | PJ | Dispatch-Import | EmissionsCost | 0 | [6 empty] | 0.82193 | 0
LCP_Inputs_ON_Diverse_Howarth_2023_05_05 | 2025 | CH4 Import - WC 2020 | Import | Methane | PJ | Dispatch-Import | FuelCost | 0 | [6 empty] | 0.82193 | 0
LCP_Inputs_ON_Diverse_Howarth_2023_05_05 | 2025 | CH4 Import - WC 2020 | Import | Methane | PJ | Dispatch-Import | VOM | 0 | [6 empty] | 0.82193 | 0
LCP_Inputs_ON_Diverse_Howarth_2023_05_05 | 2025 | CH4 Import - WC 2020 | Import | Methane | QC | Dispatch-Import | EmissionsCost | 0 | [6 empty] | 0.82193 | 0
LCP_Inputs_ON_Diverse_Howarth_2023_05_05 | 2025 | CH4 Import - WC 2020 | Import | Methane | QC | Dispatch-Import | FuelCost | 0 | [6 empty] | 0.82193 | 0
LCP_Inputs_ON_Diverse_Howarth_2023_05_05 | 2025 | CH4 Import - WC 2020 | Import | Methane | QC | Dispatch-Import | VOM | 0 | [6 empty] | 0.82193 | 0
LCP_Inputs_ON_Diverse_Howarth_2023_05_05 | 2025 | CH4 Import - WC 2020 | Import | Methane | WC | Dispatch-Import | EmissionsCost | 1306945425.5377 | [6 empty] | 0.82193 | 1074213872.3046
LCP_Inputs_ON_Diverse_Howarth_2023_05_05 | 2025 | CH4 Import - WC 2020 | Import | Methane | WC | Dispatch-Import | FuelCost | 1887630786.0789 | [6 empty] | 0.82193 | 1551494910.6317
LCP_Inputs_ON_Diverse_Howarth_2023_05_05 | 2025 | CH4 Import - WC 2020 | Import | Methane | WC | Dispatch-Import | VOM | 0 | [6 empty] | 0.82193 | 0
LCP_Inputs_ON_Diverse_Howarth_2023_05_05 | 2025 | CH4 Import - WC 2030 | Import | Methane | MI | Dispatch-Import | EmissionsCost | 0 | [6 empty] | 0.82193 | 0
LCP_Inputs_ON_Diverse_Howarth_2023_05_05 | 2025 | CH4 Import - WC 2030 | Import | Methane | MI | Dispatch-Import | FuelCost | 0 | [6 empty] | 0.82193 | 0
LCP_Inputs_ON_Diverse_Howarth_2023_05_05 | 2025 | CH4 Import - WC 2030 | Import | Methane | MI | Dispatch-Import | VOM | 0 | [6 empty] | 0.82193 | 0
LCP_Inputs_ON_Diverse_Howarth_2023_05_05 | 2025 | CH4 Import - WC 2030 | Import | Methane | NY | Dispatch-Import | EmissionsCost | 0 | [6 empty] | 0.82193 | 0
LCP_Inputs_ON_Diverse_Howarth_2023_05_05 | 2025 | CH4 Import - WC 2030 | Import | Methane | NY | Dispatch-Import | FuelCost | 0 | [6 empty] | 0.82193 | 0
LCP_Inputs_ON_Diverse_Howarth_2023_05_05 | 2025 | CH4 Import - WC 2030 | Import | Methane | NY | Dispatch-Import | VOM | 0 | [6 empty] | 0.82193 | 0
LCP_Inputs_ON_Diverse_Howarth_2023_05_05 | 2025 | CH4 Import - WC 2030 | Import | Methane | ON | Dispatch-Import | EmissionsCost | 0 | [6 empty] | 0.82193 | 0
LCP_Inputs_ON_Diverse_Howarth_2023_05_05 | 2025 | CH4 Import - WC 2030 | Import | Methane | ON | Dispatch-Import | FuelCost | 0 | [6 empty] | 0.82193 | 0
LCP_Inputs_ON_Diverse_Howarth_2023_05_05 | 2025 | CH4 Import - WC 2030 | Import | Methane | ON | Dispatch-Import | VOM | 0 | [6 empty] | 0.82193 | 0
LCP_Inputs_ON_Diverse_Howarth_2023_05_05 | 2025 | CH4 Import - WC 2030 | Import | Methane | PJ | Dispatch-Import | EmissionsCost | 0 | [6 empty] | 0.82193 | 0
LCP_Inputs_ON_Diverse_Howarth_2023_05_05 | 2025 | CH4 Import - WC 2030 | Import | Methane | PJ | Dispatch-Import | FuelCost | 0 | [6 empty] | 0.82193 | 0
LCP_Inputs_ON_Diverse_Howarth_2023_05_05 | 2025 | CH4 Import - WC 2030 | Import | Methane | PJ | Dispatch-Import | VOM | 0 | [6 empty] | 0.82193 | 0
LCP_Inputs_ON_Diverse_Howarth_2023_05_05 | 2025 | CH4 Import - WC 2030 | Import | Methane | QC | Dispatch-Import | EmissionsCost | 0 | [6 empty] | 0.82193 | 0
LCP_Inputs_ON_Diverse_Howarth_2023_05_05 | 2025 | CH4 Import - WC 2030 | Import | Methane | QC | Dispatch-Import | FuelCost | 0 | [6 empty] | 0.82193 | 0
LCP_Inputs_ON_Diverse_Howarth_2023_05_05 | 2025 | CH4 Import - WC 2030 | Import | Methane | QC | Dispatch-Import | VOM | 0 | [6 empty] | 0.82193 | 0
LCP_Inputs_ON_Diverse_Howarth_2023_05_05 | 2025 | CH4 Import - WC 2030 | Import | Methane | WC | Dispatch-Import | EmissionsCost | 0 | [6 empty] | 0.82193 | 0
LCP_Inputs_ON_Diverse_Howarth_2023_05_05 | 2025 | CH4 Import - WC 2030 | Import | Methane | WC | Dispatch-Import | FuelCost | 0 | [6 empty] | 0.82193 | 0
LCP_Inputs_ON_Diverse_Howarth_2023_05_05 | 2025 | CH4 Import - WC 2030 | Import | Methane | WC | Dispatch-Import | VOM | 0 | [6 empty] | 0.82193 | 0
LCP_Inputs_ON_Diverse_Howarth_2023_05_05 | 2025 | CH4 Import - WC 2040 | Import | Methane | MI | Dispatch-Import | EmissionsCost | 0 | [6 empty] | 0.82193 | 0
LCP_Inputs_ON_Diverse_Howarth_2023_05_05 | 2025 | CH4 Import - WC 2040 | Import | Methane | MI | Dispatch-Import | FuelCost | 0 | [6 empty] | 0.82193 | 0
LCP_Inputs_ON_Diverse_Howarth_2023_05_05 | 2025 | CH4 Import - WC 2040 | Import | Methane | MI | Dispatch-Import | VOM | 0 | [6 empty] | 0.82193 | 0
LCP_Inputs_ON_Diverse_Howarth_2023_05_05 | 2025 | CH4 Import - WC 2040 | Import | Methane | NY | Dispatch-Import | EmissionsCost | 0 | [6 empty] | 0.82193 | 0
LCP_Inputs_ON_Diverse_Howarth_2023_05_05 | 2025 | CH4 Import - WC 2040 | Import | Methane | NY | Dispatch-Import | FuelCost | 0 | [6 empty] | 0.82193 | 0
LCP_Inputs_ON_Diverse_Howarth_2023_05_05 | 2025 | CH4 Import - WC 2040 | Import | Methane | NY | Dispatch-Import | VOM | 0 | [6 empty] | 0.82193 | 0
LCP_Inputs_ON_Diverse_Howarth_2023_05_05 | 2025 | CH4 Import - WC 2040 | Import | Methane | ON | Dispatch-Import | EmissionsCost | 0 | [6 empty] | 0.82193 | 0
LCP_Inputs_ON_Diverse_Howarth_2023_05_05 | 2025 | CH4 Import - WC 2040 | Import | Methane | ON | Dispatch-Import | FuelCost | 0 | [6 empty] | 0.82193 | 0
LCP_Inputs_ON_Diverse_Howarth_2023_05_05 | 2025 | CH4 Import - WC 2040 | Import | Methane | ON | Dispatch-Import | VOM | 0 | [6 empty] | 0.82193 | 0
LCP_Inputs_ON_Diverse_Howarth_2023_05_05 | 2025 | CH4 Import - WC 2040 | Import | Methane | PJ | Dispatch-Import | EmissionsCost | 0 | [6 empty] | 0.82193 | 0
LCP_Inputs_ON_Diverse_Howarth_2023_05_05 | 2025 | CH4 Import - WC 2040 | Import | Methane | PJ | Dispatch-Import | FuelCost | 0 | [6 empty] | 0.82193 | 0
LCP_Inputs_ON_Diverse_Howarth_2023_05_05 | 2025 | CH4 Import - WC 2040 | Import | Methane | PJ | Dispatch-Import | VOM | 0 | [6 empty] | 0.82193 | 0
LCP_Inputs_ON_Diverse_Howarth_2023_05_05 | 2025 | CH4 Import - WC 2040 | Import | Methane | QC | Dispatch-Import | EmissionsCost | 0 | [6 empty] | 0.82193 | 0
LCP_Inputs_ON_Diverse_Howarth_2023_05_05 | 2025 | CH4 Import - WC 2040 | Import | Methane | QC | Dispatch-Import | FuelCost | 0 | [6 empty] | 0.82193 | 0
LCP_Inputs_ON_Diverse_Howarth_2023_05_05 | 2025 | CH4 Import - WC 2040 | Import | Methane | QC | Dispatch-Import | VOM | 0 | [6 empty] | 0.82193 | 0
LCP_Inputs_ON_Diverse_Howarth_2023_05_05 | 2025 | CH4 Import - WC 2040 | Import | Methane | WC | Dispatch-Import | EmissionsCost | 0 | [6 empty] | 0.82193 | 0
LCP_Inputs_ON_Diverse_Howarth_2023_05_05 | 2025 | CH4 Import - WC 2040 | Import | Methane | WC | Dispatch-Import | FuelCost | 0 | [6 empty] | 0.82193 | 0
LCP_Inputs_ON_Diverse_Howarth_2023_05_05 | 2025 | CH4 Import - WC 2040 | Import | Methane | WC | Dispatch-Import | VOM | 0 | [6 empty] | 0.82193 | 0
LCP_Inputs_ON_Diverse_Howarth_2023_05_05 | 2025 | CH4 Import - WC 2050 | Import | Methane | MI | Dispatch-Import | EmissionsCost | 0 | [6 empty] | 0.82193 | 0
LCP_Inputs_ON_Diverse_Howarth_2023_05_05 | 2025 | CH4 Import - WC 2050 | Import | Methane | MI | Dispatch-Import | FuelCost | 0 | [6 empty] | 0.82193 | 0
LCP_Inputs_ON_Diverse_Howarth_2023_05_05 | 2025 | CH4 Import - WC 2050 | Import | Methane | MI | Dispatch-Import | VOM | 0 | [6 empty] | 0.82193 | 0
LCP_Inputs_ON_Diverse_Howarth_2023_05_05 | 2025 | CH4 Import - WC 2050 | Import | Methane | NY | Dispatch-Import | EmissionsCost | 0 | [6 empty] | 0.82193 | 0
LCP_Inputs_ON_Diverse_Howarth_2023_05_05 | 2025 | CH4 Import - WC 2050 | Import | Methane | NY | Dispatch-Import | FuelCost | 0 | [6 empty] | 0.82193 | 0
LCP_Inputs_ON_Diverse_Howarth_2023_05_05 | 2025 | CH4 Import - WC 2050 | Import | Methane | NY | Dispatch-Import | VOM | 0 | [6 empty] | 0.82193 | 0
LCP_Inputs_ON_Diverse_Howarth_2023_05_05 | 2025 | CH4 Import - WC 2050 | Import | Methane | ON | Dispatch-Import | EmissionsCost | 0 | [6 empty] | 0.82193 | 0
LCP_Inputs_ON_Diverse_Howarth_2023_05_05 | 2025 | CH4 Import - WC 2050 | Import | Methane | ON | Dispatch-Import | FuelCost | 0 | [6 empty] | 0.82193 | 0
LCP_Inputs_ON_Diverse_Howarth_2023_05_05 | 2025 | CH4 Import - WC 2050 | Import | Methane | ON | Dispatch-Import | VOM | 0 | [6 empty] | 0.82193 | 0
LCP_Inputs_ON_Diverse_Howarth_2023_05_05 | 2025 | CH4 Import - WC 2050 | Import | Methane | PJ | Dispatch-Import | EmissionsCost | 0 | [6 empty] | 0.82193 | 0
LCP_Inputs_ON_Diverse_Howarth_2023_05_05 | 2025 | CH4 Import - WC 2050 | Import | Methane | PJ | Dispatch-Import | FuelCost | 0 | [6 empty] | 0.82193 | 0
LCP_Inputs_ON_Diverse_Howarth_2023_05_05 | 2025 | CH4 Import - WC 2050 | Import | Methane | PJ | Dispatch-Import | VOM | 0 | [6 empty] | 0.82193 | 0
LCP_Inputs_ON_Diverse_Howarth_2023_05_05 | 2025 | CH4 Import - WC 2050 | Import | Methane | QC | Dispatch-Import | EmissionsCost | 0 | [6 empty] | 0.82193 | 0
LCP_Inputs_ON_Diverse_Howarth_2023_05_05 | 2025 | CH4 Import - WC 2050 | Import | Methane | QC | Dispatch-Import | FuelCost | 0 | [6 empty] | 0.82193 | 0
LCP_Inputs_ON_Diverse_Howarth_2023_05_05 | 2025 | CH4 Import - WC 2050 | Import | Methane | QC | Dispatch-Import | VOM | 0 | [6 empty] | 0.82193 | 0
LCP_Inputs_ON_Diverse_Howarth_2023_05_05 | 2025 | CH4 Import - WC 2050 | Import | Methane | WC | Dispatch-Import | EmissionsCost | 0 | [6 empty] | 0.82193 | 0
LCP_Inputs_ON_Diverse_Howarth_2023_05_05 | 2025 | CH4 Import - WC 2050 | Import | Methane | WC | Dispatch-Import | FuelCost | 0 | [6 empty] | 0.82193 | 0
LCP_Inputs_ON_Diverse_Howarth_2023_05_05 | 2025 | CH4 Import - WC 2050 | Import | Methane | WC | Dispatch-Import | VOM | 0 | [6 empty] | 0.82193 | 0
LCP_Inputs_ON_Diverse_Howarth_2023_05_05 | 2025 | CH4 Salt Cavern Storage - ON | Storage | Methane | MI | Dispatch-Storage | EmissionsCost | 0 | [6 empty] | 0.82193 | 0
LCP_Inputs_ON_Diverse_Howarth_2023_05_05 | 2025 | CH4 Salt Cavern Storage - ON | Storage | Methane | MI | Dispatch-Storage | FuelCost | 0 | [6 empty] | 0.82193 | 0
LCP_Inputs_ON_Diverse_Howarth_2023_05_05 | 2025 | CH4 Salt Cavern Storage - ON | Storage | Methane | MI | Dispatch-Storage | VOM | 0 | [6 empty] | 0.82193 | 0
LCP_Inputs_ON_Diverse_Howarth_2023_05_05 | 2025 | CH4 Salt Cavern Storage - ON | Storage | Methane | NY | Dispatch-Storage | EmissionsCost | 0 | [6 empty] | 0.82193 | 0
LCP_Inputs_ON_Diverse_Howarth_2023_05_05 | 2025 | CH4 Salt Cavern Storage - ON | Storage | Methane | NY | Dispatch-Storage | FuelCost | 0 | [6 empty] | 0.82193 | 0
LCP_Inputs_ON_Diverse_Howarth_2023_05_05 | 2025 | CH4 Salt Cavern Storage - ON | Storage | Methane | NY | Dispatch-Storage | VOM | 0 | [6 empty] | 0.82193 | 0
LCP_Inputs_ON_Diverse_Howarth_2023_05_05 | 2025 | CH4 Salt Cavern Storage - ON | Storage | Methane | ON | Dispatch-Storage | EmissionsCost | 0 | [6 empty] | 0.82193 | 0
LCP_Inputs_ON_Diverse_Howarth_2023_05_05 | 2025 | CH4 Salt Cavern Storage - ON | Storage | Methane | ON | Dispatch-Storage | FuelCost | 0 | [6 empty] | 0.82193 | 0
LCP_Inputs_ON_Diverse_Howarth_2023_05_05 | 2025 | CH4 Salt Cavern Storage - ON | Storage | Methane | ON | Dispatch-Storage | VOM | 691417.795 | [6 empty] | 0.82193 | 568295.0278
LCP_Inputs_ON_Diverse_Howarth_2023_05_05 | 2025 | CH4 Salt Cavern Storage - ON | Storage | Methane | PJ | Dispatch-Storage | EmissionsCost | 0 | [6 empty] | 0.82193 | 0
LCP_Inputs_ON_Diverse_Howarth_2023_05_05 | 2025 | CH4 Salt Cavern Storage - ON | Storage | Methane | PJ | Dispatch-Storage | FuelCost | 0 | [6 empty] | 0.82193 | 0
LCP_Inputs_ON_Diverse_Howarth_2023_05_05 | 2025 | CH4 Salt Cavern Storage - ON | Storage | Methane | PJ | Dispatch-Storage | VOM | 0 | [6 empty] | 0.82193 | 0
LCP_Inputs_ON_Diverse_Howarth_2023_05_05 | 2025 | CH4 Salt Cavern Storage - ON | Storage | Methane | QC | Dispatch-Storage | EmissionsCost | 0 | [6 empty] | 0.82193 | 0
LCP_Inputs_ON_Diverse_Howarth_2023_05_05 | 2025 | CH4 Salt Cavern Storage - ON | Storage | Methane | QC | Dispatch-Storage | FuelCost | 0 | [6 empty] | 0.82193 | 0
LCP_Inputs_ON_Diverse_Howarth_2023_05_05 | 2025 | CH4 Salt Cavern Storage - ON | Storage | Methane | QC | Dispatch-Storage | VOM | 0 | [6 empty] | 0.82193 | 0
LCP_Inputs_ON_Diverse_Howarth_2023_05_05 | 2025 | CH4 Salt Cavern Storage - ON | Storage | Methane | WC | Dispatch-Storage | EmissionsCost | 0 | [6 empty] | 0.82193 | 0
LCP_Inputs_ON_Diverse_Howarth_2023_05_05 | 2025 | CH4 Salt Cavern Storage - ON | Storage | Methane | WC | Dispatch-Storage | FuelCost | 0 | [6 empty] | 0.82193 | 0
LCP_Inputs_ON_Diverse_Howarth_2023_05_05 | 2025 | CH4 Salt Cavern Storage - ON | Storage | Methane | WC | Dispatch-Storage | VOM | 0 | [6 empty] | 0.82193 | 0
LCP_Inputs_ON_Diverse_Howarth_2023_05_05 | 2025 | Electrolyser 2020/2030 | Crossload | Hydrogen | MI | Dispatch-Crossload | EmissionsCost | 0 | [6 empty] | 0.82193 | 0
LCP_Inputs_ON_Diverse_Howarth_2023_05_05 | 2025 | Electrolyser 2020/2030 | Crossload | Hydrogen | MI | Dispatch-Crossload | FuelCost | 0 | [6 empty] | 0.82193 | 0
LCP_Inputs_ON_Diverse_Howarth_2023_05_05 | 2025 | Electrolyser 2020/2030 | Crossload | Hydrogen | MI | Dispatch-Crossload | VOM | 0 | [6 empty] | 0.82193 | 0
LCP_Inputs_ON_Diverse_Howarth_2023_05_05 | 2025 | Electrolyser 2020/2030 | Crossload | Hydrogen | NY | Dispatch-Crossload | EmissionsCost | 0 | [6 empty] | 0.82193 | 0
LCP_Inputs_ON_Diverse_Howarth_2023_05_05 | 2025 | Electrolyser 2020/2030 | Crossload | Hydrogen | NY | Dispatch-Crossload | FuelCost | 0 | [6 empty] | 0.82193 | 0
LCP_Inputs_ON_Diverse_Howarth_2023_05_05 | 2025 | Electrolyser 2020/2030 | Crossload | Hydrogen | NY | Dispatch-Crossload | VOM | 0 | [6 empty] | 0.82193 | 0
LCP_Inputs_ON_Diverse_Howarth_2023_05_05 | 2025 | Electrolyser 2020/2030 | Crossload | Hydrogen | ON | Dispatch-Crossload | EmissionsCost | 0 | [6 empty] | 0.82193 | 0
LCP_Inputs_ON_Diverse_Howarth_2023_05_05 | 2025 | Electrolyser 2020/2030 | Crossload | Hydrogen | ON | Dispatch-Crossload | FuelCost | 0 | [6 empty] | 0.82193 | 0
LCP_Inputs_ON_Diverse_Howarth_2023_05_05 | 2025 | Electrolyser 2020/2030 | Crossload | Hydrogen | ON | Dispatch-Crossload | VOM | 0 | [6 empty] | 0.82193 | 0
LCP_Inputs_ON_Diverse_Howarth_2023_05_05 | 2025 | Electrolyser 2020/2030 | Crossload | Hydrogen | PJ | Dispatch-Crossload | EmissionsCost | 0 | [6 empty] | 0.82193 | 0
LCP_Inputs_ON_Diverse_Howarth_2023_05_05 | 2025 | Electrolyser 2020/2030 | Crossload | Hydrogen | PJ | Dispatch-Crossload | FuelCost | 0 | [6 empty] | 0.82193 | 0
LCP_Inputs_ON_Diverse_Howarth_2023_05_05 | 2025 | Electrolyser 2020/2030 | Crossload | Hydrogen | PJ | Dispatch-Crossload | VOM | 0 | [6 empty] | 0.82193 | 0
LCP_Inputs_ON_Diverse_Howarth_2023_05_05 | 2025 | Electrolyser 2020/2030 | Crossload | Hydrogen | QC | Dispatch-Crossload | EmissionsCost | 0 | [6 empty] | 0.82193 | 0
LCP_Inputs_ON_Diverse_Howarth_2023_05_05 | 2025 | Electrolyser 2020/2030 | Crossload | Hydrogen | QC | Dispatch-Crossload | FuelCost | 0 | [6 empty] | 0.82193 | 0
LCP_Inputs_ON_Diverse_Howarth_2023_05_05 | 2025 | Electrolyser 2020/2030 | Crossload | Hydrogen | QC | Dispatch-Crossload | VOM | 0 | [6 empty] | 0.82193 | 0
LCP_Inputs_ON_Diverse_Howarth_2023_05_05 | 2025 | Electrolyser 2020/2030 | Crossload | Hydrogen | WC | Dispatch-Crossload | EmissionsCost | 0 | [6 empty] | 0.82193 | 0
LCP_Inputs_ON_Diverse_Howarth_2023_05_05 | 2025 | Electrolyser 2020/2030 | Crossload | Hydrogen | WC | Dispatch-Crossload | FuelCost | 0 | [6 empty] | 0.82193 | 0
LCP_Inputs_ON_Diverse_Howarth_2023_05_05 | 2025 | Electrolyser 2020/2030 | Crossload | Hydrogen | WC | Dispatch-Crossload | VOM | 0 | [6 empty] | 0.82193 | 0
LCP_Inputs_ON_Diverse_Howarth_2023_05_05 | 2025 | Electrolyser 2040 | Crossload | Hydrogen | MI | Dispatch-Crossload | EmissionsCost | 0 | [6 empty] | 0.82193 | 0
LCP_Inputs_ON_Diverse_Howarth_2023_05_05 | 2025 | Electrolyser 2040 | Crossload | Hydrogen | MI | Dispatch-Crossload | FuelCost | 0 | [6 empty] | 0.82193 | 0
LCP_Inputs_ON_Diverse_Howarth_2023_05_05 | 2025 | Electrolyser 2040 | Crossload | Hydrogen | MI | Dispatch-Crossload | VOM | 0 | [6 empty] | 0.82193 | 0
LCP_Inputs_ON_Diverse_Howarth_2023_05_05 | 2025 | Electrolyser 2040 | Crossload | Hydrogen | NY | Dispatch-Crossload | EmissionsCost | 0 | [6 empty] | 0.82193 | 0
LCP_Inputs_ON_Diverse_Howarth_2023_05_05 | 2025 | Electrolyser 2040 | Crossload | Hydrogen | NY | Dispatch-Crossload | FuelCost | 0 | [6 empty] | 0.82193 | 0
LCP_Inputs_ON_Diverse_Howarth_2023_05_05 | 2025 | Electrolyser 2040 | Crossload | Hydrogen | NY | Dispatch-Crossload | VOM | 0 | [6 empty] | 0.82193 | 0
LCP_Inputs_ON_Diverse_Howarth_2023_05_05 | 2025 | Electrolyser 2040 | Crossload | Hydrogen | ON | Dispatch-Crossload | EmissionsCost | 0 | [6 empty] | 0.82193 | 0
LCP_Inputs_ON_Diverse_Howarth_2023_05_05 | 2025 | Electrolyser 2040 | Crossload | Hydrogen | ON | Dispatch-Crossload | FuelCost | 0 | [6 empty] | 0.82193 | 0
LCP_Inputs_ON_Diverse_Howarth_2023_05_05 | 2025 | Electrolyser 2040 | Crossload | Hydrogen | ON | Dispatch-Crossload | VOM | 0 | [6 empty] | 0.82193 | 0
LCP_Inputs_ON_Diverse_Howarth_2023_05_05 | 2025 | Electrolyser 2040 | Crossload | Hydrogen | PJ | Dispatch-Crossload | EmissionsCost | 0 | [6 empty] | 0.82193 | 0
LCP_Inputs_ON_Diverse_Howarth_2023_05_05 | 2025 | Electrolyser 2040 | Crossload | Hydrogen | PJ | Dispatch-Crossload | FuelCost | 0 | [6 empty] | 0.82193 | 0
LCP_Inputs_ON_Diverse_Howarth_2023_05_05 | 2025 | Electrolyser 2040 | Crossload | Hydrogen | PJ | Dispatch-Crossload | VOM | 0 | [6 empty] | 0.82193 | 0
LCP_Inputs_ON_Diverse_Howarth_2023_05_05 | 2025 | Electrolyser 2040 | Crossload | Hydrogen | QC | Dispatch-Crossload | EmissionsCost | 0 | [6 empty] | 0.82193 | 0
LCP_Inputs_ON_Diverse_Howarth_2023_05_05 | 2025 | Electrolyser 2040 | Crossload | Hydrogen | QC | Dispatch-Crossload | FuelCost | 0 | [6 empty] | 0.82193 | 0
LCP_Inputs_ON_Diverse_Howarth_2023_05_05 | 2025 | Electrolyser 2040 | Crossload | Hydrogen | QC | Dispatch-Crossload | VOM | 0 | [6 empty] | 0.82193 | 0
LCP_Inputs_ON_Diverse_Howarth_2023_05_05 | 2025 | Electrolyser 2040 | Crossload | Hydrogen | WC | Dispatch-Crossload | EmissionsCost | 0 | [6 empty] | 0.82193 | 0
LCP_Inputs_ON_Diverse_Howarth_2023_05_05 | 2025 | Electrolyser 2040 | Crossload | Hydrogen | WC | Dispatch-Crossload | FuelCost | 0 | [6 empty] | 0.82193 | 0
LCP_Inputs_ON_Diverse_Howarth_2023_05_05 | 2025 | Electrolyser 2040 | Crossload | Hydrogen | WC | Dispatch-Crossload | VOM | 0 | [6 empty] | 0.82193 | 0
LCP_Inputs_ON_Diverse_Howarth_2023_05_05 | 2025 | Electrolyser 2050 | Crossload | Hydrogen | MI | Dispatch-Crossload | EmissionsCost | 0 | [6 empty] | 0.82193 | 0
LCP_Inputs_ON_Diverse_Howarth_2023_05_05 | 2025 | Electrolyser 2050 | Crossload | Hydrogen | MI | Dispatch-Crossload | FuelCost | 0 | [6 empty] | 0.82193 | 0
LCP_Inputs_ON_Diverse_Howarth_2023_05_05 | 2025 | Electrolyser 2050 | Crossload | Hydrogen | MI | Dispatch-Crossload | VOM | 0 | [6 empty] | 0.82193 | 0
LCP_Inputs_ON_Diverse_Howarth_2023_05_05 | 2025 | Electrolyser 2050 | Crossload | Hydrogen | NY | Dispatch-Crossload | EmissionsCost | 0 | [6 empty] | 0.82193 | 0
LCP_Inputs_ON_Diverse_Howarth_2023_05_05 | 2025 | Electrolyser 2050 | Crossload | Hydrogen | NY | Dispatch-Crossload | FuelCost | 0 | [6 empty] | 0.82193 | 0
LCP_Inputs_ON_Diverse_Howarth_2023_05_05 | 2025 | Electrolyser 2050 | Crossload | Hydrogen | NY | Dispatch-Crossload | VOM | 0 | [6 empty] | 0.82193 | 0
LCP_Inputs_ON_Diverse_Howarth_2023_05_05 | 2025 | Electrolyser 2050 | Crossload | Hydrogen | ON | Dispatch-Crossload | EmissionsCost | 0 | [6 empty] | 0.82193 | 0
LCP_Inputs_ON_Diverse_Howarth_2023_05_05 | 2025 | Electrolyser 2050 | Crossload | Hydrogen | ON | Dispatch-Crossload | FuelCost | 0 | [6 empty] | 0.82193 | 0
LCP_Inputs_ON_Diverse_Howarth_2023_05_05 | 2025 | Electrolyser 2050 | Crossload | Hydrogen | ON | Dispatch-Crossload | VOM | 0 | [6 empty] | 0.82193 | 0
LCP_Inputs_ON_Diverse_Howarth_2023_05_05 | 2025 | Electrolyser 2050 | Crossload | Hydrogen | PJ | Dispatch-Crossload | EmissionsCost | 0 | [6 empty] | 0.82193 | 0
LCP_Inputs_ON_Diverse_Howarth_2023_05_05 | 2025 | Electrolyser 2050 | Crossload | Hydrogen | PJ | Dispatch-Crossload | FuelCost | 0 | [6 empty] | 0.82193 | 0
LCP_Inputs_ON_Diverse_Howarth_2023_05_05 | 2025 | Electrolyser 2050 | Crossload | Hydrogen | PJ | Dispatch-Crossload | VOM | 0 | [6 empty] | 0.82193 | 0
LCP_Inputs_ON_Diverse_Howarth_2023_05_05 | 2025 | Electrolyser 2050 | Crossload | Hydrogen | QC | Dispatch-Crossload | EmissionsCost | 0 | [6 empty] | 0.82193 | 0
LCP_Inputs_ON_Diverse_Howarth_2023_05_05 | 2025 | Electrolyser 2050 | Crossload | Hydrogen | QC | Dispatch-Crossload | FuelCost | 0 | [6 empty] | 0.82193 | 0
LCP_Inputs_ON_Diverse_Howarth_2023_05_05 | 2025 | Electrolyser 2050 | Crossload | Hydrogen | QC | Dispatch-Crossload | VOM | 0 | [6 empty] | 0.82193 | 0
LCP_Inputs_ON_Diverse_Howarth_2023_05_05 | 2025 | Electrolyser 2050 | Crossload | Hydrogen | WC | Dispatch-Crossload | EmissionsCost | 0 | [6 empty] | 0.82193 | 0
LCP_Inputs_ON_Diverse_Howarth_2023_05_05 | 2025 | Electrolyser 2050 | Crossload | Hydrogen | WC | Dispatch-Crossload | FuelCost | 0 | [6 empty] | 0.82193 | 0
LCP_Inputs_ON_Diverse_Howarth_2023_05_05 | 2025 | Electrolyser 2050 | Crossload | Hydrogen | WC | Dispatch-Crossload | VOM | 0 | [6 empty] | 0.82193 | 0
LCP_Inputs_ON_Diverse_Howarth_2023_05_05 | 2025 | Fossil Fuel Thermal (Coal, Peat, Oil) | Generation | Electricity | MI | Dispatch-Generation | EmissionsCost | 0 | [6 empty] | 0.82193 | 0
LCP_Inputs_ON_Diverse_Howarth_2023_05_05 | 2025 | Fossil Fuel Thermal (Coal, Peat, Oil) | Generation | Electricity | MI | Dispatch-Generation | FuelCost | 0 | [6 empty] | 0.82193 | 0
LCP_Inputs_ON_Diverse_Howarth_2023_05_05 | 2025 | Fossil Fuel Thermal (Coal, Peat, Oil) | Generation | Electricity | MI | Dispatch-Generation | VOM | 0 | [6 empty] | 0.82193 | 0
LCP_Inputs_ON_Diverse_Howarth_2023_05_05 | 2025 | Fossil Fuel Thermal (Coal, Peat, Oil) | Generation | Electricity | NY | Dispatch-Generation | EmissionsCost | 0 | [6 empty] | 0.82193 | 0
LCP_Inputs_ON_Diverse_Howarth_2023_05_05 | 2025 | Fossil Fuel Thermal (Coal, Peat, Oil) | Generation | Electricity | NY | Dispatch-Generation | FuelCost | 0 | [6 empty] | 0.82193 | 0
LCP_Inputs_ON_Diverse_Howarth_2023_05_05 | 2025 | Fossil Fuel Thermal (Coal, Peat, Oil) | Generation | Electricity | NY | Dispatch-Generation | VOM | 0 | [6 empty] | 0.82193 | 0
LCP_Inputs_ON_Diverse_Howarth_2023_05_05 | 2025 | Fossil Fuel Thermal (Coal, Peat, Oil) | Generation | Electricity | ON | Dispatch-Generation | EmissionsCost | 0 | [6 empty] | 0.82193 | 0
LCP_Inputs_ON_Diverse_Howarth_2023_05_05 | 2025 | Fossil Fuel Thermal (Coal, Peat, Oil) | Generation | Electricity | ON | Dispatch-Generation | FuelCost | 0 | [6 empty] | 0.82193 | 0
LCP_Inputs_ON_Diverse_Howarth_2023_05_05 | 2025 | Fossil Fuel Thermal (Coal, Peat, Oil) | Generation | Electricity | ON | Dispatch-Generation | VOM | 0 | [6 empty] | 0.82193 | 0
LCP_Inputs_ON_Diverse_Howarth_2023_05_05 | 2025 | Fossil Fuel Thermal (Coal, Peat, Oil) | Generation | Electricity | PJ | Dispatch-Generation | EmissionsCost | 0 | [6 empty] | 0.82193 | 0
LCP_Inputs_ON_Diverse_Howarth_2023_05_05 | 2025 | Fossil Fuel Thermal (Coal, Peat, Oil) | Generation | Electricity | PJ | Dispatch-Generation | FuelCost | 0 | [6 empty] | 0.82193 | 0
LCP_Inputs_ON_Diverse_Howarth_2023_05_05 | 2025 | Fossil Fuel Thermal (Coal, Peat, Oil) | Generation | Electricity | PJ | Dispatch-Generation | VOM | 0 | [6 empty] | 0.82193 | 0
LCP_Inputs_ON_Diverse_Howarth_2023_05_05 | 2025 | Fossil Fuel Thermal (Coal, Peat, Oil) | Generation | Electricity | QC | Dispatch-Generation | EmissionsCost | 0 | [6 empty] | 0.82193 | 0
LCP_Inputs_ON_Diverse_Howarth_2023_05_05 | 2025 | Fossil Fuel Thermal (Coal, Peat, Oil) | Generation | Electricity | QC | Dispatch-Generation | FuelCost | 0 | [6 empty] | 0.82193 | 0
LCP_Inputs_ON_Diverse_Howarth_2023_05_05 | 2025 | Fossil Fuel Thermal (Coal, Peat, Oil) | Generation | Electricity | QC | Dispatch-Generation | VOM | 0 | [6 empty] | 0.82193 | 0
LCP_Inputs_ON_Diverse_Howarth_2023_05_05 | 2025 | Fossil Fuel Thermal (Coal, Peat, Oil) | Generation | Electricity | WC | Dispatch-Generation | EmissionsCost | 0 | [6 empty] | 0.82193 | 0
LCP_Inputs_ON_Diverse_Howarth_2023_05_05 | 2025 | Fossil Fuel Thermal (Coal, Peat, Oil) | Generation | Electricity | WC | Dispatch-Generation | FuelCost | 0 | [6 empty] | 0.82193 | 0
LCP_Inputs_ON_Diverse_Howarth_2023_05_05 | 2025 | Fossil Fuel Thermal (Coal, Peat, Oil) | Generation | Electricity | WC | Dispatch-Generation | VOM | 0 | [6 empty] | 0.82193 | 0
LCP_Inputs_ON_Diverse_Howarth_2023_05_05 | 2025 | Generic - Generator | Generation | Electricity | MI | Dispatch-Generation | EmissionsCost | 0 | [6 empty] | 0.82193 | 0
LCP_Inputs_ON_Diverse_Howarth_2023_05_05 | 2025 | Generic - Generator | Generation | Electricity | MI | Dispatch-Generation | FuelCost | 3921448028.5872 | [6 empty] | 0.82193 | 3223144432.4439
LCP_Inputs_ON_Diverse_Howarth_2023_05_05 | 2025 | Generic - Generator | Generation | Electricity | MI | Dispatch-Generation | VOM | 405706298.2701 | [6 empty] | 0.82193 | 333461003.9312
LCP_Inputs_ON_Diverse_Howarth_2023_05_05 | 2025 | Generic - Generator | Generation | Electricity | NY | Dispatch-Generation | EmissionsCost | 0 | [6 empty] | 0.82193 | 0
LCP_Inputs_ON_Diverse_Howarth_2023_05_05 | 2025 | Generic - Generator | Generation | Electricity | NY | Dispatch-Generation | FuelCost | 1625728707.8528 | [6 empty] | 0.82193 | 1336230493.2211
LCP_Inputs_ON_Diverse_Howarth_2023_05_05 | 2025 | Generic - Generator | Generation | Electricity | NY | Dispatch-Generation | VOM | 168195108.3493 | [6 empty] | 0.82193 | 138244118.7766
LCP_Inputs_ON_Diverse_Howarth_2023_05_05 | 2025 | Generic - Generator | Generation | Electricity | ON | Dispatch-Generation | EmissionsCost | 0 | [6 empty] | 0.82193 | 0
LCP_Inputs_ON_Diverse_Howarth_2023_05_05 | 2025 | Generic - Generator | Generation | Electricity | ON | Dispatch-Generation | FuelCost | 0 | [6 empty] | 0.82193 | 0
LCP_Inputs_ON_Diverse_Howarth_2023_05_05 | 2025 | Generic - Generator | Generation | Electricity | ON | Dispatch-Generation | VOM | 0 | [6 empty] | 0.82193 | 0
LCP_Inputs_ON_Diverse_Howarth_2023_05_05 | 2025 | Generic - Generator | Generation | Electricity | PJ | Dispatch-Generation | EmissionsCost | 0 | [6 empty] | 0.82193 | 0
LCP_Inputs_ON_Diverse_Howarth_2023_05_05 | 2025 | Generic - Generator | Generation | Electricity | PJ | Dispatch-Generation | FuelCost | 14422259590.9655 | [6 empty] | 0.82193 | 11854046098.5346
LCP_Inputs_ON_Diverse_Howarth_2023_05_05 | 2025 | Generic - Generator | Generation | Electricity | PJ | Dispatch-Generation | VOM | 1492102281.7812 | [6 empty] | 0.82193 | 1226399311.4535
LCP_Inputs_ON_Diverse_Howarth_2023_05_05 | 2025 | Generic - Generator | Generation | Electricity | QC | Dispatch-Generation | EmissionsCost | 0 | [6 empty] | 0.82193 | 0
LCP_Inputs_ON_Diverse_Howarth_2023_05_05 | 2025 | Generic - Generator | Generation | Electricity | QC | Dispatch-Generation | FuelCost | 0 | [6 empty] | 0.82193 | 0
LCP_Inputs_ON_Diverse_Howarth_2023_05_05 | 2025 | Generic - Generator | Generation | Electricity | QC | Dispatch-Generation | VOM | 0 | [6 empty] | 0.82193 | 0
LCP_Inputs_ON_Diverse_Howarth_2023_05_05 | 2025 | Generic - Generator | Generation | Electricity | WC | Dispatch-Generation | EmissionsCost | 0 | [6 empty] | 0.82193 | 0
LCP_Inputs_ON_Diverse_Howarth_2023_05_05 | 2025 | Generic - Generator | Generation | Electricity | WC | Dispatch-Generation | FuelCost | 1069473.0011 | [6 empty] | 0.82193 | 879028.8495
LCP_Inputs_ON_Diverse_Howarth_2023_05_05 | 2025 | Generic - Generator | Generation | Electricity | WC | Dispatch-Generation | VOM | 110645.8454 | [6 empty] | 0.82193 | 90942.8196
LCP_Inputs_ON_Diverse_Howarth_2023_05_05 | 2025 | H2 Import - QC | Import | Hydrogen | MI | Dispatch-Import | EmissionsCost | 0 | [6 empty] | 0.82193 | 0
LCP_Inputs_ON_Diverse_Howarth_2023_05_05 | 2025 | H2 Import - QC | Import | Hydrogen | MI | Dispatch-Import | FuelCost | 0 | [6 empty] | 0.82193 | 0
LCP_Inputs_ON_Diverse_Howarth_2023_05_05 | 2025 | H2 Import - QC | Import | Hydrogen | MI | Dispatch-Import | VOM | 0 | [6 empty] | 0.82193 | 0
LCP_Inputs_ON_Diverse_Howarth_2023_05_05 | 2025 | H2 Import - QC | Import | Hydrogen | NY | Dispatch-Import | EmissionsCost | 0 | [6 empty] | 0.82193 | 0
LCP_Inputs_ON_Diverse_Howarth_2023_05_05 | 2025 | H2 Import - QC | Import | Hydrogen | NY | Dispatch-Import | FuelCost | 0 | [6 empty] | 0.82193 | 0
LCP_Inputs_ON_Diverse_Howarth_2023_05_05 | 2025 | H2 Import - QC | Import | Hydrogen | NY | Dispatch-Import | VOM | 0 | [6 empty] | 0.82193 | 0
LCP_Inputs_ON_Diverse_Howarth_2023_05_05 | 2025 | H2 Import - QC | Import | Hydrogen | ON | Dispatch-Import | EmissionsCost | 0 | [6 empty] | 0.82193 | 0
LCP_Inputs_ON_Diverse_Howarth_2023_05_05 | 2025 | H2 Import - QC | Import | Hydrogen | ON | Dispatch-Import | FuelCost | 0 | [6 empty] | 0.82193 | 0
LCP_Inputs_ON_Diverse_Howarth_2023_05_05 | 2025 | H2 Import - QC | Import | Hydrogen | ON | Dispatch-Import | VOM | 0 | [6 empty] | 0.82193 | 0
LCP_Inputs_ON_Diverse_Howarth_2023_05_05 | 2025 | H2 Import - QC | Import | Hydrogen | PJ | Dispatch-Import | EmissionsCost | 0 | [6 empty] | 0.82193 | 0
LCP_Inputs_ON_Diverse_Howarth_2023_05_05 | 2025 | H2 Import - QC | Import | Hydrogen | PJ | Dispatch-Import | FuelCost | 0 | [6 empty] | 0.82193 | 0
LCP_Inputs_ON_Diverse_Howarth_2023_05_05 | 2025 | H2 Import - QC | Import | Hydrogen | PJ | Dispatch-Import | VOM | 0 | [6 empty] | 0.82193 | 0
LCP_Inputs_ON_Diverse_Howarth_2023_05_05 | 2025 | H2 Import - QC | Import | Hydrogen | QC | Dispatch-Import | EmissionsCost | 0 | [6 empty] | 0.82193 | 0
LCP_Inputs_ON_Diverse_Howarth_2023_05_05 | 2025 | H2 Import - QC | Import | Hydrogen | QC | Dispatch-Import | FuelCost | 0 | [6 empty] | 0.82193 | 0
LCP_Inputs_ON_Diverse_Howarth_2023_05_05 | 2025 | H2 Import - QC | Import | Hydrogen | QC | Dispatch-Import | VOM | 0 | [6 empty] | 0.82193 | 0
LCP_Inputs_ON_Diverse_Howarth_2023_05_05 | 2025 | H2 Import - QC | Import | Hydrogen | WC | Dispatch-Import | EmissionsCost | 0 | [6 empty] | 0.82193 | 0
LCP_Inputs_ON_Diverse_Howarth_2023_05_05 | 2025 | H2 Import - QC | Import | Hydrogen | WC | Dispatch-Import | FuelCost | 0 | [6 empty] | 0.82193 | 0
LCP_Inputs_ON_Diverse_Howarth_2023_05_05 | 2025 | H2 Import - QC | Import | Hydrogen | WC | Dispatch-Import | VOM | 0 | [6 empty] | 0.82193 | 0
LCP_Inputs_ON_Diverse_Howarth_2023_05_05 | 2025 | H2 Import - WC | Import | Hydrogen | MI | Dispatch-Import | EmissionsCost | 0 | [6 empty] | 0.82193 | 0
LCP_Inputs_ON_Diverse_Howarth_2023_05_05 | 2025 | H2 Import - WC | Import | Hydrogen | MI | Dispatch-Import | FuelCost | 0 | [6 empty] | 0.82193 | 0
LCP_Inputs_ON_Diverse_Howarth_2023_05_05 | 2025 | H2 Import - WC | Import | Hydrogen | MI | Dispatch-Import | VOM | 0 | [6 empty] | 0.82193 | 0
LCP_Inputs_ON_Diverse_Howarth_2023_05_05 | 2025 | H2 Import - WC | Import | Hydrogen | NY | Dispatch-Import | EmissionsCost | 0 | [6 empty] | 0.82193 | 0
LCP_Inputs_ON_Diverse_Howarth_2023_05_05 | 2025 | H2 Import - WC | Import | Hydrogen | NY | Dispatch-Import | FuelCost | 0 | [6 empty] | 0.82193 | 0
LCP_Inputs_ON_Diverse_Howarth_2023_05_05 | 2025 | H2 Import - WC | Import | Hydrogen | NY | Dispatch-Import | VOM | 0 | [6 empty] | 0.82193 | 0
LCP_Inputs_ON_Diverse_Howarth_2023_05_05 | 2025 | H2 Import - WC | Import | Hydrogen | ON | Dispatch-Import | EmissionsCost | 0 | [6 empty] | 0.82193 | 0
LCP_Inputs_ON_Diverse_Howarth_2023_05_05 | 2025 | H2 Import - WC | Import | Hydrogen | ON | Dispatch-Import | FuelCost | 0 | [6 empty] | 0.82193 | 0
LCP_Inputs_ON_Diverse_Howarth_2023_05_05 | 2025 | H2 Import - WC | Import | Hydrogen | ON | Dispatch-Import | VOM | 0 | [6 empty] | 0.82193 | 0
LCP_Inputs_ON_Diverse_Howarth_2023_05_05 | 2025 | H2 Import - WC | Import | Hydrogen | PJ | Dispatch-Import | EmissionsCost | 0 | [6 empty] | 0.82193 | 0
LCP_Inputs_ON_Diverse_Howarth_2023_05_05 | 2025 | H2 Import - WC | Import | Hydrogen | PJ | Dispatch-Import | FuelCost | 0 | [6 empty] | 0.82193 | 0
LCP_Inputs_ON_Diverse_Howarth_2023_05_05 | 2025 | H2 Import - WC | Import | Hydrogen | PJ | Dispatch-Import | VOM | 0 | [6 empty] | 0.82193 | 0
LCP_Inputs_ON_Diverse_Howarth_2023_05_05 | 2025 | H2 Import - WC | Import | Hydrogen | QC | Dispatch-Import | EmissionsCost | 0 | [6 empty] | 0.82193 | 0
LCP_Inputs_ON_Diverse_Howarth_2023_05_05 | 2025 | H2 Import - WC | Import | Hydrogen | QC | Dispatch-Import | FuelCost | 0 | [6 empty] | 0.82193 | 0
LCP_Inputs_ON_Diverse_Howarth_2023_05_05 | 2025 | H2 Import - WC | Import | Hydrogen | QC | Dispatch-Import | VOM | 0 | [6 empty] | 0.82193 | 0
LCP_Inputs_ON_Diverse_Howarth_2023_05_05 | 2025 | H2 Import - WC | Import | Hydrogen | WC | Dispatch-Import | EmissionsCost | 0 | [6 empty] | 0.82193 | 0
LCP_Inputs_ON_Diverse_Howarth_2023_05_05 | 2025 | H2 Import - WC | Import | Hydrogen | WC | Dispatch-Import | FuelCost | 0 | [6 empty] | 0.82193 | 0
LCP_Inputs_ON_Diverse_Howarth_2023_05_05 | 2025 | H2 Import - WC | Import | Hydrogen | WC | Dispatch-Import | VOM | 0 | [6 empty] | 0.82193 | 0
LCP_Inputs_ON_Diverse_Howarth_2023_05_05 | 2025 | H2 Salt Cavern Storage - ON | Storage | Hydrogen | MI | Dispatch-Storage | EmissionsCost | 0 | [6 empty] | 0.82193 | 0
LCP_Inputs_ON_Diverse_Howarth_2023_05_05 | 2025 | H2 Salt Cavern Storage - ON | Storage | Hydrogen | MI | Dispatch-Storage | FuelCost | 0 | [6 empty] | 0.82193 | 0
LCP_Inputs_ON_Diverse_Howarth_2023_05_05 | 2025 | H2 Salt Cavern Storage - ON | Storage | Hydrogen | MI | Dispatch-Storage | VOM | 0 | [6 empty] | 0.82193 | 0
LCP_Inputs_ON_Diverse_Howarth_2023_05_05 | 2025 | H2 Salt Cavern Storage - ON | Storage | Hydrogen | NY | Dispatch-Storage | EmissionsCost | 0 | [6 empty] | 0.82193 | 0
LCP_Inputs_ON_Diverse_Howarth_2023_05_05 | 2025 | H2 Salt Cavern Storage - ON | Storage | Hydrogen | NY | Dispatch-Storage | FuelCost | 0 | [6 empty] | 0.82193 | 0
LCP_Inputs_ON_Diverse_Howarth_2023_05_05 | 2025 | H2 Salt Cavern Storage - ON | Storage | Hydrogen | NY | Dispatch-Storage | VOM | 0 | [6 empty] | 0.82193 | 0
LCP_Inputs_ON_Diverse_Howarth_2023_05_05 | 2025 | H2 Salt Cavern Storage - ON | Storage | Hydrogen | ON | Dispatch-Storage | EmissionsCost | 0 | [6 empty] | 0.82193 | 0
LCP_Inputs_ON_Diverse_Howarth_2023_05_05 | 2025 | H2 Salt Cavern Storage - ON | Storage | Hydrogen | ON | Dispatch-Storage | FuelCost | 0 | [6 empty] | 0.82193 | 0
LCP_Inputs_ON_Diverse_Howarth_2023_05_05 | 2025 | H2 Salt Cavern Storage - ON | Storage | Hydrogen | ON | Dispatch-Storage | VOM | 0 | [6 empty] | 0.82193 | 0
LCP_Inputs_ON_Diverse_Howarth_2023_05_05 | 2025 | H2 Salt Cavern Storage - ON | Storage | Hydrogen | PJ | Dispatch-Storage | EmissionsCost | 0 | [6 empty] | 0.82193 | 0
LCP_Inputs_ON_Diverse_Howarth_2023_05_05 | 2025 | H2 Salt Cavern Storage - ON | Storage | Hydrogen | PJ | Dispatch-Storage | FuelCost | 0 | [6 empty] | 0.82193 | 0
LCP_Inputs_ON_Diverse_Howarth_2023_05_05 | 2025 | H2 Salt Cavern Storage - ON | Storage | Hydrogen | PJ | Dispatch-Storage | VOM | 0 | [6 empty] | 0.82193 | 0
LCP_Inputs_ON_Diverse_Howarth_2023_05_05 | 2025 | H2 Salt Cavern Storage - ON | Storage | Hydrogen | QC | Dispatch-Storage | EmissionsCost | 0 | [6 empty] | 0.82193 | 0
LCP_Inputs_ON_Diverse_Howarth_2023_05_05 | 2025 | H2 Salt Cavern Storage - ON | Storage | Hydrogen | QC | Dispatch-Storage | FuelCost | 0 | [6 empty] | 0.82193 | 0
LCP_Inputs_ON_Diverse_Howarth_2023_05_05 | 2025 | H2 Salt Cavern Storage - ON | Storage | Hydrogen | QC | Dispatch-Storage | VOM | 0 | [6 empty] | 0.82193 | 0
LCP_Inputs_ON_Diverse_Howarth_2023_05_05 | 2025 | H2 Salt Cavern Storage - ON | Storage | Hydrogen | WC | Dispatch-Storage | EmissionsCost | 0 | [6 empty] | 0.82193 | 0
LCP_Inputs_ON_Diverse_Howarth_2023_05_05 | 2025 | H2 Salt Cavern Storage - ON | Storage | Hydrogen | WC | Dispatch-Storage | FuelCost | 0 | [6 empty] | 0.82193 | 0
LCP_Inputs_ON_Diverse_Howarth_2023_05_05 | 2025 | H2 Salt Cavern Storage - ON | Storage | Hydrogen | WC | Dispatch-Storage | VOM | 0 | [6 empty] | 0.82193 | 0
LCP_Inputs_ON_Diverse_Howarth_2023_05_05 | 2025 | Hydro | Generation | Electricity | MI | Dispatch-Generation | EmissionsCost | 0 | [6 empty] | 0.82193 | 0
LCP_Inputs_ON_Diverse_Howarth_2023_05_05 | 2025 | Hydro | Generation | Electricity | MI | Dispatch-Generation | FuelCost | 0 | [6 empty] | 0.82193 | 0
LCP_Inputs_ON_Diverse_Howarth_2023_05_05 | 2025 | Hydro | Generation | Electricity | MI | Dispatch-Generation | VOM | 0 | [6 empty] | 0.82193 | 0
LCP_Inputs_ON_Diverse_Howarth_2023_05_05 | 2025 | Hydro | Generation | Electricity | NY | Dispatch-Generation | EmissionsCost | 0 | [6 empty] | 0.82193 | 0
LCP_Inputs_ON_Diverse_Howarth_2023_05_05 | 2025 | Hydro | Generation | Electricity | NY | Dispatch-Generation | FuelCost | 0 | [6 empty] | 0.82193 | 0
LCP_Inputs_ON_Diverse_Howarth_2023_05_05 | 2025 | Hydro | Generation | Electricity | NY | Dispatch-Generation | VOM | 0 | [6 empty] | 0.82193 | 0
LCP_Inputs_ON_Diverse_Howarth_2023_05_05 | 2025 | Hydro | Generation | Electricity | ON | Dispatch-Generation | EmissionsCost | 0 | [6 empty] | 0.82193 | 0
LCP_Inputs_ON_Diverse_Howarth_2023_05_05 | 2025 | Hydro | Generation | Electricity | ON | Dispatch-Generation | FuelCost | 0 | [6 empty] | 0.82193 | 0
LCP_Inputs_ON_Diverse_Howarth_2023_05_05 | 2025 | Hydro | Generation | Electricity | ON | Dispatch-Generation | VOM | 0 | [6 empty] | 0.82193 | 0
LCP_Inputs_ON_Diverse_Howarth_2023_05_05 | 2025 | Hydro | Generation | Electricity | PJ | Dispatch-Generation | EmissionsCost | 0 | [6 empty] | 0.82193 | 0
LCP_Inputs_ON_Diverse_Howarth_2023_05_05 | 2025 | Hydro | Generation | Electricity | PJ | Dispatch-Generation | FuelCost | 0 | [6 empty] | 0.82193 | 0
LCP_Inputs_ON_Diverse_Howarth_2023_05_05 | 2025 | Hydro | Generation | Electricity | PJ | Dispatch-Generation | VOM | 0 | [6 empty] | 0.82193 | 0
LCP_Inputs_ON_Diverse_Howarth_2023_05_05 | 2025 | Hydro | Generation | Electricity | QC | Dispatch-Generation | EmissionsCost | 0 | [6 empty] | 0.82193 | 0
LCP_Inputs_ON_Diverse_Howarth_2023_05_05 | 2025 | Hydro | Generation | Electricity | QC | Dispatch-Generation | FuelCost | 0 | [6 empty] | 0.82193 | 0
LCP_Inputs_ON_Diverse_Howarth_2023_05_05 | 2025 | Hydro | Generation | Electricity | QC | Dispatch-Generation | VOM | 0 | [6 empty] | 0.82193 | 0
LCP_Inputs_ON_Diverse_Howarth_2023_05_05 | 2025 | Hydro | Generation | Electricity | WC | Dispatch-Generation | EmissionsCost | 0 | [6 empty] | 0.82193 | 0
LCP_Inputs_ON_Diverse_Howarth_2023_05_05 | 2025 | Hydro | Generation | Electricity | WC | Dispatch-Generation | FuelCost | 0 | [6 empty] | 0.82193 | 0
LCP_Inputs_ON_Diverse_Howarth_2023_05_05 | 2025 | Hydro | Generation | Electricity | WC | Dispatch-Generation | VOM | 0 | [6 empty] | 0.82193 | 0
LCP_Inputs_ON_Diverse_Howarth_2023_05_05 | 2025 | Hydro Pumped Storage | Storage | Electricity | MI | Dispatch-Storage | EmissionsCost | 0 | [6 empty] | 0.82193 | 0
LCP_Inputs_ON_Diverse_Howarth_2023_05_05 | 2025 | Hydro Pumped Storage | Storage | Electricity | MI | Dispatch-Storage | FuelCost | 0 | [6 empty] | 0.82193 | 0
LCP_Inputs_ON_Diverse_Howarth_2023_05_05 | 2025 | Hydro Pumped Storage | Storage | Electricity | MI | Dispatch-Storage | VOM | 0 | [6 empty] | 0.82193 | 0
LCP_Inputs_ON_Diverse_Howarth_2023_05_05 | 2025 | Hydro Pumped Storage | Storage | Electricity | NY | Dispatch-Storage | EmissionsCost | 0 | [6 empty] | 0.82193 | 0
LCP_Inputs_ON_Diverse_Howarth_2023_05_05 | 2025 | Hydro Pumped Storage | Storage | Electricity | NY | Dispatch-Storage | FuelCost | 0 | [6 empty] | 0.82193 | 0
LCP_Inputs_ON_Diverse_Howarth_2023_05_05 | 2025 | Hydro Pumped Storage | Storage | Electricity | NY | Dispatch-Storage | VOM | 0 | [6 empty] | 0.82193 | 0
LCP_Inputs_ON_Diverse_Howarth_2023_05_05 | 2025 | Hydro Pumped Storage | Storage | Electricity | ON | Dispatch-Storage | EmissionsCost | 0 | [6 empty] | 0.82193 | 0
LCP_Inputs_ON_Diverse_Howarth_2023_05_05 | 2025 | Hydro Pumped Storage | Storage | Electricity | ON | Dispatch-Storage | FuelCost | 0 | [6 empty] | 0.82193 | 0
LCP_Inputs_ON_Diverse_Howarth_2023_05_05 | 2025 | Hydro Pumped Storage | Storage | Electricity | ON | Dispatch-Storage | VOM | 0 | [6 empty] | 0.82193 | 0
LCP_Inputs_ON_Diverse_Howarth_2023_05_05 | 2025 | Hydro Pumped Storage | Storage | Electricity | PJ | Dispatch-Storage | EmissionsCost | 0 | [6 empty] | 0.82193 | 0
LCP_Inputs_ON_Diverse_Howarth_2023_05_05 | 2025 | Hydro Pumped Storage | Storage | Electricity | PJ | Dispatch-Storage | FuelCost | 0 | [6 empty] | 0.82193 | 0
LCP_Inputs_ON_Diverse_Howarth_2023_05_05 | 2025 | Hydro Pumped Storage | Storage | Electricity | PJ | Dispatch-Storage | VOM | 0 | [6 empty] | 0.82193 | 0
LCP_Inputs_ON_Diverse_Howarth_2023_05_05 | 2025 | Hydro Pumped Storage | Storage | Electricity | QC | Dispatch-Storage | EmissionsCost | 0 | [6 empty] | 0.82193 | 0
LCP_Inputs_ON_Diverse_Howarth_2023_05_05 | 2025 | Hydro Pumped Storage | Storage | Electricity | QC | Dispatch-Storage | FuelCost | 0 | [6 empty] | 0.82193 | 0
LCP_Inputs_ON_Diverse_Howarth_2023_05_05 | 2025 | Hydro Pumped Storage | Storage | Electricity | QC | Dispatch-Storage | VOM | 0 | [6 empty] | 0.82193 | 0
LCP_Inputs_ON_Diverse_Howarth_2023_05_05 | 2025 | Hydro Pumped Storage | Storage | Electricity | WC | Dispatch-Storage | EmissionsCost | 0 | [6 empty] | 0.82193 | 0
LCP_Inputs_ON_Diverse_Howarth_2023_05_05 | 2025 | Hydro Pumped Storage | Storage | Electricity | WC | Dispatch-Storage | FuelCost | 0 | [6 empty] | 0.82193 | 0
LCP_Inputs_ON_Diverse_Howarth_2023_05_05 | 2025 | Hydro Pumped Storage | Storage | Electricity | WC | Dispatch-Storage | VOM | 0 | [6 empty] | 0.82193 | 0
LCP_Inputs_ON_Diverse_Howarth_2023_05_05 | 2025 | Nuclear | Generation | Electricity | MI | Dispatch-Generation | EmissionsCost | 0 | [6 empty] | 0.82193 | 0
LCP_Inputs_ON_Diverse_Howarth_2023_05_05 | 2025 | Nuclear | Generation | Electricity | MI | Dispatch-Generation | FuelCost | 0 | [6 empty] | 0.82193 | 0
LCP_Inputs_ON_Diverse_Howarth_2023_05_05 | 2025 | Nuclear | Generation | Electricity | MI | Dispatch-Generation | VOM | 3301336446.912 | [6 empty] | 0.82193 | 2713457914.2496
LCP_Inputs_ON_Diverse_Howarth_2023_05_05 | 2025 | Nuclear | Generation | Electricity | NY | Dispatch-Generation | EmissionsCost | 0 | [6 empty] | 0.82193 | 0
LCP_Inputs_ON_Diverse_Howarth_2023_05_05 | 2025 | Nuclear | Generation | Electricity | NY | Dispatch-Generation | FuelCost | 0 | [6 empty] | 0.82193 | 0
LCP_Inputs_ON_Diverse_Howarth_2023_05_05 | 2025 | Nuclear | Generation | Electricity | NY | Dispatch-Generation | VOM | 2246155230.144 | [6 empty] | 0.82193 | 1846175869.6446
LCP_Inputs_ON_Diverse_Howarth_2023_05_05 | 2025 | Nuclear | Generation | Electricity | ON | Dispatch-Generation | EmissionsCost | 0 | [6 empty] | 0.82193 | 0
LCP_Inputs_ON_Diverse_Howarth_2023_05_05 | 2025 | Nuclear | Generation | Electricity | ON | Dispatch-Generation | FuelCost | 0 | [6 empty] | 0.82193 | 0
LCP_Inputs_ON_Diverse_Howarth_2023_05_05 | 2025 | Nuclear | Generation | Electricity | ON | Dispatch-Generation | VOM | 8790266640.96 | [6 empty] | 0.82193 | 7224958427.8475
LCP_Inputs_ON_Diverse_Howarth_2023_05_05 | 2025 | Nuclear | Generation | Electricity | PJ | Dispatch-Generation | EmissionsCost | 0 | [6 empty] | 0.82193 | 0
LCP_Inputs_ON_Diverse_Howarth_2023_05_05 | 2025 | Nuclear | Generation | Electricity | PJ | Dispatch-Generation | FuelCost | 0 | [6 empty] | 0.82193 | 0
LCP_Inputs_ON_Diverse_Howarth_2023_05_05 | 2025 | Nuclear | Generation | Electricity | PJ | Dispatch-Generation | VOM | 9110487814.4448 | [6 empty] | 0.82193 | 7488156890.4929
LCP_Inputs_ON_Diverse_Howarth_2023_05_05 | 2025 | Nuclear | Generation | Electricity | QC | Dispatch-Generation | EmissionsCost | 0 | [6 empty] | 0.82193 | 0
LCP_Inputs_ON_Diverse_Howarth_2023_05_05 | 2025 | Nuclear | Generation | Electricity | QC | Dispatch-Generation | FuelCost | 0 | [6 empty] | 0.82193 | 0
LCP_Inputs_ON_Diverse_Howarth_2023_05_05 | 2025 | Nuclear | Generation | Electricity | QC | Dispatch-Generation | VOM | 0 | [6 empty] | 0.82193 | 0
LCP_Inputs_ON_Diverse_Howarth_2023_05_05 | 2025 | Nuclear | Generation | Electricity | WC | Dispatch-Generation | EmissionsCost | 0 | [6 empty] | 0.82193 | 0
LCP_Inputs_ON_Diverse_Howarth_2023_05_05 | 2025 | Nuclear | Generation | Electricity | WC | Dispatch-Generation | FuelCost | 0 | [6 empty] | 0.82193 | 0
LCP_Inputs_ON_Diverse_Howarth_2023_05_05 | 2025 | Nuclear | Generation | Electricity | WC | Dispatch-Generation | VOM | 0 | [6 empty] | 0.82193 | 0
LCP_Inputs_ON_Diverse_Howarth_2023_05_05 | 2025 | Nuclear SMR | Generation | Electricity | MI | Dispatch-Generation | EmissionsCost | 0 | [6 empty] | 0.82193 | 0
LCP_Inputs_ON_Diverse_Howarth_2023_05_05 | 2025 | Nuclear SMR | Generation | Electricity | MI | Dispatch-Generation | FuelCost | 0 | [6 empty] | 0.82193 | 0
LCP_Inputs_ON_Diverse_Howarth_2023_05_05 | 2025 | Nuclear SMR | Generation | Electricity | MI | Dispatch-Generation | VOM | 0 | [6 empty] | 0.82193 | 0
LCP_Inputs_ON_Diverse_Howarth_2023_05_05 | 2025 | Nuclear SMR | Generation | Electricity | NY | Dispatch-Generation | EmissionsCost | 0 | [6 empty] | 0.82193 | 0
LCP_Inputs_ON_Diverse_Howarth_2023_05_05 | 2025 | Nuclear SMR | Generation | Electricity | NY | Dispatch-Generation | FuelCost | 0 | [6 empty] | 0.82193 | 0
LCP_Inputs_ON_Diverse_Howarth_2023_05_05 | 2025 | Nuclear SMR | Generation | Electricity | NY | Dispatch-Generation | VOM | 0 | [6 empty] | 0.82193 | 0
LCP_Inputs_ON_Diverse_Howarth_2023_05_05 | 2025 | Nuclear SMR | Generation | Electricity | ON | Dispatch-Generation | EmissionsCost | 0 | [6 empty] | 0.82193 | 0
LCP_Inputs_ON_Diverse_Howarth_2023_05_05 | 2025 | Nuclear SMR | Generation | Electricity | ON | Dispatch-Generation | FuelCost | 0 | [6 empty] | 0.82193 | 0
LCP_Inputs_ON_Diverse_Howarth_2023_05_05 | 2025 | Nuclear SMR | Generation | Electricity | ON | Dispatch-Generation | VOM | 0 | [6 empty] | 0.82193 | 0
LCP_Inputs_ON_Diverse_Howarth_2023_05_05 | 2025 | Nuclear SMR | Generation | Electricity | PJ | Dispatch-Generation | EmissionsCost | 0 | [6 empty] | 0.82193 | 0
LCP_Inputs_ON_Diverse_Howarth_2023_05_05 | 2025 | Nuclear SMR | Generation | Electricity | PJ | Dispatch-Generation | FuelCost | 0 | [6 empty] | 0.82193 | 0
LCP_Inputs_ON_Diverse_Howarth_2023_05_05 | 2025 | Nuclear SMR | Generation | Electricity | PJ | Dispatch-Generation | VOM | 0 | [6 empty] | 0.82193 | 0
LCP_Inputs_ON_Diverse_Howarth_2023_05_05 | 2025 | Nuclear SMR | Generation | Electricity | QC | Dispatch-Generation | EmissionsCost | 0 | [6 empty] | 0.82193 | 0
LCP_Inputs_ON_Diverse_Howarth_2023_05_05 | 2025 | Nuclear SMR | Generation | Electricity | QC | Dispatch-Generation | FuelCost | 0 | [6 empty] | 0.82193 | 0
LCP_Inputs_ON_Diverse_Howarth_2023_05_05 | 2025 | Nuclear SMR | Generation | Electricity | QC | Dispatch-Generation | VOM | 0 | [6 empty] | 0.82193 | 0
LCP_Inputs_ON_Diverse_Howarth_2023_05_05 | 2025 | Nuclear SMR | Generation | Electricity | WC | Dispatch-Generation | EmissionsCost | 0 | [6 empty] | 0.82193 | 0
LCP_Inputs_ON_Diverse_Howarth_2023_05_05 | 2025 | Nuclear SMR | Generation | Electricity | WC | Dispatch-Generation | FuelCost | 0 | [6 empty] | 0.82193 | 0
LCP_Inputs_ON_Diverse_Howarth_2023_05_05 | 2025 | Nuclear SMR | Generation | Electricity | WC | Dispatch-Generation | VOM | 0 | [6 empty] | 0.82193 | 0
LCP_Inputs_ON_Diverse_Howarth_2023_05_05 | 2025 | O/CCGT - CH4 Existing | Crossload | Electricity | MI | Dispatch-Crossload | EmissionsCost | 0 | [6 empty] | 0.82193 | 0
LCP_Inputs_ON_Diverse_Howarth_2023_05_05 | 2025 | O/CCGT - CH4 Existing | Crossload | Electricity | MI | Dispatch-Crossload | FuelCost | 0 | [6 empty] | 0.82193 | 0
LCP_Inputs_ON_Diverse_Howarth_2023_05_05 | 2025 | O/CCGT - CH4 Existing | Crossload | Electricity | MI | Dispatch-Crossload | VOM | 0 | [6 empty] | 0.82193 | 0
LCP_Inputs_ON_Diverse_Howarth_2023_05_05 | 2025 | O/CCGT - CH4 Existing | Crossload | Electricity | NY | Dispatch-Crossload | EmissionsCost | 0 | [6 empty] | 0.82193 | 0
LCP_Inputs_ON_Diverse_Howarth_2023_05_05 | 2025 | O/CCGT - CH4 Existing | Crossload | Electricity | NY | Dispatch-Crossload | FuelCost | 0 | [6 empty] | 0.82193 | 0
LCP_Inputs_ON_Diverse_Howarth_2023_05_05 | 2025 | O/CCGT - CH4 Existing | Crossload | Electricity | NY | Dispatch-Crossload | VOM | 0 | [6 empty] | 0.82193 | 0
LCP_Inputs_ON_Diverse_Howarth_2023_05_05 | 2025 | O/CCGT - CH4 Existing | Crossload | Electricity | ON | Dispatch-Crossload | EmissionsCost | 0 | [6 empty] | 0.82193 | 0
LCP_Inputs_ON_Diverse_Howarth_2023_05_05 | 2025 | O/CCGT - CH4 Existing | Crossload | Electricity | ON | Dispatch-Crossload | FuelCost | 0 | [6 empty] | 0.82193 | 0
LCP_Inputs_ON_Diverse_Howarth_2023_05_05 | 2025 | O/CCGT - CH4 Existing | Crossload | Electricity | ON | Dispatch-Crossload | VOM | 0 | [6 empty] | 0.82193 | 0
LCP_Inputs_ON_Diverse_Howarth_2023_05_05 | 2025 | O/CCGT - CH4 Existing | Crossload | Electricity | PJ | Dispatch-Crossload | EmissionsCost | 0 | [6 empty] | 0.82193 | 0
LCP_Inputs_ON_Diverse_Howarth_2023_05_05 | 2025 | O/CCGT - CH4 Existing | Crossload | Electricity | PJ | Dispatch-Crossload | FuelCost | 0 | [6 empty] | 0.82193 | 0
LCP_Inputs_ON_Diverse_Howarth_2023_05_05 | 2025 | O/CCGT - CH4 Existing | Crossload | Electricity | PJ | Dispatch-Crossload | VOM | 0 | [6 empty] | 0.82193 | 0
LCP_Inputs_ON_Diverse_Howarth_2023_05_05 | 2025 | O/CCGT - CH4 Existing | Crossload | Electricity | QC | Dispatch-Crossload | EmissionsCost | 0 | [6 empty] | 0.82193 | 0
LCP_Inputs_ON_Diverse_Howarth_2023_05_05 | 2025 | O/CCGT - CH4 Existing | Crossload | Electricity | QC | Dispatch-Crossload | FuelCost | 0 | [6 empty] | 0.82193 | 0
LCP_Inputs_ON_Diverse_Howarth_2023_05_05 | 2025 | O/CCGT - CH4 Existing | Crossload | Electricity | QC | Dispatch-Crossload | VOM | 0 | [6 empty] | 0.82193 | 0
LCP_Inputs_ON_Diverse_Howarth_2023_05_05 | 2025 | O/CCGT - CH4 Existing | Crossload | Electricity | WC | Dispatch-Crossload | EmissionsCost | 0 | [6 empty] | 0.82193 | 0
LCP_Inputs_ON_Diverse_Howarth_2023_05_05 | 2025 | O/CCGT - CH4 Existing | Crossload | Electricity | WC | Dispatch-Crossload | FuelCost | 0 | [6 empty] | 0.82193 | 0
LCP_Inputs_ON_Diverse_Howarth_2023_05_05 | 2025 | O/CCGT - CH4 Existing | Crossload | Electricity | WC | Dispatch-Crossload | VOM | 0 | [6 empty] | 0.82193 | 0
LCP_Inputs_ON_Diverse_Howarth_2023_05_05 | 2025 | O/CCGT - CH4 New | Crossload | Electricity | MI | Dispatch-Crossload | EmissionsCost | 0 | [6 empty] | 0.82193 | 0
LCP_Inputs_ON_Diverse_Howarth_2023_05_05 | 2025 | O/CCGT - CH4 New | Crossload | Electricity | MI | Dispatch-Crossload | FuelCost | 0 | [6 empty] | 0.82193 | 0
LCP_Inputs_ON_Diverse_Howarth_2023_05_05 | 2025 | O/CCGT - CH4 New | Crossload | Electricity | MI | Dispatch-Crossload | VOM | 0 | [6 empty] | 0.82193 | 0
LCP_Inputs_ON_Diverse_Howarth_2023_05_05 | 2025 | O/CCGT - CH4 New | Crossload | Electricity | NY | Dispatch-Crossload | EmissionsCost | 0 | [6 empty] | 0.82193 | 0
LCP_Inputs_ON_Diverse_Howarth_2023_05_05 | 2025 | O/CCGT - CH4 New | Crossload | Electricity | NY | Dispatch-Crossload | FuelCost | 0 | [6 empty] | 0.82193 | 0
LCP_Inputs_ON_Diverse_Howarth_2023_05_05 | 2025 | O/CCGT - CH4 New | Crossload | Electricity | NY | Dispatch-Crossload | VOM | 0 | [6 empty] | 0.82193 | 0
LCP_Inputs_ON_Diverse_Howarth_2023_05_05 | 2025 | O/CCGT - CH4 New | Crossload | Electricity | ON | Dispatch-Crossload | EmissionsCost | 0 | [6 empty] | 0.82193 | 0
LCP_Inputs_ON_Diverse_Howarth_2023_05_05 | 2025 | O/CCGT - CH4 New | Crossload | Electricity | ON | Dispatch-Crossload | FuelCost | 0 | [6 empty] | 0.82193 | 0
LCP_Inputs_ON_Diverse_Howarth_2023_05_05 | 2025 | O/CCGT - CH4 New | Crossload | Electricity | ON | Dispatch-Crossload | VOM | 0 | [6 empty] | 0.82193 | 0
LCP_Inputs_ON_Diverse_Howarth_2023_05_05 | 2025 | O/CCGT - CH4 New | Crossload | Electricity | PJ | Dispatch-Crossload | EmissionsCost | 0 | [6 empty] | 0.82193 | 0
LCP_Inputs_ON_Diverse_Howarth_2023_05_05 | 2025 | O/CCGT - CH4 New | Crossload | Electricity | PJ | Dispatch-Crossload | FuelCost | 0 | [6 empty] | 0.82193 | 0
LCP_Inputs_ON_Diverse_Howarth_2023_05_05 | 2025 | O/CCGT - CH4 New | Crossload | Electricity | PJ | Dispatch-Crossload | VOM | 0 | [6 empty] | 0.82193 | 0
LCP_Inputs_ON_Diverse_Howarth_2023_05_05 | 2025 | O/CCGT - CH4 New | Crossload | Electricity | QC | Dispatch-Crossload | EmissionsCost | 0 | [6 empty] | 0.82193 | 0
LCP_Inputs_ON_Diverse_Howarth_2023_05_05 | 2025 | O/CCGT - CH4 New | Crossload | Electricity | QC | Dispatch-Crossload | FuelCost | 0 | [6 empty] | 0.82193 | 0
LCP_Inputs_ON_Diverse_Howarth_2023_05_05 | 2025 | O/CCGT - CH4 New | Crossload | Electricity | QC | Dispatch-Crossload | VOM | 0 | [6 empty] | 0.82193 | 0
LCP_Inputs_ON_Diverse_Howarth_2023_05_05 | 2025 | O/CCGT - CH4 New | Crossload | Electricity | WC | Dispatch-Crossload | EmissionsCost | 0 | [6 empty] | 0.82193 | 0
LCP_Inputs_ON_Diverse_Howarth_2023_05_05 | 2025 | O/CCGT - CH4 New | Crossload | Electricity | WC | Dispatch-Crossload | FuelCost | 0 | [6 empty] | 0.82193 | 0
LCP_Inputs_ON_Diverse_Howarth_2023_05_05 | 2025 | O/CCGT - CH4 New | Crossload | Electricity | WC | Dispatch-Crossload | VOM | 0 | [6 empty] | 0.82193 | 0
LCP_Inputs_ON_Diverse_Howarth_2023_05_05 | 2025 | O/CCGT - H2 New | Crossload | Electricity | MI | Dispatch-Crossload | EmissionsCost | 0 | [6 empty] | 0.82193 | 0
LCP_Inputs_ON_Diverse_Howarth_2023_05_05 | 2025 | O/CCGT - H2 New | Crossload | Electricity | MI | Dispatch-Crossload | FuelCost | 0 | [6 empty] | 0.82193 | 0
LCP_Inputs_ON_Diverse_Howarth_2023_05_05 | 2025 | O/CCGT - H2 New | Crossload | Electricity | MI | Dispatch-Crossload | VOM | 0 | [6 empty] | 0.82193 | 0
LCP_Inputs_ON_Diverse_Howarth_2023_05_05 | 2025 | O/CCGT - H2 New | Crossload | Electricity | NY | Dispatch-Crossload | EmissionsCost | 0 | [6 empty] | 0.82193 | 0
LCP_Inputs_ON_Diverse_Howarth_2023_05_05 | 2025 | O/CCGT - H2 New | Crossload | Electricity | NY | Dispatch-Crossload | FuelCost | 0 | [6 empty] | 0.82193 | 0
LCP_Inputs_ON_Diverse_Howarth_2023_05_05 | 2025 | O/CCGT - H2 New | Crossload | Electricity | NY | Dispatch-Crossload | VOM | 0 | [6 empty] | 0.82193 | 0
LCP_Inputs_ON_Diverse_Howarth_2023_05_05 | 2025 | O/CCGT - H2 New | Crossload | Electricity | ON | Dispatch-Crossload | EmissionsCost | 0 | [6 empty] | 0.82193 | 0
LCP_Inputs_ON_Diverse_Howarth_2023_05_05 | 2025 | O/CCGT - H2 New | Crossload | Electricity | ON | Dispatch-Crossload | FuelCost | 0 | [6 empty] | 0.82193 | 0
LCP_Inputs_ON_Diverse_Howarth_2023_05_05 | 2025 | O/CCGT - H2 New | Crossload | Electricity | ON | Dispatch-Crossload | VOM | 0 | [6 empty] | 0.82193 | 0
LCP_Inputs_ON_Diverse_Howarth_2023_05_05 | 2025 | O/CCGT - H2 New | Crossload | Electricity | PJ | Dispatch-Crossload | EmissionsCost | 0 | [6 empty] | 0.82193 | 0
LCP_Inputs_ON_Diverse_Howarth_2023_05_05 | 2025 | O/CCGT - H2 New | Crossload | Electricity | PJ | Dispatch-Crossload | FuelCost | 0 | [6 empty] | 0.82193 | 0
LCP_Inputs_ON_Diverse_Howarth_2023_05_05 | 2025 | O/CCGT - H2 New | Crossload | Electricity | PJ | Dispatch-Crossload | VOM | 0 | [6 empty] | 0.82193 | 0
LCP_Inputs_ON_Diverse_Howarth_2023_05_05 | 2025 | O/CCGT - H2 New | Crossload | Electricity | QC | Dispatch-Crossload | EmissionsCost | 0 | [6 empty] | 0.82193 | 0
LCP_Inputs_ON_Diverse_Howarth_2023_05_05 | 2025 | O/CCGT - H2 New | Crossload | Electricity | QC | Dispatch-Crossload | FuelCost | 0 | [6 empty] | 0.82193 | 0
LCP_Inputs_ON_Diverse_Howarth_2023_05_05 | 2025 | O/CCGT - H2 New | Crossload | Electricity | QC | Dispatch-Crossload | VOM | 0 | [6 empty] | 0.82193 | 0
LCP_Inputs_ON_Diverse_Howarth_2023_05_05 | 2025 | O/CCGT - H2 New | Crossload | Electricity | WC | Dispatch-Crossload | EmissionsCost | 0 | [6 empty] | 0.82193 | 0
LCP_Inputs_ON_Diverse_Howarth_2023_05_05 | 2025 | O/CCGT - H2 New | Crossload | Electricity | WC | Dispatch-Crossload | FuelCost | 0 | [6 empty] | 0.82193 | 0
LCP_Inputs_ON_Diverse_Howarth_2023_05_05 | 2025 | O/CCGT - H2 New | Crossload | Electricity | WC | Dispatch-Crossload | VOM | 0 | [6 empty] | 0.82193 | 0
LCP_Inputs_ON_Diverse_Howarth_2023_05_05 | 2025 | SMR CCS | Generation | Hydrogen | MI | Dispatch-Generation | EmissionsCost | 0 | [6 empty] | 0.82193 | 0
LCP_Inputs_ON_Diverse_Howarth_2023_05_05 | 2025 | SMR CCS | Generation | Hydrogen | MI | Dispatch-Generation | FuelCost | 0 | [6 empty] | 0.82193 | 0
LCP_Inputs_ON_Diverse_Howarth_2023_05_05 | 2025 | SMR CCS | Generation | Hydrogen | MI | Dispatch-Generation | VOM | 0 | [6 empty] | 0.82193 | 0
LCP_Inputs_ON_Diverse_Howarth_2023_05_05 | 2025 | SMR CCS | Generation | Hydrogen | NY | Dispatch-Generation | EmissionsCost | 0 | [6 empty] | 0.82193 | 0
LCP_Inputs_ON_Diverse_Howarth_2023_05_05 | 2025 | SMR CCS | Generation | Hydrogen | NY | Dispatch-Generation | FuelCost | 0 | [6 empty] | 0.82193 | 0
LCP_Inputs_ON_Diverse_Howarth_2023_05_05 | 2025 | SMR CCS | Generation | Hydrogen | NY | Dispatch-Generation | VOM | 0 | [6 empty] | 0.82193 | 0
LCP_Inputs_ON_Diverse_Howarth_2023_05_05 | 2025 | SMR CCS | Generation | Hydrogen | ON | Dispatch-Generation | EmissionsCost | 0 | [6 empty] | 0.82193 | 0
LCP_Inputs_ON_Diverse_Howarth_2023_05_05 | 2025 | SMR CCS | Generation | Hydrogen | ON | Dispatch-Generation | FuelCost | 0 | [6 empty] | 0.82193 | 0
LCP_Inputs_ON_Diverse_Howarth_2023_05_05 | 2025 | SMR CCS | Generation | Hydrogen | ON | Dispatch-Generation | VOM | 0 | [6 empty] | 0.82193 | 0
LCP_Inputs_ON_Diverse_Howarth_2023_05_05 | 2025 | SMR CCS | Generation | Hydrogen | PJ | Dispatch-Generation | EmissionsCost | 0 | [6 empty] | 0.82193 | 0
LCP_Inputs_ON_Diverse_Howarth_2023_05_05 | 2025 | SMR CCS | Generation | Hydrogen | PJ | Dispatch-Generation | FuelCost | 0 | [6 empty] | 0.82193 | 0
LCP_Inputs_ON_Diverse_Howarth_2023_05_05 | 2025 | SMR CCS | Generation | Hydrogen | PJ | Dispatch-Generation | VOM | 0 | [6 empty] | 0.82193 | 0
LCP_Inputs_ON_Diverse_Howarth_2023_05_05 | 2025 | SMR CCS | Generation | Hydrogen | QC | Dispatch-Generation | EmissionsCost | 0 | [6 empty] | 0.82193 | 0
LCP_Inputs_ON_Diverse_Howarth_2023_05_05 | 2025 | SMR CCS | Generation | Hydrogen | QC | Dispatch-Generation | FuelCost | 0 | [6 empty] | 0.82193 | 0
LCP_Inputs_ON_Diverse_Howarth_2023_05_05 | 2025 | SMR CCS | Generation | Hydrogen | QC | Dispatch-Generation | VOM | 0 | [6 empty] | 0.82193 | 0
LCP_Inputs_ON_Diverse_Howarth_2023_05_05 | 2025 | SMR CCS | Generation | Hydrogen | WC | Dispatch-Generation | EmissionsCost | 0 | [6 empty] | 0.82193 | 0
LCP_Inputs_ON_Diverse_Howarth_2023_05_05 | 2025 | SMR CCS | Generation | Hydrogen | WC | Dispatch-Generation | FuelCost | 0 | [6 empty] | 0.82193 | 0
LCP_Inputs_ON_Diverse_Howarth_2023_05_05 | 2025 | SMR CCS | Generation | Hydrogen | WC | Dispatch-Generation | VOM | 0 | [6 empty] | 0.82193 | 0
LCP_Inputs_ON_Diverse_Howarth_2023_05_05 | 2025 | Solar PV | Generation | Electricity | MI | Dispatch-Generation | EmissionsCost | 0 | [6 empty] | 0.82193 | 0
LCP_Inputs_ON_Diverse_Howarth_2023_05_05 | 2025 | Solar PV | Generation | Electricity | MI | Dispatch-Generation | FuelCost | 0 | [6 empty] | 0.82193 | 0
LCP_Inputs_ON_Diverse_Howarth_2023_05_05 | 2025 | Solar PV | Generation | Electricity | MI | Dispatch-Generation | VOM | 0 | [6 empty] | 0.82193 | 0
LCP_Inputs_ON_Diverse_Howarth_2023_05_05 | 2025 | Solar PV | Generation | Electricity | NY | Dispatch-Generation | EmissionsCost | 0 | [6 empty] | 0.82193 | 0
LCP_Inputs_ON_Diverse_Howarth_2023_05_05 | 2025 | Solar PV | Generation | Electricity | NY | Dispatch-Generation | FuelCost | 0 | [6 empty] | 0.82193 | 0
LCP_Inputs_ON_Diverse_Howarth_2023_05_05 | 2025 | Solar PV | Generation | Electricity | NY | Dispatch-Generation | VOM | 0 | [6 empty] | 0.82193 | 0
LCP_Inputs_ON_Diverse_Howarth_2023_05_05 | 2025 | Solar PV | Generation | Electricity | ON | Dispatch-Generation | EmissionsCost | 0 | [6 empty] | 0.82193 | 0
LCP_Inputs_ON_Diverse_Howarth_2023_05_05 | 2025 | Solar PV | Generation | Electricity | ON | Dispatch-Generation | FuelCost | 0 | [6 empty] | 0.82193 | 0
LCP_Inputs_ON_Diverse_Howarth_2023_05_05 | 2025 | Solar PV | Generation | Electricity | ON | Dispatch-Generation | VOM | 0 | [6 empty] | 0.82193 | 0
LCP_Inputs_ON_Diverse_Howarth_2023_05_05 | 2025 | Solar PV | Generation | Electricity | PJ | Dispatch-Generation | EmissionsCost | 0 | [6 empty] | 0.82193 | 0
LCP_Inputs_ON_Diverse_Howarth_2023_05_05 | 2025 | Solar PV | Generation | Electricity | PJ | Dispatch-Generation | FuelCost | 0 | [6 empty] | 0.82193 | 0
LCP_Inputs_ON_Diverse_Howarth_2023_05_05 | 2025 | Solar PV | Generation | Electricity | PJ | Dispatch-Generation | VOM | 0 | [6 empty] | 0.82193 | 0
LCP_Inputs_ON_Diverse_Howarth_2023_05_05 | 2025 | Solar PV | Generation | Electricity | QC | Dispatch-Generation | EmissionsCost | 0 | [6 empty] | 0.82193 | 0
LCP_Inputs_ON_Diverse_Howarth_2023_05_05 | 2025 | Solar PV | Generation | Electricity | QC | Dispatch-Generation | FuelCost | 0 | [6 empty] | 0.82193 | 0
LCP_Inputs_ON_Diverse_Howarth_2023_05_05 | 2025 | Solar PV | Generation | Electricity | QC | Dispatch-Generation | VOM | 0 | [6 empty] | 0.82193 | 0
LCP_Inputs_ON_Diverse_Howarth_2023_05_05 | 2025 | Solar PV | Generation | Electricity | WC | Dispatch-Generation | EmissionsCost | 0 | [6 empty] | 0.82193 | 0
LCP_Inputs_ON_Diverse_Howarth_2023_05_05 | 2025 | Solar PV | Generation | Electricity | WC | Dispatch-Generation | FuelCost | 0 | [6 empty] | 0.82193 | 0
LCP_Inputs_ON_Diverse_Howarth_2023_05_05 | 2025 | Solar PV | Generation | Electricity | WC | Dispatch-Generation | VOM | 0 | [6 empty] | 0.82193 | 0
LCP_Inputs_ON_Diverse_Howarth_2023_05_05 | 2025 | Wind Offshore | Generation | Electricity | MI | Dispatch-Generation | EmissionsCost | 0 | [6 empty] | 0.82193 | 0
LCP_Inputs_ON_Diverse_Howarth_2023_05_05 | 2025 | Wind Offshore | Generation | Electricity | MI | Dispatch-Generation | FuelCost | 0 | [6 empty] | 0.82193 | 0
LCP_Inputs_ON_Diverse_Howarth_2023_05_05 | 2025 | Wind Offshore | Generation | Electricity | MI | Dispatch-Generation | VOM | 0 | [6 empty] | 0.82193 | 0
LCP_Inputs_ON_Diverse_Howarth_2023_05_05 | 2025 | Wind Offshore | Generation | Electricity | NY | Dispatch-Generation | EmissionsCost | 0 | [6 empty] | 0.82193 | 0
LCP_Inputs_ON_Diverse_Howarth_2023_05_05 | 2025 | Wind Offshore | Generation | Electricity | NY | Dispatch-Generation | FuelCost | 0 | [6 empty] | 0.82193 | 0
LCP_Inputs_ON_Diverse_Howarth_2023_05_05 | 2025 | Wind Offshore | Generation | Electricity | NY | Dispatch-Generation | VOM | 0 | [6 empty] | 0.82193 | 0
LCP_Inputs_ON_Diverse_Howarth_2023_05_05 | 2025 | Wind Offshore | Generation | Electricity | ON | Dispatch-Generation | EmissionsCost | 0 | [6 empty] | 0.82193 | 0
LCP_Inputs_ON_Diverse_Howarth_2023_05_05 | 2025 | Wind Offshore | Generation | Electricity | ON | Dispatch-Generation | FuelCost | 0 | [6 empty] | 0.82193 | 0
LCP_Inputs_ON_Diverse_Howarth_2023_05_05 | 2025 | Wind Offshore | Generation | Electricity | ON | Dispatch-Generation | VOM | 0 | [6 empty] | 0.82193 | 0
LCP_Inputs_ON_Diverse_Howarth_2023_05_05 | 2025 | Wind Offshore | Generation | Electricity | PJ | Dispatch-Generation | EmissionsCost | 0 | [6 empty] | 0.82193 | 0
LCP_Inputs_ON_Diverse_Howarth_2023_05_05 | 2025 | Wind Offshore | Generation | Electricity | PJ | Dispatch-Generation | FuelCost | 0 | [6 empty] | 0.82193 | 0
LCP_Inputs_ON_Diverse_Howarth_2023_05_05 | 2025 | Wind Offshore | Generation | Electricity | PJ | Dispatch-Generation | VOM | 0 | [6 empty] | 0.82193 | 0
LCP_Inputs_ON_Diverse_Howarth_2023_05_05 | 2025 | Wind Offshore | Generation | Electricity | QC | Dispatch-Generation | EmissionsCost | 0 | [6 empty] | 0.82193 | 0
LCP_Inputs_ON_Diverse_Howarth_2023_05_05 | 2025 | Wind Offshore | Generation | Electricity | QC | Dispatch-Generation | FuelCost | 0 | [6 empty] | 0.82193 | 0
LCP_Inputs_ON_Diverse_Howarth_2023_05_05 | 2025 | Wind Offshore | Generation | Electricity | QC | Dispatch-Generation | VOM | 0 | [6 empty] | 0.82193 | 0
LCP_Inputs_ON_Diverse_Howarth_2023_05_05 | 2025 | Wind Offshore | Generation | Electricity | WC | Dispatch-Generation | EmissionsCost | 0 | [6 empty] | 0.82193 | 0
LCP_Inputs_ON_Diverse_Howarth_2023_05_05 | 2025 | Wind Offshore | Generation | Electricity | WC | Dispatch-Generation | FuelCost | 0 | [6 empty] | 0.82193 | 0
LCP_Inputs_ON_Diverse_Howarth_2023_05_05 | 2025 | Wind Offshore | Generation | Electricity | WC | Dispatch-Generation | VOM | 0 | [6 empty] | 0.82193 | 0
LCP_Inputs_ON_Diverse_Howarth_2023_05_05 | 2025 | Wind Onshore | Generation | Electricity | MI | Dispatch-Generation | EmissionsCost | 0 | [6 empty] | 0.82193 | 0
LCP_Inputs_ON_Diverse_Howarth_2023_05_05 | 2025 | Wind Onshore | Generation | Electricity | MI | Dispatch-Generation | FuelCost | 0 | [6 empty] | 0.82193 | 0
LCP_Inputs_ON_Diverse_Howarth_2023_05_05 | 2025 | Wind Onshore | Generation | Electricity | MI | Dispatch-Generation | VOM | 0 | [6 empty] | 0.82193 | 0
LCP_Inputs_ON_Diverse_Howarth_2023_05_05 | 2025 | Wind Onshore | Generation | Electricity | NY | Dispatch-Generation | EmissionsCost | 0 | [6 empty] | 0.82193 | 0
LCP_Inputs_ON_Diverse_Howarth_2023_05_05 | 2025 | Wind Onshore | Generation | Electricity | NY | Dispatch-Generation | FuelCost | 0 | [6 empty] | 0.82193 | 0
LCP_Inputs_ON_Diverse_Howarth_2023_05_05 | 2025 | Wind Onshore | Generation | Electricity | NY | Dispatch-Generation | VOM | 0 | [6 empty] | 0.82193 | 0
LCP_Inputs_ON_Diverse_Howarth_2023_05_05 | 2025 | Wind Onshore | Generation | Electricity | ON | Dispatch-Generation | EmissionsCost | 0 | [6 empty] | 0.82193 | 0
LCP_Inputs_ON_Diverse_Howarth_2023_05_05 | 2025 | Wind Onshore | Generation | Electricity | ON | Dispatch-Generation | FuelCost | 0 | [6 empty] | 0.82193 | 0
LCP_Inputs_ON_Diverse_Howarth_2023_05_05 | 2025 | Wind Onshore | Generation | Electricity | ON | Dispatch-Generation | VOM | 0 | [6 empty] | 0.82193 | 0
LCP_Inputs_ON_Diverse_Howarth_2023_05_05 | 2025 | Wind Onshore | Generation | Electricity | PJ | Dispatch-Generation | EmissionsCost | 0 | [6 empty] | 0.82193 | 0
LCP_Inputs_ON_Diverse_Howarth_2023_05_05 | 2025 | Wind Onshore | Generation | Electricity | PJ | Dispatch-Generation | FuelCost | 0 | [6 empty] | 0.82193 | 0
LCP_Inputs_ON_Diverse_Howarth_2023_05_05 | 2025 | Wind Onshore | Generation | Electricity | PJ | Dispatch-Generation | VOM | 0 | [6 empty] | 0.82193 | 0
LCP_Inputs_ON_Diverse_Howarth_2023_05_05 | 2025 | Wind Onshore | Generation | Electricity | QC | Dispatch-Generation | EmissionsCost | 0 | [6 empty] | 0.82193 | 0
LCP_Inputs_ON_Diverse_Howarth_2023_05_05 | 2025 | Wind Onshore | Generation | Electricity | QC | Dispatch-Generation | FuelCost | 0 | [6 empty] | 0.82193 | 0
LCP_Inputs_ON_Diverse_Howarth_2023_05_05 | 2025 | Wind Onshore | Generation | Electricity | QC | Dispatch-Generation | VOM | 0 | [6 empty] | 0.82193 | 0
LCP_Inputs_ON_Diverse_Howarth_2023_05_05 | 2025 | Wind Onshore | Generation | Electricity | WC | Dispatch-Generation | EmissionsCost | 0 | [6 empty] | 0.82193 | 0
LCP_Inputs_ON_Diverse_Howarth_2023_05_05 | 2025 | Wind Onshore | Generation | Electricity | WC | Dispatch-Generation | FuelCost | 0 | [6 empty] | 0.82193 | 0
LCP_Inputs_ON_Diverse_Howarth_2023_05_05 | 2025 | Wind Onshore | Generation | Electricity | WC | Dispatch-Generation | VOM | 0 | [6 empty] | 0.82193 | 0
LCP_Inputs_ON_Diverse_Howarth_2023_05_05 | 2026 | Anaerobic Digestion | Generation | Methane | MI | Dispatch-Generation | EmissionsCost | 0 | [6 empty] | 0.79031 | 0
LCP_Inputs_ON_Diverse_Howarth_2023_05_05 | 2026 | Anaerobic Digestion | Generation | Methane | MI | Dispatch-Generation | FuelCost | 0 | [6 empty] | 0.79031 | 0
LCP_Inputs_ON_Diverse_Howarth_2023_05_05 | 2026 | Anaerobic Digestion | Generation | Methane | MI | Dispatch-Generation | VOM | 0 | [6 empty] | 0.79031 | 0
LCP_Inputs_ON_Diverse_Howarth_2023_05_05 | 2026 | Anaerobic Digestion | Generation | Methane | NY | Dispatch-Generation | EmissionsCost | 0 | [6 empty] | 0.79031 | 0
LCP_Inputs_ON_Diverse_Howarth_2023_05_05 | 2026 | Anaerobic Digestion | Generation | Methane | NY | Dispatch-Generation | FuelCost | 0 | [6 empty] | 0.79031 | 0
LCP_Inputs_ON_Diverse_Howarth_2023_05_05 | 2026 | Anaerobic Digestion | Generation | Methane | NY | Dispatch-Generation | VOM | 0 | [6 empty] | 0.79031 | 0
LCP_Inputs_ON_Diverse_Howarth_2023_05_05 | 2026 | Anaerobic Digestion | Generation | Methane | ON | Dispatch-Generation | EmissionsCost | 0 | [6 empty] | 0.79031 | 0
LCP_Inputs_ON_Diverse_Howarth_2023_05_05 | 2026 | Anaerobic Digestion | Generation | Methane | ON | Dispatch-Generation | FuelCost | 0 | [6 empty] | 0.79031 | 0
LCP_Inputs_ON_Diverse_Howarth_2023_05_05 | 2026 | Anaerobic Digestion | Generation | Methane | ON | Dispatch-Generation | VOM | 0 | [6 empty] | 0.79031 | 0
LCP_Inputs_ON_Diverse_Howarth_2023_05_05 | 2026 | Anaerobic Digestion | Generation | Methane | PJ | Dispatch-Generation | EmissionsCost | 0 | [6 empty] | 0.79031 | 0
LCP_Inputs_ON_Diverse_Howarth_2023_05_05 | 2026 | Anaerobic Digestion | Generation | Methane | PJ | Dispatch-Generation | FuelCost | 0 | [6 empty] | 0.79031 | 0
LCP_Inputs_ON_Diverse_Howarth_2023_05_05 | 2026 | Anaerobic Digestion | Generation | Methane | PJ | Dispatch-Generation | VOM | 0 | [6 empty] | 0.79031 | 0
LCP_Inputs_ON_Diverse_Howarth_2023_05_05 | 2026 | Anaerobic Digestion | Generation | Methane | QC | Dispatch-Generation | EmissionsCost | 0 | [6 empty] | 0.79031 | 0
LCP_Inputs_ON_Diverse_Howarth_2023_05_05 | 2026 | Anaerobic Digestion | Generation | Methane | QC | Dispatch-Generation | FuelCost | 0 | [6 empty] | 0.79031 | 0
LCP_Inputs_ON_Diverse_Howarth_2023_05_05 | 2026 | Anaerobic Digestion | Generation | Methane | QC | Dispatch-Generation | VOM | 0 | [6 empty] | 0.79031 | 0
LCP_Inputs_ON_Diverse_Howarth_2023_05_05 | 2026 | Anaerobic Digestion | Generation | Methane | WC | Dispatch-Generation | EmissionsCost | 0 | [6 empty] | 0.79031 | 0
LCP_Inputs_ON_Diverse_Howarth_2023_05_05 | 2026 | Anaerobic Digestion | Generation | Methane | WC | Dispatch-Generation | FuelCost | 0 | [6 empty] | 0.79031 | 0
LCP_Inputs_ON_Diverse_Howarth_2023_05_05 | 2026 | Anaerobic Digestion | Generation | Methane | WC | Dispatch-Generation | VOM | 0 | [6 empty] | 0.79031 | 0
LCP_Inputs_ON_Diverse_Howarth_2023_05_05 | 2026 | Battery Storage | Storage | Electricity | MI | Dispatch-Storage | EmissionsCost | 0 | [6 empty] | 0.79031 | 0
LCP_Inputs_ON_Diverse_Howarth_2023_05_05 | 2026 | Battery Storage | Storage | Electricity | MI | Dispatch-Storage | FuelCost | 0 | [6 empty] | 0.79031 | 0
LCP_Inputs_ON_Diverse_Howarth_2023_05_05 | 2026 | Battery Storage | Storage | Electricity | MI | Dispatch-Storage | VOM | 0 | [6 empty] | 0.79031 | 0
LCP_Inputs_ON_Diverse_Howarth_2023_05_05 | 2026 | Battery Storage | Storage | Electricity | NY | Dispatch-Storage | EmissionsCost | 0 | [6 empty] | 0.79031 | 0
LCP_Inputs_ON_Diverse_Howarth_2023_05_05 | 2026 | Battery Storage | Storage | Electricity | NY | Dispatch-Storage | FuelCost | 0 | [6 empty] | 0.79031 | 0
LCP_Inputs_ON_Diverse_Howarth_2023_05_05 | 2026 | Battery Storage | Storage | Electricity | NY | Dispatch-Storage | VOM | 0 | [6 empty] | 0.79031 | 0
LCP_Inputs_ON_Diverse_Howarth_2023_05_05 | 2026 | Battery Storage | Storage | Electricity | ON | Dispatch-Storage | EmissionsCost | 0 | [6 empty] | 0.79031 | 0
LCP_Inputs_ON_Diverse_Howarth_2023_05_05 | 2026 | Battery Storage | Storage | Electricity | ON | Dispatch-Storage | FuelCost | 0 | [6 empty] | 0.79031 | 0
LCP_Inputs_ON_Diverse_Howarth_2023_05_05 | 2026 | Battery Storage | Storage | Electricity | ON | Dispatch-Storage | VOM | 0 | [6 empty] | 0.79031 | 0
LCP_Inputs_ON_Diverse_Howarth_2023_05_05 | 2026 | Battery Storage | Storage | Electricity | PJ | Dispatch-Storage | EmissionsCost | 0 | [6 empty] | 0.79031 | 0
LCP_Inputs_ON_Diverse_Howarth_2023_05_05 | 2026 | Battery Storage | Storage | Electricity | PJ | Dispatch-Storage | FuelCost | 0 | [6 empty] | 0.79031 | 0
LCP_Inputs_ON_Diverse_Howarth_2023_05_05 | 2026 | Battery Storage | Storage | Electricity | PJ | Dispatch-Storage | VOM | 0 | [6 empty] | 0.79031 | 0
LCP_Inputs_ON_Diverse_Howarth_2023_05_05 | 2026 | Battery Storage | Storage | Electricity | QC | Dispatch-Storage | EmissionsCost | 0 | [6 empty] | 0.79031 | 0
LCP_Inputs_ON_Diverse_Howarth_2023_05_05 | 2026 | Battery Storage | Storage | Electricity | QC | Dispatch-Storage | FuelCost | 0 | [6 empty] | 0.79031 | 0
LCP_Inputs_ON_Diverse_Howarth_2023_05_05 | 2026 | Battery Storage | Storage | Electricity | QC | Dispatch-Storage | VOM | 0 | [6 empty] | 0.79031 | 0
LCP_Inputs_ON_Diverse_Howarth_2023_05_05 | 2026 | Battery Storage | Storage | Electricity | WC | Dispatch-Storage | EmissionsCost | 0 | [6 empty] | 0.79031 | 0
LCP_Inputs_ON_Diverse_Howarth_2023_05_05 | 2026 | Battery Storage | Storage | Electricity | WC | Dispatch-Storage | FuelCost | 0 | [6 empty] | 0.79031 | 0
LCP_Inputs_ON_Diverse_Howarth_2023_05_05 | 2026 | Battery Storage | Storage | Electricity | WC | Dispatch-Storage | VOM | 0 | [6 empty] | 0.79031 | 0
LCP_Inputs_ON_Diverse_Howarth_2023_05_05 | 2026 | Biomass | Generation | Electricity | MI | Dispatch-Generation | EmissionsCost | 0 | [6 empty] | 0.79031 | 0
LCP_Inputs_ON_Diverse_Howarth_2023_05_05 | 2026 | Biomass | Generation | Electricity | MI | Dispatch-Generation | FuelCost | 0 | [6 empty] | 0.79031 | 0
LCP_Inputs_ON_Diverse_Howarth_2023_05_05 | 2026 | Biomass | Generation | Electricity | MI | Dispatch-Generation | VOM | 0 | [6 empty] | 0.79031 | 0
LCP_Inputs_ON_Diverse_Howarth_2023_05_05 | 2026 | Biomass | Generation | Electricity | NY | Dispatch-Generation | EmissionsCost | 0 | [6 empty] | 0.79031 | 0
LCP_Inputs_ON_Diverse_Howarth_2023_05_05 | 2026 | Biomass | Generation | Electricity | NY | Dispatch-Generation | FuelCost | 0 | [6 empty] | 0.79031 | 0
LCP_Inputs_ON_Diverse_Howarth_2023_05_05 | 2026 | Biomass | Generation | Electricity | NY | Dispatch-Generation | VOM | 0 | [6 empty] | 0.79031 | 0
LCP_Inputs_ON_Diverse_Howarth_2023_05_05 | 2026 | Biomass | Generation | Electricity | ON | Dispatch-Generation | EmissionsCost | 0 | [6 empty] | 0.79031 | 0
LCP_Inputs_ON_Diverse_Howarth_2023_05_05 | 2026 | Biomass | Generation | Electricity | ON | Dispatch-Generation | FuelCost | 0 | [6 empty] | 0.79031 | 0
LCP_Inputs_ON_Diverse_Howarth_2023_05_05 | 2026 | Biomass | Generation | Electricity | ON | Dispatch-Generation | VOM | 0 | [6 empty] | 0.79031 | 0
LCP_Inputs_ON_Diverse_Howarth_2023_05_05 | 2026 | Biomass | Generation | Electricity | PJ | Dispatch-Generation | EmissionsCost | 0 | [6 empty] | 0.79031 | 0
LCP_Inputs_ON_Diverse_Howarth_2023_05_05 | 2026 | Biomass | Generation | Electricity | PJ | Dispatch-Generation | FuelCost | 0 | [6 empty] | 0.79031 | 0
LCP_Inputs_ON_Diverse_Howarth_2023_05_05 | 2026 | Biomass | Generation | Electricity | PJ | Dispatch-Generation | VOM | 0 | [6 empty] | 0.79031 | 0
LCP_Inputs_ON_Diverse_Howarth_2023_05_05 | 2026 | Biomass | Generation | Electricity | QC | Dispatch-Generation | EmissionsCost | 0 | [6 empty] | 0.79031 | 0
LCP_Inputs_ON_Diverse_Howarth_2023_05_05 | 2026 | Biomass | Generation | Electricity | QC | Dispatch-Generation | FuelCost | 0 | [6 empty] | 0.79031 | 0
LCP_Inputs_ON_Diverse_Howarth_2023_05_05 | 2026 | Biomass | Generation | Electricity | QC | Dispatch-Generation | VOM | 0 | [6 empty] | 0.79031 | 0
LCP_Inputs_ON_Diverse_Howarth_2023_05_05 | 2026 | Biomass | Generation | Electricity | WC | Dispatch-Generation | EmissionsCost | 0 | [6 empty] | 0.79031 | 0
LCP_Inputs_ON_Diverse_Howarth_2023_05_05 | 2026 | Biomass | Generation | Electricity | WC | Dispatch-Generation | FuelCost | 0 | [6 empty] | 0.79031 | 0
LCP_Inputs_ON_Diverse_Howarth_2023_05_05 | 2026 | Biomass | Generation | Electricity | WC | Dispatch-Generation | VOM | 0 | [6 empty] | 0.79031 | 0
LCP_Inputs_ON_Diverse_Howarth_2023_05_05 | 2026 | Biomass + CCS | Generation | Electricity | MI | Dispatch-Generation | EmissionsCost | 0 | [6 empty] | 0.79031 | 0
LCP_Inputs_ON_Diverse_Howarth_2023_05_05 | 2026 | Biomass + CCS | Generation | Electricity | MI | Dispatch-Generation | FuelCost | 0 | [6 empty] | 0.79031 | 0
LCP_Inputs_ON_Diverse_Howarth_2023_05_05 | 2026 | Biomass + CCS | Generation | Electricity | MI | Dispatch-Generation | VOM | 0 | [6 empty] | 0.79031 | 0
LCP_Inputs_ON_Diverse_Howarth_2023_05_05 | 2026 | Biomass + CCS | Generation | Electricity | NY | Dispatch-Generation | EmissionsCost | 0 | [6 empty] | 0.79031 | 0
LCP_Inputs_ON_Diverse_Howarth_2023_05_05 | 2026 | Biomass + CCS | Generation | Electricity | NY | Dispatch-Generation | FuelCost | 0 | [6 empty] | 0.79031 | 0
LCP_Inputs_ON_Diverse_Howarth_2023_05_05 | 2026 | Biomass + CCS | Generation | Electricity | NY | Dispatch-Generation | VOM | 0 | [6 empty] | 0.79031 | 0
LCP_Inputs_ON_Diverse_Howarth_2023_05_05 | 2026 | Biomass + CCS | Generation | Electricity | ON | Dispatch-Generation | EmissionsCost | 0 | [6 empty] | 0.79031 | 0
LCP_Inputs_ON_Diverse_Howarth_2023_05_05 | 2026 | Biomass + CCS | Generation | Electricity | ON | Dispatch-Generation | FuelCost | 0 | [6 empty] | 0.79031 | 0
LCP_Inputs_ON_Diverse_Howarth_2023_05_05 | 2026 | Biomass + CCS | Generation | Electricity | ON | Dispatch-Generation | VOM | 0 | [6 empty] | 0.79031 | 0
LCP_Inputs_ON_Diverse_Howarth_2023_05_05 | 2026 | Biomass + CCS | Generation | Electricity | PJ | Dispatch-Generation | EmissionsCost | 0 | [6 empty] | 0.79031 | 0
LCP_Inputs_ON_Diverse_Howarth_2023_05_05 | 2026 | Biomass + CCS | Generation | Electricity | PJ | Dispatch-Generation | FuelCost | 0 | [6 empty] | 0.79031 | 0
LCP_Inputs_ON_Diverse_Howarth_2023_05_05 | 2026 | Biomass + CCS | Generation | Electricity | PJ | Dispatch-Generation | VOM | 0 | [6 empty] | 0.79031 | 0
LCP_Inputs_ON_Diverse_Howarth_2023_05_05 | 2026 | Biomass + CCS | Generation | Electricity | QC | Dispatch-Generation | EmissionsCost | 0 | [6 empty] | 0.79031 | 0
LCP_Inputs_ON_Diverse_Howarth_2023_05_05 | 2026 | Biomass + CCS | Generation | Electricity | QC | Dispatch-Generation | FuelCost | 0 | [6 empty] | 0.79031 | 0
LCP_Inputs_ON_Diverse_Howarth_2023_05_05 | 2026 | Biomass + CCS | Generation | Electricity | QC | Dispatch-Generation | VOM | 0 | [6 empty] | 0.79031 | 0
LCP_Inputs_ON_Diverse_Howarth_2023_05_05 | 2026 | Biomass + CCS | Generation | Electricity | WC | Dispatch-Generation | EmissionsCost | 0 | [6 empty] | 0.79031 | 0
LCP_Inputs_ON_Diverse_Howarth_2023_05_05 | 2026 | Biomass + CCS | Generation | Electricity | WC | Dispatch-Generation | FuelCost | 0 | [6 empty] | 0.79031 | 0
LCP_Inputs_ON_Diverse_Howarth_2023_05_05 | 2026 | Biomass + CCS | Generation | Electricity | WC | Dispatch-Generation | VOM | 0 | [6 empty] | 0.79031 | 0
LCP_Inputs_ON_Diverse_Howarth_2023_05_05 | 2026 | CH4 + CCS | Generation | Methane | MI | Dispatch-Generation | EmissionsCost | 0 | [6 empty] | 0.79031 | 0
LCP_Inputs_ON_Diverse_Howarth_2023_05_05 | 2026 | CH4 + CCS | Generation | Methane | MI | Dispatch-Generation | FuelCost | 0 | [6 empty] | 0.79031 | 0
LCP_Inputs_ON_Diverse_Howarth_2023_05_05 | 2026 | CH4 + CCS | Generation | Methane | MI | Dispatch-Generation | VOM | 0 | [6 empty] | 0.79031 | 0
LCP_Inputs_ON_Diverse_Howarth_2023_05_05 | 2026 | CH4 + CCS | Generation | Methane | NY | Dispatch-Generation | EmissionsCost | 0 | [6 empty] | 0.79031 | 0
LCP_Inputs_ON_Diverse_Howarth_2023_05_05 | 2026 | CH4 + CCS | Generation | Methane | NY | Dispatch-Generation | FuelCost | 0 | [6 empty] | 0.79031 | 0
LCP_Inputs_ON_Diverse_Howarth_2023_05_05 | 2026 | CH4 + CCS | Generation | Methane | NY | Dispatch-Generation | VOM | 0 | [6 empty] | 0.79031 | 0
LCP_Inputs_ON_Diverse_Howarth_2023_05_05 | 2026 | CH4 + CCS | Generation | Methane | ON | Dispatch-Generation | EmissionsCost | 0 | [6 empty] | 0.79031 | 0
LCP_Inputs_ON_Diverse_Howarth_2023_05_05 | 2026 | CH4 + CCS | Generation | Methane | ON | Dispatch-Generation | FuelCost | 0 | [6 empty] | 0.79031 | 0
LCP_Inputs_ON_Diverse_Howarth_2023_05_05 | 2026 | CH4 + CCS | Generation | Methane | ON | Dispatch-Generation | VOM | 0 | [6 empty] | 0.79031 | 0
LCP_Inputs_ON_Diverse_Howarth_2023_05_05 | 2026 | CH4 + CCS | Generation | Methane | PJ | Dispatch-Generation | EmissionsCost | 0 | [6 empty] | 0.79031 | 0
LCP_Inputs_ON_Diverse_Howarth_2023_05_05 | 2026 | CH4 + CCS | Generation | Methane | PJ | Dispatch-Generation | FuelCost | 0 | [6 empty] | 0.79031 | 0
LCP_Inputs_ON_Diverse_Howarth_2023_05_05 | 2026 | CH4 + CCS | Generation | Methane | PJ | Dispatch-Generation | VOM | 0 | [6 empty] | 0.79031 | 0
LCP_Inputs_ON_Diverse_Howarth_2023_05_05 | 2026 | CH4 + CCS | Generation | Methane | QC | Dispatch-Generation | EmissionsCost | 0 | [6 empty] | 0.79031 | 0
LCP_Inputs_ON_Diverse_Howarth_2023_05_05 | 2026 | CH4 + CCS | Generation | Methane | QC | Dispatch-Generation | FuelCost | 0 | [6 empty] | 0.79031 | 0
LCP_Inputs_ON_Diverse_Howarth_2023_05_05 | 2026 | CH4 + CCS | Generation | Methane | QC | Dispatch-Generation | VOM | 0 | [6 empty] | 0.79031 | 0
LCP_Inputs_ON_Diverse_Howarth_2023_05_05 | 2026 | CH4 + CCS | Generation | Methane | WC | Dispatch-Generation | EmissionsCost | 0 | [6 empty] | 0.79031 | 0
LCP_Inputs_ON_Diverse_Howarth_2023_05_05 | 2026 | CH4 + CCS | Generation | Methane | WC | Dispatch-Generation | FuelCost | 0 | [6 empty] | 0.79031 | 0
LCP_Inputs_ON_Diverse_Howarth_2023_05_05 | 2026 | CH4 + CCS | Generation | Methane | WC | Dispatch-Generation | VOM | 0 | [6 empty] | 0.79031 | 0
LCP_Inputs_ON_Diverse_Howarth_2023_05_05 | 2026 | CH4 Import - NY 2020 | Import | Methane | MI | Dispatch-Import | EmissionsCost | 0 | [6 empty] | 0.79031 | 0
LCP_Inputs_ON_Diverse_Howarth_2023_05_05 | 2026 | CH4 Import - NY 2020 | Import | Methane | MI | Dispatch-Import | FuelCost | 0 | [6 empty] | 0.79031 | 0
LCP_Inputs_ON_Diverse_Howarth_2023_05_05 | 2026 | CH4 Import - NY 2020 | Import | Methane | MI | Dispatch-Import | VOM | 0 | [6 empty] | 0.79031 | 0
LCP_Inputs_ON_Diverse_Howarth_2023_05_05 | 2026 | CH4 Import - NY 2020 | Import | Methane | NY | Dispatch-Import | EmissionsCost | 282343065.1873 | [6 empty] | 0.79031 | 223139825.6567
LCP_Inputs_ON_Diverse_Howarth_2023_05_05 | 2026 | CH4 Import - NY 2020 | Import | Methane | NY | Dispatch-Import | FuelCost | 407790143.0843 | [6 empty] | 0.79031 | 322282473.5291
LCP_Inputs_ON_Diverse_Howarth_2023_05_05 | 2026 | CH4 Import - NY 2020 | Import | Methane | NY | Dispatch-Import | VOM | 0 | [6 empty] | 0.79031 | 0
LCP_Inputs_ON_Diverse_Howarth_2023_05_05 | 2026 | CH4 Import - NY 2020 | Import | Methane | ON | Dispatch-Import | EmissionsCost | 0 | [6 empty] | 0.79031 | 0
LCP_Inputs_ON_Diverse_Howarth_2023_05_05 | 2026 | CH4 Import - NY 2020 | Import | Methane | ON | Dispatch-Import | FuelCost | 0 | [6 empty] | 0.79031 | 0
LCP_Inputs_ON_Diverse_Howarth_2023_05_05 | 2026 | CH4 Import - NY 2020 | Import | Methane | ON | Dispatch-Import | VOM | 0 | [6 empty] | 0.79031 | 0
LCP_Inputs_ON_Diverse_Howarth_2023_05_05 | 2026 | CH4 Import - NY 2020 | Import | Methane | PJ | Dispatch-Import | EmissionsCost | 0 | [6 empty] | 0.79031 | 0
LCP_Inputs_ON_Diverse_Howarth_2023_05_05 | 2026 | CH4 Import - NY 2020 | Import | Methane | PJ | Dispatch-Import | FuelCost | 0 | [6 empty] | 0.79031 | 0
LCP_Inputs_ON_Diverse_Howarth_2023_05_05 | 2026 | CH4 Import - NY 2020 | Import | Methane | PJ | Dispatch-Import | VOM | 0 | [6 empty] | 0.79031 | 0
LCP_Inputs_ON_Diverse_Howarth_2023_05_05 | 2026 | CH4 Import - NY 2020 | Import | Methane | QC | Dispatch-Import | EmissionsCost | 0 | [6 empty] | 0.79031 | 0
LCP_Inputs_ON_Diverse_Howarth_2023_05_05 | 2026 | CH4 Import - NY 2020 | Import | Methane | QC | Dispatch-Import | FuelCost | 0 | [6 empty] | 0.79031 | 0
LCP_Inputs_ON_Diverse_Howarth_2023_05_05 | 2026 | CH4 Import - NY 2020 | Import | Methane | QC | Dispatch-Import | VOM | 0 | [6 empty] | 0.79031 | 0
LCP_Inputs_ON_Diverse_Howarth_2023_05_05 | 2026 | CH4 Import - NY 2020 | Import | Methane | WC | Dispatch-Import | EmissionsCost | 0 | [6 empty] | 0.79031 | 0
LCP_Inputs_ON_Diverse_Howarth_2023_05_05 | 2026 | CH4 Import - NY 2020 | Import | Methane | WC | Dispatch-Import | FuelCost | 0 | [6 empty] | 0.79031 | 0
LCP_Inputs_ON_Diverse_Howarth_2023_05_05 | 2026 | CH4 Import - NY 2020 | Import | Methane | WC | Dispatch-Import | VOM | 0 | [6 empty] | 0.79031 | 0
LCP_Inputs_ON_Diverse_Howarth_2023_05_05 | 2026 | CH4 Import - NY 2030 | Import | Methane | MI | Dispatch-Import | EmissionsCost | 0 | [6 empty] | 0.79031 | 0
LCP_Inputs_ON_Diverse_Howarth_2023_05_05 | 2026 | CH4 Import - NY 2030 | Import | Methane | MI | Dispatch-Import | FuelCost | 0 | [6 empty] | 0.79031 | 0
LCP_Inputs_ON_Diverse_Howarth_2023_05_05 | 2026 | CH4 Import - NY 2030 | Import | Methane | MI | Dispatch-Import | VOM | 0 | [6 empty] | 0.79031 | 0
LCP_Inputs_ON_Diverse_Howarth_2023_05_05 | 2026 | CH4 Import - NY 2030 | Import | Methane | NY | Dispatch-Import | EmissionsCost | 0 | [6 empty] | 0.79031 | 0
LCP_Inputs_ON_Diverse_Howarth_2023_05_05 | 2026 | CH4 Import - NY 2030 | Import | Methane | NY | Dispatch-Import | FuelCost | 0 | [6 empty] | 0.79031 | 0
LCP_Inputs_ON_Diverse_Howarth_2023_05_05 | 2026 | CH4 Import - NY 2030 | Import | Methane | NY | Dispatch-Import | VOM | 0 | [6 empty] | 0.79031 | 0
LCP_Inputs_ON_Diverse_Howarth_2023_05_05 | 2026 | CH4 Import - NY 2030 | Import | Methane | ON | Dispatch-Import | EmissionsCost | 0 | [6 empty] | 0.79031 | 0
LCP_Inputs_ON_Diverse_Howarth_2023_05_05 | 2026 | CH4 Import - NY 2030 | Import | Methane | ON | Dispatch-Import | FuelCost | 0 | [6 empty] | 0.79031 | 0
LCP_Inputs_ON_Diverse_Howarth_2023_05_05 | 2026 | CH4 Import - NY 2030 | Import | Methane | ON | Dispatch-Import | VOM | 0 | [6 empty] | 0.79031 | 0
LCP_Inputs_ON_Diverse_Howarth_2023_05_05 | 2026 | CH4 Import - NY 2030 | Import | Methane | PJ | Dispatch-Import | EmissionsCost | 0 | [6 empty] | 0.79031 | 0
LCP_Inputs_ON_Diverse_Howarth_2023_05_05 | 2026 | CH4 Import - NY 2030 | Import | Methane | PJ | Dispatch-Import | FuelCost | 0 | [6 empty] | 0.79031 | 0
LCP_Inputs_ON_Diverse_Howarth_2023_05_05 | 2026 | CH4 Import - NY 2030 | Import | Methane | PJ | Dispatch-Import | VOM | 0 | [6 empty] | 0.79031 | 0
LCP_Inputs_ON_Diverse_Howarth_2023_05_05 | 2026 | CH4 Import - NY 2030 | Import | Methane | QC | Dispatch-Import | EmissionsCost | 0 | [6 empty] | 0.79031 | 0
LCP_Inputs_ON_Diverse_Howarth_2023_05_05 | 2026 | CH4 Import - NY 2030 | Import | Methane | QC | Dispatch-Import | FuelCost | 0 | [6 empty] | 0.79031 | 0
LCP_Inputs_ON_Diverse_Howarth_2023_05_05 | 2026 | CH4 Import - NY 2030 | Import | Methane | QC | Dispatch-Import | VOM | 0 | [6 empty] | 0.79031 | 0
LCP_Inputs_ON_Diverse_Howarth_2023_05_05 | 2026 | CH4 Import - NY 2030 | Import | Methane | WC | Dispatch-Import | EmissionsCost | 0 | [6 empty] | 0.79031 | 0
LCP_Inputs_ON_Diverse_Howarth_2023_05_05 | 2026 | CH4 Import - NY 2030 | Import | Methane | WC | Dispatch-Import | FuelCost | 0 | [6 empty] | 0.79031 | 0
LCP_Inputs_ON_Diverse_Howarth_2023_05_05 | 2026 | CH4 Import - NY 2030 | Import | Methane | WC | Dispatch-Import | VOM | 0 | [6 empty] | 0.79031 | 0
LCP_Inputs_ON_Diverse_Howarth_2023_05_05 | 2026 | CH4 Import - NY 2040 | Import | Methane | MI | Dispatch-Import | EmissionsCost | 0 | [6 empty] | 0.79031 | 0
LCP_Inputs_ON_Diverse_Howarth_2023_05_05 | 2026 | CH4 Import - NY 2040 | Import | Methane | MI | Dispatch-Import | FuelCost | 0 | [6 empty] | 0.79031 | 0
LCP_Inputs_ON_Diverse_Howarth_2023_05_05 | 2026 | CH4 Import - NY 2040 | Import | Methane | MI | Dispatch-Import | VOM | 0 | [6 empty] | 0.79031 | 0
LCP_Inputs_ON_Diverse_Howarth_2023_05_05 | 2026 | CH4 Import - NY 2040 | Import | Methane | NY | Dispatch-Import | EmissionsCost | 0 | [6 empty] | 0.79031 | 0
LCP_Inputs_ON_Diverse_Howarth_2023_05_05 | 2026 | CH4 Import - NY 2040 | Import | Methane | NY | Dispatch-Import | FuelCost | 0 | [6 empty] | 0.79031 | 0
LCP_Inputs_ON_Diverse_Howarth_2023_05_05 | 2026 | CH4 Import - NY 2040 | Import | Methane | NY | Dispatch-Import | VOM | 0 | [6 empty] | 0.79031 | 0
LCP_Inputs_ON_Diverse_Howarth_2023_05_05 | 2026 | CH4 Import - NY 2040 | Import | Methane | ON | Dispatch-Import | EmissionsCost | 0 | [6 empty] | 0.79031 | 0
LCP_Inputs_ON_Diverse_Howarth_2023_05_05 | 2026 | CH4 Import - NY 2040 | Import | Methane | ON | Dispatch-Import | FuelCost | 0 | [6 empty] | 0.79031 | 0
LCP_Inputs_ON_Diverse_Howarth_2023_05_05 | 2026 | CH4 Import - NY 2040 | Import | Methane | ON | Dispatch-Import | VOM | 0 | [6 empty] | 0.79031 | 0
LCP_Inputs_ON_Diverse_Howarth_2023_05_05 | 2026 | CH4 Import - NY 2040 | Import | Methane | PJ | Dispatch-Import | EmissionsCost | 0 | [6 empty] | 0.79031 | 0
LCP_Inputs_ON_Diverse_Howarth_2023_05_05 | 2026 | CH4 Import - NY 2040 | Import | Methane | PJ | Dispatch-Import | FuelCost | 0 | [6 empty] | 0.79031 | 0
LCP_Inputs_ON_Diverse_Howarth_2023_05_05 | 2026 | CH4 Import - NY 2040 | Import | Methane | PJ | Dispatch-Import | VOM | 0 | [6 empty] | 0.79031 | 0
LCP_Inputs_ON_Diverse_Howarth_2023_05_05 | 2026 | CH4 Import - NY 2040 | Import | Methane | QC | Dispatch-Import | EmissionsCost | 0 | [6 empty] | 0.79031 | 0
LCP_Inputs_ON_Diverse_Howarth_2023_05_05 | 2026 | CH4 Import - NY 2040 | Import | Methane | QC | Dispatch-Import | FuelCost | 0 | [6 empty] | 0.79031 | 0
LCP_Inputs_ON_Diverse_Howarth_2023_05_05 | 2026 | CH4 Import - NY 2040 | Import | Methane | QC | Dispatch-Import | VOM | 0 | [6 empty] | 0.79031 | 0
LCP_Inputs_ON_Diverse_Howarth_2023_05_05 | 2026 | CH4 Import - NY 2040 | Import | Methane | WC | Dispatch-Import | EmissionsCost | 0 | [6 empty] | 0.79031 | 0
LCP_Inputs_ON_Diverse_Howarth_2023_05_05 | 2026 | CH4 Import - NY 2040 | Import | Methane | WC | Dispatch-Import | FuelCost | 0 | [6 empty] | 0.79031 | 0
LCP_Inputs_ON_Diverse_Howarth_2023_05_05 | 2026 | CH4 Import - NY 2040 | Import | Methane | WC | Dispatch-Import | VOM | 0 | [6 empty] | 0.79031 | 0
LCP_Inputs_ON_Diverse_Howarth_2023_05_05 | 2026 | CH4 Import - NY 2050 | Import | Methane | MI | Dispatch-Import | EmissionsCost | 0 | [6 empty] | 0.79031 | 0
LCP_Inputs_ON_Diverse_Howarth_2023_05_05 | 2026 | CH4 Import - NY 2050 | Import | Methane | MI | Dispatch-Import | FuelCost | 0 | [6 empty] | 0.79031 | 0
LCP_Inputs_ON_Diverse_Howarth_2023_05_05 | 2026 | CH4 Import - NY 2050 | Import | Methane | MI | Dispatch-Import | VOM | 0 | [6 empty] | 0.79031 | 0
LCP_Inputs_ON_Diverse_Howarth_2023_05_05 | 2026 | CH4 Import - NY 2050 | Import | Methane | NY | Dispatch-Import | EmissionsCost | 0 | [6 empty] | 0.79031 | 0
LCP_Inputs_ON_Diverse_Howarth_2023_05_05 | 2026 | CH4 Import - NY 2050 | Import | Methane | NY | Dispatch-Import | FuelCost | 0 | [6 empty] | 0.79031 | 0
LCP_Inputs_ON_Diverse_Howarth_2023_05_05 | 2026 | CH4 Import - NY 2050 | Import | Methane | NY | Dispatch-Import | VOM | 0 | [6 empty] | 0.79031 | 0
LCP_Inputs_ON_Diverse_Howarth_2023_05_05 | 2026 | CH4 Import - NY 2050 | Import | Methane | ON | Dispatch-Import | EmissionsCost | 0 | [6 empty] | 0.79031 | 0
LCP_Inputs_ON_Diverse_Howarth_2023_05_05 | 2026 | CH4 Import - NY 2050 | Import | Methane | ON | Dispatch-Import | FuelCost | 0 | [6 empty] | 0.79031 | 0
LCP_Inputs_ON_Diverse_Howarth_2023_05_05 | 2026 | CH4 Import - NY 2050 | Import | Methane | ON | Dispatch-Import | VOM | 0 | [6 empty] | 0.79031 | 0
LCP_Inputs_ON_Diverse_Howarth_2023_05_05 | 2026 | CH4 Import - NY 2050 | Import | Methane | PJ | Dispatch-Import | EmissionsCost | 0 | [6 empty] | 0.79031 | 0
LCP_Inputs_ON_Diverse_Howarth_2023_05_05 | 2026 | CH4 Import - NY 2050 | Import | Methane | PJ | Dispatch-Import | FuelCost | 0 | [6 empty] | 0.79031 | 0
LCP_Inputs_ON_Diverse_Howarth_2023_05_05 | 2026 | CH4 Import - NY 2050 | Import | Methane | PJ | Dispatch-Import | VOM | 0 | [6 empty] | 0.79031 | 0
LCP_Inputs_ON_Diverse_Howarth_2023_05_05 | 2026 | CH4 Import - NY 2050 | Import | Methane | QC | Dispatch-Import | EmissionsCost | 0 | [6 empty] | 0.79031 | 0
LCP_Inputs_ON_Diverse_Howarth_2023_05_05 | 2026 | CH4 Import - NY 2050 | Import | Methane | QC | Dispatch-Import | FuelCost | 0 | [6 empty] | 0.79031 | 0
LCP_Inputs_ON_Diverse_Howarth_2023_05_05 | 2026 | CH4 Import - NY 2050 | Import | Methane | QC | Dispatch-Import | VOM | 0 | [6 empty] | 0.79031 | 0
LCP_Inputs_ON_Diverse_Howarth_2023_05_05 | 2026 | CH4 Import - NY 2050 | Import | Methane | WC | Dispatch-Import | EmissionsCost | 0 | [6 empty] | 0.79031 | 0
LCP_Inputs_ON_Diverse_Howarth_2023_05_05 | 2026 | CH4 Import - NY 2050 | Import | Methane | WC | Dispatch-Import | FuelCost | 0 | [6 empty] | 0.79031 | 0
LCP_Inputs_ON_Diverse_Howarth_2023_05_05 | 2026 | CH4 Import - NY 2050 | Import | Methane | WC | Dispatch-Import | VOM | 0 | [6 empty] | 0.79031 | 0
LCP_Inputs_ON_Diverse_Howarth_2023_05_05 | 2026 | CH4 Import - WC 2020 | Import | Methane | MI | Dispatch-Import | EmissionsCost | 0 | [6 empty] | 0.79031 | 0
LCP_Inputs_ON_Diverse_Howarth_2023_05_05 | 2026 | CH4 Import - WC 2020 | Import | Methane | MI | Dispatch-Import | FuelCost | 0 | [6 empty] | 0.79031 | 0
LCP_Inputs_ON_Diverse_Howarth_2023_05_05 | 2026 | CH4 Import - WC 2020 | Import | Methane | MI | Dispatch-Import | VOM | 0 | [6 empty] | 0.79031 | 0
LCP_Inputs_ON_Diverse_Howarth_2023_05_05 | 2026 | CH4 Import - WC 2020 | Import | Methane | NY | Dispatch-Import | EmissionsCost | 0 | [6 empty] | 0.79031 | 0
LCP_Inputs_ON_Diverse_Howarth_2023_05_05 | 2026 | CH4 Import - WC 2020 | Import | Methane | NY | Dispatch-Import | FuelCost | 0 | [6 empty] | 0.79031 | 0
LCP_Inputs_ON_Diverse_Howarth_2023_05_05 | 2026 | CH4 Import - WC 2020 | Import | Methane | NY | Dispatch-Import | VOM | 0 | [6 empty] | 0.79031 | 0
LCP_Inputs_ON_Diverse_Howarth_2023_05_05 | 2026 | CH4 Import - WC 2020 | Import | Methane | ON | Dispatch-Import | EmissionsCost | 0 | [6 empty] | 0.79031 | 0
LCP_Inputs_ON_Diverse_Howarth_2023_05_05 | 2026 | CH4 Import - WC 2020 | Import | Methane | ON | Dispatch-Import | FuelCost | 0 | [6 empty] | 0.79031 | 0
LCP_Inputs_ON_Diverse_Howarth_2023_05_05 | 2026 | CH4 Import - WC 2020 | Import | Methane | ON | Dispatch-Import | VOM | 0 | [6 empty] | 0.79031 | 0
LCP_Inputs_ON_Diverse_Howarth_2023_05_05 | 2026 | CH4 Import - WC 2020 | Import | Methane | PJ | Dispatch-Import | EmissionsCost | 0 | [6 empty] | 0.79031 | 0
LCP_Inputs_ON_Diverse_Howarth_2023_05_05 | 2026 | CH4 Import - WC 2020 | Import | Methane | PJ | Dispatch-Import | FuelCost | 0 | [6 empty] | 0.79031 | 0
LCP_Inputs_ON_Diverse_Howarth_2023_05_05 | 2026 | CH4 Import - WC 2020 | Import | Methane | PJ | Dispatch-Import | VOM | 0 | [6 empty] | 0.79031 | 0
LCP_Inputs_ON_Diverse_Howarth_2023_05_05 | 2026 | CH4 Import - WC 2020 | Import | Methane | QC | Dispatch-Import | EmissionsCost | 0 | [6 empty] | 0.79031 | 0
LCP_Inputs_ON_Diverse_Howarth_2023_05_05 | 2026 | CH4 Import - WC 2020 | Import | Methane | QC | Dispatch-Import | FuelCost | 0 | [6 empty] | 0.79031 | 0
LCP_Inputs_ON_Diverse_Howarth_2023_05_05 | 2026 | CH4 Import - WC 2020 | Import | Methane | QC | Dispatch-Import | VOM | 0 | [6 empty] | 0.79031 | 0
LCP_Inputs_ON_Diverse_Howarth_2023_05_05 | 2026 | CH4 Import - WC 2020 | Import | Methane | WC | Dispatch-Import | EmissionsCost | 1306945425.5377 | [6 empty] | 0.79031 | 1032897954.139
LCP_Inputs_ON_Diverse_Howarth_2023_05_05 | 2026 | CH4 Import - WC 2020 | Import | Methane | WC | Dispatch-Import | FuelCost | 1887630786.0789 | [6 empty] | 0.79031 | 1491822029.4536
LCP_Inputs_ON_Diverse_Howarth_2023_05_05 | 2026 | CH4 Import - WC 2020 | Import | Methane | WC | Dispatch-Import | VOM | 0 | [6 empty] | 0.79031 | 0
LCP_Inputs_ON_Diverse_Howarth_2023_05_05 | 2026 | CH4 Import - WC 2030 | Import | Methane | MI | Dispatch-Import | EmissionsCost | 0 | [6 empty] | 0.79031 | 0
LCP_Inputs_ON_Diverse_Howarth_2023_05_05 | 2026 | CH4 Import - WC 2030 | Import | Methane | MI | Dispatch-Import | FuelCost | 0 | [6 empty] | 0.79031 | 0
LCP_Inputs_ON_Diverse_Howarth_2023_05_05 | 2026 | CH4 Import - WC 2030 | Import | Methane | MI | Dispatch-Import | VOM | 0 | [6 empty] | 0.79031 | 0
LCP_Inputs_ON_Diverse_Howarth_2023_05_05 | 2026 | CH4 Import - WC 2030 | Import | Methane | NY | Dispatch-Import | EmissionsCost | 0 | [6 empty] | 0.79031 | 0
LCP_Inputs_ON_Diverse_Howarth_2023_05_05 | 2026 | CH4 Import - WC 2030 | Import | Methane | NY | Dispatch-Import | FuelCost | 0 | [6 empty] | 0.79031 | 0
LCP_Inputs_ON_Diverse_Howarth_2023_05_05 | 2026 | CH4 Import - WC 2030 | Import | Methane | NY | Dispatch-Import | VOM | 0 | [6 empty] | 0.79031 | 0
LCP_Inputs_ON_Diverse_Howarth_2023_05_05 | 2026 | CH4 Import - WC 2030 | Import | Methane | ON | Dispatch-Import | EmissionsCost | 0 | [6 empty] | 0.79031 | 0
LCP_Inputs_ON_Diverse_Howarth_2023_05_05 | 2026 | CH4 Import - WC 2030 | Import | Methane | ON | Dispatch-Import | FuelCost | 0 | [6 empty] | 0.79031 | 0
LCP_Inputs_ON_Diverse_Howarth_2023_05_05 | 2026 | CH4 Import - WC 2030 | Import | Methane | ON | Dispatch-Import | VOM | 0 | [6 empty] | 0.79031 | 0
LCP_Inputs_ON_Diverse_Howarth_2023_05_05 | 2026 | CH4 Import - WC 2030 | Import | Methane | PJ | Dispatch-Import | EmissionsCost | 0 | [6 empty] | 0.79031 | 0
LCP_Inputs_ON_Diverse_Howarth_2023_05_05 | 2026 | CH4 Import - WC 2030 | Import | Methane | PJ | Dispatch-Import | FuelCost | 0 | [6 empty] | 0.79031 | 0
LCP_Inputs_ON_Diverse_Howarth_2023_05_05 | 2026 | CH4 Import - WC 2030 | Import | Methane | PJ | Dispatch-Import | VOM | 0 | [6 empty] | 0.79031 | 0
LCP_Inputs_ON_Diverse_Howarth_2023_05_05 | 2026 | CH4 Import - WC 2030 | Import | Methane | QC | Dispatch-Import | EmissionsCost | 0 | [6 empty] | 0.79031 | 0
LCP_Inputs_ON_Diverse_Howarth_2023_05_05 | 2026 | CH4 Import - WC 2030 | Import | Methane | QC | Dispatch-Import | FuelCost | 0 | [6 empty] | 0.79031 | 0
LCP_Inputs_ON_Diverse_Howarth_2023_05_05 | 2026 | CH4 Import - WC 2030 | Import | Methane | QC | Dispatch-Import | VOM | 0 | [6 empty] | 0.79031 | 0
LCP_Inputs_ON_Diverse_Howarth_2023_05_05 | 2026 | CH4 Import - WC 2030 | Import | Methane | WC | Dispatch-Import | EmissionsCost | 0 | [6 empty] | 0.79031 | 0
LCP_Inputs_ON_Diverse_Howarth_2023_05_05 | 2026 | CH4 Import - WC 2030 | Import | Methane | WC | Dispatch-Import | FuelCost | 0 | [6 empty] | 0.79031 | 0
LCP_Inputs_ON_Diverse_Howarth_2023_05_05 | 2026 | CH4 Import - WC 2030 | Import | Methane | WC | Dispatch-Import | VOM | 0 | [6 empty] | 0.79031 | 0
LCP_Inputs_ON_Diverse_Howarth_2023_05_05 | 2026 | CH4 Import - WC 2040 | Import | Methane | MI | Dispatch-Import | EmissionsCost | 0 | [6 empty] | 0.79031 | 0
LCP_Inputs_ON_Diverse_Howarth_2023_05_05 | 2026 | CH4 Import - WC 2040 | Import | Methane | MI | Dispatch-Import | FuelCost | 0 | [6 empty] | 0.79031 | 0
LCP_Inputs_ON_Diverse_Howarth_2023_05_05 | 2026 | CH4 Import - WC 2040 | Import | Methane | MI | Dispatch-Import | VOM | 0 | [6 empty] | 0.79031 | 0
LCP_Inputs_ON_Diverse_Howarth_2023_05_05 | 2026 | CH4 Import - WC 2040 | Import | Methane | NY | Dispatch-Import | EmissionsCost | 0 | [6 empty] | 0.79031 | 0
LCP_Inputs_ON_Diverse_Howarth_2023_05_05 | 2026 | CH4 Import - WC 2040 | Import | Methane | NY | Dispatch-Import | FuelCost | 0 | [6 empty] | 0.79031 | 0
LCP_Inputs_ON_Diverse_Howarth_2023_05_05 | 2026 | CH4 Import - WC 2040 | Import | Methane | NY | Dispatch-Import | VOM | 0 | [6 empty] | 0.79031 | 0
LCP_Inputs_ON_Diverse_Howarth_2023_05_05 | 2026 | CH4 Import - WC 2040 | Import | Methane | ON | Dispatch-Import | EmissionsCost | 0 | [6 empty] | 0.79031 | 0
LCP_Inputs_ON_Diverse_Howarth_2023_05_05 | 2026 | CH4 Import - WC 2040 | Import | Methane | ON | Dispatch-Import | FuelCost | 0 | [6 empty] | 0.79031 | 0
LCP_Inputs_ON_Diverse_Howarth_2023_05_05 | 2026 | CH4 Import - WC 2040 | Import | Methane | ON | Dispatch-Import | VOM | 0 | [6 empty] | 0.79031 | 0
LCP_Inputs_ON_Diverse_Howarth_2023_05_05 | 2026 | CH4 Import - WC 2040 | Import | Methane | PJ | Dispatch-Import | EmissionsCost | 0 | [6 empty] | 0.79031 | 0
LCP_Inputs_ON_Diverse_Howarth_2023_05_05 | 2026 | CH4 Import - WC 2040 | Import | Methane | PJ | Dispatch-Import | FuelCost | 0 | [6 empty] | 0.79031 | 0
LCP_Inputs_ON_Diverse_Howarth_2023_05_05 | 2026 | CH4 Import - WC 2040 | Import | Methane | PJ | Dispatch-Import | VOM | 0 | [6 empty] | 0.79031 | 0
LCP_Inputs_ON_Diverse_Howarth_2023_05_05 | 2026 | CH4 Import - WC 2040 | Import | Methane | QC | Dispatch-Import | EmissionsCost | 0 | [6 empty] | 0.79031 | 0
LCP_Inputs_ON_Diverse_Howarth_2023_05_05 | 2026 | CH4 Import - WC 2040 | Import | Methane | QC | Dispatch-Import | FuelCost | 0 | [6 empty] | 0.79031 | 0
LCP_Inputs_ON_Diverse_Howarth_2023_05_05 | 2026 | CH4 Import - WC 2040 | Import | Methane | QC | Dispatch-Import | VOM | 0 | [6 empty] | 0.79031 | 0
LCP_Inputs_ON_Diverse_Howarth_2023_05_05 | 2026 | CH4 Import - WC 2040 | Import | Methane | WC | Dispatch-Import | EmissionsCost | 0 | [6 empty] | 0.79031 | 0
LCP_Inputs_ON_Diverse_Howarth_2023_05_05 | 2026 | CH4 Import - WC 2040 | Import | Methane | WC | Dispatch-Import | FuelCost | 0 | [6 empty] | 0.79031 | 0
LCP_Inputs_ON_Diverse_Howarth_2023_05_05 | 2026 | CH4 Import - WC 2040 | Import | Methane | WC | Dispatch-Import | VOM | 0 | [6 empty] | 0.79031 | 0
LCP_Inputs_ON_Diverse_Howarth_2023_05_05 | 2026 | CH4 Import - WC 2050 | Import | Methane | MI | Dispatch-Import | EmissionsCost | 0 | [6 empty] | 0.79031 | 0
LCP_Inputs_ON_Diverse_Howarth_2023_05_05 | 2026 | CH4 Import - WC 2050 | Import | Methane | MI | Dispatch-Import | FuelCost | 0 | [6 empty] | 0.79031 | 0
LCP_Inputs_ON_Diverse_Howarth_2023_05_05 | 2026 | CH4 Import - WC 2050 | Import | Methane | MI | Dispatch-Import | VOM | 0 | [6 empty] | 0.79031 | 0
LCP_Inputs_ON_Diverse_Howarth_2023_05_05 | 2026 | CH4 Import - WC 2050 | Import | Methane | NY | Dispatch-Import | EmissionsCost | 0 | [6 empty] | 0.79031 | 0
LCP_Inputs_ON_Diverse_Howarth_2023_05_05 | 2026 | CH4 Import - WC 2050 | Import | Methane | NY | Dispatch-Import | FuelCost | 0 | [6 empty] | 0.79031 | 0
LCP_Inputs_ON_Diverse_Howarth_2023_05_05 | 2026 | CH4 Import - WC 2050 | Import | Methane | NY | Dispatch-Import | VOM | 0 | [6 empty] | 0.79031 | 0
LCP_Inputs_ON_Diverse_Howarth_2023_05_05 | 2026 | CH4 Import - WC 2050 | Import | Methane | ON | Dispatch-Import | EmissionsCost | 0 | [6 empty] | 0.79031 | 0
LCP_Inputs_ON_Diverse_Howarth_2023_05_05 | 2026 | CH4 Import - WC 2050 | Import | Methane | ON | Dispatch-Import | FuelCost | 0 | [6 empty] | 0.79031 | 0
LCP_Inputs_ON_Diverse_Howarth_2023_05_05 | 2026 | CH4 Import - WC 2050 | Import | Methane | ON | Dispatch-Import | VOM | 0 | [6 empty] | 0.79031 | 0
LCP_Inputs_ON_Diverse_Howarth_2023_05_05 | 2026 | CH4 Import - WC 2050 | Import | Methane | PJ | Dispatch-Import | EmissionsCost | 0 | [6 empty] | 0.79031 | 0
LCP_Inputs_ON_Diverse_Howarth_2023_05_05 | 2026 | CH4 Import - WC 2050 | Import | Methane | PJ | Dispatch-Import | FuelCost | 0 | [6 empty] | 0.79031 | 0
LCP_Inputs_ON_Diverse_Howarth_2023_05_05 | 2026 | CH4 Import - WC 2050 | Import | Methane | PJ | Dispatch-Import | VOM | 0 | [6 empty] | 0.79031 | 0
LCP_Inputs_ON_Diverse_Howarth_2023_05_05 | 2026 | CH4 Import - WC 2050 | Import | Methane | QC | Dispatch-Import | EmissionsCost | 0 | [6 empty] | 0.79031 | 0
LCP_Inputs_ON_Diverse_Howarth_2023_05_05 | 2026 | CH4 Import - WC 2050 | Import | Methane | QC | Dispatch-Import | FuelCost | 0 | [6 empty] | 0.79031 | 0
LCP_Inputs_ON_Diverse_Howarth_2023_05_05 | 2026 | CH4 Import - WC 2050 | Import | Methane | QC | Dispatch-Import | VOM | 0 | [6 empty] | 0.79031 | 0
LCP_Inputs_ON_Diverse_Howarth_2023_05_05 | 2026 | CH4 Import - WC 2050 | Import | Methane | WC | Dispatch-Import | EmissionsCost | 0 | [6 empty] | 0.79031 | 0
LCP_Inputs_ON_Diverse_Howarth_2023_05_05 | 2026 | CH4 Import - WC 2050 | Import | Methane | WC | Dispatch-Import | FuelCost | 0 | [6 empty] | 0.79031 | 0
LCP_Inputs_ON_Diverse_Howarth_2023_05_05 | 2026 | CH4 Import - WC 2050 | Import | Methane | WC | Dispatch-Import | VOM | 0 | [6 empty] | 0.79031 | 0
LCP_Inputs_ON_Diverse_Howarth_2023_05_05 | 2026 | CH4 Salt Cavern Storage - ON | Storage | Methane | MI | Dispatch-Storage | EmissionsCost | 0 | [6 empty] | 0.79031 | 0
LCP_Inputs_ON_Diverse_Howarth_2023_05_05 | 2026 | CH4 Salt Cavern Storage - ON | Storage | Methane | MI | Dispatch-Storage | FuelCost | 0 | [6 empty] | 0.79031 | 0
LCP_Inputs_ON_Diverse_Howarth_2023_05_05 | 2026 | CH4 Salt Cavern Storage - ON | Storage | Methane | MI | Dispatch-Storage | VOM | 0 | [6 empty] | 0.79031 | 0
LCP_Inputs_ON_Diverse_Howarth_2023_05_05 | 2026 | CH4 Salt Cavern Storage - ON | Storage | Methane | NY | Dispatch-Storage | EmissionsCost | 0 | [6 empty] | 0.79031 | 0
LCP_Inputs_ON_Diverse_Howarth_2023_05_05 | 2026 | CH4 Salt Cavern Storage - ON | Storage | Methane | NY | Dispatch-Storage | FuelCost | 0 | [6 empty] | 0.79031 | 0
LCP_Inputs_ON_Diverse_Howarth_2023_05_05 | 2026 | CH4 Salt Cavern Storage - ON | Storage | Methane | NY | Dispatch-Storage | VOM | 0 | [6 empty] | 0.79031 | 0
LCP_Inputs_ON_Diverse_Howarth_2023_05_05 | 2026 | CH4 Salt Cavern Storage - ON | Storage | Methane | ON | Dispatch-Storage | EmissionsCost | 0 | [6 empty] | 0.79031 | 0
LCP_Inputs_ON_Diverse_Howarth_2023_05_05 | 2026 | CH4 Salt Cavern Storage - ON | Storage | Methane | ON | Dispatch-Storage | FuelCost | 0 | [6 empty] | 0.79031 | 0
LCP_Inputs_ON_Diverse_Howarth_2023_05_05 | 2026 | CH4 Salt Cavern Storage - ON | Storage | Methane | ON | Dispatch-Storage | VOM | 691417.795 | [6 empty] | 0.79031 | 546437.5267
LCP_Inputs_ON_Diverse_Howarth_2023_05_05 | 2026 | CH4 Salt Cavern Storage - ON | Storage | Methane | PJ | Dispatch-Storage | EmissionsCost | 0 | [6 empty] | 0.79031 | 0
LCP_Inputs_ON_Diverse_Howarth_2023_05_05 | 2026 | CH4 Salt Cavern Storage - ON | Storage | Methane | PJ | Dispatch-Storage | FuelCost | 0 | [6 empty] | 0.79031 | 0
LCP_Inputs_ON_Diverse_Howarth_2023_05_05 | 2026 | CH4 Salt Cavern Storage - ON | Storage | Methane | PJ | Dispatch-Storage | VOM | 0 | [6 empty] | 0.79031 | 0
LCP_Inputs_ON_Diverse_Howarth_2023_05_05 | 2026 | CH4 Salt Cavern Storage - ON | Storage | Methane | QC | Dispatch-Storage | EmissionsCost | 0 | [6 empty] | 0.79031 | 0
LCP_Inputs_ON_Diverse_Howarth_2023_05_05 | 2026 | CH4 Salt Cavern Storage - ON | Storage | Methane | QC | Dispatch-Storage | FuelCost | 0 | [6 empty] | 0.79031 | 0
LCP_Inputs_ON_Diverse_Howarth_2023_05_05 | 2026 | CH4 Salt Cavern Storage - ON | Storage | Methane | QC | Dispatch-Storage | VOM | 0 | [6 empty] | 0.79031 | 0
LCP_Inputs_ON_Diverse_Howarth_2023_05_05 | 2026 | CH4 Salt Cavern Storage - ON | Storage | Methane | WC | Dispatch-Storage | EmissionsCost | 0 | [6 empty] | 0.79031 | 0
LCP_Inputs_ON_Diverse_Howarth_2023_05_05 | 2026 | CH4 Salt Cavern Storage - ON | Storage | Methane | WC | Dispatch-Storage | FuelCost | 0 | [6 empty] | 0.79031 | 0
LCP_Inputs_ON_Diverse_Howarth_2023_05_05 | 2026 | CH4 Salt Cavern Storage - ON | Storage | Methane | WC | Dispatch-Storage | VOM | 0 | [6 empty] | 0.79031 | 0
LCP_Inputs_ON_Diverse_Howarth_2023_05_05 | 2026 | Electrolyser 2020/2030 | Crossload | Hydrogen | MI | Dispatch-Crossload | EmissionsCost | 0 | [6 empty] | 0.79031 | 0
LCP_Inputs_ON_Diverse_Howarth_2023_05_05 | 2026 | Electrolyser 2020/2030 | Crossload | Hydrogen | MI | Dispatch-Crossload | FuelCost | 0 | [6 empty] | 0.79031 | 0
LCP_Inputs_ON_Diverse_Howarth_2023_05_05 | 2026 | Electrolyser 2020/2030 | Crossload | Hydrogen | MI | Dispatch-Crossload | VOM | 0 | [6 empty] | 0.79031 | 0
LCP_Inputs_ON_Diverse_Howarth_2023_05_05 | 2026 | Electrolyser 2020/2030 | Crossload | Hydrogen | NY | Dispatch-Crossload | EmissionsCost | 0 | [6 empty] | 0.79031 | 0
LCP_Inputs_ON_Diverse_Howarth_2023_05_05 | 2026 | Electrolyser 2020/2030 | Crossload | Hydrogen | NY | Dispatch-Crossload | FuelCost | 0 | [6 empty] | 0.79031 | 0
LCP_Inputs_ON_Diverse_Howarth_2023_05_05 | 2026 | Electrolyser 2020/2030 | Crossload | Hydrogen | NY | Dispatch-Crossload | VOM | 0 | [6 empty] | 0.79031 | 0
LCP_Inputs_ON_Diverse_Howarth_2023_05_05 | 2026 | Electrolyser 2020/2030 | Crossload | Hydrogen | ON | Dispatch-Crossload | EmissionsCost | 0 | [6 empty] | 0.79031 | 0
LCP_Inputs_ON_Diverse_Howarth_2023_05_05 | 2026 | Electrolyser 2020/2030 | Crossload | Hydrogen | ON | Dispatch-Crossload | FuelCost | 0 | [6 empty] | 0.79031 | 0
LCP_Inputs_ON_Diverse_Howarth_2023_05_05 | 2026 | Electrolyser 2020/2030 | Crossload | Hydrogen | ON | Dispatch-Crossload | VOM | 0 | [6 empty] | 0.79031 | 0
LCP_Inputs_ON_Diverse_Howarth_2023_05_05 | 2026 | Electrolyser 2020/2030 | Crossload | Hydrogen | PJ | Dispatch-Crossload | EmissionsCost | 0 | [6 empty] | 0.79031 | 0
LCP_Inputs_ON_Diverse_Howarth_2023_05_05 | 2026 | Electrolyser 2020/2030 | Crossload | Hydrogen | PJ | Dispatch-Crossload | FuelCost | 0 | [6 empty] | 0.79031 | 0
LCP_Inputs_ON_Diverse_Howarth_2023_05_05 | 2026 | Electrolyser 2020/2030 | Crossload | Hydrogen | PJ | Dispatch-Crossload | VOM | 0 | [6 empty] | 0.79031 | 0
LCP_Inputs_ON_Diverse_Howarth_2023_05_05 | 2026 | Electrolyser 2020/2030 | Crossload | Hydrogen | QC | Dispatch-Crossload | EmissionsCost | 0 | [6 empty] | 0.79031 | 0
LCP_Inputs_ON_Diverse_Howarth_2023_05_05 | 2026 | Electrolyser 2020/2030 | Crossload | Hydrogen | QC | Dispatch-Crossload | FuelCost | 0 | [6 empty] | 0.79031 | 0
LCP_Inputs_ON_Diverse_Howarth_2023_05_05 | 2026 | Electrolyser 2020/2030 | Crossload | Hydrogen | QC | Dispatch-Crossload | VOM | 0 | [6 empty] | 0.79031 | 0
LCP_Inputs_ON_Diverse_Howarth_2023_05_05 | 2026 | Electrolyser 2020/2030 | Crossload | Hydrogen | WC | Dispatch-Crossload | EmissionsCost | 0 | [6 empty] | 0.79031 | 0
LCP_Inputs_ON_Diverse_Howarth_2023_05_05 | 2026 | Electrolyser 2020/2030 | Crossload | Hydrogen | WC | Dispatch-Crossload | FuelCost | 0 | [6 empty] | 0.79031 | 0
LCP_Inputs_ON_Diverse_Howarth_2023_05_05 | 2026 | Electrolyser 2020/2030 | Crossload | Hydrogen | WC | Dispatch-Crossload | VOM | 0 | [6 empty] | 0.79031 | 0
LCP_Inputs_ON_Diverse_Howarth_2023_05_05 | 2026 | Electrolyser 2040 | Crossload | Hydrogen | MI | Dispatch-Crossload | EmissionsCost | 0 | [6 empty] | 0.79031 | 0
LCP_Inputs_ON_Diverse_Howarth_2023_05_05 | 2026 | Electrolyser 2040 | Crossload | Hydrogen | MI | Dispatch-Crossload | FuelCost | 0 | [6 empty] | 0.79031 | 0
LCP_Inputs_ON_Diverse_Howarth_2023_05_05 | 2026 | Electrolyser 2040 | Crossload | Hydrogen | MI | Dispatch-Crossload | VOM | 0 | [6 empty] | 0.79031 | 0
LCP_Inputs_ON_Diverse_Howarth_2023_05_05 | 2026 | Electrolyser 2040 | Crossload | Hydrogen | NY | Dispatch-Crossload | EmissionsCost | 0 | [6 empty] | 0.79031 | 0
LCP_Inputs_ON_Diverse_Howarth_2023_05_05 | 2026 | Electrolyser 2040 | Crossload | Hydrogen | NY | Dispatch-Crossload | FuelCost | 0 | [6 empty] | 0.79031 | 0
LCP_Inputs_ON_Diverse_Howarth_2023_05_05 | 2026 | Electrolyser 2040 | Crossload | Hydrogen | NY | Dispatch-Crossload | VOM | 0 | [6 empty] | 0.79031 | 0
LCP_Inputs_ON_Diverse_Howarth_2023_05_05 | 2026 | Electrolyser 2040 | Crossload | Hydrogen | ON | Dispatch-Crossload | EmissionsCost | 0 | [6 empty] | 0.79031 | 0
LCP_Inputs_ON_Diverse_Howarth_2023_05_05 | 2026 | Electrolyser 2040 | Crossload | Hydrogen | ON | Dispatch-Crossload | FuelCost | 0 | [6 empty] | 0.79031 | 0
LCP_Inputs_ON_Diverse_Howarth_2023_05_05 | 2026 | Electrolyser 2040 | Crossload | Hydrogen | ON | Dispatch-Crossload | VOM | 0 | [6 empty] | 0.79031 | 0
LCP_Inputs_ON_Diverse_Howarth_2023_05_05 | 2026 | Electrolyser 2040 | Crossload | Hydrogen | PJ | Dispatch-Crossload | EmissionsCost | 0 | [6 empty] | 0.79031 | 0
LCP_Inputs_ON_Diverse_Howarth_2023_05_05 | 2026 | Electrolyser 2040 | Crossload | Hydrogen | PJ | Dispatch-Crossload | FuelCost | 0 | [6 empty] | 0.79031 | 0
LCP_Inputs_ON_Diverse_Howarth_2023_05_05 | 2026 | Electrolyser 2040 | Crossload | Hydrogen | PJ | Dispatch-Crossload | VOM | 0 | [6 empty] | 0.79031 | 0
LCP_Inputs_ON_Diverse_Howarth_2023_05_05 | 2026 | Electrolyser 2040 | Crossload | Hydrogen | QC | Dispatch-Crossload | EmissionsCost | 0 | [6 empty] | 0.79031 | 0
LCP_Inputs_ON_Diverse_Howarth_2023_05_05 | 2026 | Electrolyser 2040 | Crossload | Hydrogen | QC | Dispatch-Crossload | FuelCost | 0 | [6 empty] | 0.79031 | 0
LCP_Inputs_ON_Diverse_Howarth_2023_05_05 | 2026 | Electrolyser 2040 | Crossload | Hydrogen | QC | Dispatch-Crossload | VOM | 0 | [6 empty] | 0.79031 | 0
LCP_Inputs_ON_Diverse_Howarth_2023_05_05 | 2026 | Electrolyser 2040 | Crossload | Hydrogen | WC | Dispatch-Crossload | EmissionsCost | 0 | [6 empty] | 0.79031 | 0
LCP_Inputs_ON_Diverse_Howarth_2023_05_05 | 2026 | Electrolyser 2040 | Crossload | Hydrogen | WC | Dispatch-Crossload | FuelCost | 0 | [6 empty] | 0.79031 | 0
LCP_Inputs_ON_Diverse_Howarth_2023_05_05 | 2026 | Electrolyser 2040 | Crossload | Hydrogen | WC | Dispatch-Crossload | VOM | 0 | [6 empty] | 0.79031 | 0
LCP_Inputs_ON_Diverse_Howarth_2023_05_05 | 2026 | Electrolyser 2050 | Crossload | Hydrogen | MI | Dispatch-Crossload | EmissionsCost | 0 | [6 empty] | 0.79031 | 0
LCP_Inputs_ON_Diverse_Howarth_2023_05_05 | 2026 | Electrolyser 2050 | Crossload | Hydrogen | MI | Dispatch-Crossload | FuelCost | 0 | [6 empty] | 0.79031 | 0
LCP_Inputs_ON_Diverse_Howarth_2023_05_05 | 2026 | Electrolyser 2050 | Crossload | Hydrogen | MI | Dispatch-Crossload | VOM | 0 | [6 empty] | 0.79031 | 0
LCP_Inputs_ON_Diverse_Howarth_2023_05_05 | 2026 | Electrolyser 2050 | Crossload | Hydrogen | NY | Dispatch-Crossload | EmissionsCost | 0 | [6 empty] | 0.79031 | 0
LCP_Inputs_ON_Diverse_Howarth_2023_05_05 | 2026 | Electrolyser 2050 | Crossload | Hydrogen | NY | Dispatch-Crossload | FuelCost | 0 | [6 empty] | 0.79031 | 0
LCP_Inputs_ON_Diverse_Howarth_2023_05_05 | 2026 | Electrolyser 2050 | Crossload | Hydrogen | NY | Dispatch-Crossload | VOM | 0 | [6 empty] | 0.79031 | 0
LCP_Inputs_ON_Diverse_Howarth_2023_05_05 | 2026 | Electrolyser 2050 | Crossload | Hydrogen | ON | Dispatch-Crossload | EmissionsCost | 0 | [6 empty] | 0.79031 | 0
LCP_Inputs_ON_Diverse_Howarth_2023_05_05 | 2026 | Electrolyser 2050 | Crossload | Hydrogen | ON | Dispatch-Crossload | FuelCost | 0 | [6 empty] | 0.79031 | 0
LCP_Inputs_ON_Diverse_Howarth_2023_05_05 | 2026 | Electrolyser 2050 | Crossload | Hydrogen | ON | Dispatch-Crossload | VOM | 0 | [6 empty] | 0.79031 | 0
LCP_Inputs_ON_Diverse_Howarth_2023_05_05 | 2026 | Electrolyser 2050 | Crossload | Hydrogen | PJ | Dispatch-Crossload | EmissionsCost | 0 | [6 empty] | 0.79031 | 0
LCP_Inputs_ON_Diverse_Howarth_2023_05_05 | 2026 | Electrolyser 2050 | Crossload | Hydrogen | PJ | Dispatch-Crossload | FuelCost | 0 | [6 empty] | 0.79031 | 0
LCP_Inputs_ON_Diverse_Howarth_2023_05_05 | 2026 | Electrolyser 2050 | Crossload | Hydrogen | PJ | Dispatch-Crossload | VOM | 0 | [6 empty] | 0.79031 | 0
LCP_Inputs_ON_Diverse_Howarth_2023_05_05 | 2026 | Electrolyser 2050 | Crossload | Hydrogen | QC | Dispatch-Crossload | EmissionsCost | 0 | [6 empty] | 0.79031 | 0
LCP_Inputs_ON_Diverse_Howarth_2023_05_05 | 2026 | Electrolyser 2050 | Crossload | Hydrogen | QC | Dispatch-Crossload | FuelCost | 0 | [6 empty] | 0.79031 | 0
LCP_Inputs_ON_Diverse_Howarth_2023_05_05 | 2026 | Electrolyser 2050 | Crossload | Hydrogen | QC | Dispatch-Crossload | VOM | 0 | [6 empty] | 0.79031 | 0
LCP_Inputs_ON_Diverse_Howarth_2023_05_05 | 2026 | Electrolyser 2050 | Crossload | Hydrogen | WC | Dispatch-Crossload | EmissionsCost | 0 | [6 empty] | 0.79031 | 0
LCP_Inputs_ON_Diverse_Howarth_2023_05_05 | 2026 | Electrolyser 2050 | Crossload | Hydrogen | WC | Dispatch-Crossload | FuelCost | 0 | [6 empty] | 0.79031 | 0
LCP_Inputs_ON_Diverse_Howarth_2023_05_05 | 2026 | Electrolyser 2050 | Crossload | Hydrogen | WC | Dispatch-Crossload | VOM | 0 | [6 empty] | 0.79031 | 0
LCP_Inputs_ON_Diverse_Howarth_2023_05_05 | 2026 | Fossil Fuel Thermal (Coal, Peat, Oil) | Generation | Electricity | MI | Dispatch-Generation | EmissionsCost | 0 | [6 empty] | 0.79031 | 0
LCP_Inputs_ON_Diverse_Howarth_2023_05_05 | 2026 | Fossil Fuel Thermal (Coal, Peat, Oil) | Generation | Electricity | MI | Dispatch-Generation | FuelCost | 0 | [6 empty] | 0.79031 | 0
LCP_Inputs_ON_Diverse_Howarth_2023_05_05 | 2026 | Fossil Fuel Thermal (Coal, Peat, Oil) | Generation | Electricity | MI | Dispatch-Generation | VOM | 0 | [6 empty] | 0.79031 | 0
LCP_Inputs_ON_Diverse_Howarth_2023_05_05 | 2026 | Fossil Fuel Thermal (Coal, Peat, Oil) | Generation | Electricity | NY | Dispatch-Generation | EmissionsCost | 0 | [6 empty] | 0.79031 | 0
LCP_Inputs_ON_Diverse_Howarth_2023_05_05 | 2026 | Fossil Fuel Thermal (Coal, Peat, Oil) | Generation | Electricity | NY | Dispatch-Generation | FuelCost | 0 | [6 empty] | 0.79031 | 0
LCP_Inputs_ON_Diverse_Howarth_2023_05_05 | 2026 | Fossil Fuel Thermal (Coal, Peat, Oil) | Generation | Electricity | NY | Dispatch-Generation | VOM | 0 | [6 empty] | 0.79031 | 0
LCP_Inputs_ON_Diverse_Howarth_2023_05_05 | 2026 | Fossil Fuel Thermal (Coal, Peat, Oil) | Generation | Electricity | ON | Dispatch-Generation | EmissionsCost | 0 | [6 empty] | 0.79031 | 0
LCP_Inputs_ON_Diverse_Howarth_2023_05_05 | 2026 | Fossil Fuel Thermal (Coal, Peat, Oil) | Generation | Electricity | ON | Dispatch-Generation | FuelCost | 0 | [6 empty] | 0.79031 | 0
LCP_Inputs_ON_Diverse_Howarth_2023_05_05 | 2026 | Fossil Fuel Thermal (Coal, Peat, Oil) | Generation | Electricity | ON | Dispatch-Generation | VOM | 0 | [6 empty] | 0.79031 | 0
LCP_Inputs_ON_Diverse_Howarth_2023_05_05 | 2026 | Fossil Fuel Thermal (Coal, Peat, Oil) | Generation | Electricity | PJ | Dispatch-Generation | EmissionsCost | 0 | [6 empty] | 0.79031 | 0
LCP_Inputs_ON_Diverse_Howarth_2023_05_05 | 2026 | Fossil Fuel Thermal (Coal, Peat, Oil) | Generation | Electricity | PJ | Dispatch-Generation | FuelCost | 0 | [6 empty] | 0.79031 | 0
LCP_Inputs_ON_Diverse_Howarth_2023_05_05 | 2026 | Fossil Fuel Thermal (Coal, Peat, Oil) | Generation | Electricity | PJ | Dispatch-Generation | VOM | 0 | [6 empty] | 0.79031 | 0
LCP_Inputs_ON_Diverse_Howarth_2023_05_05 | 2026 | Fossil Fuel Thermal (Coal, Peat, Oil) | Generation | Electricity | QC | Dispatch-Generation | EmissionsCost | 0 | [6 empty] | 0.79031 | 0
LCP_Inputs_ON_Diverse_Howarth_2023_05_05 | 2026 | Fossil Fuel Thermal (Coal, Peat, Oil) | Generation | Electricity | QC | Dispatch-Generation | FuelCost | 0 | [6 empty] | 0.79031 | 0
LCP_Inputs_ON_Diverse_Howarth_2023_05_05 | 2026 | Fossil Fuel Thermal (Coal, Peat, Oil) | Generation | Electricity | QC | Dispatch-Generation | VOM | 0 | [6 empty] | 0.79031 | 0
LCP_Inputs_ON_Diverse_Howarth_2023_05_05 | 2026 | Fossil Fuel Thermal (Coal, Peat, Oil) | Generation | Electricity | WC | Dispatch-Generation | EmissionsCost | 0 | [6 empty] | 0.79031 | 0
LCP_Inputs_ON_Diverse_Howarth_2023_05_05 | 2026 | Fossil Fuel Thermal (Coal, Peat, Oil) | Generation | Electricity | WC | Dispatch-Generation | FuelCost | 0 | [6 empty] | 0.79031 | 0
LCP_Inputs_ON_Diverse_Howarth_2023_05_05 | 2026 | Fossil Fuel Thermal (Coal, Peat, Oil) | Generation | Electricity | WC | Dispatch-Generation | VOM | 0 | [6 empty] | 0.79031 | 0
LCP_Inputs_ON_Diverse_Howarth_2023_05_05 | 2026 | Generic - Generator | Generation | Electricity | MI | Dispatch-Generation | EmissionsCost | 0 | [6 empty] | 0.79031 | 0
LCP_Inputs_ON_Diverse_Howarth_2023_05_05 | 2026 | Generic - Generator | Generation | Electricity | MI | Dispatch-Generation | FuelCost | 3921448028.5872 | [6 empty] | 0.79031 | 3099177338.8883
LCP_Inputs_ON_Diverse_Howarth_2023_05_05 | 2026 | Generic - Generator | Generation | Electricity | MI | Dispatch-Generation | VOM | 405706298.2701 | [6 empty] | 0.79031 | 320635580.7031
LCP_Inputs_ON_Diverse_Howarth_2023_05_05 | 2026 | Generic - Generator | Generation | Electricity | NY | Dispatch-Generation | EmissionsCost | 0 | [6 empty] | 0.79031 | 0
LCP_Inputs_ON_Diverse_Howarth_2023_05_05 | 2026 | Generic - Generator | Generation | Electricity | NY | Dispatch-Generation | FuelCost | 1625728707.8528 | [6 empty] | 0.79031 | 1284837012.7126
LCP_Inputs_ON_Diverse_Howarth_2023_05_05 | 2026 | Generic - Generator | Generation | Electricity | NY | Dispatch-Generation | VOM | 168195108.3493 | [6 empty] | 0.79031 | 132927037.2852
LCP_Inputs_ON_Diverse_Howarth_2023_05_05 | 2026 | Generic - Generator | Generation | Electricity | ON | Dispatch-Generation | EmissionsCost | 0 | [6 empty] | 0.79031 | 0
LCP_Inputs_ON_Diverse_Howarth_2023_05_05 | 2026 | Generic - Generator | Generation | Electricity | ON | Dispatch-Generation | FuelCost | 0 | [6 empty] | 0.79031 | 0
LCP_Inputs_ON_Diverse_Howarth_2023_05_05 | 2026 | Generic - Generator | Generation | Electricity | ON | Dispatch-Generation | VOM | 0 | [6 empty] | 0.79031 | 0
LCP_Inputs_ON_Diverse_Howarth_2023_05_05 | 2026 | Generic - Generator | Generation | Electricity | PJ | Dispatch-Generation | EmissionsCost | 0 | [6 empty] | 0.79031 | 0
LCP_Inputs_ON_Diverse_Howarth_2023_05_05 | 2026 | Generic - Generator | Generation | Electricity | PJ | Dispatch-Generation | FuelCost | 14422259590.9655 | [6 empty] | 0.79031 | 11398121248.591
LCP_Inputs_ON_Diverse_Howarth_2023_05_05 | 2026 | Generic - Generator | Generation | Electricity | PJ | Dispatch-Generation | VOM | 1492102281.7812 | [6 empty] | 0.79031 | 1179230107.1668
LCP_Inputs_ON_Diverse_Howarth_2023_05_05 | 2026 | Generic - Generator | Generation | Electricity | QC | Dispatch-Generation | EmissionsCost | 0 | [6 empty] | 0.79031 | 0
LCP_Inputs_ON_Diverse_Howarth_2023_05_05 | 2026 | Generic - Generator | Generation | Electricity | QC | Dispatch-Generation | FuelCost | 0 | [6 empty] | 0.79031 | 0
LCP_Inputs_ON_Diverse_Howarth_2023_05_05 | 2026 | Generic - Generator | Generation | Electricity | QC | Dispatch-Generation | VOM | 0 | [6 empty] | 0.79031 | 0
LCP_Inputs_ON_Diverse_Howarth_2023_05_05 | 2026 | Generic - Generator | Generation | Electricity | WC | Dispatch-Generation | EmissionsCost | 0 | [6 empty] | 0.79031 | 0
LCP_Inputs_ON_Diverse_Howarth_2023_05_05 | 2026 | Generic - Generator | Generation | Electricity | WC | Dispatch-Generation | FuelCost | 1069473.0011 | [6 empty] | 0.79031 | 845220.0476
LCP_Inputs_ON_Diverse_Howarth_2023_05_05 | 2026 | Generic - Generator | Generation | Electricity | WC | Dispatch-Generation | VOM | 110645.8454 | [6 empty] | 0.79031 | 87445.0188
LCP_Inputs_ON_Diverse_Howarth_2023_05_05 | 2026 | H2 Import - QC | Import | Hydrogen | MI | Dispatch-Import | EmissionsCost | 0 | [6 empty] | 0.79031 | 0
LCP_Inputs_ON_Diverse_Howarth_2023_05_05 | 2026 | H2 Import - QC | Import | Hydrogen | MI | Dispatch-Import | FuelCost | 0 | [6 empty] | 0.79031 | 0
LCP_Inputs_ON_Diverse_Howarth_2023_05_05 | 2026 | H2 Import - QC | Import | Hydrogen | MI | Dispatch-Import | VOM | 0 | [6 empty] | 0.79031 | 0
LCP_Inputs_ON_Diverse_Howarth_2023_05_05 | 2026 | H2 Import - QC | Import | Hydrogen | NY | Dispatch-Import | EmissionsCost | 0 | [6 empty] | 0.79031 | 0
LCP_Inputs_ON_Diverse_Howarth_2023_05_05 | 2026 | H2 Import - QC | Import | Hydrogen | NY | Dispatch-Import | FuelCost | 0 | [6 empty] | 0.79031 | 0
LCP_Inputs_ON_Diverse_Howarth_2023_05_05 | 2026 | H2 Import - QC | Import | Hydrogen | NY | Dispatch-Import | VOM | 0 | [6 empty] | 0.79031 | 0
LCP_Inputs_ON_Diverse_Howarth_2023_05_05 | 2026 | H2 Import - QC | Import | Hydrogen | ON | Dispatch-Import | EmissionsCost | 0 | [6 empty] | 0.79031 | 0
LCP_Inputs_ON_Diverse_Howarth_2023_05_05 | 2026 | H2 Import - QC | Import | Hydrogen | ON | Dispatch-Import | FuelCost | 0 | [6 empty] | 0.79031 | 0
LCP_Inputs_ON_Diverse_Howarth_2023_05_05 | 2026 | H2 Import - QC | Import | Hydrogen | ON | Dispatch-Import | VOM | 0 | [6 empty] | 0.79031 | 0
LCP_Inputs_ON_Diverse_Howarth_2023_05_05 | 2026 | H2 Import - QC | Import | Hydrogen | PJ | Dispatch-Import | EmissionsCost | 0 | [6 empty] | 0.79031 | 0
LCP_Inputs_ON_Diverse_Howarth_2023_05_05 | 2026 | H2 Import - QC | Import | Hydrogen | PJ | Dispatch-Import | FuelCost | 0 | [6 empty] | 0.79031 | 0
LCP_Inputs_ON_Diverse_Howarth_2023_05_05 | 2026 | H2 Import - QC | Import | Hydrogen | PJ | Dispatch-Import | VOM | 0 | [6 empty] | 0.79031 | 0
LCP_Inputs_ON_Diverse_Howarth_2023_05_05 | 2026 | H2 Import - QC | Import | Hydrogen | QC | Dispatch-Import | EmissionsCost | 0 | [6 empty] | 0.79031 | 0
LCP_Inputs_ON_Diverse_Howarth_2023_05_05 | 2026 | H2 Import - QC | Import | Hydrogen | QC | Dispatch-Import | FuelCost | 0 | [6 empty] | 0.79031 | 0
LCP_Inputs_ON_Diverse_Howarth_2023_05_05 | 2026 | H2 Import - QC | Import | Hydrogen | QC | Dispatch-Import | VOM | 0 | [6 empty] | 0.79031 | 0
LCP_Inputs_ON_Diverse_Howarth_2023_05_05 | 2026 | H2 Import - QC | Import | Hydrogen | WC | Dispatch-Import | EmissionsCost | 0 | [6 empty] | 0.79031 | 0
LCP_Inputs_ON_Diverse_Howarth_2023_05_05 | 2026 | H2 Import - QC | Import | Hydrogen | WC | Dispatch-Import | FuelCost | 0 | [6 empty] | 0.79031 | 0
LCP_Inputs_ON_Diverse_Howarth_2023_05_05 | 2026 | H2 Import - QC | Import | Hydrogen | WC | Dispatch-Import | VOM | 0 | [6 empty] | 0.79031 | 0
LCP_Inputs_ON_Diverse_Howarth_2023_05_05 | 2026 | H2 Import - WC | Import | Hydrogen | MI | Dispatch-Import | EmissionsCost | 0 | [6 empty] | 0.79031 | 0
LCP_Inputs_ON_Diverse_Howarth_2023_05_05 | 2026 | H2 Import - WC | Import | Hydrogen | MI | Dispatch-Import | FuelCost | 0 | [6 empty] | 0.79031 | 0
LCP_Inputs_ON_Diverse_Howarth_2023_05_05 | 2026 | H2 Import - WC | Import | Hydrogen | MI | Dispatch-Import | VOM | 0 | [6 empty] | 0.79031 | 0
LCP_Inputs_ON_Diverse_Howarth_2023_05_05 | 2026 | H2 Import - WC | Import | Hydrogen | NY | Dispatch-Import | EmissionsCost | 0 | [6 empty] | 0.79031 | 0
LCP_Inputs_ON_Diverse_Howarth_2023_05_05 | 2026 | H2 Import - WC | Import | Hydrogen | NY | Dispatch-Import | FuelCost | 0 | [6 empty] | 0.79031 | 0
LCP_Inputs_ON_Diverse_Howarth_2023_05_05 | 2026 | H2 Import - WC | Import | Hydrogen | NY | Dispatch-Import | VOM | 0 | [6 empty] | 0.79031 | 0
LCP_Inputs_ON_Diverse_Howarth_2023_05_05 | 2026 | H2 Import - WC | Import | Hydrogen | ON | Dispatch-Import | EmissionsCost | 0 | [6 empty] | 0.79031 | 0
LCP_Inputs_ON_Diverse_Howarth_2023_05_05 | 2026 | H2 Import - WC | Import | Hydrogen | ON | Dispatch-Import | FuelCost | 0 | [6 empty] | 0.79031 | 0
LCP_Inputs_ON_Diverse_Howarth_2023_05_05 | 2026 | H2 Import - WC | Import | Hydrogen | ON | Dispatch-Import | VOM | 0 | [6 empty] | 0.79031 | 0
LCP_Inputs_ON_Diverse_Howarth_2023_05_05 | 2026 | H2 Import - WC | Import | Hydrogen | PJ | Dispatch-Import | EmissionsCost | 0 | [6 empty] | 0.79031 | 0
LCP_Inputs_ON_Diverse_Howarth_2023_05_05 | 2026 | H2 Import - WC | Import | Hydrogen | PJ | Dispatch-Import | FuelCost | 0 | [6 empty] | 0.79031 | 0
LCP_Inputs_ON_Diverse_Howarth_2023_05_05 | 2026 | H2 Import - WC | Import | Hydrogen | PJ | Dispatch-Import | VOM | 0 | [6 empty] | 0.79031 | 0
LCP_Inputs_ON_Diverse_Howarth_2023_05_05 | 2026 | H2 Import - WC | Import | Hydrogen | QC | Dispatch-Import | EmissionsCost | 0 | [6 empty] | 0.79031 | 0
LCP_Inputs_ON_Diverse_Howarth_2023_05_05 | 2026 | H2 Import - WC | Import | Hydrogen | QC | Dispatch-Import | FuelCost | 0 | [6 empty] | 0.79031 | 0
LCP_Inputs_ON_Diverse_Howarth_2023_05_05 | 2026 | H2 Import - WC | Import | Hydrogen | QC | Dispatch-Import | VOM | 0 | [6 empty] | 0.79031 | 0
LCP_Inputs_ON_Diverse_Howarth_2023_05_05 | 2026 | H2 Import - WC | Import | Hydrogen | WC | Dispatch-Import | EmissionsCost | 0 | [6 empty] | 0.79031 | 0
LCP_Inputs_ON_Diverse_Howarth_2023_05_05 | 2026 | H2 Import - WC | Import | Hydrogen | WC | Dispatch-Import | FuelCost | 0 | [6 empty] | 0.79031 | 0
LCP_Inputs_ON_Diverse_Howarth_2023_05_05 | 2026 | H2 Import - WC | Import | Hydrogen | WC | Dispatch-Import | VOM | 0 | [6 empty] | 0.79031 | 0
LCP_Inputs_ON_Diverse_Howarth_2023_05_05 | 2026 | H2 Salt Cavern Storage - ON | Storage | Hydrogen | MI | Dispatch-Storage | EmissionsCost | 0 | [6 empty] | 0.79031 | 0
LCP_Inputs_ON_Diverse_Howarth_2023_05_05 | 2026 | H2 Salt Cavern Storage - ON | Storage | Hydrogen | MI | Dispatch-Storage | FuelCost | 0 | [6 empty] | 0.79031 | 0
LCP_Inputs_ON_Diverse_Howarth_2023_05_05 | 2026 | H2 Salt Cavern Storage - ON | Storage | Hydrogen | MI | Dispatch-Storage | VOM | 0 | [6 empty] | 0.79031 | 0
LCP_Inputs_ON_Diverse_Howarth_2023_05_05 | 2026 | H2 Salt Cavern Storage - ON | Storage | Hydrogen | NY | Dispatch-Storage | EmissionsCost | 0 | [6 empty] | 0.79031 | 0
LCP_Inputs_ON_Diverse_Howarth_2023_05_05 | 2026 | H2 Salt Cavern Storage - ON | Storage | Hydrogen | NY | Dispatch-Storage | FuelCost | 0 | [6 empty] | 0.79031 | 0
LCP_Inputs_ON_Diverse_Howarth_2023_05_05 | 2026 | H2 Salt Cavern Storage - ON | Storage | Hydrogen | NY | Dispatch-Storage | VOM | 0 | [6 empty] | 0.79031 | 0
LCP_Inputs_ON_Diverse_Howarth_2023_05_05 | 2026 | H2 Salt Cavern Storage - ON | Storage | Hydrogen | ON | Dispatch-Storage | EmissionsCost | 0 | [6 empty] | 0.79031 | 0
LCP_Inputs_ON_Diverse_Howarth_2023_05_05 | 2026 | H2 Salt Cavern Storage - ON | Storage | Hydrogen | ON | Dispatch-Storage | FuelCost | 0 | [6 empty] | 0.79031 | 0
LCP_Inputs_ON_Diverse_Howarth_2023_05_05 | 2026 | H2 Salt Cavern Storage - ON | Storage | Hydrogen | ON | Dispatch-Storage | VOM | 0 | [6 empty] | 0.79031 | 0
LCP_Inputs_ON_Diverse_Howarth_2023_05_05 | 2026 | H2 Salt Cavern Storage - ON | Storage | Hydrogen | PJ | Dispatch-Storage | EmissionsCost | 0 | [6 empty] | 0.79031 | 0
LCP_Inputs_ON_Diverse_Howarth_2023_05_05 | 2026 | H2 Salt Cavern Storage - ON | Storage | Hydrogen | PJ | Dispatch-Storage | FuelCost | 0 | [6 empty] | 0.79031 | 0
LCP_Inputs_ON_Diverse_Howarth_2023_05_05 | 2026 | H2 Salt Cavern Storage - ON | Storage | Hydrogen | PJ | Dispatch-Storage | VOM | 0 | [6 empty] | 0.79031 | 0
LCP_Inputs_ON_Diverse_Howarth_2023_05_05 | 2026 | H2 Salt Cavern Storage - ON | Storage | Hydrogen | QC | Dispatch-Storage | EmissionsCost | 0 | [6 empty] | 0.79031 | 0
LCP_Inputs_ON_Diverse_Howarth_2023_05_05 | 2026 | H2 Salt Cavern Storage - ON | Storage | Hydrogen | QC | Dispatch-Storage | FuelCost | 0 | [6 empty] | 0.79031 | 0
LCP_Inputs_ON_Diverse_Howarth_2023_05_05 | 2026 | H2 Salt Cavern Storage - ON | Storage | Hydrogen | QC | Dispatch-Storage | VOM | 0 | [6 empty] | 0.79031 | 0
LCP_Inputs_ON_Diverse_Howarth_2023_05_05 | 2026 | H2 Salt Cavern Storage - ON | Storage | Hydrogen | WC | Dispatch-Storage | EmissionsCost | 0 | [6 empty] | 0.79031 | 0
LCP_Inputs_ON_Diverse_Howarth_2023_05_05 | 2026 | H2 Salt Cavern Storage - ON | Storage | Hydrogen | WC | Dispatch-Storage | FuelCost | 0 | [6 empty] | 0.79031 | 0
LCP_Inputs_ON_Diverse_Howarth_2023_05_05 | 2026 | H2 Salt Cavern Storage - ON | Storage | Hydrogen | WC | Dispatch-Storage | VOM | 0 | [6 empty] | 0.79031 | 0
LCP_Inputs_ON_Diverse_Howarth_2023_05_05 | 2026 | Hydro | Generation | Electricity | MI | Dispatch-Generation | EmissionsCost | 0 | [6 empty] | 0.79031 | 0
LCP_Inputs_ON_Diverse_Howarth_2023_05_05 | 2026 | Hydro | Generation | Electricity | MI | Dispatch-Generation | FuelCost | 0 | [6 empty] | 0.79031 | 0
LCP_Inputs_ON_Diverse_Howarth_2023_05_05 | 2026 | Hydro | Generation | Electricity | MI | Dispatch-Generation | VOM | 0 | [6 empty] | 0.79031 | 0
LCP_Inputs_ON_Diverse_Howarth_2023_05_05 | 2026 | Hydro | Generation | Electricity | NY | Dispatch-Generation | EmissionsCost | 0 | [6 empty] | 0.79031 | 0
LCP_Inputs_ON_Diverse_Howarth_2023_05_05 | 2026 | Hydro | Generation | Electricity | NY | Dispatch-Generation | FuelCost | 0 | [6 empty] | 0.79031 | 0
LCP_Inputs_ON_Diverse_Howarth_2023_05_05 | 2026 | Hydro | Generation | Electricity | NY | Dispatch-Generation | VOM | 0 | [6 empty] | 0.79031 | 0
LCP_Inputs_ON_Diverse_Howarth_2023_05_05 | 2026 | Hydro | Generation | Electricity | ON | Dispatch-Generation | EmissionsCost | 0 | [6 empty] | 0.79031 | 0
LCP_Inputs_ON_Diverse_Howarth_2023_05_05 | 2026 | Hydro | Generation | Electricity | ON | Dispatch-Generation | FuelCost | 0 | [6 empty] | 0.79031 | 0
LCP_Inputs_ON_Diverse_Howarth_2023_05_05 | 2026 | Hydro | Generation | Electricity | ON | Dispatch-Generation | VOM | 0 | [6 empty] | 0.79031 | 0
LCP_Inputs_ON_Diverse_Howarth_2023_05_05 | 2026 | Hydro | Generation | Electricity | PJ | Dispatch-Generation | EmissionsCost | 0 | [6 empty] | 0.79031 | 0
LCP_Inputs_ON_Diverse_Howarth_2023_05_05 | 2026 | Hydro | Generation | Electricity | PJ | Dispatch-Generation | FuelCost | 0 | [6 empty] | 0.79031 | 0
LCP_Inputs_ON_Diverse_Howarth_2023_05_05 | 2026 | Hydro | Generation | Electricity | PJ | Dispatch-Generation | VOM | 0 | [6 empty] | 0.79031 | 0
LCP_Inputs_ON_Diverse_Howarth_2023_05_05 | 2026 | Hydro | Generation | Electricity | QC | Dispatch-Generation | EmissionsCost | 0 | [6 empty] | 0.79031 | 0
LCP_Inputs_ON_Diverse_Howarth_2023_05_05 | 2026 | Hydro | Generation | Electricity | QC | Dispatch-Generation | FuelCost | 0 | [6 empty] | 0.79031 | 0
LCP_Inputs_ON_Diverse_Howarth_2023_05_05 | 2026 | Hydro | Generation | Electricity | QC | Dispatch-Generation | VOM | 0 | [6 empty] | 0.79031 | 0
LCP_Inputs_ON_Diverse_Howarth_2023_05_05 | 2026 | Hydro | Generation | Electricity | WC | Dispatch-Generation | EmissionsCost | 0 | [6 empty] | 0.79031 | 0
LCP_Inputs_ON_Diverse_Howarth_2023_05_05 | 2026 | Hydro | Generation | Electricity | WC | Dispatch-Generation | FuelCost | 0 | [6 empty] | 0.79031 | 0
LCP_Inputs_ON_Diverse_Howarth_2023_05_05 | 2026 | Hydro | Generation | Electricity | WC | Dispatch-Generation | VOM | 0 | [6 empty] | 0.79031 | 0
LCP_Inputs_ON_Diverse_Howarth_2023_05_05 | 2026 | Hydro Pumped Storage | Storage | Electricity | MI | Dispatch-Storage | EmissionsCost | 0 | [6 empty] | 0.79031 | 0
LCP_Inputs_ON_Diverse_Howarth_2023_05_05 | 2026 | Hydro Pumped Storage | Storage | Electricity | MI | Dispatch-Storage | FuelCost | 0 | [6 empty] | 0.79031 | 0
LCP_Inputs_ON_Diverse_Howarth_2023_05_05 | 2026 | Hydro Pumped Storage | Storage | Electricity | MI | Dispatch-Storage | VOM | 0 | [6 empty] | 0.79031 | 0
LCP_Inputs_ON_Diverse_Howarth_2023_05_05 | 2026 | Hydro Pumped Storage | Storage | Electricity | NY | Dispatch-Storage | EmissionsCost | 0 | [6 empty] | 0.79031 | 0
LCP_Inputs_ON_Diverse_Howarth_2023_05_05 | 2026 | Hydro Pumped Storage | Storage | Electricity | NY | Dispatch-Storage | FuelCost | 0 | [6 empty] | 0.79031 | 0
LCP_Inputs_ON_Diverse_Howarth_2023_05_05 | 2026 | Hydro Pumped Storage | Storage | Electricity | NY | Dispatch-Storage | VOM | 0 | [6 empty] | 0.79031 | 0
LCP_Inputs_ON_Diverse_Howarth_2023_05_05 | 2026 | Hydro Pumped Storage | Storage | Electricity | ON | Dispatch-Storage | EmissionsCost | 0 | [6 empty] | 0.79031 | 0
LCP_Inputs_ON_Diverse_Howarth_2023_05_05 | 2026 | Hydro Pumped Storage | Storage | Electricity | ON | Dispatch-Storage | FuelCost | 0 | [6 empty] | 0.79031 | 0
LCP_Inputs_ON_Diverse_Howarth_2023_05_05 | 2026 | Hydro Pumped Storage | Storage | Electricity | ON | Dispatch-Storage | VOM | 0 | [6 empty] | 0.79031 | 0
LCP_Inputs_ON_Diverse_Howarth_2023_05_05 | 2026 | Hydro Pumped Storage | Storage | Electricity | PJ | Dispatch-Storage | EmissionsCost | 0 | [6 empty] | 0.79031 | 0
LCP_Inputs_ON_Diverse_Howarth_2023_05_05 | 2026 | Hydro Pumped Storage | Storage | Electricity | PJ | Dispatch-Storage | FuelCost | 0 | [6 empty] | 0.79031 | 0
LCP_Inputs_ON_Diverse_Howarth_2023_05_05 | 2026 | Hydro Pumped Storage | Storage | Electricity | PJ | Dispatch-Storage | VOM | 0 | [6 empty] | 0.79031 | 0
LCP_Inputs_ON_Diverse_Howarth_2023_05_05 | 2026 | Hydro Pumped Storage | Storage | Electricity | QC | Dispatch-Storage | EmissionsCost | 0 | [6 empty] | 0.79031 | 0
LCP_Inputs_ON_Diverse_Howarth_2023_05_05 | 2026 | Hydro Pumped Storage | Storage | Electricity | QC | Dispatch-Storage | FuelCost | 0 | [6 empty] | 0.79031 | 0
LCP_Inputs_ON_Diverse_Howarth_2023_05_05 | 2026 | Hydro Pumped Storage | Storage | Electricity | QC | Dispatch-Storage | VOM | 0 | [6 empty] | 0.79031 | 0
LCP_Inputs_ON_Diverse_Howarth_2023_05_05 | 2026 | Hydro Pumped Storage | Storage | Electricity | WC | Dispatch-Storage | EmissionsCost | 0 | [6 empty] | 0.79031 | 0
LCP_Inputs_ON_Diverse_Howarth_2023_05_05 | 2026 | Hydro Pumped Storage | Storage | Electricity | WC | Dispatch-Storage | FuelCost | 0 | [6 empty] | 0.79031 | 0
LCP_Inputs_ON_Diverse_Howarth_2023_05_05 | 2026 | Hydro Pumped Storage | Storage | Electricity | WC | Dispatch-Storage | VOM | 0 | [6 empty] | 0.79031 | 0
LCP_Inputs_ON_Diverse_Howarth_2023_05_05 | 2026 | Nuclear | Generation | Electricity | MI | Dispatch-Generation | EmissionsCost | 0 | [6 empty] | 0.79031 | 0
LCP_Inputs_ON_Diverse_Howarth_2023_05_05 | 2026 | Nuclear | Generation | Electricity | MI | Dispatch-Generation | FuelCost | 0 | [6 empty] | 0.79031 | 0
LCP_Inputs_ON_Diverse_Howarth_2023_05_05 | 2026 | Nuclear | Generation | Electricity | MI | Dispatch-Generation | VOM | 3301336446.912 | [6 empty] | 0.79031 | 2609094148.3169
LCP_Inputs_ON_Diverse_Howarth_2023_05_05 | 2026 | Nuclear | Generation | Electricity | NY | Dispatch-Generation | EmissionsCost | 0 | [6 empty] | 0.79031 | 0
LCP_Inputs_ON_Diverse_Howarth_2023_05_05 | 2026 | Nuclear | Generation | Electricity | NY | Dispatch-Generation | FuelCost | 0 | [6 empty] | 0.79031 | 0
LCP_Inputs_ON_Diverse_Howarth_2023_05_05 | 2026 | Nuclear | Generation | Electricity | NY | Dispatch-Generation | VOM | 2246155230.144 | [6 empty] | 0.79031 | 1775169105.4275
LCP_Inputs_ON_Diverse_Howarth_2023_05_05 | 2026 | Nuclear | Generation | Electricity | ON | Dispatch-Generation | EmissionsCost | 0 | [6 empty] | 0.79031 | 0
LCP_Inputs_ON_Diverse_Howarth_2023_05_05 | 2026 | Nuclear | Generation | Electricity | ON | Dispatch-Generation | FuelCost | 0 | [6 empty] | 0.79031 | 0
LCP_Inputs_ON_Diverse_Howarth_2023_05_05 | 2026 | Nuclear | Generation | Electricity | ON | Dispatch-Generation | VOM | 8790266640.96 | [6 empty] | 0.79031 | 6947075411.3918
LCP_Inputs_ON_Diverse_Howarth_2023_05_05 | 2026 | Nuclear | Generation | Electricity | PJ | Dispatch-Generation | EmissionsCost | 0 | [6 empty] | 0.79031 | 0
LCP_Inputs_ON_Diverse_Howarth_2023_05_05 | 2026 | Nuclear | Generation | Electricity | PJ | Dispatch-Generation | FuelCost | 0 | [6 empty] | 0.79031 | 0
LCP_Inputs_ON_Diverse_Howarth_2023_05_05 | 2026 | Nuclear | Generation | Electricity | PJ | Dispatch-Generation | VOM | 9110487814.4448 | [6 empty] | 0.79031 | 7200150856.2432
LCP_Inputs_ON_Diverse_Howarth_2023_05_05 | 2026 | Nuclear | Generation | Electricity | QC | Dispatch-Generation | EmissionsCost | 0 | [6 empty] | 0.79031 | 0
LCP_Inputs_ON_Diverse_Howarth_2023_05_05 | 2026 | Nuclear | Generation | Electricity | QC | Dispatch-Generation | FuelCost | 0 | [6 empty] | 0.79031 | 0
LCP_Inputs_ON_Diverse_Howarth_2023_05_05 | 2026 | Nuclear | Generation | Electricity | QC | Dispatch-Generation | VOM | 0 | [6 empty] | 0.79031 | 0
LCP_Inputs_ON_Diverse_Howarth_2023_05_05 | 2026 | Nuclear | Generation | Electricity | WC | Dispatch-Generation | EmissionsCost | 0 | [6 empty] | 0.79031 | 0
LCP_Inputs_ON_Diverse_Howarth_2023_05_05 | 2026 | Nuclear | Generation | Electricity | WC | Dispatch-Generation | FuelCost | 0 | [6 empty] | 0.79031 | 0
LCP_Inputs_ON_Diverse_Howarth_2023_05_05 | 2026 | Nuclear | Generation | Electricity | WC | Dispatch-Generation | VOM | 0 | [6 empty] | 0.79031 | 0
LCP_Inputs_ON_Diverse_Howarth_2023_05_05 | 2026 | Nuclear SMR | Generation | Electricity | MI | Dispatch-Generation | EmissionsCost | 0 | [6 empty] | 0.79031 | 0
LCP_Inputs_ON_Diverse_Howarth_2023_05_05 | 2026 | Nuclear SMR | Generation | Electricity | MI | Dispatch-Generation | FuelCost | 0 | [6 empty] | 0.79031 | 0
LCP_Inputs_ON_Diverse_Howarth_2023_05_05 | 2026 | Nuclear SMR | Generation | Electricity | MI | Dispatch-Generation | VOM | 0 | [6 empty] | 0.79031 | 0
LCP_Inputs_ON_Diverse_Howarth_2023_05_05 | 2026 | Nuclear SMR | Generation | Electricity | NY | Dispatch-Generation | EmissionsCost | 0 | [6 empty] | 0.79031 | 0
LCP_Inputs_ON_Diverse_Howarth_2023_05_05 | 2026 | Nuclear SMR | Generation | Electricity | NY | Dispatch-Generation | FuelCost | 0 | [6 empty] | 0.79031 | 0
LCP_Inputs_ON_Diverse_Howarth_2023_05_05 | 2026 | Nuclear SMR | Generation | Electricity | NY | Dispatch-Generation | VOM | 0 | [6 empty] | 0.79031 | 0
LCP_Inputs_ON_Diverse_Howarth_2023_05_05 | 2026 | Nuclear SMR | Generation | Electricity | ON | Dispatch-Generation | EmissionsCost | 0 | [6 empty] | 0.79031 | 0
LCP_Inputs_ON_Diverse_Howarth_2023_05_05 | 2026 | Nuclear SMR | Generation | Electricity | ON | Dispatch-Generation | FuelCost | 0 | [6 empty] | 0.79031 | 0
LCP_Inputs_ON_Diverse_Howarth_2023_05_05 | 2026 | Nuclear SMR | Generation | Electricity | ON | Dispatch-Generation | VOM | 0 | [6 empty] | 0.79031 | 0
LCP_Inputs_ON_Diverse_Howarth_2023_05_05 | 2026 | Nuclear SMR | Generation | Electricity | PJ | Dispatch-Generation | EmissionsCost | 0 | [6 empty] | 0.79031 | 0
LCP_Inputs_ON_Diverse_Howarth_2023_05_05 | 2026 | Nuclear SMR | Generation | Electricity | PJ | Dispatch-Generation | FuelCost | 0 | [6 empty] | 0.79031 | 0
LCP_Inputs_ON_Diverse_Howarth_2023_05_05 | 2026 | Nuclear SMR | Generation | Electricity | PJ | Dispatch-Generation | VOM | 0 | [6 empty] | 0.79031 | 0
LCP_Inputs_ON_Diverse_Howarth_2023_05_05 | 2026 | Nuclear SMR | Generation | Electricity | QC | Dispatch-Generation | EmissionsCost | 0 | [6 empty] | 0.79031 | 0
LCP_Inputs_ON_Diverse_Howarth_2023_05_05 | 2026 | Nuclear SMR | Generation | Electricity | QC | Dispatch-Generation | FuelCost | 0 | [6 empty] | 0.79031 | 0
LCP_Inputs_ON_Diverse_Howarth_2023_05_05 | 2026 | Nuclear SMR | Generation | Electricity | QC | Dispatch-Generation | VOM | 0 | [6 empty] | 0.79031 | 0
LCP_Inputs_ON_Diverse_Howarth_2023_05_05 | 2026 | Nuclear SMR | Generation | Electricity | WC | Dispatch-Generation | EmissionsCost | 0 | [6 empty] | 0.79031 | 0
LCP_Inputs_ON_Diverse_Howarth_2023_05_05 | 2026 | Nuclear SMR | Generation | Electricity | WC | Dispatch-Generation | FuelCost | 0 | [6 empty] | 0.79031 | 0
LCP_Inputs_ON_Diverse_Howarth_2023_05_05 | 2026 | Nuclear SMR | Generation | Electricity | WC | Dispatch-Generation | VOM | 0 | [6 empty] | 0.79031 | 0
LCP_Inputs_ON_Diverse_Howarth_2023_05_05 | 2026 | O/CCGT - CH4 Existing | Crossload | Electricity | MI | Dispatch-Crossload | EmissionsCost | 0 | [6 empty] | 0.79031 | 0
LCP_Inputs_ON_Diverse_Howarth_2023_05_05 | 2026 | O/CCGT - CH4 Existing | Crossload | Electricity | MI | Dispatch-Crossload | FuelCost | 0 | [6 empty] | 0.79031 | 0
LCP_Inputs_ON_Diverse_Howarth_2023_05_05 | 2026 | O/CCGT - CH4 Existing | Crossload | Electricity | MI | Dispatch-Crossload | VOM | 0 | [6 empty] | 0.79031 | 0
LCP_Inputs_ON_Diverse_Howarth_2023_05_05 | 2026 | O/CCGT - CH4 Existing | Crossload | Electricity | NY | Dispatch-Crossload | EmissionsCost | 0 | [6 empty] | 0.79031 | 0
LCP_Inputs_ON_Diverse_Howarth_2023_05_05 | 2026 | O/CCGT - CH4 Existing | Crossload | Electricity | NY | Dispatch-Crossload | FuelCost | 0 | [6 empty] | 0.79031 | 0
LCP_Inputs_ON_Diverse_Howarth_2023_05_05 | 2026 | O/CCGT - CH4 Existing | Crossload | Electricity | NY | Dispatch-Crossload | VOM | 0 | [6 empty] | 0.79031 | 0
LCP_Inputs_ON_Diverse_Howarth_2023_05_05 | 2026 | O/CCGT - CH4 Existing | Crossload | Electricity | ON | Dispatch-Crossload | EmissionsCost | 0 | [6 empty] | 0.79031 | 0
LCP_Inputs_ON_Diverse_Howarth_2023_05_05 | 2026 | O/CCGT - CH4 Existing | Crossload | Electricity | ON | Dispatch-Crossload | FuelCost | 0 | [6 empty] | 0.79031 | 0
LCP_Inputs_ON_Diverse_Howarth_2023_05_05 | 2026 | O/CCGT - CH4 Existing | Crossload | Electricity | ON | Dispatch-Crossload | VOM | 0 | [6 empty] | 0.79031 | 0
LCP_Inputs_ON_Diverse_Howarth_2023_05_05 | 2026 | O/CCGT - CH4 Existing | Crossload | Electricity | PJ | Dispatch-Crossload | EmissionsCost | 0 | [6 empty] | 0.79031 | 0
LCP_Inputs_ON_Diverse_Howarth_2023_05_05 | 2026 | O/CCGT - CH4 Existing | Crossload | Electricity | PJ | Dispatch-Crossload | FuelCost | 0 | [6 empty] | 0.79031 | 0
LCP_Inputs_ON_Diverse_Howarth_2023_05_05 | 2026 | O/CCGT - CH4 Existing | Crossload | Electricity | PJ | Dispatch-Crossload | VOM | 0 | [6 empty] | 0.79031 | 0
LCP_Inputs_ON_Diverse_Howarth_2023_05_05 | 2026 | O/CCGT - CH4 Existing | Crossload | Electricity | QC | Dispatch-Crossload | EmissionsCost | 0 | [6 empty] | 0.79031 | 0
LCP_Inputs_ON_Diverse_Howarth_2023_05_05 | 2026 | O/CCGT - CH4 Existing | Crossload | Electricity | QC | Dispatch-Crossload | FuelCost | 0 | [6 empty] | 0.79031 | 0
LCP_Inputs_ON_Diverse_Howarth_2023_05_05 | 2026 | O/CCGT - CH4 Existing | Crossload | Electricity | QC | Dispatch-Crossload | VOM | 0 | [6 empty] | 0.79031 | 0
LCP_Inputs_ON_Diverse_Howarth_2023_05_05 | 2026 | O/CCGT - CH4 Existing | Crossload | Electricity | WC | Dispatch-Crossload | EmissionsCost | 0 | [6 empty] | 0.79031 | 0
LCP_Inputs_ON_Diverse_Howarth_2023_05_05 | 2026 | O/CCGT - CH4 Existing | Crossload | Electricity | WC | Dispatch-Crossload | FuelCost | 0 | [6 empty] | 0.79031 | 0
LCP_Inputs_ON_Diverse_Howarth_2023_05_05 | 2026 | O/CCGT - CH4 Existing | Crossload | Electricity | WC | Dispatch-Crossload | VOM | 0 | [6 empty] | 0.79031 | 0
LCP_Inputs_ON_Diverse_Howarth_2023_05_05 | 2026 | O/CCGT - CH4 New | Crossload | Electricity | MI | Dispatch-Crossload | EmissionsCost | 0 | [6 empty] | 0.79031 | 0
LCP_Inputs_ON_Diverse_Howarth_2023_05_05 | 2026 | O/CCGT - CH4 New | Crossload | Electricity | MI | Dispatch-Crossload | FuelCost | 0 | [6 empty] | 0.79031 | 0
LCP_Inputs_ON_Diverse_Howarth_2023_05_05 | 2026 | O/CCGT - CH4 New | Crossload | Electricity | MI | Dispatch-Crossload | VOM | 0 | [6 empty] | 0.79031 | 0
LCP_Inputs_ON_Diverse_Howarth_2023_05_05 | 2026 | O/CCGT - CH4 New | Crossload | Electricity | NY | Dispatch-Crossload | EmissionsCost | 0 | [6 empty] | 0.79031 | 0
LCP_Inputs_ON_Diverse_Howarth_2023_05_05 | 2026 | O/CCGT - CH4 New | Crossload | Electricity | NY | Dispatch-Crossload | FuelCost | 0 | [6 empty] | 0.79031 | 0
LCP_Inputs_ON_Diverse_Howarth_2023_05_05 | 2026 | O/CCGT - CH4 New | Crossload | Electricity | NY | Dispatch-Crossload | VOM | 0 | [6 empty] | 0.79031 | 0
LCP_Inputs_ON_Diverse_Howarth_2023_05_05 | 2026 | O/CCGT - CH4 New | Crossload | Electricity | ON | Dispatch-Crossload | EmissionsCost | 0 | [6 empty] | 0.79031 | 0
LCP_Inputs_ON_Diverse_Howarth_2023_05_05 | 2026 | O/CCGT - CH4 New | Crossload | Electricity | ON | Dispatch-Crossload | FuelCost | 0 | [6 empty] | 0.79031 | 0
LCP_Inputs_ON_Diverse_Howarth_2023_05_05 | 2026 | O/CCGT - CH4 New | Crossload | Electricity | ON | Dispatch-Crossload | VOM | 0 | [6 empty] | 0.79031 | 0
LCP_Inputs_ON_Diverse_Howarth_2023_05_05 | 2026 | O/CCGT - CH4 New | Crossload | Electricity | PJ | Dispatch-Crossload | EmissionsCost | 0 | [6 empty] | 0.79031 | 0
LCP_Inputs_ON_Diverse_Howarth_2023_05_05 | 2026 | O/CCGT - CH4 New | Crossload | Electricity | PJ | Dispatch-Crossload | FuelCost | 0 | [6 empty] | 0.79031 | 0
LCP_Inputs_ON_Diverse_Howarth_2023_05_05 | 2026 | O/CCGT - CH4 New | Crossload | Electricity | PJ | Dispatch-Crossload | VOM | 0 | [6 empty] | 0.79031 | 0
LCP_Inputs_ON_Diverse_Howarth_2023_05_05 | 2026 | O/CCGT - CH4 New | Crossload | Electricity | QC | Dispatch-Crossload | EmissionsCost | 0 | [6 empty] | 0.79031 | 0
LCP_Inputs_ON_Diverse_Howarth_2023_05_05 | 2026 | O/CCGT - CH4 New | Crossload | Electricity | QC | Dispatch-Crossload | FuelCost | 0 | [6 empty] | 0.79031 | 0
LCP_Inputs_ON_Diverse_Howarth_2023_05_05 | 2026 | O/CCGT - CH4 New | Crossload | Electricity | QC | Dispatch-Crossload | VOM | 0 | [6 empty] | 0.79031 | 0
LCP_Inputs_ON_Diverse_Howarth_2023_05_05 | 2026 | O/CCGT - CH4 New | Crossload | Electricity | WC | Dispatch-Crossload | EmissionsCost | 0 | [6 empty] | 0.79031 | 0
LCP_Inputs_ON_Diverse_Howarth_2023_05_05 | 2026 | O/CCGT - CH4 New | Crossload | Electricity | WC | Dispatch-Crossload | FuelCost | 0 | [6 empty] | 0.79031 | 0
LCP_Inputs_ON_Diverse_Howarth_2023_05_05 | 2026 | O/CCGT - CH4 New | Crossload | Electricity | WC | Dispatch-Crossload | VOM | 0 | [6 empty] | 0.79031 | 0
LCP_Inputs_ON_Diverse_Howarth_2023_05_05 | 2026 | O/CCGT - H2 New | Crossload | Electricity | MI | Dispatch-Crossload | EmissionsCost | 0 | [6 empty] | 0.79031 | 0
LCP_Inputs_ON_Diverse_Howarth_2023_05_05 | 2026 | O/CCGT - H2 New | Crossload | Electricity | MI | Dispatch-Crossload | FuelCost | 0 | [6 empty] | 0.79031 | 0
LCP_Inputs_ON_Diverse_Howarth_2023_05_05 | 2026 | O/CCGT - H2 New | Crossload | Electricity | MI | Dispatch-Crossload | VOM | 0 | [6 empty] | 0.79031 | 0
LCP_Inputs_ON_Diverse_Howarth_2023_05_05 | 2026 | O/CCGT - H2 New | Crossload | Electricity | NY | Dispatch-Crossload | EmissionsCost | 0 | [6 empty] | 0.79031 | 0
LCP_Inputs_ON_Diverse_Howarth_2023_05_05 | 2026 | O/CCGT - H2 New | Crossload | Electricity | NY | Dispatch-Crossload | FuelCost | 0 | [6 empty] | 0.79031 | 0
LCP_Inputs_ON_Diverse_Howarth_2023_05_05 | 2026 | O/CCGT - H2 New | Crossload | Electricity | NY | Dispatch-Crossload | VOM | 0 | [6 empty] | 0.79031 | 0
LCP_Inputs_ON_Diverse_Howarth_2023_05_05 | 2026 | O/CCGT - H2 New | Crossload | Electricity | ON | Dispatch-Crossload | EmissionsCost | 0 | [6 empty] | 0.79031 | 0
LCP_Inputs_ON_Diverse_Howarth_2023_05_05 | 2026 | O/CCGT - H2 New | Crossload | Electricity | ON | Dispatch-Crossload | FuelCost | 0 | [6 empty] | 0.79031 | 0
LCP_Inputs_ON_Diverse_Howarth_2023_05_05 | 2026 | O/CCGT - H2 New | Crossload | Electricity | ON | Dispatch-Crossload | VOM | 0 | [6 empty] | 0.79031 | 0
LCP_Inputs_ON_Diverse_Howarth_2023_05_05 | 2026 | O/CCGT - H2 New | Crossload | Electricity | PJ | Dispatch-Crossload | EmissionsCost | 0 | [6 empty] | 0.79031 | 0
LCP_Inputs_ON_Diverse_Howarth_2023_05_05 | 2026 | O/CCGT - H2 New | Crossload | Electricity | PJ | Dispatch-Crossload | FuelCost | 0 | [6 empty] | 0.79031 | 0
LCP_Inputs_ON_Diverse_Howarth_2023_05_05 | 2026 | O/CCGT - H2 New | Crossload | Electricity | PJ | Dispatch-Crossload | VOM | 0 | [6 empty] | 0.79031 | 0
LCP_Inputs_ON_Diverse_Howarth_2023_05_05 | 2026 | O/CCGT - H2 New | Crossload | Electricity | QC | Dispatch-Crossload | EmissionsCost | 0 | [6 empty] | 0.79031 | 0
LCP_Inputs_ON_Diverse_Howarth_2023_05_05 | 2026 | O/CCGT - H2 New | Crossload | Electricity | QC | Dispatch-Crossload | FuelCost | 0 | [6 empty] | 0.79031 | 0
LCP_Inputs_ON_Diverse_Howarth_2023_05_05 | 2026 | O/CCGT - H2 New | Crossload | Electricity | QC | Dispatch-Crossload | VOM | 0 | [6 empty] | 0.79031 | 0
LCP_Inputs_ON_Diverse_Howarth_2023_05_05 | 2026 | O/CCGT - H2 New | Crossload | Electricity | WC | Dispatch-Crossload | EmissionsCost | 0 | [6 empty] | 0.79031 | 0
LCP_Inputs_ON_Diverse_Howarth_2023_05_05 | 2026 | O/CCGT - H2 New | Crossload | Electricity | WC | Dispatch-Crossload | FuelCost | 0 | [6 empty] | 0.79031 | 0
LCP_Inputs_ON_Diverse_Howarth_2023_05_05 | 2026 | O/CCGT - H2 New | Crossload | Electricity | WC | Dispatch-Crossload | VOM | 0 | [6 empty] | 0.79031 | 0
LCP_Inputs_ON_Diverse_Howarth_2023_05_05 | 2026 | SMR CCS | Generation | Hydrogen | MI | Dispatch-Generation | EmissionsCost | 0 | [6 empty] | 0.79031 | 0
LCP_Inputs_ON_Diverse_Howarth_2023_05_05 | 2026 | SMR CCS | Generation | Hydrogen | MI | Dispatch-Generation | FuelCost | 0 | [6 empty] | 0.79031 | 0
LCP_Inputs_ON_Diverse_Howarth_2023_05_05 | 2026 | SMR CCS | Generation | Hydrogen | MI | Dispatch-Generation | VOM | 0 | [6 empty] | 0.79031 | 0
LCP_Inputs_ON_Diverse_Howarth_2023_05_05 | 2026 | SMR CCS | Generation | Hydrogen | NY | Dispatch-Generation | EmissionsCost | 0 | [6 empty] | 0.79031 | 0
LCP_Inputs_ON_Diverse_Howarth_2023_05_05 | 2026 | SMR CCS | Generation | Hydrogen | NY | Dispatch-Generation | FuelCost | 0 | [6 empty] | 0.79031 | 0
LCP_Inputs_ON_Diverse_Howarth_2023_05_05 | 2026 | SMR CCS | Generation | Hydrogen | NY | Dispatch-Generation | VOM | 0 | [6 empty] | 0.79031 | 0
LCP_Inputs_ON_Diverse_Howarth_2023_05_05 | 2026 | SMR CCS | Generation | Hydrogen | ON | Dispatch-Generation | EmissionsCost | 0 | [6 empty] | 0.79031 | 0
LCP_Inputs_ON_Diverse_Howarth_2023_05_05 | 2026 | SMR CCS | Generation | Hydrogen | ON | Dispatch-Generation | FuelCost | 0 | [6 empty] | 0.79031 | 0
LCP_Inputs_ON_Diverse_Howarth_2023_05_05 | 2026 | SMR CCS | Generation | Hydrogen | ON | Dispatch-Generation | VOM | 0 | [6 empty] | 0.79031 | 0
LCP_Inputs_ON_Diverse_Howarth_2023_05_05 | 2026 | SMR CCS | Generation | Hydrogen | PJ | Dispatch-Generation | EmissionsCost | 0 | [6 empty] | 0.79031 | 0
LCP_Inputs_ON_Diverse_Howarth_2023_05_05 | 2026 | SMR CCS | Generation | Hydrogen | PJ | Dispatch-Generation | FuelCost | 0 | [6 empty] | 0.79031 | 0
LCP_Inputs_ON_Diverse_Howarth_2023_05_05 | 2026 | SMR CCS | Generation | Hydrogen | PJ | Dispatch-Generation | VOM | 0 | [6 empty] | 0.79031 | 0
LCP_Inputs_ON_Diverse_Howarth_2023_05_05 | 2026 | SMR CCS | Generation | Hydrogen | QC | Dispatch-Generation | EmissionsCost | 0 | [6 empty] | 0.79031 | 0
LCP_Inputs_ON_Diverse_Howarth_2023_05_05 | 2026 | SMR CCS | Generation | Hydrogen | QC | Dispatch-Generation | FuelCost | 0 | [6 empty] | 0.79031 | 0
LCP_Inputs_ON_Diverse_Howarth_2023_05_05 | 2026 | SMR CCS | Generation | Hydrogen | QC | Dispatch-Generation | VOM | 0 | [6 empty] | 0.79031 | 0
LCP_Inputs_ON_Diverse_Howarth_2023_05_05 | 2026 | SMR CCS | Generation | Hydrogen | WC | Dispatch-Generation | EmissionsCost | 0 | [6 empty] | 0.79031 | 0
LCP_Inputs_ON_Diverse_Howarth_2023_05_05 | 2026 | SMR CCS | Generation | Hydrogen | WC | Dispatch-Generation | FuelCost | 0 | [6 empty] | 0.79031 | 0
LCP_Inputs_ON_Diverse_Howarth_2023_05_05 | 2026 | SMR CCS | Generation | Hydrogen | WC | Dispatch-Generation | VOM | 0 | [6 empty] | 0.79031 | 0
LCP_Inputs_ON_Diverse_Howarth_2023_05_05 | 2026 | Solar PV | Generation | Electricity | MI | Dispatch-Generation | EmissionsCost | 0 | [6 empty] | 0.79031 | 0
LCP_Inputs_ON_Diverse_Howarth_2023_05_05 | 2026 | Solar PV | Generation | Electricity | MI | Dispatch-Generation | FuelCost | 0 | [6 empty] | 0.79031 | 0
LCP_Inputs_ON_Diverse_Howarth_2023_05_05 | 2026 | Solar PV | Generation | Electricity | MI | Dispatch-Generation | VOM | 0 | [6 empty] | 0.79031 | 0
LCP_Inputs_ON_Diverse_Howarth_2023_05_05 | 2026 | Solar PV | Generation | Electricity | NY | Dispatch-Generation | EmissionsCost | 0 | [6 empty] | 0.79031 | 0
LCP_Inputs_ON_Diverse_Howarth_2023_05_05 | 2026 | Solar PV | Generation | Electricity | NY | Dispatch-Generation | FuelCost | 0 | [6 empty] | 0.79031 | 0
LCP_Inputs_ON_Diverse_Howarth_2023_05_05 | 2026 | Solar PV | Generation | Electricity | NY | Dispatch-Generation | VOM | 0 | [6 empty] | 0.79031 | 0
LCP_Inputs_ON_Diverse_Howarth_2023_05_05 | 2026 | Solar PV | Generation | Electricity | ON | Dispatch-Generation | EmissionsCost | 0 | [6 empty] | 0.79031 | 0
LCP_Inputs_ON_Diverse_Howarth_2023_05_05 | 2026 | Solar PV | Generation | Electricity | ON | Dispatch-Generation | FuelCost | 0 | [6 empty] | 0.79031 | 0
LCP_Inputs_ON_Diverse_Howarth_2023_05_05 | 2026 | Solar PV | Generation | Electricity | ON | Dispatch-Generation | VOM | 0 | [6 empty] | 0.79031 | 0
LCP_Inputs_ON_Diverse_Howarth_2023_05_05 | 2026 | Solar PV | Generation | Electricity | PJ | Dispatch-Generation | EmissionsCost | 0 | [6 empty] | 0.79031 | 0
LCP_Inputs_ON_Diverse_Howarth_2023_05_05 | 2026 | Solar PV | Generation | Electricity | PJ | Dispatch-Generation | FuelCost | 0 | [6 empty] | 0.79031 | 0
LCP_Inputs_ON_Diverse_Howarth_2023_05_05 | 2026 | Solar PV | Generation | Electricity | PJ | Dispatch-Generation | VOM | 0 | [6 empty] | 0.79031 | 0
LCP_Inputs_ON_Diverse_Howarth_2023_05_05 | 2026 | Solar PV | Generation | Electricity | QC | Dispatch-Generation | EmissionsCost | 0 | [6 empty] | 0.79031 | 0
LCP_Inputs_ON_Diverse_Howarth_2023_05_05 | 2026 | Solar PV | Generation | Electricity | QC | Dispatch-Generation | FuelCost | 0 | [6 empty] | 0.79031 | 0
LCP_Inputs_ON_Diverse_Howarth_2023_05_05 | 2026 | Solar PV | Generation | Electricity | QC | Dispatch-Generation | VOM | 0 | [6 empty] | 0.79031 | 0
LCP_Inputs_ON_Diverse_Howarth_2023_05_05 | 2026 | Solar PV | Generation | Electricity | WC | Dispatch-Generation | EmissionsCost | 0 | [6 empty] | 0.79031 | 0
LCP_Inputs_ON_Diverse_Howarth_2023_05_05 | 2026 | Solar PV | Generation | Electricity | WC | Dispatch-Generation | FuelCost | 0 | [6 empty] | 0.79031 | 0
LCP_Inputs_ON_Diverse_Howarth_2023_05_05 | 2026 | Solar PV | Generation | Electricity | WC | Dispatch-Generation | VOM | 0 | [6 empty] | 0.79031 | 0
LCP_Inputs_ON_Diverse_Howarth_2023_05_05 | 2026 | Wind Offshore | Generation | Electricity | MI | Dispatch-Generation | EmissionsCost | 0 | [6 empty] | 0.79031 | 0
LCP_Inputs_ON_Diverse_Howarth_2023_05_05 | 2026 | Wind Offshore | Generation | Electricity | MI | Dispatch-Generation | FuelCost | 0 | [6 empty] | 0.79031 | 0
LCP_Inputs_ON_Diverse_Howarth_2023_05_05 | 2026 | Wind Offshore | Generation | Electricity | MI | Dispatch-Generation | VOM | 0 | [6 empty] | 0.79031 | 0
LCP_Inputs_ON_Diverse_Howarth_2023_05_05 | 2026 | Wind Offshore | Generation | Electricity | NY | Dispatch-Generation | EmissionsCost | 0 | [6 empty] | 0.79031 | 0
LCP_Inputs_ON_Diverse_Howarth_2023_05_05 | 2026 | Wind Offshore | Generation | Electricity | NY | Dispatch-Generation | FuelCost | 0 | [6 empty] | 0.79031 | 0
LCP_Inputs_ON_Diverse_Howarth_2023_05_05 | 2026 | Wind Offshore | Generation | Electricity | NY | Dispatch-Generation | VOM | 0 | [6 empty] | 0.79031 | 0
LCP_Inputs_ON_Diverse_Howarth_2023_05_05 | 2026 | Wind Offshore | Generation | Electricity | ON | Dispatch-Generation | EmissionsCost | 0 | [6 empty] | 0.79031 | 0
LCP_Inputs_ON_Diverse_Howarth_2023_05_05 | 2026 | Wind Offshore | Generation | Electricity | ON | Dispatch-Generation | FuelCost | 0 | [6 empty] | 0.79031 | 0
LCP_Inputs_ON_Diverse_Howarth_2023_05_05 | 2026 | Wind Offshore | Generation | Electricity | ON | Dispatch-Generation | VOM | 0 | [6 empty] | 0.79031 | 0
LCP_Inputs_ON_Diverse_Howarth_2023_05_05 | 2026 | Wind Offshore | Generation | Electricity | PJ | Dispatch-Generation | EmissionsCost | 0 | [6 empty] | 0.79031 | 0
LCP_Inputs_ON_Diverse_Howarth_2023_05_05 | 2026 | Wind Offshore | Generation | Electricity | PJ | Dispatch-Generation | FuelCost | 0 | [6 empty] | 0.79031 | 0
LCP_Inputs_ON_Diverse_Howarth_2023_05_05 | 2026 | Wind Offshore | Generation | Electricity | PJ | Dispatch-Generation | VOM | 0 | [6 empty] | 0.79031 | 0
LCP_Inputs_ON_Diverse_Howarth_2023_05_05 | 2026 | Wind Offshore | Generation | Electricity | QC | Dispatch-Generation | EmissionsCost | 0 | [6 empty] | 0.79031 | 0
LCP_Inputs_ON_Diverse_Howarth_2023_05_05 | 2026 | Wind Offshore | Generation | Electricity | QC | Dispatch-Generation | FuelCost | 0 | [6 empty] | 0.79031 | 0
LCP_Inputs_ON_Diverse_Howarth_2023_05_05 | 2026 | Wind Offshore | Generation | Electricity | QC | Dispatch-Generation | VOM | 0 | [6 empty] | 0.79031 | 0
LCP_Inputs_ON_Diverse_Howarth_2023_05_05 | 2026 | Wind Offshore | Generation | Electricity | WC | Dispatch-Generation | EmissionsCost | 0 | [6 empty] | 0.79031 | 0
LCP_Inputs_ON_Diverse_Howarth_2023_05_05 | 2026 | Wind Offshore | Generation | Electricity | WC | Dispatch-Generation | FuelCost | 0 | [6 empty] | 0.79031 | 0
LCP_Inputs_ON_Diverse_Howarth_2023_05_05 | 2026 | Wind Offshore | Generation | Electricity | WC | Dispatch-Generation | VOM | 0 | [6 empty] | 0.79031 | 0
LCP_Inputs_ON_Diverse_Howarth_2023_05_05 | 2026 | Wind Onshore | Generation | Electricity | MI | Dispatch-Generation | EmissionsCost | 0 | [6 empty] | 0.79031 | 0
LCP_Inputs_ON_Diverse_Howarth_2023_05_05 | 2026 | Wind Onshore | Generation | Electricity | MI | Dispatch-Generation | FuelCost | 0 | [6 empty] | 0.79031 | 0
LCP_Inputs_ON_Diverse_Howarth_2023_05_05 | 2026 | Wind Onshore | Generation | Electricity | MI | Dispatch-Generation | VOM | 0 | [6 empty] | 0.79031 | 0
LCP_Inputs_ON_Diverse_Howarth_2023_05_05 | 2026 | Wind Onshore | Generation | Electricity | NY | Dispatch-Generation | EmissionsCost | 0 | [6 empty] | 0.79031 | 0
LCP_Inputs_ON_Diverse_Howarth_2023_05_05 | 2026 | Wind Onshore | Generation | Electricity | NY | Dispatch-Generation | FuelCost | 0 | [6 empty] | 0.79031 | 0
LCP_Inputs_ON_Diverse_Howarth_2023_05_05 | 2026 | Wind Onshore | Generation | Electricity | NY | Dispatch-Generation | VOM | 0 | [6 empty] | 0.79031 | 0
LCP_Inputs_ON_Diverse_Howarth_2023_05_05 | 2026 | Wind Onshore | Generation | Electricity | ON | Dispatch-Generation | EmissionsCost | 0 | [6 empty] | 0.79031 | 0
LCP_Inputs_ON_Diverse_Howarth_2023_05_05 | 2026 | Wind Onshore | Generation | Electricity | ON | Dispatch-Generation | FuelCost | 0 | [6 empty] | 0.79031 | 0
LCP_Inputs_ON_Diverse_Howarth_2023_05_05 | 2026 | Wind Onshore | Generation | Electricity | ON | Dispatch-Generation | VOM | 0 | [6 empty] | 0.79031 | 0
LCP_Inputs_ON_Diverse_Howarth_2023_05_05 | 2026 | Wind Onshore | Generation | Electricity | PJ | Dispatch-Generation | EmissionsCost | 0 | [6 empty] | 0.79031 | 0
LCP_Inputs_ON_Diverse_Howarth_2023_05_05 | 2026 | Wind Onshore | Generation | Electricity | PJ | Dispatch-Generation | FuelCost | 0 | [6 empty] | 0.79031 | 0
LCP_Inputs_ON_Diverse_Howarth_2023_05_05 | 2026 | Wind Onshore | Generation | Electricity | PJ | Dispatch-Generation | VOM | 0 | [6 empty] | 0.79031 | 0
LCP_Inputs_ON_Diverse_Howarth_2023_05_05 | 2026 | Wind Onshore | Generation | Electricity | QC | Dispatch-Generation | EmissionsCost | 0 | [6 empty] | 0.79031 | 0
LCP_Inputs_ON_Diverse_Howarth_2023_05_05 | 2026 | Wind Onshore | Generation | Electricity | QC | Dispatch-Generation | FuelCost | 0 | [6 empty] | 0.79031 | 0
LCP_Inputs_ON_Diverse_Howarth_2023_05_05 | 2026 | Wind Onshore | Generation | Electricity | QC | Dispatch-Generation | VOM | 0 | [6 empty] | 0.79031 | 0
LCP_Inputs_ON_Diverse_Howarth_2023_05_05 | 2026 | Wind Onshore | Generation | Electricity | WC | Dispatch-Generation | EmissionsCost | 0 | [6 empty] | 0.79031 | 0
LCP_Inputs_ON_Diverse_Howarth_2023_05_05 | 2026 | Wind Onshore | Generation | Electricity | WC | Dispatch-Generation | FuelCost | 0 | [6 empty] | 0.79031 | 0
LCP_Inputs_ON_Diverse_Howarth_2023_05_05 | 2026 | Wind Onshore | Generation | Electricity | WC | Dispatch-Generation | VOM | 0 | [6 empty] | 0.79031 | 0
LCP_Inputs_ON_Diverse_Howarth_2023_05_05 | 2027 | Anaerobic Digestion | Generation | Methane | MI | Dispatch-Generation | EmissionsCost | 0 | [6 empty] | 0.75992 | 0
LCP_Inputs_ON_Diverse_Howarth_2023_05_05 | 2027 | Anaerobic Digestion | Generation | Methane | MI | Dispatch-Generation | FuelCost | 0 | [6 empty] | 0.75992 | 0
LCP_Inputs_ON_Diverse_Howarth_2023_05_05 | 2027 | Anaerobic Digestion | Generation | Methane | MI | Dispatch-Generation | VOM | 0 | [6 empty] | 0.75992 | 0
LCP_Inputs_ON_Diverse_Howarth_2023_05_05 | 2027 | Anaerobic Digestion | Generation | Methane | NY | Dispatch-Generation | EmissionsCost | 0 | [6 empty] | 0.75992 | 0
LCP_Inputs_ON_Diverse_Howarth_2023_05_05 | 2027 | Anaerobic Digestion | Generation | Methane | NY | Dispatch-Generation | FuelCost | 0 | [6 empty] | 0.75992 | 0
LCP_Inputs_ON_Diverse_Howarth_2023_05_05 | 2027 | Anaerobic Digestion | Generation | Methane | NY | Dispatch-Generation | VOM | 0 | [6 empty] | 0.75992 | 0
LCP_Inputs_ON_Diverse_Howarth_2023_05_05 | 2027 | Anaerobic Digestion | Generation | Methane | ON | Dispatch-Generation | EmissionsCost | 0 | [6 empty] | 0.75992 | 0
LCP_Inputs_ON_Diverse_Howarth_2023_05_05 | 2027 | Anaerobic Digestion | Generation | Methane | ON | Dispatch-Generation | FuelCost | 0 | [6 empty] | 0.75992 | 0
LCP_Inputs_ON_Diverse_Howarth_2023_05_05 | 2027 | Anaerobic Digestion | Generation | Methane | ON | Dispatch-Generation | VOM | 0 | [6 empty] | 0.75992 | 0
LCP_Inputs_ON_Diverse_Howarth_2023_05_05 | 2027 | Anaerobic Digestion | Generation | Methane | PJ | Dispatch-Generation | EmissionsCost | 0 | [6 empty] | 0.75992 | 0
LCP_Inputs_ON_Diverse_Howarth_2023_05_05 | 2027 | Anaerobic Digestion | Generation | Methane | PJ | Dispatch-Generation | FuelCost | 0 | [6 empty] | 0.75992 | 0
LCP_Inputs_ON_Diverse_Howarth_2023_05_05 | 2027 | Anaerobic Digestion | Generation | Methane | PJ | Dispatch-Generation | VOM | 0 | [6 empty] | 0.75992 | 0
LCP_Inputs_ON_Diverse_Howarth_2023_05_05 | 2027 | Anaerobic Digestion | Generation | Methane | QC | Dispatch-Generation | EmissionsCost | 0 | [6 empty] | 0.75992 | 0
LCP_Inputs_ON_Diverse_Howarth_2023_05_05 | 2027 | Anaerobic Digestion | Generation | Methane | QC | Dispatch-Generation | FuelCost | 0 | [6 empty] | 0.75992 | 0
LCP_Inputs_ON_Diverse_Howarth_2023_05_05 | 2027 | Anaerobic Digestion | Generation | Methane | QC | Dispatch-Generation | VOM | 0 | [6 empty] | 0.75992 | 0
LCP_Inputs_ON_Diverse_Howarth_2023_05_05 | 2027 | Anaerobic Digestion | Generation | Methane | WC | Dispatch-Generation | EmissionsCost | 0 | [6 empty] | 0.75992 | 0
LCP_Inputs_ON_Diverse_Howarth_2023_05_05 | 2027 | Anaerobic Digestion | Generation | Methane | WC | Dispatch-Generation | FuelCost | 0 | [6 empty] | 0.75992 | 0
LCP_Inputs_ON_Diverse_Howarth_2023_05_05 | 2027 | Anaerobic Digestion | Generation | Methane | WC | Dispatch-Generation | VOM | 0 | [6 empty] | 0.75992 | 0
LCP_Inputs_ON_Diverse_Howarth_2023_05_05 | 2027 | Battery Storage | Storage | Electricity | MI | Dispatch-Storage | EmissionsCost | 0 | [6 empty] | 0.75992 | 0
LCP_Inputs_ON_Diverse_Howarth_2023_05_05 | 2027 | Battery Storage | Storage | Electricity | MI | Dispatch-Storage | FuelCost | 0 | [6 empty] | 0.75992 | 0
LCP_Inputs_ON_Diverse_Howarth_2023_05_05 | 2027 | Battery Storage | Storage | Electricity | MI | Dispatch-Storage | VOM | 0 | [6 empty] | 0.75992 | 0
LCP_Inputs_ON_Diverse_Howarth_2023_05_05 | 2027 | Battery Storage | Storage | Electricity | NY | Dispatch-Storage | EmissionsCost | 0 | [6 empty] | 0.75992 | 0
LCP_Inputs_ON_Diverse_Howarth_2023_05_05 | 2027 | Battery Storage | Storage | Electricity | NY | Dispatch-Storage | FuelCost | 0 | [6 empty] | 0.75992 | 0
LCP_Inputs_ON_Diverse_Howarth_2023_05_05 | 2027 | Battery Storage | Storage | Electricity | NY | Dispatch-Storage | VOM | 0 | [6 empty] | 0.75992 | 0
LCP_Inputs_ON_Diverse_Howarth_2023_05_05 | 2027 | Battery Storage | Storage | Electricity | ON | Dispatch-Storage | EmissionsCost | 0 | [6 empty] | 0.75992 | 0
LCP_Inputs_ON_Diverse_Howarth_2023_05_05 | 2027 | Battery Storage | Storage | Electricity | ON | Dispatch-Storage | FuelCost | 0 | [6 empty] | 0.75992 | 0
LCP_Inputs_ON_Diverse_Howarth_2023_05_05 | 2027 | Battery Storage | Storage | Electricity | ON | Dispatch-Storage | VOM | 0 | [6 empty] | 0.75992 | 0
LCP_Inputs_ON_Diverse_Howarth_2023_05_05 | 2027 | Battery Storage | Storage | Electricity | PJ | Dispatch-Storage | EmissionsCost | 0 | [6 empty] | 0.75992 | 0
LCP_Inputs_ON_Diverse_Howarth_2023_05_05 | 2027 | Battery Storage | Storage | Electricity | PJ | Dispatch-Storage | FuelCost | 0 | [6 empty] | 0.75992 | 0
LCP_Inputs_ON_Diverse_Howarth_2023_05_05 | 2027 | Battery Storage | Storage | Electricity | PJ | Dispatch-Storage | VOM | 0 | [6 empty] | 0.75992 | 0
LCP_Inputs_ON_Diverse_Howarth_2023_05_05 | 2027 | Battery Storage | Storage | Electricity | QC | Dispatch-Storage | EmissionsCost | 0 | [6 empty] | 0.75992 | 0
LCP_Inputs_ON_Diverse_Howarth_2023_05_05 | 2027 | Battery Storage | Storage | Electricity | QC | Dispatch-Storage | FuelCost | 0 | [6 empty] | 0.75992 | 0
LCP_Inputs_ON_Diverse_Howarth_2023_05_05 | 2027 | Battery Storage | Storage | Electricity | QC | Dispatch-Storage | VOM | 0 | [6 empty] | 0.75992 | 0
LCP_Inputs_ON_Diverse_Howarth_2023_05_05 | 2027 | Battery Storage | Storage | Electricity | WC | Dispatch-Storage | EmissionsCost | 0 | [6 empty] | 0.75992 | 0
LCP_Inputs_ON_Diverse_Howarth_2023_05_05 | 2027 | Battery Storage | Storage | Electricity | WC | Dispatch-Storage | FuelCost | 0 | [6 empty] | 0.75992 | 0
LCP_Inputs_ON_Diverse_Howarth_2023_05_05 | 2027 | Battery Storage | Storage | Electricity | WC | Dispatch-Storage | VOM | 0 | [6 empty] | 0.75992 | 0
LCP_Inputs_ON_Diverse_Howarth_2023_05_05 | 2027 | Biomass | Generation | Electricity | MI | Dispatch-Generation | EmissionsCost | 0 | [6 empty] | 0.75992 | 0
LCP_Inputs_ON_Diverse_Howarth_2023_05_05 | 2027 | Biomass | Generation | Electricity | MI | Dispatch-Generation | FuelCost | 0 | [6 empty] | 0.75992 | 0
LCP_Inputs_ON_Diverse_Howarth_2023_05_05 | 2027 | Biomass | Generation | Electricity | MI | Dispatch-Generation | VOM | 0 | [6 empty] | 0.75992 | 0
LCP_Inputs_ON_Diverse_Howarth_2023_05_05 | 2027 | Biomass | Generation | Electricity | NY | Dispatch-Generation | EmissionsCost | 0 | [6 empty] | 0.75992 | 0
LCP_Inputs_ON_Diverse_Howarth_2023_05_05 | 2027 | Biomass | Generation | Electricity | NY | Dispatch-Generation | FuelCost | 0 | [6 empty] | 0.75992 | 0
LCP_Inputs_ON_Diverse_Howarth_2023_05_05 | 2027 | Biomass | Generation | Electricity | NY | Dispatch-Generation | VOM | 0 | [6 empty] | 0.75992 | 0
LCP_Inputs_ON_Diverse_Howarth_2023_05_05 | 2027 | Biomass | Generation | Electricity | ON | Dispatch-Generation | EmissionsCost | 0 | [6 empty] | 0.75992 | 0
LCP_Inputs_ON_Diverse_Howarth_2023_05_05 | 2027 | Biomass | Generation | Electricity | ON | Dispatch-Generation | FuelCost | 0 | [6 empty] | 0.75992 | 0
LCP_Inputs_ON_Diverse_Howarth_2023_05_05 | 2027 | Biomass | Generation | Electricity | ON | Dispatch-Generation | VOM | 0 | [6 empty] | 0.75992 | 0
LCP_Inputs_ON_Diverse_Howarth_2023_05_05 | 2027 | Biomass | Generation | Electricity | PJ | Dispatch-Generation | EmissionsCost | 0 | [6 empty] | 0.75992 | 0
LCP_Inputs_ON_Diverse_Howarth_2023_05_05 | 2027 | Biomass | Generation | Electricity | PJ | Dispatch-Generation | FuelCost | 0 | [6 empty] | 0.75992 | 0
LCP_Inputs_ON_Diverse_Howarth_2023_05_05 | 2027 | Biomass | Generation | Electricity | PJ | Dispatch-Generation | VOM | 0 | [6 empty] | 0.75992 | 0
LCP_Inputs_ON_Diverse_Howarth_2023_05_05 | 2027 | Biomass | Generation | Electricity | QC | Dispatch-Generation | EmissionsCost | 0 | [6 empty] | 0.75992 | 0
LCP_Inputs_ON_Diverse_Howarth_2023_05_05 | 2027 | Biomass | Generation | Electricity | QC | Dispatch-Generation | FuelCost | 0 | [6 empty] | 0.75992 | 0
LCP_Inputs_ON_Diverse_Howarth_2023_05_05 | 2027 | Biomass | Generation | Electricity | QC | Dispatch-Generation | VOM | 0 | [6 empty] | 0.75992 | 0
LCP_Inputs_ON_Diverse_Howarth_2023_05_05 | 2027 | Biomass | Generation | Electricity | WC | Dispatch-Generation | EmissionsCost | 0 | [6 empty] | 0.75992 | 0
LCP_Inputs_ON_Diverse_Howarth_2023_05_05 | 2027 | Biomass | Generation | Electricity | WC | Dispatch-Generation | FuelCost | 0 | [6 empty] | 0.75992 | 0
LCP_Inputs_ON_Diverse_Howarth_2023_05_05 | 2027 | Biomass | Generation | Electricity | WC | Dispatch-Generation | VOM | 0 | [6 empty] | 0.75992 | 0
LCP_Inputs_ON_Diverse_Howarth_2023_05_05 | 2027 | Biomass + CCS | Generation | Electricity | MI | Dispatch-Generation | EmissionsCost | 0 | [6 empty] | 0.75992 | 0
LCP_Inputs_ON_Diverse_Howarth_2023_05_05 | 2027 | Biomass + CCS | Generation | Electricity | MI | Dispatch-Generation | FuelCost | 0 | [6 empty] | 0.75992 | 0
LCP_Inputs_ON_Diverse_Howarth_2023_05_05 | 2027 | Biomass + CCS | Generation | Electricity | MI | Dispatch-Generation | VOM | 0 | [6 empty] | 0.75992 | 0
LCP_Inputs_ON_Diverse_Howarth_2023_05_05 | 2027 | Biomass + CCS | Generation | Electricity | NY | Dispatch-Generation | EmissionsCost | 0 | [6 empty] | 0.75992 | 0
LCP_Inputs_ON_Diverse_Howarth_2023_05_05 | 2027 | Biomass + CCS | Generation | Electricity | NY | Dispatch-Generation | FuelCost | 0 | [6 empty] | 0.75992 | 0
LCP_Inputs_ON_Diverse_Howarth_2023_05_05 | 2027 | Biomass + CCS | Generation | Electricity | NY | Dispatch-Generation | VOM | 0 | [6 empty] | 0.75992 | 0
LCP_Inputs_ON_Diverse_Howarth_2023_05_05 | 2027 | Biomass + CCS | Generation | Electricity | ON | Dispatch-Generation | EmissionsCost | 0 | [6 empty] | 0.75992 | 0
LCP_Inputs_ON_Diverse_Howarth_2023_05_05 | 2027 | Biomass + CCS | Generation | Electricity | ON | Dispatch-Generation | FuelCost | 0 | [6 empty] | 0.75992 | 0
LCP_Inputs_ON_Diverse_Howarth_2023_05_05 | 2027 | Biomass + CCS | Generation | Electricity | ON | Dispatch-Generation | VOM | 0 | [6 empty] | 0.75992 | 0
LCP_Inputs_ON_Diverse_Howarth_2023_05_05 | 2027 | Biomass + CCS | Generation | Electricity | PJ | Dispatch-Generation | EmissionsCost | 0 | [6 empty] | 0.75992 | 0
LCP_Inputs_ON_Diverse_Howarth_2023_05_05 | 2027 | Biomass + CCS | Generation | Electricity | PJ | Dispatch-Generation | FuelCost | 0 | [6 empty] | 0.75992 | 0
LCP_Inputs_ON_Diverse_Howarth_2023_05_05 | 2027 | Biomass + CCS | Generation | Electricity | PJ | Dispatch-Generation | VOM | 0 | [6 empty] | 0.75992 | 0
LCP_Inputs_ON_Diverse_Howarth_2023_05_05 | 2027 | Biomass + CCS | Generation | Electricity | QC | Dispatch-Generation | EmissionsCost | 0 | [6 empty] | 0.75992 | 0
LCP_Inputs_ON_Diverse_Howarth_2023_05_05 | 2027 | Biomass + CCS | Generation | Electricity | QC | Dispatch-Generation | FuelCost | 0 | [6 empty] | 0.75992 | 0
LCP_Inputs_ON_Diverse_Howarth_2023_05_05 | 2027 | Biomass + CCS | Generation | Electricity | QC | Dispatch-Generation | VOM | 0 | [6 empty] | 0.75992 | 0
LCP_Inputs_ON_Diverse_Howarth_2023_05_05 | 2027 | Biomass + CCS | Generation | Electricity | WC | Dispatch-Generation | EmissionsCost | 0 | [6 empty] | 0.75992 | 0
LCP_Inputs_ON_Diverse_Howarth_2023_05_05 | 2027 | Biomass + CCS | Generation | Electricity | WC | Dispatch-Generation | FuelCost | 0 | [6 empty] | 0.75992 | 0
LCP_Inputs_ON_Diverse_Howarth_2023_05_05 | 2027 | Biomass + CCS | Generation | Electricity | WC | Dispatch-Generation | VOM | 0 | [6 empty] | 0.75992 | 0
LCP_Inputs_ON_Diverse_Howarth_2023_05_05 | 2027 | CH4 + CCS | Generation | Methane | MI | Dispatch-Generation | EmissionsCost | 0 | [6 empty] | 0.75992 | 0
LCP_Inputs_ON_Diverse_Howarth_2023_05_05 | 2027 | CH4 + CCS | Generation | Methane | MI | Dispatch-Generation | FuelCost | 0 | [6 empty] | 0.75992 | 0
LCP_Inputs_ON_Diverse_Howarth_2023_05_05 | 2027 | CH4 + CCS | Generation | Methane | MI | Dispatch-Generation | VOM | 0 | [6 empty] | 0.75992 | 0
LCP_Inputs_ON_Diverse_Howarth_2023_05_05 | 2027 | CH4 + CCS | Generation | Methane | NY | Dispatch-Generation | EmissionsCost | 0 | [6 empty] | 0.75992 | 0
LCP_Inputs_ON_Diverse_Howarth_2023_05_05 | 2027 | CH4 + CCS | Generation | Methane | NY | Dispatch-Generation | FuelCost | 0 | [6 empty] | 0.75992 | 0
LCP_Inputs_ON_Diverse_Howarth_2023_05_05 | 2027 | CH4 + CCS | Generation | Methane | NY | Dispatch-Generation | VOM | 0 | [6 empty] | 0.75992 | 0
LCP_Inputs_ON_Diverse_Howarth_2023_05_05 | 2027 | CH4 + CCS | Generation | Methane | ON | Dispatch-Generation | EmissionsCost | 0 | [6 empty] | 0.75992 | 0
LCP_Inputs_ON_Diverse_Howarth_2023_05_05 | 2027 | CH4 + CCS | Generation | Methane | ON | Dispatch-Generation | FuelCost | 0 | [6 empty] | 0.75992 | 0
LCP_Inputs_ON_Diverse_Howarth_2023_05_05 | 2027 | CH4 + CCS | Generation | Methane | ON | Dispatch-Generation | VOM | 0 | [6 empty] | 0.75992 | 0
LCP_Inputs_ON_Diverse_Howarth_2023_05_05 | 2027 | CH4 + CCS | Generation | Methane | PJ | Dispatch-Generation | EmissionsCost | 0 | [6 empty] | 0.75992 | 0
LCP_Inputs_ON_Diverse_Howarth_2023_05_05 | 2027 | CH4 + CCS | Generation | Methane | PJ | Dispatch-Generation | FuelCost | 0 | [6 empty] | 0.75992 | 0
LCP_Inputs_ON_Diverse_Howarth_2023_05_05 | 2027 | CH4 + CCS | Generation | Methane | PJ | Dispatch-Generation | VOM | 0 | [6 empty] | 0.75992 | 0
LCP_Inputs_ON_Diverse_Howarth_2023_05_05 | 2027 | CH4 + CCS | Generation | Methane | QC | Dispatch-Generation | EmissionsCost | 0 | [6 empty] | 0.75992 | 0
LCP_Inputs_ON_Diverse_Howarth_2023_05_05 | 2027 | CH4 + CCS | Generation | Methane | QC | Dispatch-Generation | FuelCost | 0 | [6 empty] | 0.75992 | 0
LCP_Inputs_ON_Diverse_Howarth_2023_05_05 | 2027 | CH4 + CCS | Generation | Methane | QC | Dispatch-Generation | VOM | 0 | [6 empty] | 0.75992 | 0
LCP_Inputs_ON_Diverse_Howarth_2023_05_05 | 2027 | CH4 + CCS | Generation | Methane | WC | Dispatch-Generation | EmissionsCost | 0 | [6 empty] | 0.75992 | 0
LCP_Inputs_ON_Diverse_Howarth_2023_05_05 | 2027 | CH4 + CCS | Generation | Methane | WC | Dispatch-Generation | FuelCost | 0 | [6 empty] | 0.75992 | 0
LCP_Inputs_ON_Diverse_Howarth_2023_05_05 | 2027 | CH4 + CCS | Generation | Methane | WC | Dispatch-Generation | VOM | 0 | [6 empty] | 0.75992 | 0
LCP_Inputs_ON_Diverse_Howarth_2023_05_05 | 2027 | CH4 Import - NY 2020 | Import | Methane | MI | Dispatch-Import | EmissionsCost | 0 | [6 empty] | 0.75992 | 0
LCP_Inputs_ON_Diverse_Howarth_2023_05_05 | 2027 | CH4 Import - NY 2020 | Import | Methane | MI | Dispatch-Import | FuelCost | 0 | [6 empty] | 0.75992 | 0
LCP_Inputs_ON_Diverse_Howarth_2023_05_05 | 2027 | CH4 Import - NY 2020 | Import | Methane | MI | Dispatch-Import | VOM | 0 | [6 empty] | 0.75992 | 0
LCP_Inputs_ON_Diverse_Howarth_2023_05_05 | 2027 | CH4 Import - NY 2020 | Import | Methane | NY | Dispatch-Import | EmissionsCost | 282343065.1873 | [6 empty] | 0.75992 | 214557524.6699
LCP_Inputs_ON_Diverse_Howarth_2023_05_05 | 2027 | CH4 Import - NY 2020 | Import | Methane | NY | Dispatch-Import | FuelCost | 407790143.0843 | [6 empty] | 0.75992 | 309886993.7779
LCP_Inputs_ON_Diverse_Howarth_2023_05_05 | 2027 | CH4 Import - NY 2020 | Import | Methane | NY | Dispatch-Import | VOM | 0 | [6 empty] | 0.75992 | 0
LCP_Inputs_ON_Diverse_Howarth_2023_05_05 | 2027 | CH4 Import - NY 2020 | Import | Methane | ON | Dispatch-Import | EmissionsCost | 0 | [6 empty] | 0.75992 | 0
LCP_Inputs_ON_Diverse_Howarth_2023_05_05 | 2027 | CH4 Import - NY 2020 | Import | Methane | ON | Dispatch-Import | FuelCost | 0 | [6 empty] | 0.75992 | 0
LCP_Inputs_ON_Diverse_Howarth_2023_05_05 | 2027 | CH4 Import - NY 2020 | Import | Methane | ON | Dispatch-Import | VOM | 0 | [6 empty] | 0.75992 | 0
LCP_Inputs_ON_Diverse_Howarth_2023_05_05 | 2027 | CH4 Import - NY 2020 | Import | Methane | PJ | Dispatch-Import | EmissionsCost | 0 | [6 empty] | 0.75992 | 0
LCP_Inputs_ON_Diverse_Howarth_2023_05_05 | 2027 | CH4 Import - NY 2020 | Import | Methane | PJ | Dispatch-Import | FuelCost | 0 | [6 empty] | 0.75992 | 0
LCP_Inputs_ON_Diverse_Howarth_2023_05_05 | 2027 | CH4 Import - NY 2020 | Import | Methane | PJ | Dispatch-Import | VOM | 0 | [6 empty] | 0.75992 | 0
LCP_Inputs_ON_Diverse_Howarth_2023_05_05 | 2027 | CH4 Import - NY 2020 | Import | Methane | QC | Dispatch-Import | EmissionsCost | 0 | [6 empty] | 0.75992 | 0
LCP_Inputs_ON_Diverse_Howarth_2023_05_05 | 2027 | CH4 Import - NY 2020 | Import | Methane | QC | Dispatch-Import | FuelCost | 0 | [6 empty] | 0.75992 | 0
LCP_Inputs_ON_Diverse_Howarth_2023_05_05 | 2027 | CH4 Import - NY 2020 | Import | Methane | QC | Dispatch-Import | VOM | 0 | [6 empty] | 0.75992 | 0
LCP_Inputs_ON_Diverse_Howarth_2023_05_05 | 2027 | CH4 Import - NY 2020 | Import | Methane | WC | Dispatch-Import | EmissionsCost | 0 | [6 empty] | 0.75992 | 0
LCP_Inputs_ON_Diverse_Howarth_2023_05_05 | 2027 | CH4 Import - NY 2020 | Import | Methane | WC | Dispatch-Import | FuelCost | 0 | [6 empty] | 0.75992 | 0
LCP_Inputs_ON_Diverse_Howarth_2023_05_05 | 2027 | CH4 Import - NY 2020 | Import | Methane | WC | Dispatch-Import | VOM | 0 | [6 empty] | 0.75992 | 0
LCP_Inputs_ON_Diverse_Howarth_2023_05_05 | 2027 | CH4 Import - NY 2030 | Import | Methane | MI | Dispatch-Import | EmissionsCost | 0 | [6 empty] | 0.75992 | 0
LCP_Inputs_ON_Diverse_Howarth_2023_05_05 | 2027 | CH4 Import - NY 2030 | Import | Methane | MI | Dispatch-Import | FuelCost | 0 | [6 empty] | 0.75992 | 0
LCP_Inputs_ON_Diverse_Howarth_2023_05_05 | 2027 | CH4 Import - NY 2030 | Import | Methane | MI | Dispatch-Import | VOM | 0 | [6 empty] | 0.75992 | 0
LCP_Inputs_ON_Diverse_Howarth_2023_05_05 | 2027 | CH4 Import - NY 2030 | Import | Methane | NY | Dispatch-Import | EmissionsCost | 0 | [6 empty] | 0.75992 | 0
LCP_Inputs_ON_Diverse_Howarth_2023_05_05 | 2027 | CH4 Import - NY 2030 | Import | Methane | NY | Dispatch-Import | FuelCost | 0 | [6 empty] | 0.75992 | 0
LCP_Inputs_ON_Diverse_Howarth_2023_05_05 | 2027 | CH4 Import - NY 2030 | Import | Methane | NY | Dispatch-Import | VOM | 0 | [6 empty] | 0.75992 | 0
LCP_Inputs_ON_Diverse_Howarth_2023_05_05 | 2027 | CH4 Import - NY 2030 | Import | Methane | ON | Dispatch-Import | EmissionsCost | 0 | [6 empty] | 0.75992 | 0
LCP_Inputs_ON_Diverse_Howarth_2023_05_05 | 2027 | CH4 Import - NY 2030 | Import | Methane | ON | Dispatch-Import | FuelCost | 0 | [6 empty] | 0.75992 | 0
LCP_Inputs_ON_Diverse_Howarth_2023_05_05 | 2027 | CH4 Import - NY 2030 | Import | Methane | ON | Dispatch-Import | VOM | 0 | [6 empty] | 0.75992 | 0
LCP_Inputs_ON_Diverse_Howarth_2023_05_05 | 2027 | CH4 Import - NY 2030 | Import | Methane | PJ | Dispatch-Import | EmissionsCost | 0 | [6 empty] | 0.75992 | 0
LCP_Inputs_ON_Diverse_Howarth_2023_05_05 | 2027 | CH4 Import - NY 2030 | Import | Methane | PJ | Dispatch-Import | FuelCost | 0 | [6 empty] | 0.75992 | 0
LCP_Inputs_ON_Diverse_Howarth_2023_05_05 | 2027 | CH4 Import - NY 2030 | Import | Methane | PJ | Dispatch-Import | VOM | 0 | [6 empty] | 0.75992 | 0
LCP_Inputs_ON_Diverse_Howarth_2023_05_05 | 2027 | CH4 Import - NY 2030 | Import | Methane | QC | Dispatch-Import | EmissionsCost | 0 | [6 empty] | 0.75992 | 0
LCP_Inputs_ON_Diverse_Howarth_2023_05_05 | 2027 | CH4 Import - NY 2030 | Import | Methane | QC | Dispatch-Import | FuelCost | 0 | [6 empty] | 0.75992 | 0
LCP_Inputs_ON_Diverse_Howarth_2023_05_05 | 2027 | CH4 Import - NY 2030 | Import | Methane | QC | Dispatch-Import | VOM | 0 | [6 empty] | 0.75992 | 0
LCP_Inputs_ON_Diverse_Howarth_2023_05_05 | 2027 | CH4 Import - NY 2030 | Import | Methane | WC | Dispatch-Import | EmissionsCost | 0 | [6 empty] | 0.75992 | 0
LCP_Inputs_ON_Diverse_Howarth_2023_05_05 | 2027 | CH4 Import - NY 2030 | Import | Methane | WC | Dispatch-Import | FuelCost | 0 | [6 empty] | 0.75992 | 0
LCP_Inputs_ON_Diverse_Howarth_2023_05_05 | 2027 | CH4 Import - NY 2030 | Import | Methane | WC | Dispatch-Import | VOM | 0 | [6 empty] | 0.75992 | 0
LCP_Inputs_ON_Diverse_Howarth_2023_05_05 | 2027 | CH4 Import - NY 2040 | Import | Methane | MI | Dispatch-Import | EmissionsCost | 0 | [6 empty] | 0.75992 | 0
LCP_Inputs_ON_Diverse_Howarth_2023_05_05 | 2027 | CH4 Import - NY 2040 | Import | Methane | MI | Dispatch-Import | FuelCost | 0 | [6 empty] | 0.75992 | 0
LCP_Inputs_ON_Diverse_Howarth_2023_05_05 | 2027 | CH4 Import - NY 2040 | Import | Methane | MI | Dispatch-Import | VOM | 0 | [6 empty] | 0.75992 | 0
LCP_Inputs_ON_Diverse_Howarth_2023_05_05 | 2027 | CH4 Import - NY 2040 | Import | Methane | NY | Dispatch-Import | EmissionsCost | 0 | [6 empty] | 0.75992 | 0
LCP_Inputs_ON_Diverse_Howarth_2023_05_05 | 2027 | CH4 Import - NY 2040 | Import | Methane | NY | Dispatch-Import | FuelCost | 0 | [6 empty] | 0.75992 | 0
LCP_Inputs_ON_Diverse_Howarth_2023_05_05 | 2027 | CH4 Import - NY 2040 | Import | Methane | NY | Dispatch-Import | VOM | 0 | [6 empty] | 0.75992 | 0
LCP_Inputs_ON_Diverse_Howarth_2023_05_05 | 2027 | CH4 Import - NY 2040 | Import | Methane | ON | Dispatch-Import | EmissionsCost | 0 | [6 empty] | 0.75992 | 0
LCP_Inputs_ON_Diverse_Howarth_2023_05_05 | 2027 | CH4 Import - NY 2040 | Import | Methane | ON | Dispatch-Import | FuelCost | 0 | [6 empty] | 0.75992 | 0
LCP_Inputs_ON_Diverse_Howarth_2023_05_05 | 2027 | CH4 Import - NY 2040 | Import | Methane | ON | Dispatch-Import | VOM | 0 | [6 empty] | 0.75992 | 0
LCP_Inputs_ON_Diverse_Howarth_2023_05_05 | 2027 | CH4 Import - NY 2040 | Import | Methane | PJ | Dispatch-Import | EmissionsCost | 0 | [6 empty] | 0.75992 | 0
LCP_Inputs_ON_Diverse_Howarth_2023_05_05 | 2027 | CH4 Import - NY 2040 | Import | Methane | PJ | Dispatch-Import | FuelCost | 0 | [6 empty] | 0.75992 | 0
LCP_Inputs_ON_Diverse_Howarth_2023_05_05 | 2027 | CH4 Import - NY 2040 | Import | Methane | PJ | Dispatch-Import | VOM | 0 | [6 empty] | 0.75992 | 0
LCP_Inputs_ON_Diverse_Howarth_2023_05_05 | 2027 | CH4 Import - NY 2040 | Import | Methane | QC | Dispatch-Import | EmissionsCost | 0 | [6 empty] | 0.75992 | 0
LCP_Inputs_ON_Diverse_Howarth_2023_05_05 | 2027 | CH4 Import - NY 2040 | Import | Methane | QC | Dispatch-Import | FuelCost | 0 | [6 empty] | 0.75992 | 0
LCP_Inputs_ON_Diverse_Howarth_2023_05_05 | 2027 | CH4 Import - NY 2040 | Import | Methane | QC | Dispatch-Import | VOM | 0 | [6 empty] | 0.75992 | 0
LCP_Inputs_ON_Diverse_Howarth_2023_05_05 | 2027 | CH4 Import - NY 2040 | Import | Methane | WC | Dispatch-Import | EmissionsCost | 0 | [6 empty] | 0.75992 | 0
LCP_Inputs_ON_Diverse_Howarth_2023_05_05 | 2027 | CH4 Import - NY 2040 | Import | Methane | WC | Dispatch-Import | FuelCost | 0 | [6 empty] | 0.75992 | 0
LCP_Inputs_ON_Diverse_Howarth_2023_05_05 | 2027 | CH4 Import - NY 2040 | Import | Methane | WC | Dispatch-Import | VOM | 0 | [6 empty] | 0.75992 | 0
LCP_Inputs_ON_Diverse_Howarth_2023_05_05 | 2027 | CH4 Import - NY 2050 | Import | Methane | MI | Dispatch-Import | EmissionsCost | 0 | [6 empty] | 0.75992 | 0
LCP_Inputs_ON_Diverse_Howarth_2023_05_05 | 2027 | CH4 Import - NY 2050 | Import | Methane | MI | Dispatch-Import | FuelCost | 0 | [6 empty] | 0.75992 | 0
LCP_Inputs_ON_Diverse_Howarth_2023_05_05 | 2027 | CH4 Import - NY 2050 | Import | Methane | MI | Dispatch-Import | VOM | 0 | [6 empty] | 0.75992 | 0
LCP_Inputs_ON_Diverse_Howarth_2023_05_05 | 2027 | CH4 Import - NY 2050 | Import | Methane | NY | Dispatch-Import | EmissionsCost | 0 | [6 empty] | 0.75992 | 0
LCP_Inputs_ON_Diverse_Howarth_2023_05_05 | 2027 | CH4 Import - NY 2050 | Import | Methane | NY | Dispatch-Import | FuelCost | 0 | [6 empty] | 0.75992 | 0
LCP_Inputs_ON_Diverse_Howarth_2023_05_05 | 2027 | CH4 Import - NY 2050 | Import | Methane | NY | Dispatch-Import | VOM | 0 | [6 empty] | 0.75992 | 0
LCP_Inputs_ON_Diverse_Howarth_2023_05_05 | 2027 | CH4 Import - NY 2050 | Import | Methane | ON | Dispatch-Import | EmissionsCost | 0 | [6 empty] | 0.75992 | 0
LCP_Inputs_ON_Diverse_Howarth_2023_05_05 | 2027 | CH4 Import - NY 2050 | Import | Methane | ON | Dispatch-Import | FuelCost | 0 | [6 empty] | 0.75992 | 0
LCP_Inputs_ON_Diverse_Howarth_2023_05_05 | 2027 | CH4 Import - NY 2050 | Import | Methane | ON | Dispatch-Import | VOM | 0 | [6 empty] | 0.75992 | 0
LCP_Inputs_ON_Diverse_Howarth_2023_05_05 | 2027 | CH4 Import - NY 2050 | Import | Methane | PJ | Dispatch-Import | EmissionsCost | 0 | [6 empty] | 0.75992 | 0
LCP_Inputs_ON_Diverse_Howarth_2023_05_05 | 2027 | CH4 Import - NY 2050 | Import | Methane | PJ | Dispatch-Import | FuelCost | 0 | [6 empty] | 0.75992 | 0
LCP_Inputs_ON_Diverse_Howarth_2023_05_05 | 2027 | CH4 Import - NY 2050 | Import | Methane | PJ | Dispatch-Import | VOM | 0 | [6 empty] | 0.75992 | 0
LCP_Inputs_ON_Diverse_Howarth_2023_05_05 | 2027 | CH4 Import - NY 2050 | Import | Methane | QC | Dispatch-Import | EmissionsCost | 0 | [6 empty] | 0.75992 | 0
LCP_Inputs_ON_Diverse_Howarth_2023_05_05 | 2027 | CH4 Import - NY 2050 | Import | Methane | QC | Dispatch-Import | FuelCost | 0 | [6 empty] | 0.75992 | 0
LCP_Inputs_ON_Diverse_Howarth_2023_05_05 | 2027 | CH4 Import - NY 2050 | Import | Methane | QC | Dispatch-Import | VOM | 0 | [6 empty] | 0.75992 | 0
LCP_Inputs_ON_Diverse_Howarth_2023_05_05 | 2027 | CH4 Import - NY 2050 | Import | Methane | WC | Dispatch-Import | EmissionsCost | 0 | [6 empty] | 0.75992 | 0
LCP_Inputs_ON_Diverse_Howarth_2023_05_05 | 2027 | CH4 Import - NY 2050 | Import | Methane | WC | Dispatch-Import | FuelCost | 0 | [6 empty] | 0.75992 | 0
LCP_Inputs_ON_Diverse_Howarth_2023_05_05 | 2027 | CH4 Import - NY 2050 | Import | Methane | WC | Dispatch-Import | VOM | 0 | [6 empty] | 0.75992 | 0
LCP_Inputs_ON_Diverse_Howarth_2023_05_05 | 2027 | CH4 Import - WC 2020 | Import | Methane | MI | Dispatch-Import | EmissionsCost | 0 | [6 empty] | 0.75992 | 0
LCP_Inputs_ON_Diverse_Howarth_2023_05_05 | 2027 | CH4 Import - WC 2020 | Import | Methane | MI | Dispatch-Import | FuelCost | 0 | [6 empty] | 0.75992 | 0
LCP_Inputs_ON_Diverse_Howarth_2023_05_05 | 2027 | CH4 Import - WC 2020 | Import | Methane | MI | Dispatch-Import | VOM | 0 | [6 empty] | 0.75992 | 0
LCP_Inputs_ON_Diverse_Howarth_2023_05_05 | 2027 | CH4 Import - WC 2020 | Import | Methane | NY | Dispatch-Import | EmissionsCost | 0 | [6 empty] | 0.75992 | 0
LCP_Inputs_ON_Diverse_Howarth_2023_05_05 | 2027 | CH4 Import - WC 2020 | Import | Methane | NY | Dispatch-Import | FuelCost | 0 | [6 empty] | 0.75992 | 0
LCP_Inputs_ON_Diverse_Howarth_2023_05_05 | 2027 | CH4 Import - WC 2020 | Import | Methane | NY | Dispatch-Import | VOM | 0 | [6 empty] | 0.75992 | 0
LCP_Inputs_ON_Diverse_Howarth_2023_05_05 | 2027 | CH4 Import - WC 2020 | Import | Methane | ON | Dispatch-Import | EmissionsCost | 0 | [6 empty] | 0.75992 | 0
LCP_Inputs_ON_Diverse_Howarth_2023_05_05 | 2027 | CH4 Import - WC 2020 | Import | Methane | ON | Dispatch-Import | FuelCost | 0 | [6 empty] | 0.75992 | 0
LCP_Inputs_ON_Diverse_Howarth_2023_05_05 | 2027 | CH4 Import - WC 2020 | Import | Methane | ON | Dispatch-Import | VOM | 0 | [6 empty] | 0.75992 | 0
LCP_Inputs_ON_Diverse_Howarth_2023_05_05 | 2027 | CH4 Import - WC 2020 | Import | Methane | PJ | Dispatch-Import | EmissionsCost | 0 | [6 empty] | 0.75992 | 0
LCP_Inputs_ON_Diverse_Howarth_2023_05_05 | 2027 | CH4 Import - WC 2020 | Import | Methane | PJ | Dispatch-Import | FuelCost | 0 | [6 empty] | 0.75992 | 0
LCP_Inputs_ON_Diverse_Howarth_2023_05_05 | 2027 | CH4 Import - WC 2020 | Import | Methane | PJ | Dispatch-Import | VOM | 0 | [6 empty] | 0.75992 | 0
LCP_Inputs_ON_Diverse_Howarth_2023_05_05 | 2027 | CH4 Import - WC 2020 | Import | Methane | QC | Dispatch-Import | EmissionsCost | 0 | [6 empty] | 0.75992 | 0
LCP_Inputs_ON_Diverse_Howarth_2023_05_05 | 2027 | CH4 Import - WC 2020 | Import | Methane | QC | Dispatch-Import | FuelCost | 0 | [6 empty] | 0.75992 | 0
LCP_Inputs_ON_Diverse_Howarth_2023_05_05 | 2027 | CH4 Import - WC 2020 | Import | Methane | QC | Dispatch-Import | VOM | 0 | [6 empty] | 0.75992 | 0
LCP_Inputs_ON_Diverse_Howarth_2023_05_05 | 2027 | CH4 Import - WC 2020 | Import | Methane | WC | Dispatch-Import | EmissionsCost | 1306945425.5377 | [6 empty] | 0.75992 | 993171109.7491
LCP_Inputs_ON_Diverse_Howarth_2023_05_05 | 2027 | CH4 Import - WC 2020 | Import | Methane | WC | Dispatch-Import | FuelCost | 1887630786.0789 | [6 empty] | 0.75992 | 1434444259.09
LCP_Inputs_ON_Diverse_Howarth_2023_05_05 | 2027 | CH4 Import - WC 2020 | Import | Methane | WC | Dispatch-Import | VOM | 0 | [6 empty] | 0.75992 | 0
LCP_Inputs_ON_Diverse_Howarth_2023_05_05 | 2027 | CH4 Import - WC 2030 | Import | Methane | MI | Dispatch-Import | EmissionsCost | 0 | [6 empty] | 0.75992 | 0
LCP_Inputs_ON_Diverse_Howarth_2023_05_05 | 2027 | CH4 Import - WC 2030 | Import | Methane | MI | Dispatch-Import | FuelCost | 0 | [6 empty] | 0.75992 | 0
LCP_Inputs_ON_Diverse_Howarth_2023_05_05 | 2027 | CH4 Import - WC 2030 | Import | Methane | MI | Dispatch-Import | VOM | 0 | [6 empty] | 0.75992 | 0
LCP_Inputs_ON_Diverse_Howarth_2023_05_05 | 2027 | CH4 Import - WC 2030 | Import | Methane | NY | Dispatch-Import | EmissionsCost | 0 | [6 empty] | 0.75992 | 0
LCP_Inputs_ON_Diverse_Howarth_2023_05_05 | 2027 | CH4 Import - WC 2030 | Import | Methane | NY | Dispatch-Import | FuelCost | 0 | [6 empty] | 0.75992 | 0
LCP_Inputs_ON_Diverse_Howarth_2023_05_05 | 2027 | CH4 Import - WC 2030 | Import | Methane | NY | Dispatch-Import | VOM | 0 | [6 empty] | 0.75992 | 0
LCP_Inputs_ON_Diverse_Howarth_2023_05_05 | 2027 | CH4 Import - WC 2030 | Import | Methane | ON | Dispatch-Import | EmissionsCost | 0 | [6 empty] | 0.75992 | 0
LCP_Inputs_ON_Diverse_Howarth_2023_05_05 | 2027 | CH4 Import - WC 2030 | Import | Methane | ON | Dispatch-Import | FuelCost | 0 | [6 empty] | 0.75992 | 0
LCP_Inputs_ON_Diverse_Howarth_2023_05_05 | 2027 | CH4 Import - WC 2030 | Import | Methane | ON | Dispatch-Import | VOM | 0 | [6 empty] | 0.75992 | 0
LCP_Inputs_ON_Diverse_Howarth_2023_05_05 | 2027 | CH4 Import - WC 2030 | Import | Methane | PJ | Dispatch-Import | EmissionsCost | 0 | [6 empty] | 0.75992 | 0
LCP_Inputs_ON_Diverse_Howarth_2023_05_05 | 2027 | CH4 Import - WC 2030 | Import | Methane | PJ | Dispatch-Import | FuelCost | 0 | [6 empty] | 0.75992 | 0
LCP_Inputs_ON_Diverse_Howarth_2023_05_05 | 2027 | CH4 Import - WC 2030 | Import | Methane | PJ | Dispatch-Import | VOM | 0 | [6 empty] | 0.75992 | 0
LCP_Inputs_ON_Diverse_Howarth_2023_05_05 | 2027 | CH4 Import - WC 2030 | Import | Methane | QC | Dispatch-Import | EmissionsCost | 0 | [6 empty] | 0.75992 | 0
LCP_Inputs_ON_Diverse_Howarth_2023_05_05 | 2027 | CH4 Import - WC 2030 | Import | Methane | QC | Dispatch-Import | FuelCost | 0 | [6 empty] | 0.75992 | 0
LCP_Inputs_ON_Diverse_Howarth_2023_05_05 | 2027 | CH4 Import - WC 2030 | Import | Methane | QC | Dispatch-Import | VOM | 0 | [6 empty] | 0.75992 | 0
LCP_Inputs_ON_Diverse_Howarth_2023_05_05 | 2027 | CH4 Import - WC 2030 | Import | Methane | WC | Dispatch-Import | EmissionsCost | 0 | [6 empty] | 0.75992 | 0
LCP_Inputs_ON_Diverse_Howarth_2023_05_05 | 2027 | CH4 Import - WC 2030 | Import | Methane | WC | Dispatch-Import | FuelCost | 0 | [6 empty] | 0.75992 | 0
LCP_Inputs_ON_Diverse_Howarth_2023_05_05 | 2027 | CH4 Import - WC 2030 | Import | Methane | WC | Dispatch-Import | VOM | 0 | [6 empty] | 0.75992 | 0
LCP_Inputs_ON_Diverse_Howarth_2023_05_05 | 2027 | CH4 Import - WC 2040 | Import | Methane | MI | Dispatch-Import | EmissionsCost | 0 | [6 empty] | 0.75992 | 0
LCP_Inputs_ON_Diverse_Howarth_2023_05_05 | 2027 | CH4 Import - WC 2040 | Import | Methane | MI | Dispatch-Import | FuelCost | 0 | [6 empty] | 0.75992 | 0
LCP_Inputs_ON_Diverse_Howarth_2023_05_05 | 2027 | CH4 Import - WC 2040 | Import | Methane | MI | Dispatch-Import | VOM | 0 | [6 empty] | 0.75992 | 0
LCP_Inputs_ON_Diverse_Howarth_2023_05_05 | 2027 | CH4 Import - WC 2040 | Import | Methane | NY | Dispatch-Import | EmissionsCost | 0 | [6 empty] | 0.75992 | 0
LCP_Inputs_ON_Diverse_Howarth_2023_05_05 | 2027 | CH4 Import - WC 2040 | Import | Methane | NY | Dispatch-Import | FuelCost | 0 | [6 empty] | 0.75992 | 0
LCP_Inputs_ON_Diverse_Howarth_2023_05_05 | 2027 | CH4 Import - WC 2040 | Import | Methane | NY | Dispatch-Import | VOM | 0 | [6 empty] | 0.75992 | 0
LCP_Inputs_ON_Diverse_Howarth_2023_05_05 | 2027 | CH4 Import - WC 2040 | Import | Methane | ON | Dispatch-Import | EmissionsCost | 0 | [6 empty] | 0.75992 | 0
LCP_Inputs_ON_Diverse_Howarth_2023_05_05 | 2027 | CH4 Import - WC 2040 | Import | Methane | ON | Dispatch-Import | FuelCost | 0 | [6 empty] | 0.75992 | 0
LCP_Inputs_ON_Diverse_Howarth_2023_05_05 | 2027 | CH4 Import - WC 2040 | Import | Methane | ON | Dispatch-Import | VOM | 0 | [6 empty] | 0.75992 | 0
LCP_Inputs_ON_Diverse_Howarth_2023_05_05 | 2027 | CH4 Import - WC 2040 | Import | Methane | PJ | Dispatch-Import | EmissionsCost | 0 | [6 empty] | 0.75992 | 0
LCP_Inputs_ON_Diverse_Howarth_2023_05_05 | 2027 | CH4 Import - WC 2040 | Import | Methane | PJ | Dispatch-Import | FuelCost | 0 | [6 empty] | 0.75992 | 0
LCP_Inputs_ON_Diverse_Howarth_2023_05_05 | 2027 | CH4 Import - WC 2040 | Import | Methane | PJ | Dispatch-Import | VOM | 0 | [6 empty] | 0.75992 | 0
LCP_Inputs_ON_Diverse_Howarth_2023_05_05 | 2027 | CH4 Import - WC 2040 | Import | Methane | QC | Dispatch-Import | EmissionsCost | 0 | [6 empty] | 0.75992 | 0
LCP_Inputs_ON_Diverse_Howarth_2023_05_05 | 2027 | CH4 Import - WC 2040 | Import | Methane | QC | Dispatch-Import | FuelCost | 0 | [6 empty] | 0.75992 | 0
LCP_Inputs_ON_Diverse_Howarth_2023_05_05 | 2027 | CH4 Import - WC 2040 | Import | Methane | QC | Dispatch-Import | VOM | 0 | [6 empty] | 0.75992 | 0
LCP_Inputs_ON_Diverse_Howarth_2023_05_05 | 2027 | CH4 Import - WC 2040 | Import | Methane | WC | Dispatch-Import | EmissionsCost | 0 | [6 empty] | 0.75992 | 0
LCP_Inputs_ON_Diverse_Howarth_2023_05_05 | 2027 | CH4 Import - WC 2040 | Import | Methane | WC | Dispatch-Import | FuelCost | 0 | [6 empty] | 0.75992 | 0
LCP_Inputs_ON_Diverse_Howarth_2023_05_05 | 2027 | CH4 Import - WC 2040 | Import | Methane | WC | Dispatch-Import | VOM | 0 | [6 empty] | 0.75992 | 0
LCP_Inputs_ON_Diverse_Howarth_2023_05_05 | 2027 | CH4 Import - WC 2050 | Import | Methane | MI | Dispatch-Import | EmissionsCost | 0 | [6 empty] | 0.75992 | 0
LCP_Inputs_ON_Diverse_Howarth_2023_05_05 | 2027 | CH4 Import - WC 2050 | Import | Methane | MI | Dispatch-Import | FuelCost | 0 | [6 empty] | 0.75992 | 0
LCP_Inputs_ON_Diverse_Howarth_2023_05_05 | 2027 | CH4 Import - WC 2050 | Import | Methane | MI | Dispatch-Import | VOM | 0 | [6 empty] | 0.75992 | 0
LCP_Inputs_ON_Diverse_Howarth_2023_05_05 | 2027 | CH4 Import - WC 2050 | Import | Methane | NY | Dispatch-Import | EmissionsCost | 0 | [6 empty] | 0.75992 | 0
LCP_Inputs_ON_Diverse_Howarth_2023_05_05 | 2027 | CH4 Import - WC 2050 | Import | Methane | NY | Dispatch-Import | FuelCost | 0 | [6 empty] | 0.75992 | 0
LCP_Inputs_ON_Diverse_Howarth_2023_05_05 | 2027 | CH4 Import - WC 2050 | Import | Methane | NY | Dispatch-Import | VOM | 0 | [6 empty] | 0.75992 | 0
LCP_Inputs_ON_Diverse_Howarth_2023_05_05 | 2027 | CH4 Import - WC 2050 | Import | Methane | ON | Dispatch-Import | EmissionsCost | 0 | [6 empty] | 0.75992 | 0
LCP_Inputs_ON_Diverse_Howarth_2023_05_05 | 2027 | CH4 Import - WC 2050 | Import | Methane | ON | Dispatch-Import | FuelCost | 0 | [6 empty] | 0.75992 | 0
LCP_Inputs_ON_Diverse_Howarth_2023_05_05 | 2027 | CH4 Import - WC 2050 | Import | Methane | ON | Dispatch-Import | VOM | 0 | [6 empty] | 0.75992 | 0
LCP_Inputs_ON_Diverse_Howarth_2023_05_05 | 2027 | CH4 Import - WC 2050 | Import | Methane | PJ | Dispatch-Import | EmissionsCost | 0 | [6 empty] | 0.75992 | 0
LCP_Inputs_ON_Diverse_Howarth_2023_05_05 | 2027 | CH4 Import - WC 2050 | Import | Methane | PJ | Dispatch-Import | FuelCost | 0 | [6 empty] | 0.75992 | 0
LCP_Inputs_ON_Diverse_Howarth_2023_05_05 | 2027 | CH4 Import - WC 2050 | Import | Methane | PJ | Dispatch-Import | VOM | 0 | [6 empty] | 0.75992 | 0
LCP_Inputs_ON_Diverse_Howarth_2023_05_05 | 2027 | CH4 Import - WC 2050 | Import | Methane | QC | Dispatch-Import | EmissionsCost | 0 | [6 empty] | 0.75992 | 0
LCP_Inputs_ON_Diverse_Howarth_2023_05_05 | 2027 | CH4 Import - WC 2050 | Import | Methane | QC | Dispatch-Import | FuelCost | 0 | [6 empty] | 0.75992 | 0
LCP_Inputs_ON_Diverse_Howarth_2023_05_05 | 2027 | CH4 Import - WC 2050 | Import | Methane | QC | Dispatch-Import | VOM | 0 | [6 empty] | 0.75992 | 0
LCP_Inputs_ON_Diverse_Howarth_2023_05_05 | 2027 | CH4 Import - WC 2050 | Import | Methane | WC | Dispatch-Import | EmissionsCost | 0 | [6 empty] | 0.75992 | 0
LCP_Inputs_ON_Diverse_Howarth_2023_05_05 | 2027 | CH4 Import - WC 2050 | Import | Methane | WC | Dispatch-Import | FuelCost | 0 | [6 empty] | 0.75992 | 0
LCP_Inputs_ON_Diverse_Howarth_2023_05_05 | 2027 | CH4 Import - WC 2050 | Import | Methane | WC | Dispatch-Import | VOM | 0 | [6 empty] | 0.75992 | 0
LCP_Inputs_ON_Diverse_Howarth_2023_05_05 | 2027 | CH4 Salt Cavern Storage - ON | Storage | Methane | MI | Dispatch-Storage | EmissionsCost | 0 | [6 empty] | 0.75992 | 0
LCP_Inputs_ON_Diverse_Howarth_2023_05_05 | 2027 | CH4 Salt Cavern Storage - ON | Storage | Methane | MI | Dispatch-Storage | FuelCost | 0 | [6 empty] | 0.75992 | 0
LCP_Inputs_ON_Diverse_Howarth_2023_05_05 | 2027 | CH4 Salt Cavern Storage - ON | Storage | Methane | MI | Dispatch-Storage | VOM | 0 | [6 empty] | 0.75992 | 0
LCP_Inputs_ON_Diverse_Howarth_2023_05_05 | 2027 | CH4 Salt Cavern Storage - ON | Storage | Methane | NY | Dispatch-Storage | EmissionsCost | 0 | [6 empty] | 0.75992 | 0
LCP_Inputs_ON_Diverse_Howarth_2023_05_05 | 2027 | CH4 Salt Cavern Storage - ON | Storage | Methane | NY | Dispatch-Storage | FuelCost | 0 | [6 empty] | 0.75992 | 0
LCP_Inputs_ON_Diverse_Howarth_2023_05_05 | 2027 | CH4 Salt Cavern Storage - ON | Storage | Methane | NY | Dispatch-Storage | VOM | 0 | [6 empty] | 0.75992 | 0
LCP_Inputs_ON_Diverse_Howarth_2023_05_05 | 2027 | CH4 Salt Cavern Storage - ON | Storage | Methane | ON | Dispatch-Storage | EmissionsCost | 0 | [6 empty] | 0.75992 | 0
LCP_Inputs_ON_Diverse_Howarth_2023_05_05 | 2027 | CH4 Salt Cavern Storage - ON | Storage | Methane | ON | Dispatch-Storage | FuelCost | 0 | [6 empty] | 0.75992 | 0
LCP_Inputs_ON_Diverse_Howarth_2023_05_05 | 2027 | CH4 Salt Cavern Storage - ON | Storage | Methane | ON | Dispatch-Storage | VOM | 691417.795 | [6 empty] | 0.75992 | 525420.6988
LCP_Inputs_ON_Diverse_Howarth_2023_05_05 | 2027 | CH4 Salt Cavern Storage - ON | Storage | Methane | PJ | Dispatch-Storage | EmissionsCost | 0 | [6 empty] | 0.75992 | 0
LCP_Inputs_ON_Diverse_Howarth_2023_05_05 | 2027 | CH4 Salt Cavern Storage - ON | Storage | Methane | PJ | Dispatch-Storage | FuelCost | 0 | [6 empty] | 0.75992 | 0
LCP_Inputs_ON_Diverse_Howarth_2023_05_05 | 2027 | CH4 Salt Cavern Storage - ON | Storage | Methane | PJ | Dispatch-Storage | VOM | 0 | [6 empty] | 0.75992 | 0
LCP_Inputs_ON_Diverse_Howarth_2023_05_05 | 2027 | CH4 Salt Cavern Storage - ON | Storage | Methane | QC | Dispatch-Storage | EmissionsCost | 0 | [6 empty] | 0.75992 | 0
LCP_Inputs_ON_Diverse_Howarth_2023_05_05 | 2027 | CH4 Salt Cavern Storage - ON | Storage | Methane | QC | Dispatch-Storage | FuelCost | 0 | [6 empty] | 0.75992 | 0
LCP_Inputs_ON_Diverse_Howarth_2023_05_05 | 2027 | CH4 Salt Cavern Storage - ON | Storage | Methane | QC | Dispatch-Storage | VOM | 0 | [6 empty] | 0.75992 | 0
LCP_Inputs_ON_Diverse_Howarth_2023_05_05 | 2027 | CH4 Salt Cavern Storage - ON | Storage | Methane | WC | Dispatch-Storage | EmissionsCost | 0 | [6 empty] | 0.75992 | 0
LCP_Inputs_ON_Diverse_Howarth_2023_05_05 | 2027 | CH4 Salt Cavern Storage - ON | Storage | Methane | WC | Dispatch-Storage | FuelCost | 0 | [6 empty] | 0.75992 | 0
LCP_Inputs_ON_Diverse_Howarth_2023_05_05 | 2027 | CH4 Salt Cavern Storage - ON | Storage | Methane | WC | Dispatch-Storage | VOM | 0 | [6 empty] | 0.75992 | 0
LCP_Inputs_ON_Diverse_Howarth_2023_05_05 | 2027 | Electrolyser 2020/2030 | Crossload | Hydrogen | MI | Dispatch-Crossload | EmissionsCost | 0 | [6 empty] | 0.75992 | 0
LCP_Inputs_ON_Diverse_Howarth_2023_05_05 | 2027 | Electrolyser 2020/2030 | Crossload | Hydrogen | MI | Dispatch-Crossload | FuelCost | 0 | [6 empty] | 0.75992 | 0
LCP_Inputs_ON_Diverse_Howarth_2023_05_05 | 2027 | Electrolyser 2020/2030 | Crossload | Hydrogen | MI | Dispatch-Crossload | VOM | 0 | [6 empty] | 0.75992 | 0
LCP_Inputs_ON_Diverse_Howarth_2023_05_05 | 2027 | Electrolyser 2020/2030 | Crossload | Hydrogen | NY | Dispatch-Crossload | EmissionsCost | 0 | [6 empty] | 0.75992 | 0
LCP_Inputs_ON_Diverse_Howarth_2023_05_05 | 2027 | Electrolyser 2020/2030 | Crossload | Hydrogen | NY | Dispatch-Crossload | FuelCost | 0 | [6 empty] | 0.75992 | 0
LCP_Inputs_ON_Diverse_Howarth_2023_05_05 | 2027 | Electrolyser 2020/2030 | Crossload | Hydrogen | NY | Dispatch-Crossload | VOM | 0 | [6 empty] | 0.75992 | 0
LCP_Inputs_ON_Diverse_Howarth_2023_05_05 | 2027 | Electrolyser 2020/2030 | Crossload | Hydrogen | ON | Dispatch-Crossload | EmissionsCost | 0 | [6 empty] | 0.75992 | 0
LCP_Inputs_ON_Diverse_Howarth_2023_05_05 | 2027 | Electrolyser 2020/2030 | Crossload | Hydrogen | ON | Dispatch-Crossload | FuelCost | 0 | [6 empty] | 0.75992 | 0
LCP_Inputs_ON_Diverse_Howarth_2023_05_05 | 2027 | Electrolyser 2020/2030 | Crossload | Hydrogen | ON | Dispatch-Crossload | VOM | 0 | [6 empty] | 0.75992 | 0
LCP_Inputs_ON_Diverse_Howarth_2023_05_05 | 2027 | Electrolyser 2020/2030 | Crossload | Hydrogen | PJ | Dispatch-Crossload | EmissionsCost | 0 | [6 empty] | 0.75992 | 0
LCP_Inputs_ON_Diverse_Howarth_2023_05_05 | 2027 | Electrolyser 2020/2030 | Crossload | Hydrogen | PJ | Dispatch-Crossload | FuelCost | 0 | [6 empty] | 0.75992 | 0
LCP_Inputs_ON_Diverse_Howarth_2023_05_05 | 2027 | Electrolyser 2020/2030 | Crossload | Hydrogen | PJ | Dispatch-Crossload | VOM | 0 | [6 empty] | 0.75992 | 0
LCP_Inputs_ON_Diverse_Howarth_2023_05_05 | 2027 | Electrolyser 2020/2030 | Crossload | Hydrogen | QC | Dispatch-Crossload | EmissionsCost | 0 | [6 empty] | 0.75992 | 0
LCP_Inputs_ON_Diverse_Howarth_2023_05_05 | 2027 | Electrolyser 2020/2030 | Crossload | Hydrogen | QC | Dispatch-Crossload | FuelCost | 0 | [6 empty] | 0.75992 | 0
LCP_Inputs_ON_Diverse_Howarth_2023_05_05 | 2027 | Electrolyser 2020/2030 | Crossload | Hydrogen | QC | Dispatch-Crossload | VOM | 0 | [6 empty] | 0.75992 | 0
LCP_Inputs_ON_Diverse_Howarth_2023_05_05 | 2027 | Electrolyser 2020/2030 | Crossload | Hydrogen | WC | Dispatch-Crossload | EmissionsCost | 0 | [6 empty] | 0.75992 | 0
LCP_Inputs_ON_Diverse_Howarth_2023_05_05 | 2027 | Electrolyser 2020/2030 | Crossload | Hydrogen | WC | Dispatch-Crossload | FuelCost | 0 | [6 empty] | 0.75992 | 0
LCP_Inputs_ON_Diverse_Howarth_2023_05_05 | 2027 | Electrolyser 2020/2030 | Crossload | Hydrogen | WC | Dispatch-Crossload | VOM | 0 | [6 empty] | 0.75992 | 0
LCP_Inputs_ON_Diverse_Howarth_2023_05_05 | 2027 | Electrolyser 2040 | Crossload | Hydrogen | MI | Dispatch-Crossload | EmissionsCost | 0 | [6 empty] | 0.75992 | 0
LCP_Inputs_ON_Diverse_Howarth_2023_05_05 | 2027 | Electrolyser 2040 | Crossload | Hydrogen | MI | Dispatch-Crossload | FuelCost | 0 | [6 empty] | 0.75992 | 0
LCP_Inputs_ON_Diverse_Howarth_2023_05_05 | 2027 | Electrolyser 2040 | Crossload | Hydrogen | MI | Dispatch-Crossload | VOM | 0 | [6 empty] | 0.75992 | 0
LCP_Inputs_ON_Diverse_Howarth_2023_05_05 | 2027 | Electrolyser 2040 | Crossload | Hydrogen | NY | Dispatch-Crossload | EmissionsCost | 0 | [6 empty] | 0.75992 | 0
LCP_Inputs_ON_Diverse_Howarth_2023_05_05 | 2027 | Electrolyser 2040 | Crossload | Hydrogen | NY | Dispatch-Crossload | FuelCost | 0 | [6 empty] | 0.75992 | 0
LCP_Inputs_ON_Diverse_Howarth_2023_05_05 | 2027 | Electrolyser 2040 | Crossload | Hydrogen | NY | Dispatch-Crossload | VOM | 0 | [6 empty] | 0.75992 | 0
LCP_Inputs_ON_Diverse_Howarth_2023_05_05 | 2027 | Electrolyser 2040 | Crossload | Hydrogen | ON | Dispatch-Crossload | EmissionsCost | 0 | [6 empty] | 0.75992 | 0
LCP_Inputs_ON_Diverse_Howarth_2023_05_05 | 2027 | Electrolyser 2040 | Crossload | Hydrogen | ON | Dispatch-Crossload | FuelCost | 0 | [6 empty] | 0.75992 | 0
LCP_Inputs_ON_Diverse_Howarth_2023_05_05 | 2027 | Electrolyser 2040 | Crossload | Hydrogen | ON | Dispatch-Crossload | VOM | 0 | [6 empty] | 0.75992 | 0
LCP_Inputs_ON_Diverse_Howarth_2023_05_05 | 2027 | Electrolyser 2040 | Crossload | Hydrogen | PJ | Dispatch-Crossload | EmissionsCost | 0 | [6 empty] | 0.75992 | 0
LCP_Inputs_ON_Diverse_Howarth_2023_05_05 | 2027 | Electrolyser 2040 | Crossload | Hydrogen | PJ | Dispatch-Crossload | FuelCost | 0 | [6 empty] | 0.75992 | 0
LCP_Inputs_ON_Diverse_Howarth_2023_05_05 | 2027 | Electrolyser 2040 | Crossload | Hydrogen | PJ | Dispatch-Crossload | VOM | 0 | [6 empty] | 0.75992 | 0
LCP_Inputs_ON_Diverse_Howarth_2023_05_05 | 2027 | Electrolyser 2040 | Crossload | Hydrogen | QC | Dispatch-Crossload | EmissionsCost | 0 | [6 empty] | 0.75992 | 0
LCP_Inputs_ON_Diverse_Howarth_2023_05_05 | 2027 | Electrolyser 2040 | Crossload | Hydrogen | QC | Dispatch-Crossload | FuelCost | 0 | [6 empty] | 0.75992 | 0
LCP_Inputs_ON_Diverse_Howarth_2023_05_05 | 2027 | Electrolyser 2040 | Crossload | Hydrogen | QC | Dispatch-Crossload | VOM | 0 | [6 empty] | 0.75992 | 0
LCP_Inputs_ON_Diverse_Howarth_2023_05_05 | 2027 | Electrolyser 2040 | Crossload | Hydrogen | WC | Dispatch-Crossload | EmissionsCost | 0 | [6 empty] | 0.75992 | 0
LCP_Inputs_ON_Diverse_Howarth_2023_05_05 | 2027 | Electrolyser 2040 | Crossload | Hydrogen | WC | Dispatch-Crossload | FuelCost | 0 | [6 empty] | 0.75992 | 0
LCP_Inputs_ON_Diverse_Howarth_2023_05_05 | 2027 | Electrolyser 2040 | Crossload | Hydrogen | WC | Dispatch-Crossload | VOM | 0 | [6 empty] | 0.75992 | 0
LCP_Inputs_ON_Diverse_Howarth_2023_05_05 | 2027 | Electrolyser 2050 | Crossload | Hydrogen | MI | Dispatch-Crossload | EmissionsCost | 0 | [6 empty] | 0.75992 | 0
LCP_Inputs_ON_Diverse_Howarth_2023_05_05 | 2027 | Electrolyser 2050 | Crossload | Hydrogen | MI | Dispatch-Crossload | FuelCost | 0 | [6 empty] | 0.75992 | 0
LCP_Inputs_ON_Diverse_Howarth_2023_05_05 | 2027 | Electrolyser 2050 | Crossload | Hydrogen | MI | Dispatch-Crossload | VOM | 0 | [6 empty] | 0.75992 | 0
LCP_Inputs_ON_Diverse_Howarth_2023_05_05 | 2027 | Electrolyser 2050 | Crossload | Hydrogen | NY | Dispatch-Crossload | EmissionsCost | 0 | [6 empty] | 0.75992 | 0
LCP_Inputs_ON_Diverse_Howarth_2023_05_05 | 2027 | Electrolyser 2050 | Crossload | Hydrogen | NY | Dispatch-Crossload | FuelCost | 0 | [6 empty] | 0.75992 | 0
LCP_Inputs_ON_Diverse_Howarth_2023_05_05 | 2027 | Electrolyser 2050 | Crossload | Hydrogen | NY | Dispatch-Crossload | VOM | 0 | [6 empty] | 0.75992 | 0
LCP_Inputs_ON_Diverse_Howarth_2023_05_05 | 2027 | Electrolyser 2050 | Crossload | Hydrogen | ON | Dispatch-Crossload | EmissionsCost | 0 | [6 empty] | 0.75992 | 0
LCP_Inputs_ON_Diverse_Howarth_2023_05_05 | 2027 | Electrolyser 2050 | Crossload | Hydrogen | ON | Dispatch-Crossload | FuelCost | 0 | [6 empty] | 0.75992 | 0
LCP_Inputs_ON_Diverse_Howarth_2023_05_05 | 2027 | Electrolyser 2050 | Crossload | Hydrogen | ON | Dispatch-Crossload | VOM | 0 | [6 empty] | 0.75992 | 0
LCP_Inputs_ON_Diverse_Howarth_2023_05_05 | 2027 | Electrolyser 2050 | Crossload | Hydrogen | PJ | Dispatch-Crossload | EmissionsCost | 0 | [6 empty] | 0.75992 | 0
LCP_Inputs_ON_Diverse_Howarth_2023_05_05 | 2027 | Electrolyser 2050 | Crossload | Hydrogen | PJ | Dispatch-Crossload | FuelCost | 0 | [6 empty] | 0.75992 | 0
LCP_Inputs_ON_Diverse_Howarth_2023_05_05 | 2027 | Electrolyser 2050 | Crossload | Hydrogen | PJ | Dispatch-Crossload | VOM | 0 | [6 empty] | 0.75992 | 0
LCP_Inputs_ON_Diverse_Howarth_2023_05_05 | 2027 | Electrolyser 2050 | Crossload | Hydrogen | QC | Dispatch-Crossload | EmissionsCost | 0 | [6 empty] | 0.75992 | 0
LCP_Inputs_ON_Diverse_Howarth_2023_05_05 | 2027 | Electrolyser 2050 | Crossload | Hydrogen | QC | Dispatch-Crossload | FuelCost | 0 | [6 empty] | 0.75992 | 0
LCP_Inputs_ON_Diverse_Howarth_2023_05_05 | 2027 | Electrolyser 2050 | Crossload | Hydrogen | QC | Dispatch-Crossload | VOM | 0 | [6 empty] | 0.75992 | 0
LCP_Inputs_ON_Diverse_Howarth_2023_05_05 | 2027 | Electrolyser 2050 | Crossload | Hydrogen | WC | Dispatch-Crossload | EmissionsCost | 0 | [6 empty] | 0.75992 | 0
LCP_Inputs_ON_Diverse_Howarth_2023_05_05 | 2027 | Electrolyser 2050 | Crossload | Hydrogen | WC | Dispatch-Crossload | FuelCost | 0 | [6 empty] | 0.75992 | 0
LCP_Inputs_ON_Diverse_Howarth_2023_05_05 | 2027 | Electrolyser 2050 | Crossload | Hydrogen | WC | Dispatch-Crossload | VOM | 0 | [6 empty] | 0.75992 | 0
LCP_Inputs_ON_Diverse_Howarth_2023_05_05 | 2027 | Fossil Fuel Thermal (Coal, Peat, Oil) | Generation | Electricity | MI | Dispatch-Generation | EmissionsCost | 0 | [6 empty] | 0.75992 | 0
LCP_Inputs_ON_Diverse_Howarth_2023_05_05 | 2027 | Fossil Fuel Thermal (Coal, Peat, Oil) | Generation | Electricity | MI | Dispatch-Generation | FuelCost | 0 | [6 empty] | 0.75992 | 0
LCP_Inputs_ON_Diverse_Howarth_2023_05_05 | 2027 | Fossil Fuel Thermal (Coal, Peat, Oil) | Generation | Electricity | MI | Dispatch-Generation | VOM | 0 | [6 empty] | 0.75992 | 0
LCP_Inputs_ON_Diverse_Howarth_2023_05_05 | 2027 | Fossil Fuel Thermal (Coal, Peat, Oil) | Generation | Electricity | NY | Dispatch-Generation | EmissionsCost | 0 | [6 empty] | 0.75992 | 0
LCP_Inputs_ON_Diverse_Howarth_2023_05_05 | 2027 | Fossil Fuel Thermal (Coal, Peat, Oil) | Generation | Electricity | NY | Dispatch-Generation | FuelCost | 0 | [6 empty] | 0.75992 | 0
LCP_Inputs_ON_Diverse_Howarth_2023_05_05 | 2027 | Fossil Fuel Thermal (Coal, Peat, Oil) | Generation | Electricity | NY | Dispatch-Generation | VOM | 0 | [6 empty] | 0.75992 | 0
LCP_Inputs_ON_Diverse_Howarth_2023_05_05 | 2027 | Fossil Fuel Thermal (Coal, Peat, Oil) | Generation | Electricity | ON | Dispatch-Generation | EmissionsCost | 0 | [6 empty] | 0.75992 | 0
LCP_Inputs_ON_Diverse_Howarth_2023_05_05 | 2027 | Fossil Fuel Thermal (Coal, Peat, Oil) | Generation | Electricity | ON | Dispatch-Generation | FuelCost | 0 | [6 empty] | 0.75992 | 0
LCP_Inputs_ON_Diverse_Howarth_2023_05_05 | 2027 | Fossil Fuel Thermal (Coal, Peat, Oil) | Generation | Electricity | ON | Dispatch-Generation | VOM | 0 | [6 empty] | 0.75992 | 0
LCP_Inputs_ON_Diverse_Howarth_2023_05_05 | 2027 | Fossil Fuel Thermal (Coal, Peat, Oil) | Generation | Electricity | PJ | Dispatch-Generation | EmissionsCost | 0 | [6 empty] | 0.75992 | 0
LCP_Inputs_ON_Diverse_Howarth_2023_05_05 | 2027 | Fossil Fuel Thermal (Coal, Peat, Oil) | Generation | Electricity | PJ | Dispatch-Generation | FuelCost | 0 | [6 empty] | 0.75992 | 0
LCP_Inputs_ON_Diverse_Howarth_2023_05_05 | 2027 | Fossil Fuel Thermal (Coal, Peat, Oil) | Generation | Electricity | PJ | Dispatch-Generation | VOM | 0 | [6 empty] | 0.75992 | 0
LCP_Inputs_ON_Diverse_Howarth_2023_05_05 | 2027 | Fossil Fuel Thermal (Coal, Peat, Oil) | Generation | Electricity | QC | Dispatch-Generation | EmissionsCost | 0 | [6 empty] | 0.75992 | 0
LCP_Inputs_ON_Diverse_Howarth_2023_05_05 | 2027 | Fossil Fuel Thermal (Coal, Peat, Oil) | Generation | Electricity | QC | Dispatch-Generation | FuelCost | 0 | [6 empty] | 0.75992 | 0
LCP_Inputs_ON_Diverse_Howarth_2023_05_05 | 2027 | Fossil Fuel Thermal (Coal, Peat, Oil) | Generation | Electricity | QC | Dispatch-Generation | VOM | 0 | [6 empty] | 0.75992 | 0
LCP_Inputs_ON_Diverse_Howarth_2023_05_05 | 2027 | Fossil Fuel Thermal (Coal, Peat, Oil) | Generation | Electricity | WC | Dispatch-Generation | EmissionsCost | 0 | [6 empty] | 0.75992 | 0
LCP_Inputs_ON_Diverse_Howarth_2023_05_05 | 2027 | Fossil Fuel Thermal (Coal, Peat, Oil) | Generation | Electricity | WC | Dispatch-Generation | FuelCost | 0 | [6 empty] | 0.75992 | 0
LCP_Inputs_ON_Diverse_Howarth_2023_05_05 | 2027 | Fossil Fuel Thermal (Coal, Peat, Oil) | Generation | Electricity | WC | Dispatch-Generation | VOM | 0 | [6 empty] | 0.75992 | 0
LCP_Inputs_ON_Diverse_Howarth_2023_05_05 | 2027 | Generic - Generator | Generation | Electricity | MI | Dispatch-Generation | EmissionsCost | 0 | [6 empty] | 0.75992 | 0
LCP_Inputs_ON_Diverse_Howarth_2023_05_05 | 2027 | Generic - Generator | Generation | Electricity | MI | Dispatch-Generation | FuelCost | 3921448028.5872 | [6 empty] | 0.75992 | 2979978210.4696
LCP_Inputs_ON_Diverse_Howarth_2023_05_05 | 2027 | Generic - Generator | Generation | Electricity | MI | Dispatch-Generation | VOM | 405706298.2701 | [6 empty] | 0.75992 | 308303442.9837
LCP_Inputs_ON_Diverse_Howarth_2023_05_05 | 2027 | Generic - Generator | Generation | Electricity | NY | Dispatch-Generation | EmissionsCost | 0 | [6 empty] | 0.75992 | 0
LCP_Inputs_ON_Diverse_Howarth_2023_05_05 | 2027 | Generic - Generator | Generation | Electricity | NY | Dispatch-Generation | FuelCost | 1625728707.8528 | [6 empty] | 0.75992 | 1235420204.5313
LCP_Inputs_ON_Diverse_Howarth_2023_05_05 | 2027 | Generic - Generator | Generation | Electricity | NY | Dispatch-Generation | VOM | 168195108.3493 | [6 empty] | 0.75992 | 127814458.9281
LCP_Inputs_ON_Diverse_Howarth_2023_05_05 | 2027 | Generic - Generator | Generation | Electricity | ON | Dispatch-Generation | EmissionsCost | 0 | [6 empty] | 0.75992 | 0
LCP_Inputs_ON_Diverse_Howarth_2023_05_05 | 2027 | Generic - Generator | Generation | Electricity | ON | Dispatch-Generation | FuelCost | 0 | [6 empty] | 0.75992 | 0
LCP_Inputs_ON_Diverse_Howarth_2023_05_05 | 2027 | Generic - Generator | Generation | Electricity | ON | Dispatch-Generation | VOM | 0 | [6 empty] | 0.75992 | 0
LCP_Inputs_ON_Diverse_Howarth_2023_05_05 | 2027 | Generic - Generator | Generation | Electricity | PJ | Dispatch-Generation | EmissionsCost | 0 | [6 empty] | 0.75992 | 0
LCP_Inputs_ON_Diverse_Howarth_2023_05_05 | 2027 | Generic - Generator | Generation | Electricity | PJ | Dispatch-Generation | FuelCost | 14422259590.9655 | [6 empty] | 0.75992 | 10959731969.799
LCP_Inputs_ON_Diverse_Howarth_2023_05_05 | 2027 | Generic - Generator | Generation | Electricity | PJ | Dispatch-Generation | VOM | 1492102281.7812 | [6 empty] | 0.75992 | 1133875103.045
LCP_Inputs_ON_Diverse_Howarth_2023_05_05 | 2027 | Generic - Generator | Generation | Electricity | QC | Dispatch-Generation | EmissionsCost | 0 | [6 empty] | 0.75992 | 0
LCP_Inputs_ON_Diverse_Howarth_2023_05_05 | 2027 | Generic - Generator | Generation | Electricity | QC | Dispatch-Generation | FuelCost | 0 | [6 empty] | 0.75992 | 0
LCP_Inputs_ON_Diverse_Howarth_2023_05_05 | 2027 | Generic - Generator | Generation | Electricity | QC | Dispatch-Generation | VOM | 0 | [6 empty] | 0.75992 | 0
LCP_Inputs_ON_Diverse_Howarth_2023_05_05 | 2027 | Generic - Generator | Generation | Electricity | WC | Dispatch-Generation | EmissionsCost | 0 | [6 empty] | 0.75992 | 0
LCP_Inputs_ON_Diverse_Howarth_2023_05_05 | 2027 | Generic - Generator | Generation | Electricity | WC | Dispatch-Generation | FuelCost | 1069473.0011 | [6 empty] | 0.75992 | 812711.5843
LCP_Inputs_ON_Diverse_Howarth_2023_05_05 | 2027 | Generic - Generator | Generation | Electricity | WC | Dispatch-Generation | VOM | 110645.8454 | [6 empty] | 0.75992 | 84081.7489
LCP_Inputs_ON_Diverse_Howarth_2023_05_05 | 2027 | H2 Import - QC | Import | Hydrogen | MI | Dispatch-Import | EmissionsCost | 0 | [6 empty] | 0.75992 | 0
LCP_Inputs_ON_Diverse_Howarth_2023_05_05 | 2027 | H2 Import - QC | Import | Hydrogen | MI | Dispatch-Import | FuelCost | 0 | [6 empty] | 0.75992 | 0
LCP_Inputs_ON_Diverse_Howarth_2023_05_05 | 2027 | H2 Import - QC | Import | Hydrogen | MI | Dispatch-Import | VOM | 0 | [6 empty] | 0.75992 | 0
LCP_Inputs_ON_Diverse_Howarth_2023_05_05 | 2027 | H2 Import - QC | Import | Hydrogen | NY | Dispatch-Import | EmissionsCost | 0 | [6 empty] | 0.75992 | 0
LCP_Inputs_ON_Diverse_Howarth_2023_05_05 | 2027 | H2 Import - QC | Import | Hydrogen | NY | Dispatch-Import | FuelCost | 0 | [6 empty] | 0.75992 | 0
LCP_Inputs_ON_Diverse_Howarth_2023_05_05 | 2027 | H2 Import - QC | Import | Hydrogen | NY | Dispatch-Import | VOM | 0 | [6 empty] | 0.75992 | 0
LCP_Inputs_ON_Diverse_Howarth_2023_05_05 | 2027 | H2 Import - QC | Import | Hydrogen | ON | Dispatch-Import | EmissionsCost | 0 | [6 empty] | 0.75992 | 0
LCP_Inputs_ON_Diverse_Howarth_2023_05_05 | 2027 | H2 Import - QC | Import | Hydrogen | ON | Dispatch-Import | FuelCost | 0 | [6 empty] | 0.75992 | 0
LCP_Inputs_ON_Diverse_Howarth_2023_05_05 | 2027 | H2 Import - QC | Import | Hydrogen | ON | Dispatch-Import | VOM | 0 | [6 empty] | 0.75992 | 0
LCP_Inputs_ON_Diverse_Howarth_2023_05_05 | 2027 | H2 Import - QC | Import | Hydrogen | PJ | Dispatch-Import | EmissionsCost | 0 | [6 empty] | 0.75992 | 0
LCP_Inputs_ON_Diverse_Howarth_2023_05_05 | 2027 | H2 Import - QC | Import | Hydrogen | PJ | Dispatch-Import | FuelCost | 0 | [6 empty] | 0.75992 | 0
LCP_Inputs_ON_Diverse_Howarth_2023_05_05 | 2027 | H2 Import - QC | Import | Hydrogen | PJ | Dispatch-Import | VOM | 0 | [6 empty] | 0.75992 | 0
LCP_Inputs_ON_Diverse_Howarth_2023_05_05 | 2027 | H2 Import - QC | Import | Hydrogen | QC | Dispatch-Import | EmissionsCost | 0 | [6 empty] | 0.75992 | 0
LCP_Inputs_ON_Diverse_Howarth_2023_05_05 | 2027 | H2 Import - QC | Import | Hydrogen | QC | Dispatch-Import | FuelCost | 0 | [6 empty] | 0.75992 | 0
LCP_Inputs_ON_Diverse_Howarth_2023_05_05 | 2027 | H2 Import - QC | Import | Hydrogen | QC | Dispatch-Import | VOM | 0 | [6 empty] | 0.75992 | 0
LCP_Inputs_ON_Diverse_Howarth_2023_05_05 | 2027 | H2 Import - QC | Import | Hydrogen | WC | Dispatch-Import | EmissionsCost | 0 | [6 empty] | 0.75992 | 0
LCP_Inputs_ON_Diverse_Howarth_2023_05_05 | 2027 | H2 Import - QC | Import | Hydrogen | WC | Dispatch-Import | FuelCost | 0 | [6 empty] | 0.75992 | 0
LCP_Inputs_ON_Diverse_Howarth_2023_05_05 | 2027 | H2 Import - QC | Import | Hydrogen | WC | Dispatch-Import | VOM | 0 | [6 empty] | 0.75992 | 0
LCP_Inputs_ON_Diverse_Howarth_2023_05_05 | 2027 | H2 Import - WC | Import | Hydrogen | MI | Dispatch-Import | EmissionsCost | 0 | [6 empty] | 0.75992 | 0
LCP_Inputs_ON_Diverse_Howarth_2023_05_05 | 2027 | H2 Import - WC | Import | Hydrogen | MI | Dispatch-Import | FuelCost | 0 | [6 empty] | 0.75992 | 0
LCP_Inputs_ON_Diverse_Howarth_2023_05_05 | 2027 | H2 Import - WC | Import | Hydrogen | MI | Dispatch-Import | VOM | 0 | [6 empty] | 0.75992 | 0
LCP_Inputs_ON_Diverse_Howarth_2023_05_05 | 2027 | H2 Import - WC | Import | Hydrogen | NY | Dispatch-Import | EmissionsCost | 0 | [6 empty] | 0.75992 | 0
LCP_Inputs_ON_Diverse_Howarth_2023_05_05 | 2027 | H2 Import - WC | Import | Hydrogen | NY | Dispatch-Import | FuelCost | 0 | [6 empty] | 0.75992 | 0
LCP_Inputs_ON_Diverse_Howarth_2023_05_05 | 2027 | H2 Import - WC | Import | Hydrogen | NY | Dispatch-Import | VOM | 0 | [6 empty] | 0.75992 | 0
LCP_Inputs_ON_Diverse_Howarth_2023_05_05 | 2027 | H2 Import - WC | Import | Hydrogen | ON | Dispatch-Import | EmissionsCost | 0 | [6 empty] | 0.75992 | 0
LCP_Inputs_ON_Diverse_Howarth_2023_05_05 | 2027 | H2 Import - WC | Import | Hydrogen | ON | Dispatch-Import | FuelCost | 0 | [6 empty] | 0.75992 | 0
LCP_Inputs_ON_Diverse_Howarth_2023_05_05 | 2027 | H2 Import - WC | Import | Hydrogen | ON | Dispatch-Import | VOM | 0 | [6 empty] | 0.75992 | 0
LCP_Inputs_ON_Diverse_Howarth_2023_05_05 | 2027 | H2 Import - WC | Import | Hydrogen | PJ | Dispatch-Import | EmissionsCost | 0 | [6 empty] | 0.75992 | 0
LCP_Inputs_ON_Diverse_Howarth_2023_05_05 | 2027 | H2 Import - WC | Import | Hydrogen | PJ | Dispatch-Import | FuelCost | 0 | [6 empty] | 0.75992 | 0
LCP_Inputs_ON_Diverse_Howarth_2023_05_05 | 2027 | H2 Import - WC | Import | Hydrogen | PJ | Dispatch-Import | VOM | 0 | [6 empty] | 0.75992 | 0
LCP_Inputs_ON_Diverse_Howarth_2023_05_05 | 2027 | H2 Import - WC | Import | Hydrogen | QC | Dispatch-Import | EmissionsCost | 0 | [6 empty] | 0.75992 | 0
LCP_Inputs_ON_Diverse_Howarth_2023_05_05 | 2027 | H2 Import - WC | Import | Hydrogen | QC | Dispatch-Import | FuelCost | 0 | [6 empty] | 0.75992 | 0
LCP_Inputs_ON_Diverse_Howarth_2023_05_05 | 2027 | H2 Import - WC | Import | Hydrogen | QC | Dispatch-Import | VOM | 0 | [6 empty] | 0.75992 | 0
LCP_Inputs_ON_Diverse_Howarth_2023_05_05 | 2027 | H2 Import - WC | Import | Hydrogen | WC | Dispatch-Import | EmissionsCost | 0 | [6 empty] | 0.75992 | 0
LCP_Inputs_ON_Diverse_Howarth_2023_05_05 | 2027 | H2 Import - WC | Import | Hydrogen | WC | Dispatch-Import | FuelCost | 0 | [6 empty] | 0.75992 | 0
LCP_Inputs_ON_Diverse_Howarth_2023_05_05 | 2027 | H2 Import - WC | Import | Hydrogen | WC | Dispatch-Import | VOM | 0 | [6 empty] | 0.75992 | 0
LCP_Inputs_ON_Diverse_Howarth_2023_05_05 | 2027 | H2 Salt Cavern Storage - ON | Storage | Hydrogen | MI | Dispatch-Storage | EmissionsCost | 0 | [6 empty] | 0.75992 | 0
LCP_Inputs_ON_Diverse_Howarth_2023_05_05 | 2027 | H2 Salt Cavern Storage - ON | Storage | Hydrogen | MI | Dispatch-Storage | FuelCost | 0 | [6 empty] | 0.75992 | 0
LCP_Inputs_ON_Diverse_Howarth_2023_05_05 | 2027 | H2 Salt Cavern Storage - ON | Storage | Hydrogen | MI | Dispatch-Storage | VOM | 0 | [6 empty] | 0.75992 | 0
LCP_Inputs_ON_Diverse_Howarth_2023_05_05 | 2027 | H2 Salt Cavern Storage - ON | Storage | Hydrogen | NY | Dispatch-Storage | EmissionsCost | 0 | [6 empty] | 0.75992 | 0
LCP_Inputs_ON_Diverse_Howarth_2023_05_05 | 2027 | H2 Salt Cavern Storage - ON | Storage | Hydrogen | NY | Dispatch-Storage | FuelCost | 0 | [6 empty] | 0.75992 | 0
LCP_Inputs_ON_Diverse_Howarth_2023_05_05 | 2027 | H2 Salt Cavern Storage - ON | Storage | Hydrogen | NY | Dispatch-Storage | VOM | 0 | [6 empty] | 0.75992 | 0
LCP_Inputs_ON_Diverse_Howarth_2023_05_05 | 2027 | H2 Salt Cavern Storage - ON | Storage | Hydrogen | ON | Dispatch-Storage | EmissionsCost | 0 | [6 empty] | 0.75992 | 0
LCP_Inputs_ON_Diverse_Howarth_2023_05_05 | 2027 | H2 Salt Cavern Storage - ON | Storage | Hydrogen | ON | Dispatch-Storage | FuelCost | 0 | [6 empty] | 0.75992 | 0
LCP_Inputs_ON_Diverse_Howarth_2023_05_05 | 2027 | H2 Salt Cavern Storage - ON | Storage | Hydrogen | ON | Dispatch-Storage | VOM | 0 | [6 empty] | 0.75992 | 0
LCP_Inputs_ON_Diverse_Howarth_2023_05_05 | 2027 | H2 Salt Cavern Storage - ON | Storage | Hydrogen | PJ | Dispatch-Storage | EmissionsCost | 0 | [6 empty] | 0.75992 | 0
LCP_Inputs_ON_Diverse_Howarth_2023_05_05 | 2027 | H2 Salt Cavern Storage - ON | Storage | Hydrogen | PJ | Dispatch-Storage | FuelCost | 0 | [6 empty] | 0.75992 | 0
LCP_Inputs_ON_Diverse_Howarth_2023_05_05 | 2027 | H2 Salt Cavern Storage - ON | Storage | Hydrogen | PJ | Dispatch-Storage | VOM | 0 | [6 empty] | 0.75992 | 0
LCP_Inputs_ON_Diverse_Howarth_2023_05_05 | 2027 | H2 Salt Cavern Storage - ON | Storage | Hydrogen | QC | Dispatch-Storage | EmissionsCost | 0 | [6 empty] | 0.75992 | 0
LCP_Inputs_ON_Diverse_Howarth_2023_05_05 | 2027 | H2 Salt Cavern Storage - ON | Storage | Hydrogen | QC | Dispatch-Storage | FuelCost | 0 | [6 empty] | 0.75992 | 0
LCP_Inputs_ON_Diverse_Howarth_2023_05_05 | 2027 | H2 Salt Cavern Storage - ON | Storage | Hydrogen | QC | Dispatch-Storage | VOM | 0 | [6 empty] | 0.75992 | 0
LCP_Inputs_ON_Diverse_Howarth_2023_05_05 | 2027 | H2 Salt Cavern Storage - ON | Storage | Hydrogen | WC | Dispatch-Storage | EmissionsCost | 0 | [6 empty] | 0.75992 | 0
LCP_Inputs_ON_Diverse_Howarth_2023_05_05 | 2027 | H2 Salt Cavern Storage - ON | Storage | Hydrogen | WC | Dispatch-Storage | FuelCost | 0 | [6 empty] | 0.75992 | 0
LCP_Inputs_ON_Diverse_Howarth_2023_05_05 | 2027 | H2 Salt Cavern Storage - ON | Storage | Hydrogen | WC | Dispatch-Storage | VOM | 0 | [6 empty] | 0.75992 | 0
LCP_Inputs_ON_Diverse_Howarth_2023_05_05 | 2027 | Hydro | Generation | Electricity | MI | Dispatch-Generation | EmissionsCost | 0 | [6 empty] | 0.75992 | 0
LCP_Inputs_ON_Diverse_Howarth_2023_05_05 | 2027 | Hydro | Generation | Electricity | MI | Dispatch-Generation | FuelCost | 0 | [6 empty] | 0.75992 | 0
LCP_Inputs_ON_Diverse_Howarth_2023_05_05 | 2027 | Hydro | Generation | Electricity | MI | Dispatch-Generation | VOM | 0 | [6 empty] | 0.75992 | 0
LCP_Inputs_ON_Diverse_Howarth_2023_05_05 | 2027 | Hydro | Generation | Electricity | NY | Dispatch-Generation | EmissionsCost | 0 | [6 empty] | 0.75992 | 0
LCP_Inputs_ON_Diverse_Howarth_2023_05_05 | 2027 | Hydro | Generation | Electricity | NY | Dispatch-Generation | FuelCost | 0 | [6 empty] | 0.75992 | 0
LCP_Inputs_ON_Diverse_Howarth_2023_05_05 | 2027 | Hydro | Generation | Electricity | NY | Dispatch-Generation | VOM | 0 | [6 empty] | 0.75992 | 0
LCP_Inputs_ON_Diverse_Howarth_2023_05_05 | 2027 | Hydro | Generation | Electricity | ON | Dispatch-Generation | EmissionsCost | 0 | [6 empty] | 0.75992 | 0
LCP_Inputs_ON_Diverse_Howarth_2023_05_05 | 2027 | Hydro | Generation | Electricity | ON | Dispatch-Generation | FuelCost | 0 | [6 empty] | 0.75992 | 0
LCP_Inputs_ON_Diverse_Howarth_2023_05_05 | 2027 | Hydro | Generation | Electricity | ON | Dispatch-Generation | VOM | 0 | [6 empty] | 0.75992 | 0
LCP_Inputs_ON_Diverse_Howarth_2023_05_05 | 2027 | Hydro | Generation | Electricity | PJ | Dispatch-Generation | EmissionsCost | 0 | [6 empty] | 0.75992 | 0
LCP_Inputs_ON_Diverse_Howarth_2023_05_05 | 2027 | Hydro | Generation | Electricity | PJ | Dispatch-Generation | FuelCost | 0 | [6 empty] | 0.75992 | 0
LCP_Inputs_ON_Diverse_Howarth_2023_05_05 | 2027 | Hydro | Generation | Electricity | PJ | Dispatch-Generation | VOM | 0 | [6 empty] | 0.75992 | 0
LCP_Inputs_ON_Diverse_Howarth_2023_05_05 | 2027 | Hydro | Generation | Electricity | QC | Dispatch-Generation | EmissionsCost | 0 | [6 empty] | 0.75992 | 0
LCP_Inputs_ON_Diverse_Howarth_2023_05_05 | 2027 | Hydro | Generation | Electricity | QC | Dispatch-Generation | FuelCost | 0 | [6 empty] | 0.75992 | 0
LCP_Inputs_ON_Diverse_Howarth_2023_05_05 | 2027 | Hydro | Generation | Electricity | QC | Dispatch-Generation | VOM | 0 | [6 empty] | 0.75992 | 0
LCP_Inputs_ON_Diverse_Howarth_2023_05_05 | 2027 | Hydro | Generation | Electricity | WC | Dispatch-Generation | EmissionsCost | 0 | [6 empty] | 0.75992 | 0
LCP_Inputs_ON_Diverse_Howarth_2023_05_05 | 2027 | Hydro | Generation | Electricity | WC | Dispatch-Generation | FuelCost | 0 | [6 empty] | 0.75992 | 0
LCP_Inputs_ON_Diverse_Howarth_2023_05_05 | 2027 | Hydro | Generation | Electricity | WC | Dispatch-Generation | VOM | 0 | [6 empty] | 0.75992 | 0
LCP_Inputs_ON_Diverse_Howarth_2023_05_05 | 2027 | Hydro Pumped Storage | Storage | Electricity | MI | Dispatch-Storage | EmissionsCost | 0 | [6 empty] | 0.75992 | 0
LCP_Inputs_ON_Diverse_Howarth_2023_05_05 | 2027 | Hydro Pumped Storage | Storage | Electricity | MI | Dispatch-Storage | FuelCost | 0 | [6 empty] | 0.75992 | 0
LCP_Inputs_ON_Diverse_Howarth_2023_05_05 | 2027 | Hydro Pumped Storage | Storage | Electricity | MI | Dispatch-Storage | VOM | 0 | [6 empty] | 0.75992 | 0
LCP_Inputs_ON_Diverse_Howarth_2023_05_05 | 2027 | Hydro Pumped Storage | Storage | Electricity | NY | Dispatch-Storage | EmissionsCost | 0 | [6 empty] | 0.75992 | 0
LCP_Inputs_ON_Diverse_Howarth_2023_05_05 | 2027 | Hydro Pumped Storage | Storage | Electricity | NY | Dispatch-Storage | FuelCost | 0 | [6 empty] | 0.75992 | 0
LCP_Inputs_ON_Diverse_Howarth_2023_05_05 | 2027 | Hydro Pumped Storage | Storage | Electricity | NY | Dispatch-Storage | VOM | 0 | [6 empty] | 0.75992 | 0
LCP_Inputs_ON_Diverse_Howarth_2023_05_05 | 2027 | Hydro Pumped Storage | Storage | Electricity | ON | Dispatch-Storage | EmissionsCost | 0 | [6 empty] | 0.75992 | 0
LCP_Inputs_ON_Diverse_Howarth_2023_05_05 | 2027 | Hydro Pumped Storage | Storage | Electricity | ON | Dispatch-Storage | FuelCost | 0 | [6 empty] | 0.75992 | 0
LCP_Inputs_ON_Diverse_Howarth_2023_05_05 | 2027 | Hydro Pumped Storage | Storage | Electricity | ON | Dispatch-Storage | VOM | 0 | [6 empty] | 0.75992 | 0
LCP_Inputs_ON_Diverse_Howarth_2023_05_05 | 2027 | Hydro Pumped Storage | Storage | Electricity | PJ | Dispatch-Storage | EmissionsCost | 0 | [6 empty] | 0.75992 | 0
LCP_Inputs_ON_Diverse_Howarth_2023_05_05 | 2027 | Hydro Pumped Storage | Storage | Electricity | PJ | Dispatch-Storage | FuelCost | 0 | [6 empty] | 0.75992 | 0
LCP_Inputs_ON_Diverse_Howarth_2023_05_05 | 2027 | Hydro Pumped Storage | Storage | Electricity | PJ | Dispatch-Storage | VOM | 0 | [6 empty] | 0.75992 | 0
LCP_Inputs_ON_Diverse_Howarth_2023_05_05 | 2027 | Hydro Pumped Storage | Storage | Electricity | QC | Dispatch-Storage | EmissionsCost | 0 | [6 empty] | 0.75992 | 0
LCP_Inputs_ON_Diverse_Howarth_2023_05_05 | 2027 | Hydro Pumped Storage | Storage | Electricity | QC | Dispatch-Storage | FuelCost | 0 | [6 empty] | 0.75992 | 0
LCP_Inputs_ON_Diverse_Howarth_2023_05_05 | 2027 | Hydro Pumped Storage | Storage | Electricity | QC | Dispatch-Storage | VOM | 0 | [6 empty] | 0.75992 | 0
LCP_Inputs_ON_Diverse_Howarth_2023_05_05 | 2027 | Hydro Pumped Storage | Storage | Electricity | WC | Dispatch-Storage | EmissionsCost | 0 | [6 empty] | 0.75992 | 0
LCP_Inputs_ON_Diverse_Howarth_2023_05_05 | 2027 | Hydro Pumped Storage | Storage | Electricity | WC | Dispatch-Storage | FuelCost | 0 | [6 empty] | 0.75992 | 0
LCP_Inputs_ON_Diverse_Howarth_2023_05_05 | 2027 | Hydro Pumped Storage | Storage | Electricity | WC | Dispatch-Storage | VOM | 0 | [6 empty] | 0.75992 | 0
LCP_Inputs_ON_Diverse_Howarth_2023_05_05 | 2027 | Nuclear | Generation | Electricity | MI | Dispatch-Generation | EmissionsCost | 0 | [6 empty] | 0.75992 | 0
LCP_Inputs_ON_Diverse_Howarth_2023_05_05 | 2027 | Nuclear | Generation | Electricity | MI | Dispatch-Generation | FuelCost | 0 | [6 empty] | 0.75992 | 0
LCP_Inputs_ON_Diverse_Howarth_2023_05_05 | 2027 | Nuclear | Generation | Electricity | MI | Dispatch-Generation | VOM | 3301336446.912 | [6 empty] | 0.75992 | 2508744373.3816
LCP_Inputs_ON_Diverse_Howarth_2023_05_05 | 2027 | Nuclear | Generation | Electricity | NY | Dispatch-Generation | EmissionsCost | 0 | [6 empty] | 0.75992 | 0
LCP_Inputs_ON_Diverse_Howarth_2023_05_05 | 2027 | Nuclear | Generation | Electricity | NY | Dispatch-Generation | FuelCost | 0 | [6 empty] | 0.75992 | 0
LCP_Inputs_ON_Diverse_Howarth_2023_05_05 | 2027 | Nuclear | Generation | Electricity | NY | Dispatch-Generation | VOM | 2246155230.144 | [6 empty] | 0.75992 | 1706893370.6034
LCP_Inputs_ON_Diverse_Howarth_2023_05_05 | 2027 | Nuclear | Generation | Electricity | ON | Dispatch-Generation | EmissionsCost | 0 | [6 empty] | 0.75992 | 0
LCP_Inputs_ON_Diverse_Howarth_2023_05_05 | 2027 | Nuclear | Generation | Electricity | ON | Dispatch-Generation | FuelCost | 0 | [6 empty] | 0.75992 | 0
LCP_Inputs_ON_Diverse_Howarth_2023_05_05 | 2027 | Nuclear | Generation | Electricity | ON | Dispatch-Generation | VOM | 8790266640.96 | [6 empty] | 0.75992 | 6679880203.2614
LCP_Inputs_ON_Diverse_Howarth_2023_05_05 | 2027 | Nuclear | Generation | Electricity | PJ | Dispatch-Generation | EmissionsCost | 0 | [6 empty] | 0.75992 | 0
LCP_Inputs_ON_Diverse_Howarth_2023_05_05 | 2027 | Nuclear | Generation | Electricity | PJ | Dispatch-Generation | FuelCost | 0 | [6 empty] | 0.75992 | 0
LCP_Inputs_ON_Diverse_Howarth_2023_05_05 | 2027 | Nuclear | Generation | Electricity | PJ | Dispatch-Generation | VOM | 9110487814.4448 | [6 empty] | 0.75992 | 6923221977.1569
LCP_Inputs_ON_Diverse_Howarth_2023_05_05 | 2027 | Nuclear | Generation | Electricity | QC | Dispatch-Generation | EmissionsCost | 0 | [6 empty] | 0.75992 | 0
LCP_Inputs_ON_Diverse_Howarth_2023_05_05 | 2027 | Nuclear | Generation | Electricity | QC | Dispatch-Generation | FuelCost | 0 | [6 empty] | 0.75992 | 0
LCP_Inputs_ON_Diverse_Howarth_2023_05_05 | 2027 | Nuclear | Generation | Electricity | QC | Dispatch-Generation | VOM | 0 | [6 empty] | 0.75992 | 0
LCP_Inputs_ON_Diverse_Howarth_2023_05_05 | 2027 | Nuclear | Generation | Electricity | WC | Dispatch-Generation | EmissionsCost | 0 | [6 empty] | 0.75992 | 0
LCP_Inputs_ON_Diverse_Howarth_2023_05_05 | 2027 | Nuclear | Generation | Electricity | WC | Dispatch-Generation | FuelCost | 0 | [6 empty] | 0.75992 | 0
LCP_Inputs_ON_Diverse_Howarth_2023_05_05 | 2027 | Nuclear | Generation | Electricity | WC | Dispatch-Generation | VOM | 0 | [6 empty] | 0.75992 | 0
LCP_Inputs_ON_Diverse_Howarth_2023_05_05 | 2027 | Nuclear SMR | Generation | Electricity | MI | Dispatch-Generation | EmissionsCost | 0 | [6 empty] | 0.75992 | 0
LCP_Inputs_ON_Diverse_Howarth_2023_05_05 | 2027 | Nuclear SMR | Generation | Electricity | MI | Dispatch-Generation | FuelCost | 0 | [6 empty] | 0.75992 | 0
LCP_Inputs_ON_Diverse_Howarth_2023_05_05 | 2027 | Nuclear SMR | Generation | Electricity | MI | Dispatch-Generation | VOM | 0 | [6 empty] | 0.75992 | 0
LCP_Inputs_ON_Diverse_Howarth_2023_05_05 | 2027 | Nuclear SMR | Generation | Electricity | NY | Dispatch-Generation | EmissionsCost | 0 | [6 empty] | 0.75992 | 0
LCP_Inputs_ON_Diverse_Howarth_2023_05_05 | 2027 | Nuclear SMR | Generation | Electricity | NY | Dispatch-Generation | FuelCost | 0 | [6 empty] | 0.75992 | 0
LCP_Inputs_ON_Diverse_Howarth_2023_05_05 | 2027 | Nuclear SMR | Generation | Electricity | NY | Dispatch-Generation | VOM | 0 | [6 empty] | 0.75992 | 0
LCP_Inputs_ON_Diverse_Howarth_2023_05_05 | 2027 | Nuclear SMR | Generation | Electricity | ON | Dispatch-Generation | EmissionsCost | 0 | [6 empty] | 0.75992 | 0
LCP_Inputs_ON_Diverse_Howarth_2023_05_05 | 2027 | Nuclear SMR | Generation | Electricity | ON | Dispatch-Generation | FuelCost | 0 | [6 empty] | 0.75992 | 0
LCP_Inputs_ON_Diverse_Howarth_2023_05_05 | 2027 | Nuclear SMR | Generation | Electricity | ON | Dispatch-Generation | VOM | 0 | [6 empty] | 0.75992 | 0
LCP_Inputs_ON_Diverse_Howarth_2023_05_05 | 2027 | Nuclear SMR | Generation | Electricity | PJ | Dispatch-Generation | EmissionsCost | 0 | [6 empty] | 0.75992 | 0
LCP_Inputs_ON_Diverse_Howarth_2023_05_05 | 2027 | Nuclear SMR | Generation | Electricity | PJ | Dispatch-Generation | FuelCost | 0 | [6 empty] | 0.75992 | 0
LCP_Inputs_ON_Diverse_Howarth_2023_05_05 | 2027 | Nuclear SMR | Generation | Electricity | PJ | Dispatch-Generation | VOM | 0 | [6 empty] | 0.75992 | 0
LCP_Inputs_ON_Diverse_Howarth_2023_05_05 | 2027 | Nuclear SMR | Generation | Electricity | QC | Dispatch-Generation | EmissionsCost | 0 | [6 empty] | 0.75992 | 0
LCP_Inputs_ON_Diverse_Howarth_2023_05_05 | 2027 | Nuclear SMR | Generation | Electricity | QC | Dispatch-Generation | FuelCost | 0 | [6 empty] | 0.75992 | 0
LCP_Inputs_ON_Diverse_Howarth_2023_05_05 | 2027 | Nuclear SMR | Generation | Electricity | QC | Dispatch-Generation | VOM | 0 | [6 empty] | 0.75992 | 0
LCP_Inputs_ON_Diverse_Howarth_2023_05_05 | 2027 | Nuclear SMR | Generation | Electricity | WC | Dispatch-Generation | EmissionsCost | 0 | [6 empty] | 0.75992 | 0
LCP_Inputs_ON_Diverse_Howarth_2023_05_05 | 2027 | Nuclear SMR | Generation | Electricity | WC | Dispatch-Generation | FuelCost | 0 | [6 empty] | 0.75992 | 0
LCP_Inputs_ON_Diverse_Howarth_2023_05_05 | 2027 | Nuclear SMR | Generation | Electricity | WC | Dispatch-Generation | VOM | 0 | [6 empty] | 0.75992 | 0
LCP_Inputs_ON_Diverse_Howarth_2023_05_05 | 2027 | O/CCGT - CH4 Existing | Crossload | Electricity | MI | Dispatch-Crossload | EmissionsCost | 0 | [6 empty] | 0.75992 | 0
LCP_Inputs_ON_Diverse_Howarth_2023_05_05 | 2027 | O/CCGT - CH4 Existing | Crossload | Electricity | MI | Dispatch-Crossload | FuelCost | 0 | [6 empty] | 0.75992 | 0
LCP_Inputs_ON_Diverse_Howarth_2023_05_05 | 2027 | O/CCGT - CH4 Existing | Crossload | Electricity | MI | Dispatch-Crossload | VOM | 0 | [6 empty] | 0.75992 | 0
LCP_Inputs_ON_Diverse_Howarth_2023_05_05 | 2027 | O/CCGT - CH4 Existing | Crossload | Electricity | NY | Dispatch-Crossload | EmissionsCost | 0 | [6 empty] | 0.75992 | 0
LCP_Inputs_ON_Diverse_Howarth_2023_05_05 | 2027 | O/CCGT - CH4 Existing | Crossload | Electricity | NY | Dispatch-Crossload | FuelCost | 0 | [6 empty] | 0.75992 | 0
LCP_Inputs_ON_Diverse_Howarth_2023_05_05 | 2027 | O/CCGT - CH4 Existing | Crossload | Electricity | NY | Dispatch-Crossload | VOM | 0 | [6 empty] | 0.75992 | 0
LCP_Inputs_ON_Diverse_Howarth_2023_05_05 | 2027 | O/CCGT - CH4 Existing | Crossload | Electricity | ON | Dispatch-Crossload | EmissionsCost | 0 | [6 empty] | 0.75992 | 0
LCP_Inputs_ON_Diverse_Howarth_2023_05_05 | 2027 | O/CCGT - CH4 Existing | Crossload | Electricity | ON | Dispatch-Crossload | FuelCost | 0 | [6 empty] | 0.75992 | 0
LCP_Inputs_ON_Diverse_Howarth_2023_05_05 | 2027 | O/CCGT - CH4 Existing | Crossload | Electricity | ON | Dispatch-Crossload | VOM | 0 | [6 empty] | 0.75992 | 0
LCP_Inputs_ON_Diverse_Howarth_2023_05_05 | 2027 | O/CCGT - CH4 Existing | Crossload | Electricity | PJ | Dispatch-Crossload | EmissionsCost | 0 | [6 empty] | 0.75992 | 0
LCP_Inputs_ON_Diverse_Howarth_2023_05_05 | 2027 | O/CCGT - CH4 Existing | Crossload | Electricity | PJ | Dispatch-Crossload | FuelCost | 0 | [6 empty] | 0.75992 | 0
LCP_Inputs_ON_Diverse_Howarth_2023_05_05 | 2027 | O/CCGT - CH4 Existing | Crossload | Electricity | PJ | Dispatch-Crossload | VOM | 0 | [6 empty] | 0.75992 | 0
LCP_Inputs_ON_Diverse_Howarth_2023_05_05 | 2027 | O/CCGT - CH4 Existing | Crossload | Electricity | QC | Dispatch-Crossload | EmissionsCost | 0 | [6 empty] | 0.75992 | 0
LCP_Inputs_ON_Diverse_Howarth_2023_05_05 | 2027 | O/CCGT - CH4 Existing | Crossload | Electricity | QC | Dispatch-Crossload | FuelCost | 0 | [6 empty] | 0.75992 | 0
LCP_Inputs_ON_Diverse_Howarth_2023_05_05 | 2027 | O/CCGT - CH4 Existing | Crossload | Electricity | QC | Dispatch-Crossload | VOM | 0 | [6 empty] | 0.75992 | 0
LCP_Inputs_ON_Diverse_Howarth_2023_05_05 | 2027 | O/CCGT - CH4 Existing | Crossload | Electricity | WC | Dispatch-Crossload | EmissionsCost | 0 | [6 empty] | 0.75992 | 0
LCP_Inputs_ON_Diverse_Howarth_2023_05_05 | 2027 | O/CCGT - CH4 Existing | Crossload | Electricity | WC | Dispatch-Crossload | FuelCost | 0 | [6 empty] | 0.75992 | 0
LCP_Inputs_ON_Diverse_Howarth_2023_05_05 | 2027 | O/CCGT - CH4 Existing | Crossload | Electricity | WC | Dispatch-Crossload | VOM | 0 | [6 empty] | 0.75992 | 0
LCP_Inputs_ON_Diverse_Howarth_2023_05_05 | 2027 | O/CCGT - CH4 New | Crossload | Electricity | MI | Dispatch-Crossload | EmissionsCost | 0 | [6 empty] | 0.75992 | 0
LCP_Inputs_ON_Diverse_Howarth_2023_05_05 | 2027 | O/CCGT - CH4 New | Crossload | Electricity | MI | Dispatch-Crossload | FuelCost | 0 | [6 empty] | 0.75992 | 0
LCP_Inputs_ON_Diverse_Howarth_2023_05_05 | 2027 | O/CCGT - CH4 New | Crossload | Electricity | MI | Dispatch-Crossload | VOM | 0 | [6 empty] | 0.75992 | 0
LCP_Inputs_ON_Diverse_Howarth_2023_05_05 | 2027 | O/CCGT - CH4 New | Crossload | Electricity | NY | Dispatch-Crossload | EmissionsCost | 0 | [6 empty] | 0.75992 | 0
LCP_Inputs_ON_Diverse_Howarth_2023_05_05 | 2027 | O/CCGT - CH4 New | Crossload | Electricity | NY | Dispatch-Crossload | FuelCost | 0 | [6 empty] | 0.75992 | 0
LCP_Inputs_ON_Diverse_Howarth_2023_05_05 | 2027 | O/CCGT - CH4 New | Crossload | Electricity | NY | Dispatch-Crossload | VOM | 0 | [6 empty] | 0.75992 | 0
LCP_Inputs_ON_Diverse_Howarth_2023_05_05 | 2027 | O/CCGT - CH4 New | Crossload | Electricity | ON | Dispatch-Crossload | EmissionsCost | 0 | [6 empty] | 0.75992 | 0
LCP_Inputs_ON_Diverse_Howarth_2023_05_05 | 2027 | O/CCGT - CH4 New | Crossload | Electricity | ON | Dispatch-Crossload | FuelCost | 0 | [6 empty] | 0.75992 | 0
LCP_Inputs_ON_Diverse_Howarth_2023_05_05 | 2027 | O/CCGT - CH4 New | Crossload | Electricity | ON | Dispatch-Crossload | VOM | 0 | [6 empty] | 0.75992 | 0
LCP_Inputs_ON_Diverse_Howarth_2023_05_05 | 2027 | O/CCGT - CH4 New | Crossload | Electricity | PJ | Dispatch-Crossload | EmissionsCost | 0 | [6 empty] | 0.75992 | 0
LCP_Inputs_ON_Diverse_Howarth_2023_05_05 | 2027 | O/CCGT - CH4 New | Crossload | Electricity | PJ | Dispatch-Crossload | FuelCost | 0 | [6 empty] | 0.75992 | 0
LCP_Inputs_ON_Diverse_Howarth_2023_05_05 | 2027 | O/CCGT - CH4 New | Crossload | Electricity | PJ | Dispatch-Crossload | VOM | 0 | [6 empty] | 0.75992 | 0
LCP_Inputs_ON_Diverse_Howarth_2023_05_05 | 2027 | O/CCGT - CH4 New | Crossload | Electricity | QC | Dispatch-Crossload | EmissionsCost | 0 | [6 empty] | 0.75992 | 0
LCP_Inputs_ON_Diverse_Howarth_2023_05_05 | 2027 | O/CCGT - CH4 New | Crossload | Electricity | QC | Dispatch-Crossload | FuelCost | 0 | [6 empty] | 0.75992 | 0
LCP_Inputs_ON_Diverse_Howarth_2023_05_05 | 2027 | O/CCGT - CH4 New | Crossload | Electricity | QC | Dispatch-Crossload | VOM | 0 | [6 empty] | 0.75992 | 0
LCP_Inputs_ON_Diverse_Howarth_2023_05_05 | 2027 | O/CCGT - CH4 New | Crossload | Electricity | WC | Dispatch-Crossload | EmissionsCost | 0 | [6 empty] | 0.75992 | 0
LCP_Inputs_ON_Diverse_Howarth_2023_05_05 | 2027 | O/CCGT - CH4 New | Crossload | Electricity | WC | Dispatch-Crossload | FuelCost | 0 | [6 empty] | 0.75992 | 0
LCP_Inputs_ON_Diverse_Howarth_2023_05_05 | 2027 | O/CCGT - CH4 New | Crossload | Electricity | WC | Dispatch-Crossload | VOM | 0 | [6 empty] | 0.75992 | 0
LCP_Inputs_ON_Diverse_Howarth_2023_05_05 | 2027 | O/CCGT - H2 New | Crossload | Electricity | MI | Dispatch-Crossload | EmissionsCost | 0 | [6 empty] | 0.75992 | 0
LCP_Inputs_ON_Diverse_Howarth_2023_05_05 | 2027 | O/CCGT - H2 New | Crossload | Electricity | MI | Dispatch-Crossload | FuelCost | 0 | [6 empty] | 0.75992 | 0
LCP_Inputs_ON_Diverse_Howarth_2023_05_05 | 2027 | O/CCGT - H2 New | Crossload | Electricity | MI | Dispatch-Crossload | VOM | 0 | [6 empty] | 0.75992 | 0
LCP_Inputs_ON_Diverse_Howarth_2023_05_05 | 2027 | O/CCGT - H2 New | Crossload | Electricity | NY | Dispatch-Crossload | EmissionsCost | 0 | [6 empty] | 0.75992 | 0
LCP_Inputs_ON_Diverse_Howarth_2023_05_05 | 2027 | O/CCGT - H2 New | Crossload | Electricity | NY | Dispatch-Crossload | FuelCost | 0 | [6 empty] | 0.75992 | 0
LCP_Inputs_ON_Diverse_Howarth_2023_05_05 | 2027 | O/CCGT - H2 New | Crossload | Electricity | NY | Dispatch-Crossload | VOM | 0 | [6 empty] | 0.75992 | 0
LCP_Inputs_ON_Diverse_Howarth_2023_05_05 | 2027 | O/CCGT - H2 New | Crossload | Electricity | ON | Dispatch-Crossload | EmissionsCost | 0 | [6 empty] | 0.75992 | 0
LCP_Inputs_ON_Diverse_Howarth_2023_05_05 | 2027 | O/CCGT - H2 New | Crossload | Electricity | ON | Dispatch-Crossload | FuelCost | 0 | [6 empty] | 0.75992 | 0
LCP_Inputs_ON_Diverse_Howarth_2023_05_05 | 2027 | O/CCGT - H2 New | Crossload | Electricity | ON | Dispatch-Crossload | VOM | 0 | [6 empty] | 0.75992 | 0
LCP_Inputs_ON_Diverse_Howarth_2023_05_05 | 2027 | O/CCGT - H2 New | Crossload | Electricity | PJ | Dispatch-Crossload | EmissionsCost | 0 | [6 empty] | 0.75992 | 0
LCP_Inputs_ON_Diverse_Howarth_2023_05_05 | 2027 | O/CCGT - H2 New | Crossload | Electricity | PJ | Dispatch-Crossload | FuelCost | 0 | [6 empty] | 0.75992 | 0
LCP_Inputs_ON_Diverse_Howarth_2023_05_05 | 2027 | O/CCGT - H2 New | Crossload | Electricity | PJ | Dispatch-Crossload | VOM | 0 | [6 empty] | 0.75992 | 0
LCP_Inputs_ON_Diverse_Howarth_2023_05_05 | 2027 | O/CCGT - H2 New | Crossload | Electricity | QC | Dispatch-Crossload | EmissionsCost | 0 | [6 empty] | 0.75992 | 0
LCP_Inputs_ON_Diverse_Howarth_2023_05_05 | 2027 | O/CCGT - H2 New | Crossload | Electricity | QC | Dispatch-Crossload | FuelCost | 0 | [6 empty] | 0.75992 | 0
LCP_Inputs_ON_Diverse_Howarth_2023_05_05 | 2027 | O/CCGT - H2 New | Crossload | Electricity | QC | Dispatch-Crossload | VOM | 0 | [6 empty] | 0.75992 | 0
LCP_Inputs_ON_Diverse_Howarth_2023_05_05 | 2027 | O/CCGT - H2 New | Crossload | Electricity | WC | Dispatch-Crossload | EmissionsCost | 0 | [6 empty] | 0.75992 | 0
LCP_Inputs_ON_Diverse_Howarth_2023_05_05 | 2027 | O/CCGT - H2 New | Crossload | Electricity | WC | Dispatch-Crossload | FuelCost | 0 | [6 empty] | 0.75992 | 0
LCP_Inputs_ON_Diverse_Howarth_2023_05_05 | 2027 | O/CCGT - H2 New | Crossload | Electricity | WC | Dispatch-Crossload | VOM | 0 | [6 empty] | 0.75992 | 0
LCP_Inputs_ON_Diverse_Howarth_2023_05_05 | 2027 | SMR CCS | Generation | Hydrogen | MI | Dispatch-Generation | EmissionsCost | 0 | [6 empty] | 0.75992 | 0
LCP_Inputs_ON_Diverse_Howarth_2023_05_05 | 2027 | SMR CCS | Generation | Hydrogen | MI | Dispatch-Generation | FuelCost | 0 | [6 empty] | 0.75992 | 0
LCP_Inputs_ON_Diverse_Howarth_2023_05_05 | 2027 | SMR CCS | Generation | Hydrogen | MI | Dispatch-Generation | VOM | 0 | [6 empty] | 0.75992 | 0
LCP_Inputs_ON_Diverse_Howarth_2023_05_05 | 2027 | SMR CCS | Generation | Hydrogen | NY | Dispatch-Generation | EmissionsCost | 0 | [6 empty] | 0.75992 | 0
LCP_Inputs_ON_Diverse_Howarth_2023_05_05 | 2027 | SMR CCS | Generation | Hydrogen | NY | Dispatch-Generation | FuelCost | 0 | [6 empty] | 0.75992 | 0
LCP_Inputs_ON_Diverse_Howarth_2023_05_05 | 2027 | SMR CCS | Generation | Hydrogen | NY | Dispatch-Generation | VOM | 0 | [6 empty] | 0.75992 | 0
LCP_Inputs_ON_Diverse_Howarth_2023_05_05 | 2027 | SMR CCS | Generation | Hydrogen | ON | Dispatch-Generation | EmissionsCost | 0 | [6 empty] | 0.75992 | 0
LCP_Inputs_ON_Diverse_Howarth_2023_05_05 | 2027 | SMR CCS | Generation | Hydrogen | ON | Dispatch-Generation | FuelCost | 0 | [6 empty] | 0.75992 | 0
LCP_Inputs_ON_Diverse_Howarth_2023_05_05 | 2027 | SMR CCS | Generation | Hydrogen | ON | Dispatch-Generation | VOM | 0 | [6 empty] | 0.75992 | 0
LCP_Inputs_ON_Diverse_Howarth_2023_05_05 | 2027 | SMR CCS | Generation | Hydrogen | PJ | Dispatch-Generation | EmissionsCost | 0 | [6 empty] | 0.75992 | 0
LCP_Inputs_ON_Diverse_Howarth_2023_05_05 | 2027 | SMR CCS | Generation | Hydrogen | PJ | Dispatch-Generation | FuelCost | 0 | [6 empty] | 0.75992 | 0
LCP_Inputs_ON_Diverse_Howarth_2023_05_05 | 2027 | SMR CCS | Generation | Hydrogen | PJ | Dispatch-Generation | VOM | 0 | [6 empty] | 0.75992 | 0
LCP_Inputs_ON_Diverse_Howarth_2023_05_05 | 2027 | SMR CCS | Generation | Hydrogen | QC | Dispatch-Generation | EmissionsCost | 0 | [6 empty] | 0.75992 | 0
LCP_Inputs_ON_Diverse_Howarth_2023_05_05 | 2027 | SMR CCS | Generation | Hydrogen | QC | Dispatch-Generation | FuelCost | 0 | [6 empty] | 0.75992 | 0
LCP_Inputs_ON_Diverse_Howarth_2023_05_05 | 2027 | SMR CCS | Generation | Hydrogen | QC | Dispatch-Generation | VOM | 0 | [6 empty] | 0.75992 | 0
LCP_Inputs_ON_Diverse_Howarth_2023_05_05 | 2027 | SMR CCS | Generation | Hydrogen | WC | Dispatch-Generation | EmissionsCost | 0 | [6 empty] | 0.75992 | 0
LCP_Inputs_ON_Diverse_Howarth_2023_05_05 | 2027 | SMR CCS | Generation | Hydrogen | WC | Dispatch-Generation | FuelCost | 0 | [6 empty] | 0.75992 | 0
LCP_Inputs_ON_Diverse_Howarth_2023_05_05 | 2027 | SMR CCS | Generation | Hydrogen | WC | Dispatch-Generation | VOM | 0 | [6 empty] | 0.75992 | 0
LCP_Inputs_ON_Diverse_Howarth_2023_05_05 | 2027 | Solar PV | Generation | Electricity | MI | Dispatch-Generation | EmissionsCost | 0 | [6 empty] | 0.75992 | 0
LCP_Inputs_ON_Diverse_Howarth_2023_05_05 | 2027 | Solar PV | Generation | Electricity | MI | Dispatch-Generation | FuelCost | 0 | [6 empty] | 0.75992 | 0
LCP_Inputs_ON_Diverse_Howarth_2023_05_05 | 2027 | Solar PV | Generation | Electricity | MI | Dispatch-Generation | VOM | 0 | [6 empty] | 0.75992 | 0
LCP_Inputs_ON_Diverse_Howarth_2023_05_05 | 2027 | Solar PV | Generation | Electricity | NY | Dispatch-Generation | EmissionsCost | 0 | [6 empty] | 0.75992 | 0
LCP_Inputs_ON_Diverse_Howarth_2023_05_05 | 2027 | Solar PV | Generation | Electricity | NY | Dispatch-Generation | FuelCost | 0 | [6 empty] | 0.75992 | 0
LCP_Inputs_ON_Diverse_Howarth_2023_05_05 | 2027 | Solar PV | Generation | Electricity | NY | Dispatch-Generation | VOM | 0 | [6 empty] | 0.75992 | 0
LCP_Inputs_ON_Diverse_Howarth_2023_05_05 | 2027 | Solar PV | Generation | Electricity | ON | Dispatch-Generation | EmissionsCost | 0 | [6 empty] | 0.75992 | 0
LCP_Inputs_ON_Diverse_Howarth_2023_05_05 | 2027 | Solar PV | Generation | Electricity | ON | Dispatch-Generation | FuelCost | 0 | [6 empty] | 0.75992 | 0
LCP_Inputs_ON_Diverse_Howarth_2023_05_05 | 2027 | Solar PV | Generation | Electricity | ON | Dispatch-Generation | VOM | 0 | [6 empty] | 0.75992 | 0
LCP_Inputs_ON_Diverse_Howarth_2023_05_05 | 2027 | Solar PV | Generation | Electricity | PJ | Dispatch-Generation | EmissionsCost | 0 | [6 empty] | 0.75992 | 0
LCP_Inputs_ON_Diverse_Howarth_2023_05_05 | 2027 | Solar PV | Generation | Electricity | PJ | Dispatch-Generation | FuelCost | 0 | [6 empty] | 0.75992 | 0
LCP_Inputs_ON_Diverse_Howarth_2023_05_05 | 2027 | Solar PV | Generation | Electricity | PJ | Dispatch-Generation | VOM | 0 | [6 empty] | 0.75992 | 0
LCP_Inputs_ON_Diverse_Howarth_2023_05_05 | 2027 | Solar PV | Generation | Electricity | QC | Dispatch-Generation | EmissionsCost | 0 | [6 empty] | 0.75992 | 0
LCP_Inputs_ON_Diverse_Howarth_2023_05_05 | 2027 | Solar PV | Generation | Electricity | QC | Dispatch-Generation | FuelCost | 0 | [6 empty] | 0.75992 | 0
LCP_Inputs_ON_Diverse_Howarth_2023_05_05 | 2027 | Solar PV | Generation | Electricity | QC | Dispatch-Generation | VOM | 0 | [6 empty] | 0.75992 | 0
LCP_Inputs_ON_Diverse_Howarth_2023_05_05 | 2027 | Solar PV | Generation | Electricity | WC | Dispatch-Generation | EmissionsCost | 0 | [6 empty] | 0.75992 | 0
LCP_Inputs_ON_Diverse_Howarth_2023_05_05 | 2027 | Solar PV | Generation | Electricity | WC | Dispatch-Generation | FuelCost | 0 | [6 empty] | 0.75992 | 0
LCP_Inputs_ON_Diverse_Howarth_2023_05_05 | 2027 | Solar PV | Generation | Electricity | WC | Dispatch-Generation | VOM | 0 | [6 empty] | 0.75992 | 0
LCP_Inputs_ON_Diverse_Howarth_2023_05_05 | 2027 | Wind Offshore | Generation | Electricity | MI | Dispatch-Generation | EmissionsCost | 0 | [6 empty] | 0.75992 | 0
LCP_Inputs_ON_Diverse_Howarth_2023_05_05 | 2027 | Wind Offshore | Generation | Electricity | MI | Dispatch-Generation | FuelCost | 0 | [6 empty] | 0.75992 | 0
LCP_Inputs_ON_Diverse_Howarth_2023_05_05 | 2027 | Wind Offshore | Generation | Electricity | MI | Dispatch-Generation | VOM | 0 | [6 empty] | 0.75992 | 0
LCP_Inputs_ON_Diverse_Howarth_2023_05_05 | 2027 | Wind Offshore | Generation | Electricity | NY | Dispatch-Generation | EmissionsCost | 0 | [6 empty] | 0.75992 | 0
LCP_Inputs_ON_Diverse_Howarth_2023_05_05 | 2027 | Wind Offshore | Generation | Electricity | NY | Dispatch-Generation | FuelCost | 0 | [6 empty] | 0.75992 | 0
LCP_Inputs_ON_Diverse_Howarth_2023_05_05 | 2027 | Wind Offshore | Generation | Electricity | NY | Dispatch-Generation | VOM | 0 | [6 empty] | 0.75992 | 0
LCP_Inputs_ON_Diverse_Howarth_2023_05_05 | 2027 | Wind Offshore | Generation | Electricity | ON | Dispatch-Generation | EmissionsCost | 0 | [6 empty] | 0.75992 | 0
LCP_Inputs_ON_Diverse_Howarth_2023_05_05 | 2027 | Wind Offshore | Generation | Electricity | ON | Dispatch-Generation | FuelCost | 0 | [6 empty] | 0.75992 | 0
LCP_Inputs_ON_Diverse_Howarth_2023_05_05 | 2027 | Wind Offshore | Generation | Electricity | ON | Dispatch-Generation | VOM | 0 | [6 empty] | 0.75992 | 0
LCP_Inputs_ON_Diverse_Howarth_2023_05_05 | 2027 | Wind Offshore | Generation | Electricity | PJ | Dispatch-Generation | EmissionsCost | 0 | [6 empty] | 0.75992 | 0
LCP_Inputs_ON_Diverse_Howarth_2023_05_05 | 2027 | Wind Offshore | Generation | Electricity | PJ | Dispatch-Generation | FuelCost | 0 | [6 empty] | 0.75992 | 0
LCP_Inputs_ON_Diverse_Howarth_2023_05_05 | 2027 | Wind Offshore | Generation | Electricity | PJ | Dispatch-Generation | VOM | 0 | [6 empty] | 0.75992 | 0
LCP_Inputs_ON_Diverse_Howarth_2023_05_05 | 2027 | Wind Offshore | Generation | Electricity | QC | Dispatch-Generation | EmissionsCost | 0 | [6 empty] | 0.75992 | 0
LCP_Inputs_ON_Diverse_Howarth_2023_05_05 | 2027 | Wind Offshore | Generation | Electricity | QC | Dispatch-Generation | FuelCost | 0 | [6 empty] | 0.75992 | 0
LCP_Inputs_ON_Diverse_Howarth_2023_05_05 | 2027 | Wind Offshore | Generation | Electricity | QC | Dispatch-Generation | VOM | 0 | [6 empty] | 0.75992 | 0
LCP_Inputs_ON_Diverse_Howarth_2023_05_05 | 2027 | Wind Offshore | Generation | Electricity | WC | Dispatch-Generation | EmissionsCost | 0 | [6 empty] | 0.75992 | 0
LCP_Inputs_ON_Diverse_Howarth_2023_05_05 | 2027 | Wind Offshore | Generation | Electricity | WC | Dispatch-Generation | FuelCost | 0 | [6 empty] | 0.75992 | 0
LCP_Inputs_ON_Diverse_Howarth_2023_05_05 | 2027 | Wind Offshore | Generation | Electricity | WC | Dispatch-Generation | VOM | 0 | [6 empty] | 0.75992 | 0
LCP_Inputs_ON_Diverse_Howarth_2023_05_05 | 2027 | Wind Onshore | Generation | Electricity | MI | Dispatch-Generation | EmissionsCost | 0 | [6 empty] | 0.75992 | 0
LCP_Inputs_ON_Diverse_Howarth_2023_05_05 | 2027 | Wind Onshore | Generation | Electricity | MI | Dispatch-Generation | FuelCost | 0 | [6 empty] | 0.75992 | 0
LCP_Inputs_ON_Diverse_Howarth_2023_05_05 | 2027 | Wind Onshore | Generation | Electricity | MI | Dispatch-Generation | VOM | 0 | [6 empty] | 0.75992 | 0
LCP_Inputs_ON_Diverse_Howarth_2023_05_05 | 2027 | Wind Onshore | Generation | Electricity | NY | Dispatch-Generation | EmissionsCost | 0 | [6 empty] | 0.75992 | 0
LCP_Inputs_ON_Diverse_Howarth_2023_05_05 | 2027 | Wind Onshore | Generation | Electricity | NY | Dispatch-Generation | FuelCost | 0 | [6 empty] | 0.75992 | 0
LCP_Inputs_ON_Diverse_Howarth_2023_05_05 | 2027 | Wind Onshore | Generation | Electricity | NY | Dispatch-Generation | VOM | 0 | [6 empty] | 0.75992 | 0
LCP_Inputs_ON_Diverse_Howarth_2023_05_05 | 2027 | Wind Onshore | Generation | Electricity | ON | Dispatch-Generation | EmissionsCost | 0 | [6 empty] | 0.75992 | 0
LCP_Inputs_ON_Diverse_Howarth_2023_05_05 | 2027 | Wind Onshore | Generation | Electricity | ON | Dispatch-Generation | FuelCost | 0 | [6 empty] | 0.75992 | 0
LCP_Inputs_ON_Diverse_Howarth_2023_05_05 | 2027 | Wind Onshore | Generation | Electricity | ON | Dispatch-Generation | VOM | 0 | [6 empty] | 0.75992 | 0
LCP_Inputs_ON_Diverse_Howarth_2023_05_05 | 2027 | Wind Onshore | Generation | Electricity | PJ | Dispatch-Generation | EmissionsCost | 0 | [6 empty] | 0.75992 | 0
LCP_Inputs_ON_Diverse_Howarth_2023_05_05 | 2027 | Wind Onshore | Generation | Electricity | PJ | Dispatch-Generation | FuelCost | 0 | [6 empty] | 0.75992 | 0
LCP_Inputs_ON_Diverse_Howarth_2023_05_05 | 2027 | Wind Onshore | Generation | Electricity | PJ | Dispatch-Generation | VOM | 0 | [6 empty] | 0.75992 | 0
LCP_Inputs_ON_Diverse_Howarth_2023_05_05 | 2027 | Wind Onshore | Generation | Electricity | QC | Dispatch-Generation | EmissionsCost | 0 | [6 empty] | 0.75992 | 0
LCP_Inputs_ON_Diverse_Howarth_2023_05_05 | 2027 | Wind Onshore | Generation | Electricity | QC | Dispatch-Generation | FuelCost | 0 | [6 empty] | 0.75992 | 0
LCP_Inputs_ON_Diverse_Howarth_2023_05_05 | 2027 | Wind Onshore | Generation | Electricity | QC | Dispatch-Generation | VOM | 0 | [6 empty] | 0.75992 | 0
LCP_Inputs_ON_Diverse_Howarth_2023_05_05 | 2027 | Wind Onshore | Generation | Electricity | WC | Dispatch-Generation | EmissionsCost | 0 | [6 empty] | 0.75992 | 0
LCP_Inputs_ON_Diverse_Howarth_2023_05_05 | 2027 | Wind Onshore | Generation | Electricity | WC | Dispatch-Generation | FuelCost | 0 | [6 empty] | 0.75992 | 0
LCP_Inputs_ON_Diverse_Howarth_2023_05_05 | 2027 | Wind Onshore | Generation | Electricity | WC | Dispatch-Generation | VOM | 0 | [6 empty] | 0.75992 | 0
LCP_Inputs_ON_Diverse_Howarth_2023_05_05 | 2028 | Anaerobic Digestion | Generation | Methane | MI | Dispatch-Generation | EmissionsCost | 0 | [6 empty] | 0.73069 | 0
LCP_Inputs_ON_Diverse_Howarth_2023_05_05 | 2028 | Anaerobic Digestion | Generation | Methane | MI | Dispatch-Generation | FuelCost | 0 | [6 empty] | 0.73069 | 0
LCP_Inputs_ON_Diverse_Howarth_2023_05_05 | 2028 | Anaerobic Digestion | Generation | Methane | MI | Dispatch-Generation | VOM | 0 | [6 empty] | 0.73069 | 0
LCP_Inputs_ON_Diverse_Howarth_2023_05_05 | 2028 | Anaerobic Digestion | Generation | Methane | NY | Dispatch-Generation | EmissionsCost | 0 | [6 empty] | 0.73069 | 0
LCP_Inputs_ON_Diverse_Howarth_2023_05_05 | 2028 | Anaerobic Digestion | Generation | Methane | NY | Dispatch-Generation | FuelCost | 0 | [6 empty] | 0.73069 | 0
LCP_Inputs_ON_Diverse_Howarth_2023_05_05 | 2028 | Anaerobic Digestion | Generation | Methane | NY | Dispatch-Generation | VOM | 0 | [6 empty] | 0.73069 | 0
LCP_Inputs_ON_Diverse_Howarth_2023_05_05 | 2028 | Anaerobic Digestion | Generation | Methane | ON | Dispatch-Generation | EmissionsCost | 0 | [6 empty] | 0.73069 | 0
LCP_Inputs_ON_Diverse_Howarth_2023_05_05 | 2028 | Anaerobic Digestion | Generation | Methane | ON | Dispatch-Generation | FuelCost | 0 | [6 empty] | 0.73069 | 0
LCP_Inputs_ON_Diverse_Howarth_2023_05_05 | 2028 | Anaerobic Digestion | Generation | Methane | ON | Dispatch-Generation | VOM | 0 | [6 empty] | 0.73069 | 0
LCP_Inputs_ON_Diverse_Howarth_2023_05_05 | 2028 | Anaerobic Digestion | Generation | Methane | PJ | Dispatch-Generation | EmissionsCost | 0 | [6 empty] | 0.73069 | 0
LCP_Inputs_ON_Diverse_Howarth_2023_05_05 | 2028 | Anaerobic Digestion | Generation | Methane | PJ | Dispatch-Generation | FuelCost | 0 | [6 empty] | 0.73069 | 0
LCP_Inputs_ON_Diverse_Howarth_2023_05_05 | 2028 | Anaerobic Digestion | Generation | Methane | PJ | Dispatch-Generation | VOM | 0 | [6 empty] | 0.73069 | 0
LCP_Inputs_ON_Diverse_Howarth_2023_05_05 | 2028 | Anaerobic Digestion | Generation | Methane | QC | Dispatch-Generation | EmissionsCost | 0 | [6 empty] | 0.73069 | 0
LCP_Inputs_ON_Diverse_Howarth_2023_05_05 | 2028 | Anaerobic Digestion | Generation | Methane | QC | Dispatch-Generation | FuelCost | 0 | [6 empty] | 0.73069 | 0
LCP_Inputs_ON_Diverse_Howarth_2023_05_05 | 2028 | Anaerobic Digestion | Generation | Methane | QC | Dispatch-Generation | VOM | 0 | [6 empty] | 0.73069 | 0
LCP_Inputs_ON_Diverse_Howarth_2023_05_05 | 2028 | Anaerobic Digestion | Generation | Methane | WC | Dispatch-Generation | EmissionsCost | 0 | [6 empty] | 0.73069 | 0
LCP_Inputs_ON_Diverse_Howarth_2023_05_05 | 2028 | Anaerobic Digestion | Generation | Methane | WC | Dispatch-Generation | FuelCost | 0 | [6 empty] | 0.73069 | 0
LCP_Inputs_ON_Diverse_Howarth_2023_05_05 | 2028 | Anaerobic Digestion | Generation | Methane | WC | Dispatch-Generation | VOM | 0 | [6 empty] | 0.73069 | 0
LCP_Inputs_ON_Diverse_Howarth_2023_05_05 | 2028 | Battery Storage | Storage | Electricity | MI | Dispatch-Storage | EmissionsCost | 0 | [6 empty] | 0.73069 | 0
LCP_Inputs_ON_Diverse_Howarth_2023_05_05 | 2028 | Battery Storage | Storage | Electricity | MI | Dispatch-Storage | FuelCost | 0 | [6 empty] | 0.73069 | 0
LCP_Inputs_ON_Diverse_Howarth_2023_05_05 | 2028 | Battery Storage | Storage | Electricity | MI | Dispatch-Storage | VOM | 0 | [6 empty] | 0.73069 | 0
LCP_Inputs_ON_Diverse_Howarth_2023_05_05 | 2028 | Battery Storage | Storage | Electricity | NY | Dispatch-Storage | EmissionsCost | 0 | [6 empty] | 0.73069 | 0
LCP_Inputs_ON_Diverse_Howarth_2023_05_05 | 2028 | Battery Storage | Storage | Electricity | NY | Dispatch-Storage | FuelCost | 0 | [6 empty] | 0.73069 | 0
LCP_Inputs_ON_Diverse_Howarth_2023_05_05 | 2028 | Battery Storage | Storage | Electricity | NY | Dispatch-Storage | VOM | 0 | [6 empty] | 0.73069 | 0
LCP_Inputs_ON_Diverse_Howarth_2023_05_05 | 2028 | Battery Storage | Storage | Electricity | ON | Dispatch-Storage | EmissionsCost | 0 | [6 empty] | 0.73069 | 0
LCP_Inputs_ON_Diverse_Howarth_2023_05_05 | 2028 | Battery Storage | Storage | Electricity | ON | Dispatch-Storage | FuelCost | 0 | [6 empty] | 0.73069 | 0
LCP_Inputs_ON_Diverse_Howarth_2023_05_05 | 2028 | Battery Storage | Storage | Electricity | ON | Dispatch-Storage | VOM | 0 | [6 empty] | 0.73069 | 0
LCP_Inputs_ON_Diverse_Howarth_2023_05_05 | 2028 | Battery Storage | Storage | Electricity | PJ | Dispatch-Storage | EmissionsCost | 0 | [6 empty] | 0.73069 | 0
LCP_Inputs_ON_Diverse_Howarth_2023_05_05 | 2028 | Battery Storage | Storage | Electricity | PJ | Dispatch-Storage | FuelCost | 0 | [6 empty] | 0.73069 | 0
LCP_Inputs_ON_Diverse_Howarth_2023_05_05 | 2028 | Battery Storage | Storage | Electricity | PJ | Dispatch-Storage | VOM | 0 | [6 empty] | 0.73069 | 0
LCP_Inputs_ON_Diverse_Howarth_2023_05_05 | 2028 | Battery Storage | Storage | Electricity | QC | Dispatch-Storage | EmissionsCost | 0 | [6 empty] | 0.73069 | 0
LCP_Inputs_ON_Diverse_Howarth_2023_05_05 | 2028 | Battery Storage | Storage | Electricity | QC | Dispatch-Storage | FuelCost | 0 | [6 empty] | 0.73069 | 0
LCP_Inputs_ON_Diverse_Howarth_2023_05_05 | 2028 | Battery Storage | Storage | Electricity | QC | Dispatch-Storage | VOM | 0 | [6 empty] | 0.73069 | 0
LCP_Inputs_ON_Diverse_Howarth_2023_05_05 | 2028 | Battery Storage | Storage | Electricity | WC | Dispatch-Storage | EmissionsCost | 0 | [6 empty] | 0.73069 | 0
LCP_Inputs_ON_Diverse_Howarth_2023_05_05 | 2028 | Battery Storage | Storage | Electricity | WC | Dispatch-Storage | FuelCost | 0 | [6 empty] | 0.73069 | 0
LCP_Inputs_ON_Diverse_Howarth_2023_05_05 | 2028 | Battery Storage | Storage | Electricity | WC | Dispatch-Storage | VOM | 0 | [6 empty] | 0.73069 | 0
LCP_Inputs_ON_Diverse_Howarth_2023_05_05 | 2028 | Biomass | Generation | Electricity | MI | Dispatch-Generation | EmissionsCost | 0 | [6 empty] | 0.73069 | 0
LCP_Inputs_ON_Diverse_Howarth_2023_05_05 | 2028 | Biomass | Generation | Electricity | MI | Dispatch-Generation | FuelCost | 0 | [6 empty] | 0.73069 | 0
LCP_Inputs_ON_Diverse_Howarth_2023_05_05 | 2028 | Biomass | Generation | Electricity | MI | Dispatch-Generation | VOM | 0 | [6 empty] | 0.73069 | 0
LCP_Inputs_ON_Diverse_Howarth_2023_05_05 | 2028 | Biomass | Generation | Electricity | NY | Dispatch-Generation | EmissionsCost | 0 | [6 empty] | 0.73069 | 0
LCP_Inputs_ON_Diverse_Howarth_2023_05_05 | 2028 | Biomass | Generation | Electricity | NY | Dispatch-Generation | FuelCost | 0 | [6 empty] | 0.73069 | 0
LCP_Inputs_ON_Diverse_Howarth_2023_05_05 | 2028 | Biomass | Generation | Electricity | NY | Dispatch-Generation | VOM | 0 | [6 empty] | 0.73069 | 0
LCP_Inputs_ON_Diverse_Howarth_2023_05_05 | 2028 | Biomass | Generation | Electricity | ON | Dispatch-Generation | EmissionsCost | 0 | [6 empty] | 0.73069 | 0
LCP_Inputs_ON_Diverse_Howarth_2023_05_05 | 2028 | Biomass | Generation | Electricity | ON | Dispatch-Generation | FuelCost | 0 | [6 empty] | 0.73069 | 0
LCP_Inputs_ON_Diverse_Howarth_2023_05_05 | 2028 | Biomass | Generation | Electricity | ON | Dispatch-Generation | VOM | 0 | [6 empty] | 0.73069 | 0
LCP_Inputs_ON_Diverse_Howarth_2023_05_05 | 2028 | Biomass | Generation | Electricity | PJ | Dispatch-Generation | EmissionsCost | 0 | [6 empty] | 0.73069 | 0
LCP_Inputs_ON_Diverse_Howarth_2023_05_05 | 2028 | Biomass | Generation | Electricity | PJ | Dispatch-Generation | FuelCost | 0 | [6 empty] | 0.73069 | 0
LCP_Inputs_ON_Diverse_Howarth_2023_05_05 | 2028 | Biomass | Generation | Electricity | PJ | Dispatch-Generation | VOM | 0 | [6 empty] | 0.73069 | 0
LCP_Inputs_ON_Diverse_Howarth_2023_05_05 | 2028 | Biomass | Generation | Electricity | QC | Dispatch-Generation | EmissionsCost | 0 | [6 empty] | 0.73069 | 0
LCP_Inputs_ON_Diverse_Howarth_2023_05_05 | 2028 | Biomass | Generation | Electricity | QC | Dispatch-Generation | FuelCost | 0 | [6 empty] | 0.73069 | 0
LCP_Inputs_ON_Diverse_Howarth_2023_05_05 | 2028 | Biomass | Generation | Electricity | QC | Dispatch-Generation | VOM | 0 | [6 empty] | 0.73069 | 0
LCP_Inputs_ON_Diverse_Howarth_2023_05_05 | 2028 | Biomass | Generation | Electricity | WC | Dispatch-Generation | EmissionsCost | 0 | [6 empty] | 0.73069 | 0
LCP_Inputs_ON_Diverse_Howarth_2023_05_05 | 2028 | Biomass | Generation | Electricity | WC | Dispatch-Generation | FuelCost | 0 | [6 empty] | 0.73069 | 0
LCP_Inputs_ON_Diverse_Howarth_2023_05_05 | 2028 | Biomass | Generation | Electricity | WC | Dispatch-Generation | VOM | 0 | [6 empty] | 0.73069 | 0
LCP_Inputs_ON_Diverse_Howarth_2023_05_05 | 2028 | Biomass + CCS | Generation | Electricity | MI | Dispatch-Generation | EmissionsCost | 0 | [6 empty] | 0.73069 | 0
LCP_Inputs_ON_Diverse_Howarth_2023_05_05 | 2028 | Biomass + CCS | Generation | Electricity | MI | Dispatch-Generation | FuelCost | 0 | [6 empty] | 0.73069 | 0
LCP_Inputs_ON_Diverse_Howarth_2023_05_05 | 2028 | Biomass + CCS | Generation | Electricity | MI | Dispatch-Generation | VOM | 0 | [6 empty] | 0.73069 | 0
LCP_Inputs_ON_Diverse_Howarth_2023_05_05 | 2028 | Biomass + CCS | Generation | Electricity | NY | Dispatch-Generation | EmissionsCost | 0 | [6 empty] | 0.73069 | 0
LCP_Inputs_ON_Diverse_Howarth_2023_05_05 | 2028 | Biomass + CCS | Generation | Electricity | NY | Dispatch-Generation | FuelCost | 0 | [6 empty] | 0.73069 | 0
LCP_Inputs_ON_Diverse_Howarth_2023_05_05 | 2028 | Biomass + CCS | Generation | Electricity | NY | Dispatch-Generation | VOM | 0 | [6 empty] | 0.73069 | 0
LCP_Inputs_ON_Diverse_Howarth_2023_05_05 | 2028 | Biomass + CCS | Generation | Electricity | ON | Dispatch-Generation | EmissionsCost | 0 | [6 empty] | 0.73069 | 0
LCP_Inputs_ON_Diverse_Howarth_2023_05_05 | 2028 | Biomass + CCS | Generation | Electricity | ON | Dispatch-Generation | FuelCost | 0 | [6 empty] | 0.73069 | 0
LCP_Inputs_ON_Diverse_Howarth_2023_05_05 | 2028 | Biomass + CCS | Generation | Electricity | ON | Dispatch-Generation | VOM | 0 | [6 empty] | 0.73069 | 0
LCP_Inputs_ON_Diverse_Howarth_2023_05_05 | 2028 | Biomass + CCS | Generation | Electricity | PJ | Dispatch-Generation | EmissionsCost | 0 | [6 empty] | 0.73069 | 0
LCP_Inputs_ON_Diverse_Howarth_2023_05_05 | 2028 | Biomass + CCS | Generation | Electricity | PJ | Dispatch-Generation | FuelCost | 0 | [6 empty] | 0.73069 | 0
LCP_Inputs_ON_Diverse_Howarth_2023_05_05 | 2028 | Biomass + CCS | Generation | Electricity | PJ | Dispatch-Generation | VOM | 0 | [6 empty] | 0.73069 | 0
LCP_Inputs_ON_Diverse_Howarth_2023_05_05 | 2028 | Biomass + CCS | Generation | Electricity | QC | Dispatch-Generation | EmissionsCost | 0 | [6 empty] | 0.73069 | 0
LCP_Inputs_ON_Diverse_Howarth_2023_05_05 | 2028 | Biomass + CCS | Generation | Electricity | QC | Dispatch-Generation | FuelCost | 0 | [6 empty] | 0.73069 | 0
LCP_Inputs_ON_Diverse_Howarth_2023_05_05 | 2028 | Biomass + CCS | Generation | Electricity | QC | Dispatch-Generation | VOM | 0 | [6 empty] | 0.73069 | 0
LCP_Inputs_ON_Diverse_Howarth_2023_05_05 | 2028 | Biomass + CCS | Generation | Electricity | WC | Dispatch-Generation | EmissionsCost | 0 | [6 empty] | 0.73069 | 0
LCP_Inputs_ON_Diverse_Howarth_2023_05_05 | 2028 | Biomass + CCS | Generation | Electricity | WC | Dispatch-Generation | FuelCost | 0 | [6 empty] | 0.73069 | 0
LCP_Inputs_ON_Diverse_Howarth_2023_05_05 | 2028 | Biomass + CCS | Generation | Electricity | WC | Dispatch-Generation | VOM | 0 | [6 empty] | 0.73069 | 0
LCP_Inputs_ON_Diverse_Howarth_2023_05_05 | 2028 | CH4 + CCS | Generation | Methane | MI | Dispatch-Generation | EmissionsCost | 0 | [6 empty] | 0.73069 | 0
LCP_Inputs_ON_Diverse_Howarth_2023_05_05 | 2028 | CH4 + CCS | Generation | Methane | MI | Dispatch-Generation | FuelCost | 0 | [6 empty] | 0.73069 | 0
LCP_Inputs_ON_Diverse_Howarth_2023_05_05 | 2028 | CH4 + CCS | Generation | Methane | MI | Dispatch-Generation | VOM | 0 | [6 empty] | 0.73069 | 0
LCP_Inputs_ON_Diverse_Howarth_2023_05_05 | 2028 | CH4 + CCS | Generation | Methane | NY | Dispatch-Generation | EmissionsCost | 0 | [6 empty] | 0.73069 | 0
LCP_Inputs_ON_Diverse_Howarth_2023_05_05 | 2028 | CH4 + CCS | Generation | Methane | NY | Dispatch-Generation | FuelCost | 0 | [6 empty] | 0.73069 | 0
LCP_Inputs_ON_Diverse_Howarth_2023_05_05 | 2028 | CH4 + CCS | Generation | Methane | NY | Dispatch-Generation | VOM | 0 | [6 empty] | 0.73069 | 0
LCP_Inputs_ON_Diverse_Howarth_2023_05_05 | 2028 | CH4 + CCS | Generation | Methane | ON | Dispatch-Generation | EmissionsCost | 0 | [6 empty] | 0.73069 | 0
LCP_Inputs_ON_Diverse_Howarth_2023_05_05 | 2028 | CH4 + CCS | Generation | Methane | ON | Dispatch-Generation | FuelCost | 0 | [6 empty] | 0.73069 | 0
LCP_Inputs_ON_Diverse_Howarth_2023_05_05 | 2028 | CH4 + CCS | Generation | Methane | ON | Dispatch-Generation | VOM | 0 | [6 empty] | 0.73069 | 0
LCP_Inputs_ON_Diverse_Howarth_2023_05_05 | 2028 | CH4 + CCS | Generation | Methane | PJ | Dispatch-Generation | EmissionsCost | 0 | [6 empty] | 0.73069 | 0
LCP_Inputs_ON_Diverse_Howarth_2023_05_05 | 2028 | CH4 + CCS | Generation | Methane | PJ | Dispatch-Generation | FuelCost | 0 | [6 empty] | 0.73069 | 0
LCP_Inputs_ON_Diverse_Howarth_2023_05_05 | 2028 | CH4 + CCS | Generation | Methane | PJ | Dispatch-Generation | VOM | 0 | [6 empty] | 0.73069 | 0
LCP_Inputs_ON_Diverse_Howarth_2023_05_05 | 2028 | CH4 + CCS | Generation | Methane | QC | Dispatch-Generation | EmissionsCost | 0 | [6 empty] | 0.73069 | 0
LCP_Inputs_ON_Diverse_Howarth_2023_05_05 | 2028 | CH4 + CCS | Generation | Methane | QC | Dispatch-Generation | FuelCost | 0 | [6 empty] | 0.73069 | 0
LCP_Inputs_ON_Diverse_Howarth_2023_05_05 | 2028 | CH4 + CCS | Generation | Methane | QC | Dispatch-Generation | VOM | 0 | [6 empty] | 0.73069 | 0
LCP_Inputs_ON_Diverse_Howarth_2023_05_05 | 2028 | CH4 + CCS | Generation | Methane | WC | Dispatch-Generation | EmissionsCost | 0 | [6 empty] | 0.73069 | 0
LCP_Inputs_ON_Diverse_Howarth_2023_05_05 | 2028 | CH4 + CCS | Generation | Methane | WC | Dispatch-Generation | FuelCost | 0 | [6 empty] | 0.73069 | 0
LCP_Inputs_ON_Diverse_Howarth_2023_05_05 | 2028 | CH4 + CCS | Generation | Methane | WC | Dispatch-Generation | VOM | 0 | [6 empty] | 0.73069 | 0
LCP_Inputs_ON_Diverse_Howarth_2023_05_05 | 2028 | CH4 Import - NY 2020 | Import | Methane | MI | Dispatch-Import | EmissionsCost | 0 | [6 empty] | 0.73069 | 0
LCP_Inputs_ON_Diverse_Howarth_2023_05_05 | 2028 | CH4 Import - NY 2020 | Import | Methane | MI | Dispatch-Import | FuelCost | 0 | [6 empty] | 0.73069 | 0
LCP_Inputs_ON_Diverse_Howarth_2023_05_05 | 2028 | CH4 Import - NY 2020 | Import | Methane | MI | Dispatch-Import | VOM | 0 | [6 empty] | 0.73069 | 0
LCP_Inputs_ON_Diverse_Howarth_2023_05_05 | 2028 | CH4 Import - NY 2020 | Import | Methane | NY | Dispatch-Import | EmissionsCost | 282343065.1873 | [6 empty] | 0.73069 | 206305312.1826
LCP_Inputs_ON_Diverse_Howarth_2023_05_05 | 2028 | CH4 Import - NY 2020 | Import | Methane | NY | Dispatch-Import | FuelCost | 407790143.0843 | [6 empty] | 0.73069 | 297968263.248
LCP_Inputs_ON_Diverse_Howarth_2023_05_05 | 2028 | CH4 Import - NY 2020 | Import | Methane | NY | Dispatch-Import | VOM | 0 | [6 empty] | 0.73069 | 0
LCP_Inputs_ON_Diverse_Howarth_2023_05_05 | 2028 | CH4 Import - NY 2020 | Import | Methane | ON | Dispatch-Import | EmissionsCost | 0 | [6 empty] | 0.73069 | 0
LCP_Inputs_ON_Diverse_Howarth_2023_05_05 | 2028 | CH4 Import - NY 2020 | Import | Methane | ON | Dispatch-Import | FuelCost | 0 | [6 empty] | 0.73069 | 0
LCP_Inputs_ON_Diverse_Howarth_2023_05_05 | 2028 | CH4 Import - NY 2020 | Import | Methane | ON | Dispatch-Import | VOM | 0 | [6 empty] | 0.73069 | 0
LCP_Inputs_ON_Diverse_Howarth_2023_05_05 | 2028 | CH4 Import - NY 2020 | Import | Methane | PJ | Dispatch-Import | EmissionsCost | 0 | [6 empty] | 0.73069 | 0
LCP_Inputs_ON_Diverse_Howarth_2023_05_05 | 2028 | CH4 Import - NY 2020 | Import | Methane | PJ | Dispatch-Import | FuelCost | 0 | [6 empty] | 0.73069 | 0
LCP_Inputs_ON_Diverse_Howarth_2023_05_05 | 2028 | CH4 Import - NY 2020 | Import | Methane | PJ | Dispatch-Import | VOM | 0 | [6 empty] | 0.73069 | 0
LCP_Inputs_ON_Diverse_Howarth_2023_05_05 | 2028 | CH4 Import - NY 2020 | Import | Methane | QC | Dispatch-Import | EmissionsCost | 0 | [6 empty] | 0.73069 | 0
LCP_Inputs_ON_Diverse_Howarth_2023_05_05 | 2028 | CH4 Import - NY 2020 | Import | Methane | QC | Dispatch-Import | FuelCost | 0 | [6 empty] | 0.73069 | 0
LCP_Inputs_ON_Diverse_Howarth_2023_05_05 | 2028 | CH4 Import - NY 2020 | Import | Methane | QC | Dispatch-Import | VOM | 0 | [6 empty] | 0.73069 | 0
LCP_Inputs_ON_Diverse_Howarth_2023_05_05 | 2028 | CH4 Import - NY 2020 | Import | Methane | WC | Dispatch-Import | EmissionsCost | 0 | [6 empty] | 0.73069 | 0
LCP_Inputs_ON_Diverse_Howarth_2023_05_05 | 2028 | CH4 Import - NY 2020 | Import | Methane | WC | Dispatch-Import | FuelCost | 0 | [6 empty] | 0.73069 | 0
LCP_Inputs_ON_Diverse_Howarth_2023_05_05 | 2028 | CH4 Import - NY 2020 | Import | Methane | WC | Dispatch-Import | VOM | 0 | [6 empty] | 0.73069 | 0
LCP_Inputs_ON_Diverse_Howarth_2023_05_05 | 2028 | CH4 Import - NY 2030 | Import | Methane | MI | Dispatch-Import | EmissionsCost | 0 | [6 empty] | 0.73069 | 0
LCP_Inputs_ON_Diverse_Howarth_2023_05_05 | 2028 | CH4 Import - NY 2030 | Import | Methane | MI | Dispatch-Import | FuelCost | 0 | [6 empty] | 0.73069 | 0
LCP_Inputs_ON_Diverse_Howarth_2023_05_05 | 2028 | CH4 Import - NY 2030 | Import | Methane | MI | Dispatch-Import | VOM | 0 | [6 empty] | 0.73069 | 0
LCP_Inputs_ON_Diverse_Howarth_2023_05_05 | 2028 | CH4 Import - NY 2030 | Import | Methane | NY | Dispatch-Import | EmissionsCost | 0 | [6 empty] | 0.73069 | 0
LCP_Inputs_ON_Diverse_Howarth_2023_05_05 | 2028 | CH4 Import - NY 2030 | Import | Methane | NY | Dispatch-Import | FuelCost | 0 | [6 empty] | 0.73069 | 0
LCP_Inputs_ON_Diverse_Howarth_2023_05_05 | 2028 | CH4 Import - NY 2030 | Import | Methane | NY | Dispatch-Import | VOM | 0 | [6 empty] | 0.73069 | 0
LCP_Inputs_ON_Diverse_Howarth_2023_05_05 | 2028 | CH4 Import - NY 2030 | Import | Methane | ON | Dispatch-Import | EmissionsCost | 0 | [6 empty] | 0.73069 | 0
LCP_Inputs_ON_Diverse_Howarth_2023_05_05 | 2028 | CH4 Import - NY 2030 | Import | Methane | ON | Dispatch-Import | FuelCost | 0 | [6 empty] | 0.73069 | 0
LCP_Inputs_ON_Diverse_Howarth_2023_05_05 | 2028 | CH4 Import - NY 2030 | Import | Methane | ON | Dispatch-Import | VOM | 0 | [6 empty] | 0.73069 | 0
LCP_Inputs_ON_Diverse_Howarth_2023_05_05 | 2028 | CH4 Import - NY 2030 | Import | Methane | PJ | Dispatch-Import | EmissionsCost | 0 | [6 empty] | 0.73069 | 0
LCP_Inputs_ON_Diverse_Howarth_2023_05_05 | 2028 | CH4 Import - NY 2030 | Import | Methane | PJ | Dispatch-Import | FuelCost | 0 | [6 empty] | 0.73069 | 0
LCP_Inputs_ON_Diverse_Howarth_2023_05_05 | 2028 | CH4 Import - NY 2030 | Import | Methane | PJ | Dispatch-Import | VOM | 0 | [6 empty] | 0.73069 | 0
LCP_Inputs_ON_Diverse_Howarth_2023_05_05 | 2028 | CH4 Import - NY 2030 | Import | Methane | QC | Dispatch-Import | EmissionsCost | 0 | [6 empty] | 0.73069 | 0
LCP_Inputs_ON_Diverse_Howarth_2023_05_05 | 2028 | CH4 Import - NY 2030 | Import | Methane | QC | Dispatch-Import | FuelCost | 0 | [6 empty] | 0.73069 | 0
LCP_Inputs_ON_Diverse_Howarth_2023_05_05 | 2028 | CH4 Import - NY 2030 | Import | Methane | QC | Dispatch-Import | VOM | 0 | [6 empty] | 0.73069 | 0
LCP_Inputs_ON_Diverse_Howarth_2023_05_05 | 2028 | CH4 Import - NY 2030 | Import | Methane | WC | Dispatch-Import | EmissionsCost | 0 | [6 empty] | 0.73069 | 0
LCP_Inputs_ON_Diverse_Howarth_2023_05_05 | 2028 | CH4 Import - NY 2030 | Import | Methane | WC | Dispatch-Import | FuelCost | 0 | [6 empty] | 0.73069 | 0
LCP_Inputs_ON_Diverse_Howarth_2023_05_05 | 2028 | CH4 Import - NY 2030 | Import | Methane | WC | Dispatch-Import | VOM | 0 | [6 empty] | 0.73069 | 0
LCP_Inputs_ON_Diverse_Howarth_2023_05_05 | 2028 | CH4 Import - NY 2040 | Import | Methane | MI | Dispatch-Import | EmissionsCost | 0 | [6 empty] | 0.73069 | 0
LCP_Inputs_ON_Diverse_Howarth_2023_05_05 | 2028 | CH4 Import - NY 2040 | Import | Methane | MI | Dispatch-Import | FuelCost | 0 | [6 empty] | 0.73069 | 0
LCP_Inputs_ON_Diverse_Howarth_2023_05_05 | 2028 | CH4 Import - NY 2040 | Import | Methane | MI | Dispatch-Import | VOM | 0 | [6 empty] | 0.73069 | 0
LCP_Inputs_ON_Diverse_Howarth_2023_05_05 | 2028 | CH4 Import - NY 2040 | Import | Methane | NY | Dispatch-Import | EmissionsCost | 0 | [6 empty] | 0.73069 | 0
LCP_Inputs_ON_Diverse_Howarth_2023_05_05 | 2028 | CH4 Import - NY 2040 | Import | Methane | NY | Dispatch-Import | FuelCost | 0 | [6 empty] | 0.73069 | 0
LCP_Inputs_ON_Diverse_Howarth_2023_05_05 | 2028 | CH4 Import - NY 2040 | Import | Methane | NY | Dispatch-Import | VOM | 0 | [6 empty] | 0.73069 | 0
LCP_Inputs_ON_Diverse_Howarth_2023_05_05 | 2028 | CH4 Import - NY 2040 | Import | Methane | ON | Dispatch-Import | EmissionsCost | 0 | [6 empty] | 0.73069 | 0
LCP_Inputs_ON_Diverse_Howarth_2023_05_05 | 2028 | CH4 Import - NY 2040 | Import | Methane | ON | Dispatch-Import | FuelCost | 0 | [6 empty] | 0.73069 | 0
LCP_Inputs_ON_Diverse_Howarth_2023_05_05 | 2028 | CH4 Import - NY 2040 | Import | Methane | ON | Dispatch-Import | VOM | 0 | [6 empty] | 0.73069 | 0
LCP_Inputs_ON_Diverse_Howarth_2023_05_05 | 2028 | CH4 Import - NY 2040 | Import | Methane | PJ | Dispatch-Import | EmissionsCost | 0 | [6 empty] | 0.73069 | 0
LCP_Inputs_ON_Diverse_Howarth_2023_05_05 | 2028 | CH4 Import - NY 2040 | Import | Methane | PJ | Dispatch-Import | FuelCost | 0 | [6 empty] | 0.73069 | 0
LCP_Inputs_ON_Diverse_Howarth_2023_05_05 | 2028 | CH4 Import - NY 2040 | Import | Methane | PJ | Dispatch-Import | VOM | 0 | [6 empty] | 0.73069 | 0
LCP_Inputs_ON_Diverse_Howarth_2023_05_05 | 2028 | CH4 Import - NY 2040 | Import | Methane | QC | Dispatch-Import | EmissionsCost | 0 | [6 empty] | 0.73069 | 0
LCP_Inputs_ON_Diverse_Howarth_2023_05_05 | 2028 | CH4 Import - NY 2040 | Import | Methane | QC | Dispatch-Import | FuelCost | 0 | [6 empty] | 0.73069 | 0
LCP_Inputs_ON_Diverse_Howarth_2023_05_05 | 2028 | CH4 Import - NY 2040 | Import | Methane | QC | Dispatch-Import | VOM | 0 | [6 empty] | 0.73069 | 0
LCP_Inputs_ON_Diverse_Howarth_2023_05_05 | 2028 | CH4 Import - NY 2040 | Import | Methane | WC | Dispatch-Import | EmissionsCost | 0 | [6 empty] | 0.73069 | 0
LCP_Inputs_ON_Diverse_Howarth_2023_05_05 | 2028 | CH4 Import - NY 2040 | Import | Methane | WC | Dispatch-Import | FuelCost | 0 | [6 empty] | 0.73069 | 0
LCP_Inputs_ON_Diverse_Howarth_2023_05_05 | 2028 | CH4 Import - NY 2040 | Import | Methane | WC | Dispatch-Import | VOM | 0 | [6 empty] | 0.73069 | 0
LCP_Inputs_ON_Diverse_Howarth_2023_05_05 | 2028 | CH4 Import - NY 2050 | Import | Methane | MI | Dispatch-Import | EmissionsCost | 0 | [6 empty] | 0.73069 | 0
LCP_Inputs_ON_Diverse_Howarth_2023_05_05 | 2028 | CH4 Import - NY 2050 | Import | Methane | MI | Dispatch-Import | FuelCost | 0 | [6 empty] | 0.73069 | 0
LCP_Inputs_ON_Diverse_Howarth_2023_05_05 | 2028 | CH4 Import - NY 2050 | Import | Methane | MI | Dispatch-Import | VOM | 0 | [6 empty] | 0.73069 | 0
LCP_Inputs_ON_Diverse_Howarth_2023_05_05 | 2028 | CH4 Import - NY 2050 | Import | Methane | NY | Dispatch-Import | EmissionsCost | 0 | [6 empty] | 0.73069 | 0
LCP_Inputs_ON_Diverse_Howarth_2023_05_05 | 2028 | CH4 Import - NY 2050 | Import | Methane | NY | Dispatch-Import | FuelCost | 0 | [6 empty] | 0.73069 | 0
LCP_Inputs_ON_Diverse_Howarth_2023_05_05 | 2028 | CH4 Import - NY 2050 | Import | Methane | NY | Dispatch-Import | VOM | 0 | [6 empty] | 0.73069 | 0
LCP_Inputs_ON_Diverse_Howarth_2023_05_05 | 2028 | CH4 Import - NY 2050 | Import | Methane | ON | Dispatch-Import | EmissionsCost | 0 | [6 empty] | 0.73069 | 0
LCP_Inputs_ON_Diverse_Howarth_2023_05_05 | 2028 | CH4 Import - NY 2050 | Import | Methane | ON | Dispatch-Import | FuelCost | 0 | [6 empty] | 0.73069 | 0
LCP_Inputs_ON_Diverse_Howarth_2023_05_05 | 2028 | CH4 Import - NY 2050 | Import | Methane | ON | Dispatch-Import | VOM | 0 | [6 empty] | 0.73069 | 0
LCP_Inputs_ON_Diverse_Howarth_2023_05_05 | 2028 | CH4 Import - NY 2050 | Import | Methane | PJ | Dispatch-Import | EmissionsCost | 0 | [6 empty] | 0.73069 | 0
LCP_Inputs_ON_Diverse_Howarth_2023_05_05 | 2028 | CH4 Import - NY 2050 | Import | Methane | PJ | Dispatch-Import | FuelCost | 0 | [6 empty] | 0.73069 | 0
LCP_Inputs_ON_Diverse_Howarth_2023_05_05 | 2028 | CH4 Import - NY 2050 | Import | Methane | PJ | Dispatch-Import | VOM | 0 | [6 empty] | 0.73069 | 0
LCP_Inputs_ON_Diverse_Howarth_2023_05_05 | 2028 | CH4 Import - NY 2050 | Import | Methane | QC | Dispatch-Import | EmissionsCost | 0 | [6 empty] | 0.73069 | 0
LCP_Inputs_ON_Diverse_Howarth_2023_05_05 | 2028 | CH4 Import - NY 2050 | Import | Methane | QC | Dispatch-Import | FuelCost | 0 | [6 empty] | 0.73069 | 0
LCP_Inputs_ON_Diverse_Howarth_2023_05_05 | 2028 | CH4 Import - NY 2050 | Import | Methane | QC | Dispatch-Import | VOM | 0 | [6 empty] | 0.73069 | 0
LCP_Inputs_ON_Diverse_Howarth_2023_05_05 | 2028 | CH4 Import - NY 2050 | Import | Methane | WC | Dispatch-Import | EmissionsCost | 0 | [6 empty] | 0.73069 | 0
LCP_Inputs_ON_Diverse_Howarth_2023_05_05 | 2028 | CH4 Import - NY 2050 | Import | Methane | WC | Dispatch-Import | FuelCost | 0 | [6 empty] | 0.73069 | 0
LCP_Inputs_ON_Diverse_Howarth_2023_05_05 | 2028 | CH4 Import - NY 2050 | Import | Methane | WC | Dispatch-Import | VOM | 0 | [6 empty] | 0.73069 | 0
LCP_Inputs_ON_Diverse_Howarth_2023_05_05 | 2028 | CH4 Import - WC 2020 | Import | Methane | MI | Dispatch-Import | EmissionsCost | 0 | [6 empty] | 0.73069 | 0
LCP_Inputs_ON_Diverse_Howarth_2023_05_05 | 2028 | CH4 Import - WC 2020 | Import | Methane | MI | Dispatch-Import | FuelCost | 0 | [6 empty] | 0.73069 | 0
LCP_Inputs_ON_Diverse_Howarth_2023_05_05 | 2028 | CH4 Import - WC 2020 | Import | Methane | MI | Dispatch-Import | VOM | 0 | [6 empty] | 0.73069 | 0
LCP_Inputs_ON_Diverse_Howarth_2023_05_05 | 2028 | CH4 Import - WC 2020 | Import | Methane | NY | Dispatch-Import | EmissionsCost | 0 | [6 empty] | 0.73069 | 0
LCP_Inputs_ON_Diverse_Howarth_2023_05_05 | 2028 | CH4 Import - WC 2020 | Import | Methane | NY | Dispatch-Import | FuelCost | 0 | [6 empty] | 0.73069 | 0
LCP_Inputs_ON_Diverse_Howarth_2023_05_05 | 2028 | CH4 Import - WC 2020 | Import | Methane | NY | Dispatch-Import | VOM | 0 | [6 empty] | 0.73069 | 0
LCP_Inputs_ON_Diverse_Howarth_2023_05_05 | 2028 | CH4 Import - WC 2020 | Import | Methane | ON | Dispatch-Import | EmissionsCost | 0 | [6 empty] | 0.73069 | 0
LCP_Inputs_ON_Diverse_Howarth_2023_05_05 | 2028 | CH4 Import - WC 2020 | Import | Methane | ON | Dispatch-Import | FuelCost | 0 | [6 empty] | 0.73069 | 0
LCP_Inputs_ON_Diverse_Howarth_2023_05_05 | 2028 | CH4 Import - WC 2020 | Import | Methane | ON | Dispatch-Import | VOM | 0 | [6 empty] | 0.73069 | 0
LCP_Inputs_ON_Diverse_Howarth_2023_05_05 | 2028 | CH4 Import - WC 2020 | Import | Methane | PJ | Dispatch-Import | EmissionsCost | 0 | [6 empty] | 0.73069 | 0
LCP_Inputs_ON_Diverse_Howarth_2023_05_05 | 2028 | CH4 Import - WC 2020 | Import | Methane | PJ | Dispatch-Import | FuelCost | 0 | [6 empty] | 0.73069 | 0
LCP_Inputs_ON_Diverse_Howarth_2023_05_05 | 2028 | CH4 Import - WC 2020 | Import | Methane | PJ | Dispatch-Import | VOM | 0 | [6 empty] | 0.73069 | 0
LCP_Inputs_ON_Diverse_Howarth_2023_05_05 | 2028 | CH4 Import - WC 2020 | Import | Methane | QC | Dispatch-Import | EmissionsCost | 0 | [6 empty] | 0.73069 | 0
LCP_Inputs_ON_Diverse_Howarth_2023_05_05 | 2028 | CH4 Import - WC 2020 | Import | Methane | QC | Dispatch-Import | FuelCost | 0 | [6 empty] | 0.73069 | 0
LCP_Inputs_ON_Diverse_Howarth_2023_05_05 | 2028 | CH4 Import - WC 2020 | Import | Methane | QC | Dispatch-Import | VOM | 0 | [6 empty] | 0.73069 | 0
LCP_Inputs_ON_Diverse_Howarth_2023_05_05 | 2028 | CH4 Import - WC 2020 | Import | Methane | WC | Dispatch-Import | EmissionsCost | 1306945425.5377 | [6 empty] | 0.73069 | 954972220.9126
LCP_Inputs_ON_Diverse_Howarth_2023_05_05 | 2028 | CH4 Import - WC 2020 | Import | Methane | WC | Dispatch-Import | FuelCost | 1887630786.0789 | [6 empty] | 0.73069 | 1379273326.048
LCP_Inputs_ON_Diverse_Howarth_2023_05_05 | 2028 | CH4 Import - WC 2020 | Import | Methane | WC | Dispatch-Import | VOM | 0 | [6 empty] | 0.73069 | 0
LCP_Inputs_ON_Diverse_Howarth_2023_05_05 | 2028 | CH4 Import - WC 2030 | Import | Methane | MI | Dispatch-Import | EmissionsCost | 0 | [6 empty] | 0.73069 | 0
LCP_Inputs_ON_Diverse_Howarth_2023_05_05 | 2028 | CH4 Import - WC 2030 | Import | Methane | MI | Dispatch-Import | FuelCost | 0 | [6 empty] | 0.73069 | 0
LCP_Inputs_ON_Diverse_Howarth_2023_05_05 | 2028 | CH4 Import - WC 2030 | Import | Methane | MI | Dispatch-Import | VOM | 0 | [6 empty] | 0.73069 | 0
LCP_Inputs_ON_Diverse_Howarth_2023_05_05 | 2028 | CH4 Import - WC 2030 | Import | Methane | NY | Dispatch-Import | EmissionsCost | 0 | [6 empty] | 0.73069 | 0
LCP_Inputs_ON_Diverse_Howarth_2023_05_05 | 2028 | CH4 Import - WC 2030 | Import | Methane | NY | Dispatch-Import | FuelCost | 0 | [6 empty] | 0.73069 | 0
LCP_Inputs_ON_Diverse_Howarth_2023_05_05 | 2028 | CH4 Import - WC 2030 | Import | Methane | NY | Dispatch-Import | VOM | 0 | [6 empty] | 0.73069 | 0
LCP_Inputs_ON_Diverse_Howarth_2023_05_05 | 2028 | CH4 Import - WC 2030 | Import | Methane | ON | Dispatch-Import | EmissionsCost | 0 | [6 empty] | 0.73069 | 0
LCP_Inputs_ON_Diverse_Howarth_2023_05_05 | 2028 | CH4 Import - WC 2030 | Import | Methane | ON | Dispatch-Import | FuelCost | 0 | [6 empty] | 0.73069 | 0
LCP_Inputs_ON_Diverse_Howarth_2023_05_05 | 2028 | CH4 Import - WC 2030 | Import | Methane | ON | Dispatch-Import | VOM | 0 | [6 empty] | 0.73069 | 0
LCP_Inputs_ON_Diverse_Howarth_2023_05_05 | 2028 | CH4 Import - WC 2030 | Import | Methane | PJ | Dispatch-Import | EmissionsCost | 0 | [6 empty] | 0.73069 | 0
LCP_Inputs_ON_Diverse_Howarth_2023_05_05 | 2028 | CH4 Import - WC 2030 | Import | Methane | PJ | Dispatch-Import | FuelCost | 0 | [6 empty] | 0.73069 | 0
LCP_Inputs_ON_Diverse_Howarth_2023_05_05 | 2028 | CH4 Import - WC 2030 | Import | Methane | PJ | Dispatch-Import | VOM | 0 | [6 empty] | 0.73069 | 0
LCP_Inputs_ON_Diverse_Howarth_2023_05_05 | 2028 | CH4 Import - WC 2030 | Import | Methane | QC | Dispatch-Import | EmissionsCost | 0 | [6 empty] | 0.73069 | 0
LCP_Inputs_ON_Diverse_Howarth_2023_05_05 | 2028 | CH4 Import - WC 2030 | Import | Methane | QC | Dispatch-Import | FuelCost | 0 | [6 empty] | 0.73069 | 0
LCP_Inputs_ON_Diverse_Howarth_2023_05_05 | 2028 | CH4 Import - WC 2030 | Import | Methane | QC | Dispatch-Import | VOM | 0 | [6 empty] | 0.73069 | 0
LCP_Inputs_ON_Diverse_Howarth_2023_05_05 | 2028 | CH4 Import - WC 2030 | Import | Methane | WC | Dispatch-Import | EmissionsCost | 0 | [6 empty] | 0.73069 | 0
LCP_Inputs_ON_Diverse_Howarth_2023_05_05 | 2028 | CH4 Import - WC 2030 | Import | Methane | WC | Dispatch-Import | FuelCost | 0 | [6 empty] | 0.73069 | 0
LCP_Inputs_ON_Diverse_Howarth_2023_05_05 | 2028 | CH4 Import - WC 2030 | Import | Methane | WC | Dispatch-Import | VOM | 0 | [6 empty] | 0.73069 | 0
LCP_Inputs_ON_Diverse_Howarth_2023_05_05 | 2028 | CH4 Import - WC 2040 | Import | Methane | MI | Dispatch-Import | EmissionsCost | 0 | [6 empty] | 0.73069 | 0
LCP_Inputs_ON_Diverse_Howarth_2023_05_05 | 2028 | CH4 Import - WC 2040 | Import | Methane | MI | Dispatch-Import | FuelCost | 0 | [6 empty] | 0.73069 | 0
LCP_Inputs_ON_Diverse_Howarth_2023_05_05 | 2028 | CH4 Import - WC 2040 | Import | Methane | MI | Dispatch-Import | VOM | 0 | [6 empty] | 0.73069 | 0
LCP_Inputs_ON_Diverse_Howarth_2023_05_05 | 2028 | CH4 Import - WC 2040 | Import | Methane | NY | Dispatch-Import | EmissionsCost | 0 | [6 empty] | 0.73069 | 0
LCP_Inputs_ON_Diverse_Howarth_2023_05_05 | 2028 | CH4 Import - WC 2040 | Import | Methane | NY | Dispatch-Import | FuelCost | 0 | [6 empty] | 0.73069 | 0
LCP_Inputs_ON_Diverse_Howarth_2023_05_05 | 2028 | CH4 Import - WC 2040 | Import | Methane | NY | Dispatch-Import | VOM | 0 | [6 empty] | 0.73069 | 0
LCP_Inputs_ON_Diverse_Howarth_2023_05_05 | 2028 | CH4 Import - WC 2040 | Import | Methane | ON | Dispatch-Import | EmissionsCost | 0 | [6 empty] | 0.73069 | 0
LCP_Inputs_ON_Diverse_Howarth_2023_05_05 | 2028 | CH4 Import - WC 2040 | Import | Methane | ON | Dispatch-Import | FuelCost | 0 | [6 empty] | 0.73069 | 0
LCP_Inputs_ON_Diverse_Howarth_2023_05_05 | 2028 | CH4 Import - WC 2040 | Import | Methane | ON | Dispatch-Import | VOM | 0 | [6 empty] | 0.73069 | 0
LCP_Inputs_ON_Diverse_Howarth_2023_05_05 | 2028 | CH4 Import - WC 2040 | Import | Methane | PJ | Dispatch-Import | EmissionsCost | 0 | [6 empty] | 0.73069 | 0
LCP_Inputs_ON_Diverse_Howarth_2023_05_05 | 2028 | CH4 Import - WC 2040 | Import | Methane | PJ | Dispatch-Import | FuelCost | 0 | [6 empty] | 0.73069 | 0
LCP_Inputs_ON_Diverse_Howarth_2023_05_05 | 2028 | CH4 Import - WC 2040 | Import | Methane | PJ | Dispatch-Import | VOM | 0 | [6 empty] | 0.73069 | 0
LCP_Inputs_ON_Diverse_Howarth_2023_05_05 | 2028 | CH4 Import - WC 2040 | Import | Methane | QC | Dispatch-Import | EmissionsCost | 0 | [6 empty] | 0.73069 | 0
LCP_Inputs_ON_Diverse_Howarth_2023_05_05 | 2028 | CH4 Import - WC 2040 | Import | Methane | QC | Dispatch-Import | FuelCost | 0 | [6 empty] | 0.73069 | 0
LCP_Inputs_ON_Diverse_Howarth_2023_05_05 | 2028 | CH4 Import - WC 2040 | Import | Methane | QC | Dispatch-Import | VOM | 0 | [6 empty] | 0.73069 | 0
LCP_Inputs_ON_Diverse_Howarth_2023_05_05 | 2028 | CH4 Import - WC 2040 | Import | Methane | WC | Dispatch-Import | EmissionsCost | 0 | [6 empty] | 0.73069 | 0
LCP_Inputs_ON_Diverse_Howarth_2023_05_05 | 2028 | CH4 Import - WC 2040 | Import | Methane | WC | Dispatch-Import | FuelCost | 0 | [6 empty] | 0.73069 | 0
LCP_Inputs_ON_Diverse_Howarth_2023_05_05 | 2028 | CH4 Import - WC 2040 | Import | Methane | WC | Dispatch-Import | VOM | 0 | [6 empty] | 0.73069 | 0
LCP_Inputs_ON_Diverse_Howarth_2023_05_05 | 2028 | CH4 Import - WC 2050 | Import | Methane | MI | Dispatch-Import | EmissionsCost | 0 | [6 empty] | 0.73069 | 0
LCP_Inputs_ON_Diverse_Howarth_2023_05_05 | 2028 | CH4 Import - WC 2050 | Import | Methane | MI | Dispatch-Import | FuelCost | 0 | [6 empty] | 0.73069 | 0
LCP_Inputs_ON_Diverse_Howarth_2023_05_05 | 2028 | CH4 Import - WC 2050 | Import | Methane | MI | Dispatch-Import | VOM | 0 | [6 empty] | 0.73069 | 0
LCP_Inputs_ON_Diverse_Howarth_2023_05_05 | 2028 | CH4 Import - WC 2050 | Import | Methane | NY | Dispatch-Import | EmissionsCost | 0 | [6 empty] | 0.73069 | 0
LCP_Inputs_ON_Diverse_Howarth_2023_05_05 | 2028 | CH4 Import - WC 2050 | Import | Methane | NY | Dispatch-Import | FuelCost | 0 | [6 empty] | 0.73069 | 0
LCP_Inputs_ON_Diverse_Howarth_2023_05_05 | 2028 | CH4 Import - WC 2050 | Import | Methane | NY | Dispatch-Import | VOM | 0 | [6 empty] | 0.73069 | 0
LCP_Inputs_ON_Diverse_Howarth_2023_05_05 | 2028 | CH4 Import - WC 2050 | Import | Methane | ON | Dispatch-Import | EmissionsCost | 0 | [6 empty] | 0.73069 | 0
LCP_Inputs_ON_Diverse_Howarth_2023_05_05 | 2028 | CH4 Import - WC 2050 | Import | Methane | ON | Dispatch-Import | FuelCost | 0 | [6 empty] | 0.73069 | 0
LCP_Inputs_ON_Diverse_Howarth_2023_05_05 | 2028 | CH4 Import - WC 2050 | Import | Methane | ON | Dispatch-Import | VOM | 0 | [6 empty] | 0.73069 | 0
LCP_Inputs_ON_Diverse_Howarth_2023_05_05 | 2028 | CH4 Import - WC 2050 | Import | Methane | PJ | Dispatch-Import | EmissionsCost | 0 | [6 empty] | 0.73069 | 0
LCP_Inputs_ON_Diverse_Howarth_2023_05_05 | 2028 | CH4 Import - WC 2050 | Import | Methane | PJ | Dispatch-Import | FuelCost | 0 | [6 empty] | 0.73069 | 0
LCP_Inputs_ON_Diverse_Howarth_2023_05_05 | 2028 | CH4 Import - WC 2050 | Import | Methane | PJ | Dispatch-Import | VOM | 0 | [6 empty] | 0.73069 | 0
LCP_Inputs_ON_Diverse_Howarth_2023_05_05 | 2028 | CH4 Import - WC 2050 | Import | Methane | QC | Dispatch-Import | EmissionsCost | 0 | [6 empty] | 0.73069 | 0
LCP_Inputs_ON_Diverse_Howarth_2023_05_05 | 2028 | CH4 Import - WC 2050 | Import | Methane | QC | Dispatch-Import | FuelCost | 0 | [6 empty] | 0.73069 | 0
LCP_Inputs_ON_Diverse_Howarth_2023_05_05 | 2028 | CH4 Import - WC 2050 | Import | Methane | QC | Dispatch-Import | VOM | 0 | [6 empty] | 0.73069 | 0
LCP_Inputs_ON_Diverse_Howarth_2023_05_05 | 2028 | CH4 Import - WC 2050 | Import | Methane | WC | Dispatch-Import | EmissionsCost | 0 | [6 empty] | 0.73069 | 0
LCP_Inputs_ON_Diverse_Howarth_2023_05_05 | 2028 | CH4 Import - WC 2050 | Import | Methane | WC | Dispatch-Import | FuelCost | 0 | [6 empty] | 0.73069 | 0
LCP_Inputs_ON_Diverse_Howarth_2023_05_05 | 2028 | CH4 Import - WC 2050 | Import | Methane | WC | Dispatch-Import | VOM | 0 | [6 empty] | 0.73069 | 0
LCP_Inputs_ON_Diverse_Howarth_2023_05_05 | 2028 | CH4 Salt Cavern Storage - ON | Storage | Methane | MI | Dispatch-Storage | EmissionsCost | 0 | [6 empty] | 0.73069 | 0
LCP_Inputs_ON_Diverse_Howarth_2023_05_05 | 2028 | CH4 Salt Cavern Storage - ON | Storage | Methane | MI | Dispatch-Storage | FuelCost | 0 | [6 empty] | 0.73069 | 0
LCP_Inputs_ON_Diverse_Howarth_2023_05_05 | 2028 | CH4 Salt Cavern Storage - ON | Storage | Methane | MI | Dispatch-Storage | VOM | 0 | [6 empty] | 0.73069 | 0
LCP_Inputs_ON_Diverse_Howarth_2023_05_05 | 2028 | CH4 Salt Cavern Storage - ON | Storage | Methane | NY | Dispatch-Storage | EmissionsCost | 0 | [6 empty] | 0.73069 | 0
LCP_Inputs_ON_Diverse_Howarth_2023_05_05 | 2028 | CH4 Salt Cavern Storage - ON | Storage | Methane | NY | Dispatch-Storage | FuelCost | 0 | [6 empty] | 0.73069 | 0
LCP_Inputs_ON_Diverse_Howarth_2023_05_05 | 2028 | CH4 Salt Cavern Storage - ON | Storage | Methane | NY | Dispatch-Storage | VOM | 0 | [6 empty] | 0.73069 | 0
LCP_Inputs_ON_Diverse_Howarth_2023_05_05 | 2028 | CH4 Salt Cavern Storage - ON | Storage | Methane | ON | Dispatch-Storage | EmissionsCost | 0 | [6 empty] | 0.73069 | 0
LCP_Inputs_ON_Diverse_Howarth_2023_05_05 | 2028 | CH4 Salt Cavern Storage - ON | Storage | Methane | ON | Dispatch-Storage | FuelCost | 0 | [6 empty] | 0.73069 | 0
LCP_Inputs_ON_Diverse_Howarth_2023_05_05 | 2028 | CH4 Salt Cavern Storage - ON | Storage | Methane | ON | Dispatch-Storage | VOM | 691417.795 | [6 empty] | 0.73069 | 505212.2104
LCP_Inputs_ON_Diverse_Howarth_2023_05_05 | 2028 | CH4 Salt Cavern Storage - ON | Storage | Methane | PJ | Dispatch-Storage | EmissionsCost | 0 | [6 empty] | 0.73069 | 0
LCP_Inputs_ON_Diverse_Howarth_2023_05_05 | 2028 | CH4 Salt Cavern Storage - ON | Storage | Methane | PJ | Dispatch-Storage | FuelCost | 0 | [6 empty] | 0.73069 | 0
LCP_Inputs_ON_Diverse_Howarth_2023_05_05 | 2028 | CH4 Salt Cavern Storage - ON | Storage | Methane | PJ | Dispatch-Storage | VOM | 0 | [6 empty] | 0.73069 | 0
LCP_Inputs_ON_Diverse_Howarth_2023_05_05 | 2028 | CH4 Salt Cavern Storage - ON | Storage | Methane | QC | Dispatch-Storage | EmissionsCost | 0 | [6 empty] | 0.73069 | 0
LCP_Inputs_ON_Diverse_Howarth_2023_05_05 | 2028 | CH4 Salt Cavern Storage - ON | Storage | Methane | QC | Dispatch-Storage | FuelCost | 0 | [6 empty] | 0.73069 | 0
LCP_Inputs_ON_Diverse_Howarth_2023_05_05 | 2028 | CH4 Salt Cavern Storage - ON | Storage | Methane | QC | Dispatch-Storage | VOM | 0 | [6 empty] | 0.73069 | 0
LCP_Inputs_ON_Diverse_Howarth_2023_05_05 | 2028 | CH4 Salt Cavern Storage - ON | Storage | Methane | WC | Dispatch-Storage | EmissionsCost | 0 | [6 empty] | 0.73069 | 0
LCP_Inputs_ON_Diverse_Howarth_2023_05_05 | 2028 | CH4 Salt Cavern Storage - ON | Storage | Methane | WC | Dispatch-Storage | FuelCost | 0 | [6 empty] | 0.73069 | 0
LCP_Inputs_ON_Diverse_Howarth_2023_05_05 | 2028 | CH4 Salt Cavern Storage - ON | Storage | Methane | WC | Dispatch-Storage | VOM | 0 | [6 empty] | 0.73069 | 0
LCP_Inputs_ON_Diverse_Howarth_2023_05_05 | 2028 | Electrolyser 2020/2030 | Crossload | Hydrogen | MI | Dispatch-Crossload | EmissionsCost | 0 | [6 empty] | 0.73069 | 0
LCP_Inputs_ON_Diverse_Howarth_2023_05_05 | 2028 | Electrolyser 2020/2030 | Crossload | Hydrogen | MI | Dispatch-Crossload | FuelCost | 0 | [6 empty] | 0.73069 | 0
LCP_Inputs_ON_Diverse_Howarth_2023_05_05 | 2028 | Electrolyser 2020/2030 | Crossload | Hydrogen | MI | Dispatch-Crossload | VOM | 0 | [6 empty] | 0.73069 | 0
LCP_Inputs_ON_Diverse_Howarth_2023_05_05 | 2028 | Electrolyser 2020/2030 | Crossload | Hydrogen | NY | Dispatch-Crossload | EmissionsCost | 0 | [6 empty] | 0.73069 | 0
LCP_Inputs_ON_Diverse_Howarth_2023_05_05 | 2028 | Electrolyser 2020/2030 | Crossload | Hydrogen | NY | Dispatch-Crossload | FuelCost | 0 | [6 empty] | 0.73069 | 0
LCP_Inputs_ON_Diverse_Howarth_2023_05_05 | 2028 | Electrolyser 2020/2030 | Crossload | Hydrogen | NY | Dispatch-Crossload | VOM | 0 | [6 empty] | 0.73069 | 0
LCP_Inputs_ON_Diverse_Howarth_2023_05_05 | 2028 | Electrolyser 2020/2030 | Crossload | Hydrogen | ON | Dispatch-Crossload | EmissionsCost | 0 | [6 empty] | 0.73069 | 0
LCP_Inputs_ON_Diverse_Howarth_2023_05_05 | 2028 | Electrolyser 2020/2030 | Crossload | Hydrogen | ON | Dispatch-Crossload | FuelCost | 0 | [6 empty] | 0.73069 | 0
LCP_Inputs_ON_Diverse_Howarth_2023_05_05 | 2028 | Electrolyser 2020/2030 | Crossload | Hydrogen | ON | Dispatch-Crossload | VOM | 0 | [6 empty] | 0.73069 | 0
LCP_Inputs_ON_Diverse_Howarth_2023_05_05 | 2028 | Electrolyser 2020/2030 | Crossload | Hydrogen | PJ | Dispatch-Crossload | EmissionsCost | 0 | [6 empty] | 0.73069 | 0
LCP_Inputs_ON_Diverse_Howarth_2023_05_05 | 2028 | Electrolyser 2020/2030 | Crossload | Hydrogen | PJ | Dispatch-Crossload | FuelCost | 0 | [6 empty] | 0.73069 | 0
LCP_Inputs_ON_Diverse_Howarth_2023_05_05 | 2028 | Electrolyser 2020/2030 | Crossload | Hydrogen | PJ | Dispatch-Crossload | VOM | 0 | [6 empty] | 0.73069 | 0
LCP_Inputs_ON_Diverse_Howarth_2023_05_05 | 2028 | Electrolyser 2020/2030 | Crossload | Hydrogen | QC | Dispatch-Crossload | EmissionsCost | 0 | [6 empty] | 0.73069 | 0
LCP_Inputs_ON_Diverse_Howarth_2023_05_05 | 2028 | Electrolyser 2020/2030 | Crossload | Hydrogen | QC | Dispatch-Crossload | FuelCost | 0 | [6 empty] | 0.73069 | 0
LCP_Inputs_ON_Diverse_Howarth_2023_05_05 | 2028 | Electrolyser 2020/2030 | Crossload | Hydrogen | QC | Dispatch-Crossload | VOM | 0 | [6 empty] | 0.73069 | 0
LCP_Inputs_ON_Diverse_Howarth_2023_05_05 | 2028 | Electrolyser 2020/2030 | Crossload | Hydrogen | WC | Dispatch-Crossload | EmissionsCost | 0 | [6 empty] | 0.73069 | 0
LCP_Inputs_ON_Diverse_Howarth_2023_05_05 | 2028 | Electrolyser 2020/2030 | Crossload | Hydrogen | WC | Dispatch-Crossload | FuelCost | 0 | [6 empty] | 0.73069 | 0
LCP_Inputs_ON_Diverse_Howarth_2023_05_05 | 2028 | Electrolyser 2020/2030 | Crossload | Hydrogen | WC | Dispatch-Crossload | VOM | 0 | [6 empty] | 0.73069 | 0
LCP_Inputs_ON_Diverse_Howarth_2023_05_05 | 2028 | Electrolyser 2040 | Crossload | Hydrogen | MI | Dispatch-Crossload | EmissionsCost | 0 | [6 empty] | 0.73069 | 0
LCP_Inputs_ON_Diverse_Howarth_2023_05_05 | 2028 | Electrolyser 2040 | Crossload | Hydrogen | MI | Dispatch-Crossload | FuelCost | 0 | [6 empty] | 0.73069 | 0
LCP_Inputs_ON_Diverse_Howarth_2023_05_05 | 2028 | Electrolyser 2040 | Crossload | Hydrogen | MI | Dispatch-Crossload | VOM | 0 | [6 empty] | 0.73069 | 0
LCP_Inputs_ON_Diverse_Howarth_2023_05_05 | 2028 | Electrolyser 2040 | Crossload | Hydrogen | NY | Dispatch-Crossload | EmissionsCost | 0 | [6 empty] | 0.73069 | 0
LCP_Inputs_ON_Diverse_Howarth_2023_05_05 | 2028 | Electrolyser 2040 | Crossload | Hydrogen | NY | Dispatch-Crossload | FuelCost | 0 | [6 empty] | 0.73069 | 0
LCP_Inputs_ON_Diverse_Howarth_2023_05_05 | 2028 | Electrolyser 2040 | Crossload | Hydrogen | NY | Dispatch-Crossload | VOM | 0 | [6 empty] | 0.73069 | 0
LCP_Inputs_ON_Diverse_Howarth_2023_05_05 | 2028 | Electrolyser 2040 | Crossload | Hydrogen | ON | Dispatch-Crossload | EmissionsCost | 0 | [6 empty] | 0.73069 | 0
LCP_Inputs_ON_Diverse_Howarth_2023_05_05 | 2028 | Electrolyser 2040 | Crossload | Hydrogen | ON | Dispatch-Crossload | FuelCost | 0 | [6 empty] | 0.73069 | 0
LCP_Inputs_ON_Diverse_Howarth_2023_05_05 | 2028 | Electrolyser 2040 | Crossload | Hydrogen | ON | Dispatch-Crossload | VOM | 0 | [6 empty] | 0.73069 | 0
LCP_Inputs_ON_Diverse_Howarth_2023_05_05 | 2028 | Electrolyser 2040 | Crossload | Hydrogen | PJ | Dispatch-Crossload | EmissionsCost | 0 | [6 empty] | 0.73069 | 0
LCP_Inputs_ON_Diverse_Howarth_2023_05_05 | 2028 | Electrolyser 2040 | Crossload | Hydrogen | PJ | Dispatch-Crossload | FuelCost | 0 | [6 empty] | 0.73069 | 0
LCP_Inputs_ON_Diverse_Howarth_2023_05_05 | 2028 | Electrolyser 2040 | Crossload | Hydrogen | PJ | Dispatch-Crossload | VOM | 0 | [6 empty] | 0.73069 | 0
LCP_Inputs_ON_Diverse_Howarth_2023_05_05 | 2028 | Electrolyser 2040 | Crossload | Hydrogen | QC | Dispatch-Crossload | EmissionsCost | 0 | [6 empty] | 0.73069 | 0
LCP_Inputs_ON_Diverse_Howarth_2023_05_05 | 2028 | Electrolyser 2040 | Crossload | Hydrogen | QC | Dispatch-Crossload | FuelCost | 0 | [6 empty] | 0.73069 | 0
LCP_Inputs_ON_Diverse_Howarth_2023_05_05 | 2028 | Electrolyser 2040 | Crossload | Hydrogen | QC | Dispatch-Crossload | VOM | 0 | [6 empty] | 0.73069 | 0
LCP_Inputs_ON_Diverse_Howarth_2023_05_05 | 2028 | Electrolyser 2040 | Crossload | Hydrogen | WC | Dispatch-Crossload | EmissionsCost | 0 | [6 empty] | 0.73069 | 0
LCP_Inputs_ON_Diverse_Howarth_2023_05_05 | 2028 | Electrolyser 2040 | Crossload | Hydrogen | WC | Dispatch-Crossload | FuelCost | 0 | [6 empty] | 0.73069 | 0
LCP_Inputs_ON_Diverse_Howarth_2023_05_05 | 2028 | Electrolyser 2040 | Crossload | Hydrogen | WC | Dispatch-Crossload | VOM | 0 | [6 empty] | 0.73069 | 0
LCP_Inputs_ON_Diverse_Howarth_2023_05_05 | 2028 | Electrolyser 2050 | Crossload | Hydrogen | MI | Dispatch-Crossload | EmissionsCost | 0 | [6 empty] | 0.73069 | 0
LCP_Inputs_ON_Diverse_Howarth_2023_05_05 | 2028 | Electrolyser 2050 | Crossload | Hydrogen | MI | Dispatch-Crossload | FuelCost | 0 | [6 empty] | 0.73069 | 0
LCP_Inputs_ON_Diverse_Howarth_2023_05_05 | 2028 | Electrolyser 2050 | Crossload | Hydrogen | MI | Dispatch-Crossload | VOM | 0 | [6 empty] | 0.73069 | 0
LCP_Inputs_ON_Diverse_Howarth_2023_05_05 | 2028 | Electrolyser 2050 | Crossload | Hydrogen | NY | Dispatch-Crossload | EmissionsCost | 0 | [6 empty] | 0.73069 | 0
LCP_Inputs_ON_Diverse_Howarth_2023_05_05 | 2028 | Electrolyser 2050 | Crossload | Hydrogen | NY | Dispatch-Crossload | FuelCost | 0 | [6 empty] | 0.73069 | 0
LCP_Inputs_ON_Diverse_Howarth_2023_05_05 | 2028 | Electrolyser 2050 | Crossload | Hydrogen | NY | Dispatch-Crossload | VOM | 0 | [6 empty] | 0.73069 | 0
LCP_Inputs_ON_Diverse_Howarth_2023_05_05 | 2028 | Electrolyser 2050 | Crossload | Hydrogen | ON | Dispatch-Crossload | EmissionsCost | 0 | [6 empty] | 0.73069 | 0
LCP_Inputs_ON_Diverse_Howarth_2023_05_05 | 2028 | Electrolyser 2050 | Crossload | Hydrogen | ON | Dispatch-Crossload | FuelCost | 0 | [6 empty] | 0.73069 | 0
LCP_Inputs_ON_Diverse_Howarth_2023_05_05 | 2028 | Electrolyser 2050 | Crossload | Hydrogen | ON | Dispatch-Crossload | VOM | 0 | [6 empty] | 0.73069 | 0
LCP_Inputs_ON_Diverse_Howarth_2023_05_05 | 2028 | Electrolyser 2050 | Crossload | Hydrogen | PJ | Dispatch-Crossload | EmissionsCost | 0 | [6 empty] | 0.73069 | 0
LCP_Inputs_ON_Diverse_Howarth_2023_05_05 | 2028 | Electrolyser 2050 | Crossload | Hydrogen | PJ | Dispatch-Crossload | FuelCost | 0 | [6 empty] | 0.73069 | 0
LCP_Inputs_ON_Diverse_Howarth_2023_05_05 | 2028 | Electrolyser 2050 | Crossload | Hydrogen | PJ | Dispatch-Crossload | VOM | 0 | [6 empty] | 0.73069 | 0
LCP_Inputs_ON_Diverse_Howarth_2023_05_05 | 2028 | Electrolyser 2050 | Crossload | Hydrogen | QC | Dispatch-Crossload | EmissionsCost | 0 | [6 empty] | 0.73069 | 0
LCP_Inputs_ON_Diverse_Howarth_2023_05_05 | 2028 | Electrolyser 2050 | Crossload | Hydrogen | QC | Dispatch-Crossload | FuelCost | 0 | [6 empty] | 0.73069 | 0
LCP_Inputs_ON_Diverse_Howarth_2023_05_05 | 2028 | Electrolyser 2050 | Crossload | Hydrogen | QC | Dispatch-Crossload | VOM | 0 | [6 empty] | 0.73069 | 0
LCP_Inputs_ON_Diverse_Howarth_2023_05_05 | 2028 | Electrolyser 2050 | Crossload | Hydrogen | WC | Dispatch-Crossload | EmissionsCost | 0 | [6 empty] | 0.73069 | 0
LCP_Inputs_ON_Diverse_Howarth_2023_05_05 | 2028 | Electrolyser 2050 | Crossload | Hydrogen | WC | Dispatch-Crossload | FuelCost | 0 | [6 empty] | 0.73069 | 0
LCP_Inputs_ON_Diverse_Howarth_2023_05_05 | 2028 | Electrolyser 2050 | Crossload | Hydrogen | WC | Dispatch-Crossload | VOM | 0 | [6 empty] | 0.73069 | 0
LCP_Inputs_ON_Diverse_Howarth_2023_05_05 | 2028 | Fossil Fuel Thermal (Coal, Peat, Oil) | Generation | Electricity | MI | Dispatch-Generation | EmissionsCost | 0 | [6 empty] | 0.73069 | 0
LCP_Inputs_ON_Diverse_Howarth_2023_05_05 | 2028 | Fossil Fuel Thermal (Coal, Peat, Oil) | Generation | Electricity | MI | Dispatch-Generation | FuelCost | 0 | [6 empty] | 0.73069 | 0
LCP_Inputs_ON_Diverse_Howarth_2023_05_05 | 2028 | Fossil Fuel Thermal (Coal, Peat, Oil) | Generation | Electricity | MI | Dispatch-Generation | VOM | 0 | [6 empty] | 0.73069 | 0
LCP_Inputs_ON_Diverse_Howarth_2023_05_05 | 2028 | Fossil Fuel Thermal (Coal, Peat, Oil) | Generation | Electricity | NY | Dispatch-Generation | EmissionsCost | 0 | [6 empty] | 0.73069 | 0
LCP_Inputs_ON_Diverse_Howarth_2023_05_05 | 2028 | Fossil Fuel Thermal (Coal, Peat, Oil) | Generation | Electricity | NY | Dispatch-Generation | FuelCost | 0 | [6 empty] | 0.73069 | 0
LCP_Inputs_ON_Diverse_Howarth_2023_05_05 | 2028 | Fossil Fuel Thermal (Coal, Peat, Oil) | Generation | Electricity | NY | Dispatch-Generation | VOM | 0 | [6 empty] | 0.73069 | 0
LCP_Inputs_ON_Diverse_Howarth_2023_05_05 | 2028 | Fossil Fuel Thermal (Coal, Peat, Oil) | Generation | Electricity | ON | Dispatch-Generation | EmissionsCost | 0 | [6 empty] | 0.73069 | 0
LCP_Inputs_ON_Diverse_Howarth_2023_05_05 | 2028 | Fossil Fuel Thermal (Coal, Peat, Oil) | Generation | Electricity | ON | Dispatch-Generation | FuelCost | 0 | [6 empty] | 0.73069 | 0
LCP_Inputs_ON_Diverse_Howarth_2023_05_05 | 2028 | Fossil Fuel Thermal (Coal, Peat, Oil) | Generation | Electricity | ON | Dispatch-Generation | VOM | 0 | [6 empty] | 0.73069 | 0
LCP_Inputs_ON_Diverse_Howarth_2023_05_05 | 2028 | Fossil Fuel Thermal (Coal, Peat, Oil) | Generation | Electricity | PJ | Dispatch-Generation | EmissionsCost | 0 | [6 empty] | 0.73069 | 0
LCP_Inputs_ON_Diverse_Howarth_2023_05_05 | 2028 | Fossil Fuel Thermal (Coal, Peat, Oil) | Generation | Electricity | PJ | Dispatch-Generation | FuelCost | 0 | [6 empty] | 0.73069 | 0
LCP_Inputs_ON_Diverse_Howarth_2023_05_05 | 2028 | Fossil Fuel Thermal (Coal, Peat, Oil) | Generation | Electricity | PJ | Dispatch-Generation | VOM | 0 | [6 empty] | 0.73069 | 0
LCP_Inputs_ON_Diverse_Howarth_2023_05_05 | 2028 | Fossil Fuel Thermal (Coal, Peat, Oil) | Generation | Electricity | QC | Dispatch-Generation | EmissionsCost | 0 | [6 empty] | 0.73069 | 0
LCP_Inputs_ON_Diverse_Howarth_2023_05_05 | 2028 | Fossil Fuel Thermal (Coal, Peat, Oil) | Generation | Electricity | QC | Dispatch-Generation | FuelCost | 0 | [6 empty] | 0.73069 | 0
LCP_Inputs_ON_Diverse_Howarth_2023_05_05 | 2028 | Fossil Fuel Thermal (Coal, Peat, Oil) | Generation | Electricity | QC | Dispatch-Generation | VOM | 0 | [6 empty] | 0.73069 | 0
LCP_Inputs_ON_Diverse_Howarth_2023_05_05 | 2028 | Fossil Fuel Thermal (Coal, Peat, Oil) | Generation | Electricity | WC | Dispatch-Generation | EmissionsCost | 0 | [6 empty] | 0.73069 | 0
LCP_Inputs_ON_Diverse_Howarth_2023_05_05 | 2028 | Fossil Fuel Thermal (Coal, Peat, Oil) | Generation | Electricity | WC | Dispatch-Generation | FuelCost | 0 | [6 empty] | 0.73069 | 0
LCP_Inputs_ON_Diverse_Howarth_2023_05_05 | 2028 | Fossil Fuel Thermal (Coal, Peat, Oil) | Generation | Electricity | WC | Dispatch-Generation | VOM | 0 | [6 empty] | 0.73069 | 0
LCP_Inputs_ON_Diverse_Howarth_2023_05_05 | 2028 | Generic - Generator | Generation | Electricity | MI | Dispatch-Generation | EmissionsCost | 0 | [6 empty] | 0.73069 | 0
LCP_Inputs_ON_Diverse_Howarth_2023_05_05 | 2028 | Generic - Generator | Generation | Electricity | MI | Dispatch-Generation | FuelCost | 3921448028.5872 | [6 empty] | 0.73069 | 2865363663.913
LCP_Inputs_ON_Diverse_Howarth_2023_05_05 | 2028 | Generic - Generator | Generation | Electricity | MI | Dispatch-Generation | VOM | 405706298.2701 | [6 empty] | 0.73069 | 296445618.2536
LCP_Inputs_ON_Diverse_Howarth_2023_05_05 | 2028 | Generic - Generator | Generation | Electricity | NY | Dispatch-Generation | EmissionsCost | 0 | [6 empty] | 0.73069 | 0
LCP_Inputs_ON_Diverse_Howarth_2023_05_05 | 2028 | Generic - Generator | Generation | Electricity | NY | Dispatch-Generation | FuelCost | 1625728707.8528 | [6 empty] | 0.73069 | 1187904042.8186
LCP_Inputs_ON_Diverse_Howarth_2023_05_05 | 2028 | Generic - Generator | Generation | Electricity | NY | Dispatch-Generation | VOM | 168195108.3493 | [6 empty] | 0.73069 | 122898518.2001
LCP_Inputs_ON_Diverse_Howarth_2023_05_05 | 2028 | Generic - Generator | Generation | Electricity | ON | Dispatch-Generation | EmissionsCost | 0 | [6 empty] | 0.73069 | 0
LCP_Inputs_ON_Diverse_Howarth_2023_05_05 | 2028 | Generic - Generator | Generation | Electricity | ON | Dispatch-Generation | FuelCost | 0 | [6 empty] | 0.73069 | 0
LCP_Inputs_ON_Diverse_Howarth_2023_05_05 | 2028 | Generic - Generator | Generation | Electricity | ON | Dispatch-Generation | VOM | 0 | [6 empty] | 0.73069 | 0
LCP_Inputs_ON_Diverse_Howarth_2023_05_05 | 2028 | Generic - Generator | Generation | Electricity | PJ | Dispatch-Generation | EmissionsCost | 0 | [6 empty] | 0.73069 | 0
LCP_Inputs_ON_Diverse_Howarth_2023_05_05 | 2028 | Generic - Generator | Generation | Electricity | PJ | Dispatch-Generation | FuelCost | 14422259590.9655 | [6 empty] | 0.73069 | 10538203817.1144
LCP_Inputs_ON_Diverse_Howarth_2023_05_05 | 2028 | Generic - Generator | Generation | Electricity | PJ | Dispatch-Generation | VOM | 1492102281.7812 | [6 empty] | 0.73069 | 1090264522.1587
LCP_Inputs_ON_Diverse_Howarth_2023_05_05 | 2028 | Generic - Generator | Generation | Electricity | QC | Dispatch-Generation | EmissionsCost | 0 | [6 empty] | 0.73069 | 0
LCP_Inputs_ON_Diverse_Howarth_2023_05_05 | 2028 | Generic - Generator | Generation | Electricity | QC | Dispatch-Generation | FuelCost | 0 | [6 empty] | 0.73069 | 0
LCP_Inputs_ON_Diverse_Howarth_2023_05_05 | 2028 | Generic - Generator | Generation | Electricity | QC | Dispatch-Generation | VOM | 0 | [6 empty] | 0.73069 | 0
LCP_Inputs_ON_Diverse_Howarth_2023_05_05 | 2028 | Generic - Generator | Generation | Electricity | WC | Dispatch-Generation | EmissionsCost | 0 | [6 empty] | 0.73069 | 0
LCP_Inputs_ON_Diverse_Howarth_2023_05_05 | 2028 | Generic - Generator | Generation | Electricity | WC | Dispatch-Generation | FuelCost | 1069473.0011 | [6 empty] | 0.73069 | 781453.4464
LCP_Inputs_ON_Diverse_Howarth_2023_05_05 | 2028 | Generic - Generator | Generation | Electricity | WC | Dispatch-Generation | VOM | 110645.8454 | [6 empty] | 0.73069 | 80847.8355
LCP_Inputs_ON_Diverse_Howarth_2023_05_05 | 2028 | H2 Import - QC | Import | Hydrogen | MI | Dispatch-Import | EmissionsCost | 0 | [6 empty] | 0.73069 | 0
LCP_Inputs_ON_Diverse_Howarth_2023_05_05 | 2028 | H2 Import - QC | Import | Hydrogen | MI | Dispatch-Import | FuelCost | 0 | [6 empty] | 0.73069 | 0
LCP_Inputs_ON_Diverse_Howarth_2023_05_05 | 2028 | H2 Import - QC | Import | Hydrogen | MI | Dispatch-Import | VOM | 0 | [6 empty] | 0.73069 | 0
LCP_Inputs_ON_Diverse_Howarth_2023_05_05 | 2028 | H2 Import - QC | Import | Hydrogen | NY | Dispatch-Import | EmissionsCost | 0 | [6 empty] | 0.73069 | 0
LCP_Inputs_ON_Diverse_Howarth_2023_05_05 | 2028 | H2 Import - QC | Import | Hydrogen | NY | Dispatch-Import | FuelCost | 0 | [6 empty] | 0.73069 | 0
LCP_Inputs_ON_Diverse_Howarth_2023_05_05 | 2028 | H2 Import - QC | Import | Hydrogen | NY | Dispatch-Import | VOM | 0 | [6 empty] | 0.73069 | 0
LCP_Inputs_ON_Diverse_Howarth_2023_05_05 | 2028 | H2 Import - QC | Import | Hydrogen | ON | Dispatch-Import | EmissionsCost | 0 | [6 empty] | 0.73069 | 0
LCP_Inputs_ON_Diverse_Howarth_2023_05_05 | 2028 | H2 Import - QC | Import | Hydrogen | ON | Dispatch-Import | FuelCost | 0 | [6 empty] | 0.73069 | 0
LCP_Inputs_ON_Diverse_Howarth_2023_05_05 | 2028 | H2 Import - QC | Import | Hydrogen | ON | Dispatch-Import | VOM | 0 | [6 empty] | 0.73069 | 0
LCP_Inputs_ON_Diverse_Howarth_2023_05_05 | 2028 | H2 Import - QC | Import | Hydrogen | PJ | Dispatch-Import | EmissionsCost | 0 | [6 empty] | 0.73069 | 0
LCP_Inputs_ON_Diverse_Howarth_2023_05_05 | 2028 | H2 Import - QC | Import | Hydrogen | PJ | Dispatch-Import | FuelCost | 0 | [6 empty] | 0.73069 | 0
LCP_Inputs_ON_Diverse_Howarth_2023_05_05 | 2028 | H2 Import - QC | Import | Hydrogen | PJ | Dispatch-Import | VOM | 0 | [6 empty] | 0.73069 | 0
LCP_Inputs_ON_Diverse_Howarth_2023_05_05 | 2028 | H2 Import - QC | Import | Hydrogen | QC | Dispatch-Import | EmissionsCost | 0 | [6 empty] | 0.73069 | 0
LCP_Inputs_ON_Diverse_Howarth_2023_05_05 | 2028 | H2 Import - QC | Import | Hydrogen | QC | Dispatch-Import | FuelCost | 0 | [6 empty] | 0.73069 | 0
LCP_Inputs_ON_Diverse_Howarth_2023_05_05 | 2028 | H2 Import - QC | Import | Hydrogen | QC | Dispatch-Import | VOM | 0 | [6 empty] | 0.73069 | 0
LCP_Inputs_ON_Diverse_Howarth_2023_05_05 | 2028 | H2 Import - QC | Import | Hydrogen | WC | Dispatch-Import | EmissionsCost | 0 | [6 empty] | 0.73069 | 0
LCP_Inputs_ON_Diverse_Howarth_2023_05_05 | 2028 | H2 Import - QC | Import | Hydrogen | WC | Dispatch-Import | FuelCost | 0 | [6 empty] | 0.73069 | 0
LCP_Inputs_ON_Diverse_Howarth_2023_05_05 | 2028 | H2 Import - QC | Import | Hydrogen | WC | Dispatch-Import | VOM | 0 | [6 empty] | 0.73069 | 0
LCP_Inputs_ON_Diverse_Howarth_2023_05_05 | 2028 | H2 Import - WC | Import | Hydrogen | MI | Dispatch-Import | EmissionsCost | 0 | [6 empty] | 0.73069 | 0
LCP_Inputs_ON_Diverse_Howarth_2023_05_05 | 2028 | H2 Import - WC | Import | Hydrogen | MI | Dispatch-Import | FuelCost | 0 | [6 empty] | 0.73069 | 0
LCP_Inputs_ON_Diverse_Howarth_2023_05_05 | 2028 | H2 Import - WC | Import | Hydrogen | MI | Dispatch-Import | VOM | 0 | [6 empty] | 0.73069 | 0
LCP_Inputs_ON_Diverse_Howarth_2023_05_05 | 2028 | H2 Import - WC | Import | Hydrogen | NY | Dispatch-Import | EmissionsCost | 0 | [6 empty] | 0.73069 | 0
LCP_Inputs_ON_Diverse_Howarth_2023_05_05 | 2028 | H2 Import - WC | Import | Hydrogen | NY | Dispatch-Import | FuelCost | 0 | [6 empty] | 0.73069 | 0
LCP_Inputs_ON_Diverse_Howarth_2023_05_05 | 2028 | H2 Import - WC | Import | Hydrogen | NY | Dispatch-Import | VOM | 0 | [6 empty] | 0.73069 | 0
LCP_Inputs_ON_Diverse_Howarth_2023_05_05 | 2028 | H2 Import - WC | Import | Hydrogen | ON | Dispatch-Import | EmissionsCost | 0 | [6 empty] | 0.73069 | 0
LCP_Inputs_ON_Diverse_Howarth_2023_05_05 | 2028 | H2 Import - WC | Import | Hydrogen | ON | Dispatch-Import | FuelCost | 0 | [6 empty] | 0.73069 | 0
LCP_Inputs_ON_Diverse_Howarth_2023_05_05 | 2028 | H2 Import - WC | Import | Hydrogen | ON | Dispatch-Import | VOM | 0 | [6 empty] | 0.73069 | 0
LCP_Inputs_ON_Diverse_Howarth_2023_05_05 | 2028 | H2 Import - WC | Import | Hydrogen | PJ | Dispatch-Import | EmissionsCost | 0 | [6 empty] | 0.73069 | 0
LCP_Inputs_ON_Diverse_Howarth_2023_05_05 | 2028 | H2 Import - WC | Import | Hydrogen | PJ | Dispatch-Import | FuelCost | 0 | [6 empty] | 0.73069 | 0
LCP_Inputs_ON_Diverse_Howarth_2023_05_05 | 2028 | H2 Import - WC | Import | Hydrogen | PJ | Dispatch-Import | VOM | 0 | [6 empty] | 0.73069 | 0
LCP_Inputs_ON_Diverse_Howarth_2023_05_05 | 2028 | H2 Import - WC | Import | Hydrogen | QC | Dispatch-Import | EmissionsCost | 0 | [6 empty] | 0.73069 | 0
LCP_Inputs_ON_Diverse_Howarth_2023_05_05 | 2028 | H2 Import - WC | Import | Hydrogen | QC | Dispatch-Import | FuelCost | 0 | [6 empty] | 0.73069 | 0
LCP_Inputs_ON_Diverse_Howarth_2023_05_05 | 2028 | H2 Import - WC | Import | Hydrogen | QC | Dispatch-Import | VOM | 0 | [6 empty] | 0.73069 | 0
LCP_Inputs_ON_Diverse_Howarth_2023_05_05 | 2028 | H2 Import - WC | Import | Hydrogen | WC | Dispatch-Import | EmissionsCost | 0 | [6 empty] | 0.73069 | 0
LCP_Inputs_ON_Diverse_Howarth_2023_05_05 | 2028 | H2 Import - WC | Import | Hydrogen | WC | Dispatch-Import | FuelCost | 0 | [6 empty] | 0.73069 | 0
LCP_Inputs_ON_Diverse_Howarth_2023_05_05 | 2028 | H2 Import - WC | Import | Hydrogen | WC | Dispatch-Import | VOM | 0 | [6 empty] | 0.73069 | 0
LCP_Inputs_ON_Diverse_Howarth_2023_05_05 | 2028 | H2 Salt Cavern Storage - ON | Storage | Hydrogen | MI | Dispatch-Storage | EmissionsCost | 0 | [6 empty] | 0.73069 | 0
LCP_Inputs_ON_Diverse_Howarth_2023_05_05 | 2028 | H2 Salt Cavern Storage - ON | Storage | Hydrogen | MI | Dispatch-Storage | FuelCost | 0 | [6 empty] | 0.73069 | 0
LCP_Inputs_ON_Diverse_Howarth_2023_05_05 | 2028 | H2 Salt Cavern Storage - ON | Storage | Hydrogen | MI | Dispatch-Storage | VOM | 0 | [6 empty] | 0.73069 | 0
LCP_Inputs_ON_Diverse_Howarth_2023_05_05 | 2028 | H2 Salt Cavern Storage - ON | Storage | Hydrogen | NY | Dispatch-Storage | EmissionsCost | 0 | [6 empty] | 0.73069 | 0
LCP_Inputs_ON_Diverse_Howarth_2023_05_05 | 2028 | H2 Salt Cavern Storage - ON | Storage | Hydrogen | NY | Dispatch-Storage | FuelCost | 0 | [6 empty] | 0.73069 | 0
LCP_Inputs_ON_Diverse_Howarth_2023_05_05 | 2028 | H2 Salt Cavern Storage - ON | Storage | Hydrogen | NY | Dispatch-Storage | VOM | 0 | [6 empty] | 0.73069 | 0
LCP_Inputs_ON_Diverse_Howarth_2023_05_05 | 2028 | H2 Salt Cavern Storage - ON | Storage | Hydrogen | ON | Dispatch-Storage | EmissionsCost | 0 | [6 empty] | 0.73069 | 0
LCP_Inputs_ON_Diverse_Howarth_2023_05_05 | 2028 | H2 Salt Cavern Storage - ON | Storage | Hydrogen | ON | Dispatch-Storage | FuelCost | 0 | [6 empty] | 0.73069 | 0
LCP_Inputs_ON_Diverse_Howarth_2023_05_05 | 2028 | H2 Salt Cavern Storage - ON | Storage | Hydrogen | ON | Dispatch-Storage | VOM | 0 | [6 empty] | 0.73069 | 0
LCP_Inputs_ON_Diverse_Howarth_2023_05_05 | 2028 | H2 Salt Cavern Storage - ON | Storage | Hydrogen | PJ | Dispatch-Storage | EmissionsCost | 0 | [6 empty] | 0.73069 | 0
LCP_Inputs_ON_Diverse_Howarth_2023_05_05 | 2028 | H2 Salt Cavern Storage - ON | Storage | Hydrogen | PJ | Dispatch-Storage | FuelCost | 0 | [6 empty] | 0.73069 | 0
LCP_Inputs_ON_Diverse_Howarth_2023_05_05 | 2028 | H2 Salt Cavern Storage - ON | Storage | Hydrogen | PJ | Dispatch-Storage | VOM | 0 | [6 empty] | 0.73069 | 0
LCP_Inputs_ON_Diverse_Howarth_2023_05_05 | 2028 | H2 Salt Cavern Storage - ON | Storage | Hydrogen | QC | Dispatch-Storage | EmissionsCost | 0 | [6 empty] | 0.73069 | 0
LCP_Inputs_ON_Diverse_Howarth_2023_05_05 | 2028 | H2 Salt Cavern Storage - ON | Storage | Hydrogen | QC | Dispatch-Storage | FuelCost | 0 | [6 empty] | 0.73069 | 0
LCP_Inputs_ON_Diverse_Howarth_2023_05_05 | 2028 | H2 Salt Cavern Storage - ON | Storage | Hydrogen | QC | Dispatch-Storage | VOM | 0 | [6 empty] | 0.73069 | 0
LCP_Inputs_ON_Diverse_Howarth_2023_05_05 | 2028 | H2 Salt Cavern Storage - ON | Storage | Hydrogen | WC | Dispatch-Storage | EmissionsCost | 0 | [6 empty] | 0.73069 | 0
LCP_Inputs_ON_Diverse_Howarth_2023_05_05 | 2028 | H2 Salt Cavern Storage - ON | Storage | Hydrogen | WC | Dispatch-Storage | FuelCost | 0 | [6 empty] | 0.73069 | 0
LCP_Inputs_ON_Diverse_Howarth_2023_05_05 | 2028 | H2 Salt Cavern Storage - ON | Storage | Hydrogen | WC | Dispatch-Storage | VOM | 0 | [6 empty] | 0.73069 | 0
LCP_Inputs_ON_Diverse_Howarth_2023_05_05 | 2028 | Hydro | Generation | Electricity | MI | Dispatch-Generation | EmissionsCost | 0 | [6 empty] | 0.73069 | 0
LCP_Inputs_ON_Diverse_Howarth_2023_05_05 | 2028 | Hydro | Generation | Electricity | MI | Dispatch-Generation | FuelCost | 0 | [6 empty] | 0.73069 | 0
LCP_Inputs_ON_Diverse_Howarth_2023_05_05 | 2028 | Hydro | Generation | Electricity | MI | Dispatch-Generation | VOM | 0 | [6 empty] | 0.73069 | 0
LCP_Inputs_ON_Diverse_Howarth_2023_05_05 | 2028 | Hydro | Generation | Electricity | NY | Dispatch-Generation | EmissionsCost | 0 | [6 empty] | 0.73069 | 0
LCP_Inputs_ON_Diverse_Howarth_2023_05_05 | 2028 | Hydro | Generation | Electricity | NY | Dispatch-Generation | FuelCost | 0 | [6 empty] | 0.73069 | 0
LCP_Inputs_ON_Diverse_Howarth_2023_05_05 | 2028 | Hydro | Generation | Electricity | NY | Dispatch-Generation | VOM | 0 | [6 empty] | 0.73069 | 0
LCP_Inputs_ON_Diverse_Howarth_2023_05_05 | 2028 | Hydro | Generation | Electricity | ON | Dispatch-Generation | EmissionsCost | 0 | [6 empty] | 0.73069 | 0
LCP_Inputs_ON_Diverse_Howarth_2023_05_05 | 2028 | Hydro | Generation | Electricity | ON | Dispatch-Generation | FuelCost | 0 | [6 empty] | 0.73069 | 0
LCP_Inputs_ON_Diverse_Howarth_2023_05_05 | 2028 | Hydro | Generation | Electricity | ON | Dispatch-Generation | VOM | 0 | [6 empty] | 0.73069 | 0
LCP_Inputs_ON_Diverse_Howarth_2023_05_05 | 2028 | Hydro | Generation | Electricity | PJ | Dispatch-Generation | EmissionsCost | 0 | [6 empty] | 0.73069 | 0
LCP_Inputs_ON_Diverse_Howarth_2023_05_05 | 2028 | Hydro | Generation | Electricity | PJ | Dispatch-Generation | FuelCost | 0 | [6 empty] | 0.73069 | 0
LCP_Inputs_ON_Diverse_Howarth_2023_05_05 | 2028 | Hydro | Generation | Electricity | PJ | Dispatch-Generation | VOM | 0 | [6 empty] | 0.73069 | 0
LCP_Inputs_ON_Diverse_Howarth_2023_05_05 | 2028 | Hydro | Generation | Electricity | QC | Dispatch-Generation | EmissionsCost | 0 | [6 empty] | 0.73069 | 0
LCP_Inputs_ON_Diverse_Howarth_2023_05_05 | 2028 | Hydro | Generation | Electricity | QC | Dispatch-Generation | FuelCost | 0 | [6 empty] | 0.73069 | 0
LCP_Inputs_ON_Diverse_Howarth_2023_05_05 | 2028 | Hydro | Generation | Electricity | QC | Dispatch-Generation | VOM | 0 | [6 empty] | 0.73069 | 0
LCP_Inputs_ON_Diverse_Howarth_2023_05_05 | 2028 | Hydro | Generation | Electricity | WC | Dispatch-Generation | EmissionsCost | 0 | [6 empty] | 0.73069 | 0
LCP_Inputs_ON_Diverse_Howarth_2023_05_05 | 2028 | Hydro | Generation | Electricity | WC | Dispatch-Generation | FuelCost | 0 | [6 empty] | 0.73069 | 0
LCP_Inputs_ON_Diverse_Howarth_2023_05_05 | 2028 | Hydro | Generation | Electricity | WC | Dispatch-Generation | VOM | 0 | [6 empty] | 0.73069 | 0
LCP_Inputs_ON_Diverse_Howarth_2023_05_05 | 2028 | Hydro Pumped Storage | Storage | Electricity | MI | Dispatch-Storage | EmissionsCost | 0 | [6 empty] | 0.73069 | 0
LCP_Inputs_ON_Diverse_Howarth_2023_05_05 | 2028 | Hydro Pumped Storage | Storage | Electricity | MI | Dispatch-Storage | FuelCost | 0 | [6 empty] | 0.73069 | 0
LCP_Inputs_ON_Diverse_Howarth_2023_05_05 | 2028 | Hydro Pumped Storage | Storage | Electricity | MI | Dispatch-Storage | VOM | 0 | [6 empty] | 0.73069 | 0
LCP_Inputs_ON_Diverse_Howarth_2023_05_05 | 2028 | Hydro Pumped Storage | Storage | Electricity | NY | Dispatch-Storage | EmissionsCost | 0 | [6 empty] | 0.73069 | 0
LCP_Inputs_ON_Diverse_Howarth_2023_05_05 | 2028 | Hydro Pumped Storage | Storage | Electricity | NY | Dispatch-Storage | FuelCost | 0 | [6 empty] | 0.73069 | 0
LCP_Inputs_ON_Diverse_Howarth_2023_05_05 | 2028 | Hydro Pumped Storage | Storage | Electricity | NY | Dispatch-Storage | VOM | 0 | [6 empty] | 0.73069 | 0
LCP_Inputs_ON_Diverse_Howarth_2023_05_05 | 2028 | Hydro Pumped Storage | Storage | Electricity | ON | Dispatch-Storage | EmissionsCost | 0 | [6 empty] | 0.73069 | 0
LCP_Inputs_ON_Diverse_Howarth_2023_05_05 | 2028 | Hydro Pumped Storage | Storage | Electricity | ON | Dispatch-Storage | FuelCost | 0 | [6 empty] | 0.73069 | 0
LCP_Inputs_ON_Diverse_Howarth_2023_05_05 | 2028 | Hydro Pumped Storage | Storage | Electricity | ON | Dispatch-Storage | VOM | 0 | [6 empty] | 0.73069 | 0
LCP_Inputs_ON_Diverse_Howarth_2023_05_05 | 2028 | Hydro Pumped Storage | Storage | Electricity | PJ | Dispatch-Storage | EmissionsCost | 0 | [6 empty] | 0.73069 | 0
LCP_Inputs_ON_Diverse_Howarth_2023_05_05 | 2028 | Hydro Pumped Storage | Storage | Electricity | PJ | Dispatch-Storage | FuelCost | 0 | [6 empty] | 0.73069 | 0
LCP_Inputs_ON_Diverse_Howarth_2023_05_05 | 2028 | Hydro Pumped Storage | Storage | Electricity | PJ | Dispatch-Storage | VOM | 0 | [6 empty] | 0.73069 | 0
LCP_Inputs_ON_Diverse_Howarth_2023_05_05 | 2028 | Hydro Pumped Storage | Storage | Electricity | QC | Dispatch-Storage | EmissionsCost | 0 | [6 empty] | 0.73069 | 0
LCP_Inputs_ON_Diverse_Howarth_2023_05_05 | 2028 | Hydro Pumped Storage | Storage | Electricity | QC | Dispatch-Storage | FuelCost | 0 | [6 empty] | 0.73069 | 0
LCP_Inputs_ON_Diverse_Howarth_2023_05_05 | 2028 | Hydro Pumped Storage | Storage | Electricity | QC | Dispatch-Storage | VOM | 0 | [6 empty] | 0.73069 | 0
LCP_Inputs_ON_Diverse_Howarth_2023_05_05 | 2028 | Hydro Pumped Storage | Storage | Electricity | WC | Dispatch-Storage | EmissionsCost | 0 | [6 empty] | 0.73069 | 0
LCP_Inputs_ON_Diverse_Howarth_2023_05_05 | 2028 | Hydro Pumped Storage | Storage | Electricity | WC | Dispatch-Storage | FuelCost | 0 | [6 empty] | 0.73069 | 0
LCP_Inputs_ON_Diverse_Howarth_2023_05_05 | 2028 | Hydro Pumped Storage | Storage | Electricity | WC | Dispatch-Storage | VOM | 0 | [6 empty] | 0.73069 | 0
LCP_Inputs_ON_Diverse_Howarth_2023_05_05 | 2028 | Nuclear | Generation | Electricity | MI | Dispatch-Generation | EmissionsCost | 0 | [6 empty] | 0.73069 | 0
LCP_Inputs_ON_Diverse_Howarth_2023_05_05 | 2028 | Nuclear | Generation | Electricity | MI | Dispatch-Generation | FuelCost | 0 | [6 empty] | 0.73069 | 0
LCP_Inputs_ON_Diverse_Howarth_2023_05_05 | 2028 | Nuclear | Generation | Electricity | MI | Dispatch-Generation | VOM | 3301336446.912 | [6 empty] | 0.73069 | 2412254205.1747
LCP_Inputs_ON_Diverse_Howarth_2023_05_05 | 2028 | Nuclear | Generation | Electricity | NY | Dispatch-Generation | EmissionsCost | 0 | [6 empty] | 0.73069 | 0
LCP_Inputs_ON_Diverse_Howarth_2023_05_05 | 2028 | Nuclear | Generation | Electricity | NY | Dispatch-Generation | FuelCost | 0 | [6 empty] | 0.73069 | 0
LCP_Inputs_ON_Diverse_Howarth_2023_05_05 | 2028 | Nuclear | Generation | Electricity | NY | Dispatch-Generation | VOM | 2246155230.144 | [6 empty] | 0.73069 | 1641243625.5802
LCP_Inputs_ON_Diverse_Howarth_2023_05_05 | 2028 | Nuclear | Generation | Electricity | ON | Dispatch-Generation | EmissionsCost | 0 | [6 empty] | 0.73069 | 0
LCP_Inputs_ON_Diverse_Howarth_2023_05_05 | 2028 | Nuclear | Generation | Electricity | ON | Dispatch-Generation | FuelCost | 0 | [6 empty] | 0.73069 | 0
LCP_Inputs_ON_Diverse_Howarth_2023_05_05 | 2028 | Nuclear | Generation | Electricity | ON | Dispatch-Generation | VOM | 8790266640.96 | [6 empty] | 0.73069 | 6422961733.9052
LCP_Inputs_ON_Diverse_Howarth_2023_05_05 | 2028 | Nuclear | Generation | Electricity | PJ | Dispatch-Generation | EmissionsCost | 0 | [6 empty] | 0.73069 | 0
LCP_Inputs_ON_Diverse_Howarth_2023_05_05 | 2028 | Nuclear | Generation | Electricity | PJ | Dispatch-Generation | FuelCost | 0 | [6 empty] | 0.73069 | 0
LCP_Inputs_ON_Diverse_Howarth_2023_05_05 | 2028 | Nuclear | Generation | Electricity | PJ | Dispatch-Generation | VOM | 9110487814.4448 | [6 empty] | 0.73069 | 6656944208.8048
LCP_Inputs_ON_Diverse_Howarth_2023_05_05 | 2028 | Nuclear | Generation | Electricity | QC | Dispatch-Generation | EmissionsCost | 0 | [6 empty] | 0.73069 | 0
LCP_Inputs_ON_Diverse_Howarth_2023_05_05 | 2028 | Nuclear | Generation | Electricity | QC | Dispatch-Generation | FuelCost | 0 | [6 empty] | 0.73069 | 0
LCP_Inputs_ON_Diverse_Howarth_2023_05_05 | 2028 | Nuclear | Generation | Electricity | QC | Dispatch-Generation | VOM | 0 | [6 empty] | 0.73069 | 0
LCP_Inputs_ON_Diverse_Howarth_2023_05_05 | 2028 | Nuclear | Generation | Electricity | WC | Dispatch-Generation | EmissionsCost | 0 | [6 empty] | 0.73069 | 0
LCP_Inputs_ON_Diverse_Howarth_2023_05_05 | 2028 | Nuclear | Generation | Electricity | WC | Dispatch-Generation | FuelCost | 0 | [6 empty] | 0.73069 | 0
LCP_Inputs_ON_Diverse_Howarth_2023_05_05 | 2028 | Nuclear | Generation | Electricity | WC | Dispatch-Generation | VOM | 0 | [6 empty] | 0.73069 | 0
LCP_Inputs_ON_Diverse_Howarth_2023_05_05 | 2028 | Nuclear SMR | Generation | Electricity | MI | Dispatch-Generation | EmissionsCost | 0 | [6 empty] | 0.73069 | 0
LCP_Inputs_ON_Diverse_Howarth_2023_05_05 | 2028 | Nuclear SMR | Generation | Electricity | MI | Dispatch-Generation | FuelCost | 0 | [6 empty] | 0.73069 | 0
LCP_Inputs_ON_Diverse_Howarth_2023_05_05 | 2028 | Nuclear SMR | Generation | Electricity | MI | Dispatch-Generation | VOM | 0 | [6 empty] | 0.73069 | 0
LCP_Inputs_ON_Diverse_Howarth_2023_05_05 | 2028 | Nuclear SMR | Generation | Electricity | NY | Dispatch-Generation | EmissionsCost | 0 | [6 empty] | 0.73069 | 0
LCP_Inputs_ON_Diverse_Howarth_2023_05_05 | 2028 | Nuclear SMR | Generation | Electricity | NY | Dispatch-Generation | FuelCost | 0 | [6 empty] | 0.73069 | 0
LCP_Inputs_ON_Diverse_Howarth_2023_05_05 | 2028 | Nuclear SMR | Generation | Electricity | NY | Dispatch-Generation | VOM | 0 | [6 empty] | 0.73069 | 0
LCP_Inputs_ON_Diverse_Howarth_2023_05_05 | 2028 | Nuclear SMR | Generation | Electricity | ON | Dispatch-Generation | EmissionsCost | 0 | [6 empty] | 0.73069 | 0
LCP_Inputs_ON_Diverse_Howarth_2023_05_05 | 2028 | Nuclear SMR | Generation | Electricity | ON | Dispatch-Generation | FuelCost | 0 | [6 empty] | 0.73069 | 0
LCP_Inputs_ON_Diverse_Howarth_2023_05_05 | 2028 | Nuclear SMR | Generation | Electricity | ON | Dispatch-Generation | VOM | 0 | [6 empty] | 0.73069 | 0
LCP_Inputs_ON_Diverse_Howarth_2023_05_05 | 2028 | Nuclear SMR | Generation | Electricity | PJ | Dispatch-Generation | EmissionsCost | 0 | [6 empty] | 0.73069 | 0
LCP_Inputs_ON_Diverse_Howarth_2023_05_05 | 2028 | Nuclear SMR | Generation | Electricity | PJ | Dispatch-Generation | FuelCost | 0 | [6 empty] | 0.73069 | 0
LCP_Inputs_ON_Diverse_Howarth_2023_05_05 | 2028 | Nuclear SMR | Generation | Electricity | PJ | Dispatch-Generation | VOM | 0 | [6 empty] | 0.73069 | 0
LCP_Inputs_ON_Diverse_Howarth_2023_05_05 | 2028 | Nuclear SMR | Generation | Electricity | QC | Dispatch-Generation | EmissionsCost | 0 | [6 empty] | 0.73069 | 0
LCP_Inputs_ON_Diverse_Howarth_2023_05_05 | 2028 | Nuclear SMR | Generation | Electricity | QC | Dispatch-Generation | FuelCost | 0 | [6 empty] | 0.73069 | 0
LCP_Inputs_ON_Diverse_Howarth_2023_05_05 | 2028 | Nuclear SMR | Generation | Electricity | QC | Dispatch-Generation | VOM | 0 | [6 empty] | 0.73069 | 0
LCP_Inputs_ON_Diverse_Howarth_2023_05_05 | 2028 | Nuclear SMR | Generation | Electricity | WC | Dispatch-Generation | EmissionsCost | 0 | [6 empty] | 0.73069 | 0
LCP_Inputs_ON_Diverse_Howarth_2023_05_05 | 2028 | Nuclear SMR | Generation | Electricity | WC | Dispatch-Generation | FuelCost | 0 | [6 empty] | 0.73069 | 0
LCP_Inputs_ON_Diverse_Howarth_2023_05_05 | 2028 | Nuclear SMR | Generation | Electricity | WC | Dispatch-Generation | VOM | 0 | [6 empty] | 0.73069 | 0
LCP_Inputs_ON_Diverse_Howarth_2023_05_05 | 2028 | O/CCGT - CH4 Existing | Crossload | Electricity | MI | Dispatch-Crossload | EmissionsCost | 0 | [6 empty] | 0.73069 | 0
LCP_Inputs_ON_Diverse_Howarth_2023_05_05 | 2028 | O/CCGT - CH4 Existing | Crossload | Electricity | MI | Dispatch-Crossload | FuelCost | 0 | [6 empty] | 0.73069 | 0
LCP_Inputs_ON_Diverse_Howarth_2023_05_05 | 2028 | O/CCGT - CH4 Existing | Crossload | Electricity | MI | Dispatch-Crossload | VOM | 0 | [6 empty] | 0.73069 | 0
LCP_Inputs_ON_Diverse_Howarth_2023_05_05 | 2028 | O/CCGT - CH4 Existing | Crossload | Electricity | NY | Dispatch-Crossload | EmissionsCost | 0 | [6 empty] | 0.73069 | 0
LCP_Inputs_ON_Diverse_Howarth_2023_05_05 | 2028 | O/CCGT - CH4 Existing | Crossload | Electricity | NY | Dispatch-Crossload | FuelCost | 0 | [6 empty] | 0.73069 | 0
LCP_Inputs_ON_Diverse_Howarth_2023_05_05 | 2028 | O/CCGT - CH4 Existing | Crossload | Electricity | NY | Dispatch-Crossload | VOM | 0 | [6 empty] | 0.73069 | 0
LCP_Inputs_ON_Diverse_Howarth_2023_05_05 | 2028 | O/CCGT - CH4 Existing | Crossload | Electricity | ON | Dispatch-Crossload | EmissionsCost | 0 | [6 empty] | 0.73069 | 0
LCP_Inputs_ON_Diverse_Howarth_2023_05_05 | 2028 | O/CCGT - CH4 Existing | Crossload | Electricity | ON | Dispatch-Crossload | FuelCost | 0 | [6 empty] | 0.73069 | 0
LCP_Inputs_ON_Diverse_Howarth_2023_05_05 | 2028 | O/CCGT - CH4 Existing | Crossload | Electricity | ON | Dispatch-Crossload | VOM | 0 | [6 empty] | 0.73069 | 0
LCP_Inputs_ON_Diverse_Howarth_2023_05_05 | 2028 | O/CCGT - CH4 Existing | Crossload | Electricity | PJ | Dispatch-Crossload | EmissionsCost | 0 | [6 empty] | 0.73069 | 0
LCP_Inputs_ON_Diverse_Howarth_2023_05_05 | 2028 | O/CCGT - CH4 Existing | Crossload | Electricity | PJ | Dispatch-Crossload | FuelCost | 0 | [6 empty] | 0.73069 | 0
LCP_Inputs_ON_Diverse_Howarth_2023_05_05 | 2028 | O/CCGT - CH4 Existing | Crossload | Electricity | PJ | Dispatch-Crossload | VOM | 0 | [6 empty] | 0.73069 | 0
LCP_Inputs_ON_Diverse_Howarth_2023_05_05 | 2028 | O/CCGT - CH4 Existing | Crossload | Electricity | QC | Dispatch-Crossload | EmissionsCost | 0 | [6 empty] | 0.73069 | 0
LCP_Inputs_ON_Diverse_Howarth_2023_05_05 | 2028 | O/CCGT - CH4 Existing | Crossload | Electricity | QC | Dispatch-Crossload | FuelCost | 0 | [6 empty] | 0.73069 | 0
LCP_Inputs_ON_Diverse_Howarth_2023_05_05 | 2028 | O/CCGT - CH4 Existing | Crossload | Electricity | QC | Dispatch-Crossload | VOM | 0 | [6 empty] | 0.73069 | 0
LCP_Inputs_ON_Diverse_Howarth_2023_05_05 | 2028 | O/CCGT - CH4 Existing | Crossload | Electricity | WC | Dispatch-Crossload | EmissionsCost | 0 | [6 empty] | 0.73069 | 0
LCP_Inputs_ON_Diverse_Howarth_2023_05_05 | 2028 | O/CCGT - CH4 Existing | Crossload | Electricity | WC | Dispatch-Crossload | FuelCost | 0 | [6 empty] | 0.73069 | 0
LCP_Inputs_ON_Diverse_Howarth_2023_05_05 | 2028 | O/CCGT - CH4 Existing | Crossload | Electricity | WC | Dispatch-Crossload | VOM | 0 | [6 empty] | 0.73069 | 0
LCP_Inputs_ON_Diverse_Howarth_2023_05_05 | 2028 | O/CCGT - CH4 New | Crossload | Electricity | MI | Dispatch-Crossload | EmissionsCost | 0 | [6 empty] | 0.73069 | 0
LCP_Inputs_ON_Diverse_Howarth_2023_05_05 | 2028 | O/CCGT - CH4 New | Crossload | Electricity | MI | Dispatch-Crossload | FuelCost | 0 | [6 empty] | 0.73069 | 0
LCP_Inputs_ON_Diverse_Howarth_2023_05_05 | 2028 | O/CCGT - CH4 New | Crossload | Electricity | MI | Dispatch-Crossload | VOM | 0 | [6 empty] | 0.73069 | 0
LCP_Inputs_ON_Diverse_Howarth_2023_05_05 | 2028 | O/CCGT - CH4 New | Crossload | Electricity | NY | Dispatch-Crossload | EmissionsCost | 0 | [6 empty] | 0.73069 | 0
LCP_Inputs_ON_Diverse_Howarth_2023_05_05 | 2028 | O/CCGT - CH4 New | Crossload | Electricity | NY | Dispatch-Crossload | FuelCost | 0 | [6 empty] | 0.73069 | 0
LCP_Inputs_ON_Diverse_Howarth_2023_05_05 | 2028 | O/CCGT - CH4 New | Crossload | Electricity | NY | Dispatch-Crossload | VOM | 0 | [6 empty] | 0.73069 | 0
LCP_Inputs_ON_Diverse_Howarth_2023_05_05 | 2028 | O/CCGT - CH4 New | Crossload | Electricity | ON | Dispatch-Crossload | EmissionsCost | 0 | [6 empty] | 0.73069 | 0
LCP_Inputs_ON_Diverse_Howarth_2023_05_05 | 2028 | O/CCGT - CH4 New | Crossload | Electricity | ON | Dispatch-Crossload | FuelCost | 0 | [6 empty] | 0.73069 | 0
LCP_Inputs_ON_Diverse_Howarth_2023_05_05 | 2028 | O/CCGT - CH4 New | Crossload | Electricity | ON | Dispatch-Crossload | VOM | 0 | [6 empty] | 0.73069 | 0
LCP_Inputs_ON_Diverse_Howarth_2023_05_05 | 2028 | O/CCGT - CH4 New | Crossload | Electricity | PJ | Dispatch-Crossload | EmissionsCost | 0 | [6 empty] | 0.73069 | 0
LCP_Inputs_ON_Diverse_Howarth_2023_05_05 | 2028 | O/CCGT - CH4 New | Crossload | Electricity | PJ | Dispatch-Crossload | FuelCost | 0 | [6 empty] | 0.73069 | 0
LCP_Inputs_ON_Diverse_Howarth_2023_05_05 | 2028 | O/CCGT - CH4 New | Crossload | Electricity | PJ | Dispatch-Crossload | VOM | 0 | [6 empty] | 0.73069 | 0
LCP_Inputs_ON_Diverse_Howarth_2023_05_05 | 2028 | O/CCGT - CH4 New | Crossload | Electricity | QC | Dispatch-Crossload | EmissionsCost | 0 | [6 empty] | 0.73069 | 0
LCP_Inputs_ON_Diverse_Howarth_2023_05_05 | 2028 | O/CCGT - CH4 New | Crossload | Electricity | QC | Dispatch-Crossload | FuelCost | 0 | [6 empty] | 0.73069 | 0
LCP_Inputs_ON_Diverse_Howarth_2023_05_05 | 2028 | O/CCGT - CH4 New | Crossload | Electricity | QC | Dispatch-Crossload | VOM | 0 | [6 empty] | 0.73069 | 0
LCP_Inputs_ON_Diverse_Howarth_2023_05_05 | 2028 | O/CCGT - CH4 New | Crossload | Electricity | WC | Dispatch-Crossload | EmissionsCost | 0 | [6 empty] | 0.73069 | 0
LCP_Inputs_ON_Diverse_Howarth_2023_05_05 | 2028 | O/CCGT - CH4 New | Crossload | Electricity | WC | Dispatch-Crossload | FuelCost | 0 | [6 empty] | 0.73069 | 0
LCP_Inputs_ON_Diverse_Howarth_2023_05_05 | 2028 | O/CCGT - CH4 New | Crossload | Electricity | WC | Dispatch-Crossload | VOM | 0 | [6 empty] | 0.73069 | 0
LCP_Inputs_ON_Diverse_Howarth_2023_05_05 | 2028 | O/CCGT - H2 New | Crossload | Electricity | MI | Dispatch-Crossload | EmissionsCost | 0 | [6 empty] | 0.73069 | 0
LCP_Inputs_ON_Diverse_Howarth_2023_05_05 | 2028 | O/CCGT - H2 New | Crossload | Electricity | MI | Dispatch-Crossload | FuelCost | 0 | [6 empty] | 0.73069 | 0
LCP_Inputs_ON_Diverse_Howarth_2023_05_05 | 2028 | O/CCGT - H2 New | Crossload | Electricity | MI | Dispatch-Crossload | VOM | 0 | [6 empty] | 0.73069 | 0
LCP_Inputs_ON_Diverse_Howarth_2023_05_05 | 2028 | O/CCGT - H2 New | Crossload | Electricity | NY | Dispatch-Crossload | EmissionsCost | 0 | [6 empty] | 0.73069 | 0
LCP_Inputs_ON_Diverse_Howarth_2023_05_05 | 2028 | O/CCGT - H2 New | Crossload | Electricity | NY | Dispatch-Crossload | FuelCost | 0 | [6 empty] | 0.73069 | 0
LCP_Inputs_ON_Diverse_Howarth_2023_05_05 | 2028 | O/CCGT - H2 New | Crossload | Electricity | NY | Dispatch-Crossload | VOM | 0 | [6 empty] | 0.73069 | 0
LCP_Inputs_ON_Diverse_Howarth_2023_05_05 | 2028 | O/CCGT - H2 New | Crossload | Electricity | ON | Dispatch-Crossload | EmissionsCost | 0 | [6 empty] | 0.73069 | 0
LCP_Inputs_ON_Diverse_Howarth_2023_05_05 | 2028 | O/CCGT - H2 New | Crossload | Electricity | ON | Dispatch-Crossload | FuelCost | 0 | [6 empty] | 0.73069 | 0
LCP_Inputs_ON_Diverse_Howarth_2023_05_05 | 2028 | O/CCGT - H2 New | Crossload | Electricity | ON | Dispatch-Crossload | VOM | 0 | [6 empty] | 0.73069 | 0
LCP_Inputs_ON_Diverse_Howarth_2023_05_05 | 2028 | O/CCGT - H2 New | Crossload | Electricity | PJ | Dispatch-Crossload | EmissionsCost | 0 | [6 empty] | 0.73069 | 0
LCP_Inputs_ON_Diverse_Howarth_2023_05_05 | 2028 | O/CCGT - H2 New | Crossload | Electricity | PJ | Dispatch-Crossload | FuelCost | 0 | [6 empty] | 0.73069 | 0
LCP_Inputs_ON_Diverse_Howarth_2023_05_05 | 2028 | O/CCGT - H2 New | Crossload | Electricity | PJ | Dispatch-Crossload | VOM | 0 | [6 empty] | 0.73069 | 0
LCP_Inputs_ON_Diverse_Howarth_2023_05_05 | 2028 | O/CCGT - H2 New | Crossload | Electricity | QC | Dispatch-Crossload | EmissionsCost | 0 | [6 empty] | 0.73069 | 0
LCP_Inputs_ON_Diverse_Howarth_2023_05_05 | 2028 | O/CCGT - H2 New | Crossload | Electricity | QC | Dispatch-Crossload | FuelCost | 0 | [6 empty] | 0.73069 | 0
LCP_Inputs_ON_Diverse_Howarth_2023_05_05 | 2028 | O/CCGT - H2 New | Crossload | Electricity | QC | Dispatch-Crossload | VOM | 0 | [6 empty] | 0.73069 | 0
LCP_Inputs_ON_Diverse_Howarth_2023_05_05 | 2028 | O/CCGT - H2 New | Crossload | Electricity | WC | Dispatch-Crossload | EmissionsCost | 0 | [6 empty] | 0.73069 | 0
LCP_Inputs_ON_Diverse_Howarth_2023_05_05 | 2028 | O/CCGT - H2 New | Crossload | Electricity | WC | Dispatch-Crossload | FuelCost | 0 | [6 empty] | 0.73069 | 0
LCP_Inputs_ON_Diverse_Howarth_2023_05_05 | 2028 | O/CCGT - H2 New | Crossload | Electricity | WC | Dispatch-Crossload | VOM | 0 | [6 empty] | 0.73069 | 0
LCP_Inputs_ON_Diverse_Howarth_2023_05_05 | 2028 | SMR CCS | Generation | Hydrogen | MI | Dispatch-Generation | EmissionsCost | 0 | [6 empty] | 0.73069 | 0
LCP_Inputs_ON_Diverse_Howarth_2023_05_05 | 2028 | SMR CCS | Generation | Hydrogen | MI | Dispatch-Generation | FuelCost | 0 | [6 empty] | 0.73069 | 0
LCP_Inputs_ON_Diverse_Howarth_2023_05_05 | 2028 | SMR CCS | Generation | Hydrogen | MI | Dispatch-Generation | VOM | 0 | [6 empty] | 0.73069 | 0
LCP_Inputs_ON_Diverse_Howarth_2023_05_05 | 2028 | SMR CCS | Generation | Hydrogen | NY | Dispatch-Generation | EmissionsCost | 0 | [6 empty] | 0.73069 | 0
LCP_Inputs_ON_Diverse_Howarth_2023_05_05 | 2028 | SMR CCS | Generation | Hydrogen | NY | Dispatch-Generation | FuelCost | 0 | [6 empty] | 0.73069 | 0
LCP_Inputs_ON_Diverse_Howarth_2023_05_05 | 2028 | SMR CCS | Generation | Hydrogen | NY | Dispatch-Generation | VOM | 0 | [6 empty] | 0.73069 | 0
LCP_Inputs_ON_Diverse_Howarth_2023_05_05 | 2028 | SMR CCS | Generation | Hydrogen | ON | Dispatch-Generation | EmissionsCost | 0 | [6 empty] | 0.73069 | 0
LCP_Inputs_ON_Diverse_Howarth_2023_05_05 | 2028 | SMR CCS | Generation | Hydrogen | ON | Dispatch-Generation | FuelCost | 0 | [6 empty] | 0.73069 | 0
LCP_Inputs_ON_Diverse_Howarth_2023_05_05 | 2028 | SMR CCS | Generation | Hydrogen | ON | Dispatch-Generation | VOM | 0 | [6 empty] | 0.73069 | 0
LCP_Inputs_ON_Diverse_Howarth_2023_05_05 | 2028 | SMR CCS | Generation | Hydrogen | PJ | Dispatch-Generation | EmissionsCost | 0 | [6 empty] | 0.73069 | 0
LCP_Inputs_ON_Diverse_Howarth_2023_05_05 | 2028 | SMR CCS | Generation | Hydrogen | PJ | Dispatch-Generation | FuelCost | 0 | [6 empty] | 0.73069 | 0
LCP_Inputs_ON_Diverse_Howarth_2023_05_05 | 2028 | SMR CCS | Generation | Hydrogen | PJ | Dispatch-Generation | VOM | 0 | [6 empty] | 0.73069 | 0
LCP_Inputs_ON_Diverse_Howarth_2023_05_05 | 2028 | SMR CCS | Generation | Hydrogen | QC | Dispatch-Generation | EmissionsCost | 0 | [6 empty] | 0.73069 | 0
LCP_Inputs_ON_Diverse_Howarth_2023_05_05 | 2028 | SMR CCS | Generation | Hydrogen | QC | Dispatch-Generation | FuelCost | 0 | [6 empty] | 0.73069 | 0
LCP_Inputs_ON_Diverse_Howarth_2023_05_05 | 2028 | SMR CCS | Generation | Hydrogen | QC | Dispatch-Generation | VOM | 0 | [6 empty] | 0.73069 | 0
LCP_Inputs_ON_Diverse_Howarth_2023_05_05 | 2028 | SMR CCS | Generation | Hydrogen | WC | Dispatch-Generation | EmissionsCost | 0 | [6 empty] | 0.73069 | 0
LCP_Inputs_ON_Diverse_Howarth_2023_05_05 | 2028 | SMR CCS | Generation | Hydrogen | WC | Dispatch-Generation | FuelCost | 0 | [6 empty] | 0.73069 | 0
LCP_Inputs_ON_Diverse_Howarth_2023_05_05 | 2028 | SMR CCS | Generation | Hydrogen | WC | Dispatch-Generation | VOM | 0 | [6 empty] | 0.73069 | 0
LCP_Inputs_ON_Diverse_Howarth_2023_05_05 | 2028 | Solar PV | Generation | Electricity | MI | Dispatch-Generation | EmissionsCost | 0 | [6 empty] | 0.73069 | 0
LCP_Inputs_ON_Diverse_Howarth_2023_05_05 | 2028 | Solar PV | Generation | Electricity | MI | Dispatch-Generation | FuelCost | 0 | [6 empty] | 0.73069 | 0
LCP_Inputs_ON_Diverse_Howarth_2023_05_05 | 2028 | Solar PV | Generation | Electricity | MI | Dispatch-Generation | VOM | 0 | [6 empty] | 0.73069 | 0
LCP_Inputs_ON_Diverse_Howarth_2023_05_05 | 2028 | Solar PV | Generation | Electricity | NY | Dispatch-Generation | EmissionsCost | 0 | [6 empty] | 0.73069 | 0
LCP_Inputs_ON_Diverse_Howarth_2023_05_05 | 2028 | Solar PV | Generation | Electricity | NY | Dispatch-Generation | FuelCost | 0 | [6 empty] | 0.73069 | 0
LCP_Inputs_ON_Diverse_Howarth_2023_05_05 | 2028 | Solar PV | Generation | Electricity | NY | Dispatch-Generation | VOM | 0 | [6 empty] | 0.73069 | 0
LCP_Inputs_ON_Diverse_Howarth_2023_05_05 | 2028 | Solar PV | Generation | Electricity | ON | Dispatch-Generation | EmissionsCost | 0 | [6 empty] | 0.73069 | 0
LCP_Inputs_ON_Diverse_Howarth_2023_05_05 | 2028 | Solar PV | Generation | Electricity | ON | Dispatch-Generation | FuelCost | 0 | [6 empty] | 0.73069 | 0
LCP_Inputs_ON_Diverse_Howarth_2023_05_05 | 2028 | Solar PV | Generation | Electricity | ON | Dispatch-Generation | VOM | 0 | [6 empty] | 0.73069 | 0
LCP_Inputs_ON_Diverse_Howarth_2023_05_05 | 2028 | Solar PV | Generation | Electricity | PJ | Dispatch-Generation | EmissionsCost | 0 | [6 empty] | 0.73069 | 0
LCP_Inputs_ON_Diverse_Howarth_2023_05_05 | 2028 | Solar PV | Generation | Electricity | PJ | Dispatch-Generation | FuelCost | 0 | [6 empty] | 0.73069 | 0
LCP_Inputs_ON_Diverse_Howarth_2023_05_05 | 2028 | Solar PV | Generation | Electricity | PJ | Dispatch-Generation | VOM | 0 | [6 empty] | 0.73069 | 0
LCP_Inputs_ON_Diverse_Howarth_2023_05_05 | 2028 | Solar PV | Generation | Electricity | QC | Dispatch-Generation | EmissionsCost | 0 | [6 empty] | 0.73069 | 0
LCP_Inputs_ON_Diverse_Howarth_2023_05_05 | 2028 | Solar PV | Generation | Electricity | QC | Dispatch-Generation | FuelCost | 0 | [6 empty] | 0.73069 | 0
LCP_Inputs_ON_Diverse_Howarth_2023_05_05 | 2028 | Solar PV | Generation | Electricity | QC | Dispatch-Generation | VOM | 0 | [6 empty] | 0.73069 | 0
LCP_Inputs_ON_Diverse_Howarth_2023_05_05 | 2028 | Solar PV | Generation | Electricity | WC | Dispatch-Generation | EmissionsCost | 0 | [6 empty] | 0.73069 | 0
LCP_Inputs_ON_Diverse_Howarth_2023_05_05 | 2028 | Solar PV | Generation | Electricity | WC | Dispatch-Generation | FuelCost | 0 | [6 empty] | 0.73069 | 0
LCP_Inputs_ON_Diverse_Howarth_2023_05_05 | 2028 | Solar PV | Generation | Electricity | WC | Dispatch-Generation | VOM | 0 | [6 empty] | 0.73069 | 0
LCP_Inputs_ON_Diverse_Howarth_2023_05_05 | 2028 | Wind Offshore | Generation | Electricity | MI | Dispatch-Generation | EmissionsCost | 0 | [6 empty] | 0.73069 | 0
LCP_Inputs_ON_Diverse_Howarth_2023_05_05 | 2028 | Wind Offshore | Generation | Electricity | MI | Dispatch-Generation | FuelCost | 0 | [6 empty] | 0.73069 | 0
LCP_Inputs_ON_Diverse_Howarth_2023_05_05 | 2028 | Wind Offshore | Generation | Electricity | MI | Dispatch-Generation | VOM | 0 | [6 empty] | 0.73069 | 0
LCP_Inputs_ON_Diverse_Howarth_2023_05_05 | 2028 | Wind Offshore | Generation | Electricity | NY | Dispatch-Generation | EmissionsCost | 0 | [6 empty] | 0.73069 | 0
LCP_Inputs_ON_Diverse_Howarth_2023_05_05 | 2028 | Wind Offshore | Generation | Electricity | NY | Dispatch-Generation | FuelCost | 0 | [6 empty] | 0.73069 | 0
LCP_Inputs_ON_Diverse_Howarth_2023_05_05 | 2028 | Wind Offshore | Generation | Electricity | NY | Dispatch-Generation | VOM | 0 | [6 empty] | 0.73069 | 0
LCP_Inputs_ON_Diverse_Howarth_2023_05_05 | 2028 | Wind Offshore | Generation | Electricity | ON | Dispatch-Generation | EmissionsCost | 0 | [6 empty] | 0.73069 | 0
LCP_Inputs_ON_Diverse_Howarth_2023_05_05 | 2028 | Wind Offshore | Generation | Electricity | ON | Dispatch-Generation | FuelCost | 0 | [6 empty] | 0.73069 | 0
LCP_Inputs_ON_Diverse_Howarth_2023_05_05 | 2028 | Wind Offshore | Generation | Electricity | ON | Dispatch-Generation | VOM | 0 | [6 empty] | 0.73069 | 0
LCP_Inputs_ON_Diverse_Howarth_2023_05_05 | 2028 | Wind Offshore | Generation | Electricity | PJ | Dispatch-Generation | EmissionsCost | 0 | [6 empty] | 0.73069 | 0
LCP_Inputs_ON_Diverse_Howarth_2023_05_05 | 2028 | Wind Offshore | Generation | Electricity | PJ | Dispatch-Generation | FuelCost | 0 | [6 empty] | 0.73069 | 0
LCP_Inputs_ON_Diverse_Howarth_2023_05_05 | 2028 | Wind Offshore | Generation | Electricity | PJ | Dispatch-Generation | VOM | 0 | [6 empty] | 0.73069 | 0
LCP_Inputs_ON_Diverse_Howarth_2023_05_05 | 2028 | Wind Offshore | Generation | Electricity | QC | Dispatch-Generation | EmissionsCost | 0 | [6 empty] | 0.73069 | 0
LCP_Inputs_ON_Diverse_Howarth_2023_05_05 | 2028 | Wind Offshore | Generation | Electricity | QC | Dispatch-Generation | FuelCost | 0 | [6 empty] | 0.73069 | 0
LCP_Inputs_ON_Diverse_Howarth_2023_05_05 | 2028 | Wind Offshore | Generation | Electricity | QC | Dispatch-Generation | VOM | 0 | [6 empty] | 0.73069 | 0
LCP_Inputs_ON_Diverse_Howarth_2023_05_05 | 2028 | Wind Offshore | Generation | Electricity | WC | Dispatch-Generation | EmissionsCost | 0 | [6 empty] | 0.73069 | 0
LCP_Inputs_ON_Diverse_Howarth_2023_05_05 | 2028 | Wind Offshore | Generation | Electricity | WC | Dispatch-Generation | FuelCost | 0 | [6 empty] | 0.73069 | 0
LCP_Inputs_ON_Diverse_Howarth_2023_05_05 | 2028 | Wind Offshore | Generation | Electricity | WC | Dispatch-Generation | VOM | 0 | [6 empty] | 0.73069 | 0
LCP_Inputs_ON_Diverse_Howarth_2023_05_05 | 2028 | Wind Onshore | Generation | Electricity | MI | Dispatch-Generation | EmissionsCost | 0 | [6 empty] | 0.73069 | 0
LCP_Inputs_ON_Diverse_Howarth_2023_05_05 | 2028 | Wind Onshore | Generation | Electricity | MI | Dispatch-Generation | FuelCost | 0 | [6 empty] | 0.73069 | 0
LCP_Inputs_ON_Diverse_Howarth_2023_05_05 | 2028 | Wind Onshore | Generation | Electricity | MI | Dispatch-Generation | VOM | 0 | [6 empty] | 0.73069 | 0
LCP_Inputs_ON_Diverse_Howarth_2023_05_05 | 2028 | Wind Onshore | Generation | Electricity | NY | Dispatch-Generation | EmissionsCost | 0 | [6 empty] | 0.73069 | 0
LCP_Inputs_ON_Diverse_Howarth_2023_05_05 | 2028 | Wind Onshore | Generation | Electricity | NY | Dispatch-Generation | FuelCost | 0 | [6 empty] | 0.73069 | 0
LCP_Inputs_ON_Diverse_Howarth_2023_05_05 | 2028 | Wind Onshore | Generation | Electricity | NY | Dispatch-Generation | VOM | 0 | [6 empty] | 0.73069 | 0
LCP_Inputs_ON_Diverse_Howarth_2023_05_05 | 2028 | Wind Onshore | Generation | Electricity | ON | Dispatch-Generation | EmissionsCost | 0 | [6 empty] | 0.73069 | 0
LCP_Inputs_ON_Diverse_Howarth_2023_05_05 | 2028 | Wind Onshore | Generation | Electricity | ON | Dispatch-Generation | FuelCost | 0 | [6 empty] | 0.73069 | 0
LCP_Inputs_ON_Diverse_Howarth_2023_05_05 | 2028 | Wind Onshore | Generation | Electricity | ON | Dispatch-Generation | VOM | 0 | [6 empty] | 0.73069 | 0
LCP_Inputs_ON_Diverse_Howarth_2023_05_05 | 2028 | Wind Onshore | Generation | Electricity | PJ | Dispatch-Generation | EmissionsCost | 0 | [6 empty] | 0.73069 | 0
LCP_Inputs_ON_Diverse_Howarth_2023_05_05 | 2028 | Wind Onshore | Generation | Electricity | PJ | Dispatch-Generation | FuelCost | 0 | [6 empty] | 0.73069 | 0
LCP_Inputs_ON_Diverse_Howarth_2023_05_05 | 2028 | Wind Onshore | Generation | Electricity | PJ | Dispatch-Generation | VOM | 0 | [6 empty] | 0.73069 | 0
LCP_Inputs_ON_Diverse_Howarth_2023_05_05 | 2028 | Wind Onshore | Generation | Electricity | QC | Dispatch-Generation | EmissionsCost | 0 | [6 empty] | 0.73069 | 0
LCP_Inputs_ON_Diverse_Howarth_2023_05_05 | 2028 | Wind Onshore | Generation | Electricity | QC | Dispatch-Generation | FuelCost | 0 | [6 empty] | 0.73069 | 0
LCP_Inputs_ON_Diverse_Howarth_2023_05_05 | 2028 | Wind Onshore | Generation | Electricity | QC | Dispatch-Generation | VOM | 0 | [6 empty] | 0.73069 | 0
LCP_Inputs_ON_Diverse_Howarth_2023_05_05 | 2028 | Wind Onshore | Generation | Electricity | WC | Dispatch-Generation | EmissionsCost | 0 | [6 empty] | 0.73069 | 0
LCP_Inputs_ON_Diverse_Howarth_2023_05_05 | 2028 | Wind Onshore | Generation | Electricity | WC | Dispatch-Generation | FuelCost | 0 | [6 empty] | 0.73069 | 0
LCP_Inputs_ON_Diverse_Howarth_2023_05_05 | 2028 | Wind Onshore | Generation | Electricity | WC | Dispatch-Generation | VOM | 0 | [6 empty] | 0.73069 | 0
LCP_Inputs_ON_Diverse_Howarth_2023_05_05 | 2029 | Anaerobic Digestion | Generation | Methane | MI | Dispatch-Generation | EmissionsCost | 0 | [6 empty] | 0.70259 | 0
LCP_Inputs_ON_Diverse_Howarth_2023_05_05 | 2029 | Anaerobic Digestion | Generation | Methane | MI | Dispatch-Generation | FuelCost | 0 | [6 empty] | 0.70259 | 0
LCP_Inputs_ON_Diverse_Howarth_2023_05_05 | 2029 | Anaerobic Digestion | Generation | Methane | MI | Dispatch-Generation | VOM | 0 | [6 empty] | 0.70259 | 0
LCP_Inputs_ON_Diverse_Howarth_2023_05_05 | 2029 | Anaerobic Digestion | Generation | Methane | NY | Dispatch-Generation | EmissionsCost | 0 | [6 empty] | 0.70259 | 0
LCP_Inputs_ON_Diverse_Howarth_2023_05_05 | 2029 | Anaerobic Digestion | Generation | Methane | NY | Dispatch-Generation | FuelCost | 0 | [6 empty] | 0.70259 | 0
LCP_Inputs_ON_Diverse_Howarth_2023_05_05 | 2029 | Anaerobic Digestion | Generation | Methane | NY | Dispatch-Generation | VOM | 0 | [6 empty] | 0.70259 | 0
LCP_Inputs_ON_Diverse_Howarth_2023_05_05 | 2029 | Anaerobic Digestion | Generation | Methane | ON | Dispatch-Generation | EmissionsCost | 0 | [6 empty] | 0.70259 | 0
LCP_Inputs_ON_Diverse_Howarth_2023_05_05 | 2029 | Anaerobic Digestion | Generation | Methane | ON | Dispatch-Generation | FuelCost | 0 | [6 empty] | 0.70259 | 0
LCP_Inputs_ON_Diverse_Howarth_2023_05_05 | 2029 | Anaerobic Digestion | Generation | Methane | ON | Dispatch-Generation | VOM | 0 | [6 empty] | 0.70259 | 0
LCP_Inputs_ON_Diverse_Howarth_2023_05_05 | 2029 | Anaerobic Digestion | Generation | Methane | PJ | Dispatch-Generation | EmissionsCost | 0 | [6 empty] | 0.70259 | 0
LCP_Inputs_ON_Diverse_Howarth_2023_05_05 | 2029 | Anaerobic Digestion | Generation | Methane | PJ | Dispatch-Generation | FuelCost | 0 | [6 empty] | 0.70259 | 0
LCP_Inputs_ON_Diverse_Howarth_2023_05_05 | 2029 | Anaerobic Digestion | Generation | Methane | PJ | Dispatch-Generation | VOM | 0 | [6 empty] | 0.70259 | 0
LCP_Inputs_ON_Diverse_Howarth_2023_05_05 | 2029 | Anaerobic Digestion | Generation | Methane | QC | Dispatch-Generation | EmissionsCost | 0 | [6 empty] | 0.70259 | 0
LCP_Inputs_ON_Diverse_Howarth_2023_05_05 | 2029 | Anaerobic Digestion | Generation | Methane | QC | Dispatch-Generation | FuelCost | 0 | [6 empty] | 0.70259 | 0
LCP_Inputs_ON_Diverse_Howarth_2023_05_05 | 2029 | Anaerobic Digestion | Generation | Methane | QC | Dispatch-Generation | VOM | 0 | [6 empty] | 0.70259 | 0
LCP_Inputs_ON_Diverse_Howarth_2023_05_05 | 2029 | Anaerobic Digestion | Generation | Methane | WC | Dispatch-Generation | EmissionsCost | 0 | [6 empty] | 0.70259 | 0
LCP_Inputs_ON_Diverse_Howarth_2023_05_05 | 2029 | Anaerobic Digestion | Generation | Methane | WC | Dispatch-Generation | FuelCost | 0 | [6 empty] | 0.70259 | 0
LCP_Inputs_ON_Diverse_Howarth_2023_05_05 | 2029 | Anaerobic Digestion | Generation | Methane | WC | Dispatch-Generation | VOM | 0 | [6 empty] | 0.70259 | 0
LCP_Inputs_ON_Diverse_Howarth_2023_05_05 | 2029 | Battery Storage | Storage | Electricity | MI | Dispatch-Storage | EmissionsCost | 0 | [6 empty] | 0.70259 | 0
LCP_Inputs_ON_Diverse_Howarth_2023_05_05 | 2029 | Battery Storage | Storage | Electricity | MI | Dispatch-Storage | FuelCost | 0 | [6 empty] | 0.70259 | 0
LCP_Inputs_ON_Diverse_Howarth_2023_05_05 | 2029 | Battery Storage | Storage | Electricity | MI | Dispatch-Storage | VOM | 0 | [6 empty] | 0.70259 | 0
LCP_Inputs_ON_Diverse_Howarth_2023_05_05 | 2029 | Battery Storage | Storage | Electricity | NY | Dispatch-Storage | EmissionsCost | 0 | [6 empty] | 0.70259 | 0
LCP_Inputs_ON_Diverse_Howarth_2023_05_05 | 2029 | Battery Storage | Storage | Electricity | NY | Dispatch-Storage | FuelCost | 0 | [6 empty] | 0.70259 | 0
LCP_Inputs_ON_Diverse_Howarth_2023_05_05 | 2029 | Battery Storage | Storage | Electricity | NY | Dispatch-Storage | VOM | 0 | [6 empty] | 0.70259 | 0
LCP_Inputs_ON_Diverse_Howarth_2023_05_05 | 2029 | Battery Storage | Storage | Electricity | ON | Dispatch-Storage | EmissionsCost | 0 | [6 empty] | 0.70259 | 0
LCP_Inputs_ON_Diverse_Howarth_2023_05_05 | 2029 | Battery Storage | Storage | Electricity | ON | Dispatch-Storage | FuelCost | 0 | [6 empty] | 0.70259 | 0
LCP_Inputs_ON_Diverse_Howarth_2023_05_05 | 2029 | Battery Storage | Storage | Electricity | ON | Dispatch-Storage | VOM | 0 | [6 empty] | 0.70259 | 0
LCP_Inputs_ON_Diverse_Howarth_2023_05_05 | 2029 | Battery Storage | Storage | Electricity | PJ | Dispatch-Storage | EmissionsCost | 0 | [6 empty] | 0.70259 | 0
LCP_Inputs_ON_Diverse_Howarth_2023_05_05 | 2029 | Battery Storage | Storage | Electricity | PJ | Dispatch-Storage | FuelCost | 0 | [6 empty] | 0.70259 | 0
LCP_Inputs_ON_Diverse_Howarth_2023_05_05 | 2029 | Battery Storage | Storage | Electricity | PJ | Dispatch-Storage | VOM | 0 | [6 empty] | 0.70259 | 0
LCP_Inputs_ON_Diverse_Howarth_2023_05_05 | 2029 | Battery Storage | Storage | Electricity | QC | Dispatch-Storage | EmissionsCost | 0 | [6 empty] | 0.70259 | 0
LCP_Inputs_ON_Diverse_Howarth_2023_05_05 | 2029 | Battery Storage | Storage | Electricity | QC | Dispatch-Storage | FuelCost | 0 | [6 empty] | 0.70259 | 0
LCP_Inputs_ON_Diverse_Howarth_2023_05_05 | 2029 | Battery Storage | Storage | Electricity | QC | Dispatch-Storage | VOM | 0 | [6 empty] | 0.70259 | 0
LCP_Inputs_ON_Diverse_Howarth_2023_05_05 | 2029 | Battery Storage | Storage | Electricity | WC | Dispatch-Storage | EmissionsCost | 0 | [6 empty] | 0.70259 | 0
LCP_Inputs_ON_Diverse_Howarth_2023_05_05 | 2029 | Battery Storage | Storage | Electricity | WC | Dispatch-Storage | FuelCost | 0 | [6 empty] | 0.70259 | 0
LCP_Inputs_ON_Diverse_Howarth_2023_05_05 | 2029 | Battery Storage | Storage | Electricity | WC | Dispatch-Storage | VOM | 0 | [6 empty] | 0.70259 | 0
LCP_Inputs_ON_Diverse_Howarth_2023_05_05 | 2029 | Biomass | Generation | Electricity | MI | Dispatch-Generation | EmissionsCost | 0 | [6 empty] | 0.70259 | 0
LCP_Inputs_ON_Diverse_Howarth_2023_05_05 | 2029 | Biomass | Generation | Electricity | MI | Dispatch-Generation | FuelCost | 0 | [6 empty] | 0.70259 | 0
LCP_Inputs_ON_Diverse_Howarth_2023_05_05 | 2029 | Biomass | Generation | Electricity | MI | Dispatch-Generation | VOM | 0 | [6 empty] | 0.70259 | 0
LCP_Inputs_ON_Diverse_Howarth_2023_05_05 | 2029 | Biomass | Generation | Electricity | NY | Dispatch-Generation | EmissionsCost | 0 | [6 empty] | 0.70259 | 0
LCP_Inputs_ON_Diverse_Howarth_2023_05_05 | 2029 | Biomass | Generation | Electricity | NY | Dispatch-Generation | FuelCost | 0 | [6 empty] | 0.70259 | 0
LCP_Inputs_ON_Diverse_Howarth_2023_05_05 | 2029 | Biomass | Generation | Electricity | NY | Dispatch-Generation | VOM | 0 | [6 empty] | 0.70259 | 0
LCP_Inputs_ON_Diverse_Howarth_2023_05_05 | 2029 | Biomass | Generation | Electricity | ON | Dispatch-Generation | EmissionsCost | 0 | [6 empty] | 0.70259 | 0
LCP_Inputs_ON_Diverse_Howarth_2023_05_05 | 2029 | Biomass | Generation | Electricity | ON | Dispatch-Generation | FuelCost | 0 | [6 empty] | 0.70259 | 0
LCP_Inputs_ON_Diverse_Howarth_2023_05_05 | 2029 | Biomass | Generation | Electricity | ON | Dispatch-Generation | VOM | 0 | [6 empty] | 0.70259 | 0
LCP_Inputs_ON_Diverse_Howarth_2023_05_05 | 2029 | Biomass | Generation | Electricity | PJ | Dispatch-Generation | EmissionsCost | 0 | [6 empty] | 0.70259 | 0
LCP_Inputs_ON_Diverse_Howarth_2023_05_05 | 2029 | Biomass | Generation | Electricity | PJ | Dispatch-Generation | FuelCost | 0 | [6 empty] | 0.70259 | 0
LCP_Inputs_ON_Diverse_Howarth_2023_05_05 | 2029 | Biomass | Generation | Electricity | PJ | Dispatch-Generation | VOM | 0 | [6 empty] | 0.70259 | 0
LCP_Inputs_ON_Diverse_Howarth_2023_05_05 | 2029 | Biomass | Generation | Electricity | QC | Dispatch-Generation | EmissionsCost | 0 | [6 empty] | 0.70259 | 0
LCP_Inputs_ON_Diverse_Howarth_2023_05_05 | 2029 | Biomass | Generation | Electricity | QC | Dispatch-Generation | FuelCost | 0 | [6 empty] | 0.70259 | 0
LCP_Inputs_ON_Diverse_Howarth_2023_05_05 | 2029 | Biomass | Generation | Electricity | QC | Dispatch-Generation | VOM | 0 | [6 empty] | 0.70259 | 0
LCP_Inputs_ON_Diverse_Howarth_2023_05_05 | 2029 | Biomass | Generation | Electricity | WC | Dispatch-Generation | EmissionsCost | 0 | [6 empty] | 0.70259 | 0
LCP_Inputs_ON_Diverse_Howarth_2023_05_05 | 2029 | Biomass | Generation | Electricity | WC | Dispatch-Generation | FuelCost | 0 | [6 empty] | 0.70259 | 0
LCP_Inputs_ON_Diverse_Howarth_2023_05_05 | 2029 | Biomass | Generation | Electricity | WC | Dispatch-Generation | VOM | 0 | [6 empty] | 0.70259 | 0
LCP_Inputs_ON_Diverse_Howarth_2023_05_05 | 2029 | Biomass + CCS | Generation | Electricity | MI | Dispatch-Generation | EmissionsCost | 0 | [6 empty] | 0.70259 | 0
LCP_Inputs_ON_Diverse_Howarth_2023_05_05 | 2029 | Biomass + CCS | Generation | Electricity | MI | Dispatch-Generation | FuelCost | 0 | [6 empty] | 0.70259 | 0
LCP_Inputs_ON_Diverse_Howarth_2023_05_05 | 2029 | Biomass + CCS | Generation | Electricity | MI | Dispatch-Generation | VOM | 0 | [6 empty] | 0.70259 | 0
LCP_Inputs_ON_Diverse_Howarth_2023_05_05 | 2029 | Biomass + CCS | Generation | Electricity | NY | Dispatch-Generation | EmissionsCost | 0 | [6 empty] | 0.70259 | 0
LCP_Inputs_ON_Diverse_Howarth_2023_05_05 | 2029 | Biomass + CCS | Generation | Electricity | NY | Dispatch-Generation | FuelCost | 0 | [6 empty] | 0.70259 | 0
LCP_Inputs_ON_Diverse_Howarth_2023_05_05 | 2029 | Biomass + CCS | Generation | Electricity | NY | Dispatch-Generation | VOM | 0 | [6 empty] | 0.70259 | 0
LCP_Inputs_ON_Diverse_Howarth_2023_05_05 | 2029 | Biomass + CCS | Generation | Electricity | ON | Dispatch-Generation | EmissionsCost | 0 | [6 empty] | 0.70259 | 0
LCP_Inputs_ON_Diverse_Howarth_2023_05_05 | 2029 | Biomass + CCS | Generation | Electricity | ON | Dispatch-Generation | FuelCost | 0 | [6 empty] | 0.70259 | 0
LCP_Inputs_ON_Diverse_Howarth_2023_05_05 | 2029 | Biomass + CCS | Generation | Electricity | ON | Dispatch-Generation | VOM | 0 | [6 empty] | 0.70259 | 0
LCP_Inputs_ON_Diverse_Howarth_2023_05_05 | 2029 | Biomass + CCS | Generation | Electricity | PJ | Dispatch-Generation | EmissionsCost | 0 | [6 empty] | 0.70259 | 0
LCP_Inputs_ON_Diverse_Howarth_2023_05_05 | 2029 | Biomass + CCS | Generation | Electricity | PJ | Dispatch-Generation | FuelCost | 0 | [6 empty] | 0.70259 | 0
LCP_Inputs_ON_Diverse_Howarth_2023_05_05 | 2029 | Biomass + CCS | Generation | Electricity | PJ | Dispatch-Generation | VOM | 0 | [6 empty] | 0.70259 | 0
LCP_Inputs_ON_Diverse_Howarth_2023_05_05 | 2029 | Biomass + CCS | Generation | Electricity | QC | Dispatch-Generation | EmissionsCost | 0 | [6 empty] | 0.70259 | 0
LCP_Inputs_ON_Diverse_Howarth_2023_05_05 | 2029 | Biomass + CCS | Generation | Electricity | QC | Dispatch-Generation | FuelCost | 0 | [6 empty] | 0.70259 | 0
LCP_Inputs_ON_Diverse_Howarth_2023_05_05 | 2029 | Biomass + CCS | Generation | Electricity | QC | Dispatch-Generation | VOM | 0 | [6 empty] | 0.70259 | 0
LCP_Inputs_ON_Diverse_Howarth_2023_05_05 | 2029 | Biomass + CCS | Generation | Electricity | WC | Dispatch-Generation | EmissionsCost | 0 | [6 empty] | 0.70259 | 0
LCP_Inputs_ON_Diverse_Howarth_2023_05_05 | 2029 | Biomass + CCS | Generation | Electricity | WC | Dispatch-Generation | FuelCost | 0 | [6 empty] | 0.70259 | 0
LCP_Inputs_ON_Diverse_Howarth_2023_05_05 | 2029 | Biomass + CCS | Generation | Electricity | WC | Dispatch-Generation | VOM | 0 | [6 empty] | 0.70259 | 0
LCP_Inputs_ON_Diverse_Howarth_2023_05_05 | 2029 | CH4 + CCS | Generation | Methane | MI | Dispatch-Generation | EmissionsCost | 0 | [6 empty] | 0.70259 | 0
LCP_Inputs_ON_Diverse_Howarth_2023_05_05 | 2029 | CH4 + CCS | Generation | Methane | MI | Dispatch-Generation | FuelCost | 0 | [6 empty] | 0.70259 | 0
LCP_Inputs_ON_Diverse_Howarth_2023_05_05 | 2029 | CH4 + CCS | Generation | Methane | MI | Dispatch-Generation | VOM | 0 | [6 empty] | 0.70259 | 0
LCP_Inputs_ON_Diverse_Howarth_2023_05_05 | 2029 | CH4 + CCS | Generation | Methane | NY | Dispatch-Generation | EmissionsCost | 0 | [6 empty] | 0.70259 | 0
LCP_Inputs_ON_Diverse_Howarth_2023_05_05 | 2029 | CH4 + CCS | Generation | Methane | NY | Dispatch-Generation | FuelCost | 0 | [6 empty] | 0.70259 | 0
LCP_Inputs_ON_Diverse_Howarth_2023_05_05 | 2029 | CH4 + CCS | Generation | Methane | NY | Dispatch-Generation | VOM | 0 | [6 empty] | 0.70259 | 0
LCP_Inputs_ON_Diverse_Howarth_2023_05_05 | 2029 | CH4 + CCS | Generation | Methane | ON | Dispatch-Generation | EmissionsCost | 0 | [6 empty] | 0.70259 | 0
LCP_Inputs_ON_Diverse_Howarth_2023_05_05 | 2029 | CH4 + CCS | Generation | Methane | ON | Dispatch-Generation | FuelCost | 0 | [6 empty] | 0.70259 | 0
LCP_Inputs_ON_Diverse_Howarth_2023_05_05 | 2029 | CH4 + CCS | Generation | Methane | ON | Dispatch-Generation | VOM | 0 | [6 empty] | 0.70259 | 0
LCP_Inputs_ON_Diverse_Howarth_2023_05_05 | 2029 | CH4 + CCS | Generation | Methane | PJ | Dispatch-Generation | EmissionsCost | 0 | [6 empty] | 0.70259 | 0
LCP_Inputs_ON_Diverse_Howarth_2023_05_05 | 2029 | CH4 + CCS | Generation | Methane | PJ | Dispatch-Generation | FuelCost | 0 | [6 empty] | 0.70259 | 0
LCP_Inputs_ON_Diverse_Howarth_2023_05_05 | 2029 | CH4 + CCS | Generation | Methane | PJ | Dispatch-Generation | VOM | 0 | [6 empty] | 0.70259 | 0
LCP_Inputs_ON_Diverse_Howarth_2023_05_05 | 2029 | CH4 + CCS | Generation | Methane | QC | Dispatch-Generation | EmissionsCost | 0 | [6 empty] | 0.70259 | 0
LCP_Inputs_ON_Diverse_Howarth_2023_05_05 | 2029 | CH4 + CCS | Generation | Methane | QC | Dispatch-Generation | FuelCost | 0 | [6 empty] | 0.70259 | 0
LCP_Inputs_ON_Diverse_Howarth_2023_05_05 | 2029 | CH4 + CCS | Generation | Methane | QC | Dispatch-Generation | VOM | 0 | [6 empty] | 0.70259 | 0
LCP_Inputs_ON_Diverse_Howarth_2023_05_05 | 2029 | CH4 + CCS | Generation | Methane | WC | Dispatch-Generation | EmissionsCost | 0 | [6 empty] | 0.70259 | 0
LCP_Inputs_ON_Diverse_Howarth_2023_05_05 | 2029 | CH4 + CCS | Generation | Methane | WC | Dispatch-Generation | FuelCost | 0 | [6 empty] | 0.70259 | 0
LCP_Inputs_ON_Diverse_Howarth_2023_05_05 | 2029 | CH4 + CCS | Generation | Methane | WC | Dispatch-Generation | VOM | 0 | [6 empty] | 0.70259 | 0
LCP_Inputs_ON_Diverse_Howarth_2023_05_05 | 2029 | CH4 Import - NY 2020 | Import | Methane | MI | Dispatch-Import | EmissionsCost | 0 | [6 empty] | 0.70259 | 0
LCP_Inputs_ON_Diverse_Howarth_2023_05_05 | 2029 | CH4 Import - NY 2020 | Import | Methane | MI | Dispatch-Import | FuelCost | 0 | [6 empty] | 0.70259 | 0
LCP_Inputs_ON_Diverse_Howarth_2023_05_05 | 2029 | CH4 Import - NY 2020 | Import | Methane | MI | Dispatch-Import | VOM | 0 | [6 empty] | 0.70259 | 0
LCP_Inputs_ON_Diverse_Howarth_2023_05_05 | 2029 | CH4 Import - NY 2020 | Import | Methane | NY | Dispatch-Import | EmissionsCost | 282343065.1873 | [6 empty] | 0.70259 | 198370492.4832
LCP_Inputs_ON_Diverse_Howarth_2023_05_05 | 2029 | CH4 Import - NY 2020 | Import | Methane | NY | Dispatch-Import | FuelCost | 407790143.0843 | [6 empty] | 0.70259 | 286507945.4308
LCP_Inputs_ON_Diverse_Howarth_2023_05_05 | 2029 | CH4 Import - NY 2020 | Import | Methane | NY | Dispatch-Import | VOM | 0 | [6 empty] | 0.70259 | 0
LCP_Inputs_ON_Diverse_Howarth_2023_05_05 | 2029 | CH4 Import - NY 2020 | Import | Methane | ON | Dispatch-Import | EmissionsCost | 0 | [6 empty] | 0.70259 | 0
LCP_Inputs_ON_Diverse_Howarth_2023_05_05 | 2029 | CH4 Import - NY 2020 | Import | Methane | ON | Dispatch-Import | FuelCost | 0 | [6 empty] | 0.70259 | 0
LCP_Inputs_ON_Diverse_Howarth_2023_05_05 | 2029 | CH4 Import - NY 2020 | Import | Methane | ON | Dispatch-Import | VOM | 0 | [6 empty] | 0.70259 | 0
LCP_Inputs_ON_Diverse_Howarth_2023_05_05 | 2029 | CH4 Import - NY 2020 | Import | Methane | PJ | Dispatch-Import | EmissionsCost | 0 | [6 empty] | 0.70259 | 0
LCP_Inputs_ON_Diverse_Howarth_2023_05_05 | 2029 | CH4 Import - NY 2020 | Import | Methane | PJ | Dispatch-Import | FuelCost | 0 | [6 empty] | 0.70259 | 0
LCP_Inputs_ON_Diverse_Howarth_2023_05_05 | 2029 | CH4 Import - NY 2020 | Import | Methane | PJ | Dispatch-Import | VOM | 0 | [6 empty] | 0.70259 | 0
LCP_Inputs_ON_Diverse_Howarth_2023_05_05 | 2029 | CH4 Import - NY 2020 | Import | Methane | QC | Dispatch-Import | EmissionsCost | 0 | [6 empty] | 0.70259 | 0
LCP_Inputs_ON_Diverse_Howarth_2023_05_05 | 2029 | CH4 Import - NY 2020 | Import | Methane | QC | Dispatch-Import | FuelCost | 0 | [6 empty] | 0.70259 | 0
LCP_Inputs_ON_Diverse_Howarth_2023_05_05 | 2029 | CH4 Import - NY 2020 | Import | Methane | QC | Dispatch-Import | VOM | 0 | [6 empty] | 0.70259 | 0
LCP_Inputs_ON_Diverse_Howarth_2023_05_05 | 2029 | CH4 Import - NY 2020 | Import | Methane | WC | Dispatch-Import | EmissionsCost | 0 | [6 empty] | 0.70259 | 0
LCP_Inputs_ON_Diverse_Howarth_2023_05_05 | 2029 | CH4 Import - NY 2020 | Import | Methane | WC | Dispatch-Import | FuelCost | 0 | [6 empty] | 0.70259 | 0
LCP_Inputs_ON_Diverse_Howarth_2023_05_05 | 2029 | CH4 Import - NY 2020 | Import | Methane | WC | Dispatch-Import | VOM | 0 | [6 empty] | 0.70259 | 0
LCP_Inputs_ON_Diverse_Howarth_2023_05_05 | 2029 | CH4 Import - NY 2030 | Import | Methane | MI | Dispatch-Import | EmissionsCost | 0 | [6 empty] | 0.70259 | 0
LCP_Inputs_ON_Diverse_Howarth_2023_05_05 | 2029 | CH4 Import - NY 2030 | Import | Methane | MI | Dispatch-Import | FuelCost | 0 | [6 empty] | 0.70259 | 0
LCP_Inputs_ON_Diverse_Howarth_2023_05_05 | 2029 | CH4 Import - NY 2030 | Import | Methane | MI | Dispatch-Import | VOM | 0 | [6 empty] | 0.70259 | 0
LCP_Inputs_ON_Diverse_Howarth_2023_05_05 | 2029 | CH4 Import - NY 2030 | Import | Methane | NY | Dispatch-Import | EmissionsCost | 0 | [6 empty] | 0.70259 | 0
LCP_Inputs_ON_Diverse_Howarth_2023_05_05 | 2029 | CH4 Import - NY 2030 | Import | Methane | NY | Dispatch-Import | FuelCost | 0 | [6 empty] | 0.70259 | 0
LCP_Inputs_ON_Diverse_Howarth_2023_05_05 | 2029 | CH4 Import - NY 2030 | Import | Methane | NY | Dispatch-Import | VOM | 0 | [6 empty] | 0.70259 | 0
LCP_Inputs_ON_Diverse_Howarth_2023_05_05 | 2029 | CH4 Import - NY 2030 | Import | Methane | ON | Dispatch-Import | EmissionsCost | 0 | [6 empty] | 0.70259 | 0
LCP_Inputs_ON_Diverse_Howarth_2023_05_05 | 2029 | CH4 Import - NY 2030 | Import | Methane | ON | Dispatch-Import | FuelCost | 0 | [6 empty] | 0.70259 | 0
LCP_Inputs_ON_Diverse_Howarth_2023_05_05 | 2029 | CH4 Import - NY 2030 | Import | Methane | ON | Dispatch-Import | VOM | 0 | [6 empty] | 0.70259 | 0
LCP_Inputs_ON_Diverse_Howarth_2023_05_05 | 2029 | CH4 Import - NY 2030 | Import | Methane | PJ | Dispatch-Import | EmissionsCost | 0 | [6 empty] | 0.70259 | 0
LCP_Inputs_ON_Diverse_Howarth_2023_05_05 | 2029 | CH4 Import - NY 2030 | Import | Methane | PJ | Dispatch-Import | FuelCost | 0 | [6 empty] | 0.70259 | 0
LCP_Inputs_ON_Diverse_Howarth_2023_05_05 | 2029 | CH4 Import - NY 2030 | Import | Methane | PJ | Dispatch-Import | VOM | 0 | [6 empty] | 0.70259 | 0
LCP_Inputs_ON_Diverse_Howarth_2023_05_05 | 2029 | CH4 Import - NY 2030 | Import | Methane | QC | Dispatch-Import | EmissionsCost | 0 | [6 empty] | 0.70259 | 0
LCP_Inputs_ON_Diverse_Howarth_2023_05_05 | 2029 | CH4 Import - NY 2030 | Import | Methane | QC | Dispatch-Import | FuelCost | 0 | [6 empty] | 0.70259 | 0
LCP_Inputs_ON_Diverse_Howarth_2023_05_05 | 2029 | CH4 Import - NY 2030 | Import | Methane | QC | Dispatch-Import | VOM | 0 | [6 empty] | 0.70259 | 0
LCP_Inputs_ON_Diverse_Howarth_2023_05_05 | 2029 | CH4 Import - NY 2030 | Import | Methane | WC | Dispatch-Import | EmissionsCost | 0 | [6 empty] | 0.70259 | 0
LCP_Inputs_ON_Diverse_Howarth_2023_05_05 | 2029 | CH4 Import - NY 2030 | Import | Methane | WC | Dispatch-Import | FuelCost | 0 | [6 empty] | 0.70259 | 0
LCP_Inputs_ON_Diverse_Howarth_2023_05_05 | 2029 | CH4 Import - NY 2030 | Import | Methane | WC | Dispatch-Import | VOM | 0 | [6 empty] | 0.70259 | 0
LCP_Inputs_ON_Diverse_Howarth_2023_05_05 | 2029 | CH4 Import - NY 2040 | Import | Methane | MI | Dispatch-Import | EmissionsCost | 0 | [6 empty] | 0.70259 | 0
LCP_Inputs_ON_Diverse_Howarth_2023_05_05 | 2029 | CH4 Import - NY 2040 | Import | Methane | MI | Dispatch-Import | FuelCost | 0 | [6 empty] | 0.70259 | 0
LCP_Inputs_ON_Diverse_Howarth_2023_05_05 | 2029 | CH4 Import - NY 2040 | Import | Methane | MI | Dispatch-Import | VOM | 0 | [6 empty] | 0.70259 | 0
LCP_Inputs_ON_Diverse_Howarth_2023_05_05 | 2029 | CH4 Import - NY 2040 | Import | Methane | NY | Dispatch-Import | EmissionsCost | 0 | [6 empty] | 0.70259 | 0
LCP_Inputs_ON_Diverse_Howarth_2023_05_05 | 2029 | CH4 Import - NY 2040 | Import | Methane | NY | Dispatch-Import | FuelCost | 0 | [6 empty] | 0.70259 | 0
LCP_Inputs_ON_Diverse_Howarth_2023_05_05 | 2029 | CH4 Import - NY 2040 | Import | Methane | NY | Dispatch-Import | VOM | 0 | [6 empty] | 0.70259 | 0
LCP_Inputs_ON_Diverse_Howarth_2023_05_05 | 2029 | CH4 Import - NY 2040 | Import | Methane | ON | Dispatch-Import | EmissionsCost | 0 | [6 empty] | 0.70259 | 0
LCP_Inputs_ON_Diverse_Howarth_2023_05_05 | 2029 | CH4 Import - NY 2040 | Import | Methane | ON | Dispatch-Import | FuelCost | 0 | [6 empty] | 0.70259 | 0
LCP_Inputs_ON_Diverse_Howarth_2023_05_05 | 2029 | CH4 Import - NY 2040 | Import | Methane | ON | Dispatch-Import | VOM | 0 | [6 empty] | 0.70259 | 0
LCP_Inputs_ON_Diverse_Howarth_2023_05_05 | 2029 | CH4 Import - NY 2040 | Import | Methane | PJ | Dispatch-Import | EmissionsCost | 0 | [6 empty] | 0.70259 | 0
LCP_Inputs_ON_Diverse_Howarth_2023_05_05 | 2029 | CH4 Import - NY 2040 | Import | Methane | PJ | Dispatch-Import | FuelCost | 0 | [6 empty] | 0.70259 | 0
LCP_Inputs_ON_Diverse_Howarth_2023_05_05 | 2029 | CH4 Import - NY 2040 | Import | Methane | PJ | Dispatch-Import | VOM | 0 | [6 empty] | 0.70259 | 0
LCP_Inputs_ON_Diverse_Howarth_2023_05_05 | 2029 | CH4 Import - NY 2040 | Import | Methane | QC | Dispatch-Import | EmissionsCost | 0 | [6 empty] | 0.70259 | 0
LCP_Inputs_ON_Diverse_Howarth_2023_05_05 | 2029 | CH4 Import - NY 2040 | Import | Methane | QC | Dispatch-Import | FuelCost | 0 | [6 empty] | 0.70259 | 0
LCP_Inputs_ON_Diverse_Howarth_2023_05_05 | 2029 | CH4 Import - NY 2040 | Import | Methane | QC | Dispatch-Import | VOM | 0 | [6 empty] | 0.70259 | 0
LCP_Inputs_ON_Diverse_Howarth_2023_05_05 | 2029 | CH4 Import - NY 2040 | Import | Methane | WC | Dispatch-Import | EmissionsCost | 0 | [6 empty] | 0.70259 | 0
LCP_Inputs_ON_Diverse_Howarth_2023_05_05 | 2029 | CH4 Import - NY 2040 | Import | Methane | WC | Dispatch-Import | FuelCost | 0 | [6 empty] | 0.70259 | 0
LCP_Inputs_ON_Diverse_Howarth_2023_05_05 | 2029 | CH4 Import - NY 2040 | Import | Methane | WC | Dispatch-Import | VOM | 0 | [6 empty] | 0.70259 | 0
LCP_Inputs_ON_Diverse_Howarth_2023_05_05 | 2029 | CH4 Import - NY 2050 | Import | Methane | MI | Dispatch-Import | EmissionsCost | 0 | [6 empty] | 0.70259 | 0
LCP_Inputs_ON_Diverse_Howarth_2023_05_05 | 2029 | CH4 Import - NY 2050 | Import | Methane | MI | Dispatch-Import | FuelCost | 0 | [6 empty] | 0.70259 | 0
LCP_Inputs_ON_Diverse_Howarth_2023_05_05 | 2029 | CH4 Import - NY 2050 | Import | Methane | MI | Dispatch-Import | VOM | 0 | [6 empty] | 0.70259 | 0
LCP_Inputs_ON_Diverse_Howarth_2023_05_05 | 2029 | CH4 Import - NY 2050 | Import | Methane | NY | Dispatch-Import | EmissionsCost | 0 | [6 empty] | 0.70259 | 0
LCP_Inputs_ON_Diverse_Howarth_2023_05_05 | 2029 | CH4 Import - NY 2050 | Import | Methane | NY | Dispatch-Import | FuelCost | 0 | [6 empty] | 0.70259 | 0
LCP_Inputs_ON_Diverse_Howarth_2023_05_05 | 2029 | CH4 Import - NY 2050 | Import | Methane | NY | Dispatch-Import | VOM | 0 | [6 empty] | 0.70259 | 0
LCP_Inputs_ON_Diverse_Howarth_2023_05_05 | 2029 | CH4 Import - NY 2050 | Import | Methane | ON | Dispatch-Import | EmissionsCost | 0 | [6 empty] | 0.70259 | 0
LCP_Inputs_ON_Diverse_Howarth_2023_05_05 | 2029 | CH4 Import - NY 2050 | Import | Methane | ON | Dispatch-Import | FuelCost | 0 | [6 empty] | 0.70259 | 0
LCP_Inputs_ON_Diverse_Howarth_2023_05_05 | 2029 | CH4 Import - NY 2050 | Import | Methane | ON | Dispatch-Import | VOM | 0 | [6 empty] | 0.70259 | 0
LCP_Inputs_ON_Diverse_Howarth_2023_05_05 | 2029 | CH4 Import - NY 2050 | Import | Methane | PJ | Dispatch-Import | EmissionsCost | 0 | [6 empty] | 0.70259 | 0
LCP_Inputs_ON_Diverse_Howarth_2023_05_05 | 2029 | CH4 Import - NY 2050 | Import | Methane | PJ | Dispatch-Import | FuelCost | 0 | [6 empty] | 0.70259 | 0
LCP_Inputs_ON_Diverse_Howarth_2023_05_05 | 2029 | CH4 Import - NY 2050 | Import | Methane | PJ | Dispatch-Import | VOM | 0 | [6 empty] | 0.70259 | 0
LCP_Inputs_ON_Diverse_Howarth_2023_05_05 | 2029 | CH4 Import - NY 2050 | Import | Methane | QC | Dispatch-Import | EmissionsCost | 0 | [6 empty] | 0.70259 | 0
LCP_Inputs_ON_Diverse_Howarth_2023_05_05 | 2029 | CH4 Import - NY 2050 | Import | Methane | QC | Dispatch-Import | FuelCost | 0 | [6 empty] | 0.70259 | 0
LCP_Inputs_ON_Diverse_Howarth_2023_05_05 | 2029 | CH4 Import - NY 2050 | Import | Methane | QC | Dispatch-Import | VOM | 0 | [6 empty] | 0.70259 | 0
LCP_Inputs_ON_Diverse_Howarth_2023_05_05 | 2029 | CH4 Import - NY 2050 | Import | Methane | WC | Dispatch-Import | EmissionsCost | 0 | [6 empty] | 0.70259 | 0
LCP_Inputs_ON_Diverse_Howarth_2023_05_05 | 2029 | CH4 Import - NY 2050 | Import | Methane | WC | Dispatch-Import | FuelCost | 0 | [6 empty] | 0.70259 | 0
LCP_Inputs_ON_Diverse_Howarth_2023_05_05 | 2029 | CH4 Import - NY 2050 | Import | Methane | WC | Dispatch-Import | VOM | 0 | [6 empty] | 0.70259 | 0
LCP_Inputs_ON_Diverse_Howarth_2023_05_05 | 2029 | CH4 Import - WC 2020 | Import | Methane | MI | Dispatch-Import | EmissionsCost | 0 | [6 empty] | 0.70259 | 0
LCP_Inputs_ON_Diverse_Howarth_2023_05_05 | 2029 | CH4 Import - WC 2020 | Import | Methane | MI | Dispatch-Import | FuelCost | 0 | [6 empty] | 0.70259 | 0
LCP_Inputs_ON_Diverse_Howarth_2023_05_05 | 2029 | CH4 Import - WC 2020 | Import | Methane | MI | Dispatch-Import | VOM | 0 | [6 empty] | 0.70259 | 0
LCP_Inputs_ON_Diverse_Howarth_2023_05_05 | 2029 | CH4 Import - WC 2020 | Import | Methane | NY | Dispatch-Import | EmissionsCost | 0 | [6 empty] | 0.70259 | 0
LCP_Inputs_ON_Diverse_Howarth_2023_05_05 | 2029 | CH4 Import - WC 2020 | Import | Methane | NY | Dispatch-Import | FuelCost | 0 | [6 empty] | 0.70259 | 0
LCP_Inputs_ON_Diverse_Howarth_2023_05_05 | 2029 | CH4 Import - WC 2020 | Import | Methane | NY | Dispatch-Import | VOM | 0 | [6 empty] | 0.70259 | 0
LCP_Inputs_ON_Diverse_Howarth_2023_05_05 | 2029 | CH4 Import - WC 2020 | Import | Methane | ON | Dispatch-Import | EmissionsCost | 0 | [6 empty] | 0.70259 | 0
LCP_Inputs_ON_Diverse_Howarth_2023_05_05 | 2029 | CH4 Import - WC 2020 | Import | Methane | ON | Dispatch-Import | FuelCost | 0 | [6 empty] | 0.70259 | 0
LCP_Inputs_ON_Diverse_Howarth_2023_05_05 | 2029 | CH4 Import - WC 2020 | Import | Methane | ON | Dispatch-Import | VOM | 0 | [6 empty] | 0.70259 | 0
LCP_Inputs_ON_Diverse_Howarth_2023_05_05 | 2029 | CH4 Import - WC 2020 | Import | Methane | PJ | Dispatch-Import | EmissionsCost | 0 | [6 empty] | 0.70259 | 0
LCP_Inputs_ON_Diverse_Howarth_2023_05_05 | 2029 | CH4 Import - WC 2020 | Import | Methane | PJ | Dispatch-Import | FuelCost | 0 | [6 empty] | 0.70259 | 0
LCP_Inputs_ON_Diverse_Howarth_2023_05_05 | 2029 | CH4 Import - WC 2020 | Import | Methane | PJ | Dispatch-Import | VOM | 0 | [6 empty] | 0.70259 | 0
LCP_Inputs_ON_Diverse_Howarth_2023_05_05 | 2029 | CH4 Import - WC 2020 | Import | Methane | QC | Dispatch-Import | EmissionsCost | 0 | [6 empty] | 0.70259 | 0
LCP_Inputs_ON_Diverse_Howarth_2023_05_05 | 2029 | CH4 Import - WC 2020 | Import | Methane | QC | Dispatch-Import | FuelCost | 0 | [6 empty] | 0.70259 | 0
LCP_Inputs_ON_Diverse_Howarth_2023_05_05 | 2029 | CH4 Import - WC 2020 | Import | Methane | QC | Dispatch-Import | VOM | 0 | [6 empty] | 0.70259 | 0
LCP_Inputs_ON_Diverse_Howarth_2023_05_05 | 2029 | CH4 Import - WC 2020 | Import | Methane | WC | Dispatch-Import | EmissionsCost | 1306945425.5377 | [6 empty] | 0.70259 | 918242520.1082
LCP_Inputs_ON_Diverse_Howarth_2023_05_05 | 2029 | CH4 Import - WC 2020 | Import | Methane | WC | Dispatch-Import | FuelCost | 1887630786.0789 | [6 empty] | 0.70259 | 1326224351.9693
LCP_Inputs_ON_Diverse_Howarth_2023_05_05 | 2029 | CH4 Import - WC 2020 | Import | Methane | WC | Dispatch-Import | VOM | 0 | [6 empty] | 0.70259 | 0
LCP_Inputs_ON_Diverse_Howarth_2023_05_05 | 2029 | CH4 Import - WC 2030 | Import | Methane | MI | Dispatch-Import | EmissionsCost | 0 | [6 empty] | 0.70259 | 0
LCP_Inputs_ON_Diverse_Howarth_2023_05_05 | 2029 | CH4 Import - WC 2030 | Import | Methane | MI | Dispatch-Import | FuelCost | 0 | [6 empty] | 0.70259 | 0
LCP_Inputs_ON_Diverse_Howarth_2023_05_05 | 2029 | CH4 Import - WC 2030 | Import | Methane | MI | Dispatch-Import | VOM | 0 | [6 empty] | 0.70259 | 0
LCP_Inputs_ON_Diverse_Howarth_2023_05_05 | 2029 | CH4 Import - WC 2030 | Import | Methane | NY | Dispatch-Import | EmissionsCost | 0 | [6 empty] | 0.70259 | 0
LCP_Inputs_ON_Diverse_Howarth_2023_05_05 | 2029 | CH4 Import - WC 2030 | Import | Methane | NY | Dispatch-Import | FuelCost | 0 | [6 empty] | 0.70259 | 0
LCP_Inputs_ON_Diverse_Howarth_2023_05_05 | 2029 | CH4 Import - WC 2030 | Import | Methane | NY | Dispatch-Import | VOM | 0 | [6 empty] | 0.70259 | 0
LCP_Inputs_ON_Diverse_Howarth_2023_05_05 | 2029 | CH4 Import - WC 2030 | Import | Methane | ON | Dispatch-Import | EmissionsCost | 0 | [6 empty] | 0.70259 | 0
LCP_Inputs_ON_Diverse_Howarth_2023_05_05 | 2029 | CH4 Import - WC 2030 | Import | Methane | ON | Dispatch-Import | FuelCost | 0 | [6 empty] | 0.70259 | 0
LCP_Inputs_ON_Diverse_Howarth_2023_05_05 | 2029 | CH4 Import - WC 2030 | Import | Methane | ON | Dispatch-Import | VOM | 0 | [6 empty] | 0.70259 | 0
LCP_Inputs_ON_Diverse_Howarth_2023_05_05 | 2029 | CH4 Import - WC 2030 | Import | Methane | PJ | Dispatch-Import | EmissionsCost | 0 | [6 empty] | 0.70259 | 0
LCP_Inputs_ON_Diverse_Howarth_2023_05_05 | 2029 | CH4 Import - WC 2030 | Import | Methane | PJ | Dispatch-Import | FuelCost | 0 | [6 empty] | 0.70259 | 0
LCP_Inputs_ON_Diverse_Howarth_2023_05_05 | 2029 | CH4 Import - WC 2030 | Import | Methane | PJ | Dispatch-Import | VOM | 0 | [6 empty] | 0.70259 | 0
LCP_Inputs_ON_Diverse_Howarth_2023_05_05 | 2029 | CH4 Import - WC 2030 | Import | Methane | QC | Dispatch-Import | EmissionsCost | 0 | [6 empty] | 0.70259 | 0
LCP_Inputs_ON_Diverse_Howarth_2023_05_05 | 2029 | CH4 Import - WC 2030 | Import | Methane | QC | Dispatch-Import | FuelCost | 0 | [6 empty] | 0.70259 | 0
LCP_Inputs_ON_Diverse_Howarth_2023_05_05 | 2029 | CH4 Import - WC 2030 | Import | Methane | QC | Dispatch-Import | VOM | 0 | [6 empty] | 0.70259 | 0
LCP_Inputs_ON_Diverse_Howarth_2023_05_05 | 2029 | CH4 Import - WC 2030 | Import | Methane | WC | Dispatch-Import | EmissionsCost | 0 | [6 empty] | 0.70259 | 0
LCP_Inputs_ON_Diverse_Howarth_2023_05_05 | 2029 | CH4 Import - WC 2030 | Import | Methane | WC | Dispatch-Import | FuelCost | 0 | [6 empty] | 0.70259 | 0
LCP_Inputs_ON_Diverse_Howarth_2023_05_05 | 2029 | CH4 Import - WC 2030 | Import | Methane | WC | Dispatch-Import | VOM | 0 | [6 empty] | 0.70259 | 0
LCP_Inputs_ON_Diverse_Howarth_2023_05_05 | 2029 | CH4 Import - WC 2040 | Import | Methane | MI | Dispatch-Import | EmissionsCost | 0 | [6 empty] | 0.70259 | 0
LCP_Inputs_ON_Diverse_Howarth_2023_05_05 | 2029 | CH4 Import - WC 2040 | Import | Methane | MI | Dispatch-Import | FuelCost | 0 | [6 empty] | 0.70259 | 0
LCP_Inputs_ON_Diverse_Howarth_2023_05_05 | 2029 | CH4 Import - WC 2040 | Import | Methane | MI | Dispatch-Import | VOM | 0 | [6 empty] | 0.70259 | 0
LCP_Inputs_ON_Diverse_Howarth_2023_05_05 | 2029 | CH4 Import - WC 2040 | Import | Methane | NY | Dispatch-Import | EmissionsCost | 0 | [6 empty] | 0.70259 | 0
LCP_Inputs_ON_Diverse_Howarth_2023_05_05 | 2029 | CH4 Import - WC 2040 | Import | Methane | NY | Dispatch-Import | FuelCost | 0 | [6 empty] | 0.70259 | 0
LCP_Inputs_ON_Diverse_Howarth_2023_05_05 | 2029 | CH4 Import - WC 2040 | Import | Methane | NY | Dispatch-Import | VOM | 0 | [6 empty] | 0.70259 | 0
LCP_Inputs_ON_Diverse_Howarth_2023_05_05 | 2029 | CH4 Import - WC 2040 | Import | Methane | ON | Dispatch-Import | EmissionsCost | 0 | [6 empty] | 0.70259 | 0
LCP_Inputs_ON_Diverse_Howarth_2023_05_05 | 2029 | CH4 Import - WC 2040 | Import | Methane | ON | Dispatch-Import | FuelCost | 0 | [6 empty] | 0.70259 | 0
LCP_Inputs_ON_Diverse_Howarth_2023_05_05 | 2029 | CH4 Import - WC 2040 | Import | Methane | ON | Dispatch-Import | VOM | 0 | [6 empty] | 0.70259 | 0
LCP_Inputs_ON_Diverse_Howarth_2023_05_05 | 2029 | CH4 Import - WC 2040 | Import | Methane | PJ | Dispatch-Import | EmissionsCost | 0 | [6 empty] | 0.70259 | 0
LCP_Inputs_ON_Diverse_Howarth_2023_05_05 | 2029 | CH4 Import - WC 2040 | Import | Methane | PJ | Dispatch-Import | FuelCost | 0 | [6 empty] | 0.70259 | 0
LCP_Inputs_ON_Diverse_Howarth_2023_05_05 | 2029 | CH4 Import - WC 2040 | Import | Methane | PJ | Dispatch-Import | VOM | 0 | [6 empty] | 0.70259 | 0
LCP_Inputs_ON_Diverse_Howarth_2023_05_05 | 2029 | CH4 Import - WC 2040 | Import | Methane | QC | Dispatch-Import | EmissionsCost | 0 | [6 empty] | 0.70259 | 0
LCP_Inputs_ON_Diverse_Howarth_2023_05_05 | 2029 | CH4 Import - WC 2040 | Import | Methane | QC | Dispatch-Import | FuelCost | 0 | [6 empty] | 0.70259 | 0
LCP_Inputs_ON_Diverse_Howarth_2023_05_05 | 2029 | CH4 Import - WC 2040 | Import | Methane | QC | Dispatch-Import | VOM | 0 | [6 empty] | 0.70259 | 0
LCP_Inputs_ON_Diverse_Howarth_2023_05_05 | 2029 | CH4 Import - WC 2040 | Import | Methane | WC | Dispatch-Import | EmissionsCost | 0 | [6 empty] | 0.70259 | 0
LCP_Inputs_ON_Diverse_Howarth_2023_05_05 | 2029 | CH4 Import - WC 2040 | Import | Methane | WC | Dispatch-Import | FuelCost | 0 | [6 empty] | 0.70259 | 0
LCP_Inputs_ON_Diverse_Howarth_2023_05_05 | 2029 | CH4 Import - WC 2040 | Import | Methane | WC | Dispatch-Import | VOM | 0 | [6 empty] | 0.70259 | 0
LCP_Inputs_ON_Diverse_Howarth_2023_05_05 | 2029 | CH4 Import - WC 2050 | Import | Methane | MI | Dispatch-Import | EmissionsCost | 0 | [6 empty] | 0.70259 | 0
LCP_Inputs_ON_Diverse_Howarth_2023_05_05 | 2029 | CH4 Import - WC 2050 | Import | Methane | MI | Dispatch-Import | FuelCost | 0 | [6 empty] | 0.70259 | 0
LCP_Inputs_ON_Diverse_Howarth_2023_05_05 | 2029 | CH4 Import - WC 2050 | Import | Methane | MI | Dispatch-Import | VOM | 0 | [6 empty] | 0.70259 | 0
LCP_Inputs_ON_Diverse_Howarth_2023_05_05 | 2029 | CH4 Import - WC 2050 | Import | Methane | NY | Dispatch-Import | EmissionsCost | 0 | [6 empty] | 0.70259 | 0
LCP_Inputs_ON_Diverse_Howarth_2023_05_05 | 2029 | CH4 Import - WC 2050 | Import | Methane | NY | Dispatch-Import | FuelCost | 0 | [6 empty] | 0.70259 | 0
LCP_Inputs_ON_Diverse_Howarth_2023_05_05 | 2029 | CH4 Import - WC 2050 | Import | Methane | NY | Dispatch-Import | VOM | 0 | [6 empty] | 0.70259 | 0
LCP_Inputs_ON_Diverse_Howarth_2023_05_05 | 2029 | CH4 Import - WC 2050 | Import | Methane | ON | Dispatch-Import | EmissionsCost | 0 | [6 empty] | 0.70259 | 0
LCP_Inputs_ON_Diverse_Howarth_2023_05_05 | 2029 | CH4 Import - WC 2050 | Import | Methane | ON | Dispatch-Import | FuelCost | 0 | [6 empty] | 0.70259 | 0
LCP_Inputs_ON_Diverse_Howarth_2023_05_05 | 2029 | CH4 Import - WC 2050 | Import | Methane | ON | Dispatch-Import | VOM | 0 | [6 empty] | 0.70259 | 0
LCP_Inputs_ON_Diverse_Howarth_2023_05_05 | 2029 | CH4 Import - WC 2050 | Import | Methane | PJ | Dispatch-Import | EmissionsCost | 0 | [6 empty] | 0.70259 | 0
LCP_Inputs_ON_Diverse_Howarth_2023_05_05 | 2029 | CH4 Import - WC 2050 | Import | Methane | PJ | Dispatch-Import | FuelCost | 0 | [6 empty] | 0.70259 | 0
LCP_Inputs_ON_Diverse_Howarth_2023_05_05 | 2029 | CH4 Import - WC 2050 | Import | Methane | PJ | Dispatch-Import | VOM | 0 | [6 empty] | 0.70259 | 0
LCP_Inputs_ON_Diverse_Howarth_2023_05_05 | 2029 | CH4 Import - WC 2050 | Import | Methane | QC | Dispatch-Import | EmissionsCost | 0 | [6 empty] | 0.70259 | 0
LCP_Inputs_ON_Diverse_Howarth_2023_05_05 | 2029 | CH4 Import - WC 2050 | Import | Methane | QC | Dispatch-Import | FuelCost | 0 | [6 empty] | 0.70259 | 0
LCP_Inputs_ON_Diverse_Howarth_2023_05_05 | 2029 | CH4 Import - WC 2050 | Import | Methane | QC | Dispatch-Import | VOM | 0 | [6 empty] | 0.70259 | 0
LCP_Inputs_ON_Diverse_Howarth_2023_05_05 | 2029 | CH4 Import - WC 2050 | Import | Methane | WC | Dispatch-Import | EmissionsCost | 0 | [6 empty] | 0.70259 | 0
LCP_Inputs_ON_Diverse_Howarth_2023_05_05 | 2029 | CH4 Import - WC 2050 | Import | Methane | WC | Dispatch-Import | FuelCost | 0 | [6 empty] | 0.70259 | 0
LCP_Inputs_ON_Diverse_Howarth_2023_05_05 | 2029 | CH4 Import - WC 2050 | Import | Methane | WC | Dispatch-Import | VOM | 0 | [6 empty] | 0.70259 | 0
LCP_Inputs_ON_Diverse_Howarth_2023_05_05 | 2029 | CH4 Salt Cavern Storage - ON | Storage | Methane | MI | Dispatch-Storage | EmissionsCost | 0 | [6 empty] | 0.70259 | 0
LCP_Inputs_ON_Diverse_Howarth_2023_05_05 | 2029 | CH4 Salt Cavern Storage - ON | Storage | Methane | MI | Dispatch-Storage | FuelCost | 0 | [6 empty] | 0.70259 | 0
LCP_Inputs_ON_Diverse_Howarth_2023_05_05 | 2029 | CH4 Salt Cavern Storage - ON | Storage | Methane | MI | Dispatch-Storage | VOM | 0 | [6 empty] | 0.70259 | 0
LCP_Inputs_ON_Diverse_Howarth_2023_05_05 | 2029 | CH4 Salt Cavern Storage - ON | Storage | Methane | NY | Dispatch-Storage | EmissionsCost | 0 | [6 empty] | 0.70259 | 0
LCP_Inputs_ON_Diverse_Howarth_2023_05_05 | 2029 | CH4 Salt Cavern Storage - ON | Storage | Methane | NY | Dispatch-Storage | FuelCost | 0 | [6 empty] | 0.70259 | 0
LCP_Inputs_ON_Diverse_Howarth_2023_05_05 | 2029 | CH4 Salt Cavern Storage - ON | Storage | Methane | NY | Dispatch-Storage | VOM | 0 | [6 empty] | 0.70259 | 0
LCP_Inputs_ON_Diverse_Howarth_2023_05_05 | 2029 | CH4 Salt Cavern Storage - ON | Storage | Methane | ON | Dispatch-Storage | EmissionsCost | 0 | [6 empty] | 0.70259 | 0
LCP_Inputs_ON_Diverse_Howarth_2023_05_05 | 2029 | CH4 Salt Cavern Storage - ON | Storage | Methane | ON | Dispatch-Storage | FuelCost | 0 | [6 empty] | 0.70259 | 0
LCP_Inputs_ON_Diverse_Howarth_2023_05_05 | 2029 | CH4 Salt Cavern Storage - ON | Storage | Methane | ON | Dispatch-Storage | VOM | 691417.795 | [6 empty] | 0.70259 | 485780.9715
LCP_Inputs_ON_Diverse_Howarth_2023_05_05 | 2029 | CH4 Salt Cavern Storage - ON | Storage | Methane | PJ | Dispatch-Storage | EmissionsCost | 0 | [6 empty] | 0.70259 | 0
LCP_Inputs_ON_Diverse_Howarth_2023_05_05 | 2029 | CH4 Salt Cavern Storage - ON | Storage | Methane | PJ | Dispatch-Storage | FuelCost | 0 | [6 empty] | 0.70259 | 0
LCP_Inputs_ON_Diverse_Howarth_2023_05_05 | 2029 | CH4 Salt Cavern Storage - ON | Storage | Methane | PJ | Dispatch-Storage | VOM | 0 | [6 empty] | 0.70259 | 0
LCP_Inputs_ON_Diverse_Howarth_2023_05_05 | 2029 | CH4 Salt Cavern Storage - ON | Storage | Methane | QC | Dispatch-Storage | EmissionsCost | 0 | [6 empty] | 0.70259 | 0
LCP_Inputs_ON_Diverse_Howarth_2023_05_05 | 2029 | CH4 Salt Cavern Storage - ON | Storage | Methane | QC | Dispatch-Storage | FuelCost | 0 | [6 empty] | 0.70259 | 0
LCP_Inputs_ON_Diverse_Howarth_2023_05_05 | 2029 | CH4 Salt Cavern Storage - ON | Storage | Methane | QC | Dispatch-Storage | VOM | 0 | [6 empty] | 0.70259 | 0
LCP_Inputs_ON_Diverse_Howarth_2023_05_05 | 2029 | CH4 Salt Cavern Storage - ON | Storage | Methane | WC | Dispatch-Storage | EmissionsCost | 0 | [6 empty] | 0.70259 | 0
LCP_Inputs_ON_Diverse_Howarth_2023_05_05 | 2029 | CH4 Salt Cavern Storage - ON | Storage | Methane | WC | Dispatch-Storage | FuelCost | 0 | [6 empty] | 0.70259 | 0
LCP_Inputs_ON_Diverse_Howarth_2023_05_05 | 2029 | CH4 Salt Cavern Storage - ON | Storage | Methane | WC | Dispatch-Storage | VOM | 0 | [6 empty] | 0.70259 | 0
LCP_Inputs_ON_Diverse_Howarth_2023_05_05 | 2029 | Electrolyser 2020/2030 | Crossload | Hydrogen | MI | Dispatch-Crossload | EmissionsCost | 0 | [6 empty] | 0.70259 | 0
LCP_Inputs_ON_Diverse_Howarth_2023_05_05 | 2029 | Electrolyser 2020/2030 | Crossload | Hydrogen | MI | Dispatch-Crossload | FuelCost | 0 | [6 empty] | 0.70259 | 0
LCP_Inputs_ON_Diverse_Howarth_2023_05_05 | 2029 | Electrolyser 2020/2030 | Crossload | Hydrogen | MI | Dispatch-Crossload | VOM | 0 | [6 empty] | 0.70259 | 0
LCP_Inputs_ON_Diverse_Howarth_2023_05_05 | 2029 | Electrolyser 2020/2030 | Crossload | Hydrogen | NY | Dispatch-Crossload | EmissionsCost | 0 | [6 empty] | 0.70259 | 0
LCP_Inputs_ON_Diverse_Howarth_2023_05_05 | 2029 | Electrolyser 2020/2030 | Crossload | Hydrogen | NY | Dispatch-Crossload | FuelCost | 0 | [6 empty] | 0.70259 | 0
LCP_Inputs_ON_Diverse_Howarth_2023_05_05 | 2029 | Electrolyser 2020/2030 | Crossload | Hydrogen | NY | Dispatch-Crossload | VOM | 0 | [6 empty] | 0.70259 | 0
LCP_Inputs_ON_Diverse_Howarth_2023_05_05 | 2029 | Electrolyser 2020/2030 | Crossload | Hydrogen | ON | Dispatch-Crossload | EmissionsCost | 0 | [6 empty] | 0.70259 | 0
LCP_Inputs_ON_Diverse_Howarth_2023_05_05 | 2029 | Electrolyser 2020/2030 | Crossload | Hydrogen | ON | Dispatch-Crossload | FuelCost | 0 | [6 empty] | 0.70259 | 0
LCP_Inputs_ON_Diverse_Howarth_2023_05_05 | 2029 | Electrolyser 2020/2030 | Crossload | Hydrogen | ON | Dispatch-Crossload | VOM | 0 | [6 empty] | 0.70259 | 0
LCP_Inputs_ON_Diverse_Howarth_2023_05_05 | 2029 | Electrolyser 2020/2030 | Crossload | Hydrogen | PJ | Dispatch-Crossload | EmissionsCost | 0 | [6 empty] | 0.70259 | 0
LCP_Inputs_ON_Diverse_Howarth_2023_05_05 | 2029 | Electrolyser 2020/2030 | Crossload | Hydrogen | PJ | Dispatch-Crossload | FuelCost | 0 | [6 empty] | 0.70259 | 0
LCP_Inputs_ON_Diverse_Howarth_2023_05_05 | 2029 | Electrolyser 2020/2030 | Crossload | Hydrogen | PJ | Dispatch-Crossload | VOM | 0 | [6 empty] | 0.70259 | 0
LCP_Inputs_ON_Diverse_Howarth_2023_05_05 | 2029 | Electrolyser 2020/2030 | Crossload | Hydrogen | QC | Dispatch-Crossload | EmissionsCost | 0 | [6 empty] | 0.70259 | 0
LCP_Inputs_ON_Diverse_Howarth_2023_05_05 | 2029 | Electrolyser 2020/2030 | Crossload | Hydrogen | QC | Dispatch-Crossload | FuelCost | 0 | [6 empty] | 0.70259 | 0
LCP_Inputs_ON_Diverse_Howarth_2023_05_05 | 2029 | Electrolyser 2020/2030 | Crossload | Hydrogen | QC | Dispatch-Crossload | VOM | 0 | [6 empty] | 0.70259 | 0
LCP_Inputs_ON_Diverse_Howarth_2023_05_05 | 2029 | Electrolyser 2020/2030 | Crossload | Hydrogen | WC | Dispatch-Crossload | EmissionsCost | 0 | [6 empty] | 0.70259 | 0
LCP_Inputs_ON_Diverse_Howarth_2023_05_05 | 2029 | Electrolyser 2020/2030 | Crossload | Hydrogen | WC | Dispatch-Crossload | FuelCost | 0 | [6 empty] | 0.70259 | 0
LCP_Inputs_ON_Diverse_Howarth_2023_05_05 | 2029 | Electrolyser 2020/2030 | Crossload | Hydrogen | WC | Dispatch-Crossload | VOM | 0 | [6 empty] | 0.70259 | 0
LCP_Inputs_ON_Diverse_Howarth_2023_05_05 | 2029 | Electrolyser 2040 | Crossload | Hydrogen | MI | Dispatch-Crossload | EmissionsCost | 0 | [6 empty] | 0.70259 | 0
LCP_Inputs_ON_Diverse_Howarth_2023_05_05 | 2029 | Electrolyser 2040 | Crossload | Hydrogen | MI | Dispatch-Crossload | FuelCost | 0 | [6 empty] | 0.70259 | 0
LCP_Inputs_ON_Diverse_Howarth_2023_05_05 | 2029 | Electrolyser 2040 | Crossload | Hydrogen | MI | Dispatch-Crossload | VOM | 0 | [6 empty] | 0.70259 | 0
LCP_Inputs_ON_Diverse_Howarth_2023_05_05 | 2029 | Electrolyser 2040 | Crossload | Hydrogen | NY | Dispatch-Crossload | EmissionsCost | 0 | [6 empty] | 0.70259 | 0
LCP_Inputs_ON_Diverse_Howarth_2023_05_05 | 2029 | Electrolyser 2040 | Crossload | Hydrogen | NY | Dispatch-Crossload | FuelCost | 0 | [6 empty] | 0.70259 | 0
LCP_Inputs_ON_Diverse_Howarth_2023_05_05 | 2029 | Electrolyser 2040 | Crossload | Hydrogen | NY | Dispatch-Crossload | VOM | 0 | [6 empty] | 0.70259 | 0
LCP_Inputs_ON_Diverse_Howarth_2023_05_05 | 2029 | Electrolyser 2040 | Crossload | Hydrogen | ON | Dispatch-Crossload | EmissionsCost | 0 | [6 empty] | 0.70259 | 0
LCP_Inputs_ON_Diverse_Howarth_2023_05_05 | 2029 | Electrolyser 2040 | Crossload | Hydrogen | ON | Dispatch-Crossload | FuelCost | 0 | [6 empty] | 0.70259 | 0
LCP_Inputs_ON_Diverse_Howarth_2023_05_05 | 2029 | Electrolyser 2040 | Crossload | Hydrogen | ON | Dispatch-Crossload | VOM | 0 | [6 empty] | 0.70259 | 0
LCP_Inputs_ON_Diverse_Howarth_2023_05_05 | 2029 | Electrolyser 2040 | Crossload | Hydrogen | PJ | Dispatch-Crossload | EmissionsCost | 0 | [6 empty] | 0.70259 | 0
LCP_Inputs_ON_Diverse_Howarth_2023_05_05 | 2029 | Electrolyser 2040 | Crossload | Hydrogen | PJ | Dispatch-Crossload | FuelCost | 0 | [6 empty] | 0.70259 | 0
LCP_Inputs_ON_Diverse_Howarth_2023_05_05 | 2029 | Electrolyser 2040 | Crossload | Hydrogen | PJ | Dispatch-Crossload | VOM | 0 | [6 empty] | 0.70259 | 0
LCP_Inputs_ON_Diverse_Howarth_2023_05_05 | 2029 | Electrolyser 2040 | Crossload | Hydrogen | QC | Dispatch-Crossload | EmissionsCost | 0 | [6 empty] | 0.70259 | 0
LCP_Inputs_ON_Diverse_Howarth_2023_05_05 | 2029 | Electrolyser 2040 | Crossload | Hydrogen | QC | Dispatch-Crossload | FuelCost | 0 | [6 empty] | 0.70259 | 0
LCP_Inputs_ON_Diverse_Howarth_2023_05_05 | 2029 | Electrolyser 2040 | Crossload | Hydrogen | QC | Dispatch-Crossload | VOM | 0 | [6 empty] | 0.70259 | 0
LCP_Inputs_ON_Diverse_Howarth_2023_05_05 | 2029 | Electrolyser 2040 | Crossload | Hydrogen | WC | Dispatch-Crossload | EmissionsCost | 0 | [6 empty] | 0.70259 | 0
LCP_Inputs_ON_Diverse_Howarth_2023_05_05 | 2029 | Electrolyser 2040 | Crossload | Hydrogen | WC | Dispatch-Crossload | FuelCost | 0 | [6 empty] | 0.70259 | 0
LCP_Inputs_ON_Diverse_Howarth_2023_05_05 | 2029 | Electrolyser 2040 | Crossload | Hydrogen | WC | Dispatch-Crossload | VOM | 0 | [6 empty] | 0.70259 | 0
LCP_Inputs_ON_Diverse_Howarth_2023_05_05 | 2029 | Electrolyser 2050 | Crossload | Hydrogen | MI | Dispatch-Crossload | EmissionsCost | 0 | [6 empty] | 0.70259 | 0
LCP_Inputs_ON_Diverse_Howarth_2023_05_05 | 2029 | Electrolyser 2050 | Crossload | Hydrogen | MI | Dispatch-Crossload | FuelCost | 0 | [6 empty] | 0.70259 | 0
LCP_Inputs_ON_Diverse_Howarth_2023_05_05 | 2029 | Electrolyser 2050 | Crossload | Hydrogen | MI | Dispatch-Crossload | VOM | 0 | [6 empty] | 0.70259 | 0
LCP_Inputs_ON_Diverse_Howarth_2023_05_05 | 2029 | Electrolyser 2050 | Crossload | Hydrogen | NY | Dispatch-Crossload | EmissionsCost | 0 | [6 empty] | 0.70259 | 0
LCP_Inputs_ON_Diverse_Howarth_2023_05_05 | 2029 | Electrolyser 2050 | Crossload | Hydrogen | NY | Dispatch-Crossload | FuelCost | 0 | [6 empty] | 0.70259 | 0
LCP_Inputs_ON_Diverse_Howarth_2023_05_05 | 2029 | Electrolyser 2050 | Crossload | Hydrogen | NY | Dispatch-Crossload | VOM | 0 | [6 empty] | 0.70259 | 0
LCP_Inputs_ON_Diverse_Howarth_2023_05_05 | 2029 | Electrolyser 2050 | Crossload | Hydrogen | ON | Dispatch-Crossload | EmissionsCost | 0 | [6 empty] | 0.70259 | 0
LCP_Inputs_ON_Diverse_Howarth_2023_05_05 | 2029 | Electrolyser 2050 | Crossload | Hydrogen | ON | Dispatch-Crossload | FuelCost | 0 | [6 empty] | 0.70259 | 0
LCP_Inputs_ON_Diverse_Howarth_2023_05_05 | 2029 | Electrolyser 2050 | Crossload | Hydrogen | ON | Dispatch-Crossload | VOM | 0 | [6 empty] | 0.70259 | 0
LCP_Inputs_ON_Diverse_Howarth_2023_05_05 | 2029 | Electrolyser 2050 | Crossload | Hydrogen | PJ | Dispatch-Crossload | EmissionsCost | 0 | [6 empty] | 0.70259 | 0
LCP_Inputs_ON_Diverse_Howarth_2023_05_05 | 2029 | Electrolyser 2050 | Crossload | Hydrogen | PJ | Dispatch-Crossload | FuelCost | 0 | [6 empty] | 0.70259 | 0
LCP_Inputs_ON_Diverse_Howarth_2023_05_05 | 2029 | Electrolyser 2050 | Crossload | Hydrogen | PJ | Dispatch-Crossload | VOM | 0 | [6 empty] | 0.70259 | 0
LCP_Inputs_ON_Diverse_Howarth_2023_05_05 | 2029 | Electrolyser 2050 | Crossload | Hydrogen | QC | Dispatch-Crossload | EmissionsCost | 0 | [6 empty] | 0.70259 | 0
LCP_Inputs_ON_Diverse_Howarth_2023_05_05 | 2029 | Electrolyser 2050 | Crossload | Hydrogen | QC | Dispatch-Crossload | FuelCost | 0 | [6 empty] | 0.70259 | 0
LCP_Inputs_ON_Diverse_Howarth_2023_05_05 | 2029 | Electrolyser 2050 | Crossload | Hydrogen | QC | Dispatch-Crossload | VOM | 0 | [6 empty] | 0.70259 | 0
LCP_Inputs_ON_Diverse_Howarth_2023_05_05 | 2029 | Electrolyser 2050 | Crossload | Hydrogen | WC | Dispatch-Crossload | EmissionsCost | 0 | [6 empty] | 0.70259 | 0
LCP_Inputs_ON_Diverse_Howarth_2023_05_05 | 2029 | Electrolyser 2050 | Crossload | Hydrogen | WC | Dispatch-Crossload | FuelCost | 0 | [6 empty] | 0.70259 | 0
LCP_Inputs_ON_Diverse_Howarth_2023_05_05 | 2029 | Electrolyser 2050 | Crossload | Hydrogen | WC | Dispatch-Crossload | VOM | 0 | [6 empty] | 0.70259 | 0
LCP_Inputs_ON_Diverse_Howarth_2023_05_05 | 2029 | Fossil Fuel Thermal (Coal, Peat, Oil) | Generation | Electricity | MI | Dispatch-Generation | EmissionsCost | 0 | [6 empty] | 0.70259 | 0
LCP_Inputs_ON_Diverse_Howarth_2023_05_05 | 2029 | Fossil Fuel Thermal (Coal, Peat, Oil) | Generation | Electricity | MI | Dispatch-Generation | FuelCost | 0 | [6 empty] | 0.70259 | 0
LCP_Inputs_ON_Diverse_Howarth_2023_05_05 | 2029 | Fossil Fuel Thermal (Coal, Peat, Oil) | Generation | Electricity | MI | Dispatch-Generation | VOM | 0 | [6 empty] | 0.70259 | 0
LCP_Inputs_ON_Diverse_Howarth_2023_05_05 | 2029 | Fossil Fuel Thermal (Coal, Peat, Oil) | Generation | Electricity | NY | Dispatch-Generation | EmissionsCost | 0 | [6 empty] | 0.70259 | 0
LCP_Inputs_ON_Diverse_Howarth_2023_05_05 | 2029 | Fossil Fuel Thermal (Coal, Peat, Oil) | Generation | Electricity | NY | Dispatch-Generation | FuelCost | 0 | [6 empty] | 0.70259 | 0
LCP_Inputs_ON_Diverse_Howarth_2023_05_05 | 2029 | Fossil Fuel Thermal (Coal, Peat, Oil) | Generation | Electricity | NY | Dispatch-Generation | VOM | 0 | [6 empty] | 0.70259 | 0
LCP_Inputs_ON_Diverse_Howarth_2023_05_05 | 2029 | Fossil Fuel Thermal (Coal, Peat, Oil) | Generation | Electricity | ON | Dispatch-Generation | EmissionsCost | 0 | [6 empty] | 0.70259 | 0
LCP_Inputs_ON_Diverse_Howarth_2023_05_05 | 2029 | Fossil Fuel Thermal (Coal, Peat, Oil) | Generation | Electricity | ON | Dispatch-Generation | FuelCost | 0 | [6 empty] | 0.70259 | 0
LCP_Inputs_ON_Diverse_Howarth_2023_05_05 | 2029 | Fossil Fuel Thermal (Coal, Peat, Oil) | Generation | Electricity | ON | Dispatch-Generation | VOM | 0 | [6 empty] | 0.70259 | 0
LCP_Inputs_ON_Diverse_Howarth_2023_05_05 | 2029 | Fossil Fuel Thermal (Coal, Peat, Oil) | Generation | Electricity | PJ | Dispatch-Generation | EmissionsCost | 0 | [6 empty] | 0.70259 | 0
LCP_Inputs_ON_Diverse_Howarth_2023_05_05 | 2029 | Fossil Fuel Thermal (Coal, Peat, Oil) | Generation | Electricity | PJ | Dispatch-Generation | FuelCost | 0 | [6 empty] | 0.70259 | 0
LCP_Inputs_ON_Diverse_Howarth_2023_05_05 | 2029 | Fossil Fuel Thermal (Coal, Peat, Oil) | Generation | Electricity | PJ | Dispatch-Generation | VOM | 0 | [6 empty] | 0.70259 | 0
LCP_Inputs_ON_Diverse_Howarth_2023_05_05 | 2029 | Fossil Fuel Thermal (Coal, Peat, Oil) | Generation | Electricity | QC | Dispatch-Generation | EmissionsCost | 0 | [6 empty] | 0.70259 | 0
LCP_Inputs_ON_Diverse_Howarth_2023_05_05 | 2029 | Fossil Fuel Thermal (Coal, Peat, Oil) | Generation | Electricity | QC | Dispatch-Generation | FuelCost | 0 | [6 empty] | 0.70259 | 0
LCP_Inputs_ON_Diverse_Howarth_2023_05_05 | 2029 | Fossil Fuel Thermal (Coal, Peat, Oil) | Generation | Electricity | QC | Dispatch-Generation | VOM | 0 | [6 empty] | 0.70259 | 0
LCP_Inputs_ON_Diverse_Howarth_2023_05_05 | 2029 | Fossil Fuel Thermal (Coal, Peat, Oil) | Generation | Electricity | WC | Dispatch-Generation | EmissionsCost | 0 | [6 empty] | 0.70259 | 0
LCP_Inputs_ON_Diverse_Howarth_2023_05_05 | 2029 | Fossil Fuel Thermal (Coal, Peat, Oil) | Generation | Electricity | WC | Dispatch-Generation | FuelCost | 0 | [6 empty] | 0.70259 | 0
LCP_Inputs_ON_Diverse_Howarth_2023_05_05 | 2029 | Fossil Fuel Thermal (Coal, Peat, Oil) | Generation | Electricity | WC | Dispatch-Generation | VOM | 0 | [6 empty] | 0.70259 | 0
LCP_Inputs_ON_Diverse_Howarth_2023_05_05 | 2029 | Generic - Generator | Generation | Electricity | MI | Dispatch-Generation | EmissionsCost | 0 | [6 empty] | 0.70259 | 0
LCP_Inputs_ON_Diverse_Howarth_2023_05_05 | 2029 | Generic - Generator | Generation | Electricity | MI | Dispatch-Generation | FuelCost | 3921448028.5872 | [6 empty] | 0.70259 | 2755157369.1472
LCP_Inputs_ON_Diverse_Howarth_2023_05_05 | 2029 | Generic - Generator | Generation | Electricity | MI | Dispatch-Generation | VOM | 405706298.2701 | [6 empty] | 0.70259 | 285043863.7054
LCP_Inputs_ON_Diverse_Howarth_2023_05_05 | 2029 | Generic - Generator | Generation | Electricity | NY | Dispatch-Generation | EmissionsCost | 0 | [6 empty] | 0.70259 | 0
LCP_Inputs_ON_Diverse_Howarth_2023_05_05 | 2029 | Generic - Generator | Generation | Electricity | NY | Dispatch-Generation | FuelCost | 1625728707.8528 | [6 empty] | 0.70259 | 1142215425.7871
LCP_Inputs_ON_Diverse_Howarth_2023_05_05 | 2029 | Generic - Generator | Generation | Electricity | NY | Dispatch-Generation | VOM | 168195108.3493 | [6 empty] | 0.70259 | 118171652.1155
LCP_Inputs_ON_Diverse_Howarth_2023_05_05 | 2029 | Generic - Generator | Generation | Electricity | ON | Dispatch-Generation | EmissionsCost | 0 | [6 empty] | 0.70259 | 0
LCP_Inputs_ON_Diverse_Howarth_2023_05_05 | 2029 | Generic - Generator | Generation | Electricity | ON | Dispatch-Generation | FuelCost | 0 | [6 empty] | 0.70259 | 0
LCP_Inputs_ON_Diverse_Howarth_2023_05_05 | 2029 | Generic - Generator | Generation | Electricity | ON | Dispatch-Generation | VOM | 0 | [6 empty] | 0.70259 | 0
LCP_Inputs_ON_Diverse_Howarth_2023_05_05 | 2029 | Generic - Generator | Generation | Electricity | PJ | Dispatch-Generation | EmissionsCost | 0 | [6 empty] | 0.70259 | 0
LCP_Inputs_ON_Diverse_Howarth_2023_05_05 | 2029 | Generic - Generator | Generation | Electricity | PJ | Dispatch-Generation | FuelCost | 14422259590.9655 | [6 empty] | 0.70259 | 10132888285.6869
LCP_Inputs_ON_Diverse_Howarth_2023_05_05 | 2029 | Generic - Generator | Generation | Electricity | PJ | Dispatch-Generation | VOM | 1492102281.7812 | [6 empty] | 0.70259 | 1048331271.3064
LCP_Inputs_ON_Diverse_Howarth_2023_05_05 | 2029 | Generic - Generator | Generation | Electricity | QC | Dispatch-Generation | EmissionsCost | 0 | [6 empty] | 0.70259 | 0
LCP_Inputs_ON_Diverse_Howarth_2023_05_05 | 2029 | Generic - Generator | Generation | Electricity | QC | Dispatch-Generation | FuelCost | 0 | [6 empty] | 0.70259 | 0
LCP_Inputs_ON_Diverse_Howarth_2023_05_05 | 2029 | Generic - Generator | Generation | Electricity | QC | Dispatch-Generation | VOM | 0 | [6 empty] | 0.70259 | 0
LCP_Inputs_ON_Diverse_Howarth_2023_05_05 | 2029 | Generic - Generator | Generation | Electricity | WC | Dispatch-Generation | EmissionsCost | 0 | [6 empty] | 0.70259 | 0
LCP_Inputs_ON_Diverse_Howarth_2023_05_05 | 2029 | Generic - Generator | Generation | Electricity | WC | Dispatch-Generation | FuelCost | 1069473.0011 | [6 empty] | 0.70259 | 751397.5446
LCP_Inputs_ON_Diverse_Howarth_2023_05_05 | 2029 | Generic - Generator | Generation | Electricity | WC | Dispatch-Generation | VOM | 110645.8454 | [6 empty] | 0.70259 | 77738.3033
LCP_Inputs_ON_Diverse_Howarth_2023_05_05 | 2029 | H2 Import - QC | Import | Hydrogen | MI | Dispatch-Import | EmissionsCost | 0 | [6 empty] | 0.70259 | 0
LCP_Inputs_ON_Diverse_Howarth_2023_05_05 | 2029 | H2 Import - QC | Import | Hydrogen | MI | Dispatch-Import | FuelCost | 0 | [6 empty] | 0.70259 | 0
LCP_Inputs_ON_Diverse_Howarth_2023_05_05 | 2029 | H2 Import - QC | Import | Hydrogen | MI | Dispatch-Import | VOM | 0 | [6 empty] | 0.70259 | 0
LCP_Inputs_ON_Diverse_Howarth_2023_05_05 | 2029 | H2 Import - QC | Import | Hydrogen | NY | Dispatch-Import | EmissionsCost | 0 | [6 empty] | 0.70259 | 0
LCP_Inputs_ON_Diverse_Howarth_2023_05_05 | 2029 | H2 Import - QC | Import | Hydrogen | NY | Dispatch-Import | FuelCost | 0 | [6 empty] | 0.70259 | 0
LCP_Inputs_ON_Diverse_Howarth_2023_05_05 | 2029 | H2 Import - QC | Import | Hydrogen | NY | Dispatch-Import | VOM | 0 | [6 empty] | 0.70259 | 0
LCP_Inputs_ON_Diverse_Howarth_2023_05_05 | 2029 | H2 Import - QC | Import | Hydrogen | ON | Dispatch-Import | EmissionsCost | 0 | [6 empty] | 0.70259 | 0
LCP_Inputs_ON_Diverse_Howarth_2023_05_05 | 2029 | H2 Import - QC | Import | Hydrogen | ON | Dispatch-Import | FuelCost | 0 | [6 empty] | 0.70259 | 0
LCP_Inputs_ON_Diverse_Howarth_2023_05_05 | 2029 | H2 Import - QC | Import | Hydrogen | ON | Dispatch-Import | VOM | 0 | [6 empty] | 0.70259 | 0
LCP_Inputs_ON_Diverse_Howarth_2023_05_05 | 2029 | H2 Import - QC | Import | Hydrogen | PJ | Dispatch-Import | EmissionsCost | 0 | [6 empty] | 0.70259 | 0
LCP_Inputs_ON_Diverse_Howarth_2023_05_05 | 2029 | H2 Import - QC | Import | Hydrogen | PJ | Dispatch-Import | FuelCost | 0 | [6 empty] | 0.70259 | 0
LCP_Inputs_ON_Diverse_Howarth_2023_05_05 | 2029 | H2 Import - QC | Import | Hydrogen | PJ | Dispatch-Import | VOM | 0 | [6 empty] | 0.70259 | 0
LCP_Inputs_ON_Diverse_Howarth_2023_05_05 | 2029 | H2 Import - QC | Import | Hydrogen | QC | Dispatch-Import | EmissionsCost | 0 | [6 empty] | 0.70259 | 0
LCP_Inputs_ON_Diverse_Howarth_2023_05_05 | 2029 | H2 Import - QC | Import | Hydrogen | QC | Dispatch-Import | FuelCost | 0 | [6 empty] | 0.70259 | 0
LCP_Inputs_ON_Diverse_Howarth_2023_05_05 | 2029 | H2 Import - QC | Import | Hydrogen | QC | Dispatch-Import | VOM | 0 | [6 empty] | 0.70259 | 0
LCP_Inputs_ON_Diverse_Howarth_2023_05_05 | 2029 | H2 Import - QC | Import | Hydrogen | WC | Dispatch-Import | EmissionsCost | 0 | [6 empty] | 0.70259 | 0
LCP_Inputs_ON_Diverse_Howarth_2023_05_05 | 2029 | H2 Import - QC | Import | Hydrogen | WC | Dispatch-Import | FuelCost | 0 | [6 empty] | 0.70259 | 0
LCP_Inputs_ON_Diverse_Howarth_2023_05_05 | 2029 | H2 Import - QC | Import | Hydrogen | WC | Dispatch-Import | VOM | 0 | [6 empty] | 0.70259 | 0
LCP_Inputs_ON_Diverse_Howarth_2023_05_05 | 2029 | H2 Import - WC | Import | Hydrogen | MI | Dispatch-Import | EmissionsCost | 0 | [6 empty] | 0.70259 | 0
LCP_Inputs_ON_Diverse_Howarth_2023_05_05 | 2029 | H2 Import - WC | Import | Hydrogen | MI | Dispatch-Import | FuelCost | 0 | [6 empty] | 0.70259 | 0
LCP_Inputs_ON_Diverse_Howarth_2023_05_05 | 2029 | H2 Import - WC | Import | Hydrogen | MI | Dispatch-Import | VOM | 0 | [6 empty] | 0.70259 | 0
LCP_Inputs_ON_Diverse_Howarth_2023_05_05 | 2029 | H2 Import - WC | Import | Hydrogen | NY | Dispatch-Import | EmissionsCost | 0 | [6 empty] | 0.70259 | 0
LCP_Inputs_ON_Diverse_Howarth_2023_05_05 | 2029 | H2 Import - WC | Import | Hydrogen | NY | Dispatch-Import | FuelCost | 0 | [6 empty] | 0.70259 | 0
LCP_Inputs_ON_Diverse_Howarth_2023_05_05 | 2029 | H2 Import - WC | Import | Hydrogen | NY | Dispatch-Import | VOM | 0 | [6 empty] | 0.70259 | 0
LCP_Inputs_ON_Diverse_Howarth_2023_05_05 | 2029 | H2 Import - WC | Import | Hydrogen | ON | Dispatch-Import | EmissionsCost | 0 | [6 empty] | 0.70259 | 0
LCP_Inputs_ON_Diverse_Howarth_2023_05_05 | 2029 | H2 Import - WC | Import | Hydrogen | ON | Dispatch-Import | FuelCost | 0 | [6 empty] | 0.70259 | 0
LCP_Inputs_ON_Diverse_Howarth_2023_05_05 | 2029 | H2 Import - WC | Import | Hydrogen | ON | Dispatch-Import | VOM | 0 | [6 empty] | 0.70259 | 0
LCP_Inputs_ON_Diverse_Howarth_2023_05_05 | 2029 | H2 Import - WC | Import | Hydrogen | PJ | Dispatch-Import | EmissionsCost | 0 | [6 empty] | 0.70259 | 0
LCP_Inputs_ON_Diverse_Howarth_2023_05_05 | 2029 | H2 Import - WC | Import | Hydrogen | PJ | Dispatch-Import | FuelCost | 0 | [6 empty] | 0.70259 | 0
LCP_Inputs_ON_Diverse_Howarth_2023_05_05 | 2029 | H2 Import - WC | Import | Hydrogen | PJ | Dispatch-Import | VOM | 0 | [6 empty] | 0.70259 | 0
LCP_Inputs_ON_Diverse_Howarth_2023_05_05 | 2029 | H2 Import - WC | Import | Hydrogen | QC | Dispatch-Import | EmissionsCost | 0 | [6 empty] | 0.70259 | 0
LCP_Inputs_ON_Diverse_Howarth_2023_05_05 | 2029 | H2 Import - WC | Import | Hydrogen | QC | Dispatch-Import | FuelCost | 0 | [6 empty] | 0.70259 | 0
LCP_Inputs_ON_Diverse_Howarth_2023_05_05 | 2029 | H2 Import - WC | Import | Hydrogen | QC | Dispatch-Import | VOM | 0 | [6 empty] | 0.70259 | 0
LCP_Inputs_ON_Diverse_Howarth_2023_05_05 | 2029 | H2 Import - WC | Import | Hydrogen | WC | Dispatch-Import | EmissionsCost | 0 | [6 empty] | 0.70259 | 0
LCP_Inputs_ON_Diverse_Howarth_2023_05_05 | 2029 | H2 Import - WC | Import | Hydrogen | WC | Dispatch-Import | FuelCost | 0 | [6 empty] | 0.70259 | 0
LCP_Inputs_ON_Diverse_Howarth_2023_05_05 | 2029 | H2 Import - WC | Import | Hydrogen | WC | Dispatch-Import | VOM | 0 | [6 empty] | 0.70259 | 0
LCP_Inputs_ON_Diverse_Howarth_2023_05_05 | 2029 | H2 Salt Cavern Storage - ON | Storage | Hydrogen | MI | Dispatch-Storage | EmissionsCost | 0 | [6 empty] | 0.70259 | 0
LCP_Inputs_ON_Diverse_Howarth_2023_05_05 | 2029 | H2 Salt Cavern Storage - ON | Storage | Hydrogen | MI | Dispatch-Storage | FuelCost | 0 | [6 empty] | 0.70259 | 0
LCP_Inputs_ON_Diverse_Howarth_2023_05_05 | 2029 | H2 Salt Cavern Storage - ON | Storage | Hydrogen | MI | Dispatch-Storage | VOM | 0 | [6 empty] | 0.70259 | 0
LCP_Inputs_ON_Diverse_Howarth_2023_05_05 | 2029 | H2 Salt Cavern Storage - ON | Storage | Hydrogen | NY | Dispatch-Storage | EmissionsCost | 0 | [6 empty] | 0.70259 | 0
LCP_Inputs_ON_Diverse_Howarth_2023_05_05 | 2029 | H2 Salt Cavern Storage - ON | Storage | Hydrogen | NY | Dispatch-Storage | FuelCost | 0 | [6 empty] | 0.70259 | 0
LCP_Inputs_ON_Diverse_Howarth_2023_05_05 | 2029 | H2 Salt Cavern Storage - ON | Storage | Hydrogen | NY | Dispatch-Storage | VOM | 0 | [6 empty] | 0.70259 | 0
LCP_Inputs_ON_Diverse_Howarth_2023_05_05 | 2029 | H2 Salt Cavern Storage - ON | Storage | Hydrogen | ON | Dispatch-Storage | EmissionsCost | 0 | [6 empty] | 0.70259 | 0
LCP_Inputs_ON_Diverse_Howarth_2023_05_05 | 2029 | H2 Salt Cavern Storage - ON | Storage | Hydrogen | ON | Dispatch-Storage | FuelCost | 0 | [6 empty] | 0.70259 | 0
LCP_Inputs_ON_Diverse_Howarth_2023_05_05 | 2029 | H2 Salt Cavern Storage - ON | Storage | Hydrogen | ON | Dispatch-Storage | VOM | 0 | [6 empty] | 0.70259 | 0
LCP_Inputs_ON_Diverse_Howarth_2023_05_05 | 2029 | H2 Salt Cavern Storage - ON | Storage | Hydrogen | PJ | Dispatch-Storage | EmissionsCost | 0 | [6 empty] | 0.70259 | 0
LCP_Inputs_ON_Diverse_Howarth_2023_05_05 | 2029 | H2 Salt Cavern Storage - ON | Storage | Hydrogen | PJ | Dispatch-Storage | FuelCost | 0 | [6 empty] | 0.70259 | 0
LCP_Inputs_ON_Diverse_Howarth_2023_05_05 | 2029 | H2 Salt Cavern Storage - ON | Storage | Hydrogen | PJ | Dispatch-Storage | VOM | 0 | [6 empty] | 0.70259 | 0
LCP_Inputs_ON_Diverse_Howarth_2023_05_05 | 2029 | H2 Salt Cavern Storage - ON | Storage | Hydrogen | QC | Dispatch-Storage | EmissionsCost | 0 | [6 empty] | 0.70259 | 0
LCP_Inputs_ON_Diverse_Howarth_2023_05_05 | 2029 | H2 Salt Cavern Storage - ON | Storage | Hydrogen | QC | Dispatch-Storage | FuelCost | 0 | [6 empty] | 0.70259 | 0
LCP_Inputs_ON_Diverse_Howarth_2023_05_05 | 2029 | H2 Salt Cavern Storage - ON | Storage | Hydrogen | QC | Dispatch-Storage | VOM | 0 | [6 empty] | 0.70259 | 0
LCP_Inputs_ON_Diverse_Howarth_2023_05_05 | 2029 | H2 Salt Cavern Storage - ON | Storage | Hydrogen | WC | Dispatch-Storage | EmissionsCost | 0 | [6 empty] | 0.70259 | 0
LCP_Inputs_ON_Diverse_Howarth_2023_05_05 | 2029 | H2 Salt Cavern Storage - ON | Storage | Hydrogen | WC | Dispatch-Storage | FuelCost | 0 | [6 empty] | 0.70259 | 0
LCP_Inputs_ON_Diverse_Howarth_2023_05_05 | 2029 | H2 Salt Cavern Storage - ON | Storage | Hydrogen | WC | Dispatch-Storage | VOM | 0 | [6 empty] | 0.70259 | 0
LCP_Inputs_ON_Diverse_Howarth_2023_05_05 | 2029 | Hydro | Generation | Electricity | MI | Dispatch-Generation | EmissionsCost | 0 | [6 empty] | 0.70259 | 0
LCP_Inputs_ON_Diverse_Howarth_2023_05_05 | 2029 | Hydro | Generation | Electricity | MI | Dispatch-Generation | FuelCost | 0 | [6 empty] | 0.70259 | 0
LCP_Inputs_ON_Diverse_Howarth_2023_05_05 | 2029 | Hydro | Generation | Electricity | MI | Dispatch-Generation | VOM | 0 | [6 empty] | 0.70259 | 0
LCP_Inputs_ON_Diverse_Howarth_2023_05_05 | 2029 | Hydro | Generation | Electricity | NY | Dispatch-Generation | EmissionsCost | 0 | [6 empty] | 0.70259 | 0
LCP_Inputs_ON_Diverse_Howarth_2023_05_05 | 2029 | Hydro | Generation | Electricity | NY | Dispatch-Generation | FuelCost | 0 | [6 empty] | 0.70259 | 0
LCP_Inputs_ON_Diverse_Howarth_2023_05_05 | 2029 | Hydro | Generation | Electricity | NY | Dispatch-Generation | VOM | 0 | [6 empty] | 0.70259 | 0
LCP_Inputs_ON_Diverse_Howarth_2023_05_05 | 2029 | Hydro | Generation | Electricity | ON | Dispatch-Generation | EmissionsCost | 0 | [6 empty] | 0.70259 | 0
LCP_Inputs_ON_Diverse_Howarth_2023_05_05 | 2029 | Hydro | Generation | Electricity | ON | Dispatch-Generation | FuelCost | 0 | [6 empty] | 0.70259 | 0
LCP_Inputs_ON_Diverse_Howarth_2023_05_05 | 2029 | Hydro | Generation | Electricity | ON | Dispatch-Generation | VOM | 0 | [6 empty] | 0.70259 | 0
LCP_Inputs_ON_Diverse_Howarth_2023_05_05 | 2029 | Hydro | Generation | Electricity | PJ | Dispatch-Generation | EmissionsCost | 0 | [6 empty] | 0.70259 | 0
LCP_Inputs_ON_Diverse_Howarth_2023_05_05 | 2029 | Hydro | Generation | Electricity | PJ | Dispatch-Generation | FuelCost | 0 | [6 empty] | 0.70259 | 0
LCP_Inputs_ON_Diverse_Howarth_2023_05_05 | 2029 | Hydro | Generation | Electricity | PJ | Dispatch-Generation | VOM | 0 | [6 empty] | 0.70259 | 0
LCP_Inputs_ON_Diverse_Howarth_2023_05_05 | 2029 | Hydro | Generation | Electricity | QC | Dispatch-Generation | EmissionsCost | 0 | [6 empty] | 0.70259 | 0
LCP_Inputs_ON_Diverse_Howarth_2023_05_05 | 2029 | Hydro | Generation | Electricity | QC | Dispatch-Generation | FuelCost | 0 | [6 empty] | 0.70259 | 0
LCP_Inputs_ON_Diverse_Howarth_2023_05_05 | 2029 | Hydro | Generation | Electricity | QC | Dispatch-Generation | VOM | 0 | [6 empty] | 0.70259 | 0
LCP_Inputs_ON_Diverse_Howarth_2023_05_05 | 2029 | Hydro | Generation | Electricity | WC | Dispatch-Generation | EmissionsCost | 0 | [6 empty] | 0.70259 | 0
LCP_Inputs_ON_Diverse_Howarth_2023_05_05 | 2029 | Hydro | Generation | Electricity | WC | Dispatch-Generation | FuelCost | 0 | [6 empty] | 0.70259 | 0
LCP_Inputs_ON_Diverse_Howarth_2023_05_05 | 2029 | Hydro | Generation | Electricity | WC | Dispatch-Generation | VOM | 0 | [6 empty] | 0.70259 | 0
LCP_Inputs_ON_Diverse_Howarth_2023_05_05 | 2029 | Hydro Pumped Storage | Storage | Electricity | MI | Dispatch-Storage | EmissionsCost | 0 | [6 empty] | 0.70259 | 0
LCP_Inputs_ON_Diverse_Howarth_2023_05_05 | 2029 | Hydro Pumped Storage | Storage | Electricity | MI | Dispatch-Storage | FuelCost | 0 | [6 empty] | 0.70259 | 0
LCP_Inputs_ON_Diverse_Howarth_2023_05_05 | 2029 | Hydro Pumped Storage | Storage | Electricity | MI | Dispatch-Storage | VOM | 0 | [6 empty] | 0.70259 | 0
LCP_Inputs_ON_Diverse_Howarth_2023_05_05 | 2029 | Hydro Pumped Storage | Storage | Electricity | NY | Dispatch-Storage | EmissionsCost | 0 | [6 empty] | 0.70259 | 0
LCP_Inputs_ON_Diverse_Howarth_2023_05_05 | 2029 | Hydro Pumped Storage | Storage | Electricity | NY | Dispatch-Storage | FuelCost | 0 | [6 empty] | 0.70259 | 0
LCP_Inputs_ON_Diverse_Howarth_2023_05_05 | 2029 | Hydro Pumped Storage | Storage | Electricity | NY | Dispatch-Storage | VOM | 0 | [6 empty] | 0.70259 | 0
LCP_Inputs_ON_Diverse_Howarth_2023_05_05 | 2029 | Hydro Pumped Storage | Storage | Electricity | ON | Dispatch-Storage | EmissionsCost | 0 | [6 empty] | 0.70259 | 0
LCP_Inputs_ON_Diverse_Howarth_2023_05_05 | 2029 | Hydro Pumped Storage | Storage | Electricity | ON | Dispatch-Storage | FuelCost | 0 | [6 empty] | 0.70259 | 0
LCP_Inputs_ON_Diverse_Howarth_2023_05_05 | 2029 | Hydro Pumped Storage | Storage | Electricity | ON | Dispatch-Storage | VOM | 0 | [6 empty] | 0.70259 | 0
LCP_Inputs_ON_Diverse_Howarth_2023_05_05 | 2029 | Hydro Pumped Storage | Storage | Electricity | PJ | Dispatch-Storage | EmissionsCost | 0 | [6 empty] | 0.70259 | 0
LCP_Inputs_ON_Diverse_Howarth_2023_05_05 | 2029 | Hydro Pumped Storage | Storage | Electricity | PJ | Dispatch-Storage | FuelCost | 0 | [6 empty] | 0.70259 | 0
LCP_Inputs_ON_Diverse_Howarth_2023_05_05 | 2029 | Hydro Pumped Storage | Storage | Electricity | PJ | Dispatch-Storage | VOM | 0 | [6 empty] | 0.70259 | 0
LCP_Inputs_ON_Diverse_Howarth_2023_05_05 | 2029 | Hydro Pumped Storage | Storage | Electricity | QC | Dispatch-Storage | EmissionsCost | 0 | [6 empty] | 0.70259 | 0
LCP_Inputs_ON_Diverse_Howarth_2023_05_05 | 2029 | Hydro Pumped Storage | Storage | Electricity | QC | Dispatch-Storage | FuelCost | 0 | [6 empty] | 0.70259 | 0
LCP_Inputs_ON_Diverse_Howarth_2023_05_05 | 2029 | Hydro Pumped Storage | Storage | Electricity | QC | Dispatch-Storage | VOM | 0 | [6 empty] | 0.70259 | 0
LCP_Inputs_ON_Diverse_Howarth_2023_05_05 | 2029 | Hydro Pumped Storage | Storage | Electricity | WC | Dispatch-Storage | EmissionsCost | 0 | [6 empty] | 0.70259 | 0
LCP_Inputs_ON_Diverse_Howarth_2023_05_05 | 2029 | Hydro Pumped Storage | Storage | Electricity | WC | Dispatch-Storage | FuelCost | 0 | [6 empty] | 0.70259 | 0
LCP_Inputs_ON_Diverse_Howarth_2023_05_05 | 2029 | Hydro Pumped Storage | Storage | Electricity | WC | Dispatch-Storage | VOM | 0 | [6 empty] | 0.70259 | 0
LCP_Inputs_ON_Diverse_Howarth_2023_05_05 | 2029 | Nuclear | Generation | Electricity | MI | Dispatch-Generation | EmissionsCost | 0 | [6 empty] | 0.70259 | 0
LCP_Inputs_ON_Diverse_Howarth_2023_05_05 | 2029 | Nuclear | Generation | Electricity | MI | Dispatch-Generation | FuelCost | 0 | [6 empty] | 0.70259 | 0
LCP_Inputs_ON_Diverse_Howarth_2023_05_05 | 2029 | Nuclear | Generation | Electricity | MI | Dispatch-Generation | VOM | 3301336446.912 | [6 empty] | 0.70259 | 2319475197.2833
LCP_Inputs_ON_Diverse_Howarth_2023_05_05 | 2029 | Nuclear | Generation | Electricity | NY | Dispatch-Generation | EmissionsCost | 0 | [6 empty] | 0.70259 | 0
LCP_Inputs_ON_Diverse_Howarth_2023_05_05 | 2029 | Nuclear | Generation | Electricity | NY | Dispatch-Generation | FuelCost | 0 | [6 empty] | 0.70259 | 0
LCP_Inputs_ON_Diverse_Howarth_2023_05_05 | 2029 | Nuclear | Generation | Electricity | NY | Dispatch-Generation | VOM | 2246155230.144 | [6 empty] | 0.70259 | 1578118870.7502
LCP_Inputs_ON_Diverse_Howarth_2023_05_05 | 2029 | Nuclear | Generation | Electricity | ON | Dispatch-Generation | EmissionsCost | 0 | [6 empty] | 0.70259 | 0
LCP_Inputs_ON_Diverse_Howarth_2023_05_05 | 2029 | Nuclear | Generation | Electricity | ON | Dispatch-Generation | FuelCost | 0 | [6 empty] | 0.70259 | 0
LCP_Inputs_ON_Diverse_Howarth_2023_05_05 | 2029 | Nuclear | Generation | Electricity | ON | Dispatch-Generation | VOM | 8790266640.96 | [6 empty] | 0.70259 | 6175924744.1396
LCP_Inputs_ON_Diverse_Howarth_2023_05_05 | 2029 | Nuclear | Generation | Electricity | PJ | Dispatch-Generation | EmissionsCost | 0 | [6 empty] | 0.70259 | 0
LCP_Inputs_ON_Diverse_Howarth_2023_05_05 | 2029 | Nuclear | Generation | Electricity | PJ | Dispatch-Generation | FuelCost | 0 | [6 empty] | 0.70259 | 0
LCP_Inputs_ON_Diverse_Howarth_2023_05_05 | 2029 | Nuclear | Generation | Electricity | PJ | Dispatch-Generation | VOM | 9110487814.4448 | [6 empty] | 0.70259 | 6400907893.0815
LCP_Inputs_ON_Diverse_Howarth_2023_05_05 | 2029 | Nuclear | Generation | Electricity | QC | Dispatch-Generation | EmissionsCost | 0 | [6 empty] | 0.70259 | 0
LCP_Inputs_ON_Diverse_Howarth_2023_05_05 | 2029 | Nuclear | Generation | Electricity | QC | Dispatch-Generation | FuelCost | 0 | [6 empty] | 0.70259 | 0
LCP_Inputs_ON_Diverse_Howarth_2023_05_05 | 2029 | Nuclear | Generation | Electricity | QC | Dispatch-Generation | VOM | 0 | [6 empty] | 0.70259 | 0
LCP_Inputs_ON_Diverse_Howarth_2023_05_05 | 2029 | Nuclear | Generation | Electricity | WC | Dispatch-Generation | EmissionsCost | 0 | [6 empty] | 0.70259 | 0
LCP_Inputs_ON_Diverse_Howarth_2023_05_05 | 2029 | Nuclear | Generation | Electricity | WC | Dispatch-Generation | FuelCost | 0 | [6 empty] | 0.70259 | 0
LCP_Inputs_ON_Diverse_Howarth_2023_05_05 | 2029 | Nuclear | Generation | Electricity | WC | Dispatch-Generation | VOM | 0 | [6 empty] | 0.70259 | 0
LCP_Inputs_ON_Diverse_Howarth_2023_05_05 | 2029 | Nuclear SMR | Generation | Electricity | MI | Dispatch-Generation | EmissionsCost | 0 | [6 empty] | 0.70259 | 0
LCP_Inputs_ON_Diverse_Howarth_2023_05_05 | 2029 | Nuclear SMR | Generation | Electricity | MI | Dispatch-Generation | FuelCost | 0 | [6 empty] | 0.70259 | 0
LCP_Inputs_ON_Diverse_Howarth_2023_05_05 | 2029 | Nuclear SMR | Generation | Electricity | MI | Dispatch-Generation | VOM | 0 | [6 empty] | 0.70259 | 0
LCP_Inputs_ON_Diverse_Howarth_2023_05_05 | 2029 | Nuclear SMR | Generation | Electricity | NY | Dispatch-Generation | EmissionsCost | 0 | [6 empty] | 0.70259 | 0
LCP_Inputs_ON_Diverse_Howarth_2023_05_05 | 2029 | Nuclear SMR | Generation | Electricity | NY | Dispatch-Generation | FuelCost | 0 | [6 empty] | 0.70259 | 0
LCP_Inputs_ON_Diverse_Howarth_2023_05_05 | 2029 | Nuclear SMR | Generation | Electricity | NY | Dispatch-Generation | VOM | 0 | [6 empty] | 0.70259 | 0
LCP_Inputs_ON_Diverse_Howarth_2023_05_05 | 2029 | Nuclear SMR | Generation | Electricity | ON | Dispatch-Generation | EmissionsCost | 0 | [6 empty] | 0.70259 | 0
LCP_Inputs_ON_Diverse_Howarth_2023_05_05 | 2029 | Nuclear SMR | Generation | Electricity | ON | Dispatch-Generation | FuelCost | 0 | [6 empty] | 0.70259 | 0
LCP_Inputs_ON_Diverse_Howarth_2023_05_05 | 2029 | Nuclear SMR | Generation | Electricity | ON | Dispatch-Generation | VOM | 0 | [6 empty] | 0.70259 | 0
LCP_Inputs_ON_Diverse_Howarth_2023_05_05 | 2029 | Nuclear SMR | Generation | Electricity | PJ | Dispatch-Generation | EmissionsCost | 0 | [6 empty] | 0.70259 | 0
LCP_Inputs_ON_Diverse_Howarth_2023_05_05 | 2029 | Nuclear SMR | Generation | Electricity | PJ | Dispatch-Generation | FuelCost | 0 | [6 empty] | 0.70259 | 0
LCP_Inputs_ON_Diverse_Howarth_2023_05_05 | 2029 | Nuclear SMR | Generation | Electricity | PJ | Dispatch-Generation | VOM | 0 | [6 empty] | 0.70259 | 0
LCP_Inputs_ON_Diverse_Howarth_2023_05_05 | 2029 | Nuclear SMR | Generation | Electricity | QC | Dispatch-Generation | EmissionsCost | 0 | [6 empty] | 0.70259 | 0
LCP_Inputs_ON_Diverse_Howarth_2023_05_05 | 2029 | Nuclear SMR | Generation | Electricity | QC | Dispatch-Generation | FuelCost | 0 | [6 empty] | 0.70259 | 0
LCP_Inputs_ON_Diverse_Howarth_2023_05_05 | 2029 | Nuclear SMR | Generation | Electricity | QC | Dispatch-Generation | VOM | 0 | [6 empty] | 0.70259 | 0
LCP_Inputs_ON_Diverse_Howarth_2023_05_05 | 2029 | Nuclear SMR | Generation | Electricity | WC | Dispatch-Generation | EmissionsCost | 0 | [6 empty] | 0.70259 | 0
LCP_Inputs_ON_Diverse_Howarth_2023_05_05 | 2029 | Nuclear SMR | Generation | Electricity | WC | Dispatch-Generation | FuelCost | 0 | [6 empty] | 0.70259 | 0
LCP_Inputs_ON_Diverse_Howarth_2023_05_05 | 2029 | Nuclear SMR | Generation | Electricity | WC | Dispatch-Generation | VOM | 0 | [6 empty] | 0.70259 | 0
LCP_Inputs_ON_Diverse_Howarth_2023_05_05 | 2029 | O/CCGT - CH4 Existing | Crossload | Electricity | MI | Dispatch-Crossload | EmissionsCost | 0 | [6 empty] | 0.70259 | 0
LCP_Inputs_ON_Diverse_Howarth_2023_05_05 | 2029 | O/CCGT - CH4 Existing | Crossload | Electricity | MI | Dispatch-Crossload | FuelCost | 0 | [6 empty] | 0.70259 | 0
LCP_Inputs_ON_Diverse_Howarth_2023_05_05 | 2029 | O/CCGT - CH4 Existing | Crossload | Electricity | MI | Dispatch-Crossload | VOM | 0 | [6 empty] | 0.70259 | 0
LCP_Inputs_ON_Diverse_Howarth_2023_05_05 | 2029 | O/CCGT - CH4 Existing | Crossload | Electricity | NY | Dispatch-Crossload | EmissionsCost | 0 | [6 empty] | 0.70259 | 0
LCP_Inputs_ON_Diverse_Howarth_2023_05_05 | 2029 | O/CCGT - CH4 Existing | Crossload | Electricity | NY | Dispatch-Crossload | FuelCost | 0 | [6 empty] | 0.70259 | 0
LCP_Inputs_ON_Diverse_Howarth_2023_05_05 | 2029 | O/CCGT - CH4 Existing | Crossload | Electricity | NY | Dispatch-Crossload | VOM | 0 | [6 empty] | 0.70259 | 0
LCP_Inputs_ON_Diverse_Howarth_2023_05_05 | 2029 | O/CCGT - CH4 Existing | Crossload | Electricity | ON | Dispatch-Crossload | EmissionsCost | 0 | [6 empty] | 0.70259 | 0
LCP_Inputs_ON_Diverse_Howarth_2023_05_05 | 2029 | O/CCGT - CH4 Existing | Crossload | Electricity | ON | Dispatch-Crossload | FuelCost | 0 | [6 empty] | 0.70259 | 0
LCP_Inputs_ON_Diverse_Howarth_2023_05_05 | 2029 | O/CCGT - CH4 Existing | Crossload | Electricity | ON | Dispatch-Crossload | VOM | 0 | [6 empty] | 0.70259 | 0
LCP_Inputs_ON_Diverse_Howarth_2023_05_05 | 2029 | O/CCGT - CH4 Existing | Crossload | Electricity | PJ | Dispatch-Crossload | EmissionsCost | 0 | [6 empty] | 0.70259 | 0
LCP_Inputs_ON_Diverse_Howarth_2023_05_05 | 2029 | O/CCGT - CH4 Existing | Crossload | Electricity | PJ | Dispatch-Crossload | FuelCost | 0 | [6 empty] | 0.70259 | 0
LCP_Inputs_ON_Diverse_Howarth_2023_05_05 | 2029 | O/CCGT - CH4 Existing | Crossload | Electricity | PJ | Dispatch-Crossload | VOM | 0 | [6 empty] | 0.70259 | 0
LCP_Inputs_ON_Diverse_Howarth_2023_05_05 | 2029 | O/CCGT - CH4 Existing | Crossload | Electricity | QC | Dispatch-Crossload | EmissionsCost | 0 | [6 empty] | 0.70259 | 0
LCP_Inputs_ON_Diverse_Howarth_2023_05_05 | 2029 | O/CCGT - CH4 Existing | Crossload | Electricity | QC | Dispatch-Crossload | FuelCost | 0 | [6 empty] | 0.70259 | 0
LCP_Inputs_ON_Diverse_Howarth_2023_05_05 | 2029 | O/CCGT - CH4 Existing | Crossload | Electricity | QC | Dispatch-Crossload | VOM | 0 | [6 empty] | 0.70259 | 0
LCP_Inputs_ON_Diverse_Howarth_2023_05_05 | 2029 | O/CCGT - CH4 Existing | Crossload | Electricity | WC | Dispatch-Crossload | EmissionsCost | 0 | [6 empty] | 0.70259 | 0
LCP_Inputs_ON_Diverse_Howarth_2023_05_05 | 2029 | O/CCGT - CH4 Existing | Crossload | Electricity | WC | Dispatch-Crossload | FuelCost | 0 | [6 empty] | 0.70259 | 0
LCP_Inputs_ON_Diverse_Howarth_2023_05_05 | 2029 | O/CCGT - CH4 Existing | Crossload | Electricity | WC | Dispatch-Crossload | VOM | 0 | [6 empty] | 0.70259 | 0
LCP_Inputs_ON_Diverse_Howarth_2023_05_05 | 2029 | O/CCGT - CH4 New | Crossload | Electricity | MI | Dispatch-Crossload | EmissionsCost | 0 | [6 empty] | 0.70259 | 0
LCP_Inputs_ON_Diverse_Howarth_2023_05_05 | 2029 | O/CCGT - CH4 New | Crossload | Electricity | MI | Dispatch-Crossload | FuelCost | 0 | [6 empty] | 0.70259 | 0
LCP_Inputs_ON_Diverse_Howarth_2023_05_05 | 2029 | O/CCGT - CH4 New | Crossload | Electricity | MI | Dispatch-Crossload | VOM | 0 | [6 empty] | 0.70259 | 0
LCP_Inputs_ON_Diverse_Howarth_2023_05_05 | 2029 | O/CCGT - CH4 New | Crossload | Electricity | NY | Dispatch-Crossload | EmissionsCost | 0 | [6 empty] | 0.70259 | 0
LCP_Inputs_ON_Diverse_Howarth_2023_05_05 | 2029 | O/CCGT - CH4 New | Crossload | Electricity | NY | Dispatch-Crossload | FuelCost | 0 | [6 empty] | 0.70259 | 0
LCP_Inputs_ON_Diverse_Howarth_2023_05_05 | 2029 | O/CCGT - CH4 New | Crossload | Electricity | NY | Dispatch-Crossload | VOM | 0 | [6 empty] | 0.70259 | 0
LCP_Inputs_ON_Diverse_Howarth_2023_05_05 | 2029 | O/CCGT - CH4 New | Crossload | Electricity | ON | Dispatch-Crossload | EmissionsCost | 0 | [6 empty] | 0.70259 | 0
LCP_Inputs_ON_Diverse_Howarth_2023_05_05 | 2029 | O/CCGT - CH4 New | Crossload | Electricity | ON | Dispatch-Crossload | FuelCost | 0 | [6 empty] | 0.70259 | 0
LCP_Inputs_ON_Diverse_Howarth_2023_05_05 | 2029 | O/CCGT - CH4 New | Crossload | Electricity | ON | Dispatch-Crossload | VOM | 0 | [6 empty] | 0.70259 | 0
LCP_Inputs_ON_Diverse_Howarth_2023_05_05 | 2029 | O/CCGT - CH4 New | Crossload | Electricity | PJ | Dispatch-Crossload | EmissionsCost | 0 | [6 empty] | 0.70259 | 0
LCP_Inputs_ON_Diverse_Howarth_2023_05_05 | 2029 | O/CCGT - CH4 New | Crossload | Electricity | PJ | Dispatch-Crossload | FuelCost | 0 | [6 empty] | 0.70259 | 0
LCP_Inputs_ON_Diverse_Howarth_2023_05_05 | 2029 | O/CCGT - CH4 New | Crossload | Electricity | PJ | Dispatch-Crossload | VOM | 0 | [6 empty] | 0.70259 | 0
LCP_Inputs_ON_Diverse_Howarth_2023_05_05 | 2029 | O/CCGT - CH4 New | Crossload | Electricity | QC | Dispatch-Crossload | EmissionsCost | 0 | [6 empty] | 0.70259 | 0
LCP_Inputs_ON_Diverse_Howarth_2023_05_05 | 2029 | O/CCGT - CH4 New | Crossload | Electricity | QC | Dispatch-Crossload | FuelCost | 0 | [6 empty] | 0.70259 | 0
LCP_Inputs_ON_Diverse_Howarth_2023_05_05 | 2029 | O/CCGT - CH4 New | Crossload | Electricity | QC | Dispatch-Crossload | VOM | 0 | [6 empty] | 0.70259 | 0
LCP_Inputs_ON_Diverse_Howarth_2023_05_05 | 2029 | O/CCGT - CH4 New | Crossload | Electricity | WC | Dispatch-Crossload | EmissionsCost | 0 | [6 empty] | 0.70259 | 0
LCP_Inputs_ON_Diverse_Howarth_2023_05_05 | 2029 | O/CCGT - CH4 New | Crossload | Electricity | WC | Dispatch-Crossload | FuelCost | 0 | [6 empty] | 0.70259 | 0
LCP_Inputs_ON_Diverse_Howarth_2023_05_05 | 2029 | O/CCGT - CH4 New | Crossload | Electricity | WC | Dispatch-Crossload | VOM | 0 | [6 empty] | 0.70259 | 0
LCP_Inputs_ON_Diverse_Howarth_2023_05_05 | 2029 | O/CCGT - H2 New | Crossload | Electricity | MI | Dispatch-Crossload | EmissionsCost | 0 | [6 empty] | 0.70259 | 0
LCP_Inputs_ON_Diverse_Howarth_2023_05_05 | 2029 | O/CCGT - H2 New | Crossload | Electricity | MI | Dispatch-Crossload | FuelCost | 0 | [6 empty] | 0.70259 | 0
LCP_Inputs_ON_Diverse_Howarth_2023_05_05 | 2029 | O/CCGT - H2 New | Crossload | Electricity | MI | Dispatch-Crossload | VOM | 0 | [6 empty] | 0.70259 | 0
LCP_Inputs_ON_Diverse_Howarth_2023_05_05 | 2029 | O/CCGT - H2 New | Crossload | Electricity | NY | Dispatch-Crossload | EmissionsCost | 0 | [6 empty] | 0.70259 | 0
LCP_Inputs_ON_Diverse_Howarth_2023_05_05 | 2029 | O/CCGT - H2 New | Crossload | Electricity | NY | Dispatch-Crossload | FuelCost | 0 | [6 empty] | 0.70259 | 0
LCP_Inputs_ON_Diverse_Howarth_2023_05_05 | 2029 | O/CCGT - H2 New | Crossload | Electricity | NY | Dispatch-Crossload | VOM | 0 | [6 empty] | 0.70259 | 0
LCP_Inputs_ON_Diverse_Howarth_2023_05_05 | 2029 | O/CCGT - H2 New | Crossload | Electricity | ON | Dispatch-Crossload | EmissionsCost | 0 | [6 empty] | 0.70259 | 0
LCP_Inputs_ON_Diverse_Howarth_2023_05_05 | 2029 | O/CCGT - H2 New | Crossload | Electricity | ON | Dispatch-Crossload | FuelCost | 0 | [6 empty] | 0.70259 | 0
LCP_Inputs_ON_Diverse_Howarth_2023_05_05 | 2029 | O/CCGT - H2 New | Crossload | Electricity | ON | Dispatch-Crossload | VOM | 0 | [6 empty] | 0.70259 | 0
LCP_Inputs_ON_Diverse_Howarth_2023_05_05 | 2029 | O/CCGT - H2 New | Crossload | Electricity | PJ | Dispatch-Crossload | EmissionsCost | 0 | [6 empty] | 0.70259 | 0
LCP_Inputs_ON_Diverse_Howarth_2023_05_05 | 2029 | O/CCGT - H2 New | Crossload | Electricity | PJ | Dispatch-Crossload | FuelCost | 0 | [6 empty] | 0.70259 | 0
LCP_Inputs_ON_Diverse_Howarth_2023_05_05 | 2029 | O/CCGT - H2 New | Crossload | Electricity | PJ | Dispatch-Crossload | VOM | 0 | [6 empty] | 0.70259 | 0
LCP_Inputs_ON_Diverse_Howarth_2023_05_05 | 2029 | O/CCGT - H2 New | Crossload | Electricity | QC | Dispatch-Crossload | EmissionsCost | 0 | [6 empty] | 0.70259 | 0
LCP_Inputs_ON_Diverse_Howarth_2023_05_05 | 2029 | O/CCGT - H2 New | Crossload | Electricity | QC | Dispatch-Crossload | FuelCost | 0 | [6 empty] | 0.70259 | 0
LCP_Inputs_ON_Diverse_Howarth_2023_05_05 | 2029 | O/CCGT - H2 New | Crossload | Electricity | QC | Dispatch-Crossload | VOM | 0 | [6 empty] | 0.70259 | 0
LCP_Inputs_ON_Diverse_Howarth_2023_05_05 | 2029 | O/CCGT - H2 New | Crossload | Electricity | WC | Dispatch-Crossload | EmissionsCost | 0 | [6 empty] | 0.70259 | 0
LCP_Inputs_ON_Diverse_Howarth_2023_05_05 | 2029 | O/CCGT - H2 New | Crossload | Electricity | WC | Dispatch-Crossload | FuelCost | 0 | [6 empty] | 0.70259 | 0
LCP_Inputs_ON_Diverse_Howarth_2023_05_05 | 2029 | O/CCGT - H2 New | Crossload | Electricity | WC | Dispatch-Crossload | VOM | 0 | [6 empty] | 0.70259 | 0
LCP_Inputs_ON_Diverse_Howarth_2023_05_05 | 2029 | SMR CCS | Generation | Hydrogen | MI | Dispatch-Generation | EmissionsCost | 0 | [6 empty] | 0.70259 | 0
LCP_Inputs_ON_Diverse_Howarth_2023_05_05 | 2029 | SMR CCS | Generation | Hydrogen | MI | Dispatch-Generation | FuelCost | 0 | [6 empty] | 0.70259 | 0
LCP_Inputs_ON_Diverse_Howarth_2023_05_05 | 2029 | SMR CCS | Generation | Hydrogen | MI | Dispatch-Generation | VOM | 0 | [6 empty] | 0.70259 | 0
LCP_Inputs_ON_Diverse_Howarth_2023_05_05 | 2029 | SMR CCS | Generation | Hydrogen | NY | Dispatch-Generation | EmissionsCost | 0 | [6 empty] | 0.70259 | 0
LCP_Inputs_ON_Diverse_Howarth_2023_05_05 | 2029 | SMR CCS | Generation | Hydrogen | NY | Dispatch-Generation | FuelCost | 0 | [6 empty] | 0.70259 | 0
LCP_Inputs_ON_Diverse_Howarth_2023_05_05 | 2029 | SMR CCS | Generation | Hydrogen | NY | Dispatch-Generation | VOM | 0 | [6 empty] | 0.70259 | 0
LCP_Inputs_ON_Diverse_Howarth_2023_05_05 | 2029 | SMR CCS | Generation | Hydrogen | ON | Dispatch-Generation | EmissionsCost | 0 | [6 empty] | 0.70259 | 0
LCP_Inputs_ON_Diverse_Howarth_2023_05_05 | 2029 | SMR CCS | Generation | Hydrogen | ON | Dispatch-Generation | FuelCost | 0 | [6 empty] | 0.70259 | 0
LCP_Inputs_ON_Diverse_Howarth_2023_05_05 | 2029 | SMR CCS | Generation | Hydrogen | ON | Dispatch-Generation | VOM | 0 | [6 empty] | 0.70259 | 0
LCP_Inputs_ON_Diverse_Howarth_2023_05_05 | 2029 | SMR CCS | Generation | Hydrogen | PJ | Dispatch-Generation | EmissionsCost | 0 | [6 empty] | 0.70259 | 0
LCP_Inputs_ON_Diverse_Howarth_2023_05_05 | 2029 | SMR CCS | Generation | Hydrogen | PJ | Dispatch-Generation | FuelCost | 0 | [6 empty] | 0.70259 | 0
LCP_Inputs_ON_Diverse_Howarth_2023_05_05 | 2029 | SMR CCS | Generation | Hydrogen | PJ | Dispatch-Generation | VOM | 0 | [6 empty] | 0.70259 | 0
LCP_Inputs_ON_Diverse_Howarth_2023_05_05 | 2029 | SMR CCS | Generation | Hydrogen | QC | Dispatch-Generation | EmissionsCost | 0 | [6 empty] | 0.70259 | 0
LCP_Inputs_ON_Diverse_Howarth_2023_05_05 | 2029 | SMR CCS | Generation | Hydrogen | QC | Dispatch-Generation | FuelCost | 0 | [6 empty] | 0.70259 | 0
LCP_Inputs_ON_Diverse_Howarth_2023_05_05 | 2029 | SMR CCS | Generation | Hydrogen | QC | Dispatch-Generation | VOM | 0 | [6 empty] | 0.70259 | 0
LCP_Inputs_ON_Diverse_Howarth_2023_05_05 | 2029 | SMR CCS | Generation | Hydrogen | WC | Dispatch-Generation | EmissionsCost | 0 | [6 empty] | 0.70259 | 0
LCP_Inputs_ON_Diverse_Howarth_2023_05_05 | 2029 | SMR CCS | Generation | Hydrogen | WC | Dispatch-Generation | FuelCost | 0 | [6 empty] | 0.70259 | 0
LCP_Inputs_ON_Diverse_Howarth_2023_05_05 | 2029 | SMR CCS | Generation | Hydrogen | WC | Dispatch-Generation | VOM | 0 | [6 empty] | 0.70259 | 0
LCP_Inputs_ON_Diverse_Howarth_2023_05_05 | 2029 | Solar PV | Generation | Electricity | MI | Dispatch-Generation | EmissionsCost | 0 | [6 empty] | 0.70259 | 0
LCP_Inputs_ON_Diverse_Howarth_2023_05_05 | 2029 | Solar PV | Generation | Electricity | MI | Dispatch-Generation | FuelCost | 0 | [6 empty] | 0.70259 | 0
LCP_Inputs_ON_Diverse_Howarth_2023_05_05 | 2029 | Solar PV | Generation | Electricity | MI | Dispatch-Generation | VOM | 0 | [6 empty] | 0.70259 | 0
LCP_Inputs_ON_Diverse_Howarth_2023_05_05 | 2029 | Solar PV | Generation | Electricity | NY | Dispatch-Generation | EmissionsCost | 0 | [6 empty] | 0.70259 | 0
LCP_Inputs_ON_Diverse_Howarth_2023_05_05 | 2029 | Solar PV | Generation | Electricity | NY | Dispatch-Generation | FuelCost | 0 | [6 empty] | 0.70259 | 0
LCP_Inputs_ON_Diverse_Howarth_2023_05_05 | 2029 | Solar PV | Generation | Electricity | NY | Dispatch-Generation | VOM | 0 | [6 empty] | 0.70259 | 0
LCP_Inputs_ON_Diverse_Howarth_2023_05_05 | 2029 | Solar PV | Generation | Electricity | ON | Dispatch-Generation | EmissionsCost | 0 | [6 empty] | 0.70259 | 0
LCP_Inputs_ON_Diverse_Howarth_2023_05_05 | 2029 | Solar PV | Generation | Electricity | ON | Dispatch-Generation | FuelCost | 0 | [6 empty] | 0.70259 | 0
LCP_Inputs_ON_Diverse_Howarth_2023_05_05 | 2029 | Solar PV | Generation | Electricity | ON | Dispatch-Generation | VOM | 0 | [6 empty] | 0.70259 | 0
LCP_Inputs_ON_Diverse_Howarth_2023_05_05 | 2029 | Solar PV | Generation | Electricity | PJ | Dispatch-Generation | EmissionsCost | 0 | [6 empty] | 0.70259 | 0
LCP_Inputs_ON_Diverse_Howarth_2023_05_05 | 2029 | Solar PV | Generation | Electricity | PJ | Dispatch-Generation | FuelCost | 0 | [6 empty] | 0.70259 | 0
LCP_Inputs_ON_Diverse_Howarth_2023_05_05 | 2029 | Solar PV | Generation | Electricity | PJ | Dispatch-Generation | VOM | 0 | [6 empty] | 0.70259 | 0
LCP_Inputs_ON_Diverse_Howarth_2023_05_05 | 2029 | Solar PV | Generation | Electricity | QC | Dispatch-Generation | EmissionsCost | 0 | [6 empty] | 0.70259 | 0
LCP_Inputs_ON_Diverse_Howarth_2023_05_05 | 2029 | Solar PV | Generation | Electricity | QC | Dispatch-Generation | FuelCost | 0 | [6 empty] | 0.70259 | 0
LCP_Inputs_ON_Diverse_Howarth_2023_05_05 | 2029 | Solar PV | Generation | Electricity | QC | Dispatch-Generation | VOM | 0 | [6 empty] | 0.70259 | 0
LCP_Inputs_ON_Diverse_Howarth_2023_05_05 | 2029 | Solar PV | Generation | Electricity | WC | Dispatch-Generation | EmissionsCost | 0 | [6 empty] | 0.70259 | 0
LCP_Inputs_ON_Diverse_Howarth_2023_05_05 | 2029 | Solar PV | Generation | Electricity | WC | Dispatch-Generation | FuelCost | 0 | [6 empty] | 0.70259 | 0
LCP_Inputs_ON_Diverse_Howarth_2023_05_05 | 2029 | Solar PV | Generation | Electricity | WC | Dispatch-Generation | VOM | 0 | [6 empty] | 0.70259 | 0
LCP_Inputs_ON_Diverse_Howarth_2023_05_05 | 2029 | Wind Offshore | Generation | Electricity | MI | Dispatch-Generation | EmissionsCost | 0 | [6 empty] | 0.70259 | 0
LCP_Inputs_ON_Diverse_Howarth_2023_05_05 | 2029 | Wind Offshore | Generation | Electricity | MI | Dispatch-Generation | FuelCost | 0 | [6 empty] | 0.70259 | 0
LCP_Inputs_ON_Diverse_Howarth_2023_05_05 | 2029 | Wind Offshore | Generation | Electricity | MI | Dispatch-Generation | VOM | 0 | [6 empty] | 0.70259 | 0
LCP_Inputs_ON_Diverse_Howarth_2023_05_05 | 2029 | Wind Offshore | Generation | Electricity | NY | Dispatch-Generation | EmissionsCost | 0 | [6 empty] | 0.70259 | 0
LCP_Inputs_ON_Diverse_Howarth_2023_05_05 | 2029 | Wind Offshore | Generation | Electricity | NY | Dispatch-Generation | FuelCost | 0 | [6 empty] | 0.70259 | 0
LCP_Inputs_ON_Diverse_Howarth_2023_05_05 | 2029 | Wind Offshore | Generation | Electricity | NY | Dispatch-Generation | VOM | 0 | [6 empty] | 0.70259 | 0
LCP_Inputs_ON_Diverse_Howarth_2023_05_05 | 2029 | Wind Offshore | Generation | Electricity | ON | Dispatch-Generation | EmissionsCost | 0 | [6 empty] | 0.70259 | 0
LCP_Inputs_ON_Diverse_Howarth_2023_05_05 | 2029 | Wind Offshore | Generation | Electricity | ON | Dispatch-Generation | FuelCost | 0 | [6 empty] | 0.70259 | 0
LCP_Inputs_ON_Diverse_Howarth_2023_05_05 | 2029 | Wind Offshore | Generation | Electricity | ON | Dispatch-Generation | VOM | 0 | [6 empty] | 0.70259 | 0
LCP_Inputs_ON_Diverse_Howarth_2023_05_05 | 2029 | Wind Offshore | Generation | Electricity | PJ | Dispatch-Generation | EmissionsCost | 0 | [6 empty] | 0.70259 | 0
LCP_Inputs_ON_Diverse_Howarth_2023_05_05 | 2029 | Wind Offshore | Generation | Electricity | PJ | Dispatch-Generation | FuelCost | 0 | [6 empty] | 0.70259 | 0
LCP_Inputs_ON_Diverse_Howarth_2023_05_05 | 2029 | Wind Offshore | Generation | Electricity | PJ | Dispatch-Generation | VOM | 0 | [6 empty] | 0.70259 | 0
LCP_Inputs_ON_Diverse_Howarth_2023_05_05 | 2029 | Wind Offshore | Generation | Electricity | QC | Dispatch-Generation | EmissionsCost | 0 | [6 empty] | 0.70259 | 0
LCP_Inputs_ON_Diverse_Howarth_2023_05_05 | 2029 | Wind Offshore | Generation | Electricity | QC | Dispatch-Generation | FuelCost | 0 | [6 empty] | 0.70259 | 0
LCP_Inputs_ON_Diverse_Howarth_2023_05_05 | 2029 | Wind Offshore | Generation | Electricity | QC | Dispatch-Generation | VOM | 0 | [6 empty] | 0.70259 | 0
LCP_Inputs_ON_Diverse_Howarth_2023_05_05 | 2029 | Wind Offshore | Generation | Electricity | WC | Dispatch-Generation | EmissionsCost | 0 | [6 empty] | 0.70259 | 0
LCP_Inputs_ON_Diverse_Howarth_2023_05_05 | 2029 | Wind Offshore | Generation | Electricity | WC | Dispatch-Generation | FuelCost | 0 | [6 empty] | 0.70259 | 0
LCP_Inputs_ON_Diverse_Howarth_2023_05_05 | 2029 | Wind Offshore | Generation | Electricity | WC | Dispatch-Generation | VOM | 0 | [6 empty] | 0.70259 | 0
LCP_Inputs_ON_Diverse_Howarth_2023_05_05 | 2029 | Wind Onshore | Generation | Electricity | MI | Dispatch-Generation | EmissionsCost | 0 | [6 empty] | 0.70259 | 0
LCP_Inputs_ON_Diverse_Howarth_2023_05_05 | 2029 | Wind Onshore | Generation | Electricity | MI | Dispatch-Generation | FuelCost | 0 | [6 empty] | 0.70259 | 0
LCP_Inputs_ON_Diverse_Howarth_2023_05_05 | 2029 | Wind Onshore | Generation | Electricity | MI | Dispatch-Generation | VOM | 0 | [6 empty] | 0.70259 | 0
LCP_Inputs_ON_Diverse_Howarth_2023_05_05 | 2029 | Wind Onshore | Generation | Electricity | NY | Dispatch-Generation | EmissionsCost | 0 | [6 empty] | 0.70259 | 0
LCP_Inputs_ON_Diverse_Howarth_2023_05_05 | 2029 | Wind Onshore | Generation | Electricity | NY | Dispatch-Generation | FuelCost | 0 | [6 empty] | 0.70259 | 0
LCP_Inputs_ON_Diverse_Howarth_2023_05_05 | 2029 | Wind Onshore | Generation | Electricity | NY | Dispatch-Generation | VOM | 0 | [6 empty] | 0.70259 | 0
LCP_Inputs_ON_Diverse_Howarth_2023_05_05 | 2029 | Wind Onshore | Generation | Electricity | ON | Dispatch-Generation | EmissionsCost | 0 | [6 empty] | 0.70259 | 0
LCP_Inputs_ON_Diverse_Howarth_2023_05_05 | 2029 | Wind Onshore | Generation | Electricity | ON | Dispatch-Generation | FuelCost | 0 | [6 empty] | 0.70259 | 0
LCP_Inputs_ON_Diverse_Howarth_2023_05_05 | 2029 | Wind Onshore | Generation | Electricity | ON | Dispatch-Generation | VOM | 0 | [6 empty] | 0.70259 | 0
LCP_Inputs_ON_Diverse_Howarth_2023_05_05 | 2029 | Wind Onshore | Generation | Electricity | PJ | Dispatch-Generation | EmissionsCost | 0 | [6 empty] | 0.70259 | 0
LCP_Inputs_ON_Diverse_Howarth_2023_05_05 | 2029 | Wind Onshore | Generation | Electricity | PJ | Dispatch-Generation | FuelCost | 0 | [6 empty] | 0.70259 | 0
LCP_Inputs_ON_Diverse_Howarth_2023_05_05 | 2029 | Wind Onshore | Generation | Electricity | PJ | Dispatch-Generation | VOM | 0 | [6 empty] | 0.70259 | 0
LCP_Inputs_ON_Diverse_Howarth_2023_05_05 | 2029 | Wind Onshore | Generation | Electricity | QC | Dispatch-Generation | EmissionsCost | 0 | [6 empty] | 0.70259 | 0
LCP_Inputs_ON_Diverse_Howarth_2023_05_05 | 2029 | Wind Onshore | Generation | Electricity | QC | Dispatch-Generation | FuelCost | 0 | [6 empty] | 0.70259 | 0
LCP_Inputs_ON_Diverse_Howarth_2023_05_05 | 2029 | Wind Onshore | Generation | Electricity | QC | Dispatch-Generation | VOM | 0 | [6 empty] | 0.70259 | 0
LCP_Inputs_ON_Diverse_Howarth_2023_05_05 | 2029 | Wind Onshore | Generation | Electricity | WC | Dispatch-Generation | EmissionsCost | 0 | [6 empty] | 0.70259 | 0
LCP_Inputs_ON_Diverse_Howarth_2023_05_05 | 2029 | Wind Onshore | Generation | Electricity | WC | Dispatch-Generation | FuelCost | 0 | [6 empty] | 0.70259 | 0
LCP_Inputs_ON_Diverse_Howarth_2023_05_05 | 2029 | Wind Onshore | Generation | Electricity | WC | Dispatch-Generation | VOM | 0 | [6 empty] | 0.70259 | 0
LCP_Inputs_ON_Diverse_Howarth_2023_05_05 | 2030 | Anaerobic Digestion | Generation | Methane | MI | Dispatch-Generation | EmissionsCost | 0 | [6 empty] | 0.67556 | 0
LCP_Inputs_ON_Diverse_Howarth_2023_05_05 | 2030 | Anaerobic Digestion | Generation | Methane | MI | Dispatch-Generation | FuelCost | 0 | [6 empty] | 0.67556 | 0
LCP_Inputs_ON_Diverse_Howarth_2023_05_05 | 2030 | Anaerobic Digestion | Generation | Methane | MI | Dispatch-Generation | VOM | 0 | [6 empty] | 0.67556 | 0
LCP_Inputs_ON_Diverse_Howarth_2023_05_05 | 2030 | Anaerobic Digestion | Generation | Methane | NY | Dispatch-Generation | EmissionsCost | 0 | [6 empty] | 0.67556 | 0
LCP_Inputs_ON_Diverse_Howarth_2023_05_05 | 2030 | Anaerobic Digestion | Generation | Methane | NY | Dispatch-Generation | FuelCost | 0 | [6 empty] | 0.67556 | 0
LCP_Inputs_ON_Diverse_Howarth_2023_05_05 | 2030 | Anaerobic Digestion | Generation | Methane | NY | Dispatch-Generation | VOM | 0 | [6 empty] | 0.67556 | 0
LCP_Inputs_ON_Diverse_Howarth_2023_05_05 | 2030 | Anaerobic Digestion | Generation | Methane | ON | Dispatch-Generation | EmissionsCost | 1840449.9197 | [6 empty] | 0.67556 | 1243342.0203
LCP_Inputs_ON_Diverse_Howarth_2023_05_05 | 2030 | Anaerobic Digestion | Generation | Methane | ON | Dispatch-Generation | FuelCost | 0 | [6 empty] | 0.67556 | 0
LCP_Inputs_ON_Diverse_Howarth_2023_05_05 | 2030 | Anaerobic Digestion | Generation | Methane | ON | Dispatch-Generation | VOM | 862230000 | [6 empty] | 0.67556 | 582491693.2867
LCP_Inputs_ON_Diverse_Howarth_2023_05_05 | 2030 | Anaerobic Digestion | Generation | Methane | PJ | Dispatch-Generation | EmissionsCost | 0 | [6 empty] | 0.67556 | 0
LCP_Inputs_ON_Diverse_Howarth_2023_05_05 | 2030 | Anaerobic Digestion | Generation | Methane | PJ | Dispatch-Generation | FuelCost | 0 | [6 empty] | 0.67556 | 0
LCP_Inputs_ON_Diverse_Howarth_2023_05_05 | 2030 | Anaerobic Digestion | Generation | Methane | PJ | Dispatch-Generation | VOM | 0 | [6 empty] | 0.67556 | 0
LCP_Inputs_ON_Diverse_Howarth_2023_05_05 | 2030 | Anaerobic Digestion | Generation | Methane | QC | Dispatch-Generation | EmissionsCost | 0 | [6 empty] | 0.67556 | 0
LCP_Inputs_ON_Diverse_Howarth_2023_05_05 | 2030 | Anaerobic Digestion | Generation | Methane | QC | Dispatch-Generation | FuelCost | 0 | [6 empty] | 0.67556 | 0
LCP_Inputs_ON_Diverse_Howarth_2023_05_05 | 2030 | Anaerobic Digestion | Generation | Methane | QC | Dispatch-Generation | VOM | 0 | [6 empty] | 0.67556 | 0
LCP_Inputs_ON_Diverse_Howarth_2023_05_05 | 2030 | Anaerobic Digestion | Generation | Methane | WC | Dispatch-Generation | EmissionsCost | 0 | [6 empty] | 0.67556 | 0
LCP_Inputs_ON_Diverse_Howarth_2023_05_05 | 2030 | Anaerobic Digestion | Generation | Methane | WC | Dispatch-Generation | FuelCost | 0 | [6 empty] | 0.67556 | 0
LCP_Inputs_ON_Diverse_Howarth_2023_05_05 | 2030 | Anaerobic Digestion | Generation | Methane | WC | Dispatch-Generation | VOM | 0 | [6 empty] | 0.67556 | 0
LCP_Inputs_ON_Diverse_Howarth_2023_05_05 | 2030 | Battery Storage | Storage | Electricity | MI | Dispatch-Storage | EmissionsCost | 0 | [6 empty] | 0.67556 | 0
LCP_Inputs_ON_Diverse_Howarth_2023_05_05 | 2030 | Battery Storage | Storage | Electricity | MI | Dispatch-Storage | FuelCost | 0 | [6 empty] | 0.67556 | 0
LCP_Inputs_ON_Diverse_Howarth_2023_05_05 | 2030 | Battery Storage | Storage | Electricity | MI | Dispatch-Storage | VOM | 0 | [6 empty] | 0.67556 | 0
LCP_Inputs_ON_Diverse_Howarth_2023_05_05 | 2030 | Battery Storage | Storage | Electricity | NY | Dispatch-Storage | EmissionsCost | 0 | [6 empty] | 0.67556 | 0
LCP_Inputs_ON_Diverse_Howarth_2023_05_05 | 2030 | Battery Storage | Storage | Electricity | NY | Dispatch-Storage | FuelCost | 0 | [6 empty] | 0.67556 | 0
LCP_Inputs_ON_Diverse_Howarth_2023_05_05 | 2030 | Battery Storage | Storage | Electricity | NY | Dispatch-Storage | VOM | 0 | [6 empty] | 0.67556 | 0
LCP_Inputs_ON_Diverse_Howarth_2023_05_05 | 2030 | Battery Storage | Storage | Electricity | ON | Dispatch-Storage | EmissionsCost | 0 | [6 empty] | 0.67556 | 0
LCP_Inputs_ON_Diverse_Howarth_2023_05_05 | 2030 | Battery Storage | Storage | Electricity | ON | Dispatch-Storage | FuelCost | 0 | [6 empty] | 0.67556 | 0
LCP_Inputs_ON_Diverse_Howarth_2023_05_05 | 2030 | Battery Storage | Storage | Electricity | ON | Dispatch-Storage | VOM | 0 | [6 empty] | 0.67556 | 0
LCP_Inputs_ON_Diverse_Howarth_2023_05_05 | 2030 | Battery Storage | Storage | Electricity | PJ | Dispatch-Storage | EmissionsCost | 0 | [6 empty] | 0.67556 | 0
LCP_Inputs_ON_Diverse_Howarth_2023_05_05 | 2030 | Battery Storage | Storage | Electricity | PJ | Dispatch-Storage | FuelCost | 0 | [6 empty] | 0.67556 | 0
LCP_Inputs_ON_Diverse_Howarth_2023_05_05 | 2030 | Battery Storage | Storage | Electricity | PJ | Dispatch-Storage | VOM | 0 | [6 empty] | 0.67556 | 0
LCP_Inputs_ON_Diverse_Howarth_2023_05_05 | 2030 | Battery Storage | Storage | Electricity | QC | Dispatch-Storage | EmissionsCost | 0 | [6 empty] | 0.67556 | 0
LCP_Inputs_ON_Diverse_Howarth_2023_05_05 | 2030 | Battery Storage | Storage | Electricity | QC | Dispatch-Storage | FuelCost | 0 | [6 empty] | 0.67556 | 0
LCP_Inputs_ON_Diverse_Howarth_2023_05_05 | 2030 | Battery Storage | Storage | Electricity | QC | Dispatch-Storage | VOM | 0 | [6 empty] | 0.67556 | 0
LCP_Inputs_ON_Diverse_Howarth_2023_05_05 | 2030 | Battery Storage | Storage | Electricity | WC | Dispatch-Storage | EmissionsCost | 0 | [6 empty] | 0.67556 | 0
LCP_Inputs_ON_Diverse_Howarth_2023_05_05 | 2030 | Battery Storage | Storage | Electricity | WC | Dispatch-Storage | FuelCost | 0 | [6 empty] | 0.67556 | 0
LCP_Inputs_ON_Diverse_Howarth_2023_05_05 | 2030 | Battery Storage | Storage | Electricity | WC | Dispatch-Storage | VOM | 0 | [6 empty] | 0.67556 | 0
LCP_Inputs_ON_Diverse_Howarth_2023_05_05 | 2030 | Biomass | Generation | Electricity | MI | Dispatch-Generation | EmissionsCost | 0 | [6 empty] | 0.67556 | 0
LCP_Inputs_ON_Diverse_Howarth_2023_05_05 | 2030 | Biomass | Generation | Electricity | MI | Dispatch-Generation | FuelCost | 0 | [6 empty] | 0.67556 | 0
LCP_Inputs_ON_Diverse_Howarth_2023_05_05 | 2030 | Biomass | Generation | Electricity | MI | Dispatch-Generation | VOM | 0 | [6 empty] | 0.67556 | 0
LCP_Inputs_ON_Diverse_Howarth_2023_05_05 | 2030 | Biomass | Generation | Electricity | NY | Dispatch-Generation | EmissionsCost | 0 | [6 empty] | 0.67556 | 0
LCP_Inputs_ON_Diverse_Howarth_2023_05_05 | 2030 | Biomass | Generation | Electricity | NY | Dispatch-Generation | FuelCost | 0 | [6 empty] | 0.67556 | 0
LCP_Inputs_ON_Diverse_Howarth_2023_05_05 | 2030 | Biomass | Generation | Electricity | NY | Dispatch-Generation | VOM | 0 | [6 empty] | 0.67556 | 0
LCP_Inputs_ON_Diverse_Howarth_2023_05_05 | 2030 | Biomass | Generation | Electricity | ON | Dispatch-Generation | EmissionsCost | 0 | [6 empty] | 0.67556 | 0
LCP_Inputs_ON_Diverse_Howarth_2023_05_05 | 2030 | Biomass | Generation | Electricity | ON | Dispatch-Generation | FuelCost | 42009.7444 | [6 empty] | 0.67556 | 28380.278
LCP_Inputs_ON_Diverse_Howarth_2023_05_05 | 2030 | Biomass | Generation | Electricity | ON | Dispatch-Generation | VOM | 539.1251 | [6 empty] | 0.67556 | 364.2136
LCP_Inputs_ON_Diverse_Howarth_2023_05_05 | 2030 | Biomass | Generation | Electricity | PJ | Dispatch-Generation | EmissionsCost | 0 | [6 empty] | 0.67556 | 0
LCP_Inputs_ON_Diverse_Howarth_2023_05_05 | 2030 | Biomass | Generation | Electricity | PJ | Dispatch-Generation | FuelCost | 0 | [6 empty] | 0.67556 | 0
LCP_Inputs_ON_Diverse_Howarth_2023_05_05 | 2030 | Biomass | Generation | Electricity | PJ | Dispatch-Generation | VOM | 0 | [6 empty] | 0.67556 | 0
LCP_Inputs_ON_Diverse_Howarth_2023_05_05 | 2030 | Biomass | Generation | Electricity | QC | Dispatch-Generation | EmissionsCost | 0 | [6 empty] | 0.67556 | 0
LCP_Inputs_ON_Diverse_Howarth_2023_05_05 | 2030 | Biomass | Generation | Electricity | QC | Dispatch-Generation | FuelCost | 128334.5455 | [6 empty] | 0.67556 | 86698.2205
LCP_Inputs_ON_Diverse_Howarth_2023_05_05 | 2030 | Biomass | Generation | Electricity | QC | Dispatch-Generation | VOM | 1646.96 | [6 empty] | 0.67556 | 1112.6272
LCP_Inputs_ON_Diverse_Howarth_2023_05_05 | 2030 | Biomass | Generation | Electricity | WC | Dispatch-Generation | EmissionsCost | 0 | [6 empty] | 0.67556 | 0
LCP_Inputs_ON_Diverse_Howarth_2023_05_05 | 2030 | Biomass | Generation | Electricity | WC | Dispatch-Generation | FuelCost | 0 | [6 empty] | 0.67556 | 0
LCP_Inputs_ON_Diverse_Howarth_2023_05_05 | 2030 | Biomass | Generation | Electricity | WC | Dispatch-Generation | VOM | 0 | [6 empty] | 0.67556 | 0
LCP_Inputs_ON_Diverse_Howarth_2023_05_05 | 2030 | Biomass + CCS | Generation | Electricity | MI | Dispatch-Generation | EmissionsCost | 0 | [6 empty] | 0.67556 | 0
LCP_Inputs_ON_Diverse_Howarth_2023_05_05 | 2030 | Biomass + CCS | Generation | Electricity | MI | Dispatch-Generation | FuelCost | 0 | [6 empty] | 0.67556 | 0
LCP_Inputs_ON_Diverse_Howarth_2023_05_05 | 2030 | Biomass + CCS | Generation | Electricity | MI | Dispatch-Generation | VOM | 0 | [6 empty] | 0.67556 | 0
LCP_Inputs_ON_Diverse_Howarth_2023_05_05 | 2030 | Biomass + CCS | Generation | Electricity | NY | Dispatch-Generation | EmissionsCost | 0 | [6 empty] | 0.67556 | 0
LCP_Inputs_ON_Diverse_Howarth_2023_05_05 | 2030 | Biomass + CCS | Generation | Electricity | NY | Dispatch-Generation | FuelCost | 0 | [6 empty] | 0.67556 | 0
LCP_Inputs_ON_Diverse_Howarth_2023_05_05 | 2030 | Biomass + CCS | Generation | Electricity | NY | Dispatch-Generation | VOM | 0 | [6 empty] | 0.67556 | 0
LCP_Inputs_ON_Diverse_Howarth_2023_05_05 | 2030 | Biomass + CCS | Generation | Electricity | ON | Dispatch-Generation | EmissionsCost | 0 | [6 empty] | 0.67556 | 0
LCP_Inputs_ON_Diverse_Howarth_2023_05_05 | 2030 | Biomass + CCS | Generation | Electricity | ON | Dispatch-Generation | FuelCost | 0 | [6 empty] | 0.67556 | 0
LCP_Inputs_ON_Diverse_Howarth_2023_05_05 | 2030 | Biomass + CCS | Generation | Electricity | ON | Dispatch-Generation | VOM | 0 | [6 empty] | 0.67556 | 0
LCP_Inputs_ON_Diverse_Howarth_2023_05_05 | 2030 | Biomass + CCS | Generation | Electricity | PJ | Dispatch-Generation | EmissionsCost | 0 | [6 empty] | 0.67556 | 0
LCP_Inputs_ON_Diverse_Howarth_2023_05_05 | 2030 | Biomass + CCS | Generation | Electricity | PJ | Dispatch-Generation | FuelCost | 0 | [6 empty] | 0.67556 | 0
LCP_Inputs_ON_Diverse_Howarth_2023_05_05 | 2030 | Biomass + CCS | Generation | Electricity | PJ | Dispatch-Generation | VOM | 0 | [6 empty] | 0.67556 | 0
LCP_Inputs_ON_Diverse_Howarth_2023_05_05 | 2030 | Biomass + CCS | Generation | Electricity | QC | Dispatch-Generation | EmissionsCost | 0 | [6 empty] | 0.67556 | 0
LCP_Inputs_ON_Diverse_Howarth_2023_05_05 | 2030 | Biomass + CCS | Generation | Electricity | QC | Dispatch-Generation | FuelCost | 0 | [6 empty] | 0.67556 | 0
LCP_Inputs_ON_Diverse_Howarth_2023_05_05 | 2030 | Biomass + CCS | Generation | Electricity | QC | Dispatch-Generation | VOM | 0 | [6 empty] | 0.67556 | 0
LCP_Inputs_ON_Diverse_Howarth_2023_05_05 | 2030 | Biomass + CCS | Generation | Electricity | WC | Dispatch-Generation | EmissionsCost | 0 | [6 empty] | 0.67556 | 0
LCP_Inputs_ON_Diverse_Howarth_2023_05_05 | 2030 | Biomass + CCS | Generation | Electricity | WC | Dispatch-Generation | FuelCost | 0 | [6 empty] | 0.67556 | 0
LCP_Inputs_ON_Diverse_Howarth_2023_05_05 | 2030 | Biomass + CCS | Generation | Electricity | WC | Dispatch-Generation | VOM | 0 | [6 empty] | 0.67556 | 0
LCP_Inputs_ON_Diverse_Howarth_2023_05_05 | 2030 | CH4 + CCS | Generation | Methane | MI | Dispatch-Generation | EmissionsCost | 0 | [6 empty] | 0.67556 | 0
LCP_Inputs_ON_Diverse_Howarth_2023_05_05 | 2030 | CH4 + CCS | Generation | Methane | MI | Dispatch-Generation | FuelCost | 0 | [6 empty] | 0.67556 | 0
LCP_Inputs_ON_Diverse_Howarth_2023_05_05 | 2030 | CH4 + CCS | Generation | Methane | MI | Dispatch-Generation | VOM | 0 | [6 empty] | 0.67556 | 0
LCP_Inputs_ON_Diverse_Howarth_2023_05_05 | 2030 | CH4 + CCS | Generation | Methane | NY | Dispatch-Generation | EmissionsCost | 0 | [6 empty] | 0.67556 | 0
LCP_Inputs_ON_Diverse_Howarth_2023_05_05 | 2030 | CH4 + CCS | Generation | Methane | NY | Dispatch-Generation | FuelCost | 0 | [6 empty] | 0.67556 | 0
LCP_Inputs_ON_Diverse_Howarth_2023_05_05 | 2030 | CH4 + CCS | Generation | Methane | NY | Dispatch-Generation | VOM | 0 | [6 empty] | 0.67556 | 0
LCP_Inputs_ON_Diverse_Howarth_2023_05_05 | 2030 | CH4 + CCS | Generation | Methane | ON | Dispatch-Generation | EmissionsCost | 36250644.3017 | [6 empty] | 0.67556 | 24489636.3871
LCP_Inputs_ON_Diverse_Howarth_2023_05_05 | 2030 | CH4 + CCS | Generation | Methane | ON | Dispatch-Generation | FuelCost | 171398728.1399 | [6 empty] | 0.67556 | 115790839.3136
LCP_Inputs_ON_Diverse_Howarth_2023_05_05 | 2030 | CH4 + CCS | Generation | Methane | ON | Dispatch-Generation | VOM | 19178821.6667 | [6 empty] | 0.67556 | 12956524.7183
LCP_Inputs_ON_Diverse_Howarth_2023_05_05 | 2030 | CH4 + CCS | Generation | Methane | PJ | Dispatch-Generation | EmissionsCost | 0 | [6 empty] | 0.67556 | 0
LCP_Inputs_ON_Diverse_Howarth_2023_05_05 | 2030 | CH4 + CCS | Generation | Methane | PJ | Dispatch-Generation | FuelCost | 0 | [6 empty] | 0.67556 | 0
LCP_Inputs_ON_Diverse_Howarth_2023_05_05 | 2030 | CH4 + CCS | Generation | Methane | PJ | Dispatch-Generation | VOM | 0 | [6 empty] | 0.67556 | 0
LCP_Inputs_ON_Diverse_Howarth_2023_05_05 | 2030 | CH4 + CCS | Generation | Methane | QC | Dispatch-Generation | EmissionsCost | 0 | [6 empty] | 0.67556 | 0
LCP_Inputs_ON_Diverse_Howarth_2023_05_05 | 2030 | CH4 + CCS | Generation | Methane | QC | Dispatch-Generation | FuelCost | 0 | [6 empty] | 0.67556 | 0
LCP_Inputs_ON_Diverse_Howarth_2023_05_05 | 2030 | CH4 + CCS | Generation | Methane | QC | Dispatch-Generation | VOM | 0 | [6 empty] | 0.67556 | 0
LCP_Inputs_ON_Diverse_Howarth_2023_05_05 | 2030 | CH4 + CCS | Generation | Methane | WC | Dispatch-Generation | EmissionsCost | 0 | [6 empty] | 0.67556 | 0
LCP_Inputs_ON_Diverse_Howarth_2023_05_05 | 2030 | CH4 + CCS | Generation | Methane | WC | Dispatch-Generation | FuelCost | 0 | [6 empty] | 0.67556 | 0
LCP_Inputs_ON_Diverse_Howarth_2023_05_05 | 2030 | CH4 + CCS | Generation | Methane | WC | Dispatch-Generation | VOM | 0 | [6 empty] | 0.67556 | 0
LCP_Inputs_ON_Diverse_Howarth_2023_05_05 | 2030 | CH4 Import - NY 2020 | Import | Methane | MI | Dispatch-Import | EmissionsCost | 0 | [6 empty] | 0.67556 | 0
LCP_Inputs_ON_Diverse_Howarth_2023_05_05 | 2030 | CH4 Import - NY 2020 | Import | Methane | MI | Dispatch-Import | FuelCost | 0 | [6 empty] | 0.67556 | 0
LCP_Inputs_ON_Diverse_Howarth_2023_05_05 | 2030 | CH4 Import - NY 2020 | Import | Methane | MI | Dispatch-Import | VOM | 0 | [6 empty] | 0.67556 | 0
LCP_Inputs_ON_Diverse_Howarth_2023_05_05 | 2030 | CH4 Import - NY 2020 | Import | Methane | NY | Dispatch-Import | EmissionsCost | 0 | [6 empty] | 0.67556 | 0
LCP_Inputs_ON_Diverse_Howarth_2023_05_05 | 2030 | CH4 Import - NY 2020 | Import | Methane | NY | Dispatch-Import | FuelCost | 0 | [6 empty] | 0.67556 | 0
LCP_Inputs_ON_Diverse_Howarth_2023_05_05 | 2030 | CH4 Import - NY 2020 | Import | Methane | NY | Dispatch-Import | VOM | 0 | [6 empty] | 0.67556 | 0
LCP_Inputs_ON_Diverse_Howarth_2023_05_05 | 2030 | CH4 Import - NY 2020 | Import | Methane | ON | Dispatch-Import | EmissionsCost | 0 | [6 empty] | 0.67556 | 0
LCP_Inputs_ON_Diverse_Howarth_2023_05_05 | 2030 | CH4 Import - NY 2020 | Import | Methane | ON | Dispatch-Import | FuelCost | 0 | [6 empty] | 0.67556 | 0
LCP_Inputs_ON_Diverse_Howarth_2023_05_05 | 2030 | CH4 Import - NY 2020 | Import | Methane | ON | Dispatch-Import | VOM | 0 | [6 empty] | 0.67556 | 0
LCP_Inputs_ON_Diverse_Howarth_2023_05_05 | 2030 | CH4 Import - NY 2020 | Import | Methane | PJ | Dispatch-Import | EmissionsCost | 0 | [6 empty] | 0.67556 | 0
LCP_Inputs_ON_Diverse_Howarth_2023_05_05 | 2030 | CH4 Import - NY 2020 | Import | Methane | PJ | Dispatch-Import | FuelCost | 0 | [6 empty] | 0.67556 | 0
LCP_Inputs_ON_Diverse_Howarth_2023_05_05 | 2030 | CH4 Import - NY 2020 | Import | Methane | PJ | Dispatch-Import | VOM | 0 | [6 empty] | 0.67556 | 0
LCP_Inputs_ON_Diverse_Howarth_2023_05_05 | 2030 | CH4 Import - NY 2020 | Import | Methane | QC | Dispatch-Import | EmissionsCost | 0 | [6 empty] | 0.67556 | 0
LCP_Inputs_ON_Diverse_Howarth_2023_05_05 | 2030 | CH4 Import - NY 2020 | Import | Methane | QC | Dispatch-Import | FuelCost | 0 | [6 empty] | 0.67556 | 0
LCP_Inputs_ON_Diverse_Howarth_2023_05_05 | 2030 | CH4 Import - NY 2020 | Import | Methane | QC | Dispatch-Import | VOM | 0 | [6 empty] | 0.67556 | 0
LCP_Inputs_ON_Diverse_Howarth_2023_05_05 | 2030 | CH4 Import - NY 2020 | Import | Methane | WC | Dispatch-Import | EmissionsCost | 0 | [6 empty] | 0.67556 | 0
LCP_Inputs_ON_Diverse_Howarth_2023_05_05 | 2030 | CH4 Import - NY 2020 | Import | Methane | WC | Dispatch-Import | FuelCost | 0 | [6 empty] | 0.67556 | 0
LCP_Inputs_ON_Diverse_Howarth_2023_05_05 | 2030 | CH4 Import - NY 2020 | Import | Methane | WC | Dispatch-Import | VOM | 0 | [6 empty] | 0.67556 | 0
LCP_Inputs_ON_Diverse_Howarth_2023_05_05 | 2030 | CH4 Import - NY 2030 | Import | Methane | MI | Dispatch-Import | EmissionsCost | 0 | [6 empty] | 0.67556 | 0
LCP_Inputs_ON_Diverse_Howarth_2023_05_05 | 2030 | CH4 Import - NY 2030 | Import | Methane | MI | Dispatch-Import | FuelCost | 0 | [6 empty] | 0.67556 | 0
LCP_Inputs_ON_Diverse_Howarth_2023_05_05 | 2030 | CH4 Import - NY 2030 | Import | Methane | MI | Dispatch-Import | VOM | 0 | [6 empty] | 0.67556 | 0
LCP_Inputs_ON_Diverse_Howarth_2023_05_05 | 2030 | CH4 Import - NY 2030 | Import | Methane | NY | Dispatch-Import | EmissionsCost | 1400246087.116 | [6 empty] | 0.67556 | 945956083.9941
LCP_Inputs_ON_Diverse_Howarth_2023_05_05 | 2030 | CH4 Import - NY 2030 | Import | Methane | NY | Dispatch-Import | FuelCost | 644356120.8267 | [6 empty] | 0.67556 | 435303907.1941
LCP_Inputs_ON_Diverse_Howarth_2023_05_05 | 2030 | CH4 Import - NY 2030 | Import | Methane | NY | Dispatch-Import | VOM | 0 | [6 empty] | 0.67556 | 0
LCP_Inputs_ON_Diverse_Howarth_2023_05_05 | 2030 | CH4 Import - NY 2030 | Import | Methane | ON | Dispatch-Import | EmissionsCost | 0 | [6 empty] | 0.67556 | 0
LCP_Inputs_ON_Diverse_Howarth_2023_05_05 | 2030 | CH4 Import - NY 2030 | Import | Methane | ON | Dispatch-Import | FuelCost | 0 | [6 empty] | 0.67556 | 0
LCP_Inputs_ON_Diverse_Howarth_2023_05_05 | 2030 | CH4 Import - NY 2030 | Import | Methane | ON | Dispatch-Import | VOM | 0 | [6 empty] | 0.67556 | 0
LCP_Inputs_ON_Diverse_Howarth_2023_05_05 | 2030 | CH4 Import - NY 2030 | Import | Methane | PJ | Dispatch-Import | EmissionsCost | 0 | [6 empty] | 0.67556 | 0
LCP_Inputs_ON_Diverse_Howarth_2023_05_05 | 2030 | CH4 Import - NY 2030 | Import | Methane | PJ | Dispatch-Import | FuelCost | 0 | [6 empty] | 0.67556 | 0
LCP_Inputs_ON_Diverse_Howarth_2023_05_05 | 2030 | CH4 Import - NY 2030 | Import | Methane | PJ | Dispatch-Import | VOM | 0 | [6 empty] | 0.67556 | 0
LCP_Inputs_ON_Diverse_Howarth_2023_05_05 | 2030 | CH4 Import - NY 2030 | Import | Methane | QC | Dispatch-Import | EmissionsCost | 0 | [6 empty] | 0.67556 | 0
LCP_Inputs_ON_Diverse_Howarth_2023_05_05 | 2030 | CH4 Import - NY 2030 | Import | Methane | QC | Dispatch-Import | FuelCost | 0 | [6 empty] | 0.67556 | 0
LCP_Inputs_ON_Diverse_Howarth_2023_05_05 | 2030 | CH4 Import - NY 2030 | Import | Methane | QC | Dispatch-Import | VOM | 0 | [6 empty] | 0.67556 | 0
LCP_Inputs_ON_Diverse_Howarth_2023_05_05 | 2030 | CH4 Import - NY 2030 | Import | Methane | WC | Dispatch-Import | EmissionsCost | 0 | [6 empty] | 0.67556 | 0
LCP_Inputs_ON_Diverse_Howarth_2023_05_05 | 2030 | CH4 Import - NY 2030 | Import | Methane | WC | Dispatch-Import | FuelCost | 0 | [6 empty] | 0.67556 | 0
LCP_Inputs_ON_Diverse_Howarth_2023_05_05 | 2030 | CH4 Import - NY 2030 | Import | Methane | WC | Dispatch-Import | VOM | 0 | [6 empty] | 0.67556 | 0
LCP_Inputs_ON_Diverse_Howarth_2023_05_05 | 2030 | CH4 Import - NY 2040 | Import | Methane | MI | Dispatch-Import | EmissionsCost | 0 | [6 empty] | 0.67556 | 0
LCP_Inputs_ON_Diverse_Howarth_2023_05_05 | 2030 | CH4 Import - NY 2040 | Import | Methane | MI | Dispatch-Import | FuelCost | 0 | [6 empty] | 0.67556 | 0
LCP_Inputs_ON_Diverse_Howarth_2023_05_05 | 2030 | CH4 Import - NY 2040 | Import | Methane | MI | Dispatch-Import | VOM | 0 | [6 empty] | 0.67556 | 0
LCP_Inputs_ON_Diverse_Howarth_2023_05_05 | 2030 | CH4 Import - NY 2040 | Import | Methane | NY | Dispatch-Import | EmissionsCost | 0 | [6 empty] | 0.67556 | 0
LCP_Inputs_ON_Diverse_Howarth_2023_05_05 | 2030 | CH4 Import - NY 2040 | Import | Methane | NY | Dispatch-Import | FuelCost | 0 | [6 empty] | 0.67556 | 0
LCP_Inputs_ON_Diverse_Howarth_2023_05_05 | 2030 | CH4 Import - NY 2040 | Import | Methane | NY | Dispatch-Import | VOM | 0 | [6 empty] | 0.67556 | 0
LCP_Inputs_ON_Diverse_Howarth_2023_05_05 | 2030 | CH4 Import - NY 2040 | Import | Methane | ON | Dispatch-Import | EmissionsCost | 0 | [6 empty] | 0.67556 | 0
LCP_Inputs_ON_Diverse_Howarth_2023_05_05 | 2030 | CH4 Import - NY 2040 | Import | Methane | ON | Dispatch-Import | FuelCost | 0 | [6 empty] | 0.67556 | 0
LCP_Inputs_ON_Diverse_Howarth_2023_05_05 | 2030 | CH4 Import - NY 2040 | Import | Methane | ON | Dispatch-Import | VOM | 0 | [6 empty] | 0.67556 | 0
LCP_Inputs_ON_Diverse_Howarth_2023_05_05 | 2030 | CH4 Import - NY 2040 | Import | Methane | PJ | Dispatch-Import | EmissionsCost | 0 | [6 empty] | 0.67556 | 0
LCP_Inputs_ON_Diverse_Howarth_2023_05_05 | 2030 | CH4 Import - NY 2040 | Import | Methane | PJ | Dispatch-Import | FuelCost | 0 | [6 empty] | 0.67556 | 0
LCP_Inputs_ON_Diverse_Howarth_2023_05_05 | 2030 | CH4 Import - NY 2040 | Import | Methane | PJ | Dispatch-Import | VOM | 0 | [6 empty] | 0.67556 | 0
LCP_Inputs_ON_Diverse_Howarth_2023_05_05 | 2030 | CH4 Import - NY 2040 | Import | Methane | QC | Dispatch-Import | EmissionsCost | 0 | [6 empty] | 0.67556 | 0
LCP_Inputs_ON_Diverse_Howarth_2023_05_05 | 2030 | CH4 Import - NY 2040 | Import | Methane | QC | Dispatch-Import | FuelCost | 0 | [6 empty] | 0.67556 | 0
LCP_Inputs_ON_Diverse_Howarth_2023_05_05 | 2030 | CH4 Import - NY 2040 | Import | Methane | QC | Dispatch-Import | VOM | 0 | [6 empty] | 0.67556 | 0
LCP_Inputs_ON_Diverse_Howarth_2023_05_05 | 2030 | CH4 Import - NY 2040 | Import | Methane | WC | Dispatch-Import | EmissionsCost | 0 | [6 empty] | 0.67556 | 0
LCP_Inputs_ON_Diverse_Howarth_2023_05_05 | 2030 | CH4 Import - NY 2040 | Import | Methane | WC | Dispatch-Import | FuelCost | 0 | [6 empty] | 0.67556 | 0
LCP_Inputs_ON_Diverse_Howarth_2023_05_05 | 2030 | CH4 Import - NY 2040 | Import | Methane | WC | Dispatch-Import | VOM | 0 | [6 empty] | 0.67556 | 0
LCP_Inputs_ON_Diverse_Howarth_2023_05_05 | 2030 | CH4 Import - NY 2050 | Import | Methane | MI | Dispatch-Import | EmissionsCost | 0 | [6 empty] | 0.67556 | 0
LCP_Inputs_ON_Diverse_Howarth_2023_05_05 | 2030 | CH4 Import - NY 2050 | Import | Methane | MI | Dispatch-Import | FuelCost | 0 | [6 empty] | 0.67556 | 0
LCP_Inputs_ON_Diverse_Howarth_2023_05_05 | 2030 | CH4 Import - NY 2050 | Import | Methane | MI | Dispatch-Import | VOM | 0 | [6 empty] | 0.67556 | 0
LCP_Inputs_ON_Diverse_Howarth_2023_05_05 | 2030 | CH4 Import - NY 2050 | Import | Methane | NY | Dispatch-Import | EmissionsCost | 0 | [6 empty] | 0.67556 | 0
LCP_Inputs_ON_Diverse_Howarth_2023_05_05 | 2030 | CH4 Import - NY 2050 | Import | Methane | NY | Dispatch-Import | FuelCost | 0 | [6 empty] | 0.67556 | 0
LCP_Inputs_ON_Diverse_Howarth_2023_05_05 | 2030 | CH4 Import - NY 2050 | Import | Methane | NY | Dispatch-Import | VOM | 0 | [6 empty] | 0.67556 | 0
LCP_Inputs_ON_Diverse_Howarth_2023_05_05 | 2030 | CH4 Import - NY 2050 | Import | Methane | ON | Dispatch-Import | EmissionsCost | 0 | [6 empty] | 0.67556 | 0
LCP_Inputs_ON_Diverse_Howarth_2023_05_05 | 2030 | CH4 Import - NY 2050 | Import | Methane | ON | Dispatch-Import | FuelCost | 0 | [6 empty] | 0.67556 | 0
LCP_Inputs_ON_Diverse_Howarth_2023_05_05 | 2030 | CH4 Import - NY 2050 | Import | Methane | ON | Dispatch-Import | VOM | 0 | [6 empty] | 0.67556 | 0
LCP_Inputs_ON_Diverse_Howarth_2023_05_05 | 2030 | CH4 Import - NY 2050 | Import | Methane | PJ | Dispatch-Import | EmissionsCost | 0 | [6 empty] | 0.67556 | 0
LCP_Inputs_ON_Diverse_Howarth_2023_05_05 | 2030 | CH4 Import - NY 2050 | Import | Methane | PJ | Dispatch-Import | FuelCost | 0 | [6 empty] | 0.67556 | 0
LCP_Inputs_ON_Diverse_Howarth_2023_05_05 | 2030 | CH4 Import - NY 2050 | Import | Methane | PJ | Dispatch-Import | VOM | 0 | [6 empty] | 0.67556 | 0
LCP_Inputs_ON_Diverse_Howarth_2023_05_05 | 2030 | CH4 Import - NY 2050 | Import | Methane | QC | Dispatch-Import | EmissionsCost | 0 | [6 empty] | 0.67556 | 0
LCP_Inputs_ON_Diverse_Howarth_2023_05_05 | 2030 | CH4 Import - NY 2050 | Import | Methane | QC | Dispatch-Import | FuelCost | 0 | [6 empty] | 0.67556 | 0
LCP_Inputs_ON_Diverse_Howarth_2023_05_05 | 2030 | CH4 Import - NY 2050 | Import | Methane | QC | Dispatch-Import | VOM | 0 | [6 empty] | 0.67556 | 0
LCP_Inputs_ON_Diverse_Howarth_2023_05_05 | 2030 | CH4 Import - NY 2050 | Import | Methane | WC | Dispatch-Import | EmissionsCost | 0 | [6 empty] | 0.67556 | 0
LCP_Inputs_ON_Diverse_Howarth_2023_05_05 | 2030 | CH4 Import - NY 2050 | Import | Methane | WC | Dispatch-Import | FuelCost | 0 | [6 empty] | 0.67556 | 0
LCP_Inputs_ON_Diverse_Howarth_2023_05_05 | 2030 | CH4 Import - NY 2050 | Import | Methane | WC | Dispatch-Import | VOM | 0 | [6 empty] | 0.67556 | 0
LCP_Inputs_ON_Diverse_Howarth_2023_05_05 | 2030 | CH4 Import - WC 2020 | Import | Methane | MI | Dispatch-Import | EmissionsCost | 0 | [6 empty] | 0.67556 | 0
LCP_Inputs_ON_Diverse_Howarth_2023_05_05 | 2030 | CH4 Import - WC 2020 | Import | Methane | MI | Dispatch-Import | FuelCost | 0 | [6 empty] | 0.67556 | 0
LCP_Inputs_ON_Diverse_Howarth_2023_05_05 | 2030 | CH4 Import - WC 2020 | Import | Methane | MI | Dispatch-Import | VOM | 0 | [6 empty] | 0.67556 | 0
LCP_Inputs_ON_Diverse_Howarth_2023_05_05 | 2030 | CH4 Import - WC 2020 | Import | Methane | NY | Dispatch-Import | EmissionsCost | 0 | [6 empty] | 0.67556 | 0
LCP_Inputs_ON_Diverse_Howarth_2023_05_05 | 2030 | CH4 Import - WC 2020 | Import | Methane | NY | Dispatch-Import | FuelCost | 0 | [6 empty] | 0.67556 | 0
LCP_Inputs_ON_Diverse_Howarth_2023_05_05 | 2030 | CH4 Import - WC 2020 | Import | Methane | NY | Dispatch-Import | VOM | 0 | [6 empty] | 0.67556 | 0
LCP_Inputs_ON_Diverse_Howarth_2023_05_05 | 2030 | CH4 Import - WC 2020 | Import | Methane | ON | Dispatch-Import | EmissionsCost | 0 | [6 empty] | 0.67556 | 0
LCP_Inputs_ON_Diverse_Howarth_2023_05_05 | 2030 | CH4 Import - WC 2020 | Import | Methane | ON | Dispatch-Import | FuelCost | 0 | [6 empty] | 0.67556 | 0
LCP_Inputs_ON_Diverse_Howarth_2023_05_05 | 2030 | CH4 Import - WC 2020 | Import | Methane | ON | Dispatch-Import | VOM | 0 | [6 empty] | 0.67556 | 0
LCP_Inputs_ON_Diverse_Howarth_2023_05_05 | 2030 | CH4 Import - WC 2020 | Import | Methane | PJ | Dispatch-Import | EmissionsCost | 0 | [6 empty] | 0.67556 | 0
LCP_Inputs_ON_Diverse_Howarth_2023_05_05 | 2030 | CH4 Import - WC 2020 | Import | Methane | PJ | Dispatch-Import | FuelCost | 0 | [6 empty] | 0.67556 | 0
LCP_Inputs_ON_Diverse_Howarth_2023_05_05 | 2030 | CH4 Import - WC 2020 | Import | Methane | PJ | Dispatch-Import | VOM | 0 | [6 empty] | 0.67556 | 0
LCP_Inputs_ON_Diverse_Howarth_2023_05_05 | 2030 | CH4 Import - WC 2020 | Import | Methane | QC | Dispatch-Import | EmissionsCost | 0 | [6 empty] | 0.67556 | 0
LCP_Inputs_ON_Diverse_Howarth_2023_05_05 | 2030 | CH4 Import - WC 2020 | Import | Methane | QC | Dispatch-Import | FuelCost | 0 | [6 empty] | 0.67556 | 0
LCP_Inputs_ON_Diverse_Howarth_2023_05_05 | 2030 | CH4 Import - WC 2020 | Import | Methane | QC | Dispatch-Import | VOM | 0 | [6 empty] | 0.67556 | 0
LCP_Inputs_ON_Diverse_Howarth_2023_05_05 | 2030 | CH4 Import - WC 2020 | Import | Methane | WC | Dispatch-Import | EmissionsCost | 0 | [6 empty] | 0.67556 | 0
LCP_Inputs_ON_Diverse_Howarth_2023_05_05 | 2030 | CH4 Import - WC 2020 | Import | Methane | WC | Dispatch-Import | FuelCost | 0 | [6 empty] | 0.67556 | 0
LCP_Inputs_ON_Diverse_Howarth_2023_05_05 | 2030 | CH4 Import - WC 2020 | Import | Methane | WC | Dispatch-Import | VOM | 0 | [6 empty] | 0.67556 | 0
LCP_Inputs_ON_Diverse_Howarth_2023_05_05 | 2030 | CH4 Import - WC 2030 | Import | Methane | MI | Dispatch-Import | EmissionsCost | 0 | [6 empty] | 0.67556 | 0
LCP_Inputs_ON_Diverse_Howarth_2023_05_05 | 2030 | CH4 Import - WC 2030 | Import | Methane | MI | Dispatch-Import | FuelCost | 0 | [6 empty] | 0.67556 | 0
LCP_Inputs_ON_Diverse_Howarth_2023_05_05 | 2030 | CH4 Import - WC 2030 | Import | Methane | MI | Dispatch-Import | VOM | 0 | [6 empty] | 0.67556 | 0
LCP_Inputs_ON_Diverse_Howarth_2023_05_05 | 2030 | CH4 Import - WC 2030 | Import | Methane | NY | Dispatch-Import | EmissionsCost | 0 | [6 empty] | 0.67556 | 0
LCP_Inputs_ON_Diverse_Howarth_2023_05_05 | 2030 | CH4 Import - WC 2030 | Import | Methane | NY | Dispatch-Import | FuelCost | 0 | [6 empty] | 0.67556 | 0
LCP_Inputs_ON_Diverse_Howarth_2023_05_05 | 2030 | CH4 Import - WC 2030 | Import | Methane | NY | Dispatch-Import | VOM | 0 | [6 empty] | 0.67556 | 0
LCP_Inputs_ON_Diverse_Howarth_2023_05_05 | 2030 | CH4 Import - WC 2030 | Import | Methane | ON | Dispatch-Import | EmissionsCost | 0 | [6 empty] | 0.67556 | 0
LCP_Inputs_ON_Diverse_Howarth_2023_05_05 | 2030 | CH4 Import - WC 2030 | Import | Methane | ON | Dispatch-Import | FuelCost | 0 | [6 empty] | 0.67556 | 0
LCP_Inputs_ON_Diverse_Howarth_2023_05_05 | 2030 | CH4 Import - WC 2030 | Import | Methane | ON | Dispatch-Import | VOM | 0 | [6 empty] | 0.67556 | 0
LCP_Inputs_ON_Diverse_Howarth_2023_05_05 | 2030 | CH4 Import - WC 2030 | Import | Methane | PJ | Dispatch-Import | EmissionsCost | 0 | [6 empty] | 0.67556 | 0
LCP_Inputs_ON_Diverse_Howarth_2023_05_05 | 2030 | CH4 Import - WC 2030 | Import | Methane | PJ | Dispatch-Import | FuelCost | 0 | [6 empty] | 0.67556 | 0
LCP_Inputs_ON_Diverse_Howarth_2023_05_05 | 2030 | CH4 Import - WC 2030 | Import | Methane | PJ | Dispatch-Import | VOM | 0 | [6 empty] | 0.67556 | 0
LCP_Inputs_ON_Diverse_Howarth_2023_05_05 | 2030 | CH4 Import - WC 2030 | Import | Methane | QC | Dispatch-Import | EmissionsCost | 0 | [6 empty] | 0.67556 | 0
LCP_Inputs_ON_Diverse_Howarth_2023_05_05 | 2030 | CH4 Import - WC 2030 | Import | Methane | QC | Dispatch-Import | FuelCost | 0 | [6 empty] | 0.67556 | 0
LCP_Inputs_ON_Diverse_Howarth_2023_05_05 | 2030 | CH4 Import - WC 2030 | Import | Methane | QC | Dispatch-Import | VOM | 0 | [6 empty] | 0.67556 | 0
LCP_Inputs_ON_Diverse_Howarth_2023_05_05 | 2030 | CH4 Import - WC 2030 | Import | Methane | WC | Dispatch-Import | EmissionsCost | 5196105971.5741 | [6 empty] | 0.67556 | 3510303011.8172
LCP_Inputs_ON_Diverse_Howarth_2023_05_05 | 2030 | CH4 Import - WC 2030 | Import | Methane | WC | Dispatch-Import | FuelCost | 2391110189.8838 | [6 empty] | 0.67556 | 1615348367.9997
LCP_Inputs_ON_Diverse_Howarth_2023_05_05 | 2030 | CH4 Import - WC 2030 | Import | Methane | WC | Dispatch-Import | VOM | 0 | [6 empty] | 0.67556 | 0
LCP_Inputs_ON_Diverse_Howarth_2023_05_05 | 2030 | CH4 Import - WC 2040 | Import | Methane | MI | Dispatch-Import | EmissionsCost | 0 | [6 empty] | 0.67556 | 0
LCP_Inputs_ON_Diverse_Howarth_2023_05_05 | 2030 | CH4 Import - WC 2040 | Import | Methane | MI | Dispatch-Import | FuelCost | 0 | [6 empty] | 0.67556 | 0
LCP_Inputs_ON_Diverse_Howarth_2023_05_05 | 2030 | CH4 Import - WC 2040 | Import | Methane | MI | Dispatch-Import | VOM | 0 | [6 empty] | 0.67556 | 0
LCP_Inputs_ON_Diverse_Howarth_2023_05_05 | 2030 | CH4 Import - WC 2040 | Import | Methane | NY | Dispatch-Import | EmissionsCost | 0 | [6 empty] | 0.67556 | 0
LCP_Inputs_ON_Diverse_Howarth_2023_05_05 | 2030 | CH4 Import - WC 2040 | Import | Methane | NY | Dispatch-Import | FuelCost | 0 | [6 empty] | 0.67556 | 0
LCP_Inputs_ON_Diverse_Howarth_2023_05_05 | 2030 | CH4 Import - WC 2040 | Import | Methane | NY | Dispatch-Import | VOM | 0 | [6 empty] | 0.67556 | 0
LCP_Inputs_ON_Diverse_Howarth_2023_05_05 | 2030 | CH4 Import - WC 2040 | Import | Methane | ON | Dispatch-Import | EmissionsCost | 0 | [6 empty] | 0.67556 | 0
LCP_Inputs_ON_Diverse_Howarth_2023_05_05 | 2030 | CH4 Import - WC 2040 | Import | Methane | ON | Dispatch-Import | FuelCost | 0 | [6 empty] | 0.67556 | 0
LCP_Inputs_ON_Diverse_Howarth_2023_05_05 | 2030 | CH4 Import - WC 2040 | Import | Methane | ON | Dispatch-Import | VOM | 0 | [6 empty] | 0.67556 | 0
LCP_Inputs_ON_Diverse_Howarth_2023_05_05 | 2030 | CH4 Import - WC 2040 | Import | Methane | PJ | Dispatch-Import | EmissionsCost | 0 | [6 empty] | 0.67556 | 0
LCP_Inputs_ON_Diverse_Howarth_2023_05_05 | 2030 | CH4 Import - WC 2040 | Import | Methane | PJ | Dispatch-Import | FuelCost | 0 | [6 empty] | 0.67556 | 0
LCP_Inputs_ON_Diverse_Howarth_2023_05_05 | 2030 | CH4 Import - WC 2040 | Import | Methane | PJ | Dispatch-Import | VOM | 0 | [6 empty] | 0.67556 | 0
LCP_Inputs_ON_Diverse_Howarth_2023_05_05 | 2030 | CH4 Import - WC 2040 | Import | Methane | QC | Dispatch-Import | EmissionsCost | 0 | [6 empty] | 0.67556 | 0
LCP_Inputs_ON_Diverse_Howarth_2023_05_05 | 2030 | CH4 Import - WC 2040 | Import | Methane | QC | Dispatch-Import | FuelCost | 0 | [6 empty] | 0.67556 | 0
LCP_Inputs_ON_Diverse_Howarth_2023_05_05 | 2030 | CH4 Import - WC 2040 | Import | Methane | QC | Dispatch-Import | VOM | 0 | [6 empty] | 0.67556 | 0
LCP_Inputs_ON_Diverse_Howarth_2023_05_05 | 2030 | CH4 Import - WC 2040 | Import | Methane | WC | Dispatch-Import | EmissionsCost | 0 | [6 empty] | 0.67556 | 0
LCP_Inputs_ON_Diverse_Howarth_2023_05_05 | 2030 | CH4 Import - WC 2040 | Import | Methane | WC | Dispatch-Import | FuelCost | 0 | [6 empty] | 0.67556 | 0
LCP_Inputs_ON_Diverse_Howarth_2023_05_05 | 2030 | CH4 Import - WC 2040 | Import | Methane | WC | Dispatch-Import | VOM | 0 | [6 empty] | 0.67556 | 0
LCP_Inputs_ON_Diverse_Howarth_2023_05_05 | 2030 | CH4 Import - WC 2050 | Import | Methane | MI | Dispatch-Import | EmissionsCost | 0 | [6 empty] | 0.67556 | 0
LCP_Inputs_ON_Diverse_Howarth_2023_05_05 | 2030 | CH4 Import - WC 2050 | Import | Methane | MI | Dispatch-Import | FuelCost | 0 | [6 empty] | 0.67556 | 0
LCP_Inputs_ON_Diverse_Howarth_2023_05_05 | 2030 | CH4 Import - WC 2050 | Import | Methane | MI | Dispatch-Import | VOM | 0 | [6 empty] | 0.67556 | 0
LCP_Inputs_ON_Diverse_Howarth_2023_05_05 | 2030 | CH4 Import - WC 2050 | Import | Methane | NY | Dispatch-Import | EmissionsCost | 0 | [6 empty] | 0.67556 | 0
LCP_Inputs_ON_Diverse_Howarth_2023_05_05 | 2030 | CH4 Import - WC 2050 | Import | Methane | NY | Dispatch-Import | FuelCost | 0 | [6 empty] | 0.67556 | 0
LCP_Inputs_ON_Diverse_Howarth_2023_05_05 | 2030 | CH4 Import - WC 2050 | Import | Methane | NY | Dispatch-Import | VOM | 0 | [6 empty] | 0.67556 | 0
LCP_Inputs_ON_Diverse_Howarth_2023_05_05 | 2030 | CH4 Import - WC 2050 | Import | Methane | ON | Dispatch-Import | EmissionsCost | 0 | [6 empty] | 0.67556 | 0
LCP_Inputs_ON_Diverse_Howarth_2023_05_05 | 2030 | CH4 Import - WC 2050 | Import | Methane | ON | Dispatch-Import | FuelCost | 0 | [6 empty] | 0.67556 | 0
LCP_Inputs_ON_Diverse_Howarth_2023_05_05 | 2030 | CH4 Import - WC 2050 | Import | Methane | ON | Dispatch-Import | VOM | 0 | [6 empty] | 0.67556 | 0
LCP_Inputs_ON_Diverse_Howarth_2023_05_05 | 2030 | CH4 Import - WC 2050 | Import | Methane | PJ | Dispatch-Import | EmissionsCost | 0 | [6 empty] | 0.67556 | 0
LCP_Inputs_ON_Diverse_Howarth_2023_05_05 | 2030 | CH4 Import - WC 2050 | Import | Methane | PJ | Dispatch-Import | FuelCost | 0 | [6 empty] | 0.67556 | 0
LCP_Inputs_ON_Diverse_Howarth_2023_05_05 | 2030 | CH4 Import - WC 2050 | Import | Methane | PJ | Dispatch-Import | VOM | 0 | [6 empty] | 0.67556 | 0
LCP_Inputs_ON_Diverse_Howarth_2023_05_05 | 2030 | CH4 Import - WC 2050 | Import | Methane | QC | Dispatch-Import | EmissionsCost | 0 | [6 empty] | 0.67556 | 0
LCP_Inputs_ON_Diverse_Howarth_2023_05_05 | 2030 | CH4 Import - WC 2050 | Import | Methane | QC | Dispatch-Import | FuelCost | 0 | [6 empty] | 0.67556 | 0
LCP_Inputs_ON_Diverse_Howarth_2023_05_05 | 2030 | CH4 Import - WC 2050 | Import | Methane | QC | Dispatch-Import | VOM | 0 | [6 empty] | 0.67556 | 0
LCP_Inputs_ON_Diverse_Howarth_2023_05_05 | 2030 | CH4 Import - WC 2050 | Import | Methane | WC | Dispatch-Import | EmissionsCost | 0 | [6 empty] | 0.67556 | 0
LCP_Inputs_ON_Diverse_Howarth_2023_05_05 | 2030 | CH4 Import - WC 2050 | Import | Methane | WC | Dispatch-Import | FuelCost | 0 | [6 empty] | 0.67556 | 0
LCP_Inputs_ON_Diverse_Howarth_2023_05_05 | 2030 | CH4 Import - WC 2050 | Import | Methane | WC | Dispatch-Import | VOM | 0 | [6 empty] | 0.67556 | 0
LCP_Inputs_ON_Diverse_Howarth_2023_05_05 | 2030 | CH4 Salt Cavern Storage - ON | Storage | Methane | MI | Dispatch-Storage | EmissionsCost | 0 | [6 empty] | 0.67556 | 0
LCP_Inputs_ON_Diverse_Howarth_2023_05_05 | 2030 | CH4 Salt Cavern Storage - ON | Storage | Methane | MI | Dispatch-Storage | FuelCost | 0 | [6 empty] | 0.67556 | 0
LCP_Inputs_ON_Diverse_Howarth_2023_05_05 | 2030 | CH4 Salt Cavern Storage - ON | Storage | Methane | MI | Dispatch-Storage | VOM | 0 | [6 empty] | 0.67556 | 0
LCP_Inputs_ON_Diverse_Howarth_2023_05_05 | 2030 | CH4 Salt Cavern Storage - ON | Storage | Methane | NY | Dispatch-Storage | EmissionsCost | 0 | [6 empty] | 0.67556 | 0
LCP_Inputs_ON_Diverse_Howarth_2023_05_05 | 2030 | CH4 Salt Cavern Storage - ON | Storage | Methane | NY | Dispatch-Storage | FuelCost | 0 | [6 empty] | 0.67556 | 0
LCP_Inputs_ON_Diverse_Howarth_2023_05_05 | 2030 | CH4 Salt Cavern Storage - ON | Storage | Methane | NY | Dispatch-Storage | VOM | 0 | [6 empty] | 0.67556 | 0
LCP_Inputs_ON_Diverse_Howarth_2023_05_05 | 2030 | CH4 Salt Cavern Storage - ON | Storage | Methane | ON | Dispatch-Storage | EmissionsCost | 0 | [6 empty] | 0.67556 | 0
LCP_Inputs_ON_Diverse_Howarth_2023_05_05 | 2030 | CH4 Salt Cavern Storage - ON | Storage | Methane | ON | Dispatch-Storage | FuelCost | 0 | [6 empty] | 0.67556 | 0
LCP_Inputs_ON_Diverse_Howarth_2023_05_05 | 2030 | CH4 Salt Cavern Storage - ON | Storage | Methane | ON | Dispatch-Storage | VOM | 0 | [6 empty] | 0.67556 | 0
LCP_Inputs_ON_Diverse_Howarth_2023_05_05 | 2030 | CH4 Salt Cavern Storage - ON | Storage | Methane | PJ | Dispatch-Storage | EmissionsCost | 0 | [6 empty] | 0.67556 | 0
LCP_Inputs_ON_Diverse_Howarth_2023_05_05 | 2030 | CH4 Salt Cavern Storage - ON | Storage | Methane | PJ | Dispatch-Storage | FuelCost | 0 | [6 empty] | 0.67556 | 0
LCP_Inputs_ON_Diverse_Howarth_2023_05_05 | 2030 | CH4 Salt Cavern Storage - ON | Storage | Methane | PJ | Dispatch-Storage | VOM | 0 | [6 empty] | 0.67556 | 0
LCP_Inputs_ON_Diverse_Howarth_2023_05_05 | 2030 | CH4 Salt Cavern Storage - ON | Storage | Methane | QC | Dispatch-Storage | EmissionsCost | 0 | [6 empty] | 0.67556 | 0
LCP_Inputs_ON_Diverse_Howarth_2023_05_05 | 2030 | CH4 Salt Cavern Storage - ON | Storage | Methane | QC | Dispatch-Storage | FuelCost | 0 | [6 empty] | 0.67556 | 0
LCP_Inputs_ON_Diverse_Howarth_2023_05_05 | 2030 | CH4 Salt Cavern Storage - ON | Storage | Methane | QC | Dispatch-Storage | VOM | 0 | [6 empty] | 0.67556 | 0
LCP_Inputs_ON_Diverse_Howarth_2023_05_05 | 2030 | CH4 Salt Cavern Storage - ON | Storage | Methane | WC | Dispatch-Storage | EmissionsCost | 0 | [6 empty] | 0.67556 | 0
LCP_Inputs_ON_Diverse_Howarth_2023_05_05 | 2030 | CH4 Salt Cavern Storage - ON | Storage | Methane | WC | Dispatch-Storage | FuelCost | 0 | [6 empty] | 0.67556 | 0
LCP_Inputs_ON_Diverse_Howarth_2023_05_05 | 2030 | CH4 Salt Cavern Storage - ON | Storage | Methane | WC | Dispatch-Storage | VOM | 0 | [6 empty] | 0.67556 | 0
LCP_Inputs_ON_Diverse_Howarth_2023_05_05 | 2030 | Electrolyser 2020/2030 | Crossload | Hydrogen | MI | Dispatch-Crossload | EmissionsCost | 0 | [6 empty] | 0.67556 | 0
LCP_Inputs_ON_Diverse_Howarth_2023_05_05 | 2030 | Electrolyser 2020/2030 | Crossload | Hydrogen | MI | Dispatch-Crossload | FuelCost | 0 | [6 empty] | 0.67556 | 0
LCP_Inputs_ON_Diverse_Howarth_2023_05_05 | 2030 | Electrolyser 2020/2030 | Crossload | Hydrogen | MI | Dispatch-Crossload | VOM | 0 | [6 empty] | 0.67556 | 0
LCP_Inputs_ON_Diverse_Howarth_2023_05_05 | 2030 | Electrolyser 2020/2030 | Crossload | Hydrogen | NY | Dispatch-Crossload | EmissionsCost | 0 | [6 empty] | 0.67556 | 0
LCP_Inputs_ON_Diverse_Howarth_2023_05_05 | 2030 | Electrolyser 2020/2030 | Crossload | Hydrogen | NY | Dispatch-Crossload | FuelCost | 0 | [6 empty] | 0.67556 | 0
LCP_Inputs_ON_Diverse_Howarth_2023_05_05 | 2030 | Electrolyser 2020/2030 | Crossload | Hydrogen | NY | Dispatch-Crossload | VOM | 0 | [6 empty] | 0.67556 | 0
LCP_Inputs_ON_Diverse_Howarth_2023_05_05 | 2030 | Electrolyser 2020/2030 | Crossload | Hydrogen | ON | Dispatch-Crossload | EmissionsCost | 0 | [6 empty] | 0.67556 | 0
LCP_Inputs_ON_Diverse_Howarth_2023_05_05 | 2030 | Electrolyser 2020/2030 | Crossload | Hydrogen | ON | Dispatch-Crossload | FuelCost | 0 | [6 empty] | 0.67556 | 0
LCP_Inputs_ON_Diverse_Howarth_2023_05_05 | 2030 | Electrolyser 2020/2030 | Crossload | Hydrogen | ON | Dispatch-Crossload | VOM | 0 | [6 empty] | 0.67556 | 0
LCP_Inputs_ON_Diverse_Howarth_2023_05_05 | 2030 | Electrolyser 2020/2030 | Crossload | Hydrogen | PJ | Dispatch-Crossload | EmissionsCost | 0 | [6 empty] | 0.67556 | 0
LCP_Inputs_ON_Diverse_Howarth_2023_05_05 | 2030 | Electrolyser 2020/2030 | Crossload | Hydrogen | PJ | Dispatch-Crossload | FuelCost | 0 | [6 empty] | 0.67556 | 0
LCP_Inputs_ON_Diverse_Howarth_2023_05_05 | 2030 | Electrolyser 2020/2030 | Crossload | Hydrogen | PJ | Dispatch-Crossload | VOM | 0 | [6 empty] | 0.67556 | 0
LCP_Inputs_ON_Diverse_Howarth_2023_05_05 | 2030 | Electrolyser 2020/2030 | Crossload | Hydrogen | QC | Dispatch-Crossload | EmissionsCost | 0 | [6 empty] | 0.67556 | 0
LCP_Inputs_ON_Diverse_Howarth_2023_05_05 | 2030 | Electrolyser 2020/2030 | Crossload | Hydrogen | QC | Dispatch-Crossload | FuelCost | 0 | [6 empty] | 0.67556 | 0
LCP_Inputs_ON_Diverse_Howarth_2023_05_05 | 2030 | Electrolyser 2020/2030 | Crossload | Hydrogen | QC | Dispatch-Crossload | VOM | 0 | [6 empty] | 0.67556 | 0
LCP_Inputs_ON_Diverse_Howarth_2023_05_05 | 2030 | Electrolyser 2020/2030 | Crossload | Hydrogen | WC | Dispatch-Crossload | EmissionsCost | 0 | [6 empty] | 0.67556 | 0
LCP_Inputs_ON_Diverse_Howarth_2023_05_05 | 2030 | Electrolyser 2020/2030 | Crossload | Hydrogen | WC | Dispatch-Crossload | FuelCost | 0 | [6 empty] | 0.67556 | 0
LCP_Inputs_ON_Diverse_Howarth_2023_05_05 | 2030 | Electrolyser 2020/2030 | Crossload | Hydrogen | WC | Dispatch-Crossload | VOM | 0 | [6 empty] | 0.67556 | 0
LCP_Inputs_ON_Diverse_Howarth_2023_05_05 | 2030 | Electrolyser 2040 | Crossload | Hydrogen | MI | Dispatch-Crossload | EmissionsCost | 0 | [6 empty] | 0.67556 | 0
LCP_Inputs_ON_Diverse_Howarth_2023_05_05 | 2030 | Electrolyser 2040 | Crossload | Hydrogen | MI | Dispatch-Crossload | FuelCost | 0 | [6 empty] | 0.67556 | 0
LCP_Inputs_ON_Diverse_Howarth_2023_05_05 | 2030 | Electrolyser 2040 | Crossload | Hydrogen | MI | Dispatch-Crossload | VOM | 0 | [6 empty] | 0.67556 | 0
LCP_Inputs_ON_Diverse_Howarth_2023_05_05 | 2030 | Electrolyser 2040 | Crossload | Hydrogen | NY | Dispatch-Crossload | EmissionsCost | 0 | [6 empty] | 0.67556 | 0
LCP_Inputs_ON_Diverse_Howarth_2023_05_05 | 2030 | Electrolyser 2040 | Crossload | Hydrogen | NY | Dispatch-Crossload | FuelCost | 0 | [6 empty] | 0.67556 | 0
LCP_Inputs_ON_Diverse_Howarth_2023_05_05 | 2030 | Electrolyser 2040 | Crossload | Hydrogen | NY | Dispatch-Crossload | VOM | 0 | [6 empty] | 0.67556 | 0
LCP_Inputs_ON_Diverse_Howarth_2023_05_05 | 2030 | Electrolyser 2040 | Crossload | Hydrogen | ON | Dispatch-Crossload | EmissionsCost | 0 | [6 empty] | 0.67556 | 0
LCP_Inputs_ON_Diverse_Howarth_2023_05_05 | 2030 | Electrolyser 2040 | Crossload | Hydrogen | ON | Dispatch-Crossload | FuelCost | 0 | [6 empty] | 0.67556 | 0
LCP_Inputs_ON_Diverse_Howarth_2023_05_05 | 2030 | Electrolyser 2040 | Crossload | Hydrogen | ON | Dispatch-Crossload | VOM | 0 | [6 empty] | 0.67556 | 0
LCP_Inputs_ON_Diverse_Howarth_2023_05_05 | 2030 | Electrolyser 2040 | Crossload | Hydrogen | PJ | Dispatch-Crossload | EmissionsCost | 0 | [6 empty] | 0.67556 | 0
LCP_Inputs_ON_Diverse_Howarth_2023_05_05 | 2030 | Electrolyser 2040 | Crossload | Hydrogen | PJ | Dispatch-Crossload | FuelCost | 0 | [6 empty] | 0.67556 | 0
LCP_Inputs_ON_Diverse_Howarth_2023_05_05 | 2030 | Electrolyser 2040 | Crossload | Hydrogen | PJ | Dispatch-Crossload | VOM | 0 | [6 empty] | 0.67556 | 0
LCP_Inputs_ON_Diverse_Howarth_2023_05_05 | 2030 | Electrolyser 2040 | Crossload | Hydrogen | QC | Dispatch-Crossload | EmissionsCost | 0 | [6 empty] | 0.67556 | 0
LCP_Inputs_ON_Diverse_Howarth_2023_05_05 | 2030 | Electrolyser 2040 | Crossload | Hydrogen | QC | Dispatch-Crossload | FuelCost | 0 | [6 empty] | 0.67556 | 0
LCP_Inputs_ON_Diverse_Howarth_2023_05_05 | 2030 | Electrolyser 2040 | Crossload | Hydrogen | QC | Dispatch-Crossload | VOM | 0 | [6 empty] | 0.67556 | 0
LCP_Inputs_ON_Diverse_Howarth_2023_05_05 | 2030 | Electrolyser 2040 | Crossload | Hydrogen | WC | Dispatch-Crossload | EmissionsCost | 0 | [6 empty] | 0.67556 | 0
LCP_Inputs_ON_Diverse_Howarth_2023_05_05 | 2030 | Electrolyser 2040 | Crossload | Hydrogen | WC | Dispatch-Crossload | FuelCost | 0 | [6 empty] | 0.67556 | 0
LCP_Inputs_ON_Diverse_Howarth_2023_05_05 | 2030 | Electrolyser 2040 | Crossload | Hydrogen | WC | Dispatch-Crossload | VOM | 0 | [6 empty] | 0.67556 | 0
LCP_Inputs_ON_Diverse_Howarth_2023_05_05 | 2030 | Electrolyser 2050 | Crossload | Hydrogen | MI | Dispatch-Crossload | EmissionsCost | 0 | [6 empty] | 0.67556 | 0
LCP_Inputs_ON_Diverse_Howarth_2023_05_05 | 2030 | Electrolyser 2050 | Crossload | Hydrogen | MI | Dispatch-Crossload | FuelCost | 0 | [6 empty] | 0.67556 | 0
LCP_Inputs_ON_Diverse_Howarth_2023_05_05 | 2030 | Electrolyser 2050 | Crossload | Hydrogen | MI | Dispatch-Crossload | VOM | 0 | [6 empty] | 0.67556 | 0
LCP_Inputs_ON_Diverse_Howarth_2023_05_05 | 2030 | Electrolyser 2050 | Crossload | Hydrogen | NY | Dispatch-Crossload | EmissionsCost | 0 | [6 empty] | 0.67556 | 0
LCP_Inputs_ON_Diverse_Howarth_2023_05_05 | 2030 | Electrolyser 2050 | Crossload | Hydrogen | NY | Dispatch-Crossload | FuelCost | 0 | [6 empty] | 0.67556 | 0
LCP_Inputs_ON_Diverse_Howarth_2023_05_05 | 2030 | Electrolyser 2050 | Crossload | Hydrogen | NY | Dispatch-Crossload | VOM | 0 | [6 empty] | 0.67556 | 0
LCP_Inputs_ON_Diverse_Howarth_2023_05_05 | 2030 | Electrolyser 2050 | Crossload | Hydrogen | ON | Dispatch-Crossload | EmissionsCost | 0 | [6 empty] | 0.67556 | 0
LCP_Inputs_ON_Diverse_Howarth_2023_05_05 | 2030 | Electrolyser 2050 | Crossload | Hydrogen | ON | Dispatch-Crossload | FuelCost | 0 | [6 empty] | 0.67556 | 0
LCP_Inputs_ON_Diverse_Howarth_2023_05_05 | 2030 | Electrolyser 2050 | Crossload | Hydrogen | ON | Dispatch-Crossload | VOM | 0 | [6 empty] | 0.67556 | 0
LCP_Inputs_ON_Diverse_Howarth_2023_05_05 | 2030 | Electrolyser 2050 | Crossload | Hydrogen | PJ | Dispatch-Crossload | EmissionsCost | 0 | [6 empty] | 0.67556 | 0
LCP_Inputs_ON_Diverse_Howarth_2023_05_05 | 2030 | Electrolyser 2050 | Crossload | Hydrogen | PJ | Dispatch-Crossload | FuelCost | 0 | [6 empty] | 0.67556 | 0
LCP_Inputs_ON_Diverse_Howarth_2023_05_05 | 2030 | Electrolyser 2050 | Crossload | Hydrogen | PJ | Dispatch-Crossload | VOM | 0 | [6 empty] | 0.67556 | 0
LCP_Inputs_ON_Diverse_Howarth_2023_05_05 | 2030 | Electrolyser 2050 | Crossload | Hydrogen | QC | Dispatch-Crossload | EmissionsCost | 0 | [6 empty] | 0.67556 | 0
LCP_Inputs_ON_Diverse_Howarth_2023_05_05 | 2030 | Electrolyser 2050 | Crossload | Hydrogen | QC | Dispatch-Crossload | FuelCost | 0 | [6 empty] | 0.67556 | 0
LCP_Inputs_ON_Diverse_Howarth_2023_05_05 | 2030 | Electrolyser 2050 | Crossload | Hydrogen | QC | Dispatch-Crossload | VOM | 0 | [6 empty] | 0.67556 | 0
LCP_Inputs_ON_Diverse_Howarth_2023_05_05 | 2030 | Electrolyser 2050 | Crossload | Hydrogen | WC | Dispatch-Crossload | EmissionsCost | 0 | [6 empty] | 0.67556 | 0
LCP_Inputs_ON_Diverse_Howarth_2023_05_05 | 2030 | Electrolyser 2050 | Crossload | Hydrogen | WC | Dispatch-Crossload | FuelCost | 0 | [6 empty] | 0.67556 | 0
LCP_Inputs_ON_Diverse_Howarth_2023_05_05 | 2030 | Electrolyser 2050 | Crossload | Hydrogen | WC | Dispatch-Crossload | VOM | 0 | [6 empty] | 0.67556 | 0
LCP_Inputs_ON_Diverse_Howarth_2023_05_05 | 2030 | Fossil Fuel Thermal (Coal, Peat, Oil) | Generation | Electricity | MI | Dispatch-Generation | EmissionsCost | 0 | [6 empty] | 0.67556 | 0
LCP_Inputs_ON_Diverse_Howarth_2023_05_05 | 2030 | Fossil Fuel Thermal (Coal, Peat, Oil) | Generation | Electricity | MI | Dispatch-Generation | FuelCost | 0 | [6 empty] | 0.67556 | 0
LCP_Inputs_ON_Diverse_Howarth_2023_05_05 | 2030 | Fossil Fuel Thermal (Coal, Peat, Oil) | Generation | Electricity | MI | Dispatch-Generation | VOM | 0 | [6 empty] | 0.67556 | 0
LCP_Inputs_ON_Diverse_Howarth_2023_05_05 | 2030 | Fossil Fuel Thermal (Coal, Peat, Oil) | Generation | Electricity | NY | Dispatch-Generation | EmissionsCost | 0 | [6 empty] | 0.67556 | 0
LCP_Inputs_ON_Diverse_Howarth_2023_05_05 | 2030 | Fossil Fuel Thermal (Coal, Peat, Oil) | Generation | Electricity | NY | Dispatch-Generation | FuelCost | 0 | [6 empty] | 0.67556 | 0
LCP_Inputs_ON_Diverse_Howarth_2023_05_05 | 2030 | Fossil Fuel Thermal (Coal, Peat, Oil) | Generation | Electricity | NY | Dispatch-Generation | VOM | 0 | [6 empty] | 0.67556 | 0
LCP_Inputs_ON_Diverse_Howarth_2023_05_05 | 2030 | Fossil Fuel Thermal (Coal, Peat, Oil) | Generation | Electricity | ON | Dispatch-Generation | EmissionsCost | 0 | [6 empty] | 0.67556 | 0
LCP_Inputs_ON_Diverse_Howarth_2023_05_05 | 2030 | Fossil Fuel Thermal (Coal, Peat, Oil) | Generation | Electricity | ON | Dispatch-Generation | FuelCost | 0 | [6 empty] | 0.67556 | 0
LCP_Inputs_ON_Diverse_Howarth_2023_05_05 | 2030 | Fossil Fuel Thermal (Coal, Peat, Oil) | Generation | Electricity | ON | Dispatch-Generation | VOM | 0 | [6 empty] | 0.67556 | 0
LCP_Inputs_ON_Diverse_Howarth_2023_05_05 | 2030 | Fossil Fuel Thermal (Coal, Peat, Oil) | Generation | Electricity | PJ | Dispatch-Generation | EmissionsCost | 0 | [6 empty] | 0.67556 | 0
LCP_Inputs_ON_Diverse_Howarth_2023_05_05 | 2030 | Fossil Fuel Thermal (Coal, Peat, Oil) | Generation | Electricity | PJ | Dispatch-Generation | FuelCost | 0 | [6 empty] | 0.67556 | 0
LCP_Inputs_ON_Diverse_Howarth_2023_05_05 | 2030 | Fossil Fuel Thermal (Coal, Peat, Oil) | Generation | Electricity | PJ | Dispatch-Generation | VOM | 0 | [6 empty] | 0.67556 | 0
LCP_Inputs_ON_Diverse_Howarth_2023_05_05 | 2030 | Fossil Fuel Thermal (Coal, Peat, Oil) | Generation | Electricity | QC | Dispatch-Generation | EmissionsCost | 0 | [6 empty] | 0.67556 | 0
LCP_Inputs_ON_Diverse_Howarth_2023_05_05 | 2030 | Fossil Fuel Thermal (Coal, Peat, Oil) | Generation | Electricity | QC | Dispatch-Generation | FuelCost | 0 | [6 empty] | 0.67556 | 0
LCP_Inputs_ON_Diverse_Howarth_2023_05_05 | 2030 | Fossil Fuel Thermal (Coal, Peat, Oil) | Generation | Electricity | QC | Dispatch-Generation | VOM | 0 | [6 empty] | 0.67556 | 0
LCP_Inputs_ON_Diverse_Howarth_2023_05_05 | 2030 | Fossil Fuel Thermal (Coal, Peat, Oil) | Generation | Electricity | WC | Dispatch-Generation | EmissionsCost | 0 | [6 empty] | 0.67556 | 0
LCP_Inputs_ON_Diverse_Howarth_2023_05_05 | 2030 | Fossil Fuel Thermal (Coal, Peat, Oil) | Generation | Electricity | WC | Dispatch-Generation | FuelCost | 0 | [6 empty] | 0.67556 | 0
LCP_Inputs_ON_Diverse_Howarth_2023_05_05 | 2030 | Fossil Fuel Thermal (Coal, Peat, Oil) | Generation | Electricity | WC | Dispatch-Generation | VOM | 0 | [6 empty] | 0.67556 | 0
LCP_Inputs_ON_Diverse_Howarth_2023_05_05 | 2030 | Generic - Generator | Generation | Electricity | MI | Dispatch-Generation | EmissionsCost | 0 | [6 empty] | 0.67556 | 0
LCP_Inputs_ON_Diverse_Howarth_2023_05_05 | 2030 | Generic - Generator | Generation | Electricity | MI | Dispatch-Generation | FuelCost | 1839075380.8143 | [6 empty] | 0.67556 | 1242413431.0478
LCP_Inputs_ON_Diverse_Howarth_2023_05_05 | 2030 | Generic - Generator | Generation | Electricity | MI | Dispatch-Generation | VOM | 64222752.8074 | [6 empty] | 0.67556 | 43386590.62
LCP_Inputs_ON_Diverse_Howarth_2023_05_05 | 2030 | Generic - Generator | Generation | Electricity | NY | Dispatch-Generation | EmissionsCost | 0 | [6 empty] | 0.67556 | 0
LCP_Inputs_ON_Diverse_Howarth_2023_05_05 | 2030 | Generic - Generator | Generation | Electricity | NY | Dispatch-Generation | FuelCost | 809920213.6898 | [6 empty] | 0.67556 | 547153075.9766
LCP_Inputs_ON_Diverse_Howarth_2023_05_05 | 2030 | Generic - Generator | Generation | Electricity | NY | Dispatch-Generation | VOM | 28283400.5719 | [6 empty] | 0.67556 | 19107251.9989
LCP_Inputs_ON_Diverse_Howarth_2023_05_05 | 2030 | Generic - Generator | Generation | Electricity | ON | Dispatch-Generation | EmissionsCost | 0 | [6 empty] | 0.67556 | 0
LCP_Inputs_ON_Diverse_Howarth_2023_05_05 | 2030 | Generic - Generator | Generation | Electricity | ON | Dispatch-Generation | FuelCost | 0 | [6 empty] | 0.67556 | 0
LCP_Inputs_ON_Diverse_Howarth_2023_05_05 | 2030 | Generic - Generator | Generation | Electricity | ON | Dispatch-Generation | VOM | 0 | [6 empty] | 0.67556 | 0
LCP_Inputs_ON_Diverse_Howarth_2023_05_05 | 2030 | Generic - Generator | Generation | Electricity | PJ | Dispatch-Generation | EmissionsCost | 0 | [6 empty] | 0.67556 | 0
LCP_Inputs_ON_Diverse_Howarth_2023_05_05 | 2030 | Generic - Generator | Generation | Electricity | PJ | Dispatch-Generation | FuelCost | 7330430703.3579 | [6 empty] | 0.67556 | 4952176325.2491
LCP_Inputs_ON_Diverse_Howarth_2023_05_05 | 2030 | Generic - Generator | Generation | Electricity | PJ | Dispatch-Generation | VOM | 255987570.6808 | [6 empty] | 0.67556 | 172936030.4167
LCP_Inputs_ON_Diverse_Howarth_2023_05_05 | 2030 | Generic - Generator | Generation | Electricity | QC | Dispatch-Generation | EmissionsCost | 0 | [6 empty] | 0.67556 | 0
LCP_Inputs_ON_Diverse_Howarth_2023_05_05 | 2030 | Generic - Generator | Generation | Electricity | QC | Dispatch-Generation | FuelCost | 0 | [6 empty] | 0.67556 | 0
LCP_Inputs_ON_Diverse_Howarth_2023_05_05 | 2030 | Generic - Generator | Generation | Electricity | QC | Dispatch-Generation | VOM | 0 | [6 empty] | 0.67556 | 0
LCP_Inputs_ON_Diverse_Howarth_2023_05_05 | 2030 | Generic - Generator | Generation | Electricity | WC | Dispatch-Generation | EmissionsCost | 0 | [6 empty] | 0.67556 | 0
LCP_Inputs_ON_Diverse_Howarth_2023_05_05 | 2030 | Generic - Generator | Generation | Electricity | WC | Dispatch-Generation | FuelCost | 1737227.6587 | [6 empty] | 0.67556 | 1173608.7593
LCP_Inputs_ON_Diverse_Howarth_2023_05_05 | 2030 | Generic - Generator | Generation | Electricity | WC | Dispatch-Generation | VOM | 60666.1063 | [6 empty] | 0.67556 | 40983.8477
LCP_Inputs_ON_Diverse_Howarth_2023_05_05 | 2030 | H2 Import - QC | Import | Hydrogen | MI | Dispatch-Import | EmissionsCost | 0 | [6 empty] | 0.67556 | 0
LCP_Inputs_ON_Diverse_Howarth_2023_05_05 | 2030 | H2 Import - QC | Import | Hydrogen | MI | Dispatch-Import | FuelCost | 0 | [6 empty] | 0.67556 | 0
LCP_Inputs_ON_Diverse_Howarth_2023_05_05 | 2030 | H2 Import - QC | Import | Hydrogen | MI | Dispatch-Import | VOM | 0 | [6 empty] | 0.67556 | 0
LCP_Inputs_ON_Diverse_Howarth_2023_05_05 | 2030 | H2 Import - QC | Import | Hydrogen | NY | Dispatch-Import | EmissionsCost | 0 | [6 empty] | 0.67556 | 0
LCP_Inputs_ON_Diverse_Howarth_2023_05_05 | 2030 | H2 Import - QC | Import | Hydrogen | NY | Dispatch-Import | FuelCost | 0 | [6 empty] | 0.67556 | 0
LCP_Inputs_ON_Diverse_Howarth_2023_05_05 | 2030 | H2 Import - QC | Import | Hydrogen | NY | Dispatch-Import | VOM | 0 | [6 empty] | 0.67556 | 0
LCP_Inputs_ON_Diverse_Howarth_2023_05_05 | 2030 | H2 Import - QC | Import | Hydrogen | ON | Dispatch-Import | EmissionsCost | 0 | [6 empty] | 0.67556 | 0
LCP_Inputs_ON_Diverse_Howarth_2023_05_05 | 2030 | H2 Import - QC | Import | Hydrogen | ON | Dispatch-Import | FuelCost | 0 | [6 empty] | 0.67556 | 0
LCP_Inputs_ON_Diverse_Howarth_2023_05_05 | 2030 | H2 Import - QC | Import | Hydrogen | ON | Dispatch-Import | VOM | 0 | [6 empty] | 0.67556 | 0
LCP_Inputs_ON_Diverse_Howarth_2023_05_05 | 2030 | H2 Import - QC | Import | Hydrogen | PJ | Dispatch-Import | EmissionsCost | 0 | [6 empty] | 0.67556 | 0
LCP_Inputs_ON_Diverse_Howarth_2023_05_05 | 2030 | H2 Import - QC | Import | Hydrogen | PJ | Dispatch-Import | FuelCost | 0 | [6 empty] | 0.67556 | 0
LCP_Inputs_ON_Diverse_Howarth_2023_05_05 | 2030 | H2 Import - QC | Import | Hydrogen | PJ | Dispatch-Import | VOM | 0 | [6 empty] | 0.67556 | 0
LCP_Inputs_ON_Diverse_Howarth_2023_05_05 | 2030 | H2 Import - QC | Import | Hydrogen | QC | Dispatch-Import | EmissionsCost | 0 | [6 empty] | 0.67556 | 0
LCP_Inputs_ON_Diverse_Howarth_2023_05_05 | 2030 | H2 Import - QC | Import | Hydrogen | QC | Dispatch-Import | FuelCost | 0 | [6 empty] | 0.67556 | 0
LCP_Inputs_ON_Diverse_Howarth_2023_05_05 | 2030 | H2 Import - QC | Import | Hydrogen | QC | Dispatch-Import | VOM | 0 | [6 empty] | 0.67556 | 0
LCP_Inputs_ON_Diverse_Howarth_2023_05_05 | 2030 | H2 Import - QC | Import | Hydrogen | WC | Dispatch-Import | EmissionsCost | 0 | [6 empty] | 0.67556 | 0
LCP_Inputs_ON_Diverse_Howarth_2023_05_05 | 2030 | H2 Import - QC | Import | Hydrogen | WC | Dispatch-Import | FuelCost | 0 | [6 empty] | 0.67556 | 0
LCP_Inputs_ON_Diverse_Howarth_2023_05_05 | 2030 | H2 Import - QC | Import | Hydrogen | WC | Dispatch-Import | VOM | 0 | [6 empty] | 0.67556 | 0
LCP_Inputs_ON_Diverse_Howarth_2023_05_05 | 2030 | H2 Import - WC | Import | Hydrogen | MI | Dispatch-Import | EmissionsCost | 0 | [6 empty] | 0.67556 | 0
LCP_Inputs_ON_Diverse_Howarth_2023_05_05 | 2030 | H2 Import - WC | Import | Hydrogen | MI | Dispatch-Import | FuelCost | 0 | [6 empty] | 0.67556 | 0
LCP_Inputs_ON_Diverse_Howarth_2023_05_05 | 2030 | H2 Import - WC | Import | Hydrogen | MI | Dispatch-Import | VOM | 0 | [6 empty] | 0.67556 | 0
LCP_Inputs_ON_Diverse_Howarth_2023_05_05 | 2030 | H2 Import - WC | Import | Hydrogen | NY | Dispatch-Import | EmissionsCost | 0 | [6 empty] | 0.67556 | 0
LCP_Inputs_ON_Diverse_Howarth_2023_05_05 | 2030 | H2 Import - WC | Import | Hydrogen | NY | Dispatch-Import | FuelCost | 0 | [6 empty] | 0.67556 | 0
LCP_Inputs_ON_Diverse_Howarth_2023_05_05 | 2030 | H2 Import - WC | Import | Hydrogen | NY | Dispatch-Import | VOM | 0 | [6 empty] | 0.67556 | 0
LCP_Inputs_ON_Diverse_Howarth_2023_05_05 | 2030 | H2 Import - WC | Import | Hydrogen | ON | Dispatch-Import | EmissionsCost | 0 | [6 empty] | 0.67556 | 0
LCP_Inputs_ON_Diverse_Howarth_2023_05_05 | 2030 | H2 Import - WC | Import | Hydrogen | ON | Dispatch-Import | FuelCost | 0 | [6 empty] | 0.67556 | 0
LCP_Inputs_ON_Diverse_Howarth_2023_05_05 | 2030 | H2 Import - WC | Import | Hydrogen | ON | Dispatch-Import | VOM | 0 | [6 empty] | 0.67556 | 0
LCP_Inputs_ON_Diverse_Howarth_2023_05_05 | 2030 | H2 Import - WC | Import | Hydrogen | PJ | Dispatch-Import | EmissionsCost | 0 | [6 empty] | 0.67556 | 0
LCP_Inputs_ON_Diverse_Howarth_2023_05_05 | 2030 | H2 Import - WC | Import | Hydrogen | PJ | Dispatch-Import | FuelCost | 0 | [6 empty] | 0.67556 | 0
LCP_Inputs_ON_Diverse_Howarth_2023_05_05 | 2030 | H2 Import - WC | Import | Hydrogen | PJ | Dispatch-Import | VOM | 0 | [6 empty] | 0.67556 | 0
LCP_Inputs_ON_Diverse_Howarth_2023_05_05 | 2030 | H2 Import - WC | Import | Hydrogen | QC | Dispatch-Import | EmissionsCost | 0 | [6 empty] | 0.67556 | 0
LCP_Inputs_ON_Diverse_Howarth_2023_05_05 | 2030 | H2 Import - WC | Import | Hydrogen | QC | Dispatch-Import | FuelCost | 0 | [6 empty] | 0.67556 | 0
LCP_Inputs_ON_Diverse_Howarth_2023_05_05 | 2030 | H2 Import - WC | Import | Hydrogen | QC | Dispatch-Import | VOM | 0 | [6 empty] | 0.67556 | 0
LCP_Inputs_ON_Diverse_Howarth_2023_05_05 | 2030 | H2 Import - WC | Import | Hydrogen | WC | Dispatch-Import | EmissionsCost | 0 | [6 empty] | 0.67556 | 0
LCP_Inputs_ON_Diverse_Howarth_2023_05_05 | 2030 | H2 Import - WC | Import | Hydrogen | WC | Dispatch-Import | FuelCost | 0 | [6 empty] | 0.67556 | 0
LCP_Inputs_ON_Diverse_Howarth_2023_05_05 | 2030 | H2 Import - WC | Import | Hydrogen | WC | Dispatch-Import | VOM | 0 | [6 empty] | 0.67556 | 0
LCP_Inputs_ON_Diverse_Howarth_2023_05_05 | 2030 | H2 Salt Cavern Storage - ON | Storage | Hydrogen | MI | Dispatch-Storage | EmissionsCost | 0 | [6 empty] | 0.67556 | 0
LCP_Inputs_ON_Diverse_Howarth_2023_05_05 | 2030 | H2 Salt Cavern Storage - ON | Storage | Hydrogen | MI | Dispatch-Storage | FuelCost | 0 | [6 empty] | 0.67556 | 0
LCP_Inputs_ON_Diverse_Howarth_2023_05_05 | 2030 | H2 Salt Cavern Storage - ON | Storage | Hydrogen | MI | Dispatch-Storage | VOM | 0 | [6 empty] | 0.67556 | 0
LCP_Inputs_ON_Diverse_Howarth_2023_05_05 | 2030 | H2 Salt Cavern Storage - ON | Storage | Hydrogen | NY | Dispatch-Storage | EmissionsCost | 0 | [6 empty] | 0.67556 | 0
LCP_Inputs_ON_Diverse_Howarth_2023_05_05 | 2030 | H2 Salt Cavern Storage - ON | Storage | Hydrogen | NY | Dispatch-Storage | FuelCost | 0 | [6 empty] | 0.67556 | 0
LCP_Inputs_ON_Diverse_Howarth_2023_05_05 | 2030 | H2 Salt Cavern Storage - ON | Storage | Hydrogen | NY | Dispatch-Storage | VOM | 0 | [6 empty] | 0.67556 | 0
LCP_Inputs_ON_Diverse_Howarth_2023_05_05 | 2030 | H2 Salt Cavern Storage - ON | Storage | Hydrogen | ON | Dispatch-Storage | EmissionsCost | 0 | [6 empty] | 0.67556 | 0
LCP_Inputs_ON_Diverse_Howarth_2023_05_05 | 2030 | H2 Salt Cavern Storage - ON | Storage | Hydrogen | ON | Dispatch-Storage | FuelCost | 0 | [6 empty] | 0.67556 | 0
LCP_Inputs_ON_Diverse_Howarth_2023_05_05 | 2030 | H2 Salt Cavern Storage - ON | Storage | Hydrogen | ON | Dispatch-Storage | VOM | 15321818.625 | [6 empty] | 0.67556 | 10350871.6643
LCP_Inputs_ON_Diverse_Howarth_2023_05_05 | 2030 | H2 Salt Cavern Storage - ON | Storage | Hydrogen | PJ | Dispatch-Storage | EmissionsCost | 0 | [6 empty] | 0.67556 | 0
LCP_Inputs_ON_Diverse_Howarth_2023_05_05 | 2030 | H2 Salt Cavern Storage - ON | Storage | Hydrogen | PJ | Dispatch-Storage | FuelCost | 0 | [6 empty] | 0.67556 | 0
LCP_Inputs_ON_Diverse_Howarth_2023_05_05 | 2030 | H2 Salt Cavern Storage - ON | Storage | Hydrogen | PJ | Dispatch-Storage | VOM | 0 | [6 empty] | 0.67556 | 0
LCP_Inputs_ON_Diverse_Howarth_2023_05_05 | 2030 | H2 Salt Cavern Storage - ON | Storage | Hydrogen | QC | Dispatch-Storage | EmissionsCost | 0 | [6 empty] | 0.67556 | 0
LCP_Inputs_ON_Diverse_Howarth_2023_05_05 | 2030 | H2 Salt Cavern Storage - ON | Storage | Hydrogen | QC | Dispatch-Storage | FuelCost | 0 | [6 empty] | 0.67556 | 0
LCP_Inputs_ON_Diverse_Howarth_2023_05_05 | 2030 | H2 Salt Cavern Storage - ON | Storage | Hydrogen | QC | Dispatch-Storage | VOM | 0 | [6 empty] | 0.67556 | 0
LCP_Inputs_ON_Diverse_Howarth_2023_05_05 | 2030 | H2 Salt Cavern Storage - ON | Storage | Hydrogen | WC | Dispatch-Storage | EmissionsCost | 0 | [6 empty] | 0.67556 | 0
LCP_Inputs_ON_Diverse_Howarth_2023_05_05 | 2030 | H2 Salt Cavern Storage - ON | Storage | Hydrogen | WC | Dispatch-Storage | FuelCost | 0 | [6 empty] | 0.67556 | 0
LCP_Inputs_ON_Diverse_Howarth_2023_05_05 | 2030 | H2 Salt Cavern Storage - ON | Storage | Hydrogen | WC | Dispatch-Storage | VOM | 0 | [6 empty] | 0.67556 | 0
LCP_Inputs_ON_Diverse_Howarth_2023_05_05 | 2030 | Hydro | Generation | Electricity | MI | Dispatch-Generation | EmissionsCost | 0 | [6 empty] | 0.67556 | 0
LCP_Inputs_ON_Diverse_Howarth_2023_05_05 | 2030 | Hydro | Generation | Electricity | MI | Dispatch-Generation | FuelCost | 0 | [6 empty] | 0.67556 | 0
LCP_Inputs_ON_Diverse_Howarth_2023_05_05 | 2030 | Hydro | Generation | Electricity | MI | Dispatch-Generation | VOM | 0 | [6 empty] | 0.67556 | 0
LCP_Inputs_ON_Diverse_Howarth_2023_05_05 | 2030 | Hydro | Generation | Electricity | NY | Dispatch-Generation | EmissionsCost | 0 | [6 empty] | 0.67556 | 0
LCP_Inputs_ON_Diverse_Howarth_2023_05_05 | 2030 | Hydro | Generation | Electricity | NY | Dispatch-Generation | FuelCost | 0 | [6 empty] | 0.67556 | 0
LCP_Inputs_ON_Diverse_Howarth_2023_05_05 | 2030 | Hydro | Generation | Electricity | NY | Dispatch-Generation | VOM | 0 | [6 empty] | 0.67556 | 0
LCP_Inputs_ON_Diverse_Howarth_2023_05_05 | 2030 | Hydro | Generation | Electricity | ON | Dispatch-Generation | EmissionsCost | 0 | [6 empty] | 0.67556 | 0
LCP_Inputs_ON_Diverse_Howarth_2023_05_05 | 2030 | Hydro | Generation | Electricity | ON | Dispatch-Generation | FuelCost | 0 | [6 empty] | 0.67556 | 0
LCP_Inputs_ON_Diverse_Howarth_2023_05_05 | 2030 | Hydro | Generation | Electricity | ON | Dispatch-Generation | VOM | 0 | [6 empty] | 0.67556 | 0
LCP_Inputs_ON_Diverse_Howarth_2023_05_05 | 2030 | Hydro | Generation | Electricity | PJ | Dispatch-Generation | EmissionsCost | 0 | [6 empty] | 0.67556 | 0
LCP_Inputs_ON_Diverse_Howarth_2023_05_05 | 2030 | Hydro | Generation | Electricity | PJ | Dispatch-Generation | FuelCost | 0 | [6 empty] | 0.67556 | 0
LCP_Inputs_ON_Diverse_Howarth_2023_05_05 | 2030 | Hydro | Generation | Electricity | PJ | Dispatch-Generation | VOM | 0 | [6 empty] | 0.67556 | 0
LCP_Inputs_ON_Diverse_Howarth_2023_05_05 | 2030 | Hydro | Generation | Electricity | QC | Dispatch-Generation | EmissionsCost | 0 | [6 empty] | 0.67556 | 0
LCP_Inputs_ON_Diverse_Howarth_2023_05_05 | 2030 | Hydro | Generation | Electricity | QC | Dispatch-Generation | FuelCost | 0 | [6 empty] | 0.67556 | 0
LCP_Inputs_ON_Diverse_Howarth_2023_05_05 | 2030 | Hydro | Generation | Electricity | QC | Dispatch-Generation | VOM | 0 | [6 empty] | 0.67556 | 0
LCP_Inputs_ON_Diverse_Howarth_2023_05_05 | 2030 | Hydro | Generation | Electricity | WC | Dispatch-Generation | EmissionsCost | 0 | [6 empty] | 0.67556 | 0
LCP_Inputs_ON_Diverse_Howarth_2023_05_05 | 2030 | Hydro | Generation | Electricity | WC | Dispatch-Generation | FuelCost | 0 | [6 empty] | 0.67556 | 0
LCP_Inputs_ON_Diverse_Howarth_2023_05_05 | 2030 | Hydro | Generation | Electricity | WC | Dispatch-Generation | VOM | 0 | [6 empty] | 0.67556 | 0
LCP_Inputs_ON_Diverse_Howarth_2023_05_05 | 2030 | Hydro Pumped Storage | Storage | Electricity | MI | Dispatch-Storage | EmissionsCost | 0 | [6 empty] | 0.67556 | 0
LCP_Inputs_ON_Diverse_Howarth_2023_05_05 | 2030 | Hydro Pumped Storage | Storage | Electricity | MI | Dispatch-Storage | FuelCost | 0 | [6 empty] | 0.67556 | 0
LCP_Inputs_ON_Diverse_Howarth_2023_05_05 | 2030 | Hydro Pumped Storage | Storage | Electricity | MI | Dispatch-Storage | VOM | 0 | [6 empty] | 0.67556 | 0
LCP_Inputs_ON_Diverse_Howarth_2023_05_05 | 2030 | Hydro Pumped Storage | Storage | Electricity | NY | Dispatch-Storage | EmissionsCost | 0 | [6 empty] | 0.67556 | 0
LCP_Inputs_ON_Diverse_Howarth_2023_05_05 | 2030 | Hydro Pumped Storage | Storage | Electricity | NY | Dispatch-Storage | FuelCost | 0 | [6 empty] | 0.67556 | 0
LCP_Inputs_ON_Diverse_Howarth_2023_05_05 | 2030 | Hydro Pumped Storage | Storage | Electricity | NY | Dispatch-Storage | VOM | 0 | [6 empty] | 0.67556 | 0
LCP_Inputs_ON_Diverse_Howarth_2023_05_05 | 2030 | Hydro Pumped Storage | Storage | Electricity | ON | Dispatch-Storage | EmissionsCost | 0 | [6 empty] | 0.67556 | 0
LCP_Inputs_ON_Diverse_Howarth_2023_05_05 | 2030 | Hydro Pumped Storage | Storage | Electricity | ON | Dispatch-Storage | FuelCost | 0 | [6 empty] | 0.67556 | 0
LCP_Inputs_ON_Diverse_Howarth_2023_05_05 | 2030 | Hydro Pumped Storage | Storage | Electricity | ON | Dispatch-Storage | VOM | 0 | [6 empty] | 0.67556 | 0
LCP_Inputs_ON_Diverse_Howarth_2023_05_05 | 2030 | Hydro Pumped Storage | Storage | Electricity | PJ | Dispatch-Storage | EmissionsCost | 0 | [6 empty] | 0.67556 | 0
LCP_Inputs_ON_Diverse_Howarth_2023_05_05 | 2030 | Hydro Pumped Storage | Storage | Electricity | PJ | Dispatch-Storage | FuelCost | 0 | [6 empty] | 0.67556 | 0
LCP_Inputs_ON_Diverse_Howarth_2023_05_05 | 2030 | Hydro Pumped Storage | Storage | Electricity | PJ | Dispatch-Storage | VOM | 0 | [6 empty] | 0.67556 | 0
LCP_Inputs_ON_Diverse_Howarth_2023_05_05 | 2030 | Hydro Pumped Storage | Storage | Electricity | QC | Dispatch-Storage | EmissionsCost | 0 | [6 empty] | 0.67556 | 0
LCP_Inputs_ON_Diverse_Howarth_2023_05_05 | 2030 | Hydro Pumped Storage | Storage | Electricity | QC | Dispatch-Storage | FuelCost | 0 | [6 empty] | 0.67556 | 0
LCP_Inputs_ON_Diverse_Howarth_2023_05_05 | 2030 | Hydro Pumped Storage | Storage | Electricity | QC | Dispatch-Storage | VOM | 0 | [6 empty] | 0.67556 | 0
LCP_Inputs_ON_Diverse_Howarth_2023_05_05 | 2030 | Hydro Pumped Storage | Storage | Electricity | WC | Dispatch-Storage | EmissionsCost | 0 | [6 empty] | 0.67556 | 0
LCP_Inputs_ON_Diverse_Howarth_2023_05_05 | 2030 | Hydro Pumped Storage | Storage | Electricity | WC | Dispatch-Storage | FuelCost | 0 | [6 empty] | 0.67556 | 0
LCP_Inputs_ON_Diverse_Howarth_2023_05_05 | 2030 | Hydro Pumped Storage | Storage | Electricity | WC | Dispatch-Storage | VOM | 0 | [6 empty] | 0.67556 | 0
LCP_Inputs_ON_Diverse_Howarth_2023_05_05 | 2030 | Nuclear | Generation | Electricity | MI | Dispatch-Generation | EmissionsCost | 0 | [6 empty] | 0.67556 | 0
LCP_Inputs_ON_Diverse_Howarth_2023_05_05 | 2030 | Nuclear | Generation | Electricity | MI | Dispatch-Generation | FuelCost | 0 | [6 empty] | 0.67556 | 0
LCP_Inputs_ON_Diverse_Howarth_2023_05_05 | 2030 | Nuclear | Generation | Electricity | MI | Dispatch-Generation | VOM | 2762866296.96 | [6 empty] | 0.67556 | 1866493473.4826
LCP_Inputs_ON_Diverse_Howarth_2023_05_05 | 2030 | Nuclear | Generation | Electricity | NY | Dispatch-Generation | EmissionsCost | 0 | [6 empty] | 0.67556 | 0
LCP_Inputs_ON_Diverse_Howarth_2023_05_05 | 2030 | Nuclear | Generation | Electricity | NY | Dispatch-Generation | FuelCost | 0 | [6 empty] | 0.67556 | 0
LCP_Inputs_ON_Diverse_Howarth_2023_05_05 | 2030 | Nuclear | Generation | Electricity | NY | Dispatch-Generation | VOM | 2246155230.144 | [6 empty] | 0.67556 | 1517421991.106
LCP_Inputs_ON_Diverse_Howarth_2023_05_05 | 2030 | Nuclear | Generation | Electricity | ON | Dispatch-Generation | EmissionsCost | 0 | [6 empty] | 0.67556 | 0
LCP_Inputs_ON_Diverse_Howarth_2023_05_05 | 2030 | Nuclear | Generation | Electricity | ON | Dispatch-Generation | FuelCost | 0 | [6 empty] | 0.67556 | 0
LCP_Inputs_ON_Diverse_Howarth_2023_05_05 | 2030 | Nuclear | Generation | Electricity | ON | Dispatch-Generation | VOM | 7181421070.9787 | [6 empty] | 0.67556 | 4851510756.8038
LCP_Inputs_ON_Diverse_Howarth_2023_05_05 | 2030 | Nuclear | Generation | Electricity | PJ | Dispatch-Generation | EmissionsCost | 0 | [6 empty] | 0.67556 | 0
LCP_Inputs_ON_Diverse_Howarth_2023_05_05 | 2030 | Nuclear | Generation | Electricity | PJ | Dispatch-Generation | FuelCost | 0 | [6 empty] | 0.67556 | 0
LCP_Inputs_ON_Diverse_Howarth_2023_05_05 | 2030 | Nuclear | Generation | Electricity | PJ | Dispatch-Generation | VOM | 6401347648.6848 | [6 empty] | 0.67556 | 4324521103.6487
LCP_Inputs_ON_Diverse_Howarth_2023_05_05 | 2030 | Nuclear | Generation | Electricity | QC | Dispatch-Generation | EmissionsCost | 0 | [6 empty] | 0.67556 | 0
LCP_Inputs_ON_Diverse_Howarth_2023_05_05 | 2030 | Nuclear | Generation | Electricity | QC | Dispatch-Generation | FuelCost | 0 | [6 empty] | 0.67556 | 0
LCP_Inputs_ON_Diverse_Howarth_2023_05_05 | 2030 | Nuclear | Generation | Electricity | QC | Dispatch-Generation | VOM | 0 | [6 empty] | 0.67556 | 0
LCP_Inputs_ON_Diverse_Howarth_2023_05_05 | 2030 | Nuclear | Generation | Electricity | WC | Dispatch-Generation | EmissionsCost | 0 | [6 empty] | 0.67556 | 0
LCP_Inputs_ON_Diverse_Howarth_2023_05_05 | 2030 | Nuclear | Generation | Electricity | WC | Dispatch-Generation | FuelCost | 0 | [6 empty] | 0.67556 | 0
LCP_Inputs_ON_Diverse_Howarth_2023_05_05 | 2030 | Nuclear | Generation | Electricity | WC | Dispatch-Generation | VOM | 0 | [6 empty] | 0.67556 | 0
LCP_Inputs_ON_Diverse_Howarth_2023_05_05 | 2030 | Nuclear SMR | Generation | Electricity | MI | Dispatch-Generation | EmissionsCost | 0 | [6 empty] | 0.67556 | 0
LCP_Inputs_ON_Diverse_Howarth_2023_05_05 | 2030 | Nuclear SMR | Generation | Electricity | MI | Dispatch-Generation | FuelCost | 0 | [6 empty] | 0.67556 | 0
LCP_Inputs_ON_Diverse_Howarth_2023_05_05 | 2030 | Nuclear SMR | Generation | Electricity | MI | Dispatch-Generation | VOM | 0 | [6 empty] | 0.67556 | 0
LCP_Inputs_ON_Diverse_Howarth_2023_05_05 | 2030 | Nuclear SMR | Generation | Electricity | NY | Dispatch-Generation | EmissionsCost | 0 | [6 empty] | 0.67556 | 0
LCP_Inputs_ON_Diverse_Howarth_2023_05_05 | 2030 | Nuclear SMR | Generation | Electricity | NY | Dispatch-Generation | FuelCost | 0 | [6 empty] | 0.67556 | 0
LCP_Inputs_ON_Diverse_Howarth_2023_05_05 | 2030 | Nuclear SMR | Generation | Electricity | NY | Dispatch-Generation | VOM | 0 | [6 empty] | 0.67556 | 0
LCP_Inputs_ON_Diverse_Howarth_2023_05_05 | 2030 | Nuclear SMR | Generation | Electricity | ON | Dispatch-Generation | EmissionsCost | 0 | [6 empty] | 0.67556 | 0
LCP_Inputs_ON_Diverse_Howarth_2023_05_05 | 2030 | Nuclear SMR | Generation | Electricity | ON | Dispatch-Generation | FuelCost | 0 | [6 empty] | 0.67556 | 0
LCP_Inputs_ON_Diverse_Howarth_2023_05_05 | 2030 | Nuclear SMR | Generation | Electricity | ON | Dispatch-Generation | VOM | 19039640.4 | [6 empty] | 0.67556 | 12862498.8416
LCP_Inputs_ON_Diverse_Howarth_2023_05_05 | 2030 | Nuclear SMR | Generation | Electricity | PJ | Dispatch-Generation | EmissionsCost | 0 | [6 empty] | 0.67556 | 0
LCP_Inputs_ON_Diverse_Howarth_2023_05_05 | 2030 | Nuclear SMR | Generation | Electricity | PJ | Dispatch-Generation | FuelCost | 0 | [6 empty] | 0.67556 | 0
LCP_Inputs_ON_Diverse_Howarth_2023_05_05 | 2030 | Nuclear SMR | Generation | Electricity | PJ | Dispatch-Generation | VOM | 0 | [6 empty] | 0.67556 | 0
LCP_Inputs_ON_Diverse_Howarth_2023_05_05 | 2030 | Nuclear SMR | Generation | Electricity | QC | Dispatch-Generation | EmissionsCost | 0 | [6 empty] | 0.67556 | 0
LCP_Inputs_ON_Diverse_Howarth_2023_05_05 | 2030 | Nuclear SMR | Generation | Electricity | QC | Dispatch-Generation | FuelCost | 0 | [6 empty] | 0.67556 | 0
LCP_Inputs_ON_Diverse_Howarth_2023_05_05 | 2030 | Nuclear SMR | Generation | Electricity | QC | Dispatch-Generation | VOM | 0 | [6 empty] | 0.67556 | 0
LCP_Inputs_ON_Diverse_Howarth_2023_05_05 | 2030 | Nuclear SMR | Generation | Electricity | WC | Dispatch-Generation | EmissionsCost | 0 | [6 empty] | 0.67556 | 0
LCP_Inputs_ON_Diverse_Howarth_2023_05_05 | 2030 | Nuclear SMR | Generation | Electricity | WC | Dispatch-Generation | FuelCost | 0 | [6 empty] | 0.67556 | 0
LCP_Inputs_ON_Diverse_Howarth_2023_05_05 | 2030 | Nuclear SMR | Generation | Electricity | WC | Dispatch-Generation | VOM | 0 | [6 empty] | 0.67556 | 0
LCP_Inputs_ON_Diverse_Howarth_2023_05_05 | 2030 | O/CCGT - CH4 Existing | Crossload | Electricity | MI | Dispatch-Crossload | EmissionsCost | 0 | [6 empty] | 0.67556 | 0
LCP_Inputs_ON_Diverse_Howarth_2023_05_05 | 2030 | O/CCGT - CH4 Existing | Crossload | Electricity | MI | Dispatch-Crossload | FuelCost | 0 | [6 empty] | 0.67556 | 0
LCP_Inputs_ON_Diverse_Howarth_2023_05_05 | 2030 | O/CCGT - CH4 Existing | Crossload | Electricity | MI | Dispatch-Crossload | VOM | 0 | [6 empty] | 0.67556 | 0
LCP_Inputs_ON_Diverse_Howarth_2023_05_05 | 2030 | O/CCGT - CH4 Existing | Crossload | Electricity | NY | Dispatch-Crossload | EmissionsCost | 0 | [6 empty] | 0.67556 | 0
LCP_Inputs_ON_Diverse_Howarth_2023_05_05 | 2030 | O/CCGT - CH4 Existing | Crossload | Electricity | NY | Dispatch-Crossload | FuelCost | 0 | [6 empty] | 0.67556 | 0
LCP_Inputs_ON_Diverse_Howarth_2023_05_05 | 2030 | O/CCGT - CH4 Existing | Crossload | Electricity | NY | Dispatch-Crossload | VOM | 0 | [6 empty] | 0.67556 | 0
LCP_Inputs_ON_Diverse_Howarth_2023_05_05 | 2030 | O/CCGT - CH4 Existing | Crossload | Electricity | ON | Dispatch-Crossload | EmissionsCost | 5272408.1924 | [6 empty] | 0.67556 | 3561850.0582
LCP_Inputs_ON_Diverse_Howarth_2023_05_05 | 2030 | O/CCGT - CH4 Existing | Crossload | Electricity | ON | Dispatch-Crossload | FuelCost | 0 | [6 empty] | 0.67556 | 0
LCP_Inputs_ON_Diverse_Howarth_2023_05_05 | 2030 | O/CCGT - CH4 Existing | Crossload | Electricity | ON | Dispatch-Crossload | VOM | 324468.7806 | [6 empty] | 0.67556 | 219199.4821
LCP_Inputs_ON_Diverse_Howarth_2023_05_05 | 2030 | O/CCGT - CH4 Existing | Crossload | Electricity | PJ | Dispatch-Crossload | EmissionsCost | 0 | [6 empty] | 0.67556 | 0
LCP_Inputs_ON_Diverse_Howarth_2023_05_05 | 2030 | O/CCGT - CH4 Existing | Crossload | Electricity | PJ | Dispatch-Crossload | FuelCost | 0 | [6 empty] | 0.67556 | 0
LCP_Inputs_ON_Diverse_Howarth_2023_05_05 | 2030 | O/CCGT - CH4 Existing | Crossload | Electricity | PJ | Dispatch-Crossload | VOM | 0 | [6 empty] | 0.67556 | 0
LCP_Inputs_ON_Diverse_Howarth_2023_05_05 | 2030 | O/CCGT - CH4 Existing | Crossload | Electricity | QC | Dispatch-Crossload | EmissionsCost | 0 | [6 empty] | 0.67556 | 0
LCP_Inputs_ON_Diverse_Howarth_2023_05_05 | 2030 | O/CCGT - CH4 Existing | Crossload | Electricity | QC | Dispatch-Crossload | FuelCost | 0 | [6 empty] | 0.67556 | 0
LCP_Inputs_ON_Diverse_Howarth_2023_05_05 | 2030 | O/CCGT - CH4 Existing | Crossload | Electricity | QC | Dispatch-Crossload | VOM | 0 | [6 empty] | 0.67556 | 0
LCP_Inputs_ON_Diverse_Howarth_2023_05_05 | 2030 | O/CCGT - CH4 Existing | Crossload | Electricity | WC | Dispatch-Crossload | EmissionsCost | 0 | [6 empty] | 0.67556 | 0
LCP_Inputs_ON_Diverse_Howarth_2023_05_05 | 2030 | O/CCGT - CH4 Existing | Crossload | Electricity | WC | Dispatch-Crossload | FuelCost | 0 | [6 empty] | 0.67556 | 0
LCP_Inputs_ON_Diverse_Howarth_2023_05_05 | 2030 | O/CCGT - CH4 Existing | Crossload | Electricity | WC | Dispatch-Crossload | VOM | 0 | [6 empty] | 0.67556 | 0
LCP_Inputs_ON_Diverse_Howarth_2023_05_05 | 2030 | O/CCGT - CH4 New | Crossload | Electricity | MI | Dispatch-Crossload | EmissionsCost | 0 | [6 empty] | 0.67556 | 0
LCP_Inputs_ON_Diverse_Howarth_2023_05_05 | 2030 | O/CCGT - CH4 New | Crossload | Electricity | MI | Dispatch-Crossload | FuelCost | 0 | [6 empty] | 0.67556 | 0
LCP_Inputs_ON_Diverse_Howarth_2023_05_05 | 2030 | O/CCGT - CH4 New | Crossload | Electricity | MI | Dispatch-Crossload | VOM | 0 | [6 empty] | 0.67556 | 0
LCP_Inputs_ON_Diverse_Howarth_2023_05_05 | 2030 | O/CCGT - CH4 New | Crossload | Electricity | NY | Dispatch-Crossload | EmissionsCost | 0 | [6 empty] | 0.67556 | 0
LCP_Inputs_ON_Diverse_Howarth_2023_05_05 | 2030 | O/CCGT - CH4 New | Crossload | Electricity | NY | Dispatch-Crossload | FuelCost | 0 | [6 empty] | 0.67556 | 0
LCP_Inputs_ON_Diverse_Howarth_2023_05_05 | 2030 | O/CCGT - CH4 New | Crossload | Electricity | NY | Dispatch-Crossload | VOM | 0 | [6 empty] | 0.67556 | 0
LCP_Inputs_ON_Diverse_Howarth_2023_05_05 | 2030 | O/CCGT - CH4 New | Crossload | Electricity | ON | Dispatch-Crossload | EmissionsCost | 309829.331 | [6 empty] | 0.67556 | 209309.5945
LCP_Inputs_ON_Diverse_Howarth_2023_05_05 | 2030 | O/CCGT - CH4 New | Crossload | Electricity | ON | Dispatch-Crossload | FuelCost | 0 | [6 empty] | 0.67556 | 0
LCP_Inputs_ON_Diverse_Howarth_2023_05_05 | 2030 | O/CCGT - CH4 New | Crossload | Electricity | ON | Dispatch-Crossload | VOM | 19067.178 | [6 empty] | 0.67556 | 12881.1022
LCP_Inputs_ON_Diverse_Howarth_2023_05_05 | 2030 | O/CCGT - CH4 New | Crossload | Electricity | PJ | Dispatch-Crossload | EmissionsCost | 0 | [6 empty] | 0.67556 | 0
LCP_Inputs_ON_Diverse_Howarth_2023_05_05 | 2030 | O/CCGT - CH4 New | Crossload | Electricity | PJ | Dispatch-Crossload | FuelCost | 0 | [6 empty] | 0.67556 | 0
LCP_Inputs_ON_Diverse_Howarth_2023_05_05 | 2030 | O/CCGT - CH4 New | Crossload | Electricity | PJ | Dispatch-Crossload | VOM | 0 | [6 empty] | 0.67556 | 0
LCP_Inputs_ON_Diverse_Howarth_2023_05_05 | 2030 | O/CCGT - CH4 New | Crossload | Electricity | QC | Dispatch-Crossload | EmissionsCost | 0 | [6 empty] | 0.67556 | 0
LCP_Inputs_ON_Diverse_Howarth_2023_05_05 | 2030 | O/CCGT - CH4 New | Crossload | Electricity | QC | Dispatch-Crossload | FuelCost | 0 | [6 empty] | 0.67556 | 0
LCP_Inputs_ON_Diverse_Howarth_2023_05_05 | 2030 | O/CCGT - CH4 New | Crossload | Electricity | QC | Dispatch-Crossload | VOM | 0 | [6 empty] | 0.67556 | 0
LCP_Inputs_ON_Diverse_Howarth_2023_05_05 | 2030 | O/CCGT - CH4 New | Crossload | Electricity | WC | Dispatch-Crossload | EmissionsCost | 0 | [6 empty] | 0.67556 | 0
LCP_Inputs_ON_Diverse_Howarth_2023_05_05 | 2030 | O/CCGT - CH4 New | Crossload | Electricity | WC | Dispatch-Crossload | FuelCost | 0 | [6 empty] | 0.67556 | 0
LCP_Inputs_ON_Diverse_Howarth_2023_05_05 | 2030 | O/CCGT - CH4 New | Crossload | Electricity | WC | Dispatch-Crossload | VOM | 0 | [6 empty] | 0.67556 | 0
LCP_Inputs_ON_Diverse_Howarth_2023_05_05 | 2030 | O/CCGT - H2 New | Crossload | Electricity | MI | Dispatch-Crossload | EmissionsCost | 0 | [6 empty] | 0.67556 | 0
LCP_Inputs_ON_Diverse_Howarth_2023_05_05 | 2030 | O/CCGT - H2 New | Crossload | Electricity | MI | Dispatch-Crossload | FuelCost | 0 | [6 empty] | 0.67556 | 0
LCP_Inputs_ON_Diverse_Howarth_2023_05_05 | 2030 | O/CCGT - H2 New | Crossload | Electricity | MI | Dispatch-Crossload | VOM | 0 | [6 empty] | 0.67556 | 0
LCP_Inputs_ON_Diverse_Howarth_2023_05_05 | 2030 | O/CCGT - H2 New | Crossload | Electricity | NY | Dispatch-Crossload | EmissionsCost | 0 | [6 empty] | 0.67556 | 0
LCP_Inputs_ON_Diverse_Howarth_2023_05_05 | 2030 | O/CCGT - H2 New | Crossload | Electricity | NY | Dispatch-Crossload | FuelCost | 0 | [6 empty] | 0.67556 | 0
LCP_Inputs_ON_Diverse_Howarth_2023_05_05 | 2030 | O/CCGT - H2 New | Crossload | Electricity | NY | Dispatch-Crossload | VOM | 0 | [6 empty] | 0.67556 | 0
LCP_Inputs_ON_Diverse_Howarth_2023_05_05 | 2030 | O/CCGT - H2 New | Crossload | Electricity | ON | Dispatch-Crossload | EmissionsCost | 0 | [6 empty] | 0.67556 | 0
LCP_Inputs_ON_Diverse_Howarth_2023_05_05 | 2030 | O/CCGT - H2 New | Crossload | Electricity | ON | Dispatch-Crossload | FuelCost | 0 | [6 empty] | 0.67556 | 0
LCP_Inputs_ON_Diverse_Howarth_2023_05_05 | 2030 | O/CCGT - H2 New | Crossload | Electricity | ON | Dispatch-Crossload | VOM | 0 | [6 empty] | 0.67556 | 0
LCP_Inputs_ON_Diverse_Howarth_2023_05_05 | 2030 | O/CCGT - H2 New | Crossload | Electricity | PJ | Dispatch-Crossload | EmissionsCost | 0 | [6 empty] | 0.67556 | 0
LCP_Inputs_ON_Diverse_Howarth_2023_05_05 | 2030 | O/CCGT - H2 New | Crossload | Electricity | PJ | Dispatch-Crossload | FuelCost | 0 | [6 empty] | 0.67556 | 0
LCP_Inputs_ON_Diverse_Howarth_2023_05_05 | 2030 | O/CCGT - H2 New | Crossload | Electricity | PJ | Dispatch-Crossload | VOM | 0 | [6 empty] | 0.67556 | 0
LCP_Inputs_ON_Diverse_Howarth_2023_05_05 | 2030 | O/CCGT - H2 New | Crossload | Electricity | QC | Dispatch-Crossload | EmissionsCost | 0 | [6 empty] | 0.67556 | 0
LCP_Inputs_ON_Diverse_Howarth_2023_05_05 | 2030 | O/CCGT - H2 New | Crossload | Electricity | QC | Dispatch-Crossload | FuelCost | 0 | [6 empty] | 0.67556 | 0
LCP_Inputs_ON_Diverse_Howarth_2023_05_05 | 2030 | O/CCGT - H2 New | Crossload | Electricity | QC | Dispatch-Crossload | VOM | 0 | [6 empty] | 0.67556 | 0
LCP_Inputs_ON_Diverse_Howarth_2023_05_05 | 2030 | O/CCGT - H2 New | Crossload | Electricity | WC | Dispatch-Crossload | EmissionsCost | 0 | [6 empty] | 0.67556 | 0
LCP_Inputs_ON_Diverse_Howarth_2023_05_05 | 2030 | O/CCGT - H2 New | Crossload | Electricity | WC | Dispatch-Crossload | FuelCost | 0 | [6 empty] | 0.67556 | 0
LCP_Inputs_ON_Diverse_Howarth_2023_05_05 | 2030 | O/CCGT - H2 New | Crossload | Electricity | WC | Dispatch-Crossload | VOM | 0 | [6 empty] | 0.67556 | 0
LCP_Inputs_ON_Diverse_Howarth_2023_05_05 | 2030 | SMR CCS | Generation | Hydrogen | MI | Dispatch-Generation | EmissionsCost | 0 | [6 empty] | 0.67556 | 0
LCP_Inputs_ON_Diverse_Howarth_2023_05_05 | 2030 | SMR CCS | Generation | Hydrogen | MI | Dispatch-Generation | FuelCost | 0 | [6 empty] | 0.67556 | 0
LCP_Inputs_ON_Diverse_Howarth_2023_05_05 | 2030 | SMR CCS | Generation | Hydrogen | MI | Dispatch-Generation | VOM | 0 | [6 empty] | 0.67556 | 0
LCP_Inputs_ON_Diverse_Howarth_2023_05_05 | 2030 | SMR CCS | Generation | Hydrogen | NY | Dispatch-Generation | EmissionsCost | 0 | [6 empty] | 0.67556 | 0
LCP_Inputs_ON_Diverse_Howarth_2023_05_05 | 2030 | SMR CCS | Generation | Hydrogen | NY | Dispatch-Generation | FuelCost | 0 | [6 empty] | 0.67556 | 0
LCP_Inputs_ON_Diverse_Howarth_2023_05_05 | 2030 | SMR CCS | Generation | Hydrogen | NY | Dispatch-Generation | VOM | 0 | [6 empty] | 0.67556 | 0
LCP_Inputs_ON_Diverse_Howarth_2023_05_05 | 2030 | SMR CCS | Generation | Hydrogen | ON | Dispatch-Generation | EmissionsCost | 738580417.6146 | [6 empty] | 0.67556 | 498958465.9368
LCP_Inputs_ON_Diverse_Howarth_2023_05_05 | 2030 | SMR CCS | Generation | Hydrogen | ON | Dispatch-Generation | FuelCost | 492910088.0425 | [6 empty] | 0.67556 | 332992393.9343
LCP_Inputs_ON_Diverse_Howarth_2023_05_05 | 2030 | SMR CCS | Generation | Hydrogen | ON | Dispatch-Generation | VOM | 0 | [6 empty] | 0.67556 | 0
LCP_Inputs_ON_Diverse_Howarth_2023_05_05 | 2030 | SMR CCS | Generation | Hydrogen | PJ | Dispatch-Generation | EmissionsCost | 0 | [6 empty] | 0.67556 | 0
LCP_Inputs_ON_Diverse_Howarth_2023_05_05 | 2030 | SMR CCS | Generation | Hydrogen | PJ | Dispatch-Generation | FuelCost | 0 | [6 empty] | 0.67556 | 0
LCP_Inputs_ON_Diverse_Howarth_2023_05_05 | 2030 | SMR CCS | Generation | Hydrogen | PJ | Dispatch-Generation | VOM | 0 | [6 empty] | 0.67556 | 0
LCP_Inputs_ON_Diverse_Howarth_2023_05_05 | 2030 | SMR CCS | Generation | Hydrogen | QC | Dispatch-Generation | EmissionsCost | 0 | [6 empty] | 0.67556 | 0
LCP_Inputs_ON_Diverse_Howarth_2023_05_05 | 2030 | SMR CCS | Generation | Hydrogen | QC | Dispatch-Generation | FuelCost | 0 | [6 empty] | 0.67556 | 0
LCP_Inputs_ON_Diverse_Howarth_2023_05_05 | 2030 | SMR CCS | Generation | Hydrogen | QC | Dispatch-Generation | VOM | 0 | [6 empty] | 0.67556 | 0
LCP_Inputs_ON_Diverse_Howarth_2023_05_05 | 2030 | SMR CCS | Generation | Hydrogen | WC | Dispatch-Generation | EmissionsCost | 0 | [6 empty] | 0.67556 | 0
LCP_Inputs_ON_Diverse_Howarth_2023_05_05 | 2030 | SMR CCS | Generation | Hydrogen | WC | Dispatch-Generation | FuelCost | 0 | [6 empty] | 0.67556 | 0
LCP_Inputs_ON_Diverse_Howarth_2023_05_05 | 2030 | SMR CCS | Generation | Hydrogen | WC | Dispatch-Generation | VOM | 0 | [6 empty] | 0.67556 | 0
LCP_Inputs_ON_Diverse_Howarth_2023_05_05 | 2030 | Solar PV | Generation | Electricity | MI | Dispatch-Generation | EmissionsCost | 0 | [6 empty] | 0.67556 | 0
LCP_Inputs_ON_Diverse_Howarth_2023_05_05 | 2030 | Solar PV | Generation | Electricity | MI | Dispatch-Generation | FuelCost | 0 | [6 empty] | 0.67556 | 0
LCP_Inputs_ON_Diverse_Howarth_2023_05_05 | 2030 | Solar PV | Generation | Electricity | MI | Dispatch-Generation | VOM | 0 | [6 empty] | 0.67556 | 0
LCP_Inputs_ON_Diverse_Howarth_2023_05_05 | 2030 | Solar PV | Generation | Electricity | NY | Dispatch-Generation | EmissionsCost | 0 | [6 empty] | 0.67556 | 0
LCP_Inputs_ON_Diverse_Howarth_2023_05_05 | 2030 | Solar PV | Generation | Electricity | NY | Dispatch-Generation | FuelCost | 0 | [6 empty] | 0.67556 | 0
LCP_Inputs_ON_Diverse_Howarth_2023_05_05 | 2030 | Solar PV | Generation | Electricity | NY | Dispatch-Generation | VOM | 0 | [6 empty] | 0.67556 | 0
LCP_Inputs_ON_Diverse_Howarth_2023_05_05 | 2030 | Solar PV | Generation | Electricity | ON | Dispatch-Generation | EmissionsCost | 0 | [6 empty] | 0.67556 | 0
LCP_Inputs_ON_Diverse_Howarth_2023_05_05 | 2030 | Solar PV | Generation | Electricity | ON | Dispatch-Generation | FuelCost | 0 | [6 empty] | 0.67556 | 0
LCP_Inputs_ON_Diverse_Howarth_2023_05_05 | 2030 | Solar PV | Generation | Electricity | ON | Dispatch-Generation | VOM | 0 | [6 empty] | 0.67556 | 0
LCP_Inputs_ON_Diverse_Howarth_2023_05_05 | 2030 | Solar PV | Generation | Electricity | PJ | Dispatch-Generation | EmissionsCost | 0 | [6 empty] | 0.67556 | 0
LCP_Inputs_ON_Diverse_Howarth_2023_05_05 | 2030 | Solar PV | Generation | Electricity | PJ | Dispatch-Generation | FuelCost | 0 | [6 empty] | 0.67556 | 0
LCP_Inputs_ON_Diverse_Howarth_2023_05_05 | 2030 | Solar PV | Generation | Electricity | PJ | Dispatch-Generation | VOM | 0 | [6 empty] | 0.67556 | 0
LCP_Inputs_ON_Diverse_Howarth_2023_05_05 | 2030 | Solar PV | Generation | Electricity | QC | Dispatch-Generation | EmissionsCost | 0 | [6 empty] | 0.67556 | 0
LCP_Inputs_ON_Diverse_Howarth_2023_05_05 | 2030 | Solar PV | Generation | Electricity | QC | Dispatch-Generation | FuelCost | 0 | [6 empty] | 0.67556 | 0
LCP_Inputs_ON_Diverse_Howarth_2023_05_05 | 2030 | Solar PV | Generation | Electricity | QC | Dispatch-Generation | VOM | 0 | [6 empty] | 0.67556 | 0
LCP_Inputs_ON_Diverse_Howarth_2023_05_05 | 2030 | Solar PV | Generation | Electricity | WC | Dispatch-Generation | EmissionsCost | 0 | [6 empty] | 0.67556 | 0
LCP_Inputs_ON_Diverse_Howarth_2023_05_05 | 2030 | Solar PV | Generation | Electricity | WC | Dispatch-Generation | FuelCost | 0 | [6 empty] | 0.67556 | 0
LCP_Inputs_ON_Diverse_Howarth_2023_05_05 | 2030 | Solar PV | Generation | Electricity | WC | Dispatch-Generation | VOM | 0 | [6 empty] | 0.67556 | 0
LCP_Inputs_ON_Diverse_Howarth_2023_05_05 | 2030 | Wind Offshore | Generation | Electricity | MI | Dispatch-Generation | EmissionsCost | 0 | [6 empty] | 0.67556 | 0
LCP_Inputs_ON_Diverse_Howarth_2023_05_05 | 2030 | Wind Offshore | Generation | Electricity | MI | Dispatch-Generation | FuelCost | 0 | [6 empty] | 0.67556 | 0
LCP_Inputs_ON_Diverse_Howarth_2023_05_05 | 2030 | Wind Offshore | Generation | Electricity | MI | Dispatch-Generation | VOM | 0 | [6 empty] | 0.67556 | 0
LCP_Inputs_ON_Diverse_Howarth_2023_05_05 | 2030 | Wind Offshore | Generation | Electricity | NY | Dispatch-Generation | EmissionsCost | 0 | [6 empty] | 0.67556 | 0
LCP_Inputs_ON_Diverse_Howarth_2023_05_05 | 2030 | Wind Offshore | Generation | Electricity | NY | Dispatch-Generation | FuelCost | 0 | [6 empty] | 0.67556 | 0
LCP_Inputs_ON_Diverse_Howarth_2023_05_05 | 2030 | Wind Offshore | Generation | Electricity | NY | Dispatch-Generation | VOM | 0 | [6 empty] | 0.67556 | 0
LCP_Inputs_ON_Diverse_Howarth_2023_05_05 | 2030 | Wind Offshore | Generation | Electricity | ON | Dispatch-Generation | EmissionsCost | 0 | [6 empty] | 0.67556 | 0
LCP_Inputs_ON_Diverse_Howarth_2023_05_05 | 2030 | Wind Offshore | Generation | Electricity | ON | Dispatch-Generation | FuelCost | 0 | [6 empty] | 0.67556 | 0
LCP_Inputs_ON_Diverse_Howarth_2023_05_05 | 2030 | Wind Offshore | Generation | Electricity | ON | Dispatch-Generation | VOM | 0 | [6 empty] | 0.67556 | 0
LCP_Inputs_ON_Diverse_Howarth_2023_05_05 | 2030 | Wind Offshore | Generation | Electricity | PJ | Dispatch-Generation | EmissionsCost | 0 | [6 empty] | 0.67556 | 0
LCP_Inputs_ON_Diverse_Howarth_2023_05_05 | 2030 | Wind Offshore | Generation | Electricity | PJ | Dispatch-Generation | FuelCost | 0 | [6 empty] | 0.67556 | 0
LCP_Inputs_ON_Diverse_Howarth_2023_05_05 | 2030 | Wind Offshore | Generation | Electricity | PJ | Dispatch-Generation | VOM | 0 | [6 empty] | 0.67556 | 0
LCP_Inputs_ON_Diverse_Howarth_2023_05_05 | 2030 | Wind Offshore | Generation | Electricity | QC | Dispatch-Generation | EmissionsCost | 0 | [6 empty] | 0.67556 | 0
LCP_Inputs_ON_Diverse_Howarth_2023_05_05 | 2030 | Wind Offshore | Generation | Electricity | QC | Dispatch-Generation | FuelCost | 0 | [6 empty] | 0.67556 | 0
LCP_Inputs_ON_Diverse_Howarth_2023_05_05 | 2030 | Wind Offshore | Generation | Electricity | QC | Dispatch-Generation | VOM | 0 | [6 empty] | 0.67556 | 0
LCP_Inputs_ON_Diverse_Howarth_2023_05_05 | 2030 | Wind Offshore | Generation | Electricity | WC | Dispatch-Generation | EmissionsCost | 0 | [6 empty] | 0.67556 | 0
LCP_Inputs_ON_Diverse_Howarth_2023_05_05 | 2030 | Wind Offshore | Generation | Electricity | WC | Dispatch-Generation | FuelCost | 0 | [6 empty] | 0.67556 | 0
LCP_Inputs_ON_Diverse_Howarth_2023_05_05 | 2030 | Wind Offshore | Generation | Electricity | WC | Dispatch-Generation | VOM | 0 | [6 empty] | 0.67556 | 0
LCP_Inputs_ON_Diverse_Howarth_2023_05_05 | 2030 | Wind Onshore | Generation | Electricity | MI | Dispatch-Generation | EmissionsCost | 0 | [6 empty] | 0.67556 | 0
LCP_Inputs_ON_Diverse_Howarth_2023_05_05 | 2030 | Wind Onshore | Generation | Electricity | MI | Dispatch-Generation | FuelCost | 0 | [6 empty] | 0.67556 | 0
LCP_Inputs_ON_Diverse_Howarth_2023_05_05 | 2030 | Wind Onshore | Generation | Electricity | MI | Dispatch-Generation | VOM | 0 | [6 empty] | 0.67556 | 0
LCP_Inputs_ON_Diverse_Howarth_2023_05_05 | 2030 | Wind Onshore | Generation | Electricity | NY | Dispatch-Generation | EmissionsCost | 0 | [6 empty] | 0.67556 | 0
LCP_Inputs_ON_Diverse_Howarth_2023_05_05 | 2030 | Wind Onshore | Generation | Electricity | NY | Dispatch-Generation | FuelCost | 0 | [6 empty] | 0.67556 | 0
LCP_Inputs_ON_Diverse_Howarth_2023_05_05 | 2030 | Wind Onshore | Generation | Electricity | NY | Dispatch-Generation | VOM | 0 | [6 empty] | 0.67556 | 0
LCP_Inputs_ON_Diverse_Howarth_2023_05_05 | 2030 | Wind Onshore | Generation | Electricity | ON | Dispatch-Generation | EmissionsCost | 0 | [6 empty] | 0.67556 | 0
LCP_Inputs_ON_Diverse_Howarth_2023_05_05 | 2030 | Wind Onshore | Generation | Electricity | ON | Dispatch-Generation | FuelCost | 0 | [6 empty] | 0.67556 | 0
LCP_Inputs_ON_Diverse_Howarth_2023_05_05 | 2030 | Wind Onshore | Generation | Electricity | ON | Dispatch-Generation | VOM | 0 | [6 empty] | 0.67556 | 0
LCP_Inputs_ON_Diverse_Howarth_2023_05_05 | 2030 | Wind Onshore | Generation | Electricity | PJ | Dispatch-Generation | EmissionsCost | 0 | [6 empty] | 0.67556 | 0
LCP_Inputs_ON_Diverse_Howarth_2023_05_05 | 2030 | Wind Onshore | Generation | Electricity | PJ | Dispatch-Generation | FuelCost | 0 | [6 empty] | 0.67556 | 0
LCP_Inputs_ON_Diverse_Howarth_2023_05_05 | 2030 | Wind Onshore | Generation | Electricity | PJ | Dispatch-Generation | VOM | 0 | [6 empty] | 0.67556 | 0
LCP_Inputs_ON_Diverse_Howarth_2023_05_05 | 2030 | Wind Onshore | Generation | Electricity | QC | Dispatch-Generation | EmissionsCost | 0 | [6 empty] | 0.67556 | 0
LCP_Inputs_ON_Diverse_Howarth_2023_05_05 | 2030 | Wind Onshore | Generation | Electricity | QC | Dispatch-Generation | FuelCost | 0 | [6 empty] | 0.67556 | 0
LCP_Inputs_ON_Diverse_Howarth_2023_05_05 | 2030 | Wind Onshore | Generation | Electricity | QC | Dispatch-Generation | VOM | 0 | [6 empty] | 0.67556 | 0
LCP_Inputs_ON_Diverse_Howarth_2023_05_05 | 2030 | Wind Onshore | Generation | Electricity | WC | Dispatch-Generation | EmissionsCost | 0 | [6 empty] | 0.67556 | 0
LCP_Inputs_ON_Diverse_Howarth_2023_05_05 | 2030 | Wind Onshore | Generation | Electricity | WC | Dispatch-Generation | FuelCost | 0 | [6 empty] | 0.67556 | 0
LCP_Inputs_ON_Diverse_Howarth_2023_05_05 | 2030 | Wind Onshore | Generation | Electricity | WC | Dispatch-Generation | VOM | 0 | [6 empty] | 0.67556 | 0
LCP_Inputs_ON_Diverse_Howarth_2023_05_05 | 2031 | Anaerobic Digestion | Generation | Methane | MI | Dispatch-Generation | EmissionsCost | 0 | [6 empty] | 0.64958 | 0
LCP_Inputs_ON_Diverse_Howarth_2023_05_05 | 2031 | Anaerobic Digestion | Generation | Methane | MI | Dispatch-Generation | FuelCost | 0 | [6 empty] | 0.64958 | 0
LCP_Inputs_ON_Diverse_Howarth_2023_05_05 | 2031 | Anaerobic Digestion | Generation | Methane | MI | Dispatch-Generation | VOM | 0 | [6 empty] | 0.64958 | 0
LCP_Inputs_ON_Diverse_Howarth_2023_05_05 | 2031 | Anaerobic Digestion | Generation | Methane | NY | Dispatch-Generation | EmissionsCost | 0 | [6 empty] | 0.64958 | 0
LCP_Inputs_ON_Diverse_Howarth_2023_05_05 | 2031 | Anaerobic Digestion | Generation | Methane | NY | Dispatch-Generation | FuelCost | 0 | [6 empty] | 0.64958 | 0
LCP_Inputs_ON_Diverse_Howarth_2023_05_05 | 2031 | Anaerobic Digestion | Generation | Methane | NY | Dispatch-Generation | VOM | 0 | [6 empty] | 0.64958 | 0
LCP_Inputs_ON_Diverse_Howarth_2023_05_05 | 2031 | Anaerobic Digestion | Generation | Methane | ON | Dispatch-Generation | EmissionsCost | 1840449.9197 | [6 empty] | 0.64958 | 1195521.1734
LCP_Inputs_ON_Diverse_Howarth_2023_05_05 | 2031 | Anaerobic Digestion | Generation | Methane | ON | Dispatch-Generation | FuelCost | 0 | [6 empty] | 0.64958 | 0
LCP_Inputs_ON_Diverse_Howarth_2023_05_05 | 2031 | Anaerobic Digestion | Generation | Methane | ON | Dispatch-Generation | VOM | 862230000 | [6 empty] | 0.64958 | 560088166.6218
LCP_Inputs_ON_Diverse_Howarth_2023_05_05 | 2031 | Anaerobic Digestion | Generation | Methane | PJ | Dispatch-Generation | EmissionsCost | 0 | [6 empty] | 0.64958 | 0
LCP_Inputs_ON_Diverse_Howarth_2023_05_05 | 2031 | Anaerobic Digestion | Generation | Methane | PJ | Dispatch-Generation | FuelCost | 0 | [6 empty] | 0.64958 | 0
LCP_Inputs_ON_Diverse_Howarth_2023_05_05 | 2031 | Anaerobic Digestion | Generation | Methane | PJ | Dispatch-Generation | VOM | 0 | [6 empty] | 0.64958 | 0
LCP_Inputs_ON_Diverse_Howarth_2023_05_05 | 2031 | Anaerobic Digestion | Generation | Methane | QC | Dispatch-Generation | EmissionsCost | 0 | [6 empty] | 0.64958 | 0
LCP_Inputs_ON_Diverse_Howarth_2023_05_05 | 2031 | Anaerobic Digestion | Generation | Methane | QC | Dispatch-Generation | FuelCost | 0 | [6 empty] | 0.64958 | 0
LCP_Inputs_ON_Diverse_Howarth_2023_05_05 | 2031 | Anaerobic Digestion | Generation | Methane | QC | Dispatch-Generation | VOM | 0 | [6 empty] | 0.64958 | 0
LCP_Inputs_ON_Diverse_Howarth_2023_05_05 | 2031 | Anaerobic Digestion | Generation | Methane | WC | Dispatch-Generation | EmissionsCost | 0 | [6 empty] | 0.64958 | 0
LCP_Inputs_ON_Diverse_Howarth_2023_05_05 | 2031 | Anaerobic Digestion | Generation | Methane | WC | Dispatch-Generation | FuelCost | 0 | [6 empty] | 0.64958 | 0
LCP_Inputs_ON_Diverse_Howarth_2023_05_05 | 2031 | Anaerobic Digestion | Generation | Methane | WC | Dispatch-Generation | VOM | 0 | [6 empty] | 0.64958 | 0
LCP_Inputs_ON_Diverse_Howarth_2023_05_05 | 2031 | Battery Storage | Storage | Electricity | MI | Dispatch-Storage | EmissionsCost | 0 | [6 empty] | 0.64958 | 0
LCP_Inputs_ON_Diverse_Howarth_2023_05_05 | 2031 | Battery Storage | Storage | Electricity | MI | Dispatch-Storage | FuelCost | 0 | [6 empty] | 0.64958 | 0
LCP_Inputs_ON_Diverse_Howarth_2023_05_05 | 2031 | Battery Storage | Storage | Electricity | MI | Dispatch-Storage | VOM | 0 | [6 empty] | 0.64958 | 0
LCP_Inputs_ON_Diverse_Howarth_2023_05_05 | 2031 | Battery Storage | Storage | Electricity | NY | Dispatch-Storage | EmissionsCost | 0 | [6 empty] | 0.64958 | 0
LCP_Inputs_ON_Diverse_Howarth_2023_05_05 | 2031 | Battery Storage | Storage | Electricity | NY | Dispatch-Storage | FuelCost | 0 | [6 empty] | 0.64958 | 0
LCP_Inputs_ON_Diverse_Howarth_2023_05_05 | 2031 | Battery Storage | Storage | Electricity | NY | Dispatch-Storage | VOM | 0 | [6 empty] | 0.64958 | 0
LCP_Inputs_ON_Diverse_Howarth_2023_05_05 | 2031 | Battery Storage | Storage | Electricity | ON | Dispatch-Storage | EmissionsCost | 0 | [6 empty] | 0.64958 | 0
LCP_Inputs_ON_Diverse_Howarth_2023_05_05 | 2031 | Battery Storage | Storage | Electricity | ON | Dispatch-Storage | FuelCost | 0 | [6 empty] | 0.64958 | 0
LCP_Inputs_ON_Diverse_Howarth_2023_05_05 | 2031 | Battery Storage | Storage | Electricity | ON | Dispatch-Storage | VOM | 0 | [6 empty] | 0.64958 | 0
LCP_Inputs_ON_Diverse_Howarth_2023_05_05 | 2031 | Battery Storage | Storage | Electricity | PJ | Dispatch-Storage | EmissionsCost | 0 | [6 empty] | 0.64958 | 0
LCP_Inputs_ON_Diverse_Howarth_2023_05_05 | 2031 | Battery Storage | Storage | Electricity | PJ | Dispatch-Storage | FuelCost | 0 | [6 empty] | 0.64958 | 0
LCP_Inputs_ON_Diverse_Howarth_2023_05_05 | 2031 | Battery Storage | Storage | Electricity | PJ | Dispatch-Storage | VOM | 0 | [6 empty] | 0.64958 | 0
LCP_Inputs_ON_Diverse_Howarth_2023_05_05 | 2031 | Battery Storage | Storage | Electricity | QC | Dispatch-Storage | EmissionsCost | 0 | [6 empty] | 0.64958 | 0
LCP_Inputs_ON_Diverse_Howarth_2023_05_05 | 2031 | Battery Storage | Storage | Electricity | QC | Dispatch-Storage | FuelCost | 0 | [6 empty] | 0.64958 | 0
LCP_Inputs_ON_Diverse_Howarth_2023_05_05 | 2031 | Battery Storage | Storage | Electricity | QC | Dispatch-Storage | VOM | 0 | [6 empty] | 0.64958 | 0
LCP_Inputs_ON_Diverse_Howarth_2023_05_05 | 2031 | Battery Storage | Storage | Electricity | WC | Dispatch-Storage | EmissionsCost | 0 | [6 empty] | 0.64958 | 0
LCP_Inputs_ON_Diverse_Howarth_2023_05_05 | 2031 | Battery Storage | Storage | Electricity | WC | Dispatch-Storage | FuelCost | 0 | [6 empty] | 0.64958 | 0
LCP_Inputs_ON_Diverse_Howarth_2023_05_05 | 2031 | Battery Storage | Storage | Electricity | WC | Dispatch-Storage | VOM | 0 | [6 empty] | 0.64958 | 0
LCP_Inputs_ON_Diverse_Howarth_2023_05_05 | 2031 | Biomass | Generation | Electricity | MI | Dispatch-Generation | EmissionsCost | 0 | [6 empty] | 0.64958 | 0
LCP_Inputs_ON_Diverse_Howarth_2023_05_05 | 2031 | Biomass | Generation | Electricity | MI | Dispatch-Generation | FuelCost | 0 | [6 empty] | 0.64958 | 0
LCP_Inputs_ON_Diverse_Howarth_2023_05_05 | 2031 | Biomass | Generation | Electricity | MI | Dispatch-Generation | VOM | 0 | [6 empty] | 0.64958 | 0
LCP_Inputs_ON_Diverse_Howarth_2023_05_05 | 2031 | Biomass | Generation | Electricity | NY | Dispatch-Generation | EmissionsCost | 0 | [6 empty] | 0.64958 | 0
LCP_Inputs_ON_Diverse_Howarth_2023_05_05 | 2031 | Biomass | Generation | Electricity | NY | Dispatch-Generation | FuelCost | 0 | [6 empty] | 0.64958 | 0
LCP_Inputs_ON_Diverse_Howarth_2023_05_05 | 2031 | Biomass | Generation | Electricity | NY | Dispatch-Generation | VOM | 0 | [6 empty] | 0.64958 | 0
LCP_Inputs_ON_Diverse_Howarth_2023_05_05 | 2031 | Biomass | Generation | Electricity | ON | Dispatch-Generation | EmissionsCost | 0 | [6 empty] | 0.64958 | 0
LCP_Inputs_ON_Diverse_Howarth_2023_05_05 | 2031 | Biomass | Generation | Electricity | ON | Dispatch-Generation | FuelCost | 42009.7444 | [6 empty] | 0.64958 | 27288.7289
LCP_Inputs_ON_Diverse_Howarth_2023_05_05 | 2031 | Biomass | Generation | Electricity | ON | Dispatch-Generation | VOM | 539.1251 | [6 empty] | 0.64958 | 350.2054
LCP_Inputs_ON_Diverse_Howarth_2023_05_05 | 2031 | Biomass | Generation | Electricity | PJ | Dispatch-Generation | EmissionsCost | 0 | [6 empty] | 0.64958 | 0
LCP_Inputs_ON_Diverse_Howarth_2023_05_05 | 2031 | Biomass | Generation | Electricity | PJ | Dispatch-Generation | FuelCost | 0 | [6 empty] | 0.64958 | 0
LCP_Inputs_ON_Diverse_Howarth_2023_05_05 | 2031 | Biomass | Generation | Electricity | PJ | Dispatch-Generation | VOM | 0 | [6 empty] | 0.64958 | 0
LCP_Inputs_ON_Diverse_Howarth_2023_05_05 | 2031 | Biomass | Generation | Electricity | QC | Dispatch-Generation | EmissionsCost | 0 | [6 empty] | 0.64958 | 0
LCP_Inputs_ON_Diverse_Howarth_2023_05_05 | 2031 | Biomass | Generation | Electricity | QC | Dispatch-Generation | FuelCost | 128334.5455 | [6 empty] | 0.64958 | 83363.6736
LCP_Inputs_ON_Diverse_Howarth_2023_05_05 | 2031 | Biomass | Generation | Electricity | QC | Dispatch-Generation | VOM | 1646.96 | [6 empty] | 0.64958 | 1069.8338
LCP_Inputs_ON_Diverse_Howarth_2023_05_05 | 2031 | Biomass | Generation | Electricity | WC | Dispatch-Generation | EmissionsCost | 0 | [6 empty] | 0.64958 | 0
LCP_Inputs_ON_Diverse_Howarth_2023_05_05 | 2031 | Biomass | Generation | Electricity | WC | Dispatch-Generation | FuelCost | 0 | [6 empty] | 0.64958 | 0
LCP_Inputs_ON_Diverse_Howarth_2023_05_05 | 2031 | Biomass | Generation | Electricity | WC | Dispatch-Generation | VOM | 0 | [6 empty] | 0.64958 | 0
LCP_Inputs_ON_Diverse_Howarth_2023_05_05 | 2031 | Biomass + CCS | Generation | Electricity | MI | Dispatch-Generation | EmissionsCost | 0 | [6 empty] | 0.64958 | 0
LCP_Inputs_ON_Diverse_Howarth_2023_05_05 | 2031 | Biomass + CCS | Generation | Electricity | MI | Dispatch-Generation | FuelCost | 0 | [6 empty] | 0.64958 | 0
LCP_Inputs_ON_Diverse_Howarth_2023_05_05 | 2031 | Biomass + CCS | Generation | Electricity | MI | Dispatch-Generation | VOM | 0 | [6 empty] | 0.64958 | 0
LCP_Inputs_ON_Diverse_Howarth_2023_05_05 | 2031 | Biomass + CCS | Generation | Electricity | NY | Dispatch-Generation | EmissionsCost | 0 | [6 empty] | 0.64958 | 0
LCP_Inputs_ON_Diverse_Howarth_2023_05_05 | 2031 | Biomass + CCS | Generation | Electricity | NY | Dispatch-Generation | FuelCost | 0 | [6 empty] | 0.64958 | 0
LCP_Inputs_ON_Diverse_Howarth_2023_05_05 | 2031 | Biomass + CCS | Generation | Electricity | NY | Dispatch-Generation | VOM | 0 | [6 empty] | 0.64958 | 0
LCP_Inputs_ON_Diverse_Howarth_2023_05_05 | 2031 | Biomass + CCS | Generation | Electricity | ON | Dispatch-Generation | EmissionsCost | 0 | [6 empty] | 0.64958 | 0
LCP_Inputs_ON_Diverse_Howarth_2023_05_05 | 2031 | Biomass + CCS | Generation | Electricity | ON | Dispatch-Generation | FuelCost | 0 | [6 empty] | 0.64958 | 0
LCP_Inputs_ON_Diverse_Howarth_2023_05_05 | 2031 | Biomass + CCS | Generation | Electricity | ON | Dispatch-Generation | VOM | 0 | [6 empty] | 0.64958 | 0
LCP_Inputs_ON_Diverse_Howarth_2023_05_05 | 2031 | Biomass + CCS | Generation | Electricity | PJ | Dispatch-Generation | EmissionsCost | 0 | [6 empty] | 0.64958 | 0
LCP_Inputs_ON_Diverse_Howarth_2023_05_05 | 2031 | Biomass + CCS | Generation | Electricity | PJ | Dispatch-Generation | FuelCost | 0 | [6 empty] | 0.64958 | 0
LCP_Inputs_ON_Diverse_Howarth_2023_05_05 | 2031 | Biomass + CCS | Generation | Electricity | PJ | Dispatch-Generation | VOM | 0 | [6 empty] | 0.64958 | 0
LCP_Inputs_ON_Diverse_Howarth_2023_05_05 | 2031 | Biomass + CCS | Generation | Electricity | QC | Dispatch-Generation | EmissionsCost | 0 | [6 empty] | 0.64958 | 0
LCP_Inputs_ON_Diverse_Howarth_2023_05_05 | 2031 | Biomass + CCS | Generation | Electricity | QC | Dispatch-Generation | FuelCost | 0 | [6 empty] | 0.64958 | 0
LCP_Inputs_ON_Diverse_Howarth_2023_05_05 | 2031 | Biomass + CCS | Generation | Electricity | QC | Dispatch-Generation | VOM | 0 | [6 empty] | 0.64958 | 0
LCP_Inputs_ON_Diverse_Howarth_2023_05_05 | 2031 | Biomass + CCS | Generation | Electricity | WC | Dispatch-Generation | EmissionsCost | 0 | [6 empty] | 0.64958 | 0
LCP_Inputs_ON_Diverse_Howarth_2023_05_05 | 2031 | Biomass + CCS | Generation | Electricity | WC | Dispatch-Generation | FuelCost | 0 | [6 empty] | 0.64958 | 0
LCP_Inputs_ON_Diverse_Howarth_2023_05_05 | 2031 | Biomass + CCS | Generation | Electricity | WC | Dispatch-Generation | VOM | 0 | [6 empty] | 0.64958 | 0
LCP_Inputs_ON_Diverse_Howarth_2023_05_05 | 2031 | CH4 + CCS | Generation | Methane | MI | Dispatch-Generation | EmissionsCost | 0 | [6 empty] | 0.64958 | 0
LCP_Inputs_ON_Diverse_Howarth_2023_05_05 | 2031 | CH4 + CCS | Generation | Methane | MI | Dispatch-Generation | FuelCost | 0 | [6 empty] | 0.64958 | 0
LCP_Inputs_ON_Diverse_Howarth_2023_05_05 | 2031 | CH4 + CCS | Generation | Methane | MI | Dispatch-Generation | VOM | 0 | [6 empty] | 0.64958 | 0
LCP_Inputs_ON_Diverse_Howarth_2023_05_05 | 2031 | CH4 + CCS | Generation | Methane | NY | Dispatch-Generation | EmissionsCost | 0 | [6 empty] | 0.64958 | 0
LCP_Inputs_ON_Diverse_Howarth_2023_05_05 | 2031 | CH4 + CCS | Generation | Methane | NY | Dispatch-Generation | FuelCost | 0 | [6 empty] | 0.64958 | 0
LCP_Inputs_ON_Diverse_Howarth_2023_05_05 | 2031 | CH4 + CCS | Generation | Methane | NY | Dispatch-Generation | VOM | 0 | [6 empty] | 0.64958 | 0
LCP_Inputs_ON_Diverse_Howarth_2023_05_05 | 2031 | CH4 + CCS | Generation | Methane | ON | Dispatch-Generation | EmissionsCost | 36250644.3017 | [6 empty] | 0.64958 | 23547727.2953
LCP_Inputs_ON_Diverse_Howarth_2023_05_05 | 2031 | CH4 + CCS | Generation | Methane | ON | Dispatch-Generation | FuelCost | 171398728.1399 | [6 empty] | 0.64958 | 111337345.4939
LCP_Inputs_ON_Diverse_Howarth_2023_05_05 | 2031 | CH4 + CCS | Generation | Methane | ON | Dispatch-Generation | VOM | 19178821.6667 | [6 empty] | 0.64958 | 12458196.8445
LCP_Inputs_ON_Diverse_Howarth_2023_05_05 | 2031 | CH4 + CCS | Generation | Methane | PJ | Dispatch-Generation | EmissionsCost | 0 | [6 empty] | 0.64958 | 0
LCP_Inputs_ON_Diverse_Howarth_2023_05_05 | 2031 | CH4 + CCS | Generation | Methane | PJ | Dispatch-Generation | FuelCost | 0 | [6 empty] | 0.64958 | 0
LCP_Inputs_ON_Diverse_Howarth_2023_05_05 | 2031 | CH4 + CCS | Generation | Methane | PJ | Dispatch-Generation | VOM | 0 | [6 empty] | 0.64958 | 0
LCP_Inputs_ON_Diverse_Howarth_2023_05_05 | 2031 | CH4 + CCS | Generation | Methane | QC | Dispatch-Generation | EmissionsCost | 0 | [6 empty] | 0.64958 | 0
LCP_Inputs_ON_Diverse_Howarth_2023_05_05 | 2031 | CH4 + CCS | Generation | Methane | QC | Dispatch-Generation | FuelCost | 0 | [6 empty] | 0.64958 | 0
LCP_Inputs_ON_Diverse_Howarth_2023_05_05 | 2031 | CH4 + CCS | Generation | Methane | QC | Dispatch-Generation | VOM | 0 | [6 empty] | 0.64958 | 0
LCP_Inputs_ON_Diverse_Howarth_2023_05_05 | 2031 | CH4 + CCS | Generation | Methane | WC | Dispatch-Generation | EmissionsCost | 0 | [6 empty] | 0.64958 | 0
LCP_Inputs_ON_Diverse_Howarth_2023_05_05 | 2031 | CH4 + CCS | Generation | Methane | WC | Dispatch-Generation | FuelCost | 0 | [6 empty] | 0.64958 | 0
LCP_Inputs_ON_Diverse_Howarth_2023_05_05 | 2031 | CH4 + CCS | Generation | Methane | WC | Dispatch-Generation | VOM | 0 | [6 empty] | 0.64958 | 0
LCP_Inputs_ON_Diverse_Howarth_2023_05_05 | 2031 | CH4 Import - NY 2020 | Import | Methane | MI | Dispatch-Import | EmissionsCost | 0 | [6 empty] | 0.64958 | 0
LCP_Inputs_ON_Diverse_Howarth_2023_05_05 | 2031 | CH4 Import - NY 2020 | Import | Methane | MI | Dispatch-Import | FuelCost | 0 | [6 empty] | 0.64958 | 0
LCP_Inputs_ON_Diverse_Howarth_2023_05_05 | 2031 | CH4 Import - NY 2020 | Import | Methane | MI | Dispatch-Import | VOM | 0 | [6 empty] | 0.64958 | 0
LCP_Inputs_ON_Diverse_Howarth_2023_05_05 | 2031 | CH4 Import - NY 2020 | Import | Methane | NY | Dispatch-Import | EmissionsCost | 0 | [6 empty] | 0.64958 | 0
LCP_Inputs_ON_Diverse_Howarth_2023_05_05 | 2031 | CH4 Import - NY 2020 | Import | Methane | NY | Dispatch-Import | FuelCost | 0 | [6 empty] | 0.64958 | 0
LCP_Inputs_ON_Diverse_Howarth_2023_05_05 | 2031 | CH4 Import - NY 2020 | Import | Methane | NY | Dispatch-Import | VOM | 0 | [6 empty] | 0.64958 | 0
LCP_Inputs_ON_Diverse_Howarth_2023_05_05 | 2031 | CH4 Import - NY 2020 | Import | Methane | ON | Dispatch-Import | EmissionsCost | 0 | [6 empty] | 0.64958 | 0
LCP_Inputs_ON_Diverse_Howarth_2023_05_05 | 2031 | CH4 Import - NY 2020 | Import | Methane | ON | Dispatch-Import | FuelCost | 0 | [6 empty] | 0.64958 | 0
LCP_Inputs_ON_Diverse_Howarth_2023_05_05 | 2031 | CH4 Import - NY 2020 | Import | Methane | ON | Dispatch-Import | VOM | 0 | [6 empty] | 0.64958 | 0
LCP_Inputs_ON_Diverse_Howarth_2023_05_05 | 2031 | CH4 Import - NY 2020 | Import | Methane | PJ | Dispatch-Import | EmissionsCost | 0 | [6 empty] | 0.64958 | 0
LCP_Inputs_ON_Diverse_Howarth_2023_05_05 | 2031 | CH4 Import - NY 2020 | Import | Methane | PJ | Dispatch-Import | FuelCost | 0 | [6 empty] | 0.64958 | 0
LCP_Inputs_ON_Diverse_Howarth_2023_05_05 | 2031 | CH4 Import - NY 2020 | Import | Methane | PJ | Dispatch-Import | VOM | 0 | [6 empty] | 0.64958 | 0
LCP_Inputs_ON_Diverse_Howarth_2023_05_05 | 2031 | CH4 Import - NY 2020 | Import | Methane | QC | Dispatch-Import | EmissionsCost | 0 | [6 empty] | 0.64958 | 0
LCP_Inputs_ON_Diverse_Howarth_2023_05_05 | 2031 | CH4 Import - NY 2020 | Import | Methane | QC | Dispatch-Import | FuelCost | 0 | [6 empty] | 0.64958 | 0
LCP_Inputs_ON_Diverse_Howarth_2023_05_05 | 2031 | CH4 Import - NY 2020 | Import | Methane | QC | Dispatch-Import | VOM | 0 | [6 empty] | 0.64958 | 0
LCP_Inputs_ON_Diverse_Howarth_2023_05_05 | 2031 | CH4 Import - NY 2020 | Import | Methane | WC | Dispatch-Import | EmissionsCost | 0 | [6 empty] | 0.64958 | 0
LCP_Inputs_ON_Diverse_Howarth_2023_05_05 | 2031 | CH4 Import - NY 2020 | Import | Methane | WC | Dispatch-Import | FuelCost | 0 | [6 empty] | 0.64958 | 0
LCP_Inputs_ON_Diverse_Howarth_2023_05_05 | 2031 | CH4 Import - NY 2020 | Import | Methane | WC | Dispatch-Import | VOM | 0 | [6 empty] | 0.64958 | 0
LCP_Inputs_ON_Diverse_Howarth_2023_05_05 | 2031 | CH4 Import - NY 2030 | Import | Methane | MI | Dispatch-Import | EmissionsCost | 0 | [6 empty] | 0.64958 | 0
LCP_Inputs_ON_Diverse_Howarth_2023_05_05 | 2031 | CH4 Import - NY 2030 | Import | Methane | MI | Dispatch-Import | FuelCost | 0 | [6 empty] | 0.64958 | 0
LCP_Inputs_ON_Diverse_Howarth_2023_05_05 | 2031 | CH4 Import - NY 2030 | Import | Methane | MI | Dispatch-Import | VOM | 0 | [6 empty] | 0.64958 | 0
LCP_Inputs_ON_Diverse_Howarth_2023_05_05 | 2031 | CH4 Import - NY 2030 | Import | Methane | NY | Dispatch-Import | EmissionsCost | 1400246087.116 | [6 empty] | 0.64958 | 909573157.6866
LCP_Inputs_ON_Diverse_Howarth_2023_05_05 | 2031 | CH4 Import - NY 2030 | Import | Methane | NY | Dispatch-Import | FuelCost | 644356120.8267 | [6 empty] | 0.64958 | 418561449.2251
LCP_Inputs_ON_Diverse_Howarth_2023_05_05 | 2031 | CH4 Import - NY 2030 | Import | Methane | NY | Dispatch-Import | VOM | 0 | [6 empty] | 0.64958 | 0
LCP_Inputs_ON_Diverse_Howarth_2023_05_05 | 2031 | CH4 Import - NY 2030 | Import | Methane | ON | Dispatch-Import | EmissionsCost | 0 | [6 empty] | 0.64958 | 0
LCP_Inputs_ON_Diverse_Howarth_2023_05_05 | 2031 | CH4 Import - NY 2030 | Import | Methane | ON | Dispatch-Import | FuelCost | 0 | [6 empty] | 0.64958 | 0
LCP_Inputs_ON_Diverse_Howarth_2023_05_05 | 2031 | CH4 Import - NY 2030 | Import | Methane | ON | Dispatch-Import | VOM | 0 | [6 empty] | 0.64958 | 0
LCP_Inputs_ON_Diverse_Howarth_2023_05_05 | 2031 | CH4 Import - NY 2030 | Import | Methane | PJ | Dispatch-Import | EmissionsCost | 0 | [6 empty] | 0.64958 | 0
LCP_Inputs_ON_Diverse_Howarth_2023_05_05 | 2031 | CH4 Import - NY 2030 | Import | Methane | PJ | Dispatch-Import | FuelCost | 0 | [6 empty] | 0.64958 | 0
LCP_Inputs_ON_Diverse_Howarth_2023_05_05 | 2031 | CH4 Import - NY 2030 | Import | Methane | PJ | Dispatch-Import | VOM | 0 | [6 empty] | 0.64958 | 0
LCP_Inputs_ON_Diverse_Howarth_2023_05_05 | 2031 | CH4 Import - NY 2030 | Import | Methane | QC | Dispatch-Import | EmissionsCost | 0 | [6 empty] | 0.64958 | 0
LCP_Inputs_ON_Diverse_Howarth_2023_05_05 | 2031 | CH4 Import - NY 2030 | Import | Methane | QC | Dispatch-Import | FuelCost | 0 | [6 empty] | 0.64958 | 0
LCP_Inputs_ON_Diverse_Howarth_2023_05_05 | 2031 | CH4 Import - NY 2030 | Import | Methane | QC | Dispatch-Import | VOM | 0 | [6 empty] | 0.64958 | 0
LCP_Inputs_ON_Diverse_Howarth_2023_05_05 | 2031 | CH4 Import - NY 2030 | Import | Methane | WC | Dispatch-Import | EmissionsCost | 0 | [6 empty] | 0.64958 | 0
LCP_Inputs_ON_Diverse_Howarth_2023_05_05 | 2031 | CH4 Import - NY 2030 | Import | Methane | WC | Dispatch-Import | FuelCost | 0 | [6 empty] | 0.64958 | 0
LCP_Inputs_ON_Diverse_Howarth_2023_05_05 | 2031 | CH4 Import - NY 2030 | Import | Methane | WC | Dispatch-Import | VOM | 0 | [6 empty] | 0.64958 | 0
LCP_Inputs_ON_Diverse_Howarth_2023_05_05 | 2031 | CH4 Import - NY 2040 | Import | Methane | MI | Dispatch-Import | EmissionsCost | 0 | [6 empty] | 0.64958 | 0
LCP_Inputs_ON_Diverse_Howarth_2023_05_05 | 2031 | CH4 Import - NY 2040 | Import | Methane | MI | Dispatch-Import | FuelCost | 0 | [6 empty] | 0.64958 | 0
LCP_Inputs_ON_Diverse_Howarth_2023_05_05 | 2031 | CH4 Import - NY 2040 | Import | Methane | MI | Dispatch-Import | VOM | 0 | [6 empty] | 0.64958 | 0
LCP_Inputs_ON_Diverse_Howarth_2023_05_05 | 2031 | CH4 Import - NY 2040 | Import | Methane | NY | Dispatch-Import | EmissionsCost | 0 | [6 empty] | 0.64958 | 0
LCP_Inputs_ON_Diverse_Howarth_2023_05_05 | 2031 | CH4 Import - NY 2040 | Import | Methane | NY | Dispatch-Import | FuelCost | 0 | [6 empty] | 0.64958 | 0
LCP_Inputs_ON_Diverse_Howarth_2023_05_05 | 2031 | CH4 Import - NY 2040 | Import | Methane | NY | Dispatch-Import | VOM | 0 | [6 empty] | 0.64958 | 0
LCP_Inputs_ON_Diverse_Howarth_2023_05_05 | 2031 | CH4 Import - NY 2040 | Import | Methane | ON | Dispatch-Import | EmissionsCost | 0 | [6 empty] | 0.64958 | 0
LCP_Inputs_ON_Diverse_Howarth_2023_05_05 | 2031 | CH4 Import - NY 2040 | Import | Methane | ON | Dispatch-Import | FuelCost | 0 | [6 empty] | 0.64958 | 0
LCP_Inputs_ON_Diverse_Howarth_2023_05_05 | 2031 | CH4 Import - NY 2040 | Import | Methane | ON | Dispatch-Import | VOM | 0 | [6 empty] | 0.64958 | 0
LCP_Inputs_ON_Diverse_Howarth_2023_05_05 | 2031 | CH4 Import - NY 2040 | Import | Methane | PJ | Dispatch-Import | EmissionsCost | 0 | [6 empty] | 0.64958 | 0
LCP_Inputs_ON_Diverse_Howarth_2023_05_05 | 2031 | CH4 Import - NY 2040 | Import | Methane | PJ | Dispatch-Import | FuelCost | 0 | [6 empty] | 0.64958 | 0
LCP_Inputs_ON_Diverse_Howarth_2023_05_05 | 2031 | CH4 Import - NY 2040 | Import | Methane | PJ | Dispatch-Import | VOM | 0 | [6 empty] | 0.64958 | 0
LCP_Inputs_ON_Diverse_Howarth_2023_05_05 | 2031 | CH4 Import - NY 2040 | Import | Methane | QC | Dispatch-Import | EmissionsCost | 0 | [6 empty] | 0.64958 | 0
LCP_Inputs_ON_Diverse_Howarth_2023_05_05 | 2031 | CH4 Import - NY 2040 | Import | Methane | QC | Dispatch-Import | FuelCost | 0 | [6 empty] | 0.64958 | 0
LCP_Inputs_ON_Diverse_Howarth_2023_05_05 | 2031 | CH4 Import - NY 2040 | Import | Methane | QC | Dispatch-Import | VOM | 0 | [6 empty] | 0.64958 | 0
LCP_Inputs_ON_Diverse_Howarth_2023_05_05 | 2031 | CH4 Import - NY 2040 | Import | Methane | WC | Dispatch-Import | EmissionsCost | 0 | [6 empty] | 0.64958 | 0
LCP_Inputs_ON_Diverse_Howarth_2023_05_05 | 2031 | CH4 Import - NY 2040 | Import | Methane | WC | Dispatch-Import | FuelCost | 0 | [6 empty] | 0.64958 | 0
LCP_Inputs_ON_Diverse_Howarth_2023_05_05 | 2031 | CH4 Import - NY 2040 | Import | Methane | WC | Dispatch-Import | VOM | 0 | [6 empty] | 0.64958 | 0
LCP_Inputs_ON_Diverse_Howarth_2023_05_05 | 2031 | CH4 Import - NY 2050 | Import | Methane | MI | Dispatch-Import | EmissionsCost | 0 | [6 empty] | 0.64958 | 0
LCP_Inputs_ON_Diverse_Howarth_2023_05_05 | 2031 | CH4 Import - NY 2050 | Import | Methane | MI | Dispatch-Import | FuelCost | 0 | [6 empty] | 0.64958 | 0
LCP_Inputs_ON_Diverse_Howarth_2023_05_05 | 2031 | CH4 Import - NY 2050 | Import | Methane | MI | Dispatch-Import | VOM | 0 | [6 empty] | 0.64958 | 0
LCP_Inputs_ON_Diverse_Howarth_2023_05_05 | 2031 | CH4 Import - NY 2050 | Import | Methane | NY | Dispatch-Import | EmissionsCost | 0 | [6 empty] | 0.64958 | 0
LCP_Inputs_ON_Diverse_Howarth_2023_05_05 | 2031 | CH4 Import - NY 2050 | Import | Methane | NY | Dispatch-Import | FuelCost | 0 | [6 empty] | 0.64958 | 0
LCP_Inputs_ON_Diverse_Howarth_2023_05_05 | 2031 | CH4 Import - NY 2050 | Import | Methane | NY | Dispatch-Import | VOM | 0 | [6 empty] | 0.64958 | 0
LCP_Inputs_ON_Diverse_Howarth_2023_05_05 | 2031 | CH4 Import - NY 2050 | Import | Methane | ON | Dispatch-Import | EmissionsCost | 0 | [6 empty] | 0.64958 | 0
LCP_Inputs_ON_Diverse_Howarth_2023_05_05 | 2031 | CH4 Import - NY 2050 | Import | Methane | ON | Dispatch-Import | FuelCost | 0 | [6 empty] | 0.64958 | 0
LCP_Inputs_ON_Diverse_Howarth_2023_05_05 | 2031 | CH4 Import - NY 2050 | Import | Methane | ON | Dispatch-Import | VOM | 0 | [6 empty] | 0.64958 | 0
LCP_Inputs_ON_Diverse_Howarth_2023_05_05 | 2031 | CH4 Import - NY 2050 | Import | Methane | PJ | Dispatch-Import | EmissionsCost | 0 | [6 empty] | 0.64958 | 0
LCP_Inputs_ON_Diverse_Howarth_2023_05_05 | 2031 | CH4 Import - NY 2050 | Import | Methane | PJ | Dispatch-Import | FuelCost | 0 | [6 empty] | 0.64958 | 0
LCP_Inputs_ON_Diverse_Howarth_2023_05_05 | 2031 | CH4 Import - NY 2050 | Import | Methane | PJ | Dispatch-Import | VOM | 0 | [6 empty] | 0.64958 | 0
LCP_Inputs_ON_Diverse_Howarth_2023_05_05 | 2031 | CH4 Import - NY 2050 | Import | Methane | QC | Dispatch-Import | EmissionsCost | 0 | [6 empty] | 0.64958 | 0
LCP_Inputs_ON_Diverse_Howarth_2023_05_05 | 2031 | CH4 Import - NY 2050 | Import | Methane | QC | Dispatch-Import | FuelCost | 0 | [6 empty] | 0.64958 | 0
LCP_Inputs_ON_Diverse_Howarth_2023_05_05 | 2031 | CH4 Import - NY 2050 | Import | Methane | QC | Dispatch-Import | VOM | 0 | [6 empty] | 0.64958 | 0
LCP_Inputs_ON_Diverse_Howarth_2023_05_05 | 2031 | CH4 Import - NY 2050 | Import | Methane | WC | Dispatch-Import | EmissionsCost | 0 | [6 empty] | 0.64958 | 0
LCP_Inputs_ON_Diverse_Howarth_2023_05_05 | 2031 | CH4 Import - NY 2050 | Import | Methane | WC | Dispatch-Import | FuelCost | 0 | [6 empty] | 0.64958 | 0
LCP_Inputs_ON_Diverse_Howarth_2023_05_05 | 2031 | CH4 Import - NY 2050 | Import | Methane | WC | Dispatch-Import | VOM | 0 | [6 empty] | 0.64958 | 0
LCP_Inputs_ON_Diverse_Howarth_2023_05_05 | 2031 | CH4 Import - WC 2020 | Import | Methane | MI | Dispatch-Import | EmissionsCost | 0 | [6 empty] | 0.64958 | 0
LCP_Inputs_ON_Diverse_Howarth_2023_05_05 | 2031 | CH4 Import - WC 2020 | Import | Methane | MI | Dispatch-Import | FuelCost | 0 | [6 empty] | 0.64958 | 0
LCP_Inputs_ON_Diverse_Howarth_2023_05_05 | 2031 | CH4 Import - WC 2020 | Import | Methane | MI | Dispatch-Import | VOM | 0 | [6 empty] | 0.64958 | 0
LCP_Inputs_ON_Diverse_Howarth_2023_05_05 | 2031 | CH4 Import - WC 2020 | Import | Methane | NY | Dispatch-Import | EmissionsCost | 0 | [6 empty] | 0.64958 | 0
LCP_Inputs_ON_Diverse_Howarth_2023_05_05 | 2031 | CH4 Import - WC 2020 | Import | Methane | NY | Dispatch-Import | FuelCost | 0 | [6 empty] | 0.64958 | 0
LCP_Inputs_ON_Diverse_Howarth_2023_05_05 | 2031 | CH4 Import - WC 2020 | Import | Methane | NY | Dispatch-Import | VOM | 0 | [6 empty] | 0.64958 | 0
LCP_Inputs_ON_Diverse_Howarth_2023_05_05 | 2031 | CH4 Import - WC 2020 | Import | Methane | ON | Dispatch-Import | EmissionsCost | 0 | [6 empty] | 0.64958 | 0
LCP_Inputs_ON_Diverse_Howarth_2023_05_05 | 2031 | CH4 Import - WC 2020 | Import | Methane | ON | Dispatch-Import | FuelCost | 0 | [6 empty] | 0.64958 | 0
LCP_Inputs_ON_Diverse_Howarth_2023_05_05 | 2031 | CH4 Import - WC 2020 | Import | Methane | ON | Dispatch-Import | VOM | 0 | [6 empty] | 0.64958 | 0
LCP_Inputs_ON_Diverse_Howarth_2023_05_05 | 2031 | CH4 Import - WC 2020 | Import | Methane | PJ | Dispatch-Import | EmissionsCost | 0 | [6 empty] | 0.64958 | 0
LCP_Inputs_ON_Diverse_Howarth_2023_05_05 | 2031 | CH4 Import - WC 2020 | Import | Methane | PJ | Dispatch-Import | FuelCost | 0 | [6 empty] | 0.64958 | 0
LCP_Inputs_ON_Diverse_Howarth_2023_05_05 | 2031 | CH4 Import - WC 2020 | Import | Methane | PJ | Dispatch-Import | VOM | 0 | [6 empty] | 0.64958 | 0
LCP_Inputs_ON_Diverse_Howarth_2023_05_05 | 2031 | CH4 Import - WC 2020 | Import | Methane | QC | Dispatch-Import | EmissionsCost | 0 | [6 empty] | 0.64958 | 0
LCP_Inputs_ON_Diverse_Howarth_2023_05_05 | 2031 | CH4 Import - WC 2020 | Import | Methane | QC | Dispatch-Import | FuelCost | 0 | [6 empty] | 0.64958 | 0
LCP_Inputs_ON_Diverse_Howarth_2023_05_05 | 2031 | CH4 Import - WC 2020 | Import | Methane | QC | Dispatch-Import | VOM | 0 | [6 empty] | 0.64958 | 0
LCP_Inputs_ON_Diverse_Howarth_2023_05_05 | 2031 | CH4 Import - WC 2020 | Import | Methane | WC | Dispatch-Import | EmissionsCost | 0 | [6 empty] | 0.64958 | 0
LCP_Inputs_ON_Diverse_Howarth_2023_05_05 | 2031 | CH4 Import - WC 2020 | Import | Methane | WC | Dispatch-Import | FuelCost | 0 | [6 empty] | 0.64958 | 0
LCP_Inputs_ON_Diverse_Howarth_2023_05_05 | 2031 | CH4 Import - WC 2020 | Import | Methane | WC | Dispatch-Import | VOM | 0 | [6 empty] | 0.64958 | 0
LCP_Inputs_ON_Diverse_Howarth_2023_05_05 | 2031 | CH4 Import - WC 2030 | Import | Methane | MI | Dispatch-Import | EmissionsCost | 0 | [6 empty] | 0.64958 | 0
LCP_Inputs_ON_Diverse_Howarth_2023_05_05 | 2031 | CH4 Import - WC 2030 | Import | Methane | MI | Dispatch-Import | FuelCost | 0 | [6 empty] | 0.64958 | 0
LCP_Inputs_ON_Diverse_Howarth_2023_05_05 | 2031 | CH4 Import - WC 2030 | Import | Methane | MI | Dispatch-Import | VOM | 0 | [6 empty] | 0.64958 | 0
LCP_Inputs_ON_Diverse_Howarth_2023_05_05 | 2031 | CH4 Import - WC 2030 | Import | Methane | NY | Dispatch-Import | EmissionsCost | 0 | [6 empty] | 0.64958 | 0
LCP_Inputs_ON_Diverse_Howarth_2023_05_05 | 2031 | CH4 Import - WC 2030 | Import | Methane | NY | Dispatch-Import | FuelCost | 0 | [6 empty] | 0.64958 | 0
LCP_Inputs_ON_Diverse_Howarth_2023_05_05 | 2031 | CH4 Import - WC 2030 | Import | Methane | NY | Dispatch-Import | VOM | 0 | [6 empty] | 0.64958 | 0
LCP_Inputs_ON_Diverse_Howarth_2023_05_05 | 2031 | CH4 Import - WC 2030 | Import | Methane | ON | Dispatch-Import | EmissionsCost | 0 | [6 empty] | 0.64958 | 0
LCP_Inputs_ON_Diverse_Howarth_2023_05_05 | 2031 | CH4 Import - WC 2030 | Import | Methane | ON | Dispatch-Import | FuelCost | 0 | [6 empty] | 0.64958 | 0
LCP_Inputs_ON_Diverse_Howarth_2023_05_05 | 2031 | CH4 Import - WC 2030 | Import | Methane | ON | Dispatch-Import | VOM | 0 | [6 empty] | 0.64958 | 0
LCP_Inputs_ON_Diverse_Howarth_2023_05_05 | 2031 | CH4 Import - WC 2030 | Import | Methane | PJ | Dispatch-Import | EmissionsCost | 0 | [6 empty] | 0.64958 | 0
LCP_Inputs_ON_Diverse_Howarth_2023_05_05 | 2031 | CH4 Import - WC 2030 | Import | Methane | PJ | Dispatch-Import | FuelCost | 0 | [6 empty] | 0.64958 | 0
LCP_Inputs_ON_Diverse_Howarth_2023_05_05 | 2031 | CH4 Import - WC 2030 | Import | Methane | PJ | Dispatch-Import | VOM | 0 | [6 empty] | 0.64958 | 0
LCP_Inputs_ON_Diverse_Howarth_2023_05_05 | 2031 | CH4 Import - WC 2030 | Import | Methane | QC | Dispatch-Import | EmissionsCost | 0 | [6 empty] | 0.64958 | 0
LCP_Inputs_ON_Diverse_Howarth_2023_05_05 | 2031 | CH4 Import - WC 2030 | Import | Methane | QC | Dispatch-Import | FuelCost | 0 | [6 empty] | 0.64958 | 0
LCP_Inputs_ON_Diverse_Howarth_2023_05_05 | 2031 | CH4 Import - WC 2030 | Import | Methane | QC | Dispatch-Import | VOM | 0 | [6 empty] | 0.64958 | 0
LCP_Inputs_ON_Diverse_Howarth_2023_05_05 | 2031 | CH4 Import - WC 2030 | Import | Methane | WC | Dispatch-Import | EmissionsCost | 5196105971.5741 | [6 empty] | 0.64958 | 3375291357.5166
LCP_Inputs_ON_Diverse_Howarth_2023_05_05 | 2031 | CH4 Import - WC 2030 | Import | Methane | WC | Dispatch-Import | FuelCost | 2391110189.8838 | [6 empty] | 0.64958 | 1553219584.6151
LCP_Inputs_ON_Diverse_Howarth_2023_05_05 | 2031 | CH4 Import - WC 2030 | Import | Methane | WC | Dispatch-Import | VOM | 0 | [6 empty] | 0.64958 | 0
LCP_Inputs_ON_Diverse_Howarth_2023_05_05 | 2031 | CH4 Import - WC 2040 | Import | Methane | MI | Dispatch-Import | EmissionsCost | 0 | [6 empty] | 0.64958 | 0
LCP_Inputs_ON_Diverse_Howarth_2023_05_05 | 2031 | CH4 Import - WC 2040 | Import | Methane | MI | Dispatch-Import | FuelCost | 0 | [6 empty] | 0.64958 | 0
LCP_Inputs_ON_Diverse_Howarth_2023_05_05 | 2031 | CH4 Import - WC 2040 | Import | Methane | MI | Dispatch-Import | VOM | 0 | [6 empty] | 0.64958 | 0
LCP_Inputs_ON_Diverse_Howarth_2023_05_05 | 2031 | CH4 Import - WC 2040 | Import | Methane | NY | Dispatch-Import | EmissionsCost | 0 | [6 empty] | 0.64958 | 0
LCP_Inputs_ON_Diverse_Howarth_2023_05_05 | 2031 | CH4 Import - WC 2040 | Import | Methane | NY | Dispatch-Import | FuelCost | 0 | [6 empty] | 0.64958 | 0
LCP_Inputs_ON_Diverse_Howarth_2023_05_05 | 2031 | CH4 Import - WC 2040 | Import | Methane | NY | Dispatch-Import | VOM | 0 | [6 empty] | 0.64958 | 0
LCP_Inputs_ON_Diverse_Howarth_2023_05_05 | 2031 | CH4 Import - WC 2040 | Import | Methane | ON | Dispatch-Import | EmissionsCost | 0 | [6 empty] | 0.64958 | 0
LCP_Inputs_ON_Diverse_Howarth_2023_05_05 | 2031 | CH4 Import - WC 2040 | Import | Methane | ON | Dispatch-Import | FuelCost | 0 | [6 empty] | 0.64958 | 0
LCP_Inputs_ON_Diverse_Howarth_2023_05_05 | 2031 | CH4 Import - WC 2040 | Import | Methane | ON | Dispatch-Import | VOM | 0 | [6 empty] | 0.64958 | 0
LCP_Inputs_ON_Diverse_Howarth_2023_05_05 | 2031 | CH4 Import - WC 2040 | Import | Methane | PJ | Dispatch-Import | EmissionsCost | 0 | [6 empty] | 0.64958 | 0
LCP_Inputs_ON_Diverse_Howarth_2023_05_05 | 2031 | CH4 Import - WC 2040 | Import | Methane | PJ | Dispatch-Import | FuelCost | 0 | [6 empty] | 0.64958 | 0
LCP_Inputs_ON_Diverse_Howarth_2023_05_05 | 2031 | CH4 Import - WC 2040 | Import | Methane | PJ | Dispatch-Import | VOM | 0 | [6 empty] | 0.64958 | 0
LCP_Inputs_ON_Diverse_Howarth_2023_05_05 | 2031 | CH4 Import - WC 2040 | Import | Methane | QC | Dispatch-Import | EmissionsCost | 0 | [6 empty] | 0.64958 | 0
LCP_Inputs_ON_Diverse_Howarth_2023_05_05 | 2031 | CH4 Import - WC 2040 | Import | Methane | QC | Dispatch-Import | FuelCost | 0 | [6 empty] | 0.64958 | 0
LCP_Inputs_ON_Diverse_Howarth_2023_05_05 | 2031 | CH4 Import - WC 2040 | Import | Methane | QC | Dispatch-Import | VOM | 0 | [6 empty] | 0.64958 | 0
LCP_Inputs_ON_Diverse_Howarth_2023_05_05 | 2031 | CH4 Import - WC 2040 | Import | Methane | WC | Dispatch-Import | EmissionsCost | 0 | [6 empty] | 0.64958 | 0
LCP_Inputs_ON_Diverse_Howarth_2023_05_05 | 2031 | CH4 Import - WC 2040 | Import | Methane | WC | Dispatch-Import | FuelCost | 0 | [6 empty] | 0.64958 | 0
LCP_Inputs_ON_Diverse_Howarth_2023_05_05 | 2031 | CH4 Import - WC 2040 | Import | Methane | WC | Dispatch-Import | VOM | 0 | [6 empty] | 0.64958 | 0
LCP_Inputs_ON_Diverse_Howarth_2023_05_05 | 2031 | CH4 Import - WC 2050 | Import | Methane | MI | Dispatch-Import | EmissionsCost | 0 | [6 empty] | 0.64958 | 0
LCP_Inputs_ON_Diverse_Howarth_2023_05_05 | 2031 | CH4 Import - WC 2050 | Import | Methane | MI | Dispatch-Import | FuelCost | 0 | [6 empty] | 0.64958 | 0
LCP_Inputs_ON_Diverse_Howarth_2023_05_05 | 2031 | CH4 Import - WC 2050 | Import | Methane | MI | Dispatch-Import | VOM | 0 | [6 empty] | 0.64958 | 0
LCP_Inputs_ON_Diverse_Howarth_2023_05_05 | 2031 | CH4 Import - WC 2050 | Import | Methane | NY | Dispatch-Import | EmissionsCost | 0 | [6 empty] | 0.64958 | 0
LCP_Inputs_ON_Diverse_Howarth_2023_05_05 | 2031 | CH4 Import - WC 2050 | Import | Methane | NY | Dispatch-Import | FuelCost | 0 | [6 empty] | 0.64958 | 0
LCP_Inputs_ON_Diverse_Howarth_2023_05_05 | 2031 | CH4 Import - WC 2050 | Import | Methane | NY | Dispatch-Import | VOM | 0 | [6 empty] | 0.64958 | 0
LCP_Inputs_ON_Diverse_Howarth_2023_05_05 | 2031 | CH4 Import - WC 2050 | Import | Methane | ON | Dispatch-Import | EmissionsCost | 0 | [6 empty] | 0.64958 | 0
LCP_Inputs_ON_Diverse_Howarth_2023_05_05 | 2031 | CH4 Import - WC 2050 | Import | Methane | ON | Dispatch-Import | FuelCost | 0 | [6 empty] | 0.64958 | 0
LCP_Inputs_ON_Diverse_Howarth_2023_05_05 | 2031 | CH4 Import - WC 2050 | Import | Methane | ON | Dispatch-Import | VOM | 0 | [6 empty] | 0.64958 | 0
LCP_Inputs_ON_Diverse_Howarth_2023_05_05 | 2031 | CH4 Import - WC 2050 | Import | Methane | PJ | Dispatch-Import | EmissionsCost | 0 | [6 empty] | 0.64958 | 0
LCP_Inputs_ON_Diverse_Howarth_2023_05_05 | 2031 | CH4 Import - WC 2050 | Import | Methane | PJ | Dispatch-Import | FuelCost | 0 | [6 empty] | 0.64958 | 0
LCP_Inputs_ON_Diverse_Howarth_2023_05_05 | 2031 | CH4 Import - WC 2050 | Import | Methane | PJ | Dispatch-Import | VOM | 0 | [6 empty] | 0.64958 | 0
LCP_Inputs_ON_Diverse_Howarth_2023_05_05 | 2031 | CH4 Import - WC 2050 | Import | Methane | QC | Dispatch-Import | EmissionsCost | 0 | [6 empty] | 0.64958 | 0
LCP_Inputs_ON_Diverse_Howarth_2023_05_05 | 2031 | CH4 Import - WC 2050 | Import | Methane | QC | Dispatch-Import | FuelCost | 0 | [6 empty] | 0.64958 | 0
LCP_Inputs_ON_Diverse_Howarth_2023_05_05 | 2031 | CH4 Import - WC 2050 | Import | Methane | QC | Dispatch-Import | VOM | 0 | [6 empty] | 0.64958 | 0
LCP_Inputs_ON_Diverse_Howarth_2023_05_05 | 2031 | CH4 Import - WC 2050 | Import | Methane | WC | Dispatch-Import | EmissionsCost | 0 | [6 empty] | 0.64958 | 0
LCP_Inputs_ON_Diverse_Howarth_2023_05_05 | 2031 | CH4 Import - WC 2050 | Import | Methane | WC | Dispatch-Import | FuelCost | 0 | [6 empty] | 0.64958 | 0
LCP_Inputs_ON_Diverse_Howarth_2023_05_05 | 2031 | CH4 Import - WC 2050 | Import | Methane | WC | Dispatch-Import | VOM | 0 | [6 empty] | 0.64958 | 0
LCP_Inputs_ON_Diverse_Howarth_2023_05_05 | 2031 | CH4 Salt Cavern Storage - ON | Storage | Methane | MI | Dispatch-Storage | EmissionsCost | 0 | [6 empty] | 0.64958 | 0
LCP_Inputs_ON_Diverse_Howarth_2023_05_05 | 2031 | CH4 Salt Cavern Storage - ON | Storage | Methane | MI | Dispatch-Storage | FuelCost | 0 | [6 empty] | 0.64958 | 0
LCP_Inputs_ON_Diverse_Howarth_2023_05_05 | 2031 | CH4 Salt Cavern Storage - ON | Storage | Methane | MI | Dispatch-Storage | VOM | 0 | [6 empty] | 0.64958 | 0
LCP_Inputs_ON_Diverse_Howarth_2023_05_05 | 2031 | CH4 Salt Cavern Storage - ON | Storage | Methane | NY | Dispatch-Storage | EmissionsCost | 0 | [6 empty] | 0.64958 | 0
LCP_Inputs_ON_Diverse_Howarth_2023_05_05 | 2031 | CH4 Salt Cavern Storage - ON | Storage | Methane | NY | Dispatch-Storage | FuelCost | 0 | [6 empty] | 0.64958 | 0
LCP_Inputs_ON_Diverse_Howarth_2023_05_05 | 2031 | CH4 Salt Cavern Storage - ON | Storage | Methane | NY | Dispatch-Storage | VOM | 0 | [6 empty] | 0.64958 | 0
LCP_Inputs_ON_Diverse_Howarth_2023_05_05 | 2031 | CH4 Salt Cavern Storage - ON | Storage | Methane | ON | Dispatch-Storage | EmissionsCost | 0 | [6 empty] | 0.64958 | 0
LCP_Inputs_ON_Diverse_Howarth_2023_05_05 | 2031 | CH4 Salt Cavern Storage - ON | Storage | Methane | ON | Dispatch-Storage | FuelCost | 0 | [6 empty] | 0.64958 | 0
LCP_Inputs_ON_Diverse_Howarth_2023_05_05 | 2031 | CH4 Salt Cavern Storage - ON | Storage | Methane | ON | Dispatch-Storage | VOM | 0 | [6 empty] | 0.64958 | 0
LCP_Inputs_ON_Diverse_Howarth_2023_05_05 | 2031 | CH4 Salt Cavern Storage - ON | Storage | Methane | PJ | Dispatch-Storage | EmissionsCost | 0 | [6 empty] | 0.64958 | 0
LCP_Inputs_ON_Diverse_Howarth_2023_05_05 | 2031 | CH4 Salt Cavern Storage - ON | Storage | Methane | PJ | Dispatch-Storage | FuelCost | 0 | [6 empty] | 0.64958 | 0
LCP_Inputs_ON_Diverse_Howarth_2023_05_05 | 2031 | CH4 Salt Cavern Storage - ON | Storage | Methane | PJ | Dispatch-Storage | VOM | 0 | [6 empty] | 0.64958 | 0
LCP_Inputs_ON_Diverse_Howarth_2023_05_05 | 2031 | CH4 Salt Cavern Storage - ON | Storage | Methane | QC | Dispatch-Storage | EmissionsCost | 0 | [6 empty] | 0.64958 | 0
LCP_Inputs_ON_Diverse_Howarth_2023_05_05 | 2031 | CH4 Salt Cavern Storage - ON | Storage | Methane | QC | Dispatch-Storage | FuelCost | 0 | [6 empty] | 0.64958 | 0
LCP_Inputs_ON_Diverse_Howarth_2023_05_05 | 2031 | CH4 Salt Cavern Storage - ON | Storage | Methane | QC | Dispatch-Storage | VOM | 0 | [6 empty] | 0.64958 | 0
LCP_Inputs_ON_Diverse_Howarth_2023_05_05 | 2031 | CH4 Salt Cavern Storage - ON | Storage | Methane | WC | Dispatch-Storage | EmissionsCost | 0 | [6 empty] | 0.64958 | 0
LCP_Inputs_ON_Diverse_Howarth_2023_05_05 | 2031 | CH4 Salt Cavern Storage - ON | Storage | Methane | WC | Dispatch-Storage | FuelCost | 0 | [6 empty] | 0.64958 | 0
LCP_Inputs_ON_Diverse_Howarth_2023_05_05 | 2031 | CH4 Salt Cavern Storage - ON | Storage | Methane | WC | Dispatch-Storage | VOM | 0 | [6 empty] | 0.64958 | 0
LCP_Inputs_ON_Diverse_Howarth_2023_05_05 | 2031 | Electrolyser 2020/2030 | Crossload | Hydrogen | MI | Dispatch-Crossload | EmissionsCost | 0 | [6 empty] | 0.64958 | 0
LCP_Inputs_ON_Diverse_Howarth_2023_05_05 | 2031 | Electrolyser 2020/2030 | Crossload | Hydrogen | MI | Dispatch-Crossload | FuelCost | 0 | [6 empty] | 0.64958 | 0
LCP_Inputs_ON_Diverse_Howarth_2023_05_05 | 2031 | Electrolyser 2020/2030 | Crossload | Hydrogen | MI | Dispatch-Crossload | VOM | 0 | [6 empty] | 0.64958 | 0
LCP_Inputs_ON_Diverse_Howarth_2023_05_05 | 2031 | Electrolyser 2020/2030 | Crossload | Hydrogen | NY | Dispatch-Crossload | EmissionsCost | 0 | [6 empty] | 0.64958 | 0
LCP_Inputs_ON_Diverse_Howarth_2023_05_05 | 2031 | Electrolyser 2020/2030 | Crossload | Hydrogen | NY | Dispatch-Crossload | FuelCost | 0 | [6 empty] | 0.64958 | 0
LCP_Inputs_ON_Diverse_Howarth_2023_05_05 | 2031 | Electrolyser 2020/2030 | Crossload | Hydrogen | NY | Dispatch-Crossload | VOM | 0 | [6 empty] | 0.64958 | 0
LCP_Inputs_ON_Diverse_Howarth_2023_05_05 | 2031 | Electrolyser 2020/2030 | Crossload | Hydrogen | ON | Dispatch-Crossload | EmissionsCost | 0 | [6 empty] | 0.64958 | 0
LCP_Inputs_ON_Diverse_Howarth_2023_05_05 | 2031 | Electrolyser 2020/2030 | Crossload | Hydrogen | ON | Dispatch-Crossload | FuelCost | 0 | [6 empty] | 0.64958 | 0
LCP_Inputs_ON_Diverse_Howarth_2023_05_05 | 2031 | Electrolyser 2020/2030 | Crossload | Hydrogen | ON | Dispatch-Crossload | VOM | 0 | [6 empty] | 0.64958 | 0
LCP_Inputs_ON_Diverse_Howarth_2023_05_05 | 2031 | Electrolyser 2020/2030 | Crossload | Hydrogen | PJ | Dispatch-Crossload | EmissionsCost | 0 | [6 empty] | 0.64958 | 0
LCP_Inputs_ON_Diverse_Howarth_2023_05_05 | 2031 | Electrolyser 2020/2030 | Crossload | Hydrogen | PJ | Dispatch-Crossload | FuelCost | 0 | [6 empty] | 0.64958 | 0
LCP_Inputs_ON_Diverse_Howarth_2023_05_05 | 2031 | Electrolyser 2020/2030 | Crossload | Hydrogen | PJ | Dispatch-Crossload | VOM | 0 | [6 empty] | 0.64958 | 0
LCP_Inputs_ON_Diverse_Howarth_2023_05_05 | 2031 | Electrolyser 2020/2030 | Crossload | Hydrogen | QC | Dispatch-Crossload | EmissionsCost | 0 | [6 empty] | 0.64958 | 0
LCP_Inputs_ON_Diverse_Howarth_2023_05_05 | 2031 | Electrolyser 2020/2030 | Crossload | Hydrogen | QC | Dispatch-Crossload | FuelCost | 0 | [6 empty] | 0.64958 | 0
LCP_Inputs_ON_Diverse_Howarth_2023_05_05 | 2031 | Electrolyser 2020/2030 | Crossload | Hydrogen | QC | Dispatch-Crossload | VOM | 0 | [6 empty] | 0.64958 | 0
LCP_Inputs_ON_Diverse_Howarth_2023_05_05 | 2031 | Electrolyser 2020/2030 | Crossload | Hydrogen | WC | Dispatch-Crossload | EmissionsCost | 0 | [6 empty] | 0.64958 | 0
LCP_Inputs_ON_Diverse_Howarth_2023_05_05 | 2031 | Electrolyser 2020/2030 | Crossload | Hydrogen | WC | Dispatch-Crossload | FuelCost | 0 | [6 empty] | 0.64958 | 0
LCP_Inputs_ON_Diverse_Howarth_2023_05_05 | 2031 | Electrolyser 2020/2030 | Crossload | Hydrogen | WC | Dispatch-Crossload | VOM | 0 | [6 empty] | 0.64958 | 0
LCP_Inputs_ON_Diverse_Howarth_2023_05_05 | 2031 | Electrolyser 2040 | Crossload | Hydrogen | MI | Dispatch-Crossload | EmissionsCost | 0 | [6 empty] | 0.64958 | 0
LCP_Inputs_ON_Diverse_Howarth_2023_05_05 | 2031 | Electrolyser 2040 | Crossload | Hydrogen | MI | Dispatch-Crossload | FuelCost | 0 | [6 empty] | 0.64958 | 0
LCP_Inputs_ON_Diverse_Howarth_2023_05_05 | 2031 | Electrolyser 2040 | Crossload | Hydrogen | MI | Dispatch-Crossload | VOM | 0 | [6 empty] | 0.64958 | 0
LCP_Inputs_ON_Diverse_Howarth_2023_05_05 | 2031 | Electrolyser 2040 | Crossload | Hydrogen | NY | Dispatch-Crossload | EmissionsCost | 0 | [6 empty] | 0.64958 | 0
LCP_Inputs_ON_Diverse_Howarth_2023_05_05 | 2031 | Electrolyser 2040 | Crossload | Hydrogen | NY | Dispatch-Crossload | FuelCost | 0 | [6 empty] | 0.64958 | 0
LCP_Inputs_ON_Diverse_Howarth_2023_05_05 | 2031 | Electrolyser 2040 | Crossload | Hydrogen | NY | Dispatch-Crossload | VOM | 0 | [6 empty] | 0.64958 | 0
LCP_Inputs_ON_Diverse_Howarth_2023_05_05 | 2031 | Electrolyser 2040 | Crossload | Hydrogen | ON | Dispatch-Crossload | EmissionsCost | 0 | [6 empty] | 0.64958 | 0
LCP_Inputs_ON_Diverse_Howarth_2023_05_05 | 2031 | Electrolyser 2040 | Crossload | Hydrogen | ON | Dispatch-Crossload | FuelCost | 0 | [6 empty] | 0.64958 | 0
LCP_Inputs_ON_Diverse_Howarth_2023_05_05 | 2031 | Electrolyser 2040 | Crossload | Hydrogen | ON | Dispatch-Crossload | VOM | 0 | [6 empty] | 0.64958 | 0
LCP_Inputs_ON_Diverse_Howarth_2023_05_05 | 2031 | Electrolyser 2040 | Crossload | Hydrogen | PJ | Dispatch-Crossload | EmissionsCost | 0 | [6 empty] | 0.64958 | 0
LCP_Inputs_ON_Diverse_Howarth_2023_05_05 | 2031 | Electrolyser 2040 | Crossload | Hydrogen | PJ | Dispatch-Crossload | FuelCost | 0 | [6 empty] | 0.64958 | 0
LCP_Inputs_ON_Diverse_Howarth_2023_05_05 | 2031 | Electrolyser 2040 | Crossload | Hydrogen | PJ | Dispatch-Crossload | VOM | 0 | [6 empty] | 0.64958 | 0
LCP_Inputs_ON_Diverse_Howarth_2023_05_05 | 2031 | Electrolyser 2040 | Crossload | Hydrogen | QC | Dispatch-Crossload | EmissionsCost | 0 | [6 empty] | 0.64958 | 0
LCP_Inputs_ON_Diverse_Howarth_2023_05_05 | 2031 | Electrolyser 2040 | Crossload | Hydrogen | QC | Dispatch-Crossload | FuelCost | 0 | [6 empty] | 0.64958 | 0
LCP_Inputs_ON_Diverse_Howarth_2023_05_05 | 2031 | Electrolyser 2040 | Crossload | Hydrogen | QC | Dispatch-Crossload | VOM | 0 | [6 empty] | 0.64958 | 0
LCP_Inputs_ON_Diverse_Howarth_2023_05_05 | 2031 | Electrolyser 2040 | Crossload | Hydrogen | WC | Dispatch-Crossload | EmissionsCost | 0 | [6 empty] | 0.64958 | 0
LCP_Inputs_ON_Diverse_Howarth_2023_05_05 | 2031 | Electrolyser 2040 | Crossload | Hydrogen | WC | Dispatch-Crossload | FuelCost | 0 | [6 empty] | 0.64958 | 0
LCP_Inputs_ON_Diverse_Howarth_2023_05_05 | 2031 | Electrolyser 2040 | Crossload | Hydrogen | WC | Dispatch-Crossload | VOM | 0 | [6 empty] | 0.64958 | 0
LCP_Inputs_ON_Diverse_Howarth_2023_05_05 | 2031 | Electrolyser 2050 | Crossload | Hydrogen | MI | Dispatch-Crossload | EmissionsCost | 0 | [6 empty] | 0.64958 | 0
LCP_Inputs_ON_Diverse_Howarth_2023_05_05 | 2031 | Electrolyser 2050 | Crossload | Hydrogen | MI | Dispatch-Crossload | FuelCost | 0 | [6 empty] | 0.64958 | 0
LCP_Inputs_ON_Diverse_Howarth_2023_05_05 | 2031 | Electrolyser 2050 | Crossload | Hydrogen | MI | Dispatch-Crossload | VOM | 0 | [6 empty] | 0.64958 | 0
LCP_Inputs_ON_Diverse_Howarth_2023_05_05 | 2031 | Electrolyser 2050 | Crossload | Hydrogen | NY | Dispatch-Crossload | EmissionsCost | 0 | [6 empty] | 0.64958 | 0
LCP_Inputs_ON_Diverse_Howarth_2023_05_05 | 2031 | Electrolyser 2050 | Crossload | Hydrogen | NY | Dispatch-Crossload | FuelCost | 0 | [6 empty] | 0.64958 | 0
LCP_Inputs_ON_Diverse_Howarth_2023_05_05 | 2031 | Electrolyser 2050 | Crossload | Hydrogen | NY | Dispatch-Crossload | VOM | 0 | [6 empty] | 0.64958 | 0
LCP_Inputs_ON_Diverse_Howarth_2023_05_05 | 2031 | Electrolyser 2050 | Crossload | Hydrogen | ON | Dispatch-Crossload | EmissionsCost | 0 | [6 empty] | 0.64958 | 0
LCP_Inputs_ON_Diverse_Howarth_2023_05_05 | 2031 | Electrolyser 2050 | Crossload | Hydrogen | ON | Dispatch-Crossload | FuelCost | 0 | [6 empty] | 0.64958 | 0
LCP_Inputs_ON_Diverse_Howarth_2023_05_05 | 2031 | Electrolyser 2050 | Crossload | Hydrogen | ON | Dispatch-Crossload | VOM | 0 | [6 empty] | 0.64958 | 0
LCP_Inputs_ON_Diverse_Howarth_2023_05_05 | 2031 | Electrolyser 2050 | Crossload | Hydrogen | PJ | Dispatch-Crossload | EmissionsCost | 0 | [6 empty] | 0.64958 | 0
LCP_Inputs_ON_Diverse_Howarth_2023_05_05 | 2031 | Electrolyser 2050 | Crossload | Hydrogen | PJ | Dispatch-Crossload | FuelCost | 0 | [6 empty] | 0.64958 | 0
LCP_Inputs_ON_Diverse_Howarth_2023_05_05 | 2031 | Electrolyser 2050 | Crossload | Hydrogen | PJ | Dispatch-Crossload | VOM | 0 | [6 empty] | 0.64958 | 0
LCP_Inputs_ON_Diverse_Howarth_2023_05_05 | 2031 | Electrolyser 2050 | Crossload | Hydrogen | QC | Dispatch-Crossload | EmissionsCost | 0 | [6 empty] | 0.64958 | 0
LCP_Inputs_ON_Diverse_Howarth_2023_05_05 | 2031 | Electrolyser 2050 | Crossload | Hydrogen | QC | Dispatch-Crossload | FuelCost | 0 | [6 empty] | 0.64958 | 0
LCP_Inputs_ON_Diverse_Howarth_2023_05_05 | 2031 | Electrolyser 2050 | Crossload | Hydrogen | QC | Dispatch-Crossload | VOM | 0 | [6 empty] | 0.64958 | 0
LCP_Inputs_ON_Diverse_Howarth_2023_05_05 | 2031 | Electrolyser 2050 | Crossload | Hydrogen | WC | Dispatch-Crossload | EmissionsCost | 0 | [6 empty] | 0.64958 | 0
LCP_Inputs_ON_Diverse_Howarth_2023_05_05 | 2031 | Electrolyser 2050 | Crossload | Hydrogen | WC | Dispatch-Crossload | FuelCost | 0 | [6 empty] | 0.64958 | 0
LCP_Inputs_ON_Diverse_Howarth_2023_05_05 | 2031 | Electrolyser 2050 | Crossload | Hydrogen | WC | Dispatch-Crossload | VOM | 0 | [6 empty] | 0.64958 | 0
LCP_Inputs_ON_Diverse_Howarth_2023_05_05 | 2031 | Fossil Fuel Thermal (Coal, Peat, Oil) | Generation | Electricity | MI | Dispatch-Generation | EmissionsCost | 0 | [6 empty] | 0.64958 | 0
LCP_Inputs_ON_Diverse_Howarth_2023_05_05 | 2031 | Fossil Fuel Thermal (Coal, Peat, Oil) | Generation | Electricity | MI | Dispatch-Generation | FuelCost | 0 | [6 empty] | 0.64958 | 0
LCP_Inputs_ON_Diverse_Howarth_2023_05_05 | 2031 | Fossil Fuel Thermal (Coal, Peat, Oil) | Generation | Electricity | MI | Dispatch-Generation | VOM | 0 | [6 empty] | 0.64958 | 0
LCP_Inputs_ON_Diverse_Howarth_2023_05_05 | 2031 | Fossil Fuel Thermal (Coal, Peat, Oil) | Generation | Electricity | NY | Dispatch-Generation | EmissionsCost | 0 | [6 empty] | 0.64958 | 0
LCP_Inputs_ON_Diverse_Howarth_2023_05_05 | 2031 | Fossil Fuel Thermal (Coal, Peat, Oil) | Generation | Electricity | NY | Dispatch-Generation | FuelCost | 0 | [6 empty] | 0.64958 | 0
LCP_Inputs_ON_Diverse_Howarth_2023_05_05 | 2031 | Fossil Fuel Thermal (Coal, Peat, Oil) | Generation | Electricity | NY | Dispatch-Generation | VOM | 0 | [6 empty] | 0.64958 | 0
LCP_Inputs_ON_Diverse_Howarth_2023_05_05 | 2031 | Fossil Fuel Thermal (Coal, Peat, Oil) | Generation | Electricity | ON | Dispatch-Generation | EmissionsCost | 0 | [6 empty] | 0.64958 | 0
LCP_Inputs_ON_Diverse_Howarth_2023_05_05 | 2031 | Fossil Fuel Thermal (Coal, Peat, Oil) | Generation | Electricity | ON | Dispatch-Generation | FuelCost | 0 | [6 empty] | 0.64958 | 0
LCP_Inputs_ON_Diverse_Howarth_2023_05_05 | 2031 | Fossil Fuel Thermal (Coal, Peat, Oil) | Generation | Electricity | ON | Dispatch-Generation | VOM | 0 | [6 empty] | 0.64958 | 0
LCP_Inputs_ON_Diverse_Howarth_2023_05_05 | 2031 | Fossil Fuel Thermal (Coal, Peat, Oil) | Generation | Electricity | PJ | Dispatch-Generation | EmissionsCost | 0 | [6 empty] | 0.64958 | 0
LCP_Inputs_ON_Diverse_Howarth_2023_05_05 | 2031 | Fossil Fuel Thermal (Coal, Peat, Oil) | Generation | Electricity | PJ | Dispatch-Generation | FuelCost | 0 | [6 empty] | 0.64958 | 0
LCP_Inputs_ON_Diverse_Howarth_2023_05_05 | 2031 | Fossil Fuel Thermal (Coal, Peat, Oil) | Generation | Electricity | PJ | Dispatch-Generation | VOM | 0 | [6 empty] | 0.64958 | 0
LCP_Inputs_ON_Diverse_Howarth_2023_05_05 | 2031 | Fossil Fuel Thermal (Coal, Peat, Oil) | Generation | Electricity | QC | Dispatch-Generation | EmissionsCost | 0 | [6 empty] | 0.64958 | 0
LCP_Inputs_ON_Diverse_Howarth_2023_05_05 | 2031 | Fossil Fuel Thermal (Coal, Peat, Oil) | Generation | Electricity | QC | Dispatch-Generation | FuelCost | 0 | [6 empty] | 0.64958 | 0
LCP_Inputs_ON_Diverse_Howarth_2023_05_05 | 2031 | Fossil Fuel Thermal (Coal, Peat, Oil) | Generation | Electricity | QC | Dispatch-Generation | VOM | 0 | [6 empty] | 0.64958 | 0
LCP_Inputs_ON_Diverse_Howarth_2023_05_05 | 2031 | Fossil Fuel Thermal (Coal, Peat, Oil) | Generation | Electricity | WC | Dispatch-Generation | EmissionsCost | 0 | [6 empty] | 0.64958 | 0
LCP_Inputs_ON_Diverse_Howarth_2023_05_05 | 2031 | Fossil Fuel Thermal (Coal, Peat, Oil) | Generation | Electricity | WC | Dispatch-Generation | FuelCost | 0 | [6 empty] | 0.64958 | 0
LCP_Inputs_ON_Diverse_Howarth_2023_05_05 | 2031 | Fossil Fuel Thermal (Coal, Peat, Oil) | Generation | Electricity | WC | Dispatch-Generation | VOM | 0 | [6 empty] | 0.64958 | 0
LCP_Inputs_ON_Diverse_Howarth_2023_05_05 | 2031 | Generic - Generator | Generation | Electricity | MI | Dispatch-Generation | EmissionsCost | 0 | [6 empty] | 0.64958 | 0
LCP_Inputs_ON_Diverse_Howarth_2023_05_05 | 2031 | Generic - Generator | Generation | Electricity | MI | Dispatch-Generation | FuelCost | 1839075380.8143 | [6 empty] | 0.64958 | 1194628299.0844
LCP_Inputs_ON_Diverse_Howarth_2023_05_05 | 2031 | Generic - Generator | Generation | Electricity | MI | Dispatch-Generation | VOM | 64222752.8074 | [6 empty] | 0.64958 | 41717875.5962
LCP_Inputs_ON_Diverse_Howarth_2023_05_05 | 2031 | Generic - Generator | Generation | Electricity | NY | Dispatch-Generation | EmissionsCost | 0 | [6 empty] | 0.64958 | 0
LCP_Inputs_ON_Diverse_Howarth_2023_05_05 | 2031 | Generic - Generator | Generation | Electricity | NY | Dispatch-Generation | FuelCost | 809920213.6898 | [6 empty] | 0.64958 | 526108726.9005
LCP_Inputs_ON_Diverse_Howarth_2023_05_05 | 2031 | Generic - Generator | Generation | Electricity | NY | Dispatch-Generation | VOM | 28283400.5719 | [6 empty] | 0.64958 | 18372357.6913
LCP_Inputs_ON_Diverse_Howarth_2023_05_05 | 2031 | Generic - Generator | Generation | Electricity | ON | Dispatch-Generation | EmissionsCost | 0 | [6 empty] | 0.64958 | 0
LCP_Inputs_ON_Diverse_Howarth_2023_05_05 | 2031 | Generic - Generator | Generation | Electricity | ON | Dispatch-Generation | FuelCost | 0 | [6 empty] | 0.64958 | 0
LCP_Inputs_ON_Diverse_Howarth_2023_05_05 | 2031 | Generic - Generator | Generation | Electricity | ON | Dispatch-Generation | VOM | 0 | [6 empty] | 0.64958 | 0
LCP_Inputs_ON_Diverse_Howarth_2023_05_05 | 2031 | Generic - Generator | Generation | Electricity | PJ | Dispatch-Generation | EmissionsCost | 0 | [6 empty] | 0.64958 | 0
LCP_Inputs_ON_Diverse_Howarth_2023_05_05 | 2031 | Generic - Generator | Generation | Electricity | PJ | Dispatch-Generation | FuelCost | 7330430703.3579 | [6 empty] | 0.64958 | 4761708005.0472
LCP_Inputs_ON_Diverse_Howarth_2023_05_05 | 2031 | Generic - Generator | Generation | Electricity | PJ | Dispatch-Generation | VOM | 255987570.6808 | [6 empty] | 0.64958 | 166284644.6314
LCP_Inputs_ON_Diverse_Howarth_2023_05_05 | 2031 | Generic - Generator | Generation | Electricity | QC | Dispatch-Generation | EmissionsCost | 0 | [6 empty] | 0.64958 | 0
LCP_Inputs_ON_Diverse_Howarth_2023_05_05 | 2031 | Generic - Generator | Generation | Electricity | QC | Dispatch-Generation | FuelCost | 0 | [6 empty] | 0.64958 | 0
LCP_Inputs_ON_Diverse_Howarth_2023_05_05 | 2031 | Generic - Generator | Generation | Electricity | QC | Dispatch-Generation | VOM | 0 | [6 empty] | 0.64958 | 0
LCP_Inputs_ON_Diverse_Howarth_2023_05_05 | 2031 | Generic - Generator | Generation | Electricity | WC | Dispatch-Generation | EmissionsCost | 0 | [6 empty] | 0.64958 | 0
LCP_Inputs_ON_Diverse_Howarth_2023_05_05 | 2031 | Generic - Generator | Generation | Electricity | WC | Dispatch-Generation | FuelCost | 1737227.6587 | [6 empty] | 0.64958 | 1128469.9609
LCP_Inputs_ON_Diverse_Howarth_2023_05_05 | 2031 | Generic - Generator | Generation | Electricity | WC | Dispatch-Generation | VOM | 60666.1063 | [6 empty] | 0.64958 | 39407.5458
LCP_Inputs_ON_Diverse_Howarth_2023_05_05 | 2031 | H2 Import - QC | Import | Hydrogen | MI | Dispatch-Import | EmissionsCost | 0 | [6 empty] | 0.64958 | 0
LCP_Inputs_ON_Diverse_Howarth_2023_05_05 | 2031 | H2 Import - QC | Import | Hydrogen | MI | Dispatch-Import | FuelCost | 0 | [6 empty] | 0.64958 | 0
LCP_Inputs_ON_Diverse_Howarth_2023_05_05 | 2031 | H2 Import - QC | Import | Hydrogen | MI | Dispatch-Import | VOM | 0 | [6 empty] | 0.64958 | 0
LCP_Inputs_ON_Diverse_Howarth_2023_05_05 | 2031 | H2 Import - QC | Import | Hydrogen | NY | Dispatch-Import | EmissionsCost | 0 | [6 empty] | 0.64958 | 0
LCP_Inputs_ON_Diverse_Howarth_2023_05_05 | 2031 | H2 Import - QC | Import | Hydrogen | NY | Dispatch-Import | FuelCost | 0 | [6 empty] | 0.64958 | 0
LCP_Inputs_ON_Diverse_Howarth_2023_05_05 | 2031 | H2 Import - QC | Import | Hydrogen | NY | Dispatch-Import | VOM | 0 | [6 empty] | 0.64958 | 0
LCP_Inputs_ON_Diverse_Howarth_2023_05_05 | 2031 | H2 Import - QC | Import | Hydrogen | ON | Dispatch-Import | EmissionsCost | 0 | [6 empty] | 0.64958 | 0
LCP_Inputs_ON_Diverse_Howarth_2023_05_05 | 2031 | H2 Import - QC | Import | Hydrogen | ON | Dispatch-Import | FuelCost | 0 | [6 empty] | 0.64958 | 0
LCP_Inputs_ON_Diverse_Howarth_2023_05_05 | 2031 | H2 Import - QC | Import | Hydrogen | ON | Dispatch-Import | VOM | 0 | [6 empty] | 0.64958 | 0
LCP_Inputs_ON_Diverse_Howarth_2023_05_05 | 2031 | H2 Import - QC | Import | Hydrogen | PJ | Dispatch-Import | EmissionsCost | 0 | [6 empty] | 0.64958 | 0
LCP_Inputs_ON_Diverse_Howarth_2023_05_05 | 2031 | H2 Import - QC | Import | Hydrogen | PJ | Dispatch-Import | FuelCost | 0 | [6 empty] | 0.64958 | 0
LCP_Inputs_ON_Diverse_Howarth_2023_05_05 | 2031 | H2 Import - QC | Import | Hydrogen | PJ | Dispatch-Import | VOM | 0 | [6 empty] | 0.64958 | 0
LCP_Inputs_ON_Diverse_Howarth_2023_05_05 | 2031 | H2 Import - QC | Import | Hydrogen | QC | Dispatch-Import | EmissionsCost | 0 | [6 empty] | 0.64958 | 0
LCP_Inputs_ON_Diverse_Howarth_2023_05_05 | 2031 | H2 Import - QC | Import | Hydrogen | QC | Dispatch-Import | FuelCost | 0 | [6 empty] | 0.64958 | 0
LCP_Inputs_ON_Diverse_Howarth_2023_05_05 | 2031 | H2 Import - QC | Import | Hydrogen | QC | Dispatch-Import | VOM | 0 | [6 empty] | 0.64958 | 0
LCP_Inputs_ON_Diverse_Howarth_2023_05_05 | 2031 | H2 Import - QC | Import | Hydrogen | WC | Dispatch-Import | EmissionsCost | 0 | [6 empty] | 0.64958 | 0
LCP_Inputs_ON_Diverse_Howarth_2023_05_05 | 2031 | H2 Import - QC | Import | Hydrogen | WC | Dispatch-Import | FuelCost | 0 | [6 empty] | 0.64958 | 0
LCP_Inputs_ON_Diverse_Howarth_2023_05_05 | 2031 | H2 Import - QC | Import | Hydrogen | WC | Dispatch-Import | VOM | 0 | [6 empty] | 0.64958 | 0
LCP_Inputs_ON_Diverse_Howarth_2023_05_05 | 2031 | H2 Import - WC | Import | Hydrogen | MI | Dispatch-Import | EmissionsCost | 0 | [6 empty] | 0.64958 | 0
LCP_Inputs_ON_Diverse_Howarth_2023_05_05 | 2031 | H2 Import - WC | Import | Hydrogen | MI | Dispatch-Import | FuelCost | 0 | [6 empty] | 0.64958 | 0
LCP_Inputs_ON_Diverse_Howarth_2023_05_05 | 2031 | H2 Import - WC | Import | Hydrogen | MI | Dispatch-Import | VOM | 0 | [6 empty] | 0.64958 | 0
LCP_Inputs_ON_Diverse_Howarth_2023_05_05 | 2031 | H2 Import - WC | Import | Hydrogen | NY | Dispatch-Import | EmissionsCost | 0 | [6 empty] | 0.64958 | 0
LCP_Inputs_ON_Diverse_Howarth_2023_05_05 | 2031 | H2 Import - WC | Import | Hydrogen | NY | Dispatch-Import | FuelCost | 0 | [6 empty] | 0.64958 | 0
LCP_Inputs_ON_Diverse_Howarth_2023_05_05 | 2031 | H2 Import - WC | Import | Hydrogen | NY | Dispatch-Import | VOM | 0 | [6 empty] | 0.64958 | 0
LCP_Inputs_ON_Diverse_Howarth_2023_05_05 | 2031 | H2 Import - WC | Import | Hydrogen | ON | Dispatch-Import | EmissionsCost | 0 | [6 empty] | 0.64958 | 0
LCP_Inputs_ON_Diverse_Howarth_2023_05_05 | 2031 | H2 Import - WC | Import | Hydrogen | ON | Dispatch-Import | FuelCost | 0 | [6 empty] | 0.64958 | 0
LCP_Inputs_ON_Diverse_Howarth_2023_05_05 | 2031 | H2 Import - WC | Import | Hydrogen | ON | Dispatch-Import | VOM | 0 | [6 empty] | 0.64958 | 0
LCP_Inputs_ON_Diverse_Howarth_2023_05_05 | 2031 | H2 Import - WC | Import | Hydrogen | PJ | Dispatch-Import | EmissionsCost | 0 | [6 empty] | 0.64958 | 0
LCP_Inputs_ON_Diverse_Howarth_2023_05_05 | 2031 | H2 Import - WC | Import | Hydrogen | PJ | Dispatch-Import | FuelCost | 0 | [6 empty] | 0.64958 | 0
LCP_Inputs_ON_Diverse_Howarth_2023_05_05 | 2031 | H2 Import - WC | Import | Hydrogen | PJ | Dispatch-Import | VOM | 0 | [6 empty] | 0.64958 | 0
LCP_Inputs_ON_Diverse_Howarth_2023_05_05 | 2031 | H2 Import - WC | Import | Hydrogen | QC | Dispatch-Import | EmissionsCost | 0 | [6 empty] | 0.64958 | 0
LCP_Inputs_ON_Diverse_Howarth_2023_05_05 | 2031 | H2 Import - WC | Import | Hydrogen | QC | Dispatch-Import | FuelCost | 0 | [6 empty] | 0.64958 | 0
LCP_Inputs_ON_Diverse_Howarth_2023_05_05 | 2031 | H2 Import - WC | Import | Hydrogen | QC | Dispatch-Import | VOM | 0 | [6 empty] | 0.64958 | 0
LCP_Inputs_ON_Diverse_Howarth_2023_05_05 | 2031 | H2 Import - WC | Import | Hydrogen | WC | Dispatch-Import | EmissionsCost | 0 | [6 empty] | 0.64958 | 0
LCP_Inputs_ON_Diverse_Howarth_2023_05_05 | 2031 | H2 Import - WC | Import | Hydrogen | WC | Dispatch-Import | FuelCost | 0 | [6 empty] | 0.64958 | 0
LCP_Inputs_ON_Diverse_Howarth_2023_05_05 | 2031 | H2 Import - WC | Import | Hydrogen | WC | Dispatch-Import | VOM | 0 | [6 empty] | 0.64958 | 0
LCP_Inputs_ON_Diverse_Howarth_2023_05_05 | 2031 | H2 Salt Cavern Storage - ON | Storage | Hydrogen | MI | Dispatch-Storage | EmissionsCost | 0 | [6 empty] | 0.64958 | 0
LCP_Inputs_ON_Diverse_Howarth_2023_05_05 | 2031 | H2 Salt Cavern Storage - ON | Storage | Hydrogen | MI | Dispatch-Storage | FuelCost | 0 | [6 empty] | 0.64958 | 0
LCP_Inputs_ON_Diverse_Howarth_2023_05_05 | 2031 | H2 Salt Cavern Storage - ON | Storage | Hydrogen | MI | Dispatch-Storage | VOM | 0 | [6 empty] | 0.64958 | 0
LCP_Inputs_ON_Diverse_Howarth_2023_05_05 | 2031 | H2 Salt Cavern Storage - ON | Storage | Hydrogen | NY | Dispatch-Storage | EmissionsCost | 0 | [6 empty] | 0.64958 | 0
LCP_Inputs_ON_Diverse_Howarth_2023_05_05 | 2031 | H2 Salt Cavern Storage - ON | Storage | Hydrogen | NY | Dispatch-Storage | FuelCost | 0 | [6 empty] | 0.64958 | 0
LCP_Inputs_ON_Diverse_Howarth_2023_05_05 | 2031 | H2 Salt Cavern Storage - ON | Storage | Hydrogen | NY | Dispatch-Storage | VOM | 0 | [6 empty] | 0.64958 | 0
LCP_Inputs_ON_Diverse_Howarth_2023_05_05 | 2031 | H2 Salt Cavern Storage - ON | Storage | Hydrogen | ON | Dispatch-Storage | EmissionsCost | 0 | [6 empty] | 0.64958 | 0
LCP_Inputs_ON_Diverse_Howarth_2023_05_05 | 2031 | H2 Salt Cavern Storage - ON | Storage | Hydrogen | ON | Dispatch-Storage | FuelCost | 0 | [6 empty] | 0.64958 | 0
LCP_Inputs_ON_Diverse_Howarth_2023_05_05 | 2031 | H2 Salt Cavern Storage - ON | Storage | Hydrogen | ON | Dispatch-Storage | VOM | 15321818.625 | [6 empty] | 0.64958 | 9952761.2157
LCP_Inputs_ON_Diverse_Howarth_2023_05_05 | 2031 | H2 Salt Cavern Storage - ON | Storage | Hydrogen | PJ | Dispatch-Storage | EmissionsCost | 0 | [6 empty] | 0.64958 | 0
LCP_Inputs_ON_Diverse_Howarth_2023_05_05 | 2031 | H2 Salt Cavern Storage - ON | Storage | Hydrogen | PJ | Dispatch-Storage | FuelCost | 0 | [6 empty] | 0.64958 | 0
LCP_Inputs_ON_Diverse_Howarth_2023_05_05 | 2031 | H2 Salt Cavern Storage - ON | Storage | Hydrogen | PJ | Dispatch-Storage | VOM | 0 | [6 empty] | 0.64958 | 0
LCP_Inputs_ON_Diverse_Howarth_2023_05_05 | 2031 | H2 Salt Cavern Storage - ON | Storage | Hydrogen | QC | Dispatch-Storage | EmissionsCost | 0 | [6 empty] | 0.64958 | 0
LCP_Inputs_ON_Diverse_Howarth_2023_05_05 | 2031 | H2 Salt Cavern Storage - ON | Storage | Hydrogen | QC | Dispatch-Storage | FuelCost | 0 | [6 empty] | 0.64958 | 0
LCP_Inputs_ON_Diverse_Howarth_2023_05_05 | 2031 | H2 Salt Cavern Storage - ON | Storage | Hydrogen | QC | Dispatch-Storage | VOM | 0 | [6 empty] | 0.64958 | 0
LCP_Inputs_ON_Diverse_Howarth_2023_05_05 | 2031 | H2 Salt Cavern Storage - ON | Storage | Hydrogen | WC | Dispatch-Storage | EmissionsCost | 0 | [6 empty] | 0.64958 | 0
LCP_Inputs_ON_Diverse_Howarth_2023_05_05 | 2031 | H2 Salt Cavern Storage - ON | Storage | Hydrogen | WC | Dispatch-Storage | FuelCost | 0 | [6 empty] | 0.64958 | 0
LCP_Inputs_ON_Diverse_Howarth_2023_05_05 | 2031 | H2 Salt Cavern Storage - ON | Storage | Hydrogen | WC | Dispatch-Storage | VOM | 0 | [6 empty] | 0.64958 | 0
LCP_Inputs_ON_Diverse_Howarth_2023_05_05 | 2031 | Hydro | Generation | Electricity | MI | Dispatch-Generation | EmissionsCost | 0 | [6 empty] | 0.64958 | 0
LCP_Inputs_ON_Diverse_Howarth_2023_05_05 | 2031 | Hydro | Generation | Electricity | MI | Dispatch-Generation | FuelCost | 0 | [6 empty] | 0.64958 | 0
LCP_Inputs_ON_Diverse_Howarth_2023_05_05 | 2031 | Hydro | Generation | Electricity | MI | Dispatch-Generation | VOM | 0 | [6 empty] | 0.64958 | 0
LCP_Inputs_ON_Diverse_Howarth_2023_05_05 | 2031 | Hydro | Generation | Electricity | NY | Dispatch-Generation | EmissionsCost | 0 | [6 empty] | 0.64958 | 0
LCP_Inputs_ON_Diverse_Howarth_2023_05_05 | 2031 | Hydro | Generation | Electricity | NY | Dispatch-Generation | FuelCost | 0 | [6 empty] | 0.64958 | 0
LCP_Inputs_ON_Diverse_Howarth_2023_05_05 | 2031 | Hydro | Generation | Electricity | NY | Dispatch-Generation | VOM | 0 | [6 empty] | 0.64958 | 0
LCP_Inputs_ON_Diverse_Howarth_2023_05_05 | 2031 | Hydro | Generation | Electricity | ON | Dispatch-Generation | EmissionsCost | 0 | [6 empty] | 0.64958 | 0
LCP_Inputs_ON_Diverse_Howarth_2023_05_05 | 2031 | Hydro | Generation | Electricity | ON | Dispatch-Generation | FuelCost | 0 | [6 empty] | 0.64958 | 0
LCP_Inputs_ON_Diverse_Howarth_2023_05_05 | 2031 | Hydro | Generation | Electricity | ON | Dispatch-Generation | VOM | 0 | [6 empty] | 0.64958 | 0
LCP_Inputs_ON_Diverse_Howarth_2023_05_05 | 2031 | Hydro | Generation | Electricity | PJ | Dispatch-Generation | EmissionsCost | 0 | [6 empty] | 0.64958 | 0
LCP_Inputs_ON_Diverse_Howarth_2023_05_05 | 2031 | Hydro | Generation | Electricity | PJ | Dispatch-Generation | FuelCost | 0 | [6 empty] | 0.64958 | 0
LCP_Inputs_ON_Diverse_Howarth_2023_05_05 | 2031 | Hydro | Generation | Electricity | PJ | Dispatch-Generation | VOM | 0 | [6 empty] | 0.64958 | 0
LCP_Inputs_ON_Diverse_Howarth_2023_05_05 | 2031 | Hydro | Generation | Electricity | QC | Dispatch-Generation | EmissionsCost | 0 | [6 empty] | 0.64958 | 0
LCP_Inputs_ON_Diverse_Howarth_2023_05_05 | 2031 | Hydro | Generation | Electricity | QC | Dispatch-Generation | FuelCost | 0 | [6 empty] | 0.64958 | 0
LCP_Inputs_ON_Diverse_Howarth_2023_05_05 | 2031 | Hydro | Generation | Electricity | QC | Dispatch-Generation | VOM | 0 | [6 empty] | 0.64958 | 0
LCP_Inputs_ON_Diverse_Howarth_2023_05_05 | 2031 | Hydro | Generation | Electricity | WC | Dispatch-Generation | EmissionsCost | 0 | [6 empty] | 0.64958 | 0
LCP_Inputs_ON_Diverse_Howarth_2023_05_05 | 2031 | Hydro | Generation | Electricity | WC | Dispatch-Generation | FuelCost | 0 | [6 empty] | 0.64958 | 0
LCP_Inputs_ON_Diverse_Howarth_2023_05_05 | 2031 | Hydro | Generation | Electricity | WC | Dispatch-Generation | VOM | 0 | [6 empty] | 0.64958 | 0
LCP_Inputs_ON_Diverse_Howarth_2023_05_05 | 2031 | Hydro Pumped Storage | Storage | Electricity | MI | Dispatch-Storage | EmissionsCost | 0 | [6 empty] | 0.64958 | 0
LCP_Inputs_ON_Diverse_Howarth_2023_05_05 | 2031 | Hydro Pumped Storage | Storage | Electricity | MI | Dispatch-Storage | FuelCost | 0 | [6 empty] | 0.64958 | 0
LCP_Inputs_ON_Diverse_Howarth_2023_05_05 | 2031 | Hydro Pumped Storage | Storage | Electricity | MI | Dispatch-Storage | VOM | 0 | [6 empty] | 0.64958 | 0
LCP_Inputs_ON_Diverse_Howarth_2023_05_05 | 2031 | Hydro Pumped Storage | Storage | Electricity | NY | Dispatch-Storage | EmissionsCost | 0 | [6 empty] | 0.64958 | 0
LCP_Inputs_ON_Diverse_Howarth_2023_05_05 | 2031 | Hydro Pumped Storage | Storage | Electricity | NY | Dispatch-Storage | FuelCost | 0 | [6 empty] | 0.64958 | 0
LCP_Inputs_ON_Diverse_Howarth_2023_05_05 | 2031 | Hydro Pumped Storage | Storage | Electricity | NY | Dispatch-Storage | VOM | 0 | [6 empty] | 0.64958 | 0
LCP_Inputs_ON_Diverse_Howarth_2023_05_05 | 2031 | Hydro Pumped Storage | Storage | Electricity | ON | Dispatch-Storage | EmissionsCost | 0 | [6 empty] | 0.64958 | 0
LCP_Inputs_ON_Diverse_Howarth_2023_05_05 | 2031 | Hydro Pumped Storage | Storage | Electricity | ON | Dispatch-Storage | FuelCost | 0 | [6 empty] | 0.64958 | 0
LCP_Inputs_ON_Diverse_Howarth_2023_05_05 | 2031 | Hydro Pumped Storage | Storage | Electricity | ON | Dispatch-Storage | VOM | 0 | [6 empty] | 0.64958 | 0
LCP_Inputs_ON_Diverse_Howarth_2023_05_05 | 2031 | Hydro Pumped Storage | Storage | Electricity | PJ | Dispatch-Storage | EmissionsCost | 0 | [6 empty] | 0.64958 | 0
LCP_Inputs_ON_Diverse_Howarth_2023_05_05 | 2031 | Hydro Pumped Storage | Storage | Electricity | PJ | Dispatch-Storage | FuelCost | 0 | [6 empty] | 0.64958 | 0
LCP_Inputs_ON_Diverse_Howarth_2023_05_05 | 2031 | Hydro Pumped Storage | Storage | Electricity | PJ | Dispatch-Storage | VOM | 0 | [6 empty] | 0.64958 | 0
LCP_Inputs_ON_Diverse_Howarth_2023_05_05 | 2031 | Hydro Pumped Storage | Storage | Electricity | QC | Dispatch-Storage | EmissionsCost | 0 | [6 empty] | 0.64958 | 0
LCP_Inputs_ON_Diverse_Howarth_2023_05_05 | 2031 | Hydro Pumped Storage | Storage | Electricity | QC | Dispatch-Storage | FuelCost | 0 | [6 empty] | 0.64958 | 0
LCP_Inputs_ON_Diverse_Howarth_2023_05_05 | 2031 | Hydro Pumped Storage | Storage | Electricity | QC | Dispatch-Storage | VOM | 0 | [6 empty] | 0.64958 | 0
LCP_Inputs_ON_Diverse_Howarth_2023_05_05 | 2031 | Hydro Pumped Storage | Storage | Electricity | WC | Dispatch-Storage | EmissionsCost | 0 | [6 empty] | 0.64958 | 0
LCP_Inputs_ON_Diverse_Howarth_2023_05_05 | 2031 | Hydro Pumped Storage | Storage | Electricity | WC | Dispatch-Storage | FuelCost | 0 | [6 empty] | 0.64958 | 0
LCP_Inputs_ON_Diverse_Howarth_2023_05_05 | 2031 | Hydro Pumped Storage | Storage | Electricity | WC | Dispatch-Storage | VOM | 0 | [6 empty] | 0.64958 | 0
LCP_Inputs_ON_Diverse_Howarth_2023_05_05 | 2031 | Nuclear | Generation | Electricity | MI | Dispatch-Generation | EmissionsCost | 0 | [6 empty] | 0.64958 | 0
LCP_Inputs_ON_Diverse_Howarth_2023_05_05 | 2031 | Nuclear | Generation | Electricity | MI | Dispatch-Generation | FuelCost | 0 | [6 empty] | 0.64958 | 0
LCP_Inputs_ON_Diverse_Howarth_2023_05_05 | 2031 | Nuclear | Generation | Electricity | MI | Dispatch-Generation | VOM | 2762866296.96 | [6 empty] | 0.64958 | 1794705262.964
LCP_Inputs_ON_Diverse_Howarth_2023_05_05 | 2031 | Nuclear | Generation | Electricity | NY | Dispatch-Generation | EmissionsCost | 0 | [6 empty] | 0.64958 | 0
LCP_Inputs_ON_Diverse_Howarth_2023_05_05 | 2031 | Nuclear | Generation | Electricity | NY | Dispatch-Generation | FuelCost | 0 | [6 empty] | 0.64958 | 0
LCP_Inputs_ON_Diverse_Howarth_2023_05_05 | 2031 | Nuclear | Generation | Electricity | NY | Dispatch-Generation | VOM | 2246155230.144 | [6 empty] | 0.64958 | 1459059606.8326
LCP_Inputs_ON_Diverse_Howarth_2023_05_05 | 2031 | Nuclear | Generation | Electricity | ON | Dispatch-Generation | EmissionsCost | 0 | [6 empty] | 0.64958 | 0
LCP_Inputs_ON_Diverse_Howarth_2023_05_05 | 2031 | Nuclear | Generation | Electricity | ON | Dispatch-Generation | FuelCost | 0 | [6 empty] | 0.64958 | 0
LCP_Inputs_ON_Diverse_Howarth_2023_05_05 | 2031 | Nuclear | Generation | Electricity | ON | Dispatch-Generation | VOM | 7181421070.9787 | [6 empty] | 0.64958 | 4664914189.2344
LCP_Inputs_ON_Diverse_Howarth_2023_05_05 | 2031 | Nuclear | Generation | Electricity | PJ | Dispatch-Generation | EmissionsCost | 0 | [6 empty] | 0.64958 | 0
LCP_Inputs_ON_Diverse_Howarth_2023_05_05 | 2031 | Nuclear | Generation | Electricity | PJ | Dispatch-Generation | FuelCost | 0 | [6 empty] | 0.64958 | 0
LCP_Inputs_ON_Diverse_Howarth_2023_05_05 | 2031 | Nuclear | Generation | Electricity | PJ | Dispatch-Generation | VOM | 6401347648.6848 | [6 empty] | 0.64958 | 4158193368.893
LCP_Inputs_ON_Diverse_Howarth_2023_05_05 | 2031 | Nuclear | Generation | Electricity | QC | Dispatch-Generation | EmissionsCost | 0 | [6 empty] | 0.64958 | 0
LCP_Inputs_ON_Diverse_Howarth_2023_05_05 | 2031 | Nuclear | Generation | Electricity | QC | Dispatch-Generation | FuelCost | 0 | [6 empty] | 0.64958 | 0
LCP_Inputs_ON_Diverse_Howarth_2023_05_05 | 2031 | Nuclear | Generation | Electricity | QC | Dispatch-Generation | VOM | 0 | [6 empty] | 0.64958 | 0
LCP_Inputs_ON_Diverse_Howarth_2023_05_05 | 2031 | Nuclear | Generation | Electricity | WC | Dispatch-Generation | EmissionsCost | 0 | [6 empty] | 0.64958 | 0
LCP_Inputs_ON_Diverse_Howarth_2023_05_05 | 2031 | Nuclear | Generation | Electricity | WC | Dispatch-Generation | FuelCost | 0 | [6 empty] | 0.64958 | 0
LCP_Inputs_ON_Diverse_Howarth_2023_05_05 | 2031 | Nuclear | Generation | Electricity | WC | Dispatch-Generation | VOM | 0 | [6 empty] | 0.64958 | 0
LCP_Inputs_ON_Diverse_Howarth_2023_05_05 | 2031 | Nuclear SMR | Generation | Electricity | MI | Dispatch-Generation | EmissionsCost | 0 | [6 empty] | 0.64958 | 0
LCP_Inputs_ON_Diverse_Howarth_2023_05_05 | 2031 | Nuclear SMR | Generation | Electricity | MI | Dispatch-Generation | FuelCost | 0 | [6 empty] | 0.64958 | 0
LCP_Inputs_ON_Diverse_Howarth_2023_05_05 | 2031 | Nuclear SMR | Generation | Electricity | MI | Dispatch-Generation | VOM | 0 | [6 empty] | 0.64958 | 0
LCP_Inputs_ON_Diverse_Howarth_2023_05_05 | 2031 | Nuclear SMR | Generation | Electricity | NY | Dispatch-Generation | EmissionsCost | 0 | [6 empty] | 0.64958 | 0
LCP_Inputs_ON_Diverse_Howarth_2023_05_05 | 2031 | Nuclear SMR | Generation | Electricity | NY | Dispatch-Generation | FuelCost | 0 | [6 empty] | 0.64958 | 0
LCP_Inputs_ON_Diverse_Howarth_2023_05_05 | 2031 | Nuclear SMR | Generation | Electricity | NY | Dispatch-Generation | VOM | 0 | [6 empty] | 0.64958 | 0
LCP_Inputs_ON_Diverse_Howarth_2023_05_05 | 2031 | Nuclear SMR | Generation | Electricity | ON | Dispatch-Generation | EmissionsCost | 0 | [6 empty] | 0.64958 | 0
LCP_Inputs_ON_Diverse_Howarth_2023_05_05 | 2031 | Nuclear SMR | Generation | Electricity | ON | Dispatch-Generation | FuelCost | 0 | [6 empty] | 0.64958 | 0
LCP_Inputs_ON_Diverse_Howarth_2023_05_05 | 2031 | Nuclear SMR | Generation | Electricity | ON | Dispatch-Generation | VOM | 19039640.4 | [6 empty] | 0.64958 | 12367787.3477
LCP_Inputs_ON_Diverse_Howarth_2023_05_05 | 2031 | Nuclear SMR | Generation | Electricity | PJ | Dispatch-Generation | EmissionsCost | 0 | [6 empty] | 0.64958 | 0
LCP_Inputs_ON_Diverse_Howarth_2023_05_05 | 2031 | Nuclear SMR | Generation | Electricity | PJ | Dispatch-Generation | FuelCost | 0 | [6 empty] | 0.64958 | 0
LCP_Inputs_ON_Diverse_Howarth_2023_05_05 | 2031 | Nuclear SMR | Generation | Electricity | PJ | Dispatch-Generation | VOM | 0 | [6 empty] | 0.64958 | 0
LCP_Inputs_ON_Diverse_Howarth_2023_05_05 | 2031 | Nuclear SMR | Generation | Electricity | QC | Dispatch-Generation | EmissionsCost | 0 | [6 empty] | 0.64958 | 0
LCP_Inputs_ON_Diverse_Howarth_2023_05_05 | 2031 | Nuclear SMR | Generation | Electricity | QC | Dispatch-Generation | FuelCost | 0 | [6 empty] | 0.64958 | 0
LCP_Inputs_ON_Diverse_Howarth_2023_05_05 | 2031 | Nuclear SMR | Generation | Electricity | QC | Dispatch-Generation | VOM | 0 | [6 empty] | 0.64958 | 0
LCP_Inputs_ON_Diverse_Howarth_2023_05_05 | 2031 | Nuclear SMR | Generation | Electricity | WC | Dispatch-Generation | EmissionsCost | 0 | [6 empty] | 0.64958 | 0
LCP_Inputs_ON_Diverse_Howarth_2023_05_05 | 2031 | Nuclear SMR | Generation | Electricity | WC | Dispatch-Generation | FuelCost | 0 | [6 empty] | 0.64958 | 0
LCP_Inputs_ON_Diverse_Howarth_2023_05_05 | 2031 | Nuclear SMR | Generation | Electricity | WC | Dispatch-Generation | VOM | 0 | [6 empty] | 0.64958 | 0
LCP_Inputs_ON_Diverse_Howarth_2023_05_05 | 2031 | O/CCGT - CH4 Existing | Crossload | Electricity | MI | Dispatch-Crossload | EmissionsCost | 0 | [6 empty] | 0.64958 | 0
LCP_Inputs_ON_Diverse_Howarth_2023_05_05 | 2031 | O/CCGT - CH4 Existing | Crossload | Electricity | MI | Dispatch-Crossload | FuelCost | 0 | [6 empty] | 0.64958 | 0
LCP_Inputs_ON_Diverse_Howarth_2023_05_05 | 2031 | O/CCGT - CH4 Existing | Crossload | Electricity | MI | Dispatch-Crossload | VOM | 0 | [6 empty] | 0.64958 | 0
LCP_Inputs_ON_Diverse_Howarth_2023_05_05 | 2031 | O/CCGT - CH4 Existing | Crossload | Electricity | NY | Dispatch-Crossload | EmissionsCost | 0 | [6 empty] | 0.64958 | 0
LCP_Inputs_ON_Diverse_Howarth_2023_05_05 | 2031 | O/CCGT - CH4 Existing | Crossload | Electricity | NY | Dispatch-Crossload | FuelCost | 0 | [6 empty] | 0.64958 | 0
LCP_Inputs_ON_Diverse_Howarth_2023_05_05 | 2031 | O/CCGT - CH4 Existing | Crossload | Electricity | NY | Dispatch-Crossload | VOM | 0 | [6 empty] | 0.64958 | 0
LCP_Inputs_ON_Diverse_Howarth_2023_05_05 | 2031 | O/CCGT - CH4 Existing | Crossload | Electricity | ON | Dispatch-Crossload | EmissionsCost | 5272408.1924 | [6 empty] | 0.64958 | 3424855.8252
LCP_Inputs_ON_Diverse_Howarth_2023_05_05 | 2031 | O/CCGT - CH4 Existing | Crossload | Electricity | ON | Dispatch-Crossload | FuelCost | 0 | [6 empty] | 0.64958 | 0
LCP_Inputs_ON_Diverse_Howarth_2023_05_05 | 2031 | O/CCGT - CH4 Existing | Crossload | Electricity | ON | Dispatch-Crossload | VOM | 324468.7806 | [6 empty] | 0.64958 | 210768.7328
LCP_Inputs_ON_Diverse_Howarth_2023_05_05 | 2031 | O/CCGT - CH4 Existing | Crossload | Electricity | PJ | Dispatch-Crossload | EmissionsCost | 0 | [6 empty] | 0.64958 | 0
LCP_Inputs_ON_Diverse_Howarth_2023_05_05 | 2031 | O/CCGT - CH4 Existing | Crossload | Electricity | PJ | Dispatch-Crossload | FuelCost | 0 | [6 empty] | 0.64958 | 0
LCP_Inputs_ON_Diverse_Howarth_2023_05_05 | 2031 | O/CCGT - CH4 Existing | Crossload | Electricity | PJ | Dispatch-Crossload | VOM | 0 | [6 empty] | 0.64958 | 0
LCP_Inputs_ON_Diverse_Howarth_2023_05_05 | 2031 | O/CCGT - CH4 Existing | Crossload | Electricity | QC | Dispatch-Crossload | EmissionsCost | 0 | [6 empty] | 0.64958 | 0
LCP_Inputs_ON_Diverse_Howarth_2023_05_05 | 2031 | O/CCGT - CH4 Existing | Crossload | Electricity | QC | Dispatch-Crossload | FuelCost | 0 | [6 empty] | 0.64958 | 0
LCP_Inputs_ON_Diverse_Howarth_2023_05_05 | 2031 | O/CCGT - CH4 Existing | Crossload | Electricity | QC | Dispatch-Crossload | VOM | 0 | [6 empty] | 0.64958 | 0
LCP_Inputs_ON_Diverse_Howarth_2023_05_05 | 2031 | O/CCGT - CH4 Existing | Crossload | Electricity | WC | Dispatch-Crossload | EmissionsCost | 0 | [6 empty] | 0.64958 | 0
LCP_Inputs_ON_Diverse_Howarth_2023_05_05 | 2031 | O/CCGT - CH4 Existing | Crossload | Electricity | WC | Dispatch-Crossload | FuelCost | 0 | [6 empty] | 0.64958 | 0
LCP_Inputs_ON_Diverse_Howarth_2023_05_05 | 2031 | O/CCGT - CH4 Existing | Crossload | Electricity | WC | Dispatch-Crossload | VOM | 0 | [6 empty] | 0.64958 | 0
LCP_Inputs_ON_Diverse_Howarth_2023_05_05 | 2031 | O/CCGT - CH4 New | Crossload | Electricity | MI | Dispatch-Crossload | EmissionsCost | 0 | [6 empty] | 0.64958 | 0
LCP_Inputs_ON_Diverse_Howarth_2023_05_05 | 2031 | O/CCGT - CH4 New | Crossload | Electricity | MI | Dispatch-Crossload | FuelCost | 0 | [6 empty] | 0.64958 | 0
LCP_Inputs_ON_Diverse_Howarth_2023_05_05 | 2031 | O/CCGT - CH4 New | Crossload | Electricity | MI | Dispatch-Crossload | VOM | 0 | [6 empty] | 0.64958 | 0
LCP_Inputs_ON_Diverse_Howarth_2023_05_05 | 2031 | O/CCGT - CH4 New | Crossload | Electricity | NY | Dispatch-Crossload | EmissionsCost | 0 | [6 empty] | 0.64958 | 0
LCP_Inputs_ON_Diverse_Howarth_2023_05_05 | 2031 | O/CCGT - CH4 New | Crossload | Electricity | NY | Dispatch-Crossload | FuelCost | 0 | [6 empty] | 0.64958 | 0
LCP_Inputs_ON_Diverse_Howarth_2023_05_05 | 2031 | O/CCGT - CH4 New | Crossload | Electricity | NY | Dispatch-Crossload | VOM | 0 | [6 empty] | 0.64958 | 0
LCP_Inputs_ON_Diverse_Howarth_2023_05_05 | 2031 | O/CCGT - CH4 New | Crossload | Electricity | ON | Dispatch-Crossload | EmissionsCost | 309829.331 | [6 empty] | 0.64958 | 201259.2255
LCP_Inputs_ON_Diverse_Howarth_2023_05_05 | 2031 | O/CCGT - CH4 New | Crossload | Electricity | ON | Dispatch-Crossload | FuelCost | 0 | [6 empty] | 0.64958 | 0
LCP_Inputs_ON_Diverse_Howarth_2023_05_05 | 2031 | O/CCGT - CH4 New | Crossload | Electricity | ON | Dispatch-Crossload | VOM | 19067.178 | [6 empty] | 0.64958 | 12385.6752
LCP_Inputs_ON_Diverse_Howarth_2023_05_05 | 2031 | O/CCGT - CH4 New | Crossload | Electricity | PJ | Dispatch-Crossload | EmissionsCost | 0 | [6 empty] | 0.64958 | 0
LCP_Inputs_ON_Diverse_Howarth_2023_05_05 | 2031 | O/CCGT - CH4 New | Crossload | Electricity | PJ | Dispatch-Crossload | FuelCost | 0 | [6 empty] | 0.64958 | 0
LCP_Inputs_ON_Diverse_Howarth_2023_05_05 | 2031 | O/CCGT - CH4 New | Crossload | Electricity | PJ | Dispatch-Crossload | VOM | 0 | [6 empty] | 0.64958 | 0
LCP_Inputs_ON_Diverse_Howarth_2023_05_05 | 2031 | O/CCGT - CH4 New | Crossload | Electricity | QC | Dispatch-Crossload | EmissionsCost | 0 | [6 empty] | 0.64958 | 0
LCP_Inputs_ON_Diverse_Howarth_2023_05_05 | 2031 | O/CCGT - CH4 New | Crossload | Electricity | QC | Dispatch-Crossload | FuelCost | 0 | [6 empty] | 0.64958 | 0
LCP_Inputs_ON_Diverse_Howarth_2023_05_05 | 2031 | O/CCGT - CH4 New | Crossload | Electricity | QC | Dispatch-Crossload | VOM | 0 | [6 empty] | 0.64958 | 0
LCP_Inputs_ON_Diverse_Howarth_2023_05_05 | 2031 | O/CCGT - CH4 New | Crossload | Electricity | WC | Dispatch-Crossload | EmissionsCost | 0 | [6 empty] | 0.64958 | 0
LCP_Inputs_ON_Diverse_Howarth_2023_05_05 | 2031 | O/CCGT - CH4 New | Crossload | Electricity | WC | Dispatch-Crossload | FuelCost | 0 | [6 empty] | 0.64958 | 0
LCP_Inputs_ON_Diverse_Howarth_2023_05_05 | 2031 | O/CCGT - CH4 New | Crossload | Electricity | WC | Dispatch-Crossload | VOM | 0 | [6 empty] | 0.64958 | 0
LCP_Inputs_ON_Diverse_Howarth_2023_05_05 | 2031 | O/CCGT - H2 New | Crossload | Electricity | MI | Dispatch-Crossload | EmissionsCost | 0 | [6 empty] | 0.64958 | 0
LCP_Inputs_ON_Diverse_Howarth_2023_05_05 | 2031 | O/CCGT - H2 New | Crossload | Electricity | MI | Dispatch-Crossload | FuelCost | 0 | [6 empty] | 0.64958 | 0
LCP_Inputs_ON_Diverse_Howarth_2023_05_05 | 2031 | O/CCGT - H2 New | Crossload | Electricity | MI | Dispatch-Crossload | VOM | 0 | [6 empty] | 0.64958 | 0
LCP_Inputs_ON_Diverse_Howarth_2023_05_05 | 2031 | O/CCGT - H2 New | Crossload | Electricity | NY | Dispatch-Crossload | EmissionsCost | 0 | [6 empty] | 0.64958 | 0
LCP_Inputs_ON_Diverse_Howarth_2023_05_05 | 2031 | O/CCGT - H2 New | Crossload | Electricity | NY | Dispatch-Crossload | FuelCost | 0 | [6 empty] | 0.64958 | 0
LCP_Inputs_ON_Diverse_Howarth_2023_05_05 | 2031 | O/CCGT - H2 New | Crossload | Electricity | NY | Dispatch-Crossload | VOM | 0 | [6 empty] | 0.64958 | 0
LCP_Inputs_ON_Diverse_Howarth_2023_05_05 | 2031 | O/CCGT - H2 New | Crossload | Electricity | ON | Dispatch-Crossload | EmissionsCost | 0 | [6 empty] | 0.64958 | 0
LCP_Inputs_ON_Diverse_Howarth_2023_05_05 | 2031 | O/CCGT - H2 New | Crossload | Electricity | ON | Dispatch-Crossload | FuelCost | 0 | [6 empty] | 0.64958 | 0
LCP_Inputs_ON_Diverse_Howarth_2023_05_05 | 2031 | O/CCGT - H2 New | Crossload | Electricity | ON | Dispatch-Crossload | VOM | 0 | [6 empty] | 0.64958 | 0
LCP_Inputs_ON_Diverse_Howarth_2023_05_05 | 2031 | O/CCGT - H2 New | Crossload | Electricity | PJ | Dispatch-Crossload | EmissionsCost | 0 | [6 empty] | 0.64958 | 0
LCP_Inputs_ON_Diverse_Howarth_2023_05_05 | 2031 | O/CCGT - H2 New | Crossload | Electricity | PJ | Dispatch-Crossload | FuelCost | 0 | [6 empty] | 0.64958 | 0
LCP_Inputs_ON_Diverse_Howarth_2023_05_05 | 2031 | O/CCGT - H2 New | Crossload | Electricity | PJ | Dispatch-Crossload | VOM | 0 | [6 empty] | 0.64958 | 0
LCP_Inputs_ON_Diverse_Howarth_2023_05_05 | 2031 | O/CCGT - H2 New | Crossload | Electricity | QC | Dispatch-Crossload | EmissionsCost | 0 | [6 empty] | 0.64958 | 0
LCP_Inputs_ON_Diverse_Howarth_2023_05_05 | 2031 | O/CCGT - H2 New | Crossload | Electricity | QC | Dispatch-Crossload | FuelCost | 0 | [6 empty] | 0.64958 | 0
LCP_Inputs_ON_Diverse_Howarth_2023_05_05 | 2031 | O/CCGT - H2 New | Crossload | Electricity | QC | Dispatch-Crossload | VOM | 0 | [6 empty] | 0.64958 | 0
LCP_Inputs_ON_Diverse_Howarth_2023_05_05 | 2031 | O/CCGT - H2 New | Crossload | Electricity | WC | Dispatch-Crossload | EmissionsCost | 0 | [6 empty] | 0.64958 | 0
LCP_Inputs_ON_Diverse_Howarth_2023_05_05 | 2031 | O/CCGT - H2 New | Crossload | Electricity | WC | Dispatch-Crossload | FuelCost | 0 | [6 empty] | 0.64958 | 0
LCP_Inputs_ON_Diverse_Howarth_2023_05_05 | 2031 | O/CCGT - H2 New | Crossload | Electricity | WC | Dispatch-Crossload | VOM | 0 | [6 empty] | 0.64958 | 0
LCP_Inputs_ON_Diverse_Howarth_2023_05_05 | 2031 | SMR CCS | Generation | Hydrogen | MI | Dispatch-Generation | EmissionsCost | 0 | [6 empty] | 0.64958 | 0
LCP_Inputs_ON_Diverse_Howarth_2023_05_05 | 2031 | SMR CCS | Generation | Hydrogen | MI | Dispatch-Generation | FuelCost | 0 | [6 empty] | 0.64958 | 0
LCP_Inputs_ON_Diverse_Howarth_2023_05_05 | 2031 | SMR CCS | Generation | Hydrogen | MI | Dispatch-Generation | VOM | 0 | [6 empty] | 0.64958 | 0
LCP_Inputs_ON_Diverse_Howarth_2023_05_05 | 2031 | SMR CCS | Generation | Hydrogen | NY | Dispatch-Generation | EmissionsCost | 0 | [6 empty] | 0.64958 | 0
LCP_Inputs_ON_Diverse_Howarth_2023_05_05 | 2031 | SMR CCS | Generation | Hydrogen | NY | Dispatch-Generation | FuelCost | 0 | [6 empty] | 0.64958 | 0
LCP_Inputs_ON_Diverse_Howarth_2023_05_05 | 2031 | SMR CCS | Generation | Hydrogen | NY | Dispatch-Generation | VOM | 0 | [6 empty] | 0.64958 | 0
LCP_Inputs_ON_Diverse_Howarth_2023_05_05 | 2031 | SMR CCS | Generation | Hydrogen | ON | Dispatch-Generation | EmissionsCost | 738580417.6146 | [6 empty] | 0.64958 | 479767755.7085
LCP_Inputs_ON_Diverse_Howarth_2023_05_05 | 2031 | SMR CCS | Generation | Hydrogen | ON | Dispatch-Generation | FuelCost | 492910088.0425 | [6 empty] | 0.64958 | 320184994.1676
LCP_Inputs_ON_Diverse_Howarth_2023_05_05 | 2031 | SMR CCS | Generation | Hydrogen | ON | Dispatch-Generation | VOM | 0 | [6 empty] | 0.64958 | 0
LCP_Inputs_ON_Diverse_Howarth_2023_05_05 | 2031 | SMR CCS | Generation | Hydrogen | PJ | Dispatch-Generation | EmissionsCost | 0 | [6 empty] | 0.64958 | 0
LCP_Inputs_ON_Diverse_Howarth_2023_05_05 | 2031 | SMR CCS | Generation | Hydrogen | PJ | Dispatch-Generation | FuelCost | 0 | [6 empty] | 0.64958 | 0
LCP_Inputs_ON_Diverse_Howarth_2023_05_05 | 2031 | SMR CCS | Generation | Hydrogen | PJ | Dispatch-Generation | VOM | 0 | [6 empty] | 0.64958 | 0
LCP_Inputs_ON_Diverse_Howarth_2023_05_05 | 2031 | SMR CCS | Generation | Hydrogen | QC | Dispatch-Generation | EmissionsCost | 0 | [6 empty] | 0.64958 | 0
LCP_Inputs_ON_Diverse_Howarth_2023_05_05 | 2031 | SMR CCS | Generation | Hydrogen | QC | Dispatch-Generation | FuelCost | 0 | [6 empty] | 0.64958 | 0
LCP_Inputs_ON_Diverse_Howarth_2023_05_05 | 2031 | SMR CCS | Generation | Hydrogen | QC | Dispatch-Generation | VOM | 0 | [6 empty] | 0.64958 | 0
LCP_Inputs_ON_Diverse_Howarth_2023_05_05 | 2031 | SMR CCS | Generation | Hydrogen | WC | Dispatch-Generation | EmissionsCost | 0 | [6 empty] | 0.64958 | 0
LCP_Inputs_ON_Diverse_Howarth_2023_05_05 | 2031 | SMR CCS | Generation | Hydrogen | WC | Dispatch-Generation | FuelCost | 0 | [6 empty] | 0.64958 | 0
LCP_Inputs_ON_Diverse_Howarth_2023_05_05 | 2031 | SMR CCS | Generation | Hydrogen | WC | Dispatch-Generation | VOM | 0 | [6 empty] | 0.64958 | 0
LCP_Inputs_ON_Diverse_Howarth_2023_05_05 | 2031 | Solar PV | Generation | Electricity | MI | Dispatch-Generation | EmissionsCost | 0 | [6 empty] | 0.64958 | 0
LCP_Inputs_ON_Diverse_Howarth_2023_05_05 | 2031 | Solar PV | Generation | Electricity | MI | Dispatch-Generation | FuelCost | 0 | [6 empty] | 0.64958 | 0
LCP_Inputs_ON_Diverse_Howarth_2023_05_05 | 2031 | Solar PV | Generation | Electricity | MI | Dispatch-Generation | VOM | 0 | [6 empty] | 0.64958 | 0
LCP_Inputs_ON_Diverse_Howarth_2023_05_05 | 2031 | Solar PV | Generation | Electricity | NY | Dispatch-Generation | EmissionsCost | 0 | [6 empty] | 0.64958 | 0
LCP_Inputs_ON_Diverse_Howarth_2023_05_05 | 2031 | Solar PV | Generation | Electricity | NY | Dispatch-Generation | FuelCost | 0 | [6 empty] | 0.64958 | 0
LCP_Inputs_ON_Diverse_Howarth_2023_05_05 | 2031 | Solar PV | Generation | Electricity | NY | Dispatch-Generation | VOM | 0 | [6 empty] | 0.64958 | 0
LCP_Inputs_ON_Diverse_Howarth_2023_05_05 | 2031 | Solar PV | Generation | Electricity | ON | Dispatch-Generation | EmissionsCost | 0 | [6 empty] | 0.64958 | 0
LCP_Inputs_ON_Diverse_Howarth_2023_05_05 | 2031 | Solar PV | Generation | Electricity | ON | Dispatch-Generation | FuelCost | 0 | [6 empty] | 0.64958 | 0
LCP_Inputs_ON_Diverse_Howarth_2023_05_05 | 2031 | Solar PV | Generation | Electricity | ON | Dispatch-Generation | VOM | 0 | [6 empty] | 0.64958 | 0
LCP_Inputs_ON_Diverse_Howarth_2023_05_05 | 2031 | Solar PV | Generation | Electricity | PJ | Dispatch-Generation | EmissionsCost | 0 | [6 empty] | 0.64958 | 0
LCP_Inputs_ON_Diverse_Howarth_2023_05_05 | 2031 | Solar PV | Generation | Electricity | PJ | Dispatch-Generation | FuelCost | 0 | [6 empty] | 0.64958 | 0
LCP_Inputs_ON_Diverse_Howarth_2023_05_05 | 2031 | Solar PV | Generation | Electricity | PJ | Dispatch-Generation | VOM | 0 | [6 empty] | 0.64958 | 0
LCP_Inputs_ON_Diverse_Howarth_2023_05_05 | 2031 | Solar PV | Generation | Electricity | QC | Dispatch-Generation | EmissionsCost | 0 | [6 empty] | 0.64958 | 0
LCP_Inputs_ON_Diverse_Howarth_2023_05_05 | 2031 | Solar PV | Generation | Electricity | QC | Dispatch-Generation | FuelCost | 0 | [6 empty] | 0.64958 | 0
LCP_Inputs_ON_Diverse_Howarth_2023_05_05 | 2031 | Solar PV | Generation | Electricity | QC | Dispatch-Generation | VOM | 0 | [6 empty] | 0.64958 | 0
LCP_Inputs_ON_Diverse_Howarth_2023_05_05 | 2031 | Solar PV | Generation | Electricity | WC | Dispatch-Generation | EmissionsCost | 0 | [6 empty] | 0.64958 | 0
LCP_Inputs_ON_Diverse_Howarth_2023_05_05 | 2031 | Solar PV | Generation | Electricity | WC | Dispatch-Generation | FuelCost | 0 | [6 empty] | 0.64958 | 0
LCP_Inputs_ON_Diverse_Howarth_2023_05_05 | 2031 | Solar PV | Generation | Electricity | WC | Dispatch-Generation | VOM | 0 | [6 empty] | 0.64958 | 0
LCP_Inputs_ON_Diverse_Howarth_2023_05_05 | 2031 | Wind Offshore | Generation | Electricity | MI | Dispatch-Generation | EmissionsCost | 0 | [6 empty] | 0.64958 | 0
LCP_Inputs_ON_Diverse_Howarth_2023_05_05 | 2031 | Wind Offshore | Generation | Electricity | MI | Dispatch-Generation | FuelCost | 0 | [6 empty] | 0.64958 | 0
LCP_Inputs_ON_Diverse_Howarth_2023_05_05 | 2031 | Wind Offshore | Generation | Electricity | MI | Dispatch-Generation | VOM | 0 | [6 empty] | 0.64958 | 0
LCP_Inputs_ON_Diverse_Howarth_2023_05_05 | 2031 | Wind Offshore | Generation | Electricity | NY | Dispatch-Generation | EmissionsCost | 0 | [6 empty] | 0.64958 | 0
LCP_Inputs_ON_Diverse_Howarth_2023_05_05 | 2031 | Wind Offshore | Generation | Electricity | NY | Dispatch-Generation | FuelCost | 0 | [6 empty] | 0.64958 | 0
LCP_Inputs_ON_Diverse_Howarth_2023_05_05 | 2031 | Wind Offshore | Generation | Electricity | NY | Dispatch-Generation | VOM | 0 | [6 empty] | 0.64958 | 0
LCP_Inputs_ON_Diverse_Howarth_2023_05_05 | 2031 | Wind Offshore | Generation | Electricity | ON | Dispatch-Generation | EmissionsCost | 0 | [6 empty] | 0.64958 | 0
LCP_Inputs_ON_Diverse_Howarth_2023_05_05 | 2031 | Wind Offshore | Generation | Electricity | ON | Dispatch-Generation | FuelCost | 0 | [6 empty] | 0.64958 | 0
LCP_Inputs_ON_Diverse_Howarth_2023_05_05 | 2031 | Wind Offshore | Generation | Electricity | ON | Dispatch-Generation | VOM | 0 | [6 empty] | 0.64958 | 0
LCP_Inputs_ON_Diverse_Howarth_2023_05_05 | 2031 | Wind Offshore | Generation | Electricity | PJ | Dispatch-Generation | EmissionsCost | 0 | [6 empty] | 0.64958 | 0
LCP_Inputs_ON_Diverse_Howarth_2023_05_05 | 2031 | Wind Offshore | Generation | Electricity | PJ | Dispatch-Generation | FuelCost | 0 | [6 empty] | 0.64958 | 0
LCP_Inputs_ON_Diverse_Howarth_2023_05_05 | 2031 | Wind Offshore | Generation | Electricity | PJ | Dispatch-Generation | VOM | 0 | [6 empty] | 0.64958 | 0
LCP_Inputs_ON_Diverse_Howarth_2023_05_05 | 2031 | Wind Offshore | Generation | Electricity | QC | Dispatch-Generation | EmissionsCost | 0 | [6 empty] | 0.64958 | 0
LCP_Inputs_ON_Diverse_Howarth_2023_05_05 | 2031 | Wind Offshore | Generation | Electricity | QC | Dispatch-Generation | FuelCost | 0 | [6 empty] | 0.64958 | 0
LCP_Inputs_ON_Diverse_Howarth_2023_05_05 | 2031 | Wind Offshore | Generation | Electricity | QC | Dispatch-Generation | VOM | 0 | [6 empty] | 0.64958 | 0
LCP_Inputs_ON_Diverse_Howarth_2023_05_05 | 2031 | Wind Offshore | Generation | Electricity | WC | Dispatch-Generation | EmissionsCost | 0 | [6 empty] | 0.64958 | 0
LCP_Inputs_ON_Diverse_Howarth_2023_05_05 | 2031 | Wind Offshore | Generation | Electricity | WC | Dispatch-Generation | FuelCost | 0 | [6 empty] | 0.64958 | 0
LCP_Inputs_ON_Diverse_Howarth_2023_05_05 | 2031 | Wind Offshore | Generation | Electricity | WC | Dispatch-Generation | VOM | 0 | [6 empty] | 0.64958 | 0
LCP_Inputs_ON_Diverse_Howarth_2023_05_05 | 2031 | Wind Onshore | Generation | Electricity | MI | Dispatch-Generation | EmissionsCost | 0 | [6 empty] | 0.64958 | 0
LCP_Inputs_ON_Diverse_Howarth_2023_05_05 | 2031 | Wind Onshore | Generation | Electricity | MI | Dispatch-Generation | FuelCost | 0 | [6 empty] | 0.64958 | 0
LCP_Inputs_ON_Diverse_Howarth_2023_05_05 | 2031 | Wind Onshore | Generation | Electricity | MI | Dispatch-Generation | VOM | 0 | [6 empty] | 0.64958 | 0
LCP_Inputs_ON_Diverse_Howarth_2023_05_05 | 2031 | Wind Onshore | Generation | Electricity | NY | Dispatch-Generation | EmissionsCost | 0 | [6 empty] | 0.64958 | 0
LCP_Inputs_ON_Diverse_Howarth_2023_05_05 | 2031 | Wind Onshore | Generation | Electricity | NY | Dispatch-Generation | FuelCost | 0 | [6 empty] | 0.64958 | 0
LCP_Inputs_ON_Diverse_Howarth_2023_05_05 | 2031 | Wind Onshore | Generation | Electricity | NY | Dispatch-Generation | VOM | 0 | [6 empty] | 0.64958 | 0
LCP_Inputs_ON_Diverse_Howarth_2023_05_05 | 2031 | Wind Onshore | Generation | Electricity | ON | Dispatch-Generation | EmissionsCost | 0 | [6 empty] | 0.64958 | 0
LCP_Inputs_ON_Diverse_Howarth_2023_05_05 | 2031 | Wind Onshore | Generation | Electricity | ON | Dispatch-Generation | FuelCost | 0 | [6 empty] | 0.64958 | 0
LCP_Inputs_ON_Diverse_Howarth_2023_05_05 | 2031 | Wind Onshore | Generation | Electricity | ON | Dispatch-Generation | VOM | 0 | [6 empty] | 0.64958 | 0
LCP_Inputs_ON_Diverse_Howarth_2023_05_05 | 2031 | Wind Onshore | Generation | Electricity | PJ | Dispatch-Generation | EmissionsCost | 0 | [6 empty] | 0.64958 | 0
LCP_Inputs_ON_Diverse_Howarth_2023_05_05 | 2031 | Wind Onshore | Generation | Electricity | PJ | Dispatch-Generation | FuelCost | 0 | [6 empty] | 0.64958 | 0
LCP_Inputs_ON_Diverse_Howarth_2023_05_05 | 2031 | Wind Onshore | Generation | Electricity | PJ | Dispatch-Generation | VOM | 0 | [6 empty] | 0.64958 | 0
LCP_Inputs_ON_Diverse_Howarth_2023_05_05 | 2031 | Wind Onshore | Generation | Electricity | QC | Dispatch-Generation | EmissionsCost | 0 | [6 empty] | 0.64958 | 0
LCP_Inputs_ON_Diverse_Howarth_2023_05_05 | 2031 | Wind Onshore | Generation | Electricity | QC | Dispatch-Generation | FuelCost | 0 | [6 empty] | 0.64958 | 0
LCP_Inputs_ON_Diverse_Howarth_2023_05_05 | 2031 | Wind Onshore | Generation | Electricity | QC | Dispatch-Generation | VOM | 0 | [6 empty] | 0.64958 | 0
LCP_Inputs_ON_Diverse_Howarth_2023_05_05 | 2031 | Wind Onshore | Generation | Electricity | WC | Dispatch-Generation | EmissionsCost | 0 | [6 empty] | 0.64958 | 0
LCP_Inputs_ON_Diverse_Howarth_2023_05_05 | 2031 | Wind Onshore | Generation | Electricity | WC | Dispatch-Generation | FuelCost | 0 | [6 empty] | 0.64958 | 0
LCP_Inputs_ON_Diverse_Howarth_2023_05_05 | 2031 | Wind Onshore | Generation | Electricity | WC | Dispatch-Generation | VOM | 0 | [6 empty] | 0.64958 | 0
LCP_Inputs_ON_Diverse_Howarth_2023_05_05 | 2032 | Anaerobic Digestion | Generation | Methane | MI | Dispatch-Generation | EmissionsCost | 0 | [6 empty] | 0.6246 | 0
LCP_Inputs_ON_Diverse_Howarth_2023_05_05 | 2032 | Anaerobic Digestion | Generation | Methane | MI | Dispatch-Generation | FuelCost | 0 | [6 empty] | 0.6246 | 0
LCP_Inputs_ON_Diverse_Howarth_2023_05_05 | 2032 | Anaerobic Digestion | Generation | Methane | MI | Dispatch-Generation | VOM | 0 | [6 empty] | 0.6246 | 0
LCP_Inputs_ON_Diverse_Howarth_2023_05_05 | 2032 | Anaerobic Digestion | Generation | Methane | NY | Dispatch-Generation | EmissionsCost | 0 | [6 empty] | 0.6246 | 0
LCP_Inputs_ON_Diverse_Howarth_2023_05_05 | 2032 | Anaerobic Digestion | Generation | Methane | NY | Dispatch-Generation | FuelCost | 0 | [6 empty] | 0.6246 | 0
LCP_Inputs_ON_Diverse_Howarth_2023_05_05 | 2032 | Anaerobic Digestion | Generation | Methane | NY | Dispatch-Generation | VOM | 0 | [6 empty] | 0.6246 | 0
LCP_Inputs_ON_Diverse_Howarth_2023_05_05 | 2032 | Anaerobic Digestion | Generation | Methane | ON | Dispatch-Generation | EmissionsCost | 1840449.9197 | [6 empty] | 0.6246 | 1149539.5898
LCP_Inputs_ON_Diverse_Howarth_2023_05_05 | 2032 | Anaerobic Digestion | Generation | Methane | ON | Dispatch-Generation | FuelCost | 0 | [6 empty] | 0.6246 | 0
LCP_Inputs_ON_Diverse_Howarth_2023_05_05 | 2032 | Anaerobic Digestion | Generation | Methane | ON | Dispatch-Generation | VOM | 862230000 | [6 empty] | 0.6246 | 538546314.0594
LCP_Inputs_ON_Diverse_Howarth_2023_05_05 | 2032 | Anaerobic Digestion | Generation | Methane | PJ | Dispatch-Generation | EmissionsCost | 0 | [6 empty] | 0.6246 | 0
LCP_Inputs_ON_Diverse_Howarth_2023_05_05 | 2032 | Anaerobic Digestion | Generation | Methane | PJ | Dispatch-Generation | FuelCost | 0 | [6 empty] | 0.6246 | 0
LCP_Inputs_ON_Diverse_Howarth_2023_05_05 | 2032 | Anaerobic Digestion | Generation | Methane | PJ | Dispatch-Generation | VOM | 0 | [6 empty] | 0.6246 | 0
LCP_Inputs_ON_Diverse_Howarth_2023_05_05 | 2032 | Anaerobic Digestion | Generation | Methane | QC | Dispatch-Generation | EmissionsCost | 0 | [6 empty] | 0.6246 | 0
LCP_Inputs_ON_Diverse_Howarth_2023_05_05 | 2032 | Anaerobic Digestion | Generation | Methane | QC | Dispatch-Generation | FuelCost | 0 | [6 empty] | 0.6246 | 0
LCP_Inputs_ON_Diverse_Howarth_2023_05_05 | 2032 | Anaerobic Digestion | Generation | Methane | QC | Dispatch-Generation | VOM | 0 | [6 empty] | 0.6246 | 0
LCP_Inputs_ON_Diverse_Howarth_2023_05_05 | 2032 | Anaerobic Digestion | Generation | Methane | WC | Dispatch-Generation | EmissionsCost | 0 | [6 empty] | 0.6246 | 0
LCP_Inputs_ON_Diverse_Howarth_2023_05_05 | 2032 | Anaerobic Digestion | Generation | Methane | WC | Dispatch-Generation | FuelCost | 0 | [6 empty] | 0.6246 | 0
LCP_Inputs_ON_Diverse_Howarth_2023_05_05 | 2032 | Anaerobic Digestion | Generation | Methane | WC | Dispatch-Generation | VOM | 0 | [6 empty] | 0.6246 | 0
LCP_Inputs_ON_Diverse_Howarth_2023_05_05 | 2032 | Battery Storage | Storage | Electricity | MI | Dispatch-Storage | EmissionsCost | 0 | [6 empty] | 0.6246 | 0
LCP_Inputs_ON_Diverse_Howarth_2023_05_05 | 2032 | Battery Storage | Storage | Electricity | MI | Dispatch-Storage | FuelCost | 0 | [6 empty] | 0.6246 | 0
LCP_Inputs_ON_Diverse_Howarth_2023_05_05 | 2032 | Battery Storage | Storage | Electricity | MI | Dispatch-Storage | VOM | 0 | [6 empty] | 0.6246 | 0
LCP_Inputs_ON_Diverse_Howarth_2023_05_05 | 2032 | Battery Storage | Storage | Electricity | NY | Dispatch-Storage | EmissionsCost | 0 | [6 empty] | 0.6246 | 0
LCP_Inputs_ON_Diverse_Howarth_2023_05_05 | 2032 | Battery Storage | Storage | Electricity | NY | Dispatch-Storage | FuelCost | 0 | [6 empty] | 0.6246 | 0
LCP_Inputs_ON_Diverse_Howarth_2023_05_05 | 2032 | Battery Storage | Storage | Electricity | NY | Dispatch-Storage | VOM | 0 | [6 empty] | 0.6246 | 0
LCP_Inputs_ON_Diverse_Howarth_2023_05_05 | 2032 | Battery Storage | Storage | Electricity | ON | Dispatch-Storage | EmissionsCost | 0 | [6 empty] | 0.6246 | 0
LCP_Inputs_ON_Diverse_Howarth_2023_05_05 | 2032 | Battery Storage | Storage | Electricity | ON | Dispatch-Storage | FuelCost | 0 | [6 empty] | 0.6246 | 0
LCP_Inputs_ON_Diverse_Howarth_2023_05_05 | 2032 | Battery Storage | Storage | Electricity | ON | Dispatch-Storage | VOM | 0 | [6 empty] | 0.6246 | 0
LCP_Inputs_ON_Diverse_Howarth_2023_05_05 | 2032 | Battery Storage | Storage | Electricity | PJ | Dispatch-Storage | EmissionsCost | 0 | [6 empty] | 0.6246 | 0
LCP_Inputs_ON_Diverse_Howarth_2023_05_05 | 2032 | Battery Storage | Storage | Electricity | PJ | Dispatch-Storage | FuelCost | 0 | [6 empty] | 0.6246 | 0
LCP_Inputs_ON_Diverse_Howarth_2023_05_05 | 2032 | Battery Storage | Storage | Electricity | PJ | Dispatch-Storage | VOM | 0 | [6 empty] | 0.6246 | 0
LCP_Inputs_ON_Diverse_Howarth_2023_05_05 | 2032 | Battery Storage | Storage | Electricity | QC | Dispatch-Storage | EmissionsCost | 0 | [6 empty] | 0.6246 | 0
LCP_Inputs_ON_Diverse_Howarth_2023_05_05 | 2032 | Battery Storage | Storage | Electricity | QC | Dispatch-Storage | FuelCost | 0 | [6 empty] | 0.6246 | 0
LCP_Inputs_ON_Diverse_Howarth_2023_05_05 | 2032 | Battery Storage | Storage | Electricity | QC | Dispatch-Storage | VOM | 0 | [6 empty] | 0.6246 | 0
LCP_Inputs_ON_Diverse_Howarth_2023_05_05 | 2032 | Battery Storage | Storage | Electricity | WC | Dispatch-Storage | EmissionsCost | 0 | [6 empty] | 0.6246 | 0
LCP_Inputs_ON_Diverse_Howarth_2023_05_05 | 2032 | Battery Storage | Storage | Electricity | WC | Dispatch-Storage | FuelCost | 0 | [6 empty] | 0.6246 | 0
LCP_Inputs_ON_Diverse_Howarth_2023_05_05 | 2032 | Battery Storage | Storage | Electricity | WC | Dispatch-Storage | VOM | 0 | [6 empty] | 0.6246 | 0
LCP_Inputs_ON_Diverse_Howarth_2023_05_05 | 2032 | Biomass | Generation | Electricity | MI | Dispatch-Generation | EmissionsCost | 0 | [6 empty] | 0.6246 | 0
LCP_Inputs_ON_Diverse_Howarth_2023_05_05 | 2032 | Biomass | Generation | Electricity | MI | Dispatch-Generation | FuelCost | 0 | [6 empty] | 0.6246 | 0
LCP_Inputs_ON_Diverse_Howarth_2023_05_05 | 2032 | Biomass | Generation | Electricity | MI | Dispatch-Generation | VOM | 0 | [6 empty] | 0.6246 | 0
LCP_Inputs_ON_Diverse_Howarth_2023_05_05 | 2032 | Biomass | Generation | Electricity | NY | Dispatch-Generation | EmissionsCost | 0 | [6 empty] | 0.6246 | 0
LCP_Inputs_ON_Diverse_Howarth_2023_05_05 | 2032 | Biomass | Generation | Electricity | NY | Dispatch-Generation | FuelCost | 0 | [6 empty] | 0.6246 | 0
LCP_Inputs_ON_Diverse_Howarth_2023_05_05 | 2032 | Biomass | Generation | Electricity | NY | Dispatch-Generation | VOM | 0 | [6 empty] | 0.6246 | 0
LCP_Inputs_ON_Diverse_Howarth_2023_05_05 | 2032 | Biomass | Generation | Electricity | ON | Dispatch-Generation | EmissionsCost | 0 | [6 empty] | 0.6246 | 0
LCP_Inputs_ON_Diverse_Howarth_2023_05_05 | 2032 | Biomass | Generation | Electricity | ON | Dispatch-Generation | FuelCost | 42009.7444 | [6 empty] | 0.6246 | 26239.1624
LCP_Inputs_ON_Diverse_Howarth_2023_05_05 | 2032 | Biomass | Generation | Electricity | ON | Dispatch-Generation | VOM | 539.1251 | [6 empty] | 0.6246 | 336.7359
LCP_Inputs_ON_Diverse_Howarth_2023_05_05 | 2032 | Biomass | Generation | Electricity | PJ | Dispatch-Generation | EmissionsCost | 0 | [6 empty] | 0.6246 | 0
LCP_Inputs_ON_Diverse_Howarth_2023_05_05 | 2032 | Biomass | Generation | Electricity | PJ | Dispatch-Generation | FuelCost | 0 | [6 empty] | 0.6246 | 0
LCP_Inputs_ON_Diverse_Howarth_2023_05_05 | 2032 | Biomass | Generation | Electricity | PJ | Dispatch-Generation | VOM | 0 | [6 empty] | 0.6246 | 0
LCP_Inputs_ON_Diverse_Howarth_2023_05_05 | 2032 | Biomass | Generation | Electricity | QC | Dispatch-Generation | EmissionsCost | 0 | [6 empty] | 0.6246 | 0
LCP_Inputs_ON_Diverse_Howarth_2023_05_05 | 2032 | Biomass | Generation | Electricity | QC | Dispatch-Generation | FuelCost | 128334.5455 | [6 empty] | 0.6246 | 80157.3785
LCP_Inputs_ON_Diverse_Howarth_2023_05_05 | 2032 | Biomass | Generation | Electricity | QC | Dispatch-Generation | VOM | 1646.96 | [6 empty] | 0.6246 | 1028.6864
LCP_Inputs_ON_Diverse_Howarth_2023_05_05 | 2032 | Biomass | Generation | Electricity | WC | Dispatch-Generation | EmissionsCost | 0 | [6 empty] | 0.6246 | 0
LCP_Inputs_ON_Diverse_Howarth_2023_05_05 | 2032 | Biomass | Generation | Electricity | WC | Dispatch-Generation | FuelCost | 0 | [6 empty] | 0.6246 | 0
LCP_Inputs_ON_Diverse_Howarth_2023_05_05 | 2032 | Biomass | Generation | Electricity | WC | Dispatch-Generation | VOM | 0 | [6 empty] | 0.6246 | 0
LCP_Inputs_ON_Diverse_Howarth_2023_05_05 | 2032 | Biomass + CCS | Generation | Electricity | MI | Dispatch-Generation | EmissionsCost | 0 | [6 empty] | 0.6246 | 0
LCP_Inputs_ON_Diverse_Howarth_2023_05_05 | 2032 | Biomass + CCS | Generation | Electricity | MI | Dispatch-Generation | FuelCost | 0 | [6 empty] | 0.6246 | 0
LCP_Inputs_ON_Diverse_Howarth_2023_05_05 | 2032 | Biomass + CCS | Generation | Electricity | MI | Dispatch-Generation | VOM | 0 | [6 empty] | 0.6246 | 0
LCP_Inputs_ON_Diverse_Howarth_2023_05_05 | 2032 | Biomass + CCS | Generation | Electricity | NY | Dispatch-Generation | EmissionsCost | 0 | [6 empty] | 0.6246 | 0
LCP_Inputs_ON_Diverse_Howarth_2023_05_05 | 2032 | Biomass + CCS | Generation | Electricity | NY | Dispatch-Generation | FuelCost | 0 | [6 empty] | 0.6246 | 0
LCP_Inputs_ON_Diverse_Howarth_2023_05_05 | 2032 | Biomass + CCS | Generation | Electricity | NY | Dispatch-Generation | VOM | 0 | [6 empty] | 0.6246 | 0
LCP_Inputs_ON_Diverse_Howarth_2023_05_05 | 2032 | Biomass + CCS | Generation | Electricity | ON | Dispatch-Generation | EmissionsCost | 0 | [6 empty] | 0.6246 | 0
LCP_Inputs_ON_Diverse_Howarth_2023_05_05 | 2032 | Biomass + CCS | Generation | Electricity | ON | Dispatch-Generation | FuelCost | 0 | [6 empty] | 0.6246 | 0
LCP_Inputs_ON_Diverse_Howarth_2023_05_05 | 2032 | Biomass + CCS | Generation | Electricity | ON | Dispatch-Generation | VOM | 0 | [6 empty] | 0.6246 | 0
LCP_Inputs_ON_Diverse_Howarth_2023_05_05 | 2032 | Biomass + CCS | Generation | Electricity | PJ | Dispatch-Generation | EmissionsCost | 0 | [6 empty] | 0.6246 | 0
LCP_Inputs_ON_Diverse_Howarth_2023_05_05 | 2032 | Biomass + CCS | Generation | Electricity | PJ | Dispatch-Generation | FuelCost | 0 | [6 empty] | 0.6246 | 0
LCP_Inputs_ON_Diverse_Howarth_2023_05_05 | 2032 | Biomass + CCS | Generation | Electricity | PJ | Dispatch-Generation | VOM | 0 | [6 empty] | 0.6246 | 0
LCP_Inputs_ON_Diverse_Howarth_2023_05_05 | 2032 | Biomass + CCS | Generation | Electricity | QC | Dispatch-Generation | EmissionsCost | 0 | [6 empty] | 0.6246 | 0
LCP_Inputs_ON_Diverse_Howarth_2023_05_05 | 2032 | Biomass + CCS | Generation | Electricity | QC | Dispatch-Generation | FuelCost | 0 | [6 empty] | 0.6246 | 0
LCP_Inputs_ON_Diverse_Howarth_2023_05_05 | 2032 | Biomass + CCS | Generation | Electricity | QC | Dispatch-Generation | VOM | 0 | [6 empty] | 0.6246 | 0
LCP_Inputs_ON_Diverse_Howarth_2023_05_05 | 2032 | Biomass + CCS | Generation | Electricity | WC | Dispatch-Generation | EmissionsCost | 0 | [6 empty] | 0.6246 | 0
LCP_Inputs_ON_Diverse_Howarth_2023_05_05 | 2032 | Biomass + CCS | Generation | Electricity | WC | Dispatch-Generation | FuelCost | 0 | [6 empty] | 0.6246 | 0
LCP_Inputs_ON_Diverse_Howarth_2023_05_05 | 2032 | Biomass + CCS | Generation | Electricity | WC | Dispatch-Generation | VOM | 0 | [6 empty] | 0.6246 | 0
LCP_Inputs_ON_Diverse_Howarth_2023_05_05 | 2032 | CH4 + CCS | Generation | Methane | MI | Dispatch-Generation | EmissionsCost | 0 | [6 empty] | 0.6246 | 0
LCP_Inputs_ON_Diverse_Howarth_2023_05_05 | 2032 | CH4 + CCS | Generation | Methane | MI | Dispatch-Generation | FuelCost | 0 | [6 empty] | 0.6246 | 0
LCP_Inputs_ON_Diverse_Howarth_2023_05_05 | 2032 | CH4 + CCS | Generation | Methane | MI | Dispatch-Generation | VOM | 0 | [6 empty] | 0.6246 | 0
LCP_Inputs_ON_Diverse_Howarth_2023_05_05 | 2032 | CH4 + CCS | Generation | Methane | NY | Dispatch-Generation | EmissionsCost | 0 | [6 empty] | 0.6246 | 0
LCP_Inputs_ON_Diverse_Howarth_2023_05_05 | 2032 | CH4 + CCS | Generation | Methane | NY | Dispatch-Generation | FuelCost | 0 | [6 empty] | 0.6246 | 0
LCP_Inputs_ON_Diverse_Howarth_2023_05_05 | 2032 | CH4 + CCS | Generation | Methane | NY | Dispatch-Generation | VOM | 0 | [6 empty] | 0.6246 | 0
LCP_Inputs_ON_Diverse_Howarth_2023_05_05 | 2032 | CH4 + CCS | Generation | Methane | ON | Dispatch-Generation | EmissionsCost | 36250644.3017 | [6 empty] | 0.6246 | 22642045.4762
LCP_Inputs_ON_Diverse_Howarth_2023_05_05 | 2032 | CH4 + CCS | Generation | Methane | ON | Dispatch-Generation | FuelCost | 171398728.1399 | [6 empty] | 0.6246 | 107055139.898
LCP_Inputs_ON_Diverse_Howarth_2023_05_05 | 2032 | CH4 + CCS | Generation | Methane | ON | Dispatch-Generation | VOM | 19178821.6667 | [6 empty] | 0.6246 | 11979035.4274
LCP_Inputs_ON_Diverse_Howarth_2023_05_05 | 2032 | CH4 + CCS | Generation | Methane | PJ | Dispatch-Generation | EmissionsCost | 0 | [6 empty] | 0.6246 | 0
LCP_Inputs_ON_Diverse_Howarth_2023_05_05 | 2032 | CH4 + CCS | Generation | Methane | PJ | Dispatch-Generation | FuelCost | 0 | [6 empty] | 0.6246 | 0
LCP_Inputs_ON_Diverse_Howarth_2023_05_05 | 2032 | CH4 + CCS | Generation | Methane | PJ | Dispatch-Generation | VOM | 0 | [6 empty] | 0.6246 | 0
LCP_Inputs_ON_Diverse_Howarth_2023_05_05 | 2032 | CH4 + CCS | Generation | Methane | QC | Dispatch-Generation | EmissionsCost | 0 | [6 empty] | 0.6246 | 0
LCP_Inputs_ON_Diverse_Howarth_2023_05_05 | 2032 | CH4 + CCS | Generation | Methane | QC | Dispatch-Generation | FuelCost | 0 | [6 empty] | 0.6246 | 0
LCP_Inputs_ON_Diverse_Howarth_2023_05_05 | 2032 | CH4 + CCS | Generation | Methane | QC | Dispatch-Generation | VOM | 0 | [6 empty] | 0.6246 | 0
LCP_Inputs_ON_Diverse_Howarth_2023_05_05 | 2032 | CH4 + CCS | Generation | Methane | WC | Dispatch-Generation | EmissionsCost | 0 | [6 empty] | 0.6246 | 0
LCP_Inputs_ON_Diverse_Howarth_2023_05_05 | 2032 | CH4 + CCS | Generation | Methane | WC | Dispatch-Generation | FuelCost | 0 | [6 empty] | 0.6246 | 0
LCP_Inputs_ON_Diverse_Howarth_2023_05_05 | 2032 | CH4 + CCS | Generation | Methane | WC | Dispatch-Generation | VOM | 0 | [6 empty] | 0.6246 | 0
LCP_Inputs_ON_Diverse_Howarth_2023_05_05 | 2032 | CH4 Import - NY 2020 | Import | Methane | MI | Dispatch-Import | EmissionsCost | 0 | [6 empty] | 0.6246 | 0
LCP_Inputs_ON_Diverse_Howarth_2023_05_05 | 2032 | CH4 Import - NY 2020 | Import | Methane | MI | Dispatch-Import | FuelCost | 0 | [6 empty] | 0.6246 | 0
LCP_Inputs_ON_Diverse_Howarth_2023_05_05 | 2032 | CH4 Import - NY 2020 | Import | Methane | MI | Dispatch-Import | VOM | 0 | [6 empty] | 0.6246 | 0
LCP_Inputs_ON_Diverse_Howarth_2023_05_05 | 2032 | CH4 Import - NY 2020 | Import | Methane | NY | Dispatch-Import | EmissionsCost | 0 | [6 empty] | 0.6246 | 0
LCP_Inputs_ON_Diverse_Howarth_2023_05_05 | 2032 | CH4 Import - NY 2020 | Import | Methane | NY | Dispatch-Import | FuelCost | 0 | [6 empty] | 0.6246 | 0
LCP_Inputs_ON_Diverse_Howarth_2023_05_05 | 2032 | CH4 Import - NY 2020 | Import | Methane | NY | Dispatch-Import | VOM | 0 | [6 empty] | 0.6246 | 0
LCP_Inputs_ON_Diverse_Howarth_2023_05_05 | 2032 | CH4 Import - NY 2020 | Import | Methane | ON | Dispatch-Import | EmissionsCost | 0 | [6 empty] | 0.6246 | 0
LCP_Inputs_ON_Diverse_Howarth_2023_05_05 | 2032 | CH4 Import - NY 2020 | Import | Methane | ON | Dispatch-Import | FuelCost | 0 | [6 empty] | 0.6246 | 0
LCP_Inputs_ON_Diverse_Howarth_2023_05_05 | 2032 | CH4 Import - NY 2020 | Import | Methane | ON | Dispatch-Import | VOM | 0 | [6 empty] | 0.6246 | 0
LCP_Inputs_ON_Diverse_Howarth_2023_05_05 | 2032 | CH4 Import - NY 2020 | Import | Methane | PJ | Dispatch-Import | EmissionsCost | 0 | [6 empty] | 0.6246 | 0
LCP_Inputs_ON_Diverse_Howarth_2023_05_05 | 2032 | CH4 Import - NY 2020 | Import | Methane | PJ | Dispatch-Import | FuelCost | 0 | [6 empty] | 0.6246 | 0
LCP_Inputs_ON_Diverse_Howarth_2023_05_05 | 2032 | CH4 Import - NY 2020 | Import | Methane | PJ | Dispatch-Import | VOM | 0 | [6 empty] | 0.6246 | 0
LCP_Inputs_ON_Diverse_Howarth_2023_05_05 | 2032 | CH4 Import - NY 2020 | Import | Methane | QC | Dispatch-Import | EmissionsCost | 0 | [6 empty] | 0.6246 | 0
LCP_Inputs_ON_Diverse_Howarth_2023_05_05 | 2032 | CH4 Import - NY 2020 | Import | Methane | QC | Dispatch-Import | FuelCost | 0 | [6 empty] | 0.6246 | 0
LCP_Inputs_ON_Diverse_Howarth_2023_05_05 | 2032 | CH4 Import - NY 2020 | Import | Methane | QC | Dispatch-Import | VOM | 0 | [6 empty] | 0.6246 | 0
LCP_Inputs_ON_Diverse_Howarth_2023_05_05 | 2032 | CH4 Import - NY 2020 | Import | Methane | WC | Dispatch-Import | EmissionsCost | 0 | [6 empty] | 0.6246 | 0
LCP_Inputs_ON_Diverse_Howarth_2023_05_05 | 2032 | CH4 Import - NY 2020 | Import | Methane | WC | Dispatch-Import | FuelCost | 0 | [6 empty] | 0.6246 | 0
LCP_Inputs_ON_Diverse_Howarth_2023_05_05 | 2032 | CH4 Import - NY 2020 | Import | Methane | WC | Dispatch-Import | VOM | 0 | [6 empty] | 0.6246 | 0
LCP_Inputs_ON_Diverse_Howarth_2023_05_05 | 2032 | CH4 Import - NY 2030 | Import | Methane | MI | Dispatch-Import | EmissionsCost | 0 | [6 empty] | 0.6246 | 0
LCP_Inputs_ON_Diverse_Howarth_2023_05_05 | 2032 | CH4 Import - NY 2030 | Import | Methane | MI | Dispatch-Import | FuelCost | 0 | [6 empty] | 0.6246 | 0
LCP_Inputs_ON_Diverse_Howarth_2023_05_05 | 2032 | CH4 Import - NY 2030 | Import | Methane | MI | Dispatch-Import | VOM | 0 | [6 empty] | 0.6246 | 0
LCP_Inputs_ON_Diverse_Howarth_2023_05_05 | 2032 | CH4 Import - NY 2030 | Import | Methane | NY | Dispatch-Import | EmissionsCost | 1400246087.116 | [6 empty] | 0.6246 | 874589574.6987
LCP_Inputs_ON_Diverse_Howarth_2023_05_05 | 2032 | CH4 Import - NY 2030 | Import | Methane | NY | Dispatch-Import | FuelCost | 644356120.8267 | [6 empty] | 0.6246 | 402462931.9472
LCP_Inputs_ON_Diverse_Howarth_2023_05_05 | 2032 | CH4 Import - NY 2030 | Import | Methane | NY | Dispatch-Import | VOM | 0 | [6 empty] | 0.6246 | 0
LCP_Inputs_ON_Diverse_Howarth_2023_05_05 | 2032 | CH4 Import - NY 2030 | Import | Methane | ON | Dispatch-Import | EmissionsCost | 0 | [6 empty] | 0.6246 | 0
LCP_Inputs_ON_Diverse_Howarth_2023_05_05 | 2032 | CH4 Import - NY 2030 | Import | Methane | ON | Dispatch-Import | FuelCost | 0 | [6 empty] | 0.6246 | 0
LCP_Inputs_ON_Diverse_Howarth_2023_05_05 | 2032 | CH4 Import - NY 2030 | Import | Methane | ON | Dispatch-Import | VOM | 0 | [6 empty] | 0.6246 | 0
LCP_Inputs_ON_Diverse_Howarth_2023_05_05 | 2032 | CH4 Import - NY 2030 | Import | Methane | PJ | Dispatch-Import | EmissionsCost | 0 | [6 empty] | 0.6246 | 0
LCP_Inputs_ON_Diverse_Howarth_2023_05_05 | 2032 | CH4 Import - NY 2030 | Import | Methane | PJ | Dispatch-Import | FuelCost | 0 | [6 empty] | 0.6246 | 0
LCP_Inputs_ON_Diverse_Howarth_2023_05_05 | 2032 | CH4 Import - NY 2030 | Import | Methane | PJ | Dispatch-Import | VOM | 0 | [6 empty] | 0.6246 | 0
LCP_Inputs_ON_Diverse_Howarth_2023_05_05 | 2032 | CH4 Import - NY 2030 | Import | Methane | QC | Dispatch-Import | EmissionsCost | 0 | [6 empty] | 0.6246 | 0
LCP_Inputs_ON_Diverse_Howarth_2023_05_05 | 2032 | CH4 Import - NY 2030 | Import | Methane | QC | Dispatch-Import | FuelCost | 0 | [6 empty] | 0.6246 | 0
LCP_Inputs_ON_Diverse_Howarth_2023_05_05 | 2032 | CH4 Import - NY 2030 | Import | Methane | QC | Dispatch-Import | VOM | 0 | [6 empty] | 0.6246 | 0
LCP_Inputs_ON_Diverse_Howarth_2023_05_05 | 2032 | CH4 Import - NY 2030 | Import | Methane | WC | Dispatch-Import | EmissionsCost | 0 | [6 empty] | 0.6246 | 0
LCP_Inputs_ON_Diverse_Howarth_2023_05_05 | 2032 | CH4 Import - NY 2030 | Import | Methane | WC | Dispatch-Import | FuelCost | 0 | [6 empty] | 0.6246 | 0
LCP_Inputs_ON_Diverse_Howarth_2023_05_05 | 2032 | CH4 Import - NY 2030 | Import | Methane | WC | Dispatch-Import | VOM | 0 | [6 empty] | 0.6246 | 0
LCP_Inputs_ON_Diverse_Howarth_2023_05_05 | 2032 | CH4 Import - NY 2040 | Import | Methane | MI | Dispatch-Import | EmissionsCost | 0 | [6 empty] | 0.6246 | 0
LCP_Inputs_ON_Diverse_Howarth_2023_05_05 | 2032 | CH4 Import - NY 2040 | Import | Methane | MI | Dispatch-Import | FuelCost | 0 | [6 empty] | 0.6246 | 0
LCP_Inputs_ON_Diverse_Howarth_2023_05_05 | 2032 | CH4 Import - NY 2040 | Import | Methane | MI | Dispatch-Import | VOM | 0 | [6 empty] | 0.6246 | 0
LCP_Inputs_ON_Diverse_Howarth_2023_05_05 | 2032 | CH4 Import - NY 2040 | Import | Methane | NY | Dispatch-Import | EmissionsCost | 0 | [6 empty] | 0.6246 | 0
LCP_Inputs_ON_Diverse_Howarth_2023_05_05 | 2032 | CH4 Import - NY 2040 | Import | Methane | NY | Dispatch-Import | FuelCost | 0 | [6 empty] | 0.6246 | 0
LCP_Inputs_ON_Diverse_Howarth_2023_05_05 | 2032 | CH4 Import - NY 2040 | Import | Methane | NY | Dispatch-Import | VOM | 0 | [6 empty] | 0.6246 | 0
LCP_Inputs_ON_Diverse_Howarth_2023_05_05 | 2032 | CH4 Import - NY 2040 | Import | Methane | ON | Dispatch-Import | EmissionsCost | 0 | [6 empty] | 0.6246 | 0
LCP_Inputs_ON_Diverse_Howarth_2023_05_05 | 2032 | CH4 Import - NY 2040 | Import | Methane | ON | Dispatch-Import | FuelCost | 0 | [6 empty] | 0.6246 | 0
LCP_Inputs_ON_Diverse_Howarth_2023_05_05 | 2032 | CH4 Import - NY 2040 | Import | Methane | ON | Dispatch-Import | VOM | 0 | [6 empty] | 0.6246 | 0
LCP_Inputs_ON_Diverse_Howarth_2023_05_05 | 2032 | CH4 Import - NY 2040 | Import | Methane | PJ | Dispatch-Import | EmissionsCost | 0 | [6 empty] | 0.6246 | 0
LCP_Inputs_ON_Diverse_Howarth_2023_05_05 | 2032 | CH4 Import - NY 2040 | Import | Methane | PJ | Dispatch-Import | FuelCost | 0 | [6 empty] | 0.6246 | 0
LCP_Inputs_ON_Diverse_Howarth_2023_05_05 | 2032 | CH4 Import - NY 2040 | Import | Methane | PJ | Dispatch-Import | VOM | 0 | [6 empty] | 0.6246 | 0
LCP_Inputs_ON_Diverse_Howarth_2023_05_05 | 2032 | CH4 Import - NY 2040 | Import | Methane | QC | Dispatch-Import | EmissionsCost | 0 | [6 empty] | 0.6246 | 0
LCP_Inputs_ON_Diverse_Howarth_2023_05_05 | 2032 | CH4 Import - NY 2040 | Import | Methane | QC | Dispatch-Import | FuelCost | 0 | [6 empty] | 0.6246 | 0
LCP_Inputs_ON_Diverse_Howarth_2023_05_05 | 2032 | CH4 Import - NY 2040 | Import | Methane | QC | Dispatch-Import | VOM | 0 | [6 empty] | 0.6246 | 0
LCP_Inputs_ON_Diverse_Howarth_2023_05_05 | 2032 | CH4 Import - NY 2040 | Import | Methane | WC | Dispatch-Import | EmissionsCost | 0 | [6 empty] | 0.6246 | 0
LCP_Inputs_ON_Diverse_Howarth_2023_05_05 | 2032 | CH4 Import - NY 2040 | Import | Methane | WC | Dispatch-Import | FuelCost | 0 | [6 empty] | 0.6246 | 0
LCP_Inputs_ON_Diverse_Howarth_2023_05_05 | 2032 | CH4 Import - NY 2040 | Import | Methane | WC | Dispatch-Import | VOM | 0 | [6 empty] | 0.6246 | 0
LCP_Inputs_ON_Diverse_Howarth_2023_05_05 | 2032 | CH4 Import - NY 2050 | Import | Methane | MI | Dispatch-Import | EmissionsCost | 0 | [6 empty] | 0.6246 | 0
LCP_Inputs_ON_Diverse_Howarth_2023_05_05 | 2032 | CH4 Import - NY 2050 | Import | Methane | MI | Dispatch-Import | FuelCost | 0 | [6 empty] | 0.6246 | 0
LCP_Inputs_ON_Diverse_Howarth_2023_05_05 | 2032 | CH4 Import - NY 2050 | Import | Methane | MI | Dispatch-Import | VOM | 0 | [6 empty] | 0.6246 | 0
LCP_Inputs_ON_Diverse_Howarth_2023_05_05 | 2032 | CH4 Import - NY 2050 | Import | Methane | NY | Dispatch-Import | EmissionsCost | 0 | [6 empty] | 0.6246 | 0
LCP_Inputs_ON_Diverse_Howarth_2023_05_05 | 2032 | CH4 Import - NY 2050 | Import | Methane | NY | Dispatch-Import | FuelCost | 0 | [6 empty] | 0.6246 | 0
LCP_Inputs_ON_Diverse_Howarth_2023_05_05 | 2032 | CH4 Import - NY 2050 | Import | Methane | NY | Dispatch-Import | VOM | 0 | [6 empty] | 0.6246 | 0
LCP_Inputs_ON_Diverse_Howarth_2023_05_05 | 2032 | CH4 Import - NY 2050 | Import | Methane | ON | Dispatch-Import | EmissionsCost | 0 | [6 empty] | 0.6246 | 0
LCP_Inputs_ON_Diverse_Howarth_2023_05_05 | 2032 | CH4 Import - NY 2050 | Import | Methane | ON | Dispatch-Import | FuelCost | 0 | [6 empty] | 0.6246 | 0
LCP_Inputs_ON_Diverse_Howarth_2023_05_05 | 2032 | CH4 Import - NY 2050 | Import | Methane | ON | Dispatch-Import | VOM | 0 | [6 empty] | 0.6246 | 0
LCP_Inputs_ON_Diverse_Howarth_2023_05_05 | 2032 | CH4 Import - NY 2050 | Import | Methane | PJ | Dispatch-Import | EmissionsCost | 0 | [6 empty] | 0.6246 | 0
LCP_Inputs_ON_Diverse_Howarth_2023_05_05 | 2032 | CH4 Import - NY 2050 | Import | Methane | PJ | Dispatch-Import | FuelCost | 0 | [6 empty] | 0.6246 | 0
LCP_Inputs_ON_Diverse_Howarth_2023_05_05 | 2032 | CH4 Import - NY 2050 | Import | Methane | PJ | Dispatch-Import | VOM | 0 | [6 empty] | 0.6246 | 0
LCP_Inputs_ON_Diverse_Howarth_2023_05_05 | 2032 | CH4 Import - NY 2050 | Import | Methane | QC | Dispatch-Import | EmissionsCost | 0 | [6 empty] | 0.6246 | 0
LCP_Inputs_ON_Diverse_Howarth_2023_05_05 | 2032 | CH4 Import - NY 2050 | Import | Methane | QC | Dispatch-Import | FuelCost | 0 | [6 empty] | 0.6246 | 0
LCP_Inputs_ON_Diverse_Howarth_2023_05_05 | 2032 | CH4 Import - NY 2050 | Import | Methane | QC | Dispatch-Import | VOM | 0 | [6 empty] | 0.6246 | 0
LCP_Inputs_ON_Diverse_Howarth_2023_05_05 | 2032 | CH4 Import - NY 2050 | Import | Methane | WC | Dispatch-Import | EmissionsCost | 0 | [6 empty] | 0.6246 | 0
LCP_Inputs_ON_Diverse_Howarth_2023_05_05 | 2032 | CH4 Import - NY 2050 | Import | Methane | WC | Dispatch-Import | FuelCost | 0 | [6 empty] | 0.6246 | 0
LCP_Inputs_ON_Diverse_Howarth_2023_05_05 | 2032 | CH4 Import - NY 2050 | Import | Methane | WC | Dispatch-Import | VOM | 0 | [6 empty] | 0.6246 | 0
LCP_Inputs_ON_Diverse_Howarth_2023_05_05 | 2032 | CH4 Import - WC 2020 | Import | Methane | MI | Dispatch-Import | EmissionsCost | 0 | [6 empty] | 0.6246 | 0
LCP_Inputs_ON_Diverse_Howarth_2023_05_05 | 2032 | CH4 Import - WC 2020 | Import | Methane | MI | Dispatch-Import | FuelCost | 0 | [6 empty] | 0.6246 | 0
LCP_Inputs_ON_Diverse_Howarth_2023_05_05 | 2032 | CH4 Import - WC 2020 | Import | Methane | MI | Dispatch-Import | VOM | 0 | [6 empty] | 0.6246 | 0
LCP_Inputs_ON_Diverse_Howarth_2023_05_05 | 2032 | CH4 Import - WC 2020 | Import | Methane | NY | Dispatch-Import | EmissionsCost | 0 | [6 empty] | 0.6246 | 0
LCP_Inputs_ON_Diverse_Howarth_2023_05_05 | 2032 | CH4 Import - WC 2020 | Import | Methane | NY | Dispatch-Import | FuelCost | 0 | [6 empty] | 0.6246 | 0
LCP_Inputs_ON_Diverse_Howarth_2023_05_05 | 2032 | CH4 Import - WC 2020 | Import | Methane | NY | Dispatch-Import | VOM | 0 | [6 empty] | 0.6246 | 0
LCP_Inputs_ON_Diverse_Howarth_2023_05_05 | 2032 | CH4 Import - WC 2020 | Import | Methane | ON | Dispatch-Import | EmissionsCost | 0 | [6 empty] | 0.6246 | 0
LCP_Inputs_ON_Diverse_Howarth_2023_05_05 | 2032 | CH4 Import - WC 2020 | Import | Methane | ON | Dispatch-Import | FuelCost | 0 | [6 empty] | 0.6246 | 0
LCP_Inputs_ON_Diverse_Howarth_2023_05_05 | 2032 | CH4 Import - WC 2020 | Import | Methane | ON | Dispatch-Import | VOM | 0 | [6 empty] | 0.6246 | 0
LCP_Inputs_ON_Diverse_Howarth_2023_05_05 | 2032 | CH4 Import - WC 2020 | Import | Methane | PJ | Dispatch-Import | EmissionsCost | 0 | [6 empty] | 0.6246 | 0
LCP_Inputs_ON_Diverse_Howarth_2023_05_05 | 2032 | CH4 Import - WC 2020 | Import | Methane | PJ | Dispatch-Import | FuelCost | 0 | [6 empty] | 0.6246 | 0
LCP_Inputs_ON_Diverse_Howarth_2023_05_05 | 2032 | CH4 Import - WC 2020 | Import | Methane | PJ | Dispatch-Import | VOM | 0 | [6 empty] | 0.6246 | 0
LCP_Inputs_ON_Diverse_Howarth_2023_05_05 | 2032 | CH4 Import - WC 2020 | Import | Methane | QC | Dispatch-Import | EmissionsCost | 0 | [6 empty] | 0.6246 | 0
LCP_Inputs_ON_Diverse_Howarth_2023_05_05 | 2032 | CH4 Import - WC 2020 | Import | Methane | QC | Dispatch-Import | FuelCost | 0 | [6 empty] | 0.6246 | 0
LCP_Inputs_ON_Diverse_Howarth_2023_05_05 | 2032 | CH4 Import - WC 2020 | Import | Methane | QC | Dispatch-Import | VOM | 0 | [6 empty] | 0.6246 | 0
LCP_Inputs_ON_Diverse_Howarth_2023_05_05 | 2032 | CH4 Import - WC 2020 | Import | Methane | WC | Dispatch-Import | EmissionsCost | 0 | [6 empty] | 0.6246 | 0
LCP_Inputs_ON_Diverse_Howarth_2023_05_05 | 2032 | CH4 Import - WC 2020 | Import | Methane | WC | Dispatch-Import | FuelCost | 0 | [6 empty] | 0.6246 | 0
LCP_Inputs_ON_Diverse_Howarth_2023_05_05 | 2032 | CH4 Import - WC 2020 | Import | Methane | WC | Dispatch-Import | VOM | 0 | [6 empty] | 0.6246 | 0
LCP_Inputs_ON_Diverse_Howarth_2023_05_05 | 2032 | CH4 Import - WC 2030 | Import | Methane | MI | Dispatch-Import | EmissionsCost | 0 | [6 empty] | 0.6246 | 0
LCP_Inputs_ON_Diverse_Howarth_2023_05_05 | 2032 | CH4 Import - WC 2030 | Import | Methane | MI | Dispatch-Import | FuelCost | 0 | [6 empty] | 0.6246 | 0
LCP_Inputs_ON_Diverse_Howarth_2023_05_05 | 2032 | CH4 Import - WC 2030 | Import | Methane | MI | Dispatch-Import | VOM | 0 | [6 empty] | 0.6246 | 0
LCP_Inputs_ON_Diverse_Howarth_2023_05_05 | 2032 | CH4 Import - WC 2030 | Import | Methane | NY | Dispatch-Import | EmissionsCost | 0 | [6 empty] | 0.6246 | 0
LCP_Inputs_ON_Diverse_Howarth_2023_05_05 | 2032 | CH4 Import - WC 2030 | Import | Methane | NY | Dispatch-Import | FuelCost | 0 | [6 empty] | 0.6246 | 0
LCP_Inputs_ON_Diverse_Howarth_2023_05_05 | 2032 | CH4 Import - WC 2030 | Import | Methane | NY | Dispatch-Import | VOM | 0 | [6 empty] | 0.6246 | 0
LCP_Inputs_ON_Diverse_Howarth_2023_05_05 | 2032 | CH4 Import - WC 2030 | Import | Methane | ON | Dispatch-Import | EmissionsCost | 0 | [6 empty] | 0.6246 | 0
LCP_Inputs_ON_Diverse_Howarth_2023_05_05 | 2032 | CH4 Import - WC 2030 | Import | Methane | ON | Dispatch-Import | FuelCost | 0 | [6 empty] | 0.6246 | 0
LCP_Inputs_ON_Diverse_Howarth_2023_05_05 | 2032 | CH4 Import - WC 2030 | Import | Methane | ON | Dispatch-Import | VOM | 0 | [6 empty] | 0.6246 | 0
LCP_Inputs_ON_Diverse_Howarth_2023_05_05 | 2032 | CH4 Import - WC 2030 | Import | Methane | PJ | Dispatch-Import | EmissionsCost | 0 | [6 empty] | 0.6246 | 0
LCP_Inputs_ON_Diverse_Howarth_2023_05_05 | 2032 | CH4 Import - WC 2030 | Import | Methane | PJ | Dispatch-Import | FuelCost | 0 | [6 empty] | 0.6246 | 0
LCP_Inputs_ON_Diverse_Howarth_2023_05_05 | 2032 | CH4 Import - WC 2030 | Import | Methane | PJ | Dispatch-Import | VOM | 0 | [6 empty] | 0.6246 | 0
LCP_Inputs_ON_Diverse_Howarth_2023_05_05 | 2032 | CH4 Import - WC 2030 | Import | Methane | QC | Dispatch-Import | EmissionsCost | 0 | [6 empty] | 0.6246 | 0
LCP_Inputs_ON_Diverse_Howarth_2023_05_05 | 2032 | CH4 Import - WC 2030 | Import | Methane | QC | Dispatch-Import | FuelCost | 0 | [6 empty] | 0.6246 | 0
LCP_Inputs_ON_Diverse_Howarth_2023_05_05 | 2032 | CH4 Import - WC 2030 | Import | Methane | QC | Dispatch-Import | VOM | 0 | [6 empty] | 0.6246 | 0
LCP_Inputs_ON_Diverse_Howarth_2023_05_05 | 2032 | CH4 Import - WC 2030 | Import | Methane | WC | Dispatch-Import | EmissionsCost | 5196105971.5741 | [6 empty] | 0.6246 | 3245472459.1505
LCP_Inputs_ON_Diverse_Howarth_2023_05_05 | 2032 | CH4 Import - WC 2030 | Import | Methane | WC | Dispatch-Import | FuelCost | 2391110189.8838 | [6 empty] | 0.6246 | 1493480369.8223
LCP_Inputs_ON_Diverse_Howarth_2023_05_05 | 2032 | CH4 Import - WC 2030 | Import | Methane | WC | Dispatch-Import | VOM | 0 | [6 empty] | 0.6246 | 0
LCP_Inputs_ON_Diverse_Howarth_2023_05_05 | 2032 | CH4 Import - WC 2040 | Import | Methane | MI | Dispatch-Import | EmissionsCost | 0 | [6 empty] | 0.6246 | 0
LCP_Inputs_ON_Diverse_Howarth_2023_05_05 | 2032 | CH4 Import - WC 2040 | Import | Methane | MI | Dispatch-Import | FuelCost | 0 | [6 empty] | 0.6246 | 0
LCP_Inputs_ON_Diverse_Howarth_2023_05_05 | 2032 | CH4 Import - WC 2040 | Import | Methane | MI | Dispatch-Import | VOM | 0 | [6 empty] | 0.6246 | 0
LCP_Inputs_ON_Diverse_Howarth_2023_05_05 | 2032 | CH4 Import - WC 2040 | Import | Methane | NY | Dispatch-Import | EmissionsCost | 0 | [6 empty] | 0.6246 | 0
LCP_Inputs_ON_Diverse_Howarth_2023_05_05 | 2032 | CH4 Import - WC 2040 | Import | Methane | NY | Dispatch-Import | FuelCost | 0 | [6 empty] | 0.6246 | 0
LCP_Inputs_ON_Diverse_Howarth_2023_05_05 | 2032 | CH4 Import - WC 2040 | Import | Methane | NY | Dispatch-Import | VOM | 0 | [6 empty] | 0.6246 | 0
LCP_Inputs_ON_Diverse_Howarth_2023_05_05 | 2032 | CH4 Import - WC 2040 | Import | Methane | ON | Dispatch-Import | EmissionsCost | 0 | [6 empty] | 0.6246 | 0
LCP_Inputs_ON_Diverse_Howarth_2023_05_05 | 2032 | CH4 Import - WC 2040 | Import | Methane | ON | Dispatch-Import | FuelCost | 0 | [6 empty] | 0.6246 | 0
LCP_Inputs_ON_Diverse_Howarth_2023_05_05 | 2032 | CH4 Import - WC 2040 | Import | Methane | ON | Dispatch-Import | VOM | 0 | [6 empty] | 0.6246 | 0
LCP_Inputs_ON_Diverse_Howarth_2023_05_05 | 2032 | CH4 Import - WC 2040 | Import | Methane | PJ | Dispatch-Import | EmissionsCost | 0 | [6 empty] | 0.6246 | 0
LCP_Inputs_ON_Diverse_Howarth_2023_05_05 | 2032 | CH4 Import - WC 2040 | Import | Methane | PJ | Dispatch-Import | FuelCost | 0 | [6 empty] | 0.6246 | 0
LCP_Inputs_ON_Diverse_Howarth_2023_05_05 | 2032 | CH4 Import - WC 2040 | Import | Methane | PJ | Dispatch-Import | VOM | 0 | [6 empty] | 0.6246 | 0
LCP_Inputs_ON_Diverse_Howarth_2023_05_05 | 2032 | CH4 Import - WC 2040 | Import | Methane | QC | Dispatch-Import | EmissionsCost | 0 | [6 empty] | 0.6246 | 0
LCP_Inputs_ON_Diverse_Howarth_2023_05_05 | 2032 | CH4 Import - WC 2040 | Import | Methane | QC | Dispatch-Import | FuelCost | 0 | [6 empty] | 0.6246 | 0
LCP_Inputs_ON_Diverse_Howarth_2023_05_05 | 2032 | CH4 Import - WC 2040 | Import | Methane | QC | Dispatch-Import | VOM | 0 | [6 empty] | 0.6246 | 0
LCP_Inputs_ON_Diverse_Howarth_2023_05_05 | 2032 | CH4 Import - WC 2040 | Import | Methane | WC | Dispatch-Import | EmissionsCost | 0 | [6 empty] | 0.6246 | 0
LCP_Inputs_ON_Diverse_Howarth_2023_05_05 | 2032 | CH4 Import - WC 2040 | Import | Methane | WC | Dispatch-Import | FuelCost | 0 | [6 empty] | 0.6246 | 0
LCP_Inputs_ON_Diverse_Howarth_2023_05_05 | 2032 | CH4 Import - WC 2040 | Import | Methane | WC | Dispatch-Import | VOM | 0 | [6 empty] | 0.6246 | 0
LCP_Inputs_ON_Diverse_Howarth_2023_05_05 | 2032 | CH4 Import - WC 2050 | Import | Methane | MI | Dispatch-Import | EmissionsCost | 0 | [6 empty] | 0.6246 | 0
LCP_Inputs_ON_Diverse_Howarth_2023_05_05 | 2032 | CH4 Import - WC 2050 | Import | Methane | MI | Dispatch-Import | FuelCost | 0 | [6 empty] | 0.6246 | 0
LCP_Inputs_ON_Diverse_Howarth_2023_05_05 | 2032 | CH4 Import - WC 2050 | Import | Methane | MI | Dispatch-Import | VOM | 0 | [6 empty] | 0.6246 | 0
LCP_Inputs_ON_Diverse_Howarth_2023_05_05 | 2032 | CH4 Import - WC 2050 | Import | Methane | NY | Dispatch-Import | EmissionsCost | 0 | [6 empty] | 0.6246 | 0
LCP_Inputs_ON_Diverse_Howarth_2023_05_05 | 2032 | CH4 Import - WC 2050 | Import | Methane | NY | Dispatch-Import | FuelCost | 0 | [6 empty] | 0.6246 | 0
LCP_Inputs_ON_Diverse_Howarth_2023_05_05 | 2032 | CH4 Import - WC 2050 | Import | Methane | NY | Dispatch-Import | VOM | 0 | [6 empty] | 0.6246 | 0
LCP_Inputs_ON_Diverse_Howarth_2023_05_05 | 2032 | CH4 Import - WC 2050 | Import | Methane | ON | Dispatch-Import | EmissionsCost | 0 | [6 empty] | 0.6246 | 0
LCP_Inputs_ON_Diverse_Howarth_2023_05_05 | 2032 | CH4 Import - WC 2050 | Import | Methane | ON | Dispatch-Import | FuelCost | 0 | [6 empty] | 0.6246 | 0
LCP_Inputs_ON_Diverse_Howarth_2023_05_05 | 2032 | CH4 Import - WC 2050 | Import | Methane | ON | Dispatch-Import | VOM | 0 | [6 empty] | 0.6246 | 0
LCP_Inputs_ON_Diverse_Howarth_2023_05_05 | 2032 | CH4 Import - WC 2050 | Import | Methane | PJ | Dispatch-Import | EmissionsCost | 0 | [6 empty] | 0.6246 | 0
LCP_Inputs_ON_Diverse_Howarth_2023_05_05 | 2032 | CH4 Import - WC 2050 | Import | Methane | PJ | Dispatch-Import | FuelCost | 0 | [6 empty] | 0.6246 | 0
LCP_Inputs_ON_Diverse_Howarth_2023_05_05 | 2032 | CH4 Import - WC 2050 | Import | Methane | PJ | Dispatch-Import | VOM | 0 | [6 empty] | 0.6246 | 0
LCP_Inputs_ON_Diverse_Howarth_2023_05_05 | 2032 | CH4 Import - WC 2050 | Import | Methane | QC | Dispatch-Import | EmissionsCost | 0 | [6 empty] | 0.6246 | 0
LCP_Inputs_ON_Diverse_Howarth_2023_05_05 | 2032 | CH4 Import - WC 2050 | Import | Methane | QC | Dispatch-Import | FuelCost | 0 | [6 empty] | 0.6246 | 0
LCP_Inputs_ON_Diverse_Howarth_2023_05_05 | 2032 | CH4 Import - WC 2050 | Import | Methane | QC | Dispatch-Import | VOM | 0 | [6 empty] | 0.6246 | 0
LCP_Inputs_ON_Diverse_Howarth_2023_05_05 | 2032 | CH4 Import - WC 2050 | Import | Methane | WC | Dispatch-Import | EmissionsCost | 0 | [6 empty] | 0.6246 | 0
LCP_Inputs_ON_Diverse_Howarth_2023_05_05 | 2032 | CH4 Import - WC 2050 | Import | Methane | WC | Dispatch-Import | FuelCost | 0 | [6 empty] | 0.6246 | 0
LCP_Inputs_ON_Diverse_Howarth_2023_05_05 | 2032 | CH4 Import - WC 2050 | Import | Methane | WC | Dispatch-Import | VOM | 0 | [6 empty] | 0.6246 | 0
LCP_Inputs_ON_Diverse_Howarth_2023_05_05 | 2032 | CH4 Salt Cavern Storage - ON | Storage | Methane | MI | Dispatch-Storage | EmissionsCost | 0 | [6 empty] | 0.6246 | 0
LCP_Inputs_ON_Diverse_Howarth_2023_05_05 | 2032 | CH4 Salt Cavern Storage - ON | Storage | Methane | MI | Dispatch-Storage | FuelCost | 0 | [6 empty] | 0.6246 | 0
LCP_Inputs_ON_Diverse_Howarth_2023_05_05 | 2032 | CH4 Salt Cavern Storage - ON | Storage | Methane | MI | Dispatch-Storage | VOM | 0 | [6 empty] | 0.6246 | 0
LCP_Inputs_ON_Diverse_Howarth_2023_05_05 | 2032 | CH4 Salt Cavern Storage - ON | Storage | Methane | NY | Dispatch-Storage | EmissionsCost | 0 | [6 empty] | 0.6246 | 0
LCP_Inputs_ON_Diverse_Howarth_2023_05_05 | 2032 | CH4 Salt Cavern Storage - ON | Storage | Methane | NY | Dispatch-Storage | FuelCost | 0 | [6 empty] | 0.6246 | 0
LCP_Inputs_ON_Diverse_Howarth_2023_05_05 | 2032 | CH4 Salt Cavern Storage - ON | Storage | Methane | NY | Dispatch-Storage | VOM | 0 | [6 empty] | 0.6246 | 0
LCP_Inputs_ON_Diverse_Howarth_2023_05_05 | 2032 | CH4 Salt Cavern Storage - ON | Storage | Methane | ON | Dispatch-Storage | EmissionsCost | 0 | [6 empty] | 0.6246 | 0
LCP_Inputs_ON_Diverse_Howarth_2023_05_05 | 2032 | CH4 Salt Cavern Storage - ON | Storage | Methane | ON | Dispatch-Storage | FuelCost | 0 | [6 empty] | 0.6246 | 0
LCP_Inputs_ON_Diverse_Howarth_2023_05_05 | 2032 | CH4 Salt Cavern Storage - ON | Storage | Methane | ON | Dispatch-Storage | VOM | 0 | [6 empty] | 0.6246 | 0
LCP_Inputs_ON_Diverse_Howarth_2023_05_05 | 2032 | CH4 Salt Cavern Storage - ON | Storage | Methane | PJ | Dispatch-Storage | EmissionsCost | 0 | [6 empty] | 0.6246 | 0
LCP_Inputs_ON_Diverse_Howarth_2023_05_05 | 2032 | CH4 Salt Cavern Storage - ON | Storage | Methane | PJ | Dispatch-Storage | FuelCost | 0 | [6 empty] | 0.6246 | 0
LCP_Inputs_ON_Diverse_Howarth_2023_05_05 | 2032 | CH4 Salt Cavern Storage - ON | Storage | Methane | PJ | Dispatch-Storage | VOM | 0 | [6 empty] | 0.6246 | 0
LCP_Inputs_ON_Diverse_Howarth_2023_05_05 | 2032 | CH4 Salt Cavern Storage - ON | Storage | Methane | QC | Dispatch-Storage | EmissionsCost | 0 | [6 empty] | 0.6246 | 0
LCP_Inputs_ON_Diverse_Howarth_2023_05_05 | 2032 | CH4 Salt Cavern Storage - ON | Storage | Methane | QC | Dispatch-Storage | FuelCost | 0 | [6 empty] | 0.6246 | 0
LCP_Inputs_ON_Diverse_Howarth_2023_05_05 | 2032 | CH4 Salt Cavern Storage - ON | Storage | Methane | QC | Dispatch-Storage | VOM | 0 | [6 empty] | 0.6246 | 0
LCP_Inputs_ON_Diverse_Howarth_2023_05_05 | 2032 | CH4 Salt Cavern Storage - ON | Storage | Methane | WC | Dispatch-Storage | EmissionsCost | 0 | [6 empty] | 0.6246 | 0
LCP_Inputs_ON_Diverse_Howarth_2023_05_05 | 2032 | CH4 Salt Cavern Storage - ON | Storage | Methane | WC | Dispatch-Storage | FuelCost | 0 | [6 empty] | 0.6246 | 0
LCP_Inputs_ON_Diverse_Howarth_2023_05_05 | 2032 | CH4 Salt Cavern Storage - ON | Storage | Methane | WC | Dispatch-Storage | VOM | 0 | [6 empty] | 0.6246 | 0
LCP_Inputs_ON_Diverse_Howarth_2023_05_05 | 2032 | Electrolyser 2020/2030 | Crossload | Hydrogen | MI | Dispatch-Crossload | EmissionsCost | 0 | [6 empty] | 0.6246 | 0
LCP_Inputs_ON_Diverse_Howarth_2023_05_05 | 2032 | Electrolyser 2020/2030 | Crossload | Hydrogen | MI | Dispatch-Crossload | FuelCost | 0 | [6 empty] | 0.6246 | 0
LCP_Inputs_ON_Diverse_Howarth_2023_05_05 | 2032 | Electrolyser 2020/2030 | Crossload | Hydrogen | MI | Dispatch-Crossload | VOM | 0 | [6 empty] | 0.6246 | 0
LCP_Inputs_ON_Diverse_Howarth_2023_05_05 | 2032 | Electrolyser 2020/2030 | Crossload | Hydrogen | NY | Dispatch-Crossload | EmissionsCost | 0 | [6 empty] | 0.6246 | 0
LCP_Inputs_ON_Diverse_Howarth_2023_05_05 | 2032 | Electrolyser 2020/2030 | Crossload | Hydrogen | NY | Dispatch-Crossload | FuelCost | 0 | [6 empty] | 0.6246 | 0
LCP_Inputs_ON_Diverse_Howarth_2023_05_05 | 2032 | Electrolyser 2020/2030 | Crossload | Hydrogen | NY | Dispatch-Crossload | VOM | 0 | [6 empty] | 0.6246 | 0
LCP_Inputs_ON_Diverse_Howarth_2023_05_05 | 2032 | Electrolyser 2020/2030 | Crossload | Hydrogen | ON | Dispatch-Crossload | EmissionsCost | 0 | [6 empty] | 0.6246 | 0
LCP_Inputs_ON_Diverse_Howarth_2023_05_05 | 2032 | Electrolyser 2020/2030 | Crossload | Hydrogen | ON | Dispatch-Crossload | FuelCost | 0 | [6 empty] | 0.6246 | 0
LCP_Inputs_ON_Diverse_Howarth_2023_05_05 | 2032 | Electrolyser 2020/2030 | Crossload | Hydrogen | ON | Dispatch-Crossload | VOM | 0 | [6 empty] | 0.6246 | 0
LCP_Inputs_ON_Diverse_Howarth_2023_05_05 | 2032 | Electrolyser 2020/2030 | Crossload | Hydrogen | PJ | Dispatch-Crossload | EmissionsCost | 0 | [6 empty] | 0.6246 | 0
LCP_Inputs_ON_Diverse_Howarth_2023_05_05 | 2032 | Electrolyser 2020/2030 | Crossload | Hydrogen | PJ | Dispatch-Crossload | FuelCost | 0 | [6 empty] | 0.6246 | 0
LCP_Inputs_ON_Diverse_Howarth_2023_05_05 | 2032 | Electrolyser 2020/2030 | Crossload | Hydrogen | PJ | Dispatch-Crossload | VOM | 0 | [6 empty] | 0.6246 | 0
LCP_Inputs_ON_Diverse_Howarth_2023_05_05 | 2032 | Electrolyser 2020/2030 | Crossload | Hydrogen | QC | Dispatch-Crossload | EmissionsCost | 0 | [6 empty] | 0.6246 | 0
LCP_Inputs_ON_Diverse_Howarth_2023_05_05 | 2032 | Electrolyser 2020/2030 | Crossload | Hydrogen | QC | Dispatch-Crossload | FuelCost | 0 | [6 empty] | 0.6246 | 0
LCP_Inputs_ON_Diverse_Howarth_2023_05_05 | 2032 | Electrolyser 2020/2030 | Crossload | Hydrogen | QC | Dispatch-Crossload | VOM | 0 | [6 empty] | 0.6246 | 0
LCP_Inputs_ON_Diverse_Howarth_2023_05_05 | 2032 | Electrolyser 2020/2030 | Crossload | Hydrogen | WC | Dispatch-Crossload | EmissionsCost | 0 | [6 empty] | 0.6246 | 0
LCP_Inputs_ON_Diverse_Howarth_2023_05_05 | 2032 | Electrolyser 2020/2030 | Crossload | Hydrogen | WC | Dispatch-Crossload | FuelCost | 0 | [6 empty] | 0.6246 | 0
LCP_Inputs_ON_Diverse_Howarth_2023_05_05 | 2032 | Electrolyser 2020/2030 | Crossload | Hydrogen | WC | Dispatch-Crossload | VOM | 0 | [6 empty] | 0.6246 | 0
LCP_Inputs_ON_Diverse_Howarth_2023_05_05 | 2032 | Electrolyser 2040 | Crossload | Hydrogen | MI | Dispatch-Crossload | EmissionsCost | 0 | [6 empty] | 0.6246 | 0
LCP_Inputs_ON_Diverse_Howarth_2023_05_05 | 2032 | Electrolyser 2040 | Crossload | Hydrogen | MI | Dispatch-Crossload | FuelCost | 0 | [6 empty] | 0.6246 | 0
LCP_Inputs_ON_Diverse_Howarth_2023_05_05 | 2032 | Electrolyser 2040 | Crossload | Hydrogen | MI | Dispatch-Crossload | VOM | 0 | [6 empty] | 0.6246 | 0
LCP_Inputs_ON_Diverse_Howarth_2023_05_05 | 2032 | Electrolyser 2040 | Crossload | Hydrogen | NY | Dispatch-Crossload | EmissionsCost | 0 | [6 empty] | 0.6246 | 0
LCP_Inputs_ON_Diverse_Howarth_2023_05_05 | 2032 | Electrolyser 2040 | Crossload | Hydrogen | NY | Dispatch-Crossload | FuelCost | 0 | [6 empty] | 0.6246 | 0
LCP_Inputs_ON_Diverse_Howarth_2023_05_05 | 2032 | Electrolyser 2040 | Crossload | Hydrogen | NY | Dispatch-Crossload | VOM | 0 | [6 empty] | 0.6246 | 0
LCP_Inputs_ON_Diverse_Howarth_2023_05_05 | 2032 | Electrolyser 2040 | Crossload | Hydrogen | ON | Dispatch-Crossload | EmissionsCost | 0 | [6 empty] | 0.6246 | 0
LCP_Inputs_ON_Diverse_Howarth_2023_05_05 | 2032 | Electrolyser 2040 | Crossload | Hydrogen | ON | Dispatch-Crossload | FuelCost | 0 | [6 empty] | 0.6246 | 0
LCP_Inputs_ON_Diverse_Howarth_2023_05_05 | 2032 | Electrolyser 2040 | Crossload | Hydrogen | ON | Dispatch-Crossload | VOM | 0 | [6 empty] | 0.6246 | 0
LCP_Inputs_ON_Diverse_Howarth_2023_05_05 | 2032 | Electrolyser 2040 | Crossload | Hydrogen | PJ | Dispatch-Crossload | EmissionsCost | 0 | [6 empty] | 0.6246 | 0
LCP_Inputs_ON_Diverse_Howarth_2023_05_05 | 2032 | Electrolyser 2040 | Crossload | Hydrogen | PJ | Dispatch-Crossload | FuelCost | 0 | [6 empty] | 0.6246 | 0
LCP_Inputs_ON_Diverse_Howarth_2023_05_05 | 2032 | Electrolyser 2040 | Crossload | Hydrogen | PJ | Dispatch-Crossload | VOM | 0 | [6 empty] | 0.6246 | 0
LCP_Inputs_ON_Diverse_Howarth_2023_05_05 | 2032 | Electrolyser 2040 | Crossload | Hydrogen | QC | Dispatch-Crossload | EmissionsCost | 0 | [6 empty] | 0.6246 | 0
LCP_Inputs_ON_Diverse_Howarth_2023_05_05 | 2032 | Electrolyser 2040 | Crossload | Hydrogen | QC | Dispatch-Crossload | FuelCost | 0 | [6 empty] | 0.6246 | 0
LCP_Inputs_ON_Diverse_Howarth_2023_05_05 | 2032 | Electrolyser 2040 | Crossload | Hydrogen | QC | Dispatch-Crossload | VOM | 0 | [6 empty] | 0.6246 | 0
LCP_Inputs_ON_Diverse_Howarth_2023_05_05 | 2032 | Electrolyser 2040 | Crossload | Hydrogen | WC | Dispatch-Crossload | EmissionsCost | 0 | [6 empty] | 0.6246 | 0
LCP_Inputs_ON_Diverse_Howarth_2023_05_05 | 2032 | Electrolyser 2040 | Crossload | Hydrogen | WC | Dispatch-Crossload | FuelCost | 0 | [6 empty] | 0.6246 | 0
LCP_Inputs_ON_Diverse_Howarth_2023_05_05 | 2032 | Electrolyser 2040 | Crossload | Hydrogen | WC | Dispatch-Crossload | VOM | 0 | [6 empty] | 0.6246 | 0
LCP_Inputs_ON_Diverse_Howarth_2023_05_05 | 2032 | Electrolyser 2050 | Crossload | Hydrogen | MI | Dispatch-Crossload | EmissionsCost | 0 | [6 empty] | 0.6246 | 0
LCP_Inputs_ON_Diverse_Howarth_2023_05_05 | 2032 | Electrolyser 2050 | Crossload | Hydrogen | MI | Dispatch-Crossload | FuelCost | 0 | [6 empty] | 0.6246 | 0
LCP_Inputs_ON_Diverse_Howarth_2023_05_05 | 2032 | Electrolyser 2050 | Crossload | Hydrogen | MI | Dispatch-Crossload | VOM | 0 | [6 empty] | 0.6246 | 0
LCP_Inputs_ON_Diverse_Howarth_2023_05_05 | 2032 | Electrolyser 2050 | Crossload | Hydrogen | NY | Dispatch-Crossload | EmissionsCost | 0 | [6 empty] | 0.6246 | 0
LCP_Inputs_ON_Diverse_Howarth_2023_05_05 | 2032 | Electrolyser 2050 | Crossload | Hydrogen | NY | Dispatch-Crossload | FuelCost | 0 | [6 empty] | 0.6246 | 0
LCP_Inputs_ON_Diverse_Howarth_2023_05_05 | 2032 | Electrolyser 2050 | Crossload | Hydrogen | NY | Dispatch-Crossload | VOM | 0 | [6 empty] | 0.6246 | 0
LCP_Inputs_ON_Diverse_Howarth_2023_05_05 | 2032 | Electrolyser 2050 | Crossload | Hydrogen | ON | Dispatch-Crossload | EmissionsCost | 0 | [6 empty] | 0.6246 | 0
LCP_Inputs_ON_Diverse_Howarth_2023_05_05 | 2032 | Electrolyser 2050 | Crossload | Hydrogen | ON | Dispatch-Crossload | FuelCost | 0 | [6 empty] | 0.6246 | 0
LCP_Inputs_ON_Diverse_Howarth_2023_05_05 | 2032 | Electrolyser 2050 | Crossload | Hydrogen | ON | Dispatch-Crossload | VOM | 0 | [6 empty] | 0.6246 | 0
LCP_Inputs_ON_Diverse_Howarth_2023_05_05 | 2032 | Electrolyser 2050 | Crossload | Hydrogen | PJ | Dispatch-Crossload | EmissionsCost | 0 | [6 empty] | 0.6246 | 0
LCP_Inputs_ON_Diverse_Howarth_2023_05_05 | 2032 | Electrolyser 2050 | Crossload | Hydrogen | PJ | Dispatch-Crossload | FuelCost | 0 | [6 empty] | 0.6246 | 0
LCP_Inputs_ON_Diverse_Howarth_2023_05_05 | 2032 | Electrolyser 2050 | Crossload | Hydrogen | PJ | Dispatch-Crossload | VOM | 0 | [6 empty] | 0.6246 | 0
LCP_Inputs_ON_Diverse_Howarth_2023_05_05 | 2032 | Electrolyser 2050 | Crossload | Hydrogen | QC | Dispatch-Crossload | EmissionsCost | 0 | [6 empty] | 0.6246 | 0
LCP_Inputs_ON_Diverse_Howarth_2023_05_05 | 2032 | Electrolyser 2050 | Crossload | Hydrogen | QC | Dispatch-Crossload | FuelCost | 0 | [6 empty] | 0.6246 | 0
LCP_Inputs_ON_Diverse_Howarth_2023_05_05 | 2032 | Electrolyser 2050 | Crossload | Hydrogen | QC | Dispatch-Crossload | VOM | 0 | [6 empty] | 0.6246 | 0
LCP_Inputs_ON_Diverse_Howarth_2023_05_05 | 2032 | Electrolyser 2050 | Crossload | Hydrogen | WC | Dispatch-Crossload | EmissionsCost | 0 | [6 empty] | 0.6246 | 0
LCP_Inputs_ON_Diverse_Howarth_2023_05_05 | 2032 | Electrolyser 2050 | Crossload | Hydrogen | WC | Dispatch-Crossload | FuelCost | 0 | [6 empty] | 0.6246 | 0
LCP_Inputs_ON_Diverse_Howarth_2023_05_05 | 2032 | Electrolyser 2050 | Crossload | Hydrogen | WC | Dispatch-Crossload | VOM | 0 | [6 empty] | 0.6246 | 0
LCP_Inputs_ON_Diverse_Howarth_2023_05_05 | 2032 | Fossil Fuel Thermal (Coal, Peat, Oil) | Generation | Electricity | MI | Dispatch-Generation | EmissionsCost | 0 | [6 empty] | 0.6246 | 0
LCP_Inputs_ON_Diverse_Howarth_2023_05_05 | 2032 | Fossil Fuel Thermal (Coal, Peat, Oil) | Generation | Electricity | MI | Dispatch-Generation | FuelCost | 0 | [6 empty] | 0.6246 | 0
LCP_Inputs_ON_Diverse_Howarth_2023_05_05 | 2032 | Fossil Fuel Thermal (Coal, Peat, Oil) | Generation | Electricity | MI | Dispatch-Generation | VOM | 0 | [6 empty] | 0.6246 | 0
LCP_Inputs_ON_Diverse_Howarth_2023_05_05 | 2032 | Fossil Fuel Thermal (Coal, Peat, Oil) | Generation | Electricity | NY | Dispatch-Generation | EmissionsCost | 0 | [6 empty] | 0.6246 | 0
LCP_Inputs_ON_Diverse_Howarth_2023_05_05 | 2032 | Fossil Fuel Thermal (Coal, Peat, Oil) | Generation | Electricity | NY | Dispatch-Generation | FuelCost | 0 | [6 empty] | 0.6246 | 0
LCP_Inputs_ON_Diverse_Howarth_2023_05_05 | 2032 | Fossil Fuel Thermal (Coal, Peat, Oil) | Generation | Electricity | NY | Dispatch-Generation | VOM | 0 | [6 empty] | 0.6246 | 0
LCP_Inputs_ON_Diverse_Howarth_2023_05_05 | 2032 | Fossil Fuel Thermal (Coal, Peat, Oil) | Generation | Electricity | ON | Dispatch-Generation | EmissionsCost | 0 | [6 empty] | 0.6246 | 0
LCP_Inputs_ON_Diverse_Howarth_2023_05_05 | 2032 | Fossil Fuel Thermal (Coal, Peat, Oil) | Generation | Electricity | ON | Dispatch-Generation | FuelCost | 0 | [6 empty] | 0.6246 | 0
LCP_Inputs_ON_Diverse_Howarth_2023_05_05 | 2032 | Fossil Fuel Thermal (Coal, Peat, Oil) | Generation | Electricity | ON | Dispatch-Generation | VOM | 0 | [6 empty] | 0.6246 | 0
LCP_Inputs_ON_Diverse_Howarth_2023_05_05 | 2032 | Fossil Fuel Thermal (Coal, Peat, Oil) | Generation | Electricity | PJ | Dispatch-Generation | EmissionsCost | 0 | [6 empty] | 0.6246 | 0
LCP_Inputs_ON_Diverse_Howarth_2023_05_05 | 2032 | Fossil Fuel Thermal (Coal, Peat, Oil) | Generation | Electricity | PJ | Dispatch-Generation | FuelCost | 0 | [6 empty] | 0.6246 | 0
LCP_Inputs_ON_Diverse_Howarth_2023_05_05 | 2032 | Fossil Fuel Thermal (Coal, Peat, Oil) | Generation | Electricity | PJ | Dispatch-Generation | VOM | 0 | [6 empty] | 0.6246 | 0
LCP_Inputs_ON_Diverse_Howarth_2023_05_05 | 2032 | Fossil Fuel Thermal (Coal, Peat, Oil) | Generation | Electricity | QC | Dispatch-Generation | EmissionsCost | 0 | [6 empty] | 0.6246 | 0
LCP_Inputs_ON_Diverse_Howarth_2023_05_05 | 2032 | Fossil Fuel Thermal (Coal, Peat, Oil) | Generation | Electricity | QC | Dispatch-Generation | FuelCost | 0 | [6 empty] | 0.6246 | 0
LCP_Inputs_ON_Diverse_Howarth_2023_05_05 | 2032 | Fossil Fuel Thermal (Coal, Peat, Oil) | Generation | Electricity | QC | Dispatch-Generation | VOM | 0 | [6 empty] | 0.6246 | 0
LCP_Inputs_ON_Diverse_Howarth_2023_05_05 | 2032 | Fossil Fuel Thermal (Coal, Peat, Oil) | Generation | Electricity | WC | Dispatch-Generation | EmissionsCost | 0 | [6 empty] | 0.6246 | 0
LCP_Inputs_ON_Diverse_Howarth_2023_05_05 | 2032 | Fossil Fuel Thermal (Coal, Peat, Oil) | Generation | Electricity | WC | Dispatch-Generation | FuelCost | 0 | [6 empty] | 0.6246 | 0
LCP_Inputs_ON_Diverse_Howarth_2023_05_05 | 2032 | Fossil Fuel Thermal (Coal, Peat, Oil) | Generation | Electricity | WC | Dispatch-Generation | VOM | 0 | [6 empty] | 0.6246 | 0
LCP_Inputs_ON_Diverse_Howarth_2023_05_05 | 2032 | Generic - Generator | Generation | Electricity | MI | Dispatch-Generation | EmissionsCost | 0 | [6 empty] | 0.6246 | 0
LCP_Inputs_ON_Diverse_Howarth_2023_05_05 | 2032 | Generic - Generator | Generation | Electricity | MI | Dispatch-Generation | FuelCost | 1839075380.8143 | [6 empty] | 0.6246 | 1148681056.8119
LCP_Inputs_ON_Diverse_Howarth_2023_05_05 | 2032 | Generic - Generator | Generation | Electricity | MI | Dispatch-Generation | VOM | 64222752.8074 | [6 empty] | 0.6246 | 40113341.9194
LCP_Inputs_ON_Diverse_Howarth_2023_05_05 | 2032 | Generic - Generator | Generation | Electricity | NY | Dispatch-Generation | EmissionsCost | 0 | [6 empty] | 0.6246 | 0
LCP_Inputs_ON_Diverse_Howarth_2023_05_05 | 2032 | Generic - Generator | Generation | Electricity | NY | Dispatch-Generation | FuelCost | 809920213.6898 | [6 empty] | 0.6246 | 505873775.8659
LCP_Inputs_ON_Diverse_Howarth_2023_05_05 | 2032 | Generic - Generator | Generation | Electricity | NY | Dispatch-Generation | VOM | 28283400.5719 | [6 empty] | 0.6246 | 17665728.5493
LCP_Inputs_ON_Diverse_Howarth_2023_05_05 | 2032 | Generic - Generator | Generation | Electricity | ON | Dispatch-Generation | EmissionsCost | 0 | [6 empty] | 0.6246 | 0
LCP_Inputs_ON_Diverse_Howarth_2023_05_05 | 2032 | Generic - Generator | Generation | Electricity | ON | Dispatch-Generation | FuelCost | 0 | [6 empty] | 0.6246 | 0
LCP_Inputs_ON_Diverse_Howarth_2023_05_05 | 2032 | Generic - Generator | Generation | Electricity | ON | Dispatch-Generation | VOM | 0 | [6 empty] | 0.6246 | 0
LCP_Inputs_ON_Diverse_Howarth_2023_05_05 | 2032 | Generic - Generator | Generation | Electricity | PJ | Dispatch-Generation | EmissionsCost | 0 | [6 empty] | 0.6246 | 0
LCP_Inputs_ON_Diverse_Howarth_2023_05_05 | 2032 | Generic - Generator | Generation | Electricity | PJ | Dispatch-Generation | FuelCost | 7330430703.3579 | [6 empty] | 0.6246 | 4578565389.4684
LCP_Inputs_ON_Diverse_Howarth_2023_05_05 | 2032 | Generic - Generator | Generation | Electricity | PJ | Dispatch-Generation | VOM | 255987570.6808 | [6 empty] | 0.6246 | 159889081.3764
LCP_Inputs_ON_Diverse_Howarth_2023_05_05 | 2032 | Generic - Generator | Generation | Electricity | QC | Dispatch-Generation | EmissionsCost | 0 | [6 empty] | 0.6246 | 0
LCP_Inputs_ON_Diverse_Howarth_2023_05_05 | 2032 | Generic - Generator | Generation | Electricity | QC | Dispatch-Generation | FuelCost | 0 | [6 empty] | 0.6246 | 0
LCP_Inputs_ON_Diverse_Howarth_2023_05_05 | 2032 | Generic - Generator | Generation | Electricity | QC | Dispatch-Generation | VOM | 0 | [6 empty] | 0.6246 | 0
LCP_Inputs_ON_Diverse_Howarth_2023_05_05 | 2032 | Generic - Generator | Generation | Electricity | WC | Dispatch-Generation | EmissionsCost | 0 | [6 empty] | 0.6246 | 0
LCP_Inputs_ON_Diverse_Howarth_2023_05_05 | 2032 | Generic - Generator | Generation | Electricity | WC | Dispatch-Generation | FuelCost | 1737227.6587 | [6 empty] | 0.6246 | 1085067.2701
LCP_Inputs_ON_Diverse_Howarth_2023_05_05 | 2032 | Generic - Generator | Generation | Electricity | WC | Dispatch-Generation | VOM | 60666.1063 | [6 empty] | 0.6246 | 37891.871
LCP_Inputs_ON_Diverse_Howarth_2023_05_05 | 2032 | H2 Import - QC | Import | Hydrogen | MI | Dispatch-Import | EmissionsCost | 0 | [6 empty] | 0.6246 | 0
LCP_Inputs_ON_Diverse_Howarth_2023_05_05 | 2032 | H2 Import - QC | Import | Hydrogen | MI | Dispatch-Import | FuelCost | 0 | [6 empty] | 0.6246 | 0
LCP_Inputs_ON_Diverse_Howarth_2023_05_05 | 2032 | H2 Import - QC | Import | Hydrogen | MI | Dispatch-Import | VOM | 0 | [6 empty] | 0.6246 | 0
LCP_Inputs_ON_Diverse_Howarth_2023_05_05 | 2032 | H2 Import - QC | Import | Hydrogen | NY | Dispatch-Import | EmissionsCost | 0 | [6 empty] | 0.6246 | 0
LCP_Inputs_ON_Diverse_Howarth_2023_05_05 | 2032 | H2 Import - QC | Import | Hydrogen | NY | Dispatch-Import | FuelCost | 0 | [6 empty] | 0.6246 | 0
LCP_Inputs_ON_Diverse_Howarth_2023_05_05 | 2032 | H2 Import - QC | Import | Hydrogen | NY | Dispatch-Import | VOM | 0 | [6 empty] | 0.6246 | 0
LCP_Inputs_ON_Diverse_Howarth_2023_05_05 | 2032 | H2 Import - QC | Import | Hydrogen | ON | Dispatch-Import | EmissionsCost | 0 | [6 empty] | 0.6246 | 0
LCP_Inputs_ON_Diverse_Howarth_2023_05_05 | 2032 | H2 Import - QC | Import | Hydrogen | ON | Dispatch-Import | FuelCost | 0 | [6 empty] | 0.6246 | 0
LCP_Inputs_ON_Diverse_Howarth_2023_05_05 | 2032 | H2 Import - QC | Import | Hydrogen | ON | Dispatch-Import | VOM | 0 | [6 empty] | 0.6246 | 0
LCP_Inputs_ON_Diverse_Howarth_2023_05_05 | 2032 | H2 Import - QC | Import | Hydrogen | PJ | Dispatch-Import | EmissionsCost | 0 | [6 empty] | 0.6246 | 0
LCP_Inputs_ON_Diverse_Howarth_2023_05_05 | 2032 | H2 Import - QC | Import | Hydrogen | PJ | Dispatch-Import | FuelCost | 0 | [6 empty] | 0.6246 | 0
LCP_Inputs_ON_Diverse_Howarth_2023_05_05 | 2032 | H2 Import - QC | Import | Hydrogen | PJ | Dispatch-Import | VOM | 0 | [6 empty] | 0.6246 | 0
LCP_Inputs_ON_Diverse_Howarth_2023_05_05 | 2032 | H2 Import - QC | Import | Hydrogen | QC | Dispatch-Import | EmissionsCost | 0 | [6 empty] | 0.6246 | 0
LCP_Inputs_ON_Diverse_Howarth_2023_05_05 | 2032 | H2 Import - QC | Import | Hydrogen | QC | Dispatch-Import | FuelCost | 0 | [6 empty] | 0.6246 | 0
LCP_Inputs_ON_Diverse_Howarth_2023_05_05 | 2032 | H2 Import - QC | Import | Hydrogen | QC | Dispatch-Import | VOM | 0 | [6 empty] | 0.6246 | 0
LCP_Inputs_ON_Diverse_Howarth_2023_05_05 | 2032 | H2 Import - QC | Import | Hydrogen | WC | Dispatch-Import | EmissionsCost | 0 | [6 empty] | 0.6246 | 0
LCP_Inputs_ON_Diverse_Howarth_2023_05_05 | 2032 | H2 Import - QC | Import | Hydrogen | WC | Dispatch-Import | FuelCost | 0 | [6 empty] | 0.6246 | 0
LCP_Inputs_ON_Diverse_Howarth_2023_05_05 | 2032 | H2 Import - QC | Import | Hydrogen | WC | Dispatch-Import | VOM | 0 | [6 empty] | 0.6246 | 0
LCP_Inputs_ON_Diverse_Howarth_2023_05_05 | 2032 | H2 Import - WC | Import | Hydrogen | MI | Dispatch-Import | EmissionsCost | 0 | [6 empty] | 0.6246 | 0
LCP_Inputs_ON_Diverse_Howarth_2023_05_05 | 2032 | H2 Import - WC | Import | Hydrogen | MI | Dispatch-Import | FuelCost | 0 | [6 empty] | 0.6246 | 0
LCP_Inputs_ON_Diverse_Howarth_2023_05_05 | 2032 | H2 Import - WC | Import | Hydrogen | MI | Dispatch-Import | VOM | 0 | [6 empty] | 0.6246 | 0
LCP_Inputs_ON_Diverse_Howarth_2023_05_05 | 2032 | H2 Import - WC | Import | Hydrogen | NY | Dispatch-Import | EmissionsCost | 0 | [6 empty] | 0.6246 | 0
LCP_Inputs_ON_Diverse_Howarth_2023_05_05 | 2032 | H2 Import - WC | Import | Hydrogen | NY | Dispatch-Import | FuelCost | 0 | [6 empty] | 0.6246 | 0
LCP_Inputs_ON_Diverse_Howarth_2023_05_05 | 2032 | H2 Import - WC | Import | Hydrogen | NY | Dispatch-Import | VOM | 0 | [6 empty] | 0.6246 | 0
LCP_Inputs_ON_Diverse_Howarth_2023_05_05 | 2032 | H2 Import - WC | Import | Hydrogen | ON | Dispatch-Import | EmissionsCost | 0 | [6 empty] | 0.6246 | 0
LCP_Inputs_ON_Diverse_Howarth_2023_05_05 | 2032 | H2 Import - WC | Import | Hydrogen | ON | Dispatch-Import | FuelCost | 0 | [6 empty] | 0.6246 | 0
LCP_Inputs_ON_Diverse_Howarth_2023_05_05 | 2032 | H2 Import - WC | Import | Hydrogen | ON | Dispatch-Import | VOM | 0 | [6 empty] | 0.6246 | 0
LCP_Inputs_ON_Diverse_Howarth_2023_05_05 | 2032 | H2 Import - WC | Import | Hydrogen | PJ | Dispatch-Import | EmissionsCost | 0 | [6 empty] | 0.6246 | 0
LCP_Inputs_ON_Diverse_Howarth_2023_05_05 | 2032 | H2 Import - WC | Import | Hydrogen | PJ | Dispatch-Import | FuelCost | 0 | [6 empty] | 0.6246 | 0
LCP_Inputs_ON_Diverse_Howarth_2023_05_05 | 2032 | H2 Import - WC | Import | Hydrogen | PJ | Dispatch-Import | VOM | 0 | [6 empty] | 0.6246 | 0
LCP_Inputs_ON_Diverse_Howarth_2023_05_05 | 2032 | H2 Import - WC | Import | Hydrogen | QC | Dispatch-Import | EmissionsCost | 0 | [6 empty] | 0.6246 | 0
LCP_Inputs_ON_Diverse_Howarth_2023_05_05 | 2032 | H2 Import - WC | Import | Hydrogen | QC | Dispatch-Import | FuelCost | 0 | [6 empty] | 0.6246 | 0
LCP_Inputs_ON_Diverse_Howarth_2023_05_05 | 2032 | H2 Import - WC | Import | Hydrogen | QC | Dispatch-Import | VOM | 0 | [6 empty] | 0.6246 | 0
LCP_Inputs_ON_Diverse_Howarth_2023_05_05 | 2032 | H2 Import - WC | Import | Hydrogen | WC | Dispatch-Import | EmissionsCost | 0 | [6 empty] | 0.6246 | 0
LCP_Inputs_ON_Diverse_Howarth_2023_05_05 | 2032 | H2 Import - WC | Import | Hydrogen | WC | Dispatch-Import | FuelCost | 0 | [6 empty] | 0.6246 | 0
LCP_Inputs_ON_Diverse_Howarth_2023_05_05 | 2032 | H2 Import - WC | Import | Hydrogen | WC | Dispatch-Import | VOM | 0 | [6 empty] | 0.6246 | 0
LCP_Inputs_ON_Diverse_Howarth_2023_05_05 | 2032 | H2 Salt Cavern Storage - ON | Storage | Hydrogen | MI | Dispatch-Storage | EmissionsCost | 0 | [6 empty] | 0.6246 | 0
LCP_Inputs_ON_Diverse_Howarth_2023_05_05 | 2032 | H2 Salt Cavern Storage - ON | Storage | Hydrogen | MI | Dispatch-Storage | FuelCost | 0 | [6 empty] | 0.6246 | 0
LCP_Inputs_ON_Diverse_Howarth_2023_05_05 | 2032 | H2 Salt Cavern Storage - ON | Storage | Hydrogen | MI | Dispatch-Storage | VOM | 0 | [6 empty] | 0.6246 | 0
LCP_Inputs_ON_Diverse_Howarth_2023_05_05 | 2032 | H2 Salt Cavern Storage - ON | Storage | Hydrogen | NY | Dispatch-Storage | EmissionsCost | 0 | [6 empty] | 0.6246 | 0
LCP_Inputs_ON_Diverse_Howarth_2023_05_05 | 2032 | H2 Salt Cavern Storage - ON | Storage | Hydrogen | NY | Dispatch-Storage | FuelCost | 0 | [6 empty] | 0.6246 | 0
LCP_Inputs_ON_Diverse_Howarth_2023_05_05 | 2032 | H2 Salt Cavern Storage - ON | Storage | Hydrogen | NY | Dispatch-Storage | VOM | 0 | [6 empty] | 0.6246 | 0
LCP_Inputs_ON_Diverse_Howarth_2023_05_05 | 2032 | H2 Salt Cavern Storage - ON | Storage | Hydrogen | ON | Dispatch-Storage | EmissionsCost | 0 | [6 empty] | 0.6246 | 0
LCP_Inputs_ON_Diverse_Howarth_2023_05_05 | 2032 | H2 Salt Cavern Storage - ON | Storage | Hydrogen | ON | Dispatch-Storage | FuelCost | 0 | [6 empty] | 0.6246 | 0
LCP_Inputs_ON_Diverse_Howarth_2023_05_05 | 2032 | H2 Salt Cavern Storage - ON | Storage | Hydrogen | ON | Dispatch-Storage | VOM | 15321818.625 | [6 empty] | 0.6246 | 9569962.7074
LCP_Inputs_ON_Diverse_Howarth_2023_05_05 | 2032 | H2 Salt Cavern Storage - ON | Storage | Hydrogen | PJ | Dispatch-Storage | EmissionsCost | 0 | [6 empty] | 0.6246 | 0
LCP_Inputs_ON_Diverse_Howarth_2023_05_05 | 2032 | H2 Salt Cavern Storage - ON | Storage | Hydrogen | PJ | Dispatch-Storage | FuelCost | 0 | [6 empty] | 0.6246 | 0
LCP_Inputs_ON_Diverse_Howarth_2023_05_05 | 2032 | H2 Salt Cavern Storage - ON | Storage | Hydrogen | PJ | Dispatch-Storage | VOM | 0 | [6 empty] | 0.6246 | 0
LCP_Inputs_ON_Diverse_Howarth_2023_05_05 | 2032 | H2 Salt Cavern Storage - ON | Storage | Hydrogen | QC | Dispatch-Storage | EmissionsCost | 0 | [6 empty] | 0.6246 | 0
LCP_Inputs_ON_Diverse_Howarth_2023_05_05 | 2032 | H2 Salt Cavern Storage - ON | Storage | Hydrogen | QC | Dispatch-Storage | FuelCost | 0 | [6 empty] | 0.6246 | 0
LCP_Inputs_ON_Diverse_Howarth_2023_05_05 | 2032 | H2 Salt Cavern Storage - ON | Storage | Hydrogen | QC | Dispatch-Storage | VOM | 0 | [6 empty] | 0.6246 | 0
LCP_Inputs_ON_Diverse_Howarth_2023_05_05 | 2032 | H2 Salt Cavern Storage - ON | Storage | Hydrogen | WC | Dispatch-Storage | EmissionsCost | 0 | [6 empty] | 0.6246 | 0
LCP_Inputs_ON_Diverse_Howarth_2023_05_05 | 2032 | H2 Salt Cavern Storage - ON | Storage | Hydrogen | WC | Dispatch-Storage | FuelCost | 0 | [6 empty] | 0.6246 | 0
LCP_Inputs_ON_Diverse_Howarth_2023_05_05 | 2032 | H2 Salt Cavern Storage - ON | Storage | Hydrogen | WC | Dispatch-Storage | VOM | 0 | [6 empty] | 0.6246 | 0
LCP_Inputs_ON_Diverse_Howarth_2023_05_05 | 2032 | Hydro | Generation | Electricity | MI | Dispatch-Generation | EmissionsCost | 0 | [6 empty] | 0.6246 | 0
LCP_Inputs_ON_Diverse_Howarth_2023_05_05 | 2032 | Hydro | Generation | Electricity | MI | Dispatch-Generation | FuelCost | 0 | [6 empty] | 0.6246 | 0
LCP_Inputs_ON_Diverse_Howarth_2023_05_05 | 2032 | Hydro | Generation | Electricity | MI | Dispatch-Generation | VOM | 0 | [6 empty] | 0.6246 | 0
LCP_Inputs_ON_Diverse_Howarth_2023_05_05 | 2032 | Hydro | Generation | Electricity | NY | Dispatch-Generation | EmissionsCost | 0 | [6 empty] | 0.6246 | 0
LCP_Inputs_ON_Diverse_Howarth_2023_05_05 | 2032 | Hydro | Generation | Electricity | NY | Dispatch-Generation | FuelCost | 0 | [6 empty] | 0.6246 | 0
LCP_Inputs_ON_Diverse_Howarth_2023_05_05 | 2032 | Hydro | Generation | Electricity | NY | Dispatch-Generation | VOM | 0 | [6 empty] | 0.6246 | 0
LCP_Inputs_ON_Diverse_Howarth_2023_05_05 | 2032 | Hydro | Generation | Electricity | ON | Dispatch-Generation | EmissionsCost | 0 | [6 empty] | 0.6246 | 0
LCP_Inputs_ON_Diverse_Howarth_2023_05_05 | 2032 | Hydro | Generation | Electricity | ON | Dispatch-Generation | FuelCost | 0 | [6 empty] | 0.6246 | 0
LCP_Inputs_ON_Diverse_Howarth_2023_05_05 | 2032 | Hydro | Generation | Electricity | ON | Dispatch-Generation | VOM | 0 | [6 empty] | 0.6246 | 0
LCP_Inputs_ON_Diverse_Howarth_2023_05_05 | 2032 | Hydro | Generation | Electricity | PJ | Dispatch-Generation | EmissionsCost | 0 | [6 empty] | 0.6246 | 0
LCP_Inputs_ON_Diverse_Howarth_2023_05_05 | 2032 | Hydro | Generation | Electricity | PJ | Dispatch-Generation | FuelCost | 0 | [6 empty] | 0.6246 | 0
LCP_Inputs_ON_Diverse_Howarth_2023_05_05 | 2032 | Hydro | Generation | Electricity | PJ | Dispatch-Generation | VOM | 0 | [6 empty] | 0.6246 | 0
LCP_Inputs_ON_Diverse_Howarth_2023_05_05 | 2032 | Hydro | Generation | Electricity | QC | Dispatch-Generation | EmissionsCost | 0 | [6 empty] | 0.6246 | 0
LCP_Inputs_ON_Diverse_Howarth_2023_05_05 | 2032 | Hydro | Generation | Electricity | QC | Dispatch-Generation | FuelCost | 0 | [6 empty] | 0.6246 | 0
LCP_Inputs_ON_Diverse_Howarth_2023_05_05 | 2032 | Hydro | Generation | Electricity | QC | Dispatch-Generation | VOM | 0 | [6 empty] | 0.6246 | 0
LCP_Inputs_ON_Diverse_Howarth_2023_05_05 | 2032 | Hydro | Generation | Electricity | WC | Dispatch-Generation | EmissionsCost | 0 | [6 empty] | 0.6246 | 0
LCP_Inputs_ON_Diverse_Howarth_2023_05_05 | 2032 | Hydro | Generation | Electricity | WC | Dispatch-Generation | FuelCost | 0 | [6 empty] | 0.6246 | 0
LCP_Inputs_ON_Diverse_Howarth_2023_05_05 | 2032 | Hydro | Generation | Electricity | WC | Dispatch-Generation | VOM | 0 | [6 empty] | 0.6246 | 0
LCP_Inputs_ON_Diverse_Howarth_2023_05_05 | 2032 | Hydro Pumped Storage | Storage | Electricity | MI | Dispatch-Storage | EmissionsCost | 0 | [6 empty] | 0.6246 | 0
LCP_Inputs_ON_Diverse_Howarth_2023_05_05 | 2032 | Hydro Pumped Storage | Storage | Electricity | MI | Dispatch-Storage | FuelCost | 0 | [6 empty] | 0.6246 | 0
LCP_Inputs_ON_Diverse_Howarth_2023_05_05 | 2032 | Hydro Pumped Storage | Storage | Electricity | MI | Dispatch-Storage | VOM | 0 | [6 empty] | 0.6246 | 0
LCP_Inputs_ON_Diverse_Howarth_2023_05_05 | 2032 | Hydro Pumped Storage | Storage | Electricity | NY | Dispatch-Storage | EmissionsCost | 0 | [6 empty] | 0.6246 | 0
LCP_Inputs_ON_Diverse_Howarth_2023_05_05 | 2032 | Hydro Pumped Storage | Storage | Electricity | NY | Dispatch-Storage | FuelCost | 0 | [6 empty] | 0.6246 | 0
LCP_Inputs_ON_Diverse_Howarth_2023_05_05 | 2032 | Hydro Pumped Storage | Storage | Electricity | NY | Dispatch-Storage | VOM | 0 | [6 empty] | 0.6246 | 0
LCP_Inputs_ON_Diverse_Howarth_2023_05_05 | 2032 | Hydro Pumped Storage | Storage | Electricity | ON | Dispatch-Storage | EmissionsCost | 0 | [6 empty] | 0.6246 | 0
LCP_Inputs_ON_Diverse_Howarth_2023_05_05 | 2032 | Hydro Pumped Storage | Storage | Electricity | ON | Dispatch-Storage | FuelCost | 0 | [6 empty] | 0.6246 | 0
LCP_Inputs_ON_Diverse_Howarth_2023_05_05 | 2032 | Hydro Pumped Storage | Storage | Electricity | ON | Dispatch-Storage | VOM | 0 | [6 empty] | 0.6246 | 0
LCP_Inputs_ON_Diverse_Howarth_2023_05_05 | 2032 | Hydro Pumped Storage | Storage | Electricity | PJ | Dispatch-Storage | EmissionsCost | 0 | [6 empty] | 0.6246 | 0
LCP_Inputs_ON_Diverse_Howarth_2023_05_05 | 2032 | Hydro Pumped Storage | Storage | Electricity | PJ | Dispatch-Storage | FuelCost | 0 | [6 empty] | 0.6246 | 0
LCP_Inputs_ON_Diverse_Howarth_2023_05_05 | 2032 | Hydro Pumped Storage | Storage | Electricity | PJ | Dispatch-Storage | VOM | 0 | [6 empty] | 0.6246 | 0
LCP_Inputs_ON_Diverse_Howarth_2023_05_05 | 2032 | Hydro Pumped Storage | Storage | Electricity | QC | Dispatch-Storage | EmissionsCost | 0 | [6 empty] | 0.6246 | 0
LCP_Inputs_ON_Diverse_Howarth_2023_05_05 | 2032 | Hydro Pumped Storage | Storage | Electricity | QC | Dispatch-Storage | FuelCost | 0 | [6 empty] | 0.6246 | 0
LCP_Inputs_ON_Diverse_Howarth_2023_05_05 | 2032 | Hydro Pumped Storage | Storage | Electricity | QC | Dispatch-Storage | VOM | 0 | [6 empty] | 0.6246 | 0
LCP_Inputs_ON_Diverse_Howarth_2023_05_05 | 2032 | Hydro Pumped Storage | Storage | Electricity | WC | Dispatch-Storage | EmissionsCost | 0 | [6 empty] | 0.6246 | 0
LCP_Inputs_ON_Diverse_Howarth_2023_05_05 | 2032 | Hydro Pumped Storage | Storage | Electricity | WC | Dispatch-Storage | FuelCost | 0 | [6 empty] | 0.6246 | 0
LCP_Inputs_ON_Diverse_Howarth_2023_05_05 | 2032 | Hydro Pumped Storage | Storage | Electricity | WC | Dispatch-Storage | VOM | 0 | [6 empty] | 0.6246 | 0
LCP_Inputs_ON_Diverse_Howarth_2023_05_05 | 2032 | Nuclear | Generation | Electricity | MI | Dispatch-Generation | EmissionsCost | 0 | [6 empty] | 0.6246 | 0
LCP_Inputs_ON_Diverse_Howarth_2023_05_05 | 2032 | Nuclear | Generation | Electricity | MI | Dispatch-Generation | FuelCost | 0 | [6 empty] | 0.6246 | 0
LCP_Inputs_ON_Diverse_Howarth_2023_05_05 | 2032 | Nuclear | Generation | Electricity | MI | Dispatch-Generation | VOM | 2762866296.96 | [6 empty] | 0.6246 | 1725678137.4654
LCP_Inputs_ON_Diverse_Howarth_2023_05_05 | 2032 | Nuclear | Generation | Electricity | NY | Dispatch-Generation | EmissionsCost | 0 | [6 empty] | 0.6246 | 0
LCP_Inputs_ON_Diverse_Howarth_2023_05_05 | 2032 | Nuclear | Generation | Electricity | NY | Dispatch-Generation | FuelCost | 0 | [6 empty] | 0.6246 | 0
LCP_Inputs_ON_Diverse_Howarth_2023_05_05 | 2032 | Nuclear | Generation | Electricity | NY | Dispatch-Generation | VOM | 2246155230.144 | [6 empty] | 0.6246 | 1402941929.6468
LCP_Inputs_ON_Diverse_Howarth_2023_05_05 | 2032 | Nuclear | Generation | Electricity | ON | Dispatch-Generation | EmissionsCost | 0 | [6 empty] | 0.6246 | 0
LCP_Inputs_ON_Diverse_Howarth_2023_05_05 | 2032 | Nuclear | Generation | Electricity | ON | Dispatch-Generation | FuelCost | 0 | [6 empty] | 0.6246 | 0
LCP_Inputs_ON_Diverse_Howarth_2023_05_05 | 2032 | Nuclear | Generation | Electricity | ON | Dispatch-Generation | VOM | 7181421070.9787 | [6 empty] | 0.6246 | 4485494412.7254
LCP_Inputs_ON_Diverse_Howarth_2023_05_05 | 2032 | Nuclear | Generation | Electricity | PJ | Dispatch-Generation | EmissionsCost | 0 | [6 empty] | 0.6246 | 0
LCP_Inputs_ON_Diverse_Howarth_2023_05_05 | 2032 | Nuclear | Generation | Electricity | PJ | Dispatch-Generation | FuelCost | 0 | [6 empty] | 0.6246 | 0
LCP_Inputs_ON_Diverse_Howarth_2023_05_05 | 2032 | Nuclear | Generation | Electricity | PJ | Dispatch-Generation | VOM | 6401347648.6848 | [6 empty] | 0.6246 | 3998262854.7048
LCP_Inputs_ON_Diverse_Howarth_2023_05_05 | 2032 | Nuclear | Generation | Electricity | QC | Dispatch-Generation | EmissionsCost | 0 | [6 empty] | 0.6246 | 0
LCP_Inputs_ON_Diverse_Howarth_2023_05_05 | 2032 | Nuclear | Generation | Electricity | QC | Dispatch-Generation | FuelCost | 0 | [6 empty] | 0.6246 | 0
LCP_Inputs_ON_Diverse_Howarth_2023_05_05 | 2032 | Nuclear | Generation | Electricity | QC | Dispatch-Generation | VOM | 0 | [6 empty] | 0.6246 | 0
LCP_Inputs_ON_Diverse_Howarth_2023_05_05 | 2032 | Nuclear | Generation | Electricity | WC | Dispatch-Generation | EmissionsCost | 0 | [6 empty] | 0.6246 | 0
LCP_Inputs_ON_Diverse_Howarth_2023_05_05 | 2032 | Nuclear | Generation | Electricity | WC | Dispatch-Generation | FuelCost | 0 | [6 empty] | 0.6246 | 0
LCP_Inputs_ON_Diverse_Howarth_2023_05_05 | 2032 | Nuclear | Generation | Electricity | WC | Dispatch-Generation | VOM | 0 | [6 empty] | 0.6246 | 0
LCP_Inputs_ON_Diverse_Howarth_2023_05_05 | 2032 | Nuclear SMR | Generation | Electricity | MI | Dispatch-Generation | EmissionsCost | 0 | [6 empty] | 0.6246 | 0
LCP_Inputs_ON_Diverse_Howarth_2023_05_05 | 2032 | Nuclear SMR | Generation | Electricity | MI | Dispatch-Generation | FuelCost | 0 | [6 empty] | 0.6246 | 0
LCP_Inputs_ON_Diverse_Howarth_2023_05_05 | 2032 | Nuclear SMR | Generation | Electricity | MI | Dispatch-Generation | VOM | 0 | [6 empty] | 0.6246 | 0
LCP_Inputs_ON_Diverse_Howarth_2023_05_05 | 2032 | Nuclear SMR | Generation | Electricity | NY | Dispatch-Generation | EmissionsCost | 0 | [6 empty] | 0.6246 | 0
LCP_Inputs_ON_Diverse_Howarth_2023_05_05 | 2032 | Nuclear SMR | Generation | Electricity | NY | Dispatch-Generation | FuelCost | 0 | [6 empty] | 0.6246 | 0
LCP_Inputs_ON_Diverse_Howarth_2023_05_05 | 2032 | Nuclear SMR | Generation | Electricity | NY | Dispatch-Generation | VOM | 0 | [6 empty] | 0.6246 | 0
LCP_Inputs_ON_Diverse_Howarth_2023_05_05 | 2032 | Nuclear SMR | Generation | Electricity | ON | Dispatch-Generation | EmissionsCost | 0 | [6 empty] | 0.6246 | 0
LCP_Inputs_ON_Diverse_Howarth_2023_05_05 | 2032 | Nuclear SMR | Generation | Electricity | ON | Dispatch-Generation | FuelCost | 0 | [6 empty] | 0.6246 | 0
LCP_Inputs_ON_Diverse_Howarth_2023_05_05 | 2032 | Nuclear SMR | Generation | Electricity | ON | Dispatch-Generation | VOM | 19039640.4 | [6 empty] | 0.6246 | 11892103.2189
LCP_Inputs_ON_Diverse_Howarth_2023_05_05 | 2032 | Nuclear SMR | Generation | Electricity | PJ | Dispatch-Generation | EmissionsCost | 0 | [6 empty] | 0.6246 | 0
LCP_Inputs_ON_Diverse_Howarth_2023_05_05 | 2032 | Nuclear SMR | Generation | Electricity | PJ | Dispatch-Generation | FuelCost | 0 | [6 empty] | 0.6246 | 0
LCP_Inputs_ON_Diverse_Howarth_2023_05_05 | 2032 | Nuclear SMR | Generation | Electricity | PJ | Dispatch-Generation | VOM | 0 | [6 empty] | 0.6246 | 0
LCP_Inputs_ON_Diverse_Howarth_2023_05_05 | 2032 | Nuclear SMR | Generation | Electricity | QC | Dispatch-Generation | EmissionsCost | 0 | [6 empty] | 0.6246 | 0
LCP_Inputs_ON_Diverse_Howarth_2023_05_05 | 2032 | Nuclear SMR | Generation | Electricity | QC | Dispatch-Generation | FuelCost | 0 | [6 empty] | 0.6246 | 0
LCP_Inputs_ON_Diverse_Howarth_2023_05_05 | 2032 | Nuclear SMR | Generation | Electricity | QC | Dispatch-Generation | VOM | 0 | [6 empty] | 0.6246 | 0
LCP_Inputs_ON_Diverse_Howarth_2023_05_05 | 2032 | Nuclear SMR | Generation | Electricity | WC | Dispatch-Generation | EmissionsCost | 0 | [6 empty] | 0.6246 | 0
LCP_Inputs_ON_Diverse_Howarth_2023_05_05 | 2032 | Nuclear SMR | Generation | Electricity | WC | Dispatch-Generation | FuelCost | 0 | [6 empty] | 0.6246 | 0
LCP_Inputs_ON_Diverse_Howarth_2023_05_05 | 2032 | Nuclear SMR | Generation | Electricity | WC | Dispatch-Generation | VOM | 0 | [6 empty] | 0.6246 | 0
LCP_Inputs_ON_Diverse_Howarth_2023_05_05 | 2032 | O/CCGT - CH4 Existing | Crossload | Electricity | MI | Dispatch-Crossload | EmissionsCost | 0 | [6 empty] | 0.6246 | 0
LCP_Inputs_ON_Diverse_Howarth_2023_05_05 | 2032 | O/CCGT - CH4 Existing | Crossload | Electricity | MI | Dispatch-Crossload | FuelCost | 0 | [6 empty] | 0.6246 | 0
LCP_Inputs_ON_Diverse_Howarth_2023_05_05 | 2032 | O/CCGT - CH4 Existing | Crossload | Electricity | MI | Dispatch-Crossload | VOM | 0 | [6 empty] | 0.6246 | 0
LCP_Inputs_ON_Diverse_Howarth_2023_05_05 | 2032 | O/CCGT - CH4 Existing | Crossload | Electricity | NY | Dispatch-Crossload | EmissionsCost | 0 | [6 empty] | 0.6246 | 0
LCP_Inputs_ON_Diverse_Howarth_2023_05_05 | 2032 | O/CCGT - CH4 Existing | Crossload | Electricity | NY | Dispatch-Crossload | FuelCost | 0 | [6 empty] | 0.6246 | 0
LCP_Inputs_ON_Diverse_Howarth_2023_05_05 | 2032 | O/CCGT - CH4 Existing | Crossload | Electricity | NY | Dispatch-Crossload | VOM | 0 | [6 empty] | 0.6246 | 0
LCP_Inputs_ON_Diverse_Howarth_2023_05_05 | 2032 | O/CCGT - CH4 Existing | Crossload | Electricity | ON | Dispatch-Crossload | EmissionsCost | 5272408.1924 | [6 empty] | 0.6246 | 3293130.6012
LCP_Inputs_ON_Diverse_Howarth_2023_05_05 | 2032 | O/CCGT - CH4 Existing | Crossload | Electricity | ON | Dispatch-Crossload | FuelCost | 0 | [6 empty] | 0.6246 | 0
LCP_Inputs_ON_Diverse_Howarth_2023_05_05 | 2032 | O/CCGT - CH4 Existing | Crossload | Electricity | ON | Dispatch-Crossload | VOM | 324468.7806 | [6 empty] | 0.6246 | 202662.2431
LCP_Inputs_ON_Diverse_Howarth_2023_05_05 | 2032 | O/CCGT - CH4 Existing | Crossload | Electricity | PJ | Dispatch-Crossload | EmissionsCost | 0 | [6 empty] | 0.6246 | 0
LCP_Inputs_ON_Diverse_Howarth_2023_05_05 | 2032 | O/CCGT - CH4 Existing | Crossload | Electricity | PJ | Dispatch-Crossload | FuelCost | 0 | [6 empty] | 0.6246 | 0
LCP_Inputs_ON_Diverse_Howarth_2023_05_05 | 2032 | O/CCGT - CH4 Existing | Crossload | Electricity | PJ | Dispatch-Crossload | VOM | 0 | [6 empty] | 0.6246 | 0
LCP_Inputs_ON_Diverse_Howarth_2023_05_05 | 2032 | O/CCGT - CH4 Existing | Crossload | Electricity | QC | Dispatch-Crossload | EmissionsCost | 0 | [6 empty] | 0.6246 | 0
LCP_Inputs_ON_Diverse_Howarth_2023_05_05 | 2032 | O/CCGT - CH4 Existing | Crossload | Electricity | QC | Dispatch-Crossload | FuelCost | 0 | [6 empty] | 0.6246 | 0
LCP_Inputs_ON_Diverse_Howarth_2023_05_05 | 2032 | O/CCGT - CH4 Existing | Crossload | Electricity | QC | Dispatch-Crossload | VOM | 0 | [6 empty] | 0.6246 | 0
LCP_Inputs_ON_Diverse_Howarth_2023_05_05 | 2032 | O/CCGT - CH4 Existing | Crossload | Electricity | WC | Dispatch-Crossload | EmissionsCost | 0 | [6 empty] | 0.6246 | 0
LCP_Inputs_ON_Diverse_Howarth_2023_05_05 | 2032 | O/CCGT - CH4 Existing | Crossload | Electricity | WC | Dispatch-Crossload | FuelCost | 0 | [6 empty] | 0.6246 | 0
LCP_Inputs_ON_Diverse_Howarth_2023_05_05 | 2032 | O/CCGT - CH4 Existing | Crossload | Electricity | WC | Dispatch-Crossload | VOM | 0 | [6 empty] | 0.6246 | 0
LCP_Inputs_ON_Diverse_Howarth_2023_05_05 | 2032 | O/CCGT - CH4 New | Crossload | Electricity | MI | Dispatch-Crossload | EmissionsCost | 0 | [6 empty] | 0.6246 | 0
LCP_Inputs_ON_Diverse_Howarth_2023_05_05 | 2032 | O/CCGT - CH4 New | Crossload | Electricity | MI | Dispatch-Crossload | FuelCost | 0 | [6 empty] | 0.6246 | 0
LCP_Inputs_ON_Diverse_Howarth_2023_05_05 | 2032 | O/CCGT - CH4 New | Crossload | Electricity | MI | Dispatch-Crossload | VOM | 0 | [6 empty] | 0.6246 | 0
LCP_Inputs_ON_Diverse_Howarth_2023_05_05 | 2032 | O/CCGT - CH4 New | Crossload | Electricity | NY | Dispatch-Crossload | EmissionsCost | 0 | [6 empty] | 0.6246 | 0
LCP_Inputs_ON_Diverse_Howarth_2023_05_05 | 2032 | O/CCGT - CH4 New | Crossload | Electricity | NY | Dispatch-Crossload | FuelCost | 0 | [6 empty] | 0.6246 | 0
LCP_Inputs_ON_Diverse_Howarth_2023_05_05 | 2032 | O/CCGT - CH4 New | Crossload | Electricity | NY | Dispatch-Crossload | VOM | 0 | [6 empty] | 0.6246 | 0
LCP_Inputs_ON_Diverse_Howarth_2023_05_05 | 2032 | O/CCGT - CH4 New | Crossload | Electricity | ON | Dispatch-Crossload | EmissionsCost | 309829.331 | [6 empty] | 0.6246 | 193518.486
LCP_Inputs_ON_Diverse_Howarth_2023_05_05 | 2032 | O/CCGT - CH4 New | Crossload | Electricity | ON | Dispatch-Crossload | FuelCost | 0 | [6 empty] | 0.6246 | 0
LCP_Inputs_ON_Diverse_Howarth_2023_05_05 | 2032 | O/CCGT - CH4 New | Crossload | Electricity | ON | Dispatch-Crossload | VOM | 19067.178 | [6 empty] | 0.6246 | 11909.3031
LCP_Inputs_ON_Diverse_Howarth_2023_05_05 | 2032 | O/CCGT - CH4 New | Crossload | Electricity | PJ | Dispatch-Crossload | EmissionsCost | 0 | [6 empty] | 0.6246 | 0
LCP_Inputs_ON_Diverse_Howarth_2023_05_05 | 2032 | O/CCGT - CH4 New | Crossload | Electricity | PJ | Dispatch-Crossload | FuelCost | 0 | [6 empty] | 0.6246 | 0
LCP_Inputs_ON_Diverse_Howarth_2023_05_05 | 2032 | O/CCGT - CH4 New | Crossload | Electricity | PJ | Dispatch-Crossload | VOM | 0 | [6 empty] | 0.6246 | 0
LCP_Inputs_ON_Diverse_Howarth_2023_05_05 | 2032 | O/CCGT - CH4 New | Crossload | Electricity | QC | Dispatch-Crossload | EmissionsCost | 0 | [6 empty] | 0.6246 | 0
LCP_Inputs_ON_Diverse_Howarth_2023_05_05 | 2032 | O/CCGT - CH4 New | Crossload | Electricity | QC | Dispatch-Crossload | FuelCost | 0 | [6 empty] | 0.6246 | 0
LCP_Inputs_ON_Diverse_Howarth_2023_05_05 | 2032 | O/CCGT - CH4 New | Crossload | Electricity | QC | Dispatch-Crossload | VOM | 0 | [6 empty] | 0.6246 | 0
LCP_Inputs_ON_Diverse_Howarth_2023_05_05 | 2032 | O/CCGT - CH4 New | Crossload | Electricity | WC | Dispatch-Crossload | EmissionsCost | 0 | [6 empty] | 0.6246 | 0
LCP_Inputs_ON_Diverse_Howarth_2023_05_05 | 2032 | O/CCGT - CH4 New | Crossload | Electricity | WC | Dispatch-Crossload | FuelCost | 0 | [6 empty] | 0.6246 | 0
LCP_Inputs_ON_Diverse_Howarth_2023_05_05 | 2032 | O/CCGT - CH4 New | Crossload | Electricity | WC | Dispatch-Crossload | VOM | 0 | [6 empty] | 0.6246 | 0
LCP_Inputs_ON_Diverse_Howarth_2023_05_05 | 2032 | O/CCGT - H2 New | Crossload | Electricity | MI | Dispatch-Crossload | EmissionsCost | 0 | [6 empty] | 0.6246 | 0
LCP_Inputs_ON_Diverse_Howarth_2023_05_05 | 2032 | O/CCGT - H2 New | Crossload | Electricity | MI | Dispatch-Crossload | FuelCost | 0 | [6 empty] | 0.6246 | 0
LCP_Inputs_ON_Diverse_Howarth_2023_05_05 | 2032 | O/CCGT - H2 New | Crossload | Electricity | MI | Dispatch-Crossload | VOM | 0 | [6 empty] | 0.6246 | 0
LCP_Inputs_ON_Diverse_Howarth_2023_05_05 | 2032 | O/CCGT - H2 New | Crossload | Electricity | NY | Dispatch-Crossload | EmissionsCost | 0 | [6 empty] | 0.6246 | 0
LCP_Inputs_ON_Diverse_Howarth_2023_05_05 | 2032 | O/CCGT - H2 New | Crossload | Electricity | NY | Dispatch-Crossload | FuelCost | 0 | [6 empty] | 0.6246 | 0
LCP_Inputs_ON_Diverse_Howarth_2023_05_05 | 2032 | O/CCGT - H2 New | Crossload | Electricity | NY | Dispatch-Crossload | VOM | 0 | [6 empty] | 0.6246 | 0
LCP_Inputs_ON_Diverse_Howarth_2023_05_05 | 2032 | O/CCGT - H2 New | Crossload | Electricity | ON | Dispatch-Crossload | EmissionsCost | 0 | [6 empty] | 0.6246 | 0
LCP_Inputs_ON_Diverse_Howarth_2023_05_05 | 2032 | O/CCGT - H2 New | Crossload | Electricity | ON | Dispatch-Crossload | FuelCost | 0 | [6 empty] | 0.6246 | 0
LCP_Inputs_ON_Diverse_Howarth_2023_05_05 | 2032 | O/CCGT - H2 New | Crossload | Electricity | ON | Dispatch-Crossload | VOM | 0 | [6 empty] | 0.6246 | 0
LCP_Inputs_ON_Diverse_Howarth_2023_05_05 | 2032 | O/CCGT - H2 New | Crossload | Electricity | PJ | Dispatch-Crossload | EmissionsCost | 0 | [6 empty] | 0.6246 | 0
LCP_Inputs_ON_Diverse_Howarth_2023_05_05 | 2032 | O/CCGT - H2 New | Crossload | Electricity | PJ | Dispatch-Crossload | FuelCost | 0 | [6 empty] | 0.6246 | 0
LCP_Inputs_ON_Diverse_Howarth_2023_05_05 | 2032 | O/CCGT - H2 New | Crossload | Electricity | PJ | Dispatch-Crossload | VOM | 0 | [6 empty] | 0.6246 | 0
LCP_Inputs_ON_Diverse_Howarth_2023_05_05 | 2032 | O/CCGT - H2 New | Crossload | Electricity | QC | Dispatch-Crossload | EmissionsCost | 0 | [6 empty] | 0.6246 | 0
LCP_Inputs_ON_Diverse_Howarth_2023_05_05 | 2032 | O/CCGT - H2 New | Crossload | Electricity | QC | Dispatch-Crossload | FuelCost | 0 | [6 empty] | 0.6246 | 0
LCP_Inputs_ON_Diverse_Howarth_2023_05_05 | 2032 | O/CCGT - H2 New | Crossload | Electricity | QC | Dispatch-Crossload | VOM | 0 | [6 empty] | 0.6246 | 0
LCP_Inputs_ON_Diverse_Howarth_2023_05_05 | 2032 | O/CCGT - H2 New | Crossload | Electricity | WC | Dispatch-Crossload | EmissionsCost | 0 | [6 empty] | 0.6246 | 0
LCP_Inputs_ON_Diverse_Howarth_2023_05_05 | 2032 | O/CCGT - H2 New | Crossload | Electricity | WC | Dispatch-Crossload | FuelCost | 0 | [6 empty] | 0.6246 | 0
LCP_Inputs_ON_Diverse_Howarth_2023_05_05 | 2032 | O/CCGT - H2 New | Crossload | Electricity | WC | Dispatch-Crossload | VOM | 0 | [6 empty] | 0.6246 | 0
LCP_Inputs_ON_Diverse_Howarth_2023_05_05 | 2032 | SMR CCS | Generation | Hydrogen | MI | Dispatch-Generation | EmissionsCost | 0 | [6 empty] | 0.6246 | 0
LCP_Inputs_ON_Diverse_Howarth_2023_05_05 | 2032 | SMR CCS | Generation | Hydrogen | MI | Dispatch-Generation | FuelCost | 0 | [6 empty] | 0.6246 | 0
LCP_Inputs_ON_Diverse_Howarth_2023_05_05 | 2032 | SMR CCS | Generation | Hydrogen | MI | Dispatch-Generation | VOM | 0 | [6 empty] | 0.6246 | 0
LCP_Inputs_ON_Diverse_Howarth_2023_05_05 | 2032 | SMR CCS | Generation | Hydrogen | NY | Dispatch-Generation | EmissionsCost | 0 | [6 empty] | 0.6246 | 0
LCP_Inputs_ON_Diverse_Howarth_2023_05_05 | 2032 | SMR CCS | Generation | Hydrogen | NY | Dispatch-Generation | FuelCost | 0 | [6 empty] | 0.6246 | 0
LCP_Inputs_ON_Diverse_Howarth_2023_05_05 | 2032 | SMR CCS | Generation | Hydrogen | NY | Dispatch-Generation | VOM | 0 | [6 empty] | 0.6246 | 0
LCP_Inputs_ON_Diverse_Howarth_2023_05_05 | 2032 | SMR CCS | Generation | Hydrogen | ON | Dispatch-Generation | EmissionsCost | 738580417.6146 | [6 empty] | 0.6246 | 461315149.7197
LCP_Inputs_ON_Diverse_Howarth_2023_05_05 | 2032 | SMR CCS | Generation | Hydrogen | ON | Dispatch-Generation | FuelCost | 492910088.0425 | [6 empty] | 0.6246 | 307870186.6996
LCP_Inputs_ON_Diverse_Howarth_2023_05_05 | 2032 | SMR CCS | Generation | Hydrogen | ON | Dispatch-Generation | VOM | 0 | [6 empty] | 0.6246 | 0
LCP_Inputs_ON_Diverse_Howarth_2023_05_05 | 2032 | SMR CCS | Generation | Hydrogen | PJ | Dispatch-Generation | EmissionsCost | 0 | [6 empty] | 0.6246 | 0
LCP_Inputs_ON_Diverse_Howarth_2023_05_05 | 2032 | SMR CCS | Generation | Hydrogen | PJ | Dispatch-Generation | FuelCost | 0 | [6 empty] | 0.6246 | 0
LCP_Inputs_ON_Diverse_Howarth_2023_05_05 | 2032 | SMR CCS | Generation | Hydrogen | PJ | Dispatch-Generation | VOM | 0 | [6 empty] | 0.6246 | 0
LCP_Inputs_ON_Diverse_Howarth_2023_05_05 | 2032 | SMR CCS | Generation | Hydrogen | QC | Dispatch-Generation | EmissionsCost | 0 | [6 empty] | 0.6246 | 0
LCP_Inputs_ON_Diverse_Howarth_2023_05_05 | 2032 | SMR CCS | Generation | Hydrogen | QC | Dispatch-Generation | FuelCost | 0 | [6 empty] | 0.6246 | 0
LCP_Inputs_ON_Diverse_Howarth_2023_05_05 | 2032 | SMR CCS | Generation | Hydrogen | QC | Dispatch-Generation | VOM | 0 | [6 empty] | 0.6246 | 0
LCP_Inputs_ON_Diverse_Howarth_2023_05_05 | 2032 | SMR CCS | Generation | Hydrogen | WC | Dispatch-Generation | EmissionsCost | 0 | [6 empty] | 0.6246 | 0
LCP_Inputs_ON_Diverse_Howarth_2023_05_05 | 2032 | SMR CCS | Generation | Hydrogen | WC | Dispatch-Generation | FuelCost | 0 | [6 empty] | 0.6246 | 0
LCP_Inputs_ON_Diverse_Howarth_2023_05_05 | 2032 | SMR CCS | Generation | Hydrogen | WC | Dispatch-Generation | VOM | 0 | [6 empty] | 0.6246 | 0
LCP_Inputs_ON_Diverse_Howarth_2023_05_05 | 2032 | Solar PV | Generation | Electricity | MI | Dispatch-Generation | EmissionsCost | 0 | [6 empty] | 0.6246 | 0
LCP_Inputs_ON_Diverse_Howarth_2023_05_05 | 2032 | Solar PV | Generation | Electricity | MI | Dispatch-Generation | FuelCost | 0 | [6 empty] | 0.6246 | 0
LCP_Inputs_ON_Diverse_Howarth_2023_05_05 | 2032 | Solar PV | Generation | Electricity | MI | Dispatch-Generation | VOM | 0 | [6 empty] | 0.6246 | 0
LCP_Inputs_ON_Diverse_Howarth_2023_05_05 | 2032 | Solar PV | Generation | Electricity | NY | Dispatch-Generation | EmissionsCost | 0 | [6 empty] | 0.6246 | 0
LCP_Inputs_ON_Diverse_Howarth_2023_05_05 | 2032 | Solar PV | Generation | Electricity | NY | Dispatch-Generation | FuelCost | 0 | [6 empty] | 0.6246 | 0
LCP_Inputs_ON_Diverse_Howarth_2023_05_05 | 2032 | Solar PV | Generation | Electricity | NY | Dispatch-Generation | VOM | 0 | [6 empty] | 0.6246 | 0
LCP_Inputs_ON_Diverse_Howarth_2023_05_05 | 2032 | Solar PV | Generation | Electricity | ON | Dispatch-Generation | EmissionsCost | 0 | [6 empty] | 0.6246 | 0
LCP_Inputs_ON_Diverse_Howarth_2023_05_05 | 2032 | Solar PV | Generation | Electricity | ON | Dispatch-Generation | FuelCost | 0 | [6 empty] | 0.6246 | 0
LCP_Inputs_ON_Diverse_Howarth_2023_05_05 | 2032 | Solar PV | Generation | Electricity | ON | Dispatch-Generation | VOM | 0 | [6 empty] | 0.6246 | 0
LCP_Inputs_ON_Diverse_Howarth_2023_05_05 | 2032 | Solar PV | Generation | Electricity | PJ | Dispatch-Generation | EmissionsCost | 0 | [6 empty] | 0.6246 | 0
LCP_Inputs_ON_Diverse_Howarth_2023_05_05 | 2032 | Solar PV | Generation | Electricity | PJ | Dispatch-Generation | FuelCost | 0 | [6 empty] | 0.6246 | 0
LCP_Inputs_ON_Diverse_Howarth_2023_05_05 | 2032 | Solar PV | Generation | Electricity | PJ | Dispatch-Generation | VOM | 0 | [6 empty] | 0.6246 | 0
LCP_Inputs_ON_Diverse_Howarth_2023_05_05 | 2032 | Solar PV | Generation | Electricity | QC | Dispatch-Generation | EmissionsCost | 0 | [6 empty] | 0.6246 | 0
LCP_Inputs_ON_Diverse_Howarth_2023_05_05 | 2032 | Solar PV | Generation | Electricity | QC | Dispatch-Generation | FuelCost | 0 | [6 empty] | 0.6246 | 0
LCP_Inputs_ON_Diverse_Howarth_2023_05_05 | 2032 | Solar PV | Generation | Electricity | QC | Dispatch-Generation | VOM | 0 | [6 empty] | 0.6246 | 0
LCP_Inputs_ON_Diverse_Howarth_2023_05_05 | 2032 | Solar PV | Generation | Electricity | WC | Dispatch-Generation | EmissionsCost | 0 | [6 empty] | 0.6246 | 0
LCP_Inputs_ON_Diverse_Howarth_2023_05_05 | 2032 | Solar PV | Generation | Electricity | WC | Dispatch-Generation | FuelCost | 0 | [6 empty] | 0.6246 | 0
LCP_Inputs_ON_Diverse_Howarth_2023_05_05 | 2032 | Solar PV | Generation | Electricity | WC | Dispatch-Generation | VOM | 0 | [6 empty] | 0.6246 | 0
LCP_Inputs_ON_Diverse_Howarth_2023_05_05 | 2032 | Wind Offshore | Generation | Electricity | MI | Dispatch-Generation | EmissionsCost | 0 | [6 empty] | 0.6246 | 0
LCP_Inputs_ON_Diverse_Howarth_2023_05_05 | 2032 | Wind Offshore | Generation | Electricity | MI | Dispatch-Generation | FuelCost | 0 | [6 empty] | 0.6246 | 0
LCP_Inputs_ON_Diverse_Howarth_2023_05_05 | 2032 | Wind Offshore | Generation | Electricity | MI | Dispatch-Generation | VOM | 0 | [6 empty] | 0.6246 | 0
LCP_Inputs_ON_Diverse_Howarth_2023_05_05 | 2032 | Wind Offshore | Generation | Electricity | NY | Dispatch-Generation | EmissionsCost | 0 | [6 empty] | 0.6246 | 0
LCP_Inputs_ON_Diverse_Howarth_2023_05_05 | 2032 | Wind Offshore | Generation | Electricity | NY | Dispatch-Generation | FuelCost | 0 | [6 empty] | 0.6246 | 0
LCP_Inputs_ON_Diverse_Howarth_2023_05_05 | 2032 | Wind Offshore | Generation | Electricity | NY | Dispatch-Generation | VOM | 0 | [6 empty] | 0.6246 | 0
LCP_Inputs_ON_Diverse_Howarth_2023_05_05 | 2032 | Wind Offshore | Generation | Electricity | ON | Dispatch-Generation | EmissionsCost | 0 | [6 empty] | 0.6246 | 0
LCP_Inputs_ON_Diverse_Howarth_2023_05_05 | 2032 | Wind Offshore | Generation | Electricity | ON | Dispatch-Generation | FuelCost | 0 | [6 empty] | 0.6246 | 0
LCP_Inputs_ON_Diverse_Howarth_2023_05_05 | 2032 | Wind Offshore | Generation | Electricity | ON | Dispatch-Generation | VOM | 0 | [6 empty] | 0.6246 | 0
LCP_Inputs_ON_Diverse_Howarth_2023_05_05 | 2032 | Wind Offshore | Generation | Electricity | PJ | Dispatch-Generation | EmissionsCost | 0 | [6 empty] | 0.6246 | 0
LCP_Inputs_ON_Diverse_Howarth_2023_05_05 | 2032 | Wind Offshore | Generation | Electricity | PJ | Dispatch-Generation | FuelCost | 0 | [6 empty] | 0.6246 | 0
LCP_Inputs_ON_Diverse_Howarth_2023_05_05 | 2032 | Wind Offshore | Generation | Electricity | PJ | Dispatch-Generation | VOM | 0 | [6 empty] | 0.6246 | 0
LCP_Inputs_ON_Diverse_Howarth_2023_05_05 | 2032 | Wind Offshore | Generation | Electricity | QC | Dispatch-Generation | EmissionsCost | 0 | [6 empty] | 0.6246 | 0
LCP_Inputs_ON_Diverse_Howarth_2023_05_05 | 2032 | Wind Offshore | Generation | Electricity | QC | Dispatch-Generation | FuelCost | 0 | [6 empty] | 0.6246 | 0
LCP_Inputs_ON_Diverse_Howarth_2023_05_05 | 2032 | Wind Offshore | Generation | Electricity | QC | Dispatch-Generation | VOM | 0 | [6 empty] | 0.6246 | 0
LCP_Inputs_ON_Diverse_Howarth_2023_05_05 | 2032 | Wind Offshore | Generation | Electricity | WC | Dispatch-Generation | EmissionsCost | 0 | [6 empty] | 0.6246 | 0
LCP_Inputs_ON_Diverse_Howarth_2023_05_05 | 2032 | Wind Offshore | Generation | Electricity | WC | Dispatch-Generation | FuelCost | 0 | [6 empty] | 0.6246 | 0
LCP_Inputs_ON_Diverse_Howarth_2023_05_05 | 2032 | Wind Offshore | Generation | Electricity | WC | Dispatch-Generation | VOM | 0 | [6 empty] | 0.6246 | 0
LCP_Inputs_ON_Diverse_Howarth_2023_05_05 | 2032 | Wind Onshore | Generation | Electricity | MI | Dispatch-Generation | EmissionsCost | 0 | [6 empty] | 0.6246 | 0
LCP_Inputs_ON_Diverse_Howarth_2023_05_05 | 2032 | Wind Onshore | Generation | Electricity | MI | Dispatch-Generation | FuelCost | 0 | [6 empty] | 0.6246 | 0
LCP_Inputs_ON_Diverse_Howarth_2023_05_05 | 2032 | Wind Onshore | Generation | Electricity | MI | Dispatch-Generation | VOM | 0 | [6 empty] | 0.6246 | 0
LCP_Inputs_ON_Diverse_Howarth_2023_05_05 | 2032 | Wind Onshore | Generation | Electricity | NY | Dispatch-Generation | EmissionsCost | 0 | [6 empty] | 0.6246 | 0
LCP_Inputs_ON_Diverse_Howarth_2023_05_05 | 2032 | Wind Onshore | Generation | Electricity | NY | Dispatch-Generation | FuelCost | 0 | [6 empty] | 0.6246 | 0
LCP_Inputs_ON_Diverse_Howarth_2023_05_05 | 2032 | Wind Onshore | Generation | Electricity | NY | Dispatch-Generation | VOM | 0 | [6 empty] | 0.6246 | 0
LCP_Inputs_ON_Diverse_Howarth_2023_05_05 | 2032 | Wind Onshore | Generation | Electricity | ON | Dispatch-Generation | EmissionsCost | 0 | [6 empty] | 0.6246 | 0
LCP_Inputs_ON_Diverse_Howarth_2023_05_05 | 2032 | Wind Onshore | Generation | Electricity | ON | Dispatch-Generation | FuelCost | 0 | [6 empty] | 0.6246 | 0
LCP_Inputs_ON_Diverse_Howarth_2023_05_05 | 2032 | Wind Onshore | Generation | Electricity | ON | Dispatch-Generation | VOM | 0 | [6 empty] | 0.6246 | 0
LCP_Inputs_ON_Diverse_Howarth_2023_05_05 | 2032 | Wind Onshore | Generation | Electricity | PJ | Dispatch-Generation | EmissionsCost | 0 | [6 empty] | 0.6246 | 0
LCP_Inputs_ON_Diverse_Howarth_2023_05_05 | 2032 | Wind Onshore | Generation | Electricity | PJ | Dispatch-Generation | FuelCost | 0 | [6 empty] | 0.6246 | 0
LCP_Inputs_ON_Diverse_Howarth_2023_05_05 | 2032 | Wind Onshore | Generation | Electricity | PJ | Dispatch-Generation | VOM | 0 | [6 empty] | 0.6246 | 0
LCP_Inputs_ON_Diverse_Howarth_2023_05_05 | 2032 | Wind Onshore | Generation | Electricity | QC | Dispatch-Generation | EmissionsCost | 0 | [6 empty] | 0.6246 | 0
LCP_Inputs_ON_Diverse_Howarth_2023_05_05 | 2032 | Wind Onshore | Generation | Electricity | QC | Dispatch-Generation | FuelCost | 0 | [6 empty] | 0.6246 | 0
LCP_Inputs_ON_Diverse_Howarth_2023_05_05 | 2032 | Wind Onshore | Generation | Electricity | QC | Dispatch-Generation | VOM | 0 | [6 empty] | 0.6246 | 0
LCP_Inputs_ON_Diverse_Howarth_2023_05_05 | 2032 | Wind Onshore | Generation | Electricity | WC | Dispatch-Generation | EmissionsCost | 0 | [6 empty] | 0.6246 | 0
LCP_Inputs_ON_Diverse_Howarth_2023_05_05 | 2032 | Wind Onshore | Generation | Electricity | WC | Dispatch-Generation | FuelCost | 0 | [6 empty] | 0.6246 | 0
LCP_Inputs_ON_Diverse_Howarth_2023_05_05 | 2032 | Wind Onshore | Generation | Electricity | WC | Dispatch-Generation | VOM | 0 | [6 empty] | 0.6246 | 0
LCP_Inputs_ON_Diverse_Howarth_2023_05_05 | 2033 | Anaerobic Digestion | Generation | Methane | MI | Dispatch-Generation | EmissionsCost | 0 | [6 empty] | 0.60057 | 0
LCP_Inputs_ON_Diverse_Howarth_2023_05_05 | 2033 | Anaerobic Digestion | Generation | Methane | MI | Dispatch-Generation | FuelCost | 0 | [6 empty] | 0.60057 | 0
LCP_Inputs_ON_Diverse_Howarth_2023_05_05 | 2033 | Anaerobic Digestion | Generation | Methane | MI | Dispatch-Generation | VOM | 0 | [6 empty] | 0.60057 | 0
LCP_Inputs_ON_Diverse_Howarth_2023_05_05 | 2033 | Anaerobic Digestion | Generation | Methane | NY | Dispatch-Generation | EmissionsCost | 0 | [6 empty] | 0.60057 | 0
LCP_Inputs_ON_Diverse_Howarth_2023_05_05 | 2033 | Anaerobic Digestion | Generation | Methane | NY | Dispatch-Generation | FuelCost | 0 | [6 empty] | 0.60057 | 0
LCP_Inputs_ON_Diverse_Howarth_2023_05_05 | 2033 | Anaerobic Digestion | Generation | Methane | NY | Dispatch-Generation | VOM | 0 | [6 empty] | 0.60057 | 0
LCP_Inputs_ON_Diverse_Howarth_2023_05_05 | 2033 | Anaerobic Digestion | Generation | Methane | ON | Dispatch-Generation | EmissionsCost | 1840449.9197 | [6 empty] | 0.60057 | 1105326.5286
LCP_Inputs_ON_Diverse_Howarth_2023_05_05 | 2033 | Anaerobic Digestion | Generation | Methane | ON | Dispatch-Generation | FuelCost | 0 | [6 empty] | 0.60057 | 0
LCP_Inputs_ON_Diverse_Howarth_2023_05_05 | 2033 | Anaerobic Digestion | Generation | Methane | ON | Dispatch-Generation | VOM | 862230000 | [6 empty] | 0.60057 | 517832994.2879
LCP_Inputs_ON_Diverse_Howarth_2023_05_05 | 2033 | Anaerobic Digestion | Generation | Methane | PJ | Dispatch-Generation | EmissionsCost | 0 | [6 empty] | 0.60057 | 0
LCP_Inputs_ON_Diverse_Howarth_2023_05_05 | 2033 | Anaerobic Digestion | Generation | Methane | PJ | Dispatch-Generation | FuelCost | 0 | [6 empty] | 0.60057 | 0
LCP_Inputs_ON_Diverse_Howarth_2023_05_05 | 2033 | Anaerobic Digestion | Generation | Methane | PJ | Dispatch-Generation | VOM | 0 | [6 empty] | 0.60057 | 0
LCP_Inputs_ON_Diverse_Howarth_2023_05_05 | 2033 | Anaerobic Digestion | Generation | Methane | QC | Dispatch-Generation | EmissionsCost | 0 | [6 empty] | 0.60057 | 0
LCP_Inputs_ON_Diverse_Howarth_2023_05_05 | 2033 | Anaerobic Digestion | Generation | Methane | QC | Dispatch-Generation | FuelCost | 0 | [6 empty] | 0.60057 | 0
LCP_Inputs_ON_Diverse_Howarth_2023_05_05 | 2033 | Anaerobic Digestion | Generation | Methane | QC | Dispatch-Generation | VOM | 0 | [6 empty] | 0.60057 | 0
LCP_Inputs_ON_Diverse_Howarth_2023_05_05 | 2033 | Anaerobic Digestion | Generation | Methane | WC | Dispatch-Generation | EmissionsCost | 0 | [6 empty] | 0.60057 | 0
LCP_Inputs_ON_Diverse_Howarth_2023_05_05 | 2033 | Anaerobic Digestion | Generation | Methane | WC | Dispatch-Generation | FuelCost | 0 | [6 empty] | 0.60057 | 0
LCP_Inputs_ON_Diverse_Howarth_2023_05_05 | 2033 | Anaerobic Digestion | Generation | Methane | WC | Dispatch-Generation | VOM | 0 | [6 empty] | 0.60057 | 0
LCP_Inputs_ON_Diverse_Howarth_2023_05_05 | 2033 | Battery Storage | Storage | Electricity | MI | Dispatch-Storage | EmissionsCost | 0 | [6 empty] | 0.60057 | 0
LCP_Inputs_ON_Diverse_Howarth_2023_05_05 | 2033 | Battery Storage | Storage | Electricity | MI | Dispatch-Storage | FuelCost | 0 | [6 empty] | 0.60057 | 0
LCP_Inputs_ON_Diverse_Howarth_2023_05_05 | 2033 | Battery Storage | Storage | Electricity | MI | Dispatch-Storage | VOM | 0 | [6 empty] | 0.60057 | 0
LCP_Inputs_ON_Diverse_Howarth_2023_05_05 | 2033 | Battery Storage | Storage | Electricity | NY | Dispatch-Storage | EmissionsCost | 0 | [6 empty] | 0.60057 | 0
LCP_Inputs_ON_Diverse_Howarth_2023_05_05 | 2033 | Battery Storage | Storage | Electricity | NY | Dispatch-Storage | FuelCost | 0 | [6 empty] | 0.60057 | 0
LCP_Inputs_ON_Diverse_Howarth_2023_05_05 | 2033 | Battery Storage | Storage | Electricity | NY | Dispatch-Storage | VOM | 0 | [6 empty] | 0.60057 | 0
LCP_Inputs_ON_Diverse_Howarth_2023_05_05 | 2033 | Battery Storage | Storage | Electricity | ON | Dispatch-Storage | EmissionsCost | 0 | [6 empty] | 0.60057 | 0
LCP_Inputs_ON_Diverse_Howarth_2023_05_05 | 2033 | Battery Storage | Storage | Electricity | ON | Dispatch-Storage | FuelCost | 0 | [6 empty] | 0.60057 | 0
LCP_Inputs_ON_Diverse_Howarth_2023_05_05 | 2033 | Battery Storage | Storage | Electricity | ON | Dispatch-Storage | VOM | 0 | [6 empty] | 0.60057 | 0
LCP_Inputs_ON_Diverse_Howarth_2023_05_05 | 2033 | Battery Storage | Storage | Electricity | PJ | Dispatch-Storage | EmissionsCost | 0 | [6 empty] | 0.60057 | 0
LCP_Inputs_ON_Diverse_Howarth_2023_05_05 | 2033 | Battery Storage | Storage | Electricity | PJ | Dispatch-Storage | FuelCost | 0 | [6 empty] | 0.60057 | 0
LCP_Inputs_ON_Diverse_Howarth_2023_05_05 | 2033 | Battery Storage | Storage | Electricity | PJ | Dispatch-Storage | VOM | 0 | [6 empty] | 0.60057 | 0
LCP_Inputs_ON_Diverse_Howarth_2023_05_05 | 2033 | Battery Storage | Storage | Electricity | QC | Dispatch-Storage | EmissionsCost | 0 | [6 empty] | 0.60057 | 0
LCP_Inputs_ON_Diverse_Howarth_2023_05_05 | 2033 | Battery Storage | Storage | Electricity | QC | Dispatch-Storage | FuelCost | 0 | [6 empty] | 0.60057 | 0
LCP_Inputs_ON_Diverse_Howarth_2023_05_05 | 2033 | Battery Storage | Storage | Electricity | QC | Dispatch-Storage | VOM | 0 | [6 empty] | 0.60057 | 0
LCP_Inputs_ON_Diverse_Howarth_2023_05_05 | 2033 | Battery Storage | Storage | Electricity | WC | Dispatch-Storage | EmissionsCost | 0 | [6 empty] | 0.60057 | 0
LCP_Inputs_ON_Diverse_Howarth_2023_05_05 | 2033 | Battery Storage | Storage | Electricity | WC | Dispatch-Storage | FuelCost | 0 | [6 empty] | 0.60057 | 0
LCP_Inputs_ON_Diverse_Howarth_2023_05_05 | 2033 | Battery Storage | Storage | Electricity | WC | Dispatch-Storage | VOM | 0 | [6 empty] | 0.60057 | 0
LCP_Inputs_ON_Diverse_Howarth_2023_05_05 | 2033 | Biomass | Generation | Electricity | MI | Dispatch-Generation | EmissionsCost | 0 | [6 empty] | 0.60057 | 0
LCP_Inputs_ON_Diverse_Howarth_2023_05_05 | 2033 | Biomass | Generation | Electricity | MI | Dispatch-Generation | FuelCost | 0 | [6 empty] | 0.60057 | 0
LCP_Inputs_ON_Diverse_Howarth_2023_05_05 | 2033 | Biomass | Generation | Electricity | MI | Dispatch-Generation | VOM | 0 | [6 empty] | 0.60057 | 0
LCP_Inputs_ON_Diverse_Howarth_2023_05_05 | 2033 | Biomass | Generation | Electricity | NY | Dispatch-Generation | EmissionsCost | 0 | [6 empty] | 0.60057 | 0
LCP_Inputs_ON_Diverse_Howarth_2023_05_05 | 2033 | Biomass | Generation | Electricity | NY | Dispatch-Generation | FuelCost | 0 | [6 empty] | 0.60057 | 0
LCP_Inputs_ON_Diverse_Howarth_2023_05_05 | 2033 | Biomass | Generation | Electricity | NY | Dispatch-Generation | VOM | 0 | [6 empty] | 0.60057 | 0
LCP_Inputs_ON_Diverse_Howarth_2023_05_05 | 2033 | Biomass | Generation | Electricity | ON | Dispatch-Generation | EmissionsCost | 0 | [6 empty] | 0.60057 | 0
LCP_Inputs_ON_Diverse_Howarth_2023_05_05 | 2033 | Biomass | Generation | Electricity | ON | Dispatch-Generation | FuelCost | 42009.7444 | [6 empty] | 0.60057 | 25229.9638
LCP_Inputs_ON_Diverse_Howarth_2023_05_05 | 2033 | Biomass | Generation | Electricity | ON | Dispatch-Generation | VOM | 539.1251 | [6 empty] | 0.60057 | 323.7845
LCP_Inputs_ON_Diverse_Howarth_2023_05_05 | 2033 | Biomass | Generation | Electricity | PJ | Dispatch-Generation | EmissionsCost | 0 | [6 empty] | 0.60057 | 0
LCP_Inputs_ON_Diverse_Howarth_2023_05_05 | 2033 | Biomass | Generation | Electricity | PJ | Dispatch-Generation | FuelCost | 0 | [6 empty] | 0.60057 | 0
LCP_Inputs_ON_Diverse_Howarth_2023_05_05 | 2033 | Biomass | Generation | Electricity | PJ | Dispatch-Generation | VOM | 0 | [6 empty] | 0.60057 | 0
LCP_Inputs_ON_Diverse_Howarth_2023_05_05 | 2033 | Biomass | Generation | Electricity | QC | Dispatch-Generation | EmissionsCost | 0 | [6 empty] | 0.60057 | 0
LCP_Inputs_ON_Diverse_Howarth_2023_05_05 | 2033 | Biomass | Generation | Electricity | QC | Dispatch-Generation | FuelCost | 128334.5455 | [6 empty] | 0.60057 | 77074.4024
LCP_Inputs_ON_Diverse_Howarth_2023_05_05 | 2033 | Biomass | Generation | Electricity | QC | Dispatch-Generation | VOM | 1646.96 | [6 empty] | 0.60057 | 989.1215
LCP_Inputs_ON_Diverse_Howarth_2023_05_05 | 2033 | Biomass | Generation | Electricity | WC | Dispatch-Generation | EmissionsCost | 0 | [6 empty] | 0.60057 | 0
LCP_Inputs_ON_Diverse_Howarth_2023_05_05 | 2033 | Biomass | Generation | Electricity | WC | Dispatch-Generation | FuelCost | 0 | [6 empty] | 0.60057 | 0
LCP_Inputs_ON_Diverse_Howarth_2023_05_05 | 2033 | Biomass | Generation | Electricity | WC | Dispatch-Generation | VOM | 0 | [6 empty] | 0.60057 | 0
LCP_Inputs_ON_Diverse_Howarth_2023_05_05 | 2033 | Biomass + CCS | Generation | Electricity | MI | Dispatch-Generation | EmissionsCost | 0 | [6 empty] | 0.60057 | 0
LCP_Inputs_ON_Diverse_Howarth_2023_05_05 | 2033 | Biomass + CCS | Generation | Electricity | MI | Dispatch-Generation | FuelCost | 0 | [6 empty] | 0.60057 | 0
LCP_Inputs_ON_Diverse_Howarth_2023_05_05 | 2033 | Biomass + CCS | Generation | Electricity | MI | Dispatch-Generation | VOM | 0 | [6 empty] | 0.60057 | 0
LCP_Inputs_ON_Diverse_Howarth_2023_05_05 | 2033 | Biomass + CCS | Generation | Electricity | NY | Dispatch-Generation | EmissionsCost | 0 | [6 empty] | 0.60057 | 0
LCP_Inputs_ON_Diverse_Howarth_2023_05_05 | 2033 | Biomass + CCS | Generation | Electricity | NY | Dispatch-Generation | FuelCost | 0 | [6 empty] | 0.60057 | 0
LCP_Inputs_ON_Diverse_Howarth_2023_05_05 | 2033 | Biomass + CCS | Generation | Electricity | NY | Dispatch-Generation | VOM | 0 | [6 empty] | 0.60057 | 0
LCP_Inputs_ON_Diverse_Howarth_2023_05_05 | 2033 | Biomass + CCS | Generation | Electricity | ON | Dispatch-Generation | EmissionsCost | 0 | [6 empty] | 0.60057 | 0
LCP_Inputs_ON_Diverse_Howarth_2023_05_05 | 2033 | Biomass + CCS | Generation | Electricity | ON | Dispatch-Generation | FuelCost | 0 | [6 empty] | 0.60057 | 0
LCP_Inputs_ON_Diverse_Howarth_2023_05_05 | 2033 | Biomass + CCS | Generation | Electricity | ON | Dispatch-Generation | VOM | 0 | [6 empty] | 0.60057 | 0
LCP_Inputs_ON_Diverse_Howarth_2023_05_05 | 2033 | Biomass + CCS | Generation | Electricity | PJ | Dispatch-Generation | EmissionsCost | 0 | [6 empty] | 0.60057 | 0
LCP_Inputs_ON_Diverse_Howarth_2023_05_05 | 2033 | Biomass + CCS | Generation | Electricity | PJ | Dispatch-Generation | FuelCost | 0 | [6 empty] | 0.60057 | 0
LCP_Inputs_ON_Diverse_Howarth_2023_05_05 | 2033 | Biomass + CCS | Generation | Electricity | PJ | Dispatch-Generation | VOM | 0 | [6 empty] | 0.60057 | 0
LCP_Inputs_ON_Diverse_Howarth_2023_05_05 | 2033 | Biomass + CCS | Generation | Electricity | QC | Dispatch-Generation | EmissionsCost | 0 | [6 empty] | 0.60057 | 0
LCP_Inputs_ON_Diverse_Howarth_2023_05_05 | 2033 | Biomass + CCS | Generation | Electricity | QC | Dispatch-Generation | FuelCost | 0 | [6 empty] | 0.60057 | 0
LCP_Inputs_ON_Diverse_Howarth_2023_05_05 | 2033 | Biomass + CCS | Generation | Electricity | QC | Dispatch-Generation | VOM | 0 | [6 empty] | 0.60057 | 0
LCP_Inputs_ON_Diverse_Howarth_2023_05_05 | 2033 | Biomass + CCS | Generation | Electricity | WC | Dispatch-Generation | EmissionsCost | 0 | [6 empty] | 0.60057 | 0
LCP_Inputs_ON_Diverse_Howarth_2023_05_05 | 2033 | Biomass + CCS | Generation | Electricity | WC | Dispatch-Generation | FuelCost | 0 | [6 empty] | 0.60057 | 0
LCP_Inputs_ON_Diverse_Howarth_2023_05_05 | 2033 | Biomass + CCS | Generation | Electricity | WC | Dispatch-Generation | VOM | 0 | [6 empty] | 0.60057 | 0
LCP_Inputs_ON_Diverse_Howarth_2023_05_05 | 2033 | CH4 + CCS | Generation | Methane | MI | Dispatch-Generation | EmissionsCost | 0 | [6 empty] | 0.60057 | 0
LCP_Inputs_ON_Diverse_Howarth_2023_05_05 | 2033 | CH4 + CCS | Generation | Methane | MI | Dispatch-Generation | FuelCost | 0 | [6 empty] | 0.60057 | 0
LCP_Inputs_ON_Diverse_Howarth_2023_05_05 | 2033 | CH4 + CCS | Generation | Methane | MI | Dispatch-Generation | VOM | 0 | [6 empty] | 0.60057 | 0
LCP_Inputs_ON_Diverse_Howarth_2023_05_05 | 2033 | CH4 + CCS | Generation | Methane | NY | Dispatch-Generation | EmissionsCost | 0 | [6 empty] | 0.60057 | 0
LCP_Inputs_ON_Diverse_Howarth_2023_05_05 | 2033 | CH4 + CCS | Generation | Methane | NY | Dispatch-Generation | FuelCost | 0 | [6 empty] | 0.60057 | 0
LCP_Inputs_ON_Diverse_Howarth_2023_05_05 | 2033 | CH4 + CCS | Generation | Methane | NY | Dispatch-Generation | VOM | 0 | [6 empty] | 0.60057 | 0
LCP_Inputs_ON_Diverse_Howarth_2023_05_05 | 2033 | CH4 + CCS | Generation | Methane | ON | Dispatch-Generation | EmissionsCost | 36250644.3017 | [6 empty] | 0.60057 | 21771197.5733
LCP_Inputs_ON_Diverse_Howarth_2023_05_05 | 2033 | CH4 + CCS | Generation | Methane | ON | Dispatch-Generation | FuelCost | 171398728.1399 | [6 empty] | 0.60057 | 102937634.5173
LCP_Inputs_ON_Diverse_Howarth_2023_05_05 | 2033 | CH4 + CCS | Generation | Methane | ON | Dispatch-Generation | VOM | 19178821.6667 | [6 empty] | 0.60057 | 11518303.2956
LCP_Inputs_ON_Diverse_Howarth_2023_05_05 | 2033 | CH4 + CCS | Generation | Methane | PJ | Dispatch-Generation | EmissionsCost | 0 | [6 empty] | 0.60057 | 0
LCP_Inputs_ON_Diverse_Howarth_2023_05_05 | 2033 | CH4 + CCS | Generation | Methane | PJ | Dispatch-Generation | FuelCost | 0 | [6 empty] | 0.60057 | 0
LCP_Inputs_ON_Diverse_Howarth_2023_05_05 | 2033 | CH4 + CCS | Generation | Methane | PJ | Dispatch-Generation | VOM | 0 | [6 empty] | 0.60057 | 0
LCP_Inputs_ON_Diverse_Howarth_2023_05_05 | 2033 | CH4 + CCS | Generation | Methane | QC | Dispatch-Generation | EmissionsCost | 0 | [6 empty] | 0.60057 | 0
LCP_Inputs_ON_Diverse_Howarth_2023_05_05 | 2033 | CH4 + CCS | Generation | Methane | QC | Dispatch-Generation | FuelCost | 0 | [6 empty] | 0.60057 | 0
LCP_Inputs_ON_Diverse_Howarth_2023_05_05 | 2033 | CH4 + CCS | Generation | Methane | QC | Dispatch-Generation | VOM | 0 | [6 empty] | 0.60057 | 0
LCP_Inputs_ON_Diverse_Howarth_2023_05_05 | 2033 | CH4 + CCS | Generation | Methane | WC | Dispatch-Generation | EmissionsCost | 0 | [6 empty] | 0.60057 | 0
LCP_Inputs_ON_Diverse_Howarth_2023_05_05 | 2033 | CH4 + CCS | Generation | Methane | WC | Dispatch-Generation | FuelCost | 0 | [6 empty] | 0.60057 | 0
LCP_Inputs_ON_Diverse_Howarth_2023_05_05 | 2033 | CH4 + CCS | Generation | Methane | WC | Dispatch-Generation | VOM | 0 | [6 empty] | 0.60057 | 0
LCP_Inputs_ON_Diverse_Howarth_2023_05_05 | 2033 | CH4 Import - NY 2020 | Import | Methane | MI | Dispatch-Import | EmissionsCost | 0 | [6 empty] | 0.60057 | 0
LCP_Inputs_ON_Diverse_Howarth_2023_05_05 | 2033 | CH4 Import - NY 2020 | Import | Methane | MI | Dispatch-Import | FuelCost | 0 | [6 empty] | 0.60057 | 0
LCP_Inputs_ON_Diverse_Howarth_2023_05_05 | 2033 | CH4 Import - NY 2020 | Import | Methane | MI | Dispatch-Import | VOM | 0 | [6 empty] | 0.60057 | 0
LCP_Inputs_ON_Diverse_Howarth_2023_05_05 | 2033 | CH4 Import - NY 2020 | Import | Methane | NY | Dispatch-Import | EmissionsCost | 0 | [6 empty] | 0.60057 | 0
LCP_Inputs_ON_Diverse_Howarth_2023_05_05 | 2033 | CH4 Import - NY 2020 | Import | Methane | NY | Dispatch-Import | FuelCost | 0 | [6 empty] | 0.60057 | 0
LCP_Inputs_ON_Diverse_Howarth_2023_05_05 | 2033 | CH4 Import - NY 2020 | Import | Methane | NY | Dispatch-Import | VOM | 0 | [6 empty] | 0.60057 | 0
LCP_Inputs_ON_Diverse_Howarth_2023_05_05 | 2033 | CH4 Import - NY 2020 | Import | Methane | ON | Dispatch-Import | EmissionsCost | 0 | [6 empty] | 0.60057 | 0
LCP_Inputs_ON_Diverse_Howarth_2023_05_05 | 2033 | CH4 Import - NY 2020 | Import | Methane | ON | Dispatch-Import | FuelCost | 0 | [6 empty] | 0.60057 | 0
LCP_Inputs_ON_Diverse_Howarth_2023_05_05 | 2033 | CH4 Import - NY 2020 | Import | Methane | ON | Dispatch-Import | VOM | 0 | [6 empty] | 0.60057 | 0
LCP_Inputs_ON_Diverse_Howarth_2023_05_05 | 2033 | CH4 Import - NY 2020 | Import | Methane | PJ | Dispatch-Import | EmissionsCost | 0 | [6 empty] | 0.60057 | 0
LCP_Inputs_ON_Diverse_Howarth_2023_05_05 | 2033 | CH4 Import - NY 2020 | Import | Methane | PJ | Dispatch-Import | FuelCost | 0 | [6 empty] | 0.60057 | 0
LCP_Inputs_ON_Diverse_Howarth_2023_05_05 | 2033 | CH4 Import - NY 2020 | Import | Methane | PJ | Dispatch-Import | VOM | 0 | [6 empty] | 0.60057 | 0
LCP_Inputs_ON_Diverse_Howarth_2023_05_05 | 2033 | CH4 Import - NY 2020 | Import | Methane | QC | Dispatch-Import | EmissionsCost | 0 | [6 empty] | 0.60057 | 0
LCP_Inputs_ON_Diverse_Howarth_2023_05_05 | 2033 | CH4 Import - NY 2020 | Import | Methane | QC | Dispatch-Import | FuelCost | 0 | [6 empty] | 0.60057 | 0
LCP_Inputs_ON_Diverse_Howarth_2023_05_05 | 2033 | CH4 Import - NY 2020 | Import | Methane | QC | Dispatch-Import | VOM | 0 | [6 empty] | 0.60057 | 0
LCP_Inputs_ON_Diverse_Howarth_2023_05_05 | 2033 | CH4 Import - NY 2020 | Import | Methane | WC | Dispatch-Import | EmissionsCost | 0 | [6 empty] | 0.60057 | 0
LCP_Inputs_ON_Diverse_Howarth_2023_05_05 | 2033 | CH4 Import - NY 2020 | Import | Methane | WC | Dispatch-Import | FuelCost | 0 | [6 empty] | 0.60057 | 0
LCP_Inputs_ON_Diverse_Howarth_2023_05_05 | 2033 | CH4 Import - NY 2020 | Import | Methane | WC | Dispatch-Import | VOM | 0 | [6 empty] | 0.60057 | 0
LCP_Inputs_ON_Diverse_Howarth_2023_05_05 | 2033 | CH4 Import - NY 2030 | Import | Methane | MI | Dispatch-Import | EmissionsCost | 0 | [6 empty] | 0.60057 | 0
LCP_Inputs_ON_Diverse_Howarth_2023_05_05 | 2033 | CH4 Import - NY 2030 | Import | Methane | MI | Dispatch-Import | FuelCost | 0 | [6 empty] | 0.60057 | 0
LCP_Inputs_ON_Diverse_Howarth_2023_05_05 | 2033 | CH4 Import - NY 2030 | Import | Methane | MI | Dispatch-Import | VOM | 0 | [6 empty] | 0.60057 | 0
LCP_Inputs_ON_Diverse_Howarth_2023_05_05 | 2033 | CH4 Import - NY 2030 | Import | Methane | NY | Dispatch-Import | EmissionsCost | 1400246087.116 | [6 empty] | 0.60057 | 840951514.1333
LCP_Inputs_ON_Diverse_Howarth_2023_05_05 | 2033 | CH4 Import - NY 2030 | Import | Methane | NY | Dispatch-Import | FuelCost | 644356120.8267 | [6 empty] | 0.60057 | 386983588.4108
LCP_Inputs_ON_Diverse_Howarth_2023_05_05 | 2033 | CH4 Import - NY 2030 | Import | Methane | NY | Dispatch-Import | VOM | 0 | [6 empty] | 0.60057 | 0
LCP_Inputs_ON_Diverse_Howarth_2023_05_05 | 2033 | CH4 Import - NY 2030 | Import | Methane | ON | Dispatch-Import | EmissionsCost | 0 | [6 empty] | 0.60057 | 0
LCP_Inputs_ON_Diverse_Howarth_2023_05_05 | 2033 | CH4 Import - NY 2030 | Import | Methane | ON | Dispatch-Import | FuelCost | 0 | [6 empty] | 0.60057 | 0
LCP_Inputs_ON_Diverse_Howarth_2023_05_05 | 2033 | CH4 Import - NY 2030 | Import | Methane | ON | Dispatch-Import | VOM | 0 | [6 empty] | 0.60057 | 0
LCP_Inputs_ON_Diverse_Howarth_2023_05_05 | 2033 | CH4 Import - NY 2030 | Import | Methane | PJ | Dispatch-Import | EmissionsCost | 0 | [6 empty] | 0.60057 | 0
LCP_Inputs_ON_Diverse_Howarth_2023_05_05 | 2033 | CH4 Import - NY 2030 | Import | Methane | PJ | Dispatch-Import | FuelCost | 0 | [6 empty] | 0.60057 | 0
LCP_Inputs_ON_Diverse_Howarth_2023_05_05 | 2033 | CH4 Import - NY 2030 | Import | Methane | PJ | Dispatch-Import | VOM | 0 | [6 empty] | 0.60057 | 0
LCP_Inputs_ON_Diverse_Howarth_2023_05_05 | 2033 | CH4 Import - NY 2030 | Import | Methane | QC | Dispatch-Import | EmissionsCost | 0 | [6 empty] | 0.60057 | 0
LCP_Inputs_ON_Diverse_Howarth_2023_05_05 | 2033 | CH4 Import - NY 2030 | Import | Methane | QC | Dispatch-Import | FuelCost | 0 | [6 empty] | 0.60057 | 0
LCP_Inputs_ON_Diverse_Howarth_2023_05_05 | 2033 | CH4 Import - NY 2030 | Import | Methane | QC | Dispatch-Import | VOM | 0 | [6 empty] | 0.60057 | 0
LCP_Inputs_ON_Diverse_Howarth_2023_05_05 | 2033 | CH4 Import - NY 2030 | Import | Methane | WC | Dispatch-Import | EmissionsCost | 0 | [6 empty] | 0.60057 | 0
LCP_Inputs_ON_Diverse_Howarth_2023_05_05 | 2033 | CH4 Import - NY 2030 | Import | Methane | WC | Dispatch-Import | FuelCost | 0 | [6 empty] | 0.60057 | 0
LCP_Inputs_ON_Diverse_Howarth_2023_05_05 | 2033 | CH4 Import - NY 2030 | Import | Methane | WC | Dispatch-Import | VOM | 0 | [6 empty] | 0.60057 | 0
LCP_Inputs_ON_Diverse_Howarth_2023_05_05 | 2033 | CH4 Import - NY 2040 | Import | Methane | MI | Dispatch-Import | EmissionsCost | 0 | [6 empty] | 0.60057 | 0
LCP_Inputs_ON_Diverse_Howarth_2023_05_05 | 2033 | CH4 Import - NY 2040 | Import | Methane | MI | Dispatch-Import | FuelCost | 0 | [6 empty] | 0.60057 | 0
LCP_Inputs_ON_Diverse_Howarth_2023_05_05 | 2033 | CH4 Import - NY 2040 | Import | Methane | MI | Dispatch-Import | VOM | 0 | [6 empty] | 0.60057 | 0
LCP_Inputs_ON_Diverse_Howarth_2023_05_05 | 2033 | CH4 Import - NY 2040 | Import | Methane | NY | Dispatch-Import | EmissionsCost | 0 | [6 empty] | 0.60057 | 0
LCP_Inputs_ON_Diverse_Howarth_2023_05_05 | 2033 | CH4 Import - NY 2040 | Import | Methane | NY | Dispatch-Import | FuelCost | 0 | [6 empty] | 0.60057 | 0
LCP_Inputs_ON_Diverse_Howarth_2023_05_05 | 2033 | CH4 Import - NY 2040 | Import | Methane | NY | Dispatch-Import | VOM | 0 | [6 empty] | 0.60057 | 0
LCP_Inputs_ON_Diverse_Howarth_2023_05_05 | 2033 | CH4 Import - NY 2040 | Import | Methane | ON | Dispatch-Import | EmissionsCost | 0 | [6 empty] | 0.60057 | 0
LCP_Inputs_ON_Diverse_Howarth_2023_05_05 | 2033 | CH4 Import - NY 2040 | Import | Methane | ON | Dispatch-Import | FuelCost | 0 | [6 empty] | 0.60057 | 0
LCP_Inputs_ON_Diverse_Howarth_2023_05_05 | 2033 | CH4 Import - NY 2040 | Import | Methane | ON | Dispatch-Import | VOM | 0 | [6 empty] | 0.60057 | 0
LCP_Inputs_ON_Diverse_Howarth_2023_05_05 | 2033 | CH4 Import - NY 2040 | Import | Methane | PJ | Dispatch-Import | EmissionsCost | 0 | [6 empty] | 0.60057 | 0
LCP_Inputs_ON_Diverse_Howarth_2023_05_05 | 2033 | CH4 Import - NY 2040 | Import | Methane | PJ | Dispatch-Import | FuelCost | 0 | [6 empty] | 0.60057 | 0
LCP_Inputs_ON_Diverse_Howarth_2023_05_05 | 2033 | CH4 Import - NY 2040 | Import | Methane | PJ | Dispatch-Import | VOM | 0 | [6 empty] | 0.60057 | 0
LCP_Inputs_ON_Diverse_Howarth_2023_05_05 | 2033 | CH4 Import - NY 2040 | Import | Methane | QC | Dispatch-Import | EmissionsCost | 0 | [6 empty] | 0.60057 | 0
LCP_Inputs_ON_Diverse_Howarth_2023_05_05 | 2033 | CH4 Import - NY 2040 | Import | Methane | QC | Dispatch-Import | FuelCost | 0 | [6 empty] | 0.60057 | 0
LCP_Inputs_ON_Diverse_Howarth_2023_05_05 | 2033 | CH4 Import - NY 2040 | Import | Methane | QC | Dispatch-Import | VOM | 0 | [6 empty] | 0.60057 | 0
LCP_Inputs_ON_Diverse_Howarth_2023_05_05 | 2033 | CH4 Import - NY 2040 | Import | Methane | WC | Dispatch-Import | EmissionsCost | 0 | [6 empty] | 0.60057 | 0
LCP_Inputs_ON_Diverse_Howarth_2023_05_05 | 2033 | CH4 Import - NY 2040 | Import | Methane | WC | Dispatch-Import | FuelCost | 0 | [6 empty] | 0.60057 | 0
LCP_Inputs_ON_Diverse_Howarth_2023_05_05 | 2033 | CH4 Import - NY 2040 | Import | Methane | WC | Dispatch-Import | VOM | 0 | [6 empty] | 0.60057 | 0
LCP_Inputs_ON_Diverse_Howarth_2023_05_05 | 2033 | CH4 Import - NY 2050 | Import | Methane | MI | Dispatch-Import | EmissionsCost | 0 | [6 empty] | 0.60057 | 0
LCP_Inputs_ON_Diverse_Howarth_2023_05_05 | 2033 | CH4 Import - NY 2050 | Import | Methane | MI | Dispatch-Import | FuelCost | 0 | [6 empty] | 0.60057 | 0
LCP_Inputs_ON_Diverse_Howarth_2023_05_05 | 2033 | CH4 Import - NY 2050 | Import | Methane | MI | Dispatch-Import | VOM | 0 | [6 empty] | 0.60057 | 0
LCP_Inputs_ON_Diverse_Howarth_2023_05_05 | 2033 | CH4 Import - NY 2050 | Import | Methane | NY | Dispatch-Import | EmissionsCost | 0 | [6 empty] | 0.60057 | 0
LCP_Inputs_ON_Diverse_Howarth_2023_05_05 | 2033 | CH4 Import - NY 2050 | Import | Methane | NY | Dispatch-Import | FuelCost | 0 | [6 empty] | 0.60057 | 0
LCP_Inputs_ON_Diverse_Howarth_2023_05_05 | 2033 | CH4 Import - NY 2050 | Import | Methane | NY | Dispatch-Import | VOM | 0 | [6 empty] | 0.60057 | 0
LCP_Inputs_ON_Diverse_Howarth_2023_05_05 | 2033 | CH4 Import - NY 2050 | Import | Methane | ON | Dispatch-Import | EmissionsCost | 0 | [6 empty] | 0.60057 | 0
LCP_Inputs_ON_Diverse_Howarth_2023_05_05 | 2033 | CH4 Import - NY 2050 | Import | Methane | ON | Dispatch-Import | FuelCost | 0 | [6 empty] | 0.60057 | 0
LCP_Inputs_ON_Diverse_Howarth_2023_05_05 | 2033 | CH4 Import - NY 2050 | Import | Methane | ON | Dispatch-Import | VOM | 0 | [6 empty] | 0.60057 | 0
LCP_Inputs_ON_Diverse_Howarth_2023_05_05 | 2033 | CH4 Import - NY 2050 | Import | Methane | PJ | Dispatch-Import | EmissionsCost | 0 | [6 empty] | 0.60057 | 0
LCP_Inputs_ON_Diverse_Howarth_2023_05_05 | 2033 | CH4 Import - NY 2050 | Import | Methane | PJ | Dispatch-Import | FuelCost | 0 | [6 empty] | 0.60057 | 0
LCP_Inputs_ON_Diverse_Howarth_2023_05_05 | 2033 | CH4 Import - NY 2050 | Import | Methane | PJ | Dispatch-Import | VOM | 0 | [6 empty] | 0.60057 | 0
LCP_Inputs_ON_Diverse_Howarth_2023_05_05 | 2033 | CH4 Import - NY 2050 | Import | Methane | QC | Dispatch-Import | EmissionsCost | 0 | [6 empty] | 0.60057 | 0
LCP_Inputs_ON_Diverse_Howarth_2023_05_05 | 2033 | CH4 Import - NY 2050 | Import | Methane | QC | Dispatch-Import | FuelCost | 0 | [6 empty] | 0.60057 | 0
LCP_Inputs_ON_Diverse_Howarth_2023_05_05 | 2033 | CH4 Import - NY 2050 | Import | Methane | QC | Dispatch-Import | VOM | 0 | [6 empty] | 0.60057 | 0
LCP_Inputs_ON_Diverse_Howarth_2023_05_05 | 2033 | CH4 Import - NY 2050 | Import | Methane | WC | Dispatch-Import | EmissionsCost | 0 | [6 empty] | 0.60057 | 0
LCP_Inputs_ON_Diverse_Howarth_2023_05_05 | 2033 | CH4 Import - NY 2050 | Import | Methane | WC | Dispatch-Import | FuelCost | 0 | [6 empty] | 0.60057 | 0
LCP_Inputs_ON_Diverse_Howarth_2023_05_05 | 2033 | CH4 Import - NY 2050 | Import | Methane | WC | Dispatch-Import | VOM | 0 | [6 empty] | 0.60057 | 0
LCP_Inputs_ON_Diverse_Howarth_2023_05_05 | 2033 | CH4 Import - WC 2020 | Import | Methane | MI | Dispatch-Import | EmissionsCost | 0 | [6 empty] | 0.60057 | 0
LCP_Inputs_ON_Diverse_Howarth_2023_05_05 | 2033 | CH4 Import - WC 2020 | Import | Methane | MI | Dispatch-Import | FuelCost | 0 | [6 empty] | 0.60057 | 0
LCP_Inputs_ON_Diverse_Howarth_2023_05_05 | 2033 | CH4 Import - WC 2020 | Import | Methane | MI | Dispatch-Import | VOM | 0 | [6 empty] | 0.60057 | 0
LCP_Inputs_ON_Diverse_Howarth_2023_05_05 | 2033 | CH4 Import - WC 2020 | Import | Methane | NY | Dispatch-Import | EmissionsCost | 0 | [6 empty] | 0.60057 | 0
LCP_Inputs_ON_Diverse_Howarth_2023_05_05 | 2033 | CH4 Import - WC 2020 | Import | Methane | NY | Dispatch-Import | FuelCost | 0 | [6 empty] | 0.60057 | 0
LCP_Inputs_ON_Diverse_Howarth_2023_05_05 | 2033 | CH4 Import - WC 2020 | Import | Methane | NY | Dispatch-Import | VOM | 0 | [6 empty] | 0.60057 | 0
LCP_Inputs_ON_Diverse_Howarth_2023_05_05 | 2033 | CH4 Import - WC 2020 | Import | Methane | ON | Dispatch-Import | EmissionsCost | 0 | [6 empty] | 0.60057 | 0
LCP_Inputs_ON_Diverse_Howarth_2023_05_05 | 2033 | CH4 Import - WC 2020 | Import | Methane | ON | Dispatch-Import | FuelCost | 0 | [6 empty] | 0.60057 | 0
LCP_Inputs_ON_Diverse_Howarth_2023_05_05 | 2033 | CH4 Import - WC 2020 | Import | Methane | ON | Dispatch-Import | VOM | 0 | [6 empty] | 0.60057 | 0
LCP_Inputs_ON_Diverse_Howarth_2023_05_05 | 2033 | CH4 Import - WC 2020 | Import | Methane | PJ | Dispatch-Import | EmissionsCost | 0 | [6 empty] | 0.60057 | 0
LCP_Inputs_ON_Diverse_Howarth_2023_05_05 | 2033 | CH4 Import - WC 2020 | Import | Methane | PJ | Dispatch-Import | FuelCost | 0 | [6 empty] | 0.60057 | 0
LCP_Inputs_ON_Diverse_Howarth_2023_05_05 | 2033 | CH4 Import - WC 2020 | Import | Methane | PJ | Dispatch-Import | VOM | 0 | [6 empty] | 0.60057 | 0
LCP_Inputs_ON_Diverse_Howarth_2023_05_05 | 2033 | CH4 Import - WC 2020 | Import | Methane | QC | Dispatch-Import | EmissionsCost | 0 | [6 empty] | 0.60057 | 0
LCP_Inputs_ON_Diverse_Howarth_2023_05_05 | 2033 | CH4 Import - WC 2020 | Import | Methane | QC | Dispatch-Import | FuelCost | 0 | [6 empty] | 0.60057 | 0
LCP_Inputs_ON_Diverse_Howarth_2023_05_05 | 2033 | CH4 Import - WC 2020 | Import | Methane | QC | Dispatch-Import | VOM | 0 | [6 empty] | 0.60057 | 0
LCP_Inputs_ON_Diverse_Howarth_2023_05_05 | 2033 | CH4 Import - WC 2020 | Import | Methane | WC | Dispatch-Import | EmissionsCost | 0 | [6 empty] | 0.60057 | 0
LCP_Inputs_ON_Diverse_Howarth_2023_05_05 | 2033 | CH4 Import - WC 2020 | Import | Methane | WC | Dispatch-Import | FuelCost | 0 | [6 empty] | 0.60057 | 0
LCP_Inputs_ON_Diverse_Howarth_2023_05_05 | 2033 | CH4 Import - WC 2020 | Import | Methane | WC | Dispatch-Import | VOM | 0 | [6 empty] | 0.60057 | 0
LCP_Inputs_ON_Diverse_Howarth_2023_05_05 | 2033 | CH4 Import - WC 2030 | Import | Methane | MI | Dispatch-Import | EmissionsCost | 0 | [6 empty] | 0.60057 | 0
LCP_Inputs_ON_Diverse_Howarth_2023_05_05 | 2033 | CH4 Import - WC 2030 | Import | Methane | MI | Dispatch-Import | FuelCost | 0 | [6 empty] | 0.60057 | 0
LCP_Inputs_ON_Diverse_Howarth_2023_05_05 | 2033 | CH4 Import - WC 2030 | Import | Methane | MI | Dispatch-Import | VOM | 0 | [6 empty] | 0.60057 | 0
LCP_Inputs_ON_Diverse_Howarth_2023_05_05 | 2033 | CH4 Import - WC 2030 | Import | Methane | NY | Dispatch-Import | EmissionsCost | 0 | [6 empty] | 0.60057 | 0
LCP_Inputs_ON_Diverse_Howarth_2023_05_05 | 2033 | CH4 Import - WC 2030 | Import | Methane | NY | Dispatch-Import | FuelCost | 0 | [6 empty] | 0.60057 | 0
LCP_Inputs_ON_Diverse_Howarth_2023_05_05 | 2033 | CH4 Import - WC 2030 | Import | Methane | NY | Dispatch-Import | VOM | 0 | [6 empty] | 0.60057 | 0
LCP_Inputs_ON_Diverse_Howarth_2023_05_05 | 2033 | CH4 Import - WC 2030 | Import | Methane | ON | Dispatch-Import | EmissionsCost | 0 | [6 empty] | 0.60057 | 0
LCP_Inputs_ON_Diverse_Howarth_2023_05_05 | 2033 | CH4 Import - WC 2030 | Import | Methane | ON | Dispatch-Import | FuelCost | 0 | [6 empty] | 0.60057 | 0
LCP_Inputs_ON_Diverse_Howarth_2023_05_05 | 2033 | CH4 Import - WC 2030 | Import | Methane | ON | Dispatch-Import | VOM | 0 | [6 empty] | 0.60057 | 0
LCP_Inputs_ON_Diverse_Howarth_2023_05_05 | 2033 | CH4 Import - WC 2030 | Import | Methane | PJ | Dispatch-Import | EmissionsCost | 0 | [6 empty] | 0.60057 | 0
LCP_Inputs_ON_Diverse_Howarth_2023_05_05 | 2033 | CH4 Import - WC 2030 | Import | Methane | PJ | Dispatch-Import | FuelCost | 0 | [6 empty] | 0.60057 | 0
LCP_Inputs_ON_Diverse_Howarth_2023_05_05 | 2033 | CH4 Import - WC 2030 | Import | Methane | PJ | Dispatch-Import | VOM | 0 | [6 empty] | 0.60057 | 0
LCP_Inputs_ON_Diverse_Howarth_2023_05_05 | 2033 | CH4 Import - WC 2030 | Import | Methane | QC | Dispatch-Import | EmissionsCost | 0 | [6 empty] | 0.60057 | 0
LCP_Inputs_ON_Diverse_Howarth_2023_05_05 | 2033 | CH4 Import - WC 2030 | Import | Methane | QC | Dispatch-Import | FuelCost | 0 | [6 empty] | 0.60057 | 0
LCP_Inputs_ON_Diverse_Howarth_2023_05_05 | 2033 | CH4 Import - WC 2030 | Import | Methane | QC | Dispatch-Import | VOM | 0 | [6 empty] | 0.60057 | 0
LCP_Inputs_ON_Diverse_Howarth_2023_05_05 | 2033 | CH4 Import - WC 2030 | Import | Methane | WC | Dispatch-Import | EmissionsCost | 5196105971.5741 | [6 empty] | 0.60057 | 3120646595.3371
LCP_Inputs_ON_Diverse_Howarth_2023_05_05 | 2033 | CH4 Import - WC 2030 | Import | Methane | WC | Dispatch-Import | FuelCost | 2391110189.8838 | [6 empty] | 0.60057 | 1436038817.1368
LCP_Inputs_ON_Diverse_Howarth_2023_05_05 | 2033 | CH4 Import - WC 2030 | Import | Methane | WC | Dispatch-Import | VOM | 0 | [6 empty] | 0.60057 | 0
LCP_Inputs_ON_Diverse_Howarth_2023_05_05 | 2033 | CH4 Import - WC 2040 | Import | Methane | MI | Dispatch-Import | EmissionsCost | 0 | [6 empty] | 0.60057 | 0
LCP_Inputs_ON_Diverse_Howarth_2023_05_05 | 2033 | CH4 Import - WC 2040 | Import | Methane | MI | Dispatch-Import | FuelCost | 0 | [6 empty] | 0.60057 | 0
LCP_Inputs_ON_Diverse_Howarth_2023_05_05 | 2033 | CH4 Import - WC 2040 | Import | Methane | MI | Dispatch-Import | VOM | 0 | [6 empty] | 0.60057 | 0
LCP_Inputs_ON_Diverse_Howarth_2023_05_05 | 2033 | CH4 Import - WC 2040 | Import | Methane | NY | Dispatch-Import | EmissionsCost | 0 | [6 empty] | 0.60057 | 0
LCP_Inputs_ON_Diverse_Howarth_2023_05_05 | 2033 | CH4 Import - WC 2040 | Import | Methane | NY | Dispatch-Import | FuelCost | 0 | [6 empty] | 0.60057 | 0
LCP_Inputs_ON_Diverse_Howarth_2023_05_05 | 2033 | CH4 Import - WC 2040 | Import | Methane | NY | Dispatch-Import | VOM | 0 | [6 empty] | 0.60057 | 0
LCP_Inputs_ON_Diverse_Howarth_2023_05_05 | 2033 | CH4 Import - WC 2040 | Import | Methane | ON | Dispatch-Import | EmissionsCost | 0 | [6 empty] | 0.60057 | 0
LCP_Inputs_ON_Diverse_Howarth_2023_05_05 | 2033 | CH4 Import - WC 2040 | Import | Methane | ON | Dispatch-Import | FuelCost | 0 | [6 empty] | 0.60057 | 0
LCP_Inputs_ON_Diverse_Howarth_2023_05_05 | 2033 | CH4 Import - WC 2040 | Import | Methane | ON | Dispatch-Import | VOM | 0 | [6 empty] | 0.60057 | 0
LCP_Inputs_ON_Diverse_Howarth_2023_05_05 | 2033 | CH4 Import - WC 2040 | Import | Methane | PJ | Dispatch-Import | EmissionsCost | 0 | [6 empty] | 0.60057 | 0
LCP_Inputs_ON_Diverse_Howarth_2023_05_05 | 2033 | CH4 Import - WC 2040 | Import | Methane | PJ | Dispatch-Import | FuelCost | 0 | [6 empty] | 0.60057 | 0
LCP_Inputs_ON_Diverse_Howarth_2023_05_05 | 2033 | CH4 Import - WC 2040 | Import | Methane | PJ | Dispatch-Import | VOM | 0 | [6 empty] | 0.60057 | 0
LCP_Inputs_ON_Diverse_Howarth_2023_05_05 | 2033 | CH4 Import - WC 2040 | Import | Methane | QC | Dispatch-Import | EmissionsCost | 0 | [6 empty] | 0.60057 | 0
LCP_Inputs_ON_Diverse_Howarth_2023_05_05 | 2033 | CH4 Import - WC 2040 | Import | Methane | QC | Dispatch-Import | FuelCost | 0 | [6 empty] | 0.60057 | 0
LCP_Inputs_ON_Diverse_Howarth_2023_05_05 | 2033 | CH4 Import - WC 2040 | Import | Methane | QC | Dispatch-Import | VOM | 0 | [6 empty] | 0.60057 | 0
LCP_Inputs_ON_Diverse_Howarth_2023_05_05 | 2033 | CH4 Import - WC 2040 | Import | Methane | WC | Dispatch-Import | EmissionsCost | 0 | [6 empty] | 0.60057 | 0
LCP_Inputs_ON_Diverse_Howarth_2023_05_05 | 2033 | CH4 Import - WC 2040 | Import | Methane | WC | Dispatch-Import | FuelCost | 0 | [6 empty] | 0.60057 | 0
LCP_Inputs_ON_Diverse_Howarth_2023_05_05 | 2033 | CH4 Import - WC 2040 | Import | Methane | WC | Dispatch-Import | VOM | 0 | [6 empty] | 0.60057 | 0
LCP_Inputs_ON_Diverse_Howarth_2023_05_05 | 2033 | CH4 Import - WC 2050 | Import | Methane | MI | Dispatch-Import | EmissionsCost | 0 | [6 empty] | 0.60057 | 0
LCP_Inputs_ON_Diverse_Howarth_2023_05_05 | 2033 | CH4 Import - WC 2050 | Import | Methane | MI | Dispatch-Import | FuelCost | 0 | [6 empty] | 0.60057 | 0
LCP_Inputs_ON_Diverse_Howarth_2023_05_05 | 2033 | CH4 Import - WC 2050 | Import | Methane | MI | Dispatch-Import | VOM | 0 | [6 empty] | 0.60057 | 0
LCP_Inputs_ON_Diverse_Howarth_2023_05_05 | 2033 | CH4 Import - WC 2050 | Import | Methane | NY | Dispatch-Import | EmissionsCost | 0 | [6 empty] | 0.60057 | 0
LCP_Inputs_ON_Diverse_Howarth_2023_05_05 | 2033 | CH4 Import - WC 2050 | Import | Methane | NY | Dispatch-Import | FuelCost | 0 | [6 empty] | 0.60057 | 0
LCP_Inputs_ON_Diverse_Howarth_2023_05_05 | 2033 | CH4 Import - WC 2050 | Import | Methane | NY | Dispatch-Import | VOM | 0 | [6 empty] | 0.60057 | 0
LCP_Inputs_ON_Diverse_Howarth_2023_05_05 | 2033 | CH4 Import - WC 2050 | Import | Methane | ON | Dispatch-Import | EmissionsCost | 0 | [6 empty] | 0.60057 | 0
LCP_Inputs_ON_Diverse_Howarth_2023_05_05 | 2033 | CH4 Import - WC 2050 | Import | Methane | ON | Dispatch-Import | FuelCost | 0 | [6 empty] | 0.60057 | 0
LCP_Inputs_ON_Diverse_Howarth_2023_05_05 | 2033 | CH4 Import - WC 2050 | Import | Methane | ON | Dispatch-Import | VOM | 0 | [6 empty] | 0.60057 | 0
LCP_Inputs_ON_Diverse_Howarth_2023_05_05 | 2033 | CH4 Import - WC 2050 | Import | Methane | PJ | Dispatch-Import | EmissionsCost | 0 | [6 empty] | 0.60057 | 0
LCP_Inputs_ON_Diverse_Howarth_2023_05_05 | 2033 | CH4 Import - WC 2050 | Import | Methane | PJ | Dispatch-Import | FuelCost | 0 | [6 empty] | 0.60057 | 0
LCP_Inputs_ON_Diverse_Howarth_2023_05_05 | 2033 | CH4 Import - WC 2050 | Import | Methane | PJ | Dispatch-Import | VOM | 0 | [6 empty] | 0.60057 | 0
LCP_Inputs_ON_Diverse_Howarth_2023_05_05 | 2033 | CH4 Import - WC 2050 | Import | Methane | QC | Dispatch-Import | EmissionsCost | 0 | [6 empty] | 0.60057 | 0
LCP_Inputs_ON_Diverse_Howarth_2023_05_05 | 2033 | CH4 Import - WC 2050 | Import | Methane | QC | Dispatch-Import | FuelCost | 0 | [6 empty] | 0.60057 | 0
LCP_Inputs_ON_Diverse_Howarth_2023_05_05 | 2033 | CH4 Import - WC 2050 | Import | Methane | QC | Dispatch-Import | VOM | 0 | [6 empty] | 0.60057 | 0
LCP_Inputs_ON_Diverse_Howarth_2023_05_05 | 2033 | CH4 Import - WC 2050 | Import | Methane | WC | Dispatch-Import | EmissionsCost | 0 | [6 empty] | 0.60057 | 0
LCP_Inputs_ON_Diverse_Howarth_2023_05_05 | 2033 | CH4 Import - WC 2050 | Import | Methane | WC | Dispatch-Import | FuelCost | 0 | [6 empty] | 0.60057 | 0
LCP_Inputs_ON_Diverse_Howarth_2023_05_05 | 2033 | CH4 Import - WC 2050 | Import | Methane | WC | Dispatch-Import | VOM | 0 | [6 empty] | 0.60057 | 0
LCP_Inputs_ON_Diverse_Howarth_2023_05_05 | 2033 | CH4 Salt Cavern Storage - ON | Storage | Methane | MI | Dispatch-Storage | EmissionsCost | 0 | [6 empty] | 0.60057 | 0
LCP_Inputs_ON_Diverse_Howarth_2023_05_05 | 2033 | CH4 Salt Cavern Storage - ON | Storage | Methane | MI | Dispatch-Storage | FuelCost | 0 | [6 empty] | 0.60057 | 0
LCP_Inputs_ON_Diverse_Howarth_2023_05_05 | 2033 | CH4 Salt Cavern Storage - ON | Storage | Methane | MI | Dispatch-Storage | VOM | 0 | [6 empty] | 0.60057 | 0
LCP_Inputs_ON_Diverse_Howarth_2023_05_05 | 2033 | CH4 Salt Cavern Storage - ON | Storage | Methane | NY | Dispatch-Storage | EmissionsCost | 0 | [6 empty] | 0.60057 | 0
LCP_Inputs_ON_Diverse_Howarth_2023_05_05 | 2033 | CH4 Salt Cavern Storage - ON | Storage | Methane | NY | Dispatch-Storage | FuelCost | 0 | [6 empty] | 0.60057 | 0
LCP_Inputs_ON_Diverse_Howarth_2023_05_05 | 2033 | CH4 Salt Cavern Storage - ON | Storage | Methane | NY | Dispatch-Storage | VOM | 0 | [6 empty] | 0.60057 | 0
LCP_Inputs_ON_Diverse_Howarth_2023_05_05 | 2033 | CH4 Salt Cavern Storage - ON | Storage | Methane | ON | Dispatch-Storage | EmissionsCost | 0 | [6 empty] | 0.60057 | 0
LCP_Inputs_ON_Diverse_Howarth_2023_05_05 | 2033 | CH4 Salt Cavern Storage - ON | Storage | Methane | ON | Dispatch-Storage | FuelCost | 0 | [6 empty] | 0.60057 | 0
LCP_Inputs_ON_Diverse_Howarth_2023_05_05 | 2033 | CH4 Salt Cavern Storage - ON | Storage | Methane | ON | Dispatch-Storage | VOM | 0 | [6 empty] | 0.60057 | 0
LCP_Inputs_ON_Diverse_Howarth_2023_05_05 | 2033 | CH4 Salt Cavern Storage - ON | Storage | Methane | PJ | Dispatch-Storage | EmissionsCost | 0 | [6 empty] | 0.60057 | 0
LCP_Inputs_ON_Diverse_Howarth_2023_05_05 | 2033 | CH4 Salt Cavern Storage - ON | Storage | Methane | PJ | Dispatch-Storage | FuelCost | 0 | [6 empty] | 0.60057 | 0
LCP_Inputs_ON_Diverse_Howarth_2023_05_05 | 2033 | CH4 Salt Cavern Storage - ON | Storage | Methane | PJ | Dispatch-Storage | VOM | 0 | [6 empty] | 0.60057 | 0
LCP_Inputs_ON_Diverse_Howarth_2023_05_05 | 2033 | CH4 Salt Cavern Storage - ON | Storage | Methane | QC | Dispatch-Storage | EmissionsCost | 0 | [6 empty] | 0.60057 | 0
LCP_Inputs_ON_Diverse_Howarth_2023_05_05 | 2033 | CH4 Salt Cavern Storage - ON | Storage | Methane | QC | Dispatch-Storage | FuelCost | 0 | [6 empty] | 0.60057 | 0
LCP_Inputs_ON_Diverse_Howarth_2023_05_05 | 2033 | CH4 Salt Cavern Storage - ON | Storage | Methane | QC | Dispatch-Storage | VOM | 0 | [6 empty] | 0.60057 | 0
LCP_Inputs_ON_Diverse_Howarth_2023_05_05 | 2033 | CH4 Salt Cavern Storage - ON | Storage | Methane | WC | Dispatch-Storage | EmissionsCost | 0 | [6 empty] | 0.60057 | 0
LCP_Inputs_ON_Diverse_Howarth_2023_05_05 | 2033 | CH4 Salt Cavern Storage - ON | Storage | Methane | WC | Dispatch-Storage | FuelCost | 0 | [6 empty] | 0.60057 | 0
LCP_Inputs_ON_Diverse_Howarth_2023_05_05 | 2033 | CH4 Salt Cavern Storage - ON | Storage | Methane | WC | Dispatch-Storage | VOM | 0 | [6 empty] | 0.60057 | 0
LCP_Inputs_ON_Diverse_Howarth_2023_05_05 | 2033 | Electrolyser 2020/2030 | Crossload | Hydrogen | MI | Dispatch-Crossload | EmissionsCost | 0 | [6 empty] | 0.60057 | 0
LCP_Inputs_ON_Diverse_Howarth_2023_05_05 | 2033 | Electrolyser 2020/2030 | Crossload | Hydrogen | MI | Dispatch-Crossload | FuelCost | 0 | [6 empty] | 0.60057 | 0
LCP_Inputs_ON_Diverse_Howarth_2023_05_05 | 2033 | Electrolyser 2020/2030 | Crossload | Hydrogen | MI | Dispatch-Crossload | VOM | 0 | [6 empty] | 0.60057 | 0
LCP_Inputs_ON_Diverse_Howarth_2023_05_05 | 2033 | Electrolyser 2020/2030 | Crossload | Hydrogen | NY | Dispatch-Crossload | EmissionsCost | 0 | [6 empty] | 0.60057 | 0
LCP_Inputs_ON_Diverse_Howarth_2023_05_05 | 2033 | Electrolyser 2020/2030 | Crossload | Hydrogen | NY | Dispatch-Crossload | FuelCost | 0 | [6 empty] | 0.60057 | 0
LCP_Inputs_ON_Diverse_Howarth_2023_05_05 | 2033 | Electrolyser 2020/2030 | Crossload | Hydrogen | NY | Dispatch-Crossload | VOM | 0 | [6 empty] | 0.60057 | 0
LCP_Inputs_ON_Diverse_Howarth_2023_05_05 | 2033 | Electrolyser 2020/2030 | Crossload | Hydrogen | ON | Dispatch-Crossload | EmissionsCost | 0 | [6 empty] | 0.60057 | 0
LCP_Inputs_ON_Diverse_Howarth_2023_05_05 | 2033 | Electrolyser 2020/2030 | Crossload | Hydrogen | ON | Dispatch-Crossload | FuelCost | 0 | [6 empty] | 0.60057 | 0
LCP_Inputs_ON_Diverse_Howarth_2023_05_05 | 2033 | Electrolyser 2020/2030 | Crossload | Hydrogen | ON | Dispatch-Crossload | VOM | 0 | [6 empty] | 0.60057 | 0
LCP_Inputs_ON_Diverse_Howarth_2023_05_05 | 2033 | Electrolyser 2020/2030 | Crossload | Hydrogen | PJ | Dispatch-Crossload | EmissionsCost | 0 | [6 empty] | 0.60057 | 0
LCP_Inputs_ON_Diverse_Howarth_2023_05_05 | 2033 | Electrolyser 2020/2030 | Crossload | Hydrogen | PJ | Dispatch-Crossload | FuelCost | 0 | [6 empty] | 0.60057 | 0
LCP_Inputs_ON_Diverse_Howarth_2023_05_05 | 2033 | Electrolyser 2020/2030 | Crossload | Hydrogen | PJ | Dispatch-Crossload | VOM | 0 | [6 empty] | 0.60057 | 0
LCP_Inputs_ON_Diverse_Howarth_2023_05_05 | 2033 | Electrolyser 2020/2030 | Crossload | Hydrogen | QC | Dispatch-Crossload | EmissionsCost | 0 | [6 empty] | 0.60057 | 0
LCP_Inputs_ON_Diverse_Howarth_2023_05_05 | 2033 | Electrolyser 2020/2030 | Crossload | Hydrogen | QC | Dispatch-Crossload | FuelCost | 0 | [6 empty] | 0.60057 | 0
LCP_Inputs_ON_Diverse_Howarth_2023_05_05 | 2033 | Electrolyser 2020/2030 | Crossload | Hydrogen | QC | Dispatch-Crossload | VOM | 0 | [6 empty] | 0.60057 | 0
LCP_Inputs_ON_Diverse_Howarth_2023_05_05 | 2033 | Electrolyser 2020/2030 | Crossload | Hydrogen | WC | Dispatch-Crossload | EmissionsCost | 0 | [6 empty] | 0.60057 | 0
LCP_Inputs_ON_Diverse_Howarth_2023_05_05 | 2033 | Electrolyser 2020/2030 | Crossload | Hydrogen | WC | Dispatch-Crossload | FuelCost | 0 | [6 empty] | 0.60057 | 0
LCP_Inputs_ON_Diverse_Howarth_2023_05_05 | 2033 | Electrolyser 2020/2030 | Crossload | Hydrogen | WC | Dispatch-Crossload | VOM | 0 | [6 empty] | 0.60057 | 0
LCP_Inputs_ON_Diverse_Howarth_2023_05_05 | 2033 | Electrolyser 2040 | Crossload | Hydrogen | MI | Dispatch-Crossload | EmissionsCost | 0 | [6 empty] | 0.60057 | 0
LCP_Inputs_ON_Diverse_Howarth_2023_05_05 | 2033 | Electrolyser 2040 | Crossload | Hydrogen | MI | Dispatch-Crossload | FuelCost | 0 | [6 empty] | 0.60057 | 0
LCP_Inputs_ON_Diverse_Howarth_2023_05_05 | 2033 | Electrolyser 2040 | Crossload | Hydrogen | MI | Dispatch-Crossload | VOM | 0 | [6 empty] | 0.60057 | 0
LCP_Inputs_ON_Diverse_Howarth_2023_05_05 | 2033 | Electrolyser 2040 | Crossload | Hydrogen | NY | Dispatch-Crossload | EmissionsCost | 0 | [6 empty] | 0.60057 | 0
LCP_Inputs_ON_Diverse_Howarth_2023_05_05 | 2033 | Electrolyser 2040 | Crossload | Hydrogen | NY | Dispatch-Crossload | FuelCost | 0 | [6 empty] | 0.60057 | 0
LCP_Inputs_ON_Diverse_Howarth_2023_05_05 | 2033 | Electrolyser 2040 | Crossload | Hydrogen | NY | Dispatch-Crossload | VOM | 0 | [6 empty] | 0.60057 | 0
LCP_Inputs_ON_Diverse_Howarth_2023_05_05 | 2033 | Electrolyser 2040 | Crossload | Hydrogen | ON | Dispatch-Crossload | EmissionsCost | 0 | [6 empty] | 0.60057 | 0
LCP_Inputs_ON_Diverse_Howarth_2023_05_05 | 2033 | Electrolyser 2040 | Crossload | Hydrogen | ON | Dispatch-Crossload | FuelCost | 0 | [6 empty] | 0.60057 | 0
LCP_Inputs_ON_Diverse_Howarth_2023_05_05 | 2033 | Electrolyser 2040 | Crossload | Hydrogen | ON | Dispatch-Crossload | VOM | 0 | [6 empty] | 0.60057 | 0
LCP_Inputs_ON_Diverse_Howarth_2023_05_05 | 2033 | Electrolyser 2040 | Crossload | Hydrogen | PJ | Dispatch-Crossload | EmissionsCost | 0 | [6 empty] | 0.60057 | 0
LCP_Inputs_ON_Diverse_Howarth_2023_05_05 | 2033 | Electrolyser 2040 | Crossload | Hydrogen | PJ | Dispatch-Crossload | FuelCost | 0 | [6 empty] | 0.60057 | 0
LCP_Inputs_ON_Diverse_Howarth_2023_05_05 | 2033 | Electrolyser 2040 | Crossload | Hydrogen | PJ | Dispatch-Crossload | VOM | 0 | [6 empty] | 0.60057 | 0
LCP_Inputs_ON_Diverse_Howarth_2023_05_05 | 2033 | Electrolyser 2040 | Crossload | Hydrogen | QC | Dispatch-Crossload | EmissionsCost | 0 | [6 empty] | 0.60057 | 0
LCP_Inputs_ON_Diverse_Howarth_2023_05_05 | 2033 | Electrolyser 2040 | Crossload | Hydrogen | QC | Dispatch-Crossload | FuelCost | 0 | [6 empty] | 0.60057 | 0
LCP_Inputs_ON_Diverse_Howarth_2023_05_05 | 2033 | Electrolyser 2040 | Crossload | Hydrogen | QC | Dispatch-Crossload | VOM | 0 | [6 empty] | 0.60057 | 0
LCP_Inputs_ON_Diverse_Howarth_2023_05_05 | 2033 | Electrolyser 2040 | Crossload | Hydrogen | WC | Dispatch-Crossload | EmissionsCost | 0 | [6 empty] | 0.60057 | 0
LCP_Inputs_ON_Diverse_Howarth_2023_05_05 | 2033 | Electrolyser 2040 | Crossload | Hydrogen | WC | Dispatch-Crossload | FuelCost | 0 | [6 empty] | 0.60057 | 0
LCP_Inputs_ON_Diverse_Howarth_2023_05_05 | 2033 | Electrolyser 2040 | Crossload | Hydrogen | WC | Dispatch-Crossload | VOM | 0 | [6 empty] | 0.60057 | 0
LCP_Inputs_ON_Diverse_Howarth_2023_05_05 | 2033 | Electrolyser 2050 | Crossload | Hydrogen | MI | Dispatch-Crossload | EmissionsCost | 0 | [6 empty] | 0.60057 | 0
LCP_Inputs_ON_Diverse_Howarth_2023_05_05 | 2033 | Electrolyser 2050 | Crossload | Hydrogen | MI | Dispatch-Crossload | FuelCost | 0 | [6 empty] | 0.60057 | 0
LCP_Inputs_ON_Diverse_Howarth_2023_05_05 | 2033 | Electrolyser 2050 | Crossload | Hydrogen | MI | Dispatch-Crossload | VOM | 0 | [6 empty] | 0.60057 | 0
LCP_Inputs_ON_Diverse_Howarth_2023_05_05 | 2033 | Electrolyser 2050 | Crossload | Hydrogen | NY | Dispatch-Crossload | EmissionsCost | 0 | [6 empty] | 0.60057 | 0
LCP_Inputs_ON_Diverse_Howarth_2023_05_05 | 2033 | Electrolyser 2050 | Crossload | Hydrogen | NY | Dispatch-Crossload | FuelCost | 0 | [6 empty] | 0.60057 | 0
LCP_Inputs_ON_Diverse_Howarth_2023_05_05 | 2033 | Electrolyser 2050 | Crossload | Hydrogen | NY | Dispatch-Crossload | VOM | 0 | [6 empty] | 0.60057 | 0
LCP_Inputs_ON_Diverse_Howarth_2023_05_05 | 2033 | Electrolyser 2050 | Crossload | Hydrogen | ON | Dispatch-Crossload | EmissionsCost | 0 | [6 empty] | 0.60057 | 0
LCP_Inputs_ON_Diverse_Howarth_2023_05_05 | 2033 | Electrolyser 2050 | Crossload | Hydrogen | ON | Dispatch-Crossload | FuelCost | 0 | [6 empty] | 0.60057 | 0
LCP_Inputs_ON_Diverse_Howarth_2023_05_05 | 2033 | Electrolyser 2050 | Crossload | Hydrogen | ON | Dispatch-Crossload | VOM | 0 | [6 empty] | 0.60057 | 0
LCP_Inputs_ON_Diverse_Howarth_2023_05_05 | 2033 | Electrolyser 2050 | Crossload | Hydrogen | PJ | Dispatch-Crossload | EmissionsCost | 0 | [6 empty] | 0.60057 | 0
LCP_Inputs_ON_Diverse_Howarth_2023_05_05 | 2033 | Electrolyser 2050 | Crossload | Hydrogen | PJ | Dispatch-Crossload | FuelCost | 0 | [6 empty] | 0.60057 | 0
LCP_Inputs_ON_Diverse_Howarth_2023_05_05 | 2033 | Electrolyser 2050 | Crossload | Hydrogen | PJ | Dispatch-Crossload | VOM | 0 | [6 empty] | 0.60057 | 0
LCP_Inputs_ON_Diverse_Howarth_2023_05_05 | 2033 | Electrolyser 2050 | Crossload | Hydrogen | QC | Dispatch-Crossload | EmissionsCost | 0 | [6 empty] | 0.60057 | 0
LCP_Inputs_ON_Diverse_Howarth_2023_05_05 | 2033 | Electrolyser 2050 | Crossload | Hydrogen | QC | Dispatch-Crossload | FuelCost | 0 | [6 empty] | 0.60057 | 0
LCP_Inputs_ON_Diverse_Howarth_2023_05_05 | 2033 | Electrolyser 2050 | Crossload | Hydrogen | QC | Dispatch-Crossload | VOM | 0 | [6 empty] | 0.60057 | 0
LCP_Inputs_ON_Diverse_Howarth_2023_05_05 | 2033 | Electrolyser 2050 | Crossload | Hydrogen | WC | Dispatch-Crossload | EmissionsCost | 0 | [6 empty] | 0.60057 | 0
LCP_Inputs_ON_Diverse_Howarth_2023_05_05 | 2033 | Electrolyser 2050 | Crossload | Hydrogen | WC | Dispatch-Crossload | FuelCost | 0 | [6 empty] | 0.60057 | 0
LCP_Inputs_ON_Diverse_Howarth_2023_05_05 | 2033 | Electrolyser 2050 | Crossload | Hydrogen | WC | Dispatch-Crossload | VOM | 0 | [6 empty] | 0.60057 | 0
LCP_Inputs_ON_Diverse_Howarth_2023_05_05 | 2033 | Fossil Fuel Thermal (Coal, Peat, Oil) | Generation | Electricity | MI | Dispatch-Generation | EmissionsCost | 0 | [6 empty] | 0.60057 | 0
LCP_Inputs_ON_Diverse_Howarth_2023_05_05 | 2033 | Fossil Fuel Thermal (Coal, Peat, Oil) | Generation | Electricity | MI | Dispatch-Generation | FuelCost | 0 | [6 empty] | 0.60057 | 0
LCP_Inputs_ON_Diverse_Howarth_2023_05_05 | 2033 | Fossil Fuel Thermal (Coal, Peat, Oil) | Generation | Electricity | MI | Dispatch-Generation | VOM | 0 | [6 empty] | 0.60057 | 0
LCP_Inputs_ON_Diverse_Howarth_2023_05_05 | 2033 | Fossil Fuel Thermal (Coal, Peat, Oil) | Generation | Electricity | NY | Dispatch-Generation | EmissionsCost | 0 | [6 empty] | 0.60057 | 0
LCP_Inputs_ON_Diverse_Howarth_2023_05_05 | 2033 | Fossil Fuel Thermal (Coal, Peat, Oil) | Generation | Electricity | NY | Dispatch-Generation | FuelCost | 0 | [6 empty] | 0.60057 | 0
LCP_Inputs_ON_Diverse_Howarth_2023_05_05 | 2033 | Fossil Fuel Thermal (Coal, Peat, Oil) | Generation | Electricity | NY | Dispatch-Generation | VOM | 0 | [6 empty] | 0.60057 | 0
LCP_Inputs_ON_Diverse_Howarth_2023_05_05 | 2033 | Fossil Fuel Thermal (Coal, Peat, Oil) | Generation | Electricity | ON | Dispatch-Generation | EmissionsCost | 0 | [6 empty] | 0.60057 | 0
LCP_Inputs_ON_Diverse_Howarth_2023_05_05 | 2033 | Fossil Fuel Thermal (Coal, Peat, Oil) | Generation | Electricity | ON | Dispatch-Generation | FuelCost | 0 | [6 empty] | 0.60057 | 0
LCP_Inputs_ON_Diverse_Howarth_2023_05_05 | 2033 | Fossil Fuel Thermal (Coal, Peat, Oil) | Generation | Electricity | ON | Dispatch-Generation | VOM | 0 | [6 empty] | 0.60057 | 0
LCP_Inputs_ON_Diverse_Howarth_2023_05_05 | 2033 | Fossil Fuel Thermal (Coal, Peat, Oil) | Generation | Electricity | PJ | Dispatch-Generation | EmissionsCost | 0 | [6 empty] | 0.60057 | 0
LCP_Inputs_ON_Diverse_Howarth_2023_05_05 | 2033 | Fossil Fuel Thermal (Coal, Peat, Oil) | Generation | Electricity | PJ | Dispatch-Generation | FuelCost | 0 | [6 empty] | 0.60057 | 0
LCP_Inputs_ON_Diverse_Howarth_2023_05_05 | 2033 | Fossil Fuel Thermal (Coal, Peat, Oil) | Generation | Electricity | PJ | Dispatch-Generation | VOM | 0 | [6 empty] | 0.60057 | 0
LCP_Inputs_ON_Diverse_Howarth_2023_05_05 | 2033 | Fossil Fuel Thermal (Coal, Peat, Oil) | Generation | Electricity | QC | Dispatch-Generation | EmissionsCost | 0 | [6 empty] | 0.60057 | 0
LCP_Inputs_ON_Diverse_Howarth_2023_05_05 | 2033 | Fossil Fuel Thermal (Coal, Peat, Oil) | Generation | Electricity | QC | Dispatch-Generation | FuelCost | 0 | [6 empty] | 0.60057 | 0
LCP_Inputs_ON_Diverse_Howarth_2023_05_05 | 2033 | Fossil Fuel Thermal (Coal, Peat, Oil) | Generation | Electricity | QC | Dispatch-Generation | VOM | 0 | [6 empty] | 0.60057 | 0
LCP_Inputs_ON_Diverse_Howarth_2023_05_05 | 2033 | Fossil Fuel Thermal (Coal, Peat, Oil) | Generation | Electricity | WC | Dispatch-Generation | EmissionsCost | 0 | [6 empty] | 0.60057 | 0
LCP_Inputs_ON_Diverse_Howarth_2023_05_05 | 2033 | Fossil Fuel Thermal (Coal, Peat, Oil) | Generation | Electricity | WC | Dispatch-Generation | FuelCost | 0 | [6 empty] | 0.60057 | 0
LCP_Inputs_ON_Diverse_Howarth_2023_05_05 | 2033 | Fossil Fuel Thermal (Coal, Peat, Oil) | Generation | Electricity | WC | Dispatch-Generation | VOM | 0 | [6 empty] | 0.60057 | 0
LCP_Inputs_ON_Diverse_Howarth_2023_05_05 | 2033 | Generic - Generator | Generation | Electricity | MI | Dispatch-Generation | EmissionsCost | 0 | [6 empty] | 0.60057 | 0
LCP_Inputs_ON_Diverse_Howarth_2023_05_05 | 2033 | Generic - Generator | Generation | Electricity | MI | Dispatch-Generation | FuelCost | 1839075380.8143 | [6 empty] | 0.60057 | 1104501016.1653
LCP_Inputs_ON_Diverse_Howarth_2023_05_05 | 2033 | Generic - Generator | Generation | Electricity | MI | Dispatch-Generation | VOM | 64222752.8074 | [6 empty] | 0.60057 | 38570521.0763
LCP_Inputs_ON_Diverse_Howarth_2023_05_05 | 2033 | Generic - Generator | Generation | Electricity | NY | Dispatch-Generation | EmissionsCost | 0 | [6 empty] | 0.60057 | 0
LCP_Inputs_ON_Diverse_Howarth_2023_05_05 | 2033 | Generic - Generator | Generation | Electricity | NY | Dispatch-Generation | FuelCost | 809920213.6898 | [6 empty] | 0.60057 | 486417092.1787
LCP_Inputs_ON_Diverse_Howarth_2023_05_05 | 2033 | Generic - Generator | Generation | Electricity | NY | Dispatch-Generation | VOM | 28283400.5719 | [6 empty] | 0.60057 | 16986277.4513
LCP_Inputs_ON_Diverse_Howarth_2023_05_05 | 2033 | Generic - Generator | Generation | Electricity | ON | Dispatch-Generation | EmissionsCost | 0 | [6 empty] | 0.60057 | 0
LCP_Inputs_ON_Diverse_Howarth_2023_05_05 | 2033 | Generic - Generator | Generation | Electricity | ON | Dispatch-Generation | FuelCost | 0 | [6 empty] | 0.60057 | 0
LCP_Inputs_ON_Diverse_Howarth_2023_05_05 | 2033 | Generic - Generator | Generation | Electricity | ON | Dispatch-Generation | VOM | 0 | [6 empty] | 0.60057 | 0
LCP_Inputs_ON_Diverse_Howarth_2023_05_05 | 2033 | Generic - Generator | Generation | Electricity | PJ | Dispatch-Generation | EmissionsCost | 0 | [6 empty] | 0.60057 | 0
LCP_Inputs_ON_Diverse_Howarth_2023_05_05 | 2033 | Generic - Generator | Generation | Electricity | PJ | Dispatch-Generation | FuelCost | 7330430703.3579 | [6 empty] | 0.60057 | 4402466720.6427
LCP_Inputs_ON_Diverse_Howarth_2023_05_05 | 2033 | Generic - Generator | Generation | Electricity | PJ | Dispatch-Generation | VOM | 255987570.6808 | [6 empty] | 0.60057 | 153739501.3234
LCP_Inputs_ON_Diverse_Howarth_2023_05_05 | 2033 | Generic - Generator | Generation | Electricity | QC | Dispatch-Generation | EmissionsCost | 0 | [6 empty] | 0.60057 | 0
LCP_Inputs_ON_Diverse_Howarth_2023_05_05 | 2033 | Generic - Generator | Generation | Electricity | QC | Dispatch-Generation | FuelCost | 0 | [6 empty] | 0.60057 | 0
LCP_Inputs_ON_Diverse_Howarth_2023_05_05 | 2033 | Generic - Generator | Generation | Electricity | QC | Dispatch-Generation | VOM | 0 | [6 empty] | 0.60057 | 0
LCP_Inputs_ON_Diverse_Howarth_2023_05_05 | 2033 | Generic - Generator | Generation | Electricity | WC | Dispatch-Generation | EmissionsCost | 0 | [6 empty] | 0.60057 | 0
LCP_Inputs_ON_Diverse_Howarth_2023_05_05 | 2033 | Generic - Generator | Generation | Electricity | WC | Dispatch-Generation | FuelCost | 1737227.6587 | [6 empty] | 0.60057 | 1043333.9135
LCP_Inputs_ON_Diverse_Howarth_2023_05_05 | 2033 | Generic - Generator | Generation | Electricity | WC | Dispatch-Generation | VOM | 60666.1063 | [6 empty] | 0.60057 | 36434.4913
LCP_Inputs_ON_Diverse_Howarth_2023_05_05 | 2033 | H2 Import - QC | Import | Hydrogen | MI | Dispatch-Import | EmissionsCost | 0 | [6 empty] | 0.60057 | 0
LCP_Inputs_ON_Diverse_Howarth_2023_05_05 | 2033 | H2 Import - QC | Import | Hydrogen | MI | Dispatch-Import | FuelCost | 0 | [6 empty] | 0.60057 | 0
LCP_Inputs_ON_Diverse_Howarth_2023_05_05 | 2033 | H2 Import - QC | Import | Hydrogen | MI | Dispatch-Import | VOM | 0 | [6 empty] | 0.60057 | 0
LCP_Inputs_ON_Diverse_Howarth_2023_05_05 | 2033 | H2 Import - QC | Import | Hydrogen | NY | Dispatch-Import | EmissionsCost | 0 | [6 empty] | 0.60057 | 0
LCP_Inputs_ON_Diverse_Howarth_2023_05_05 | 2033 | H2 Import - QC | Import | Hydrogen | NY | Dispatch-Import | FuelCost | 0 | [6 empty] | 0.60057 | 0
LCP_Inputs_ON_Diverse_Howarth_2023_05_05 | 2033 | H2 Import - QC | Import | Hydrogen | NY | Dispatch-Import | VOM | 0 | [6 empty] | 0.60057 | 0
LCP_Inputs_ON_Diverse_Howarth_2023_05_05 | 2033 | H2 Import - QC | Import | Hydrogen | ON | Dispatch-Import | EmissionsCost | 0 | [6 empty] | 0.60057 | 0
LCP_Inputs_ON_Diverse_Howarth_2023_05_05 | 2033 | H2 Import - QC | Import | Hydrogen | ON | Dispatch-Import | FuelCost | 0 | [6 empty] | 0.60057 | 0
LCP_Inputs_ON_Diverse_Howarth_2023_05_05 | 2033 | H2 Import - QC | Import | Hydrogen | ON | Dispatch-Import | VOM | 0 | [6 empty] | 0.60057 | 0
LCP_Inputs_ON_Diverse_Howarth_2023_05_05 | 2033 | H2 Import - QC | Import | Hydrogen | PJ | Dispatch-Import | EmissionsCost | 0 | [6 empty] | 0.60057 | 0
LCP_Inputs_ON_Diverse_Howarth_2023_05_05 | 2033 | H2 Import - QC | Import | Hydrogen | PJ | Dispatch-Import | FuelCost | 0 | [6 empty] | 0.60057 | 0
LCP_Inputs_ON_Diverse_Howarth_2023_05_05 | 2033 | H2 Import - QC | Import | Hydrogen | PJ | Dispatch-Import | VOM | 0 | [6 empty] | 0.60057 | 0
LCP_Inputs_ON_Diverse_Howarth_2023_05_05 | 2033 | H2 Import - QC | Import | Hydrogen | QC | Dispatch-Import | EmissionsCost | 0 | [6 empty] | 0.60057 | 0
LCP_Inputs_ON_Diverse_Howarth_2023_05_05 | 2033 | H2 Import - QC | Import | Hydrogen | QC | Dispatch-Import | FuelCost | 0 | [6 empty] | 0.60057 | 0
LCP_Inputs_ON_Diverse_Howarth_2023_05_05 | 2033 | H2 Import - QC | Import | Hydrogen | QC | Dispatch-Import | VOM | 0 | [6 empty] | 0.60057 | 0
LCP_Inputs_ON_Diverse_Howarth_2023_05_05 | 2033 | H2 Import - QC | Import | Hydrogen | WC | Dispatch-Import | EmissionsCost | 0 | [6 empty] | 0.60057 | 0
LCP_Inputs_ON_Diverse_Howarth_2023_05_05 | 2033 | H2 Import - QC | Import | Hydrogen | WC | Dispatch-Import | FuelCost | 0 | [6 empty] | 0.60057 | 0
LCP_Inputs_ON_Diverse_Howarth_2023_05_05 | 2033 | H2 Import - QC | Import | Hydrogen | WC | Dispatch-Import | VOM | 0 | [6 empty] | 0.60057 | 0
LCP_Inputs_ON_Diverse_Howarth_2023_05_05 | 2033 | H2 Import - WC | Import | Hydrogen | MI | Dispatch-Import | EmissionsCost | 0 | [6 empty] | 0.60057 | 0
LCP_Inputs_ON_Diverse_Howarth_2023_05_05 | 2033 | H2 Import - WC | Import | Hydrogen | MI | Dispatch-Import | FuelCost | 0 | [6 empty] | 0.60057 | 0
LCP_Inputs_ON_Diverse_Howarth_2023_05_05 | 2033 | H2 Import - WC | Import | Hydrogen | MI | Dispatch-Import | VOM | 0 | [6 empty] | 0.60057 | 0
LCP_Inputs_ON_Diverse_Howarth_2023_05_05 | 2033 | H2 Import - WC | Import | Hydrogen | NY | Dispatch-Import | EmissionsCost | 0 | [6 empty] | 0.60057 | 0
LCP_Inputs_ON_Diverse_Howarth_2023_05_05 | 2033 | H2 Import - WC | Import | Hydrogen | NY | Dispatch-Import | FuelCost | 0 | [6 empty] | 0.60057 | 0
LCP_Inputs_ON_Diverse_Howarth_2023_05_05 | 2033 | H2 Import - WC | Import | Hydrogen | NY | Dispatch-Import | VOM | 0 | [6 empty] | 0.60057 | 0
LCP_Inputs_ON_Diverse_Howarth_2023_05_05 | 2033 | H2 Import - WC | Import | Hydrogen | ON | Dispatch-Import | EmissionsCost | 0 | [6 empty] | 0.60057 | 0
LCP_Inputs_ON_Diverse_Howarth_2023_05_05 | 2033 | H2 Import - WC | Import | Hydrogen | ON | Dispatch-Import | FuelCost | 0 | [6 empty] | 0.60057 | 0
LCP_Inputs_ON_Diverse_Howarth_2023_05_05 | 2033 | H2 Import - WC | Import | Hydrogen | ON | Dispatch-Import | VOM | 0 | [6 empty] | 0.60057 | 0
LCP_Inputs_ON_Diverse_Howarth_2023_05_05 | 2033 | H2 Import - WC | Import | Hydrogen | PJ | Dispatch-Import | EmissionsCost | 0 | [6 empty] | 0.60057 | 0
LCP_Inputs_ON_Diverse_Howarth_2023_05_05 | 2033 | H2 Import - WC | Import | Hydrogen | PJ | Dispatch-Import | FuelCost | 0 | [6 empty] | 0.60057 | 0
LCP_Inputs_ON_Diverse_Howarth_2023_05_05 | 2033 | H2 Import - WC | Import | Hydrogen | PJ | Dispatch-Import | VOM | 0 | [6 empty] | 0.60057 | 0
LCP_Inputs_ON_Diverse_Howarth_2023_05_05 | 2033 | H2 Import - WC | Import | Hydrogen | QC | Dispatch-Import | EmissionsCost | 0 | [6 empty] | 0.60057 | 0
LCP_Inputs_ON_Diverse_Howarth_2023_05_05 | 2033 | H2 Import - WC | Import | Hydrogen | QC | Dispatch-Import | FuelCost | 0 | [6 empty] | 0.60057 | 0
LCP_Inputs_ON_Diverse_Howarth_2023_05_05 | 2033 | H2 Import - WC | Import | Hydrogen | QC | Dispatch-Import | VOM | 0 | [6 empty] | 0.60057 | 0
LCP_Inputs_ON_Diverse_Howarth_2023_05_05 | 2033 | H2 Import - WC | Import | Hydrogen | WC | Dispatch-Import | EmissionsCost | 0 | [6 empty] | 0.60057 | 0
LCP_Inputs_ON_Diverse_Howarth_2023_05_05 | 2033 | H2 Import - WC | Import | Hydrogen | WC | Dispatch-Import | FuelCost | 0 | [6 empty] | 0.60057 | 0
LCP_Inputs_ON_Diverse_Howarth_2023_05_05 | 2033 | H2 Import - WC | Import | Hydrogen | WC | Dispatch-Import | VOM | 0 | [6 empty] | 0.60057 | 0
LCP_Inputs_ON_Diverse_Howarth_2023_05_05 | 2033 | H2 Salt Cavern Storage - ON | Storage | Hydrogen | MI | Dispatch-Storage | EmissionsCost | 0 | [6 empty] | 0.60057 | 0
LCP_Inputs_ON_Diverse_Howarth_2023_05_05 | 2033 | H2 Salt Cavern Storage - ON | Storage | Hydrogen | MI | Dispatch-Storage | FuelCost | 0 | [6 empty] | 0.60057 | 0
LCP_Inputs_ON_Diverse_Howarth_2023_05_05 | 2033 | H2 Salt Cavern Storage - ON | Storage | Hydrogen | MI | Dispatch-Storage | VOM | 0 | [6 empty] | 0.60057 | 0
LCP_Inputs_ON_Diverse_Howarth_2023_05_05 | 2033 | H2 Salt Cavern Storage - ON | Storage | Hydrogen | NY | Dispatch-Storage | EmissionsCost | 0 | [6 empty] | 0.60057 | 0
LCP_Inputs_ON_Diverse_Howarth_2023_05_05 | 2033 | H2 Salt Cavern Storage - ON | Storage | Hydrogen | NY | Dispatch-Storage | FuelCost | 0 | [6 empty] | 0.60057 | 0
LCP_Inputs_ON_Diverse_Howarth_2023_05_05 | 2033 | H2 Salt Cavern Storage - ON | Storage | Hydrogen | NY | Dispatch-Storage | VOM | 0 | [6 empty] | 0.60057 | 0
LCP_Inputs_ON_Diverse_Howarth_2023_05_05 | 2033 | H2 Salt Cavern Storage - ON | Storage | Hydrogen | ON | Dispatch-Storage | EmissionsCost | 0 | [6 empty] | 0.60057 | 0
LCP_Inputs_ON_Diverse_Howarth_2023_05_05 | 2033 | H2 Salt Cavern Storage - ON | Storage | Hydrogen | ON | Dispatch-Storage | FuelCost | 0 | [6 empty] | 0.60057 | 0
LCP_Inputs_ON_Diverse_Howarth_2023_05_05 | 2033 | H2 Salt Cavern Storage - ON | Storage | Hydrogen | ON | Dispatch-Storage | VOM | 15321818.625 | [6 empty] | 0.60057 | 9201887.2186
LCP_Inputs_ON_Diverse_Howarth_2023_05_05 | 2033 | H2 Salt Cavern Storage - ON | Storage | Hydrogen | PJ | Dispatch-Storage | EmissionsCost | 0 | [6 empty] | 0.60057 | 0
LCP_Inputs_ON_Diverse_Howarth_2023_05_05 | 2033 | H2 Salt Cavern Storage - ON | Storage | Hydrogen | PJ | Dispatch-Storage | FuelCost | 0 | [6 empty] | 0.60057 | 0
LCP_Inputs_ON_Diverse_Howarth_2023_05_05 | 2033 | H2 Salt Cavern Storage - ON | Storage | Hydrogen | PJ | Dispatch-Storage | VOM | 0 | [6 empty] | 0.60057 | 0
LCP_Inputs_ON_Diverse_Howarth_2023_05_05 | 2033 | H2 Salt Cavern Storage - ON | Storage | Hydrogen | QC | Dispatch-Storage | EmissionsCost | 0 | [6 empty] | 0.60057 | 0
LCP_Inputs_ON_Diverse_Howarth_2023_05_05 | 2033 | H2 Salt Cavern Storage - ON | Storage | Hydrogen | QC | Dispatch-Storage | FuelCost | 0 | [6 empty] | 0.60057 | 0
LCP_Inputs_ON_Diverse_Howarth_2023_05_05 | 2033 | H2 Salt Cavern Storage - ON | Storage | Hydrogen | QC | Dispatch-Storage | VOM | 0 | [6 empty] | 0.60057 | 0
LCP_Inputs_ON_Diverse_Howarth_2023_05_05 | 2033 | H2 Salt Cavern Storage - ON | Storage | Hydrogen | WC | Dispatch-Storage | EmissionsCost | 0 | [6 empty] | 0.60057 | 0
LCP_Inputs_ON_Diverse_Howarth_2023_05_05 | 2033 | H2 Salt Cavern Storage - ON | Storage | Hydrogen | WC | Dispatch-Storage | FuelCost | 0 | [6 empty] | 0.60057 | 0
LCP_Inputs_ON_Diverse_Howarth_2023_05_05 | 2033 | H2 Salt Cavern Storage - ON | Storage | Hydrogen | WC | Dispatch-Storage | VOM | 0 | [6 empty] | 0.60057 | 0
LCP_Inputs_ON_Diverse_Howarth_2023_05_05 | 2033 | Hydro | Generation | Electricity | MI | Dispatch-Generation | EmissionsCost | 0 | [6 empty] | 0.60057 | 0
LCP_Inputs_ON_Diverse_Howarth_2023_05_05 | 2033 | Hydro | Generation | Electricity | MI | Dispatch-Generation | FuelCost | 0 | [6 empty] | 0.60057 | 0
LCP_Inputs_ON_Diverse_Howarth_2023_05_05 | 2033 | Hydro | Generation | Electricity | MI | Dispatch-Generation | VOM | 0 | [6 empty] | 0.60057 | 0
LCP_Inputs_ON_Diverse_Howarth_2023_05_05 | 2033 | Hydro | Generation | Electricity | NY | Dispatch-Generation | EmissionsCost | 0 | [6 empty] | 0.60057 | 0
LCP_Inputs_ON_Diverse_Howarth_2023_05_05 | 2033 | Hydro | Generation | Electricity | NY | Dispatch-Generation | FuelCost | 0 | [6 empty] | 0.60057 | 0
LCP_Inputs_ON_Diverse_Howarth_2023_05_05 | 2033 | Hydro | Generation | Electricity | NY | Dispatch-Generation | VOM | 0 | [6 empty] | 0.60057 | 0
LCP_Inputs_ON_Diverse_Howarth_2023_05_05 | 2033 | Hydro | Generation | Electricity | ON | Dispatch-Generation | EmissionsCost | 0 | [6 empty] | 0.60057 | 0
LCP_Inputs_ON_Diverse_Howarth_2023_05_05 | 2033 | Hydro | Generation | Electricity | ON | Dispatch-Generation | FuelCost | 0 | [6 empty] | 0.60057 | 0
LCP_Inputs_ON_Diverse_Howarth_2023_05_05 | 2033 | Hydro | Generation | Electricity | ON | Dispatch-Generation | VOM | 0 | [6 empty] | 0.60057 | 0
LCP_Inputs_ON_Diverse_Howarth_2023_05_05 | 2033 | Hydro | Generation | Electricity | PJ | Dispatch-Generation | EmissionsCost | 0 | [6 empty] | 0.60057 | 0
LCP_Inputs_ON_Diverse_Howarth_2023_05_05 | 2033 | Hydro | Generation | Electricity | PJ | Dispatch-Generation | FuelCost | 0 | [6 empty] | 0.60057 | 0
LCP_Inputs_ON_Diverse_Howarth_2023_05_05 | 2033 | Hydro | Generation | Electricity | PJ | Dispatch-Generation | VOM | 0 | [6 empty] | 0.60057 | 0
LCP_Inputs_ON_Diverse_Howarth_2023_05_05 | 2033 | Hydro | Generation | Electricity | QC | Dispatch-Generation | EmissionsCost | 0 | [6 empty] | 0.60057 | 0
LCP_Inputs_ON_Diverse_Howarth_2023_05_05 | 2033 | Hydro | Generation | Electricity | QC | Dispatch-Generation | FuelCost | 0 | [6 empty] | 0.60057 | 0
LCP_Inputs_ON_Diverse_Howarth_2023_05_05 | 2033 | Hydro | Generation | Electricity | QC | Dispatch-Generation | VOM | 0 | [6 empty] | 0.60057 | 0
LCP_Inputs_ON_Diverse_Howarth_2023_05_05 | 2033 | Hydro | Generation | Electricity | WC | Dispatch-Generation | EmissionsCost | 0 | [6 empty] | 0.60057 | 0
LCP_Inputs_ON_Diverse_Howarth_2023_05_05 | 2033 | Hydro | Generation | Electricity | WC | Dispatch-Generation | FuelCost | 0 | [6 empty] | 0.60057 | 0
LCP_Inputs_ON_Diverse_Howarth_2023_05_05 | 2033 | Hydro | Generation | Electricity | WC | Dispatch-Generation | VOM | 0 | [6 empty] | 0.60057 | 0
LCP_Inputs_ON_Diverse_Howarth_2023_05_05 | 2033 | Hydro Pumped Storage | Storage | Electricity | MI | Dispatch-Storage | EmissionsCost | 0 | [6 empty] | 0.60057 | 0
LCP_Inputs_ON_Diverse_Howarth_2023_05_05 | 2033 | Hydro Pumped Storage | Storage | Electricity | MI | Dispatch-Storage | FuelCost | 0 | [6 empty] | 0.60057 | 0
LCP_Inputs_ON_Diverse_Howarth_2023_05_05 | 2033 | Hydro Pumped Storage | Storage | Electricity | MI | Dispatch-Storage | VOM | 0 | [6 empty] | 0.60057 | 0
LCP_Inputs_ON_Diverse_Howarth_2023_05_05 | 2033 | Hydro Pumped Storage | Storage | Electricity | NY | Dispatch-Storage | EmissionsCost | 0 | [6 empty] | 0.60057 | 0
LCP_Inputs_ON_Diverse_Howarth_2023_05_05 | 2033 | Hydro Pumped Storage | Storage | Electricity | NY | Dispatch-Storage | FuelCost | 0 | [6 empty] | 0.60057 | 0
LCP_Inputs_ON_Diverse_Howarth_2023_05_05 | 2033 | Hydro Pumped Storage | Storage | Electricity | NY | Dispatch-Storage | VOM | 0 | [6 empty] | 0.60057 | 0
LCP_Inputs_ON_Diverse_Howarth_2023_05_05 | 2033 | Hydro Pumped Storage | Storage | Electricity | ON | Dispatch-Storage | EmissionsCost | 0 | [6 empty] | 0.60057 | 0
LCP_Inputs_ON_Diverse_Howarth_2023_05_05 | 2033 | Hydro Pumped Storage | Storage | Electricity | ON | Dispatch-Storage | FuelCost | 0 | [6 empty] | 0.60057 | 0
LCP_Inputs_ON_Diverse_Howarth_2023_05_05 | 2033 | Hydro Pumped Storage | Storage | Electricity | ON | Dispatch-Storage | VOM | 0 | [6 empty] | 0.60057 | 0
LCP_Inputs_ON_Diverse_Howarth_2023_05_05 | 2033 | Hydro Pumped Storage | Storage | Electricity | PJ | Dispatch-Storage | EmissionsCost | 0 | [6 empty] | 0.60057 | 0
LCP_Inputs_ON_Diverse_Howarth_2023_05_05 | 2033 | Hydro Pumped Storage | Storage | Electricity | PJ | Dispatch-Storage | FuelCost | 0 | [6 empty] | 0.60057 | 0
LCP_Inputs_ON_Diverse_Howarth_2023_05_05 | 2033 | Hydro Pumped Storage | Storage | Electricity | PJ | Dispatch-Storage | VOM | 0 | [6 empty] | 0.60057 | 0
LCP_Inputs_ON_Diverse_Howarth_2023_05_05 | 2033 | Hydro Pumped Storage | Storage | Electricity | QC | Dispatch-Storage | EmissionsCost | 0 | [6 empty] | 0.60057 | 0
LCP_Inputs_ON_Diverse_Howarth_2023_05_05 | 2033 | Hydro Pumped Storage | Storage | Electricity | QC | Dispatch-Storage | FuelCost | 0 | [6 empty] | 0.60057 | 0
LCP_Inputs_ON_Diverse_Howarth_2023_05_05 | 2033 | Hydro Pumped Storage | Storage | Electricity | QC | Dispatch-Storage | VOM | 0 | [6 empty] | 0.60057 | 0
LCP_Inputs_ON_Diverse_Howarth_2023_05_05 | 2033 | Hydro Pumped Storage | Storage | Electricity | WC | Dispatch-Storage | EmissionsCost | 0 | [6 empty] | 0.60057 | 0
LCP_Inputs_ON_Diverse_Howarth_2023_05_05 | 2033 | Hydro Pumped Storage | Storage | Electricity | WC | Dispatch-Storage | FuelCost | 0 | [6 empty] | 0.60057 | 0
LCP_Inputs_ON_Diverse_Howarth_2023_05_05 | 2033 | Hydro Pumped Storage | Storage | Electricity | WC | Dispatch-Storage | VOM | 0 | [6 empty] | 0.60057 | 0
LCP_Inputs_ON_Diverse_Howarth_2023_05_05 | 2033 | Nuclear | Generation | Electricity | MI | Dispatch-Generation | EmissionsCost | 0 | [6 empty] | 0.60057 | 0
LCP_Inputs_ON_Diverse_Howarth_2023_05_05 | 2033 | Nuclear | Generation | Electricity | MI | Dispatch-Generation | FuelCost | 0 | [6 empty] | 0.60057 | 0
LCP_Inputs_ON_Diverse_Howarth_2023_05_05 | 2033 | Nuclear | Generation | Electricity | MI | Dispatch-Generation | VOM | 2762866296.96 | [6 empty] | 0.60057 | 1659305901.409
LCP_Inputs_ON_Diverse_Howarth_2023_05_05 | 2033 | Nuclear | Generation | Electricity | NY | Dispatch-Generation | EmissionsCost | 0 | [6 empty] | 0.60057 | 0
LCP_Inputs_ON_Diverse_Howarth_2023_05_05 | 2033 | Nuclear | Generation | Electricity | NY | Dispatch-Generation | FuelCost | 0 | [6 empty] | 0.60057 | 0
LCP_Inputs_ON_Diverse_Howarth_2023_05_05 | 2033 | Nuclear | Generation | Electricity | NY | Dispatch-Generation | VOM | 2246155230.144 | [6 empty] | 0.60057 | 1348982624.6604
LCP_Inputs_ON_Diverse_Howarth_2023_05_05 | 2033 | Nuclear | Generation | Electricity | ON | Dispatch-Generation | EmissionsCost | 0 | [6 empty] | 0.60057 | 0
LCP_Inputs_ON_Diverse_Howarth_2023_05_05 | 2033 | Nuclear | Generation | Electricity | ON | Dispatch-Generation | FuelCost | 0 | [6 empty] | 0.60057 | 0
LCP_Inputs_ON_Diverse_Howarth_2023_05_05 | 2033 | Nuclear | Generation | Electricity | ON | Dispatch-Generation | VOM | 7181421070.9787 | [6 empty] | 0.60057 | 4312975396.8514
LCP_Inputs_ON_Diverse_Howarth_2023_05_05 | 2033 | Nuclear | Generation | Electricity | PJ | Dispatch-Generation | EmissionsCost | 0 | [6 empty] | 0.60057 | 0
LCP_Inputs_ON_Diverse_Howarth_2023_05_05 | 2033 | Nuclear | Generation | Electricity | PJ | Dispatch-Generation | FuelCost | 0 | [6 empty] | 0.60057 | 0
LCP_Inputs_ON_Diverse_Howarth_2023_05_05 | 2033 | Nuclear | Generation | Electricity | PJ | Dispatch-Generation | VOM | 6401347648.6848 | [6 empty] | 0.60057 | 3844483514.1392
LCP_Inputs_ON_Diverse_Howarth_2023_05_05 | 2033 | Nuclear | Generation | Electricity | QC | Dispatch-Generation | EmissionsCost | 0 | [6 empty] | 0.60057 | 0
LCP_Inputs_ON_Diverse_Howarth_2023_05_05 | 2033 | Nuclear | Generation | Electricity | QC | Dispatch-Generation | FuelCost | 0 | [6 empty] | 0.60057 | 0
LCP_Inputs_ON_Diverse_Howarth_2023_05_05 | 2033 | Nuclear | Generation | Electricity | QC | Dispatch-Generation | VOM | 0 | [6 empty] | 0.60057 | 0
LCP_Inputs_ON_Diverse_Howarth_2023_05_05 | 2033 | Nuclear | Generation | Electricity | WC | Dispatch-Generation | EmissionsCost | 0 | [6 empty] | 0.60057 | 0
LCP_Inputs_ON_Diverse_Howarth_2023_05_05 | 2033 | Nuclear | Generation | Electricity | WC | Dispatch-Generation | FuelCost | 0 | [6 empty] | 0.60057 | 0
LCP_Inputs_ON_Diverse_Howarth_2023_05_05 | 2033 | Nuclear | Generation | Electricity | WC | Dispatch-Generation | VOM | 0 | [6 empty] | 0.60057 | 0
LCP_Inputs_ON_Diverse_Howarth_2023_05_05 | 2033 | Nuclear SMR | Generation | Electricity | MI | Dispatch-Generation | EmissionsCost | 0 | [6 empty] | 0.60057 | 0
LCP_Inputs_ON_Diverse_Howarth_2023_05_05 | 2033 | Nuclear SMR | Generation | Electricity | MI | Dispatch-Generation | FuelCost | 0 | [6 empty] | 0.60057 | 0
LCP_Inputs_ON_Diverse_Howarth_2023_05_05 | 2033 | Nuclear SMR | Generation | Electricity | MI | Dispatch-Generation | VOM | 0 | [6 empty] | 0.60057 | 0
LCP_Inputs_ON_Diverse_Howarth_2023_05_05 | 2033 | Nuclear SMR | Generation | Electricity | NY | Dispatch-Generation | EmissionsCost | 0 | [6 empty] | 0.60057 | 0
LCP_Inputs_ON_Diverse_Howarth_2023_05_05 | 2033 | Nuclear SMR | Generation | Electricity | NY | Dispatch-Generation | FuelCost | 0 | [6 empty] | 0.60057 | 0
LCP_Inputs_ON_Diverse_Howarth_2023_05_05 | 2033 | Nuclear SMR | Generation | Electricity | NY | Dispatch-Generation | VOM | 0 | [6 empty] | 0.60057 | 0
LCP_Inputs_ON_Diverse_Howarth_2023_05_05 | 2033 | Nuclear SMR | Generation | Electricity | ON | Dispatch-Generation | EmissionsCost | 0 | [6 empty] | 0.60057 | 0
LCP_Inputs_ON_Diverse_Howarth_2023_05_05 | 2033 | Nuclear SMR | Generation | Electricity | ON | Dispatch-Generation | FuelCost | 0 | [6 empty] | 0.60057 | 0
LCP_Inputs_ON_Diverse_Howarth_2023_05_05 | 2033 | Nuclear SMR | Generation | Electricity | ON | Dispatch-Generation | VOM | 19039640.4 | [6 empty] | 0.60057 | 11434714.6336
LCP_Inputs_ON_Diverse_Howarth_2023_05_05 | 2033 | Nuclear SMR | Generation | Electricity | PJ | Dispatch-Generation | EmissionsCost | 0 | [6 empty] | 0.60057 | 0
LCP_Inputs_ON_Diverse_Howarth_2023_05_05 | 2033 | Nuclear SMR | Generation | Electricity | PJ | Dispatch-Generation | FuelCost | 0 | [6 empty] | 0.60057 | 0
LCP_Inputs_ON_Diverse_Howarth_2023_05_05 | 2033 | Nuclear SMR | Generation | Electricity | PJ | Dispatch-Generation | VOM | 0 | [6 empty] | 0.60057 | 0
LCP_Inputs_ON_Diverse_Howarth_2023_05_05 | 2033 | Nuclear SMR | Generation | Electricity | QC | Dispatch-Generation | EmissionsCost | 0 | [6 empty] | 0.60057 | 0
LCP_Inputs_ON_Diverse_Howarth_2023_05_05 | 2033 | Nuclear SMR | Generation | Electricity | QC | Dispatch-Generation | FuelCost | 0 | [6 empty] | 0.60057 | 0
LCP_Inputs_ON_Diverse_Howarth_2023_05_05 | 2033 | Nuclear SMR | Generation | Electricity | QC | Dispatch-Generation | VOM | 0 | [6 empty] | 0.60057 | 0
LCP_Inputs_ON_Diverse_Howarth_2023_05_05 | 2033 | Nuclear SMR | Generation | Electricity | WC | Dispatch-Generation | EmissionsCost | 0 | [6 empty] | 0.60057 | 0
LCP_Inputs_ON_Diverse_Howarth_2023_05_05 | 2033 | Nuclear SMR | Generation | Electricity | WC | Dispatch-Generation | FuelCost | 0 | [6 empty] | 0.60057 | 0
LCP_Inputs_ON_Diverse_Howarth_2023_05_05 | 2033 | Nuclear SMR | Generation | Electricity | WC | Dispatch-Generation | VOM | 0 | [6 empty] | 0.60057 | 0
LCP_Inputs_ON_Diverse_Howarth_2023_05_05 | 2033 | O/CCGT - CH4 Existing | Crossload | Electricity | MI | Dispatch-Crossload | EmissionsCost | 0 | [6 empty] | 0.60057 | 0
LCP_Inputs_ON_Diverse_Howarth_2023_05_05 | 2033 | O/CCGT - CH4 Existing | Crossload | Electricity | MI | Dispatch-Crossload | FuelCost | 0 | [6 empty] | 0.60057 | 0
LCP_Inputs_ON_Diverse_Howarth_2023_05_05 | 2033 | O/CCGT - CH4 Existing | Crossload | Electricity | MI | Dispatch-Crossload | VOM | 0 | [6 empty] | 0.60057 | 0
LCP_Inputs_ON_Diverse_Howarth_2023_05_05 | 2033 | O/CCGT - CH4 Existing | Crossload | Electricity | NY | Dispatch-Crossload | EmissionsCost | 0 | [6 empty] | 0.60057 | 0
LCP_Inputs_ON_Diverse_Howarth_2023_05_05 | 2033 | O/CCGT - CH4 Existing | Crossload | Electricity | NY | Dispatch-Crossload | FuelCost | 0 | [6 empty] | 0.60057 | 0
LCP_Inputs_ON_Diverse_Howarth_2023_05_05 | 2033 | O/CCGT - CH4 Existing | Crossload | Electricity | NY | Dispatch-Crossload | VOM | 0 | [6 empty] | 0.60057 | 0
LCP_Inputs_ON_Diverse_Howarth_2023_05_05 | 2033 | O/CCGT - CH4 Existing | Crossload | Electricity | ON | Dispatch-Crossload | EmissionsCost | 5272408.1924 | [6 empty] | 0.60057 | 3166471.7319
LCP_Inputs_ON_Diverse_Howarth_2023_05_05 | 2033 | O/CCGT - CH4 Existing | Crossload | Electricity | ON | Dispatch-Crossload | FuelCost | 0 | [6 empty] | 0.60057 | 0
LCP_Inputs_ON_Diverse_Howarth_2023_05_05 | 2033 | O/CCGT - CH4 Existing | Crossload | Electricity | ON | Dispatch-Crossload | VOM | 324468.7806 | [6 empty] | 0.60057 | 194867.5414
LCP_Inputs_ON_Diverse_Howarth_2023_05_05 | 2033 | O/CCGT - CH4 Existing | Crossload | Electricity | PJ | Dispatch-Crossload | EmissionsCost | 0 | [6 empty] | 0.60057 | 0
LCP_Inputs_ON_Diverse_Howarth_2023_05_05 | 2033 | O/CCGT - CH4 Existing | Crossload | Electricity | PJ | Dispatch-Crossload | FuelCost | 0 | [6 empty] | 0.60057 | 0
LCP_Inputs_ON_Diverse_Howarth_2023_05_05 | 2033 | O/CCGT - CH4 Existing | Crossload | Electricity | PJ | Dispatch-Crossload | VOM | 0 | [6 empty] | 0.60057 | 0
LCP_Inputs_ON_Diverse_Howarth_2023_05_05 | 2033 | O/CCGT - CH4 Existing | Crossload | Electricity | QC | Dispatch-Crossload | EmissionsCost | 0 | [6 empty] | 0.60057 | 0
LCP_Inputs_ON_Diverse_Howarth_2023_05_05 | 2033 | O/CCGT - CH4 Existing | Crossload | Electricity | QC | Dispatch-Crossload | FuelCost | 0 | [6 empty] | 0.60057 | 0
LCP_Inputs_ON_Diverse_Howarth_2023_05_05 | 2033 | O/CCGT - CH4 Existing | Crossload | Electricity | QC | Dispatch-Crossload | VOM | 0 | [6 empty] | 0.60057 | 0
LCP_Inputs_ON_Diverse_Howarth_2023_05_05 | 2033 | O/CCGT - CH4 Existing | Crossload | Electricity | WC | Dispatch-Crossload | EmissionsCost | 0 | [6 empty] | 0.60057 | 0
LCP_Inputs_ON_Diverse_Howarth_2023_05_05 | 2033 | O/CCGT - CH4 Existing | Crossload | Electricity | WC | Dispatch-Crossload | FuelCost | 0 | [6 empty] | 0.60057 | 0
LCP_Inputs_ON_Diverse_Howarth_2023_05_05 | 2033 | O/CCGT - CH4 Existing | Crossload | Electricity | WC | Dispatch-Crossload | VOM | 0 | [6 empty] | 0.60057 | 0
LCP_Inputs_ON_Diverse_Howarth_2023_05_05 | 2033 | O/CCGT - CH4 New | Crossload | Electricity | MI | Dispatch-Crossload | EmissionsCost | 0 | [6 empty] | 0.60057 | 0
LCP_Inputs_ON_Diverse_Howarth_2023_05_05 | 2033 | O/CCGT - CH4 New | Crossload | Electricity | MI | Dispatch-Crossload | FuelCost | 0 | [6 empty] | 0.60057 | 0
LCP_Inputs_ON_Diverse_Howarth_2023_05_05 | 2033 | O/CCGT - CH4 New | Crossload | Electricity | MI | Dispatch-Crossload | VOM | 0 | [6 empty] | 0.60057 | 0
LCP_Inputs_ON_Diverse_Howarth_2023_05_05 | 2033 | O/CCGT - CH4 New | Crossload | Electricity | NY | Dispatch-Crossload | EmissionsCost | 0 | [6 empty] | 0.60057 | 0
LCP_Inputs_ON_Diverse_Howarth_2023_05_05 | 2033 | O/CCGT - CH4 New | Crossload | Electricity | NY | Dispatch-Crossload | FuelCost | 0 | [6 empty] | 0.60057 | 0
LCP_Inputs_ON_Diverse_Howarth_2023_05_05 | 2033 | O/CCGT - CH4 New | Crossload | Electricity | NY | Dispatch-Crossload | VOM | 0 | [6 empty] | 0.60057 | 0
LCP_Inputs_ON_Diverse_Howarth_2023_05_05 | 2033 | O/CCGT - CH4 New | Crossload | Electricity | ON | Dispatch-Crossload | EmissionsCost | 309829.331 | [6 empty] | 0.60057 | 186075.4673
LCP_Inputs_ON_Diverse_Howarth_2023_05_05 | 2033 | O/CCGT - CH4 New | Crossload | Electricity | ON | Dispatch-Crossload | FuelCost | 0 | [6 empty] | 0.60057 | 0
LCP_Inputs_ON_Diverse_Howarth_2023_05_05 | 2033 | O/CCGT - CH4 New | Crossload | Electricity | ON | Dispatch-Crossload | VOM | 19067.178 | [6 empty] | 0.60057 | 11451.253
LCP_Inputs_ON_Diverse_Howarth_2023_05_05 | 2033 | O/CCGT - CH4 New | Crossload | Electricity | PJ | Dispatch-Crossload | EmissionsCost | 0 | [6 empty] | 0.60057 | 0
LCP_Inputs_ON_Diverse_Howarth_2023_05_05 | 2033 | O/CCGT - CH4 New | Crossload | Electricity | PJ | Dispatch-Crossload | FuelCost | 0 | [6 empty] | 0.60057 | 0
LCP_Inputs_ON_Diverse_Howarth_2023_05_05 | 2033 | O/CCGT - CH4 New | Crossload | Electricity | PJ | Dispatch-Crossload | VOM | 0 | [6 empty] | 0.60057 | 0
LCP_Inputs_ON_Diverse_Howarth_2023_05_05 | 2033 | O/CCGT - CH4 New | Crossload | Electricity | QC | Dispatch-Crossload | EmissionsCost | 0 | [6 empty] | 0.60057 | 0
LCP_Inputs_ON_Diverse_Howarth_2023_05_05 | 2033 | O/CCGT - CH4 New | Crossload | Electricity | QC | Dispatch-Crossload | FuelCost | 0 | [6 empty] | 0.60057 | 0
LCP_Inputs_ON_Diverse_Howarth_2023_05_05 | 2033 | O/CCGT - CH4 New | Crossload | Electricity | QC | Dispatch-Crossload | VOM | 0 | [6 empty] | 0.60057 | 0
LCP_Inputs_ON_Diverse_Howarth_2023_05_05 | 2033 | O/CCGT - CH4 New | Crossload | Electricity | WC | Dispatch-Crossload | EmissionsCost | 0 | [6 empty] | 0.60057 | 0
LCP_Inputs_ON_Diverse_Howarth_2023_05_05 | 2033 | O/CCGT - CH4 New | Crossload | Electricity | WC | Dispatch-Crossload | FuelCost | 0 | [6 empty] | 0.60057 | 0
LCP_Inputs_ON_Diverse_Howarth_2023_05_05 | 2033 | O/CCGT - CH4 New | Crossload | Electricity | WC | Dispatch-Crossload | VOM | 0 | [6 empty] | 0.60057 | 0
LCP_Inputs_ON_Diverse_Howarth_2023_05_05 | 2033 | O/CCGT - H2 New | Crossload | Electricity | MI | Dispatch-Crossload | EmissionsCost | 0 | [6 empty] | 0.60057 | 0
LCP_Inputs_ON_Diverse_Howarth_2023_05_05 | 2033 | O/CCGT - H2 New | Crossload | Electricity | MI | Dispatch-Crossload | FuelCost | 0 | [6 empty] | 0.60057 | 0
LCP_Inputs_ON_Diverse_Howarth_2023_05_05 | 2033 | O/CCGT - H2 New | Crossload | Electricity | MI | Dispatch-Crossload | VOM | 0 | [6 empty] | 0.60057 | 0
LCP_Inputs_ON_Diverse_Howarth_2023_05_05 | 2033 | O/CCGT - H2 New | Crossload | Electricity | NY | Dispatch-Crossload | EmissionsCost | 0 | [6 empty] | 0.60057 | 0
LCP_Inputs_ON_Diverse_Howarth_2023_05_05 | 2033 | O/CCGT - H2 New | Crossload | Electricity | NY | Dispatch-Crossload | FuelCost | 0 | [6 empty] | 0.60057 | 0
LCP_Inputs_ON_Diverse_Howarth_2023_05_05 | 2033 | O/CCGT - H2 New | Crossload | Electricity | NY | Dispatch-Crossload | VOM | 0 | [6 empty] | 0.60057 | 0
LCP_Inputs_ON_Diverse_Howarth_2023_05_05 | 2033 | O/CCGT - H2 New | Crossload | Electricity | ON | Dispatch-Crossload | EmissionsCost | 0 | [6 empty] | 0.60057 | 0
LCP_Inputs_ON_Diverse_Howarth_2023_05_05 | 2033 | O/CCGT - H2 New | Crossload | Electricity | ON | Dispatch-Crossload | FuelCost | 0 | [6 empty] | 0.60057 | 0
LCP_Inputs_ON_Diverse_Howarth_2023_05_05 | 2033 | O/CCGT - H2 New | Crossload | Electricity | ON | Dispatch-Crossload | VOM | 0 | [6 empty] | 0.60057 | 0
LCP_Inputs_ON_Diverse_Howarth_2023_05_05 | 2033 | O/CCGT - H2 New | Crossload | Electricity | PJ | Dispatch-Crossload | EmissionsCost | 0 | [6 empty] | 0.60057 | 0
LCP_Inputs_ON_Diverse_Howarth_2023_05_05 | 2033 | O/CCGT - H2 New | Crossload | Electricity | PJ | Dispatch-Crossload | FuelCost | 0 | [6 empty] | 0.60057 | 0
LCP_Inputs_ON_Diverse_Howarth_2023_05_05 | 2033 | O/CCGT - H2 New | Crossload | Electricity | PJ | Dispatch-Crossload | VOM | 0 | [6 empty] | 0.60057 | 0
LCP_Inputs_ON_Diverse_Howarth_2023_05_05 | 2033 | O/CCGT - H2 New | Crossload | Electricity | QC | Dispatch-Crossload | EmissionsCost | 0 | [6 empty] | 0.60057 | 0
LCP_Inputs_ON_Diverse_Howarth_2023_05_05 | 2033 | O/CCGT - H2 New | Crossload | Electricity | QC | Dispatch-Crossload | FuelCost | 0 | [6 empty] | 0.60057 | 0
LCP_Inputs_ON_Diverse_Howarth_2023_05_05 | 2033 | O/CCGT - H2 New | Crossload | Electricity | QC | Dispatch-Crossload | VOM | 0 | [6 empty] | 0.60057 | 0
LCP_Inputs_ON_Diverse_Howarth_2023_05_05 | 2033 | O/CCGT - H2 New | Crossload | Electricity | WC | Dispatch-Crossload | EmissionsCost | 0 | [6 empty] | 0.60057 | 0
LCP_Inputs_ON_Diverse_Howarth_2023_05_05 | 2033 | O/CCGT - H2 New | Crossload | Electricity | WC | Dispatch-Crossload | FuelCost | 0 | [6 empty] | 0.60057 | 0
LCP_Inputs_ON_Diverse_Howarth_2023_05_05 | 2033 | O/CCGT - H2 New | Crossload | Electricity | WC | Dispatch-Crossload | VOM | 0 | [6 empty] | 0.60057 | 0
LCP_Inputs_ON_Diverse_Howarth_2023_05_05 | 2033 | SMR CCS | Generation | Hydrogen | MI | Dispatch-Generation | EmissionsCost | 0 | [6 empty] | 0.60057 | 0
LCP_Inputs_ON_Diverse_Howarth_2023_05_05 | 2033 | SMR CCS | Generation | Hydrogen | MI | Dispatch-Generation | FuelCost | 0 | [6 empty] | 0.60057 | 0
LCP_Inputs_ON_Diverse_Howarth_2023_05_05 | 2033 | SMR CCS | Generation | Hydrogen | MI | Dispatch-Generation | VOM | 0 | [6 empty] | 0.60057 | 0
LCP_Inputs_ON_Diverse_Howarth_2023_05_05 | 2033 | SMR CCS | Generation | Hydrogen | NY | Dispatch-Generation | EmissionsCost | 0 | [6 empty] | 0.60057 | 0
LCP_Inputs_ON_Diverse_Howarth_2023_05_05 | 2033 | SMR CCS | Generation | Hydrogen | NY | Dispatch-Generation | FuelCost | 0 | [6 empty] | 0.60057 | 0
LCP_Inputs_ON_Diverse_Howarth_2023_05_05 | 2033 | SMR CCS | Generation | Hydrogen | NY | Dispatch-Generation | VOM | 0 | [6 empty] | 0.60057 | 0
LCP_Inputs_ON_Diverse_Howarth_2023_05_05 | 2033 | SMR CCS | Generation | Hydrogen | ON | Dispatch-Generation | EmissionsCost | 738580417.6146 | [6 empty] | 0.60057 | 443572259.3459
LCP_Inputs_ON_Diverse_Howarth_2023_05_05 | 2033 | SMR CCS | Generation | Hydrogen | ON | Dispatch-Generation | FuelCost | 492910088.0425 | [6 empty] | 0.60057 | 296029025.6727
LCP_Inputs_ON_Diverse_Howarth_2023_05_05 | 2033 | SMR CCS | Generation | Hydrogen | ON | Dispatch-Generation | VOM | 0 | [6 empty] | 0.60057 | 0
LCP_Inputs_ON_Diverse_Howarth_2023_05_05 | 2033 | SMR CCS | Generation | Hydrogen | PJ | Dispatch-Generation | EmissionsCost | 0 | [6 empty] | 0.60057 | 0
LCP_Inputs_ON_Diverse_Howarth_2023_05_05 | 2033 | SMR CCS | Generation | Hydrogen | PJ | Dispatch-Generation | FuelCost | 0 | [6 empty] | 0.60057 | 0
LCP_Inputs_ON_Diverse_Howarth_2023_05_05 | 2033 | SMR CCS | Generation | Hydrogen | PJ | Dispatch-Generation | VOM | 0 | [6 empty] | 0.60057 | 0
LCP_Inputs_ON_Diverse_Howarth_2023_05_05 | 2033 | SMR CCS | Generation | Hydrogen | QC | Dispatch-Generation | EmissionsCost | 0 | [6 empty] | 0.60057 | 0
LCP_Inputs_ON_Diverse_Howarth_2023_05_05 | 2033 | SMR CCS | Generation | Hydrogen | QC | Dispatch-Generation | FuelCost | 0 | [6 empty] | 0.60057 | 0
LCP_Inputs_ON_Diverse_Howarth_2023_05_05 | 2033 | SMR CCS | Generation | Hydrogen | QC | Dispatch-Generation | VOM | 0 | [6 empty] | 0.60057 | 0
LCP_Inputs_ON_Diverse_Howarth_2023_05_05 | 2033 | SMR CCS | Generation | Hydrogen | WC | Dispatch-Generation | EmissionsCost | 0 | [6 empty] | 0.60057 | 0
LCP_Inputs_ON_Diverse_Howarth_2023_05_05 | 2033 | SMR CCS | Generation | Hydrogen | WC | Dispatch-Generation | FuelCost | 0 | [6 empty] | 0.60057 | 0
LCP_Inputs_ON_Diverse_Howarth_2023_05_05 | 2033 | SMR CCS | Generation | Hydrogen | WC | Dispatch-Generation | VOM | 0 | [6 empty] | 0.60057 | 0
LCP_Inputs_ON_Diverse_Howarth_2023_05_05 | 2033 | Solar PV | Generation | Electricity | MI | Dispatch-Generation | EmissionsCost | 0 | [6 empty] | 0.60057 | 0
LCP_Inputs_ON_Diverse_Howarth_2023_05_05 | 2033 | Solar PV | Generation | Electricity | MI | Dispatch-Generation | FuelCost | 0 | [6 empty] | 0.60057 | 0
LCP_Inputs_ON_Diverse_Howarth_2023_05_05 | 2033 | Solar PV | Generation | Electricity | MI | Dispatch-Generation | VOM | 0 | [6 empty] | 0.60057 | 0
LCP_Inputs_ON_Diverse_Howarth_2023_05_05 | 2033 | Solar PV | Generation | Electricity | NY | Dispatch-Generation | EmissionsCost | 0 | [6 empty] | 0.60057 | 0
LCP_Inputs_ON_Diverse_Howarth_2023_05_05 | 2033 | Solar PV | Generation | Electricity | NY | Dispatch-Generation | FuelCost | 0 | [6 empty] | 0.60057 | 0
LCP_Inputs_ON_Diverse_Howarth_2023_05_05 | 2033 | Solar PV | Generation | Electricity | NY | Dispatch-Generation | VOM | 0 | [6 empty] | 0.60057 | 0
LCP_Inputs_ON_Diverse_Howarth_2023_05_05 | 2033 | Solar PV | Generation | Electricity | ON | Dispatch-Generation | EmissionsCost | 0 | [6 empty] | 0.60057 | 0
LCP_Inputs_ON_Diverse_Howarth_2023_05_05 | 2033 | Solar PV | Generation | Electricity | ON | Dispatch-Generation | FuelCost | 0 | [6 empty] | 0.60057 | 0
LCP_Inputs_ON_Diverse_Howarth_2023_05_05 | 2033 | Solar PV | Generation | Electricity | ON | Dispatch-Generation | VOM | 0 | [6 empty] | 0.60057 | 0
LCP_Inputs_ON_Diverse_Howarth_2023_05_05 | 2033 | Solar PV | Generation | Electricity | PJ | Dispatch-Generation | EmissionsCost | 0 | [6 empty] | 0.60057 | 0
LCP_Inputs_ON_Diverse_Howarth_2023_05_05 | 2033 | Solar PV | Generation | Electricity | PJ | Dispatch-Generation | FuelCost | 0 | [6 empty] | 0.60057 | 0
LCP_Inputs_ON_Diverse_Howarth_2023_05_05 | 2033 | Solar PV | Generation | Electricity | PJ | Dispatch-Generation | VOM | 0 | [6 empty] | 0.60057 | 0
LCP_Inputs_ON_Diverse_Howarth_2023_05_05 | 2033 | Solar PV | Generation | Electricity | QC | Dispatch-Generation | EmissionsCost | 0 | [6 empty] | 0.60057 | 0
LCP_Inputs_ON_Diverse_Howarth_2023_05_05 | 2033 | Solar PV | Generation | Electricity | QC | Dispatch-Generation | FuelCost | 0 | [6 empty] | 0.60057 | 0
LCP_Inputs_ON_Diverse_Howarth_2023_05_05 | 2033 | Solar PV | Generation | Electricity | QC | Dispatch-Generation | VOM | 0 | [6 empty] | 0.60057 | 0
LCP_Inputs_ON_Diverse_Howarth_2023_05_05 | 2033 | Solar PV | Generation | Electricity | WC | Dispatch-Generation | EmissionsCost | 0 | [6 empty] | 0.60057 | 0
LCP_Inputs_ON_Diverse_Howarth_2023_05_05 | 2033 | Solar PV | Generation | Electricity | WC | Dispatch-Generation | FuelCost | 0 | [6 empty] | 0.60057 | 0
LCP_Inputs_ON_Diverse_Howarth_2023_05_05 | 2033 | Solar PV | Generation | Electricity | WC | Dispatch-Generation | VOM | 0 | [6 empty] | 0.60057 | 0
LCP_Inputs_ON_Diverse_Howarth_2023_05_05 | 2033 | Wind Offshore | Generation | Electricity | MI | Dispatch-Generation | EmissionsCost | 0 | [6 empty] | 0.60057 | 0
LCP_Inputs_ON_Diverse_Howarth_2023_05_05 | 2033 | Wind Offshore | Generation | Electricity | MI | Dispatch-Generation | FuelCost | 0 | [6 empty] | 0.60057 | 0
LCP_Inputs_ON_Diverse_Howarth_2023_05_05 | 2033 | Wind Offshore | Generation | Electricity | MI | Dispatch-Generation | VOM | 0 | [6 empty] | 0.60057 | 0
LCP_Inputs_ON_Diverse_Howarth_2023_05_05 | 2033 | Wind Offshore | Generation | Electricity | NY | Dispatch-Generation | EmissionsCost | 0 | [6 empty] | 0.60057 | 0
LCP_Inputs_ON_Diverse_Howarth_2023_05_05 | 2033 | Wind Offshore | Generation | Electricity | NY | Dispatch-Generation | FuelCost | 0 | [6 empty] | 0.60057 | 0
LCP_Inputs_ON_Diverse_Howarth_2023_05_05 | 2033 | Wind Offshore | Generation | Electricity | NY | Dispatch-Generation | VOM | 0 | [6 empty] | 0.60057 | 0
LCP_Inputs_ON_Diverse_Howarth_2023_05_05 | 2033 | Wind Offshore | Generation | Electricity | ON | Dispatch-Generation | EmissionsCost | 0 | [6 empty] | 0.60057 | 0
LCP_Inputs_ON_Diverse_Howarth_2023_05_05 | 2033 | Wind Offshore | Generation | Electricity | ON | Dispatch-Generation | FuelCost | 0 | [6 empty] | 0.60057 | 0
LCP_Inputs_ON_Diverse_Howarth_2023_05_05 | 2033 | Wind Offshore | Generation | Electricity | ON | Dispatch-Generation | VOM | 0 | [6 empty] | 0.60057 | 0
LCP_Inputs_ON_Diverse_Howarth_2023_05_05 | 2033 | Wind Offshore | Generation | Electricity | PJ | Dispatch-Generation | EmissionsCost | 0 | [6 empty] | 0.60057 | 0
LCP_Inputs_ON_Diverse_Howarth_2023_05_05 | 2033 | Wind Offshore | Generation | Electricity | PJ | Dispatch-Generation | FuelCost | 0 | [6 empty] | 0.60057 | 0
LCP_Inputs_ON_Diverse_Howarth_2023_05_05 | 2033 | Wind Offshore | Generation | Electricity | PJ | Dispatch-Generation | VOM | 0 | [6 empty] | 0.60057 | 0
LCP_Inputs_ON_Diverse_Howarth_2023_05_05 | 2033 | Wind Offshore | Generation | Electricity | QC | Dispatch-Generation | EmissionsCost | 0 | [6 empty] | 0.60057 | 0
LCP_Inputs_ON_Diverse_Howarth_2023_05_05 | 2033 | Wind Offshore | Generation | Electricity | QC | Dispatch-Generation | FuelCost | 0 | [6 empty] | 0.60057 | 0
LCP_Inputs_ON_Diverse_Howarth_2023_05_05 | 2033 | Wind Offshore | Generation | Electricity | QC | Dispatch-Generation | VOM | 0 | [6 empty] | 0.60057 | 0
LCP_Inputs_ON_Diverse_Howarth_2023_05_05 | 2033 | Wind Offshore | Generation | Electricity | WC | Dispatch-Generation | EmissionsCost | 0 | [6 empty] | 0.60057 | 0
LCP_Inputs_ON_Diverse_Howarth_2023_05_05 | 2033 | Wind Offshore | Generation | Electricity | WC | Dispatch-Generation | FuelCost | 0 | [6 empty] | 0.60057 | 0
LCP_Inputs_ON_Diverse_Howarth_2023_05_05 | 2033 | Wind Offshore | Generation | Electricity | WC | Dispatch-Generation | VOM | 0 | [6 empty] | 0.60057 | 0
LCP_Inputs_ON_Diverse_Howarth_2023_05_05 | 2033 | Wind Onshore | Generation | Electricity | MI | Dispatch-Generation | EmissionsCost | 0 | [6 empty] | 0.60057 | 0
LCP_Inputs_ON_Diverse_Howarth_2023_05_05 | 2033 | Wind Onshore | Generation | Electricity | MI | Dispatch-Generation | FuelCost | 0 | [6 empty] | 0.60057 | 0
LCP_Inputs_ON_Diverse_Howarth_2023_05_05 | 2033 | Wind Onshore | Generation | Electricity | MI | Dispatch-Generation | VOM | 0 | [6 empty] | 0.60057 | 0
LCP_Inputs_ON_Diverse_Howarth_2023_05_05 | 2033 | Wind Onshore | Generation | Electricity | NY | Dispatch-Generation | EmissionsCost | 0 | [6 empty] | 0.60057 | 0
LCP_Inputs_ON_Diverse_Howarth_2023_05_05 | 2033 | Wind Onshore | Generation | Electricity | NY | Dispatch-Generation | FuelCost | 0 | [6 empty] | 0.60057 | 0
LCP_Inputs_ON_Diverse_Howarth_2023_05_05 | 2033 | Wind Onshore | Generation | Electricity | NY | Dispatch-Generation | VOM | 0 | [6 empty] | 0.60057 | 0
LCP_Inputs_ON_Diverse_Howarth_2023_05_05 | 2033 | Wind Onshore | Generation | Electricity | ON | Dispatch-Generation | EmissionsCost | 0 | [6 empty] | 0.60057 | 0
LCP_Inputs_ON_Diverse_Howarth_2023_05_05 | 2033 | Wind Onshore | Generation | Electricity | ON | Dispatch-Generation | FuelCost | 0 | [6 empty] | 0.60057 | 0
LCP_Inputs_ON_Diverse_Howarth_2023_05_05 | 2033 | Wind Onshore | Generation | Electricity | ON | Dispatch-Generation | VOM | 0 | [6 empty] | 0.60057 | 0
LCP_Inputs_ON_Diverse_Howarth_2023_05_05 | 2033 | Wind Onshore | Generation | Electricity | PJ | Dispatch-Generation | EmissionsCost | 0 | [6 empty] | 0.60057 | 0
LCP_Inputs_ON_Diverse_Howarth_2023_05_05 | 2033 | Wind Onshore | Generation | Electricity | PJ | Dispatch-Generation | FuelCost | 0 | [6 empty] | 0.60057 | 0
LCP_Inputs_ON_Diverse_Howarth_2023_05_05 | 2033 | Wind Onshore | Generation | Electricity | PJ | Dispatch-Generation | VOM | 0 | [6 empty] | 0.60057 | 0
LCP_Inputs_ON_Diverse_Howarth_2023_05_05 | 2033 | Wind Onshore | Generation | Electricity | QC | Dispatch-Generation | EmissionsCost | 0 | [6 empty] | 0.60057 | 0
LCP_Inputs_ON_Diverse_Howarth_2023_05_05 | 2033 | Wind Onshore | Generation | Electricity | QC | Dispatch-Generation | FuelCost | 0 | [6 empty] | 0.60057 | 0
LCP_Inputs_ON_Diverse_Howarth_2023_05_05 | 2033 | Wind Onshore | Generation | Electricity | QC | Dispatch-Generation | VOM | 0 | [6 empty] | 0.60057 | 0
LCP_Inputs_ON_Diverse_Howarth_2023_05_05 | 2033 | Wind Onshore | Generation | Electricity | WC | Dispatch-Generation | EmissionsCost | 0 | [6 empty] | 0.60057 | 0
LCP_Inputs_ON_Diverse_Howarth_2023_05_05 | 2033 | Wind Onshore | Generation | Electricity | WC | Dispatch-Generation | FuelCost | 0 | [6 empty] | 0.60057 | 0
LCP_Inputs_ON_Diverse_Howarth_2023_05_05 | 2033 | Wind Onshore | Generation | Electricity | WC | Dispatch-Generation | VOM | 0 | [6 empty] | 0.60057 | 0
LCP_Inputs_ON_Diverse_Howarth_2023_05_05 | 2034 | Anaerobic Digestion | Generation | Methane | MI | Dispatch-Generation | EmissionsCost | 0 | [6 empty] | 0.57748 | 0
LCP_Inputs_ON_Diverse_Howarth_2023_05_05 | 2034 | Anaerobic Digestion | Generation | Methane | MI | Dispatch-Generation | FuelCost | 0 | [6 empty] | 0.57748 | 0
LCP_Inputs_ON_Diverse_Howarth_2023_05_05 | 2034 | Anaerobic Digestion | Generation | Methane | MI | Dispatch-Generation | VOM | 0 | [6 empty] | 0.57748 | 0
LCP_Inputs_ON_Diverse_Howarth_2023_05_05 | 2034 | Anaerobic Digestion | Generation | Methane | NY | Dispatch-Generation | EmissionsCost | 0 | [6 empty] | 0.57748 | 0
LCP_Inputs_ON_Diverse_Howarth_2023_05_05 | 2034 | Anaerobic Digestion | Generation | Methane | NY | Dispatch-Generation | FuelCost | 0 | [6 empty] | 0.57748 | 0
LCP_Inputs_ON_Diverse_Howarth_2023_05_05 | 2034 | Anaerobic Digestion | Generation | Methane | NY | Dispatch-Generation | VOM | 0 | [6 empty] | 0.57748 | 0
LCP_Inputs_ON_Diverse_Howarth_2023_05_05 | 2034 | Anaerobic Digestion | Generation | Methane | ON | Dispatch-Generation | EmissionsCost | 1840449.9197 | [6 empty] | 0.57748 | 1062813.9698
LCP_Inputs_ON_Diverse_Howarth_2023_05_05 | 2034 | Anaerobic Digestion | Generation | Methane | ON | Dispatch-Generation | FuelCost | 0 | [6 empty] | 0.57748 | 0
LCP_Inputs_ON_Diverse_Howarth_2023_05_05 | 2034 | Anaerobic Digestion | Generation | Methane | ON | Dispatch-Generation | VOM | 862230000 | [6 empty] | 0.57748 | 497916340.6614
LCP_Inputs_ON_Diverse_Howarth_2023_05_05 | 2034 | Anaerobic Digestion | Generation | Methane | PJ | Dispatch-Generation | EmissionsCost | 0 | [6 empty] | 0.57748 | 0
LCP_Inputs_ON_Diverse_Howarth_2023_05_05 | 2034 | Anaerobic Digestion | Generation | Methane | PJ | Dispatch-Generation | FuelCost | 0 | [6 empty] | 0.57748 | 0
LCP_Inputs_ON_Diverse_Howarth_2023_05_05 | 2034 | Anaerobic Digestion | Generation | Methane | PJ | Dispatch-Generation | VOM | 0 | [6 empty] | 0.57748 | 0
LCP_Inputs_ON_Diverse_Howarth_2023_05_05 | 2034 | Anaerobic Digestion | Generation | Methane | QC | Dispatch-Generation | EmissionsCost | 0 | [6 empty] | 0.57748 | 0
LCP_Inputs_ON_Diverse_Howarth_2023_05_05 | 2034 | Anaerobic Digestion | Generation | Methane | QC | Dispatch-Generation | FuelCost | 0 | [6 empty] | 0.57748 | 0
LCP_Inputs_ON_Diverse_Howarth_2023_05_05 | 2034 | Anaerobic Digestion | Generation | Methane | QC | Dispatch-Generation | VOM | 0 | [6 empty] | 0.57748 | 0
LCP_Inputs_ON_Diverse_Howarth_2023_05_05 | 2034 | Anaerobic Digestion | Generation | Methane | WC | Dispatch-Generation | EmissionsCost | 0 | [6 empty] | 0.57748 | 0
LCP_Inputs_ON_Diverse_Howarth_2023_05_05 | 2034 | Anaerobic Digestion | Generation | Methane | WC | Dispatch-Generation | FuelCost | 0 | [6 empty] | 0.57748 | 0
LCP_Inputs_ON_Diverse_Howarth_2023_05_05 | 2034 | Anaerobic Digestion | Generation | Methane | WC | Dispatch-Generation | VOM | 0 | [6 empty] | 0.57748 | 0
LCP_Inputs_ON_Diverse_Howarth_2023_05_05 | 2034 | Battery Storage | Storage | Electricity | MI | Dispatch-Storage | EmissionsCost | 0 | [6 empty] | 0.57748 | 0
LCP_Inputs_ON_Diverse_Howarth_2023_05_05 | 2034 | Battery Storage | Storage | Electricity | MI | Dispatch-Storage | FuelCost | 0 | [6 empty] | 0.57748 | 0
LCP_Inputs_ON_Diverse_Howarth_2023_05_05 | 2034 | Battery Storage | Storage | Electricity | MI | Dispatch-Storage | VOM | 0 | [6 empty] | 0.57748 | 0
LCP_Inputs_ON_Diverse_Howarth_2023_05_05 | 2034 | Battery Storage | Storage | Electricity | NY | Dispatch-Storage | EmissionsCost | 0 | [6 empty] | 0.57748 | 0
LCP_Inputs_ON_Diverse_Howarth_2023_05_05 | 2034 | Battery Storage | Storage | Electricity | NY | Dispatch-Storage | FuelCost | 0 | [6 empty] | 0.57748 | 0
LCP_Inputs_ON_Diverse_Howarth_2023_05_05 | 2034 | Battery Storage | Storage | Electricity | NY | Dispatch-Storage | VOM | 0 | [6 empty] | 0.57748 | 0
LCP_Inputs_ON_Diverse_Howarth_2023_05_05 | 2034 | Battery Storage | Storage | Electricity | ON | Dispatch-Storage | EmissionsCost | 0 | [6 empty] | 0.57748 | 0
LCP_Inputs_ON_Diverse_Howarth_2023_05_05 | 2034 | Battery Storage | Storage | Electricity | ON | Dispatch-Storage | FuelCost | 0 | [6 empty] | 0.57748 | 0
LCP_Inputs_ON_Diverse_Howarth_2023_05_05 | 2034 | Battery Storage | Storage | Electricity | ON | Dispatch-Storage | VOM | 0 | [6 empty] | 0.57748 | 0
LCP_Inputs_ON_Diverse_Howarth_2023_05_05 | 2034 | Battery Storage | Storage | Electricity | PJ | Dispatch-Storage | EmissionsCost | 0 | [6 empty] | 0.57748 | 0
LCP_Inputs_ON_Diverse_Howarth_2023_05_05 | 2034 | Battery Storage | Storage | Electricity | PJ | Dispatch-Storage | FuelCost | 0 | [6 empty] | 0.57748 | 0
LCP_Inputs_ON_Diverse_Howarth_2023_05_05 | 2034 | Battery Storage | Storage | Electricity | PJ | Dispatch-Storage | VOM | 0 | [6 empty] | 0.57748 | 0
LCP_Inputs_ON_Diverse_Howarth_2023_05_05 | 2034 | Battery Storage | Storage | Electricity | QC | Dispatch-Storage | EmissionsCost | 0 | [6 empty] | 0.57748 | 0
LCP_Inputs_ON_Diverse_Howarth_2023_05_05 | 2034 | Battery Storage | Storage | Electricity | QC | Dispatch-Storage | FuelCost | 0 | [6 empty] | 0.57748 | 0
LCP_Inputs_ON_Diverse_Howarth_2023_05_05 | 2034 | Battery Storage | Storage | Electricity | QC | Dispatch-Storage | VOM | 0 | [6 empty] | 0.57748 | 0
LCP_Inputs_ON_Diverse_Howarth_2023_05_05 | 2034 | Battery Storage | Storage | Electricity | WC | Dispatch-Storage | EmissionsCost | 0 | [6 empty] | 0.57748 | 0
LCP_Inputs_ON_Diverse_Howarth_2023_05_05 | 2034 | Battery Storage | Storage | Electricity | WC | Dispatch-Storage | FuelCost | 0 | [6 empty] | 0.57748 | 0
LCP_Inputs_ON_Diverse_Howarth_2023_05_05 | 2034 | Battery Storage | Storage | Electricity | WC | Dispatch-Storage | VOM | 0 | [6 empty] | 0.57748 | 0
LCP_Inputs_ON_Diverse_Howarth_2023_05_05 | 2034 | Biomass | Generation | Electricity | MI | Dispatch-Generation | EmissionsCost | 0 | [6 empty] | 0.57748 | 0
LCP_Inputs_ON_Diverse_Howarth_2023_05_05 | 2034 | Biomass | Generation | Electricity | MI | Dispatch-Generation | FuelCost | 0 | [6 empty] | 0.57748 | 0
LCP_Inputs_ON_Diverse_Howarth_2023_05_05 | 2034 | Biomass | Generation | Electricity | MI | Dispatch-Generation | VOM | 0 | [6 empty] | 0.57748 | 0
LCP_Inputs_ON_Diverse_Howarth_2023_05_05 | 2034 | Biomass | Generation | Electricity | NY | Dispatch-Generation | EmissionsCost | 0 | [6 empty] | 0.57748 | 0
LCP_Inputs_ON_Diverse_Howarth_2023_05_05 | 2034 | Biomass | Generation | Electricity | NY | Dispatch-Generation | FuelCost | 0 | [6 empty] | 0.57748 | 0
LCP_Inputs_ON_Diverse_Howarth_2023_05_05 | 2034 | Biomass | Generation | Electricity | NY | Dispatch-Generation | VOM | 0 | [6 empty] | 0.57748 | 0
LCP_Inputs_ON_Diverse_Howarth_2023_05_05 | 2034 | Biomass | Generation | Electricity | ON | Dispatch-Generation | EmissionsCost | 0 | [6 empty] | 0.57748 | 0
LCP_Inputs_ON_Diverse_Howarth_2023_05_05 | 2034 | Biomass | Generation | Electricity | ON | Dispatch-Generation | FuelCost | 42009.7444 | [6 empty] | 0.57748 | 24259.5806
LCP_Inputs_ON_Diverse_Howarth_2023_05_05 | 2034 | Biomass | Generation | Electricity | ON | Dispatch-Generation | VOM | 539.1251 | [6 empty] | 0.57748 | 311.3313
LCP_Inputs_ON_Diverse_Howarth_2023_05_05 | 2034 | Biomass | Generation | Electricity | PJ | Dispatch-Generation | EmissionsCost | 0 | [6 empty] | 0.57748 | 0
LCP_Inputs_ON_Diverse_Howarth_2023_05_05 | 2034 | Biomass | Generation | Electricity | PJ | Dispatch-Generation | FuelCost | 0 | [6 empty] | 0.57748 | 0
LCP_Inputs_ON_Diverse_Howarth_2023_05_05 | 2034 | Biomass | Generation | Electricity | PJ | Dispatch-Generation | VOM | 0 | [6 empty] | 0.57748 | 0
LCP_Inputs_ON_Diverse_Howarth_2023_05_05 | 2034 | Biomass | Generation | Electricity | QC | Dispatch-Generation | EmissionsCost | 0 | [6 empty] | 0.57748 | 0
LCP_Inputs_ON_Diverse_Howarth_2023_05_05 | 2034 | Biomass | Generation | Electricity | QC | Dispatch-Generation | FuelCost | 128334.5455 | [6 empty] | 0.57748 | 74110.0023
LCP_Inputs_ON_Diverse_Howarth_2023_05_05 | 2034 | Biomass | Generation | Electricity | QC | Dispatch-Generation | VOM | 1646.96 | [6 empty] | 0.57748 | 951.0784
LCP_Inputs_ON_Diverse_Howarth_2023_05_05 | 2034 | Biomass | Generation | Electricity | WC | Dispatch-Generation | EmissionsCost | 0 | [6 empty] | 0.57748 | 0
LCP_Inputs_ON_Diverse_Howarth_2023_05_05 | 2034 | Biomass | Generation | Electricity | WC | Dispatch-Generation | FuelCost | 0 | [6 empty] | 0.57748 | 0
LCP_Inputs_ON_Diverse_Howarth_2023_05_05 | 2034 | Biomass | Generation | Electricity | WC | Dispatch-Generation | VOM | 0 | [6 empty] | 0.57748 | 0
LCP_Inputs_ON_Diverse_Howarth_2023_05_05 | 2034 | Biomass + CCS | Generation | Electricity | MI | Dispatch-Generation | EmissionsCost | 0 | [6 empty] | 0.57748 | 0
LCP_Inputs_ON_Diverse_Howarth_2023_05_05 | 2034 | Biomass + CCS | Generation | Electricity | MI | Dispatch-Generation | FuelCost | 0 | [6 empty] | 0.57748 | 0
LCP_Inputs_ON_Diverse_Howarth_2023_05_05 | 2034 | Biomass + CCS | Generation | Electricity | MI | Dispatch-Generation | VOM | 0 | [6 empty] | 0.57748 | 0
LCP_Inputs_ON_Diverse_Howarth_2023_05_05 | 2034 | Biomass + CCS | Generation | Electricity | NY | Dispatch-Generation | EmissionsCost | 0 | [6 empty] | 0.57748 | 0
LCP_Inputs_ON_Diverse_Howarth_2023_05_05 | 2034 | Biomass + CCS | Generation | Electricity | NY | Dispatch-Generation | FuelCost | 0 | [6 empty] | 0.57748 | 0
LCP_Inputs_ON_Diverse_Howarth_2023_05_05 | 2034 | Biomass + CCS | Generation | Electricity | NY | Dispatch-Generation | VOM | 0 | [6 empty] | 0.57748 | 0
LCP_Inputs_ON_Diverse_Howarth_2023_05_05 | 2034 | Biomass + CCS | Generation | Electricity | ON | Dispatch-Generation | EmissionsCost | 0 | [6 empty] | 0.57748 | 0
LCP_Inputs_ON_Diverse_Howarth_2023_05_05 | 2034 | Biomass + CCS | Generation | Electricity | ON | Dispatch-Generation | FuelCost | 0 | [6 empty] | 0.57748 | 0
LCP_Inputs_ON_Diverse_Howarth_2023_05_05 | 2034 | Biomass + CCS | Generation | Electricity | ON | Dispatch-Generation | VOM | 0 | [6 empty] | 0.57748 | 0
LCP_Inputs_ON_Diverse_Howarth_2023_05_05 | 2034 | Biomass + CCS | Generation | Electricity | PJ | Dispatch-Generation | EmissionsCost | 0 | [6 empty] | 0.57748 | 0
LCP_Inputs_ON_Diverse_Howarth_2023_05_05 | 2034 | Biomass + CCS | Generation | Electricity | PJ | Dispatch-Generation | FuelCost | 0 | [6 empty] | 0.57748 | 0
LCP_Inputs_ON_Diverse_Howarth_2023_05_05 | 2034 | Biomass + CCS | Generation | Electricity | PJ | Dispatch-Generation | VOM | 0 | [6 empty] | 0.57748 | 0
LCP_Inputs_ON_Diverse_Howarth_2023_05_05 | 2034 | Biomass + CCS | Generation | Electricity | QC | Dispatch-Generation | EmissionsCost | 0 | [6 empty] | 0.57748 | 0
LCP_Inputs_ON_Diverse_Howarth_2023_05_05 | 2034 | Biomass + CCS | Generation | Electricity | QC | Dispatch-Generation | FuelCost | 0 | [6 empty] | 0.57748 | 0
LCP_Inputs_ON_Diverse_Howarth_2023_05_05 | 2034 | Biomass + CCS | Generation | Electricity | QC | Dispatch-Generation | VOM | 0 | [6 empty] | 0.57748 | 0
LCP_Inputs_ON_Diverse_Howarth_2023_05_05 | 2034 | Biomass + CCS | Generation | Electricity | WC | Dispatch-Generation | EmissionsCost | 0 | [6 empty] | 0.57748 | 0
LCP_Inputs_ON_Diverse_Howarth_2023_05_05 | 2034 | Biomass + CCS | Generation | Electricity | WC | Dispatch-Generation | FuelCost | 0 | [6 empty] | 0.57748 | 0
LCP_Inputs_ON_Diverse_Howarth_2023_05_05 | 2034 | Biomass + CCS | Generation | Electricity | WC | Dispatch-Generation | VOM | 0 | [6 empty] | 0.57748 | 0
LCP_Inputs_ON_Diverse_Howarth_2023_05_05 | 2034 | CH4 + CCS | Generation | Methane | MI | Dispatch-Generation | EmissionsCost | 0 | [6 empty] | 0.57748 | 0
LCP_Inputs_ON_Diverse_Howarth_2023_05_05 | 2034 | CH4 + CCS | Generation | Methane | MI | Dispatch-Generation | FuelCost | 0 | [6 empty] | 0.57748 | 0
LCP_Inputs_ON_Diverse_Howarth_2023_05_05 | 2034 | CH4 + CCS | Generation | Methane | MI | Dispatch-Generation | VOM | 0 | [6 empty] | 0.57748 | 0
LCP_Inputs_ON_Diverse_Howarth_2023_05_05 | 2034 | CH4 + CCS | Generation | Methane | NY | Dispatch-Generation | EmissionsCost | 0 | [6 empty] | 0.57748 | 0
LCP_Inputs_ON_Diverse_Howarth_2023_05_05 | 2034 | CH4 + CCS | Generation | Methane | NY | Dispatch-Generation | FuelCost | 0 | [6 empty] | 0.57748 | 0
LCP_Inputs_ON_Diverse_Howarth_2023_05_05 | 2034 | CH4 + CCS | Generation | Methane | NY | Dispatch-Generation | VOM | 0 | [6 empty] | 0.57748 | 0
LCP_Inputs_ON_Diverse_Howarth_2023_05_05 | 2034 | CH4 + CCS | Generation | Methane | ON | Dispatch-Generation | EmissionsCost | 36250644.3017 | [6 empty] | 0.57748 | 20933843.8205
LCP_Inputs_ON_Diverse_Howarth_2023_05_05 | 2034 | CH4 + CCS | Generation | Methane | ON | Dispatch-Generation | FuelCost | 171398728.1399 | [6 empty] | 0.57748 | 98978494.7281
LCP_Inputs_ON_Diverse_Howarth_2023_05_05 | 2034 | CH4 + CCS | Generation | Methane | ON | Dispatch-Generation | VOM | 19178821.6667 | [6 empty] | 0.57748 | 11075291.6304
LCP_Inputs_ON_Diverse_Howarth_2023_05_05 | 2034 | CH4 + CCS | Generation | Methane | PJ | Dispatch-Generation | EmissionsCost | 0 | [6 empty] | 0.57748 | 0
LCP_Inputs_ON_Diverse_Howarth_2023_05_05 | 2034 | CH4 + CCS | Generation | Methane | PJ | Dispatch-Generation | FuelCost | 0 | [6 empty] | 0.57748 | 0
LCP_Inputs_ON_Diverse_Howarth_2023_05_05 | 2034 | CH4 + CCS | Generation | Methane | PJ | Dispatch-Generation | VOM | 0 | [6 empty] | 0.57748 | 0
LCP_Inputs_ON_Diverse_Howarth_2023_05_05 | 2034 | CH4 + CCS | Generation | Methane | QC | Dispatch-Generation | EmissionsCost | 0 | [6 empty] | 0.57748 | 0
LCP_Inputs_ON_Diverse_Howarth_2023_05_05 | 2034 | CH4 + CCS | Generation | Methane | QC | Dispatch-Generation | FuelCost | 0 | [6 empty] | 0.57748 | 0
LCP_Inputs_ON_Diverse_Howarth_2023_05_05 | 2034 | CH4 + CCS | Generation | Methane | QC | Dispatch-Generation | VOM | 0 | [6 empty] | 0.57748 | 0
LCP_Inputs_ON_Diverse_Howarth_2023_05_05 | 2034 | CH4 + CCS | Generation | Methane | WC | Dispatch-Generation | EmissionsCost | 0 | [6 empty] | 0.57748 | 0
LCP_Inputs_ON_Diverse_Howarth_2023_05_05 | 2034 | CH4 + CCS | Generation | Methane | WC | Dispatch-Generation | FuelCost | 0 | [6 empty] | 0.57748 | 0
LCP_Inputs_ON_Diverse_Howarth_2023_05_05 | 2034 | CH4 + CCS | Generation | Methane | WC | Dispatch-Generation | VOM | 0 | [6 empty] | 0.57748 | 0
LCP_Inputs_ON_Diverse_Howarth_2023_05_05 | 2034 | CH4 Import - NY 2020 | Import | Methane | MI | Dispatch-Import | EmissionsCost | 0 | [6 empty] | 0.57748 | 0
LCP_Inputs_ON_Diverse_Howarth_2023_05_05 | 2034 | CH4 Import - NY 2020 | Import | Methane | MI | Dispatch-Import | FuelCost | 0 | [6 empty] | 0.57748 | 0
LCP_Inputs_ON_Diverse_Howarth_2023_05_05 | 2034 | CH4 Import - NY 2020 | Import | Methane | MI | Dispatch-Import | VOM | 0 | [6 empty] | 0.57748 | 0
LCP_Inputs_ON_Diverse_Howarth_2023_05_05 | 2034 | CH4 Import - NY 2020 | Import | Methane | NY | Dispatch-Import | EmissionsCost | 0 | [6 empty] | 0.57748 | 0
LCP_Inputs_ON_Diverse_Howarth_2023_05_05 | 2034 | CH4 Import - NY 2020 | Import | Methane | NY | Dispatch-Import | FuelCost | 0 | [6 empty] | 0.57748 | 0
LCP_Inputs_ON_Diverse_Howarth_2023_05_05 | 2034 | CH4 Import - NY 2020 | Import | Methane | NY | Dispatch-Import | VOM | 0 | [6 empty] | 0.57748 | 0
LCP_Inputs_ON_Diverse_Howarth_2023_05_05 | 2034 | CH4 Import - NY 2020 | Import | Methane | ON | Dispatch-Import | EmissionsCost | 0 | [6 empty] | 0.57748 | 0
LCP_Inputs_ON_Diverse_Howarth_2023_05_05 | 2034 | CH4 Import - NY 2020 | Import | Methane | ON | Dispatch-Import | FuelCost | 0 | [6 empty] | 0.57748 | 0
LCP_Inputs_ON_Diverse_Howarth_2023_05_05 | 2034 | CH4 Import - NY 2020 | Import | Methane | ON | Dispatch-Import | VOM | 0 | [6 empty] | 0.57748 | 0
LCP_Inputs_ON_Diverse_Howarth_2023_05_05 | 2034 | CH4 Import - NY 2020 | Import | Methane | PJ | Dispatch-Import | EmissionsCost | 0 | [6 empty] | 0.57748 | 0
LCP_Inputs_ON_Diverse_Howarth_2023_05_05 | 2034 | CH4 Import - NY 2020 | Import | Methane | PJ | Dispatch-Import | FuelCost | 0 | [6 empty] | 0.57748 | 0
LCP_Inputs_ON_Diverse_Howarth_2023_05_05 | 2034 | CH4 Import - NY 2020 | Import | Methane | PJ | Dispatch-Import | VOM | 0 | [6 empty] | 0.57748 | 0
LCP_Inputs_ON_Diverse_Howarth_2023_05_05 | 2034 | CH4 Import - NY 2020 | Import | Methane | QC | Dispatch-Import | EmissionsCost | 0 | [6 empty] | 0.57748 | 0
LCP_Inputs_ON_Diverse_Howarth_2023_05_05 | 2034 | CH4 Import - NY 2020 | Import | Methane | QC | Dispatch-Import | FuelCost | 0 | [6 empty] | 0.57748 | 0
LCP_Inputs_ON_Diverse_Howarth_2023_05_05 | 2034 | CH4 Import - NY 2020 | Import | Methane | QC | Dispatch-Import | VOM | 0 | [6 empty] | 0.57748 | 0
LCP_Inputs_ON_Diverse_Howarth_2023_05_05 | 2034 | CH4 Import - NY 2020 | Import | Methane | WC | Dispatch-Import | EmissionsCost | 0 | [6 empty] | 0.57748 | 0
LCP_Inputs_ON_Diverse_Howarth_2023_05_05 | 2034 | CH4 Import - NY 2020 | Import | Methane | WC | Dispatch-Import | FuelCost | 0 | [6 empty] | 0.57748 | 0
LCP_Inputs_ON_Diverse_Howarth_2023_05_05 | 2034 | CH4 Import - NY 2020 | Import | Methane | WC | Dispatch-Import | VOM | 0 | [6 empty] | 0.57748 | 0
LCP_Inputs_ON_Diverse_Howarth_2023_05_05 | 2034 | CH4 Import - NY 2030 | Import | Methane | MI | Dispatch-Import | EmissionsCost | 0 | [6 empty] | 0.57748 | 0
LCP_Inputs_ON_Diverse_Howarth_2023_05_05 | 2034 | CH4 Import - NY 2030 | Import | Methane | MI | Dispatch-Import | FuelCost | 0 | [6 empty] | 0.57748 | 0
LCP_Inputs_ON_Diverse_Howarth_2023_05_05 | 2034 | CH4 Import - NY 2030 | Import | Methane | MI | Dispatch-Import | VOM | 0 | [6 empty] | 0.57748 | 0
LCP_Inputs_ON_Diverse_Howarth_2023_05_05 | 2034 | CH4 Import - NY 2030 | Import | Methane | NY | Dispatch-Import | EmissionsCost | 1400246087.116 | [6 empty] | 0.57748 | 808607225.1282
LCP_Inputs_ON_Diverse_Howarth_2023_05_05 | 2034 | CH4 Import - NY 2030 | Import | Methane | NY | Dispatch-Import | FuelCost | 644356120.8267 | [6 empty] | 0.57748 | 372099604.2411
LCP_Inputs_ON_Diverse_Howarth_2023_05_05 | 2034 | CH4 Import - NY 2030 | Import | Methane | NY | Dispatch-Import | VOM | 0 | [6 empty] | 0.57748 | 0
LCP_Inputs_ON_Diverse_Howarth_2023_05_05 | 2034 | CH4 Import - NY 2030 | Import | Methane | ON | Dispatch-Import | EmissionsCost | 0 | [6 empty] | 0.57748 | 0
LCP_Inputs_ON_Diverse_Howarth_2023_05_05 | 2034 | CH4 Import - NY 2030 | Import | Methane | ON | Dispatch-Import | FuelCost | 0 | [6 empty] | 0.57748 | 0
LCP_Inputs_ON_Diverse_Howarth_2023_05_05 | 2034 | CH4 Import - NY 2030 | Import | Methane | ON | Dispatch-Import | VOM | 0 | [6 empty] | 0.57748 | 0
LCP_Inputs_ON_Diverse_Howarth_2023_05_05 | 2034 | CH4 Import - NY 2030 | Import | Methane | PJ | Dispatch-Import | EmissionsCost | 0 | [6 empty] | 0.57748 | 0
LCP_Inputs_ON_Diverse_Howarth_2023_05_05 | 2034 | CH4 Import - NY 2030 | Import | Methane | PJ | Dispatch-Import | FuelCost | 0 | [6 empty] | 0.57748 | 0
LCP_Inputs_ON_Diverse_Howarth_2023_05_05 | 2034 | CH4 Import - NY 2030 | Import | Methane | PJ | Dispatch-Import | VOM | 0 | [6 empty] | 0.57748 | 0
LCP_Inputs_ON_Diverse_Howarth_2023_05_05 | 2034 | CH4 Import - NY 2030 | Import | Methane | QC | Dispatch-Import | EmissionsCost | 0 | [6 empty] | 0.57748 | 0
LCP_Inputs_ON_Diverse_Howarth_2023_05_05 | 2034 | CH4 Import - NY 2030 | Import | Methane | QC | Dispatch-Import | FuelCost | 0 | [6 empty] | 0.57748 | 0
LCP_Inputs_ON_Diverse_Howarth_2023_05_05 | 2034 | CH4 Import - NY 2030 | Import | Methane | QC | Dispatch-Import | VOM | 0 | [6 empty] | 0.57748 | 0
LCP_Inputs_ON_Diverse_Howarth_2023_05_05 | 2034 | CH4 Import - NY 2030 | Import | Methane | WC | Dispatch-Import | EmissionsCost | 0 | [6 empty] | 0.57748 | 0
LCP_Inputs_ON_Diverse_Howarth_2023_05_05 | 2034 | CH4 Import - NY 2030 | Import | Methane | WC | Dispatch-Import | FuelCost | 0 | [6 empty] | 0.57748 | 0
LCP_Inputs_ON_Diverse_Howarth_2023_05_05 | 2034 | CH4 Import - NY 2030 | Import | Methane | WC | Dispatch-Import | VOM | 0 | [6 empty] | 0.57748 | 0
LCP_Inputs_ON_Diverse_Howarth_2023_05_05 | 2034 | CH4 Import - NY 2040 | Import | Methane | MI | Dispatch-Import | EmissionsCost | 0 | [6 empty] | 0.57748 | 0
LCP_Inputs_ON_Diverse_Howarth_2023_05_05 | 2034 | CH4 Import - NY 2040 | Import | Methane | MI | Dispatch-Import | FuelCost | 0 | [6 empty] | 0.57748 | 0
LCP_Inputs_ON_Diverse_Howarth_2023_05_05 | 2034 | CH4 Import - NY 2040 | Import | Methane | MI | Dispatch-Import | VOM | 0 | [6 empty] | 0.57748 | 0
LCP_Inputs_ON_Diverse_Howarth_2023_05_05 | 2034 | CH4 Import - NY 2040 | Import | Methane | NY | Dispatch-Import | EmissionsCost | 0 | [6 empty] | 0.57748 | 0
LCP_Inputs_ON_Diverse_Howarth_2023_05_05 | 2034 | CH4 Import - NY 2040 | Import | Methane | NY | Dispatch-Import | FuelCost | 0 | [6 empty] | 0.57748 | 0
LCP_Inputs_ON_Diverse_Howarth_2023_05_05 | 2034 | CH4 Import - NY 2040 | Import | Methane | NY | Dispatch-Import | VOM | 0 | [6 empty] | 0.57748 | 0
LCP_Inputs_ON_Diverse_Howarth_2023_05_05 | 2034 | CH4 Import - NY 2040 | Import | Methane | ON | Dispatch-Import | EmissionsCost | 0 | [6 empty] | 0.57748 | 0
LCP_Inputs_ON_Diverse_Howarth_2023_05_05 | 2034 | CH4 Import - NY 2040 | Import | Methane | ON | Dispatch-Import | FuelCost | 0 | [6 empty] | 0.57748 | 0
LCP_Inputs_ON_Diverse_Howarth_2023_05_05 | 2034 | CH4 Import - NY 2040 | Import | Methane | ON | Dispatch-Import | VOM | 0 | [6 empty] | 0.57748 | 0
LCP_Inputs_ON_Diverse_Howarth_2023_05_05 | 2034 | CH4 Import - NY 2040 | Import | Methane | PJ | Dispatch-Import | EmissionsCost | 0 | [6 empty] | 0.57748 | 0
LCP_Inputs_ON_Diverse_Howarth_2023_05_05 | 2034 | CH4 Import - NY 2040 | Import | Methane | PJ | Dispatch-Import | FuelCost | 0 | [6 empty] | 0.57748 | 0
LCP_Inputs_ON_Diverse_Howarth_2023_05_05 | 2034 | CH4 Import - NY 2040 | Import | Methane | PJ | Dispatch-Import | VOM | 0 | [6 empty] | 0.57748 | 0
LCP_Inputs_ON_Diverse_Howarth_2023_05_05 | 2034 | CH4 Import - NY 2040 | Import | Methane | QC | Dispatch-Import | EmissionsCost | 0 | [6 empty] | 0.57748 | 0
LCP_Inputs_ON_Diverse_Howarth_2023_05_05 | 2034 | CH4 Import - NY 2040 | Import | Methane | QC | Dispatch-Import | FuelCost | 0 | [6 empty] | 0.57748 | 0
LCP_Inputs_ON_Diverse_Howarth_2023_05_05 | 2034 | CH4 Import - NY 2040 | Import | Methane | QC | Dispatch-Import | VOM | 0 | [6 empty] | 0.57748 | 0
LCP_Inputs_ON_Diverse_Howarth_2023_05_05 | 2034 | CH4 Import - NY 2040 | Import | Methane | WC | Dispatch-Import | EmissionsCost | 0 | [6 empty] | 0.57748 | 0
LCP_Inputs_ON_Diverse_Howarth_2023_05_05 | 2034 | CH4 Import - NY 2040 | Import | Methane | WC | Dispatch-Import | FuelCost | 0 | [6 empty] | 0.57748 | 0
LCP_Inputs_ON_Diverse_Howarth_2023_05_05 | 2034 | CH4 Import - NY 2040 | Import | Methane | WC | Dispatch-Import | VOM | 0 | [6 empty] | 0.57748 | 0
LCP_Inputs_ON_Diverse_Howarth_2023_05_05 | 2034 | CH4 Import - NY 2050 | Import | Methane | MI | Dispatch-Import | EmissionsCost | 0 | [6 empty] | 0.57748 | 0
LCP_Inputs_ON_Diverse_Howarth_2023_05_05 | 2034 | CH4 Import - NY 2050 | Import | Methane | MI | Dispatch-Import | FuelCost | 0 | [6 empty] | 0.57748 | 0
LCP_Inputs_ON_Diverse_Howarth_2023_05_05 | 2034 | CH4 Import - NY 2050 | Import | Methane | MI | Dispatch-Import | VOM | 0 | [6 empty] | 0.57748 | 0
LCP_Inputs_ON_Diverse_Howarth_2023_05_05 | 2034 | CH4 Import - NY 2050 | Import | Methane | NY | Dispatch-Import | EmissionsCost | 0 | [6 empty] | 0.57748 | 0
LCP_Inputs_ON_Diverse_Howarth_2023_05_05 | 2034 | CH4 Import - NY 2050 | Import | Methane | NY | Dispatch-Import | FuelCost | 0 | [6 empty] | 0.57748 | 0
LCP_Inputs_ON_Diverse_Howarth_2023_05_05 | 2034 | CH4 Import - NY 2050 | Import | Methane | NY | Dispatch-Import | VOM | 0 | [6 empty] | 0.57748 | 0
LCP_Inputs_ON_Diverse_Howarth_2023_05_05 | 2034 | CH4 Import - NY 2050 | Import | Methane | ON | Dispatch-Import | EmissionsCost | 0 | [6 empty] | 0.57748 | 0
LCP_Inputs_ON_Diverse_Howarth_2023_05_05 | 2034 | CH4 Import - NY 2050 | Import | Methane | ON | Dispatch-Import | FuelCost | 0 | [6 empty] | 0.57748 | 0
LCP_Inputs_ON_Diverse_Howarth_2023_05_05 | 2034 | CH4 Import - NY 2050 | Import | Methane | ON | Dispatch-Import | VOM | 0 | [6 empty] | 0.57748 | 0
LCP_Inputs_ON_Diverse_Howarth_2023_05_05 | 2034 | CH4 Import - NY 2050 | Import | Methane | PJ | Dispatch-Import | EmissionsCost | 0 | [6 empty] | 0.57748 | 0
LCP_Inputs_ON_Diverse_Howarth_2023_05_05 | 2034 | CH4 Import - NY 2050 | Import | Methane | PJ | Dispatch-Import | FuelCost | 0 | [6 empty] | 0.57748 | 0
LCP_Inputs_ON_Diverse_Howarth_2023_05_05 | 2034 | CH4 Import - NY 2050 | Import | Methane | PJ | Dispatch-Import | VOM | 0 | [6 empty] | 0.57748 | 0
LCP_Inputs_ON_Diverse_Howarth_2023_05_05 | 2034 | CH4 Import - NY 2050 | Import | Methane | QC | Dispatch-Import | EmissionsCost | 0 | [6 empty] | 0.57748 | 0
LCP_Inputs_ON_Diverse_Howarth_2023_05_05 | 2034 | CH4 Import - NY 2050 | Import | Methane | QC | Dispatch-Import | FuelCost | 0 | [6 empty] | 0.57748 | 0
LCP_Inputs_ON_Diverse_Howarth_2023_05_05 | 2034 | CH4 Import - NY 2050 | Import | Methane | QC | Dispatch-Import | VOM | 0 | [6 empty] | 0.57748 | 0
LCP_Inputs_ON_Diverse_Howarth_2023_05_05 | 2034 | CH4 Import - NY 2050 | Import | Methane | WC | Dispatch-Import | EmissionsCost | 0 | [6 empty] | 0.57748 | 0
LCP_Inputs_ON_Diverse_Howarth_2023_05_05 | 2034 | CH4 Import - NY 2050 | Import | Methane | WC | Dispatch-Import | FuelCost | 0 | [6 empty] | 0.57748 | 0
LCP_Inputs_ON_Diverse_Howarth_2023_05_05 | 2034 | CH4 Import - NY 2050 | Import | Methane | WC | Dispatch-Import | VOM | 0 | [6 empty] | 0.57748 | 0
LCP_Inputs_ON_Diverse_Howarth_2023_05_05 | 2034 | CH4 Import - WC 2020 | Import | Methane | MI | Dispatch-Import | EmissionsCost | 0 | [6 empty] | 0.57748 | 0
LCP_Inputs_ON_Diverse_Howarth_2023_05_05 | 2034 | CH4 Import - WC 2020 | Import | Methane | MI | Dispatch-Import | FuelCost | 0 | [6 empty] | 0.57748 | 0
LCP_Inputs_ON_Diverse_Howarth_2023_05_05 | 2034 | CH4 Import - WC 2020 | Import | Methane | MI | Dispatch-Import | VOM | 0 | [6 empty] | 0.57748 | 0
LCP_Inputs_ON_Diverse_Howarth_2023_05_05 | 2034 | CH4 Import - WC 2020 | Import | Methane | NY | Dispatch-Import | EmissionsCost | 0 | [6 empty] | 0.57748 | 0
LCP_Inputs_ON_Diverse_Howarth_2023_05_05 | 2034 | CH4 Import - WC 2020 | Import | Methane | NY | Dispatch-Import | FuelCost | 0 | [6 empty] | 0.57748 | 0
LCP_Inputs_ON_Diverse_Howarth_2023_05_05 | 2034 | CH4 Import - WC 2020 | Import | Methane | NY | Dispatch-Import | VOM | 0 | [6 empty] | 0.57748 | 0
LCP_Inputs_ON_Diverse_Howarth_2023_05_05 | 2034 | CH4 Import - WC 2020 | Import | Methane | ON | Dispatch-Import | EmissionsCost | 0 | [6 empty] | 0.57748 | 0
LCP_Inputs_ON_Diverse_Howarth_2023_05_05 | 2034 | CH4 Import - WC 2020 | Import | Methane | ON | Dispatch-Import | FuelCost | 0 | [6 empty] | 0.57748 | 0
LCP_Inputs_ON_Diverse_Howarth_2023_05_05 | 2034 | CH4 Import - WC 2020 | Import | Methane | ON | Dispatch-Import | VOM | 0 | [6 empty] | 0.57748 | 0
LCP_Inputs_ON_Diverse_Howarth_2023_05_05 | 2034 | CH4 Import - WC 2020 | Import | Methane | PJ | Dispatch-Import | EmissionsCost | 0 | [6 empty] | 0.57748 | 0
LCP_Inputs_ON_Diverse_Howarth_2023_05_05 | 2034 | CH4 Import - WC 2020 | Import | Methane | PJ | Dispatch-Import | FuelCost | 0 | [6 empty] | 0.57748 | 0
LCP_Inputs_ON_Diverse_Howarth_2023_05_05 | 2034 | CH4 Import - WC 2020 | Import | Methane | PJ | Dispatch-Import | VOM | 0 | [6 empty] | 0.57748 | 0
LCP_Inputs_ON_Diverse_Howarth_2023_05_05 | 2034 | CH4 Import - WC 2020 | Import | Methane | QC | Dispatch-Import | EmissionsCost | 0 | [6 empty] | 0.57748 | 0
LCP_Inputs_ON_Diverse_Howarth_2023_05_05 | 2034 | CH4 Import - WC 2020 | Import | Methane | QC | Dispatch-Import | FuelCost | 0 | [6 empty] | 0.57748 | 0
LCP_Inputs_ON_Diverse_Howarth_2023_05_05 | 2034 | CH4 Import - WC 2020 | Import | Methane | QC | Dispatch-Import | VOM | 0 | [6 empty] | 0.57748 | 0
LCP_Inputs_ON_Diverse_Howarth_2023_05_05 | 2034 | CH4 Import - WC 2020 | Import | Methane | WC | Dispatch-Import | EmissionsCost | 0 | [6 empty] | 0.57748 | 0
LCP_Inputs_ON_Diverse_Howarth_2023_05_05 | 2034 | CH4 Import - WC 2020 | Import | Methane | WC | Dispatch-Import | FuelCost | 0 | [6 empty] | 0.57748 | 0
LCP_Inputs_ON_Diverse_Howarth_2023_05_05 | 2034 | CH4 Import - WC 2020 | Import | Methane | WC | Dispatch-Import | VOM | 0 | [6 empty] | 0.57748 | 0
LCP_Inputs_ON_Diverse_Howarth_2023_05_05 | 2034 | CH4 Import - WC 2030 | Import | Methane | MI | Dispatch-Import | EmissionsCost | 0 | [6 empty] | 0.57748 | 0
LCP_Inputs_ON_Diverse_Howarth_2023_05_05 | 2034 | CH4 Import - WC 2030 | Import | Methane | MI | Dispatch-Import | FuelCost | 0 | [6 empty] | 0.57748 | 0
LCP_Inputs_ON_Diverse_Howarth_2023_05_05 | 2034 | CH4 Import - WC 2030 | Import | Methane | MI | Dispatch-Import | VOM | 0 | [6 empty] | 0.57748 | 0
LCP_Inputs_ON_Diverse_Howarth_2023_05_05 | 2034 | CH4 Import - WC 2030 | Import | Methane | NY | Dispatch-Import | EmissionsCost | 0 | [6 empty] | 0.57748 | 0
LCP_Inputs_ON_Diverse_Howarth_2023_05_05 | 2034 | CH4 Import - WC 2030 | Import | Methane | NY | Dispatch-Import | FuelCost | 0 | [6 empty] | 0.57748 | 0
LCP_Inputs_ON_Diverse_Howarth_2023_05_05 | 2034 | CH4 Import - WC 2030 | Import | Methane | NY | Dispatch-Import | VOM | 0 | [6 empty] | 0.57748 | 0
LCP_Inputs_ON_Diverse_Howarth_2023_05_05 | 2034 | CH4 Import - WC 2030 | Import | Methane | ON | Dispatch-Import | EmissionsCost | 0 | [6 empty] | 0.57748 | 0
LCP_Inputs_ON_Diverse_Howarth_2023_05_05 | 2034 | CH4 Import - WC 2030 | Import | Methane | ON | Dispatch-Import | FuelCost | 0 | [6 empty] | 0.57748 | 0
LCP_Inputs_ON_Diverse_Howarth_2023_05_05 | 2034 | CH4 Import - WC 2030 | Import | Methane | ON | Dispatch-Import | VOM | 0 | [6 empty] | 0.57748 | 0
LCP_Inputs_ON_Diverse_Howarth_2023_05_05 | 2034 | CH4 Import - WC 2030 | Import | Methane | PJ | Dispatch-Import | EmissionsCost | 0 | [6 empty] | 0.57748 | 0
LCP_Inputs_ON_Diverse_Howarth_2023_05_05 | 2034 | CH4 Import - WC 2030 | Import | Methane | PJ | Dispatch-Import | FuelCost | 0 | [6 empty] | 0.57748 | 0
LCP_Inputs_ON_Diverse_Howarth_2023_05_05 | 2034 | CH4 Import - WC 2030 | Import | Methane | PJ | Dispatch-Import | VOM | 0 | [6 empty] | 0.57748 | 0
LCP_Inputs_ON_Diverse_Howarth_2023_05_05 | 2034 | CH4 Import - WC 2030 | Import | Methane | QC | Dispatch-Import | EmissionsCost | 0 | [6 empty] | 0.57748 | 0
LCP_Inputs_ON_Diverse_Howarth_2023_05_05 | 2034 | CH4 Import - WC 2030 | Import | Methane | QC | Dispatch-Import | FuelCost | 0 | [6 empty] | 0.57748 | 0
LCP_Inputs_ON_Diverse_Howarth_2023_05_05 | 2034 | CH4 Import - WC 2030 | Import | Methane | QC | Dispatch-Import | VOM | 0 | [6 empty] | 0.57748 | 0
LCP_Inputs_ON_Diverse_Howarth_2023_05_05 | 2034 | CH4 Import - WC 2030 | Import | Methane | WC | Dispatch-Import | EmissionsCost | 5196105971.5741 | [6 empty] | 0.57748 | 3000621726.2856
LCP_Inputs_ON_Diverse_Howarth_2023_05_05 | 2034 | CH4 Import - WC 2030 | Import | Methane | WC | Dispatch-Import | FuelCost | 2391110189.8838 | [6 empty] | 0.57748 | 1380806554.9392
LCP_Inputs_ON_Diverse_Howarth_2023_05_05 | 2034 | CH4 Import - WC 2030 | Import | Methane | WC | Dispatch-Import | VOM | 0 | [6 empty] | 0.57748 | 0
LCP_Inputs_ON_Diverse_Howarth_2023_05_05 | 2034 | CH4 Import - WC 2040 | Import | Methane | MI | Dispatch-Import | EmissionsCost | 0 | [6 empty] | 0.57748 | 0
LCP_Inputs_ON_Diverse_Howarth_2023_05_05 | 2034 | CH4 Import - WC 2040 | Import | Methane | MI | Dispatch-Import | FuelCost | 0 | [6 empty] | 0.57748 | 0
LCP_Inputs_ON_Diverse_Howarth_2023_05_05 | 2034 | CH4 Import - WC 2040 | Import | Methane | MI | Dispatch-Import | VOM | 0 | [6 empty] | 0.57748 | 0
LCP_Inputs_ON_Diverse_Howarth_2023_05_05 | 2034 | CH4 Import - WC 2040 | Import | Methane | NY | Dispatch-Import | EmissionsCost | 0 | [6 empty] | 0.57748 | 0
LCP_Inputs_ON_Diverse_Howarth_2023_05_05 | 2034 | CH4 Import - WC 2040 | Import | Methane | NY | Dispatch-Import | FuelCost | 0 | [6 empty] | 0.57748 | 0
LCP_Inputs_ON_Diverse_Howarth_2023_05_05 | 2034 | CH4 Import - WC 2040 | Import | Methane | NY | Dispatch-Import | VOM | 0 | [6 empty] | 0.57748 | 0
LCP_Inputs_ON_Diverse_Howarth_2023_05_05 | 2034 | CH4 Import - WC 2040 | Import | Methane | ON | Dispatch-Import | EmissionsCost | 0 | [6 empty] | 0.57748 | 0
LCP_Inputs_ON_Diverse_Howarth_2023_05_05 | 2034 | CH4 Import - WC 2040 | Import | Methane | ON | Dispatch-Import | FuelCost | 0 | [6 empty] | 0.57748 | 0
LCP_Inputs_ON_Diverse_Howarth_2023_05_05 | 2034 | CH4 Import - WC 2040 | Import | Methane | ON | Dispatch-Import | VOM | 0 | [6 empty] | 0.57748 | 0
LCP_Inputs_ON_Diverse_Howarth_2023_05_05 | 2034 | CH4 Import - WC 2040 | Import | Methane | PJ | Dispatch-Import | EmissionsCost | 0 | [6 empty] | 0.57748 | 0
LCP_Inputs_ON_Diverse_Howarth_2023_05_05 | 2034 | CH4 Import - WC 2040 | Import | Methane | PJ | Dispatch-Import | FuelCost | 0 | [6 empty] | 0.57748 | 0
LCP_Inputs_ON_Diverse_Howarth_2023_05_05 | 2034 | CH4 Import - WC 2040 | Import | Methane | PJ | Dispatch-Import | VOM | 0 | [6 empty] | 0.57748 | 0
LCP_Inputs_ON_Diverse_Howarth_2023_05_05 | 2034 | CH4 Import - WC 2040 | Import | Methane | QC | Dispatch-Import | EmissionsCost | 0 | [6 empty] | 0.57748 | 0
LCP_Inputs_ON_Diverse_Howarth_2023_05_05 | 2034 | CH4 Import - WC 2040 | Import | Methane | QC | Dispatch-Import | FuelCost | 0 | [6 empty] | 0.57748 | 0
LCP_Inputs_ON_Diverse_Howarth_2023_05_05 | 2034 | CH4 Import - WC 2040 | Import | Methane | QC | Dispatch-Import | VOM | 0 | [6 empty] | 0.57748 | 0
LCP_Inputs_ON_Diverse_Howarth_2023_05_05 | 2034 | CH4 Import - WC 2040 | Import | Methane | WC | Dispatch-Import | EmissionsCost | 0 | [6 empty] | 0.57748 | 0
LCP_Inputs_ON_Diverse_Howarth_2023_05_05 | 2034 | CH4 Import - WC 2040 | Import | Methane | WC | Dispatch-Import | FuelCost | 0 | [6 empty] | 0.57748 | 0
LCP_Inputs_ON_Diverse_Howarth_2023_05_05 | 2034 | CH4 Import - WC 2040 | Import | Methane | WC | Dispatch-Import | VOM | 0 | [6 empty] | 0.57748 | 0
LCP_Inputs_ON_Diverse_Howarth_2023_05_05 | 2034 | CH4 Import - WC 2050 | Import | Methane | MI | Dispatch-Import | EmissionsCost | 0 | [6 empty] | 0.57748 | 0
LCP_Inputs_ON_Diverse_Howarth_2023_05_05 | 2034 | CH4 Import - WC 2050 | Import | Methane | MI | Dispatch-Import | FuelCost | 0 | [6 empty] | 0.57748 | 0
LCP_Inputs_ON_Diverse_Howarth_2023_05_05 | 2034 | CH4 Import - WC 2050 | Import | Methane | MI | Dispatch-Import | VOM | 0 | [6 empty] | 0.57748 | 0
LCP_Inputs_ON_Diverse_Howarth_2023_05_05 | 2034 | CH4 Import - WC 2050 | Import | Methane | NY | Dispatch-Import | EmissionsCost | 0 | [6 empty] | 0.57748 | 0
LCP_Inputs_ON_Diverse_Howarth_2023_05_05 | 2034 | CH4 Import - WC 2050 | Import | Methane | NY | Dispatch-Import | FuelCost | 0 | [6 empty] | 0.57748 | 0
LCP_Inputs_ON_Diverse_Howarth_2023_05_05 | 2034 | CH4 Import - WC 2050 | Import | Methane | NY | Dispatch-Import | VOM | 0 | [6 empty] | 0.57748 | 0
LCP_Inputs_ON_Diverse_Howarth_2023_05_05 | 2034 | CH4 Import - WC 2050 | Import | Methane | ON | Dispatch-Import | EmissionsCost | 0 | [6 empty] | 0.57748 | 0
LCP_Inputs_ON_Diverse_Howarth_2023_05_05 | 2034 | CH4 Import - WC 2050 | Import | Methane | ON | Dispatch-Import | FuelCost | 0 | [6 empty] | 0.57748 | 0
LCP_Inputs_ON_Diverse_Howarth_2023_05_05 | 2034 | CH4 Import - WC 2050 | Import | Methane | ON | Dispatch-Import | VOM | 0 | [6 empty] | 0.57748 | 0
LCP_Inputs_ON_Diverse_Howarth_2023_05_05 | 2034 | CH4 Import - WC 2050 | Import | Methane | PJ | Dispatch-Import | EmissionsCost | 0 | [6 empty] | 0.57748 | 0
LCP_Inputs_ON_Diverse_Howarth_2023_05_05 | 2034 | CH4 Import - WC 2050 | Import | Methane | PJ | Dispatch-Import | FuelCost | 0 | [6 empty] | 0.57748 | 0
LCP_Inputs_ON_Diverse_Howarth_2023_05_05 | 2034 | CH4 Import - WC 2050 | Import | Methane | PJ | Dispatch-Import | VOM | 0 | [6 empty] | 0.57748 | 0
LCP_Inputs_ON_Diverse_Howarth_2023_05_05 | 2034 | CH4 Import - WC 2050 | Import | Methane | QC | Dispatch-Import | EmissionsCost | 0 | [6 empty] | 0.57748 | 0
LCP_Inputs_ON_Diverse_Howarth_2023_05_05 | 2034 | CH4 Import - WC 2050 | Import | Methane | QC | Dispatch-Import | FuelCost | 0 | [6 empty] | 0.57748 | 0
LCP_Inputs_ON_Diverse_Howarth_2023_05_05 | 2034 | CH4 Import - WC 2050 | Import | Methane | QC | Dispatch-Import | VOM | 0 | [6 empty] | 0.57748 | 0
LCP_Inputs_ON_Diverse_Howarth_2023_05_05 | 2034 | CH4 Import - WC 2050 | Import | Methane | WC | Dispatch-Import | EmissionsCost | 0 | [6 empty] | 0.57748 | 0
LCP_Inputs_ON_Diverse_Howarth_2023_05_05 | 2034 | CH4 Import - WC 2050 | Import | Methane | WC | Dispatch-Import | FuelCost | 0 | [6 empty] | 0.57748 | 0
LCP_Inputs_ON_Diverse_Howarth_2023_05_05 | 2034 | CH4 Import - WC 2050 | Import | Methane | WC | Dispatch-Import | VOM | 0 | [6 empty] | 0.57748 | 0
LCP_Inputs_ON_Diverse_Howarth_2023_05_05 | 2034 | CH4 Salt Cavern Storage - ON | Storage | Methane | MI | Dispatch-Storage | EmissionsCost | 0 | [6 empty] | 0.57748 | 0
LCP_Inputs_ON_Diverse_Howarth_2023_05_05 | 2034 | CH4 Salt Cavern Storage - ON | Storage | Methane | MI | Dispatch-Storage | FuelCost | 0 | [6 empty] | 0.57748 | 0
LCP_Inputs_ON_Diverse_Howarth_2023_05_05 | 2034 | CH4 Salt Cavern Storage - ON | Storage | Methane | MI | Dispatch-Storage | VOM | 0 | [6 empty] | 0.57748 | 0
LCP_Inputs_ON_Diverse_Howarth_2023_05_05 | 2034 | CH4 Salt Cavern Storage - ON | Storage | Methane | NY | Dispatch-Storage | EmissionsCost | 0 | [6 empty] | 0.57748 | 0
LCP_Inputs_ON_Diverse_Howarth_2023_05_05 | 2034 | CH4 Salt Cavern Storage - ON | Storage | Methane | NY | Dispatch-Storage | FuelCost | 0 | [6 empty] | 0.57748 | 0
LCP_Inputs_ON_Diverse_Howarth_2023_05_05 | 2034 | CH4 Salt Cavern Storage - ON | Storage | Methane | NY | Dispatch-Storage | VOM | 0 | [6 empty] | 0.57748 | 0
LCP_Inputs_ON_Diverse_Howarth_2023_05_05 | 2034 | CH4 Salt Cavern Storage - ON | Storage | Methane | ON | Dispatch-Storage | EmissionsCost | 0 | [6 empty] | 0.57748 | 0
LCP_Inputs_ON_Diverse_Howarth_2023_05_05 | 2034 | CH4 Salt Cavern Storage - ON | Storage | Methane | ON | Dispatch-Storage | FuelCost | 0 | [6 empty] | 0.57748 | 0
LCP_Inputs_ON_Diverse_Howarth_2023_05_05 | 2034 | CH4 Salt Cavern Storage - ON | Storage | Methane | ON | Dispatch-Storage | VOM | 0 | [6 empty] | 0.57748 | 0
LCP_Inputs_ON_Diverse_Howarth_2023_05_05 | 2034 | CH4 Salt Cavern Storage - ON | Storage | Methane | PJ | Dispatch-Storage | EmissionsCost | 0 | [6 empty] | 0.57748 | 0
LCP_Inputs_ON_Diverse_Howarth_2023_05_05 | 2034 | CH4 Salt Cavern Storage - ON | Storage | Methane | PJ | Dispatch-Storage | FuelCost | 0 | [6 empty] | 0.57748 | 0
LCP_Inputs_ON_Diverse_Howarth_2023_05_05 | 2034 | CH4 Salt Cavern Storage - ON | Storage | Methane | PJ | Dispatch-Storage | VOM | 0 | [6 empty] | 0.57748 | 0
LCP_Inputs_ON_Diverse_Howarth_2023_05_05 | 2034 | CH4 Salt Cavern Storage - ON | Storage | Methane | QC | Dispatch-Storage | EmissionsCost | 0 | [6 empty] | 0.57748 | 0
LCP_Inputs_ON_Diverse_Howarth_2023_05_05 | 2034 | CH4 Salt Cavern Storage - ON | Storage | Methane | QC | Dispatch-Storage | FuelCost | 0 | [6 empty] | 0.57748 | 0
LCP_Inputs_ON_Diverse_Howarth_2023_05_05 | 2034 | CH4 Salt Cavern Storage - ON | Storage | Methane | QC | Dispatch-Storage | VOM | 0 | [6 empty] | 0.57748 | 0
LCP_Inputs_ON_Diverse_Howarth_2023_05_05 | 2034 | CH4 Salt Cavern Storage - ON | Storage | Methane | WC | Dispatch-Storage | EmissionsCost | 0 | [6 empty] | 0.57748 | 0
LCP_Inputs_ON_Diverse_Howarth_2023_05_05 | 2034 | CH4 Salt Cavern Storage - ON | Storage | Methane | WC | Dispatch-Storage | FuelCost | 0 | [6 empty] | 0.57748 | 0
LCP_Inputs_ON_Diverse_Howarth_2023_05_05 | 2034 | CH4 Salt Cavern Storage - ON | Storage | Methane | WC | Dispatch-Storage | VOM | 0 | [6 empty] | 0.57748 | 0
LCP_Inputs_ON_Diverse_Howarth_2023_05_05 | 2034 | Electrolyser 2020/2030 | Crossload | Hydrogen | MI | Dispatch-Crossload | EmissionsCost | 0 | [6 empty] | 0.57748 | 0
LCP_Inputs_ON_Diverse_Howarth_2023_05_05 | 2034 | Electrolyser 2020/2030 | Crossload | Hydrogen | MI | Dispatch-Crossload | FuelCost | 0 | [6 empty] | 0.57748 | 0
LCP_Inputs_ON_Diverse_Howarth_2023_05_05 | 2034 | Electrolyser 2020/2030 | Crossload | Hydrogen | MI | Dispatch-Crossload | VOM | 0 | [6 empty] | 0.57748 | 0
LCP_Inputs_ON_Diverse_Howarth_2023_05_05 | 2034 | Electrolyser 2020/2030 | Crossload | Hydrogen | NY | Dispatch-Crossload | EmissionsCost | 0 | [6 empty] | 0.57748 | 0
LCP_Inputs_ON_Diverse_Howarth_2023_05_05 | 2034 | Electrolyser 2020/2030 | Crossload | Hydrogen | NY | Dispatch-Crossload | FuelCost | 0 | [6 empty] | 0.57748 | 0
LCP_Inputs_ON_Diverse_Howarth_2023_05_05 | 2034 | Electrolyser 2020/2030 | Crossload | Hydrogen | NY | Dispatch-Crossload | VOM | 0 | [6 empty] | 0.57748 | 0
LCP_Inputs_ON_Diverse_Howarth_2023_05_05 | 2034 | Electrolyser 2020/2030 | Crossload | Hydrogen | ON | Dispatch-Crossload | EmissionsCost | 0 | [6 empty] | 0.57748 | 0
LCP_Inputs_ON_Diverse_Howarth_2023_05_05 | 2034 | Electrolyser 2020/2030 | Crossload | Hydrogen | ON | Dispatch-Crossload | FuelCost | 0 | [6 empty] | 0.57748 | 0
LCP_Inputs_ON_Diverse_Howarth_2023_05_05 | 2034 | Electrolyser 2020/2030 | Crossload | Hydrogen | ON | Dispatch-Crossload | VOM | 0 | [6 empty] | 0.57748 | 0
LCP_Inputs_ON_Diverse_Howarth_2023_05_05 | 2034 | Electrolyser 2020/2030 | Crossload | Hydrogen | PJ | Dispatch-Crossload | EmissionsCost | 0 | [6 empty] | 0.57748 | 0
LCP_Inputs_ON_Diverse_Howarth_2023_05_05 | 2034 | Electrolyser 2020/2030 | Crossload | Hydrogen | PJ | Dispatch-Crossload | FuelCost | 0 | [6 empty] | 0.57748 | 0
LCP_Inputs_ON_Diverse_Howarth_2023_05_05 | 2034 | Electrolyser 2020/2030 | Crossload | Hydrogen | PJ | Dispatch-Crossload | VOM | 0 | [6 empty] | 0.57748 | 0
LCP_Inputs_ON_Diverse_Howarth_2023_05_05 | 2034 | Electrolyser 2020/2030 | Crossload | Hydrogen | QC | Dispatch-Crossload | EmissionsCost | 0 | [6 empty] | 0.57748 | 0
LCP_Inputs_ON_Diverse_Howarth_2023_05_05 | 2034 | Electrolyser 2020/2030 | Crossload | Hydrogen | QC | Dispatch-Crossload | FuelCost | 0 | [6 empty] | 0.57748 | 0
LCP_Inputs_ON_Diverse_Howarth_2023_05_05 | 2034 | Electrolyser 2020/2030 | Crossload | Hydrogen | QC | Dispatch-Crossload | VOM | 0 | [6 empty] | 0.57748 | 0
LCP_Inputs_ON_Diverse_Howarth_2023_05_05 | 2034 | Electrolyser 2020/2030 | Crossload | Hydrogen | WC | Dispatch-Crossload | EmissionsCost | 0 | [6 empty] | 0.57748 | 0
LCP_Inputs_ON_Diverse_Howarth_2023_05_05 | 2034 | Electrolyser 2020/2030 | Crossload | Hydrogen | WC | Dispatch-Crossload | FuelCost | 0 | [6 empty] | 0.57748 | 0
LCP_Inputs_ON_Diverse_Howarth_2023_05_05 | 2034 | Electrolyser 2020/2030 | Crossload | Hydrogen | WC | Dispatch-Crossload | VOM | 0 | [6 empty] | 0.57748 | 0
LCP_Inputs_ON_Diverse_Howarth_2023_05_05 | 2034 | Electrolyser 2040 | Crossload | Hydrogen | MI | Dispatch-Crossload | EmissionsCost | 0 | [6 empty] | 0.57748 | 0
LCP_Inputs_ON_Diverse_Howarth_2023_05_05 | 2034 | Electrolyser 2040 | Crossload | Hydrogen | MI | Dispatch-Crossload | FuelCost | 0 | [6 empty] | 0.57748 | 0
LCP_Inputs_ON_Diverse_Howarth_2023_05_05 | 2034 | Electrolyser 2040 | Crossload | Hydrogen | MI | Dispatch-Crossload | VOM | 0 | [6 empty] | 0.57748 | 0
LCP_Inputs_ON_Diverse_Howarth_2023_05_05 | 2034 | Electrolyser 2040 | Crossload | Hydrogen | NY | Dispatch-Crossload | EmissionsCost | 0 | [6 empty] | 0.57748 | 0
LCP_Inputs_ON_Diverse_Howarth_2023_05_05 | 2034 | Electrolyser 2040 | Crossload | Hydrogen | NY | Dispatch-Crossload | FuelCost | 0 | [6 empty] | 0.57748 | 0
LCP_Inputs_ON_Diverse_Howarth_2023_05_05 | 2034 | Electrolyser 2040 | Crossload | Hydrogen | NY | Dispatch-Crossload | VOM | 0 | [6 empty] | 0.57748 | 0
LCP_Inputs_ON_Diverse_Howarth_2023_05_05 | 2034 | Electrolyser 2040 | Crossload | Hydrogen | ON | Dispatch-Crossload | EmissionsCost | 0 | [6 empty] | 0.57748 | 0
LCP_Inputs_ON_Diverse_Howarth_2023_05_05 | 2034 | Electrolyser 2040 | Crossload | Hydrogen | ON | Dispatch-Crossload | FuelCost | 0 | [6 empty] | 0.57748 | 0
LCP_Inputs_ON_Diverse_Howarth_2023_05_05 | 2034 | Electrolyser 2040 | Crossload | Hydrogen | ON | Dispatch-Crossload | VOM | 0 | [6 empty] | 0.57748 | 0
LCP_Inputs_ON_Diverse_Howarth_2023_05_05 | 2034 | Electrolyser 2040 | Crossload | Hydrogen | PJ | Dispatch-Crossload | EmissionsCost | 0 | [6 empty] | 0.57748 | 0
LCP_Inputs_ON_Diverse_Howarth_2023_05_05 | 2034 | Electrolyser 2040 | Crossload | Hydrogen | PJ | Dispatch-Crossload | FuelCost | 0 | [6 empty] | 0.57748 | 0
LCP_Inputs_ON_Diverse_Howarth_2023_05_05 | 2034 | Electrolyser 2040 | Crossload | Hydrogen | PJ | Dispatch-Crossload | VOM | 0 | [6 empty] | 0.57748 | 0
LCP_Inputs_ON_Diverse_Howarth_2023_05_05 | 2034 | Electrolyser 2040 | Crossload | Hydrogen | QC | Dispatch-Crossload | EmissionsCost | 0 | [6 empty] | 0.57748 | 0
LCP_Inputs_ON_Diverse_Howarth_2023_05_05 | 2034 | Electrolyser 2040 | Crossload | Hydrogen | QC | Dispatch-Crossload | FuelCost | 0 | [6 empty] | 0.57748 | 0
LCP_Inputs_ON_Diverse_Howarth_2023_05_05 | 2034 | Electrolyser 2040 | Crossload | Hydrogen | QC | Dispatch-Crossload | VOM | 0 | [6 empty] | 0.57748 | 0
LCP_Inputs_ON_Diverse_Howarth_2023_05_05 | 2034 | Electrolyser 2040 | Crossload | Hydrogen | WC | Dispatch-Crossload | EmissionsCost | 0 | [6 empty] | 0.57748 | 0
LCP_Inputs_ON_Diverse_Howarth_2023_05_05 | 2034 | Electrolyser 2040 | Crossload | Hydrogen | WC | Dispatch-Crossload | FuelCost | 0 | [6 empty] | 0.57748 | 0
LCP_Inputs_ON_Diverse_Howarth_2023_05_05 | 2034 | Electrolyser 2040 | Crossload | Hydrogen | WC | Dispatch-Crossload | VOM | 0 | [6 empty] | 0.57748 | 0
LCP_Inputs_ON_Diverse_Howarth_2023_05_05 | 2034 | Electrolyser 2050 | Crossload | Hydrogen | MI | Dispatch-Crossload | EmissionsCost | 0 | [6 empty] | 0.57748 | 0
LCP_Inputs_ON_Diverse_Howarth_2023_05_05 | 2034 | Electrolyser 2050 | Crossload | Hydrogen | MI | Dispatch-Crossload | FuelCost | 0 | [6 empty] | 0.57748 | 0
LCP_Inputs_ON_Diverse_Howarth_2023_05_05 | 2034 | Electrolyser 2050 | Crossload | Hydrogen | MI | Dispatch-Crossload | VOM | 0 | [6 empty] | 0.57748 | 0
LCP_Inputs_ON_Diverse_Howarth_2023_05_05 | 2034 | Electrolyser 2050 | Crossload | Hydrogen | NY | Dispatch-Crossload | EmissionsCost | 0 | [6 empty] | 0.57748 | 0
LCP_Inputs_ON_Diverse_Howarth_2023_05_05 | 2034 | Electrolyser 2050 | Crossload | Hydrogen | NY | Dispatch-Crossload | FuelCost | 0 | [6 empty] | 0.57748 | 0
LCP_Inputs_ON_Diverse_Howarth_2023_05_05 | 2034 | Electrolyser 2050 | Crossload | Hydrogen | NY | Dispatch-Crossload | VOM | 0 | [6 empty] | 0.57748 | 0
LCP_Inputs_ON_Diverse_Howarth_2023_05_05 | 2034 | Electrolyser 2050 | Crossload | Hydrogen | ON | Dispatch-Crossload | EmissionsCost | 0 | [6 empty] | 0.57748 | 0
LCP_Inputs_ON_Diverse_Howarth_2023_05_05 | 2034 | Electrolyser 2050 | Crossload | Hydrogen | ON | Dispatch-Crossload | FuelCost | 0 | [6 empty] | 0.57748 | 0
LCP_Inputs_ON_Diverse_Howarth_2023_05_05 | 2034 | Electrolyser 2050 | Crossload | Hydrogen | ON | Dispatch-Crossload | VOM | 0 | [6 empty] | 0.57748 | 0
LCP_Inputs_ON_Diverse_Howarth_2023_05_05 | 2034 | Electrolyser 2050 | Crossload | Hydrogen | PJ | Dispatch-Crossload | EmissionsCost | 0 | [6 empty] | 0.57748 | 0
LCP_Inputs_ON_Diverse_Howarth_2023_05_05 | 2034 | Electrolyser 2050 | Crossload | Hydrogen | PJ | Dispatch-Crossload | FuelCost | 0 | [6 empty] | 0.57748 | 0
LCP_Inputs_ON_Diverse_Howarth_2023_05_05 | 2034 | Electrolyser 2050 | Crossload | Hydrogen | PJ | Dispatch-Crossload | VOM | 0 | [6 empty] | 0.57748 | 0
LCP_Inputs_ON_Diverse_Howarth_2023_05_05 | 2034 | Electrolyser 2050 | Crossload | Hydrogen | QC | Dispatch-Crossload | EmissionsCost | 0 | [6 empty] | 0.57748 | 0
LCP_Inputs_ON_Diverse_Howarth_2023_05_05 | 2034 | Electrolyser 2050 | Crossload | Hydrogen | QC | Dispatch-Crossload | FuelCost | 0 | [6 empty] | 0.57748 | 0
LCP_Inputs_ON_Diverse_Howarth_2023_05_05 | 2034 | Electrolyser 2050 | Crossload | Hydrogen | QC | Dispatch-Crossload | VOM | 0 | [6 empty] | 0.57748 | 0
LCP_Inputs_ON_Diverse_Howarth_2023_05_05 | 2034 | Electrolyser 2050 | Crossload | Hydrogen | WC | Dispatch-Crossload | EmissionsCost | 0 | [6 empty] | 0.57748 | 0
LCP_Inputs_ON_Diverse_Howarth_2023_05_05 | 2034 | Electrolyser 2050 | Crossload | Hydrogen | WC | Dispatch-Crossload | FuelCost | 0 | [6 empty] | 0.57748 | 0
LCP_Inputs_ON_Diverse_Howarth_2023_05_05 | 2034 | Electrolyser 2050 | Crossload | Hydrogen | WC | Dispatch-Crossload | VOM | 0 | [6 empty] | 0.57748 | 0
LCP_Inputs_ON_Diverse_Howarth_2023_05_05 | 2034 | Fossil Fuel Thermal (Coal, Peat, Oil) | Generation | Electricity | MI | Dispatch-Generation | EmissionsCost | 0 | [6 empty] | 0.57748 | 0
LCP_Inputs_ON_Diverse_Howarth_2023_05_05 | 2034 | Fossil Fuel Thermal (Coal, Peat, Oil) | Generation | Electricity | MI | Dispatch-Generation | FuelCost | 0 | [6 empty] | 0.57748 | 0
LCP_Inputs_ON_Diverse_Howarth_2023_05_05 | 2034 | Fossil Fuel Thermal (Coal, Peat, Oil) | Generation | Electricity | MI | Dispatch-Generation | VOM | 0 | [6 empty] | 0.57748 | 0
LCP_Inputs_ON_Diverse_Howarth_2023_05_05 | 2034 | Fossil Fuel Thermal (Coal, Peat, Oil) | Generation | Electricity | NY | Dispatch-Generation | EmissionsCost | 0 | [6 empty] | 0.57748 | 0
LCP_Inputs_ON_Diverse_Howarth_2023_05_05 | 2034 | Fossil Fuel Thermal (Coal, Peat, Oil) | Generation | Electricity | NY | Dispatch-Generation | FuelCost | 0 | [6 empty] | 0.57748 | 0
LCP_Inputs_ON_Diverse_Howarth_2023_05_05 | 2034 | Fossil Fuel Thermal (Coal, Peat, Oil) | Generation | Electricity | NY | Dispatch-Generation | VOM | 0 | [6 empty] | 0.57748 | 0
LCP_Inputs_ON_Diverse_Howarth_2023_05_05 | 2034 | Fossil Fuel Thermal (Coal, Peat, Oil) | Generation | Electricity | ON | Dispatch-Generation | EmissionsCost | 0 | [6 empty] | 0.57748 | 0
LCP_Inputs_ON_Diverse_Howarth_2023_05_05 | 2034 | Fossil Fuel Thermal (Coal, Peat, Oil) | Generation | Electricity | ON | Dispatch-Generation | FuelCost | 0 | [6 empty] | 0.57748 | 0
LCP_Inputs_ON_Diverse_Howarth_2023_05_05 | 2034 | Fossil Fuel Thermal (Coal, Peat, Oil) | Generation | Electricity | ON | Dispatch-Generation | VOM | 0 | [6 empty] | 0.57748 | 0
LCP_Inputs_ON_Diverse_Howarth_2023_05_05 | 2034 | Fossil Fuel Thermal (Coal, Peat, Oil) | Generation | Electricity | PJ | Dispatch-Generation | EmissionsCost | 0 | [6 empty] | 0.57748 | 0
LCP_Inputs_ON_Diverse_Howarth_2023_05_05 | 2034 | Fossil Fuel Thermal (Coal, Peat, Oil) | Generation | Electricity | PJ | Dispatch-Generation | FuelCost | 0 | [6 empty] | 0.57748 | 0
LCP_Inputs_ON_Diverse_Howarth_2023_05_05 | 2034 | Fossil Fuel Thermal (Coal, Peat, Oil) | Generation | Electricity | PJ | Dispatch-Generation | VOM | 0 | [6 empty] | 0.57748 | 0
LCP_Inputs_ON_Diverse_Howarth_2023_05_05 | 2034 | Fossil Fuel Thermal (Coal, Peat, Oil) | Generation | Electricity | QC | Dispatch-Generation | EmissionsCost | 0 | [6 empty] | 0.57748 | 0
LCP_Inputs_ON_Diverse_Howarth_2023_05_05 | 2034 | Fossil Fuel Thermal (Coal, Peat, Oil) | Generation | Electricity | QC | Dispatch-Generation | FuelCost | 0 | [6 empty] | 0.57748 | 0
LCP_Inputs_ON_Diverse_Howarth_2023_05_05 | 2034 | Fossil Fuel Thermal (Coal, Peat, Oil) | Generation | Electricity | QC | Dispatch-Generation | VOM | 0 | [6 empty] | 0.57748 | 0
LCP_Inputs_ON_Diverse_Howarth_2023_05_05 | 2034 | Fossil Fuel Thermal (Coal, Peat, Oil) | Generation | Electricity | WC | Dispatch-Generation | EmissionsCost | 0 | [6 empty] | 0.57748 | 0
LCP_Inputs_ON_Diverse_Howarth_2023_05_05 | 2034 | Fossil Fuel Thermal (Coal, Peat, Oil) | Generation | Electricity | WC | Dispatch-Generation | FuelCost | 0 | [6 empty] | 0.57748 | 0
LCP_Inputs_ON_Diverse_Howarth_2023_05_05 | 2034 | Fossil Fuel Thermal (Coal, Peat, Oil) | Generation | Electricity | WC | Dispatch-Generation | VOM | 0 | [6 empty] | 0.57748 | 0
LCP_Inputs_ON_Diverse_Howarth_2023_05_05 | 2034 | Generic - Generator | Generation | Electricity | MI | Dispatch-Generation | EmissionsCost | 0 | [6 empty] | 0.57748 | 0
LCP_Inputs_ON_Diverse_Howarth_2023_05_05 | 2034 | Generic - Generator | Generation | Electricity | MI | Dispatch-Generation | FuelCost | 1839075380.8143 | [6 empty] | 0.57748 | 1062020207.8513
LCP_Inputs_ON_Diverse_Howarth_2023_05_05 | 2034 | Generic - Generator | Generation | Electricity | MI | Dispatch-Generation | VOM | 64222752.8074 | [6 empty] | 0.57748 | 37087039.4965
LCP_Inputs_ON_Diverse_Howarth_2023_05_05 | 2034 | Generic - Generator | Generation | Electricity | NY | Dispatch-Generation | EmissionsCost | 0 | [6 empty] | 0.57748 | 0
LCP_Inputs_ON_Diverse_Howarth_2023_05_05 | 2034 | Generic - Generator | Generation | Electricity | NY | Dispatch-Generation | FuelCost | 809920213.6898 | [6 empty] | 0.57748 | 467708742.4796
LCP_Inputs_ON_Diverse_Howarth_2023_05_05 | 2034 | Generic - Generator | Generation | Electricity | NY | Dispatch-Generation | VOM | 28283400.5719 | [6 empty] | 0.57748 | 16332959.0877
LCP_Inputs_ON_Diverse_Howarth_2023_05_05 | 2034 | Generic - Generator | Generation | Electricity | ON | Dispatch-Generation | EmissionsCost | 0 | [6 empty] | 0.57748 | 0
LCP_Inputs_ON_Diverse_Howarth_2023_05_05 | 2034 | Generic - Generator | Generation | Electricity | ON | Dispatch-Generation | FuelCost | 0 | [6 empty] | 0.57748 | 0
LCP_Inputs_ON_Diverse_Howarth_2023_05_05 | 2034 | Generic - Generator | Generation | Electricity | ON | Dispatch-Generation | VOM | 0 | [6 empty] | 0.57748 | 0
LCP_Inputs_ON_Diverse_Howarth_2023_05_05 | 2034 | Generic - Generator | Generation | Electricity | PJ | Dispatch-Generation | EmissionsCost | 0 | [6 empty] | 0.57748 | 0
LCP_Inputs_ON_Diverse_Howarth_2023_05_05 | 2034 | Generic - Generator | Generation | Electricity | PJ | Dispatch-Generation | FuelCost | 7330430703.3579 | [6 empty] | 0.57748 | 4233141077.5411
LCP_Inputs_ON_Diverse_Howarth_2023_05_05 | 2034 | Generic - Generator | Generation | Electricity | PJ | Dispatch-Generation | VOM | 255987570.6808 | [6 empty] | 0.57748 | 147826443.5802
LCP_Inputs_ON_Diverse_Howarth_2023_05_05 | 2034 | Generic - Generator | Generation | Electricity | QC | Dispatch-Generation | EmissionsCost | 0 | [6 empty] | 0.57748 | 0
LCP_Inputs_ON_Diverse_Howarth_2023_05_05 | 2034 | Generic - Generator | Generation | Electricity | QC | Dispatch-Generation | FuelCost | 0 | [6 empty] | 0.57748 | 0
LCP_Inputs_ON_Diverse_Howarth_2023_05_05 | 2034 | Generic - Generator | Generation | Electricity | QC | Dispatch-Generation | VOM | 0 | [6 empty] | 0.57748 | 0
LCP_Inputs_ON_Diverse_Howarth_2023_05_05 | 2034 | Generic - Generator | Generation | Electricity | WC | Dispatch-Generation | EmissionsCost | 0 | [6 empty] | 0.57748 | 0
LCP_Inputs_ON_Diverse_Howarth_2023_05_05 | 2034 | Generic - Generator | Generation | Electricity | WC | Dispatch-Generation | FuelCost | 1737227.6587 | [6 empty] | 0.57748 | 1003205.6861
LCP_Inputs_ON_Diverse_Howarth_2023_05_05 | 2034 | Generic - Generator | Generation | Electricity | WC | Dispatch-Generation | VOM | 60666.1063 | [6 empty] | 0.57748 | 35033.1647
LCP_Inputs_ON_Diverse_Howarth_2023_05_05 | 2034 | H2 Import - QC | Import | Hydrogen | MI | Dispatch-Import | EmissionsCost | 0 | [6 empty] | 0.57748 | 0
LCP_Inputs_ON_Diverse_Howarth_2023_05_05 | 2034 | H2 Import - QC | Import | Hydrogen | MI | Dispatch-Import | FuelCost | 0 | [6 empty] | 0.57748 | 0
LCP_Inputs_ON_Diverse_Howarth_2023_05_05 | 2034 | H2 Import - QC | Import | Hydrogen | MI | Dispatch-Import | VOM | 0 | [6 empty] | 0.57748 | 0
LCP_Inputs_ON_Diverse_Howarth_2023_05_05 | 2034 | H2 Import - QC | Import | Hydrogen | NY | Dispatch-Import | EmissionsCost | 0 | [6 empty] | 0.57748 | 0
LCP_Inputs_ON_Diverse_Howarth_2023_05_05 | 2034 | H2 Import - QC | Import | Hydrogen | NY | Dispatch-Import | FuelCost | 0 | [6 empty] | 0.57748 | 0
LCP_Inputs_ON_Diverse_Howarth_2023_05_05 | 2034 | H2 Import - QC | Import | Hydrogen | NY | Dispatch-Import | VOM | 0 | [6 empty] | 0.57748 | 0
LCP_Inputs_ON_Diverse_Howarth_2023_05_05 | 2034 | H2 Import - QC | Import | Hydrogen | ON | Dispatch-Import | EmissionsCost | 0 | [6 empty] | 0.57748 | 0
LCP_Inputs_ON_Diverse_Howarth_2023_05_05 | 2034 | H2 Import - QC | Import | Hydrogen | ON | Dispatch-Import | FuelCost | 0 | [6 empty] | 0.57748 | 0
LCP_Inputs_ON_Diverse_Howarth_2023_05_05 | 2034 | H2 Import - QC | Import | Hydrogen | ON | Dispatch-Import | VOM | 0 | [6 empty] | 0.57748 | 0
LCP_Inputs_ON_Diverse_Howarth_2023_05_05 | 2034 | H2 Import - QC | Import | Hydrogen | PJ | Dispatch-Import | EmissionsCost | 0 | [6 empty] | 0.57748 | 0
LCP_Inputs_ON_Diverse_Howarth_2023_05_05 | 2034 | H2 Import - QC | Import | Hydrogen | PJ | Dispatch-Import | FuelCost | 0 | [6 empty] | 0.57748 | 0
LCP_Inputs_ON_Diverse_Howarth_2023_05_05 | 2034 | H2 Import - QC | Import | Hydrogen | PJ | Dispatch-Import | VOM | 0 | [6 empty] | 0.57748 | 0
LCP_Inputs_ON_Diverse_Howarth_2023_05_05 | 2034 | H2 Import - QC | Import | Hydrogen | QC | Dispatch-Import | EmissionsCost | 0 | [6 empty] | 0.57748 | 0
LCP_Inputs_ON_Diverse_Howarth_2023_05_05 | 2034 | H2 Import - QC | Import | Hydrogen | QC | Dispatch-Import | FuelCost | 0 | [6 empty] | 0.57748 | 0
LCP_Inputs_ON_Diverse_Howarth_2023_05_05 | 2034 | H2 Import - QC | Import | Hydrogen | QC | Dispatch-Import | VOM | 0 | [6 empty] | 0.57748 | 0
LCP_Inputs_ON_Diverse_Howarth_2023_05_05 | 2034 | H2 Import - QC | Import | Hydrogen | WC | Dispatch-Import | EmissionsCost | 0 | [6 empty] | 0.57748 | 0
LCP_Inputs_ON_Diverse_Howarth_2023_05_05 | 2034 | H2 Import - QC | Import | Hydrogen | WC | Dispatch-Import | FuelCost | 0 | [6 empty] | 0.57748 | 0
LCP_Inputs_ON_Diverse_Howarth_2023_05_05 | 2034 | H2 Import - QC | Import | Hydrogen | WC | Dispatch-Import | VOM | 0 | [6 empty] | 0.57748 | 0
LCP_Inputs_ON_Diverse_Howarth_2023_05_05 | 2034 | H2 Import - WC | Import | Hydrogen | MI | Dispatch-Import | EmissionsCost | 0 | [6 empty] | 0.57748 | 0
LCP_Inputs_ON_Diverse_Howarth_2023_05_05 | 2034 | H2 Import - WC | Import | Hydrogen | MI | Dispatch-Import | FuelCost | 0 | [6 empty] | 0.57748 | 0
LCP_Inputs_ON_Diverse_Howarth_2023_05_05 | 2034 | H2 Import - WC | Import | Hydrogen | MI | Dispatch-Import | VOM | 0 | [6 empty] | 0.57748 | 0
LCP_Inputs_ON_Diverse_Howarth_2023_05_05 | 2034 | H2 Import - WC | Import | Hydrogen | NY | Dispatch-Import | EmissionsCost | 0 | [6 empty] | 0.57748 | 0
LCP_Inputs_ON_Diverse_Howarth_2023_05_05 | 2034 | H2 Import - WC | Import | Hydrogen | NY | Dispatch-Import | FuelCost | 0 | [6 empty] | 0.57748 | 0
LCP_Inputs_ON_Diverse_Howarth_2023_05_05 | 2034 | H2 Import - WC | Import | Hydrogen | NY | Dispatch-Import | VOM | 0 | [6 empty] | 0.57748 | 0
LCP_Inputs_ON_Diverse_Howarth_2023_05_05 | 2034 | H2 Import - WC | Import | Hydrogen | ON | Dispatch-Import | EmissionsCost | 0 | [6 empty] | 0.57748 | 0
LCP_Inputs_ON_Diverse_Howarth_2023_05_05 | 2034 | H2 Import - WC | Import | Hydrogen | ON | Dispatch-Import | FuelCost | 0 | [6 empty] | 0.57748 | 0
LCP_Inputs_ON_Diverse_Howarth_2023_05_05 | 2034 | H2 Import - WC | Import | Hydrogen | ON | Dispatch-Import | VOM | 0 | [6 empty] | 0.57748 | 0
LCP_Inputs_ON_Diverse_Howarth_2023_05_05 | 2034 | H2 Import - WC | Import | Hydrogen | PJ | Dispatch-Import | EmissionsCost | 0 | [6 empty] | 0.57748 | 0
LCP_Inputs_ON_Diverse_Howarth_2023_05_05 | 2034 | H2 Import - WC | Import | Hydrogen | PJ | Dispatch-Import | FuelCost | 0 | [6 empty] | 0.57748 | 0
LCP_Inputs_ON_Diverse_Howarth_2023_05_05 | 2034 | H2 Import - WC | Import | Hydrogen | PJ | Dispatch-Import | VOM | 0 | [6 empty] | 0.57748 | 0
LCP_Inputs_ON_Diverse_Howarth_2023_05_05 | 2034 | H2 Import - WC | Import | Hydrogen | QC | Dispatch-Import | EmissionsCost | 0 | [6 empty] | 0.57748 | 0
LCP_Inputs_ON_Diverse_Howarth_2023_05_05 | 2034 | H2 Import - WC | Import | Hydrogen | QC | Dispatch-Import | FuelCost | 0 | [6 empty] | 0.57748 | 0
LCP_Inputs_ON_Diverse_Howarth_2023_05_05 | 2034 | H2 Import - WC | Import | Hydrogen | QC | Dispatch-Import | VOM | 0 | [6 empty] | 0.57748 | 0
LCP_Inputs_ON_Diverse_Howarth_2023_05_05 | 2034 | H2 Import - WC | Import | Hydrogen | WC | Dispatch-Import | EmissionsCost | 0 | [6 empty] | 0.57748 | 0
LCP_Inputs_ON_Diverse_Howarth_2023_05_05 | 2034 | H2 Import - WC | Import | Hydrogen | WC | Dispatch-Import | FuelCost | 0 | [6 empty] | 0.57748 | 0
LCP_Inputs_ON_Diverse_Howarth_2023_05_05 | 2034 | H2 Import - WC | Import | Hydrogen | WC | Dispatch-Import | VOM | 0 | [6 empty] | 0.57748 | 0
LCP_Inputs_ON_Diverse_Howarth_2023_05_05 | 2034 | H2 Salt Cavern Storage - ON | Storage | Hydrogen | MI | Dispatch-Storage | EmissionsCost | 0 | [6 empty] | 0.57748 | 0
LCP_Inputs_ON_Diverse_Howarth_2023_05_05 | 2034 | H2 Salt Cavern Storage - ON | Storage | Hydrogen | MI | Dispatch-Storage | FuelCost | 0 | [6 empty] | 0.57748 | 0
LCP_Inputs_ON_Diverse_Howarth_2023_05_05 | 2034 | H2 Salt Cavern Storage - ON | Storage | Hydrogen | MI | Dispatch-Storage | VOM | 0 | [6 empty] | 0.57748 | 0
LCP_Inputs_ON_Diverse_Howarth_2023_05_05 | 2034 | H2 Salt Cavern Storage - ON | Storage | Hydrogen | NY | Dispatch-Storage | EmissionsCost | 0 | [6 empty] | 0.57748 | 0
LCP_Inputs_ON_Diverse_Howarth_2023_05_05 | 2034 | H2 Salt Cavern Storage - ON | Storage | Hydrogen | NY | Dispatch-Storage | FuelCost | 0 | [6 empty] | 0.57748 | 0
LCP_Inputs_ON_Diverse_Howarth_2023_05_05 | 2034 | H2 Salt Cavern Storage - ON | Storage | Hydrogen | NY | Dispatch-Storage | VOM | 0 | [6 empty] | 0.57748 | 0
LCP_Inputs_ON_Diverse_Howarth_2023_05_05 | 2034 | H2 Salt Cavern Storage - ON | Storage | Hydrogen | ON | Dispatch-Storage | EmissionsCost | 0 | [6 empty] | 0.57748 | 0
LCP_Inputs_ON_Diverse_Howarth_2023_05_05 | 2034 | H2 Salt Cavern Storage - ON | Storage | Hydrogen | ON | Dispatch-Storage | FuelCost | 0 | [6 empty] | 0.57748 | 0
LCP_Inputs_ON_Diverse_Howarth_2023_05_05 | 2034 | H2 Salt Cavern Storage - ON | Storage | Hydrogen | ON | Dispatch-Storage | VOM | 15321818.625 | [6 empty] | 0.57748 | 8847968.4795
LCP_Inputs_ON_Diverse_Howarth_2023_05_05 | 2034 | H2 Salt Cavern Storage - ON | Storage | Hydrogen | PJ | Dispatch-Storage | EmissionsCost | 0 | [6 empty] | 0.57748 | 0
LCP_Inputs_ON_Diverse_Howarth_2023_05_05 | 2034 | H2 Salt Cavern Storage - ON | Storage | Hydrogen | PJ | Dispatch-Storage | FuelCost | 0 | [6 empty] | 0.57748 | 0
LCP_Inputs_ON_Diverse_Howarth_2023_05_05 | 2034 | H2 Salt Cavern Storage - ON | Storage | Hydrogen | PJ | Dispatch-Storage | VOM | 0 | [6 empty] | 0.57748 | 0
LCP_Inputs_ON_Diverse_Howarth_2023_05_05 | 2034 | H2 Salt Cavern Storage - ON | Storage | Hydrogen | QC | Dispatch-Storage | EmissionsCost | 0 | [6 empty] | 0.57748 | 0
LCP_Inputs_ON_Diverse_Howarth_2023_05_05 | 2034 | H2 Salt Cavern Storage - ON | Storage | Hydrogen | QC | Dispatch-Storage | FuelCost | 0 | [6 empty] | 0.57748 | 0
LCP_Inputs_ON_Diverse_Howarth_2023_05_05 | 2034 | H2 Salt Cavern Storage - ON | Storage | Hydrogen | QC | Dispatch-Storage | VOM | 0 | [6 empty] | 0.57748 | 0
LCP_Inputs_ON_Diverse_Howarth_2023_05_05 | 2034 | H2 Salt Cavern Storage - ON | Storage | Hydrogen | WC | Dispatch-Storage | EmissionsCost | 0 | [6 empty] | 0.57748 | 0
LCP_Inputs_ON_Diverse_Howarth_2023_05_05 | 2034 | H2 Salt Cavern Storage - ON | Storage | Hydrogen | WC | Dispatch-Storage | FuelCost | 0 | [6 empty] | 0.57748 | 0
LCP_Inputs_ON_Diverse_Howarth_2023_05_05 | 2034 | H2 Salt Cavern Storage - ON | Storage | Hydrogen | WC | Dispatch-Storage | VOM | 0 | [6 empty] | 0.57748 | 0
LCP_Inputs_ON_Diverse_Howarth_2023_05_05 | 2034 | Hydro | Generation | Electricity | MI | Dispatch-Generation | EmissionsCost | 0 | [6 empty] | 0.57748 | 0
LCP_Inputs_ON_Diverse_Howarth_2023_05_05 | 2034 | Hydro | Generation | Electricity | MI | Dispatch-Generation | FuelCost | 0 | [6 empty] | 0.57748 | 0
LCP_Inputs_ON_Diverse_Howarth_2023_05_05 | 2034 | Hydro | Generation | Electricity | MI | Dispatch-Generation | VOM | 0 | [6 empty] | 0.57748 | 0
LCP_Inputs_ON_Diverse_Howarth_2023_05_05 | 2034 | Hydro | Generation | Electricity | NY | Dispatch-Generation | EmissionsCost | 0 | [6 empty] | 0.57748 | 0
LCP_Inputs_ON_Diverse_Howarth_2023_05_05 | 2034 | Hydro | Generation | Electricity | NY | Dispatch-Generation | FuelCost | 0 | [6 empty] | 0.57748 | 0
LCP_Inputs_ON_Diverse_Howarth_2023_05_05 | 2034 | Hydro | Generation | Electricity | NY | Dispatch-Generation | VOM | 0 | [6 empty] | 0.57748 | 0
LCP_Inputs_ON_Diverse_Howarth_2023_05_05 | 2034 | Hydro | Generation | Electricity | ON | Dispatch-Generation | EmissionsCost | 0 | [6 empty] | 0.57748 | 0
LCP_Inputs_ON_Diverse_Howarth_2023_05_05 | 2034 | Hydro | Generation | Electricity | ON | Dispatch-Generation | FuelCost | 0 | [6 empty] | 0.57748 | 0
LCP_Inputs_ON_Diverse_Howarth_2023_05_05 | 2034 | Hydro | Generation | Electricity | ON | Dispatch-Generation | VOM | 0 | [6 empty] | 0.57748 | 0
LCP_Inputs_ON_Diverse_Howarth_2023_05_05 | 2034 | Hydro | Generation | Electricity | PJ | Dispatch-Generation | EmissionsCost | 0 | [6 empty] | 0.57748 | 0
LCP_Inputs_ON_Diverse_Howarth_2023_05_05 | 2034 | Hydro | Generation | Electricity | PJ | Dispatch-Generation | FuelCost | 0 | [6 empty] | 0.57748 | 0
LCP_Inputs_ON_Diverse_Howarth_2023_05_05 | 2034 | Hydro | Generation | Electricity | PJ | Dispatch-Generation | VOM | 0 | [6 empty] | 0.57748 | 0
LCP_Inputs_ON_Diverse_Howarth_2023_05_05 | 2034 | Hydro | Generation | Electricity | QC | Dispatch-Generation | EmissionsCost | 0 | [6 empty] | 0.57748 | 0
LCP_Inputs_ON_Diverse_Howarth_2023_05_05 | 2034 | Hydro | Generation | Electricity | QC | Dispatch-Generation | FuelCost | 0 | [6 empty] | 0.57748 | 0
LCP_Inputs_ON_Diverse_Howarth_2023_05_05 | 2034 | Hydro | Generation | Electricity | QC | Dispatch-Generation | VOM | 0 | [6 empty] | 0.57748 | 0
LCP_Inputs_ON_Diverse_Howarth_2023_05_05 | 2034 | Hydro | Generation | Electricity | WC | Dispatch-Generation | EmissionsCost | 0 | [6 empty] | 0.57748 | 0
LCP_Inputs_ON_Diverse_Howarth_2023_05_05 | 2034 | Hydro | Generation | Electricity | WC | Dispatch-Generation | FuelCost | 0 | [6 empty] | 0.57748 | 0
LCP_Inputs_ON_Diverse_Howarth_2023_05_05 | 2034 | Hydro | Generation | Electricity | WC | Dispatch-Generation | VOM | 0 | [6 empty] | 0.57748 | 0
LCP_Inputs_ON_Diverse_Howarth_2023_05_05 | 2034 | Hydro Pumped Storage | Storage | Electricity | MI | Dispatch-Storage | EmissionsCost | 0 | [6 empty] | 0.57748 | 0
LCP_Inputs_ON_Diverse_Howarth_2023_05_05 | 2034 | Hydro Pumped Storage | Storage | Electricity | MI | Dispatch-Storage | FuelCost | 0 | [6 empty] | 0.57748 | 0
LCP_Inputs_ON_Diverse_Howarth_2023_05_05 | 2034 | Hydro Pumped Storage | Storage | Electricity | MI | Dispatch-Storage | VOM | 0 | [6 empty] | 0.57748 | 0
LCP_Inputs_ON_Diverse_Howarth_2023_05_05 | 2034 | Hydro Pumped Storage | Storage | Electricity | NY | Dispatch-Storage | EmissionsCost | 0 | [6 empty] | 0.57748 | 0
LCP_Inputs_ON_Diverse_Howarth_2023_05_05 | 2034 | Hydro Pumped Storage | Storage | Electricity | NY | Dispatch-Storage | FuelCost | 0 | [6 empty] | 0.57748 | 0
LCP_Inputs_ON_Diverse_Howarth_2023_05_05 | 2034 | Hydro Pumped Storage | Storage | Electricity | NY | Dispatch-Storage | VOM | 0 | [6 empty] | 0.57748 | 0
LCP_Inputs_ON_Diverse_Howarth_2023_05_05 | 2034 | Hydro Pumped Storage | Storage | Electricity | ON | Dispatch-Storage | EmissionsCost | 0 | [6 empty] | 0.57748 | 0
LCP_Inputs_ON_Diverse_Howarth_2023_05_05 | 2034 | Hydro Pumped Storage | Storage | Electricity | ON | Dispatch-Storage | FuelCost | 0 | [6 empty] | 0.57748 | 0
LCP_Inputs_ON_Diverse_Howarth_2023_05_05 | 2034 | Hydro Pumped Storage | Storage | Electricity | ON | Dispatch-Storage | VOM | 0 | [6 empty] | 0.57748 | 0
LCP_Inputs_ON_Diverse_Howarth_2023_05_05 | 2034 | Hydro Pumped Storage | Storage | Electricity | PJ | Dispatch-Storage | EmissionsCost | 0 | [6 empty] | 0.57748 | 0
LCP_Inputs_ON_Diverse_Howarth_2023_05_05 | 2034 | Hydro Pumped Storage | Storage | Electricity | PJ | Dispatch-Storage | FuelCost | 0 | [6 empty] | 0.57748 | 0
LCP_Inputs_ON_Diverse_Howarth_2023_05_05 | 2034 | Hydro Pumped Storage | Storage | Electricity | PJ | Dispatch-Storage | VOM | 0 | [6 empty] | 0.57748 | 0
LCP_Inputs_ON_Diverse_Howarth_2023_05_05 | 2034 | Hydro Pumped Storage | Storage | Electricity | QC | Dispatch-Storage | EmissionsCost | 0 | [6 empty] | 0.57748 | 0
LCP_Inputs_ON_Diverse_Howarth_2023_05_05 | 2034 | Hydro Pumped Storage | Storage | Electricity | QC | Dispatch-Storage | FuelCost | 0 | [6 empty] | 0.57748 | 0
LCP_Inputs_ON_Diverse_Howarth_2023_05_05 | 2034 | Hydro Pumped Storage | Storage | Electricity | QC | Dispatch-Storage | VOM | 0 | [6 empty] | 0.57748 | 0
LCP_Inputs_ON_Diverse_Howarth_2023_05_05 | 2034 | Hydro Pumped Storage | Storage | Electricity | WC | Dispatch-Storage | EmissionsCost | 0 | [6 empty] | 0.57748 | 0
LCP_Inputs_ON_Diverse_Howarth_2023_05_05 | 2034 | Hydro Pumped Storage | Storage | Electricity | WC | Dispatch-Storage | FuelCost | 0 | [6 empty] | 0.57748 | 0
LCP_Inputs_ON_Diverse_Howarth_2023_05_05 | 2034 | Hydro Pumped Storage | Storage | Electricity | WC | Dispatch-Storage | VOM | 0 | [6 empty] | 0.57748 | 0
LCP_Inputs_ON_Diverse_Howarth_2023_05_05 | 2034 | Nuclear | Generation | Electricity | MI | Dispatch-Generation | EmissionsCost | 0 | [6 empty] | 0.57748 | 0
LCP_Inputs_ON_Diverse_Howarth_2023_05_05 | 2034 | Nuclear | Generation | Electricity | MI | Dispatch-Generation | FuelCost | 0 | [6 empty] | 0.57748 | 0
LCP_Inputs_ON_Diverse_Howarth_2023_05_05 | 2034 | Nuclear | Generation | Electricity | MI | Dispatch-Generation | VOM | 2762866296.96 | [6 empty] | 0.57748 | 1595486443.6625
LCP_Inputs_ON_Diverse_Howarth_2023_05_05 | 2034 | Nuclear | Generation | Electricity | NY | Dispatch-Generation | EmissionsCost | 0 | [6 empty] | 0.57748 | 0
LCP_Inputs_ON_Diverse_Howarth_2023_05_05 | 2034 | Nuclear | Generation | Electricity | NY | Dispatch-Generation | FuelCost | 0 | [6 empty] | 0.57748 | 0
LCP_Inputs_ON_Diverse_Howarth_2023_05_05 | 2034 | Nuclear | Generation | Electricity | NY | Dispatch-Generation | VOM | 2246155230.144 | [6 empty] | 0.57748 | 1297098677.558
LCP_Inputs_ON_Diverse_Howarth_2023_05_05 | 2034 | Nuclear | Generation | Electricity | ON | Dispatch-Generation | EmissionsCost | 0 | [6 empty] | 0.57748 | 0
LCP_Inputs_ON_Diverse_Howarth_2023_05_05 | 2034 | Nuclear | Generation | Electricity | ON | Dispatch-Generation | FuelCost | 0 | [6 empty] | 0.57748 | 0
LCP_Inputs_ON_Diverse_Howarth_2023_05_05 | 2034 | Nuclear | Generation | Electricity | ON | Dispatch-Generation | VOM | 7181421070.9787 | [6 empty] | 0.57748 | 4147091727.7417
LCP_Inputs_ON_Diverse_Howarth_2023_05_05 | 2034 | Nuclear | Generation | Electricity | PJ | Dispatch-Generation | EmissionsCost | 0 | [6 empty] | 0.57748 | 0
LCP_Inputs_ON_Diverse_Howarth_2023_05_05 | 2034 | Nuclear | Generation | Electricity | PJ | Dispatch-Generation | FuelCost | 0 | [6 empty] | 0.57748 | 0
LCP_Inputs_ON_Diverse_Howarth_2023_05_05 | 2034 | Nuclear | Generation | Electricity | PJ | Dispatch-Generation | VOM | 6401347648.6848 | [6 empty] | 0.57748 | 3696618763.5954
LCP_Inputs_ON_Diverse_Howarth_2023_05_05 | 2034 | Nuclear | Generation | Electricity | QC | Dispatch-Generation | EmissionsCost | 0 | [6 empty] | 0.57748 | 0
LCP_Inputs_ON_Diverse_Howarth_2023_05_05 | 2034 | Nuclear | Generation | Electricity | QC | Dispatch-Generation | FuelCost | 0 | [6 empty] | 0.57748 | 0
LCP_Inputs_ON_Diverse_Howarth_2023_05_05 | 2034 | Nuclear | Generation | Electricity | QC | Dispatch-Generation | VOM | 0 | [6 empty] | 0.57748 | 0
LCP_Inputs_ON_Diverse_Howarth_2023_05_05 | 2034 | Nuclear | Generation | Electricity | WC | Dispatch-Generation | EmissionsCost | 0 | [6 empty] | 0.57748 | 0
LCP_Inputs_ON_Diverse_Howarth_2023_05_05 | 2034 | Nuclear | Generation | Electricity | WC | Dispatch-Generation | FuelCost | 0 | [6 empty] | 0.57748 | 0
LCP_Inputs_ON_Diverse_Howarth_2023_05_05 | 2034 | Nuclear | Generation | Electricity | WC | Dispatch-Generation | VOM | 0 | [6 empty] | 0.57748 | 0
LCP_Inputs_ON_Diverse_Howarth_2023_05_05 | 2034 | Nuclear SMR | Generation | Electricity | MI | Dispatch-Generation | EmissionsCost | 0 | [6 empty] | 0.57748 | 0
LCP_Inputs_ON_Diverse_Howarth_2023_05_05 | 2034 | Nuclear SMR | Generation | Electricity | MI | Dispatch-Generation | FuelCost | 0 | [6 empty] | 0.57748 | 0
LCP_Inputs_ON_Diverse_Howarth_2023_05_05 | 2034 | Nuclear SMR | Generation | Electricity | MI | Dispatch-Generation | VOM | 0 | [6 empty] | 0.57748 | 0
LCP_Inputs_ON_Diverse_Howarth_2023_05_05 | 2034 | Nuclear SMR | Generation | Electricity | NY | Dispatch-Generation | EmissionsCost | 0 | [6 empty] | 0.57748 | 0
LCP_Inputs_ON_Diverse_Howarth_2023_05_05 | 2034 | Nuclear SMR | Generation | Electricity | NY | Dispatch-Generation | FuelCost | 0 | [6 empty] | 0.57748 | 0
LCP_Inputs_ON_Diverse_Howarth_2023_05_05 | 2034 | Nuclear SMR | Generation | Electricity | NY | Dispatch-Generation | VOM | 0 | [6 empty] | 0.57748 | 0
LCP_Inputs_ON_Diverse_Howarth_2023_05_05 | 2034 | Nuclear SMR | Generation | Electricity | ON | Dispatch-Generation | EmissionsCost | 0 | [6 empty] | 0.57748 | 0
LCP_Inputs_ON_Diverse_Howarth_2023_05_05 | 2034 | Nuclear SMR | Generation | Electricity | ON | Dispatch-Generation | FuelCost | 0 | [6 empty] | 0.57748 | 0
LCP_Inputs_ON_Diverse_Howarth_2023_05_05 | 2034 | Nuclear SMR | Generation | Electricity | ON | Dispatch-Generation | VOM | 19039640.4 | [6 empty] | 0.57748 | 10994917.9169
LCP_Inputs_ON_Diverse_Howarth_2023_05_05 | 2034 | Nuclear SMR | Generation | Electricity | PJ | Dispatch-Generation | EmissionsCost | 0 | [6 empty] | 0.57748 | 0
LCP_Inputs_ON_Diverse_Howarth_2023_05_05 | 2034 | Nuclear SMR | Generation | Electricity | PJ | Dispatch-Generation | FuelCost | 0 | [6 empty] | 0.57748 | 0
LCP_Inputs_ON_Diverse_Howarth_2023_05_05 | 2034 | Nuclear SMR | Generation | Electricity | PJ | Dispatch-Generation | VOM | 0 | [6 empty] | 0.57748 | 0
LCP_Inputs_ON_Diverse_Howarth_2023_05_05 | 2034 | Nuclear SMR | Generation | Electricity | QC | Dispatch-Generation | EmissionsCost | 0 | [6 empty] | 0.57748 | 0
LCP_Inputs_ON_Diverse_Howarth_2023_05_05 | 2034 | Nuclear SMR | Generation | Electricity | QC | Dispatch-Generation | FuelCost | 0 | [6 empty] | 0.57748 | 0
LCP_Inputs_ON_Diverse_Howarth_2023_05_05 | 2034 | Nuclear SMR | Generation | Electricity | QC | Dispatch-Generation | VOM | 0 | [6 empty] | 0.57748 | 0
LCP_Inputs_ON_Diverse_Howarth_2023_05_05 | 2034 | Nuclear SMR | Generation | Electricity | WC | Dispatch-Generation | EmissionsCost | 0 | [6 empty] | 0.57748 | 0
LCP_Inputs_ON_Diverse_Howarth_2023_05_05 | 2034 | Nuclear SMR | Generation | Electricity | WC | Dispatch-Generation | FuelCost | 0 | [6 empty] | 0.57748 | 0
LCP_Inputs_ON_Diverse_Howarth_2023_05_05 | 2034 | Nuclear SMR | Generation | Electricity | WC | Dispatch-Generation | VOM | 0 | [6 empty] | 0.57748 | 0
LCP_Inputs_ON_Diverse_Howarth_2023_05_05 | 2034 | O/CCGT - CH4 Existing | Crossload | Electricity | MI | Dispatch-Crossload | EmissionsCost | 0 | [6 empty] | 0.57748 | 0
LCP_Inputs_ON_Diverse_Howarth_2023_05_05 | 2034 | O/CCGT - CH4 Existing | Crossload | Electricity | MI | Dispatch-Crossload | FuelCost | 0 | [6 empty] | 0.57748 | 0
LCP_Inputs_ON_Diverse_Howarth_2023_05_05 | 2034 | O/CCGT - CH4 Existing | Crossload | Electricity | MI | Dispatch-Crossload | VOM | 0 | [6 empty] | 0.57748 | 0
LCP_Inputs_ON_Diverse_Howarth_2023_05_05 | 2034 | O/CCGT - CH4 Existing | Crossload | Electricity | NY | Dispatch-Crossload | EmissionsCost | 0 | [6 empty] | 0.57748 | 0
LCP_Inputs_ON_Diverse_Howarth_2023_05_05 | 2034 | O/CCGT - CH4 Existing | Crossload | Electricity | NY | Dispatch-Crossload | FuelCost | 0 | [6 empty] | 0.57748 | 0
LCP_Inputs_ON_Diverse_Howarth_2023_05_05 | 2034 | O/CCGT - CH4 Existing | Crossload | Electricity | NY | Dispatch-Crossload | VOM | 0 | [6 empty] | 0.57748 | 0
LCP_Inputs_ON_Diverse_Howarth_2023_05_05 | 2034 | O/CCGT - CH4 Existing | Crossload | Electricity | ON | Dispatch-Crossload | EmissionsCost | 5272408.1924 | [6 empty] | 0.57748 | 3044684.3576
LCP_Inputs_ON_Diverse_Howarth_2023_05_05 | 2034 | O/CCGT - CH4 Existing | Crossload | Electricity | ON | Dispatch-Crossload | FuelCost | 0 | [6 empty] | 0.57748 | 0
LCP_Inputs_ON_Diverse_Howarth_2023_05_05 | 2034 | O/CCGT - CH4 Existing | Crossload | Electricity | ON | Dispatch-Crossload | VOM | 324468.7806 | [6 empty] | 0.57748 | 187372.636
LCP_Inputs_ON_Diverse_Howarth_2023_05_05 | 2034 | O/CCGT - CH4 Existing | Crossload | Electricity | PJ | Dispatch-Crossload | EmissionsCost | 0 | [6 empty] | 0.57748 | 0
LCP_Inputs_ON_Diverse_Howarth_2023_05_05 | 2034 | O/CCGT - CH4 Existing | Crossload | Electricity | PJ | Dispatch-Crossload | FuelCost | 0 | [6 empty] | 0.57748 | 0
LCP_Inputs_ON_Diverse_Howarth_2023_05_05 | 2034 | O/CCGT - CH4 Existing | Crossload | Electricity | PJ | Dispatch-Crossload | VOM | 0 | [6 empty] | 0.57748 | 0
LCP_Inputs_ON_Diverse_Howarth_2023_05_05 | 2034 | O/CCGT - CH4 Existing | Crossload | Electricity | QC | Dispatch-Crossload | EmissionsCost | 0 | [6 empty] | 0.57748 | 0
LCP_Inputs_ON_Diverse_Howarth_2023_05_05 | 2034 | O/CCGT - CH4 Existing | Crossload | Electricity | QC | Dispatch-Crossload | FuelCost | 0 | [6 empty] | 0.57748 | 0
LCP_Inputs_ON_Diverse_Howarth_2023_05_05 | 2034 | O/CCGT - CH4 Existing | Crossload | Electricity | QC | Dispatch-Crossload | VOM | 0 | [6 empty] | 0.57748 | 0
LCP_Inputs_ON_Diverse_Howarth_2023_05_05 | 2034 | O/CCGT - CH4 Existing | Crossload | Electricity | WC | Dispatch-Crossload | EmissionsCost | 0 | [6 empty] | 0.57748 | 0
LCP_Inputs_ON_Diverse_Howarth_2023_05_05 | 2034 | O/CCGT - CH4 Existing | Crossload | Electricity | WC | Dispatch-Crossload | FuelCost | 0 | [6 empty] | 0.57748 | 0
LCP_Inputs_ON_Diverse_Howarth_2023_05_05 | 2034 | O/CCGT - CH4 Existing | Crossload | Electricity | WC | Dispatch-Crossload | VOM | 0 | [6 empty] | 0.57748 | 0
LCP_Inputs_ON_Diverse_Howarth_2023_05_05 | 2034 | O/CCGT - CH4 New | Crossload | Electricity | MI | Dispatch-Crossload | EmissionsCost | 0 | [6 empty] | 0.57748 | 0
LCP_Inputs_ON_Diverse_Howarth_2023_05_05 | 2034 | O/CCGT - CH4 New | Crossload | Electricity | MI | Dispatch-Crossload | FuelCost | 0 | [6 empty] | 0.57748 | 0
LCP_Inputs_ON_Diverse_Howarth_2023_05_05 | 2034 | O/CCGT - CH4 New | Crossload | Electricity | MI | Dispatch-Crossload | VOM | 0 | [6 empty] | 0.57748 | 0
LCP_Inputs_ON_Diverse_Howarth_2023_05_05 | 2034 | O/CCGT - CH4 New | Crossload | Electricity | NY | Dispatch-Crossload | EmissionsCost | 0 | [6 empty] | 0.57748 | 0
LCP_Inputs_ON_Diverse_Howarth_2023_05_05 | 2034 | O/CCGT - CH4 New | Crossload | Electricity | NY | Dispatch-Crossload | FuelCost | 0 | [6 empty] | 0.57748 | 0
LCP_Inputs_ON_Diverse_Howarth_2023_05_05 | 2034 | O/CCGT - CH4 New | Crossload | Electricity | NY | Dispatch-Crossload | VOM | 0 | [6 empty] | 0.57748 | 0
LCP_Inputs_ON_Diverse_Howarth_2023_05_05 | 2034 | O/CCGT - CH4 New | Crossload | Electricity | ON | Dispatch-Crossload | EmissionsCost | 309829.331 | [6 empty] | 0.57748 | 178918.7186
LCP_Inputs_ON_Diverse_Howarth_2023_05_05 | 2034 | O/CCGT - CH4 New | Crossload | Electricity | ON | Dispatch-Crossload | FuelCost | 0 | [6 empty] | 0.57748 | 0
LCP_Inputs_ON_Diverse_Howarth_2023_05_05 | 2034 | O/CCGT - CH4 New | Crossload | Electricity | ON | Dispatch-Crossload | VOM | 19067.178 | [6 empty] | 0.57748 | 11010.8202
LCP_Inputs_ON_Diverse_Howarth_2023_05_05 | 2034 | O/CCGT - CH4 New | Crossload | Electricity | PJ | Dispatch-Crossload | EmissionsCost | 0 | [6 empty] | 0.57748 | 0
LCP_Inputs_ON_Diverse_Howarth_2023_05_05 | 2034 | O/CCGT - CH4 New | Crossload | Electricity | PJ | Dispatch-Crossload | FuelCost | 0 | [6 empty] | 0.57748 | 0
LCP_Inputs_ON_Diverse_Howarth_2023_05_05 | 2034 | O/CCGT - CH4 New | Crossload | Electricity | PJ | Dispatch-Crossload | VOM | 0 | [6 empty] | 0.57748 | 0
LCP_Inputs_ON_Diverse_Howarth_2023_05_05 | 2034 | O/CCGT - CH4 New | Crossload | Electricity | QC | Dispatch-Crossload | EmissionsCost | 0 | [6 empty] | 0.57748 | 0
LCP_Inputs_ON_Diverse_Howarth_2023_05_05 | 2034 | O/CCGT - CH4 New | Crossload | Electricity | QC | Dispatch-Crossload | FuelCost | 0 | [6 empty] | 0.57748 | 0
LCP_Inputs_ON_Diverse_Howarth_2023_05_05 | 2034 | O/CCGT - CH4 New | Crossload | Electricity | QC | Dispatch-Crossload | VOM | 0 | [6 empty] | 0.57748 | 0
LCP_Inputs_ON_Diverse_Howarth_2023_05_05 | 2034 | O/CCGT - CH4 New | Crossload | Electricity | WC | Dispatch-Crossload | EmissionsCost | 0 | [6 empty] | 0.57748 | 0
LCP_Inputs_ON_Diverse_Howarth_2023_05_05 | 2034 | O/CCGT - CH4 New | Crossload | Electricity | WC | Dispatch-Crossload | FuelCost | 0 | [6 empty] | 0.57748 | 0
LCP_Inputs_ON_Diverse_Howarth_2023_05_05 | 2034 | O/CCGT - CH4 New | Crossload | Electricity | WC | Dispatch-Crossload | VOM | 0 | [6 empty] | 0.57748 | 0
LCP_Inputs_ON_Diverse_Howarth_2023_05_05 | 2034 | O/CCGT - H2 New | Crossload | Electricity | MI | Dispatch-Crossload | EmissionsCost | 0 | [6 empty] | 0.57748 | 0
LCP_Inputs_ON_Diverse_Howarth_2023_05_05 | 2034 | O/CCGT - H2 New | Crossload | Electricity | MI | Dispatch-Crossload | FuelCost | 0 | [6 empty] | 0.57748 | 0
LCP_Inputs_ON_Diverse_Howarth_2023_05_05 | 2034 | O/CCGT - H2 New | Crossload | Electricity | MI | Dispatch-Crossload | VOM | 0 | [6 empty] | 0.57748 | 0
LCP_Inputs_ON_Diverse_Howarth_2023_05_05 | 2034 | O/CCGT - H2 New | Crossload | Electricity | NY | Dispatch-Crossload | EmissionsCost | 0 | [6 empty] | 0.57748 | 0
LCP_Inputs_ON_Diverse_Howarth_2023_05_05 | 2034 | O/CCGT - H2 New | Crossload | Electricity | NY | Dispatch-Crossload | FuelCost | 0 | [6 empty] | 0.57748 | 0
LCP_Inputs_ON_Diverse_Howarth_2023_05_05 | 2034 | O/CCGT - H2 New | Crossload | Electricity | NY | Dispatch-Crossload | VOM | 0 | [6 empty] | 0.57748 | 0
LCP_Inputs_ON_Diverse_Howarth_2023_05_05 | 2034 | O/CCGT - H2 New | Crossload | Electricity | ON | Dispatch-Crossload | EmissionsCost | 0 | [6 empty] | 0.57748 | 0
LCP_Inputs_ON_Diverse_Howarth_2023_05_05 | 2034 | O/CCGT - H2 New | Crossload | Electricity | ON | Dispatch-Crossload | FuelCost | 0 | [6 empty] | 0.57748 | 0
LCP_Inputs_ON_Diverse_Howarth_2023_05_05 | 2034 | O/CCGT - H2 New | Crossload | Electricity | ON | Dispatch-Crossload | VOM | 0 | [6 empty] | 0.57748 | 0
LCP_Inputs_ON_Diverse_Howarth_2023_05_05 | 2034 | O/CCGT - H2 New | Crossload | Electricity | PJ | Dispatch-Crossload | EmissionsCost | 0 | [6 empty] | 0.57748 | 0
LCP_Inputs_ON_Diverse_Howarth_2023_05_05 | 2034 | O/CCGT - H2 New | Crossload | Electricity | PJ | Dispatch-Crossload | FuelCost | 0 | [6 empty] | 0.57748 | 0
LCP_Inputs_ON_Diverse_Howarth_2023_05_05 | 2034 | O/CCGT - H2 New | Crossload | Electricity | PJ | Dispatch-Crossload | VOM | 0 | [6 empty] | 0.57748 | 0
LCP_Inputs_ON_Diverse_Howarth_2023_05_05 | 2034 | O/CCGT - H2 New | Crossload | Electricity | QC | Dispatch-Crossload | EmissionsCost | 0 | [6 empty] | 0.57748 | 0
LCP_Inputs_ON_Diverse_Howarth_2023_05_05 | 2034 | O/CCGT - H2 New | Crossload | Electricity | QC | Dispatch-Crossload | FuelCost | 0 | [6 empty] | 0.57748 | 0
LCP_Inputs_ON_Diverse_Howarth_2023_05_05 | 2034 | O/CCGT - H2 New | Crossload | Electricity | QC | Dispatch-Crossload | VOM | 0 | [6 empty] | 0.57748 | 0
LCP_Inputs_ON_Diverse_Howarth_2023_05_05 | 2034 | O/CCGT - H2 New | Crossload | Electricity | WC | Dispatch-Crossload | EmissionsCost | 0 | [6 empty] | 0.57748 | 0
LCP_Inputs_ON_Diverse_Howarth_2023_05_05 | 2034 | O/CCGT - H2 New | Crossload | Electricity | WC | Dispatch-Crossload | FuelCost | 0 | [6 empty] | 0.57748 | 0
LCP_Inputs_ON_Diverse_Howarth_2023_05_05 | 2034 | O/CCGT - H2 New | Crossload | Electricity | WC | Dispatch-Crossload | VOM | 0 | [6 empty] | 0.57748 | 0
LCP_Inputs_ON_Diverse_Howarth_2023_05_05 | 2034 | SMR CCS | Generation | Hydrogen | MI | Dispatch-Generation | EmissionsCost | 0 | [6 empty] | 0.57748 | 0
LCP_Inputs_ON_Diverse_Howarth_2023_05_05 | 2034 | SMR CCS | Generation | Hydrogen | MI | Dispatch-Generation | FuelCost | 0 | [6 empty] | 0.57748 | 0
LCP_Inputs_ON_Diverse_Howarth_2023_05_05 | 2034 | SMR CCS | Generation | Hydrogen | MI | Dispatch-Generation | VOM | 0 | [6 empty] | 0.57748 | 0
LCP_Inputs_ON_Diverse_Howarth_2023_05_05 | 2034 | SMR CCS | Generation | Hydrogen | NY | Dispatch-Generation | EmissionsCost | 0 | [6 empty] | 0.57748 | 0
LCP_Inputs_ON_Diverse_Howarth_2023_05_05 | 2034 | SMR CCS | Generation | Hydrogen | NY | Dispatch-Generation | FuelCost | 0 | [6 empty] | 0.57748 | 0
LCP_Inputs_ON_Diverse_Howarth_2023_05_05 | 2034 | SMR CCS | Generation | Hydrogen | NY | Dispatch-Generation | VOM | 0 | [6 empty] | 0.57748 | 0
LCP_Inputs_ON_Diverse_Howarth_2023_05_05 | 2034 | SMR CCS | Generation | Hydrogen | ON | Dispatch-Generation | EmissionsCost | 738580417.6146 | [6 empty] | 0.57748 | 426511787.8326
LCP_Inputs_ON_Diverse_Howarth_2023_05_05 | 2034 | SMR CCS | Generation | Hydrogen | ON | Dispatch-Generation | FuelCost | 492910088.0425 | [6 empty] | 0.57748 | 284643293.9161
LCP_Inputs_ON_Diverse_Howarth_2023_05_05 | 2034 | SMR CCS | Generation | Hydrogen | ON | Dispatch-Generation | VOM | 0 | [6 empty] | 0.57748 | 0
LCP_Inputs_ON_Diverse_Howarth_2023_05_05 | 2034 | SMR CCS | Generation | Hydrogen | PJ | Dispatch-Generation | EmissionsCost | 0 | [6 empty] | 0.57748 | 0
LCP_Inputs_ON_Diverse_Howarth_2023_05_05 | 2034 | SMR CCS | Generation | Hydrogen | PJ | Dispatch-Generation | FuelCost | 0 | [6 empty] | 0.57748 | 0
LCP_Inputs_ON_Diverse_Howarth_2023_05_05 | 2034 | SMR CCS | Generation | Hydrogen | PJ | Dispatch-Generation | VOM | 0 | [6 empty] | 0.57748 | 0
LCP_Inputs_ON_Diverse_Howarth_2023_05_05 | 2034 | SMR CCS | Generation | Hydrogen | QC | Dispatch-Generation | EmissionsCost | 0 | [6 empty] | 0.57748 | 0
LCP_Inputs_ON_Diverse_Howarth_2023_05_05 | 2034 | SMR CCS | Generation | Hydrogen | QC | Dispatch-Generation | FuelCost | 0 | [6 empty] | 0.57748 | 0
LCP_Inputs_ON_Diverse_Howarth_2023_05_05 | 2034 | SMR CCS | Generation | Hydrogen | QC | Dispatch-Generation | VOM | 0 | [6 empty] | 0.57748 | 0
LCP_Inputs_ON_Diverse_Howarth_2023_05_05 | 2034 | SMR CCS | Generation | Hydrogen | WC | Dispatch-Generation | EmissionsCost | 0 | [6 empty] | 0.57748 | 0
LCP_Inputs_ON_Diverse_Howarth_2023_05_05 | 2034 | SMR CCS | Generation | Hydrogen | WC | Dispatch-Generation | FuelCost | 0 | [6 empty] | 0.57748 | 0
LCP_Inputs_ON_Diverse_Howarth_2023_05_05 | 2034 | SMR CCS | Generation | Hydrogen | WC | Dispatch-Generation | VOM | 0 | [6 empty] | 0.57748 | 0
LCP_Inputs_ON_Diverse_Howarth_2023_05_05 | 2034 | Solar PV | Generation | Electricity | MI | Dispatch-Generation | EmissionsCost | 0 | [6 empty] | 0.57748 | 0
LCP_Inputs_ON_Diverse_Howarth_2023_05_05 | 2034 | Solar PV | Generation | Electricity | MI | Dispatch-Generation | FuelCost | 0 | [6 empty] | 0.57748 | 0
LCP_Inputs_ON_Diverse_Howarth_2023_05_05 | 2034 | Solar PV | Generation | Electricity | MI | Dispatch-Generation | VOM | 0 | [6 empty] | 0.57748 | 0
LCP_Inputs_ON_Diverse_Howarth_2023_05_05 | 2034 | Solar PV | Generation | Electricity | NY | Dispatch-Generation | EmissionsCost | 0 | [6 empty] | 0.57748 | 0
LCP_Inputs_ON_Diverse_Howarth_2023_05_05 | 2034 | Solar PV | Generation | Electricity | NY | Dispatch-Generation | FuelCost | 0 | [6 empty] | 0.57748 | 0
LCP_Inputs_ON_Diverse_Howarth_2023_05_05 | 2034 | Solar PV | Generation | Electricity | NY | Dispatch-Generation | VOM | 0 | [6 empty] | 0.57748 | 0
LCP_Inputs_ON_Diverse_Howarth_2023_05_05 | 2034 | Solar PV | Generation | Electricity | ON | Dispatch-Generation | EmissionsCost | 0 | [6 empty] | 0.57748 | 0
LCP_Inputs_ON_Diverse_Howarth_2023_05_05 | 2034 | Solar PV | Generation | Electricity | ON | Dispatch-Generation | FuelCost | 0 | [6 empty] | 0.57748 | 0
LCP_Inputs_ON_Diverse_Howarth_2023_05_05 | 2034 | Solar PV | Generation | Electricity | ON | Dispatch-Generation | VOM | 0 | [6 empty] | 0.57748 | 0
LCP_Inputs_ON_Diverse_Howarth_2023_05_05 | 2034 | Solar PV | Generation | Electricity | PJ | Dispatch-Generation | EmissionsCost | 0 | [6 empty] | 0.57748 | 0
LCP_Inputs_ON_Diverse_Howarth_2023_05_05 | 2034 | Solar PV | Generation | Electricity | PJ | Dispatch-Generation | FuelCost | 0 | [6 empty] | 0.57748 | 0
LCP_Inputs_ON_Diverse_Howarth_2023_05_05 | 2034 | Solar PV | Generation | Electricity | PJ | Dispatch-Generation | VOM | 0 | [6 empty] | 0.57748 | 0
LCP_Inputs_ON_Diverse_Howarth_2023_05_05 | 2034 | Solar PV | Generation | Electricity | QC | Dispatch-Generation | EmissionsCost | 0 | [6 empty] | 0.57748 | 0
LCP_Inputs_ON_Diverse_Howarth_2023_05_05 | 2034 | Solar PV | Generation | Electricity | QC | Dispatch-Generation | FuelCost | 0 | [6 empty] | 0.57748 | 0
LCP_Inputs_ON_Diverse_Howarth_2023_05_05 | 2034 | Solar PV | Generation | Electricity | QC | Dispatch-Generation | VOM | 0 | [6 empty] | 0.57748 | 0
LCP_Inputs_ON_Diverse_Howarth_2023_05_05 | 2034 | Solar PV | Generation | Electricity | WC | Dispatch-Generation | EmissionsCost | 0 | [6 empty] | 0.57748 | 0
LCP_Inputs_ON_Diverse_Howarth_2023_05_05 | 2034 | Solar PV | Generation | Electricity | WC | Dispatch-Generation | FuelCost | 0 | [6 empty] | 0.57748 | 0
LCP_Inputs_ON_Diverse_Howarth_2023_05_05 | 2034 | Solar PV | Generation | Electricity | WC | Dispatch-Generation | VOM | 0 | [6 empty] | 0.57748 | 0
LCP_Inputs_ON_Diverse_Howarth_2023_05_05 | 2034 | Wind Offshore | Generation | Electricity | MI | Dispatch-Generation | EmissionsCost | 0 | [6 empty] | 0.57748 | 0
LCP_Inputs_ON_Diverse_Howarth_2023_05_05 | 2034 | Wind Offshore | Generation | Electricity | MI | Dispatch-Generation | FuelCost | 0 | [6 empty] | 0.57748 | 0
LCP_Inputs_ON_Diverse_Howarth_2023_05_05 | 2034 | Wind Offshore | Generation | Electricity | MI | Dispatch-Generation | VOM | 0 | [6 empty] | 0.57748 | 0
LCP_Inputs_ON_Diverse_Howarth_2023_05_05 | 2034 | Wind Offshore | Generation | Electricity | NY | Dispatch-Generation | EmissionsCost | 0 | [6 empty] | 0.57748 | 0
LCP_Inputs_ON_Diverse_Howarth_2023_05_05 | 2034 | Wind Offshore | Generation | Electricity | NY | Dispatch-Generation | FuelCost | 0 | [6 empty] | 0.57748 | 0
LCP_Inputs_ON_Diverse_Howarth_2023_05_05 | 2034 | Wind Offshore | Generation | Electricity | NY | Dispatch-Generation | VOM | 0 | [6 empty] | 0.57748 | 0
LCP_Inputs_ON_Diverse_Howarth_2023_05_05 | 2034 | Wind Offshore | Generation | Electricity | ON | Dispatch-Generation | EmissionsCost | 0 | [6 empty] | 0.57748 | 0
LCP_Inputs_ON_Diverse_Howarth_2023_05_05 | 2034 | Wind Offshore | Generation | Electricity | ON | Dispatch-Generation | FuelCost | 0 | [6 empty] | 0.57748 | 0
LCP_Inputs_ON_Diverse_Howarth_2023_05_05 | 2034 | Wind Offshore | Generation | Electricity | ON | Dispatch-Generation | VOM | 0 | [6 empty] | 0.57748 | 0
LCP_Inputs_ON_Diverse_Howarth_2023_05_05 | 2034 | Wind Offshore | Generation | Electricity | PJ | Dispatch-Generation | EmissionsCost | 0 | [6 empty] | 0.57748 | 0
LCP_Inputs_ON_Diverse_Howarth_2023_05_05 | 2034 | Wind Offshore | Generation | Electricity | PJ | Dispatch-Generation | FuelCost | 0 | [6 empty] | 0.57748 | 0
LCP_Inputs_ON_Diverse_Howarth_2023_05_05 | 2034 | Wind Offshore | Generation | Electricity | PJ | Dispatch-Generation | VOM | 0 | [6 empty] | 0.57748 | 0
LCP_Inputs_ON_Diverse_Howarth_2023_05_05 | 2034 | Wind Offshore | Generation | Electricity | QC | Dispatch-Generation | EmissionsCost | 0 | [6 empty] | 0.57748 | 0
LCP_Inputs_ON_Diverse_Howarth_2023_05_05 | 2034 | Wind Offshore | Generation | Electricity | QC | Dispatch-Generation | FuelCost | 0 | [6 empty] | 0.57748 | 0
LCP_Inputs_ON_Diverse_Howarth_2023_05_05 | 2034 | Wind Offshore | Generation | Electricity | QC | Dispatch-Generation | VOM | 0 | [6 empty] | 0.57748 | 0
LCP_Inputs_ON_Diverse_Howarth_2023_05_05 | 2034 | Wind Offshore | Generation | Electricity | WC | Dispatch-Generation | EmissionsCost | 0 | [6 empty] | 0.57748 | 0
LCP_Inputs_ON_Diverse_Howarth_2023_05_05 | 2034 | Wind Offshore | Generation | Electricity | WC | Dispatch-Generation | FuelCost | 0 | [6 empty] | 0.57748 | 0
LCP_Inputs_ON_Diverse_Howarth_2023_05_05 | 2034 | Wind Offshore | Generation | Electricity | WC | Dispatch-Generation | VOM | 0 | [6 empty] | 0.57748 | 0
LCP_Inputs_ON_Diverse_Howarth_2023_05_05 | 2034 | Wind Onshore | Generation | Electricity | MI | Dispatch-Generation | EmissionsCost | 0 | [6 empty] | 0.57748 | 0
LCP_Inputs_ON_Diverse_Howarth_2023_05_05 | 2034 | Wind Onshore | Generation | Electricity | MI | Dispatch-Generation | FuelCost | 0 | [6 empty] | 0.57748 | 0
LCP_Inputs_ON_Diverse_Howarth_2023_05_05 | 2034 | Wind Onshore | Generation | Electricity | MI | Dispatch-Generation | VOM | 0 | [6 empty] | 0.57748 | 0
LCP_Inputs_ON_Diverse_Howarth_2023_05_05 | 2034 | Wind Onshore | Generation | Electricity | NY | Dispatch-Generation | EmissionsCost | 0 | [6 empty] | 0.57748 | 0
LCP_Inputs_ON_Diverse_Howarth_2023_05_05 | 2034 | Wind Onshore | Generation | Electricity | NY | Dispatch-Generation | FuelCost | 0 | [6 empty] | 0.57748 | 0
LCP_Inputs_ON_Diverse_Howarth_2023_05_05 | 2034 | Wind Onshore | Generation | Electricity | NY | Dispatch-Generation | VOM | 0 | [6 empty] | 0.57748 | 0
LCP_Inputs_ON_Diverse_Howarth_2023_05_05 | 2034 | Wind Onshore | Generation | Electricity | ON | Dispatch-Generation | EmissionsCost | 0 | [6 empty] | 0.57748 | 0
LCP_Inputs_ON_Diverse_Howarth_2023_05_05 | 2034 | Wind Onshore | Generation | Electricity | ON | Dispatch-Generation | FuelCost | 0 | [6 empty] | 0.57748 | 0
LCP_Inputs_ON_Diverse_Howarth_2023_05_05 | 2034 | Wind Onshore | Generation | Electricity | ON | Dispatch-Generation | VOM | 0 | [6 empty] | 0.57748 | 0
LCP_Inputs_ON_Diverse_Howarth_2023_05_05 | 2034 | Wind Onshore | Generation | Electricity | PJ | Dispatch-Generation | EmissionsCost | 0 | [6 empty] | 0.57748 | 0
LCP_Inputs_ON_Diverse_Howarth_2023_05_05 | 2034 | Wind Onshore | Generation | Electricity | PJ | Dispatch-Generation | FuelCost | 0 | [6 empty] | 0.57748 | 0
LCP_Inputs_ON_Diverse_Howarth_2023_05_05 | 2034 | Wind Onshore | Generation | Electricity | PJ | Dispatch-Generation | VOM | 0 | [6 empty] | 0.57748 | 0
LCP_Inputs_ON_Diverse_Howarth_2023_05_05 | 2034 | Wind Onshore | Generation | Electricity | QC | Dispatch-Generation | EmissionsCost | 0 | [6 empty] | 0.57748 | 0
LCP_Inputs_ON_Diverse_Howarth_2023_05_05 | 2034 | Wind Onshore | Generation | Electricity | QC | Dispatch-Generation | FuelCost | 0 | [6 empty] | 0.57748 | 0
LCP_Inputs_ON_Diverse_Howarth_2023_05_05 | 2034 | Wind Onshore | Generation | Electricity | QC | Dispatch-Generation | VOM | 0 | [6 empty] | 0.57748 | 0
LCP_Inputs_ON_Diverse_Howarth_2023_05_05 | 2034 | Wind Onshore | Generation | Electricity | WC | Dispatch-Generation | EmissionsCost | 0 | [6 empty] | 0.57748 | 0
LCP_Inputs_ON_Diverse_Howarth_2023_05_05 | 2034 | Wind Onshore | Generation | Electricity | WC | Dispatch-Generation | FuelCost | 0 | [6 empty] | 0.57748 | 0
LCP_Inputs_ON_Diverse_Howarth_2023_05_05 | 2034 | Wind Onshore | Generation | Electricity | WC | Dispatch-Generation | VOM | 0 | [6 empty] | 0.57748 | 0
LCP_Inputs_ON_Diverse_Howarth_2023_05_05 | 2035 | Anaerobic Digestion | Generation | Methane | MI | Dispatch-Generation | EmissionsCost | 0 | [6 empty] | 0.55526 | 0
LCP_Inputs_ON_Diverse_Howarth_2023_05_05 | 2035 | Anaerobic Digestion | Generation | Methane | MI | Dispatch-Generation | FuelCost | 0 | [6 empty] | 0.55526 | 0
LCP_Inputs_ON_Diverse_Howarth_2023_05_05 | 2035 | Anaerobic Digestion | Generation | Methane | MI | Dispatch-Generation | VOM | 0 | [6 empty] | 0.55526 | 0
LCP_Inputs_ON_Diverse_Howarth_2023_05_05 | 2035 | Anaerobic Digestion | Generation | Methane | NY | Dispatch-Generation | EmissionsCost | 0 | [6 empty] | 0.55526 | 0
LCP_Inputs_ON_Diverse_Howarth_2023_05_05 | 2035 | Anaerobic Digestion | Generation | Methane | NY | Dispatch-Generation | FuelCost | 0 | [6 empty] | 0.55526 | 0
LCP_Inputs_ON_Diverse_Howarth_2023_05_05 | 2035 | Anaerobic Digestion | Generation | Methane | NY | Dispatch-Generation | VOM | 0 | [6 empty] | 0.55526 | 0
LCP_Inputs_ON_Diverse_Howarth_2023_05_05 | 2035 | Anaerobic Digestion | Generation | Methane | ON | Dispatch-Generation | EmissionsCost | 1840449.9197 | [6 empty] | 0.55526 | 1021936.5095
LCP_Inputs_ON_Diverse_Howarth_2023_05_05 | 2035 | Anaerobic Digestion | Generation | Methane | ON | Dispatch-Generation | FuelCost | 0 | [6 empty] | 0.55526 | 0
LCP_Inputs_ON_Diverse_Howarth_2023_05_05 | 2035 | Anaerobic Digestion | Generation | Methane | ON | Dispatch-Generation | VOM | 862230000 | [6 empty] | 0.55526 | 478765712.1745
LCP_Inputs_ON_Diverse_Howarth_2023_05_05 | 2035 | Anaerobic Digestion | Generation | Methane | PJ | Dispatch-Generation | EmissionsCost | 0 | [6 empty] | 0.55526 | 0
LCP_Inputs_ON_Diverse_Howarth_2023_05_05 | 2035 | Anaerobic Digestion | Generation | Methane | PJ | Dispatch-Generation | FuelCost | 0 | [6 empty] | 0.55526 | 0
LCP_Inputs_ON_Diverse_Howarth_2023_05_05 | 2035 | Anaerobic Digestion | Generation | Methane | PJ | Dispatch-Generation | VOM | 0 | [6 empty] | 0.55526 | 0
LCP_Inputs_ON_Diverse_Howarth_2023_05_05 | 2035 | Anaerobic Digestion | Generation | Methane | QC | Dispatch-Generation | EmissionsCost | 0 | [6 empty] | 0.55526 | 0
LCP_Inputs_ON_Diverse_Howarth_2023_05_05 | 2035 | Anaerobic Digestion | Generation | Methane | QC | Dispatch-Generation | FuelCost | 0 | [6 empty] | 0.55526 | 0
LCP_Inputs_ON_Diverse_Howarth_2023_05_05 | 2035 | Anaerobic Digestion | Generation | Methane | QC | Dispatch-Generation | VOM | 0 | [6 empty] | 0.55526 | 0
LCP_Inputs_ON_Diverse_Howarth_2023_05_05 | 2035 | Anaerobic Digestion | Generation | Methane | WC | Dispatch-Generation | EmissionsCost | 0 | [6 empty] | 0.55526 | 0
LCP_Inputs_ON_Diverse_Howarth_2023_05_05 | 2035 | Anaerobic Digestion | Generation | Methane | WC | Dispatch-Generation | FuelCost | 0 | [6 empty] | 0.55526 | 0
LCP_Inputs_ON_Diverse_Howarth_2023_05_05 | 2035 | Anaerobic Digestion | Generation | Methane | WC | Dispatch-Generation | VOM | 0 | [6 empty] | 0.55526 | 0
LCP_Inputs_ON_Diverse_Howarth_2023_05_05 | 2035 | Battery Storage | Storage | Electricity | MI | Dispatch-Storage | EmissionsCost | 0 | [6 empty] | 0.55526 | 0
LCP_Inputs_ON_Diverse_Howarth_2023_05_05 | 2035 | Battery Storage | Storage | Electricity | MI | Dispatch-Storage | FuelCost | 0 | [6 empty] | 0.55526 | 0
LCP_Inputs_ON_Diverse_Howarth_2023_05_05 | 2035 | Battery Storage | Storage | Electricity | MI | Dispatch-Storage | VOM | 0 | [6 empty] | 0.55526 | 0
LCP_Inputs_ON_Diverse_Howarth_2023_05_05 | 2035 | Battery Storage | Storage | Electricity | NY | Dispatch-Storage | EmissionsCost | 0 | [6 empty] | 0.55526 | 0
LCP_Inputs_ON_Diverse_Howarth_2023_05_05 | 2035 | Battery Storage | Storage | Electricity | NY | Dispatch-Storage | FuelCost | 0 | [6 empty] | 0.55526 | 0
LCP_Inputs_ON_Diverse_Howarth_2023_05_05 | 2035 | Battery Storage | Storage | Electricity | NY | Dispatch-Storage | VOM | 0 | [6 empty] | 0.55526 | 0
LCP_Inputs_ON_Diverse_Howarth_2023_05_05 | 2035 | Battery Storage | Storage | Electricity | ON | Dispatch-Storage | EmissionsCost | 0 | [6 empty] | 0.55526 | 0
LCP_Inputs_ON_Diverse_Howarth_2023_05_05 | 2035 | Battery Storage | Storage | Electricity | ON | Dispatch-Storage | FuelCost | 0 | [6 empty] | 0.55526 | 0
LCP_Inputs_ON_Diverse_Howarth_2023_05_05 | 2035 | Battery Storage | Storage | Electricity | ON | Dispatch-Storage | VOM | 0 | [6 empty] | 0.55526 | 0
LCP_Inputs_ON_Diverse_Howarth_2023_05_05 | 2035 | Battery Storage | Storage | Electricity | PJ | Dispatch-Storage | EmissionsCost | 0 | [6 empty] | 0.55526 | 0
LCP_Inputs_ON_Diverse_Howarth_2023_05_05 | 2035 | Battery Storage | Storage | Electricity | PJ | Dispatch-Storage | FuelCost | 0 | [6 empty] | 0.55526 | 0
LCP_Inputs_ON_Diverse_Howarth_2023_05_05 | 2035 | Battery Storage | Storage | Electricity | PJ | Dispatch-Storage | VOM | 0 | [6 empty] | 0.55526 | 0
LCP_Inputs_ON_Diverse_Howarth_2023_05_05 | 2035 | Battery Storage | Storage | Electricity | QC | Dispatch-Storage | EmissionsCost | 0 | [6 empty] | 0.55526 | 0
LCP_Inputs_ON_Diverse_Howarth_2023_05_05 | 2035 | Battery Storage | Storage | Electricity | QC | Dispatch-Storage | FuelCost | 0 | [6 empty] | 0.55526 | 0
LCP_Inputs_ON_Diverse_Howarth_2023_05_05 | 2035 | Battery Storage | Storage | Electricity | QC | Dispatch-Storage | VOM | 0 | [6 empty] | 0.55526 | 0
LCP_Inputs_ON_Diverse_Howarth_2023_05_05 | 2035 | Battery Storage | Storage | Electricity | WC | Dispatch-Storage | EmissionsCost | 0 | [6 empty] | 0.55526 | 0
LCP_Inputs_ON_Diverse_Howarth_2023_05_05 | 2035 | Battery Storage | Storage | Electricity | WC | Dispatch-Storage | FuelCost | 0 | [6 empty] | 0.55526 | 0
LCP_Inputs_ON_Diverse_Howarth_2023_05_05 | 2035 | Battery Storage | Storage | Electricity | WC | Dispatch-Storage | VOM | 0 | [6 empty] | 0.55526 | 0
LCP_Inputs_ON_Diverse_Howarth_2023_05_05 | 2035 | Biomass | Generation | Electricity | MI | Dispatch-Generation | EmissionsCost | 0 | [6 empty] | 0.55526 | 0
LCP_Inputs_ON_Diverse_Howarth_2023_05_05 | 2035 | Biomass | Generation | Electricity | MI | Dispatch-Generation | FuelCost | 0 | [6 empty] | 0.55526 | 0
LCP_Inputs_ON_Diverse_Howarth_2023_05_05 | 2035 | Biomass | Generation | Electricity | MI | Dispatch-Generation | VOM | 0 | [6 empty] | 0.55526 | 0
LCP_Inputs_ON_Diverse_Howarth_2023_05_05 | 2035 | Biomass | Generation | Electricity | NY | Dispatch-Generation | EmissionsCost | 0 | [6 empty] | 0.55526 | 0
LCP_Inputs_ON_Diverse_Howarth_2023_05_05 | 2035 | Biomass | Generation | Electricity | NY | Dispatch-Generation | FuelCost | 0 | [6 empty] | 0.55526 | 0
LCP_Inputs_ON_Diverse_Howarth_2023_05_05 | 2035 | Biomass | Generation | Electricity | NY | Dispatch-Generation | VOM | 0 | [6 empty] | 0.55526 | 0
LCP_Inputs_ON_Diverse_Howarth_2023_05_05 | 2035 | Biomass | Generation | Electricity | ON | Dispatch-Generation | EmissionsCost | 0 | [6 empty] | 0.55526 | 0
LCP_Inputs_ON_Diverse_Howarth_2023_05_05 | 2035 | Biomass | Generation | Electricity | ON | Dispatch-Generation | FuelCost | 42009.7444 | [6 empty] | 0.55526 | 23326.5198
LCP_Inputs_ON_Diverse_Howarth_2023_05_05 | 2035 | Biomass | Generation | Electricity | ON | Dispatch-Generation | VOM | 539.1251 | [6 empty] | 0.55526 | 299.357
LCP_Inputs_ON_Diverse_Howarth_2023_05_05 | 2035 | Biomass | Generation | Electricity | PJ | Dispatch-Generation | EmissionsCost | 0 | [6 empty] | 0.55526 | 0
LCP_Inputs_ON_Diverse_Howarth_2023_05_05 | 2035 | Biomass | Generation | Electricity | PJ | Dispatch-Generation | FuelCost | 0 | [6 empty] | 0.55526 | 0
LCP_Inputs_ON_Diverse_Howarth_2023_05_05 | 2035 | Biomass | Generation | Electricity | PJ | Dispatch-Generation | VOM | 0 | [6 empty] | 0.55526 | 0
LCP_Inputs_ON_Diverse_Howarth_2023_05_05 | 2035 | Biomass | Generation | Electricity | QC | Dispatch-Generation | EmissionsCost | 0 | [6 empty] | 0.55526 | 0
LCP_Inputs_ON_Diverse_Howarth_2023_05_05 | 2035 | Biomass | Generation | Electricity | QC | Dispatch-Generation | FuelCost | 128334.5455 | [6 empty] | 0.55526 | 71259.6176
LCP_Inputs_ON_Diverse_Howarth_2023_05_05 | 2035 | Biomass | Generation | Electricity | QC | Dispatch-Generation | VOM | 1646.96 | [6 empty] | 0.55526 | 914.4984
LCP_Inputs_ON_Diverse_Howarth_2023_05_05 | 2035 | Biomass | Generation | Electricity | WC | Dispatch-Generation | EmissionsCost | 0 | [6 empty] | 0.55526 | 0
LCP_Inputs_ON_Diverse_Howarth_2023_05_05 | 2035 | Biomass | Generation | Electricity | WC | Dispatch-Generation | FuelCost | 0 | [6 empty] | 0.55526 | 0
LCP_Inputs_ON_Diverse_Howarth_2023_05_05 | 2035 | Biomass | Generation | Electricity | WC | Dispatch-Generation | VOM | 0 | [6 empty] | 0.55526 | 0
LCP_Inputs_ON_Diverse_Howarth_2023_05_05 | 2035 | Biomass + CCS | Generation | Electricity | MI | Dispatch-Generation | EmissionsCost | 0 | [6 empty] | 0.55526 | 0
LCP_Inputs_ON_Diverse_Howarth_2023_05_05 | 2035 | Biomass + CCS | Generation | Electricity | MI | Dispatch-Generation | FuelCost | 0 | [6 empty] | 0.55526 | 0
LCP_Inputs_ON_Diverse_Howarth_2023_05_05 | 2035 | Biomass + CCS | Generation | Electricity | MI | Dispatch-Generation | VOM | 0 | [6 empty] | 0.55526 | 0
LCP_Inputs_ON_Diverse_Howarth_2023_05_05 | 2035 | Biomass + CCS | Generation | Electricity | NY | Dispatch-Generation | EmissionsCost | 0 | [6 empty] | 0.55526 | 0
LCP_Inputs_ON_Diverse_Howarth_2023_05_05 | 2035 | Biomass + CCS | Generation | Electricity | NY | Dispatch-Generation | FuelCost | 0 | [6 empty] | 0.55526 | 0
LCP_Inputs_ON_Diverse_Howarth_2023_05_05 | 2035 | Biomass + CCS | Generation | Electricity | NY | Dispatch-Generation | VOM | 0 | [6 empty] | 0.55526 | 0
LCP_Inputs_ON_Diverse_Howarth_2023_05_05 | 2035 | Biomass + CCS | Generation | Electricity | ON | Dispatch-Generation | EmissionsCost | 0 | [6 empty] | 0.55526 | 0
LCP_Inputs_ON_Diverse_Howarth_2023_05_05 | 2035 | Biomass + CCS | Generation | Electricity | ON | Dispatch-Generation | FuelCost | 0 | [6 empty] | 0.55526 | 0
LCP_Inputs_ON_Diverse_Howarth_2023_05_05 | 2035 | Biomass + CCS | Generation | Electricity | ON | Dispatch-Generation | VOM | 0 | [6 empty] | 0.55526 | 0
LCP_Inputs_ON_Diverse_Howarth_2023_05_05 | 2035 | Biomass + CCS | Generation | Electricity | PJ | Dispatch-Generation | EmissionsCost | 0 | [6 empty] | 0.55526 | 0
LCP_Inputs_ON_Diverse_Howarth_2023_05_05 | 2035 | Biomass + CCS | Generation | Electricity | PJ | Dispatch-Generation | FuelCost | 0 | [6 empty] | 0.55526 | 0
LCP_Inputs_ON_Diverse_Howarth_2023_05_05 | 2035 | Biomass + CCS | Generation | Electricity | PJ | Dispatch-Generation | VOM | 0 | [6 empty] | 0.55526 | 0
LCP_Inputs_ON_Diverse_Howarth_2023_05_05 | 2035 | Biomass + CCS | Generation | Electricity | QC | Dispatch-Generation | EmissionsCost | 0 | [6 empty] | 0.55526 | 0
LCP_Inputs_ON_Diverse_Howarth_2023_05_05 | 2035 | Biomass + CCS | Generation | Electricity | QC | Dispatch-Generation | FuelCost | 0 | [6 empty] | 0.55526 | 0
LCP_Inputs_ON_Diverse_Howarth_2023_05_05 | 2035 | Biomass + CCS | Generation | Electricity | QC | Dispatch-Generation | VOM | 0 | [6 empty] | 0.55526 | 0
LCP_Inputs_ON_Diverse_Howarth_2023_05_05 | 2035 | Biomass + CCS | Generation | Electricity | WC | Dispatch-Generation | EmissionsCost | 0 | [6 empty] | 0.55526 | 0
LCP_Inputs_ON_Diverse_Howarth_2023_05_05 | 2035 | Biomass + CCS | Generation | Electricity | WC | Dispatch-Generation | FuelCost | 0 | [6 empty] | 0.55526 | 0
LCP_Inputs_ON_Diverse_Howarth_2023_05_05 | 2035 | Biomass + CCS | Generation | Electricity | WC | Dispatch-Generation | VOM | 0 | [6 empty] | 0.55526 | 0
LCP_Inputs_ON_Diverse_Howarth_2023_05_05 | 2035 | CH4 + CCS | Generation | Methane | MI | Dispatch-Generation | EmissionsCost | 0 | [6 empty] | 0.55526 | 0
LCP_Inputs_ON_Diverse_Howarth_2023_05_05 | 2035 | CH4 + CCS | Generation | Methane | MI | Dispatch-Generation | FuelCost | 0 | [6 empty] | 0.55526 | 0
LCP_Inputs_ON_Diverse_Howarth_2023_05_05 | 2035 | CH4 + CCS | Generation | Methane | MI | Dispatch-Generation | VOM | 0 | [6 empty] | 0.55526 | 0
LCP_Inputs_ON_Diverse_Howarth_2023_05_05 | 2035 | CH4 + CCS | Generation | Methane | NY | Dispatch-Generation | EmissionsCost | 0 | [6 empty] | 0.55526 | 0
LCP_Inputs_ON_Diverse_Howarth_2023_05_05 | 2035 | CH4 + CCS | Generation | Methane | NY | Dispatch-Generation | FuelCost | 0 | [6 empty] | 0.55526 | 0
LCP_Inputs_ON_Diverse_Howarth_2023_05_05 | 2035 | CH4 + CCS | Generation | Methane | NY | Dispatch-Generation | VOM | 0 | [6 empty] | 0.55526 | 0
LCP_Inputs_ON_Diverse_Howarth_2023_05_05 | 2035 | CH4 + CCS | Generation | Methane | ON | Dispatch-Generation | EmissionsCost | 36250644.3017 | [6 empty] | 0.55526 | 20128695.9812
LCP_Inputs_ON_Diverse_Howarth_2023_05_05 | 2035 | CH4 + CCS | Generation | Methane | ON | Dispatch-Generation | FuelCost | 171398728.1399 | [6 empty] | 0.55526 | 95171629.5463
LCP_Inputs_ON_Diverse_Howarth_2023_05_05 | 2035 | CH4 + CCS | Generation | Methane | ON | Dispatch-Generation | VOM | 19178821.6667 | [6 empty] | 0.55526 | 10649318.8754
LCP_Inputs_ON_Diverse_Howarth_2023_05_05 | 2035 | CH4 + CCS | Generation | Methane | PJ | Dispatch-Generation | EmissionsCost | 0 | [6 empty] | 0.55526 | 0
LCP_Inputs_ON_Diverse_Howarth_2023_05_05 | 2035 | CH4 + CCS | Generation | Methane | PJ | Dispatch-Generation | FuelCost | 0 | [6 empty] | 0.55526 | 0
LCP_Inputs_ON_Diverse_Howarth_2023_05_05 | 2035 | CH4 + CCS | Generation | Methane | PJ | Dispatch-Generation | VOM | 0 | [6 empty] | 0.55526 | 0
LCP_Inputs_ON_Diverse_Howarth_2023_05_05 | 2035 | CH4 + CCS | Generation | Methane | QC | Dispatch-Generation | EmissionsCost | 0 | [6 empty] | 0.55526 | 0
LCP_Inputs_ON_Diverse_Howarth_2023_05_05 | 2035 | CH4 + CCS | Generation | Methane | QC | Dispatch-Generation | FuelCost | 0 | [6 empty] | 0.55526 | 0
LCP_Inputs_ON_Diverse_Howarth_2023_05_05 | 2035 | CH4 + CCS | Generation | Methane | QC | Dispatch-Generation | VOM | 0 | [6 empty] | 0.55526 | 0
LCP_Inputs_ON_Diverse_Howarth_2023_05_05 | 2035 | CH4 + CCS | Generation | Methane | WC | Dispatch-Generation | EmissionsCost | 0 | [6 empty] | 0.55526 | 0
LCP_Inputs_ON_Diverse_Howarth_2023_05_05 | 2035 | CH4 + CCS | Generation | Methane | WC | Dispatch-Generation | FuelCost | 0 | [6 empty] | 0.55526 | 0
LCP_Inputs_ON_Diverse_Howarth_2023_05_05 | 2035 | CH4 + CCS | Generation | Methane | WC | Dispatch-Generation | VOM | 0 | [6 empty] | 0.55526 | 0
LCP_Inputs_ON_Diverse_Howarth_2023_05_05 | 2035 | CH4 Import - NY 2020 | Import | Methane | MI | Dispatch-Import | EmissionsCost | 0 | [6 empty] | 0.55526 | 0
LCP_Inputs_ON_Diverse_Howarth_2023_05_05 | 2035 | CH4 Import - NY 2020 | Import | Methane | MI | Dispatch-Import | FuelCost | 0 | [6 empty] | 0.55526 | 0
LCP_Inputs_ON_Diverse_Howarth_2023_05_05 | 2035 | CH4 Import - NY 2020 | Import | Methane | MI | Dispatch-Import | VOM | 0 | [6 empty] | 0.55526 | 0
LCP_Inputs_ON_Diverse_Howarth_2023_05_05 | 2035 | CH4 Import - NY 2020 | Import | Methane | NY | Dispatch-Import | EmissionsCost | 0 | [6 empty] | 0.55526 | 0
LCP_Inputs_ON_Diverse_Howarth_2023_05_05 | 2035 | CH4 Import - NY 2020 | Import | Methane | NY | Dispatch-Import | FuelCost | 0 | [6 empty] | 0.55526 | 0
LCP_Inputs_ON_Diverse_Howarth_2023_05_05 | 2035 | CH4 Import - NY 2020 | Import | Methane | NY | Dispatch-Import | VOM | 0 | [6 empty] | 0.55526 | 0
LCP_Inputs_ON_Diverse_Howarth_2023_05_05 | 2035 | CH4 Import - NY 2020 | Import | Methane | ON | Dispatch-Import | EmissionsCost | 0 | [6 empty] | 0.55526 | 0
LCP_Inputs_ON_Diverse_Howarth_2023_05_05 | 2035 | CH4 Import - NY 2020 | Import | Methane | ON | Dispatch-Import | FuelCost | 0 | [6 empty] | 0.55526 | 0
LCP_Inputs_ON_Diverse_Howarth_2023_05_05 | 2035 | CH4 Import - NY 2020 | Import | Methane | ON | Dispatch-Import | VOM | 0 | [6 empty] | 0.55526 | 0
LCP_Inputs_ON_Diverse_Howarth_2023_05_05 | 2035 | CH4 Import - NY 2020 | Import | Methane | PJ | Dispatch-Import | EmissionsCost | 0 | [6 empty] | 0.55526 | 0
LCP_Inputs_ON_Diverse_Howarth_2023_05_05 | 2035 | CH4 Import - NY 2020 | Import | Methane | PJ | Dispatch-Import | FuelCost | 0 | [6 empty] | 0.55526 | 0
LCP_Inputs_ON_Diverse_Howarth_2023_05_05 | 2035 | CH4 Import - NY 2020 | Import | Methane | PJ | Dispatch-Import | VOM | 0 | [6 empty] | 0.55526 | 0
LCP_Inputs_ON_Diverse_Howarth_2023_05_05 | 2035 | CH4 Import - NY 2020 | Import | Methane | QC | Dispatch-Import | EmissionsCost | 0 | [6 empty] | 0.55526 | 0
LCP_Inputs_ON_Diverse_Howarth_2023_05_05 | 2035 | CH4 Import - NY 2020 | Import | Methane | QC | Dispatch-Import | FuelCost | 0 | [6 empty] | 0.55526 | 0
LCP_Inputs_ON_Diverse_Howarth_2023_05_05 | 2035 | CH4 Import - NY 2020 | Import | Methane | QC | Dispatch-Import | VOM | 0 | [6 empty] | 0.55526 | 0
LCP_Inputs_ON_Diverse_Howarth_2023_05_05 | 2035 | CH4 Import - NY 2020 | Import | Methane | WC | Dispatch-Import | EmissionsCost | 0 | [6 empty] | 0.55526 | 0
LCP_Inputs_ON_Diverse_Howarth_2023_05_05 | 2035 | CH4 Import - NY 2020 | Import | Methane | WC | Dispatch-Import | FuelCost | 0 | [6 empty] | 0.55526 | 0
LCP_Inputs_ON_Diverse_Howarth_2023_05_05 | 2035 | CH4 Import - NY 2020 | Import | Methane | WC | Dispatch-Import | VOM | 0 | [6 empty] | 0.55526 | 0
LCP_Inputs_ON_Diverse_Howarth_2023_05_05 | 2035 | CH4 Import - NY 2030 | Import | Methane | MI | Dispatch-Import | EmissionsCost | 0 | [6 empty] | 0.55526 | 0
LCP_Inputs_ON_Diverse_Howarth_2023_05_05 | 2035 | CH4 Import - NY 2030 | Import | Methane | MI | Dispatch-Import | FuelCost | 0 | [6 empty] | 0.55526 | 0
LCP_Inputs_ON_Diverse_Howarth_2023_05_05 | 2035 | CH4 Import - NY 2030 | Import | Methane | MI | Dispatch-Import | VOM | 0 | [6 empty] | 0.55526 | 0
LCP_Inputs_ON_Diverse_Howarth_2023_05_05 | 2035 | CH4 Import - NY 2030 | Import | Methane | NY | Dispatch-Import | EmissionsCost | 1400246087.116 | [6 empty] | 0.55526 | 777506947.2387
LCP_Inputs_ON_Diverse_Howarth_2023_05_05 | 2035 | CH4 Import - NY 2030 | Import | Methane | NY | Dispatch-Import | FuelCost | 644356120.8267 | [6 empty] | 0.55526 | 357788081.0011
LCP_Inputs_ON_Diverse_Howarth_2023_05_05 | 2035 | CH4 Import - NY 2030 | Import | Methane | NY | Dispatch-Import | VOM | 0 | [6 empty] | 0.55526 | 0
LCP_Inputs_ON_Diverse_Howarth_2023_05_05 | 2035 | CH4 Import - NY 2030 | Import | Methane | ON | Dispatch-Import | EmissionsCost | 0 | [6 empty] | 0.55526 | 0
LCP_Inputs_ON_Diverse_Howarth_2023_05_05 | 2035 | CH4 Import - NY 2030 | Import | Methane | ON | Dispatch-Import | FuelCost | 0 | [6 empty] | 0.55526 | 0
LCP_Inputs_ON_Diverse_Howarth_2023_05_05 | 2035 | CH4 Import - NY 2030 | Import | Methane | ON | Dispatch-Import | VOM | 0 | [6 empty] | 0.55526 | 0
LCP_Inputs_ON_Diverse_Howarth_2023_05_05 | 2035 | CH4 Import - NY 2030 | Import | Methane | PJ | Dispatch-Import | EmissionsCost | 0 | [6 empty] | 0.55526 | 0
LCP_Inputs_ON_Diverse_Howarth_2023_05_05 | 2035 | CH4 Import - NY 2030 | Import | Methane | PJ | Dispatch-Import | FuelCost | 0 | [6 empty] | 0.55526 | 0
LCP_Inputs_ON_Diverse_Howarth_2023_05_05 | 2035 | CH4 Import - NY 2030 | Import | Methane | PJ | Dispatch-Import | VOM | 0 | [6 empty] | 0.55526 | 0
LCP_Inputs_ON_Diverse_Howarth_2023_05_05 | 2035 | CH4 Import - NY 2030 | Import | Methane | QC | Dispatch-Import | EmissionsCost | 0 | [6 empty] | 0.55526 | 0
LCP_Inputs_ON_Diverse_Howarth_2023_05_05 | 2035 | CH4 Import - NY 2030 | Import | Methane | QC | Dispatch-Import | FuelCost | 0 | [6 empty] | 0.55526 | 0
LCP_Inputs_ON_Diverse_Howarth_2023_05_05 | 2035 | CH4 Import - NY 2030 | Import | Methane | QC | Dispatch-Import | VOM | 0 | [6 empty] | 0.55526 | 0
LCP_Inputs_ON_Diverse_Howarth_2023_05_05 | 2035 | CH4 Import - NY 2030 | Import | Methane | WC | Dispatch-Import | EmissionsCost | 0 | [6 empty] | 0.55526 | 0
LCP_Inputs_ON_Diverse_Howarth_2023_05_05 | 2035 | CH4 Import - NY 2030 | Import | Methane | WC | Dispatch-Import | FuelCost | 0 | [6 empty] | 0.55526 | 0
LCP_Inputs_ON_Diverse_Howarth_2023_05_05 | 2035 | CH4 Import - NY 2030 | Import | Methane | WC | Dispatch-Import | VOM | 0 | [6 empty] | 0.55526 | 0
LCP_Inputs_ON_Diverse_Howarth_2023_05_05 | 2035 | CH4 Import - NY 2040 | Import | Methane | MI | Dispatch-Import | EmissionsCost | 0 | [6 empty] | 0.55526 | 0
LCP_Inputs_ON_Diverse_Howarth_2023_05_05 | 2035 | CH4 Import - NY 2040 | Import | Methane | MI | Dispatch-Import | FuelCost | 0 | [6 empty] | 0.55526 | 0
LCP_Inputs_ON_Diverse_Howarth_2023_05_05 | 2035 | CH4 Import - NY 2040 | Import | Methane | MI | Dispatch-Import | VOM | 0 | [6 empty] | 0.55526 | 0
LCP_Inputs_ON_Diverse_Howarth_2023_05_05 | 2035 | CH4 Import - NY 2040 | Import | Methane | NY | Dispatch-Import | EmissionsCost | 0 | [6 empty] | 0.55526 | 0
LCP_Inputs_ON_Diverse_Howarth_2023_05_05 | 2035 | CH4 Import - NY 2040 | Import | Methane | NY | Dispatch-Import | FuelCost | 0 | [6 empty] | 0.55526 | 0
LCP_Inputs_ON_Diverse_Howarth_2023_05_05 | 2035 | CH4 Import - NY 2040 | Import | Methane | NY | Dispatch-Import | VOM | 0 | [6 empty] | 0.55526 | 0
LCP_Inputs_ON_Diverse_Howarth_2023_05_05 | 2035 | CH4 Import - NY 2040 | Import | Methane | ON | Dispatch-Import | EmissionsCost | 0 | [6 empty] | 0.55526 | 0
LCP_Inputs_ON_Diverse_Howarth_2023_05_05 | 2035 | CH4 Import - NY 2040 | Import | Methane | ON | Dispatch-Import | FuelCost | 0 | [6 empty] | 0.55526 | 0
LCP_Inputs_ON_Diverse_Howarth_2023_05_05 | 2035 | CH4 Import - NY 2040 | Import | Methane | ON | Dispatch-Import | VOM | 0 | [6 empty] | 0.55526 | 0
LCP_Inputs_ON_Diverse_Howarth_2023_05_05 | 2035 | CH4 Import - NY 2040 | Import | Methane | PJ | Dispatch-Import | EmissionsCost | 0 | [6 empty] | 0.55526 | 0
LCP_Inputs_ON_Diverse_Howarth_2023_05_05 | 2035 | CH4 Import - NY 2040 | Import | Methane | PJ | Dispatch-Import | FuelCost | 0 | [6 empty] | 0.55526 | 0
LCP_Inputs_ON_Diverse_Howarth_2023_05_05 | 2035 | CH4 Import - NY 2040 | Import | Methane | PJ | Dispatch-Import | VOM | 0 | [6 empty] | 0.55526 | 0
LCP_Inputs_ON_Diverse_Howarth_2023_05_05 | 2035 | CH4 Import - NY 2040 | Import | Methane | QC | Dispatch-Import | EmissionsCost | 0 | [6 empty] | 0.55526 | 0
LCP_Inputs_ON_Diverse_Howarth_2023_05_05 | 2035 | CH4 Import - NY 2040 | Import | Methane | QC | Dispatch-Import | FuelCost | 0 | [6 empty] | 0.55526 | 0
LCP_Inputs_ON_Diverse_Howarth_2023_05_05 | 2035 | CH4 Import - NY 2040 | Import | Methane | QC | Dispatch-Import | VOM | 0 | [6 empty] | 0.55526 | 0
LCP_Inputs_ON_Diverse_Howarth_2023_05_05 | 2035 | CH4 Import - NY 2040 | Import | Methane | WC | Dispatch-Import | EmissionsCost | 0 | [6 empty] | 0.55526 | 0
LCP_Inputs_ON_Diverse_Howarth_2023_05_05 | 2035 | CH4 Import - NY 2040 | Import | Methane | WC | Dispatch-Import | FuelCost | 0 | [6 empty] | 0.55526 | 0
LCP_Inputs_ON_Diverse_Howarth_2023_05_05 | 2035 | CH4 Import - NY 2040 | Import | Methane | WC | Dispatch-Import | VOM | 0 | [6 empty] | 0.55526 | 0
LCP_Inputs_ON_Diverse_Howarth_2023_05_05 | 2035 | CH4 Import - NY 2050 | Import | Methane | MI | Dispatch-Import | EmissionsCost | 0 | [6 empty] | 0.55526 | 0
LCP_Inputs_ON_Diverse_Howarth_2023_05_05 | 2035 | CH4 Import - NY 2050 | Import | Methane | MI | Dispatch-Import | FuelCost | 0 | [6 empty] | 0.55526 | 0
LCP_Inputs_ON_Diverse_Howarth_2023_05_05 | 2035 | CH4 Import - NY 2050 | Import | Methane | MI | Dispatch-Import | VOM | 0 | [6 empty] | 0.55526 | 0
LCP_Inputs_ON_Diverse_Howarth_2023_05_05 | 2035 | CH4 Import - NY 2050 | Import | Methane | NY | Dispatch-Import | EmissionsCost | 0 | [6 empty] | 0.55526 | 0
LCP_Inputs_ON_Diverse_Howarth_2023_05_05 | 2035 | CH4 Import - NY 2050 | Import | Methane | NY | Dispatch-Import | FuelCost | 0 | [6 empty] | 0.55526 | 0
LCP_Inputs_ON_Diverse_Howarth_2023_05_05 | 2035 | CH4 Import - NY 2050 | Import | Methane | NY | Dispatch-Import | VOM | 0 | [6 empty] | 0.55526 | 0
LCP_Inputs_ON_Diverse_Howarth_2023_05_05 | 2035 | CH4 Import - NY 2050 | Import | Methane | ON | Dispatch-Import | EmissionsCost | 0 | [6 empty] | 0.55526 | 0
LCP_Inputs_ON_Diverse_Howarth_2023_05_05 | 2035 | CH4 Import - NY 2050 | Import | Methane | ON | Dispatch-Import | FuelCost | 0 | [6 empty] | 0.55526 | 0
LCP_Inputs_ON_Diverse_Howarth_2023_05_05 | 2035 | CH4 Import - NY 2050 | Import | Methane | ON | Dispatch-Import | VOM | 0 | [6 empty] | 0.55526 | 0
LCP_Inputs_ON_Diverse_Howarth_2023_05_05 | 2035 | CH4 Import - NY 2050 | Import | Methane | PJ | Dispatch-Import | EmissionsCost | 0 | [6 empty] | 0.55526 | 0
LCP_Inputs_ON_Diverse_Howarth_2023_05_05 | 2035 | CH4 Import - NY 2050 | Import | Methane | PJ | Dispatch-Import | FuelCost | 0 | [6 empty] | 0.55526 | 0
LCP_Inputs_ON_Diverse_Howarth_2023_05_05 | 2035 | CH4 Import - NY 2050 | Import | Methane | PJ | Dispatch-Import | VOM | 0 | [6 empty] | 0.55526 | 0
LCP_Inputs_ON_Diverse_Howarth_2023_05_05 | 2035 | CH4 Import - NY 2050 | Import | Methane | QC | Dispatch-Import | EmissionsCost | 0 | [6 empty] | 0.55526 | 0
LCP_Inputs_ON_Diverse_Howarth_2023_05_05 | 2035 | CH4 Import - NY 2050 | Import | Methane | QC | Dispatch-Import | FuelCost | 0 | [6 empty] | 0.55526 | 0
LCP_Inputs_ON_Diverse_Howarth_2023_05_05 | 2035 | CH4 Import - NY 2050 | Import | Methane | QC | Dispatch-Import | VOM | 0 | [6 empty] | 0.55526 | 0
LCP_Inputs_ON_Diverse_Howarth_2023_05_05 | 2035 | CH4 Import - NY 2050 | Import | Methane | WC | Dispatch-Import | EmissionsCost | 0 | [6 empty] | 0.55526 | 0
LCP_Inputs_ON_Diverse_Howarth_2023_05_05 | 2035 | CH4 Import - NY 2050 | Import | Methane | WC | Dispatch-Import | FuelCost | 0 | [6 empty] | 0.55526 | 0
LCP_Inputs_ON_Diverse_Howarth_2023_05_05 | 2035 | CH4 Import - NY 2050 | Import | Methane | WC | Dispatch-Import | VOM | 0 | [6 empty] | 0.55526 | 0
LCP_Inputs_ON_Diverse_Howarth_2023_05_05 | 2035 | CH4 Import - WC 2020 | Import | Methane | MI | Dispatch-Import | EmissionsCost | 0 | [6 empty] | 0.55526 | 0
LCP_Inputs_ON_Diverse_Howarth_2023_05_05 | 2035 | CH4 Import - WC 2020 | Import | Methane | MI | Dispatch-Import | FuelCost | 0 | [6 empty] | 0.55526 | 0
LCP_Inputs_ON_Diverse_Howarth_2023_05_05 | 2035 | CH4 Import - WC 2020 | Import | Methane | MI | Dispatch-Import | VOM | 0 | [6 empty] | 0.55526 | 0
LCP_Inputs_ON_Diverse_Howarth_2023_05_05 | 2035 | CH4 Import - WC 2020 | Import | Methane | NY | Dispatch-Import | EmissionsCost | 0 | [6 empty] | 0.55526 | 0
LCP_Inputs_ON_Diverse_Howarth_2023_05_05 | 2035 | CH4 Import - WC 2020 | Import | Methane | NY | Dispatch-Import | FuelCost | 0 | [6 empty] | 0.55526 | 0
LCP_Inputs_ON_Diverse_Howarth_2023_05_05 | 2035 | CH4 Import - WC 2020 | Import | Methane | NY | Dispatch-Import | VOM | 0 | [6 empty] | 0.55526 | 0
LCP_Inputs_ON_Diverse_Howarth_2023_05_05 | 2035 | CH4 Import - WC 2020 | Import | Methane | ON | Dispatch-Import | EmissionsCost | 0 | [6 empty] | 0.55526 | 0
LCP_Inputs_ON_Diverse_Howarth_2023_05_05 | 2035 | CH4 Import - WC 2020 | Import | Methane | ON | Dispatch-Import | FuelCost | 0 | [6 empty] | 0.55526 | 0
LCP_Inputs_ON_Diverse_Howarth_2023_05_05 | 2035 | CH4 Import - WC 2020 | Import | Methane | ON | Dispatch-Import | VOM | 0 | [6 empty] | 0.55526 | 0
LCP_Inputs_ON_Diverse_Howarth_2023_05_05 | 2035 | CH4 Import - WC 2020 | Import | Methane | PJ | Dispatch-Import | EmissionsCost | 0 | [6 empty] | 0.55526 | 0
LCP_Inputs_ON_Diverse_Howarth_2023_05_05 | 2035 | CH4 Import - WC 2020 | Import | Methane | PJ | Dispatch-Import | FuelCost | 0 | [6 empty] | 0.55526 | 0
LCP_Inputs_ON_Diverse_Howarth_2023_05_05 | 2035 | CH4 Import - WC 2020 | Import | Methane | PJ | Dispatch-Import | VOM | 0 | [6 empty] | 0.55526 | 0
LCP_Inputs_ON_Diverse_Howarth_2023_05_05 | 2035 | CH4 Import - WC 2020 | Import | Methane | QC | Dispatch-Import | EmissionsCost | 0 | [6 empty] | 0.55526 | 0
LCP_Inputs_ON_Diverse_Howarth_2023_05_05 | 2035 | CH4 Import - WC 2020 | Import | Methane | QC | Dispatch-Import | FuelCost | 0 | [6 empty] | 0.55526 | 0
LCP_Inputs_ON_Diverse_Howarth_2023_05_05 | 2035 | CH4 Import - WC 2020 | Import | Methane | QC | Dispatch-Import | VOM | 0 | [6 empty] | 0.55526 | 0
LCP_Inputs_ON_Diverse_Howarth_2023_05_05 | 2035 | CH4 Import - WC 2020 | Import | Methane | WC | Dispatch-Import | EmissionsCost | 0 | [6 empty] | 0.55526 | 0
LCP_Inputs_ON_Diverse_Howarth_2023_05_05 | 2035 | CH4 Import - WC 2020 | Import | Methane | WC | Dispatch-Import | FuelCost | 0 | [6 empty] | 0.55526 | 0
LCP_Inputs_ON_Diverse_Howarth_2023_05_05 | 2035 | CH4 Import - WC 2020 | Import | Methane | WC | Dispatch-Import | VOM | 0 | [6 empty] | 0.55526 | 0
LCP_Inputs_ON_Diverse_Howarth_2023_05_05 | 2035 | CH4 Import - WC 2030 | Import | Methane | MI | Dispatch-Import | EmissionsCost | 0 | [6 empty] | 0.55526 | 0
LCP_Inputs_ON_Diverse_Howarth_2023_05_05 | 2035 | CH4 Import - WC 2030 | Import | Methane | MI | Dispatch-Import | FuelCost | 0 | [6 empty] | 0.55526 | 0
LCP_Inputs_ON_Diverse_Howarth_2023_05_05 | 2035 | CH4 Import - WC 2030 | Import | Methane | MI | Dispatch-Import | VOM | 0 | [6 empty] | 0.55526 | 0
LCP_Inputs_ON_Diverse_Howarth_2023_05_05 | 2035 | CH4 Import - WC 2030 | Import | Methane | NY | Dispatch-Import | EmissionsCost | 0 | [6 empty] | 0.55526 | 0
LCP_Inputs_ON_Diverse_Howarth_2023_05_05 | 2035 | CH4 Import - WC 2030 | Import | Methane | NY | Dispatch-Import | FuelCost | 0 | [6 empty] | 0.55526 | 0
LCP_Inputs_ON_Diverse_Howarth_2023_05_05 | 2035 | CH4 Import - WC 2030 | Import | Methane | NY | Dispatch-Import | VOM | 0 | [6 empty] | 0.55526 | 0
LCP_Inputs_ON_Diverse_Howarth_2023_05_05 | 2035 | CH4 Import - WC 2030 | Import | Methane | ON | Dispatch-Import | EmissionsCost | 0 | [6 empty] | 0.55526 | 0
LCP_Inputs_ON_Diverse_Howarth_2023_05_05 | 2035 | CH4 Import - WC 2030 | Import | Methane | ON | Dispatch-Import | FuelCost | 0 | [6 empty] | 0.55526 | 0
LCP_Inputs_ON_Diverse_Howarth_2023_05_05 | 2035 | CH4 Import - WC 2030 | Import | Methane | ON | Dispatch-Import | VOM | 0 | [6 empty] | 0.55526 | 0
LCP_Inputs_ON_Diverse_Howarth_2023_05_05 | 2035 | CH4 Import - WC 2030 | Import | Methane | PJ | Dispatch-Import | EmissionsCost | 0 | [6 empty] | 0.55526 | 0
LCP_Inputs_ON_Diverse_Howarth_2023_05_05 | 2035 | CH4 Import - WC 2030 | Import | Methane | PJ | Dispatch-Import | FuelCost | 0 | [6 empty] | 0.55526 | 0
LCP_Inputs_ON_Diverse_Howarth_2023_05_05 | 2035 | CH4 Import - WC 2030 | Import | Methane | PJ | Dispatch-Import | VOM | 0 | [6 empty] | 0.55526 | 0
LCP_Inputs_ON_Diverse_Howarth_2023_05_05 | 2035 | CH4 Import - WC 2030 | Import | Methane | QC | Dispatch-Import | EmissionsCost | 0 | [6 empty] | 0.55526 | 0
LCP_Inputs_ON_Diverse_Howarth_2023_05_05 | 2035 | CH4 Import - WC 2030 | Import | Methane | QC | Dispatch-Import | FuelCost | 0 | [6 empty] | 0.55526 | 0
LCP_Inputs_ON_Diverse_Howarth_2023_05_05 | 2035 | CH4 Import - WC 2030 | Import | Methane | QC | Dispatch-Import | VOM | 0 | [6 empty] | 0.55526 | 0
LCP_Inputs_ON_Diverse_Howarth_2023_05_05 | 2035 | CH4 Import - WC 2030 | Import | Methane | WC | Dispatch-Import | EmissionsCost | 5196105971.5741 | [6 empty] | 0.55526 | 2885213198.3516
LCP_Inputs_ON_Diverse_Howarth_2023_05_05 | 2035 | CH4 Import - WC 2030 | Import | Methane | WC | Dispatch-Import | FuelCost | 2391110189.8838 | [6 empty] | 0.55526 | 1327698610.5185
LCP_Inputs_ON_Diverse_Howarth_2023_05_05 | 2035 | CH4 Import - WC 2030 | Import | Methane | WC | Dispatch-Import | VOM | 0 | [6 empty] | 0.55526 | 0
LCP_Inputs_ON_Diverse_Howarth_2023_05_05 | 2035 | CH4 Import - WC 2040 | Import | Methane | MI | Dispatch-Import | EmissionsCost | 0 | [6 empty] | 0.55526 | 0
LCP_Inputs_ON_Diverse_Howarth_2023_05_05 | 2035 | CH4 Import - WC 2040 | Import | Methane | MI | Dispatch-Import | FuelCost | 0 | [6 empty] | 0.55526 | 0
LCP_Inputs_ON_Diverse_Howarth_2023_05_05 | 2035 | CH4 Import - WC 2040 | Import | Methane | MI | Dispatch-Import | VOM | 0 | [6 empty] | 0.55526 | 0
LCP_Inputs_ON_Diverse_Howarth_2023_05_05 | 2035 | CH4 Import - WC 2040 | Import | Methane | NY | Dispatch-Import | EmissionsCost | 0 | [6 empty] | 0.55526 | 0
LCP_Inputs_ON_Diverse_Howarth_2023_05_05 | 2035 | CH4 Import - WC 2040 | Import | Methane | NY | Dispatch-Import | FuelCost | 0 | [6 empty] | 0.55526 | 0
LCP_Inputs_ON_Diverse_Howarth_2023_05_05 | 2035 | CH4 Import - WC 2040 | Import | Methane | NY | Dispatch-Import | VOM | 0 | [6 empty] | 0.55526 | 0
LCP_Inputs_ON_Diverse_Howarth_2023_05_05 | 2035 | CH4 Import - WC 2040 | Import | Methane | ON | Dispatch-Import | EmissionsCost | 0 | [6 empty] | 0.55526 | 0
LCP_Inputs_ON_Diverse_Howarth_2023_05_05 | 2035 | CH4 Import - WC 2040 | Import | Methane | ON | Dispatch-Import | FuelCost | 0 | [6 empty] | 0.55526 | 0
LCP_Inputs_ON_Diverse_Howarth_2023_05_05 | 2035 | CH4 Import - WC 2040 | Import | Methane | ON | Dispatch-Import | VOM | 0 | [6 empty] | 0.55526 | 0
LCP_Inputs_ON_Diverse_Howarth_2023_05_05 | 2035 | CH4 Import - WC 2040 | Import | Methane | PJ | Dispatch-Import | EmissionsCost | 0 | [6 empty] | 0.55526 | 0
LCP_Inputs_ON_Diverse_Howarth_2023_05_05 | 2035 | CH4 Import - WC 2040 | Import | Methane | PJ | Dispatch-Import | FuelCost | 0 | [6 empty] | 0.55526 | 0
LCP_Inputs_ON_Diverse_Howarth_2023_05_05 | 2035 | CH4 Import - WC 2040 | Import | Methane | PJ | Dispatch-Import | VOM | 0 | [6 empty] | 0.55526 | 0
LCP_Inputs_ON_Diverse_Howarth_2023_05_05 | 2035 | CH4 Import - WC 2040 | Import | Methane | QC | Dispatch-Import | EmissionsCost | 0 | [6 empty] | 0.55526 | 0
LCP_Inputs_ON_Diverse_Howarth_2023_05_05 | 2035 | CH4 Import - WC 2040 | Import | Methane | QC | Dispatch-Import | FuelCost | 0 | [6 empty] | 0.55526 | 0
LCP_Inputs_ON_Diverse_Howarth_2023_05_05 | 2035 | CH4 Import - WC 2040 | Import | Methane | QC | Dispatch-Import | VOM | 0 | [6 empty] | 0.55526 | 0
LCP_Inputs_ON_Diverse_Howarth_2023_05_05 | 2035 | CH4 Import - WC 2040 | Import | Methane | WC | Dispatch-Import | EmissionsCost | 0 | [6 empty] | 0.55526 | 0
LCP_Inputs_ON_Diverse_Howarth_2023_05_05 | 2035 | CH4 Import - WC 2040 | Import | Methane | WC | Dispatch-Import | FuelCost | 0 | [6 empty] | 0.55526 | 0
LCP_Inputs_ON_Diverse_Howarth_2023_05_05 | 2035 | CH4 Import - WC 2040 | Import | Methane | WC | Dispatch-Import | VOM | 0 | [6 empty] | 0.55526 | 0
LCP_Inputs_ON_Diverse_Howarth_2023_05_05 | 2035 | CH4 Import - WC 2050 | Import | Methane | MI | Dispatch-Import | EmissionsCost | 0 | [6 empty] | 0.55526 | 0
LCP_Inputs_ON_Diverse_Howarth_2023_05_05 | 2035 | CH4 Import - WC 2050 | Import | Methane | MI | Dispatch-Import | FuelCost | 0 | [6 empty] | 0.55526 | 0
LCP_Inputs_ON_Diverse_Howarth_2023_05_05 | 2035 | CH4 Import - WC 2050 | Import | Methane | MI | Dispatch-Import | VOM | 0 | [6 empty] | 0.55526 | 0
LCP_Inputs_ON_Diverse_Howarth_2023_05_05 | 2035 | CH4 Import - WC 2050 | Import | Methane | NY | Dispatch-Import | EmissionsCost | 0 | [6 empty] | 0.55526 | 0
LCP_Inputs_ON_Diverse_Howarth_2023_05_05 | 2035 | CH4 Import - WC 2050 | Import | Methane | NY | Dispatch-Import | FuelCost | 0 | [6 empty] | 0.55526 | 0
LCP_Inputs_ON_Diverse_Howarth_2023_05_05 | 2035 | CH4 Import - WC 2050 | Import | Methane | NY | Dispatch-Import | VOM | 0 | [6 empty] | 0.55526 | 0
LCP_Inputs_ON_Diverse_Howarth_2023_05_05 | 2035 | CH4 Import - WC 2050 | Import | Methane | ON | Dispatch-Import | EmissionsCost | 0 | [6 empty] | 0.55526 | 0
LCP_Inputs_ON_Diverse_Howarth_2023_05_05 | 2035 | CH4 Import - WC 2050 | Import | Methane | ON | Dispatch-Import | FuelCost | 0 | [6 empty] | 0.55526 | 0
LCP_Inputs_ON_Diverse_Howarth_2023_05_05 | 2035 | CH4 Import - WC 2050 | Import | Methane | ON | Dispatch-Import | VOM | 0 | [6 empty] | 0.55526 | 0
LCP_Inputs_ON_Diverse_Howarth_2023_05_05 | 2035 | CH4 Import - WC 2050 | Import | Methane | PJ | Dispatch-Import | EmissionsCost | 0 | [6 empty] | 0.55526 | 0
LCP_Inputs_ON_Diverse_Howarth_2023_05_05 | 2035 | CH4 Import - WC 2050 | Import | Methane | PJ | Dispatch-Import | FuelCost | 0 | [6 empty] | 0.55526 | 0
LCP_Inputs_ON_Diverse_Howarth_2023_05_05 | 2035 | CH4 Import - WC 2050 | Import | Methane | PJ | Dispatch-Import | VOM | 0 | [6 empty] | 0.55526 | 0
LCP_Inputs_ON_Diverse_Howarth_2023_05_05 | 2035 | CH4 Import - WC 2050 | Import | Methane | QC | Dispatch-Import | EmissionsCost | 0 | [6 empty] | 0.55526 | 0
LCP_Inputs_ON_Diverse_Howarth_2023_05_05 | 2035 | CH4 Import - WC 2050 | Import | Methane | QC | Dispatch-Import | FuelCost | 0 | [6 empty] | 0.55526 | 0
LCP_Inputs_ON_Diverse_Howarth_2023_05_05 | 2035 | CH4 Import - WC 2050 | Import | Methane | QC | Dispatch-Import | VOM | 0 | [6 empty] | 0.55526 | 0
LCP_Inputs_ON_Diverse_Howarth_2023_05_05 | 2035 | CH4 Import - WC 2050 | Import | Methane | WC | Dispatch-Import | EmissionsCost | 0 | [6 empty] | 0.55526 | 0
LCP_Inputs_ON_Diverse_Howarth_2023_05_05 | 2035 | CH4 Import - WC 2050 | Import | Methane | WC | Dispatch-Import | FuelCost | 0 | [6 empty] | 0.55526 | 0
LCP_Inputs_ON_Diverse_Howarth_2023_05_05 | 2035 | CH4 Import - WC 2050 | Import | Methane | WC | Dispatch-Import | VOM | 0 | [6 empty] | 0.55526 | 0
LCP_Inputs_ON_Diverse_Howarth_2023_05_05 | 2035 | CH4 Salt Cavern Storage - ON | Storage | Methane | MI | Dispatch-Storage | EmissionsCost | 0 | [6 empty] | 0.55526 | 0
LCP_Inputs_ON_Diverse_Howarth_2023_05_05 | 2035 | CH4 Salt Cavern Storage - ON | Storage | Methane | MI | Dispatch-Storage | FuelCost | 0 | [6 empty] | 0.55526 | 0
LCP_Inputs_ON_Diverse_Howarth_2023_05_05 | 2035 | CH4 Salt Cavern Storage - ON | Storage | Methane | MI | Dispatch-Storage | VOM | 0 | [6 empty] | 0.55526 | 0
LCP_Inputs_ON_Diverse_Howarth_2023_05_05 | 2035 | CH4 Salt Cavern Storage - ON | Storage | Methane | NY | Dispatch-Storage | EmissionsCost | 0 | [6 empty] | 0.55526 | 0
LCP_Inputs_ON_Diverse_Howarth_2023_05_05 | 2035 | CH4 Salt Cavern Storage - ON | Storage | Methane | NY | Dispatch-Storage | FuelCost | 0 | [6 empty] | 0.55526 | 0
LCP_Inputs_ON_Diverse_Howarth_2023_05_05 | 2035 | CH4 Salt Cavern Storage - ON | Storage | Methane | NY | Dispatch-Storage | VOM | 0 | [6 empty] | 0.55526 | 0
LCP_Inputs_ON_Diverse_Howarth_2023_05_05 | 2035 | CH4 Salt Cavern Storage - ON | Storage | Methane | ON | Dispatch-Storage | EmissionsCost | 0 | [6 empty] | 0.55526 | 0
LCP_Inputs_ON_Diverse_Howarth_2023_05_05 | 2035 | CH4 Salt Cavern Storage - ON | Storage | Methane | ON | Dispatch-Storage | FuelCost | 0 | [6 empty] | 0.55526 | 0
LCP_Inputs_ON_Diverse_Howarth_2023_05_05 | 2035 | CH4 Salt Cavern Storage - ON | Storage | Methane | ON | Dispatch-Storage | VOM | 0 | [6 empty] | 0.55526 | 0
LCP_Inputs_ON_Diverse_Howarth_2023_05_05 | 2035 | CH4 Salt Cavern Storage - ON | Storage | Methane | PJ | Dispatch-Storage | EmissionsCost | 0 | [6 empty] | 0.55526 | 0
LCP_Inputs_ON_Diverse_Howarth_2023_05_05 | 2035 | CH4 Salt Cavern Storage - ON | Storage | Methane | PJ | Dispatch-Storage | FuelCost | 0 | [6 empty] | 0.55526 | 0
LCP_Inputs_ON_Diverse_Howarth_2023_05_05 | 2035 | CH4 Salt Cavern Storage - ON | Storage | Methane | PJ | Dispatch-Storage | VOM | 0 | [6 empty] | 0.55526 | 0
LCP_Inputs_ON_Diverse_Howarth_2023_05_05 | 2035 | CH4 Salt Cavern Storage - ON | Storage | Methane | QC | Dispatch-Storage | EmissionsCost | 0 | [6 empty] | 0.55526 | 0
LCP_Inputs_ON_Diverse_Howarth_2023_05_05 | 2035 | CH4 Salt Cavern Storage - ON | Storage | Methane | QC | Dispatch-Storage | FuelCost | 0 | [6 empty] | 0.55526 | 0
LCP_Inputs_ON_Diverse_Howarth_2023_05_05 | 2035 | CH4 Salt Cavern Storage - ON | Storage | Methane | QC | Dispatch-Storage | VOM | 0 | [6 empty] | 0.55526 | 0
LCP_Inputs_ON_Diverse_Howarth_2023_05_05 | 2035 | CH4 Salt Cavern Storage - ON | Storage | Methane | WC | Dispatch-Storage | EmissionsCost | 0 | [6 empty] | 0.55526 | 0
LCP_Inputs_ON_Diverse_Howarth_2023_05_05 | 2035 | CH4 Salt Cavern Storage - ON | Storage | Methane | WC | Dispatch-Storage | FuelCost | 0 | [6 empty] | 0.55526 | 0
LCP_Inputs_ON_Diverse_Howarth_2023_05_05 | 2035 | CH4 Salt Cavern Storage - ON | Storage | Methane | WC | Dispatch-Storage | VOM | 0 | [6 empty] | 0.55526 | 0
LCP_Inputs_ON_Diverse_Howarth_2023_05_05 | 2035 | Electrolyser 2020/2030 | Crossload | Hydrogen | MI | Dispatch-Crossload | EmissionsCost | 0 | [6 empty] | 0.55526 | 0
LCP_Inputs_ON_Diverse_Howarth_2023_05_05 | 2035 | Electrolyser 2020/2030 | Crossload | Hydrogen | MI | Dispatch-Crossload | FuelCost | 0 | [6 empty] | 0.55526 | 0
LCP_Inputs_ON_Diverse_Howarth_2023_05_05 | 2035 | Electrolyser 2020/2030 | Crossload | Hydrogen | MI | Dispatch-Crossload | VOM | 0 | [6 empty] | 0.55526 | 0
LCP_Inputs_ON_Diverse_Howarth_2023_05_05 | 2035 | Electrolyser 2020/2030 | Crossload | Hydrogen | NY | Dispatch-Crossload | EmissionsCost | 0 | [6 empty] | 0.55526 | 0
LCP_Inputs_ON_Diverse_Howarth_2023_05_05 | 2035 | Electrolyser 2020/2030 | Crossload | Hydrogen | NY | Dispatch-Crossload | FuelCost | 0 | [6 empty] | 0.55526 | 0
LCP_Inputs_ON_Diverse_Howarth_2023_05_05 | 2035 | Electrolyser 2020/2030 | Crossload | Hydrogen | NY | Dispatch-Crossload | VOM | 0 | [6 empty] | 0.55526 | 0
LCP_Inputs_ON_Diverse_Howarth_2023_05_05 | 2035 | Electrolyser 2020/2030 | Crossload | Hydrogen | ON | Dispatch-Crossload | EmissionsCost | 0 | [6 empty] | 0.55526 | 0
LCP_Inputs_ON_Diverse_Howarth_2023_05_05 | 2035 | Electrolyser 2020/2030 | Crossload | Hydrogen | ON | Dispatch-Crossload | FuelCost | 0 | [6 empty] | 0.55526 | 0
LCP_Inputs_ON_Diverse_Howarth_2023_05_05 | 2035 | Electrolyser 2020/2030 | Crossload | Hydrogen | ON | Dispatch-Crossload | VOM | 0 | [6 empty] | 0.55526 | 0
LCP_Inputs_ON_Diverse_Howarth_2023_05_05 | 2035 | Electrolyser 2020/2030 | Crossload | Hydrogen | PJ | Dispatch-Crossload | EmissionsCost | 0 | [6 empty] | 0.55526 | 0
LCP_Inputs_ON_Diverse_Howarth_2023_05_05 | 2035 | Electrolyser 2020/2030 | Crossload | Hydrogen | PJ | Dispatch-Crossload | FuelCost | 0 | [6 empty] | 0.55526 | 0
LCP_Inputs_ON_Diverse_Howarth_2023_05_05 | 2035 | Electrolyser 2020/2030 | Crossload | Hydrogen | PJ | Dispatch-Crossload | VOM | 0 | [6 empty] | 0.55526 | 0
LCP_Inputs_ON_Diverse_Howarth_2023_05_05 | 2035 | Electrolyser 2020/2030 | Crossload | Hydrogen | QC | Dispatch-Crossload | EmissionsCost | 0 | [6 empty] | 0.55526 | 0
LCP_Inputs_ON_Diverse_Howarth_2023_05_05 | 2035 | Electrolyser 2020/2030 | Crossload | Hydrogen | QC | Dispatch-Crossload | FuelCost | 0 | [6 empty] | 0.55526 | 0
LCP_Inputs_ON_Diverse_Howarth_2023_05_05 | 2035 | Electrolyser 2020/2030 | Crossload | Hydrogen | QC | Dispatch-Crossload | VOM | 0 | [6 empty] | 0.55526 | 0
LCP_Inputs_ON_Diverse_Howarth_2023_05_05 | 2035 | Electrolyser 2020/2030 | Crossload | Hydrogen | WC | Dispatch-Crossload | EmissionsCost | 0 | [6 empty] | 0.55526 | 0
LCP_Inputs_ON_Diverse_Howarth_2023_05_05 | 2035 | Electrolyser 2020/2030 | Crossload | Hydrogen | WC | Dispatch-Crossload | FuelCost | 0 | [6 empty] | 0.55526 | 0
LCP_Inputs_ON_Diverse_Howarth_2023_05_05 | 2035 | Electrolyser 2020/2030 | Crossload | Hydrogen | WC | Dispatch-Crossload | VOM | 0 | [6 empty] | 0.55526 | 0
LCP_Inputs_ON_Diverse_Howarth_2023_05_05 | 2035 | Electrolyser 2040 | Crossload | Hydrogen | MI | Dispatch-Crossload | EmissionsCost | 0 | [6 empty] | 0.55526 | 0
LCP_Inputs_ON_Diverse_Howarth_2023_05_05 | 2035 | Electrolyser 2040 | Crossload | Hydrogen | MI | Dispatch-Crossload | FuelCost | 0 | [6 empty] | 0.55526 | 0
LCP_Inputs_ON_Diverse_Howarth_2023_05_05 | 2035 | Electrolyser 2040 | Crossload | Hydrogen | MI | Dispatch-Crossload | VOM | 0 | [6 empty] | 0.55526 | 0
LCP_Inputs_ON_Diverse_Howarth_2023_05_05 | 2035 | Electrolyser 2040 | Crossload | Hydrogen | NY | Dispatch-Crossload | EmissionsCost | 0 | [6 empty] | 0.55526 | 0
LCP_Inputs_ON_Diverse_Howarth_2023_05_05 | 2035 | Electrolyser 2040 | Crossload | Hydrogen | NY | Dispatch-Crossload | FuelCost | 0 | [6 empty] | 0.55526 | 0
LCP_Inputs_ON_Diverse_Howarth_2023_05_05 | 2035 | Electrolyser 2040 | Crossload | Hydrogen | NY | Dispatch-Crossload | VOM | 0 | [6 empty] | 0.55526 | 0
LCP_Inputs_ON_Diverse_Howarth_2023_05_05 | 2035 | Electrolyser 2040 | Crossload | Hydrogen | ON | Dispatch-Crossload | EmissionsCost | 0 | [6 empty] | 0.55526 | 0
LCP_Inputs_ON_Diverse_Howarth_2023_05_05 | 2035 | Electrolyser 2040 | Crossload | Hydrogen | ON | Dispatch-Crossload | FuelCost | 0 | [6 empty] | 0.55526 | 0
LCP_Inputs_ON_Diverse_Howarth_2023_05_05 | 2035 | Electrolyser 2040 | Crossload | Hydrogen | ON | Dispatch-Crossload | VOM | 0 | [6 empty] | 0.55526 | 0
LCP_Inputs_ON_Diverse_Howarth_2023_05_05 | 2035 | Electrolyser 2040 | Crossload | Hydrogen | PJ | Dispatch-Crossload | EmissionsCost | 0 | [6 empty] | 0.55526 | 0
LCP_Inputs_ON_Diverse_Howarth_2023_05_05 | 2035 | Electrolyser 2040 | Crossload | Hydrogen | PJ | Dispatch-Crossload | FuelCost | 0 | [6 empty] | 0.55526 | 0
LCP_Inputs_ON_Diverse_Howarth_2023_05_05 | 2035 | Electrolyser 2040 | Crossload | Hydrogen | PJ | Dispatch-Crossload | VOM | 0 | [6 empty] | 0.55526 | 0
LCP_Inputs_ON_Diverse_Howarth_2023_05_05 | 2035 | Electrolyser 2040 | Crossload | Hydrogen | QC | Dispatch-Crossload | EmissionsCost | 0 | [6 empty] | 0.55526 | 0
LCP_Inputs_ON_Diverse_Howarth_2023_05_05 | 2035 | Electrolyser 2040 | Crossload | Hydrogen | QC | Dispatch-Crossload | FuelCost | 0 | [6 empty] | 0.55526 | 0
LCP_Inputs_ON_Diverse_Howarth_2023_05_05 | 2035 | Electrolyser 2040 | Crossload | Hydrogen | QC | Dispatch-Crossload | VOM | 0 | [6 empty] | 0.55526 | 0
LCP_Inputs_ON_Diverse_Howarth_2023_05_05 | 2035 | Electrolyser 2040 | Crossload | Hydrogen | WC | Dispatch-Crossload | EmissionsCost | 0 | [6 empty] | 0.55526 | 0
LCP_Inputs_ON_Diverse_Howarth_2023_05_05 | 2035 | Electrolyser 2040 | Crossload | Hydrogen | WC | Dispatch-Crossload | FuelCost | 0 | [6 empty] | 0.55526 | 0
LCP_Inputs_ON_Diverse_Howarth_2023_05_05 | 2035 | Electrolyser 2040 | Crossload | Hydrogen | WC | Dispatch-Crossload | VOM | 0 | [6 empty] | 0.55526 | 0
LCP_Inputs_ON_Diverse_Howarth_2023_05_05 | 2035 | Electrolyser 2050 | Crossload | Hydrogen | MI | Dispatch-Crossload | EmissionsCost | 0 | [6 empty] | 0.55526 | 0
LCP_Inputs_ON_Diverse_Howarth_2023_05_05 | 2035 | Electrolyser 2050 | Crossload | Hydrogen | MI | Dispatch-Crossload | FuelCost | 0 | [6 empty] | 0.55526 | 0
LCP_Inputs_ON_Diverse_Howarth_2023_05_05 | 2035 | Electrolyser 2050 | Crossload | Hydrogen | MI | Dispatch-Crossload | VOM | 0 | [6 empty] | 0.55526 | 0
LCP_Inputs_ON_Diverse_Howarth_2023_05_05 | 2035 | Electrolyser 2050 | Crossload | Hydrogen | NY | Dispatch-Crossload | EmissionsCost | 0 | [6 empty] | 0.55526 | 0
LCP_Inputs_ON_Diverse_Howarth_2023_05_05 | 2035 | Electrolyser 2050 | Crossload | Hydrogen | NY | Dispatch-Crossload | FuelCost | 0 | [6 empty] | 0.55526 | 0
LCP_Inputs_ON_Diverse_Howarth_2023_05_05 | 2035 | Electrolyser 2050 | Crossload | Hydrogen | NY | Dispatch-Crossload | VOM | 0 | [6 empty] | 0.55526 | 0
LCP_Inputs_ON_Diverse_Howarth_2023_05_05 | 2035 | Electrolyser 2050 | Crossload | Hydrogen | ON | Dispatch-Crossload | EmissionsCost | 0 | [6 empty] | 0.55526 | 0
LCP_Inputs_ON_Diverse_Howarth_2023_05_05 | 2035 | Electrolyser 2050 | Crossload | Hydrogen | ON | Dispatch-Crossload | FuelCost | 0 | [6 empty] | 0.55526 | 0
LCP_Inputs_ON_Diverse_Howarth_2023_05_05 | 2035 | Electrolyser 2050 | Crossload | Hydrogen | ON | Dispatch-Crossload | VOM | 0 | [6 empty] | 0.55526 | 0
LCP_Inputs_ON_Diverse_Howarth_2023_05_05 | 2035 | Electrolyser 2050 | Crossload | Hydrogen | PJ | Dispatch-Crossload | EmissionsCost | 0 | [6 empty] | 0.55526 | 0
LCP_Inputs_ON_Diverse_Howarth_2023_05_05 | 2035 | Electrolyser 2050 | Crossload | Hydrogen | PJ | Dispatch-Crossload | FuelCost | 0 | [6 empty] | 0.55526 | 0
LCP_Inputs_ON_Diverse_Howarth_2023_05_05 | 2035 | Electrolyser 2050 | Crossload | Hydrogen | PJ | Dispatch-Crossload | VOM | 0 | [6 empty] | 0.55526 | 0
LCP_Inputs_ON_Diverse_Howarth_2023_05_05 | 2035 | Electrolyser 2050 | Crossload | Hydrogen | QC | Dispatch-Crossload | EmissionsCost | 0 | [6 empty] | 0.55526 | 0
LCP_Inputs_ON_Diverse_Howarth_2023_05_05 | 2035 | Electrolyser 2050 | Crossload | Hydrogen | QC | Dispatch-Crossload | FuelCost | 0 | [6 empty] | 0.55526 | 0
LCP_Inputs_ON_Diverse_Howarth_2023_05_05 | 2035 | Electrolyser 2050 | Crossload | Hydrogen | QC | Dispatch-Crossload | VOM | 0 | [6 empty] | 0.55526 | 0
LCP_Inputs_ON_Diverse_Howarth_2023_05_05 | 2035 | Electrolyser 2050 | Crossload | Hydrogen | WC | Dispatch-Crossload | EmissionsCost | 0 | [6 empty] | 0.55526 | 0
LCP_Inputs_ON_Diverse_Howarth_2023_05_05 | 2035 | Electrolyser 2050 | Crossload | Hydrogen | WC | Dispatch-Crossload | FuelCost | 0 | [6 empty] | 0.55526 | 0
LCP_Inputs_ON_Diverse_Howarth_2023_05_05 | 2035 | Electrolyser 2050 | Crossload | Hydrogen | WC | Dispatch-Crossload | VOM | 0 | [6 empty] | 0.55526 | 0
LCP_Inputs_ON_Diverse_Howarth_2023_05_05 | 2035 | Fossil Fuel Thermal (Coal, Peat, Oil) | Generation | Electricity | MI | Dispatch-Generation | EmissionsCost | 0 | [6 empty] | 0.55526 | 0
LCP_Inputs_ON_Diverse_Howarth_2023_05_05 | 2035 | Fossil Fuel Thermal (Coal, Peat, Oil) | Generation | Electricity | MI | Dispatch-Generation | FuelCost | 0 | [6 empty] | 0.55526 | 0
LCP_Inputs_ON_Diverse_Howarth_2023_05_05 | 2035 | Fossil Fuel Thermal (Coal, Peat, Oil) | Generation | Electricity | MI | Dispatch-Generation | VOM | 0 | [6 empty] | 0.55526 | 0
LCP_Inputs_ON_Diverse_Howarth_2023_05_05 | 2035 | Fossil Fuel Thermal (Coal, Peat, Oil) | Generation | Electricity | NY | Dispatch-Generation | EmissionsCost | 0 | [6 empty] | 0.55526 | 0
LCP_Inputs_ON_Diverse_Howarth_2023_05_05 | 2035 | Fossil Fuel Thermal (Coal, Peat, Oil) | Generation | Electricity | NY | Dispatch-Generation | FuelCost | 0 | [6 empty] | 0.55526 | 0
LCP_Inputs_ON_Diverse_Howarth_2023_05_05 | 2035 | Fossil Fuel Thermal (Coal, Peat, Oil) | Generation | Electricity | NY | Dispatch-Generation | VOM | 0 | [6 empty] | 0.55526 | 0
LCP_Inputs_ON_Diverse_Howarth_2023_05_05 | 2035 | Fossil Fuel Thermal (Coal, Peat, Oil) | Generation | Electricity | ON | Dispatch-Generation | EmissionsCost | 0 | [6 empty] | 0.55526 | 0
LCP_Inputs_ON_Diverse_Howarth_2023_05_05 | 2035 | Fossil Fuel Thermal (Coal, Peat, Oil) | Generation | Electricity | ON | Dispatch-Generation | FuelCost | 0 | [6 empty] | 0.55526 | 0
LCP_Inputs_ON_Diverse_Howarth_2023_05_05 | 2035 | Fossil Fuel Thermal (Coal, Peat, Oil) | Generation | Electricity | ON | Dispatch-Generation | VOM | 0 | [6 empty] | 0.55526 | 0
LCP_Inputs_ON_Diverse_Howarth_2023_05_05 | 2035 | Fossil Fuel Thermal (Coal, Peat, Oil) | Generation | Electricity | PJ | Dispatch-Generation | EmissionsCost | 0 | [6 empty] | 0.55526 | 0
LCP_Inputs_ON_Diverse_Howarth_2023_05_05 | 2035 | Fossil Fuel Thermal (Coal, Peat, Oil) | Generation | Electricity | PJ | Dispatch-Generation | FuelCost | 0 | [6 empty] | 0.55526 | 0
LCP_Inputs_ON_Diverse_Howarth_2023_05_05 | 2035 | Fossil Fuel Thermal (Coal, Peat, Oil) | Generation | Electricity | PJ | Dispatch-Generation | VOM | 0 | [6 empty] | 0.55526 | 0
LCP_Inputs_ON_Diverse_Howarth_2023_05_05 | 2035 | Fossil Fuel Thermal (Coal, Peat, Oil) | Generation | Electricity | QC | Dispatch-Generation | EmissionsCost | 0 | [6 empty] | 0.55526 | 0
LCP_Inputs_ON_Diverse_Howarth_2023_05_05 | 2035 | Fossil Fuel Thermal (Coal, Peat, Oil) | Generation | Electricity | QC | Dispatch-Generation | FuelCost | 0 | [6 empty] | 0.55526 | 0
LCP_Inputs_ON_Diverse_Howarth_2023_05_05 | 2035 | Fossil Fuel Thermal (Coal, Peat, Oil) | Generation | Electricity | QC | Dispatch-Generation | VOM | 0 | [6 empty] | 0.55526 | 0
LCP_Inputs_ON_Diverse_Howarth_2023_05_05 | 2035 | Fossil Fuel Thermal (Coal, Peat, Oil) | Generation | Electricity | WC | Dispatch-Generation | EmissionsCost | 0 | [6 empty] | 0.55526 | 0
LCP_Inputs_ON_Diverse_Howarth_2023_05_05 | 2035 | Fossil Fuel Thermal (Coal, Peat, Oil) | Generation | Electricity | WC | Dispatch-Generation | FuelCost | 0 | [6 empty] | 0.55526 | 0
LCP_Inputs_ON_Diverse_Howarth_2023_05_05 | 2035 | Fossil Fuel Thermal (Coal, Peat, Oil) | Generation | Electricity | WC | Dispatch-Generation | VOM | 0 | [6 empty] | 0.55526 | 0
LCP_Inputs_ON_Diverse_Howarth_2023_05_05 | 2035 | Generic - Generator | Generation | Electricity | MI | Dispatch-Generation | EmissionsCost | 0 | [6 empty] | 0.55526 | 0
LCP_Inputs_ON_Diverse_Howarth_2023_05_05 | 2035 | Generic - Generator | Generation | Electricity | MI | Dispatch-Generation | FuelCost | 1839075380.8143 | [6 empty] | 0.55526 | 1021173276.7801
LCP_Inputs_ON_Diverse_Howarth_2023_05_05 | 2035 | Generic - Generator | Generation | Electricity | MI | Dispatch-Generation | VOM | 64222752.8074 | [6 empty] | 0.55526 | 35660614.9005
LCP_Inputs_ON_Diverse_Howarth_2023_05_05 | 2035 | Generic - Generator | Generation | Electricity | NY | Dispatch-Generation | EmissionsCost | 0 | [6 empty] | 0.55526 | 0
LCP_Inputs_ON_Diverse_Howarth_2023_05_05 | 2035 | Generic - Generator | Generation | Electricity | NY | Dispatch-Generation | FuelCost | 809920213.6898 | [6 empty] | 0.55526 | 449719944.6919
LCP_Inputs_ON_Diverse_Howarth_2023_05_05 | 2035 | Generic - Generator | Generation | Electricity | NY | Dispatch-Generation | VOM | 28283400.5719 | [6 empty] | 0.55526 | 15704768.3536
LCP_Inputs_ON_Diverse_Howarth_2023_05_05 | 2035 | Generic - Generator | Generation | Electricity | ON | Dispatch-Generation | EmissionsCost | 0 | [6 empty] | 0.55526 | 0
LCP_Inputs_ON_Diverse_Howarth_2023_05_05 | 2035 | Generic - Generator | Generation | Electricity | ON | Dispatch-Generation | FuelCost | 0 | [6 empty] | 0.55526 | 0
LCP_Inputs_ON_Diverse_Howarth_2023_05_05 | 2035 | Generic - Generator | Generation | Electricity | ON | Dispatch-Generation | VOM | 0 | [6 empty] | 0.55526 | 0
LCP_Inputs_ON_Diverse_Howarth_2023_05_05 | 2035 | Generic - Generator | Generation | Electricity | PJ | Dispatch-Generation | EmissionsCost | 0 | [6 empty] | 0.55526 | 0
LCP_Inputs_ON_Diverse_Howarth_2023_05_05 | 2035 | Generic - Generator | Generation | Electricity | PJ | Dispatch-Generation | FuelCost | 7330430703.3579 | [6 empty] | 0.55526 | 4070327959.1741
LCP_Inputs_ON_Diverse_Howarth_2023_05_05 | 2035 | Generic - Generator | Generation | Electricity | PJ | Dispatch-Generation | VOM | 255987570.6808 | [6 empty] | 0.55526 | 142140811.1348
LCP_Inputs_ON_Diverse_Howarth_2023_05_05 | 2035 | Generic - Generator | Generation | Electricity | QC | Dispatch-Generation | EmissionsCost | 0 | [6 empty] | 0.55526 | 0
LCP_Inputs_ON_Diverse_Howarth_2023_05_05 | 2035 | Generic - Generator | Generation | Electricity | QC | Dispatch-Generation | FuelCost | 0 | [6 empty] | 0.55526 | 0
LCP_Inputs_ON_Diverse_Howarth_2023_05_05 | 2035 | Generic - Generator | Generation | Electricity | QC | Dispatch-Generation | VOM | 0 | [6 empty] | 0.55526 | 0
LCP_Inputs_ON_Diverse_Howarth_2023_05_05 | 2035 | Generic - Generator | Generation | Electricity | WC | Dispatch-Generation | EmissionsCost | 0 | [6 empty] | 0.55526 | 0
LCP_Inputs_ON_Diverse_Howarth_2023_05_05 | 2035 | Generic - Generator | Generation | Electricity | WC | Dispatch-Generation | FuelCost | 1737227.6587 | [6 empty] | 0.55526 | 964620.852
LCP_Inputs_ON_Diverse_Howarth_2023_05_05 | 2035 | Generic - Generator | Generation | Electricity | WC | Dispatch-Generation | VOM | 60666.1063 | [6 empty] | 0.55526 | 33685.7353
LCP_Inputs_ON_Diverse_Howarth_2023_05_05 | 2035 | H2 Import - QC | Import | Hydrogen | MI | Dispatch-Import | EmissionsCost | 0 | [6 empty] | 0.55526 | 0
LCP_Inputs_ON_Diverse_Howarth_2023_05_05 | 2035 | H2 Import - QC | Import | Hydrogen | MI | Dispatch-Import | FuelCost | 0 | [6 empty] | 0.55526 | 0
LCP_Inputs_ON_Diverse_Howarth_2023_05_05 | 2035 | H2 Import - QC | Import | Hydrogen | MI | Dispatch-Import | VOM | 0 | [6 empty] | 0.55526 | 0
LCP_Inputs_ON_Diverse_Howarth_2023_05_05 | 2035 | H2 Import - QC | Import | Hydrogen | NY | Dispatch-Import | EmissionsCost | 0 | [6 empty] | 0.55526 | 0
LCP_Inputs_ON_Diverse_Howarth_2023_05_05 | 2035 | H2 Import - QC | Import | Hydrogen | NY | Dispatch-Import | FuelCost | 0 | [6 empty] | 0.55526 | 0
LCP_Inputs_ON_Diverse_Howarth_2023_05_05 | 2035 | H2 Import - QC | Import | Hydrogen | NY | Dispatch-Import | VOM | 0 | [6 empty] | 0.55526 | 0
LCP_Inputs_ON_Diverse_Howarth_2023_05_05 | 2035 | H2 Import - QC | Import | Hydrogen | ON | Dispatch-Import | EmissionsCost | 0 | [6 empty] | 0.55526 | 0
LCP_Inputs_ON_Diverse_Howarth_2023_05_05 | 2035 | H2 Import - QC | Import | Hydrogen | ON | Dispatch-Import | FuelCost | 0 | [6 empty] | 0.55526 | 0
LCP_Inputs_ON_Diverse_Howarth_2023_05_05 | 2035 | H2 Import - QC | Import | Hydrogen | ON | Dispatch-Import | VOM | 0 | [6 empty] | 0.55526 | 0
LCP_Inputs_ON_Diverse_Howarth_2023_05_05 | 2035 | H2 Import - QC | Import | Hydrogen | PJ | Dispatch-Import | EmissionsCost | 0 | [6 empty] | 0.55526 | 0
LCP_Inputs_ON_Diverse_Howarth_2023_05_05 | 2035 | H2 Import - QC | Import | Hydrogen | PJ | Dispatch-Import | FuelCost | 0 | [6 empty] | 0.55526 | 0
LCP_Inputs_ON_Diverse_Howarth_2023_05_05 | 2035 | H2 Import - QC | Import | Hydrogen | PJ | Dispatch-Import | VOM | 0 | [6 empty] | 0.55526 | 0
LCP_Inputs_ON_Diverse_Howarth_2023_05_05 | 2035 | H2 Import - QC | Import | Hydrogen | QC | Dispatch-Import | EmissionsCost | 0 | [6 empty] | 0.55526 | 0
LCP_Inputs_ON_Diverse_Howarth_2023_05_05 | 2035 | H2 Import - QC | Import | Hydrogen | QC | Dispatch-Import | FuelCost | 0 | [6 empty] | 0.55526 | 0
LCP_Inputs_ON_Diverse_Howarth_2023_05_05 | 2035 | H2 Import - QC | Import | Hydrogen | QC | Dispatch-Import | VOM | 0 | [6 empty] | 0.55526 | 0
LCP_Inputs_ON_Diverse_Howarth_2023_05_05 | 2035 | H2 Import - QC | Import | Hydrogen | WC | Dispatch-Import | EmissionsCost | 0 | [6 empty] | 0.55526 | 0
LCP_Inputs_ON_Diverse_Howarth_2023_05_05 | 2035 | H2 Import - QC | Import | Hydrogen | WC | Dispatch-Import | FuelCost | 0 | [6 empty] | 0.55526 | 0
LCP_Inputs_ON_Diverse_Howarth_2023_05_05 | 2035 | H2 Import - QC | Import | Hydrogen | WC | Dispatch-Import | VOM | 0 | [6 empty] | 0.55526 | 0
LCP_Inputs_ON_Diverse_Howarth_2023_05_05 | 2035 | H2 Import - WC | Import | Hydrogen | MI | Dispatch-Import | EmissionsCost | 0 | [6 empty] | 0.55526 | 0
LCP_Inputs_ON_Diverse_Howarth_2023_05_05 | 2035 | H2 Import - WC | Import | Hydrogen | MI | Dispatch-Import | FuelCost | 0 | [6 empty] | 0.55526 | 0
LCP_Inputs_ON_Diverse_Howarth_2023_05_05 | 2035 | H2 Import - WC | Import | Hydrogen | MI | Dispatch-Import | VOM | 0 | [6 empty] | 0.55526 | 0
LCP_Inputs_ON_Diverse_Howarth_2023_05_05 | 2035 | H2 Import - WC | Import | Hydrogen | NY | Dispatch-Import | EmissionsCost | 0 | [6 empty] | 0.55526 | 0
LCP_Inputs_ON_Diverse_Howarth_2023_05_05 | 2035 | H2 Import - WC | Import | Hydrogen | NY | Dispatch-Import | FuelCost | 0 | [6 empty] | 0.55526 | 0
LCP_Inputs_ON_Diverse_Howarth_2023_05_05 | 2035 | H2 Import - WC | Import | Hydrogen | NY | Dispatch-Import | VOM | 0 | [6 empty] | 0.55526 | 0
LCP_Inputs_ON_Diverse_Howarth_2023_05_05 | 2035 | H2 Import - WC | Import | Hydrogen | ON | Dispatch-Import | EmissionsCost | 0 | [6 empty] | 0.55526 | 0
LCP_Inputs_ON_Diverse_Howarth_2023_05_05 | 2035 | H2 Import - WC | Import | Hydrogen | ON | Dispatch-Import | FuelCost | 0 | [6 empty] | 0.55526 | 0
LCP_Inputs_ON_Diverse_Howarth_2023_05_05 | 2035 | H2 Import - WC | Import | Hydrogen | ON | Dispatch-Import | VOM | 0 | [6 empty] | 0.55526 | 0
LCP_Inputs_ON_Diverse_Howarth_2023_05_05 | 2035 | H2 Import - WC | Import | Hydrogen | PJ | Dispatch-Import | EmissionsCost | 0 | [6 empty] | 0.55526 | 0
LCP_Inputs_ON_Diverse_Howarth_2023_05_05 | 2035 | H2 Import - WC | Import | Hydrogen | PJ | Dispatch-Import | FuelCost | 0 | [6 empty] | 0.55526 | 0
LCP_Inputs_ON_Diverse_Howarth_2023_05_05 | 2035 | H2 Import - WC | Import | Hydrogen | PJ | Dispatch-Import | VOM | 0 | [6 empty] | 0.55526 | 0
LCP_Inputs_ON_Diverse_Howarth_2023_05_05 | 2035 | H2 Import - WC | Import | Hydrogen | QC | Dispatch-Import | EmissionsCost | 0 | [6 empty] | 0.55526 | 0
LCP_Inputs_ON_Diverse_Howarth_2023_05_05 | 2035 | H2 Import - WC | Import | Hydrogen | QC | Dispatch-Import | FuelCost | 0 | [6 empty] | 0.55526 | 0
LCP_Inputs_ON_Diverse_Howarth_2023_05_05 | 2035 | H2 Import - WC | Import | Hydrogen | QC | Dispatch-Import | VOM | 0 | [6 empty] | 0.55526 | 0
LCP_Inputs_ON_Diverse_Howarth_2023_05_05 | 2035 | H2 Import - WC | Import | Hydrogen | WC | Dispatch-Import | EmissionsCost | 0 | [6 empty] | 0.55526 | 0
LCP_Inputs_ON_Diverse_Howarth_2023_05_05 | 2035 | H2 Import - WC | Import | Hydrogen | WC | Dispatch-Import | FuelCost | 0 | [6 empty] | 0.55526 | 0
LCP_Inputs_ON_Diverse_Howarth_2023_05_05 | 2035 | H2 Import - WC | Import | Hydrogen | WC | Dispatch-Import | VOM | 0 | [6 empty] | 0.55526 | 0
LCP_Inputs_ON_Diverse_Howarth_2023_05_05 | 2035 | H2 Salt Cavern Storage - ON | Storage | Hydrogen | MI | Dispatch-Storage | EmissionsCost | 0 | [6 empty] | 0.55526 | 0
LCP_Inputs_ON_Diverse_Howarth_2023_05_05 | 2035 | H2 Salt Cavern Storage - ON | Storage | Hydrogen | MI | Dispatch-Storage | FuelCost | 0 | [6 empty] | 0.55526 | 0
LCP_Inputs_ON_Diverse_Howarth_2023_05_05 | 2035 | H2 Salt Cavern Storage - ON | Storage | Hydrogen | MI | Dispatch-Storage | VOM | 0 | [6 empty] | 0.55526 | 0
LCP_Inputs_ON_Diverse_Howarth_2023_05_05 | 2035 | H2 Salt Cavern Storage - ON | Storage | Hydrogen | NY | Dispatch-Storage | EmissionsCost | 0 | [6 empty] | 0.55526 | 0
LCP_Inputs_ON_Diverse_Howarth_2023_05_05 | 2035 | H2 Salt Cavern Storage - ON | Storage | Hydrogen | NY | Dispatch-Storage | FuelCost | 0 | [6 empty] | 0.55526 | 0
LCP_Inputs_ON_Diverse_Howarth_2023_05_05 | 2035 | H2 Salt Cavern Storage - ON | Storage | Hydrogen | NY | Dispatch-Storage | VOM | 0 | [6 empty] | 0.55526 | 0
LCP_Inputs_ON_Diverse_Howarth_2023_05_05 | 2035 | H2 Salt Cavern Storage - ON | Storage | Hydrogen | ON | Dispatch-Storage | EmissionsCost | 0 | [6 empty] | 0.55526 | 0
LCP_Inputs_ON_Diverse_Howarth_2023_05_05 | 2035 | H2 Salt Cavern Storage - ON | Storage | Hydrogen | ON | Dispatch-Storage | FuelCost | 0 | [6 empty] | 0.55526 | 0
LCP_Inputs_ON_Diverse_Howarth_2023_05_05 | 2035 | H2 Salt Cavern Storage - ON | Storage | Hydrogen | ON | Dispatch-Storage | VOM | 15321818.625 | [6 empty] | 0.55526 | 8507661.9995
LCP_Inputs_ON_Diverse_Howarth_2023_05_05 | 2035 | H2 Salt Cavern Storage - ON | Storage | Hydrogen | PJ | Dispatch-Storage | EmissionsCost | 0 | [6 empty] | 0.55526 | 0
LCP_Inputs_ON_Diverse_Howarth_2023_05_05 | 2035 | H2 Salt Cavern Storage - ON | Storage | Hydrogen | PJ | Dispatch-Storage | FuelCost | 0 | [6 empty] | 0.55526 | 0
LCP_Inputs_ON_Diverse_Howarth_2023_05_05 | 2035 | H2 Salt Cavern Storage - ON | Storage | Hydrogen | PJ | Dispatch-Storage | VOM | 0 | [6 empty] | 0.55526 | 0
LCP_Inputs_ON_Diverse_Howarth_2023_05_05 | 2035 | H2 Salt Cavern Storage - ON | Storage | Hydrogen | QC | Dispatch-Storage | EmissionsCost | 0 | [6 empty] | 0.55526 | 0
LCP_Inputs_ON_Diverse_Howarth_2023_05_05 | 2035 | H2 Salt Cavern Storage - ON | Storage | Hydrogen | QC | Dispatch-Storage | FuelCost | 0 | [6 empty] | 0.55526 | 0
LCP_Inputs_ON_Diverse_Howarth_2023_05_05 | 2035 | H2 Salt Cavern Storage - ON | Storage | Hydrogen | QC | Dispatch-Storage | VOM | 0 | [6 empty] | 0.55526 | 0
LCP_Inputs_ON_Diverse_Howarth_2023_05_05 | 2035 | H2 Salt Cavern Storage - ON | Storage | Hydrogen | WC | Dispatch-Storage | EmissionsCost | 0 | [6 empty] | 0.55526 | 0
LCP_Inputs_ON_Diverse_Howarth_2023_05_05 | 2035 | H2 Salt Cavern Storage - ON | Storage | Hydrogen | WC | Dispatch-Storage | FuelCost | 0 | [6 empty] | 0.55526 | 0
LCP_Inputs_ON_Diverse_Howarth_2023_05_05 | 2035 | H2 Salt Cavern Storage - ON | Storage | Hydrogen | WC | Dispatch-Storage | VOM | 0 | [6 empty] | 0.55526 | 0
LCP_Inputs_ON_Diverse_Howarth_2023_05_05 | 2035 | Hydro | Generation | Electricity | MI | Dispatch-Generation | EmissionsCost | 0 | [6 empty] | 0.55526 | 0
LCP_Inputs_ON_Diverse_Howarth_2023_05_05 | 2035 | Hydro | Generation | Electricity | MI | Dispatch-Generation | FuelCost | 0 | [6 empty] | 0.55526 | 0
LCP_Inputs_ON_Diverse_Howarth_2023_05_05 | 2035 | Hydro | Generation | Electricity | MI | Dispatch-Generation | VOM | 0 | [6 empty] | 0.55526 | 0
LCP_Inputs_ON_Diverse_Howarth_2023_05_05 | 2035 | Hydro | Generation | Electricity | NY | Dispatch-Generation | EmissionsCost | 0 | [6 empty] | 0.55526 | 0
LCP_Inputs_ON_Diverse_Howarth_2023_05_05 | 2035 | Hydro | Generation | Electricity | NY | Dispatch-Generation | FuelCost | 0 | [6 empty] | 0.55526 | 0
LCP_Inputs_ON_Diverse_Howarth_2023_05_05 | 2035 | Hydro | Generation | Electricity | NY | Dispatch-Generation | VOM | 0 | [6 empty] | 0.55526 | 0
LCP_Inputs_ON_Diverse_Howarth_2023_05_05 | 2035 | Hydro | Generation | Electricity | ON | Dispatch-Generation | EmissionsCost | 0 | [6 empty] | 0.55526 | 0
LCP_Inputs_ON_Diverse_Howarth_2023_05_05 | 2035 | Hydro | Generation | Electricity | ON | Dispatch-Generation | FuelCost | 0 | [6 empty] | 0.55526 | 0
LCP_Inputs_ON_Diverse_Howarth_2023_05_05 | 2035 | Hydro | Generation | Electricity | ON | Dispatch-Generation | VOM | 0 | [6 empty] | 0.55526 | 0
LCP_Inputs_ON_Diverse_Howarth_2023_05_05 | 2035 | Hydro | Generation | Electricity | PJ | Dispatch-Generation | EmissionsCost | 0 | [6 empty] | 0.55526 | 0
LCP_Inputs_ON_Diverse_Howarth_2023_05_05 | 2035 | Hydro | Generation | Electricity | PJ | Dispatch-Generation | FuelCost | 0 | [6 empty] | 0.55526 | 0
LCP_Inputs_ON_Diverse_Howarth_2023_05_05 | 2035 | Hydro | Generation | Electricity | PJ | Dispatch-Generation | VOM | 0 | [6 empty] | 0.55526 | 0
LCP_Inputs_ON_Diverse_Howarth_2023_05_05 | 2035 | Hydro | Generation | Electricity | QC | Dispatch-Generation | EmissionsCost | 0 | [6 empty] | 0.55526 | 0
LCP_Inputs_ON_Diverse_Howarth_2023_05_05 | 2035 | Hydro | Generation | Electricity | QC | Dispatch-Generation | FuelCost | 0 | [6 empty] | 0.55526 | 0
LCP_Inputs_ON_Diverse_Howarth_2023_05_05 | 2035 | Hydro | Generation | Electricity | QC | Dispatch-Generation | VOM | 0 | [6 empty] | 0.55526 | 0
LCP_Inputs_ON_Diverse_Howarth_2023_05_05 | 2035 | Hydro | Generation | Electricity | WC | Dispatch-Generation | EmissionsCost | 0 | [6 empty] | 0.55526 | 0
LCP_Inputs_ON_Diverse_Howarth_2023_05_05 | 2035 | Hydro | Generation | Electricity | WC | Dispatch-Generation | FuelCost | 0 | [6 empty] | 0.55526 | 0
LCP_Inputs_ON_Diverse_Howarth_2023_05_05 | 2035 | Hydro | Generation | Electricity | WC | Dispatch-Generation | VOM | 0 | [6 empty] | 0.55526 | 0
LCP_Inputs_ON_Diverse_Howarth_2023_05_05 | 2035 | Hydro Pumped Storage | Storage | Electricity | MI | Dispatch-Storage | EmissionsCost | 0 | [6 empty] | 0.55526 | 0
LCP_Inputs_ON_Diverse_Howarth_2023_05_05 | 2035 | Hydro Pumped Storage | Storage | Electricity | MI | Dispatch-Storage | FuelCost | 0 | [6 empty] | 0.55526 | 0
LCP_Inputs_ON_Diverse_Howarth_2023_05_05 | 2035 | Hydro Pumped Storage | Storage | Electricity | MI | Dispatch-Storage | VOM | 0 | [6 empty] | 0.55526 | 0
LCP_Inputs_ON_Diverse_Howarth_2023_05_05 | 2035 | Hydro Pumped Storage | Storage | Electricity | NY | Dispatch-Storage | EmissionsCost | 0 | [6 empty] | 0.55526 | 0
LCP_Inputs_ON_Diverse_Howarth_2023_05_05 | 2035 | Hydro Pumped Storage | Storage | Electricity | NY | Dispatch-Storage | FuelCost | 0 | [6 empty] | 0.55526 | 0
LCP_Inputs_ON_Diverse_Howarth_2023_05_05 | 2035 | Hydro Pumped Storage | Storage | Electricity | NY | Dispatch-Storage | VOM | 0 | [6 empty] | 0.55526 | 0
LCP_Inputs_ON_Diverse_Howarth_2023_05_05 | 2035 | Hydro Pumped Storage | Storage | Electricity | ON | Dispatch-Storage | EmissionsCost | 0 | [6 empty] | 0.55526 | 0
LCP_Inputs_ON_Diverse_Howarth_2023_05_05 | 2035 | Hydro Pumped Storage | Storage | Electricity | ON | Dispatch-Storage | FuelCost | 0 | [6 empty] | 0.55526 | 0
LCP_Inputs_ON_Diverse_Howarth_2023_05_05 | 2035 | Hydro Pumped Storage | Storage | Electricity | ON | Dispatch-Storage | VOM | 0 | [6 empty] | 0.55526 | 0
LCP_Inputs_ON_Diverse_Howarth_2023_05_05 | 2035 | Hydro Pumped Storage | Storage | Electricity | PJ | Dispatch-Storage | EmissionsCost | 0 | [6 empty] | 0.55526 | 0
LCP_Inputs_ON_Diverse_Howarth_2023_05_05 | 2035 | Hydro Pumped Storage | Storage | Electricity | PJ | Dispatch-Storage | FuelCost | 0 | [6 empty] | 0.55526 | 0
LCP_Inputs_ON_Diverse_Howarth_2023_05_05 | 2035 | Hydro Pumped Storage | Storage | Electricity | PJ | Dispatch-Storage | VOM | 0 | [6 empty] | 0.55526 | 0
LCP_Inputs_ON_Diverse_Howarth_2023_05_05 | 2035 | Hydro Pumped Storage | Storage | Electricity | QC | Dispatch-Storage | EmissionsCost | 0 | [6 empty] | 0.55526 | 0
LCP_Inputs_ON_Diverse_Howarth_2023_05_05 | 2035 | Hydro Pumped Storage | Storage | Electricity | QC | Dispatch-Storage | FuelCost | 0 | [6 empty] | 0.55526 | 0
LCP_Inputs_ON_Diverse_Howarth_2023_05_05 | 2035 | Hydro Pumped Storage | Storage | Electricity | QC | Dispatch-Storage | VOM | 0 | [6 empty] | 0.55526 | 0
LCP_Inputs_ON_Diverse_Howarth_2023_05_05 | 2035 | Hydro Pumped Storage | Storage | Electricity | WC | Dispatch-Storage | EmissionsCost | 0 | [6 empty] | 0.55526 | 0
LCP_Inputs_ON_Diverse_Howarth_2023_05_05 | 2035 | Hydro Pumped Storage | Storage | Electricity | WC | Dispatch-Storage | FuelCost | 0 | [6 empty] | 0.55526 | 0
LCP_Inputs_ON_Diverse_Howarth_2023_05_05 | 2035 | Hydro Pumped Storage | Storage | Electricity | WC | Dispatch-Storage | VOM | 0 | [6 empty] | 0.55526 | 0
LCP_Inputs_ON_Diverse_Howarth_2023_05_05 | 2035 | Nuclear | Generation | Electricity | MI | Dispatch-Generation | EmissionsCost | 0 | [6 empty] | 0.55526 | 0
LCP_Inputs_ON_Diverse_Howarth_2023_05_05 | 2035 | Nuclear | Generation | Electricity | MI | Dispatch-Generation | FuelCost | 0 | [6 empty] | 0.55526 | 0
LCP_Inputs_ON_Diverse_Howarth_2023_05_05 | 2035 | Nuclear | Generation | Electricity | MI | Dispatch-Generation | VOM | 2762866296.96 | [6 empty] | 0.55526 | 1534121580.4448
LCP_Inputs_ON_Diverse_Howarth_2023_05_05 | 2035 | Nuclear | Generation | Electricity | NY | Dispatch-Generation | EmissionsCost | 0 | [6 empty] | 0.55526 | 0
LCP_Inputs_ON_Diverse_Howarth_2023_05_05 | 2035 | Nuclear | Generation | Electricity | NY | Dispatch-Generation | FuelCost | 0 | [6 empty] | 0.55526 | 0
LCP_Inputs_ON_Diverse_Howarth_2023_05_05 | 2035 | Nuclear | Generation | Electricity | NY | Dispatch-Generation | VOM | 2246155230.144 | [6 empty] | 0.55526 | 1247210266.8827
LCP_Inputs_ON_Diverse_Howarth_2023_05_05 | 2035 | Nuclear | Generation | Electricity | ON | Dispatch-Generation | EmissionsCost | 0 | [6 empty] | 0.55526 | 0
LCP_Inputs_ON_Diverse_Howarth_2023_05_05 | 2035 | Nuclear | Generation | Electricity | ON | Dispatch-Generation | FuelCost | 0 | [6 empty] | 0.55526 | 0
LCP_Inputs_ON_Diverse_Howarth_2023_05_05 | 2035 | Nuclear | Generation | Electricity | ON | Dispatch-Generation | VOM | 7181421070.9787 | [6 empty] | 0.55526 | 3987588199.7516
LCP_Inputs_ON_Diverse_Howarth_2023_05_05 | 2035 | Nuclear | Generation | Electricity | PJ | Dispatch-Generation | EmissionsCost | 0 | [6 empty] | 0.55526 | 0
LCP_Inputs_ON_Diverse_Howarth_2023_05_05 | 2035 | Nuclear | Generation | Electricity | PJ | Dispatch-Generation | FuelCost | 0 | [6 empty] | 0.55526 | 0
LCP_Inputs_ON_Diverse_Howarth_2023_05_05 | 2035 | Nuclear | Generation | Electricity | PJ | Dispatch-Generation | VOM | 6401347648.6848 | [6 empty] | 0.55526 | 3554441118.8418
LCP_Inputs_ON_Diverse_Howarth_2023_05_05 | 2035 | Nuclear | Generation | Electricity | QC | Dispatch-Generation | EmissionsCost | 0 | [6 empty] | 0.55526 | 0
LCP_Inputs_ON_Diverse_Howarth_2023_05_05 | 2035 | Nuclear | Generation | Electricity | QC | Dispatch-Generation | FuelCost | 0 | [6 empty] | 0.55526 | 0
LCP_Inputs_ON_Diverse_Howarth_2023_05_05 | 2035 | Nuclear | Generation | Electricity | QC | Dispatch-Generation | VOM | 0 | [6 empty] | 0.55526 | 0
LCP_Inputs_ON_Diverse_Howarth_2023_05_05 | 2035 | Nuclear | Generation | Electricity | WC | Dispatch-Generation | EmissionsCost | 0 | [6 empty] | 0.55526 | 0
LCP_Inputs_ON_Diverse_Howarth_2023_05_05 | 2035 | Nuclear | Generation | Electricity | WC | Dispatch-Generation | FuelCost | 0 | [6 empty] | 0.55526 | 0
LCP_Inputs_ON_Diverse_Howarth_2023_05_05 | 2035 | Nuclear | Generation | Electricity | WC | Dispatch-Generation | VOM | 0 | [6 empty] | 0.55526 | 0
LCP_Inputs_ON_Diverse_Howarth_2023_05_05 | 2035 | Nuclear SMR | Generation | Electricity | MI | Dispatch-Generation | EmissionsCost | 0 | [6 empty] | 0.55526 | 0
LCP_Inputs_ON_Diverse_Howarth_2023_05_05 | 2035 | Nuclear SMR | Generation | Electricity | MI | Dispatch-Generation | FuelCost | 0 | [6 empty] | 0.55526 | 0
LCP_Inputs_ON_Diverse_Howarth_2023_05_05 | 2035 | Nuclear SMR | Generation | Electricity | MI | Dispatch-Generation | VOM | 0 | [6 empty] | 0.55526 | 0
LCP_Inputs_ON_Diverse_Howarth_2023_05_05 | 2035 | Nuclear SMR | Generation | Electricity | NY | Dispatch-Generation | EmissionsCost | 0 | [6 empty] | 0.55526 | 0
LCP_Inputs_ON_Diverse_Howarth_2023_05_05 | 2035 | Nuclear SMR | Generation | Electricity | NY | Dispatch-Generation | FuelCost | 0 | [6 empty] | 0.55526 | 0
LCP_Inputs_ON_Diverse_Howarth_2023_05_05 | 2035 | Nuclear SMR | Generation | Electricity | NY | Dispatch-Generation | VOM | 0 | [6 empty] | 0.55526 | 0
LCP_Inputs_ON_Diverse_Howarth_2023_05_05 | 2035 | Nuclear SMR | Generation | Electricity | ON | Dispatch-Generation | EmissionsCost | 0 | [6 empty] | 0.55526 | 0
LCP_Inputs_ON_Diverse_Howarth_2023_05_05 | 2035 | Nuclear SMR | Generation | Electricity | ON | Dispatch-Generation | FuelCost | 0 | [6 empty] | 0.55526 | 0
LCP_Inputs_ON_Diverse_Howarth_2023_05_05 | 2035 | Nuclear SMR | Generation | Electricity | ON | Dispatch-Generation | VOM | 19039640.4 | [6 empty] | 0.55526 | 10572036.4585
LCP_Inputs_ON_Diverse_Howarth_2023_05_05 | 2035 | Nuclear SMR | Generation | Electricity | PJ | Dispatch-Generation | EmissionsCost | 0 | [6 empty] | 0.55526 | 0
LCP_Inputs_ON_Diverse_Howarth_2023_05_05 | 2035 | Nuclear SMR | Generation | Electricity | PJ | Dispatch-Generation | FuelCost | 0 | [6 empty] | 0.55526 | 0
LCP_Inputs_ON_Diverse_Howarth_2023_05_05 | 2035 | Nuclear SMR | Generation | Electricity | PJ | Dispatch-Generation | VOM | 0 | [6 empty] | 0.55526 | 0
LCP_Inputs_ON_Diverse_Howarth_2023_05_05 | 2035 | Nuclear SMR | Generation | Electricity | QC | Dispatch-Generation | EmissionsCost | 0 | [6 empty] | 0.55526 | 0
LCP_Inputs_ON_Diverse_Howarth_2023_05_05 | 2035 | Nuclear SMR | Generation | Electricity | QC | Dispatch-Generation | FuelCost | 0 | [6 empty] | 0.55526 | 0
LCP_Inputs_ON_Diverse_Howarth_2023_05_05 | 2035 | Nuclear SMR | Generation | Electricity | QC | Dispatch-Generation | VOM | 0 | [6 empty] | 0.55526 | 0
LCP_Inputs_ON_Diverse_Howarth_2023_05_05 | 2035 | Nuclear SMR | Generation | Electricity | WC | Dispatch-Generation | EmissionsCost | 0 | [6 empty] | 0.55526 | 0
LCP_Inputs_ON_Diverse_Howarth_2023_05_05 | 2035 | Nuclear SMR | Generation | Electricity | WC | Dispatch-Generation | FuelCost | 0 | [6 empty] | 0.55526 | 0
LCP_Inputs_ON_Diverse_Howarth_2023_05_05 | 2035 | Nuclear SMR | Generation | Electricity | WC | Dispatch-Generation | VOM | 0 | [6 empty] | 0.55526 | 0
LCP_Inputs_ON_Diverse_Howarth_2023_05_05 | 2035 | O/CCGT - CH4 Existing | Crossload | Electricity | MI | Dispatch-Crossload | EmissionsCost | 0 | [6 empty] | 0.55526 | 0
LCP_Inputs_ON_Diverse_Howarth_2023_05_05 | 2035 | O/CCGT - CH4 Existing | Crossload | Electricity | MI | Dispatch-Crossload | FuelCost | 0 | [6 empty] | 0.55526 | 0
LCP_Inputs_ON_Diverse_Howarth_2023_05_05 | 2035 | O/CCGT - CH4 Existing | Crossload | Electricity | MI | Dispatch-Crossload | VOM | 0 | [6 empty] | 0.55526 | 0
LCP_Inputs_ON_Diverse_Howarth_2023_05_05 | 2035 | O/CCGT - CH4 Existing | Crossload | Electricity | NY | Dispatch-Crossload | EmissionsCost | 0 | [6 empty] | 0.55526 | 0
LCP_Inputs_ON_Diverse_Howarth_2023_05_05 | 2035 | O/CCGT - CH4 Existing | Crossload | Electricity | NY | Dispatch-Crossload | FuelCost | 0 | [6 empty] | 0.55526 | 0
LCP_Inputs_ON_Diverse_Howarth_2023_05_05 | 2035 | O/CCGT - CH4 Existing | Crossload | Electricity | NY | Dispatch-Crossload | VOM | 0 | [6 empty] | 0.55526 | 0
LCP_Inputs_ON_Diverse_Howarth_2023_05_05 | 2035 | O/CCGT - CH4 Existing | Crossload | Electricity | ON | Dispatch-Crossload | EmissionsCost | 5272408.1924 | [6 empty] | 0.55526 | 2927581.1131
LCP_Inputs_ON_Diverse_Howarth_2023_05_05 | 2035 | O/CCGT - CH4 Existing | Crossload | Electricity | ON | Dispatch-Crossload | FuelCost | 0 | [6 empty] | 0.55526 | 0
LCP_Inputs_ON_Diverse_Howarth_2023_05_05 | 2035 | O/CCGT - CH4 Existing | Crossload | Electricity | ON | Dispatch-Crossload | VOM | 324468.7806 | [6 empty] | 0.55526 | 180165.9961
LCP_Inputs_ON_Diverse_Howarth_2023_05_05 | 2035 | O/CCGT - CH4 Existing | Crossload | Electricity | PJ | Dispatch-Crossload | EmissionsCost | 0 | [6 empty] | 0.55526 | 0
LCP_Inputs_ON_Diverse_Howarth_2023_05_05 | 2035 | O/CCGT - CH4 Existing | Crossload | Electricity | PJ | Dispatch-Crossload | FuelCost | 0 | [6 empty] | 0.55526 | 0
LCP_Inputs_ON_Diverse_Howarth_2023_05_05 | 2035 | O/CCGT - CH4 Existing | Crossload | Electricity | PJ | Dispatch-Crossload | VOM | 0 | [6 empty] | 0.55526 | 0
LCP_Inputs_ON_Diverse_Howarth_2023_05_05 | 2035 | O/CCGT - CH4 Existing | Crossload | Electricity | QC | Dispatch-Crossload | EmissionsCost | 0 | [6 empty] | 0.55526 | 0
LCP_Inputs_ON_Diverse_Howarth_2023_05_05 | 2035 | O/CCGT - CH4 Existing | Crossload | Electricity | QC | Dispatch-Crossload | FuelCost | 0 | [6 empty] | 0.55526 | 0
LCP_Inputs_ON_Diverse_Howarth_2023_05_05 | 2035 | O/CCGT - CH4 Existing | Crossload | Electricity | QC | Dispatch-Crossload | VOM | 0 | [6 empty] | 0.55526 | 0
LCP_Inputs_ON_Diverse_Howarth_2023_05_05 | 2035 | O/CCGT - CH4 Existing | Crossload | Electricity | WC | Dispatch-Crossload | EmissionsCost | 0 | [6 empty] | 0.55526 | 0
LCP_Inputs_ON_Diverse_Howarth_2023_05_05 | 2035 | O/CCGT - CH4 Existing | Crossload | Electricity | WC | Dispatch-Crossload | FuelCost | 0 | [6 empty] | 0.55526 | 0
LCP_Inputs_ON_Diverse_Howarth_2023_05_05 | 2035 | O/CCGT - CH4 Existing | Crossload | Electricity | WC | Dispatch-Crossload | VOM | 0 | [6 empty] | 0.55526 | 0
LCP_Inputs_ON_Diverse_Howarth_2023_05_05 | 2035 | O/CCGT - CH4 New | Crossload | Electricity | MI | Dispatch-Crossload | EmissionsCost | 0 | [6 empty] | 0.55526 | 0
LCP_Inputs_ON_Diverse_Howarth_2023_05_05 | 2035 | O/CCGT - CH4 New | Crossload | Electricity | MI | Dispatch-Crossload | FuelCost | 0 | [6 empty] | 0.55526 | 0
LCP_Inputs_ON_Diverse_Howarth_2023_05_05 | 2035 | O/CCGT - CH4 New | Crossload | Electricity | MI | Dispatch-Crossload | VOM | 0 | [6 empty] | 0.55526 | 0
LCP_Inputs_ON_Diverse_Howarth_2023_05_05 | 2035 | O/CCGT - CH4 New | Crossload | Electricity | NY | Dispatch-Crossload | EmissionsCost | 0 | [6 empty] | 0.55526 | 0
LCP_Inputs_ON_Diverse_Howarth_2023_05_05 | 2035 | O/CCGT - CH4 New | Crossload | Electricity | NY | Dispatch-Crossload | FuelCost | 0 | [6 empty] | 0.55526 | 0
LCP_Inputs_ON_Diverse_Howarth_2023_05_05 | 2035 | O/CCGT - CH4 New | Crossload | Electricity | NY | Dispatch-Crossload | VOM | 0 | [6 empty] | 0.55526 | 0
LCP_Inputs_ON_Diverse_Howarth_2023_05_05 | 2035 | O/CCGT - CH4 New | Crossload | Electricity | ON | Dispatch-Crossload | EmissionsCost | 309829.331 | [6 empty] | 0.55526 | 172037.2294
LCP_Inputs_ON_Diverse_Howarth_2023_05_05 | 2035 | O/CCGT - CH4 New | Crossload | Electricity | ON | Dispatch-Crossload | FuelCost | 0 | [6 empty] | 0.55526 | 0
LCP_Inputs_ON_Diverse_Howarth_2023_05_05 | 2035 | O/CCGT - CH4 New | Crossload | Electricity | ON | Dispatch-Crossload | VOM | 19067.178 | [6 empty] | 0.55526 | 10587.3271
LCP_Inputs_ON_Diverse_Howarth_2023_05_05 | 2035 | O/CCGT - CH4 New | Crossload | Electricity | PJ | Dispatch-Crossload | EmissionsCost | 0 | [6 empty] | 0.55526 | 0
LCP_Inputs_ON_Diverse_Howarth_2023_05_05 | 2035 | O/CCGT - CH4 New | Crossload | Electricity | PJ | Dispatch-Crossload | FuelCost | 0 | [6 empty] | 0.55526 | 0
LCP_Inputs_ON_Diverse_Howarth_2023_05_05 | 2035 | O/CCGT - CH4 New | Crossload | Electricity | PJ | Dispatch-Crossload | VOM | 0 | [6 empty] | 0.55526 | 0
LCP_Inputs_ON_Diverse_Howarth_2023_05_05 | 2035 | O/CCGT - CH4 New | Crossload | Electricity | QC | Dispatch-Crossload | EmissionsCost | 0 | [6 empty] | 0.55526 | 0
LCP_Inputs_ON_Diverse_Howarth_2023_05_05 | 2035 | O/CCGT - CH4 New | Crossload | Electricity | QC | Dispatch-Crossload | FuelCost | 0 | [6 empty] | 0.55526 | 0
LCP_Inputs_ON_Diverse_Howarth_2023_05_05 | 2035 | O/CCGT - CH4 New | Crossload | Electricity | QC | Dispatch-Crossload | VOM | 0 | [6 empty] | 0.55526 | 0
LCP_Inputs_ON_Diverse_Howarth_2023_05_05 | 2035 | O/CCGT - CH4 New | Crossload | Electricity | WC | Dispatch-Crossload | EmissionsCost | 0 | [6 empty] | 0.55526 | 0
LCP_Inputs_ON_Diverse_Howarth_2023_05_05 | 2035 | O/CCGT - CH4 New | Crossload | Electricity | WC | Dispatch-Crossload | FuelCost | 0 | [6 empty] | 0.55526 | 0
LCP_Inputs_ON_Diverse_Howarth_2023_05_05 | 2035 | O/CCGT - CH4 New | Crossload | Electricity | WC | Dispatch-Crossload | VOM | 0 | [6 empty] | 0.55526 | 0
LCP_Inputs_ON_Diverse_Howarth_2023_05_05 | 2035 | O/CCGT - H2 New | Crossload | Electricity | MI | Dispatch-Crossload | EmissionsCost | 0 | [6 empty] | 0.55526 | 0
LCP_Inputs_ON_Diverse_Howarth_2023_05_05 | 2035 | O/CCGT - H2 New | Crossload | Electricity | MI | Dispatch-Crossload | FuelCost | 0 | [6 empty] | 0.55526 | 0
LCP_Inputs_ON_Diverse_Howarth_2023_05_05 | 2035 | O/CCGT - H2 New | Crossload | Electricity | MI | Dispatch-Crossload | VOM | 0 | [6 empty] | 0.55526 | 0
LCP_Inputs_ON_Diverse_Howarth_2023_05_05 | 2035 | O/CCGT - H2 New | Crossload | Electricity | NY | Dispatch-Crossload | EmissionsCost | 0 | [6 empty] | 0.55526 | 0
LCP_Inputs_ON_Diverse_Howarth_2023_05_05 | 2035 | O/CCGT - H2 New | Crossload | Electricity | NY | Dispatch-Crossload | FuelCost | 0 | [6 empty] | 0.55526 | 0
LCP_Inputs_ON_Diverse_Howarth_2023_05_05 | 2035 | O/CCGT - H2 New | Crossload | Electricity | NY | Dispatch-Crossload | VOM | 0 | [6 empty] | 0.55526 | 0
LCP_Inputs_ON_Diverse_Howarth_2023_05_05 | 2035 | O/CCGT - H2 New | Crossload | Electricity | ON | Dispatch-Crossload | EmissionsCost | 0 | [6 empty] | 0.55526 | 0
LCP_Inputs_ON_Diverse_Howarth_2023_05_05 | 2035 | O/CCGT - H2 New | Crossload | Electricity | ON | Dispatch-Crossload | FuelCost | 0 | [6 empty] | 0.55526 | 0
LCP_Inputs_ON_Diverse_Howarth_2023_05_05 | 2035 | O/CCGT - H2 New | Crossload | Electricity | ON | Dispatch-Crossload | VOM | 0 | [6 empty] | 0.55526 | 0
LCP_Inputs_ON_Diverse_Howarth_2023_05_05 | 2035 | O/CCGT - H2 New | Crossload | Electricity | PJ | Dispatch-Crossload | EmissionsCost | 0 | [6 empty] | 0.55526 | 0
LCP_Inputs_ON_Diverse_Howarth_2023_05_05 | 2035 | O/CCGT - H2 New | Crossload | Electricity | PJ | Dispatch-Crossload | FuelCost | 0 | [6 empty] | 0.55526 | 0
LCP_Inputs_ON_Diverse_Howarth_2023_05_05 | 2035 | O/CCGT - H2 New | Crossload | Electricity | PJ | Dispatch-Crossload | VOM | 0 | [6 empty] | 0.55526 | 0
LCP_Inputs_ON_Diverse_Howarth_2023_05_05 | 2035 | O/CCGT - H2 New | Crossload | Electricity | QC | Dispatch-Crossload | EmissionsCost | 0 | [6 empty] | 0.55526 | 0
LCP_Inputs_ON_Diverse_Howarth_2023_05_05 | 2035 | O/CCGT - H2 New | Crossload | Electricity | QC | Dispatch-Crossload | FuelCost | 0 | [6 empty] | 0.55526 | 0
LCP_Inputs_ON_Diverse_Howarth_2023_05_05 | 2035 | O/CCGT - H2 New | Crossload | Electricity | QC | Dispatch-Crossload | VOM | 0 | [6 empty] | 0.55526 | 0
LCP_Inputs_ON_Diverse_Howarth_2023_05_05 | 2035 | O/CCGT - H2 New | Crossload | Electricity | WC | Dispatch-Crossload | EmissionsCost | 0 | [6 empty] | 0.55526 | 0
LCP_Inputs_ON_Diverse_Howarth_2023_05_05 | 2035 | O/CCGT - H2 New | Crossload | Electricity | WC | Dispatch-Crossload | FuelCost | 0 | [6 empty] | 0.55526 | 0
LCP_Inputs_ON_Diverse_Howarth_2023_05_05 | 2035 | O/CCGT - H2 New | Crossload | Electricity | WC | Dispatch-Crossload | VOM | 0 | [6 empty] | 0.55526 | 0
LCP_Inputs_ON_Diverse_Howarth_2023_05_05 | 2035 | SMR CCS | Generation | Hydrogen | MI | Dispatch-Generation | EmissionsCost | 0 | [6 empty] | 0.55526 | 0
LCP_Inputs_ON_Diverse_Howarth_2023_05_05 | 2035 | SMR CCS | Generation | Hydrogen | MI | Dispatch-Generation | FuelCost | 0 | [6 empty] | 0.55526 | 0
LCP_Inputs_ON_Diverse_Howarth_2023_05_05 | 2035 | SMR CCS | Generation | Hydrogen | MI | Dispatch-Generation | VOM | 0 | [6 empty] | 0.55526 | 0
LCP_Inputs_ON_Diverse_Howarth_2023_05_05 | 2035 | SMR CCS | Generation | Hydrogen | NY | Dispatch-Generation | EmissionsCost | 0 | [6 empty] | 0.55526 | 0
LCP_Inputs_ON_Diverse_Howarth_2023_05_05 | 2035 | SMR CCS | Generation | Hydrogen | NY | Dispatch-Generation | FuelCost | 0 | [6 empty] | 0.55526 | 0
LCP_Inputs_ON_Diverse_Howarth_2023_05_05 | 2035 | SMR CCS | Generation | Hydrogen | NY | Dispatch-Generation | VOM | 0 | [6 empty] | 0.55526 | 0
LCP_Inputs_ON_Diverse_Howarth_2023_05_05 | 2035 | SMR CCS | Generation | Hydrogen | ON | Dispatch-Generation | EmissionsCost | 738580417.6146 | [6 empty] | 0.55526 | 410107488.3005
LCP_Inputs_ON_Diverse_Howarth_2023_05_05 | 2035 | SMR CCS | Generation | Hydrogen | ON | Dispatch-Generation | FuelCost | 492910088.0425 | [6 empty] | 0.55526 | 273695474.9193
LCP_Inputs_ON_Diverse_Howarth_2023_05_05 | 2035 | SMR CCS | Generation | Hydrogen | ON | Dispatch-Generation | VOM | 0 | [6 empty] | 0.55526 | 0
LCP_Inputs_ON_Diverse_Howarth_2023_05_05 | 2035 | SMR CCS | Generation | Hydrogen | PJ | Dispatch-Generation | EmissionsCost | 0 | [6 empty] | 0.55526 | 0
LCP_Inputs_ON_Diverse_Howarth_2023_05_05 | 2035 | SMR CCS | Generation | Hydrogen | PJ | Dispatch-Generation | FuelCost | 0 | [6 empty] | 0.55526 | 0
LCP_Inputs_ON_Diverse_Howarth_2023_05_05 | 2035 | SMR CCS | Generation | Hydrogen | PJ | Dispatch-Generation | VOM | 0 | [6 empty] | 0.55526 | 0
LCP_Inputs_ON_Diverse_Howarth_2023_05_05 | 2035 | SMR CCS | Generation | Hydrogen | QC | Dispatch-Generation | EmissionsCost | 0 | [6 empty] | 0.55526 | 0
LCP_Inputs_ON_Diverse_Howarth_2023_05_05 | 2035 | SMR CCS | Generation | Hydrogen | QC | Dispatch-Generation | FuelCost | 0 | [6 empty] | 0.55526 | 0
LCP_Inputs_ON_Diverse_Howarth_2023_05_05 | 2035 | SMR CCS | Generation | Hydrogen | QC | Dispatch-Generation | VOM | 0 | [6 empty] | 0.55526 | 0
LCP_Inputs_ON_Diverse_Howarth_2023_05_05 | 2035 | SMR CCS | Generation | Hydrogen | WC | Dispatch-Generation | EmissionsCost | 0 | [6 empty] | 0.55526 | 0
LCP_Inputs_ON_Diverse_Howarth_2023_05_05 | 2035 | SMR CCS | Generation | Hydrogen | WC | Dispatch-Generation | FuelCost | 0 | [6 empty] | 0.55526 | 0
LCP_Inputs_ON_Diverse_Howarth_2023_05_05 | 2035 | SMR CCS | Generation | Hydrogen | WC | Dispatch-Generation | VOM | 0 | [6 empty] | 0.55526 | 0
LCP_Inputs_ON_Diverse_Howarth_2023_05_05 | 2035 | Solar PV | Generation | Electricity | MI | Dispatch-Generation | EmissionsCost | 0 | [6 empty] | 0.55526 | 0
LCP_Inputs_ON_Diverse_Howarth_2023_05_05 | 2035 | Solar PV | Generation | Electricity | MI | Dispatch-Generation | FuelCost | 0 | [6 empty] | 0.55526 | 0
LCP_Inputs_ON_Diverse_Howarth_2023_05_05 | 2035 | Solar PV | Generation | Electricity | MI | Dispatch-Generation | VOM | 0 | [6 empty] | 0.55526 | 0
LCP_Inputs_ON_Diverse_Howarth_2023_05_05 | 2035 | Solar PV | Generation | Electricity | NY | Dispatch-Generation | EmissionsCost | 0 | [6 empty] | 0.55526 | 0
LCP_Inputs_ON_Diverse_Howarth_2023_05_05 | 2035 | Solar PV | Generation | Electricity | NY | Dispatch-Generation | FuelCost | 0 | [6 empty] | 0.55526 | 0
LCP_Inputs_ON_Diverse_Howarth_2023_05_05 | 2035 | Solar PV | Generation | Electricity | NY | Dispatch-Generation | VOM | 0 | [6 empty] | 0.55526 | 0
LCP_Inputs_ON_Diverse_Howarth_2023_05_05 | 2035 | Solar PV | Generation | Electricity | ON | Dispatch-Generation | EmissionsCost | 0 | [6 empty] | 0.55526 | 0
LCP_Inputs_ON_Diverse_Howarth_2023_05_05 | 2035 | Solar PV | Generation | Electricity | ON | Dispatch-Generation | FuelCost | 0 | [6 empty] | 0.55526 | 0
LCP_Inputs_ON_Diverse_Howarth_2023_05_05 | 2035 | Solar PV | Generation | Electricity | ON | Dispatch-Generation | VOM | 0 | [6 empty] | 0.55526 | 0
LCP_Inputs_ON_Diverse_Howarth_2023_05_05 | 2035 | Solar PV | Generation | Electricity | PJ | Dispatch-Generation | EmissionsCost | 0 | [6 empty] | 0.55526 | 0
LCP_Inputs_ON_Diverse_Howarth_2023_05_05 | 2035 | Solar PV | Generation | Electricity | PJ | Dispatch-Generation | FuelCost | 0 | [6 empty] | 0.55526 | 0
LCP_Inputs_ON_Diverse_Howarth_2023_05_05 | 2035 | Solar PV | Generation | Electricity | PJ | Dispatch-Generation | VOM | 0 | [6 empty] | 0.55526 | 0
LCP_Inputs_ON_Diverse_Howarth_2023_05_05 | 2035 | Solar PV | Generation | Electricity | QC | Dispatch-Generation | EmissionsCost | 0 | [6 empty] | 0.55526 | 0
LCP_Inputs_ON_Diverse_Howarth_2023_05_05 | 2035 | Solar PV | Generation | Electricity | QC | Dispatch-Generation | FuelCost | 0 | [6 empty] | 0.55526 | 0
LCP_Inputs_ON_Diverse_Howarth_2023_05_05 | 2035 | Solar PV | Generation | Electricity | QC | Dispatch-Generation | VOM | 0 | [6 empty] | 0.55526 | 0
LCP_Inputs_ON_Diverse_Howarth_2023_05_05 | 2035 | Solar PV | Generation | Electricity | WC | Dispatch-Generation | EmissionsCost | 0 | [6 empty] | 0.55526 | 0
LCP_Inputs_ON_Diverse_Howarth_2023_05_05 | 2035 | Solar PV | Generation | Electricity | WC | Dispatch-Generation | FuelCost | 0 | [6 empty] | 0.55526 | 0
LCP_Inputs_ON_Diverse_Howarth_2023_05_05 | 2035 | Solar PV | Generation | Electricity | WC | Dispatch-Generation | VOM | 0 | [6 empty] | 0.55526 | 0
LCP_Inputs_ON_Diverse_Howarth_2023_05_05 | 2035 | Wind Offshore | Generation | Electricity | MI | Dispatch-Generation | EmissionsCost | 0 | [6 empty] | 0.55526 | 0
LCP_Inputs_ON_Diverse_Howarth_2023_05_05 | 2035 | Wind Offshore | Generation | Electricity | MI | Dispatch-Generation | FuelCost | 0 | [6 empty] | 0.55526 | 0
LCP_Inputs_ON_Diverse_Howarth_2023_05_05 | 2035 | Wind Offshore | Generation | Electricity | MI | Dispatch-Generation | VOM | 0 | [6 empty] | 0.55526 | 0
LCP_Inputs_ON_Diverse_Howarth_2023_05_05 | 2035 | Wind Offshore | Generation | Electricity | NY | Dispatch-Generation | EmissionsCost | 0 | [6 empty] | 0.55526 | 0
LCP_Inputs_ON_Diverse_Howarth_2023_05_05 | 2035 | Wind Offshore | Generation | Electricity | NY | Dispatch-Generation | FuelCost | 0 | [6 empty] | 0.55526 | 0
LCP_Inputs_ON_Diverse_Howarth_2023_05_05 | 2035 | Wind Offshore | Generation | Electricity | NY | Dispatch-Generation | VOM | 0 | [6 empty] | 0.55526 | 0
LCP_Inputs_ON_Diverse_Howarth_2023_05_05 | 2035 | Wind Offshore | Generation | Electricity | ON | Dispatch-Generation | EmissionsCost | 0 | [6 empty] | 0.55526 | 0
LCP_Inputs_ON_Diverse_Howarth_2023_05_05 | 2035 | Wind Offshore | Generation | Electricity | ON | Dispatch-Generation | FuelCost | 0 | [6 empty] | 0.55526 | 0
LCP_Inputs_ON_Diverse_Howarth_2023_05_05 | 2035 | Wind Offshore | Generation | Electricity | ON | Dispatch-Generation | VOM | 0 | [6 empty] | 0.55526 | 0
LCP_Inputs_ON_Diverse_Howarth_2023_05_05 | 2035 | Wind Offshore | Generation | Electricity | PJ | Dispatch-Generation | EmissionsCost | 0 | [6 empty] | 0.55526 | 0
LCP_Inputs_ON_Diverse_Howarth_2023_05_05 | 2035 | Wind Offshore | Generation | Electricity | PJ | Dispatch-Generation | FuelCost | 0 | [6 empty] | 0.55526 | 0
LCP_Inputs_ON_Diverse_Howarth_2023_05_05 | 2035 | Wind Offshore | Generation | Electricity | PJ | Dispatch-Generation | VOM | 0 | [6 empty] | 0.55526 | 0
LCP_Inputs_ON_Diverse_Howarth_2023_05_05 | 2035 | Wind Offshore | Generation | Electricity | QC | Dispatch-Generation | EmissionsCost | 0 | [6 empty] | 0.55526 | 0
LCP_Inputs_ON_Diverse_Howarth_2023_05_05 | 2035 | Wind Offshore | Generation | Electricity | QC | Dispatch-Generation | FuelCost | 0 | [6 empty] | 0.55526 | 0
LCP_Inputs_ON_Diverse_Howarth_2023_05_05 | 2035 | Wind Offshore | Generation | Electricity | QC | Dispatch-Generation | VOM | 0 | [6 empty] | 0.55526 | 0
LCP_Inputs_ON_Diverse_Howarth_2023_05_05 | 2035 | Wind Offshore | Generation | Electricity | WC | Dispatch-Generation | EmissionsCost | 0 | [6 empty] | 0.55526 | 0
LCP_Inputs_ON_Diverse_Howarth_2023_05_05 | 2035 | Wind Offshore | Generation | Electricity | WC | Dispatch-Generation | FuelCost | 0 | [6 empty] | 0.55526 | 0
LCP_Inputs_ON_Diverse_Howarth_2023_05_05 | 2035 | Wind Offshore | Generation | Electricity | WC | Dispatch-Generation | VOM | 0 | [6 empty] | 0.55526 | 0
LCP_Inputs_ON_Diverse_Howarth_2023_05_05 | 2035 | Wind Onshore | Generation | Electricity | MI | Dispatch-Generation | EmissionsCost | 0 | [6 empty] | 0.55526 | 0
LCP_Inputs_ON_Diverse_Howarth_2023_05_05 | 2035 | Wind Onshore | Generation | Electricity | MI | Dispatch-Generation | FuelCost | 0 | [6 empty] | 0.55526 | 0
LCP_Inputs_ON_Diverse_Howarth_2023_05_05 | 2035 | Wind Onshore | Generation | Electricity | MI | Dispatch-Generation | VOM | 0 | [6 empty] | 0.55526 | 0
LCP_Inputs_ON_Diverse_Howarth_2023_05_05 | 2035 | Wind Onshore | Generation | Electricity | NY | Dispatch-Generation | EmissionsCost | 0 | [6 empty] | 0.55526 | 0
LCP_Inputs_ON_Diverse_Howarth_2023_05_05 | 2035 | Wind Onshore | Generation | Electricity | NY | Dispatch-Generation | FuelCost | 0 | [6 empty] | 0.55526 | 0
LCP_Inputs_ON_Diverse_Howarth_2023_05_05 | 2035 | Wind Onshore | Generation | Electricity | NY | Dispatch-Generation | VOM | 0 | [6 empty] | 0.55526 | 0
LCP_Inputs_ON_Diverse_Howarth_2023_05_05 | 2035 | Wind Onshore | Generation | Electricity | ON | Dispatch-Generation | EmissionsCost | 0 | [6 empty] | 0.55526 | 0
LCP_Inputs_ON_Diverse_Howarth_2023_05_05 | 2035 | Wind Onshore | Generation | Electricity | ON | Dispatch-Generation | FuelCost | 0 | [6 empty] | 0.55526 | 0
LCP_Inputs_ON_Diverse_Howarth_2023_05_05 | 2035 | Wind Onshore | Generation | Electricity | ON | Dispatch-Generation | VOM | 0 | [6 empty] | 0.55526 | 0
LCP_Inputs_ON_Diverse_Howarth_2023_05_05 | 2035 | Wind Onshore | Generation | Electricity | PJ | Dispatch-Generation | EmissionsCost | 0 | [6 empty] | 0.55526 | 0
LCP_Inputs_ON_Diverse_Howarth_2023_05_05 | 2035 | Wind Onshore | Generation | Electricity | PJ | Dispatch-Generation | FuelCost | 0 | [6 empty] | 0.55526 | 0
LCP_Inputs_ON_Diverse_Howarth_2023_05_05 | 2035 | Wind Onshore | Generation | Electricity | PJ | Dispatch-Generation | VOM | 0 | [6 empty] | 0.55526 | 0
LCP_Inputs_ON_Diverse_Howarth_2023_05_05 | 2035 | Wind Onshore | Generation | Electricity | QC | Dispatch-Generation | EmissionsCost | 0 | [6 empty] | 0.55526 | 0
LCP_Inputs_ON_Diverse_Howarth_2023_05_05 | 2035 | Wind Onshore | Generation | Electricity | QC | Dispatch-Generation | FuelCost | 0 | [6 empty] | 0.55526 | 0
LCP_Inputs_ON_Diverse_Howarth_2023_05_05 | 2035 | Wind Onshore | Generation | Electricity | QC | Dispatch-Generation | VOM | 0 | [6 empty] | 0.55526 | 0
LCP_Inputs_ON_Diverse_Howarth_2023_05_05 | 2035 | Wind Onshore | Generation | Electricity | WC | Dispatch-Generation | EmissionsCost | 0 | [6 empty] | 0.55526 | 0
LCP_Inputs_ON_Diverse_Howarth_2023_05_05 | 2035 | Wind Onshore | Generation | Electricity | WC | Dispatch-Generation | FuelCost | 0 | [6 empty] | 0.55526 | 0
LCP_Inputs_ON_Diverse_Howarth_2023_05_05 | 2035 | Wind Onshore | Generation | Electricity | WC | Dispatch-Generation | VOM | 0 | [6 empty] | 0.55526 | 0
LCP_Inputs_ON_Diverse_Howarth_2023_05_05 | 2036 | Anaerobic Digestion | Generation | Methane | MI | Dispatch-Generation | EmissionsCost | 0 | [6 empty] | 0.53391 | 0
LCP_Inputs_ON_Diverse_Howarth_2023_05_05 | 2036 | Anaerobic Digestion | Generation | Methane | MI | Dispatch-Generation | FuelCost | 0 | [6 empty] | 0.53391 | 0
LCP_Inputs_ON_Diverse_Howarth_2023_05_05 | 2036 | Anaerobic Digestion | Generation | Methane | MI | Dispatch-Generation | VOM | 0 | [6 empty] | 0.53391 | 0
LCP_Inputs_ON_Diverse_Howarth_2023_05_05 | 2036 | Anaerobic Digestion | Generation | Methane | NY | Dispatch-Generation | EmissionsCost | 0 | [6 empty] | 0.53391 | 0
LCP_Inputs_ON_Diverse_Howarth_2023_05_05 | 2036 | Anaerobic Digestion | Generation | Methane | NY | Dispatch-Generation | FuelCost | 0 | [6 empty] | 0.53391 | 0
LCP_Inputs_ON_Diverse_Howarth_2023_05_05 | 2036 | Anaerobic Digestion | Generation | Methane | NY | Dispatch-Generation | VOM | 0 | [6 empty] | 0.53391 | 0
LCP_Inputs_ON_Diverse_Howarth_2023_05_05 | 2036 | Anaerobic Digestion | Generation | Methane | ON | Dispatch-Generation | EmissionsCost | 1840449.9197 | [6 empty] | 0.53391 | 982631.2591
LCP_Inputs_ON_Diverse_Howarth_2023_05_05 | 2036 | Anaerobic Digestion | Generation | Methane | ON | Dispatch-Generation | FuelCost | 0 | [6 empty] | 0.53391 | 0
LCP_Inputs_ON_Diverse_Howarth_2023_05_05 | 2036 | Anaerobic Digestion | Generation | Methane | ON | Dispatch-Generation | VOM | 862230000 | [6 empty] | 0.53391 | 460351646.3216
LCP_Inputs_ON_Diverse_Howarth_2023_05_05 | 2036 | Anaerobic Digestion | Generation | Methane | PJ | Dispatch-Generation | EmissionsCost | 0 | [6 empty] | 0.53391 | 0
LCP_Inputs_ON_Diverse_Howarth_2023_05_05 | 2036 | Anaerobic Digestion | Generation | Methane | PJ | Dispatch-Generation | FuelCost | 0 | [6 empty] | 0.53391 | 0
LCP_Inputs_ON_Diverse_Howarth_2023_05_05 | 2036 | Anaerobic Digestion | Generation | Methane | PJ | Dispatch-Generation | VOM | 0 | [6 empty] | 0.53391 | 0
LCP_Inputs_ON_Diverse_Howarth_2023_05_05 | 2036 | Anaerobic Digestion | Generation | Methane | QC | Dispatch-Generation | EmissionsCost | 0 | [6 empty] | 0.53391 | 0
LCP_Inputs_ON_Diverse_Howarth_2023_05_05 | 2036 | Anaerobic Digestion | Generation | Methane | QC | Dispatch-Generation | FuelCost | 0 | [6 empty] | 0.53391 | 0
LCP_Inputs_ON_Diverse_Howarth_2023_05_05 | 2036 | Anaerobic Digestion | Generation | Methane | QC | Dispatch-Generation | VOM | 0 | [6 empty] | 0.53391 | 0
LCP_Inputs_ON_Diverse_Howarth_2023_05_05 | 2036 | Anaerobic Digestion | Generation | Methane | WC | Dispatch-Generation | EmissionsCost | 0 | [6 empty] | 0.53391 | 0
LCP_Inputs_ON_Diverse_Howarth_2023_05_05 | 2036 | Anaerobic Digestion | Generation | Methane | WC | Dispatch-Generation | FuelCost | 0 | [6 empty] | 0.53391 | 0
LCP_Inputs_ON_Diverse_Howarth_2023_05_05 | 2036 | Anaerobic Digestion | Generation | Methane | WC | Dispatch-Generation | VOM | 0 | [6 empty] | 0.53391 | 0
LCP_Inputs_ON_Diverse_Howarth_2023_05_05 | 2036 | Battery Storage | Storage | Electricity | MI | Dispatch-Storage | EmissionsCost | 0 | [6 empty] | 0.53391 | 0
LCP_Inputs_ON_Diverse_Howarth_2023_05_05 | 2036 | Battery Storage | Storage | Electricity | MI | Dispatch-Storage | FuelCost | 0 | [6 empty] | 0.53391 | 0
LCP_Inputs_ON_Diverse_Howarth_2023_05_05 | 2036 | Battery Storage | Storage | Electricity | MI | Dispatch-Storage | VOM | 0 | [6 empty] | 0.53391 | 0
LCP_Inputs_ON_Diverse_Howarth_2023_05_05 | 2036 | Battery Storage | Storage | Electricity | NY | Dispatch-Storage | EmissionsCost | 0 | [6 empty] | 0.53391 | 0
LCP_Inputs_ON_Diverse_Howarth_2023_05_05 | 2036 | Battery Storage | Storage | Electricity | NY | Dispatch-Storage | FuelCost | 0 | [6 empty] | 0.53391 | 0
LCP_Inputs_ON_Diverse_Howarth_2023_05_05 | 2036 | Battery Storage | Storage | Electricity | NY | Dispatch-Storage | VOM | 0 | [6 empty] | 0.53391 | 0
LCP_Inputs_ON_Diverse_Howarth_2023_05_05 | 2036 | Battery Storage | Storage | Electricity | ON | Dispatch-Storage | EmissionsCost | 0 | [6 empty] | 0.53391 | 0
LCP_Inputs_ON_Diverse_Howarth_2023_05_05 | 2036 | Battery Storage | Storage | Electricity | ON | Dispatch-Storage | FuelCost | 0 | [6 empty] | 0.53391 | 0
LCP_Inputs_ON_Diverse_Howarth_2023_05_05 | 2036 | Battery Storage | Storage | Electricity | ON | Dispatch-Storage | VOM | 0 | [6 empty] | 0.53391 | 0
LCP_Inputs_ON_Diverse_Howarth_2023_05_05 | 2036 | Battery Storage | Storage | Electricity | PJ | Dispatch-Storage | EmissionsCost | 0 | [6 empty] | 0.53391 | 0
LCP_Inputs_ON_Diverse_Howarth_2023_05_05 | 2036 | Battery Storage | Storage | Electricity | PJ | Dispatch-Storage | FuelCost | 0 | [6 empty] | 0.53391 | 0
LCP_Inputs_ON_Diverse_Howarth_2023_05_05 | 2036 | Battery Storage | Storage | Electricity | PJ | Dispatch-Storage | VOM | 0 | [6 empty] | 0.53391 | 0
LCP_Inputs_ON_Diverse_Howarth_2023_05_05 | 2036 | Battery Storage | Storage | Electricity | QC | Dispatch-Storage | EmissionsCost | 0 | [6 empty] | 0.53391 | 0
LCP_Inputs_ON_Diverse_Howarth_2023_05_05 | 2036 | Battery Storage | Storage | Electricity | QC | Dispatch-Storage | FuelCost | 0 | [6 empty] | 0.53391 | 0
LCP_Inputs_ON_Diverse_Howarth_2023_05_05 | 2036 | Battery Storage | Storage | Electricity | QC | Dispatch-Storage | VOM | 0 | [6 empty] | 0.53391 | 0
LCP_Inputs_ON_Diverse_Howarth_2023_05_05 | 2036 | Battery Storage | Storage | Electricity | WC | Dispatch-Storage | EmissionsCost | 0 | [6 empty] | 0.53391 | 0
LCP_Inputs_ON_Diverse_Howarth_2023_05_05 | 2036 | Battery Storage | Storage | Electricity | WC | Dispatch-Storage | FuelCost | 0 | [6 empty] | 0.53391 | 0
LCP_Inputs_ON_Diverse_Howarth_2023_05_05 | 2036 | Battery Storage | Storage | Electricity | WC | Dispatch-Storage | VOM | 0 | [6 empty] | 0.53391 | 0
LCP_Inputs_ON_Diverse_Howarth_2023_05_05 | 2036 | Biomass | Generation | Electricity | MI | Dispatch-Generation | EmissionsCost | 0 | [6 empty] | 0.53391 | 0
LCP_Inputs_ON_Diverse_Howarth_2023_05_05 | 2036 | Biomass | Generation | Electricity | MI | Dispatch-Generation | FuelCost | 0 | [6 empty] | 0.53391 | 0
LCP_Inputs_ON_Diverse_Howarth_2023_05_05 | 2036 | Biomass | Generation | Electricity | MI | Dispatch-Generation | VOM | 0 | [6 empty] | 0.53391 | 0
LCP_Inputs_ON_Diverse_Howarth_2023_05_05 | 2036 | Biomass | Generation | Electricity | NY | Dispatch-Generation | EmissionsCost | 0 | [6 empty] | 0.53391 | 0
LCP_Inputs_ON_Diverse_Howarth_2023_05_05 | 2036 | Biomass | Generation | Electricity | NY | Dispatch-Generation | FuelCost | 0 | [6 empty] | 0.53391 | 0
LCP_Inputs_ON_Diverse_Howarth_2023_05_05 | 2036 | Biomass | Generation | Electricity | NY | Dispatch-Generation | VOM | 0 | [6 empty] | 0.53391 | 0
LCP_Inputs_ON_Diverse_Howarth_2023_05_05 | 2036 | Biomass | Generation | Electricity | ON | Dispatch-Generation | EmissionsCost | 0 | [6 empty] | 0.53391 | 0
LCP_Inputs_ON_Diverse_Howarth_2023_05_05 | 2036 | Biomass | Generation | Electricity | ON | Dispatch-Generation | FuelCost | 42009.7444 | [6 empty] | 0.53391 | 22429.346
LCP_Inputs_ON_Diverse_Howarth_2023_05_05 | 2036 | Biomass | Generation | Electricity | ON | Dispatch-Generation | VOM | 539.1251 | [6 empty] | 0.53391 | 287.8433
LCP_Inputs_ON_Diverse_Howarth_2023_05_05 | 2036 | Biomass | Generation | Electricity | PJ | Dispatch-Generation | EmissionsCost | 0 | [6 empty] | 0.53391 | 0
LCP_Inputs_ON_Diverse_Howarth_2023_05_05 | 2036 | Biomass | Generation | Electricity | PJ | Dispatch-Generation | FuelCost | 0 | [6 empty] | 0.53391 | 0
LCP_Inputs_ON_Diverse_Howarth_2023_05_05 | 2036 | Biomass | Generation | Electricity | PJ | Dispatch-Generation | VOM | 0 | [6 empty] | 0.53391 | 0
LCP_Inputs_ON_Diverse_Howarth_2023_05_05 | 2036 | Biomass | Generation | Electricity | QC | Dispatch-Generation | EmissionsCost | 0 | [6 empty] | 0.53391 | 0
LCP_Inputs_ON_Diverse_Howarth_2023_05_05 | 2036 | Biomass | Generation | Electricity | QC | Dispatch-Generation | FuelCost | 128334.5455 | [6 empty] | 0.53391 | 68518.863
LCP_Inputs_ON_Diverse_Howarth_2023_05_05 | 2036 | Biomass | Generation | Electricity | QC | Dispatch-Generation | VOM | 1646.96 | [6 empty] | 0.53391 | 879.3254
LCP_Inputs_ON_Diverse_Howarth_2023_05_05 | 2036 | Biomass | Generation | Electricity | WC | Dispatch-Generation | EmissionsCost | 0 | [6 empty] | 0.53391 | 0
LCP_Inputs_ON_Diverse_Howarth_2023_05_05 | 2036 | Biomass | Generation | Electricity | WC | Dispatch-Generation | FuelCost | 0 | [6 empty] | 0.53391 | 0
LCP_Inputs_ON_Diverse_Howarth_2023_05_05 | 2036 | Biomass | Generation | Electricity | WC | Dispatch-Generation | VOM | 0 | [6 empty] | 0.53391 | 0
LCP_Inputs_ON_Diverse_Howarth_2023_05_05 | 2036 | Biomass + CCS | Generation | Electricity | MI | Dispatch-Generation | EmissionsCost | 0 | [6 empty] | 0.53391 | 0
LCP_Inputs_ON_Diverse_Howarth_2023_05_05 | 2036 | Biomass + CCS | Generation | Electricity | MI | Dispatch-Generation | FuelCost | 0 | [6 empty] | 0.53391 | 0
LCP_Inputs_ON_Diverse_Howarth_2023_05_05 | 2036 | Biomass + CCS | Generation | Electricity | MI | Dispatch-Generation | VOM | 0 | [6 empty] | 0.53391 | 0
LCP_Inputs_ON_Diverse_Howarth_2023_05_05 | 2036 | Biomass + CCS | Generation | Electricity | NY | Dispatch-Generation | EmissionsCost | 0 | [6 empty] | 0.53391 | 0
LCP_Inputs_ON_Diverse_Howarth_2023_05_05 | 2036 | Biomass + CCS | Generation | Electricity | NY | Dispatch-Generation | FuelCost | 0 | [6 empty] | 0.53391 | 0
LCP_Inputs_ON_Diverse_Howarth_2023_05_05 | 2036 | Biomass + CCS | Generation | Electricity | NY | Dispatch-Generation | VOM | 0 | [6 empty] | 0.53391 | 0
LCP_Inputs_ON_Diverse_Howarth_2023_05_05 | 2036 | Biomass + CCS | Generation | Electricity | ON | Dispatch-Generation | EmissionsCost | 0 | [6 empty] | 0.53391 | 0
LCP_Inputs_ON_Diverse_Howarth_2023_05_05 | 2036 | Biomass + CCS | Generation | Electricity | ON | Dispatch-Generation | FuelCost | 0 | [6 empty] | 0.53391 | 0
LCP_Inputs_ON_Diverse_Howarth_2023_05_05 | 2036 | Biomass + CCS | Generation | Electricity | ON | Dispatch-Generation | VOM | 0 | [6 empty] | 0.53391 | 0
LCP_Inputs_ON_Diverse_Howarth_2023_05_05 | 2036 | Biomass + CCS | Generation | Electricity | PJ | Dispatch-Generation | EmissionsCost | 0 | [6 empty] | 0.53391 | 0
LCP_Inputs_ON_Diverse_Howarth_2023_05_05 | 2036 | Biomass + CCS | Generation | Electricity | PJ | Dispatch-Generation | FuelCost | 0 | [6 empty] | 0.53391 | 0
LCP_Inputs_ON_Diverse_Howarth_2023_05_05 | 2036 | Biomass + CCS | Generation | Electricity | PJ | Dispatch-Generation | VOM | 0 | [6 empty] | 0.53391 | 0
LCP_Inputs_ON_Diverse_Howarth_2023_05_05 | 2036 | Biomass + CCS | Generation | Electricity | QC | Dispatch-Generation | EmissionsCost | 0 | [6 empty] | 0.53391 | 0
LCP_Inputs_ON_Diverse_Howarth_2023_05_05 | 2036 | Biomass + CCS | Generation | Electricity | QC | Dispatch-Generation | FuelCost | 0 | [6 empty] | 0.53391 | 0
LCP_Inputs_ON_Diverse_Howarth_2023_05_05 | 2036 | Biomass + CCS | Generation | Electricity | QC | Dispatch-Generation | VOM | 0 | [6 empty] | 0.53391 | 0
LCP_Inputs_ON_Diverse_Howarth_2023_05_05 | 2036 | Biomass + CCS | Generation | Electricity | WC | Dispatch-Generation | EmissionsCost | 0 | [6 empty] | 0.53391 | 0
LCP_Inputs_ON_Diverse_Howarth_2023_05_05 | 2036 | Biomass + CCS | Generation | Electricity | WC | Dispatch-Generation | FuelCost | 0 | [6 empty] | 0.53391 | 0
LCP_Inputs_ON_Diverse_Howarth_2023_05_05 | 2036 | Biomass + CCS | Generation | Electricity | WC | Dispatch-Generation | VOM | 0 | [6 empty] | 0.53391 | 0
LCP_Inputs_ON_Diverse_Howarth_2023_05_05 | 2036 | CH4 + CCS | Generation | Methane | MI | Dispatch-Generation | EmissionsCost | 0 | [6 empty] | 0.53391 | 0
LCP_Inputs_ON_Diverse_Howarth_2023_05_05 | 2036 | CH4 + CCS | Generation | Methane | MI | Dispatch-Generation | FuelCost | 0 | [6 empty] | 0.53391 | 0
LCP_Inputs_ON_Diverse_Howarth_2023_05_05 | 2036 | CH4 + CCS | Generation | Methane | MI | Dispatch-Generation | VOM | 0 | [6 empty] | 0.53391 | 0
LCP_Inputs_ON_Diverse_Howarth_2023_05_05 | 2036 | CH4 + CCS | Generation | Methane | NY | Dispatch-Generation | EmissionsCost | 0 | [6 empty] | 0.53391 | 0
LCP_Inputs_ON_Diverse_Howarth_2023_05_05 | 2036 | CH4 + CCS | Generation | Methane | NY | Dispatch-Generation | FuelCost | 0 | [6 empty] | 0.53391 | 0
LCP_Inputs_ON_Diverse_Howarth_2023_05_05 | 2036 | CH4 + CCS | Generation | Methane | NY | Dispatch-Generation | VOM | 0 | [6 empty] | 0.53391 | 0
LCP_Inputs_ON_Diverse_Howarth_2023_05_05 | 2036 | CH4 + CCS | Generation | Methane | ON | Dispatch-Generation | EmissionsCost | 36250644.3017 | [6 empty] | 0.53391 | 19354515.3666
LCP_Inputs_ON_Diverse_Howarth_2023_05_05 | 2036 | CH4 + CCS | Generation | Methane | ON | Dispatch-Generation | FuelCost | 171398728.1399 | [6 empty] | 0.53391 | 91511182.256
LCP_Inputs_ON_Diverse_Howarth_2023_05_05 | 2036 | CH4 + CCS | Generation | Methane | ON | Dispatch-Generation | VOM | 19178821.6667 | [6 empty] | 0.53391 | 10239729.6879
LCP_Inputs_ON_Diverse_Howarth_2023_05_05 | 2036 | CH4 + CCS | Generation | Methane | PJ | Dispatch-Generation | EmissionsCost | 0 | [6 empty] | 0.53391 | 0
LCP_Inputs_ON_Diverse_Howarth_2023_05_05 | 2036 | CH4 + CCS | Generation | Methane | PJ | Dispatch-Generation | FuelCost | 0 | [6 empty] | 0.53391 | 0
LCP_Inputs_ON_Diverse_Howarth_2023_05_05 | 2036 | CH4 + CCS | Generation | Methane | PJ | Dispatch-Generation | VOM | 0 | [6 empty] | 0.53391 | 0
LCP_Inputs_ON_Diverse_Howarth_2023_05_05 | 2036 | CH4 + CCS | Generation | Methane | QC | Dispatch-Generation | EmissionsCost | 0 | [6 empty] | 0.53391 | 0
LCP_Inputs_ON_Diverse_Howarth_2023_05_05 | 2036 | CH4 + CCS | Generation | Methane | QC | Dispatch-Generation | FuelCost | 0 | [6 empty] | 0.53391 | 0
LCP_Inputs_ON_Diverse_Howarth_2023_05_05 | 2036 | CH4 + CCS | Generation | Methane | QC | Dispatch-Generation | VOM | 0 | [6 empty] | 0.53391 | 0
LCP_Inputs_ON_Diverse_Howarth_2023_05_05 | 2036 | CH4 + CCS | Generation | Methane | WC | Dispatch-Generation | EmissionsCost | 0 | [6 empty] | 0.53391 | 0
LCP_Inputs_ON_Diverse_Howarth_2023_05_05 | 2036 | CH4 + CCS | Generation | Methane | WC | Dispatch-Generation | FuelCost | 0 | [6 empty] | 0.53391 | 0
LCP_Inputs_ON_Diverse_Howarth_2023_05_05 | 2036 | CH4 + CCS | Generation | Methane | WC | Dispatch-Generation | VOM | 0 | [6 empty] | 0.53391 | 0
LCP_Inputs_ON_Diverse_Howarth_2023_05_05 | 2036 | CH4 Import - NY 2020 | Import | Methane | MI | Dispatch-Import | EmissionsCost | 0 | [6 empty] | 0.53391 | 0
LCP_Inputs_ON_Diverse_Howarth_2023_05_05 | 2036 | CH4 Import - NY 2020 | Import | Methane | MI | Dispatch-Import | FuelCost | 0 | [6 empty] | 0.53391 | 0
LCP_Inputs_ON_Diverse_Howarth_2023_05_05 | 2036 | CH4 Import - NY 2020 | Import | Methane | MI | Dispatch-Import | VOM | 0 | [6 empty] | 0.53391 | 0
LCP_Inputs_ON_Diverse_Howarth_2023_05_05 | 2036 | CH4 Import - NY 2020 | Import | Methane | NY | Dispatch-Import | EmissionsCost | 0 | [6 empty] | 0.53391 | 0
LCP_Inputs_ON_Diverse_Howarth_2023_05_05 | 2036 | CH4 Import - NY 2020 | Import | Methane | NY | Dispatch-Import | FuelCost | 0 | [6 empty] | 0.53391 | 0
LCP_Inputs_ON_Diverse_Howarth_2023_05_05 | 2036 | CH4 Import - NY 2020 | Import | Methane | NY | Dispatch-Import | VOM | 0 | [6 empty] | 0.53391 | 0
LCP_Inputs_ON_Diverse_Howarth_2023_05_05 | 2036 | CH4 Import - NY 2020 | Import | Methane | ON | Dispatch-Import | EmissionsCost | 0 | [6 empty] | 0.53391 | 0
LCP_Inputs_ON_Diverse_Howarth_2023_05_05 | 2036 | CH4 Import - NY 2020 | Import | Methane | ON | Dispatch-Import | FuelCost | 0 | [6 empty] | 0.53391 | 0
LCP_Inputs_ON_Diverse_Howarth_2023_05_05 | 2036 | CH4 Import - NY 2020 | Import | Methane | ON | Dispatch-Import | VOM | 0 | [6 empty] | 0.53391 | 0
LCP_Inputs_ON_Diverse_Howarth_2023_05_05 | 2036 | CH4 Import - NY 2020 | Import | Methane | PJ | Dispatch-Import | EmissionsCost | 0 | [6 empty] | 0.53391 | 0
LCP_Inputs_ON_Diverse_Howarth_2023_05_05 | 2036 | CH4 Import - NY 2020 | Import | Methane | PJ | Dispatch-Import | FuelCost | 0 | [6 empty] | 0.53391 | 0
LCP_Inputs_ON_Diverse_Howarth_2023_05_05 | 2036 | CH4 Import - NY 2020 | Import | Methane | PJ | Dispatch-Import | VOM | 0 | [6 empty] | 0.53391 | 0
LCP_Inputs_ON_Diverse_Howarth_2023_05_05 | 2036 | CH4 Import - NY 2020 | Import | Methane | QC | Dispatch-Import | EmissionsCost | 0 | [6 empty] | 0.53391 | 0
LCP_Inputs_ON_Diverse_Howarth_2023_05_05 | 2036 | CH4 Import - NY 2020 | Import | Methane | QC | Dispatch-Import | FuelCost | 0 | [6 empty] | 0.53391 | 0
LCP_Inputs_ON_Diverse_Howarth_2023_05_05 | 2036 | CH4 Import - NY 2020 | Import | Methane | QC | Dispatch-Import | VOM | 0 | [6 empty] | 0.53391 | 0
LCP_Inputs_ON_Diverse_Howarth_2023_05_05 | 2036 | CH4 Import - NY 2020 | Import | Methane | WC | Dispatch-Import | EmissionsCost | 0 | [6 empty] | 0.53391 | 0
LCP_Inputs_ON_Diverse_Howarth_2023_05_05 | 2036 | CH4 Import - NY 2020 | Import | Methane | WC | Dispatch-Import | FuelCost | 0 | [6 empty] | 0.53391 | 0
LCP_Inputs_ON_Diverse_Howarth_2023_05_05 | 2036 | CH4 Import - NY 2020 | Import | Methane | WC | Dispatch-Import | VOM | 0 | [6 empty] | 0.53391 | 0
LCP_Inputs_ON_Diverse_Howarth_2023_05_05 | 2036 | CH4 Import - NY 2030 | Import | Methane | MI | Dispatch-Import | EmissionsCost | 0 | [6 empty] | 0.53391 | 0
LCP_Inputs_ON_Diverse_Howarth_2023_05_05 | 2036 | CH4 Import - NY 2030 | Import | Methane | MI | Dispatch-Import | FuelCost | 0 | [6 empty] | 0.53391 | 0
LCP_Inputs_ON_Diverse_Howarth_2023_05_05 | 2036 | CH4 Import - NY 2030 | Import | Methane | MI | Dispatch-Import | VOM | 0 | [6 empty] | 0.53391 | 0
LCP_Inputs_ON_Diverse_Howarth_2023_05_05 | 2036 | CH4 Import - NY 2030 | Import | Methane | NY | Dispatch-Import | EmissionsCost | 1400246087.116 | [6 empty] | 0.53391 | 747602833.8833
LCP_Inputs_ON_Diverse_Howarth_2023_05_05 | 2036 | CH4 Import - NY 2030 | Import | Methane | NY | Dispatch-Import | FuelCost | 644356120.8267 | [6 empty] | 0.53391 | 344027000.9626
LCP_Inputs_ON_Diverse_Howarth_2023_05_05 | 2036 | CH4 Import - NY 2030 | Import | Methane | NY | Dispatch-Import | VOM | 0 | [6 empty] | 0.53391 | 0
LCP_Inputs_ON_Diverse_Howarth_2023_05_05 | 2036 | CH4 Import - NY 2030 | Import | Methane | ON | Dispatch-Import | EmissionsCost | 0 | [6 empty] | 0.53391 | 0
LCP_Inputs_ON_Diverse_Howarth_2023_05_05 | 2036 | CH4 Import - NY 2030 | Import | Methane | ON | Dispatch-Import | FuelCost | 0 | [6 empty] | 0.53391 | 0
LCP_Inputs_ON_Diverse_Howarth_2023_05_05 | 2036 | CH4 Import - NY 2030 | Import | Methane | ON | Dispatch-Import | VOM | 0 | [6 empty] | 0.53391 | 0
LCP_Inputs_ON_Diverse_Howarth_2023_05_05 | 2036 | CH4 Import - NY 2030 | Import | Methane | PJ | Dispatch-Import | EmissionsCost | 0 | [6 empty] | 0.53391 | 0
LCP_Inputs_ON_Diverse_Howarth_2023_05_05 | 2036 | CH4 Import - NY 2030 | Import | Methane | PJ | Dispatch-Import | FuelCost | 0 | [6 empty] | 0.53391 | 0
LCP_Inputs_ON_Diverse_Howarth_2023_05_05 | 2036 | CH4 Import - NY 2030 | Import | Methane | PJ | Dispatch-Import | VOM | 0 | [6 empty] | 0.53391 | 0
LCP_Inputs_ON_Diverse_Howarth_2023_05_05 | 2036 | CH4 Import - NY 2030 | Import | Methane | QC | Dispatch-Import | EmissionsCost | 0 | [6 empty] | 0.53391 | 0
LCP_Inputs_ON_Diverse_Howarth_2023_05_05 | 2036 | CH4 Import - NY 2030 | Import | Methane | QC | Dispatch-Import | FuelCost | 0 | [6 empty] | 0.53391 | 0
LCP_Inputs_ON_Diverse_Howarth_2023_05_05 | 2036 | CH4 Import - NY 2030 | Import | Methane | QC | Dispatch-Import | VOM | 0 | [6 empty] | 0.53391 | 0
LCP_Inputs_ON_Diverse_Howarth_2023_05_05 | 2036 | CH4 Import - NY 2030 | Import | Methane | WC | Dispatch-Import | EmissionsCost | 0 | [6 empty] | 0.53391 | 0
LCP_Inputs_ON_Diverse_Howarth_2023_05_05 | 2036 | CH4 Import - NY 2030 | Import | Methane | WC | Dispatch-Import | FuelCost | 0 | [6 empty] | 0.53391 | 0
LCP_Inputs_ON_Diverse_Howarth_2023_05_05 | 2036 | CH4 Import - NY 2030 | Import | Methane | WC | Dispatch-Import | VOM | 0 | [6 empty] | 0.53391 | 0
LCP_Inputs_ON_Diverse_Howarth_2023_05_05 | 2036 | CH4 Import - NY 2040 | Import | Methane | MI | Dispatch-Import | EmissionsCost | 0 | [6 empty] | 0.53391 | 0
LCP_Inputs_ON_Diverse_Howarth_2023_05_05 | 2036 | CH4 Import - NY 2040 | Import | Methane | MI | Dispatch-Import | FuelCost | 0 | [6 empty] | 0.53391 | 0
LCP_Inputs_ON_Diverse_Howarth_2023_05_05 | 2036 | CH4 Import - NY 2040 | Import | Methane | MI | Dispatch-Import | VOM | 0 | [6 empty] | 0.53391 | 0
LCP_Inputs_ON_Diverse_Howarth_2023_05_05 | 2036 | CH4 Import - NY 2040 | Import | Methane | NY | Dispatch-Import | EmissionsCost | 0 | [6 empty] | 0.53391 | 0
LCP_Inputs_ON_Diverse_Howarth_2023_05_05 | 2036 | CH4 Import - NY 2040 | Import | Methane | NY | Dispatch-Import | FuelCost | 0 | [6 empty] | 0.53391 | 0
LCP_Inputs_ON_Diverse_Howarth_2023_05_05 | 2036 | CH4 Import - NY 2040 | Import | Methane | NY | Dispatch-Import | VOM | 0 | [6 empty] | 0.53391 | 0
LCP_Inputs_ON_Diverse_Howarth_2023_05_05 | 2036 | CH4 Import - NY 2040 | Import | Methane | ON | Dispatch-Import | EmissionsCost | 0 | [6 empty] | 0.53391 | 0
LCP_Inputs_ON_Diverse_Howarth_2023_05_05 | 2036 | CH4 Import - NY 2040 | Import | Methane | ON | Dispatch-Import | FuelCost | 0 | [6 empty] | 0.53391 | 0
LCP_Inputs_ON_Diverse_Howarth_2023_05_05 | 2036 | CH4 Import - NY 2040 | Import | Methane | ON | Dispatch-Import | VOM | 0 | [6 empty] | 0.53391 | 0
LCP_Inputs_ON_Diverse_Howarth_2023_05_05 | 2036 | CH4 Import - NY 2040 | Import | Methane | PJ | Dispatch-Import | EmissionsCost | 0 | [6 empty] | 0.53391 | 0
LCP_Inputs_ON_Diverse_Howarth_2023_05_05 | 2036 | CH4 Import - NY 2040 | Import | Methane | PJ | Dispatch-Import | FuelCost | 0 | [6 empty] | 0.53391 | 0
LCP_Inputs_ON_Diverse_Howarth_2023_05_05 | 2036 | CH4 Import - NY 2040 | Import | Methane | PJ | Dispatch-Import | VOM | 0 | [6 empty] | 0.53391 | 0
LCP_Inputs_ON_Diverse_Howarth_2023_05_05 | 2036 | CH4 Import - NY 2040 | Import | Methane | QC | Dispatch-Import | EmissionsCost | 0 | [6 empty] | 0.53391 | 0
LCP_Inputs_ON_Diverse_Howarth_2023_05_05 | 2036 | CH4 Import - NY 2040 | Import | Methane | QC | Dispatch-Import | FuelCost | 0 | [6 empty] | 0.53391 | 0
LCP_Inputs_ON_Diverse_Howarth_2023_05_05 | 2036 | CH4 Import - NY 2040 | Import | Methane | QC | Dispatch-Import | VOM | 0 | [6 empty] | 0.53391 | 0
LCP_Inputs_ON_Diverse_Howarth_2023_05_05 | 2036 | CH4 Import - NY 2040 | Import | Methane | WC | Dispatch-Import | EmissionsCost | 0 | [6 empty] | 0.53391 | 0
LCP_Inputs_ON_Diverse_Howarth_2023_05_05 | 2036 | CH4 Import - NY 2040 | Import | Methane | WC | Dispatch-Import | FuelCost | 0 | [6 empty] | 0.53391 | 0
LCP_Inputs_ON_Diverse_Howarth_2023_05_05 | 2036 | CH4 Import - NY 2040 | Import | Methane | WC | Dispatch-Import | VOM | 0 | [6 empty] | 0.53391 | 0
LCP_Inputs_ON_Diverse_Howarth_2023_05_05 | 2036 | CH4 Import - NY 2050 | Import | Methane | MI | Dispatch-Import | EmissionsCost | 0 | [6 empty] | 0.53391 | 0
LCP_Inputs_ON_Diverse_Howarth_2023_05_05 | 2036 | CH4 Import - NY 2050 | Import | Methane | MI | Dispatch-Import | FuelCost | 0 | [6 empty] | 0.53391 | 0
LCP_Inputs_ON_Diverse_Howarth_2023_05_05 | 2036 | CH4 Import - NY 2050 | Import | Methane | MI | Dispatch-Import | VOM | 0 | [6 empty] | 0.53391 | 0
LCP_Inputs_ON_Diverse_Howarth_2023_05_05 | 2036 | CH4 Import - NY 2050 | Import | Methane | NY | Dispatch-Import | EmissionsCost | 0 | [6 empty] | 0.53391 | 0
LCP_Inputs_ON_Diverse_Howarth_2023_05_05 | 2036 | CH4 Import - NY 2050 | Import | Methane | NY | Dispatch-Import | FuelCost | 0 | [6 empty] | 0.53391 | 0
LCP_Inputs_ON_Diverse_Howarth_2023_05_05 | 2036 | CH4 Import - NY 2050 | Import | Methane | NY | Dispatch-Import | VOM | 0 | [6 empty] | 0.53391 | 0
LCP_Inputs_ON_Diverse_Howarth_2023_05_05 | 2036 | CH4 Import - NY 2050 | Import | Methane | ON | Dispatch-Import | EmissionsCost | 0 | [6 empty] | 0.53391 | 0
LCP_Inputs_ON_Diverse_Howarth_2023_05_05 | 2036 | CH4 Import - NY 2050 | Import | Methane | ON | Dispatch-Import | FuelCost | 0 | [6 empty] | 0.53391 | 0
LCP_Inputs_ON_Diverse_Howarth_2023_05_05 | 2036 | CH4 Import - NY 2050 | Import | Methane | ON | Dispatch-Import | VOM | 0 | [6 empty] | 0.53391 | 0
LCP_Inputs_ON_Diverse_Howarth_2023_05_05 | 2036 | CH4 Import - NY 2050 | Import | Methane | PJ | Dispatch-Import | EmissionsCost | 0 | [6 empty] | 0.53391 | 0
LCP_Inputs_ON_Diverse_Howarth_2023_05_05 | 2036 | CH4 Import - NY 2050 | Import | Methane | PJ | Dispatch-Import | FuelCost | 0 | [6 empty] | 0.53391 | 0
LCP_Inputs_ON_Diverse_Howarth_2023_05_05 | 2036 | CH4 Import - NY 2050 | Import | Methane | PJ | Dispatch-Import | VOM | 0 | [6 empty] | 0.53391 | 0
LCP_Inputs_ON_Diverse_Howarth_2023_05_05 | 2036 | CH4 Import - NY 2050 | Import | Methane | QC | Dispatch-Import | EmissionsCost | 0 | [6 empty] | 0.53391 | 0
LCP_Inputs_ON_Diverse_Howarth_2023_05_05 | 2036 | CH4 Import - NY 2050 | Import | Methane | QC | Dispatch-Import | FuelCost | 0 | [6 empty] | 0.53391 | 0
LCP_Inputs_ON_Diverse_Howarth_2023_05_05 | 2036 | CH4 Import - NY 2050 | Import | Methane | QC | Dispatch-Import | VOM | 0 | [6 empty] | 0.53391 | 0
LCP_Inputs_ON_Diverse_Howarth_2023_05_05 | 2036 | CH4 Import - NY 2050 | Import | Methane | WC | Dispatch-Import | EmissionsCost | 0 | [6 empty] | 0.53391 | 0
LCP_Inputs_ON_Diverse_Howarth_2023_05_05 | 2036 | CH4 Import - NY 2050 | Import | Methane | WC | Dispatch-Import | FuelCost | 0 | [6 empty] | 0.53391 | 0
LCP_Inputs_ON_Diverse_Howarth_2023_05_05 | 2036 | CH4 Import - NY 2050 | Import | Methane | WC | Dispatch-Import | VOM | 0 | [6 empty] | 0.53391 | 0
LCP_Inputs_ON_Diverse_Howarth_2023_05_05 | 2036 | CH4 Import - WC 2020 | Import | Methane | MI | Dispatch-Import | EmissionsCost | 0 | [6 empty] | 0.53391 | 0
LCP_Inputs_ON_Diverse_Howarth_2023_05_05 | 2036 | CH4 Import - WC 2020 | Import | Methane | MI | Dispatch-Import | FuelCost | 0 | [6 empty] | 0.53391 | 0
LCP_Inputs_ON_Diverse_Howarth_2023_05_05 | 2036 | CH4 Import - WC 2020 | Import | Methane | MI | Dispatch-Import | VOM | 0 | [6 empty] | 0.53391 | 0
LCP_Inputs_ON_Diverse_Howarth_2023_05_05 | 2036 | CH4 Import - WC 2020 | Import | Methane | NY | Dispatch-Import | EmissionsCost | 0 | [6 empty] | 0.53391 | 0
LCP_Inputs_ON_Diverse_Howarth_2023_05_05 | 2036 | CH4 Import - WC 2020 | Import | Methane | NY | Dispatch-Import | FuelCost | 0 | [6 empty] | 0.53391 | 0
LCP_Inputs_ON_Diverse_Howarth_2023_05_05 | 2036 | CH4 Import - WC 2020 | Import | Methane | NY | Dispatch-Import | VOM | 0 | [6 empty] | 0.53391 | 0
LCP_Inputs_ON_Diverse_Howarth_2023_05_05 | 2036 | CH4 Import - WC 2020 | Import | Methane | ON | Dispatch-Import | EmissionsCost | 0 | [6 empty] | 0.53391 | 0
LCP_Inputs_ON_Diverse_Howarth_2023_05_05 | 2036 | CH4 Import - WC 2020 | Import | Methane | ON | Dispatch-Import | FuelCost | 0 | [6 empty] | 0.53391 | 0
LCP_Inputs_ON_Diverse_Howarth_2023_05_05 | 2036 | CH4 Import - WC 2020 | Import | Methane | ON | Dispatch-Import | VOM | 0 | [6 empty] | 0.53391 | 0
LCP_Inputs_ON_Diverse_Howarth_2023_05_05 | 2036 | CH4 Import - WC 2020 | Import | Methane | PJ | Dispatch-Import | EmissionsCost | 0 | [6 empty] | 0.53391 | 0
LCP_Inputs_ON_Diverse_Howarth_2023_05_05 | 2036 | CH4 Import - WC 2020 | Import | Methane | PJ | Dispatch-Import | FuelCost | 0 | [6 empty] | 0.53391 | 0
LCP_Inputs_ON_Diverse_Howarth_2023_05_05 | 2036 | CH4 Import - WC 2020 | Import | Methane | PJ | Dispatch-Import | VOM | 0 | [6 empty] | 0.53391 | 0
LCP_Inputs_ON_Diverse_Howarth_2023_05_05 | 2036 | CH4 Import - WC 2020 | Import | Methane | QC | Dispatch-Import | EmissionsCost | 0 | [6 empty] | 0.53391 | 0
LCP_Inputs_ON_Diverse_Howarth_2023_05_05 | 2036 | CH4 Import - WC 2020 | Import | Methane | QC | Dispatch-Import | FuelCost | 0 | [6 empty] | 0.53391 | 0
LCP_Inputs_ON_Diverse_Howarth_2023_05_05 | 2036 | CH4 Import - WC 2020 | Import | Methane | QC | Dispatch-Import | VOM | 0 | [6 empty] | 0.53391 | 0
LCP_Inputs_ON_Diverse_Howarth_2023_05_05 | 2036 | CH4 Import - WC 2020 | Import | Methane | WC | Dispatch-Import | EmissionsCost | 0 | [6 empty] | 0.53391 | 0
LCP_Inputs_ON_Diverse_Howarth_2023_05_05 | 2036 | CH4 Import - WC 2020 | Import | Methane | WC | Dispatch-Import | FuelCost | 0 | [6 empty] | 0.53391 | 0
LCP_Inputs_ON_Diverse_Howarth_2023_05_05 | 2036 | CH4 Import - WC 2020 | Import | Methane | WC | Dispatch-Import | VOM | 0 | [6 empty] | 0.53391 | 0
LCP_Inputs_ON_Diverse_Howarth_2023_05_05 | 2036 | CH4 Import - WC 2030 | Import | Methane | MI | Dispatch-Import | EmissionsCost | 0 | [6 empty] | 0.53391 | 0
LCP_Inputs_ON_Diverse_Howarth_2023_05_05 | 2036 | CH4 Import - WC 2030 | Import | Methane | MI | Dispatch-Import | FuelCost | 0 | [6 empty] | 0.53391 | 0
LCP_Inputs_ON_Diverse_Howarth_2023_05_05 | 2036 | CH4 Import - WC 2030 | Import | Methane | MI | Dispatch-Import | VOM | 0 | [6 empty] | 0.53391 | 0
LCP_Inputs_ON_Diverse_Howarth_2023_05_05 | 2036 | CH4 Import - WC 2030 | Import | Methane | NY | Dispatch-Import | EmissionsCost | 0 | [6 empty] | 0.53391 | 0
LCP_Inputs_ON_Diverse_Howarth_2023_05_05 | 2036 | CH4 Import - WC 2030 | Import | Methane | NY | Dispatch-Import | FuelCost | 0 | [6 empty] | 0.53391 | 0
LCP_Inputs_ON_Diverse_Howarth_2023_05_05 | 2036 | CH4 Import - WC 2030 | Import | Methane | NY | Dispatch-Import | VOM | 0 | [6 empty] | 0.53391 | 0
LCP_Inputs_ON_Diverse_Howarth_2023_05_05 | 2036 | CH4 Import - WC 2030 | Import | Methane | ON | Dispatch-Import | EmissionsCost | 0 | [6 empty] | 0.53391 | 0
LCP_Inputs_ON_Diverse_Howarth_2023_05_05 | 2036 | CH4 Import - WC 2030 | Import | Methane | ON | Dispatch-Import | FuelCost | 0 | [6 empty] | 0.53391 | 0
LCP_Inputs_ON_Diverse_Howarth_2023_05_05 | 2036 | CH4 Import - WC 2030 | Import | Methane | ON | Dispatch-Import | VOM | 0 | [6 empty] | 0.53391 | 0
LCP_Inputs_ON_Diverse_Howarth_2023_05_05 | 2036 | CH4 Import - WC 2030 | Import | Methane | PJ | Dispatch-Import | EmissionsCost | 0 | [6 empty] | 0.53391 | 0
LCP_Inputs_ON_Diverse_Howarth_2023_05_05 | 2036 | CH4 Import - WC 2030 | Import | Methane | PJ | Dispatch-Import | FuelCost | 0 | [6 empty] | 0.53391 | 0
LCP_Inputs_ON_Diverse_Howarth_2023_05_05 | 2036 | CH4 Import - WC 2030 | Import | Methane | PJ | Dispatch-Import | VOM | 0 | [6 empty] | 0.53391 | 0
LCP_Inputs_ON_Diverse_Howarth_2023_05_05 | 2036 | CH4 Import - WC 2030 | Import | Methane | QC | Dispatch-Import | EmissionsCost | 0 | [6 empty] | 0.53391 | 0
LCP_Inputs_ON_Diverse_Howarth_2023_05_05 | 2036 | CH4 Import - WC 2030 | Import | Methane | QC | Dispatch-Import | FuelCost | 0 | [6 empty] | 0.53391 | 0
LCP_Inputs_ON_Diverse_Howarth_2023_05_05 | 2036 | CH4 Import - WC 2030 | Import | Methane | QC | Dispatch-Import | VOM | 0 | [6 empty] | 0.53391 | 0
LCP_Inputs_ON_Diverse_Howarth_2023_05_05 | 2036 | CH4 Import - WC 2030 | Import | Methane | WC | Dispatch-Import | EmissionsCost | 5196105971.5741 | [6 empty] | 0.53391 | 2774243459.9534
LCP_Inputs_ON_Diverse_Howarth_2023_05_05 | 2036 | CH4 Import - WC 2030 | Import | Methane | WC | Dispatch-Import | FuelCost | 2391110189.8838 | [6 empty] | 0.53391 | 1276633279.3447
LCP_Inputs_ON_Diverse_Howarth_2023_05_05 | 2036 | CH4 Import - WC 2030 | Import | Methane | WC | Dispatch-Import | VOM | 0 | [6 empty] | 0.53391 | 0
LCP_Inputs_ON_Diverse_Howarth_2023_05_05 | 2036 | CH4 Import - WC 2040 | Import | Methane | MI | Dispatch-Import | EmissionsCost | 0 | [6 empty] | 0.53391 | 0
LCP_Inputs_ON_Diverse_Howarth_2023_05_05 | 2036 | CH4 Import - WC 2040 | Import | Methane | MI | Dispatch-Import | FuelCost | 0 | [6 empty] | 0.53391 | 0
LCP_Inputs_ON_Diverse_Howarth_2023_05_05 | 2036 | CH4 Import - WC 2040 | Import | Methane | MI | Dispatch-Import | VOM | 0 | [6 empty] | 0.53391 | 0
LCP_Inputs_ON_Diverse_Howarth_2023_05_05 | 2036 | CH4 Import - WC 2040 | Import | Methane | NY | Dispatch-Import | EmissionsCost | 0 | [6 empty] | 0.53391 | 0
LCP_Inputs_ON_Diverse_Howarth_2023_05_05 | 2036 | CH4 Import - WC 2040 | Import | Methane | NY | Dispatch-Import | FuelCost | 0 | [6 empty] | 0.53391 | 0
LCP_Inputs_ON_Diverse_Howarth_2023_05_05 | 2036 | CH4 Import - WC 2040 | Import | Methane | NY | Dispatch-Import | VOM | 0 | [6 empty] | 0.53391 | 0
LCP_Inputs_ON_Diverse_Howarth_2023_05_05 | 2036 | CH4 Import - WC 2040 | Import | Methane | ON | Dispatch-Import | EmissionsCost | 0 | [6 empty] | 0.53391 | 0
LCP_Inputs_ON_Diverse_Howarth_2023_05_05 | 2036 | CH4 Import - WC 2040 | Import | Methane | ON | Dispatch-Import | FuelCost | 0 | [6 empty] | 0.53391 | 0
LCP_Inputs_ON_Diverse_Howarth_2023_05_05 | 2036 | CH4 Import - WC 2040 | Import | Methane | ON | Dispatch-Import | VOM | 0 | [6 empty] | 0.53391 | 0
LCP_Inputs_ON_Diverse_Howarth_2023_05_05 | 2036 | CH4 Import - WC 2040 | Import | Methane | PJ | Dispatch-Import | EmissionsCost | 0 | [6 empty] | 0.53391 | 0
LCP_Inputs_ON_Diverse_Howarth_2023_05_05 | 2036 | CH4 Import - WC 2040 | Import | Methane | PJ | Dispatch-Import | FuelCost | 0 | [6 empty] | 0.53391 | 0
LCP_Inputs_ON_Diverse_Howarth_2023_05_05 | 2036 | CH4 Import - WC 2040 | Import | Methane | PJ | Dispatch-Import | VOM | 0 | [6 empty] | 0.53391 | 0
LCP_Inputs_ON_Diverse_Howarth_2023_05_05 | 2036 | CH4 Import - WC 2040 | Import | Methane | QC | Dispatch-Import | EmissionsCost | 0 | [6 empty] | 0.53391 | 0
LCP_Inputs_ON_Diverse_Howarth_2023_05_05 | 2036 | CH4 Import - WC 2040 | Import | Methane | QC | Dispatch-Import | FuelCost | 0 | [6 empty] | 0.53391 | 0
LCP_Inputs_ON_Diverse_Howarth_2023_05_05 | 2036 | CH4 Import - WC 2040 | Import | Methane | QC | Dispatch-Import | VOM | 0 | [6 empty] | 0.53391 | 0
LCP_Inputs_ON_Diverse_Howarth_2023_05_05 | 2036 | CH4 Import - WC 2040 | Import | Methane | WC | Dispatch-Import | EmissionsCost | 0 | [6 empty] | 0.53391 | 0
LCP_Inputs_ON_Diverse_Howarth_2023_05_05 | 2036 | CH4 Import - WC 2040 | Import | Methane | WC | Dispatch-Import | FuelCost | 0 | [6 empty] | 0.53391 | 0
LCP_Inputs_ON_Diverse_Howarth_2023_05_05 | 2036 | CH4 Import - WC 2040 | Import | Methane | WC | Dispatch-Import | VOM | 0 | [6 empty] | 0.53391 | 0
LCP_Inputs_ON_Diverse_Howarth_2023_05_05 | 2036 | CH4 Import - WC 2050 | Import | Methane | MI | Dispatch-Import | EmissionsCost | 0 | [6 empty] | 0.53391 | 0
LCP_Inputs_ON_Diverse_Howarth_2023_05_05 | 2036 | CH4 Import - WC 2050 | Import | Methane | MI | Dispatch-Import | FuelCost | 0 | [6 empty] | 0.53391 | 0
LCP_Inputs_ON_Diverse_Howarth_2023_05_05 | 2036 | CH4 Import - WC 2050 | Import | Methane | MI | Dispatch-Import | VOM | 0 | [6 empty] | 0.53391 | 0
LCP_Inputs_ON_Diverse_Howarth_2023_05_05 | 2036 | CH4 Import - WC 2050 | Import | Methane | NY | Dispatch-Import | EmissionsCost | 0 | [6 empty] | 0.53391 | 0
LCP_Inputs_ON_Diverse_Howarth_2023_05_05 | 2036 | CH4 Import - WC 2050 | Import | Methane | NY | Dispatch-Import | FuelCost | 0 | [6 empty] | 0.53391 | 0
LCP_Inputs_ON_Diverse_Howarth_2023_05_05 | 2036 | CH4 Import - WC 2050 | Import | Methane | NY | Dispatch-Import | VOM | 0 | [6 empty] | 0.53391 | 0
LCP_Inputs_ON_Diverse_Howarth_2023_05_05 | 2036 | CH4 Import - WC 2050 | Import | Methane | ON | Dispatch-Import | EmissionsCost | 0 | [6 empty] | 0.53391 | 0
LCP_Inputs_ON_Diverse_Howarth_2023_05_05 | 2036 | CH4 Import - WC 2050 | Import | Methane | ON | Dispatch-Import | FuelCost | 0 | [6 empty] | 0.53391 | 0
LCP_Inputs_ON_Diverse_Howarth_2023_05_05 | 2036 | CH4 Import - WC 2050 | Import | Methane | ON | Dispatch-Import | VOM | 0 | [6 empty] | 0.53391 | 0
LCP_Inputs_ON_Diverse_Howarth_2023_05_05 | 2036 | CH4 Import - WC 2050 | Import | Methane | PJ | Dispatch-Import | EmissionsCost | 0 | [6 empty] | 0.53391 | 0
LCP_Inputs_ON_Diverse_Howarth_2023_05_05 | 2036 | CH4 Import - WC 2050 | Import | Methane | PJ | Dispatch-Import | FuelCost | 0 | [6 empty] | 0.53391 | 0
LCP_Inputs_ON_Diverse_Howarth_2023_05_05 | 2036 | CH4 Import - WC 2050 | Import | Methane | PJ | Dispatch-Import | VOM | 0 | [6 empty] | 0.53391 | 0
LCP_Inputs_ON_Diverse_Howarth_2023_05_05 | 2036 | CH4 Import - WC 2050 | Import | Methane | QC | Dispatch-Import | EmissionsCost | 0 | [6 empty] | 0.53391 | 0
LCP_Inputs_ON_Diverse_Howarth_2023_05_05 | 2036 | CH4 Import - WC 2050 | Import | Methane | QC | Dispatch-Import | FuelCost | 0 | [6 empty] | 0.53391 | 0
LCP_Inputs_ON_Diverse_Howarth_2023_05_05 | 2036 | CH4 Import - WC 2050 | Import | Methane | QC | Dispatch-Import | VOM | 0 | [6 empty] | 0.53391 | 0
LCP_Inputs_ON_Diverse_Howarth_2023_05_05 | 2036 | CH4 Import - WC 2050 | Import | Methane | WC | Dispatch-Import | EmissionsCost | 0 | [6 empty] | 0.53391 | 0
LCP_Inputs_ON_Diverse_Howarth_2023_05_05 | 2036 | CH4 Import - WC 2050 | Import | Methane | WC | Dispatch-Import | FuelCost | 0 | [6 empty] | 0.53391 | 0
LCP_Inputs_ON_Diverse_Howarth_2023_05_05 | 2036 | CH4 Import - WC 2050 | Import | Methane | WC | Dispatch-Import | VOM | 0 | [6 empty] | 0.53391 | 0
LCP_Inputs_ON_Diverse_Howarth_2023_05_05 | 2036 | CH4 Salt Cavern Storage - ON | Storage | Methane | MI | Dispatch-Storage | EmissionsCost | 0 | [6 empty] | 0.53391 | 0
LCP_Inputs_ON_Diverse_Howarth_2023_05_05 | 2036 | CH4 Salt Cavern Storage - ON | Storage | Methane | MI | Dispatch-Storage | FuelCost | 0 | [6 empty] | 0.53391 | 0
LCP_Inputs_ON_Diverse_Howarth_2023_05_05 | 2036 | CH4 Salt Cavern Storage - ON | Storage | Methane | MI | Dispatch-Storage | VOM | 0 | [6 empty] | 0.53391 | 0
LCP_Inputs_ON_Diverse_Howarth_2023_05_05 | 2036 | CH4 Salt Cavern Storage - ON | Storage | Methane | NY | Dispatch-Storage | EmissionsCost | 0 | [6 empty] | 0.53391 | 0
LCP_Inputs_ON_Diverse_Howarth_2023_05_05 | 2036 | CH4 Salt Cavern Storage - ON | Storage | Methane | NY | Dispatch-Storage | FuelCost | 0 | [6 empty] | 0.53391 | 0
LCP_Inputs_ON_Diverse_Howarth_2023_05_05 | 2036 | CH4 Salt Cavern Storage - ON | Storage | Methane | NY | Dispatch-Storage | VOM | 0 | [6 empty] | 0.53391 | 0
LCP_Inputs_ON_Diverse_Howarth_2023_05_05 | 2036 | CH4 Salt Cavern Storage - ON | Storage | Methane | ON | Dispatch-Storage | EmissionsCost | 0 | [6 empty] | 0.53391 | 0
LCP_Inputs_ON_Diverse_Howarth_2023_05_05 | 2036 | CH4 Salt Cavern Storage - ON | Storage | Methane | ON | Dispatch-Storage | FuelCost | 0 | [6 empty] | 0.53391 | 0
LCP_Inputs_ON_Diverse_Howarth_2023_05_05 | 2036 | CH4 Salt Cavern Storage - ON | Storage | Methane | ON | Dispatch-Storage | VOM | 0 | [6 empty] | 0.53391 | 0
LCP_Inputs_ON_Diverse_Howarth_2023_05_05 | 2036 | CH4 Salt Cavern Storage - ON | Storage | Methane | PJ | Dispatch-Storage | EmissionsCost | 0 | [6 empty] | 0.53391 | 0
LCP_Inputs_ON_Diverse_Howarth_2023_05_05 | 2036 | CH4 Salt Cavern Storage - ON | Storage | Methane | PJ | Dispatch-Storage | FuelCost | 0 | [6 empty] | 0.53391 | 0
LCP_Inputs_ON_Diverse_Howarth_2023_05_05 | 2036 | CH4 Salt Cavern Storage - ON | Storage | Methane | PJ | Dispatch-Storage | VOM | 0 | [6 empty] | 0.53391 | 0
LCP_Inputs_ON_Diverse_Howarth_2023_05_05 | 2036 | CH4 Salt Cavern Storage - ON | Storage | Methane | QC | Dispatch-Storage | EmissionsCost | 0 | [6 empty] | 0.53391 | 0
LCP_Inputs_ON_Diverse_Howarth_2023_05_05 | 2036 | CH4 Salt Cavern Storage - ON | Storage | Methane | QC | Dispatch-Storage | FuelCost | 0 | [6 empty] | 0.53391 | 0
LCP_Inputs_ON_Diverse_Howarth_2023_05_05 | 2036 | CH4 Salt Cavern Storage - ON | Storage | Methane | QC | Dispatch-Storage | VOM | 0 | [6 empty] | 0.53391 | 0
LCP_Inputs_ON_Diverse_Howarth_2023_05_05 | 2036 | CH4 Salt Cavern Storage - ON | Storage | Methane | WC | Dispatch-Storage | EmissionsCost | 0 | [6 empty] | 0.53391 | 0
LCP_Inputs_ON_Diverse_Howarth_2023_05_05 | 2036 | CH4 Salt Cavern Storage - ON | Storage | Methane | WC | Dispatch-Storage | FuelCost | 0 | [6 empty] | 0.53391 | 0
LCP_Inputs_ON_Diverse_Howarth_2023_05_05 | 2036 | CH4 Salt Cavern Storage - ON | Storage | Methane | WC | Dispatch-Storage | VOM | 0 | [6 empty] | 0.53391 | 0
LCP_Inputs_ON_Diverse_Howarth_2023_05_05 | 2036 | Electrolyser 2020/2030 | Crossload | Hydrogen | MI | Dispatch-Crossload | EmissionsCost | 0 | [6 empty] | 0.53391 | 0
LCP_Inputs_ON_Diverse_Howarth_2023_05_05 | 2036 | Electrolyser 2020/2030 | Crossload | Hydrogen | MI | Dispatch-Crossload | FuelCost | 0 | [6 empty] | 0.53391 | 0
LCP_Inputs_ON_Diverse_Howarth_2023_05_05 | 2036 | Electrolyser 2020/2030 | Crossload | Hydrogen | MI | Dispatch-Crossload | VOM | 0 | [6 empty] | 0.53391 | 0
LCP_Inputs_ON_Diverse_Howarth_2023_05_05 | 2036 | Electrolyser 2020/2030 | Crossload | Hydrogen | NY | Dispatch-Crossload | EmissionsCost | 0 | [6 empty] | 0.53391 | 0
LCP_Inputs_ON_Diverse_Howarth_2023_05_05 | 2036 | Electrolyser 2020/2030 | Crossload | Hydrogen | NY | Dispatch-Crossload | FuelCost | 0 | [6 empty] | 0.53391 | 0
LCP_Inputs_ON_Diverse_Howarth_2023_05_05 | 2036 | Electrolyser 2020/2030 | Crossload | Hydrogen | NY | Dispatch-Crossload | VOM | 0 | [6 empty] | 0.53391 | 0
LCP_Inputs_ON_Diverse_Howarth_2023_05_05 | 2036 | Electrolyser 2020/2030 | Crossload | Hydrogen | ON | Dispatch-Crossload | EmissionsCost | 0 | [6 empty] | 0.53391 | 0
LCP_Inputs_ON_Diverse_Howarth_2023_05_05 | 2036 | Electrolyser 2020/2030 | Crossload | Hydrogen | ON | Dispatch-Crossload | FuelCost | 0 | [6 empty] | 0.53391 | 0
LCP_Inputs_ON_Diverse_Howarth_2023_05_05 | 2036 | Electrolyser 2020/2030 | Crossload | Hydrogen | ON | Dispatch-Crossload | VOM | 0 | [6 empty] | 0.53391 | 0
LCP_Inputs_ON_Diverse_Howarth_2023_05_05 | 2036 | Electrolyser 2020/2030 | Crossload | Hydrogen | PJ | Dispatch-Crossload | EmissionsCost | 0 | [6 empty] | 0.53391 | 0
LCP_Inputs_ON_Diverse_Howarth_2023_05_05 | 2036 | Electrolyser 2020/2030 | Crossload | Hydrogen | PJ | Dispatch-Crossload | FuelCost | 0 | [6 empty] | 0.53391 | 0
LCP_Inputs_ON_Diverse_Howarth_2023_05_05 | 2036 | Electrolyser 2020/2030 | Crossload | Hydrogen | PJ | Dispatch-Crossload | VOM | 0 | [6 empty] | 0.53391 | 0
LCP_Inputs_ON_Diverse_Howarth_2023_05_05 | 2036 | Electrolyser 2020/2030 | Crossload | Hydrogen | QC | Dispatch-Crossload | EmissionsCost | 0 | [6 empty] | 0.53391 | 0
LCP_Inputs_ON_Diverse_Howarth_2023_05_05 | 2036 | Electrolyser 2020/2030 | Crossload | Hydrogen | QC | Dispatch-Crossload | FuelCost | 0 | [6 empty] | 0.53391 | 0
LCP_Inputs_ON_Diverse_Howarth_2023_05_05 | 2036 | Electrolyser 2020/2030 | Crossload | Hydrogen | QC | Dispatch-Crossload | VOM | 0 | [6 empty] | 0.53391 | 0
LCP_Inputs_ON_Diverse_Howarth_2023_05_05 | 2036 | Electrolyser 2020/2030 | Crossload | Hydrogen | WC | Dispatch-Crossload | EmissionsCost | 0 | [6 empty] | 0.53391 | 0
LCP_Inputs_ON_Diverse_Howarth_2023_05_05 | 2036 | Electrolyser 2020/2030 | Crossload | Hydrogen | WC | Dispatch-Crossload | FuelCost | 0 | [6 empty] | 0.53391 | 0
LCP_Inputs_ON_Diverse_Howarth_2023_05_05 | 2036 | Electrolyser 2020/2030 | Crossload | Hydrogen | WC | Dispatch-Crossload | VOM | 0 | [6 empty] | 0.53391 | 0
LCP_Inputs_ON_Diverse_Howarth_2023_05_05 | 2036 | Electrolyser 2040 | Crossload | Hydrogen | MI | Dispatch-Crossload | EmissionsCost | 0 | [6 empty] | 0.53391 | 0
LCP_Inputs_ON_Diverse_Howarth_2023_05_05 | 2036 | Electrolyser 2040 | Crossload | Hydrogen | MI | Dispatch-Crossload | FuelCost | 0 | [6 empty] | 0.53391 | 0
LCP_Inputs_ON_Diverse_Howarth_2023_05_05 | 2036 | Electrolyser 2040 | Crossload | Hydrogen | MI | Dispatch-Crossload | VOM | 0 | [6 empty] | 0.53391 | 0
LCP_Inputs_ON_Diverse_Howarth_2023_05_05 | 2036 | Electrolyser 2040 | Crossload | Hydrogen | NY | Dispatch-Crossload | EmissionsCost | 0 | [6 empty] | 0.53391 | 0
LCP_Inputs_ON_Diverse_Howarth_2023_05_05 | 2036 | Electrolyser 2040 | Crossload | Hydrogen | NY | Dispatch-Crossload | FuelCost | 0 | [6 empty] | 0.53391 | 0
LCP_Inputs_ON_Diverse_Howarth_2023_05_05 | 2036 | Electrolyser 2040 | Crossload | Hydrogen | NY | Dispatch-Crossload | VOM | 0 | [6 empty] | 0.53391 | 0
LCP_Inputs_ON_Diverse_Howarth_2023_05_05 | 2036 | Electrolyser 2040 | Crossload | Hydrogen | ON | Dispatch-Crossload | EmissionsCost | 0 | [6 empty] | 0.53391 | 0
LCP_Inputs_ON_Diverse_Howarth_2023_05_05 | 2036 | Electrolyser 2040 | Crossload | Hydrogen | ON | Dispatch-Crossload | FuelCost | 0 | [6 empty] | 0.53391 | 0
LCP_Inputs_ON_Diverse_Howarth_2023_05_05 | 2036 | Electrolyser 2040 | Crossload | Hydrogen | ON | Dispatch-Crossload | VOM | 0 | [6 empty] | 0.53391 | 0
LCP_Inputs_ON_Diverse_Howarth_2023_05_05 | 2036 | Electrolyser 2040 | Crossload | Hydrogen | PJ | Dispatch-Crossload | EmissionsCost | 0 | [6 empty] | 0.53391 | 0
LCP_Inputs_ON_Diverse_Howarth_2023_05_05 | 2036 | Electrolyser 2040 | Crossload | Hydrogen | PJ | Dispatch-Crossload | FuelCost | 0 | [6 empty] | 0.53391 | 0
LCP_Inputs_ON_Diverse_Howarth_2023_05_05 | 2036 | Electrolyser 2040 | Crossload | Hydrogen | PJ | Dispatch-Crossload | VOM | 0 | [6 empty] | 0.53391 | 0
LCP_Inputs_ON_Diverse_Howarth_2023_05_05 | 2036 | Electrolyser 2040 | Crossload | Hydrogen | QC | Dispatch-Crossload | EmissionsCost | 0 | [6 empty] | 0.53391 | 0
LCP_Inputs_ON_Diverse_Howarth_2023_05_05 | 2036 | Electrolyser 2040 | Crossload | Hydrogen | QC | Dispatch-Crossload | FuelCost | 0 | [6 empty] | 0.53391 | 0
LCP_Inputs_ON_Diverse_Howarth_2023_05_05 | 2036 | Electrolyser 2040 | Crossload | Hydrogen | QC | Dispatch-Crossload | VOM | 0 | [6 empty] | 0.53391 | 0
LCP_Inputs_ON_Diverse_Howarth_2023_05_05 | 2036 | Electrolyser 2040 | Crossload | Hydrogen | WC | Dispatch-Crossload | EmissionsCost | 0 | [6 empty] | 0.53391 | 0
LCP_Inputs_ON_Diverse_Howarth_2023_05_05 | 2036 | Electrolyser 2040 | Crossload | Hydrogen | WC | Dispatch-Crossload | FuelCost | 0 | [6 empty] | 0.53391 | 0
LCP_Inputs_ON_Diverse_Howarth_2023_05_05 | 2036 | Electrolyser 2040 | Crossload | Hydrogen | WC | Dispatch-Crossload | VOM | 0 | [6 empty] | 0.53391 | 0
LCP_Inputs_ON_Diverse_Howarth_2023_05_05 | 2036 | Electrolyser 2050 | Crossload | Hydrogen | MI | Dispatch-Crossload | EmissionsCost | 0 | [6 empty] | 0.53391 | 0
LCP_Inputs_ON_Diverse_Howarth_2023_05_05 | 2036 | Electrolyser 2050 | Crossload | Hydrogen | MI | Dispatch-Crossload | FuelCost | 0 | [6 empty] | 0.53391 | 0
LCP_Inputs_ON_Diverse_Howarth_2023_05_05 | 2036 | Electrolyser 2050 | Crossload | Hydrogen | MI | Dispatch-Crossload | VOM | 0 | [6 empty] | 0.53391 | 0
LCP_Inputs_ON_Diverse_Howarth_2023_05_05 | 2036 | Electrolyser 2050 | Crossload | Hydrogen | NY | Dispatch-Crossload | EmissionsCost | 0 | [6 empty] | 0.53391 | 0
LCP_Inputs_ON_Diverse_Howarth_2023_05_05 | 2036 | Electrolyser 2050 | Crossload | Hydrogen | NY | Dispatch-Crossload | FuelCost | 0 | [6 empty] | 0.53391 | 0
LCP_Inputs_ON_Diverse_Howarth_2023_05_05 | 2036 | Electrolyser 2050 | Crossload | Hydrogen | NY | Dispatch-Crossload | VOM | 0 | [6 empty] | 0.53391 | 0
LCP_Inputs_ON_Diverse_Howarth_2023_05_05 | 2036 | Electrolyser 2050 | Crossload | Hydrogen | ON | Dispatch-Crossload | EmissionsCost | 0 | [6 empty] | 0.53391 | 0
LCP_Inputs_ON_Diverse_Howarth_2023_05_05 | 2036 | Electrolyser 2050 | Crossload | Hydrogen | ON | Dispatch-Crossload | FuelCost | 0 | [6 empty] | 0.53391 | 0
LCP_Inputs_ON_Diverse_Howarth_2023_05_05 | 2036 | Electrolyser 2050 | Crossload | Hydrogen | ON | Dispatch-Crossload | VOM | 0 | [6 empty] | 0.53391 | 0
LCP_Inputs_ON_Diverse_Howarth_2023_05_05 | 2036 | Electrolyser 2050 | Crossload | Hydrogen | PJ | Dispatch-Crossload | EmissionsCost | 0 | [6 empty] | 0.53391 | 0
LCP_Inputs_ON_Diverse_Howarth_2023_05_05 | 2036 | Electrolyser 2050 | Crossload | Hydrogen | PJ | Dispatch-Crossload | FuelCost | 0 | [6 empty] | 0.53391 | 0
LCP_Inputs_ON_Diverse_Howarth_2023_05_05 | 2036 | Electrolyser 2050 | Crossload | Hydrogen | PJ | Dispatch-Crossload | VOM | 0 | [6 empty] | 0.53391 | 0
LCP_Inputs_ON_Diverse_Howarth_2023_05_05 | 2036 | Electrolyser 2050 | Crossload | Hydrogen | QC | Dispatch-Crossload | EmissionsCost | 0 | [6 empty] | 0.53391 | 0
LCP_Inputs_ON_Diverse_Howarth_2023_05_05 | 2036 | Electrolyser 2050 | Crossload | Hydrogen | QC | Dispatch-Crossload | FuelCost | 0 | [6 empty] | 0.53391 | 0
LCP_Inputs_ON_Diverse_Howarth_2023_05_05 | 2036 | Electrolyser 2050 | Crossload | Hydrogen | QC | Dispatch-Crossload | VOM | 0 | [6 empty] | 0.53391 | 0
LCP_Inputs_ON_Diverse_Howarth_2023_05_05 | 2036 | Electrolyser 2050 | Crossload | Hydrogen | WC | Dispatch-Crossload | EmissionsCost | 0 | [6 empty] | 0.53391 | 0
LCP_Inputs_ON_Diverse_Howarth_2023_05_05 | 2036 | Electrolyser 2050 | Crossload | Hydrogen | WC | Dispatch-Crossload | FuelCost | 0 | [6 empty] | 0.53391 | 0
LCP_Inputs_ON_Diverse_Howarth_2023_05_05 | 2036 | Electrolyser 2050 | Crossload | Hydrogen | WC | Dispatch-Crossload | VOM | 0 | [6 empty] | 0.53391 | 0
LCP_Inputs_ON_Diverse_Howarth_2023_05_05 | 2036 | Fossil Fuel Thermal (Coal, Peat, Oil) | Generation | Electricity | MI | Dispatch-Generation | EmissionsCost | 0 | [6 empty] | 0.53391 | 0
LCP_Inputs_ON_Diverse_Howarth_2023_05_05 | 2036 | Fossil Fuel Thermal (Coal, Peat, Oil) | Generation | Electricity | MI | Dispatch-Generation | FuelCost | 0 | [6 empty] | 0.53391 | 0
LCP_Inputs_ON_Diverse_Howarth_2023_05_05 | 2036 | Fossil Fuel Thermal (Coal, Peat, Oil) | Generation | Electricity | MI | Dispatch-Generation | VOM | 0 | [6 empty] | 0.53391 | 0
LCP_Inputs_ON_Diverse_Howarth_2023_05_05 | 2036 | Fossil Fuel Thermal (Coal, Peat, Oil) | Generation | Electricity | NY | Dispatch-Generation | EmissionsCost | 0 | [6 empty] | 0.53391 | 0
LCP_Inputs_ON_Diverse_Howarth_2023_05_05 | 2036 | Fossil Fuel Thermal (Coal, Peat, Oil) | Generation | Electricity | NY | Dispatch-Generation | FuelCost | 0 | [6 empty] | 0.53391 | 0
LCP_Inputs_ON_Diverse_Howarth_2023_05_05 | 2036 | Fossil Fuel Thermal (Coal, Peat, Oil) | Generation | Electricity | NY | Dispatch-Generation | VOM | 0 | [6 empty] | 0.53391 | 0
LCP_Inputs_ON_Diverse_Howarth_2023_05_05 | 2036 | Fossil Fuel Thermal (Coal, Peat, Oil) | Generation | Electricity | ON | Dispatch-Generation | EmissionsCost | 0 | [6 empty] | 0.53391 | 0
LCP_Inputs_ON_Diverse_Howarth_2023_05_05 | 2036 | Fossil Fuel Thermal (Coal, Peat, Oil) | Generation | Electricity | ON | Dispatch-Generation | FuelCost | 0 | [6 empty] | 0.53391 | 0
LCP_Inputs_ON_Diverse_Howarth_2023_05_05 | 2036 | Fossil Fuel Thermal (Coal, Peat, Oil) | Generation | Electricity | ON | Dispatch-Generation | VOM | 0 | [6 empty] | 0.53391 | 0
LCP_Inputs_ON_Diverse_Howarth_2023_05_05 | 2036 | Fossil Fuel Thermal (Coal, Peat, Oil) | Generation | Electricity | PJ | Dispatch-Generation | EmissionsCost | 0 | [6 empty] | 0.53391 | 0
LCP_Inputs_ON_Diverse_Howarth_2023_05_05 | 2036 | Fossil Fuel Thermal (Coal, Peat, Oil) | Generation | Electricity | PJ | Dispatch-Generation | FuelCost | 0 | [6 empty] | 0.53391 | 0
LCP_Inputs_ON_Diverse_Howarth_2023_05_05 | 2036 | Fossil Fuel Thermal (Coal, Peat, Oil) | Generation | Electricity | PJ | Dispatch-Generation | VOM | 0 | [6 empty] | 0.53391 | 0
LCP_Inputs_ON_Diverse_Howarth_2023_05_05 | 2036 | Fossil Fuel Thermal (Coal, Peat, Oil) | Generation | Electricity | QC | Dispatch-Generation | EmissionsCost | 0 | [6 empty] | 0.53391 | 0
LCP_Inputs_ON_Diverse_Howarth_2023_05_05 | 2036 | Fossil Fuel Thermal (Coal, Peat, Oil) | Generation | Electricity | QC | Dispatch-Generation | FuelCost | 0 | [6 empty] | 0.53391 | 0
LCP_Inputs_ON_Diverse_Howarth_2023_05_05 | 2036 | Fossil Fuel Thermal (Coal, Peat, Oil) | Generation | Electricity | QC | Dispatch-Generation | VOM | 0 | [6 empty] | 0.53391 | 0
LCP_Inputs_ON_Diverse_Howarth_2023_05_05 | 2036 | Fossil Fuel Thermal (Coal, Peat, Oil) | Generation | Electricity | WC | Dispatch-Generation | EmissionsCost | 0 | [6 empty] | 0.53391 | 0
LCP_Inputs_ON_Diverse_Howarth_2023_05_05 | 2036 | Fossil Fuel Thermal (Coal, Peat, Oil) | Generation | Electricity | WC | Dispatch-Generation | FuelCost | 0 | [6 empty] | 0.53391 | 0
LCP_Inputs_ON_Diverse_Howarth_2023_05_05 | 2036 | Fossil Fuel Thermal (Coal, Peat, Oil) | Generation | Electricity | WC | Dispatch-Generation | VOM | 0 | [6 empty] | 0.53391 | 0
LCP_Inputs_ON_Diverse_Howarth_2023_05_05 | 2036 | Generic - Generator | Generation | Electricity | MI | Dispatch-Generation | EmissionsCost | 0 | [6 empty] | 0.53391 | 0
LCP_Inputs_ON_Diverse_Howarth_2023_05_05 | 2036 | Generic - Generator | Generation | Electricity | MI | Dispatch-Generation | FuelCost | 1839075380.8143 | [6 empty] | 0.53391 | 981897381.5193
LCP_Inputs_ON_Diverse_Howarth_2023_05_05 | 2036 | Generic - Generator | Generation | Electricity | MI | Dispatch-Generation | VOM | 64222752.8074 | [6 empty] | 0.53391 | 34289052.7889
LCP_Inputs_ON_Diverse_Howarth_2023_05_05 | 2036 | Generic - Generator | Generation | Electricity | NY | Dispatch-Generation | EmissionsCost | 0 | [6 empty] | 0.53391 | 0
LCP_Inputs_ON_Diverse_Howarth_2023_05_05 | 2036 | Generic - Generator | Generation | Electricity | NY | Dispatch-Generation | FuelCost | 809920213.6898 | [6 empty] | 0.53391 | 432423023.7422
LCP_Inputs_ON_Diverse_Howarth_2023_05_05 | 2036 | Generic - Generator | Generation | Electricity | NY | Dispatch-Generation | VOM | 28283400.5719 | [6 empty] | 0.53391 | 15100738.8015
LCP_Inputs_ON_Diverse_Howarth_2023_05_05 | 2036 | Generic - Generator | Generation | Electricity | ON | Dispatch-Generation | EmissionsCost | 0 | [6 empty] | 0.53391 | 0
LCP_Inputs_ON_Diverse_Howarth_2023_05_05 | 2036 | Generic - Generator | Generation | Electricity | ON | Dispatch-Generation | FuelCost | 0 | [6 empty] | 0.53391 | 0
LCP_Inputs_ON_Diverse_Howarth_2023_05_05 | 2036 | Generic - Generator | Generation | Electricity | ON | Dispatch-Generation | VOM | 0 | [6 empty] | 0.53391 | 0
LCP_Inputs_ON_Diverse_Howarth_2023_05_05 | 2036 | Generic - Generator | Generation | Electricity | PJ | Dispatch-Generation | EmissionsCost | 0 | [6 empty] | 0.53391 | 0
LCP_Inputs_ON_Diverse_Howarth_2023_05_05 | 2036 | Generic - Generator | Generation | Electricity | PJ | Dispatch-Generation | FuelCost | 7330430703.3579 | [6 empty] | 0.53391 | 3913776883.8213
LCP_Inputs_ON_Diverse_Howarth_2023_05_05 | 2036 | Generic - Generator | Generation | Electricity | PJ | Dispatch-Generation | VOM | 255987570.6808 | [6 empty] | 0.53391 | 136673856.8604
LCP_Inputs_ON_Diverse_Howarth_2023_05_05 | 2036 | Generic - Generator | Generation | Electricity | QC | Dispatch-Generation | EmissionsCost | 0 | [6 empty] | 0.53391 | 0
LCP_Inputs_ON_Diverse_Howarth_2023_05_05 | 2036 | Generic - Generator | Generation | Electricity | QC | Dispatch-Generation | FuelCost | 0 | [6 empty] | 0.53391 | 0
LCP_Inputs_ON_Diverse_Howarth_2023_05_05 | 2036 | Generic - Generator | Generation | Electricity | QC | Dispatch-Generation | VOM | 0 | [6 empty] | 0.53391 | 0
LCP_Inputs_ON_Diverse_Howarth_2023_05_05 | 2036 | Generic - Generator | Generation | Electricity | WC | Dispatch-Generation | EmissionsCost | 0 | [6 empty] | 0.53391 | 0
LCP_Inputs_ON_Diverse_Howarth_2023_05_05 | 2036 | Generic - Generator | Generation | Electricity | WC | Dispatch-Generation | FuelCost | 1737227.6587 | [6 empty] | 0.53391 | 927520.05
LCP_Inputs_ON_Diverse_Howarth_2023_05_05 | 2036 | Generic - Generator | Generation | Electricity | WC | Dispatch-Generation | VOM | 60666.1063 | [6 empty] | 0.53391 | 32390.1301
LCP_Inputs_ON_Diverse_Howarth_2023_05_05 | 2036 | H2 Import - QC | Import | Hydrogen | MI | Dispatch-Import | EmissionsCost | 0 | [6 empty] | 0.53391 | 0
LCP_Inputs_ON_Diverse_Howarth_2023_05_05 | 2036 | H2 Import - QC | Import | Hydrogen | MI | Dispatch-Import | FuelCost | 0 | [6 empty] | 0.53391 | 0
LCP_Inputs_ON_Diverse_Howarth_2023_05_05 | 2036 | H2 Import - QC | Import | Hydrogen | MI | Dispatch-Import | VOM | 0 | [6 empty] | 0.53391 | 0
LCP_Inputs_ON_Diverse_Howarth_2023_05_05 | 2036 | H2 Import - QC | Import | Hydrogen | NY | Dispatch-Import | EmissionsCost | 0 | [6 empty] | 0.53391 | 0
LCP_Inputs_ON_Diverse_Howarth_2023_05_05 | 2036 | H2 Import - QC | Import | Hydrogen | NY | Dispatch-Import | FuelCost | 0 | [6 empty] | 0.53391 | 0
LCP_Inputs_ON_Diverse_Howarth_2023_05_05 | 2036 | H2 Import - QC | Import | Hydrogen | NY | Dispatch-Import | VOM | 0 | [6 empty] | 0.53391 | 0
LCP_Inputs_ON_Diverse_Howarth_2023_05_05 | 2036 | H2 Import - QC | Import | Hydrogen | ON | Dispatch-Import | EmissionsCost | 0 | [6 empty] | 0.53391 | 0
LCP_Inputs_ON_Diverse_Howarth_2023_05_05 | 2036 | H2 Import - QC | Import | Hydrogen | ON | Dispatch-Import | FuelCost | 0 | [6 empty] | 0.53391 | 0
LCP_Inputs_ON_Diverse_Howarth_2023_05_05 | 2036 | H2 Import - QC | Import | Hydrogen | ON | Dispatch-Import | VOM | 0 | [6 empty] | 0.53391 | 0
LCP_Inputs_ON_Diverse_Howarth_2023_05_05 | 2036 | H2 Import - QC | Import | Hydrogen | PJ | Dispatch-Import | EmissionsCost | 0 | [6 empty] | 0.53391 | 0
LCP_Inputs_ON_Diverse_Howarth_2023_05_05 | 2036 | H2 Import - QC | Import | Hydrogen | PJ | Dispatch-Import | FuelCost | 0 | [6 empty] | 0.53391 | 0
LCP_Inputs_ON_Diverse_Howarth_2023_05_05 | 2036 | H2 Import - QC | Import | Hydrogen | PJ | Dispatch-Import | VOM | 0 | [6 empty] | 0.53391 | 0
LCP_Inputs_ON_Diverse_Howarth_2023_05_05 | 2036 | H2 Import - QC | Import | Hydrogen | QC | Dispatch-Import | EmissionsCost | 0 | [6 empty] | 0.53391 | 0
LCP_Inputs_ON_Diverse_Howarth_2023_05_05 | 2036 | H2 Import - QC | Import | Hydrogen | QC | Dispatch-Import | FuelCost | 0 | [6 empty] | 0.53391 | 0
LCP_Inputs_ON_Diverse_Howarth_2023_05_05 | 2036 | H2 Import - QC | Import | Hydrogen | QC | Dispatch-Import | VOM | 0 | [6 empty] | 0.53391 | 0
LCP_Inputs_ON_Diverse_Howarth_2023_05_05 | 2036 | H2 Import - QC | Import | Hydrogen | WC | Dispatch-Import | EmissionsCost | 0 | [6 empty] | 0.53391 | 0
LCP_Inputs_ON_Diverse_Howarth_2023_05_05 | 2036 | H2 Import - QC | Import | Hydrogen | WC | Dispatch-Import | FuelCost | 0 | [6 empty] | 0.53391 | 0
LCP_Inputs_ON_Diverse_Howarth_2023_05_05 | 2036 | H2 Import - QC | Import | Hydrogen | WC | Dispatch-Import | VOM | 0 | [6 empty] | 0.53391 | 0
LCP_Inputs_ON_Diverse_Howarth_2023_05_05 | 2036 | H2 Import - WC | Import | Hydrogen | MI | Dispatch-Import | EmissionsCost | 0 | [6 empty] | 0.53391 | 0
LCP_Inputs_ON_Diverse_Howarth_2023_05_05 | 2036 | H2 Import - WC | Import | Hydrogen | MI | Dispatch-Import | FuelCost | 0 | [6 empty] | 0.53391 | 0
LCP_Inputs_ON_Diverse_Howarth_2023_05_05 | 2036 | H2 Import - WC | Import | Hydrogen | MI | Dispatch-Import | VOM | 0 | [6 empty] | 0.53391 | 0
LCP_Inputs_ON_Diverse_Howarth_2023_05_05 | 2036 | H2 Import - WC | Import | Hydrogen | NY | Dispatch-Import | EmissionsCost | 0 | [6 empty] | 0.53391 | 0
LCP_Inputs_ON_Diverse_Howarth_2023_05_05 | 2036 | H2 Import - WC | Import | Hydrogen | NY | Dispatch-Import | FuelCost | 0 | [6 empty] | 0.53391 | 0
LCP_Inputs_ON_Diverse_Howarth_2023_05_05 | 2036 | H2 Import - WC | Import | Hydrogen | NY | Dispatch-Import | VOM | 0 | [6 empty] | 0.53391 | 0
LCP_Inputs_ON_Diverse_Howarth_2023_05_05 | 2036 | H2 Import - WC | Import | Hydrogen | ON | Dispatch-Import | EmissionsCost | 0 | [6 empty] | 0.53391 | 0
LCP_Inputs_ON_Diverse_Howarth_2023_05_05 | 2036 | H2 Import - WC | Import | Hydrogen | ON | Dispatch-Import | FuelCost | 0 | [6 empty] | 0.53391 | 0
LCP_Inputs_ON_Diverse_Howarth_2023_05_05 | 2036 | H2 Import - WC | Import | Hydrogen | ON | Dispatch-Import | VOM | 0 | [6 empty] | 0.53391 | 0
LCP_Inputs_ON_Diverse_Howarth_2023_05_05 | 2036 | H2 Import - WC | Import | Hydrogen | PJ | Dispatch-Import | EmissionsCost | 0 | [6 empty] | 0.53391 | 0
LCP_Inputs_ON_Diverse_Howarth_2023_05_05 | 2036 | H2 Import - WC | Import | Hydrogen | PJ | Dispatch-Import | FuelCost | 0 | [6 empty] | 0.53391 | 0
LCP_Inputs_ON_Diverse_Howarth_2023_05_05 | 2036 | H2 Import - WC | Import | Hydrogen | PJ | Dispatch-Import | VOM | 0 | [6 empty] | 0.53391 | 0
LCP_Inputs_ON_Diverse_Howarth_2023_05_05 | 2036 | H2 Import - WC | Import | Hydrogen | QC | Dispatch-Import | EmissionsCost | 0 | [6 empty] | 0.53391 | 0
LCP_Inputs_ON_Diverse_Howarth_2023_05_05 | 2036 | H2 Import - WC | Import | Hydrogen | QC | Dispatch-Import | FuelCost | 0 | [6 empty] | 0.53391 | 0
LCP_Inputs_ON_Diverse_Howarth_2023_05_05 | 2036 | H2 Import - WC | Import | Hydrogen | QC | Dispatch-Import | VOM | 0 | [6 empty] | 0.53391 | 0
LCP_Inputs_ON_Diverse_Howarth_2023_05_05 | 2036 | H2 Import - WC | Import | Hydrogen | WC | Dispatch-Import | EmissionsCost | 0 | [6 empty] | 0.53391 | 0
LCP_Inputs_ON_Diverse_Howarth_2023_05_05 | 2036 | H2 Import - WC | Import | Hydrogen | WC | Dispatch-Import | FuelCost | 0 | [6 empty] | 0.53391 | 0
LCP_Inputs_ON_Diverse_Howarth_2023_05_05 | 2036 | H2 Import - WC | Import | Hydrogen | WC | Dispatch-Import | VOM | 0 | [6 empty] | 0.53391 | 0
LCP_Inputs_ON_Diverse_Howarth_2023_05_05 | 2036 | H2 Salt Cavern Storage - ON | Storage | Hydrogen | MI | Dispatch-Storage | EmissionsCost | 0 | [6 empty] | 0.53391 | 0
LCP_Inputs_ON_Diverse_Howarth_2023_05_05 | 2036 | H2 Salt Cavern Storage - ON | Storage | Hydrogen | MI | Dispatch-Storage | FuelCost | 0 | [6 empty] | 0.53391 | 0
LCP_Inputs_ON_Diverse_Howarth_2023_05_05 | 2036 | H2 Salt Cavern Storage - ON | Storage | Hydrogen | MI | Dispatch-Storage | VOM | 0 | [6 empty] | 0.53391 | 0
LCP_Inputs_ON_Diverse_Howarth_2023_05_05 | 2036 | H2 Salt Cavern Storage - ON | Storage | Hydrogen | NY | Dispatch-Storage | EmissionsCost | 0 | [6 empty] | 0.53391 | 0
LCP_Inputs_ON_Diverse_Howarth_2023_05_05 | 2036 | H2 Salt Cavern Storage - ON | Storage | Hydrogen | NY | Dispatch-Storage | FuelCost | 0 | [6 empty] | 0.53391 | 0
LCP_Inputs_ON_Diverse_Howarth_2023_05_05 | 2036 | H2 Salt Cavern Storage - ON | Storage | Hydrogen | NY | Dispatch-Storage | VOM | 0 | [6 empty] | 0.53391 | 0
LCP_Inputs_ON_Diverse_Howarth_2023_05_05 | 2036 | H2 Salt Cavern Storage - ON | Storage | Hydrogen | ON | Dispatch-Storage | EmissionsCost | 0 | [6 empty] | 0.53391 | 0
LCP_Inputs_ON_Diverse_Howarth_2023_05_05 | 2036 | H2 Salt Cavern Storage - ON | Storage | Hydrogen | ON | Dispatch-Storage | FuelCost | 0 | [6 empty] | 0.53391 | 0
LCP_Inputs_ON_Diverse_Howarth_2023_05_05 | 2036 | H2 Salt Cavern Storage - ON | Storage | Hydrogen | ON | Dispatch-Storage | VOM | 15321818.625 | [6 empty] | 0.53391 | 8180444.2303
LCP_Inputs_ON_Diverse_Howarth_2023_05_05 | 2036 | H2 Salt Cavern Storage - ON | Storage | Hydrogen | PJ | Dispatch-Storage | EmissionsCost | 0 | [6 empty] | 0.53391 | 0
LCP_Inputs_ON_Diverse_Howarth_2023_05_05 | 2036 | H2 Salt Cavern Storage - ON | Storage | Hydrogen | PJ | Dispatch-Storage | FuelCost | 0 | [6 empty] | 0.53391 | 0
LCP_Inputs_ON_Diverse_Howarth_2023_05_05 | 2036 | H2 Salt Cavern Storage - ON | Storage | Hydrogen | PJ | Dispatch-Storage | VOM | 0 | [6 empty] | 0.53391 | 0
LCP_Inputs_ON_Diverse_Howarth_2023_05_05 | 2036 | H2 Salt Cavern Storage - ON | Storage | Hydrogen | QC | Dispatch-Storage | EmissionsCost | 0 | [6 empty] | 0.53391 | 0
LCP_Inputs_ON_Diverse_Howarth_2023_05_05 | 2036 | H2 Salt Cavern Storage - ON | Storage | Hydrogen | QC | Dispatch-Storage | FuelCost | 0 | [6 empty] | 0.53391 | 0
LCP_Inputs_ON_Diverse_Howarth_2023_05_05 | 2036 | H2 Salt Cavern Storage - ON | Storage | Hydrogen | QC | Dispatch-Storage | VOM | 0 | [6 empty] | 0.53391 | 0
LCP_Inputs_ON_Diverse_Howarth_2023_05_05 | 2036 | H2 Salt Cavern Storage - ON | Storage | Hydrogen | WC | Dispatch-Storage | EmissionsCost | 0 | [6 empty] | 0.53391 | 0
LCP_Inputs_ON_Diverse_Howarth_2023_05_05 | 2036 | H2 Salt Cavern Storage - ON | Storage | Hydrogen | WC | Dispatch-Storage | FuelCost | 0 | [6 empty] | 0.53391 | 0
LCP_Inputs_ON_Diverse_Howarth_2023_05_05 | 2036 | H2 Salt Cavern Storage - ON | Storage | Hydrogen | WC | Dispatch-Storage | VOM | 0 | [6 empty] | 0.53391 | 0
LCP_Inputs_ON_Diverse_Howarth_2023_05_05 | 2036 | Hydro | Generation | Electricity | MI | Dispatch-Generation | EmissionsCost | 0 | [6 empty] | 0.53391 | 0
LCP_Inputs_ON_Diverse_Howarth_2023_05_05 | 2036 | Hydro | Generation | Electricity | MI | Dispatch-Generation | FuelCost | 0 | [6 empty] | 0.53391 | 0
LCP_Inputs_ON_Diverse_Howarth_2023_05_05 | 2036 | Hydro | Generation | Electricity | MI | Dispatch-Generation | VOM | 0 | [6 empty] | 0.53391 | 0
LCP_Inputs_ON_Diverse_Howarth_2023_05_05 | 2036 | Hydro | Generation | Electricity | NY | Dispatch-Generation | EmissionsCost | 0 | [6 empty] | 0.53391 | 0
LCP_Inputs_ON_Diverse_Howarth_2023_05_05 | 2036 | Hydro | Generation | Electricity | NY | Dispatch-Generation | FuelCost | 0 | [6 empty] | 0.53391 | 0
LCP_Inputs_ON_Diverse_Howarth_2023_05_05 | 2036 | Hydro | Generation | Electricity | NY | Dispatch-Generation | VOM | 0 | [6 empty] | 0.53391 | 0
LCP_Inputs_ON_Diverse_Howarth_2023_05_05 | 2036 | Hydro | Generation | Electricity | ON | Dispatch-Generation | EmissionsCost | 0 | [6 empty] | 0.53391 | 0
LCP_Inputs_ON_Diverse_Howarth_2023_05_05 | 2036 | Hydro | Generation | Electricity | ON | Dispatch-Generation | FuelCost | 0 | [6 empty] | 0.53391 | 0
LCP_Inputs_ON_Diverse_Howarth_2023_05_05 | 2036 | Hydro | Generation | Electricity | ON | Dispatch-Generation | VOM | 0 | [6 empty] | 0.53391 | 0
LCP_Inputs_ON_Diverse_Howarth_2023_05_05 | 2036 | Hydro | Generation | Electricity | PJ | Dispatch-Generation | EmissionsCost | 0 | [6 empty] | 0.53391 | 0
LCP_Inputs_ON_Diverse_Howarth_2023_05_05 | 2036 | Hydro | Generation | Electricity | PJ | Dispatch-Generation | FuelCost | 0 | [6 empty] | 0.53391 | 0
LCP_Inputs_ON_Diverse_Howarth_2023_05_05 | 2036 | Hydro | Generation | Electricity | PJ | Dispatch-Generation | VOM | 0 | [6 empty] | 0.53391 | 0
LCP_Inputs_ON_Diverse_Howarth_2023_05_05 | 2036 | Hydro | Generation | Electricity | QC | Dispatch-Generation | EmissionsCost | 0 | [6 empty] | 0.53391 | 0
LCP_Inputs_ON_Diverse_Howarth_2023_05_05 | 2036 | Hydro | Generation | Electricity | QC | Dispatch-Generation | FuelCost | 0 | [6 empty] | 0.53391 | 0
LCP_Inputs_ON_Diverse_Howarth_2023_05_05 | 2036 | Hydro | Generation | Electricity | QC | Dispatch-Generation | VOM | 0 | [6 empty] | 0.53391 | 0
LCP_Inputs_ON_Diverse_Howarth_2023_05_05 | 2036 | Hydro | Generation | Electricity | WC | Dispatch-Generation | EmissionsCost | 0 | [6 empty] | 0.53391 | 0
LCP_Inputs_ON_Diverse_Howarth_2023_05_05 | 2036 | Hydro | Generation | Electricity | WC | Dispatch-Generation | FuelCost | 0 | [6 empty] | 0.53391 | 0
LCP_Inputs_ON_Diverse_Howarth_2023_05_05 | 2036 | Hydro | Generation | Electricity | WC | Dispatch-Generation | VOM | 0 | [6 empty] | 0.53391 | 0
LCP_Inputs_ON_Diverse_Howarth_2023_05_05 | 2036 | Hydro Pumped Storage | Storage | Electricity | MI | Dispatch-Storage | EmissionsCost | 0 | [6 empty] | 0.53391 | 0
LCP_Inputs_ON_Diverse_Howarth_2023_05_05 | 2036 | Hydro Pumped Storage | Storage | Electricity | MI | Dispatch-Storage | FuelCost | 0 | [6 empty] | 0.53391 | 0
LCP_Inputs_ON_Diverse_Howarth_2023_05_05 | 2036 | Hydro Pumped Storage | Storage | Electricity | MI | Dispatch-Storage | VOM | 0 | [6 empty] | 0.53391 | 0
LCP_Inputs_ON_Diverse_Howarth_2023_05_05 | 2036 | Hydro Pumped Storage | Storage | Electricity | NY | Dispatch-Storage | EmissionsCost | 0 | [6 empty] | 0.53391 | 0
LCP_Inputs_ON_Diverse_Howarth_2023_05_05 | 2036 | Hydro Pumped Storage | Storage | Electricity | NY | Dispatch-Storage | FuelCost | 0 | [6 empty] | 0.53391 | 0
LCP_Inputs_ON_Diverse_Howarth_2023_05_05 | 2036 | Hydro Pumped Storage | Storage | Electricity | NY | Dispatch-Storage | VOM | 0 | [6 empty] | 0.53391 | 0
LCP_Inputs_ON_Diverse_Howarth_2023_05_05 | 2036 | Hydro Pumped Storage | Storage | Electricity | ON | Dispatch-Storage | EmissionsCost | 0 | [6 empty] | 0.53391 | 0
LCP_Inputs_ON_Diverse_Howarth_2023_05_05 | 2036 | Hydro Pumped Storage | Storage | Electricity | ON | Dispatch-Storage | FuelCost | 0 | [6 empty] | 0.53391 | 0
LCP_Inputs_ON_Diverse_Howarth_2023_05_05 | 2036 | Hydro Pumped Storage | Storage | Electricity | ON | Dispatch-Storage | VOM | 0 | [6 empty] | 0.53391 | 0
LCP_Inputs_ON_Diverse_Howarth_2023_05_05 | 2036 | Hydro Pumped Storage | Storage | Electricity | PJ | Dispatch-Storage | EmissionsCost | 0 | [6 empty] | 0.53391 | 0
LCP_Inputs_ON_Diverse_Howarth_2023_05_05 | 2036 | Hydro Pumped Storage | Storage | Electricity | PJ | Dispatch-Storage | FuelCost | 0 | [6 empty] | 0.53391 | 0
LCP_Inputs_ON_Diverse_Howarth_2023_05_05 | 2036 | Hydro Pumped Storage | Storage | Electricity | PJ | Dispatch-Storage | VOM | 0 | [6 empty] | 0.53391 | 0
LCP_Inputs_ON_Diverse_Howarth_2023_05_05 | 2036 | Hydro Pumped Storage | Storage | Electricity | QC | Dispatch-Storage | EmissionsCost | 0 | [6 empty] | 0.53391 | 0
LCP_Inputs_ON_Diverse_Howarth_2023_05_05 | 2036 | Hydro Pumped Storage | Storage | Electricity | QC | Dispatch-Storage | FuelCost | 0 | [6 empty] | 0.53391 | 0
LCP_Inputs_ON_Diverse_Howarth_2023_05_05 | 2036 | Hydro Pumped Storage | Storage | Electricity | QC | Dispatch-Storage | VOM | 0 | [6 empty] | 0.53391 | 0
LCP_Inputs_ON_Diverse_Howarth_2023_05_05 | 2036 | Hydro Pumped Storage | Storage | Electricity | WC | Dispatch-Storage | EmissionsCost | 0 | [6 empty] | 0.53391 | 0
LCP_Inputs_ON_Diverse_Howarth_2023_05_05 | 2036 | Hydro Pumped Storage | Storage | Electricity | WC | Dispatch-Storage | FuelCost | 0 | [6 empty] | 0.53391 | 0
LCP_Inputs_ON_Diverse_Howarth_2023_05_05 | 2036 | Hydro Pumped Storage | Storage | Electricity | WC | Dispatch-Storage | VOM | 0 | [6 empty] | 0.53391 | 0
LCP_Inputs_ON_Diverse_Howarth_2023_05_05 | 2036 | Nuclear | Generation | Electricity | MI | Dispatch-Generation | EmissionsCost | 0 | [6 empty] | 0.53391 | 0
LCP_Inputs_ON_Diverse_Howarth_2023_05_05 | 2036 | Nuclear | Generation | Electricity | MI | Dispatch-Generation | FuelCost | 0 | [6 empty] | 0.53391 | 0
LCP_Inputs_ON_Diverse_Howarth_2023_05_05 | 2036 | Nuclear | Generation | Electricity | MI | Dispatch-Generation | VOM | 2762866296.96 | [6 empty] | 0.53391 | 1475116904.2738
LCP_Inputs_ON_Diverse_Howarth_2023_05_05 | 2036 | Nuclear | Generation | Electricity | NY | Dispatch-Generation | EmissionsCost | 0 | [6 empty] | 0.53391 | 0
LCP_Inputs_ON_Diverse_Howarth_2023_05_05 | 2036 | Nuclear | Generation | Electricity | NY | Dispatch-Generation | FuelCost | 0 | [6 empty] | 0.53391 | 0
LCP_Inputs_ON_Diverse_Howarth_2023_05_05 | 2036 | Nuclear | Generation | Electricity | NY | Dispatch-Generation | VOM | 2246155230.144 | [6 empty] | 0.53391 | 1199240641.2334
LCP_Inputs_ON_Diverse_Howarth_2023_05_05 | 2036 | Nuclear | Generation | Electricity | ON | Dispatch-Generation | EmissionsCost | 0 | [6 empty] | 0.53391 | 0
LCP_Inputs_ON_Diverse_Howarth_2023_05_05 | 2036 | Nuclear | Generation | Electricity | ON | Dispatch-Generation | FuelCost | 0 | [6 empty] | 0.53391 | 0
LCP_Inputs_ON_Diverse_Howarth_2023_05_05 | 2036 | Nuclear | Generation | Electricity | ON | Dispatch-Generation | VOM | 7181421070.9787 | [6 empty] | 0.53391 | 3834219422.8381
LCP_Inputs_ON_Diverse_Howarth_2023_05_05 | 2036 | Nuclear | Generation | Electricity | PJ | Dispatch-Generation | EmissionsCost | 0 | [6 empty] | 0.53391 | 0
LCP_Inputs_ON_Diverse_Howarth_2023_05_05 | 2036 | Nuclear | Generation | Electricity | PJ | Dispatch-Generation | FuelCost | 0 | [6 empty] | 0.53391 | 0
LCP_Inputs_ON_Diverse_Howarth_2023_05_05 | 2036 | Nuclear | Generation | Electricity | PJ | Dispatch-Generation | VOM | 6401347648.6848 | [6 empty] | 0.53391 | 3417731845.0402
LCP_Inputs_ON_Diverse_Howarth_2023_05_05 | 2036 | Nuclear | Generation | Electricity | QC | Dispatch-Generation | EmissionsCost | 0 | [6 empty] | 0.53391 | 0
LCP_Inputs_ON_Diverse_Howarth_2023_05_05 | 2036 | Nuclear | Generation | Electricity | QC | Dispatch-Generation | FuelCost | 0 | [6 empty] | 0.53391 | 0
LCP_Inputs_ON_Diverse_Howarth_2023_05_05 | 2036 | Nuclear | Generation | Electricity | QC | Dispatch-Generation | VOM | 0 | [6 empty] | 0.53391 | 0
LCP_Inputs_ON_Diverse_Howarth_2023_05_05 | 2036 | Nuclear | Generation | Electricity | WC | Dispatch-Generation | EmissionsCost | 0 | [6 empty] | 0.53391 | 0
LCP_Inputs_ON_Diverse_Howarth_2023_05_05 | 2036 | Nuclear | Generation | Electricity | WC | Dispatch-Generation | FuelCost | 0 | [6 empty] | 0.53391 | 0
LCP_Inputs_ON_Diverse_Howarth_2023_05_05 | 2036 | Nuclear | Generation | Electricity | WC | Dispatch-Generation | VOM | 0 | [6 empty] | 0.53391 | 0
LCP_Inputs_ON_Diverse_Howarth_2023_05_05 | 2036 | Nuclear SMR | Generation | Electricity | MI | Dispatch-Generation | EmissionsCost | 0 | [6 empty] | 0.53391 | 0
LCP_Inputs_ON_Diverse_Howarth_2023_05_05 | 2036 | Nuclear SMR | Generation | Electricity | MI | Dispatch-Generation | FuelCost | 0 | [6 empty] | 0.53391 | 0
LCP_Inputs_ON_Diverse_Howarth_2023_05_05 | 2036 | Nuclear SMR | Generation | Electricity | MI | Dispatch-Generation | VOM | 0 | [6 empty] | 0.53391 | 0
LCP_Inputs_ON_Diverse_Howarth_2023_05_05 | 2036 | Nuclear SMR | Generation | Electricity | NY | Dispatch-Generation | EmissionsCost | 0 | [6 empty] | 0.53391 | 0
LCP_Inputs_ON_Diverse_Howarth_2023_05_05 | 2036 | Nuclear SMR | Generation | Electricity | NY | Dispatch-Generation | FuelCost | 0 | [6 empty] | 0.53391 | 0
LCP_Inputs_ON_Diverse_Howarth_2023_05_05 | 2036 | Nuclear SMR | Generation | Electricity | NY | Dispatch-Generation | VOM | 0 | [6 empty] | 0.53391 | 0
LCP_Inputs_ON_Diverse_Howarth_2023_05_05 | 2036 | Nuclear SMR | Generation | Electricity | ON | Dispatch-Generation | EmissionsCost | 0 | [6 empty] | 0.53391 | 0
LCP_Inputs_ON_Diverse_Howarth_2023_05_05 | 2036 | Nuclear SMR | Generation | Electricity | ON | Dispatch-Generation | FuelCost | 0 | [6 empty] | 0.53391 | 0
LCP_Inputs_ON_Diverse_Howarth_2023_05_05 | 2036 | Nuclear SMR | Generation | Electricity | ON | Dispatch-Generation | VOM | 19039640.4 | [6 empty] | 0.53391 | 10165419.6717
LCP_Inputs_ON_Diverse_Howarth_2023_05_05 | 2036 | Nuclear SMR | Generation | Electricity | PJ | Dispatch-Generation | EmissionsCost | 0 | [6 empty] | 0.53391 | 0
LCP_Inputs_ON_Diverse_Howarth_2023_05_05 | 2036 | Nuclear SMR | Generation | Electricity | PJ | Dispatch-Generation | FuelCost | 0 | [6 empty] | 0.53391 | 0
LCP_Inputs_ON_Diverse_Howarth_2023_05_05 | 2036 | Nuclear SMR | Generation | Electricity | PJ | Dispatch-Generation | VOM | 0 | [6 empty] | 0.53391 | 0
LCP_Inputs_ON_Diverse_Howarth_2023_05_05 | 2036 | Nuclear SMR | Generation | Electricity | QC | Dispatch-Generation | EmissionsCost | 0 | [6 empty] | 0.53391 | 0
LCP_Inputs_ON_Diverse_Howarth_2023_05_05 | 2036 | Nuclear SMR | Generation | Electricity | QC | Dispatch-Generation | FuelCost | 0 | [6 empty] | 0.53391 | 0
LCP_Inputs_ON_Diverse_Howarth_2023_05_05 | 2036 | Nuclear SMR | Generation | Electricity | QC | Dispatch-Generation | VOM | 0 | [6 empty] | 0.53391 | 0
LCP_Inputs_ON_Diverse_Howarth_2023_05_05 | 2036 | Nuclear SMR | Generation | Electricity | WC | Dispatch-Generation | EmissionsCost | 0 | [6 empty] | 0.53391 | 0
LCP_Inputs_ON_Diverse_Howarth_2023_05_05 | 2036 | Nuclear SMR | Generation | Electricity | WC | Dispatch-Generation | FuelCost | 0 | [6 empty] | 0.53391 | 0
LCP_Inputs_ON_Diverse_Howarth_2023_05_05 | 2036 | Nuclear SMR | Generation | Electricity | WC | Dispatch-Generation | VOM | 0 | [6 empty] | 0.53391 | 0
LCP_Inputs_ON_Diverse_Howarth_2023_05_05 | 2036 | O/CCGT - CH4 Existing | Crossload | Electricity | MI | Dispatch-Crossload | EmissionsCost | 0 | [6 empty] | 0.53391 | 0
LCP_Inputs_ON_Diverse_Howarth_2023_05_05 | 2036 | O/CCGT - CH4 Existing | Crossload | Electricity | MI | Dispatch-Crossload | FuelCost | 0 | [6 empty] | 0.53391 | 0
LCP_Inputs_ON_Diverse_Howarth_2023_05_05 | 2036 | O/CCGT - CH4 Existing | Crossload | Electricity | MI | Dispatch-Crossload | VOM | 0 | [6 empty] | 0.53391 | 0
LCP_Inputs_ON_Diverse_Howarth_2023_05_05 | 2036 | O/CCGT - CH4 Existing | Crossload | Electricity | NY | Dispatch-Crossload | EmissionsCost | 0 | [6 empty] | 0.53391 | 0
LCP_Inputs_ON_Diverse_Howarth_2023_05_05 | 2036 | O/CCGT - CH4 Existing | Crossload | Electricity | NY | Dispatch-Crossload | FuelCost | 0 | [6 empty] | 0.53391 | 0
LCP_Inputs_ON_Diverse_Howarth_2023_05_05 | 2036 | O/CCGT - CH4 Existing | Crossload | Electricity | NY | Dispatch-Crossload | VOM | 0 | [6 empty] | 0.53391 | 0
LCP_Inputs_ON_Diverse_Howarth_2023_05_05 | 2036 | O/CCGT - CH4 Existing | Crossload | Electricity | ON | Dispatch-Crossload | EmissionsCost | 5272408.1924 | [6 empty] | 0.53391 | 2814981.8395
LCP_Inputs_ON_Diverse_Howarth_2023_05_05 | 2036 | O/CCGT - CH4 Existing | Crossload | Electricity | ON | Dispatch-Crossload | FuelCost | 0 | [6 empty] | 0.53391 | 0
LCP_Inputs_ON_Diverse_Howarth_2023_05_05 | 2036 | O/CCGT - CH4 Existing | Crossload | Electricity | ON | Dispatch-Crossload | VOM | 324468.7806 | [6 empty] | 0.53391 | 173236.5347
LCP_Inputs_ON_Diverse_Howarth_2023_05_05 | 2036 | O/CCGT - CH4 Existing | Crossload | Electricity | PJ | Dispatch-Crossload | EmissionsCost | 0 | [6 empty] | 0.53391 | 0
LCP_Inputs_ON_Diverse_Howarth_2023_05_05 | 2036 | O/CCGT - CH4 Existing | Crossload | Electricity | PJ | Dispatch-Crossload | FuelCost | 0 | [6 empty] | 0.53391 | 0
LCP_Inputs_ON_Diverse_Howarth_2023_05_05 | 2036 | O/CCGT - CH4 Existing | Crossload | Electricity | PJ | Dispatch-Crossload | VOM | 0 | [6 empty] | 0.53391 | 0
LCP_Inputs_ON_Diverse_Howarth_2023_05_05 | 2036 | O/CCGT - CH4 Existing | Crossload | Electricity | QC | Dispatch-Crossload | EmissionsCost | 0 | [6 empty] | 0.53391 | 0
LCP_Inputs_ON_Diverse_Howarth_2023_05_05 | 2036 | O/CCGT - CH4 Existing | Crossload | Electricity | QC | Dispatch-Crossload | FuelCost | 0 | [6 empty] | 0.53391 | 0
LCP_Inputs_ON_Diverse_Howarth_2023_05_05 | 2036 | O/CCGT - CH4 Existing | Crossload | Electricity | QC | Dispatch-Crossload | VOM | 0 | [6 empty] | 0.53391 | 0
LCP_Inputs_ON_Diverse_Howarth_2023_05_05 | 2036 | O/CCGT - CH4 Existing | Crossload | Electricity | WC | Dispatch-Crossload | EmissionsCost | 0 | [6 empty] | 0.53391 | 0
LCP_Inputs_ON_Diverse_Howarth_2023_05_05 | 2036 | O/CCGT - CH4 Existing | Crossload | Electricity | WC | Dispatch-Crossload | FuelCost | 0 | [6 empty] | 0.53391 | 0
LCP_Inputs_ON_Diverse_Howarth_2023_05_05 | 2036 | O/CCGT - CH4 Existing | Crossload | Electricity | WC | Dispatch-Crossload | VOM | 0 | [6 empty] | 0.53391 | 0
LCP_Inputs_ON_Diverse_Howarth_2023_05_05 | 2036 | O/CCGT - CH4 New | Crossload | Electricity | MI | Dispatch-Crossload | EmissionsCost | 0 | [6 empty] | 0.53391 | 0
LCP_Inputs_ON_Diverse_Howarth_2023_05_05 | 2036 | O/CCGT - CH4 New | Crossload | Electricity | MI | Dispatch-Crossload | FuelCost | 0 | [6 empty] | 0.53391 | 0
LCP_Inputs_ON_Diverse_Howarth_2023_05_05 | 2036 | O/CCGT - CH4 New | Crossload | Electricity | MI | Dispatch-Crossload | VOM | 0 | [6 empty] | 0.53391 | 0
LCP_Inputs_ON_Diverse_Howarth_2023_05_05 | 2036 | O/CCGT - CH4 New | Crossload | Electricity | NY | Dispatch-Crossload | EmissionsCost | 0 | [6 empty] | 0.53391 | 0
LCP_Inputs_ON_Diverse_Howarth_2023_05_05 | 2036 | O/CCGT - CH4 New | Crossload | Electricity | NY | Dispatch-Crossload | FuelCost | 0 | [6 empty] | 0.53391 | 0
LCP_Inputs_ON_Diverse_Howarth_2023_05_05 | 2036 | O/CCGT - CH4 New | Crossload | Electricity | NY | Dispatch-Crossload | VOM | 0 | [6 empty] | 0.53391 | 0
LCP_Inputs_ON_Diverse_Howarth_2023_05_05 | 2036 | O/CCGT - CH4 New | Crossload | Electricity | ON | Dispatch-Crossload | EmissionsCost | 309829.331 | [6 empty] | 0.53391 | 165420.4129
LCP_Inputs_ON_Diverse_Howarth_2023_05_05 | 2036 | O/CCGT - CH4 New | Crossload | Electricity | ON | Dispatch-Crossload | FuelCost | 0 | [6 empty] | 0.53391 | 0
LCP_Inputs_ON_Diverse_Howarth_2023_05_05 | 2036 | O/CCGT - CH4 New | Crossload | Electricity | ON | Dispatch-Crossload | VOM | 19067.178 | [6 empty] | 0.53391 | 10180.1222
LCP_Inputs_ON_Diverse_Howarth_2023_05_05 | 2036 | O/CCGT - CH4 New | Crossload | Electricity | PJ | Dispatch-Crossload | EmissionsCost | 0 | [6 empty] | 0.53391 | 0
LCP_Inputs_ON_Diverse_Howarth_2023_05_05 | 2036 | O/CCGT - CH4 New | Crossload | Electricity | PJ | Dispatch-Crossload | FuelCost | 0 | [6 empty] | 0.53391 | 0
LCP_Inputs_ON_Diverse_Howarth_2023_05_05 | 2036 | O/CCGT - CH4 New | Crossload | Electricity | PJ | Dispatch-Crossload | VOM | 0 | [6 empty] | 0.53391 | 0
LCP_Inputs_ON_Diverse_Howarth_2023_05_05 | 2036 | O/CCGT - CH4 New | Crossload | Electricity | QC | Dispatch-Crossload | EmissionsCost | 0 | [6 empty] | 0.53391 | 0
LCP_Inputs_ON_Diverse_Howarth_2023_05_05 | 2036 | O/CCGT - CH4 New | Crossload | Electricity | QC | Dispatch-Crossload | FuelCost | 0 | [6 empty] | 0.53391 | 0
LCP_Inputs_ON_Diverse_Howarth_2023_05_05 | 2036 | O/CCGT - CH4 New | Crossload | Electricity | QC | Dispatch-Crossload | VOM | 0 | [6 empty] | 0.53391 | 0
LCP_Inputs_ON_Diverse_Howarth_2023_05_05 | 2036 | O/CCGT - CH4 New | Crossload | Electricity | WC | Dispatch-Crossload | EmissionsCost | 0 | [6 empty] | 0.53391 | 0
LCP_Inputs_ON_Diverse_Howarth_2023_05_05 | 2036 | O/CCGT - CH4 New | Crossload | Electricity | WC | Dispatch-Crossload | FuelCost | 0 | [6 empty] | 0.53391 | 0
LCP_Inputs_ON_Diverse_Howarth_2023_05_05 | 2036 | O/CCGT - CH4 New | Crossload | Electricity | WC | Dispatch-Crossload | VOM | 0 | [6 empty] | 0.53391 | 0
LCP_Inputs_ON_Diverse_Howarth_2023_05_05 | 2036 | O/CCGT - H2 New | Crossload | Electricity | MI | Dispatch-Crossload | EmissionsCost | 0 | [6 empty] | 0.53391 | 0
LCP_Inputs_ON_Diverse_Howarth_2023_05_05 | 2036 | O/CCGT - H2 New | Crossload | Electricity | MI | Dispatch-Crossload | FuelCost | 0 | [6 empty] | 0.53391 | 0
LCP_Inputs_ON_Diverse_Howarth_2023_05_05 | 2036 | O/CCGT - H2 New | Crossload | Electricity | MI | Dispatch-Crossload | VOM | 0 | [6 empty] | 0.53391 | 0
LCP_Inputs_ON_Diverse_Howarth_2023_05_05 | 2036 | O/CCGT - H2 New | Crossload | Electricity | NY | Dispatch-Crossload | EmissionsCost | 0 | [6 empty] | 0.53391 | 0
LCP_Inputs_ON_Diverse_Howarth_2023_05_05 | 2036 | O/CCGT - H2 New | Crossload | Electricity | NY | Dispatch-Crossload | FuelCost | 0 | [6 empty] | 0.53391 | 0
LCP_Inputs_ON_Diverse_Howarth_2023_05_05 | 2036 | O/CCGT - H2 New | Crossload | Electricity | NY | Dispatch-Crossload | VOM | 0 | [6 empty] | 0.53391 | 0
LCP_Inputs_ON_Diverse_Howarth_2023_05_05 | 2036 | O/CCGT - H2 New | Crossload | Electricity | ON | Dispatch-Crossload | EmissionsCost | 0 | [6 empty] | 0.53391 | 0
LCP_Inputs_ON_Diverse_Howarth_2023_05_05 | 2036 | O/CCGT - H2 New | Crossload | Electricity | ON | Dispatch-Crossload | FuelCost | 0 | [6 empty] | 0.53391 | 0
LCP_Inputs_ON_Diverse_Howarth_2023_05_05 | 2036 | O/CCGT - H2 New | Crossload | Electricity | ON | Dispatch-Crossload | VOM | 0 | [6 empty] | 0.53391 | 0
LCP_Inputs_ON_Diverse_Howarth_2023_05_05 | 2036 | O/CCGT - H2 New | Crossload | Electricity | PJ | Dispatch-Crossload | EmissionsCost | 0 | [6 empty] | 0.53391 | 0
LCP_Inputs_ON_Diverse_Howarth_2023_05_05 | 2036 | O/CCGT - H2 New | Crossload | Electricity | PJ | Dispatch-Crossload | FuelCost | 0 | [6 empty] | 0.53391 | 0
LCP_Inputs_ON_Diverse_Howarth_2023_05_05 | 2036 | O/CCGT - H2 New | Crossload | Electricity | PJ | Dispatch-Crossload | VOM | 0 | [6 empty] | 0.53391 | 0
LCP_Inputs_ON_Diverse_Howarth_2023_05_05 | 2036 | O/CCGT - H2 New | Crossload | Electricity | QC | Dispatch-Crossload | EmissionsCost | 0 | [6 empty] | 0.53391 | 0
LCP_Inputs_ON_Diverse_Howarth_2023_05_05 | 2036 | O/CCGT - H2 New | Crossload | Electricity | QC | Dispatch-Crossload | FuelCost | 0 | [6 empty] | 0.53391 | 0
LCP_Inputs_ON_Diverse_Howarth_2023_05_05 | 2036 | O/CCGT - H2 New | Crossload | Electricity | QC | Dispatch-Crossload | VOM | 0 | [6 empty] | 0.53391 | 0
LCP_Inputs_ON_Diverse_Howarth_2023_05_05 | 2036 | O/CCGT - H2 New | Crossload | Electricity | WC | Dispatch-Crossload | EmissionsCost | 0 | [6 empty] | 0.53391 | 0
LCP_Inputs_ON_Diverse_Howarth_2023_05_05 | 2036 | O/CCGT - H2 New | Crossload | Electricity | WC | Dispatch-Crossload | FuelCost | 0 | [6 empty] | 0.53391 | 0
LCP_Inputs_ON_Diverse_Howarth_2023_05_05 | 2036 | O/CCGT - H2 New | Crossload | Electricity | WC | Dispatch-Crossload | VOM | 0 | [6 empty] | 0.53391 | 0
LCP_Inputs_ON_Diverse_Howarth_2023_05_05 | 2036 | SMR CCS | Generation | Hydrogen | MI | Dispatch-Generation | EmissionsCost | 0 | [6 empty] | 0.53391 | 0
LCP_Inputs_ON_Diverse_Howarth_2023_05_05 | 2036 | SMR CCS | Generation | Hydrogen | MI | Dispatch-Generation | FuelCost | 0 | [6 empty] | 0.53391 | 0
LCP_Inputs_ON_Diverse_Howarth_2023_05_05 | 2036 | SMR CCS | Generation | Hydrogen | MI | Dispatch-Generation | VOM | 0 | [6 empty] | 0.53391 | 0
LCP_Inputs_ON_Diverse_Howarth_2023_05_05 | 2036 | SMR CCS | Generation | Hydrogen | NY | Dispatch-Generation | EmissionsCost | 0 | [6 empty] | 0.53391 | 0
LCP_Inputs_ON_Diverse_Howarth_2023_05_05 | 2036 | SMR CCS | Generation | Hydrogen | NY | Dispatch-Generation | FuelCost | 0 | [6 empty] | 0.53391 | 0
LCP_Inputs_ON_Diverse_Howarth_2023_05_05 | 2036 | SMR CCS | Generation | Hydrogen | NY | Dispatch-Generation | VOM | 0 | [6 empty] | 0.53391 | 0
LCP_Inputs_ON_Diverse_Howarth_2023_05_05 | 2036 | SMR CCS | Generation | Hydrogen | ON | Dispatch-Generation | EmissionsCost | 738580417.6146 | [6 empty] | 0.53391 | 394334123.3659
LCP_Inputs_ON_Diverse_Howarth_2023_05_05 | 2036 | SMR CCS | Generation | Hydrogen | ON | Dispatch-Generation | FuelCost | 492910088.0425 | [6 empty] | 0.53391 | 263168725.8839
LCP_Inputs_ON_Diverse_Howarth_2023_05_05 | 2036 | SMR CCS | Generation | Hydrogen | ON | Dispatch-Generation | VOM | 0 | [6 empty] | 0.53391 | 0
LCP_Inputs_ON_Diverse_Howarth_2023_05_05 | 2036 | SMR CCS | Generation | Hydrogen | PJ | Dispatch-Generation | EmissionsCost | 0 | [6 empty] | 0.53391 | 0
LCP_Inputs_ON_Diverse_Howarth_2023_05_05 | 2036 | SMR CCS | Generation | Hydrogen | PJ | Dispatch-Generation | FuelCost | 0 | [6 empty] | 0.53391 | 0
LCP_Inputs_ON_Diverse_Howarth_2023_05_05 | 2036 | SMR CCS | Generation | Hydrogen | PJ | Dispatch-Generation | VOM | 0 | [6 empty] | 0.53391 | 0
LCP_Inputs_ON_Diverse_Howarth_2023_05_05 | 2036 | SMR CCS | Generation | Hydrogen | QC | Dispatch-Generation | EmissionsCost | 0 | [6 empty] | 0.53391 | 0
LCP_Inputs_ON_Diverse_Howarth_2023_05_05 | 2036 | SMR CCS | Generation | Hydrogen | QC | Dispatch-Generation | FuelCost | 0 | [6 empty] | 0.53391 | 0
LCP_Inputs_ON_Diverse_Howarth_2023_05_05 | 2036 | SMR CCS | Generation | Hydrogen | QC | Dispatch-Generation | VOM | 0 | [6 empty] | 0.53391 | 0
LCP_Inputs_ON_Diverse_Howarth_2023_05_05 | 2036 | SMR CCS | Generation | Hydrogen | WC | Dispatch-Generation | EmissionsCost | 0 | [6 empty] | 0.53391 | 0
LCP_Inputs_ON_Diverse_Howarth_2023_05_05 | 2036 | SMR CCS | Generation | Hydrogen | WC | Dispatch-Generation | FuelCost | 0 | [6 empty] | 0.53391 | 0
LCP_Inputs_ON_Diverse_Howarth_2023_05_05 | 2036 | SMR CCS | Generation | Hydrogen | WC | Dispatch-Generation | VOM | 0 | [6 empty] | 0.53391 | 0
LCP_Inputs_ON_Diverse_Howarth_2023_05_05 | 2036 | Solar PV | Generation | Electricity | MI | Dispatch-Generation | EmissionsCost | 0 | [6 empty] | 0.53391 | 0
LCP_Inputs_ON_Diverse_Howarth_2023_05_05 | 2036 | Solar PV | Generation | Electricity | MI | Dispatch-Generation | FuelCost | 0 | [6 empty] | 0.53391 | 0
LCP_Inputs_ON_Diverse_Howarth_2023_05_05 | 2036 | Solar PV | Generation | Electricity | MI | Dispatch-Generation | VOM | 0 | [6 empty] | 0.53391 | 0
LCP_Inputs_ON_Diverse_Howarth_2023_05_05 | 2036 | Solar PV | Generation | Electricity | NY | Dispatch-Generation | EmissionsCost | 0 | [6 empty] | 0.53391 | 0
LCP_Inputs_ON_Diverse_Howarth_2023_05_05 | 2036 | Solar PV | Generation | Electricity | NY | Dispatch-Generation | FuelCost | 0 | [6 empty] | 0.53391 | 0
LCP_Inputs_ON_Diverse_Howarth_2023_05_05 | 2036 | Solar PV | Generation | Electricity | NY | Dispatch-Generation | VOM | 0 | [6 empty] | 0.53391 | 0
LCP_Inputs_ON_Diverse_Howarth_2023_05_05 | 2036 | Solar PV | Generation | Electricity | ON | Dispatch-Generation | EmissionsCost | 0 | [6 empty] | 0.53391 | 0
LCP_Inputs_ON_Diverse_Howarth_2023_05_05 | 2036 | Solar PV | Generation | Electricity | ON | Dispatch-Generation | FuelCost | 0 | [6 empty] | 0.53391 | 0
LCP_Inputs_ON_Diverse_Howarth_2023_05_05 | 2036 | Solar PV | Generation | Electricity | ON | Dispatch-Generation | VOM | 0 | [6 empty] | 0.53391 | 0
LCP_Inputs_ON_Diverse_Howarth_2023_05_05 | 2036 | Solar PV | Generation | Electricity | PJ | Dispatch-Generation | EmissionsCost | 0 | [6 empty] | 0.53391 | 0
LCP_Inputs_ON_Diverse_Howarth_2023_05_05 | 2036 | Solar PV | Generation | Electricity | PJ | Dispatch-Generation | FuelCost | 0 | [6 empty] | 0.53391 | 0
LCP_Inputs_ON_Diverse_Howarth_2023_05_05 | 2036 | Solar PV | Generation | Electricity | PJ | Dispatch-Generation | VOM | 0 | [6 empty] | 0.53391 | 0
LCP_Inputs_ON_Diverse_Howarth_2023_05_05 | 2036 | Solar PV | Generation | Electricity | QC | Dispatch-Generation | EmissionsCost | 0 | [6 empty] | 0.53391 | 0
LCP_Inputs_ON_Diverse_Howarth_2023_05_05 | 2036 | Solar PV | Generation | Electricity | QC | Dispatch-Generation | FuelCost | 0 | [6 empty] | 0.53391 | 0
LCP_Inputs_ON_Diverse_Howarth_2023_05_05 | 2036 | Solar PV | Generation | Electricity | QC | Dispatch-Generation | VOM | 0 | [6 empty] | 0.53391 | 0
LCP_Inputs_ON_Diverse_Howarth_2023_05_05 | 2036 | Solar PV | Generation | Electricity | WC | Dispatch-Generation | EmissionsCost | 0 | [6 empty] | 0.53391 | 0
LCP_Inputs_ON_Diverse_Howarth_2023_05_05 | 2036 | Solar PV | Generation | Electricity | WC | Dispatch-Generation | FuelCost | 0 | [6 empty] | 0.53391 | 0
LCP_Inputs_ON_Diverse_Howarth_2023_05_05 | 2036 | Solar PV | Generation | Electricity | WC | Dispatch-Generation | VOM | 0 | [6 empty] | 0.53391 | 0
LCP_Inputs_ON_Diverse_Howarth_2023_05_05 | 2036 | Wind Offshore | Generation | Electricity | MI | Dispatch-Generation | EmissionsCost | 0 | [6 empty] | 0.53391 | 0
LCP_Inputs_ON_Diverse_Howarth_2023_05_05 | 2036 | Wind Offshore | Generation | Electricity | MI | Dispatch-Generation | FuelCost | 0 | [6 empty] | 0.53391 | 0
LCP_Inputs_ON_Diverse_Howarth_2023_05_05 | 2036 | Wind Offshore | Generation | Electricity | MI | Dispatch-Generation | VOM | 0 | [6 empty] | 0.53391 | 0
LCP_Inputs_ON_Diverse_Howarth_2023_05_05 | 2036 | Wind Offshore | Generation | Electricity | NY | Dispatch-Generation | EmissionsCost | 0 | [6 empty] | 0.53391 | 0
LCP_Inputs_ON_Diverse_Howarth_2023_05_05 | 2036 | Wind Offshore | Generation | Electricity | NY | Dispatch-Generation | FuelCost | 0 | [6 empty] | 0.53391 | 0
LCP_Inputs_ON_Diverse_Howarth_2023_05_05 | 2036 | Wind Offshore | Generation | Electricity | NY | Dispatch-Generation | VOM | 0 | [6 empty] | 0.53391 | 0
LCP_Inputs_ON_Diverse_Howarth_2023_05_05 | 2036 | Wind Offshore | Generation | Electricity | ON | Dispatch-Generation | EmissionsCost | 0 | [6 empty] | 0.53391 | 0
LCP_Inputs_ON_Diverse_Howarth_2023_05_05 | 2036 | Wind Offshore | Generation | Electricity | ON | Dispatch-Generation | FuelCost | 0 | [6 empty] | 0.53391 | 0
LCP_Inputs_ON_Diverse_Howarth_2023_05_05 | 2036 | Wind Offshore | Generation | Electricity | ON | Dispatch-Generation | VOM | 0 | [6 empty] | 0.53391 | 0
LCP_Inputs_ON_Diverse_Howarth_2023_05_05 | 2036 | Wind Offshore | Generation | Electricity | PJ | Dispatch-Generation | EmissionsCost | 0 | [6 empty] | 0.53391 | 0
LCP_Inputs_ON_Diverse_Howarth_2023_05_05 | 2036 | Wind Offshore | Generation | Electricity | PJ | Dispatch-Generation | FuelCost | 0 | [6 empty] | 0.53391 | 0
LCP_Inputs_ON_Diverse_Howarth_2023_05_05 | 2036 | Wind Offshore | Generation | Electricity | PJ | Dispatch-Generation | VOM | 0 | [6 empty] | 0.53391 | 0
LCP_Inputs_ON_Diverse_Howarth_2023_05_05 | 2036 | Wind Offshore | Generation | Electricity | QC | Dispatch-Generation | EmissionsCost | 0 | [6 empty] | 0.53391 | 0
LCP_Inputs_ON_Diverse_Howarth_2023_05_05 | 2036 | Wind Offshore | Generation | Electricity | QC | Dispatch-Generation | FuelCost | 0 | [6 empty] | 0.53391 | 0
LCP_Inputs_ON_Diverse_Howarth_2023_05_05 | 2036 | Wind Offshore | Generation | Electricity | QC | Dispatch-Generation | VOM | 0 | [6 empty] | 0.53391 | 0
LCP_Inputs_ON_Diverse_Howarth_2023_05_05 | 2036 | Wind Offshore | Generation | Electricity | WC | Dispatch-Generation | EmissionsCost | 0 | [6 empty] | 0.53391 | 0
LCP_Inputs_ON_Diverse_Howarth_2023_05_05 | 2036 | Wind Offshore | Generation | Electricity | WC | Dispatch-Generation | FuelCost | 0 | [6 empty] | 0.53391 | 0
LCP_Inputs_ON_Diverse_Howarth_2023_05_05 | 2036 | Wind Offshore | Generation | Electricity | WC | Dispatch-Generation | VOM | 0 | [6 empty] | 0.53391 | 0
LCP_Inputs_ON_Diverse_Howarth_2023_05_05 | 2036 | Wind Onshore | Generation | Electricity | MI | Dispatch-Generation | EmissionsCost | 0 | [6 empty] | 0.53391 | 0
LCP_Inputs_ON_Diverse_Howarth_2023_05_05 | 2036 | Wind Onshore | Generation | Electricity | MI | Dispatch-Generation | FuelCost | 0 | [6 empty] | 0.53391 | 0
LCP_Inputs_ON_Diverse_Howarth_2023_05_05 | 2036 | Wind Onshore | Generation | Electricity | MI | Dispatch-Generation | VOM | 0 | [6 empty] | 0.53391 | 0
LCP_Inputs_ON_Diverse_Howarth_2023_05_05 | 2036 | Wind Onshore | Generation | Electricity | NY | Dispatch-Generation | EmissionsCost | 0 | [6 empty] | 0.53391 | 0
LCP_Inputs_ON_Diverse_Howarth_2023_05_05 | 2036 | Wind Onshore | Generation | Electricity | NY | Dispatch-Generation | FuelCost | 0 | [6 empty] | 0.53391 | 0
LCP_Inputs_ON_Diverse_Howarth_2023_05_05 | 2036 | Wind Onshore | Generation | Electricity | NY | Dispatch-Generation | VOM | 0 | [6 empty] | 0.53391 | 0
LCP_Inputs_ON_Diverse_Howarth_2023_05_05 | 2036 | Wind Onshore | Generation | Electricity | ON | Dispatch-Generation | EmissionsCost | 0 | [6 empty] | 0.53391 | 0
LCP_Inputs_ON_Diverse_Howarth_2023_05_05 | 2036 | Wind Onshore | Generation | Electricity | ON | Dispatch-Generation | FuelCost | 0 | [6 empty] | 0.53391 | 0
LCP_Inputs_ON_Diverse_Howarth_2023_05_05 | 2036 | Wind Onshore | Generation | Electricity | ON | Dispatch-Generation | VOM | 0 | [6 empty] | 0.53391 | 0
LCP_Inputs_ON_Diverse_Howarth_2023_05_05 | 2036 | Wind Onshore | Generation | Electricity | PJ | Dispatch-Generation | EmissionsCost | 0 | [6 empty] | 0.53391 | 0
LCP_Inputs_ON_Diverse_Howarth_2023_05_05 | 2036 | Wind Onshore | Generation | Electricity | PJ | Dispatch-Generation | FuelCost | 0 | [6 empty] | 0.53391 | 0
LCP_Inputs_ON_Diverse_Howarth_2023_05_05 | 2036 | Wind Onshore | Generation | Electricity | PJ | Dispatch-Generation | VOM | 0 | [6 empty] | 0.53391 | 0
LCP_Inputs_ON_Diverse_Howarth_2023_05_05 | 2036 | Wind Onshore | Generation | Electricity | QC | Dispatch-Generation | EmissionsCost | 0 | [6 empty] | 0.53391 | 0
LCP_Inputs_ON_Diverse_Howarth_2023_05_05 | 2036 | Wind Onshore | Generation | Electricity | QC | Dispatch-Generation | FuelCost | 0 | [6 empty] | 0.53391 | 0
LCP_Inputs_ON_Diverse_Howarth_2023_05_05 | 2036 | Wind Onshore | Generation | Electricity | QC | Dispatch-Generation | VOM | 0 | [6 empty] | 0.53391 | 0
LCP_Inputs_ON_Diverse_Howarth_2023_05_05 | 2036 | Wind Onshore | Generation | Electricity | WC | Dispatch-Generation | EmissionsCost | 0 | [6 empty] | 0.53391 | 0
LCP_Inputs_ON_Diverse_Howarth_2023_05_05 | 2036 | Wind Onshore | Generation | Electricity | WC | Dispatch-Generation | FuelCost | 0 | [6 empty] | 0.53391 | 0
LCP_Inputs_ON_Diverse_Howarth_2023_05_05 | 2036 | Wind Onshore | Generation | Electricity | WC | Dispatch-Generation | VOM | 0 | [6 empty] | 0.53391 | 0
LCP_Inputs_ON_Diverse_Howarth_2023_05_05 | 2037 | Anaerobic Digestion | Generation | Methane | MI | Dispatch-Generation | EmissionsCost | 0 | [6 empty] | 0.51337 | 0
LCP_Inputs_ON_Diverse_Howarth_2023_05_05 | 2037 | Anaerobic Digestion | Generation | Methane | MI | Dispatch-Generation | FuelCost | 0 | [6 empty] | 0.51337 | 0
LCP_Inputs_ON_Diverse_Howarth_2023_05_05 | 2037 | Anaerobic Digestion | Generation | Methane | MI | Dispatch-Generation | VOM | 0 | [6 empty] | 0.51337 | 0
LCP_Inputs_ON_Diverse_Howarth_2023_05_05 | 2037 | Anaerobic Digestion | Generation | Methane | NY | Dispatch-Generation | EmissionsCost | 0 | [6 empty] | 0.51337 | 0
LCP_Inputs_ON_Diverse_Howarth_2023_05_05 | 2037 | Anaerobic Digestion | Generation | Methane | NY | Dispatch-Generation | FuelCost | 0 | [6 empty] | 0.51337 | 0
LCP_Inputs_ON_Diverse_Howarth_2023_05_05 | 2037 | Anaerobic Digestion | Generation | Methane | NY | Dispatch-Generation | VOM | 0 | [6 empty] | 0.51337 | 0
LCP_Inputs_ON_Diverse_Howarth_2023_05_05 | 2037 | Anaerobic Digestion | Generation | Methane | ON | Dispatch-Generation | EmissionsCost | 1840449.9197 | [6 empty] | 0.51337 | 944837.7491
LCP_Inputs_ON_Diverse_Howarth_2023_05_05 | 2037 | Anaerobic Digestion | Generation | Methane | ON | Dispatch-Generation | FuelCost | 0 | [6 empty] | 0.51337 | 0
LCP_Inputs_ON_Diverse_Howarth_2023_05_05 | 2037 | Anaerobic Digestion | Generation | Methane | ON | Dispatch-Generation | VOM | 862230000 | [6 empty] | 0.51337 | 442645813.7708
LCP_Inputs_ON_Diverse_Howarth_2023_05_05 | 2037 | Anaerobic Digestion | Generation | Methane | PJ | Dispatch-Generation | EmissionsCost | 0 | [6 empty] | 0.51337 | 0
LCP_Inputs_ON_Diverse_Howarth_2023_05_05 | 2037 | Anaerobic Digestion | Generation | Methane | PJ | Dispatch-Generation | FuelCost | 0 | [6 empty] | 0.51337 | 0
LCP_Inputs_ON_Diverse_Howarth_2023_05_05 | 2037 | Anaerobic Digestion | Generation | Methane | PJ | Dispatch-Generation | VOM | 0 | [6 empty] | 0.51337 | 0
LCP_Inputs_ON_Diverse_Howarth_2023_05_05 | 2037 | Anaerobic Digestion | Generation | Methane | QC | Dispatch-Generation | EmissionsCost | 0 | [6 empty] | 0.51337 | 0
LCP_Inputs_ON_Diverse_Howarth_2023_05_05 | 2037 | Anaerobic Digestion | Generation | Methane | QC | Dispatch-Generation | FuelCost | 0 | [6 empty] | 0.51337 | 0
LCP_Inputs_ON_Diverse_Howarth_2023_05_05 | 2037 | Anaerobic Digestion | Generation | Methane | QC | Dispatch-Generation | VOM | 0 | [6 empty] | 0.51337 | 0
LCP_Inputs_ON_Diverse_Howarth_2023_05_05 | 2037 | Anaerobic Digestion | Generation | Methane | WC | Dispatch-Generation | EmissionsCost | 0 | [6 empty] | 0.51337 | 0
LCP_Inputs_ON_Diverse_Howarth_2023_05_05 | 2037 | Anaerobic Digestion | Generation | Methane | WC | Dispatch-Generation | FuelCost | 0 | [6 empty] | 0.51337 | 0
LCP_Inputs_ON_Diverse_Howarth_2023_05_05 | 2037 | Anaerobic Digestion | Generation | Methane | WC | Dispatch-Generation | VOM | 0 | [6 empty] | 0.51337 | 0
LCP_Inputs_ON_Diverse_Howarth_2023_05_05 | 2037 | Battery Storage | Storage | Electricity | MI | Dispatch-Storage | EmissionsCost | 0 | [6 empty] | 0.51337 | 0
LCP_Inputs_ON_Diverse_Howarth_2023_05_05 | 2037 | Battery Storage | Storage | Electricity | MI | Dispatch-Storage | FuelCost | 0 | [6 empty] | 0.51337 | 0
LCP_Inputs_ON_Diverse_Howarth_2023_05_05 | 2037 | Battery Storage | Storage | Electricity | MI | Dispatch-Storage | VOM | 0 | [6 empty] | 0.51337 | 0
LCP_Inputs_ON_Diverse_Howarth_2023_05_05 | 2037 | Battery Storage | Storage | Electricity | NY | Dispatch-Storage | EmissionsCost | 0 | [6 empty] | 0.51337 | 0
LCP_Inputs_ON_Diverse_Howarth_2023_05_05 | 2037 | Battery Storage | Storage | Electricity | NY | Dispatch-Storage | FuelCost | 0 | [6 empty] | 0.51337 | 0
LCP_Inputs_ON_Diverse_Howarth_2023_05_05 | 2037 | Battery Storage | Storage | Electricity | NY | Dispatch-Storage | VOM | 0 | [6 empty] | 0.51337 | 0
LCP_Inputs_ON_Diverse_Howarth_2023_05_05 | 2037 | Battery Storage | Storage | Electricity | ON | Dispatch-Storage | EmissionsCost | 0 | [6 empty] | 0.51337 | 0
LCP_Inputs_ON_Diverse_Howarth_2023_05_05 | 2037 | Battery Storage | Storage | Electricity | ON | Dispatch-Storage | FuelCost | 0 | [6 empty] | 0.51337 | 0
LCP_Inputs_ON_Diverse_Howarth_2023_05_05 | 2037 | Battery Storage | Storage | Electricity | ON | Dispatch-Storage | VOM | 0 | [6 empty] | 0.51337 | 0
LCP_Inputs_ON_Diverse_Howarth_2023_05_05 | 2037 | Battery Storage | Storage | Electricity | PJ | Dispatch-Storage | EmissionsCost | 0 | [6 empty] | 0.51337 | 0
LCP_Inputs_ON_Diverse_Howarth_2023_05_05 | 2037 | Battery Storage | Storage | Electricity | PJ | Dispatch-Storage | FuelCost | 0 | [6 empty] | 0.51337 | 0
LCP_Inputs_ON_Diverse_Howarth_2023_05_05 | 2037 | Battery Storage | Storage | Electricity | PJ | Dispatch-Storage | VOM | 0 | [6 empty] | 0.51337 | 0
LCP_Inputs_ON_Diverse_Howarth_2023_05_05 | 2037 | Battery Storage | Storage | Electricity | QC | Dispatch-Storage | EmissionsCost | 0 | [6 empty] | 0.51337 | 0
LCP_Inputs_ON_Diverse_Howarth_2023_05_05 | 2037 | Battery Storage | Storage | Electricity | QC | Dispatch-Storage | FuelCost | 0 | [6 empty] | 0.51337 | 0
LCP_Inputs_ON_Diverse_Howarth_2023_05_05 | 2037 | Battery Storage | Storage | Electricity | QC | Dispatch-Storage | VOM | 0 | [6 empty] | 0.51337 | 0
LCP_Inputs_ON_Diverse_Howarth_2023_05_05 | 2037 | Battery Storage | Storage | Electricity | WC | Dispatch-Storage | EmissionsCost | 0 | [6 empty] | 0.51337 | 0
LCP_Inputs_ON_Diverse_Howarth_2023_05_05 | 2037 | Battery Storage | Storage | Electricity | WC | Dispatch-Storage | FuelCost | 0 | [6 empty] | 0.51337 | 0
LCP_Inputs_ON_Diverse_Howarth_2023_05_05 | 2037 | Battery Storage | Storage | Electricity | WC | Dispatch-Storage | VOM | 0 | [6 empty] | 0.51337 | 0
LCP_Inputs_ON_Diverse_Howarth_2023_05_05 | 2037 | Biomass | Generation | Electricity | MI | Dispatch-Generation | EmissionsCost | 0 | [6 empty] | 0.51337 | 0
LCP_Inputs_ON_Diverse_Howarth_2023_05_05 | 2037 | Biomass | Generation | Electricity | MI | Dispatch-Generation | FuelCost | 0 | [6 empty] | 0.51337 | 0
LCP_Inputs_ON_Diverse_Howarth_2023_05_05 | 2037 | Biomass | Generation | Electricity | MI | Dispatch-Generation | VOM | 0 | [6 empty] | 0.51337 | 0
LCP_Inputs_ON_Diverse_Howarth_2023_05_05 | 2037 | Biomass | Generation | Electricity | NY | Dispatch-Generation | EmissionsCost | 0 | [6 empty] | 0.51337 | 0
LCP_Inputs_ON_Diverse_Howarth_2023_05_05 | 2037 | Biomass | Generation | Electricity | NY | Dispatch-Generation | FuelCost | 0 | [6 empty] | 0.51337 | 0
LCP_Inputs_ON_Diverse_Howarth_2023_05_05 | 2037 | Biomass | Generation | Electricity | NY | Dispatch-Generation | VOM | 0 | [6 empty] | 0.51337 | 0
LCP_Inputs_ON_Diverse_Howarth_2023_05_05 | 2037 | Biomass | Generation | Electricity | ON | Dispatch-Generation | EmissionsCost | 0 | [6 empty] | 0.51337 | 0
LCP_Inputs_ON_Diverse_Howarth_2023_05_05 | 2037 | Biomass | Generation | Electricity | ON | Dispatch-Generation | FuelCost | 42009.7444 | [6 empty] | 0.51337 | 21566.6788
LCP_Inputs_ON_Diverse_Howarth_2023_05_05 | 2037 | Biomass | Generation | Electricity | ON | Dispatch-Generation | VOM | 539.1251 | [6 empty] | 0.51337 | 276.7724
LCP_Inputs_ON_Diverse_Howarth_2023_05_05 | 2037 | Biomass | Generation | Electricity | PJ | Dispatch-Generation | EmissionsCost | 0 | [6 empty] | 0.51337 | 0
LCP_Inputs_ON_Diverse_Howarth_2023_05_05 | 2037 | Biomass | Generation | Electricity | PJ | Dispatch-Generation | FuelCost | 0 | [6 empty] | 0.51337 | 0
LCP_Inputs_ON_Diverse_Howarth_2023_05_05 | 2037 | Biomass | Generation | Electricity | PJ | Dispatch-Generation | VOM | 0 | [6 empty] | 0.51337 | 0
LCP_Inputs_ON_Diverse_Howarth_2023_05_05 | 2037 | Biomass | Generation | Electricity | QC | Dispatch-Generation | EmissionsCost | 0 | [6 empty] | 0.51337 | 0
LCP_Inputs_ON_Diverse_Howarth_2023_05_05 | 2037 | Biomass | Generation | Electricity | QC | Dispatch-Generation | FuelCost | 128334.5455 | [6 empty] | 0.51337 | 65883.5222
LCP_Inputs_ON_Diverse_Howarth_2023_05_05 | 2037 | Biomass | Generation | Electricity | QC | Dispatch-Generation | VOM | 1646.96 | [6 empty] | 0.51337 | 845.5052
LCP_Inputs_ON_Diverse_Howarth_2023_05_05 | 2037 | Biomass | Generation | Electricity | WC | Dispatch-Generation | EmissionsCost | 0 | [6 empty] | 0.51337 | 0
LCP_Inputs_ON_Diverse_Howarth_2023_05_05 | 2037 | Biomass | Generation | Electricity | WC | Dispatch-Generation | FuelCost | 0 | [6 empty] | 0.51337 | 0
LCP_Inputs_ON_Diverse_Howarth_2023_05_05 | 2037 | Biomass | Generation | Electricity | WC | Dispatch-Generation | VOM | 0 | [6 empty] | 0.51337 | 0
LCP_Inputs_ON_Diverse_Howarth_2023_05_05 | 2037 | Biomass + CCS | Generation | Electricity | MI | Dispatch-Generation | EmissionsCost | 0 | [6 empty] | 0.51337 | 0
LCP_Inputs_ON_Diverse_Howarth_2023_05_05 | 2037 | Biomass + CCS | Generation | Electricity | MI | Dispatch-Generation | FuelCost | 0 | [6 empty] | 0.51337 | 0
LCP_Inputs_ON_Diverse_Howarth_2023_05_05 | 2037 | Biomass + CCS | Generation | Electricity | MI | Dispatch-Generation | VOM | 0 | [6 empty] | 0.51337 | 0
LCP_Inputs_ON_Diverse_Howarth_2023_05_05 | 2037 | Biomass + CCS | Generation | Electricity | NY | Dispatch-Generation | EmissionsCost | 0 | [6 empty] | 0.51337 | 0
LCP_Inputs_ON_Diverse_Howarth_2023_05_05 | 2037 | Biomass + CCS | Generation | Electricity | NY | Dispatch-Generation | FuelCost | 0 | [6 empty] | 0.51337 | 0
LCP_Inputs_ON_Diverse_Howarth_2023_05_05 | 2037 | Biomass + CCS | Generation | Electricity | NY | Dispatch-Generation | VOM | 0 | [6 empty] | 0.51337 | 0
LCP_Inputs_ON_Diverse_Howarth_2023_05_05 | 2037 | Biomass + CCS | Generation | Electricity | ON | Dispatch-Generation | EmissionsCost | 0 | [6 empty] | 0.51337 | 0
LCP_Inputs_ON_Diverse_Howarth_2023_05_05 | 2037 | Biomass + CCS | Generation | Electricity | ON | Dispatch-Generation | FuelCost | 0 | [6 empty] | 0.51337 | 0
LCP_Inputs_ON_Diverse_Howarth_2023_05_05 | 2037 | Biomass + CCS | Generation | Electricity | ON | Dispatch-Generation | VOM | 0 | [6 empty] | 0.51337 | 0
LCP_Inputs_ON_Diverse_Howarth_2023_05_05 | 2037 | Biomass + CCS | Generation | Electricity | PJ | Dispatch-Generation | EmissionsCost | 0 | [6 empty] | 0.51337 | 0
LCP_Inputs_ON_Diverse_Howarth_2023_05_05 | 2037 | Biomass + CCS | Generation | Electricity | PJ | Dispatch-Generation | FuelCost | 0 | [6 empty] | 0.51337 | 0
LCP_Inputs_ON_Diverse_Howarth_2023_05_05 | 2037 | Biomass + CCS | Generation | Electricity | PJ | Dispatch-Generation | VOM | 0 | [6 empty] | 0.51337 | 0
LCP_Inputs_ON_Diverse_Howarth_2023_05_05 | 2037 | Biomass + CCS | Generation | Electricity | QC | Dispatch-Generation | EmissionsCost | 0 | [6 empty] | 0.51337 | 0
LCP_Inputs_ON_Diverse_Howarth_2023_05_05 | 2037 | Biomass + CCS | Generation | Electricity | QC | Dispatch-Generation | FuelCost | 0 | [6 empty] | 0.51337 | 0
LCP_Inputs_ON_Diverse_Howarth_2023_05_05 | 2037 | Biomass + CCS | Generation | Electricity | QC | Dispatch-Generation | VOM | 0 | [6 empty] | 0.51337 | 0
LCP_Inputs_ON_Diverse_Howarth_2023_05_05 | 2037 | Biomass + CCS | Generation | Electricity | WC | Dispatch-Generation | EmissionsCost | 0 | [6 empty] | 0.51337 | 0
LCP_Inputs_ON_Diverse_Howarth_2023_05_05 | 2037 | Biomass + CCS | Generation | Electricity | WC | Dispatch-Generation | FuelCost | 0 | [6 empty] | 0.51337 | 0
LCP_Inputs_ON_Diverse_Howarth_2023_05_05 | 2037 | Biomass + CCS | Generation | Electricity | WC | Dispatch-Generation | VOM | 0 | [6 empty] | 0.51337 | 0
LCP_Inputs_ON_Diverse_Howarth_2023_05_05 | 2037 | CH4 + CCS | Generation | Methane | MI | Dispatch-Generation | EmissionsCost | 0 | [6 empty] | 0.51337 | 0
LCP_Inputs_ON_Diverse_Howarth_2023_05_05 | 2037 | CH4 + CCS | Generation | Methane | MI | Dispatch-Generation | FuelCost | 0 | [6 empty] | 0.51337 | 0
LCP_Inputs_ON_Diverse_Howarth_2023_05_05 | 2037 | CH4 + CCS | Generation | Methane | MI | Dispatch-Generation | VOM | 0 | [6 empty] | 0.51337 | 0
LCP_Inputs_ON_Diverse_Howarth_2023_05_05 | 2037 | CH4 + CCS | Generation | Methane | NY | Dispatch-Generation | EmissionsCost | 0 | [6 empty] | 0.51337 | 0
LCP_Inputs_ON_Diverse_Howarth_2023_05_05 | 2037 | CH4 + CCS | Generation | Methane | NY | Dispatch-Generation | FuelCost | 0 | [6 empty] | 0.51337 | 0
LCP_Inputs_ON_Diverse_Howarth_2023_05_05 | 2037 | CH4 + CCS | Generation | Methane | NY | Dispatch-Generation | VOM | 0 | [6 empty] | 0.51337 | 0
LCP_Inputs_ON_Diverse_Howarth_2023_05_05 | 2037 | CH4 + CCS | Generation | Methane | ON | Dispatch-Generation | EmissionsCost | 36250644.3017 | [6 empty] | 0.51337 | 18610110.9294
LCP_Inputs_ON_Diverse_Howarth_2023_05_05 | 2037 | CH4 + CCS | Generation | Methane | ON | Dispatch-Generation | FuelCost | 171398728.1399 | [6 empty] | 0.51337 | 87991521.4
LCP_Inputs_ON_Diverse_Howarth_2023_05_05 | 2037 | CH4 + CCS | Generation | Methane | ON | Dispatch-Generation | VOM | 19178821.6667 | [6 empty] | 0.51337 | 9845893.9306
LCP_Inputs_ON_Diverse_Howarth_2023_05_05 | 2037 | CH4 + CCS | Generation | Methane | PJ | Dispatch-Generation | EmissionsCost | 0 | [6 empty] | 0.51337 | 0
LCP_Inputs_ON_Diverse_Howarth_2023_05_05 | 2037 | CH4 + CCS | Generation | Methane | PJ | Dispatch-Generation | FuelCost | 0 | [6 empty] | 0.51337 | 0
LCP_Inputs_ON_Diverse_Howarth_2023_05_05 | 2037 | CH4 + CCS | Generation | Methane | PJ | Dispatch-Generation | VOM | 0 | [6 empty] | 0.51337 | 0
LCP_Inputs_ON_Diverse_Howarth_2023_05_05 | 2037 | CH4 + CCS | Generation | Methane | QC | Dispatch-Generation | EmissionsCost | 0 | [6 empty] | 0.51337 | 0
LCP_Inputs_ON_Diverse_Howarth_2023_05_05 | 2037 | CH4 + CCS | Generation | Methane | QC | Dispatch-Generation | FuelCost | 0 | [6 empty] | 0.51337 | 0
LCP_Inputs_ON_Diverse_Howarth_2023_05_05 | 2037 | CH4 + CCS | Generation | Methane | QC | Dispatch-Generation | VOM | 0 | [6 empty] | 0.51337 | 0
LCP_Inputs_ON_Diverse_Howarth_2023_05_05 | 2037 | CH4 + CCS | Generation | Methane | WC | Dispatch-Generation | EmissionsCost | 0 | [6 empty] | 0.51337 | 0
LCP_Inputs_ON_Diverse_Howarth_2023_05_05 | 2037 | CH4 + CCS | Generation | Methane | WC | Dispatch-Generation | FuelCost | 0 | [6 empty] | 0.51337 | 0
LCP_Inputs_ON_Diverse_Howarth_2023_05_05 | 2037 | CH4 + CCS | Generation | Methane | WC | Dispatch-Generation | VOM | 0 | [6 empty] | 0.51337 | 0
LCP_Inputs_ON_Diverse_Howarth_2023_05_05 | 2037 | CH4 Import - NY 2020 | Import | Methane | MI | Dispatch-Import | EmissionsCost | 0 | [6 empty] | 0.51337 | 0
LCP_Inputs_ON_Diverse_Howarth_2023_05_05 | 2037 | CH4 Import - NY 2020 | Import | Methane | MI | Dispatch-Import | FuelCost | 0 | [6 empty] | 0.51337 | 0
LCP_Inputs_ON_Diverse_Howarth_2023_05_05 | 2037 | CH4 Import - NY 2020 | Import | Methane | MI | Dispatch-Import | VOM | 0 | [6 empty] | 0.51337 | 0
LCP_Inputs_ON_Diverse_Howarth_2023_05_05 | 2037 | CH4 Import - NY 2020 | Import | Methane | NY | Dispatch-Import | EmissionsCost | 0 | [6 empty] | 0.51337 | 0
LCP_Inputs_ON_Diverse_Howarth_2023_05_05 | 2037 | CH4 Import - NY 2020 | Import | Methane | NY | Dispatch-Import | FuelCost | 0 | [6 empty] | 0.51337 | 0
LCP_Inputs_ON_Diverse_Howarth_2023_05_05 | 2037 | CH4 Import - NY 2020 | Import | Methane | NY | Dispatch-Import | VOM | 0 | [6 empty] | 0.51337 | 0
LCP_Inputs_ON_Diverse_Howarth_2023_05_05 | 2037 | CH4 Import - NY 2020 | Import | Methane | ON | Dispatch-Import | EmissionsCost | 0 | [6 empty] | 0.51337 | 0
LCP_Inputs_ON_Diverse_Howarth_2023_05_05 | 2037 | CH4 Import - NY 2020 | Import | Methane | ON | Dispatch-Import | FuelCost | 0 | [6 empty] | 0.51337 | 0
LCP_Inputs_ON_Diverse_Howarth_2023_05_05 | 2037 | CH4 Import - NY 2020 | Import | Methane | ON | Dispatch-Import | VOM | 0 | [6 empty] | 0.51337 | 0
LCP_Inputs_ON_Diverse_Howarth_2023_05_05 | 2037 | CH4 Import - NY 2020 | Import | Methane | PJ | Dispatch-Import | EmissionsCost | 0 | [6 empty] | 0.51337 | 0
LCP_Inputs_ON_Diverse_Howarth_2023_05_05 | 2037 | CH4 Import - NY 2020 | Import | Methane | PJ | Dispatch-Import | FuelCost | 0 | [6 empty] | 0.51337 | 0
LCP_Inputs_ON_Diverse_Howarth_2023_05_05 | 2037 | CH4 Import - NY 2020 | Import | Methane | PJ | Dispatch-Import | VOM | 0 | [6 empty] | 0.51337 | 0
LCP_Inputs_ON_Diverse_Howarth_2023_05_05 | 2037 | CH4 Import - NY 2020 | Import | Methane | QC | Dispatch-Import | EmissionsCost | 0 | [6 empty] | 0.51337 | 0
LCP_Inputs_ON_Diverse_Howarth_2023_05_05 | 2037 | CH4 Import - NY 2020 | Import | Methane | QC | Dispatch-Import | FuelCost | 0 | [6 empty] | 0.51337 | 0
LCP_Inputs_ON_Diverse_Howarth_2023_05_05 | 2037 | CH4 Import - NY 2020 | Import | Methane | QC | Dispatch-Import | VOM | 0 | [6 empty] | 0.51337 | 0
LCP_Inputs_ON_Diverse_Howarth_2023_05_05 | 2037 | CH4 Import - NY 2020 | Import | Methane | WC | Dispatch-Import | EmissionsCost | 0 | [6 empty] | 0.51337 | 0
LCP_Inputs_ON_Diverse_Howarth_2023_05_05 | 2037 | CH4 Import - NY 2020 | Import | Methane | WC | Dispatch-Import | FuelCost | 0 | [6 empty] | 0.51337 | 0
LCP_Inputs_ON_Diverse_Howarth_2023_05_05 | 2037 | CH4 Import - NY 2020 | Import | Methane | WC | Dispatch-Import | VOM | 0 | [6 empty] | 0.51337 | 0
LCP_Inputs_ON_Diverse_Howarth_2023_05_05 | 2037 | CH4 Import - NY 2030 | Import | Methane | MI | Dispatch-Import | EmissionsCost | 0 | [6 empty] | 0.51337 | 0
LCP_Inputs_ON_Diverse_Howarth_2023_05_05 | 2037 | CH4 Import - NY 2030 | Import | Methane | MI | Dispatch-Import | FuelCost | 0 | [6 empty] | 0.51337 | 0
LCP_Inputs_ON_Diverse_Howarth_2023_05_05 | 2037 | CH4 Import - NY 2030 | Import | Methane | MI | Dispatch-Import | VOM | 0 | [6 empty] | 0.51337 | 0
LCP_Inputs_ON_Diverse_Howarth_2023_05_05 | 2037 | CH4 Import - NY 2030 | Import | Methane | NY | Dispatch-Import | EmissionsCost | 1400246087.116 | [6 empty] | 0.51337 | 718848878.734
LCP_Inputs_ON_Diverse_Howarth_2023_05_05 | 2037 | CH4 Import - NY 2030 | Import | Methane | NY | Dispatch-Import | FuelCost | 644356120.8267 | [6 empty] | 0.51337 | 330795193.2333
LCP_Inputs_ON_Diverse_Howarth_2023_05_05 | 2037 | CH4 Import - NY 2030 | Import | Methane | NY | Dispatch-Import | VOM | 0 | [6 empty] | 0.51337 | 0
LCP_Inputs_ON_Diverse_Howarth_2023_05_05 | 2037 | CH4 Import - NY 2030 | Import | Methane | ON | Dispatch-Import | EmissionsCost | 0 | [6 empty] | 0.51337 | 0
LCP_Inputs_ON_Diverse_Howarth_2023_05_05 | 2037 | CH4 Import - NY 2030 | Import | Methane | ON | Dispatch-Import | FuelCost | 0 | [6 empty] | 0.51337 | 0
LCP_Inputs_ON_Diverse_Howarth_2023_05_05 | 2037 | CH4 Import - NY 2030 | Import | Methane | ON | Dispatch-Import | VOM | 0 | [6 empty] | 0.51337 | 0
LCP_Inputs_ON_Diverse_Howarth_2023_05_05 | 2037 | CH4 Import - NY 2030 | Import | Methane | PJ | Dispatch-Import | EmissionsCost | 0 | [6 empty] | 0.51337 | 0
LCP_Inputs_ON_Diverse_Howarth_2023_05_05 | 2037 | CH4 Import - NY 2030 | Import | Methane | PJ | Dispatch-Import | FuelCost | 0 | [6 empty] | 0.51337 | 0
LCP_Inputs_ON_Diverse_Howarth_2023_05_05 | 2037 | CH4 Import - NY 2030 | Import | Methane | PJ | Dispatch-Import | VOM | 0 | [6 empty] | 0.51337 | 0
LCP_Inputs_ON_Diverse_Howarth_2023_05_05 | 2037 | CH4 Import - NY 2030 | Import | Methane | QC | Dispatch-Import | EmissionsCost | 0 | [6 empty] | 0.51337 | 0
LCP_Inputs_ON_Diverse_Howarth_2023_05_05 | 2037 | CH4 Import - NY 2030 | Import | Methane | QC | Dispatch-Import | FuelCost | 0 | [6 empty] | 0.51337 | 0
LCP_Inputs_ON_Diverse_Howarth_2023_05_05 | 2037 | CH4 Import - NY 2030 | Import | Methane | QC | Dispatch-Import | VOM | 0 | [6 empty] | 0.51337 | 0
LCP_Inputs_ON_Diverse_Howarth_2023_05_05 | 2037 | CH4 Import - NY 2030 | Import | Methane | WC | Dispatch-Import | EmissionsCost | 0 | [6 empty] | 0.51337 | 0
LCP_Inputs_ON_Diverse_Howarth_2023_05_05 | 2037 | CH4 Import - NY 2030 | Import | Methane | WC | Dispatch-Import | FuelCost | 0 | [6 empty] | 0.51337 | 0
LCP_Inputs_ON_Diverse_Howarth_2023_05_05 | 2037 | CH4 Import - NY 2030 | Import | Methane | WC | Dispatch-Import | VOM | 0 | [6 empty] | 0.51337 | 0
LCP_Inputs_ON_Diverse_Howarth_2023_05_05 | 2037 | CH4 Import - NY 2040 | Import | Methane | MI | Dispatch-Import | EmissionsCost | 0 | [6 empty] | 0.51337 | 0
LCP_Inputs_ON_Diverse_Howarth_2023_05_05 | 2037 | CH4 Import - NY 2040 | Import | Methane | MI | Dispatch-Import | FuelCost | 0 | [6 empty] | 0.51337 | 0
LCP_Inputs_ON_Diverse_Howarth_2023_05_05 | 2037 | CH4 Import - NY 2040 | Import | Methane | MI | Dispatch-Import | VOM | 0 | [6 empty] | 0.51337 | 0
LCP_Inputs_ON_Diverse_Howarth_2023_05_05 | 2037 | CH4 Import - NY 2040 | Import | Methane | NY | Dispatch-Import | EmissionsCost | 0 | [6 empty] | 0.51337 | 0
LCP_Inputs_ON_Diverse_Howarth_2023_05_05 | 2037 | CH4 Import - NY 2040 | Import | Methane | NY | Dispatch-Import | FuelCost | 0 | [6 empty] | 0.51337 | 0
LCP_Inputs_ON_Diverse_Howarth_2023_05_05 | 2037 | CH4 Import - NY 2040 | Import | Methane | NY | Dispatch-Import | VOM | 0 | [6 empty] | 0.51337 | 0
LCP_Inputs_ON_Diverse_Howarth_2023_05_05 | 2037 | CH4 Import - NY 2040 | Import | Methane | ON | Dispatch-Import | EmissionsCost | 0 | [6 empty] | 0.51337 | 0
LCP_Inputs_ON_Diverse_Howarth_2023_05_05 | 2037 | CH4 Import - NY 2040 | Import | Methane | ON | Dispatch-Import | FuelCost | 0 | [6 empty] | 0.51337 | 0
LCP_Inputs_ON_Diverse_Howarth_2023_05_05 | 2037 | CH4 Import - NY 2040 | Import | Methane | ON | Dispatch-Import | VOM | 0 | [6 empty] | 0.51337 | 0
LCP_Inputs_ON_Diverse_Howarth_2023_05_05 | 2037 | CH4 Import - NY 2040 | Import | Methane | PJ | Dispatch-Import | EmissionsCost | 0 | [6 empty] | 0.51337 | 0
LCP_Inputs_ON_Diverse_Howarth_2023_05_05 | 2037 | CH4 Import - NY 2040 | Import | Methane | PJ | Dispatch-Import | FuelCost | 0 | [6 empty] | 0.51337 | 0
LCP_Inputs_ON_Diverse_Howarth_2023_05_05 | 2037 | CH4 Import - NY 2040 | Import | Methane | PJ | Dispatch-Import | VOM | 0 | [6 empty] | 0.51337 | 0
LCP_Inputs_ON_Diverse_Howarth_2023_05_05 | 2037 | CH4 Import - NY 2040 | Import | Methane | QC | Dispatch-Import | EmissionsCost | 0 | [6 empty] | 0.51337 | 0
LCP_Inputs_ON_Diverse_Howarth_2023_05_05 | 2037 | CH4 Import - NY 2040 | Import | Methane | QC | Dispatch-Import | FuelCost | 0 | [6 empty] | 0.51337 | 0
LCP_Inputs_ON_Diverse_Howarth_2023_05_05 | 2037 | CH4 Import - NY 2040 | Import | Methane | QC | Dispatch-Import | VOM | 0 | [6 empty] | 0.51337 | 0
LCP_Inputs_ON_Diverse_Howarth_2023_05_05 | 2037 | CH4 Import - NY 2040 | Import | Methane | WC | Dispatch-Import | EmissionsCost | 0 | [6 empty] | 0.51337 | 0
LCP_Inputs_ON_Diverse_Howarth_2023_05_05 | 2037 | CH4 Import - NY 2040 | Import | Methane | WC | Dispatch-Import | FuelCost | 0 | [6 empty] | 0.51337 | 0
LCP_Inputs_ON_Diverse_Howarth_2023_05_05 | 2037 | CH4 Import - NY 2040 | Import | Methane | WC | Dispatch-Import | VOM | 0 | [6 empty] | 0.51337 | 0
LCP_Inputs_ON_Diverse_Howarth_2023_05_05 | 2037 | CH4 Import - NY 2050 | Import | Methane | MI | Dispatch-Import | EmissionsCost | 0 | [6 empty] | 0.51337 | 0
LCP_Inputs_ON_Diverse_Howarth_2023_05_05 | 2037 | CH4 Import - NY 2050 | Import | Methane | MI | Dispatch-Import | FuelCost | 0 | [6 empty] | 0.51337 | 0
LCP_Inputs_ON_Diverse_Howarth_2023_05_05 | 2037 | CH4 Import - NY 2050 | Import | Methane | MI | Dispatch-Import | VOM | 0 | [6 empty] | 0.51337 | 0
LCP_Inputs_ON_Diverse_Howarth_2023_05_05 | 2037 | CH4 Import - NY 2050 | Import | Methane | NY | Dispatch-Import | EmissionsCost | 0 | [6 empty] | 0.51337 | 0
LCP_Inputs_ON_Diverse_Howarth_2023_05_05 | 2037 | CH4 Import - NY 2050 | Import | Methane | NY | Dispatch-Import | FuelCost | 0 | [6 empty] | 0.51337 | 0
LCP_Inputs_ON_Diverse_Howarth_2023_05_05 | 2037 | CH4 Import - NY 2050 | Import | Methane | NY | Dispatch-Import | VOM | 0 | [6 empty] | 0.51337 | 0
LCP_Inputs_ON_Diverse_Howarth_2023_05_05 | 2037 | CH4 Import - NY 2050 | Import | Methane | ON | Dispatch-Import | EmissionsCost | 0 | [6 empty] | 0.51337 | 0
LCP_Inputs_ON_Diverse_Howarth_2023_05_05 | 2037 | CH4 Import - NY 2050 | Import | Methane | ON | Dispatch-Import | FuelCost | 0 | [6 empty] | 0.51337 | 0
LCP_Inputs_ON_Diverse_Howarth_2023_05_05 | 2037 | CH4 Import - NY 2050 | Import | Methane | ON | Dispatch-Import | VOM | 0 | [6 empty] | 0.51337 | 0
LCP_Inputs_ON_Diverse_Howarth_2023_05_05 | 2037 | CH4 Import - NY 2050 | Import | Methane | PJ | Dispatch-Import | EmissionsCost | 0 | [6 empty] | 0.51337 | 0
LCP_Inputs_ON_Diverse_Howarth_2023_05_05 | 2037 | CH4 Import - NY 2050 | Import | Methane | PJ | Dispatch-Import | FuelCost | 0 | [6 empty] | 0.51337 | 0
LCP_Inputs_ON_Diverse_Howarth_2023_05_05 | 2037 | CH4 Import - NY 2050 | Import | Methane | PJ | Dispatch-Import | VOM | 0 | [6 empty] | 0.51337 | 0
LCP_Inputs_ON_Diverse_Howarth_2023_05_05 | 2037 | CH4 Import - NY 2050 | Import | Methane | QC | Dispatch-Import | EmissionsCost | 0 | [6 empty] | 0.51337 | 0
LCP_Inputs_ON_Diverse_Howarth_2023_05_05 | 2037 | CH4 Import - NY 2050 | Import | Methane | QC | Dispatch-Import | FuelCost | 0 | [6 empty] | 0.51337 | 0
LCP_Inputs_ON_Diverse_Howarth_2023_05_05 | 2037 | CH4 Import - NY 2050 | Import | Methane | QC | Dispatch-Import | VOM | 0 | [6 empty] | 0.51337 | 0
LCP_Inputs_ON_Diverse_Howarth_2023_05_05 | 2037 | CH4 Import - NY 2050 | Import | Methane | WC | Dispatch-Import | EmissionsCost | 0 | [6 empty] | 0.51337 | 0
LCP_Inputs_ON_Diverse_Howarth_2023_05_05 | 2037 | CH4 Import - NY 2050 | Import | Methane | WC | Dispatch-Import | FuelCost | 0 | [6 empty] | 0.51337 | 0
LCP_Inputs_ON_Diverse_Howarth_2023_05_05 | 2037 | CH4 Import - NY 2050 | Import | Methane | WC | Dispatch-Import | VOM | 0 | [6 empty] | 0.51337 | 0
LCP_Inputs_ON_Diverse_Howarth_2023_05_05 | 2037 | CH4 Import - WC 2020 | Import | Methane | MI | Dispatch-Import | EmissionsCost | 0 | [6 empty] | 0.51337 | 0
LCP_Inputs_ON_Diverse_Howarth_2023_05_05 | 2037 | CH4 Import - WC 2020 | Import | Methane | MI | Dispatch-Import | FuelCost | 0 | [6 empty] | 0.51337 | 0
LCP_Inputs_ON_Diverse_Howarth_2023_05_05 | 2037 | CH4 Import - WC 2020 | Import | Methane | MI | Dispatch-Import | VOM | 0 | [6 empty] | 0.51337 | 0
LCP_Inputs_ON_Diverse_Howarth_2023_05_05 | 2037 | CH4 Import - WC 2020 | Import | Methane | NY | Dispatch-Import | EmissionsCost | 0 | [6 empty] | 0.51337 | 0
LCP_Inputs_ON_Diverse_Howarth_2023_05_05 | 2037 | CH4 Import - WC 2020 | Import | Methane | NY | Dispatch-Import | FuelCost | 0 | [6 empty] | 0.51337 | 0
LCP_Inputs_ON_Diverse_Howarth_2023_05_05 | 2037 | CH4 Import - WC 2020 | Import | Methane | NY | Dispatch-Import | VOM | 0 | [6 empty] | 0.51337 | 0
LCP_Inputs_ON_Diverse_Howarth_2023_05_05 | 2037 | CH4 Import - WC 2020 | Import | Methane | ON | Dispatch-Import | EmissionsCost | 0 | [6 empty] | 0.51337 | 0
LCP_Inputs_ON_Diverse_Howarth_2023_05_05 | 2037 | CH4 Import - WC 2020 | Import | Methane | ON | Dispatch-Import | FuelCost | 0 | [6 empty] | 0.51337 | 0
LCP_Inputs_ON_Diverse_Howarth_2023_05_05 | 2037 | CH4 Import - WC 2020 | Import | Methane | ON | Dispatch-Import | VOM | 0 | [6 empty] | 0.51337 | 0
LCP_Inputs_ON_Diverse_Howarth_2023_05_05 | 2037 | CH4 Import - WC 2020 | Import | Methane | PJ | Dispatch-Import | EmissionsCost | 0 | [6 empty] | 0.51337 | 0
LCP_Inputs_ON_Diverse_Howarth_2023_05_05 | 2037 | CH4 Import - WC 2020 | Import | Methane | PJ | Dispatch-Import | FuelCost | 0 | [6 empty] | 0.51337 | 0
LCP_Inputs_ON_Diverse_Howarth_2023_05_05 | 2037 | CH4 Import - WC 2020 | Import | Methane | PJ | Dispatch-Import | VOM | 0 | [6 empty] | 0.51337 | 0
LCP_Inputs_ON_Diverse_Howarth_2023_05_05 | 2037 | CH4 Import - WC 2020 | Import | Methane | QC | Dispatch-Import | EmissionsCost | 0 | [6 empty] | 0.51337 | 0
LCP_Inputs_ON_Diverse_Howarth_2023_05_05 | 2037 | CH4 Import - WC 2020 | Import | Methane | QC | Dispatch-Import | FuelCost | 0 | [6 empty] | 0.51337 | 0
LCP_Inputs_ON_Diverse_Howarth_2023_05_05 | 2037 | CH4 Import - WC 2020 | Import | Methane | QC | Dispatch-Import | VOM | 0 | [6 empty] | 0.51337 | 0
LCP_Inputs_ON_Diverse_Howarth_2023_05_05 | 2037 | CH4 Import - WC 2020 | Import | Methane | WC | Dispatch-Import | EmissionsCost | 0 | [6 empty] | 0.51337 | 0
LCP_Inputs_ON_Diverse_Howarth_2023_05_05 | 2037 | CH4 Import - WC 2020 | Import | Methane | WC | Dispatch-Import | FuelCost | 0 | [6 empty] | 0.51337 | 0
LCP_Inputs_ON_Diverse_Howarth_2023_05_05 | 2037 | CH4 Import - WC 2020 | Import | Methane | WC | Dispatch-Import | VOM | 0 | [6 empty] | 0.51337 | 0
LCP_Inputs_ON_Diverse_Howarth_2023_05_05 | 2037 | CH4 Import - WC 2030 | Import | Methane | MI | Dispatch-Import | EmissionsCost | 0 | [6 empty] | 0.51337 | 0
LCP_Inputs_ON_Diverse_Howarth_2023_05_05 | 2037 | CH4 Import - WC 2030 | Import | Methane | MI | Dispatch-Import | FuelCost | 0 | [6 empty] | 0.51337 | 0
LCP_Inputs_ON_Diverse_Howarth_2023_05_05 | 2037 | CH4 Import - WC 2030 | Import | Methane | MI | Dispatch-Import | VOM | 0 | [6 empty] | 0.51337 | 0
LCP_Inputs_ON_Diverse_Howarth_2023_05_05 | 2037 | CH4 Import - WC 2030 | Import | Methane | NY | Dispatch-Import | EmissionsCost | 0 | [6 empty] | 0.51337 | 0
LCP_Inputs_ON_Diverse_Howarth_2023_05_05 | 2037 | CH4 Import - WC 2030 | Import | Methane | NY | Dispatch-Import | FuelCost | 0 | [6 empty] | 0.51337 | 0
LCP_Inputs_ON_Diverse_Howarth_2023_05_05 | 2037 | CH4 Import - WC 2030 | Import | Methane | NY | Dispatch-Import | VOM | 0 | [6 empty] | 0.51337 | 0
LCP_Inputs_ON_Diverse_Howarth_2023_05_05 | 2037 | CH4 Import - WC 2030 | Import | Methane | ON | Dispatch-Import | EmissionsCost | 0 | [6 empty] | 0.51337 | 0
LCP_Inputs_ON_Diverse_Howarth_2023_05_05 | 2037 | CH4 Import - WC 2030 | Import | Methane | ON | Dispatch-Import | FuelCost | 0 | [6 empty] | 0.51337 | 0
LCP_Inputs_ON_Diverse_Howarth_2023_05_05 | 2037 | CH4 Import - WC 2030 | Import | Methane | ON | Dispatch-Import | VOM | 0 | [6 empty] | 0.51337 | 0
LCP_Inputs_ON_Diverse_Howarth_2023_05_05 | 2037 | CH4 Import - WC 2030 | Import | Methane | PJ | Dispatch-Import | EmissionsCost | 0 | [6 empty] | 0.51337 | 0
LCP_Inputs_ON_Diverse_Howarth_2023_05_05 | 2037 | CH4 Import - WC 2030 | Import | Methane | PJ | Dispatch-Import | FuelCost | 0 | [6 empty] | 0.51337 | 0
LCP_Inputs_ON_Diverse_Howarth_2023_05_05 | 2037 | CH4 Import - WC 2030 | Import | Methane | PJ | Dispatch-Import | VOM | 0 | [6 empty] | 0.51337 | 0
LCP_Inputs_ON_Diverse_Howarth_2023_05_05 | 2037 | CH4 Import - WC 2030 | Import | Methane | QC | Dispatch-Import | EmissionsCost | 0 | [6 empty] | 0.51337 | 0
LCP_Inputs_ON_Diverse_Howarth_2023_05_05 | 2037 | CH4 Import - WC 2030 | Import | Methane | QC | Dispatch-Import | FuelCost | 0 | [6 empty] | 0.51337 | 0
LCP_Inputs_ON_Diverse_Howarth_2023_05_05 | 2037 | CH4 Import - WC 2030 | Import | Methane | QC | Dispatch-Import | VOM | 0 | [6 empty] | 0.51337 | 0
LCP_Inputs_ON_Diverse_Howarth_2023_05_05 | 2037 | CH4 Import - WC 2030 | Import | Methane | WC | Dispatch-Import | EmissionsCost | 5196105971.5741 | [6 empty] | 0.51337 | 2667541788.4168
LCP_Inputs_ON_Diverse_Howarth_2023_05_05 | 2037 | CH4 Import - WC 2030 | Import | Methane | WC | Dispatch-Import | FuelCost | 2391110189.8838 | [6 empty] | 0.51337 | 1227531999.3699
LCP_Inputs_ON_Diverse_Howarth_2023_05_05 | 2037 | CH4 Import - WC 2030 | Import | Methane | WC | Dispatch-Import | VOM | 0 | [6 empty] | 0.51337 | 0
LCP_Inputs_ON_Diverse_Howarth_2023_05_05 | 2037 | CH4 Import - WC 2040 | Import | Methane | MI | Dispatch-Import | EmissionsCost | 0 | [6 empty] | 0.51337 | 0
LCP_Inputs_ON_Diverse_Howarth_2023_05_05 | 2037 | CH4 Import - WC 2040 | Import | Methane | MI | Dispatch-Import | FuelCost | 0 | [6 empty] | 0.51337 | 0
LCP_Inputs_ON_Diverse_Howarth_2023_05_05 | 2037 | CH4 Import - WC 2040 | Import | Methane | MI | Dispatch-Import | VOM | 0 | [6 empty] | 0.51337 | 0
LCP_Inputs_ON_Diverse_Howarth_2023_05_05 | 2037 | CH4 Import - WC 2040 | Import | Methane | NY | Dispatch-Import | EmissionsCost | 0 | [6 empty] | 0.51337 | 0
LCP_Inputs_ON_Diverse_Howarth_2023_05_05 | 2037 | CH4 Import - WC 2040 | Import | Methane | NY | Dispatch-Import | FuelCost | 0 | [6 empty] | 0.51337 | 0
LCP_Inputs_ON_Diverse_Howarth_2023_05_05 | 2037 | CH4 Import - WC 2040 | Import | Methane | NY | Dispatch-Import | VOM | 0 | [6 empty] | 0.51337 | 0
LCP_Inputs_ON_Diverse_Howarth_2023_05_05 | 2037 | CH4 Import - WC 2040 | Import | Methane | ON | Dispatch-Import | EmissionsCost | 0 | [6 empty] | 0.51337 | 0
LCP_Inputs_ON_Diverse_Howarth_2023_05_05 | 2037 | CH4 Import - WC 2040 | Import | Methane | ON | Dispatch-Import | FuelCost | 0 | [6 empty] | 0.51337 | 0
LCP_Inputs_ON_Diverse_Howarth_2023_05_05 | 2037 | CH4 Import - WC 2040 | Import | Methane | ON | Dispatch-Import | VOM | 0 | [6 empty] | 0.51337 | 0
LCP_Inputs_ON_Diverse_Howarth_2023_05_05 | 2037 | CH4 Import - WC 2040 | Import | Methane | PJ | Dispatch-Import | EmissionsCost | 0 | [6 empty] | 0.51337 | 0
LCP_Inputs_ON_Diverse_Howarth_2023_05_05 | 2037 | CH4 Import - WC 2040 | Import | Methane | PJ | Dispatch-Import | FuelCost | 0 | [6 empty] | 0.51337 | 0
LCP_Inputs_ON_Diverse_Howarth_2023_05_05 | 2037 | CH4 Import - WC 2040 | Import | Methane | PJ | Dispatch-Import | VOM | 0 | [6 empty] | 0.51337 | 0
LCP_Inputs_ON_Diverse_Howarth_2023_05_05 | 2037 | CH4 Import - WC 2040 | Import | Methane | QC | Dispatch-Import | EmissionsCost | 0 | [6 empty] | 0.51337 | 0
LCP_Inputs_ON_Diverse_Howarth_2023_05_05 | 2037 | CH4 Import - WC 2040 | Import | Methane | QC | Dispatch-Import | FuelCost | 0 | [6 empty] | 0.51337 | 0
LCP_Inputs_ON_Diverse_Howarth_2023_05_05 | 2037 | CH4 Import - WC 2040 | Import | Methane | QC | Dispatch-Import | VOM | 0 | [6 empty] | 0.51337 | 0
LCP_Inputs_ON_Diverse_Howarth_2023_05_05 | 2037 | CH4 Import - WC 2040 | Import | Methane | WC | Dispatch-Import | EmissionsCost | 0 | [6 empty] | 0.51337 | 0
LCP_Inputs_ON_Diverse_Howarth_2023_05_05 | 2037 | CH4 Import - WC 2040 | Import | Methane | WC | Dispatch-Import | FuelCost | 0 | [6 empty] | 0.51337 | 0
LCP_Inputs_ON_Diverse_Howarth_2023_05_05 | 2037 | CH4 Import - WC 2040 | Import | Methane | WC | Dispatch-Import | VOM | 0 | [6 empty] | 0.51337 | 0
LCP_Inputs_ON_Diverse_Howarth_2023_05_05 | 2037 | CH4 Import - WC 2050 | Import | Methane | MI | Dispatch-Import | EmissionsCost | 0 | [6 empty] | 0.51337 | 0
LCP_Inputs_ON_Diverse_Howarth_2023_05_05 | 2037 | CH4 Import - WC 2050 | Import | Methane | MI | Dispatch-Import | FuelCost | 0 | [6 empty] | 0.51337 | 0
LCP_Inputs_ON_Diverse_Howarth_2023_05_05 | 2037 | CH4 Import - WC 2050 | Import | Methane | MI | Dispatch-Import | VOM | 0 | [6 empty] | 0.51337 | 0
LCP_Inputs_ON_Diverse_Howarth_2023_05_05 | 2037 | CH4 Import - WC 2050 | Import | Methane | NY | Dispatch-Import | EmissionsCost | 0 | [6 empty] | 0.51337 | 0
LCP_Inputs_ON_Diverse_Howarth_2023_05_05 | 2037 | CH4 Import - WC 2050 | Import | Methane | NY | Dispatch-Import | FuelCost | 0 | [6 empty] | 0.51337 | 0
LCP_Inputs_ON_Diverse_Howarth_2023_05_05 | 2037 | CH4 Import - WC 2050 | Import | Methane | NY | Dispatch-Import | VOM | 0 | [6 empty] | 0.51337 | 0
LCP_Inputs_ON_Diverse_Howarth_2023_05_05 | 2037 | CH4 Import - WC 2050 | Import | Methane | ON | Dispatch-Import | EmissionsCost | 0 | [6 empty] | 0.51337 | 0
LCP_Inputs_ON_Diverse_Howarth_2023_05_05 | 2037 | CH4 Import - WC 2050 | Import | Methane | ON | Dispatch-Import | FuelCost | 0 | [6 empty] | 0.51337 | 0
LCP_Inputs_ON_Diverse_Howarth_2023_05_05 | 2037 | CH4 Import - WC 2050 | Import | Methane | ON | Dispatch-Import | VOM | 0 | [6 empty] | 0.51337 | 0
LCP_Inputs_ON_Diverse_Howarth_2023_05_05 | 2037 | CH4 Import - WC 2050 | Import | Methane | PJ | Dispatch-Import | EmissionsCost | 0 | [6 empty] | 0.51337 | 0
LCP_Inputs_ON_Diverse_Howarth_2023_05_05 | 2037 | CH4 Import - WC 2050 | Import | Methane | PJ | Dispatch-Import | FuelCost | 0 | [6 empty] | 0.51337 | 0
LCP_Inputs_ON_Diverse_Howarth_2023_05_05 | 2037 | CH4 Import - WC 2050 | Import | Methane | PJ | Dispatch-Import | VOM | 0 | [6 empty] | 0.51337 | 0
LCP_Inputs_ON_Diverse_Howarth_2023_05_05 | 2037 | CH4 Import - WC 2050 | Import | Methane | QC | Dispatch-Import | EmissionsCost | 0 | [6 empty] | 0.51337 | 0
LCP_Inputs_ON_Diverse_Howarth_2023_05_05 | 2037 | CH4 Import - WC 2050 | Import | Methane | QC | Dispatch-Import | FuelCost | 0 | [6 empty] | 0.51337 | 0
LCP_Inputs_ON_Diverse_Howarth_2023_05_05 | 2037 | CH4 Import - WC 2050 | Import | Methane | QC | Dispatch-Import | VOM | 0 | [6 empty] | 0.51337 | 0
LCP_Inputs_ON_Diverse_Howarth_2023_05_05 | 2037 | CH4 Import - WC 2050 | Import | Methane | WC | Dispatch-Import | EmissionsCost | 0 | [6 empty] | 0.51337 | 0
LCP_Inputs_ON_Diverse_Howarth_2023_05_05 | 2037 | CH4 Import - WC 2050 | Import | Methane | WC | Dispatch-Import | FuelCost | 0 | [6 empty] | 0.51337 | 0
LCP_Inputs_ON_Diverse_Howarth_2023_05_05 | 2037 | CH4 Import - WC 2050 | Import | Methane | WC | Dispatch-Import | VOM | 0 | [6 empty] | 0.51337 | 0
LCP_Inputs_ON_Diverse_Howarth_2023_05_05 | 2037 | CH4 Salt Cavern Storage - ON | Storage | Methane | MI | Dispatch-Storage | EmissionsCost | 0 | [6 empty] | 0.51337 | 0
LCP_Inputs_ON_Diverse_Howarth_2023_05_05 | 2037 | CH4 Salt Cavern Storage - ON | Storage | Methane | MI | Dispatch-Storage | FuelCost | 0 | [6 empty] | 0.51337 | 0
LCP_Inputs_ON_Diverse_Howarth_2023_05_05 | 2037 | CH4 Salt Cavern Storage - ON | Storage | Methane | MI | Dispatch-Storage | VOM | 0 | [6 empty] | 0.51337 | 0
LCP_Inputs_ON_Diverse_Howarth_2023_05_05 | 2037 | CH4 Salt Cavern Storage - ON | Storage | Methane | NY | Dispatch-Storage | EmissionsCost | 0 | [6 empty] | 0.51337 | 0
LCP_Inputs_ON_Diverse_Howarth_2023_05_05 | 2037 | CH4 Salt Cavern Storage - ON | Storage | Methane | NY | Dispatch-Storage | FuelCost | 0 | [6 empty] | 0.51337 | 0
LCP_Inputs_ON_Diverse_Howarth_2023_05_05 | 2037 | CH4 Salt Cavern Storage - ON | Storage | Methane | NY | Dispatch-Storage | VOM | 0 | [6 empty] | 0.51337 | 0
LCP_Inputs_ON_Diverse_Howarth_2023_05_05 | 2037 | CH4 Salt Cavern Storage - ON | Storage | Methane | ON | Dispatch-Storage | EmissionsCost | 0 | [6 empty] | 0.51337 | 0
LCP_Inputs_ON_Diverse_Howarth_2023_05_05 | 2037 | CH4 Salt Cavern Storage - ON | Storage | Methane | ON | Dispatch-Storage | FuelCost | 0 | [6 empty] | 0.51337 | 0
LCP_Inputs_ON_Diverse_Howarth_2023_05_05 | 2037 | CH4 Salt Cavern Storage - ON | Storage | Methane | ON | Dispatch-Storage | VOM | 0 | [6 empty] | 0.51337 | 0
LCP_Inputs_ON_Diverse_Howarth_2023_05_05 | 2037 | CH4 Salt Cavern Storage - ON | Storage | Methane | PJ | Dispatch-Storage | EmissionsCost | 0 | [6 empty] | 0.51337 | 0
LCP_Inputs_ON_Diverse_Howarth_2023_05_05 | 2037 | CH4 Salt Cavern Storage - ON | Storage | Methane | PJ | Dispatch-Storage | FuelCost | 0 | [6 empty] | 0.51337 | 0
LCP_Inputs_ON_Diverse_Howarth_2023_05_05 | 2037 | CH4 Salt Cavern Storage - ON | Storage | Methane | PJ | Dispatch-Storage | VOM | 0 | [6 empty] | 0.51337 | 0
LCP_Inputs_ON_Diverse_Howarth_2023_05_05 | 2037 | CH4 Salt Cavern Storage - ON | Storage | Methane | QC | Dispatch-Storage | EmissionsCost | 0 | [6 empty] | 0.51337 | 0
LCP_Inputs_ON_Diverse_Howarth_2023_05_05 | 2037 | CH4 Salt Cavern Storage - ON | Storage | Methane | QC | Dispatch-Storage | FuelCost | 0 | [6 empty] | 0.51337 | 0
LCP_Inputs_ON_Diverse_Howarth_2023_05_05 | 2037 | CH4 Salt Cavern Storage - ON | Storage | Methane | QC | Dispatch-Storage | VOM | 0 | [6 empty] | 0.51337 | 0
LCP_Inputs_ON_Diverse_Howarth_2023_05_05 | 2037 | CH4 Salt Cavern Storage - ON | Storage | Methane | WC | Dispatch-Storage | EmissionsCost | 0 | [6 empty] | 0.51337 | 0
LCP_Inputs_ON_Diverse_Howarth_2023_05_05 | 2037 | CH4 Salt Cavern Storage - ON | Storage | Methane | WC | Dispatch-Storage | FuelCost | 0 | [6 empty] | 0.51337 | 0
LCP_Inputs_ON_Diverse_Howarth_2023_05_05 | 2037 | CH4 Salt Cavern Storage - ON | Storage | Methane | WC | Dispatch-Storage | VOM | 0 | [6 empty] | 0.51337 | 0
LCP_Inputs_ON_Diverse_Howarth_2023_05_05 | 2037 | Electrolyser 2020/2030 | Crossload | Hydrogen | MI | Dispatch-Crossload | EmissionsCost | 0 | [6 empty] | 0.51337 | 0
LCP_Inputs_ON_Diverse_Howarth_2023_05_05 | 2037 | Electrolyser 2020/2030 | Crossload | Hydrogen | MI | Dispatch-Crossload | FuelCost | 0 | [6 empty] | 0.51337 | 0
LCP_Inputs_ON_Diverse_Howarth_2023_05_05 | 2037 | Electrolyser 2020/2030 | Crossload | Hydrogen | MI | Dispatch-Crossload | VOM | 0 | [6 empty] | 0.51337 | 0
LCP_Inputs_ON_Diverse_Howarth_2023_05_05 | 2037 | Electrolyser 2020/2030 | Crossload | Hydrogen | NY | Dispatch-Crossload | EmissionsCost | 0 | [6 empty] | 0.51337 | 0
LCP_Inputs_ON_Diverse_Howarth_2023_05_05 | 2037 | Electrolyser 2020/2030 | Crossload | Hydrogen | NY | Dispatch-Crossload | FuelCost | 0 | [6 empty] | 0.51337 | 0
LCP_Inputs_ON_Diverse_Howarth_2023_05_05 | 2037 | Electrolyser 2020/2030 | Crossload | Hydrogen | NY | Dispatch-Crossload | VOM | 0 | [6 empty] | 0.51337 | 0
LCP_Inputs_ON_Diverse_Howarth_2023_05_05 | 2037 | Electrolyser 2020/2030 | Crossload | Hydrogen | ON | Dispatch-Crossload | EmissionsCost | 0 | [6 empty] | 0.51337 | 0
LCP_Inputs_ON_Diverse_Howarth_2023_05_05 | 2037 | Electrolyser 2020/2030 | Crossload | Hydrogen | ON | Dispatch-Crossload | FuelCost | 0 | [6 empty] | 0.51337 | 0
LCP_Inputs_ON_Diverse_Howarth_2023_05_05 | 2037 | Electrolyser 2020/2030 | Crossload | Hydrogen | ON | Dispatch-Crossload | VOM | 0 | [6 empty] | 0.51337 | 0
LCP_Inputs_ON_Diverse_Howarth_2023_05_05 | 2037 | Electrolyser 2020/2030 | Crossload | Hydrogen | PJ | Dispatch-Crossload | EmissionsCost | 0 | [6 empty] | 0.51337 | 0
LCP_Inputs_ON_Diverse_Howarth_2023_05_05 | 2037 | Electrolyser 2020/2030 | Crossload | Hydrogen | PJ | Dispatch-Crossload | FuelCost | 0 | [6 empty] | 0.51337 | 0
LCP_Inputs_ON_Diverse_Howarth_2023_05_05 | 2037 | Electrolyser 2020/2030 | Crossload | Hydrogen | PJ | Dispatch-Crossload | VOM | 0 | [6 empty] | 0.51337 | 0
LCP_Inputs_ON_Diverse_Howarth_2023_05_05 | 2037 | Electrolyser 2020/2030 | Crossload | Hydrogen | QC | Dispatch-Crossload | EmissionsCost | 0 | [6 empty] | 0.51337 | 0
LCP_Inputs_ON_Diverse_Howarth_2023_05_05 | 2037 | Electrolyser 2020/2030 | Crossload | Hydrogen | QC | Dispatch-Crossload | FuelCost | 0 | [6 empty] | 0.51337 | 0
LCP_Inputs_ON_Diverse_Howarth_2023_05_05 | 2037 | Electrolyser 2020/2030 | Crossload | Hydrogen | QC | Dispatch-Crossload | VOM | 0 | [6 empty] | 0.51337 | 0
LCP_Inputs_ON_Diverse_Howarth_2023_05_05 | 2037 | Electrolyser 2020/2030 | Crossload | Hydrogen | WC | Dispatch-Crossload | EmissionsCost | 0 | [6 empty] | 0.51337 | 0
LCP_Inputs_ON_Diverse_Howarth_2023_05_05 | 2037 | Electrolyser 2020/2030 | Crossload | Hydrogen | WC | Dispatch-Crossload | FuelCost | 0 | [6 empty] | 0.51337 | 0
LCP_Inputs_ON_Diverse_Howarth_2023_05_05 | 2037 | Electrolyser 2020/2030 | Crossload | Hydrogen | WC | Dispatch-Crossload | VOM | 0 | [6 empty] | 0.51337 | 0
LCP_Inputs_ON_Diverse_Howarth_2023_05_05 | 2037 | Electrolyser 2040 | Crossload | Hydrogen | MI | Dispatch-Crossload | EmissionsCost | 0 | [6 empty] | 0.51337 | 0
LCP_Inputs_ON_Diverse_Howarth_2023_05_05 | 2037 | Electrolyser 2040 | Crossload | Hydrogen | MI | Dispatch-Crossload | FuelCost | 0 | [6 empty] | 0.51337 | 0
LCP_Inputs_ON_Diverse_Howarth_2023_05_05 | 2037 | Electrolyser 2040 | Crossload | Hydrogen | MI | Dispatch-Crossload | VOM | 0 | [6 empty] | 0.51337 | 0
LCP_Inputs_ON_Diverse_Howarth_2023_05_05 | 2037 | Electrolyser 2040 | Crossload | Hydrogen | NY | Dispatch-Crossload | EmissionsCost | 0 | [6 empty] | 0.51337 | 0
LCP_Inputs_ON_Diverse_Howarth_2023_05_05 | 2037 | Electrolyser 2040 | Crossload | Hydrogen | NY | Dispatch-Crossload | FuelCost | 0 | [6 empty] | 0.51337 | 0
LCP_Inputs_ON_Diverse_Howarth_2023_05_05 | 2037 | Electrolyser 2040 | Crossload | Hydrogen | NY | Dispatch-Crossload | VOM | 0 | [6 empty] | 0.51337 | 0
LCP_Inputs_ON_Diverse_Howarth_2023_05_05 | 2037 | Electrolyser 2040 | Crossload | Hydrogen | ON | Dispatch-Crossload | EmissionsCost | 0 | [6 empty] | 0.51337 | 0
LCP_Inputs_ON_Diverse_Howarth_2023_05_05 | 2037 | Electrolyser 2040 | Crossload | Hydrogen | ON | Dispatch-Crossload | FuelCost | 0 | [6 empty] | 0.51337 | 0
LCP_Inputs_ON_Diverse_Howarth_2023_05_05 | 2037 | Electrolyser 2040 | Crossload | Hydrogen | ON | Dispatch-Crossload | VOM | 0 | [6 empty] | 0.51337 | 0
LCP_Inputs_ON_Diverse_Howarth_2023_05_05 | 2037 | Electrolyser 2040 | Crossload | Hydrogen | PJ | Dispatch-Crossload | EmissionsCost | 0 | [6 empty] | 0.51337 | 0
LCP_Inputs_ON_Diverse_Howarth_2023_05_05 | 2037 | Electrolyser 2040 | Crossload | Hydrogen | PJ | Dispatch-Crossload | FuelCost | 0 | [6 empty] | 0.51337 | 0
LCP_Inputs_ON_Diverse_Howarth_2023_05_05 | 2037 | Electrolyser 2040 | Crossload | Hydrogen | PJ | Dispatch-Crossload | VOM | 0 | [6 empty] | 0.51337 | 0
LCP_Inputs_ON_Diverse_Howarth_2023_05_05 | 2037 | Electrolyser 2040 | Crossload | Hydrogen | QC | Dispatch-Crossload | EmissionsCost | 0 | [6 empty] | 0.51337 | 0
LCP_Inputs_ON_Diverse_Howarth_2023_05_05 | 2037 | Electrolyser 2040 | Crossload | Hydrogen | QC | Dispatch-Crossload | FuelCost | 0 | [6 empty] | 0.51337 | 0
LCP_Inputs_ON_Diverse_Howarth_2023_05_05 | 2037 | Electrolyser 2040 | Crossload | Hydrogen | QC | Dispatch-Crossload | VOM | 0 | [6 empty] | 0.51337 | 0
LCP_Inputs_ON_Diverse_Howarth_2023_05_05 | 2037 | Electrolyser 2040 | Crossload | Hydrogen | WC | Dispatch-Crossload | EmissionsCost | 0 | [6 empty] | 0.51337 | 0
LCP_Inputs_ON_Diverse_Howarth_2023_05_05 | 2037 | Electrolyser 2040 | Crossload | Hydrogen | WC | Dispatch-Crossload | FuelCost | 0 | [6 empty] | 0.51337 | 0
LCP_Inputs_ON_Diverse_Howarth_2023_05_05 | 2037 | Electrolyser 2040 | Crossload | Hydrogen | WC | Dispatch-Crossload | VOM | 0 | [6 empty] | 0.51337 | 0
LCP_Inputs_ON_Diverse_Howarth_2023_05_05 | 2037 | Electrolyser 2050 | Crossload | Hydrogen | MI | Dispatch-Crossload | EmissionsCost | 0 | [6 empty] | 0.51337 | 0
LCP_Inputs_ON_Diverse_Howarth_2023_05_05 | 2037 | Electrolyser 2050 | Crossload | Hydrogen | MI | Dispatch-Crossload | FuelCost | 0 | [6 empty] | 0.51337 | 0
LCP_Inputs_ON_Diverse_Howarth_2023_05_05 | 2037 | Electrolyser 2050 | Crossload | Hydrogen | MI | Dispatch-Crossload | VOM | 0 | [6 empty] | 0.51337 | 0
LCP_Inputs_ON_Diverse_Howarth_2023_05_05 | 2037 | Electrolyser 2050 | Crossload | Hydrogen | NY | Dispatch-Crossload | EmissionsCost | 0 | [6 empty] | 0.51337 | 0
LCP_Inputs_ON_Diverse_Howarth_2023_05_05 | 2037 | Electrolyser 2050 | Crossload | Hydrogen | NY | Dispatch-Crossload | FuelCost | 0 | [6 empty] | 0.51337 | 0
LCP_Inputs_ON_Diverse_Howarth_2023_05_05 | 2037 | Electrolyser 2050 | Crossload | Hydrogen | NY | Dispatch-Crossload | VOM | 0 | [6 empty] | 0.51337 | 0
LCP_Inputs_ON_Diverse_Howarth_2023_05_05 | 2037 | Electrolyser 2050 | Crossload | Hydrogen | ON | Dispatch-Crossload | EmissionsCost | 0 | [6 empty] | 0.51337 | 0
LCP_Inputs_ON_Diverse_Howarth_2023_05_05 | 2037 | Electrolyser 2050 | Crossload | Hydrogen | ON | Dispatch-Crossload | FuelCost | 0 | [6 empty] | 0.51337 | 0
LCP_Inputs_ON_Diverse_Howarth_2023_05_05 | 2037 | Electrolyser 2050 | Crossload | Hydrogen | ON | Dispatch-Crossload | VOM | 0 | [6 empty] | 0.51337 | 0
LCP_Inputs_ON_Diverse_Howarth_2023_05_05 | 2037 | Electrolyser 2050 | Crossload | Hydrogen | PJ | Dispatch-Crossload | EmissionsCost | 0 | [6 empty] | 0.51337 | 0
LCP_Inputs_ON_Diverse_Howarth_2023_05_05 | 2037 | Electrolyser 2050 | Crossload | Hydrogen | PJ | Dispatch-Crossload | FuelCost | 0 | [6 empty] | 0.51337 | 0
LCP_Inputs_ON_Diverse_Howarth_2023_05_05 | 2037 | Electrolyser 2050 | Crossload | Hydrogen | PJ | Dispatch-Crossload | VOM | 0 | [6 empty] | 0.51337 | 0
LCP_Inputs_ON_Diverse_Howarth_2023_05_05 | 2037 | Electrolyser 2050 | Crossload | Hydrogen | QC | Dispatch-Crossload | EmissionsCost | 0 | [6 empty] | 0.51337 | 0
LCP_Inputs_ON_Diverse_Howarth_2023_05_05 | 2037 | Electrolyser 2050 | Crossload | Hydrogen | QC | Dispatch-Crossload | FuelCost | 0 | [6 empty] | 0.51337 | 0
LCP_Inputs_ON_Diverse_Howarth_2023_05_05 | 2037 | Electrolyser 2050 | Crossload | Hydrogen | QC | Dispatch-Crossload | VOM | 0 | [6 empty] | 0.51337 | 0
LCP_Inputs_ON_Diverse_Howarth_2023_05_05 | 2037 | Electrolyser 2050 | Crossload | Hydrogen | WC | Dispatch-Crossload | EmissionsCost | 0 | [6 empty] | 0.51337 | 0
LCP_Inputs_ON_Diverse_Howarth_2023_05_05 | 2037 | Electrolyser 2050 | Crossload | Hydrogen | WC | Dispatch-Crossload | FuelCost | 0 | [6 empty] | 0.51337 | 0
LCP_Inputs_ON_Diverse_Howarth_2023_05_05 | 2037 | Electrolyser 2050 | Crossload | Hydrogen | WC | Dispatch-Crossload | VOM | 0 | [6 empty] | 0.51337 | 0
LCP_Inputs_ON_Diverse_Howarth_2023_05_05 | 2037 | Fossil Fuel Thermal (Coal, Peat, Oil) | Generation | Electricity | MI | Dispatch-Generation | EmissionsCost | 0 | [6 empty] | 0.51337 | 0
LCP_Inputs_ON_Diverse_Howarth_2023_05_05 | 2037 | Fossil Fuel Thermal (Coal, Peat, Oil) | Generation | Electricity | MI | Dispatch-Generation | FuelCost | 0 | [6 empty] | 0.51337 | 0
LCP_Inputs_ON_Diverse_Howarth_2023_05_05 | 2037 | Fossil Fuel Thermal (Coal, Peat, Oil) | Generation | Electricity | MI | Dispatch-Generation | VOM | 0 | [6 empty] | 0.51337 | 0
LCP_Inputs_ON_Diverse_Howarth_2023_05_05 | 2037 | Fossil Fuel Thermal (Coal, Peat, Oil) | Generation | Electricity | NY | Dispatch-Generation | EmissionsCost | 0 | [6 empty] | 0.51337 | 0
LCP_Inputs_ON_Diverse_Howarth_2023_05_05 | 2037 | Fossil Fuel Thermal (Coal, Peat, Oil) | Generation | Electricity | NY | Dispatch-Generation | FuelCost | 0 | [6 empty] | 0.51337 | 0
LCP_Inputs_ON_Diverse_Howarth_2023_05_05 | 2037 | Fossil Fuel Thermal (Coal, Peat, Oil) | Generation | Electricity | NY | Dispatch-Generation | VOM | 0 | [6 empty] | 0.51337 | 0
LCP_Inputs_ON_Diverse_Howarth_2023_05_05 | 2037 | Fossil Fuel Thermal (Coal, Peat, Oil) | Generation | Electricity | ON | Dispatch-Generation | EmissionsCost | 0 | [6 empty] | 0.51337 | 0
LCP_Inputs_ON_Diverse_Howarth_2023_05_05 | 2037 | Fossil Fuel Thermal (Coal, Peat, Oil) | Generation | Electricity | ON | Dispatch-Generation | FuelCost | 0 | [6 empty] | 0.51337 | 0
LCP_Inputs_ON_Diverse_Howarth_2023_05_05 | 2037 | Fossil Fuel Thermal (Coal, Peat, Oil) | Generation | Electricity | ON | Dispatch-Generation | VOM | 0 | [6 empty] | 0.51337 | 0
LCP_Inputs_ON_Diverse_Howarth_2023_05_05 | 2037 | Fossil Fuel Thermal (Coal, Peat, Oil) | Generation | Electricity | PJ | Dispatch-Generation | EmissionsCost | 0 | [6 empty] | 0.51337 | 0
LCP_Inputs_ON_Diverse_Howarth_2023_05_05 | 2037 | Fossil Fuel Thermal (Coal, Peat, Oil) | Generation | Electricity | PJ | Dispatch-Generation | FuelCost | 0 | [6 empty] | 0.51337 | 0
LCP_Inputs_ON_Diverse_Howarth_2023_05_05 | 2037 | Fossil Fuel Thermal (Coal, Peat, Oil) | Generation | Electricity | PJ | Dispatch-Generation | VOM | 0 | [6 empty] | 0.51337 | 0
LCP_Inputs_ON_Diverse_Howarth_2023_05_05 | 2037 | Fossil Fuel Thermal (Coal, Peat, Oil) | Generation | Electricity | QC | Dispatch-Generation | EmissionsCost | 0 | [6 empty] | 0.51337 | 0
LCP_Inputs_ON_Diverse_Howarth_2023_05_05 | 2037 | Fossil Fuel Thermal (Coal, Peat, Oil) | Generation | Electricity | QC | Dispatch-Generation | FuelCost | 0 | [6 empty] | 0.51337 | 0
LCP_Inputs_ON_Diverse_Howarth_2023_05_05 | 2037 | Fossil Fuel Thermal (Coal, Peat, Oil) | Generation | Electricity | QC | Dispatch-Generation | VOM | 0 | [6 empty] | 0.51337 | 0
LCP_Inputs_ON_Diverse_Howarth_2023_05_05 | 2037 | Fossil Fuel Thermal (Coal, Peat, Oil) | Generation | Electricity | WC | Dispatch-Generation | EmissionsCost | 0 | [6 empty] | 0.51337 | 0
LCP_Inputs_ON_Diverse_Howarth_2023_05_05 | 2037 | Fossil Fuel Thermal (Coal, Peat, Oil) | Generation | Electricity | WC | Dispatch-Generation | FuelCost | 0 | [6 empty] | 0.51337 | 0
LCP_Inputs_ON_Diverse_Howarth_2023_05_05 | 2037 | Fossil Fuel Thermal (Coal, Peat, Oil) | Generation | Electricity | WC | Dispatch-Generation | VOM | 0 | [6 empty] | 0.51337 | 0
LCP_Inputs_ON_Diverse_Howarth_2023_05_05 | 2037 | Generic - Generator | Generation | Electricity | MI | Dispatch-Generation | EmissionsCost | 0 | [6 empty] | 0.51337 | 0
LCP_Inputs_ON_Diverse_Howarth_2023_05_05 | 2037 | Generic - Generator | Generation | Electricity | MI | Dispatch-Generation | FuelCost | 1839075380.8143 | [6 empty] | 0.51337 | 944132097.6147
LCP_Inputs_ON_Diverse_Howarth_2023_05_05 | 2037 | Generic - Generator | Generation | Electricity | MI | Dispatch-Generation | VOM | 64222752.8074 | [6 empty] | 0.51337 | 32970243.0663
LCP_Inputs_ON_Diverse_Howarth_2023_05_05 | 2037 | Generic - Generator | Generation | Electricity | NY | Dispatch-Generation | EmissionsCost | 0 | [6 empty] | 0.51337 | 0
LCP_Inputs_ON_Diverse_Howarth_2023_05_05 | 2037 | Generic - Generator | Generation | Electricity | NY | Dispatch-Generation | FuelCost | 809920213.6898 | [6 empty] | 0.51337 | 415791368.9829
LCP_Inputs_ON_Diverse_Howarth_2023_05_05 | 2037 | Generic - Generator | Generation | Electricity | NY | Dispatch-Generation | VOM | 28283400.5719 | [6 empty] | 0.51337 | 14519941.1553
LCP_Inputs_ON_Diverse_Howarth_2023_05_05 | 2037 | Generic - Generator | Generation | Electricity | ON | Dispatch-Generation | EmissionsCost | 0 | [6 empty] | 0.51337 | 0
LCP_Inputs_ON_Diverse_Howarth_2023_05_05 | 2037 | Generic - Generator | Generation | Electricity | ON | Dispatch-Generation | FuelCost | 0 | [6 empty] | 0.51337 | 0
LCP_Inputs_ON_Diverse_Howarth_2023_05_05 | 2037 | Generic - Generator | Generation | Electricity | ON | Dispatch-Generation | VOM | 0 | [6 empty] | 0.51337 | 0
LCP_Inputs_ON_Diverse_Howarth_2023_05_05 | 2037 | Generic - Generator | Generation | Electricity | PJ | Dispatch-Generation | EmissionsCost | 0 | [6 empty] | 0.51337 | 0
LCP_Inputs_ON_Diverse_Howarth_2023_05_05 | 2037 | Generic - Generator | Generation | Electricity | PJ | Dispatch-Generation | FuelCost | 7330430703.3579 | [6 empty] | 0.51337 | 3763247003.6743
LCP_Inputs_ON_Diverse_Howarth_2023_05_05 | 2037 | Generic - Generator | Generation | Electricity | PJ | Dispatch-Generation | VOM | 255987570.6808 | [6 empty] | 0.51337 | 131417170.0581
LCP_Inputs_ON_Diverse_Howarth_2023_05_05 | 2037 | Generic - Generator | Generation | Electricity | QC | Dispatch-Generation | EmissionsCost | 0 | [6 empty] | 0.51337 | 0
LCP_Inputs_ON_Diverse_Howarth_2023_05_05 | 2037 | Generic - Generator | Generation | Electricity | QC | Dispatch-Generation | FuelCost | 0 | [6 empty] | 0.51337 | 0
LCP_Inputs_ON_Diverse_Howarth_2023_05_05 | 2037 | Generic - Generator | Generation | Electricity | QC | Dispatch-Generation | VOM | 0 | [6 empty] | 0.51337 | 0
LCP_Inputs_ON_Diverse_Howarth_2023_05_05 | 2037 | Generic - Generator | Generation | Electricity | WC | Dispatch-Generation | EmissionsCost | 0 | [6 empty] | 0.51337 | 0
LCP_Inputs_ON_Diverse_Howarth_2023_05_05 | 2037 | Generic - Generator | Generation | Electricity | WC | Dispatch-Generation | FuelCost | 1737227.6587 | [6 empty] | 0.51337 | 891846.2019
LCP_Inputs_ON_Diverse_Howarth_2023_05_05 | 2037 | Generic - Generator | Generation | Electricity | WC | Dispatch-Generation | VOM | 60666.1063 | [6 empty] | 0.51337 | 31144.3559
LCP_Inputs_ON_Diverse_Howarth_2023_05_05 | 2037 | H2 Import - QC | Import | Hydrogen | MI | Dispatch-Import | EmissionsCost | 0 | [6 empty] | 0.51337 | 0
LCP_Inputs_ON_Diverse_Howarth_2023_05_05 | 2037 | H2 Import - QC | Import | Hydrogen | MI | Dispatch-Import | FuelCost | 0 | [6 empty] | 0.51337 | 0
LCP_Inputs_ON_Diverse_Howarth_2023_05_05 | 2037 | H2 Import - QC | Import | Hydrogen | MI | Dispatch-Import | VOM | 0 | [6 empty] | 0.51337 | 0
LCP_Inputs_ON_Diverse_Howarth_2023_05_05 | 2037 | H2 Import - QC | Import | Hydrogen | NY | Dispatch-Import | EmissionsCost | 0 | [6 empty] | 0.51337 | 0
LCP_Inputs_ON_Diverse_Howarth_2023_05_05 | 2037 | H2 Import - QC | Import | Hydrogen | NY | Dispatch-Import | FuelCost | 0 | [6 empty] | 0.51337 | 0
LCP_Inputs_ON_Diverse_Howarth_2023_05_05 | 2037 | H2 Import - QC | Import | Hydrogen | NY | Dispatch-Import | VOM | 0 | [6 empty] | 0.51337 | 0
LCP_Inputs_ON_Diverse_Howarth_2023_05_05 | 2037 | H2 Import - QC | Import | Hydrogen | ON | Dispatch-Import | EmissionsCost | 0 | [6 empty] | 0.51337 | 0
LCP_Inputs_ON_Diverse_Howarth_2023_05_05 | 2037 | H2 Import - QC | Import | Hydrogen | ON | Dispatch-Import | FuelCost | 0 | [6 empty] | 0.51337 | 0
LCP_Inputs_ON_Diverse_Howarth_2023_05_05 | 2037 | H2 Import - QC | Import | Hydrogen | ON | Dispatch-Import | VOM | 0 | [6 empty] | 0.51337 | 0
LCP_Inputs_ON_Diverse_Howarth_2023_05_05 | 2037 | H2 Import - QC | Import | Hydrogen | PJ | Dispatch-Import | EmissionsCost | 0 | [6 empty] | 0.51337 | 0
LCP_Inputs_ON_Diverse_Howarth_2023_05_05 | 2037 | H2 Import - QC | Import | Hydrogen | PJ | Dispatch-Import | FuelCost | 0 | [6 empty] | 0.51337 | 0
LCP_Inputs_ON_Diverse_Howarth_2023_05_05 | 2037 | H2 Import - QC | Import | Hydrogen | PJ | Dispatch-Import | VOM | 0 | [6 empty] | 0.51337 | 0
LCP_Inputs_ON_Diverse_Howarth_2023_05_05 | 2037 | H2 Import - QC | Import | Hydrogen | QC | Dispatch-Import | EmissionsCost | 0 | [6 empty] | 0.51337 | 0
LCP_Inputs_ON_Diverse_Howarth_2023_05_05 | 2037 | H2 Import - QC | Import | Hydrogen | QC | Dispatch-Import | FuelCost | 0 | [6 empty] | 0.51337 | 0
LCP_Inputs_ON_Diverse_Howarth_2023_05_05 | 2037 | H2 Import - QC | Import | Hydrogen | QC | Dispatch-Import | VOM | 0 | [6 empty] | 0.51337 | 0
LCP_Inputs_ON_Diverse_Howarth_2023_05_05 | 2037 | H2 Import - QC | Import | Hydrogen | WC | Dispatch-Import | EmissionsCost | 0 | [6 empty] | 0.51337 | 0
LCP_Inputs_ON_Diverse_Howarth_2023_05_05 | 2037 | H2 Import - QC | Import | Hydrogen | WC | Dispatch-Import | FuelCost | 0 | [6 empty] | 0.51337 | 0
LCP_Inputs_ON_Diverse_Howarth_2023_05_05 | 2037 | H2 Import - QC | Import | Hydrogen | WC | Dispatch-Import | VOM | 0 | [6 empty] | 0.51337 | 0
LCP_Inputs_ON_Diverse_Howarth_2023_05_05 | 2037 | H2 Import - WC | Import | Hydrogen | MI | Dispatch-Import | EmissionsCost | 0 | [6 empty] | 0.51337 | 0
LCP_Inputs_ON_Diverse_Howarth_2023_05_05 | 2037 | H2 Import - WC | Import | Hydrogen | MI | Dispatch-Import | FuelCost | 0 | [6 empty] | 0.51337 | 0
LCP_Inputs_ON_Diverse_Howarth_2023_05_05 | 2037 | H2 Import - WC | Import | Hydrogen | MI | Dispatch-Import | VOM | 0 | [6 empty] | 0.51337 | 0
LCP_Inputs_ON_Diverse_Howarth_2023_05_05 | 2037 | H2 Import - WC | Import | Hydrogen | NY | Dispatch-Import | EmissionsCost | 0 | [6 empty] | 0.51337 | 0
LCP_Inputs_ON_Diverse_Howarth_2023_05_05 | 2037 | H2 Import - WC | Import | Hydrogen | NY | Dispatch-Import | FuelCost | 0 | [6 empty] | 0.51337 | 0
LCP_Inputs_ON_Diverse_Howarth_2023_05_05 | 2037 | H2 Import - WC | Import | Hydrogen | NY | Dispatch-Import | VOM | 0 | [6 empty] | 0.51337 | 0
LCP_Inputs_ON_Diverse_Howarth_2023_05_05 | 2037 | H2 Import - WC | Import | Hydrogen | ON | Dispatch-Import | EmissionsCost | 0 | [6 empty] | 0.51337 | 0
LCP_Inputs_ON_Diverse_Howarth_2023_05_05 | 2037 | H2 Import - WC | Import | Hydrogen | ON | Dispatch-Import | FuelCost | 0 | [6 empty] | 0.51337 | 0
LCP_Inputs_ON_Diverse_Howarth_2023_05_05 | 2037 | H2 Import - WC | Import | Hydrogen | ON | Dispatch-Import | VOM | 0 | [6 empty] | 0.51337 | 0
LCP_Inputs_ON_Diverse_Howarth_2023_05_05 | 2037 | H2 Import - WC | Import | Hydrogen | PJ | Dispatch-Import | EmissionsCost | 0 | [6 empty] | 0.51337 | 0
LCP_Inputs_ON_Diverse_Howarth_2023_05_05 | 2037 | H2 Import - WC | Import | Hydrogen | PJ | Dispatch-Import | FuelCost | 0 | [6 empty] | 0.51337 | 0
LCP_Inputs_ON_Diverse_Howarth_2023_05_05 | 2037 | H2 Import - WC | Import | Hydrogen | PJ | Dispatch-Import | VOM | 0 | [6 empty] | 0.51337 | 0
LCP_Inputs_ON_Diverse_Howarth_2023_05_05 | 2037 | H2 Import - WC | Import | Hydrogen | QC | Dispatch-Import | EmissionsCost | 0 | [6 empty] | 0.51337 | 0
LCP_Inputs_ON_Diverse_Howarth_2023_05_05 | 2037 | H2 Import - WC | Import | Hydrogen | QC | Dispatch-Import | FuelCost | 0 | [6 empty] | 0.51337 | 0
LCP_Inputs_ON_Diverse_Howarth_2023_05_05 | 2037 | H2 Import - WC | Import | Hydrogen | QC | Dispatch-Import | VOM | 0 | [6 empty] | 0.51337 | 0
LCP_Inputs_ON_Diverse_Howarth_2023_05_05 | 2037 | H2 Import - WC | Import | Hydrogen | WC | Dispatch-Import | EmissionsCost | 0 | [6 empty] | 0.51337 | 0
LCP_Inputs_ON_Diverse_Howarth_2023_05_05 | 2037 | H2 Import - WC | Import | Hydrogen | WC | Dispatch-Import | FuelCost | 0 | [6 empty] | 0.51337 | 0
LCP_Inputs_ON_Diverse_Howarth_2023_05_05 | 2037 | H2 Import - WC | Import | Hydrogen | WC | Dispatch-Import | VOM | 0 | [6 empty] | 0.51337 | 0
LCP_Inputs_ON_Diverse_Howarth_2023_05_05 | 2037 | H2 Salt Cavern Storage - ON | Storage | Hydrogen | MI | Dispatch-Storage | EmissionsCost | 0 | [6 empty] | 0.51337 | 0
LCP_Inputs_ON_Diverse_Howarth_2023_05_05 | 2037 | H2 Salt Cavern Storage - ON | Storage | Hydrogen | MI | Dispatch-Storage | FuelCost | 0 | [6 empty] | 0.51337 | 0
LCP_Inputs_ON_Diverse_Howarth_2023_05_05 | 2037 | H2 Salt Cavern Storage - ON | Storage | Hydrogen | MI | Dispatch-Storage | VOM | 0 | [6 empty] | 0.51337 | 0
LCP_Inputs_ON_Diverse_Howarth_2023_05_05 | 2037 | H2 Salt Cavern Storage - ON | Storage | Hydrogen | NY | Dispatch-Storage | EmissionsCost | 0 | [6 empty] | 0.51337 | 0
LCP_Inputs_ON_Diverse_Howarth_2023_05_05 | 2037 | H2 Salt Cavern Storage - ON | Storage | Hydrogen | NY | Dispatch-Storage | FuelCost | 0 | [6 empty] | 0.51337 | 0
LCP_Inputs_ON_Diverse_Howarth_2023_05_05 | 2037 | H2 Salt Cavern Storage - ON | Storage | Hydrogen | NY | Dispatch-Storage | VOM | 0 | [6 empty] | 0.51337 | 0
LCP_Inputs_ON_Diverse_Howarth_2023_05_05 | 2037 | H2 Salt Cavern Storage - ON | Storage | Hydrogen | ON | Dispatch-Storage | EmissionsCost | 0 | [6 empty] | 0.51337 | 0
LCP_Inputs_ON_Diverse_Howarth_2023_05_05 | 2037 | H2 Salt Cavern Storage - ON | Storage | Hydrogen | ON | Dispatch-Storage | FuelCost | 0 | [6 empty] | 0.51337 | 0
LCP_Inputs_ON_Diverse_Howarth_2023_05_05 | 2037 | H2 Salt Cavern Storage - ON | Storage | Hydrogen | ON | Dispatch-Storage | VOM | 15321818.625 | [6 empty] | 0.51337 | 7865811.7599
LCP_Inputs_ON_Diverse_Howarth_2023_05_05 | 2037 | H2 Salt Cavern Storage - ON | Storage | Hydrogen | PJ | Dispatch-Storage | EmissionsCost | 0 | [6 empty] | 0.51337 | 0
LCP_Inputs_ON_Diverse_Howarth_2023_05_05 | 2037 | H2 Salt Cavern Storage - ON | Storage | Hydrogen | PJ | Dispatch-Storage | FuelCost | 0 | [6 empty] | 0.51337 | 0
LCP_Inputs_ON_Diverse_Howarth_2023_05_05 | 2037 | H2 Salt Cavern Storage - ON | Storage | Hydrogen | PJ | Dispatch-Storage | VOM | 0 | [6 empty] | 0.51337 | 0
LCP_Inputs_ON_Diverse_Howarth_2023_05_05 | 2037 | H2 Salt Cavern Storage - ON | Storage | Hydrogen | QC | Dispatch-Storage | EmissionsCost | 0 | [6 empty] | 0.51337 | 0
LCP_Inputs_ON_Diverse_Howarth_2023_05_05 | 2037 | H2 Salt Cavern Storage - ON | Storage | Hydrogen | QC | Dispatch-Storage | FuelCost | 0 | [6 empty] | 0.51337 | 0
LCP_Inputs_ON_Diverse_Howarth_2023_05_05 | 2037 | H2 Salt Cavern Storage - ON | Storage | Hydrogen | QC | Dispatch-Storage | VOM | 0 | [6 empty] | 0.51337 | 0
LCP_Inputs_ON_Diverse_Howarth_2023_05_05 | 2037 | H2 Salt Cavern Storage - ON | Storage | Hydrogen | WC | Dispatch-Storage | EmissionsCost | 0 | [6 empty] | 0.51337 | 0
LCP_Inputs_ON_Diverse_Howarth_2023_05_05 | 2037 | H2 Salt Cavern Storage - ON | Storage | Hydrogen | WC | Dispatch-Storage | FuelCost | 0 | [6 empty] | 0.51337 | 0
LCP_Inputs_ON_Diverse_Howarth_2023_05_05 | 2037 | H2 Salt Cavern Storage - ON | Storage | Hydrogen | WC | Dispatch-Storage | VOM | 0 | [6 empty] | 0.51337 | 0
LCP_Inputs_ON_Diverse_Howarth_2023_05_05 | 2037 | Hydro | Generation | Electricity | MI | Dispatch-Generation | EmissionsCost | 0 | [6 empty] | 0.51337 | 0
LCP_Inputs_ON_Diverse_Howarth_2023_05_05 | 2037 | Hydro | Generation | Electricity | MI | Dispatch-Generation | FuelCost | 0 | [6 empty] | 0.51337 | 0
LCP_Inputs_ON_Diverse_Howarth_2023_05_05 | 2037 | Hydro | Generation | Electricity | MI | Dispatch-Generation | VOM | 0 | [6 empty] | 0.51337 | 0
LCP_Inputs_ON_Diverse_Howarth_2023_05_05 | 2037 | Hydro | Generation | Electricity | NY | Dispatch-Generation | EmissionsCost | 0 | [6 empty] | 0.51337 | 0
LCP_Inputs_ON_Diverse_Howarth_2023_05_05 | 2037 | Hydro | Generation | Electricity | NY | Dispatch-Generation | FuelCost | 0 | [6 empty] | 0.51337 | 0
LCP_Inputs_ON_Diverse_Howarth_2023_05_05 | 2037 | Hydro | Generation | Electricity | NY | Dispatch-Generation | VOM | 0 | [6 empty] | 0.51337 | 0
LCP_Inputs_ON_Diverse_Howarth_2023_05_05 | 2037 | Hydro | Generation | Electricity | ON | Dispatch-Generation | EmissionsCost | 0 | [6 empty] | 0.51337 | 0
LCP_Inputs_ON_Diverse_Howarth_2023_05_05 | 2037 | Hydro | Generation | Electricity | ON | Dispatch-Generation | FuelCost | 0 | [6 empty] | 0.51337 | 0
LCP_Inputs_ON_Diverse_Howarth_2023_05_05 | 2037 | Hydro | Generation | Electricity | ON | Dispatch-Generation | VOM | 0 | [6 empty] | 0.51337 | 0
LCP_Inputs_ON_Diverse_Howarth_2023_05_05 | 2037 | Hydro | Generation | Electricity | PJ | Dispatch-Generation | EmissionsCost | 0 | [6 empty] | 0.51337 | 0
LCP_Inputs_ON_Diverse_Howarth_2023_05_05 | 2037 | Hydro | Generation | Electricity | PJ | Dispatch-Generation | FuelCost | 0 | [6 empty] | 0.51337 | 0
LCP_Inputs_ON_Diverse_Howarth_2023_05_05 | 2037 | Hydro | Generation | Electricity | PJ | Dispatch-Generation | VOM | 0 | [6 empty] | 0.51337 | 0
LCP_Inputs_ON_Diverse_Howarth_2023_05_05 | 2037 | Hydro | Generation | Electricity | QC | Dispatch-Generation | EmissionsCost | 0 | [6 empty] | 0.51337 | 0
LCP_Inputs_ON_Diverse_Howarth_2023_05_05 | 2037 | Hydro | Generation | Electricity | QC | Dispatch-Generation | FuelCost | 0 | [6 empty] | 0.51337 | 0
LCP_Inputs_ON_Diverse_Howarth_2023_05_05 | 2037 | Hydro | Generation | Electricity | QC | Dispatch-Generation | VOM | 0 | [6 empty] | 0.51337 | 0
LCP_Inputs_ON_Diverse_Howarth_2023_05_05 | 2037 | Hydro | Generation | Electricity | WC | Dispatch-Generation | EmissionsCost | 0 | [6 empty] | 0.51337 | 0
LCP_Inputs_ON_Diverse_Howarth_2023_05_05 | 2037 | Hydro | Generation | Electricity | WC | Dispatch-Generation | FuelCost | 0 | [6 empty] | 0.51337 | 0
LCP_Inputs_ON_Diverse_Howarth_2023_05_05 | 2037 | Hydro | Generation | Electricity | WC | Dispatch-Generation | VOM | 0 | [6 empty] | 0.51337 | 0
LCP_Inputs_ON_Diverse_Howarth_2023_05_05 | 2037 | Hydro Pumped Storage | Storage | Electricity | MI | Dispatch-Storage | EmissionsCost | 0 | [6 empty] | 0.51337 | 0
LCP_Inputs_ON_Diverse_Howarth_2023_05_05 | 2037 | Hydro Pumped Storage | Storage | Electricity | MI | Dispatch-Storage | FuelCost | 0 | [6 empty] | 0.51337 | 0
LCP_Inputs_ON_Diverse_Howarth_2023_05_05 | 2037 | Hydro Pumped Storage | Storage | Electricity | MI | Dispatch-Storage | VOM | 0 | [6 empty] | 0.51337 | 0
LCP_Inputs_ON_Diverse_Howarth_2023_05_05 | 2037 | Hydro Pumped Storage | Storage | Electricity | NY | Dispatch-Storage | EmissionsCost | 0 | [6 empty] | 0.51337 | 0
LCP_Inputs_ON_Diverse_Howarth_2023_05_05 | 2037 | Hydro Pumped Storage | Storage | Electricity | NY | Dispatch-Storage | FuelCost | 0 | [6 empty] | 0.51337 | 0
LCP_Inputs_ON_Diverse_Howarth_2023_05_05 | 2037 | Hydro Pumped Storage | Storage | Electricity | NY | Dispatch-Storage | VOM | 0 | [6 empty] | 0.51337 | 0
LCP_Inputs_ON_Diverse_Howarth_2023_05_05 | 2037 | Hydro Pumped Storage | Storage | Electricity | ON | Dispatch-Storage | EmissionsCost | 0 | [6 empty] | 0.51337 | 0
LCP_Inputs_ON_Diverse_Howarth_2023_05_05 | 2037 | Hydro Pumped Storage | Storage | Electricity | ON | Dispatch-Storage | FuelCost | 0 | [6 empty] | 0.51337 | 0
LCP_Inputs_ON_Diverse_Howarth_2023_05_05 | 2037 | Hydro Pumped Storage | Storage | Electricity | ON | Dispatch-Storage | VOM | 0 | [6 empty] | 0.51337 | 0
LCP_Inputs_ON_Diverse_Howarth_2023_05_05 | 2037 | Hydro Pumped Storage | Storage | Electricity | PJ | Dispatch-Storage | EmissionsCost | 0 | [6 empty] | 0.51337 | 0
LCP_Inputs_ON_Diverse_Howarth_2023_05_05 | 2037 | Hydro Pumped Storage | Storage | Electricity | PJ | Dispatch-Storage | FuelCost | 0 | [6 empty] | 0.51337 | 0
LCP_Inputs_ON_Diverse_Howarth_2023_05_05 | 2037 | Hydro Pumped Storage | Storage | Electricity | PJ | Dispatch-Storage | VOM | 0 | [6 empty] | 0.51337 | 0
LCP_Inputs_ON_Diverse_Howarth_2023_05_05 | 2037 | Hydro Pumped Storage | Storage | Electricity | QC | Dispatch-Storage | EmissionsCost | 0 | [6 empty] | 0.51337 | 0
LCP_Inputs_ON_Diverse_Howarth_2023_05_05 | 2037 | Hydro Pumped Storage | Storage | Electricity | QC | Dispatch-Storage | FuelCost | 0 | [6 empty] | 0.51337 | 0
LCP_Inputs_ON_Diverse_Howarth_2023_05_05 | 2037 | Hydro Pumped Storage | Storage | Electricity | QC | Dispatch-Storage | VOM | 0 | [6 empty] | 0.51337 | 0
LCP_Inputs_ON_Diverse_Howarth_2023_05_05 | 2037 | Hydro Pumped Storage | Storage | Electricity | WC | Dispatch-Storage | EmissionsCost | 0 | [6 empty] | 0.51337 | 0
LCP_Inputs_ON_Diverse_Howarth_2023_05_05 | 2037 | Hydro Pumped Storage | Storage | Electricity | WC | Dispatch-Storage | FuelCost | 0 | [6 empty] | 0.51337 | 0
LCP_Inputs_ON_Diverse_Howarth_2023_05_05 | 2037 | Hydro Pumped Storage | Storage | Electricity | WC | Dispatch-Storage | VOM | 0 | [6 empty] | 0.51337 | 0
LCP_Inputs_ON_Diverse_Howarth_2023_05_05 | 2037 | Nuclear | Generation | Electricity | MI | Dispatch-Generation | EmissionsCost | 0 | [6 empty] | 0.51337 | 0
LCP_Inputs_ON_Diverse_Howarth_2023_05_05 | 2037 | Nuclear | Generation | Electricity | MI | Dispatch-Generation | FuelCost | 0 | [6 empty] | 0.51337 | 0
LCP_Inputs_ON_Diverse_Howarth_2023_05_05 | 2037 | Nuclear | Generation | Electricity | MI | Dispatch-Generation | VOM | 2762866296.96 | [6 empty] | 0.51337 | 1418381638.7248
LCP_Inputs_ON_Diverse_Howarth_2023_05_05 | 2037 | Nuclear | Generation | Electricity | NY | Dispatch-Generation | EmissionsCost | 0 | [6 empty] | 0.51337 | 0
LCP_Inputs_ON_Diverse_Howarth_2023_05_05 | 2037 | Nuclear | Generation | Electricity | NY | Dispatch-Generation | FuelCost | 0 | [6 empty] | 0.51337 | 0
LCP_Inputs_ON_Diverse_Howarth_2023_05_05 | 2037 | Nuclear | Generation | Electricity | NY | Dispatch-Generation | VOM | 2246155230.144 | [6 empty] | 0.51337 | 1153116001.186
LCP_Inputs_ON_Diverse_Howarth_2023_05_05 | 2037 | Nuclear | Generation | Electricity | ON | Dispatch-Generation | EmissionsCost | 0 | [6 empty] | 0.51337 | 0
LCP_Inputs_ON_Diverse_Howarth_2023_05_05 | 2037 | Nuclear | Generation | Electricity | ON | Dispatch-Generation | FuelCost | 0 | [6 empty] | 0.51337 | 0
LCP_Inputs_ON_Diverse_Howarth_2023_05_05 | 2037 | Nuclear | Generation | Electricity | ON | Dispatch-Generation | VOM | 7181421070.9787 | [6 empty] | 0.51337 | 3686749445.0366
LCP_Inputs_ON_Diverse_Howarth_2023_05_05 | 2037 | Nuclear | Generation | Electricity | PJ | Dispatch-Generation | EmissionsCost | 0 | [6 empty] | 0.51337 | 0
LCP_Inputs_ON_Diverse_Howarth_2023_05_05 | 2037 | Nuclear | Generation | Electricity | PJ | Dispatch-Generation | FuelCost | 0 | [6 empty] | 0.51337 | 0
LCP_Inputs_ON_Diverse_Howarth_2023_05_05 | 2037 | Nuclear | Generation | Electricity | PJ | Dispatch-Generation | VOM | 6401347648.6848 | [6 empty] | 0.51337 | 3286280620.2309
LCP_Inputs_ON_Diverse_Howarth_2023_05_05 | 2037 | Nuclear | Generation | Electricity | QC | Dispatch-Generation | EmissionsCost | 0 | [6 empty] | 0.51337 | 0
LCP_Inputs_ON_Diverse_Howarth_2023_05_05 | 2037 | Nuclear | Generation | Electricity | QC | Dispatch-Generation | FuelCost | 0 | [6 empty] | 0.51337 | 0
LCP_Inputs_ON_Diverse_Howarth_2023_05_05 | 2037 | Nuclear | Generation | Electricity | QC | Dispatch-Generation | VOM | 0 | [6 empty] | 0.51337 | 0
LCP_Inputs_ON_Diverse_Howarth_2023_05_05 | 2037 | Nuclear | Generation | Electricity | WC | Dispatch-Generation | EmissionsCost | 0 | [6 empty] | 0.51337 | 0
LCP_Inputs_ON_Diverse_Howarth_2023_05_05 | 2037 | Nuclear | Generation | Electricity | WC | Dispatch-Generation | FuelCost | 0 | [6 empty] | 0.51337 | 0
LCP_Inputs_ON_Diverse_Howarth_2023_05_05 | 2037 | Nuclear | Generation | Electricity | WC | Dispatch-Generation | VOM | 0 | [6 empty] | 0.51337 | 0
LCP_Inputs_ON_Diverse_Howarth_2023_05_05 | 2037 | Nuclear SMR | Generation | Electricity | MI | Dispatch-Generation | EmissionsCost | 0 | [6 empty] | 0.51337 | 0
LCP_Inputs_ON_Diverse_Howarth_2023_05_05 | 2037 | Nuclear SMR | Generation | Electricity | MI | Dispatch-Generation | FuelCost | 0 | [6 empty] | 0.51337 | 0
LCP_Inputs_ON_Diverse_Howarth_2023_05_05 | 2037 | Nuclear SMR | Generation | Electricity | MI | Dispatch-Generation | VOM | 0 | [6 empty] | 0.51337 | 0
LCP_Inputs_ON_Diverse_Howarth_2023_05_05 | 2037 | Nuclear SMR | Generation | Electricity | NY | Dispatch-Generation | EmissionsCost | 0 | [6 empty] | 0.51337 | 0
LCP_Inputs_ON_Diverse_Howarth_2023_05_05 | 2037 | Nuclear SMR | Generation | Electricity | NY | Dispatch-Generation | FuelCost | 0 | [6 empty] | 0.51337 | 0
LCP_Inputs_ON_Diverse_Howarth_2023_05_05 | 2037 | Nuclear SMR | Generation | Electricity | NY | Dispatch-Generation | VOM | 0 | [6 empty] | 0.51337 | 0
LCP_Inputs_ON_Diverse_Howarth_2023_05_05 | 2037 | Nuclear SMR | Generation | Electricity | ON | Dispatch-Generation | EmissionsCost | 0 | [6 empty] | 0.51337 | 0
LCP_Inputs_ON_Diverse_Howarth_2023_05_05 | 2037 | Nuclear SMR | Generation | Electricity | ON | Dispatch-Generation | FuelCost | 0 | [6 empty] | 0.51337 | 0
LCP_Inputs_ON_Diverse_Howarth_2023_05_05 | 2037 | Nuclear SMR | Generation | Electricity | ON | Dispatch-Generation | VOM | 19039640.4 | [6 empty] | 0.51337 | 9774441.992
LCP_Inputs_ON_Diverse_Howarth_2023_05_05 | 2037 | Nuclear SMR | Generation | Electricity | PJ | Dispatch-Generation | EmissionsCost | 0 | [6 empty] | 0.51337 | 0
LCP_Inputs_ON_Diverse_Howarth_2023_05_05 | 2037 | Nuclear SMR | Generation | Electricity | PJ | Dispatch-Generation | FuelCost | 0 | [6 empty] | 0.51337 | 0
LCP_Inputs_ON_Diverse_Howarth_2023_05_05 | 2037 | Nuclear SMR | Generation | Electricity | PJ | Dispatch-Generation | VOM | 0 | [6 empty] | 0.51337 | 0
LCP_Inputs_ON_Diverse_Howarth_2023_05_05 | 2037 | Nuclear SMR | Generation | Electricity | QC | Dispatch-Generation | EmissionsCost | 0 | [6 empty] | 0.51337 | 0
LCP_Inputs_ON_Diverse_Howarth_2023_05_05 | 2037 | Nuclear SMR | Generation | Electricity | QC | Dispatch-Generation | FuelCost | 0 | [6 empty] | 0.51337 | 0
LCP_Inputs_ON_Diverse_Howarth_2023_05_05 | 2037 | Nuclear SMR | Generation | Electricity | QC | Dispatch-Generation | VOM | 0 | [6 empty] | 0.51337 | 0
LCP_Inputs_ON_Diverse_Howarth_2023_05_05 | 2037 | Nuclear SMR | Generation | Electricity | WC | Dispatch-Generation | EmissionsCost | 0 | [6 empty] | 0.51337 | 0
LCP_Inputs_ON_Diverse_Howarth_2023_05_05 | 2037 | Nuclear SMR | Generation | Electricity | WC | Dispatch-Generation | FuelCost | 0 | [6 empty] | 0.51337 | 0
LCP_Inputs_ON_Diverse_Howarth_2023_05_05 | 2037 | Nuclear SMR | Generation | Electricity | WC | Dispatch-Generation | VOM | 0 | [6 empty] | 0.51337 | 0
LCP_Inputs_ON_Diverse_Howarth_2023_05_05 | 2037 | O/CCGT - CH4 Existing | Crossload | Electricity | MI | Dispatch-Crossload | EmissionsCost | 0 | [6 empty] | 0.51337 | 0
LCP_Inputs_ON_Diverse_Howarth_2023_05_05 | 2037 | O/CCGT - CH4 Existing | Crossload | Electricity | MI | Dispatch-Crossload | FuelCost | 0 | [6 empty] | 0.51337 | 0
LCP_Inputs_ON_Diverse_Howarth_2023_05_05 | 2037 | O/CCGT - CH4 Existing | Crossload | Electricity | MI | Dispatch-Crossload | VOM | 0 | [6 empty] | 0.51337 | 0
LCP_Inputs_ON_Diverse_Howarth_2023_05_05 | 2037 | O/CCGT - CH4 Existing | Crossload | Electricity | NY | Dispatch-Crossload | EmissionsCost | 0 | [6 empty] | 0.51337 | 0
LCP_Inputs_ON_Diverse_Howarth_2023_05_05 | 2037 | O/CCGT - CH4 Existing | Crossload | Electricity | NY | Dispatch-Crossload | FuelCost | 0 | [6 empty] | 0.51337 | 0
LCP_Inputs_ON_Diverse_Howarth_2023_05_05 | 2037 | O/CCGT - CH4 Existing | Crossload | Electricity | NY | Dispatch-Crossload | VOM | 0 | [6 empty] | 0.51337 | 0
LCP_Inputs_ON_Diverse_Howarth_2023_05_05 | 2037 | O/CCGT - CH4 Existing | Crossload | Electricity | ON | Dispatch-Crossload | EmissionsCost | 5272408.1924 | [6 empty] | 0.51337 | 2706713.3072
LCP_Inputs_ON_Diverse_Howarth_2023_05_05 | 2037 | O/CCGT - CH4 Existing | Crossload | Electricity | ON | Dispatch-Crossload | FuelCost | 0 | [6 empty] | 0.51337 | 0
LCP_Inputs_ON_Diverse_Howarth_2023_05_05 | 2037 | O/CCGT - CH4 Existing | Crossload | Electricity | ON | Dispatch-Crossload | VOM | 324468.7806 | [6 empty] | 0.51337 | 166573.5911
LCP_Inputs_ON_Diverse_Howarth_2023_05_05 | 2037 | O/CCGT - CH4 Existing | Crossload | Electricity | PJ | Dispatch-Crossload | EmissionsCost | 0 | [6 empty] | 0.51337 | 0
LCP_Inputs_ON_Diverse_Howarth_2023_05_05 | 2037 | O/CCGT - CH4 Existing | Crossload | Electricity | PJ | Dispatch-Crossload | FuelCost | 0 | [6 empty] | 0.51337 | 0
LCP_Inputs_ON_Diverse_Howarth_2023_05_05 | 2037 | O/CCGT - CH4 Existing | Crossload | Electricity | PJ | Dispatch-Crossload | VOM | 0 | [6 empty] | 0.51337 | 0
LCP_Inputs_ON_Diverse_Howarth_2023_05_05 | 2037 | O/CCGT - CH4 Existing | Crossload | Electricity | QC | Dispatch-Crossload | EmissionsCost | 0 | [6 empty] | 0.51337 | 0
LCP_Inputs_ON_Diverse_Howarth_2023_05_05 | 2037 | O/CCGT - CH4 Existing | Crossload | Electricity | QC | Dispatch-Crossload | FuelCost | 0 | [6 empty] | 0.51337 | 0
LCP_Inputs_ON_Diverse_Howarth_2023_05_05 | 2037 | O/CCGT - CH4 Existing | Crossload | Electricity | QC | Dispatch-Crossload | VOM | 0 | [6 empty] | 0.51337 | 0
LCP_Inputs_ON_Diverse_Howarth_2023_05_05 | 2037 | O/CCGT - CH4 Existing | Crossload | Electricity | WC | Dispatch-Crossload | EmissionsCost | 0 | [6 empty] | 0.51337 | 0
LCP_Inputs_ON_Diverse_Howarth_2023_05_05 | 2037 | O/CCGT - CH4 Existing | Crossload | Electricity | WC | Dispatch-Crossload | FuelCost | 0 | [6 empty] | 0.51337 | 0
LCP_Inputs_ON_Diverse_Howarth_2023_05_05 | 2037 | O/CCGT - CH4 Existing | Crossload | Electricity | WC | Dispatch-Crossload | VOM | 0 | [6 empty] | 0.51337 | 0
LCP_Inputs_ON_Diverse_Howarth_2023_05_05 | 2037 | O/CCGT - CH4 New | Crossload | Electricity | MI | Dispatch-Crossload | EmissionsCost | 0 | [6 empty] | 0.51337 | 0
LCP_Inputs_ON_Diverse_Howarth_2023_05_05 | 2037 | O/CCGT - CH4 New | Crossload | Electricity | MI | Dispatch-Crossload | FuelCost | 0 | [6 empty] | 0.51337 | 0
LCP_Inputs_ON_Diverse_Howarth_2023_05_05 | 2037 | O/CCGT - CH4 New | Crossload | Electricity | MI | Dispatch-Crossload | VOM | 0 | [6 empty] | 0.51337 | 0
LCP_Inputs_ON_Diverse_Howarth_2023_05_05 | 2037 | O/CCGT - CH4 New | Crossload | Electricity | NY | Dispatch-Crossload | EmissionsCost | 0 | [6 empty] | 0.51337 | 0
LCP_Inputs_ON_Diverse_Howarth_2023_05_05 | 2037 | O/CCGT - CH4 New | Crossload | Electricity | NY | Dispatch-Crossload | FuelCost | 0 | [6 empty] | 0.51337 | 0
LCP_Inputs_ON_Diverse_Howarth_2023_05_05 | 2037 | O/CCGT - CH4 New | Crossload | Electricity | NY | Dispatch-Crossload | VOM | 0 | [6 empty] | 0.51337 | 0
LCP_Inputs_ON_Diverse_Howarth_2023_05_05 | 2037 | O/CCGT - CH4 New | Crossload | Electricity | ON | Dispatch-Crossload | EmissionsCost | 309829.331 | [6 empty] | 0.51337 | 159058.0893
LCP_Inputs_ON_Diverse_Howarth_2023_05_05 | 2037 | O/CCGT - CH4 New | Crossload | Electricity | ON | Dispatch-Crossload | FuelCost | 0 | [6 empty] | 0.51337 | 0
LCP_Inputs_ON_Diverse_Howarth_2023_05_05 | 2037 | O/CCGT - CH4 New | Crossload | Electricity | ON | Dispatch-Crossload | VOM | 19067.178 | [6 empty] | 0.51337 | 9788.579
LCP_Inputs_ON_Diverse_Howarth_2023_05_05 | 2037 | O/CCGT - CH4 New | Crossload | Electricity | PJ | Dispatch-Crossload | EmissionsCost | 0 | [6 empty] | 0.51337 | 0
LCP_Inputs_ON_Diverse_Howarth_2023_05_05 | 2037 | O/CCGT - CH4 New | Crossload | Electricity | PJ | Dispatch-Crossload | FuelCost | 0 | [6 empty] | 0.51337 | 0
LCP_Inputs_ON_Diverse_Howarth_2023_05_05 | 2037 | O/CCGT - CH4 New | Crossload | Electricity | PJ | Dispatch-Crossload | VOM | 0 | [6 empty] | 0.51337 | 0
LCP_Inputs_ON_Diverse_Howarth_2023_05_05 | 2037 | O/CCGT - CH4 New | Crossload | Electricity | QC | Dispatch-Crossload | EmissionsCost | 0 | [6 empty] | 0.51337 | 0
LCP_Inputs_ON_Diverse_Howarth_2023_05_05 | 2037 | O/CCGT - CH4 New | Crossload | Electricity | QC | Dispatch-Crossload | FuelCost | 0 | [6 empty] | 0.51337 | 0
LCP_Inputs_ON_Diverse_Howarth_2023_05_05 | 2037 | O/CCGT - CH4 New | Crossload | Electricity | QC | Dispatch-Crossload | VOM | 0 | [6 empty] | 0.51337 | 0
LCP_Inputs_ON_Diverse_Howarth_2023_05_05 | 2037 | O/CCGT - CH4 New | Crossload | Electricity | WC | Dispatch-Crossload | EmissionsCost | 0 | [6 empty] | 0.51337 | 0
LCP_Inputs_ON_Diverse_Howarth_2023_05_05 | 2037 | O/CCGT - CH4 New | Crossload | Electricity | WC | Dispatch-Crossload | FuelCost | 0 | [6 empty] | 0.51337 | 0
LCP_Inputs_ON_Diverse_Howarth_2023_05_05 | 2037 | O/CCGT - CH4 New | Crossload | Electricity | WC | Dispatch-Crossload | VOM | 0 | [6 empty] | 0.51337 | 0
LCP_Inputs_ON_Diverse_Howarth_2023_05_05 | 2037 | O/CCGT - H2 New | Crossload | Electricity | MI | Dispatch-Crossload | EmissionsCost | 0 | [6 empty] | 0.51337 | 0
LCP_Inputs_ON_Diverse_Howarth_2023_05_05 | 2037 | O/CCGT - H2 New | Crossload | Electricity | MI | Dispatch-Crossload | FuelCost | 0 | [6 empty] | 0.51337 | 0
LCP_Inputs_ON_Diverse_Howarth_2023_05_05 | 2037 | O/CCGT - H2 New | Crossload | Electricity | MI | Dispatch-Crossload | VOM | 0 | [6 empty] | 0.51337 | 0
LCP_Inputs_ON_Diverse_Howarth_2023_05_05 | 2037 | O/CCGT - H2 New | Crossload | Electricity | NY | Dispatch-Crossload | EmissionsCost | 0 | [6 empty] | 0.51337 | 0
LCP_Inputs_ON_Diverse_Howarth_2023_05_05 | 2037 | O/CCGT - H2 New | Crossload | Electricity | NY | Dispatch-Crossload | FuelCost | 0 | [6 empty] | 0.51337 | 0
LCP_Inputs_ON_Diverse_Howarth_2023_05_05 | 2037 | O/CCGT - H2 New | Crossload | Electricity | NY | Dispatch-Crossload | VOM | 0 | [6 empty] | 0.51337 | 0
LCP_Inputs_ON_Diverse_Howarth_2023_05_05 | 2037 | O/CCGT - H2 New | Crossload | Electricity | ON | Dispatch-Crossload | EmissionsCost | 0 | [6 empty] | 0.51337 | 0
LCP_Inputs_ON_Diverse_Howarth_2023_05_05 | 2037 | O/CCGT - H2 New | Crossload | Electricity | ON | Dispatch-Crossload | FuelCost | 0 | [6 empty] | 0.51337 | 0
LCP_Inputs_ON_Diverse_Howarth_2023_05_05 | 2037 | O/CCGT - H2 New | Crossload | Electricity | ON | Dispatch-Crossload | VOM | 0 | [6 empty] | 0.51337 | 0
LCP_Inputs_ON_Diverse_Howarth_2023_05_05 | 2037 | O/CCGT - H2 New | Crossload | Electricity | PJ | Dispatch-Crossload | EmissionsCost | 0 | [6 empty] | 0.51337 | 0
LCP_Inputs_ON_Diverse_Howarth_2023_05_05 | 2037 | O/CCGT - H2 New | Crossload | Electricity | PJ | Dispatch-Crossload | FuelCost | 0 | [6 empty] | 0.51337 | 0
LCP_Inputs_ON_Diverse_Howarth_2023_05_05 | 2037 | O/CCGT - H2 New | Crossload | Electricity | PJ | Dispatch-Crossload | VOM | 0 | [6 empty] | 0.51337 | 0
LCP_Inputs_ON_Diverse_Howarth_2023_05_05 | 2037 | O/CCGT - H2 New | Crossload | Electricity | QC | Dispatch-Crossload | EmissionsCost | 0 | [6 empty] | 0.51337 | 0
LCP_Inputs_ON_Diverse_Howarth_2023_05_05 | 2037 | O/CCGT - H2 New | Crossload | Electricity | QC | Dispatch-Crossload | FuelCost | 0 | [6 empty] | 0.51337 | 0
LCP_Inputs_ON_Diverse_Howarth_2023_05_05 | 2037 | O/CCGT - H2 New | Crossload | Electricity | QC | Dispatch-Crossload | VOM | 0 | [6 empty] | 0.51337 | 0
LCP_Inputs_ON_Diverse_Howarth_2023_05_05 | 2037 | O/CCGT - H2 New | Crossload | Electricity | WC | Dispatch-Crossload | EmissionsCost | 0 | [6 empty] | 0.51337 | 0
LCP_Inputs_ON_Diverse_Howarth_2023_05_05 | 2037 | O/CCGT - H2 New | Crossload | Electricity | WC | Dispatch-Crossload | FuelCost | 0 | [6 empty] | 0.51337 | 0
LCP_Inputs_ON_Diverse_Howarth_2023_05_05 | 2037 | O/CCGT - H2 New | Crossload | Electricity | WC | Dispatch-Crossload | VOM | 0 | [6 empty] | 0.51337 | 0
LCP_Inputs_ON_Diverse_Howarth_2023_05_05 | 2037 | SMR CCS | Generation | Hydrogen | MI | Dispatch-Generation | EmissionsCost | 0 | [6 empty] | 0.51337 | 0
LCP_Inputs_ON_Diverse_Howarth_2023_05_05 | 2037 | SMR CCS | Generation | Hydrogen | MI | Dispatch-Generation | FuelCost | 0 | [6 empty] | 0.51337 | 0
LCP_Inputs_ON_Diverse_Howarth_2023_05_05 | 2037 | SMR CCS | Generation | Hydrogen | MI | Dispatch-Generation | VOM | 0 | [6 empty] | 0.51337 | 0
LCP_Inputs_ON_Diverse_Howarth_2023_05_05 | 2037 | SMR CCS | Generation | Hydrogen | NY | Dispatch-Generation | EmissionsCost | 0 | [6 empty] | 0.51337 | 0
LCP_Inputs_ON_Diverse_Howarth_2023_05_05 | 2037 | SMR CCS | Generation | Hydrogen | NY | Dispatch-Generation | FuelCost | 0 | [6 empty] | 0.51337 | 0
LCP_Inputs_ON_Diverse_Howarth_2023_05_05 | 2037 | SMR CCS | Generation | Hydrogen | NY | Dispatch-Generation | VOM | 0 | [6 empty] | 0.51337 | 0
LCP_Inputs_ON_Diverse_Howarth_2023_05_05 | 2037 | SMR CCS | Generation | Hydrogen | ON | Dispatch-Generation | EmissionsCost | 738580417.6146 | [6 empty] | 0.51337 | 379167426.3134
LCP_Inputs_ON_Diverse_Howarth_2023_05_05 | 2037 | SMR CCS | Generation | Hydrogen | ON | Dispatch-Generation | FuelCost | 492910088.0425 | [6 empty] | 0.51337 | 253046851.8115
LCP_Inputs_ON_Diverse_Howarth_2023_05_05 | 2037 | SMR CCS | Generation | Hydrogen | ON | Dispatch-Generation | VOM | 0 | [6 empty] | 0.51337 | 0
LCP_Inputs_ON_Diverse_Howarth_2023_05_05 | 2037 | SMR CCS | Generation | Hydrogen | PJ | Dispatch-Generation | EmissionsCost | 0 | [6 empty] | 0.51337 | 0
LCP_Inputs_ON_Diverse_Howarth_2023_05_05 | 2037 | SMR CCS | Generation | Hydrogen | PJ | Dispatch-Generation | FuelCost | 0 | [6 empty] | 0.51337 | 0
LCP_Inputs_ON_Diverse_Howarth_2023_05_05 | 2037 | SMR CCS | Generation | Hydrogen | PJ | Dispatch-Generation | VOM | 0 | [6 empty] | 0.51337 | 0
LCP_Inputs_ON_Diverse_Howarth_2023_05_05 | 2037 | SMR CCS | Generation | Hydrogen | QC | Dispatch-Generation | EmissionsCost | 0 | [6 empty] | 0.51337 | 0
LCP_Inputs_ON_Diverse_Howarth_2023_05_05 | 2037 | SMR CCS | Generation | Hydrogen | QC | Dispatch-Generation | FuelCost | 0 | [6 empty] | 0.51337 | 0
LCP_Inputs_ON_Diverse_Howarth_2023_05_05 | 2037 | SMR CCS | Generation | Hydrogen | QC | Dispatch-Generation | VOM | 0 | [6 empty] | 0.51337 | 0
LCP_Inputs_ON_Diverse_Howarth_2023_05_05 | 2037 | SMR CCS | Generation | Hydrogen | WC | Dispatch-Generation | EmissionsCost | 0 | [6 empty] | 0.51337 | 0
LCP_Inputs_ON_Diverse_Howarth_2023_05_05 | 2037 | SMR CCS | Generation | Hydrogen | WC | Dispatch-Generation | FuelCost | 0 | [6 empty] | 0.51337 | 0
LCP_Inputs_ON_Diverse_Howarth_2023_05_05 | 2037 | SMR CCS | Generation | Hydrogen | WC | Dispatch-Generation | VOM | 0 | [6 empty] | 0.51337 | 0
LCP_Inputs_ON_Diverse_Howarth_2023_05_05 | 2037 | Solar PV | Generation | Electricity | MI | Dispatch-Generation | EmissionsCost | 0 | [6 empty] | 0.51337 | 0
LCP_Inputs_ON_Diverse_Howarth_2023_05_05 | 2037 | Solar PV | Generation | Electricity | MI | Dispatch-Generation | FuelCost | 0 | [6 empty] | 0.51337 | 0
LCP_Inputs_ON_Diverse_Howarth_2023_05_05 | 2037 | Solar PV | Generation | Electricity | MI | Dispatch-Generation | VOM | 0 | [6 empty] | 0.51337 | 0
LCP_Inputs_ON_Diverse_Howarth_2023_05_05 | 2037 | Solar PV | Generation | Electricity | NY | Dispatch-Generation | EmissionsCost | 0 | [6 empty] | 0.51337 | 0
LCP_Inputs_ON_Diverse_Howarth_2023_05_05 | 2037 | Solar PV | Generation | Electricity | NY | Dispatch-Generation | FuelCost | 0 | [6 empty] | 0.51337 | 0
LCP_Inputs_ON_Diverse_Howarth_2023_05_05 | 2037 | Solar PV | Generation | Electricity | NY | Dispatch-Generation | VOM | 0 | [6 empty] | 0.51337 | 0
LCP_Inputs_ON_Diverse_Howarth_2023_05_05 | 2037 | Solar PV | Generation | Electricity | ON | Dispatch-Generation | EmissionsCost | 0 | [6 empty] | 0.51337 | 0
LCP_Inputs_ON_Diverse_Howarth_2023_05_05 | 2037 | Solar PV | Generation | Electricity | ON | Dispatch-Generation | FuelCost | 0 | [6 empty] | 0.51337 | 0
LCP_Inputs_ON_Diverse_Howarth_2023_05_05 | 2037 | Solar PV | Generation | Electricity | ON | Dispatch-Generation | VOM | 0 | [6 empty] | 0.51337 | 0
LCP_Inputs_ON_Diverse_Howarth_2023_05_05 | 2037 | Solar PV | Generation | Electricity | PJ | Dispatch-Generation | EmissionsCost | 0 | [6 empty] | 0.51337 | 0
LCP_Inputs_ON_Diverse_Howarth_2023_05_05 | 2037 | Solar PV | Generation | Electricity | PJ | Dispatch-Generation | FuelCost | 0 | [6 empty] | 0.51337 | 0
LCP_Inputs_ON_Diverse_Howarth_2023_05_05 | 2037 | Solar PV | Generation | Electricity | PJ | Dispatch-Generation | VOM | 0 | [6 empty] | 0.51337 | 0
LCP_Inputs_ON_Diverse_Howarth_2023_05_05 | 2037 | Solar PV | Generation | Electricity | QC | Dispatch-Generation | EmissionsCost | 0 | [6 empty] | 0.51337 | 0
LCP_Inputs_ON_Diverse_Howarth_2023_05_05 | 2037 | Solar PV | Generation | Electricity | QC | Dispatch-Generation | FuelCost | 0 | [6 empty] | 0.51337 | 0
LCP_Inputs_ON_Diverse_Howarth_2023_05_05 | 2037 | Solar PV | Generation | Electricity | QC | Dispatch-Generation | VOM | 0 | [6 empty] | 0.51337 | 0
LCP_Inputs_ON_Diverse_Howarth_2023_05_05 | 2037 | Solar PV | Generation | Electricity | WC | Dispatch-Generation | EmissionsCost | 0 | [6 empty] | 0.51337 | 0
LCP_Inputs_ON_Diverse_Howarth_2023_05_05 | 2037 | Solar PV | Generation | Electricity | WC | Dispatch-Generation | FuelCost | 0 | [6 empty] | 0.51337 | 0
LCP_Inputs_ON_Diverse_Howarth_2023_05_05 | 2037 | Solar PV | Generation | Electricity | WC | Dispatch-Generation | VOM | 0 | [6 empty] | 0.51337 | 0
LCP_Inputs_ON_Diverse_Howarth_2023_05_05 | 2037 | Wind Offshore | Generation | Electricity | MI | Dispatch-Generation | EmissionsCost | 0 | [6 empty] | 0.51337 | 0
LCP_Inputs_ON_Diverse_Howarth_2023_05_05 | 2037 | Wind Offshore | Generation | Electricity | MI | Dispatch-Generation | FuelCost | 0 | [6 empty] | 0.51337 | 0
LCP_Inputs_ON_Diverse_Howarth_2023_05_05 | 2037 | Wind Offshore | Generation | Electricity | MI | Dispatch-Generation | VOM | 0 | [6 empty] | 0.51337 | 0
LCP_Inputs_ON_Diverse_Howarth_2023_05_05 | 2037 | Wind Offshore | Generation | Electricity | NY | Dispatch-Generation | EmissionsCost | 0 | [6 empty] | 0.51337 | 0
LCP_Inputs_ON_Diverse_Howarth_2023_05_05 | 2037 | Wind Offshore | Generation | Electricity | NY | Dispatch-Generation | FuelCost | 0 | [6 empty] | 0.51337 | 0
LCP_Inputs_ON_Diverse_Howarth_2023_05_05 | 2037 | Wind Offshore | Generation | Electricity | NY | Dispatch-Generation | VOM | 0 | [6 empty] | 0.51337 | 0
LCP_Inputs_ON_Diverse_Howarth_2023_05_05 | 2037 | Wind Offshore | Generation | Electricity | ON | Dispatch-Generation | EmissionsCost | 0 | [6 empty] | 0.51337 | 0
LCP_Inputs_ON_Diverse_Howarth_2023_05_05 | 2037 | Wind Offshore | Generation | Electricity | ON | Dispatch-Generation | FuelCost | 0 | [6 empty] | 0.51337 | 0
LCP_Inputs_ON_Diverse_Howarth_2023_05_05 | 2037 | Wind Offshore | Generation | Electricity | ON | Dispatch-Generation | VOM | 0 | [6 empty] | 0.51337 | 0
LCP_Inputs_ON_Diverse_Howarth_2023_05_05 | 2037 | Wind Offshore | Generation | Electricity | PJ | Dispatch-Generation | EmissionsCost | 0 | [6 empty] | 0.51337 | 0
LCP_Inputs_ON_Diverse_Howarth_2023_05_05 | 2037 | Wind Offshore | Generation | Electricity | PJ | Dispatch-Generation | FuelCost | 0 | [6 empty] | 0.51337 | 0
LCP_Inputs_ON_Diverse_Howarth_2023_05_05 | 2037 | Wind Offshore | Generation | Electricity | PJ | Dispatch-Generation | VOM | 0 | [6 empty] | 0.51337 | 0
LCP_Inputs_ON_Diverse_Howarth_2023_05_05 | 2037 | Wind Offshore | Generation | Electricity | QC | Dispatch-Generation | EmissionsCost | 0 | [6 empty] | 0.51337 | 0
LCP_Inputs_ON_Diverse_Howarth_2023_05_05 | 2037 | Wind Offshore | Generation | Electricity | QC | Dispatch-Generation | FuelCost | 0 | [6 empty] | 0.51337 | 0
LCP_Inputs_ON_Diverse_Howarth_2023_05_05 | 2037 | Wind Offshore | Generation | Electricity | QC | Dispatch-Generation | VOM | 0 | [6 empty] | 0.51337 | 0
LCP_Inputs_ON_Diverse_Howarth_2023_05_05 | 2037 | Wind Offshore | Generation | Electricity | WC | Dispatch-Generation | EmissionsCost | 0 | [6 empty] | 0.51337 | 0
LCP_Inputs_ON_Diverse_Howarth_2023_05_05 | 2037 | Wind Offshore | Generation | Electricity | WC | Dispatch-Generation | FuelCost | 0 | [6 empty] | 0.51337 | 0
LCP_Inputs_ON_Diverse_Howarth_2023_05_05 | 2037 | Wind Offshore | Generation | Electricity | WC | Dispatch-Generation | VOM | 0 | [6 empty] | 0.51337 | 0
LCP_Inputs_ON_Diverse_Howarth_2023_05_05 | 2037 | Wind Onshore | Generation | Electricity | MI | Dispatch-Generation | EmissionsCost | 0 | [6 empty] | 0.51337 | 0
LCP_Inputs_ON_Diverse_Howarth_2023_05_05 | 2037 | Wind Onshore | Generation | Electricity | MI | Dispatch-Generation | FuelCost | 0 | [6 empty] | 0.51337 | 0
LCP_Inputs_ON_Diverse_Howarth_2023_05_05 | 2037 | Wind Onshore | Generation | Electricity | MI | Dispatch-Generation | VOM | 0 | [6 empty] | 0.51337 | 0
LCP_Inputs_ON_Diverse_Howarth_2023_05_05 | 2037 | Wind Onshore | Generation | Electricity | NY | Dispatch-Generation | EmissionsCost | 0 | [6 empty] | 0.51337 | 0
LCP_Inputs_ON_Diverse_Howarth_2023_05_05 | 2037 | Wind Onshore | Generation | Electricity | NY | Dispatch-Generation | FuelCost | 0 | [6 empty] | 0.51337 | 0
LCP_Inputs_ON_Diverse_Howarth_2023_05_05 | 2037 | Wind Onshore | Generation | Electricity | NY | Dispatch-Generation | VOM | 0 | [6 empty] | 0.51337 | 0
LCP_Inputs_ON_Diverse_Howarth_2023_05_05 | 2037 | Wind Onshore | Generation | Electricity | ON | Dispatch-Generation | EmissionsCost | 0 | [6 empty] | 0.51337 | 0
LCP_Inputs_ON_Diverse_Howarth_2023_05_05 | 2037 | Wind Onshore | Generation | Electricity | ON | Dispatch-Generation | FuelCost | 0 | [6 empty] | 0.51337 | 0
LCP_Inputs_ON_Diverse_Howarth_2023_05_05 | 2037 | Wind Onshore | Generation | Electricity | ON | Dispatch-Generation | VOM | 0 | [6 empty] | 0.51337 | 0
LCP_Inputs_ON_Diverse_Howarth_2023_05_05 | 2037 | Wind Onshore | Generation | Electricity | PJ | Dispatch-Generation | EmissionsCost | 0 | [6 empty] | 0.51337 | 0
LCP_Inputs_ON_Diverse_Howarth_2023_05_05 | 2037 | Wind Onshore | Generation | Electricity | PJ | Dispatch-Generation | FuelCost | 0 | [6 empty] | 0.51337 | 0
LCP_Inputs_ON_Diverse_Howarth_2023_05_05 | 2037 | Wind Onshore | Generation | Electricity | PJ | Dispatch-Generation | VOM | 0 | [6 empty] | 0.51337 | 0
LCP_Inputs_ON_Diverse_Howarth_2023_05_05 | 2037 | Wind Onshore | Generation | Electricity | QC | Dispatch-Generation | EmissionsCost | 0 | [6 empty] | 0.51337 | 0
LCP_Inputs_ON_Diverse_Howarth_2023_05_05 | 2037 | Wind Onshore | Generation | Electricity | QC | Dispatch-Generation | FuelCost | 0 | [6 empty] | 0.51337 | 0
LCP_Inputs_ON_Diverse_Howarth_2023_05_05 | 2037 | Wind Onshore | Generation | Electricity | QC | Dispatch-Generation | VOM | 0 | [6 empty] | 0.51337 | 0
LCP_Inputs_ON_Diverse_Howarth_2023_05_05 | 2037 | Wind Onshore | Generation | Electricity | WC | Dispatch-Generation | EmissionsCost | 0 | [6 empty] | 0.51337 | 0
LCP_Inputs_ON_Diverse_Howarth_2023_05_05 | 2037 | Wind Onshore | Generation | Electricity | WC | Dispatch-Generation | FuelCost | 0 | [6 empty] | 0.51337 | 0
LCP_Inputs_ON_Diverse_Howarth_2023_05_05 | 2037 | Wind Onshore | Generation | Electricity | WC | Dispatch-Generation | VOM | 0 | [6 empty] | 0.51337 | 0
LCP_Inputs_ON_Diverse_Howarth_2023_05_05 | 2038 | Anaerobic Digestion | Generation | Methane | MI | Dispatch-Generation | EmissionsCost | 0 | [6 empty] | 0.49363 | 0
LCP_Inputs_ON_Diverse_Howarth_2023_05_05 | 2038 | Anaerobic Digestion | Generation | Methane | MI | Dispatch-Generation | FuelCost | 0 | [6 empty] | 0.49363 | 0
LCP_Inputs_ON_Diverse_Howarth_2023_05_05 | 2038 | Anaerobic Digestion | Generation | Methane | MI | Dispatch-Generation | VOM | 0 | [6 empty] | 0.49363 | 0
LCP_Inputs_ON_Diverse_Howarth_2023_05_05 | 2038 | Anaerobic Digestion | Generation | Methane | NY | Dispatch-Generation | EmissionsCost | 0 | [6 empty] | 0.49363 | 0
LCP_Inputs_ON_Diverse_Howarth_2023_05_05 | 2038 | Anaerobic Digestion | Generation | Methane | NY | Dispatch-Generation | FuelCost | 0 | [6 empty] | 0.49363 | 0
LCP_Inputs_ON_Diverse_Howarth_2023_05_05 | 2038 | Anaerobic Digestion | Generation | Methane | NY | Dispatch-Generation | VOM | 0 | [6 empty] | 0.49363 | 0
LCP_Inputs_ON_Diverse_Howarth_2023_05_05 | 2038 | Anaerobic Digestion | Generation | Methane | ON | Dispatch-Generation | EmissionsCost | 1840449.9197 | [6 empty] | 0.49363 | 908497.8357
LCP_Inputs_ON_Diverse_Howarth_2023_05_05 | 2038 | Anaerobic Digestion | Generation | Methane | ON | Dispatch-Generation | FuelCost | 0 | [6 empty] | 0.49363 | 0
LCP_Inputs_ON_Diverse_Howarth_2023_05_05 | 2038 | Anaerobic Digestion | Generation | Methane | ON | Dispatch-Generation | VOM | 862230000 | [6 empty] | 0.49363 | 425620974.7796
LCP_Inputs_ON_Diverse_Howarth_2023_05_05 | 2038 | Anaerobic Digestion | Generation | Methane | PJ | Dispatch-Generation | EmissionsCost | 0 | [6 empty] | 0.49363 | 0
LCP_Inputs_ON_Diverse_Howarth_2023_05_05 | 2038 | Anaerobic Digestion | Generation | Methane | PJ | Dispatch-Generation | FuelCost | 0 | [6 empty] | 0.49363 | 0
LCP_Inputs_ON_Diverse_Howarth_2023_05_05 | 2038 | Anaerobic Digestion | Generation | Methane | PJ | Dispatch-Generation | VOM | 0 | [6 empty] | 0.49363 | 0
LCP_Inputs_ON_Diverse_Howarth_2023_05_05 | 2038 | Anaerobic Digestion | Generation | Methane | QC | Dispatch-Generation | EmissionsCost | 0 | [6 empty] | 0.49363 | 0
LCP_Inputs_ON_Diverse_Howarth_2023_05_05 | 2038 | Anaerobic Digestion | Generation | Methane | QC | Dispatch-Generation | FuelCost | 0 | [6 empty] | 0.49363 | 0
LCP_Inputs_ON_Diverse_Howarth_2023_05_05 | 2038 | Anaerobic Digestion | Generation | Methane | QC | Dispatch-Generation | VOM | 0 | [6 empty] | 0.49363 | 0
LCP_Inputs_ON_Diverse_Howarth_2023_05_05 | 2038 | Anaerobic Digestion | Generation | Methane | WC | Dispatch-Generation | EmissionsCost | 0 | [6 empty] | 0.49363 | 0
LCP_Inputs_ON_Diverse_Howarth_2023_05_05 | 2038 | Anaerobic Digestion | Generation | Methane | WC | Dispatch-Generation | FuelCost | 0 | [6 empty] | 0.49363 | 0
LCP_Inputs_ON_Diverse_Howarth_2023_05_05 | 2038 | Anaerobic Digestion | Generation | Methane | WC | Dispatch-Generation | VOM | 0 | [6 empty] | 0.49363 | 0
LCP_Inputs_ON_Diverse_Howarth_2023_05_05 | 2038 | Battery Storage | Storage | Electricity | MI | Dispatch-Storage | EmissionsCost | 0 | [6 empty] | 0.49363 | 0
LCP_Inputs_ON_Diverse_Howarth_2023_05_05 | 2038 | Battery Storage | Storage | Electricity | MI | Dispatch-Storage | FuelCost | 0 | [6 empty] | 0.49363 | 0
LCP_Inputs_ON_Diverse_Howarth_2023_05_05 | 2038 | Battery Storage | Storage | Electricity | MI | Dispatch-Storage | VOM | 0 | [6 empty] | 0.49363 | 0
LCP_Inputs_ON_Diverse_Howarth_2023_05_05 | 2038 | Battery Storage | Storage | Electricity | NY | Dispatch-Storage | EmissionsCost | 0 | [6 empty] | 0.49363 | 0
LCP_Inputs_ON_Diverse_Howarth_2023_05_05 | 2038 | Battery Storage | Storage | Electricity | NY | Dispatch-Storage | FuelCost | 0 | [6 empty] | 0.49363 | 0
LCP_Inputs_ON_Diverse_Howarth_2023_05_05 | 2038 | Battery Storage | Storage | Electricity | NY | Dispatch-Storage | VOM | 0 | [6 empty] | 0.49363 | 0
LCP_Inputs_ON_Diverse_Howarth_2023_05_05 | 2038 | Battery Storage | Storage | Electricity | ON | Dispatch-Storage | EmissionsCost | 0 | [6 empty] | 0.49363 | 0
LCP_Inputs_ON_Diverse_Howarth_2023_05_05 | 2038 | Battery Storage | Storage | Electricity | ON | Dispatch-Storage | FuelCost | 0 | [6 empty] | 0.49363 | 0
LCP_Inputs_ON_Diverse_Howarth_2023_05_05 | 2038 | Battery Storage | Storage | Electricity | ON | Dispatch-Storage | VOM | 0 | [6 empty] | 0.49363 | 0
LCP_Inputs_ON_Diverse_Howarth_2023_05_05 | 2038 | Battery Storage | Storage | Electricity | PJ | Dispatch-Storage | EmissionsCost | 0 | [6 empty] | 0.49363 | 0
LCP_Inputs_ON_Diverse_Howarth_2023_05_05 | 2038 | Battery Storage | Storage | Electricity | PJ | Dispatch-Storage | FuelCost | 0 | [6 empty] | 0.49363 | 0
LCP_Inputs_ON_Diverse_Howarth_2023_05_05 | 2038 | Battery Storage | Storage | Electricity | PJ | Dispatch-Storage | VOM | 0 | [6 empty] | 0.49363 | 0
LCP_Inputs_ON_Diverse_Howarth_2023_05_05 | 2038 | Battery Storage | Storage | Electricity | QC | Dispatch-Storage | EmissionsCost | 0 | [6 empty] | 0.49363 | 0
LCP_Inputs_ON_Diverse_Howarth_2023_05_05 | 2038 | Battery Storage | Storage | Electricity | QC | Dispatch-Storage | FuelCost | 0 | [6 empty] | 0.49363 | 0
LCP_Inputs_ON_Diverse_Howarth_2023_05_05 | 2038 | Battery Storage | Storage | Electricity | QC | Dispatch-Storage | VOM | 0 | [6 empty] | 0.49363 | 0
LCP_Inputs_ON_Diverse_Howarth_2023_05_05 | 2038 | Battery Storage | Storage | Electricity | WC | Dispatch-Storage | EmissionsCost | 0 | [6 empty] | 0.49363 | 0
LCP_Inputs_ON_Diverse_Howarth_2023_05_05 | 2038 | Battery Storage | Storage | Electricity | WC | Dispatch-Storage | FuelCost | 0 | [6 empty] | 0.49363 | 0
LCP_Inputs_ON_Diverse_Howarth_2023_05_05 | 2038 | Battery Storage | Storage | Electricity | WC | Dispatch-Storage | VOM | 0 | [6 empty] | 0.49363 | 0
LCP_Inputs_ON_Diverse_Howarth_2023_05_05 | 2038 | Biomass | Generation | Electricity | MI | Dispatch-Generation | EmissionsCost | 0 | [6 empty] | 0.49363 | 0
LCP_Inputs_ON_Diverse_Howarth_2023_05_05 | 2038 | Biomass | Generation | Electricity | MI | Dispatch-Generation | FuelCost | 0 | [6 empty] | 0.49363 | 0
LCP_Inputs_ON_Diverse_Howarth_2023_05_05 | 2038 | Biomass | Generation | Electricity | MI | Dispatch-Generation | VOM | 0 | [6 empty] | 0.49363 | 0
LCP_Inputs_ON_Diverse_Howarth_2023_05_05 | 2038 | Biomass | Generation | Electricity | NY | Dispatch-Generation | EmissionsCost | 0 | [6 empty] | 0.49363 | 0
LCP_Inputs_ON_Diverse_Howarth_2023_05_05 | 2038 | Biomass | Generation | Electricity | NY | Dispatch-Generation | FuelCost | 0 | [6 empty] | 0.49363 | 0
LCP_Inputs_ON_Diverse_Howarth_2023_05_05 | 2038 | Biomass | Generation | Electricity | NY | Dispatch-Generation | VOM | 0 | [6 empty] | 0.49363 | 0
LCP_Inputs_ON_Diverse_Howarth_2023_05_05 | 2038 | Biomass | Generation | Electricity | ON | Dispatch-Generation | EmissionsCost | 0 | [6 empty] | 0.49363 | 0
LCP_Inputs_ON_Diverse_Howarth_2023_05_05 | 2038 | Biomass | Generation | Electricity | ON | Dispatch-Generation | FuelCost | 42009.7444 | [6 empty] | 0.49363 | 20737.1912
LCP_Inputs_ON_Diverse_Howarth_2023_05_05 | 2038 | Biomass | Generation | Electricity | ON | Dispatch-Generation | VOM | 539.1251 | [6 empty] | 0.49363 | 266.1273
LCP_Inputs_ON_Diverse_Howarth_2023_05_05 | 2038 | Biomass | Generation | Electricity | PJ | Dispatch-Generation | EmissionsCost | 0 | [6 empty] | 0.49363 | 0
LCP_Inputs_ON_Diverse_Howarth_2023_05_05 | 2038 | Biomass | Generation | Electricity | PJ | Dispatch-Generation | FuelCost | 0 | [6 empty] | 0.49363 | 0
LCP_Inputs_ON_Diverse_Howarth_2023_05_05 | 2038 | Biomass | Generation | Electricity | PJ | Dispatch-Generation | VOM | 0 | [6 empty] | 0.49363 | 0
LCP_Inputs_ON_Diverse_Howarth_2023_05_05 | 2038 | Biomass | Generation | Electricity | QC | Dispatch-Generation | EmissionsCost | 0 | [6 empty] | 0.49363 | 0
LCP_Inputs_ON_Diverse_Howarth_2023_05_05 | 2038 | Biomass | Generation | Electricity | QC | Dispatch-Generation | FuelCost | 128334.5455 | [6 empty] | 0.49363 | 63349.5405
LCP_Inputs_ON_Diverse_Howarth_2023_05_05 | 2038 | Biomass | Generation | Electricity | QC | Dispatch-Generation | VOM | 1646.96 | [6 empty] | 0.49363 | 812.9858
LCP_Inputs_ON_Diverse_Howarth_2023_05_05 | 2038 | Biomass | Generation | Electricity | WC | Dispatch-Generation | EmissionsCost | 0 | [6 empty] | 0.49363 | 0
LCP_Inputs_ON_Diverse_Howarth_2023_05_05 | 2038 | Biomass | Generation | Electricity | WC | Dispatch-Generation | FuelCost | 0 | [6 empty] | 0.49363 | 0
LCP_Inputs_ON_Diverse_Howarth_2023_05_05 | 2038 | Biomass | Generation | Electricity | WC | Dispatch-Generation | VOM | 0 | [6 empty] | 0.49363 | 0
LCP_Inputs_ON_Diverse_Howarth_2023_05_05 | 2038 | Biomass + CCS | Generation | Electricity | MI | Dispatch-Generation | EmissionsCost | 0 | [6 empty] | 0.49363 | 0
LCP_Inputs_ON_Diverse_Howarth_2023_05_05 | 2038 | Biomass + CCS | Generation | Electricity | MI | Dispatch-Generation | FuelCost | 0 | [6 empty] | 0.49363 | 0
LCP_Inputs_ON_Diverse_Howarth_2023_05_05 | 2038 | Biomass + CCS | Generation | Electricity | MI | Dispatch-Generation | VOM | 0 | [6 empty] | 0.49363 | 0
LCP_Inputs_ON_Diverse_Howarth_2023_05_05 | 2038 | Biomass + CCS | Generation | Electricity | NY | Dispatch-Generation | EmissionsCost | 0 | [6 empty] | 0.49363 | 0
LCP_Inputs_ON_Diverse_Howarth_2023_05_05 | 2038 | Biomass + CCS | Generation | Electricity | NY | Dispatch-Generation | FuelCost | 0 | [6 empty] | 0.49363 | 0
LCP_Inputs_ON_Diverse_Howarth_2023_05_05 | 2038 | Biomass + CCS | Generation | Electricity | NY | Dispatch-Generation | VOM | 0 | [6 empty] | 0.49363 | 0
LCP_Inputs_ON_Diverse_Howarth_2023_05_05 | 2038 | Biomass + CCS | Generation | Electricity | ON | Dispatch-Generation | EmissionsCost | 0 | [6 empty] | 0.49363 | 0
LCP_Inputs_ON_Diverse_Howarth_2023_05_05 | 2038 | Biomass + CCS | Generation | Electricity | ON | Dispatch-Generation | FuelCost | 0 | [6 empty] | 0.49363 | 0
LCP_Inputs_ON_Diverse_Howarth_2023_05_05 | 2038 | Biomass + CCS | Generation | Electricity | ON | Dispatch-Generation | VOM | 0 | [6 empty] | 0.49363 | 0
LCP_Inputs_ON_Diverse_Howarth_2023_05_05 | 2038 | Biomass + CCS | Generation | Electricity | PJ | Dispatch-Generation | EmissionsCost | 0 | [6 empty] | 0.49363 | 0
LCP_Inputs_ON_Diverse_Howarth_2023_05_05 | 2038 | Biomass + CCS | Generation | Electricity | PJ | Dispatch-Generation | FuelCost | 0 | [6 empty] | 0.49363 | 0
LCP_Inputs_ON_Diverse_Howarth_2023_05_05 | 2038 | Biomass + CCS | Generation | Electricity | PJ | Dispatch-Generation | VOM | 0 | [6 empty] | 0.49363 | 0
LCP_Inputs_ON_Diverse_Howarth_2023_05_05 | 2038 | Biomass + CCS | Generation | Electricity | QC | Dispatch-Generation | EmissionsCost | 0 | [6 empty] | 0.49363 | 0
LCP_Inputs_ON_Diverse_Howarth_2023_05_05 | 2038 | Biomass + CCS | Generation | Electricity | QC | Dispatch-Generation | FuelCost | 0 | [6 empty] | 0.49363 | 0
LCP_Inputs_ON_Diverse_Howarth_2023_05_05 | 2038 | Biomass + CCS | Generation | Electricity | QC | Dispatch-Generation | VOM | 0 | [6 empty] | 0.49363 | 0
LCP_Inputs_ON_Diverse_Howarth_2023_05_05 | 2038 | Biomass + CCS | Generation | Electricity | WC | Dispatch-Generation | EmissionsCost | 0 | [6 empty] | 0.49363 | 0
LCP_Inputs_ON_Diverse_Howarth_2023_05_05 | 2038 | Biomass + CCS | Generation | Electricity | WC | Dispatch-Generation | FuelCost | 0 | [6 empty] | 0.49363 | 0
LCP_Inputs_ON_Diverse_Howarth_2023_05_05 | 2038 | Biomass + CCS | Generation | Electricity | WC | Dispatch-Generation | VOM | 0 | [6 empty] | 0.49363 | 0
LCP_Inputs_ON_Diverse_Howarth_2023_05_05 | 2038 | CH4 + CCS | Generation | Methane | MI | Dispatch-Generation | EmissionsCost | 0 | [6 empty] | 0.49363 | 0
LCP_Inputs_ON_Diverse_Howarth_2023_05_05 | 2038 | CH4 + CCS | Generation | Methane | MI | Dispatch-Generation | FuelCost | 0 | [6 empty] | 0.49363 | 0
LCP_Inputs_ON_Diverse_Howarth_2023_05_05 | 2038 | CH4 + CCS | Generation | Methane | MI | Dispatch-Generation | VOM | 0 | [6 empty] | 0.49363 | 0
LCP_Inputs_ON_Diverse_Howarth_2023_05_05 | 2038 | CH4 + CCS | Generation | Methane | NY | Dispatch-Generation | EmissionsCost | 0 | [6 empty] | 0.49363 | 0
LCP_Inputs_ON_Diverse_Howarth_2023_05_05 | 2038 | CH4 + CCS | Generation | Methane | NY | Dispatch-Generation | FuelCost | 0 | [6 empty] | 0.49363 | 0
LCP_Inputs_ON_Diverse_Howarth_2023_05_05 | 2038 | CH4 + CCS | Generation | Methane | NY | Dispatch-Generation | VOM | 0 | [6 empty] | 0.49363 | 0
LCP_Inputs_ON_Diverse_Howarth_2023_05_05 | 2038 | CH4 + CCS | Generation | Methane | ON | Dispatch-Generation | EmissionsCost | 36250644.3017 | [6 empty] | 0.49363 | 17894337.4321
LCP_Inputs_ON_Diverse_Howarth_2023_05_05 | 2038 | CH4 + CCS | Generation | Methane | ON | Dispatch-Generation | FuelCost | 171398728.1399 | [6 empty] | 0.49363 | 84607232.1154
LCP_Inputs_ON_Diverse_Howarth_2023_05_05 | 2038 | CH4 + CCS | Generation | Methane | ON | Dispatch-Generation | VOM | 19178821.6667 | [6 empty] | 0.49363 | 9467205.7025
LCP_Inputs_ON_Diverse_Howarth_2023_05_05 | 2038 | CH4 + CCS | Generation | Methane | PJ | Dispatch-Generation | EmissionsCost | 0 | [6 empty] | 0.49363 | 0
LCP_Inputs_ON_Diverse_Howarth_2023_05_05 | 2038 | CH4 + CCS | Generation | Methane | PJ | Dispatch-Generation | FuelCost | 0 | [6 empty] | 0.49363 | 0
LCP_Inputs_ON_Diverse_Howarth_2023_05_05 | 2038 | CH4 + CCS | Generation | Methane | PJ | Dispatch-Generation | VOM | 0 | [6 empty] | 0.49363 | 0
LCP_Inputs_ON_Diverse_Howarth_2023_05_05 | 2038 | CH4 + CCS | Generation | Methane | QC | Dispatch-Generation | EmissionsCost | 0 | [6 empty] | 0.49363 | 0
LCP_Inputs_ON_Diverse_Howarth_2023_05_05 | 2038 | CH4 + CCS | Generation | Methane | QC | Dispatch-Generation | FuelCost | 0 | [6 empty] | 0.49363 | 0
LCP_Inputs_ON_Diverse_Howarth_2023_05_05 | 2038 | CH4 + CCS | Generation | Methane | QC | Dispatch-Generation | VOM | 0 | [6 empty] | 0.49363 | 0
LCP_Inputs_ON_Diverse_Howarth_2023_05_05 | 2038 | CH4 + CCS | Generation | Methane | WC | Dispatch-Generation | EmissionsCost | 0 | [6 empty] | 0.49363 | 0
LCP_Inputs_ON_Diverse_Howarth_2023_05_05 | 2038 | CH4 + CCS | Generation | Methane | WC | Dispatch-Generation | FuelCost | 0 | [6 empty] | 0.49363 | 0
LCP_Inputs_ON_Diverse_Howarth_2023_05_05 | 2038 | CH4 + CCS | Generation | Methane | WC | Dispatch-Generation | VOM | 0 | [6 empty] | 0.49363 | 0
LCP_Inputs_ON_Diverse_Howarth_2023_05_05 | 2038 | CH4 Import - NY 2020 | Import | Methane | MI | Dispatch-Import | EmissionsCost | 0 | [6 empty] | 0.49363 | 0
LCP_Inputs_ON_Diverse_Howarth_2023_05_05 | 2038 | CH4 Import - NY 2020 | Import | Methane | MI | Dispatch-Import | FuelCost | 0 | [6 empty] | 0.49363 | 0
LCP_Inputs_ON_Diverse_Howarth_2023_05_05 | 2038 | CH4 Import - NY 2020 | Import | Methane | MI | Dispatch-Import | VOM | 0 | [6 empty] | 0.49363 | 0
LCP_Inputs_ON_Diverse_Howarth_2023_05_05 | 2038 | CH4 Import - NY 2020 | Import | Methane | NY | Dispatch-Import | EmissionsCost | 0 | [6 empty] | 0.49363 | 0
LCP_Inputs_ON_Diverse_Howarth_2023_05_05 | 2038 | CH4 Import - NY 2020 | Import | Methane | NY | Dispatch-Import | FuelCost | 0 | [6 empty] | 0.49363 | 0
LCP_Inputs_ON_Diverse_Howarth_2023_05_05 | 2038 | CH4 Import - NY 2020 | Import | Methane | NY | Dispatch-Import | VOM | 0 | [6 empty] | 0.49363 | 0
LCP_Inputs_ON_Diverse_Howarth_2023_05_05 | 2038 | CH4 Import - NY 2020 | Import | Methane | ON | Dispatch-Import | EmissionsCost | 0 | [6 empty] | 0.49363 | 0
LCP_Inputs_ON_Diverse_Howarth_2023_05_05 | 2038 | CH4 Import - NY 2020 | Import | Methane | ON | Dispatch-Import | FuelCost | 0 | [6 empty] | 0.49363 | 0
LCP_Inputs_ON_Diverse_Howarth_2023_05_05 | 2038 | CH4 Import - NY 2020 | Import | Methane | ON | Dispatch-Import | VOM | 0 | [6 empty] | 0.49363 | 0
LCP_Inputs_ON_Diverse_Howarth_2023_05_05 | 2038 | CH4 Import - NY 2020 | Import | Methane | PJ | Dispatch-Import | EmissionsCost | 0 | [6 empty] | 0.49363 | 0
LCP_Inputs_ON_Diverse_Howarth_2023_05_05 | 2038 | CH4 Import - NY 2020 | Import | Methane | PJ | Dispatch-Import | FuelCost | 0 | [6 empty] | 0.49363 | 0
LCP_Inputs_ON_Diverse_Howarth_2023_05_05 | 2038 | CH4 Import - NY 2020 | Import | Methane | PJ | Dispatch-Import | VOM | 0 | [6 empty] | 0.49363 | 0
LCP_Inputs_ON_Diverse_Howarth_2023_05_05 | 2038 | CH4 Import - NY 2020 | Import | Methane | QC | Dispatch-Import | EmissionsCost | 0 | [6 empty] | 0.49363 | 0
LCP_Inputs_ON_Diverse_Howarth_2023_05_05 | 2038 | CH4 Import - NY 2020 | Import | Methane | QC | Dispatch-Import | FuelCost | 0 | [6 empty] | 0.49363 | 0
LCP_Inputs_ON_Diverse_Howarth_2023_05_05 | 2038 | CH4 Import - NY 2020 | Import | Methane | QC | Dispatch-Import | VOM | 0 | [6 empty] | 0.49363 | 0
LCP_Inputs_ON_Diverse_Howarth_2023_05_05 | 2038 | CH4 Import - NY 2020 | Import | Methane | WC | Dispatch-Import | EmissionsCost | 0 | [6 empty] | 0.49363 | 0
LCP_Inputs_ON_Diverse_Howarth_2023_05_05 | 2038 | CH4 Import - NY 2020 | Import | Methane | WC | Dispatch-Import | FuelCost | 0 | [6 empty] | 0.49363 | 0
LCP_Inputs_ON_Diverse_Howarth_2023_05_05 | 2038 | CH4 Import - NY 2020 | Import | Methane | WC | Dispatch-Import | VOM | 0 | [6 empty] | 0.49363 | 0
LCP_Inputs_ON_Diverse_Howarth_2023_05_05 | 2038 | CH4 Import - NY 2030 | Import | Methane | MI | Dispatch-Import | EmissionsCost | 0 | [6 empty] | 0.49363 | 0
LCP_Inputs_ON_Diverse_Howarth_2023_05_05 | 2038 | CH4 Import - NY 2030 | Import | Methane | MI | Dispatch-Import | FuelCost | 0 | [6 empty] | 0.49363 | 0
LCP_Inputs_ON_Diverse_Howarth_2023_05_05 | 2038 | CH4 Import - NY 2030 | Import | Methane | MI | Dispatch-Import | VOM | 0 | [6 empty] | 0.49363 | 0
LCP_Inputs_ON_Diverse_Howarth_2023_05_05 | 2038 | CH4 Import - NY 2030 | Import | Methane | NY | Dispatch-Import | EmissionsCost | 1400246087.116 | [6 empty] | 0.49363 | 691200844.9365
LCP_Inputs_ON_Diverse_Howarth_2023_05_05 | 2038 | CH4 Import - NY 2030 | Import | Methane | NY | Dispatch-Import | FuelCost | 644356120.8267 | [6 empty] | 0.49363 | 318072301.1858
LCP_Inputs_ON_Diverse_Howarth_2023_05_05 | 2038 | CH4 Import - NY 2030 | Import | Methane | NY | Dispatch-Import | VOM | 0 | [6 empty] | 0.49363 | 0
LCP_Inputs_ON_Diverse_Howarth_2023_05_05 | 2038 | CH4 Import - NY 2030 | Import | Methane | ON | Dispatch-Import | EmissionsCost | 0 | [6 empty] | 0.49363 | 0
LCP_Inputs_ON_Diverse_Howarth_2023_05_05 | 2038 | CH4 Import - NY 2030 | Import | Methane | ON | Dispatch-Import | FuelCost | 0 | [6 empty] | 0.49363 | 0
LCP_Inputs_ON_Diverse_Howarth_2023_05_05 | 2038 | CH4 Import - NY 2030 | Import | Methane | ON | Dispatch-Import | VOM | 0 | [6 empty] | 0.49363 | 0
LCP_Inputs_ON_Diverse_Howarth_2023_05_05 | 2038 | CH4 Import - NY 2030 | Import | Methane | PJ | Dispatch-Import | EmissionsCost | 0 | [6 empty] | 0.49363 | 0
LCP_Inputs_ON_Diverse_Howarth_2023_05_05 | 2038 | CH4 Import - NY 2030 | Import | Methane | PJ | Dispatch-Import | FuelCost | 0 | [6 empty] | 0.49363 | 0
LCP_Inputs_ON_Diverse_Howarth_2023_05_05 | 2038 | CH4 Import - NY 2030 | Import | Methane | PJ | Dispatch-Import | VOM | 0 | [6 empty] | 0.49363 | 0
LCP_Inputs_ON_Diverse_Howarth_2023_05_05 | 2038 | CH4 Import - NY 2030 | Import | Methane | QC | Dispatch-Import | EmissionsCost | 0 | [6 empty] | 0.49363 | 0
LCP_Inputs_ON_Diverse_Howarth_2023_05_05 | 2038 | CH4 Import - NY 2030 | Import | Methane | QC | Dispatch-Import | FuelCost | 0 | [6 empty] | 0.49363 | 0
LCP_Inputs_ON_Diverse_Howarth_2023_05_05 | 2038 | CH4 Import - NY 2030 | Import | Methane | QC | Dispatch-Import | VOM | 0 | [6 empty] | 0.49363 | 0
LCP_Inputs_ON_Diverse_Howarth_2023_05_05 | 2038 | CH4 Import - NY 2030 | Import | Methane | WC | Dispatch-Import | EmissionsCost | 0 | [6 empty] | 0.49363 | 0
LCP_Inputs_ON_Diverse_Howarth_2023_05_05 | 2038 | CH4 Import - NY 2030 | Import | Methane | WC | Dispatch-Import | FuelCost | 0 | [6 empty] | 0.49363 | 0
LCP_Inputs_ON_Diverse_Howarth_2023_05_05 | 2038 | CH4 Import - NY 2030 | Import | Methane | WC | Dispatch-Import | VOM | 0 | [6 empty] | 0.49363 | 0
LCP_Inputs_ON_Diverse_Howarth_2023_05_05 | 2038 | CH4 Import - NY 2040 | Import | Methane | MI | Dispatch-Import | EmissionsCost | 0 | [6 empty] | 0.49363 | 0
LCP_Inputs_ON_Diverse_Howarth_2023_05_05 | 2038 | CH4 Import - NY 2040 | Import | Methane | MI | Dispatch-Import | FuelCost | 0 | [6 empty] | 0.49363 | 0
LCP_Inputs_ON_Diverse_Howarth_2023_05_05 | 2038 | CH4 Import - NY 2040 | Import | Methane | MI | Dispatch-Import | VOM | 0 | [6 empty] | 0.49363 | 0
LCP_Inputs_ON_Diverse_Howarth_2023_05_05 | 2038 | CH4 Import - NY 2040 | Import | Methane | NY | Dispatch-Import | EmissionsCost | 0 | [6 empty] | 0.49363 | 0
LCP_Inputs_ON_Diverse_Howarth_2023_05_05 | 2038 | CH4 Import - NY 2040 | Import | Methane | NY | Dispatch-Import | FuelCost | 0 | [6 empty] | 0.49363 | 0
LCP_Inputs_ON_Diverse_Howarth_2023_05_05 | 2038 | CH4 Import - NY 2040 | Import | Methane | NY | Dispatch-Import | VOM | 0 | [6 empty] | 0.49363 | 0
LCP_Inputs_ON_Diverse_Howarth_2023_05_05 | 2038 | CH4 Import - NY 2040 | Import | Methane | ON | Dispatch-Import | EmissionsCost | 0 | [6 empty] | 0.49363 | 0
LCP_Inputs_ON_Diverse_Howarth_2023_05_05 | 2038 | CH4 Import - NY 2040 | Import | Methane | ON | Dispatch-Import | FuelCost | 0 | [6 empty] | 0.49363 | 0
LCP_Inputs_ON_Diverse_Howarth_2023_05_05 | 2038 | CH4 Import - NY 2040 | Import | Methane | ON | Dispatch-Import | VOM | 0 | [6 empty] | 0.49363 | 0
LCP_Inputs_ON_Diverse_Howarth_2023_05_05 | 2038 | CH4 Import - NY 2040 | Import | Methane | PJ | Dispatch-Import | EmissionsCost | 0 | [6 empty] | 0.49363 | 0
LCP_Inputs_ON_Diverse_Howarth_2023_05_05 | 2038 | CH4 Import - NY 2040 | Import | Methane | PJ | Dispatch-Import | FuelCost | 0 | [6 empty] | 0.49363 | 0
LCP_Inputs_ON_Diverse_Howarth_2023_05_05 | 2038 | CH4 Import - NY 2040 | Import | Methane | PJ | Dispatch-Import | VOM | 0 | [6 empty] | 0.49363 | 0
LCP_Inputs_ON_Diverse_Howarth_2023_05_05 | 2038 | CH4 Import - NY 2040 | Import | Methane | QC | Dispatch-Import | EmissionsCost | 0 | [6 empty] | 0.49363 | 0
LCP_Inputs_ON_Diverse_Howarth_2023_05_05 | 2038 | CH4 Import - NY 2040 | Import | Methane | QC | Dispatch-Import | FuelCost | 0 | [6 empty] | 0.49363 | 0
LCP_Inputs_ON_Diverse_Howarth_2023_05_05 | 2038 | CH4 Import - NY 2040 | Import | Methane | QC | Dispatch-Import | VOM | 0 | [6 empty] | 0.49363 | 0
LCP_Inputs_ON_Diverse_Howarth_2023_05_05 | 2038 | CH4 Import - NY 2040 | Import | Methane | WC | Dispatch-Import | EmissionsCost | 0 | [6 empty] | 0.49363 | 0
LCP_Inputs_ON_Diverse_Howarth_2023_05_05 | 2038 | CH4 Import - NY 2040 | Import | Methane | WC | Dispatch-Import | FuelCost | 0 | [6 empty] | 0.49363 | 0
LCP_Inputs_ON_Diverse_Howarth_2023_05_05 | 2038 | CH4 Import - NY 2040 | Import | Methane | WC | Dispatch-Import | VOM | 0 | [6 empty] | 0.49363 | 0
LCP_Inputs_ON_Diverse_Howarth_2023_05_05 | 2038 | CH4 Import - NY 2050 | Import | Methane | MI | Dispatch-Import | EmissionsCost | 0 | [6 empty] | 0.49363 | 0
LCP_Inputs_ON_Diverse_Howarth_2023_05_05 | 2038 | CH4 Import - NY 2050 | Import | Methane | MI | Dispatch-Import | FuelCost | 0 | [6 empty] | 0.49363 | 0
LCP_Inputs_ON_Diverse_Howarth_2023_05_05 | 2038 | CH4 Import - NY 2050 | Import | Methane | MI | Dispatch-Import | VOM | 0 | [6 empty] | 0.49363 | 0
LCP_Inputs_ON_Diverse_Howarth_2023_05_05 | 2038 | CH4 Import - NY 2050 | Import | Methane | NY | Dispatch-Import | EmissionsCost | 0 | [6 empty] | 0.49363 | 0
LCP_Inputs_ON_Diverse_Howarth_2023_05_05 | 2038 | CH4 Import - NY 2050 | Import | Methane | NY | Dispatch-Import | FuelCost | 0 | [6 empty] | 0.49363 | 0
LCP_Inputs_ON_Diverse_Howarth_2023_05_05 | 2038 | CH4 Import - NY 2050 | Import | Methane | NY | Dispatch-Import | VOM | 0 | [6 empty] | 0.49363 | 0
LCP_Inputs_ON_Diverse_Howarth_2023_05_05 | 2038 | CH4 Import - NY 2050 | Import | Methane | ON | Dispatch-Import | EmissionsCost | 0 | [6 empty] | 0.49363 | 0
LCP_Inputs_ON_Diverse_Howarth_2023_05_05 | 2038 | CH4 Import - NY 2050 | Import | Methane | ON | Dispatch-Import | FuelCost | 0 | [6 empty] | 0.49363 | 0
LCP_Inputs_ON_Diverse_Howarth_2023_05_05 | 2038 | CH4 Import - NY 2050 | Import | Methane | ON | Dispatch-Import | VOM | 0 | [6 empty] | 0.49363 | 0
LCP_Inputs_ON_Diverse_Howarth_2023_05_05 | 2038 | CH4 Import - NY 2050 | Import | Methane | PJ | Dispatch-Import | EmissionsCost | 0 | [6 empty] | 0.49363 | 0
LCP_Inputs_ON_Diverse_Howarth_2023_05_05 | 2038 | CH4 Import - NY 2050 | Import | Methane | PJ | Dispatch-Import | FuelCost | 0 | [6 empty] | 0.49363 | 0
LCP_Inputs_ON_Diverse_Howarth_2023_05_05 | 2038 | CH4 Import - NY 2050 | Import | Methane | PJ | Dispatch-Import | VOM | 0 | [6 empty] | 0.49363 | 0
LCP_Inputs_ON_Diverse_Howarth_2023_05_05 | 2038 | CH4 Import - NY 2050 | Import | Methane | QC | Dispatch-Import | EmissionsCost | 0 | [6 empty] | 0.49363 | 0
LCP_Inputs_ON_Diverse_Howarth_2023_05_05 | 2038 | CH4 Import - NY 2050 | Import | Methane | QC | Dispatch-Import | FuelCost | 0 | [6 empty] | 0.49363 | 0
LCP_Inputs_ON_Diverse_Howarth_2023_05_05 | 2038 | CH4 Import - NY 2050 | Import | Methane | QC | Dispatch-Import | VOM | 0 | [6 empty] | 0.49363 | 0
LCP_Inputs_ON_Diverse_Howarth_2023_05_05 | 2038 | CH4 Import - NY 2050 | Import | Methane | WC | Dispatch-Import | EmissionsCost | 0 | [6 empty] | 0.49363 | 0
LCP_Inputs_ON_Diverse_Howarth_2023_05_05 | 2038 | CH4 Import - NY 2050 | Import | Methane | WC | Dispatch-Import | FuelCost | 0 | [6 empty] | 0.49363 | 0
LCP_Inputs_ON_Diverse_Howarth_2023_05_05 | 2038 | CH4 Import - NY 2050 | Import | Methane | WC | Dispatch-Import | VOM | 0 | [6 empty] | 0.49363 | 0
LCP_Inputs_ON_Diverse_Howarth_2023_05_05 | 2038 | CH4 Import - WC 2020 | Import | Methane | MI | Dispatch-Import | EmissionsCost | 0 | [6 empty] | 0.49363 | 0
LCP_Inputs_ON_Diverse_Howarth_2023_05_05 | 2038 | CH4 Import - WC 2020 | Import | Methane | MI | Dispatch-Import | FuelCost | 0 | [6 empty] | 0.49363 | 0
LCP_Inputs_ON_Diverse_Howarth_2023_05_05 | 2038 | CH4 Import - WC 2020 | Import | Methane | MI | Dispatch-Import | VOM | 0 | [6 empty] | 0.49363 | 0
LCP_Inputs_ON_Diverse_Howarth_2023_05_05 | 2038 | CH4 Import - WC 2020 | Import | Methane | NY | Dispatch-Import | EmissionsCost | 0 | [6 empty] | 0.49363 | 0
LCP_Inputs_ON_Diverse_Howarth_2023_05_05 | 2038 | CH4 Import - WC 2020 | Import | Methane | NY | Dispatch-Import | FuelCost | 0 | [6 empty] | 0.49363 | 0
LCP_Inputs_ON_Diverse_Howarth_2023_05_05 | 2038 | CH4 Import - WC 2020 | Import | Methane | NY | Dispatch-Import | VOM | 0 | [6 empty] | 0.49363 | 0
LCP_Inputs_ON_Diverse_Howarth_2023_05_05 | 2038 | CH4 Import - WC 2020 | Import | Methane | ON | Dispatch-Import | EmissionsCost | 0 | [6 empty] | 0.49363 | 0
LCP_Inputs_ON_Diverse_Howarth_2023_05_05 | 2038 | CH4 Import - WC 2020 | Import | Methane | ON | Dispatch-Import | FuelCost | 0 | [6 empty] | 0.49363 | 0
LCP_Inputs_ON_Diverse_Howarth_2023_05_05 | 2038 | CH4 Import - WC 2020 | Import | Methane | ON | Dispatch-Import | VOM | 0 | [6 empty] | 0.49363 | 0
LCP_Inputs_ON_Diverse_Howarth_2023_05_05 | 2038 | CH4 Import - WC 2020 | Import | Methane | PJ | Dispatch-Import | EmissionsCost | 0 | [6 empty] | 0.49363 | 0
LCP_Inputs_ON_Diverse_Howarth_2023_05_05 | 2038 | CH4 Import - WC 2020 | Import | Methane | PJ | Dispatch-Import | FuelCost | 0 | [6 empty] | 0.49363 | 0
LCP_Inputs_ON_Diverse_Howarth_2023_05_05 | 2038 | CH4 Import - WC 2020 | Import | Methane | PJ | Dispatch-Import | VOM | 0 | [6 empty] | 0.49363 | 0
LCP_Inputs_ON_Diverse_Howarth_2023_05_05 | 2038 | CH4 Import - WC 2020 | Import | Methane | QC | Dispatch-Import | EmissionsCost | 0 | [6 empty] | 0.49363 | 0
LCP_Inputs_ON_Diverse_Howarth_2023_05_05 | 2038 | CH4 Import - WC 2020 | Import | Methane | QC | Dispatch-Import | FuelCost | 0 | [6 empty] | 0.49363 | 0
LCP_Inputs_ON_Diverse_Howarth_2023_05_05 | 2038 | CH4 Import - WC 2020 | Import | Methane | QC | Dispatch-Import | VOM | 0 | [6 empty] | 0.49363 | 0
LCP_Inputs_ON_Diverse_Howarth_2023_05_05 | 2038 | CH4 Import - WC 2020 | Import | Methane | WC | Dispatch-Import | EmissionsCost | 0 | [6 empty] | 0.49363 | 0
LCP_Inputs_ON_Diverse_Howarth_2023_05_05 | 2038 | CH4 Import - WC 2020 | Import | Methane | WC | Dispatch-Import | FuelCost | 0 | [6 empty] | 0.49363 | 0
LCP_Inputs_ON_Diverse_Howarth_2023_05_05 | 2038 | CH4 Import - WC 2020 | Import | Methane | WC | Dispatch-Import | VOM | 0 | [6 empty] | 0.49363 | 0
LCP_Inputs_ON_Diverse_Howarth_2023_05_05 | 2038 | CH4 Import - WC 2030 | Import | Methane | MI | Dispatch-Import | EmissionsCost | 0 | [6 empty] | 0.49363 | 0
LCP_Inputs_ON_Diverse_Howarth_2023_05_05 | 2038 | CH4 Import - WC 2030 | Import | Methane | MI | Dispatch-Import | FuelCost | 0 | [6 empty] | 0.49363 | 0
LCP_Inputs_ON_Diverse_Howarth_2023_05_05 | 2038 | CH4 Import - WC 2030 | Import | Methane | MI | Dispatch-Import | VOM | 0 | [6 empty] | 0.49363 | 0
LCP_Inputs_ON_Diverse_Howarth_2023_05_05 | 2038 | CH4 Import - WC 2030 | Import | Methane | NY | Dispatch-Import | EmissionsCost | 0 | [6 empty] | 0.49363 | 0
LCP_Inputs_ON_Diverse_Howarth_2023_05_05 | 2038 | CH4 Import - WC 2030 | Import | Methane | NY | Dispatch-Import | FuelCost | 0 | [6 empty] | 0.49363 | 0
LCP_Inputs_ON_Diverse_Howarth_2023_05_05 | 2038 | CH4 Import - WC 2030 | Import | Methane | NY | Dispatch-Import | VOM | 0 | [6 empty] | 0.49363 | 0
LCP_Inputs_ON_Diverse_Howarth_2023_05_05 | 2038 | CH4 Import - WC 2030 | Import | Methane | ON | Dispatch-Import | EmissionsCost | 0 | [6 empty] | 0.49363 | 0
LCP_Inputs_ON_Diverse_Howarth_2023_05_05 | 2038 | CH4 Import - WC 2030 | Import | Methane | ON | Dispatch-Import | FuelCost | 0 | [6 empty] | 0.49363 | 0
LCP_Inputs_ON_Diverse_Howarth_2023_05_05 | 2038 | CH4 Import - WC 2030 | Import | Methane | ON | Dispatch-Import | VOM | 0 | [6 empty] | 0.49363 | 0
LCP_Inputs_ON_Diverse_Howarth_2023_05_05 | 2038 | CH4 Import - WC 2030 | Import | Methane | PJ | Dispatch-Import | EmissionsCost | 0 | [6 empty] | 0.49363 | 0
LCP_Inputs_ON_Diverse_Howarth_2023_05_05 | 2038 | CH4 Import - WC 2030 | Import | Methane | PJ | Dispatch-Import | FuelCost | 0 | [6 empty] | 0.49363 | 0
LCP_Inputs_ON_Diverse_Howarth_2023_05_05 | 2038 | CH4 Import - WC 2030 | Import | Methane | PJ | Dispatch-Import | VOM | 0 | [6 empty] | 0.49363 | 0
LCP_Inputs_ON_Diverse_Howarth_2023_05_05 | 2038 | CH4 Import - WC 2030 | Import | Methane | QC | Dispatch-Import | EmissionsCost | 0 | [6 empty] | 0.49363 | 0
LCP_Inputs_ON_Diverse_Howarth_2023_05_05 | 2038 | CH4 Import - WC 2030 | Import | Methane | QC | Dispatch-Import | FuelCost | 0 | [6 empty] | 0.49363 | 0
LCP_Inputs_ON_Diverse_Howarth_2023_05_05 | 2038 | CH4 Import - WC 2030 | Import | Methane | QC | Dispatch-Import | VOM | 0 | [6 empty] | 0.49363 | 0
LCP_Inputs_ON_Diverse_Howarth_2023_05_05 | 2038 | CH4 Import - WC 2030 | Import | Methane | WC | Dispatch-Import | EmissionsCost | 5196105971.5741 | [6 empty] | 0.49363 | 2564944027.3238
LCP_Inputs_ON_Diverse_Howarth_2023_05_05 | 2038 | CH4 Import - WC 2030 | Import | Methane | WC | Dispatch-Import | FuelCost | 2391110189.8838 | [6 empty] | 0.49363 | 1180319230.1634
LCP_Inputs_ON_Diverse_Howarth_2023_05_05 | 2038 | CH4 Import - WC 2030 | Import | Methane | WC | Dispatch-Import | VOM | 0 | [6 empty] | 0.49363 | 0
LCP_Inputs_ON_Diverse_Howarth_2023_05_05 | 2038 | CH4 Import - WC 2040 | Import | Methane | MI | Dispatch-Import | EmissionsCost | 0 | [6 empty] | 0.49363 | 0
LCP_Inputs_ON_Diverse_Howarth_2023_05_05 | 2038 | CH4 Import - WC 2040 | Import | Methane | MI | Dispatch-Import | FuelCost | 0 | [6 empty] | 0.49363 | 0
LCP_Inputs_ON_Diverse_Howarth_2023_05_05 | 2038 | CH4 Import - WC 2040 | Import | Methane | MI | Dispatch-Import | VOM | 0 | [6 empty] | 0.49363 | 0
LCP_Inputs_ON_Diverse_Howarth_2023_05_05 | 2038 | CH4 Import - WC 2040 | Import | Methane | NY | Dispatch-Import | EmissionsCost | 0 | [6 empty] | 0.49363 | 0
LCP_Inputs_ON_Diverse_Howarth_2023_05_05 | 2038 | CH4 Import - WC 2040 | Import | Methane | NY | Dispatch-Import | FuelCost | 0 | [6 empty] | 0.49363 | 0
LCP_Inputs_ON_Diverse_Howarth_2023_05_05 | 2038 | CH4 Import - WC 2040 | Import | Methane | NY | Dispatch-Import | VOM | 0 | [6 empty] | 0.49363 | 0
LCP_Inputs_ON_Diverse_Howarth_2023_05_05 | 2038 | CH4 Import - WC 2040 | Import | Methane | ON | Dispatch-Import | EmissionsCost | 0 | [6 empty] | 0.49363 | 0
LCP_Inputs_ON_Diverse_Howarth_2023_05_05 | 2038 | CH4 Import - WC 2040 | Import | Methane | ON | Dispatch-Import | FuelCost | 0 | [6 empty] | 0.49363 | 0
LCP_Inputs_ON_Diverse_Howarth_2023_05_05 | 2038 | CH4 Import - WC 2040 | Import | Methane | ON | Dispatch-Import | VOM | 0 | [6 empty] | 0.49363 | 0
LCP_Inputs_ON_Diverse_Howarth_2023_05_05 | 2038 | CH4 Import - WC 2040 | Import | Methane | PJ | Dispatch-Import | EmissionsCost | 0 | [6 empty] | 0.49363 | 0
LCP_Inputs_ON_Diverse_Howarth_2023_05_05 | 2038 | CH4 Import - WC 2040 | Import | Methane | PJ | Dispatch-Import | FuelCost | 0 | [6 empty] | 0.49363 | 0
LCP_Inputs_ON_Diverse_Howarth_2023_05_05 | 2038 | CH4 Import - WC 2040 | Import | Methane | PJ | Dispatch-Import | VOM | 0 | [6 empty] | 0.49363 | 0
LCP_Inputs_ON_Diverse_Howarth_2023_05_05 | 2038 | CH4 Import - WC 2040 | Import | Methane | QC | Dispatch-Import | EmissionsCost | 0 | [6 empty] | 0.49363 | 0
LCP_Inputs_ON_Diverse_Howarth_2023_05_05 | 2038 | CH4 Import - WC 2040 | Import | Methane | QC | Dispatch-Import | FuelCost | 0 | [6 empty] | 0.49363 | 0
LCP_Inputs_ON_Diverse_Howarth_2023_05_05 | 2038 | CH4 Import - WC 2040 | Import | Methane | QC | Dispatch-Import | VOM | 0 | [6 empty] | 0.49363 | 0
LCP_Inputs_ON_Diverse_Howarth_2023_05_05 | 2038 | CH4 Import - WC 2040 | Import | Methane | WC | Dispatch-Import | EmissionsCost | 0 | [6 empty] | 0.49363 | 0
LCP_Inputs_ON_Diverse_Howarth_2023_05_05 | 2038 | CH4 Import - WC 2040 | Import | Methane | WC | Dispatch-Import | FuelCost | 0 | [6 empty] | 0.49363 | 0
LCP_Inputs_ON_Diverse_Howarth_2023_05_05 | 2038 | CH4 Import - WC 2040 | Import | Methane | WC | Dispatch-Import | VOM | 0 | [6 empty] | 0.49363 | 0
LCP_Inputs_ON_Diverse_Howarth_2023_05_05 | 2038 | CH4 Import - WC 2050 | Import | Methane | MI | Dispatch-Import | EmissionsCost | 0 | [6 empty] | 0.49363 | 0
LCP_Inputs_ON_Diverse_Howarth_2023_05_05 | 2038 | CH4 Import - WC 2050 | Import | Methane | MI | Dispatch-Import | FuelCost | 0 | [6 empty] | 0.49363 | 0
LCP_Inputs_ON_Diverse_Howarth_2023_05_05 | 2038 | CH4 Import - WC 2050 | Import | Methane | MI | Dispatch-Import | VOM | 0 | [6 empty] | 0.49363 | 0
LCP_Inputs_ON_Diverse_Howarth_2023_05_05 | 2038 | CH4 Import - WC 2050 | Import | Methane | NY | Dispatch-Import | EmissionsCost | 0 | [6 empty] | 0.49363 | 0
LCP_Inputs_ON_Diverse_Howarth_2023_05_05 | 2038 | CH4 Import - WC 2050 | Import | Methane | NY | Dispatch-Import | FuelCost | 0 | [6 empty] | 0.49363 | 0
LCP_Inputs_ON_Diverse_Howarth_2023_05_05 | 2038 | CH4 Import - WC 2050 | Import | Methane | NY | Dispatch-Import | VOM | 0 | [6 empty] | 0.49363 | 0
LCP_Inputs_ON_Diverse_Howarth_2023_05_05 | 2038 | CH4 Import - WC 2050 | Import | Methane | ON | Dispatch-Import | EmissionsCost | 0 | [6 empty] | 0.49363 | 0
LCP_Inputs_ON_Diverse_Howarth_2023_05_05 | 2038 | CH4 Import - WC 2050 | Import | Methane | ON | Dispatch-Import | FuelCost | 0 | [6 empty] | 0.49363 | 0
LCP_Inputs_ON_Diverse_Howarth_2023_05_05 | 2038 | CH4 Import - WC 2050 | Import | Methane | ON | Dispatch-Import | VOM | 0 | [6 empty] | 0.49363 | 0
LCP_Inputs_ON_Diverse_Howarth_2023_05_05 | 2038 | CH4 Import - WC 2050 | Import | Methane | PJ | Dispatch-Import | EmissionsCost | 0 | [6 empty] | 0.49363 | 0
LCP_Inputs_ON_Diverse_Howarth_2023_05_05 | 2038 | CH4 Import - WC 2050 | Import | Methane | PJ | Dispatch-Import | FuelCost | 0 | [6 empty] | 0.49363 | 0
LCP_Inputs_ON_Diverse_Howarth_2023_05_05 | 2038 | CH4 Import - WC 2050 | Import | Methane | PJ | Dispatch-Import | VOM | 0 | [6 empty] | 0.49363 | 0
LCP_Inputs_ON_Diverse_Howarth_2023_05_05 | 2038 | CH4 Import - WC 2050 | Import | Methane | QC | Dispatch-Import | EmissionsCost | 0 | [6 empty] | 0.49363 | 0
LCP_Inputs_ON_Diverse_Howarth_2023_05_05 | 2038 | CH4 Import - WC 2050 | Import | Methane | QC | Dispatch-Import | FuelCost | 0 | [6 empty] | 0.49363 | 0
LCP_Inputs_ON_Diverse_Howarth_2023_05_05 | 2038 | CH4 Import - WC 2050 | Import | Methane | QC | Dispatch-Import | VOM | 0 | [6 empty] | 0.49363 | 0
LCP_Inputs_ON_Diverse_Howarth_2023_05_05 | 2038 | CH4 Import - WC 2050 | Import | Methane | WC | Dispatch-Import | EmissionsCost | 0 | [6 empty] | 0.49363 | 0
LCP_Inputs_ON_Diverse_Howarth_2023_05_05 | 2038 | CH4 Import - WC 2050 | Import | Methane | WC | Dispatch-Import | FuelCost | 0 | [6 empty] | 0.49363 | 0
LCP_Inputs_ON_Diverse_Howarth_2023_05_05 | 2038 | CH4 Import - WC 2050 | Import | Methane | WC | Dispatch-Import | VOM | 0 | [6 empty] | 0.49363 | 0
LCP_Inputs_ON_Diverse_Howarth_2023_05_05 | 2038 | CH4 Salt Cavern Storage - ON | Storage | Methane | MI | Dispatch-Storage | EmissionsCost | 0 | [6 empty] | 0.49363 | 0
LCP_Inputs_ON_Diverse_Howarth_2023_05_05 | 2038 | CH4 Salt Cavern Storage - ON | Storage | Methane | MI | Dispatch-Storage | FuelCost | 0 | [6 empty] | 0.49363 | 0
LCP_Inputs_ON_Diverse_Howarth_2023_05_05 | 2038 | CH4 Salt Cavern Storage - ON | Storage | Methane | MI | Dispatch-Storage | VOM | 0 | [6 empty] | 0.49363 | 0
LCP_Inputs_ON_Diverse_Howarth_2023_05_05 | 2038 | CH4 Salt Cavern Storage - ON | Storage | Methane | NY | Dispatch-Storage | EmissionsCost | 0 | [6 empty] | 0.49363 | 0
LCP_Inputs_ON_Diverse_Howarth_2023_05_05 | 2038 | CH4 Salt Cavern Storage - ON | Storage | Methane | NY | Dispatch-Storage | FuelCost | 0 | [6 empty] | 0.49363 | 0
LCP_Inputs_ON_Diverse_Howarth_2023_05_05 | 2038 | CH4 Salt Cavern Storage - ON | Storage | Methane | NY | Dispatch-Storage | VOM | 0 | [6 empty] | 0.49363 | 0
LCP_Inputs_ON_Diverse_Howarth_2023_05_05 | 2038 | CH4 Salt Cavern Storage - ON | Storage | Methane | ON | Dispatch-Storage | EmissionsCost | 0 | [6 empty] | 0.49363 | 0
LCP_Inputs_ON_Diverse_Howarth_2023_05_05 | 2038 | CH4 Salt Cavern Storage - ON | Storage | Methane | ON | Dispatch-Storage | FuelCost | 0 | [6 empty] | 0.49363 | 0
LCP_Inputs_ON_Diverse_Howarth_2023_05_05 | 2038 | CH4 Salt Cavern Storage - ON | Storage | Methane | ON | Dispatch-Storage | VOM | 0 | [6 empty] | 0.49363 | 0
LCP_Inputs_ON_Diverse_Howarth_2023_05_05 | 2038 | CH4 Salt Cavern Storage - ON | Storage | Methane | PJ | Dispatch-Storage | EmissionsCost | 0 | [6 empty] | 0.49363 | 0
LCP_Inputs_ON_Diverse_Howarth_2023_05_05 | 2038 | CH4 Salt Cavern Storage - ON | Storage | Methane | PJ | Dispatch-Storage | FuelCost | 0 | [6 empty] | 0.49363 | 0
LCP_Inputs_ON_Diverse_Howarth_2023_05_05 | 2038 | CH4 Salt Cavern Storage - ON | Storage | Methane | PJ | Dispatch-Storage | VOM | 0 | [6 empty] | 0.49363 | 0
LCP_Inputs_ON_Diverse_Howarth_2023_05_05 | 2038 | CH4 Salt Cavern Storage - ON | Storage | Methane | QC | Dispatch-Storage | EmissionsCost | 0 | [6 empty] | 0.49363 | 0
LCP_Inputs_ON_Diverse_Howarth_2023_05_05 | 2038 | CH4 Salt Cavern Storage - ON | Storage | Methane | QC | Dispatch-Storage | FuelCost | 0 | [6 empty] | 0.49363 | 0
LCP_Inputs_ON_Diverse_Howarth_2023_05_05 | 2038 | CH4 Salt Cavern Storage - ON | Storage | Methane | QC | Dispatch-Storage | VOM | 0 | [6 empty] | 0.49363 | 0
LCP_Inputs_ON_Diverse_Howarth_2023_05_05 | 2038 | CH4 Salt Cavern Storage - ON | Storage | Methane | WC | Dispatch-Storage | EmissionsCost | 0 | [6 empty] | 0.49363 | 0
LCP_Inputs_ON_Diverse_Howarth_2023_05_05 | 2038 | CH4 Salt Cavern Storage - ON | Storage | Methane | WC | Dispatch-Storage | FuelCost | 0 | [6 empty] | 0.49363 | 0
LCP_Inputs_ON_Diverse_Howarth_2023_05_05 | 2038 | CH4 Salt Cavern Storage - ON | Storage | Methane | WC | Dispatch-Storage | VOM | 0 | [6 empty] | 0.49363 | 0
LCP_Inputs_ON_Diverse_Howarth_2023_05_05 | 2038 | Electrolyser 2020/2030 | Crossload | Hydrogen | MI | Dispatch-Crossload | EmissionsCost | 0 | [6 empty] | 0.49363 | 0
LCP_Inputs_ON_Diverse_Howarth_2023_05_05 | 2038 | Electrolyser 2020/2030 | Crossload | Hydrogen | MI | Dispatch-Crossload | FuelCost | 0 | [6 empty] | 0.49363 | 0
LCP_Inputs_ON_Diverse_Howarth_2023_05_05 | 2038 | Electrolyser 2020/2030 | Crossload | Hydrogen | MI | Dispatch-Crossload | VOM | 0 | [6 empty] | 0.49363 | 0
LCP_Inputs_ON_Diverse_Howarth_2023_05_05 | 2038 | Electrolyser 2020/2030 | Crossload | Hydrogen | NY | Dispatch-Crossload | EmissionsCost | 0 | [6 empty] | 0.49363 | 0
LCP_Inputs_ON_Diverse_Howarth_2023_05_05 | 2038 | Electrolyser 2020/2030 | Crossload | Hydrogen | NY | Dispatch-Crossload | FuelCost | 0 | [6 empty] | 0.49363 | 0
LCP_Inputs_ON_Diverse_Howarth_2023_05_05 | 2038 | Electrolyser 2020/2030 | Crossload | Hydrogen | NY | Dispatch-Crossload | VOM | 0 | [6 empty] | 0.49363 | 0
LCP_Inputs_ON_Diverse_Howarth_2023_05_05 | 2038 | Electrolyser 2020/2030 | Crossload | Hydrogen | ON | Dispatch-Crossload | EmissionsCost | 0 | [6 empty] | 0.49363 | 0
LCP_Inputs_ON_Diverse_Howarth_2023_05_05 | 2038 | Electrolyser 2020/2030 | Crossload | Hydrogen | ON | Dispatch-Crossload | FuelCost | 0 | [6 empty] | 0.49363 | 0
LCP_Inputs_ON_Diverse_Howarth_2023_05_05 | 2038 | Electrolyser 2020/2030 | Crossload | Hydrogen | ON | Dispatch-Crossload | VOM | 0 | [6 empty] | 0.49363 | 0
LCP_Inputs_ON_Diverse_Howarth_2023_05_05 | 2038 | Electrolyser 2020/2030 | Crossload | Hydrogen | PJ | Dispatch-Crossload | EmissionsCost | 0 | [6 empty] | 0.49363 | 0
LCP_Inputs_ON_Diverse_Howarth_2023_05_05 | 2038 | Electrolyser 2020/2030 | Crossload | Hydrogen | PJ | Dispatch-Crossload | FuelCost | 0 | [6 empty] | 0.49363 | 0
LCP_Inputs_ON_Diverse_Howarth_2023_05_05 | 2038 | Electrolyser 2020/2030 | Crossload | Hydrogen | PJ | Dispatch-Crossload | VOM | 0 | [6 empty] | 0.49363 | 0
LCP_Inputs_ON_Diverse_Howarth_2023_05_05 | 2038 | Electrolyser 2020/2030 | Crossload | Hydrogen | QC | Dispatch-Crossload | EmissionsCost | 0 | [6 empty] | 0.49363 | 0
LCP_Inputs_ON_Diverse_Howarth_2023_05_05 | 2038 | Electrolyser 2020/2030 | Crossload | Hydrogen | QC | Dispatch-Crossload | FuelCost | 0 | [6 empty] | 0.49363 | 0
LCP_Inputs_ON_Diverse_Howarth_2023_05_05 | 2038 | Electrolyser 2020/2030 | Crossload | Hydrogen | QC | Dispatch-Crossload | VOM | 0 | [6 empty] | 0.49363 | 0
LCP_Inputs_ON_Diverse_Howarth_2023_05_05 | 2038 | Electrolyser 2020/2030 | Crossload | Hydrogen | WC | Dispatch-Crossload | EmissionsCost | 0 | [6 empty] | 0.49363 | 0
LCP_Inputs_ON_Diverse_Howarth_2023_05_05 | 2038 | Electrolyser 2020/2030 | Crossload | Hydrogen | WC | Dispatch-Crossload | FuelCost | 0 | [6 empty] | 0.49363 | 0
LCP_Inputs_ON_Diverse_Howarth_2023_05_05 | 2038 | Electrolyser 2020/2030 | Crossload | Hydrogen | WC | Dispatch-Crossload | VOM | 0 | [6 empty] | 0.49363 | 0
LCP_Inputs_ON_Diverse_Howarth_2023_05_05 | 2038 | Electrolyser 2040 | Crossload | Hydrogen | MI | Dispatch-Crossload | EmissionsCost | 0 | [6 empty] | 0.49363 | 0
LCP_Inputs_ON_Diverse_Howarth_2023_05_05 | 2038 | Electrolyser 2040 | Crossload | Hydrogen | MI | Dispatch-Crossload | FuelCost | 0 | [6 empty] | 0.49363 | 0
LCP_Inputs_ON_Diverse_Howarth_2023_05_05 | 2038 | Electrolyser 2040 | Crossload | Hydrogen | MI | Dispatch-Crossload | VOM | 0 | [6 empty] | 0.49363 | 0
LCP_Inputs_ON_Diverse_Howarth_2023_05_05 | 2038 | Electrolyser 2040 | Crossload | Hydrogen | NY | Dispatch-Crossload | EmissionsCost | 0 | [6 empty] | 0.49363 | 0
LCP_Inputs_ON_Diverse_Howarth_2023_05_05 | 2038 | Electrolyser 2040 | Crossload | Hydrogen | NY | Dispatch-Crossload | FuelCost | 0 | [6 empty] | 0.49363 | 0
LCP_Inputs_ON_Diverse_Howarth_2023_05_05 | 2038 | Electrolyser 2040 | Crossload | Hydrogen | NY | Dispatch-Crossload | VOM | 0 | [6 empty] | 0.49363 | 0
LCP_Inputs_ON_Diverse_Howarth_2023_05_05 | 2038 | Electrolyser 2040 | Crossload | Hydrogen | ON | Dispatch-Crossload | EmissionsCost | 0 | [6 empty] | 0.49363 | 0
LCP_Inputs_ON_Diverse_Howarth_2023_05_05 | 2038 | Electrolyser 2040 | Crossload | Hydrogen | ON | Dispatch-Crossload | FuelCost | 0 | [6 empty] | 0.49363 | 0
LCP_Inputs_ON_Diverse_Howarth_2023_05_05 | 2038 | Electrolyser 2040 | Crossload | Hydrogen | ON | Dispatch-Crossload | VOM | 0 | [6 empty] | 0.49363 | 0
LCP_Inputs_ON_Diverse_Howarth_2023_05_05 | 2038 | Electrolyser 2040 | Crossload | Hydrogen | PJ | Dispatch-Crossload | EmissionsCost | 0 | [6 empty] | 0.49363 | 0
LCP_Inputs_ON_Diverse_Howarth_2023_05_05 | 2038 | Electrolyser 2040 | Crossload | Hydrogen | PJ | Dispatch-Crossload | FuelCost | 0 | [6 empty] | 0.49363 | 0
LCP_Inputs_ON_Diverse_Howarth_2023_05_05 | 2038 | Electrolyser 2040 | Crossload | Hydrogen | PJ | Dispatch-Crossload | VOM | 0 | [6 empty] | 0.49363 | 0
LCP_Inputs_ON_Diverse_Howarth_2023_05_05 | 2038 | Electrolyser 2040 | Crossload | Hydrogen | QC | Dispatch-Crossload | EmissionsCost | 0 | [6 empty] | 0.49363 | 0
LCP_Inputs_ON_Diverse_Howarth_2023_05_05 | 2038 | Electrolyser 2040 | Crossload | Hydrogen | QC | Dispatch-Crossload | FuelCost | 0 | [6 empty] | 0.49363 | 0
LCP_Inputs_ON_Diverse_Howarth_2023_05_05 | 2038 | Electrolyser 2040 | Crossload | Hydrogen | QC | Dispatch-Crossload | VOM | 0 | [6 empty] | 0.49363 | 0
LCP_Inputs_ON_Diverse_Howarth_2023_05_05 | 2038 | Electrolyser 2040 | Crossload | Hydrogen | WC | Dispatch-Crossload | EmissionsCost | 0 | [6 empty] | 0.49363 | 0
LCP_Inputs_ON_Diverse_Howarth_2023_05_05 | 2038 | Electrolyser 2040 | Crossload | Hydrogen | WC | Dispatch-Crossload | FuelCost | 0 | [6 empty] | 0.49363 | 0
LCP_Inputs_ON_Diverse_Howarth_2023_05_05 | 2038 | Electrolyser 2040 | Crossload | Hydrogen | WC | Dispatch-Crossload | VOM | 0 | [6 empty] | 0.49363 | 0
LCP_Inputs_ON_Diverse_Howarth_2023_05_05 | 2038 | Electrolyser 2050 | Crossload | Hydrogen | MI | Dispatch-Crossload | EmissionsCost | 0 | [6 empty] | 0.49363 | 0
LCP_Inputs_ON_Diverse_Howarth_2023_05_05 | 2038 | Electrolyser 2050 | Crossload | Hydrogen | MI | Dispatch-Crossload | FuelCost | 0 | [6 empty] | 0.49363 | 0
LCP_Inputs_ON_Diverse_Howarth_2023_05_05 | 2038 | Electrolyser 2050 | Crossload | Hydrogen | MI | Dispatch-Crossload | VOM | 0 | [6 empty] | 0.49363 | 0
LCP_Inputs_ON_Diverse_Howarth_2023_05_05 | 2038 | Electrolyser 2050 | Crossload | Hydrogen | NY | Dispatch-Crossload | EmissionsCost | 0 | [6 empty] | 0.49363 | 0
LCP_Inputs_ON_Diverse_Howarth_2023_05_05 | 2038 | Electrolyser 2050 | Crossload | Hydrogen | NY | Dispatch-Crossload | FuelCost | 0 | [6 empty] | 0.49363 | 0
LCP_Inputs_ON_Diverse_Howarth_2023_05_05 | 2038 | Electrolyser 2050 | Crossload | Hydrogen | NY | Dispatch-Crossload | VOM | 0 | [6 empty] | 0.49363 | 0
LCP_Inputs_ON_Diverse_Howarth_2023_05_05 | 2038 | Electrolyser 2050 | Crossload | Hydrogen | ON | Dispatch-Crossload | EmissionsCost | 0 | [6 empty] | 0.49363 | 0
LCP_Inputs_ON_Diverse_Howarth_2023_05_05 | 2038 | Electrolyser 2050 | Crossload | Hydrogen | ON | Dispatch-Crossload | FuelCost | 0 | [6 empty] | 0.49363 | 0
LCP_Inputs_ON_Diverse_Howarth_2023_05_05 | 2038 | Electrolyser 2050 | Crossload | Hydrogen | ON | Dispatch-Crossload | VOM | 0 | [6 empty] | 0.49363 | 0
LCP_Inputs_ON_Diverse_Howarth_2023_05_05 | 2038 | Electrolyser 2050 | Crossload | Hydrogen | PJ | Dispatch-Crossload | EmissionsCost | 0 | [6 empty] | 0.49363 | 0
LCP_Inputs_ON_Diverse_Howarth_2023_05_05 | 2038 | Electrolyser 2050 | Crossload | Hydrogen | PJ | Dispatch-Crossload | FuelCost | 0 | [6 empty] | 0.49363 | 0
LCP_Inputs_ON_Diverse_Howarth_2023_05_05 | 2038 | Electrolyser 2050 | Crossload | Hydrogen | PJ | Dispatch-Crossload | VOM | 0 | [6 empty] | 0.49363 | 0
LCP_Inputs_ON_Diverse_Howarth_2023_05_05 | 2038 | Electrolyser 2050 | Crossload | Hydrogen | QC | Dispatch-Crossload | EmissionsCost | 0 | [6 empty] | 0.49363 | 0
LCP_Inputs_ON_Diverse_Howarth_2023_05_05 | 2038 | Electrolyser 2050 | Crossload | Hydrogen | QC | Dispatch-Crossload | FuelCost | 0 | [6 empty] | 0.49363 | 0
LCP_Inputs_ON_Diverse_Howarth_2023_05_05 | 2038 | Electrolyser 2050 | Crossload | Hydrogen | QC | Dispatch-Crossload | VOM | 0 | [6 empty] | 0.49363 | 0
LCP_Inputs_ON_Diverse_Howarth_2023_05_05 | 2038 | Electrolyser 2050 | Crossload | Hydrogen | WC | Dispatch-Crossload | EmissionsCost | 0 | [6 empty] | 0.49363 | 0
LCP_Inputs_ON_Diverse_Howarth_2023_05_05 | 2038 | Electrolyser 2050 | Crossload | Hydrogen | WC | Dispatch-Crossload | FuelCost | 0 | [6 empty] | 0.49363 | 0
LCP_Inputs_ON_Diverse_Howarth_2023_05_05 | 2038 | Electrolyser 2050 | Crossload | Hydrogen | WC | Dispatch-Crossload | VOM | 0 | [6 empty] | 0.49363 | 0
LCP_Inputs_ON_Diverse_Howarth_2023_05_05 | 2038 | Fossil Fuel Thermal (Coal, Peat, Oil) | Generation | Electricity | MI | Dispatch-Generation | EmissionsCost | 0 | [6 empty] | 0.49363 | 0
LCP_Inputs_ON_Diverse_Howarth_2023_05_05 | 2038 | Fossil Fuel Thermal (Coal, Peat, Oil) | Generation | Electricity | MI | Dispatch-Generation | FuelCost | 0 | [6 empty] | 0.49363 | 0
LCP_Inputs_ON_Diverse_Howarth_2023_05_05 | 2038 | Fossil Fuel Thermal (Coal, Peat, Oil) | Generation | Electricity | MI | Dispatch-Generation | VOM | 0 | [6 empty] | 0.49363 | 0
LCP_Inputs_ON_Diverse_Howarth_2023_05_05 | 2038 | Fossil Fuel Thermal (Coal, Peat, Oil) | Generation | Electricity | NY | Dispatch-Generation | EmissionsCost | 0 | [6 empty] | 0.49363 | 0
LCP_Inputs_ON_Diverse_Howarth_2023_05_05 | 2038 | Fossil Fuel Thermal (Coal, Peat, Oil) | Generation | Electricity | NY | Dispatch-Generation | FuelCost | 0 | [6 empty] | 0.49363 | 0
LCP_Inputs_ON_Diverse_Howarth_2023_05_05 | 2038 | Fossil Fuel Thermal (Coal, Peat, Oil) | Generation | Electricity | NY | Dispatch-Generation | VOM | 0 | [6 empty] | 0.49363 | 0
LCP_Inputs_ON_Diverse_Howarth_2023_05_05 | 2038 | Fossil Fuel Thermal (Coal, Peat, Oil) | Generation | Electricity | ON | Dispatch-Generation | EmissionsCost | 0 | [6 empty] | 0.49363 | 0
LCP_Inputs_ON_Diverse_Howarth_2023_05_05 | 2038 | Fossil Fuel Thermal (Coal, Peat, Oil) | Generation | Electricity | ON | Dispatch-Generation | FuelCost | 0 | [6 empty] | 0.49363 | 0
LCP_Inputs_ON_Diverse_Howarth_2023_05_05 | 2038 | Fossil Fuel Thermal (Coal, Peat, Oil) | Generation | Electricity | ON | Dispatch-Generation | VOM | 0 | [6 empty] | 0.49363 | 0
LCP_Inputs_ON_Diverse_Howarth_2023_05_05 | 2038 | Fossil Fuel Thermal (Coal, Peat, Oil) | Generation | Electricity | PJ | Dispatch-Generation | EmissionsCost | 0 | [6 empty] | 0.49363 | 0
LCP_Inputs_ON_Diverse_Howarth_2023_05_05 | 2038 | Fossil Fuel Thermal (Coal, Peat, Oil) | Generation | Electricity | PJ | Dispatch-Generation | FuelCost | 0 | [6 empty] | 0.49363 | 0
LCP_Inputs_ON_Diverse_Howarth_2023_05_05 | 2038 | Fossil Fuel Thermal (Coal, Peat, Oil) | Generation | Electricity | PJ | Dispatch-Generation | VOM | 0 | [6 empty] | 0.49363 | 0
LCP_Inputs_ON_Diverse_Howarth_2023_05_05 | 2038 | Fossil Fuel Thermal (Coal, Peat, Oil) | Generation | Electricity | QC | Dispatch-Generation | EmissionsCost | 0 | [6 empty] | 0.49363 | 0
LCP_Inputs_ON_Diverse_Howarth_2023_05_05 | 2038 | Fossil Fuel Thermal (Coal, Peat, Oil) | Generation | Electricity | QC | Dispatch-Generation | FuelCost | 0 | [6 empty] | 0.49363 | 0
LCP_Inputs_ON_Diverse_Howarth_2023_05_05 | 2038 | Fossil Fuel Thermal (Coal, Peat, Oil) | Generation | Electricity | QC | Dispatch-Generation | VOM | 0 | [6 empty] | 0.49363 | 0
LCP_Inputs_ON_Diverse_Howarth_2023_05_05 | 2038 | Fossil Fuel Thermal (Coal, Peat, Oil) | Generation | Electricity | WC | Dispatch-Generation | EmissionsCost | 0 | [6 empty] | 0.49363 | 0
LCP_Inputs_ON_Diverse_Howarth_2023_05_05 | 2038 | Fossil Fuel Thermal (Coal, Peat, Oil) | Generation | Electricity | WC | Dispatch-Generation | FuelCost | 0 | [6 empty] | 0.49363 | 0
LCP_Inputs_ON_Diverse_Howarth_2023_05_05 | 2038 | Fossil Fuel Thermal (Coal, Peat, Oil) | Generation | Electricity | WC | Dispatch-Generation | VOM | 0 | [6 empty] | 0.49363 | 0
LCP_Inputs_ON_Diverse_Howarth_2023_05_05 | 2038 | Generic - Generator | Generation | Electricity | MI | Dispatch-Generation | EmissionsCost | 0 | [6 empty] | 0.49363 | 0
LCP_Inputs_ON_Diverse_Howarth_2023_05_05 | 2038 | Generic - Generator | Generation | Electricity | MI | Dispatch-Generation | FuelCost | 1839075380.8143 | [6 empty] | 0.49363 | 907819324.6295
LCP_Inputs_ON_Diverse_Howarth_2023_05_05 | 2038 | Generic - Generator | Generation | Electricity | MI | Dispatch-Generation | VOM | 64222752.8074 | [6 empty] | 0.49363 | 31702156.7945
LCP_Inputs_ON_Diverse_Howarth_2023_05_05 | 2038 | Generic - Generator | Generation | Electricity | NY | Dispatch-Generation | EmissionsCost | 0 | [6 empty] | 0.49363 | 0
LCP_Inputs_ON_Diverse_Howarth_2023_05_05 | 2038 | Generic - Generator | Generation | Electricity | NY | Dispatch-Generation | FuelCost | 809920213.6898 | [6 empty] | 0.49363 | 399799393.2528
LCP_Inputs_ON_Diverse_Howarth_2023_05_05 | 2038 | Generic - Generator | Generation | Electricity | NY | Dispatch-Generation | VOM | 28283400.5719 | [6 empty] | 0.49363 | 13961481.8801
LCP_Inputs_ON_Diverse_Howarth_2023_05_05 | 2038 | Generic - Generator | Generation | Electricity | ON | Dispatch-Generation | EmissionsCost | 0 | [6 empty] | 0.49363 | 0
LCP_Inputs_ON_Diverse_Howarth_2023_05_05 | 2038 | Generic - Generator | Generation | Electricity | ON | Dispatch-Generation | FuelCost | 0 | [6 empty] | 0.49363 | 0
LCP_Inputs_ON_Diverse_Howarth_2023_05_05 | 2038 | Generic - Generator | Generation | Electricity | ON | Dispatch-Generation | VOM | 0 | [6 empty] | 0.49363 | 0
LCP_Inputs_ON_Diverse_Howarth_2023_05_05 | 2038 | Generic - Generator | Generation | Electricity | PJ | Dispatch-Generation | EmissionsCost | 0 | [6 empty] | 0.49363 | 0
LCP_Inputs_ON_Diverse_Howarth_2023_05_05 | 2038 | Generic - Generator | Generation | Electricity | PJ | Dispatch-Generation | FuelCost | 7330430703.3579 | [6 empty] | 0.49363 | 3618506734.3022
LCP_Inputs_ON_Diverse_Howarth_2023_05_05 | 2038 | Generic - Generator | Generation | Electricity | PJ | Dispatch-Generation | VOM | 255987570.6808 | [6 empty] | 0.49363 | 126362663.5174
LCP_Inputs_ON_Diverse_Howarth_2023_05_05 | 2038 | Generic - Generator | Generation | Electricity | QC | Dispatch-Generation | EmissionsCost | 0 | [6 empty] | 0.49363 | 0
LCP_Inputs_ON_Diverse_Howarth_2023_05_05 | 2038 | Generic - Generator | Generation | Electricity | QC | Dispatch-Generation | FuelCost | 0 | [6 empty] | 0.49363 | 0
LCP_Inputs_ON_Diverse_Howarth_2023_05_05 | 2038 | Generic - Generator | Generation | Electricity | QC | Dispatch-Generation | VOM | 0 | [6 empty] | 0.49363 | 0
LCP_Inputs_ON_Diverse_Howarth_2023_05_05 | 2038 | Generic - Generator | Generation | Electricity | WC | Dispatch-Generation | EmissionsCost | 0 | [6 empty] | 0.49363 | 0
LCP_Inputs_ON_Diverse_Howarth_2023_05_05 | 2038 | Generic - Generator | Generation | Electricity | WC | Dispatch-Generation | FuelCost | 1737227.6587 | [6 empty] | 0.49363 | 857544.4249
LCP_Inputs_ON_Diverse_Howarth_2023_05_05 | 2038 | Generic - Generator | Generation | Electricity | WC | Dispatch-Generation | VOM | 60666.1063 | [6 empty] | 0.49363 | 29946.496
LCP_Inputs_ON_Diverse_Howarth_2023_05_05 | 2038 | H2 Import - QC | Import | Hydrogen | MI | Dispatch-Import | EmissionsCost | 0 | [6 empty] | 0.49363 | 0
LCP_Inputs_ON_Diverse_Howarth_2023_05_05 | 2038 | H2 Import - QC | Import | Hydrogen | MI | Dispatch-Import | FuelCost | 0 | [6 empty] | 0.49363 | 0
LCP_Inputs_ON_Diverse_Howarth_2023_05_05 | 2038 | H2 Import - QC | Import | Hydrogen | MI | Dispatch-Import | VOM | 0 | [6 empty] | 0.49363 | 0
LCP_Inputs_ON_Diverse_Howarth_2023_05_05 | 2038 | H2 Import - QC | Import | Hydrogen | NY | Dispatch-Import | EmissionsCost | 0 | [6 empty] | 0.49363 | 0
LCP_Inputs_ON_Diverse_Howarth_2023_05_05 | 2038 | H2 Import - QC | Import | Hydrogen | NY | Dispatch-Import | FuelCost | 0 | [6 empty] | 0.49363 | 0
LCP_Inputs_ON_Diverse_Howarth_2023_05_05 | 2038 | H2 Import - QC | Import | Hydrogen | NY | Dispatch-Import | VOM | 0 | [6 empty] | 0.49363 | 0
LCP_Inputs_ON_Diverse_Howarth_2023_05_05 | 2038 | H2 Import - QC | Import | Hydrogen | ON | Dispatch-Import | EmissionsCost | 0 | [6 empty] | 0.49363 | 0
LCP_Inputs_ON_Diverse_Howarth_2023_05_05 | 2038 | H2 Import - QC | Import | Hydrogen | ON | Dispatch-Import | FuelCost | 0 | [6 empty] | 0.49363 | 0
LCP_Inputs_ON_Diverse_Howarth_2023_05_05 | 2038 | H2 Import - QC | Import | Hydrogen | ON | Dispatch-Import | VOM | 0 | [6 empty] | 0.49363 | 0
LCP_Inputs_ON_Diverse_Howarth_2023_05_05 | 2038 | H2 Import - QC | Import | Hydrogen | PJ | Dispatch-Import | EmissionsCost | 0 | [6 empty] | 0.49363 | 0
LCP_Inputs_ON_Diverse_Howarth_2023_05_05 | 2038 | H2 Import - QC | Import | Hydrogen | PJ | Dispatch-Import | FuelCost | 0 | [6 empty] | 0.49363 | 0
LCP_Inputs_ON_Diverse_Howarth_2023_05_05 | 2038 | H2 Import - QC | Import | Hydrogen | PJ | Dispatch-Import | VOM | 0 | [6 empty] | 0.49363 | 0
LCP_Inputs_ON_Diverse_Howarth_2023_05_05 | 2038 | H2 Import - QC | Import | Hydrogen | QC | Dispatch-Import | EmissionsCost | 0 | [6 empty] | 0.49363 | 0
LCP_Inputs_ON_Diverse_Howarth_2023_05_05 | 2038 | H2 Import - QC | Import | Hydrogen | QC | Dispatch-Import | FuelCost | 0 | [6 empty] | 0.49363 | 0
LCP_Inputs_ON_Diverse_Howarth_2023_05_05 | 2038 | H2 Import - QC | Import | Hydrogen | QC | Dispatch-Import | VOM | 0 | [6 empty] | 0.49363 | 0
LCP_Inputs_ON_Diverse_Howarth_2023_05_05 | 2038 | H2 Import - QC | Import | Hydrogen | WC | Dispatch-Import | EmissionsCost | 0 | [6 empty] | 0.49363 | 0
LCP_Inputs_ON_Diverse_Howarth_2023_05_05 | 2038 | H2 Import - QC | Import | Hydrogen | WC | Dispatch-Import | FuelCost | 0 | [6 empty] | 0.49363 | 0
LCP_Inputs_ON_Diverse_Howarth_2023_05_05 | 2038 | H2 Import - QC | Import | Hydrogen | WC | Dispatch-Import | VOM | 0 | [6 empty] | 0.49363 | 0
LCP_Inputs_ON_Diverse_Howarth_2023_05_05 | 2038 | H2 Import - WC | Import | Hydrogen | MI | Dispatch-Import | EmissionsCost | 0 | [6 empty] | 0.49363 | 0
LCP_Inputs_ON_Diverse_Howarth_2023_05_05 | 2038 | H2 Import - WC | Import | Hydrogen | MI | Dispatch-Import | FuelCost | 0 | [6 empty] | 0.49363 | 0
LCP_Inputs_ON_Diverse_Howarth_2023_05_05 | 2038 | H2 Import - WC | Import | Hydrogen | MI | Dispatch-Import | VOM | 0 | [6 empty] | 0.49363 | 0
LCP_Inputs_ON_Diverse_Howarth_2023_05_05 | 2038 | H2 Import - WC | Import | Hydrogen | NY | Dispatch-Import | EmissionsCost | 0 | [6 empty] | 0.49363 | 0
LCP_Inputs_ON_Diverse_Howarth_2023_05_05 | 2038 | H2 Import - WC | Import | Hydrogen | NY | Dispatch-Import | FuelCost | 0 | [6 empty] | 0.49363 | 0
LCP_Inputs_ON_Diverse_Howarth_2023_05_05 | 2038 | H2 Import - WC | Import | Hydrogen | NY | Dispatch-Import | VOM | 0 | [6 empty] | 0.49363 | 0
LCP_Inputs_ON_Diverse_Howarth_2023_05_05 | 2038 | H2 Import - WC | Import | Hydrogen | ON | Dispatch-Import | EmissionsCost | 0 | [6 empty] | 0.49363 | 0
LCP_Inputs_ON_Diverse_Howarth_2023_05_05 | 2038 | H2 Import - WC | Import | Hydrogen | ON | Dispatch-Import | FuelCost | 0 | [6 empty] | 0.49363 | 0
LCP_Inputs_ON_Diverse_Howarth_2023_05_05 | 2038 | H2 Import - WC | Import | Hydrogen | ON | Dispatch-Import | VOM | 0 | [6 empty] | 0.49363 | 0
LCP_Inputs_ON_Diverse_Howarth_2023_05_05 | 2038 | H2 Import - WC | Import | Hydrogen | PJ | Dispatch-Import | EmissionsCost | 0 | [6 empty] | 0.49363 | 0
LCP_Inputs_ON_Diverse_Howarth_2023_05_05 | 2038 | H2 Import - WC | Import | Hydrogen | PJ | Dispatch-Import | FuelCost | 0 | [6 empty] | 0.49363 | 0
LCP_Inputs_ON_Diverse_Howarth_2023_05_05 | 2038 | H2 Import - WC | Import | Hydrogen | PJ | Dispatch-Import | VOM | 0 | [6 empty] | 0.49363 | 0
LCP_Inputs_ON_Diverse_Howarth_2023_05_05 | 2038 | H2 Import - WC | Import | Hydrogen | QC | Dispatch-Import | EmissionsCost | 0 | [6 empty] | 0.49363 | 0
LCP_Inputs_ON_Diverse_Howarth_2023_05_05 | 2038 | H2 Import - WC | Import | Hydrogen | QC | Dispatch-Import | FuelCost | 0 | [6 empty] | 0.49363 | 0
LCP_Inputs_ON_Diverse_Howarth_2023_05_05 | 2038 | H2 Import - WC | Import | Hydrogen | QC | Dispatch-Import | VOM | 0 | [6 empty] | 0.49363 | 0
LCP_Inputs_ON_Diverse_Howarth_2023_05_05 | 2038 | H2 Import - WC | Import | Hydrogen | WC | Dispatch-Import | EmissionsCost | 0 | [6 empty] | 0.49363 | 0
LCP_Inputs_ON_Diverse_Howarth_2023_05_05 | 2038 | H2 Import - WC | Import | Hydrogen | WC | Dispatch-Import | FuelCost | 0 | [6 empty] | 0.49363 | 0
LCP_Inputs_ON_Diverse_Howarth_2023_05_05 | 2038 | H2 Import - WC | Import | Hydrogen | WC | Dispatch-Import | VOM | 0 | [6 empty] | 0.49363 | 0
LCP_Inputs_ON_Diverse_Howarth_2023_05_05 | 2038 | H2 Salt Cavern Storage - ON | Storage | Hydrogen | MI | Dispatch-Storage | EmissionsCost | 0 | [6 empty] | 0.49363 | 0
LCP_Inputs_ON_Diverse_Howarth_2023_05_05 | 2038 | H2 Salt Cavern Storage - ON | Storage | Hydrogen | MI | Dispatch-Storage | FuelCost | 0 | [6 empty] | 0.49363 | 0
LCP_Inputs_ON_Diverse_Howarth_2023_05_05 | 2038 | H2 Salt Cavern Storage - ON | Storage | Hydrogen | MI | Dispatch-Storage | VOM | 0 | [6 empty] | 0.49363 | 0
LCP_Inputs_ON_Diverse_Howarth_2023_05_05 | 2038 | H2 Salt Cavern Storage - ON | Storage | Hydrogen | NY | Dispatch-Storage | EmissionsCost | 0 | [6 empty] | 0.49363 | 0
LCP_Inputs_ON_Diverse_Howarth_2023_05_05 | 2038 | H2 Salt Cavern Storage - ON | Storage | Hydrogen | NY | Dispatch-Storage | FuelCost | 0 | [6 empty] | 0.49363 | 0
LCP_Inputs_ON_Diverse_Howarth_2023_05_05 | 2038 | H2 Salt Cavern Storage - ON | Storage | Hydrogen | NY | Dispatch-Storage | VOM | 0 | [6 empty] | 0.49363 | 0
LCP_Inputs_ON_Diverse_Howarth_2023_05_05 | 2038 | H2 Salt Cavern Storage - ON | Storage | Hydrogen | ON | Dispatch-Storage | EmissionsCost | 0 | [6 empty] | 0.49363 | 0
LCP_Inputs_ON_Diverse_Howarth_2023_05_05 | 2038 | H2 Salt Cavern Storage - ON | Storage | Hydrogen | ON | Dispatch-Storage | FuelCost | 0 | [6 empty] | 0.49363 | 0
LCP_Inputs_ON_Diverse_Howarth_2023_05_05 | 2038 | H2 Salt Cavern Storage - ON | Storage | Hydrogen | ON | Dispatch-Storage | VOM | 15321818.625 | [6 empty] | 0.49363 | 7563280.5383
LCP_Inputs_ON_Diverse_Howarth_2023_05_05 | 2038 | H2 Salt Cavern Storage - ON | Storage | Hydrogen | PJ | Dispatch-Storage | EmissionsCost | 0 | [6 empty] | 0.49363 | 0
LCP_Inputs_ON_Diverse_Howarth_2023_05_05 | 2038 | H2 Salt Cavern Storage - ON | Storage | Hydrogen | PJ | Dispatch-Storage | FuelCost | 0 | [6 empty] | 0.49363 | 0
LCP_Inputs_ON_Diverse_Howarth_2023_05_05 | 2038 | H2 Salt Cavern Storage - ON | Storage | Hydrogen | PJ | Dispatch-Storage | VOM | 0 | [6 empty] | 0.49363 | 0
LCP_Inputs_ON_Diverse_Howarth_2023_05_05 | 2038 | H2 Salt Cavern Storage - ON | Storage | Hydrogen | QC | Dispatch-Storage | EmissionsCost | 0 | [6 empty] | 0.49363 | 0
LCP_Inputs_ON_Diverse_Howarth_2023_05_05 | 2038 | H2 Salt Cavern Storage - ON | Storage | Hydrogen | QC | Dispatch-Storage | FuelCost | 0 | [6 empty] | 0.49363 | 0
LCP_Inputs_ON_Diverse_Howarth_2023_05_05 | 2038 | H2 Salt Cavern Storage - ON | Storage | Hydrogen | QC | Dispatch-Storage | VOM | 0 | [6 empty] | 0.49363 | 0
LCP_Inputs_ON_Diverse_Howarth_2023_05_05 | 2038 | H2 Salt Cavern Storage - ON | Storage | Hydrogen | WC | Dispatch-Storage | EmissionsCost | 0 | [6 empty] | 0.49363 | 0
LCP_Inputs_ON_Diverse_Howarth_2023_05_05 | 2038 | H2 Salt Cavern Storage - ON | Storage | Hydrogen | WC | Dispatch-Storage | FuelCost | 0 | [6 empty] | 0.49363 | 0
LCP_Inputs_ON_Diverse_Howarth_2023_05_05 | 2038 | H2 Salt Cavern Storage - ON | Storage | Hydrogen | WC | Dispatch-Storage | VOM | 0 | [6 empty] | 0.49363 | 0
LCP_Inputs_ON_Diverse_Howarth_2023_05_05 | 2038 | Hydro | Generation | Electricity | MI | Dispatch-Generation | EmissionsCost | 0 | [6 empty] | 0.49363 | 0
LCP_Inputs_ON_Diverse_Howarth_2023_05_05 | 2038 | Hydro | Generation | Electricity | MI | Dispatch-Generation | FuelCost | 0 | [6 empty] | 0.49363 | 0
LCP_Inputs_ON_Diverse_Howarth_2023_05_05 | 2038 | Hydro | Generation | Electricity | MI | Dispatch-Generation | VOM | 0 | [6 empty] | 0.49363 | 0
LCP_Inputs_ON_Diverse_Howarth_2023_05_05 | 2038 | Hydro | Generation | Electricity | NY | Dispatch-Generation | EmissionsCost | 0 | [6 empty] | 0.49363 | 0
LCP_Inputs_ON_Diverse_Howarth_2023_05_05 | 2038 | Hydro | Generation | Electricity | NY | Dispatch-Generation | FuelCost | 0 | [6 empty] | 0.49363 | 0
LCP_Inputs_ON_Diverse_Howarth_2023_05_05 | 2038 | Hydro | Generation | Electricity | NY | Dispatch-Generation | VOM | 0 | [6 empty] | 0.49363 | 0
LCP_Inputs_ON_Diverse_Howarth_2023_05_05 | 2038 | Hydro | Generation | Electricity | ON | Dispatch-Generation | EmissionsCost | 0 | [6 empty] | 0.49363 | 0
LCP_Inputs_ON_Diverse_Howarth_2023_05_05 | 2038 | Hydro | Generation | Electricity | ON | Dispatch-Generation | FuelCost | 0 | [6 empty] | 0.49363 | 0
LCP_Inputs_ON_Diverse_Howarth_2023_05_05 | 2038 | Hydro | Generation | Electricity | ON | Dispatch-Generation | VOM | 0 | [6 empty] | 0.49363 | 0
LCP_Inputs_ON_Diverse_Howarth_2023_05_05 | 2038 | Hydro | Generation | Electricity | PJ | Dispatch-Generation | EmissionsCost | 0 | [6 empty] | 0.49363 | 0
LCP_Inputs_ON_Diverse_Howarth_2023_05_05 | 2038 | Hydro | Generation | Electricity | PJ | Dispatch-Generation | FuelCost | 0 | [6 empty] | 0.49363 | 0
LCP_Inputs_ON_Diverse_Howarth_2023_05_05 | 2038 | Hydro | Generation | Electricity | PJ | Dispatch-Generation | VOM | 0 | [6 empty] | 0.49363 | 0
LCP_Inputs_ON_Diverse_Howarth_2023_05_05 | 2038 | Hydro | Generation | Electricity | QC | Dispatch-Generation | EmissionsCost | 0 | [6 empty] | 0.49363 | 0
LCP_Inputs_ON_Diverse_Howarth_2023_05_05 | 2038 | Hydro | Generation | Electricity | QC | Dispatch-Generation | FuelCost | 0 | [6 empty] | 0.49363 | 0
LCP_Inputs_ON_Diverse_Howarth_2023_05_05 | 2038 | Hydro | Generation | Electricity | QC | Dispatch-Generation | VOM | 0 | [6 empty] | 0.49363 | 0
LCP_Inputs_ON_Diverse_Howarth_2023_05_05 | 2038 | Hydro | Generation | Electricity | WC | Dispatch-Generation | EmissionsCost | 0 | [6 empty] | 0.49363 | 0
LCP_Inputs_ON_Diverse_Howarth_2023_05_05 | 2038 | Hydro | Generation | Electricity | WC | Dispatch-Generation | FuelCost | 0 | [6 empty] | 0.49363 | 0
LCP_Inputs_ON_Diverse_Howarth_2023_05_05 | 2038 | Hydro | Generation | Electricity | WC | Dispatch-Generation | VOM | 0 | [6 empty] | 0.49363 | 0
LCP_Inputs_ON_Diverse_Howarth_2023_05_05 | 2038 | Hydro Pumped Storage | Storage | Electricity | MI | Dispatch-Storage | EmissionsCost | 0 | [6 empty] | 0.49363 | 0
LCP_Inputs_ON_Diverse_Howarth_2023_05_05 | 2038 | Hydro Pumped Storage | Storage | Electricity | MI | Dispatch-Storage | FuelCost | 0 | [6 empty] | 0.49363 | 0
LCP_Inputs_ON_Diverse_Howarth_2023_05_05 | 2038 | Hydro Pumped Storage | Storage | Electricity | MI | Dispatch-Storage | VOM | 0 | [6 empty] | 0.49363 | 0
LCP_Inputs_ON_Diverse_Howarth_2023_05_05 | 2038 | Hydro Pumped Storage | Storage | Electricity | NY | Dispatch-Storage | EmissionsCost | 0 | [6 empty] | 0.49363 | 0
LCP_Inputs_ON_Diverse_Howarth_2023_05_05 | 2038 | Hydro Pumped Storage | Storage | Electricity | NY | Dispatch-Storage | FuelCost | 0 | [6 empty] | 0.49363 | 0
LCP_Inputs_ON_Diverse_Howarth_2023_05_05 | 2038 | Hydro Pumped Storage | Storage | Electricity | NY | Dispatch-Storage | VOM | 0 | [6 empty] | 0.49363 | 0
LCP_Inputs_ON_Diverse_Howarth_2023_05_05 | 2038 | Hydro Pumped Storage | Storage | Electricity | ON | Dispatch-Storage | EmissionsCost | 0 | [6 empty] | 0.49363 | 0
LCP_Inputs_ON_Diverse_Howarth_2023_05_05 | 2038 | Hydro Pumped Storage | Storage | Electricity | ON | Dispatch-Storage | FuelCost | 0 | [6 empty] | 0.49363 | 0
LCP_Inputs_ON_Diverse_Howarth_2023_05_05 | 2038 | Hydro Pumped Storage | Storage | Electricity | ON | Dispatch-Storage | VOM | 0 | [6 empty] | 0.49363 | 0
LCP_Inputs_ON_Diverse_Howarth_2023_05_05 | 2038 | Hydro Pumped Storage | Storage | Electricity | PJ | Dispatch-Storage | EmissionsCost | 0 | [6 empty] | 0.49363 | 0
LCP_Inputs_ON_Diverse_Howarth_2023_05_05 | 2038 | Hydro Pumped Storage | Storage | Electricity | PJ | Dispatch-Storage | FuelCost | 0 | [6 empty] | 0.49363 | 0
LCP_Inputs_ON_Diverse_Howarth_2023_05_05 | 2038 | Hydro Pumped Storage | Storage | Electricity | PJ | Dispatch-Storage | VOM | 0 | [6 empty] | 0.49363 | 0
LCP_Inputs_ON_Diverse_Howarth_2023_05_05 | 2038 | Hydro Pumped Storage | Storage | Electricity | QC | Dispatch-Storage | EmissionsCost | 0 | [6 empty] | 0.49363 | 0
LCP_Inputs_ON_Diverse_Howarth_2023_05_05 | 2038 | Hydro Pumped Storage | Storage | Electricity | QC | Dispatch-Storage | FuelCost | 0 | [6 empty] | 0.49363 | 0
LCP_Inputs_ON_Diverse_Howarth_2023_05_05 | 2038 | Hydro Pumped Storage | Storage | Electricity | QC | Dispatch-Storage | VOM | 0 | [6 empty] | 0.49363 | 0
LCP_Inputs_ON_Diverse_Howarth_2023_05_05 | 2038 | Hydro Pumped Storage | Storage | Electricity | WC | Dispatch-Storage | EmissionsCost | 0 | [6 empty] | 0.49363 | 0
LCP_Inputs_ON_Diverse_Howarth_2023_05_05 | 2038 | Hydro Pumped Storage | Storage | Electricity | WC | Dispatch-Storage | FuelCost | 0 | [6 empty] | 0.49363 | 0
LCP_Inputs_ON_Diverse_Howarth_2023_05_05 | 2038 | Hydro Pumped Storage | Storage | Electricity | WC | Dispatch-Storage | VOM | 0 | [6 empty] | 0.49363 | 0
LCP_Inputs_ON_Diverse_Howarth_2023_05_05 | 2038 | Nuclear | Generation | Electricity | MI | Dispatch-Generation | EmissionsCost | 0 | [6 empty] | 0.49363 | 0
LCP_Inputs_ON_Diverse_Howarth_2023_05_05 | 2038 | Nuclear | Generation | Electricity | MI | Dispatch-Generation | FuelCost | 0 | [6 empty] | 0.49363 | 0
LCP_Inputs_ON_Diverse_Howarth_2023_05_05 | 2038 | Nuclear | Generation | Electricity | MI | Dispatch-Generation | VOM | 2762866296.96 | [6 empty] | 0.49363 | 1363828498.7739
LCP_Inputs_ON_Diverse_Howarth_2023_05_05 | 2038 | Nuclear | Generation | Electricity | NY | Dispatch-Generation | EmissionsCost | 0 | [6 empty] | 0.49363 | 0
LCP_Inputs_ON_Diverse_Howarth_2023_05_05 | 2038 | Nuclear | Generation | Electricity | NY | Dispatch-Generation | FuelCost | 0 | [6 empty] | 0.49363 | 0
LCP_Inputs_ON_Diverse_Howarth_2023_05_05 | 2038 | Nuclear | Generation | Electricity | NY | Dispatch-Generation | VOM | 2246155230.144 | [6 empty] | 0.49363 | 1108765385.7557
LCP_Inputs_ON_Diverse_Howarth_2023_05_05 | 2038 | Nuclear | Generation | Electricity | ON | Dispatch-Generation | EmissionsCost | 0 | [6 empty] | 0.49363 | 0
LCP_Inputs_ON_Diverse_Howarth_2023_05_05 | 2038 | Nuclear | Generation | Electricity | ON | Dispatch-Generation | FuelCost | 0 | [6 empty] | 0.49363 | 0
LCP_Inputs_ON_Diverse_Howarth_2023_05_05 | 2038 | Nuclear | Generation | Electricity | ON | Dispatch-Generation | VOM | 7181421070.9787 | [6 empty] | 0.49363 | 3544951389.4583
LCP_Inputs_ON_Diverse_Howarth_2023_05_05 | 2038 | Nuclear | Generation | Electricity | PJ | Dispatch-Generation | EmissionsCost | 0 | [6 empty] | 0.49363 | 0
LCP_Inputs_ON_Diverse_Howarth_2023_05_05 | 2038 | Nuclear | Generation | Electricity | PJ | Dispatch-Generation | FuelCost | 0 | [6 empty] | 0.49363 | 0
LCP_Inputs_ON_Diverse_Howarth_2023_05_05 | 2038 | Nuclear | Generation | Electricity | PJ | Dispatch-Generation | VOM | 6401347648.6848 | [6 empty] | 0.49363 | 3159885211.7605
LCP_Inputs_ON_Diverse_Howarth_2023_05_05 | 2038 | Nuclear | Generation | Electricity | QC | Dispatch-Generation | EmissionsCost | 0 | [6 empty] | 0.49363 | 0
LCP_Inputs_ON_Diverse_Howarth_2023_05_05 | 2038 | Nuclear | Generation | Electricity | QC | Dispatch-Generation | FuelCost | 0 | [6 empty] | 0.49363 | 0
LCP_Inputs_ON_Diverse_Howarth_2023_05_05 | 2038 | Nuclear | Generation | Electricity | QC | Dispatch-Generation | VOM | 0 | [6 empty] | 0.49363 | 0
LCP_Inputs_ON_Diverse_Howarth_2023_05_05 | 2038 | Nuclear | Generation | Electricity | WC | Dispatch-Generation | EmissionsCost | 0 | [6 empty] | 0.49363 | 0
LCP_Inputs_ON_Diverse_Howarth_2023_05_05 | 2038 | Nuclear | Generation | Electricity | WC | Dispatch-Generation | FuelCost | 0 | [6 empty] | 0.49363 | 0
LCP_Inputs_ON_Diverse_Howarth_2023_05_05 | 2038 | Nuclear | Generation | Electricity | WC | Dispatch-Generation | VOM | 0 | [6 empty] | 0.49363 | 0
LCP_Inputs_ON_Diverse_Howarth_2023_05_05 | 2038 | Nuclear SMR | Generation | Electricity | MI | Dispatch-Generation | EmissionsCost | 0 | [6 empty] | 0.49363 | 0
LCP_Inputs_ON_Diverse_Howarth_2023_05_05 | 2038 | Nuclear SMR | Generation | Electricity | MI | Dispatch-Generation | FuelCost | 0 | [6 empty] | 0.49363 | 0
LCP_Inputs_ON_Diverse_Howarth_2023_05_05 | 2038 | Nuclear SMR | Generation | Electricity | MI | Dispatch-Generation | VOM | 0 | [6 empty] | 0.49363 | 0
LCP_Inputs_ON_Diverse_Howarth_2023_05_05 | 2038 | Nuclear SMR | Generation | Electricity | NY | Dispatch-Generation | EmissionsCost | 0 | [6 empty] | 0.49363 | 0
LCP_Inputs_ON_Diverse_Howarth_2023_05_05 | 2038 | Nuclear SMR | Generation | Electricity | NY | Dispatch-Generation | FuelCost | 0 | [6 empty] | 0.49363 | 0
LCP_Inputs_ON_Diverse_Howarth_2023_05_05 | 2038 | Nuclear SMR | Generation | Electricity | NY | Dispatch-Generation | VOM | 0 | [6 empty] | 0.49363 | 0
LCP_Inputs_ON_Diverse_Howarth_2023_05_05 | 2038 | Nuclear SMR | Generation | Electricity | ON | Dispatch-Generation | EmissionsCost | 0 | [6 empty] | 0.49363 | 0
LCP_Inputs_ON_Diverse_Howarth_2023_05_05 | 2038 | Nuclear SMR | Generation | Electricity | ON | Dispatch-Generation | FuelCost | 0 | [6 empty] | 0.49363 | 0
LCP_Inputs_ON_Diverse_Howarth_2023_05_05 | 2038 | Nuclear SMR | Generation | Electricity | ON | Dispatch-Generation | VOM | 19039640.4 | [6 empty] | 0.49363 | 9398501.9154
LCP_Inputs_ON_Diverse_Howarth_2023_05_05 | 2038 | Nuclear SMR | Generation | Electricity | PJ | Dispatch-Generation | EmissionsCost | 0 | [6 empty] | 0.49363 | 0
LCP_Inputs_ON_Diverse_Howarth_2023_05_05 | 2038 | Nuclear SMR | Generation | Electricity | PJ | Dispatch-Generation | FuelCost | 0 | [6 empty] | 0.49363 | 0
LCP_Inputs_ON_Diverse_Howarth_2023_05_05 | 2038 | Nuclear SMR | Generation | Electricity | PJ | Dispatch-Generation | VOM | 0 | [6 empty] | 0.49363 | 0
LCP_Inputs_ON_Diverse_Howarth_2023_05_05 | 2038 | Nuclear SMR | Generation | Electricity | QC | Dispatch-Generation | EmissionsCost | 0 | [6 empty] | 0.49363 | 0
LCP_Inputs_ON_Diverse_Howarth_2023_05_05 | 2038 | Nuclear SMR | Generation | Electricity | QC | Dispatch-Generation | FuelCost | 0 | [6 empty] | 0.49363 | 0
LCP_Inputs_ON_Diverse_Howarth_2023_05_05 | 2038 | Nuclear SMR | Generation | Electricity | QC | Dispatch-Generation | VOM | 0 | [6 empty] | 0.49363 | 0
LCP_Inputs_ON_Diverse_Howarth_2023_05_05 | 2038 | Nuclear SMR | Generation | Electricity | WC | Dispatch-Generation | EmissionsCost | 0 | [6 empty] | 0.49363 | 0
LCP_Inputs_ON_Diverse_Howarth_2023_05_05 | 2038 | Nuclear SMR | Generation | Electricity | WC | Dispatch-Generation | FuelCost | 0 | [6 empty] | 0.49363 | 0
LCP_Inputs_ON_Diverse_Howarth_2023_05_05 | 2038 | Nuclear SMR | Generation | Electricity | WC | Dispatch-Generation | VOM | 0 | [6 empty] | 0.49363 | 0
LCP_Inputs_ON_Diverse_Howarth_2023_05_05 | 2038 | O/CCGT - CH4 Existing | Crossload | Electricity | MI | Dispatch-Crossload | EmissionsCost | 0 | [6 empty] | 0.49363 | 0
LCP_Inputs_ON_Diverse_Howarth_2023_05_05 | 2038 | O/CCGT - CH4 Existing | Crossload | Electricity | MI | Dispatch-Crossload | FuelCost | 0 | [6 empty] | 0.49363 | 0
LCP_Inputs_ON_Diverse_Howarth_2023_05_05 | 2038 | O/CCGT - CH4 Existing | Crossload | Electricity | MI | Dispatch-Crossload | VOM | 0 | [6 empty] | 0.49363 | 0
LCP_Inputs_ON_Diverse_Howarth_2023_05_05 | 2038 | O/CCGT - CH4 Existing | Crossload | Electricity | NY | Dispatch-Crossload | EmissionsCost | 0 | [6 empty] | 0.49363 | 0
LCP_Inputs_ON_Diverse_Howarth_2023_05_05 | 2038 | O/CCGT - CH4 Existing | Crossload | Electricity | NY | Dispatch-Crossload | FuelCost | 0 | [6 empty] | 0.49363 | 0
LCP_Inputs_ON_Diverse_Howarth_2023_05_05 | 2038 | O/CCGT - CH4 Existing | Crossload | Electricity | NY | Dispatch-Crossload | VOM | 0 | [6 empty] | 0.49363 | 0
LCP_Inputs_ON_Diverse_Howarth_2023_05_05 | 2038 | O/CCGT - CH4 Existing | Crossload | Electricity | ON | Dispatch-Crossload | EmissionsCost | 5272408.1924 | [6 empty] | 0.49363 | 2602608.9492
LCP_Inputs_ON_Diverse_Howarth_2023_05_05 | 2038 | O/CCGT - CH4 Existing | Crossload | Electricity | ON | Dispatch-Crossload | FuelCost | 0 | [6 empty] | 0.49363 | 0
LCP_Inputs_ON_Diverse_Howarth_2023_05_05 | 2038 | O/CCGT - CH4 Existing | Crossload | Electricity | ON | Dispatch-Crossload | VOM | 324468.7806 | [6 empty] | 0.49363 | 160166.9145
LCP_Inputs_ON_Diverse_Howarth_2023_05_05 | 2038 | O/CCGT - CH4 Existing | Crossload | Electricity | PJ | Dispatch-Crossload | EmissionsCost | 0 | [6 empty] | 0.49363 | 0
LCP_Inputs_ON_Diverse_Howarth_2023_05_05 | 2038 | O/CCGT - CH4 Existing | Crossload | Electricity | PJ | Dispatch-Crossload | FuelCost | 0 | [6 empty] | 0.49363 | 0
LCP_Inputs_ON_Diverse_Howarth_2023_05_05 | 2038 | O/CCGT - CH4 Existing | Crossload | Electricity | PJ | Dispatch-Crossload | VOM | 0 | [6 empty] | 0.49363 | 0
LCP_Inputs_ON_Diverse_Howarth_2023_05_05 | 2038 | O/CCGT - CH4 Existing | Crossload | Electricity | QC | Dispatch-Crossload | EmissionsCost | 0 | [6 empty] | 0.49363 | 0
LCP_Inputs_ON_Diverse_Howarth_2023_05_05 | 2038 | O/CCGT - CH4 Existing | Crossload | Electricity | QC | Dispatch-Crossload | FuelCost | 0 | [6 empty] | 0.49363 | 0
LCP_Inputs_ON_Diverse_Howarth_2023_05_05 | 2038 | O/CCGT - CH4 Existing | Crossload | Electricity | QC | Dispatch-Crossload | VOM | 0 | [6 empty] | 0.49363 | 0
LCP_Inputs_ON_Diverse_Howarth_2023_05_05 | 2038 | O/CCGT - CH4 Existing | Crossload | Electricity | WC | Dispatch-Crossload | EmissionsCost | 0 | [6 empty] | 0.49363 | 0
LCP_Inputs_ON_Diverse_Howarth_2023_05_05 | 2038 | O/CCGT - CH4 Existing | Crossload | Electricity | WC | Dispatch-Crossload | FuelCost | 0 | [6 empty] | 0.49363 | 0
LCP_Inputs_ON_Diverse_Howarth_2023_05_05 | 2038 | O/CCGT - CH4 Existing | Crossload | Electricity | WC | Dispatch-Crossload | VOM | 0 | [6 empty] | 0.49363 | 0
LCP_Inputs_ON_Diverse_Howarth_2023_05_05 | 2038 | O/CCGT - CH4 New | Crossload | Electricity | MI | Dispatch-Crossload | EmissionsCost | 0 | [6 empty] | 0.49363 | 0
LCP_Inputs_ON_Diverse_Howarth_2023_05_05 | 2038 | O/CCGT - CH4 New | Crossload | Electricity | MI | Dispatch-Crossload | FuelCost | 0 | [6 empty] | 0.49363 | 0
LCP_Inputs_ON_Diverse_Howarth_2023_05_05 | 2038 | O/CCGT - CH4 New | Crossload | Electricity | MI | Dispatch-Crossload | VOM | 0 | [6 empty] | 0.49363 | 0
LCP_Inputs_ON_Diverse_Howarth_2023_05_05 | 2038 | O/CCGT - CH4 New | Crossload | Electricity | NY | Dispatch-Crossload | EmissionsCost | 0 | [6 empty] | 0.49363 | 0
LCP_Inputs_ON_Diverse_Howarth_2023_05_05 | 2038 | O/CCGT - CH4 New | Crossload | Electricity | NY | Dispatch-Crossload | FuelCost | 0 | [6 empty] | 0.49363 | 0
LCP_Inputs_ON_Diverse_Howarth_2023_05_05 | 2038 | O/CCGT - CH4 New | Crossload | Electricity | NY | Dispatch-Crossload | VOM | 0 | [6 empty] | 0.49363 | 0
LCP_Inputs_ON_Diverse_Howarth_2023_05_05 | 2038 | O/CCGT - CH4 New | Crossload | Electricity | ON | Dispatch-Crossload | EmissionsCost | 309829.331 | [6 empty] | 0.49363 | 152940.4705
LCP_Inputs_ON_Diverse_Howarth_2023_05_05 | 2038 | O/CCGT - CH4 New | Crossload | Electricity | ON | Dispatch-Crossload | FuelCost | 0 | [6 empty] | 0.49363 | 0
LCP_Inputs_ON_Diverse_Howarth_2023_05_05 | 2038 | O/CCGT - CH4 New | Crossload | Electricity | ON | Dispatch-Crossload | VOM | 19067.178 | [6 empty] | 0.49363 | 9412.0952
LCP_Inputs_ON_Diverse_Howarth_2023_05_05 | 2038 | O/CCGT - CH4 New | Crossload | Electricity | PJ | Dispatch-Crossload | EmissionsCost | 0 | [6 empty] | 0.49363 | 0
LCP_Inputs_ON_Diverse_Howarth_2023_05_05 | 2038 | O/CCGT - CH4 New | Crossload | Electricity | PJ | Dispatch-Crossload | FuelCost | 0 | [6 empty] | 0.49363 | 0
LCP_Inputs_ON_Diverse_Howarth_2023_05_05 | 2038 | O/CCGT - CH4 New | Crossload | Electricity | PJ | Dispatch-Crossload | VOM | 0 | [6 empty] | 0.49363 | 0
LCP_Inputs_ON_Diverse_Howarth_2023_05_05 | 2038 | O/CCGT - CH4 New | Crossload | Electricity | QC | Dispatch-Crossload | EmissionsCost | 0 | [6 empty] | 0.49363 | 0
LCP_Inputs_ON_Diverse_Howarth_2023_05_05 | 2038 | O/CCGT - CH4 New | Crossload | Electricity | QC | Dispatch-Crossload | FuelCost | 0 | [6 empty] | 0.49363 | 0
LCP_Inputs_ON_Diverse_Howarth_2023_05_05 | 2038 | O/CCGT - CH4 New | Crossload | Electricity | QC | Dispatch-Crossload | VOM | 0 | [6 empty] | 0.49363 | 0
LCP_Inputs_ON_Diverse_Howarth_2023_05_05 | 2038 | O/CCGT - CH4 New | Crossload | Electricity | WC | Dispatch-Crossload | EmissionsCost | 0 | [6 empty] | 0.49363 | 0
LCP_Inputs_ON_Diverse_Howarth_2023_05_05 | 2038 | O/CCGT - CH4 New | Crossload | Electricity | WC | Dispatch-Crossload | FuelCost | 0 | [6 empty] | 0.49363 | 0
LCP_Inputs_ON_Diverse_Howarth_2023_05_05 | 2038 | O/CCGT - CH4 New | Crossload | Electricity | WC | Dispatch-Crossload | VOM | 0 | [6 empty] | 0.49363 | 0
LCP_Inputs_ON_Diverse_Howarth_2023_05_05 | 2038 | O/CCGT - H2 New | Crossload | Electricity | MI | Dispatch-Crossload | EmissionsCost | 0 | [6 empty] | 0.49363 | 0
LCP_Inputs_ON_Diverse_Howarth_2023_05_05 | 2038 | O/CCGT - H2 New | Crossload | Electricity | MI | Dispatch-Crossload | FuelCost | 0 | [6 empty] | 0.49363 | 0
LCP_Inputs_ON_Diverse_Howarth_2023_05_05 | 2038 | O/CCGT - H2 New | Crossload | Electricity | MI | Dispatch-Crossload | VOM | 0 | [6 empty] | 0.49363 | 0
LCP_Inputs_ON_Diverse_Howarth_2023_05_05 | 2038 | O/CCGT - H2 New | Crossload | Electricity | NY | Dispatch-Crossload | EmissionsCost | 0 | [6 empty] | 0.49363 | 0
LCP_Inputs_ON_Diverse_Howarth_2023_05_05 | 2038 | O/CCGT - H2 New | Crossload | Electricity | NY | Dispatch-Crossload | FuelCost | 0 | [6 empty] | 0.49363 | 0
LCP_Inputs_ON_Diverse_Howarth_2023_05_05 | 2038 | O/CCGT - H2 New | Crossload | Electricity | NY | Dispatch-Crossload | VOM | 0 | [6 empty] | 0.49363 | 0
LCP_Inputs_ON_Diverse_Howarth_2023_05_05 | 2038 | O/CCGT - H2 New | Crossload | Electricity | ON | Dispatch-Crossload | EmissionsCost | 0 | [6 empty] | 0.49363 | 0
LCP_Inputs_ON_Diverse_Howarth_2023_05_05 | 2038 | O/CCGT - H2 New | Crossload | Electricity | ON | Dispatch-Crossload | FuelCost | 0 | [6 empty] | 0.49363 | 0
LCP_Inputs_ON_Diverse_Howarth_2023_05_05 | 2038 | O/CCGT - H2 New | Crossload | Electricity | ON | Dispatch-Crossload | VOM | 0 | [6 empty] | 0.49363 | 0
LCP_Inputs_ON_Diverse_Howarth_2023_05_05 | 2038 | O/CCGT - H2 New | Crossload | Electricity | PJ | Dispatch-Crossload | EmissionsCost | 0 | [6 empty] | 0.49363 | 0
LCP_Inputs_ON_Diverse_Howarth_2023_05_05 | 2038 | O/CCGT - H2 New | Crossload | Electricity | PJ | Dispatch-Crossload | FuelCost | 0 | [6 empty] | 0.49363 | 0
LCP_Inputs_ON_Diverse_Howarth_2023_05_05 | 2038 | O/CCGT - H2 New | Crossload | Electricity | PJ | Dispatch-Crossload | VOM | 0 | [6 empty] | 0.49363 | 0
LCP_Inputs_ON_Diverse_Howarth_2023_05_05 | 2038 | O/CCGT - H2 New | Crossload | Electricity | QC | Dispatch-Crossload | EmissionsCost | 0 | [6 empty] | 0.49363 | 0
LCP_Inputs_ON_Diverse_Howarth_2023_05_05 | 2038 | O/CCGT - H2 New | Crossload | Electricity | QC | Dispatch-Crossload | FuelCost | 0 | [6 empty] | 0.49363 | 0
LCP_Inputs_ON_Diverse_Howarth_2023_05_05 | 2038 | O/CCGT - H2 New | Crossload | Electricity | QC | Dispatch-Crossload | VOM | 0 | [6 empty] | 0.49363 | 0
LCP_Inputs_ON_Diverse_Howarth_2023_05_05 | 2038 | O/CCGT - H2 New | Crossload | Electricity | WC | Dispatch-Crossload | EmissionsCost | 0 | [6 empty] | 0.49363 | 0
LCP_Inputs_ON_Diverse_Howarth_2023_05_05 | 2038 | O/CCGT - H2 New | Crossload | Electricity | WC | Dispatch-Crossload | FuelCost | 0 | [6 empty] | 0.49363 | 0
LCP_Inputs_ON_Diverse_Howarth_2023_05_05 | 2038 | O/CCGT - H2 New | Crossload | Electricity | WC | Dispatch-Crossload | VOM | 0 | [6 empty] | 0.49363 | 0
LCP_Inputs_ON_Diverse_Howarth_2023_05_05 | 2038 | SMR CCS | Generation | Hydrogen | MI | Dispatch-Generation | EmissionsCost | 0 | [6 empty] | 0.49363 | 0
LCP_Inputs_ON_Diverse_Howarth_2023_05_05 | 2038 | SMR CCS | Generation | Hydrogen | MI | Dispatch-Generation | FuelCost | 0 | [6 empty] | 0.49363 | 0
LCP_Inputs_ON_Diverse_Howarth_2023_05_05 | 2038 | SMR CCS | Generation | Hydrogen | MI | Dispatch-Generation | VOM | 0 | [6 empty] | 0.49363 | 0
LCP_Inputs_ON_Diverse_Howarth_2023_05_05 | 2038 | SMR CCS | Generation | Hydrogen | NY | Dispatch-Generation | EmissionsCost | 0 | [6 empty] | 0.49363 | 0
LCP_Inputs_ON_Diverse_Howarth_2023_05_05 | 2038 | SMR CCS | Generation | Hydrogen | NY | Dispatch-Generation | FuelCost | 0 | [6 empty] | 0.49363 | 0
LCP_Inputs_ON_Diverse_Howarth_2023_05_05 | 2038 | SMR CCS | Generation | Hydrogen | NY | Dispatch-Generation | VOM | 0 | [6 empty] | 0.49363 | 0
LCP_Inputs_ON_Diverse_Howarth_2023_05_05 | 2038 | SMR CCS | Generation | Hydrogen | ON | Dispatch-Generation | EmissionsCost | 738580417.6146 | [6 empty] | 0.49363 | 364584063.7629
LCP_Inputs_ON_Diverse_Howarth_2023_05_05 | 2038 | SMR CCS | Generation | Hydrogen | ON | Dispatch-Generation | FuelCost | 492910088.0425 | [6 empty] | 0.49363 | 243314280.588
LCP_Inputs_ON_Diverse_Howarth_2023_05_05 | 2038 | SMR CCS | Generation | Hydrogen | ON | Dispatch-Generation | VOM | 0 | [6 empty] | 0.49363 | 0
LCP_Inputs_ON_Diverse_Howarth_2023_05_05 | 2038 | SMR CCS | Generation | Hydrogen | PJ | Dispatch-Generation | EmissionsCost | 0 | [6 empty] | 0.49363 | 0
LCP_Inputs_ON_Diverse_Howarth_2023_05_05 | 2038 | SMR CCS | Generation | Hydrogen | PJ | Dispatch-Generation | FuelCost | 0 | [6 empty] | 0.49363 | 0
LCP_Inputs_ON_Diverse_Howarth_2023_05_05 | 2038 | SMR CCS | Generation | Hydrogen | PJ | Dispatch-Generation | VOM | 0 | [6 empty] | 0.49363 | 0
LCP_Inputs_ON_Diverse_Howarth_2023_05_05 | 2038 | SMR CCS | Generation | Hydrogen | QC | Dispatch-Generation | EmissionsCost | 0 | [6 empty] | 0.49363 | 0
LCP_Inputs_ON_Diverse_Howarth_2023_05_05 | 2038 | SMR CCS | Generation | Hydrogen | QC | Dispatch-Generation | FuelCost | 0 | [6 empty] | 0.49363 | 0
LCP_Inputs_ON_Diverse_Howarth_2023_05_05 | 2038 | SMR CCS | Generation | Hydrogen | QC | Dispatch-Generation | VOM | 0 | [6 empty] | 0.49363 | 0
LCP_Inputs_ON_Diverse_Howarth_2023_05_05 | 2038 | SMR CCS | Generation | Hydrogen | WC | Dispatch-Generation | EmissionsCost | 0 | [6 empty] | 0.49363 | 0
LCP_Inputs_ON_Diverse_Howarth_2023_05_05 | 2038 | SMR CCS | Generation | Hydrogen | WC | Dispatch-Generation | FuelCost | 0 | [6 empty] | 0.49363 | 0
LCP_Inputs_ON_Diverse_Howarth_2023_05_05 | 2038 | SMR CCS | Generation | Hydrogen | WC | Dispatch-Generation | VOM | 0 | [6 empty] | 0.49363 | 0
LCP_Inputs_ON_Diverse_Howarth_2023_05_05 | 2038 | Solar PV | Generation | Electricity | MI | Dispatch-Generation | EmissionsCost | 0 | [6 empty] | 0.49363 | 0
LCP_Inputs_ON_Diverse_Howarth_2023_05_05 | 2038 | Solar PV | Generation | Electricity | MI | Dispatch-Generation | FuelCost | 0 | [6 empty] | 0.49363 | 0
LCP_Inputs_ON_Diverse_Howarth_2023_05_05 | 2038 | Solar PV | Generation | Electricity | MI | Dispatch-Generation | VOM | 0 | [6 empty] | 0.49363 | 0
LCP_Inputs_ON_Diverse_Howarth_2023_05_05 | 2038 | Solar PV | Generation | Electricity | NY | Dispatch-Generation | EmissionsCost | 0 | [6 empty] | 0.49363 | 0
LCP_Inputs_ON_Diverse_Howarth_2023_05_05 | 2038 | Solar PV | Generation | Electricity | NY | Dispatch-Generation | FuelCost | 0 | [6 empty] | 0.49363 | 0
LCP_Inputs_ON_Diverse_Howarth_2023_05_05 | 2038 | Solar PV | Generation | Electricity | NY | Dispatch-Generation | VOM | 0 | [6 empty] | 0.49363 | 0
LCP_Inputs_ON_Diverse_Howarth_2023_05_05 | 2038 | Solar PV | Generation | Electricity | ON | Dispatch-Generation | EmissionsCost | 0 | [6 empty] | 0.49363 | 0
LCP_Inputs_ON_Diverse_Howarth_2023_05_05 | 2038 | Solar PV | Generation | Electricity | ON | Dispatch-Generation | FuelCost | 0 | [6 empty] | 0.49363 | 0
LCP_Inputs_ON_Diverse_Howarth_2023_05_05 | 2038 | Solar PV | Generation | Electricity | ON | Dispatch-Generation | VOM | 0 | [6 empty] | 0.49363 | 0
LCP_Inputs_ON_Diverse_Howarth_2023_05_05 | 2038 | Solar PV | Generation | Electricity | PJ | Dispatch-Generation | EmissionsCost | 0 | [6 empty] | 0.49363 | 0
LCP_Inputs_ON_Diverse_Howarth_2023_05_05 | 2038 | Solar PV | Generation | Electricity | PJ | Dispatch-Generation | FuelCost | 0 | [6 empty] | 0.49363 | 0
LCP_Inputs_ON_Diverse_Howarth_2023_05_05 | 2038 | Solar PV | Generation | Electricity | PJ | Dispatch-Generation | VOM | 0 | [6 empty] | 0.49363 | 0
LCP_Inputs_ON_Diverse_Howarth_2023_05_05 | 2038 | Solar PV | Generation | Electricity | QC | Dispatch-Generation | EmissionsCost | 0 | [6 empty] | 0.49363 | 0
LCP_Inputs_ON_Diverse_Howarth_2023_05_05 | 2038 | Solar PV | Generation | Electricity | QC | Dispatch-Generation | FuelCost | 0 | [6 empty] | 0.49363 | 0
LCP_Inputs_ON_Diverse_Howarth_2023_05_05 | 2038 | Solar PV | Generation | Electricity | QC | Dispatch-Generation | VOM | 0 | [6 empty] | 0.49363 | 0
LCP_Inputs_ON_Diverse_Howarth_2023_05_05 | 2038 | Solar PV | Generation | Electricity | WC | Dispatch-Generation | EmissionsCost | 0 | [6 empty] | 0.49363 | 0
LCP_Inputs_ON_Diverse_Howarth_2023_05_05 | 2038 | Solar PV | Generation | Electricity | WC | Dispatch-Generation | FuelCost | 0 | [6 empty] | 0.49363 | 0
LCP_Inputs_ON_Diverse_Howarth_2023_05_05 | 2038 | Solar PV | Generation | Electricity | WC | Dispatch-Generation | VOM | 0 | [6 empty] | 0.49363 | 0
LCP_Inputs_ON_Diverse_Howarth_2023_05_05 | 2038 | Wind Offshore | Generation | Electricity | MI | Dispatch-Generation | EmissionsCost | 0 | [6 empty] | 0.49363 | 0
LCP_Inputs_ON_Diverse_Howarth_2023_05_05 | 2038 | Wind Offshore | Generation | Electricity | MI | Dispatch-Generation | FuelCost | 0 | [6 empty] | 0.49363 | 0
LCP_Inputs_ON_Diverse_Howarth_2023_05_05 | 2038 | Wind Offshore | Generation | Electricity | MI | Dispatch-Generation | VOM | 0 | [6 empty] | 0.49363 | 0
LCP_Inputs_ON_Diverse_Howarth_2023_05_05 | 2038 | Wind Offshore | Generation | Electricity | NY | Dispatch-Generation | EmissionsCost | 0 | [6 empty] | 0.49363 | 0
LCP_Inputs_ON_Diverse_Howarth_2023_05_05 | 2038 | Wind Offshore | Generation | Electricity | NY | Dispatch-Generation | FuelCost | 0 | [6 empty] | 0.49363 | 0
LCP_Inputs_ON_Diverse_Howarth_2023_05_05 | 2038 | Wind Offshore | Generation | Electricity | NY | Dispatch-Generation | VOM | 0 | [6 empty] | 0.49363 | 0
LCP_Inputs_ON_Diverse_Howarth_2023_05_05 | 2038 | Wind Offshore | Generation | Electricity | ON | Dispatch-Generation | EmissionsCost | 0 | [6 empty] | 0.49363 | 0
LCP_Inputs_ON_Diverse_Howarth_2023_05_05 | 2038 | Wind Offshore | Generation | Electricity | ON | Dispatch-Generation | FuelCost | 0 | [6 empty] | 0.49363 | 0
LCP_Inputs_ON_Diverse_Howarth_2023_05_05 | 2038 | Wind Offshore | Generation | Electricity | ON | Dispatch-Generation | VOM | 0 | [6 empty] | 0.49363 | 0
LCP_Inputs_ON_Diverse_Howarth_2023_05_05 | 2038 | Wind Offshore | Generation | Electricity | PJ | Dispatch-Generation | EmissionsCost | 0 | [6 empty] | 0.49363 | 0
LCP_Inputs_ON_Diverse_Howarth_2023_05_05 | 2038 | Wind Offshore | Generation | Electricity | PJ | Dispatch-Generation | FuelCost | 0 | [6 empty] | 0.49363 | 0
LCP_Inputs_ON_Diverse_Howarth_2023_05_05 | 2038 | Wind Offshore | Generation | Electricity | PJ | Dispatch-Generation | VOM | 0 | [6 empty] | 0.49363 | 0
LCP_Inputs_ON_Diverse_Howarth_2023_05_05 | 2038 | Wind Offshore | Generation | Electricity | QC | Dispatch-Generation | EmissionsCost | 0 | [6 empty] | 0.49363 | 0
LCP_Inputs_ON_Diverse_Howarth_2023_05_05 | 2038 | Wind Offshore | Generation | Electricity | QC | Dispatch-Generation | FuelCost | 0 | [6 empty] | 0.49363 | 0
LCP_Inputs_ON_Diverse_Howarth_2023_05_05 | 2038 | Wind Offshore | Generation | Electricity | QC | Dispatch-Generation | VOM | 0 | [6 empty] | 0.49363 | 0
LCP_Inputs_ON_Diverse_Howarth_2023_05_05 | 2038 | Wind Offshore | Generation | Electricity | WC | Dispatch-Generation | EmissionsCost | 0 | [6 empty] | 0.49363 | 0
LCP_Inputs_ON_Diverse_Howarth_2023_05_05 | 2038 | Wind Offshore | Generation | Electricity | WC | Dispatch-Generation | FuelCost | 0 | [6 empty] | 0.49363 | 0
LCP_Inputs_ON_Diverse_Howarth_2023_05_05 | 2038 | Wind Offshore | Generation | Electricity | WC | Dispatch-Generation | VOM | 0 | [6 empty] | 0.49363 | 0
LCP_Inputs_ON_Diverse_Howarth_2023_05_05 | 2038 | Wind Onshore | Generation | Electricity | MI | Dispatch-Generation | EmissionsCost | 0 | [6 empty] | 0.49363 | 0
LCP_Inputs_ON_Diverse_Howarth_2023_05_05 | 2038 | Wind Onshore | Generation | Electricity | MI | Dispatch-Generation | FuelCost | 0 | [6 empty] | 0.49363 | 0
LCP_Inputs_ON_Diverse_Howarth_2023_05_05 | 2038 | Wind Onshore | Generation | Electricity | MI | Dispatch-Generation | VOM | 0 | [6 empty] | 0.49363 | 0
LCP_Inputs_ON_Diverse_Howarth_2023_05_05 | 2038 | Wind Onshore | Generation | Electricity | NY | Dispatch-Generation | EmissionsCost | 0 | [6 empty] | 0.49363 | 0
LCP_Inputs_ON_Diverse_Howarth_2023_05_05 | 2038 | Wind Onshore | Generation | Electricity | NY | Dispatch-Generation | FuelCost | 0 | [6 empty] | 0.49363 | 0
LCP_Inputs_ON_Diverse_Howarth_2023_05_05 | 2038 | Wind Onshore | Generation | Electricity | NY | Dispatch-Generation | VOM | 0 | [6 empty] | 0.49363 | 0
LCP_Inputs_ON_Diverse_Howarth_2023_05_05 | 2038 | Wind Onshore | Generation | Electricity | ON | Dispatch-Generation | EmissionsCost | 0 | [6 empty] | 0.49363 | 0
LCP_Inputs_ON_Diverse_Howarth_2023_05_05 | 2038 | Wind Onshore | Generation | Electricity | ON | Dispatch-Generation | FuelCost | 0 | [6 empty] | 0.49363 | 0
LCP_Inputs_ON_Diverse_Howarth_2023_05_05 | 2038 | Wind Onshore | Generation | Electricity | ON | Dispatch-Generation | VOM | 0 | [6 empty] | 0.49363 | 0
LCP_Inputs_ON_Diverse_Howarth_2023_05_05 | 2038 | Wind Onshore | Generation | Electricity | PJ | Dispatch-Generation | EmissionsCost | 0 | [6 empty] | 0.49363 | 0
LCP_Inputs_ON_Diverse_Howarth_2023_05_05 | 2038 | Wind Onshore | Generation | Electricity | PJ | Dispatch-Generation | FuelCost | 0 | [6 empty] | 0.49363 | 0
LCP_Inputs_ON_Diverse_Howarth_2023_05_05 | 2038 | Wind Onshore | Generation | Electricity | PJ | Dispatch-Generation | VOM | 0 | [6 empty] | 0.49363 | 0
LCP_Inputs_ON_Diverse_Howarth_2023_05_05 | 2038 | Wind Onshore | Generation | Electricity | QC | Dispatch-Generation | EmissionsCost | 0 | [6 empty] | 0.49363 | 0
LCP_Inputs_ON_Diverse_Howarth_2023_05_05 | 2038 | Wind Onshore | Generation | Electricity | QC | Dispatch-Generation | FuelCost | 0 | [6 empty] | 0.49363 | 0
LCP_Inputs_ON_Diverse_Howarth_2023_05_05 | 2038 | Wind Onshore | Generation | Electricity | QC | Dispatch-Generation | VOM | 0 | [6 empty] | 0.49363 | 0
LCP_Inputs_ON_Diverse_Howarth_2023_05_05 | 2038 | Wind Onshore | Generation | Electricity | WC | Dispatch-Generation | EmissionsCost | 0 | [6 empty] | 0.49363 | 0
LCP_Inputs_ON_Diverse_Howarth_2023_05_05 | 2038 | Wind Onshore | Generation | Electricity | WC | Dispatch-Generation | FuelCost | 0 | [6 empty] | 0.49363 | 0
LCP_Inputs_ON_Diverse_Howarth_2023_05_05 | 2038 | Wind Onshore | Generation | Electricity | WC | Dispatch-Generation | VOM | 0 | [6 empty] | 0.49363 | 0
LCP_Inputs_ON_Diverse_Howarth_2023_05_05 | 2039 | Anaerobic Digestion | Generation | Methane | MI | Dispatch-Generation | EmissionsCost | 0 | [6 empty] | 0.47464 | 0
LCP_Inputs_ON_Diverse_Howarth_2023_05_05 | 2039 | Anaerobic Digestion | Generation | Methane | MI | Dispatch-Generation | FuelCost | 0 | [6 empty] | 0.47464 | 0
LCP_Inputs_ON_Diverse_Howarth_2023_05_05 | 2039 | Anaerobic Digestion | Generation | Methane | MI | Dispatch-Generation | VOM | 0 | [6 empty] | 0.47464 | 0
LCP_Inputs_ON_Diverse_Howarth_2023_05_05 | 2039 | Anaerobic Digestion | Generation | Methane | NY | Dispatch-Generation | EmissionsCost | 0 | [6 empty] | 0.47464 | 0
LCP_Inputs_ON_Diverse_Howarth_2023_05_05 | 2039 | Anaerobic Digestion | Generation | Methane | NY | Dispatch-Generation | FuelCost | 0 | [6 empty] | 0.47464 | 0
LCP_Inputs_ON_Diverse_Howarth_2023_05_05 | 2039 | Anaerobic Digestion | Generation | Methane | NY | Dispatch-Generation | VOM | 0 | [6 empty] | 0.47464 | 0
LCP_Inputs_ON_Diverse_Howarth_2023_05_05 | 2039 | Anaerobic Digestion | Generation | Methane | ON | Dispatch-Generation | EmissionsCost | 1840449.9197 | [6 empty] | 0.47464 | 873555.6112
LCP_Inputs_ON_Diverse_Howarth_2023_05_05 | 2039 | Anaerobic Digestion | Generation | Methane | ON | Dispatch-Generation | FuelCost | 0 | [6 empty] | 0.47464 | 0
LCP_Inputs_ON_Diverse_Howarth_2023_05_05 | 2039 | Anaerobic Digestion | Generation | Methane | ON | Dispatch-Generation | VOM | 862230000 | [6 empty] | 0.47464 | 409250937.2881
LCP_Inputs_ON_Diverse_Howarth_2023_05_05 | 2039 | Anaerobic Digestion | Generation | Methane | PJ | Dispatch-Generation | EmissionsCost | 0 | [6 empty] | 0.47464 | 0
LCP_Inputs_ON_Diverse_Howarth_2023_05_05 | 2039 | Anaerobic Digestion | Generation | Methane | PJ | Dispatch-Generation | FuelCost | 0 | [6 empty] | 0.47464 | 0
LCP_Inputs_ON_Diverse_Howarth_2023_05_05 | 2039 | Anaerobic Digestion | Generation | Methane | PJ | Dispatch-Generation | VOM | 0 | [6 empty] | 0.47464 | 0
LCP_Inputs_ON_Diverse_Howarth_2023_05_05 | 2039 | Anaerobic Digestion | Generation | Methane | QC | Dispatch-Generation | EmissionsCost | 0 | [6 empty] | 0.47464 | 0
LCP_Inputs_ON_Diverse_Howarth_2023_05_05 | 2039 | Anaerobic Digestion | Generation | Methane | QC | Dispatch-Generation | FuelCost | 0 | [6 empty] | 0.47464 | 0
LCP_Inputs_ON_Diverse_Howarth_2023_05_05 | 2039 | Anaerobic Digestion | Generation | Methane | QC | Dispatch-Generation | VOM | 0 | [6 empty] | 0.47464 | 0
LCP_Inputs_ON_Diverse_Howarth_2023_05_05 | 2039 | Anaerobic Digestion | Generation | Methane | WC | Dispatch-Generation | EmissionsCost | 0 | [6 empty] | 0.47464 | 0
LCP_Inputs_ON_Diverse_Howarth_2023_05_05 | 2039 | Anaerobic Digestion | Generation | Methane | WC | Dispatch-Generation | FuelCost | 0 | [6 empty] | 0.47464 | 0
LCP_Inputs_ON_Diverse_Howarth_2023_05_05 | 2039 | Anaerobic Digestion | Generation | Methane | WC | Dispatch-Generation | VOM | 0 | [6 empty] | 0.47464 | 0
LCP_Inputs_ON_Diverse_Howarth_2023_05_05 | 2039 | Battery Storage | Storage | Electricity | MI | Dispatch-Storage | EmissionsCost | 0 | [6 empty] | 0.47464 | 0
LCP_Inputs_ON_Diverse_Howarth_2023_05_05 | 2039 | Battery Storage | Storage | Electricity | MI | Dispatch-Storage | FuelCost | 0 | [6 empty] | 0.47464 | 0
LCP_Inputs_ON_Diverse_Howarth_2023_05_05 | 2039 | Battery Storage | Storage | Electricity | MI | Dispatch-Storage | VOM | 0 | [6 empty] | 0.47464 | 0
LCP_Inputs_ON_Diverse_Howarth_2023_05_05 | 2039 | Battery Storage | Storage | Electricity | NY | Dispatch-Storage | EmissionsCost | 0 | [6 empty] | 0.47464 | 0
LCP_Inputs_ON_Diverse_Howarth_2023_05_05 | 2039 | Battery Storage | Storage | Electricity | NY | Dispatch-Storage | FuelCost | 0 | [6 empty] | 0.47464 | 0
LCP_Inputs_ON_Diverse_Howarth_2023_05_05 | 2039 | Battery Storage | Storage | Electricity | NY | Dispatch-Storage | VOM | 0 | [6 empty] | 0.47464 | 0
LCP_Inputs_ON_Diverse_Howarth_2023_05_05 | 2039 | Battery Storage | Storage | Electricity | ON | Dispatch-Storage | EmissionsCost | 0 | [6 empty] | 0.47464 | 0
LCP_Inputs_ON_Diverse_Howarth_2023_05_05 | 2039 | Battery Storage | Storage | Electricity | ON | Dispatch-Storage | FuelCost | 0 | [6 empty] | 0.47464 | 0
LCP_Inputs_ON_Diverse_Howarth_2023_05_05 | 2039 | Battery Storage | Storage | Electricity | ON | Dispatch-Storage | VOM | 0 | [6 empty] | 0.47464 | 0
LCP_Inputs_ON_Diverse_Howarth_2023_05_05 | 2039 | Battery Storage | Storage | Electricity | PJ | Dispatch-Storage | EmissionsCost | 0 | [6 empty] | 0.47464 | 0
LCP_Inputs_ON_Diverse_Howarth_2023_05_05 | 2039 | Battery Storage | Storage | Electricity | PJ | Dispatch-Storage | FuelCost | 0 | [6 empty] | 0.47464 | 0
LCP_Inputs_ON_Diverse_Howarth_2023_05_05 | 2039 | Battery Storage | Storage | Electricity | PJ | Dispatch-Storage | VOM | 0 | [6 empty] | 0.47464 | 0
LCP_Inputs_ON_Diverse_Howarth_2023_05_05 | 2039 | Battery Storage | Storage | Electricity | QC | Dispatch-Storage | EmissionsCost | 0 | [6 empty] | 0.47464 | 0
LCP_Inputs_ON_Diverse_Howarth_2023_05_05 | 2039 | Battery Storage | Storage | Electricity | QC | Dispatch-Storage | FuelCost | 0 | [6 empty] | 0.47464 | 0
LCP_Inputs_ON_Diverse_Howarth_2023_05_05 | 2039 | Battery Storage | Storage | Electricity | QC | Dispatch-Storage | VOM | 0 | [6 empty] | 0.47464 | 0
LCP_Inputs_ON_Diverse_Howarth_2023_05_05 | 2039 | Battery Storage | Storage | Electricity | WC | Dispatch-Storage | EmissionsCost | 0 | [6 empty] | 0.47464 | 0
LCP_Inputs_ON_Diverse_Howarth_2023_05_05 | 2039 | Battery Storage | Storage | Electricity | WC | Dispatch-Storage | FuelCost | 0 | [6 empty] | 0.47464 | 0
LCP_Inputs_ON_Diverse_Howarth_2023_05_05 | 2039 | Battery Storage | Storage | Electricity | WC | Dispatch-Storage | VOM | 0 | [6 empty] | 0.47464 | 0
LCP_Inputs_ON_Diverse_Howarth_2023_05_05 | 2039 | Biomass | Generation | Electricity | MI | Dispatch-Generation | EmissionsCost | 0 | [6 empty] | 0.47464 | 0
LCP_Inputs_ON_Diverse_Howarth_2023_05_05 | 2039 | Biomass | Generation | Electricity | MI | Dispatch-Generation | FuelCost | 0 | [6 empty] | 0.47464 | 0
LCP_Inputs_ON_Diverse_Howarth_2023_05_05 | 2039 | Biomass | Generation | Electricity | MI | Dispatch-Generation | VOM | 0 | [6 empty] | 0.47464 | 0
LCP_Inputs_ON_Diverse_Howarth_2023_05_05 | 2039 | Biomass | Generation | Electricity | NY | Dispatch-Generation | EmissionsCost | 0 | [6 empty] | 0.47464 | 0
LCP_Inputs_ON_Diverse_Howarth_2023_05_05 | 2039 | Biomass | Generation | Electricity | NY | Dispatch-Generation | FuelCost | 0 | [6 empty] | 0.47464 | 0
LCP_Inputs_ON_Diverse_Howarth_2023_05_05 | 2039 | Biomass | Generation | Electricity | NY | Dispatch-Generation | VOM | 0 | [6 empty] | 0.47464 | 0
LCP_Inputs_ON_Diverse_Howarth_2023_05_05 | 2039 | Biomass | Generation | Electricity | ON | Dispatch-Generation | EmissionsCost | 0 | [6 empty] | 0.47464 | 0
LCP_Inputs_ON_Diverse_Howarth_2023_05_05 | 2039 | Biomass | Generation | Electricity | ON | Dispatch-Generation | FuelCost | 42009.7444 | [6 empty] | 0.47464 | 19939.6069
LCP_Inputs_ON_Diverse_Howarth_2023_05_05 | 2039 | Biomass | Generation | Electricity | ON | Dispatch-Generation | VOM | 539.1251 | [6 empty] | 0.47464 | 255.8916
LCP_Inputs_ON_Diverse_Howarth_2023_05_05 | 2039 | Biomass | Generation | Electricity | PJ | Dispatch-Generation | EmissionsCost | 0 | [6 empty] | 0.47464 | 0
LCP_Inputs_ON_Diverse_Howarth_2023_05_05 | 2039 | Biomass | Generation | Electricity | PJ | Dispatch-Generation | FuelCost | 0 | [6 empty] | 0.47464 | 0
LCP_Inputs_ON_Diverse_Howarth_2023_05_05 | 2039 | Biomass | Generation | Electricity | PJ | Dispatch-Generation | VOM | 0 | [6 empty] | 0.47464 | 0
LCP_Inputs_ON_Diverse_Howarth_2023_05_05 | 2039 | Biomass | Generation | Electricity | QC | Dispatch-Generation | EmissionsCost | 0 | [6 empty] | 0.47464 | 0
LCP_Inputs_ON_Diverse_Howarth_2023_05_05 | 2039 | Biomass | Generation | Electricity | QC | Dispatch-Generation | FuelCost | 128334.5455 | [6 empty] | 0.47464 | 60913.0197
LCP_Inputs_ON_Diverse_Howarth_2023_05_05 | 2039 | Biomass | Generation | Electricity | QC | Dispatch-Generation | VOM | 1646.96 | [6 empty] | 0.47464 | 781.7171
LCP_Inputs_ON_Diverse_Howarth_2023_05_05 | 2039 | Biomass | Generation | Electricity | WC | Dispatch-Generation | EmissionsCost | 0 | [6 empty] | 0.47464 | 0
LCP_Inputs_ON_Diverse_Howarth_2023_05_05 | 2039 | Biomass | Generation | Electricity | WC | Dispatch-Generation | FuelCost | 0 | [6 empty] | 0.47464 | 0
LCP_Inputs_ON_Diverse_Howarth_2023_05_05 | 2039 | Biomass | Generation | Electricity | WC | Dispatch-Generation | VOM | 0 | [6 empty] | 0.47464 | 0
LCP_Inputs_ON_Diverse_Howarth_2023_05_05 | 2039 | Biomass + CCS | Generation | Electricity | MI | Dispatch-Generation | EmissionsCost | 0 | [6 empty] | 0.47464 | 0
LCP_Inputs_ON_Diverse_Howarth_2023_05_05 | 2039 | Biomass + CCS | Generation | Electricity | MI | Dispatch-Generation | FuelCost | 0 | [6 empty] | 0.47464 | 0
LCP_Inputs_ON_Diverse_Howarth_2023_05_05 | 2039 | Biomass + CCS | Generation | Electricity | MI | Dispatch-Generation | VOM | 0 | [6 empty] | 0.47464 | 0
LCP_Inputs_ON_Diverse_Howarth_2023_05_05 | 2039 | Biomass + CCS | Generation | Electricity | NY | Dispatch-Generation | EmissionsCost | 0 | [6 empty] | 0.47464 | 0
LCP_Inputs_ON_Diverse_Howarth_2023_05_05 | 2039 | Biomass + CCS | Generation | Electricity | NY | Dispatch-Generation | FuelCost | 0 | [6 empty] | 0.47464 | 0
LCP_Inputs_ON_Diverse_Howarth_2023_05_05 | 2039 | Biomass + CCS | Generation | Electricity | NY | Dispatch-Generation | VOM | 0 | [6 empty] | 0.47464 | 0
LCP_Inputs_ON_Diverse_Howarth_2023_05_05 | 2039 | Biomass + CCS | Generation | Electricity | ON | Dispatch-Generation | EmissionsCost | 0 | [6 empty] | 0.47464 | 0
LCP_Inputs_ON_Diverse_Howarth_2023_05_05 | 2039 | Biomass + CCS | Generation | Electricity | ON | Dispatch-Generation | FuelCost | 0 | [6 empty] | 0.47464 | 0
LCP_Inputs_ON_Diverse_Howarth_2023_05_05 | 2039 | Biomass + CCS | Generation | Electricity | ON | Dispatch-Generation | VOM | 0 | [6 empty] | 0.47464 | 0
LCP_Inputs_ON_Diverse_Howarth_2023_05_05 | 2039 | Biomass + CCS | Generation | Electricity | PJ | Dispatch-Generation | EmissionsCost | 0 | [6 empty] | 0.47464 | 0
LCP_Inputs_ON_Diverse_Howarth_2023_05_05 | 2039 | Biomass + CCS | Generation | Electricity | PJ | Dispatch-Generation | FuelCost | 0 | [6 empty] | 0.47464 | 0
LCP_Inputs_ON_Diverse_Howarth_2023_05_05 | 2039 | Biomass + CCS | Generation | Electricity | PJ | Dispatch-Generation | VOM | 0 | [6 empty] | 0.47464 | 0
LCP_Inputs_ON_Diverse_Howarth_2023_05_05 | 2039 | Biomass + CCS | Generation | Electricity | QC | Dispatch-Generation | EmissionsCost | 0 | [6 empty] | 0.47464 | 0
LCP_Inputs_ON_Diverse_Howarth_2023_05_05 | 2039 | Biomass + CCS | Generation | Electricity | QC | Dispatch-Generation | FuelCost | 0 | [6 empty] | 0.47464 | 0
LCP_Inputs_ON_Diverse_Howarth_2023_05_05 | 2039 | Biomass + CCS | Generation | Electricity | QC | Dispatch-Generation | VOM | 0 | [6 empty] | 0.47464 | 0
LCP_Inputs_ON_Diverse_Howarth_2023_05_05 | 2039 | Biomass + CCS | Generation | Electricity | WC | Dispatch-Generation | EmissionsCost | 0 | [6 empty] | 0.47464 | 0
LCP_Inputs_ON_Diverse_Howarth_2023_05_05 | 2039 | Biomass + CCS | Generation | Electricity | WC | Dispatch-Generation | FuelCost | 0 | [6 empty] | 0.47464 | 0
LCP_Inputs_ON_Diverse_Howarth_2023_05_05 | 2039 | Biomass + CCS | Generation | Electricity | WC | Dispatch-Generation | VOM | 0 | [6 empty] | 0.47464 | 0
LCP_Inputs_ON_Diverse_Howarth_2023_05_05 | 2039 | CH4 + CCS | Generation | Methane | MI | Dispatch-Generation | EmissionsCost | 0 | [6 empty] | 0.47464 | 0
LCP_Inputs_ON_Diverse_Howarth_2023_05_05 | 2039 | CH4 + CCS | Generation | Methane | MI | Dispatch-Generation | FuelCost | 0 | [6 empty] | 0.47464 | 0
LCP_Inputs_ON_Diverse_Howarth_2023_05_05 | 2039 | CH4 + CCS | Generation | Methane | MI | Dispatch-Generation | VOM | 0 | [6 empty] | 0.47464 | 0
LCP_Inputs_ON_Diverse_Howarth_2023_05_05 | 2039 | CH4 + CCS | Generation | Methane | NY | Dispatch-Generation | EmissionsCost | 0 | [6 empty] | 0.47464 | 0
LCP_Inputs_ON_Diverse_Howarth_2023_05_05 | 2039 | CH4 + CCS | Generation | Methane | NY | Dispatch-Generation | FuelCost | 0 | [6 empty] | 0.47464 | 0
LCP_Inputs_ON_Diverse_Howarth_2023_05_05 | 2039 | CH4 + CCS | Generation | Methane | NY | Dispatch-Generation | VOM | 0 | [6 empty] | 0.47464 | 0
LCP_Inputs_ON_Diverse_Howarth_2023_05_05 | 2039 | CH4 + CCS | Generation | Methane | ON | Dispatch-Generation | EmissionsCost | 36250644.3017 | [6 empty] | 0.47464 | 17206093.6847
LCP_Inputs_ON_Diverse_Howarth_2023_05_05 | 2039 | CH4 + CCS | Generation | Methane | ON | Dispatch-Generation | FuelCost | 171398728.1399 | [6 empty] | 0.47464 | 81353107.8033
LCP_Inputs_ON_Diverse_Howarth_2023_05_05 | 2039 | CH4 + CCS | Generation | Methane | ON | Dispatch-Generation | VOM | 19178821.6667 | [6 empty] | 0.47464 | 9103082.4063
LCP_Inputs_ON_Diverse_Howarth_2023_05_05 | 2039 | CH4 + CCS | Generation | Methane | PJ | Dispatch-Generation | EmissionsCost | 0 | [6 empty] | 0.47464 | 0
LCP_Inputs_ON_Diverse_Howarth_2023_05_05 | 2039 | CH4 + CCS | Generation | Methane | PJ | Dispatch-Generation | FuelCost | 0 | [6 empty] | 0.47464 | 0
LCP_Inputs_ON_Diverse_Howarth_2023_05_05 | 2039 | CH4 + CCS | Generation | Methane | PJ | Dispatch-Generation | VOM | 0 | [6 empty] | 0.47464 | 0
LCP_Inputs_ON_Diverse_Howarth_2023_05_05 | 2039 | CH4 + CCS | Generation | Methane | QC | Dispatch-Generation | EmissionsCost | 0 | [6 empty] | 0.47464 | 0
LCP_Inputs_ON_Diverse_Howarth_2023_05_05 | 2039 | CH4 + CCS | Generation | Methane | QC | Dispatch-Generation | FuelCost | 0 | [6 empty] | 0.47464 | 0
LCP_Inputs_ON_Diverse_Howarth_2023_05_05 | 2039 | CH4 + CCS | Generation | Methane | QC | Dispatch-Generation | VOM | 0 | [6 empty] | 0.47464 | 0
LCP_Inputs_ON_Diverse_Howarth_2023_05_05 | 2039 | CH4 + CCS | Generation | Methane | WC | Dispatch-Generation | EmissionsCost | 0 | [6 empty] | 0.47464 | 0
LCP_Inputs_ON_Diverse_Howarth_2023_05_05 | 2039 | CH4 + CCS | Generation | Methane | WC | Dispatch-Generation | FuelCost | 0 | [6 empty] | 0.47464 | 0
LCP_Inputs_ON_Diverse_Howarth_2023_05_05 | 2039 | CH4 + CCS | Generation | Methane | WC | Dispatch-Generation | VOM | 0 | [6 empty] | 0.47464 | 0
LCP_Inputs_ON_Diverse_Howarth_2023_05_05 | 2039 | CH4 Import - NY 2020 | Import | Methane | MI | Dispatch-Import | EmissionsCost | 0 | [6 empty] | 0.47464 | 0
LCP_Inputs_ON_Diverse_Howarth_2023_05_05 | 2039 | CH4 Import - NY 2020 | Import | Methane | MI | Dispatch-Import | FuelCost | 0 | [6 empty] | 0.47464 | 0
LCP_Inputs_ON_Diverse_Howarth_2023_05_05 | 2039 | CH4 Import - NY 2020 | Import | Methane | MI | Dispatch-Import | VOM | 0 | [6 empty] | 0.47464 | 0
LCP_Inputs_ON_Diverse_Howarth_2023_05_05 | 2039 | CH4 Import - NY 2020 | Import | Methane | NY | Dispatch-Import | EmissionsCost | 0 | [6 empty] | 0.47464 | 0
LCP_Inputs_ON_Diverse_Howarth_2023_05_05 | 2039 | CH4 Import - NY 2020 | Import | Methane | NY | Dispatch-Import | FuelCost | 0 | [6 empty] | 0.47464 | 0
LCP_Inputs_ON_Diverse_Howarth_2023_05_05 | 2039 | CH4 Import - NY 2020 | Import | Methane | NY | Dispatch-Import | VOM | 0 | [6 empty] | 0.47464 | 0
LCP_Inputs_ON_Diverse_Howarth_2023_05_05 | 2039 | CH4 Import - NY 2020 | Import | Methane | ON | Dispatch-Import | EmissionsCost | 0 | [6 empty] | 0.47464 | 0
LCP_Inputs_ON_Diverse_Howarth_2023_05_05 | 2039 | CH4 Import - NY 2020 | Import | Methane | ON | Dispatch-Import | FuelCost | 0 | [6 empty] | 0.47464 | 0
LCP_Inputs_ON_Diverse_Howarth_2023_05_05 | 2039 | CH4 Import - NY 2020 | Import | Methane | ON | Dispatch-Import | VOM | 0 | [6 empty] | 0.47464 | 0
LCP_Inputs_ON_Diverse_Howarth_2023_05_05 | 2039 | CH4 Import - NY 2020 | Import | Methane | PJ | Dispatch-Import | EmissionsCost | 0 | [6 empty] | 0.47464 | 0
LCP_Inputs_ON_Diverse_Howarth_2023_05_05 | 2039 | CH4 Import - NY 2020 | Import | Methane | PJ | Dispatch-Import | FuelCost | 0 | [6 empty] | 0.47464 | 0
LCP_Inputs_ON_Diverse_Howarth_2023_05_05 | 2039 | CH4 Import - NY 2020 | Import | Methane | PJ | Dispatch-Import | VOM | 0 | [6 empty] | 0.47464 | 0
LCP_Inputs_ON_Diverse_Howarth_2023_05_05 | 2039 | CH4 Import - NY 2020 | Import | Methane | QC | Dispatch-Import | EmissionsCost | 0 | [6 empty] | 0.47464 | 0
LCP_Inputs_ON_Diverse_Howarth_2023_05_05 | 2039 | CH4 Import - NY 2020 | Import | Methane | QC | Dispatch-Import | FuelCost | 0 | [6 empty] | 0.47464 | 0
LCP_Inputs_ON_Diverse_Howarth_2023_05_05 | 2039 | CH4 Import - NY 2020 | Import | Methane | QC | Dispatch-Import | VOM | 0 | [6 empty] | 0.47464 | 0
LCP_Inputs_ON_Diverse_Howarth_2023_05_05 | 2039 | CH4 Import - NY 2020 | Import | Methane | WC | Dispatch-Import | EmissionsCost | 0 | [6 empty] | 0.47464 | 0
LCP_Inputs_ON_Diverse_Howarth_2023_05_05 | 2039 | CH4 Import - NY 2020 | Import | Methane | WC | Dispatch-Import | FuelCost | 0 | [6 empty] | 0.47464 | 0
LCP_Inputs_ON_Diverse_Howarth_2023_05_05 | 2039 | CH4 Import - NY 2020 | Import | Methane | WC | Dispatch-Import | VOM | 0 | [6 empty] | 0.47464 | 0
LCP_Inputs_ON_Diverse_Howarth_2023_05_05 | 2039 | CH4 Import - NY 2030 | Import | Methane | MI | Dispatch-Import | EmissionsCost | 0 | [6 empty] | 0.47464 | 0
LCP_Inputs_ON_Diverse_Howarth_2023_05_05 | 2039 | CH4 Import - NY 2030 | Import | Methane | MI | Dispatch-Import | FuelCost | 0 | [6 empty] | 0.47464 | 0
LCP_Inputs_ON_Diverse_Howarth_2023_05_05 | 2039 | CH4 Import - NY 2030 | Import | Methane | MI | Dispatch-Import | VOM | 0 | [6 empty] | 0.47464 | 0
LCP_Inputs_ON_Diverse_Howarth_2023_05_05 | 2039 | CH4 Import - NY 2030 | Import | Methane | NY | Dispatch-Import | EmissionsCost | 1400246087.116 | [6 empty] | 0.47464 | 664616197.0543
LCP_Inputs_ON_Diverse_Howarth_2023_05_05 | 2039 | CH4 Import - NY 2030 | Import | Methane | NY | Dispatch-Import | FuelCost | 644356120.8267 | [6 empty] | 0.47464 | 305838751.1402
LCP_Inputs_ON_Diverse_Howarth_2023_05_05 | 2039 | CH4 Import - NY 2030 | Import | Methane | NY | Dispatch-Import | VOM | 0 | [6 empty] | 0.47464 | 0
LCP_Inputs_ON_Diverse_Howarth_2023_05_05 | 2039 | CH4 Import - NY 2030 | Import | Methane | ON | Dispatch-Import | EmissionsCost | 0 | [6 empty] | 0.47464 | 0
LCP_Inputs_ON_Diverse_Howarth_2023_05_05 | 2039 | CH4 Import - NY 2030 | Import | Methane | ON | Dispatch-Import | FuelCost | 0 | [6 empty] | 0.47464 | 0
LCP_Inputs_ON_Diverse_Howarth_2023_05_05 | 2039 | CH4 Import - NY 2030 | Import | Methane | ON | Dispatch-Import | VOM | 0 | [6 empty] | 0.47464 | 0
LCP_Inputs_ON_Diverse_Howarth_2023_05_05 | 2039 | CH4 Import - NY 2030 | Import | Methane | PJ | Dispatch-Import | EmissionsCost | 0 | [6 empty] | 0.47464 | 0
LCP_Inputs_ON_Diverse_Howarth_2023_05_05 | 2039 | CH4 Import - NY 2030 | Import | Methane | PJ | Dispatch-Import | FuelCost | 0 | [6 empty] | 0.47464 | 0
LCP_Inputs_ON_Diverse_Howarth_2023_05_05 | 2039 | CH4 Import - NY 2030 | Import | Methane | PJ | Dispatch-Import | VOM | 0 | [6 empty] | 0.47464 | 0
LCP_Inputs_ON_Diverse_Howarth_2023_05_05 | 2039 | CH4 Import - NY 2030 | Import | Methane | QC | Dispatch-Import | EmissionsCost | 0 | [6 empty] | 0.47464 | 0
LCP_Inputs_ON_Diverse_Howarth_2023_05_05 | 2039 | CH4 Import - NY 2030 | Import | Methane | QC | Dispatch-Import | FuelCost | 0 | [6 empty] | 0.47464 | 0
LCP_Inputs_ON_Diverse_Howarth_2023_05_05 | 2039 | CH4 Import - NY 2030 | Import | Methane | QC | Dispatch-Import | VOM | 0 | [6 empty] | 0.47464 | 0
LCP_Inputs_ON_Diverse_Howarth_2023_05_05 | 2039 | CH4 Import - NY 2030 | Import | Methane | WC | Dispatch-Import | EmissionsCost | 0 | [6 empty] | 0.47464 | 0
LCP_Inputs_ON_Diverse_Howarth_2023_05_05 | 2039 | CH4 Import - NY 2030 | Import | Methane | WC | Dispatch-Import | FuelCost | 0 | [6 empty] | 0.47464 | 0
LCP_Inputs_ON_Diverse_Howarth_2023_05_05 | 2039 | CH4 Import - NY 2030 | Import | Methane | WC | Dispatch-Import | VOM | 0 | [6 empty] | 0.47464 | 0
LCP_Inputs_ON_Diverse_Howarth_2023_05_05 | 2039 | CH4 Import - NY 2040 | Import | Methane | MI | Dispatch-Import | EmissionsCost | 0 | [6 empty] | 0.47464 | 0
LCP_Inputs_ON_Diverse_Howarth_2023_05_05 | 2039 | CH4 Import - NY 2040 | Import | Methane | MI | Dispatch-Import | FuelCost | 0 | [6 empty] | 0.47464 | 0
LCP_Inputs_ON_Diverse_Howarth_2023_05_05 | 2039 | CH4 Import - NY 2040 | Import | Methane | MI | Dispatch-Import | VOM | 0 | [6 empty] | 0.47464 | 0
LCP_Inputs_ON_Diverse_Howarth_2023_05_05 | 2039 | CH4 Import - NY 2040 | Import | Methane | NY | Dispatch-Import | EmissionsCost | 0 | [6 empty] | 0.47464 | 0
LCP_Inputs_ON_Diverse_Howarth_2023_05_05 | 2039 | CH4 Import - NY 2040 | Import | Methane | NY | Dispatch-Import | FuelCost | 0 | [6 empty] | 0.47464 | 0
LCP_Inputs_ON_Diverse_Howarth_2023_05_05 | 2039 | CH4 Import - NY 2040 | Import | Methane | NY | Dispatch-Import | VOM | 0 | [6 empty] | 0.47464 | 0
LCP_Inputs_ON_Diverse_Howarth_2023_05_05 | 2039 | CH4 Import - NY 2040 | Import | Methane | ON | Dispatch-Import | EmissionsCost | 0 | [6 empty] | 0.47464 | 0
LCP_Inputs_ON_Diverse_Howarth_2023_05_05 | 2039 | CH4 Import - NY 2040 | Import | Methane | ON | Dispatch-Import | FuelCost | 0 | [6 empty] | 0.47464 | 0
LCP_Inputs_ON_Diverse_Howarth_2023_05_05 | 2039 | CH4 Import - NY 2040 | Import | Methane | ON | Dispatch-Import | VOM | 0 | [6 empty] | 0.47464 | 0
LCP_Inputs_ON_Diverse_Howarth_2023_05_05 | 2039 | CH4 Import - NY 2040 | Import | Methane | PJ | Dispatch-Import | EmissionsCost | 0 | [6 empty] | 0.47464 | 0
LCP_Inputs_ON_Diverse_Howarth_2023_05_05 | 2039 | CH4 Import - NY 2040 | Import | Methane | PJ | Dispatch-Import | FuelCost | 0 | [6 empty] | 0.47464 | 0
LCP_Inputs_ON_Diverse_Howarth_2023_05_05 | 2039 | CH4 Import - NY 2040 | Import | Methane | PJ | Dispatch-Import | VOM | 0 | [6 empty] | 0.47464 | 0
LCP_Inputs_ON_Diverse_Howarth_2023_05_05 | 2039 | CH4 Import - NY 2040 | Import | Methane | QC | Dispatch-Import | EmissionsCost | 0 | [6 empty] | 0.47464 | 0
LCP_Inputs_ON_Diverse_Howarth_2023_05_05 | 2039 | CH4 Import - NY 2040 | Import | Methane | QC | Dispatch-Import | FuelCost | 0 | [6 empty] | 0.47464 | 0
LCP_Inputs_ON_Diverse_Howarth_2023_05_05 | 2039 | CH4 Import - NY 2040 | Import | Methane | QC | Dispatch-Import | VOM | 0 | [6 empty] | 0.47464 | 0
LCP_Inputs_ON_Diverse_Howarth_2023_05_05 | 2039 | CH4 Import - NY 2040 | Import | Methane | WC | Dispatch-Import | EmissionsCost | 0 | [6 empty] | 0.47464 | 0
LCP_Inputs_ON_Diverse_Howarth_2023_05_05 | 2039 | CH4 Import - NY 2040 | Import | Methane | WC | Dispatch-Import | FuelCost | 0 | [6 empty] | 0.47464 | 0
LCP_Inputs_ON_Diverse_Howarth_2023_05_05 | 2039 | CH4 Import - NY 2040 | Import | Methane | WC | Dispatch-Import | VOM | 0 | [6 empty] | 0.47464 | 0
LCP_Inputs_ON_Diverse_Howarth_2023_05_05 | 2039 | CH4 Import - NY 2050 | Import | Methane | MI | Dispatch-Import | EmissionsCost | 0 | [6 empty] | 0.47464 | 0
LCP_Inputs_ON_Diverse_Howarth_2023_05_05 | 2039 | CH4 Import - NY 2050 | Import | Methane | MI | Dispatch-Import | FuelCost | 0 | [6 empty] | 0.47464 | 0
LCP_Inputs_ON_Diverse_Howarth_2023_05_05 | 2039 | CH4 Import - NY 2050 | Import | Methane | MI | Dispatch-Import | VOM | 0 | [6 empty] | 0.47464 | 0
LCP_Inputs_ON_Diverse_Howarth_2023_05_05 | 2039 | CH4 Import - NY 2050 | Import | Methane | NY | Dispatch-Import | EmissionsCost | 0 | [6 empty] | 0.47464 | 0
LCP_Inputs_ON_Diverse_Howarth_2023_05_05 | 2039 | CH4 Import - NY 2050 | Import | Methane | NY | Dispatch-Import | FuelCost | 0 | [6 empty] | 0.47464 | 0
LCP_Inputs_ON_Diverse_Howarth_2023_05_05 | 2039 | CH4 Import - NY 2050 | Import | Methane | NY | Dispatch-Import | VOM | 0 | [6 empty] | 0.47464 | 0
LCP_Inputs_ON_Diverse_Howarth_2023_05_05 | 2039 | CH4 Import - NY 2050 | Import | Methane | ON | Dispatch-Import | EmissionsCost | 0 | [6 empty] | 0.47464 | 0
LCP_Inputs_ON_Diverse_Howarth_2023_05_05 | 2039 | CH4 Import - NY 2050 | Import | Methane | ON | Dispatch-Import | FuelCost | 0 | [6 empty] | 0.47464 | 0
LCP_Inputs_ON_Diverse_Howarth_2023_05_05 | 2039 | CH4 Import - NY 2050 | Import | Methane | ON | Dispatch-Import | VOM | 0 | [6 empty] | 0.47464 | 0
LCP_Inputs_ON_Diverse_Howarth_2023_05_05 | 2039 | CH4 Import - NY 2050 | Import | Methane | PJ | Dispatch-Import | EmissionsCost | 0 | [6 empty] | 0.47464 | 0
LCP_Inputs_ON_Diverse_Howarth_2023_05_05 | 2039 | CH4 Import - NY 2050 | Import | Methane | PJ | Dispatch-Import | FuelCost | 0 | [6 empty] | 0.47464 | 0
LCP_Inputs_ON_Diverse_Howarth_2023_05_05 | 2039 | CH4 Import - NY 2050 | Import | Methane | PJ | Dispatch-Import | VOM | 0 | [6 empty] | 0.47464 | 0
LCP_Inputs_ON_Diverse_Howarth_2023_05_05 | 2039 | CH4 Import - NY 2050 | Import | Methane | QC | Dispatch-Import | EmissionsCost | 0 | [6 empty] | 0.47464 | 0
LCP_Inputs_ON_Diverse_Howarth_2023_05_05 | 2039 | CH4 Import - NY 2050 | Import | Methane | QC | Dispatch-Import | FuelCost | 0 | [6 empty] | 0.47464 | 0
LCP_Inputs_ON_Diverse_Howarth_2023_05_05 | 2039 | CH4 Import - NY 2050 | Import | Methane | QC | Dispatch-Import | VOM | 0 | [6 empty] | 0.47464 | 0
LCP_Inputs_ON_Diverse_Howarth_2023_05_05 | 2039 | CH4 Import - NY 2050 | Import | Methane | WC | Dispatch-Import | EmissionsCost | 0 | [6 empty] | 0.47464 | 0
LCP_Inputs_ON_Diverse_Howarth_2023_05_05 | 2039 | CH4 Import - NY 2050 | Import | Methane | WC | Dispatch-Import | FuelCost | 0 | [6 empty] | 0.47464 | 0
LCP_Inputs_ON_Diverse_Howarth_2023_05_05 | 2039 | CH4 Import - NY 2050 | Import | Methane | WC | Dispatch-Import | VOM | 0 | [6 empty] | 0.47464 | 0
LCP_Inputs_ON_Diverse_Howarth_2023_05_05 | 2039 | CH4 Import - WC 2020 | Import | Methane | MI | Dispatch-Import | EmissionsCost | 0 | [6 empty] | 0.47464 | 0
LCP_Inputs_ON_Diverse_Howarth_2023_05_05 | 2039 | CH4 Import - WC 2020 | Import | Methane | MI | Dispatch-Import | FuelCost | 0 | [6 empty] | 0.47464 | 0
LCP_Inputs_ON_Diverse_Howarth_2023_05_05 | 2039 | CH4 Import - WC 2020 | Import | Methane | MI | Dispatch-Import | VOM | 0 | [6 empty] | 0.47464 | 0
LCP_Inputs_ON_Diverse_Howarth_2023_05_05 | 2039 | CH4 Import - WC 2020 | Import | Methane | NY | Dispatch-Import | EmissionsCost | 0 | [6 empty] | 0.47464 | 0
LCP_Inputs_ON_Diverse_Howarth_2023_05_05 | 2039 | CH4 Import - WC 2020 | Import | Methane | NY | Dispatch-Import | FuelCost | 0 | [6 empty] | 0.47464 | 0
LCP_Inputs_ON_Diverse_Howarth_2023_05_05 | 2039 | CH4 Import - WC 2020 | Import | Methane | NY | Dispatch-Import | VOM | 0 | [6 empty] | 0.47464 | 0
LCP_Inputs_ON_Diverse_Howarth_2023_05_05 | 2039 | CH4 Import - WC 2020 | Import | Methane | ON | Dispatch-Import | EmissionsCost | 0 | [6 empty] | 0.47464 | 0
LCP_Inputs_ON_Diverse_Howarth_2023_05_05 | 2039 | CH4 Import - WC 2020 | Import | Methane | ON | Dispatch-Import | FuelCost | 0 | [6 empty] | 0.47464 | 0
LCP_Inputs_ON_Diverse_Howarth_2023_05_05 | 2039 | CH4 Import - WC 2020 | Import | Methane | ON | Dispatch-Import | VOM | 0 | [6 empty] | 0.47464 | 0
LCP_Inputs_ON_Diverse_Howarth_2023_05_05 | 2039 | CH4 Import - WC 2020 | Import | Methane | PJ | Dispatch-Import | EmissionsCost | 0 | [6 empty] | 0.47464 | 0
LCP_Inputs_ON_Diverse_Howarth_2023_05_05 | 2039 | CH4 Import - WC 2020 | Import | Methane | PJ | Dispatch-Import | FuelCost | 0 | [6 empty] | 0.47464 | 0
LCP_Inputs_ON_Diverse_Howarth_2023_05_05 | 2039 | CH4 Import - WC 2020 | Import | Methane | PJ | Dispatch-Import | VOM | 0 | [6 empty] | 0.47464 | 0
LCP_Inputs_ON_Diverse_Howarth_2023_05_05 | 2039 | CH4 Import - WC 2020 | Import | Methane | QC | Dispatch-Import | EmissionsCost | 0 | [6 empty] | 0.47464 | 0
LCP_Inputs_ON_Diverse_Howarth_2023_05_05 | 2039 | CH4 Import - WC 2020 | Import | Methane | QC | Dispatch-Import | FuelCost | 0 | [6 empty] | 0.47464 | 0
LCP_Inputs_ON_Diverse_Howarth_2023_05_05 | 2039 | CH4 Import - WC 2020 | Import | Methane | QC | Dispatch-Import | VOM | 0 | [6 empty] | 0.47464 | 0
LCP_Inputs_ON_Diverse_Howarth_2023_05_05 | 2039 | CH4 Import - WC 2020 | Import | Methane | WC | Dispatch-Import | EmissionsCost | 0 | [6 empty] | 0.47464 | 0
LCP_Inputs_ON_Diverse_Howarth_2023_05_05 | 2039 | CH4 Import - WC 2020 | Import | Methane | WC | Dispatch-Import | FuelCost | 0 | [6 empty] | 0.47464 | 0
LCP_Inputs_ON_Diverse_Howarth_2023_05_05 | 2039 | CH4 Import - WC 2020 | Import | Methane | WC | Dispatch-Import | VOM | 0 | [6 empty] | 0.47464 | 0
LCP_Inputs_ON_Diverse_Howarth_2023_05_05 | 2039 | CH4 Import - WC 2030 | Import | Methane | MI | Dispatch-Import | EmissionsCost | 0 | [6 empty] | 0.47464 | 0
LCP_Inputs_ON_Diverse_Howarth_2023_05_05 | 2039 | CH4 Import - WC 2030 | Import | Methane | MI | Dispatch-Import | FuelCost | 0 | [6 empty] | 0.47464 | 0
LCP_Inputs_ON_Diverse_Howarth_2023_05_05 | 2039 | CH4 Import - WC 2030 | Import | Methane | MI | Dispatch-Import | VOM | 0 | [6 empty] | 0.47464 | 0
LCP_Inputs_ON_Diverse_Howarth_2023_05_05 | 2039 | CH4 Import - WC 2030 | Import | Methane | NY | Dispatch-Import | EmissionsCost | 0 | [6 empty] | 0.47464 | 0
LCP_Inputs_ON_Diverse_Howarth_2023_05_05 | 2039 | CH4 Import - WC 2030 | Import | Methane | NY | Dispatch-Import | FuelCost | 0 | [6 empty] | 0.47464 | 0
LCP_Inputs_ON_Diverse_Howarth_2023_05_05 | 2039 | CH4 Import - WC 2030 | Import | Methane | NY | Dispatch-Import | VOM | 0 | [6 empty] | 0.47464 | 0
LCP_Inputs_ON_Diverse_Howarth_2023_05_05 | 2039 | CH4 Import - WC 2030 | Import | Methane | ON | Dispatch-Import | EmissionsCost | 0 | [6 empty] | 0.47464 | 0
LCP_Inputs_ON_Diverse_Howarth_2023_05_05 | 2039 | CH4 Import - WC 2030 | Import | Methane | ON | Dispatch-Import | FuelCost | 0 | [6 empty] | 0.47464 | 0
LCP_Inputs_ON_Diverse_Howarth_2023_05_05 | 2039 | CH4 Import - WC 2030 | Import | Methane | ON | Dispatch-Import | VOM | 0 | [6 empty] | 0.47464 | 0
LCP_Inputs_ON_Diverse_Howarth_2023_05_05 | 2039 | CH4 Import - WC 2030 | Import | Methane | PJ | Dispatch-Import | EmissionsCost | 0 | [6 empty] | 0.47464 | 0
LCP_Inputs_ON_Diverse_Howarth_2023_05_05 | 2039 | CH4 Import - WC 2030 | Import | Methane | PJ | Dispatch-Import | FuelCost | 0 | [6 empty] | 0.47464 | 0
LCP_Inputs_ON_Diverse_Howarth_2023_05_05 | 2039 | CH4 Import - WC 2030 | Import | Methane | PJ | Dispatch-Import | VOM | 0 | [6 empty] | 0.47464 | 0
LCP_Inputs_ON_Diverse_Howarth_2023_05_05 | 2039 | CH4 Import - WC 2030 | Import | Methane | QC | Dispatch-Import | EmissionsCost | 0 | [6 empty] | 0.47464 | 0
LCP_Inputs_ON_Diverse_Howarth_2023_05_05 | 2039 | CH4 Import - WC 2030 | Import | Methane | QC | Dispatch-Import | FuelCost | 0 | [6 empty] | 0.47464 | 0
LCP_Inputs_ON_Diverse_Howarth_2023_05_05 | 2039 | CH4 Import - WC 2030 | Import | Methane | QC | Dispatch-Import | VOM | 0 | [6 empty] | 0.47464 | 0
LCP_Inputs_ON_Diverse_Howarth_2023_05_05 | 2039 | CH4 Import - WC 2030 | Import | Methane | WC | Dispatch-Import | EmissionsCost | 5196105971.5741 | [6 empty] | 0.47464 | 2466292333.9652
LCP_Inputs_ON_Diverse_Howarth_2023_05_05 | 2039 | CH4 Import - WC 2030 | Import | Methane | WC | Dispatch-Import | FuelCost | 2391110189.8838 | [6 empty] | 0.47464 | 1134922336.6955
LCP_Inputs_ON_Diverse_Howarth_2023_05_05 | 2039 | CH4 Import - WC 2030 | Import | Methane | WC | Dispatch-Import | VOM | 0 | [6 empty] | 0.47464 | 0
LCP_Inputs_ON_Diverse_Howarth_2023_05_05 | 2039 | CH4 Import - WC 2040 | Import | Methane | MI | Dispatch-Import | EmissionsCost | 0 | [6 empty] | 0.47464 | 0
LCP_Inputs_ON_Diverse_Howarth_2023_05_05 | 2039 | CH4 Import - WC 2040 | Import | Methane | MI | Dispatch-Import | FuelCost | 0 | [6 empty] | 0.47464 | 0
LCP_Inputs_ON_Diverse_Howarth_2023_05_05 | 2039 | CH4 Import - WC 2040 | Import | Methane | MI | Dispatch-Import | VOM | 0 | [6 empty] | 0.47464 | 0
LCP_Inputs_ON_Diverse_Howarth_2023_05_05 | 2039 | CH4 Import - WC 2040 | Import | Methane | NY | Dispatch-Import | EmissionsCost | 0 | [6 empty] | 0.47464 | 0
LCP_Inputs_ON_Diverse_Howarth_2023_05_05 | 2039 | CH4 Import - WC 2040 | Import | Methane | NY | Dispatch-Import | FuelCost | 0 | [6 empty] | 0.47464 | 0
LCP_Inputs_ON_Diverse_Howarth_2023_05_05 | 2039 | CH4 Import - WC 2040 | Import | Methane | NY | Dispatch-Import | VOM | 0 | [6 empty] | 0.47464 | 0
LCP_Inputs_ON_Diverse_Howarth_2023_05_05 | 2039 | CH4 Import - WC 2040 | Import | Methane | ON | Dispatch-Import | EmissionsCost | 0 | [6 empty] | 0.47464 | 0
LCP_Inputs_ON_Diverse_Howarth_2023_05_05 | 2039 | CH4 Import - WC 2040 | Import | Methane | ON | Dispatch-Import | FuelCost | 0 | [6 empty] | 0.47464 | 0
LCP_Inputs_ON_Diverse_Howarth_2023_05_05 | 2039 | CH4 Import - WC 2040 | Import | Methane | ON | Dispatch-Import | VOM | 0 | [6 empty] | 0.47464 | 0
LCP_Inputs_ON_Diverse_Howarth_2023_05_05 | 2039 | CH4 Import - WC 2040 | Import | Methane | PJ | Dispatch-Import | EmissionsCost | 0 | [6 empty] | 0.47464 | 0
LCP_Inputs_ON_Diverse_Howarth_2023_05_05 | 2039 | CH4 Import - WC 2040 | Import | Methane | PJ | Dispatch-Import | FuelCost | 0 | [6 empty] | 0.47464 | 0
LCP_Inputs_ON_Diverse_Howarth_2023_05_05 | 2039 | CH4 Import - WC 2040 | Import | Methane | PJ | Dispatch-Import | VOM | 0 | [6 empty] | 0.47464 | 0
LCP_Inputs_ON_Diverse_Howarth_2023_05_05 | 2039 | CH4 Import - WC 2040 | Import | Methane | QC | Dispatch-Import | EmissionsCost | 0 | [6 empty] | 0.47464 | 0
LCP_Inputs_ON_Diverse_Howarth_2023_05_05 | 2039 | CH4 Import - WC 2040 | Import | Methane | QC | Dispatch-Import | FuelCost | 0 | [6 empty] | 0.47464 | 0
LCP_Inputs_ON_Diverse_Howarth_2023_05_05 | 2039 | CH4 Import - WC 2040 | Import | Methane | QC | Dispatch-Import | VOM | 0 | [6 empty] | 0.47464 | 0
LCP_Inputs_ON_Diverse_Howarth_2023_05_05 | 2039 | CH4 Import - WC 2040 | Import | Methane | WC | Dispatch-Import | EmissionsCost | 0 | [6 empty] | 0.47464 | 0
LCP_Inputs_ON_Diverse_Howarth_2023_05_05 | 2039 | CH4 Import - WC 2040 | Import | Methane | WC | Dispatch-Import | FuelCost | 0 | [6 empty] | 0.47464 | 0
LCP_Inputs_ON_Diverse_Howarth_2023_05_05 | 2039 | CH4 Import - WC 2040 | Import | Methane | WC | Dispatch-Import | VOM | 0 | [6 empty] | 0.47464 | 0
LCP_Inputs_ON_Diverse_Howarth_2023_05_05 | 2039 | CH4 Import - WC 2050 | Import | Methane | MI | Dispatch-Import | EmissionsCost | 0 | [6 empty] | 0.47464 | 0
LCP_Inputs_ON_Diverse_Howarth_2023_05_05 | 2039 | CH4 Import - WC 2050 | Import | Methane | MI | Dispatch-Import | FuelCost | 0 | [6 empty] | 0.47464 | 0
LCP_Inputs_ON_Diverse_Howarth_2023_05_05 | 2039 | CH4 Import - WC 2050 | Import | Methane | MI | Dispatch-Import | VOM | 0 | [6 empty] | 0.47464 | 0
LCP_Inputs_ON_Diverse_Howarth_2023_05_05 | 2039 | CH4 Import - WC 2050 | Import | Methane | NY | Dispatch-Import | EmissionsCost | 0 | [6 empty] | 0.47464 | 0
LCP_Inputs_ON_Diverse_Howarth_2023_05_05 | 2039 | CH4 Import - WC 2050 | Import | Methane | NY | Dispatch-Import | FuelCost | 0 | [6 empty] | 0.47464 | 0
LCP_Inputs_ON_Diverse_Howarth_2023_05_05 | 2039 | CH4 Import - WC 2050 | Import | Methane | NY | Dispatch-Import | VOM | 0 | [6 empty] | 0.47464 | 0
LCP_Inputs_ON_Diverse_Howarth_2023_05_05 | 2039 | CH4 Import - WC 2050 | Import | Methane | ON | Dispatch-Import | EmissionsCost | 0 | [6 empty] | 0.47464 | 0
LCP_Inputs_ON_Diverse_Howarth_2023_05_05 | 2039 | CH4 Import - WC 2050 | Import | Methane | ON | Dispatch-Import | FuelCost | 0 | [6 empty] | 0.47464 | 0
LCP_Inputs_ON_Diverse_Howarth_2023_05_05 | 2039 | CH4 Import - WC 2050 | Import | Methane | ON | Dispatch-Import | VOM | 0 | [6 empty] | 0.47464 | 0
LCP_Inputs_ON_Diverse_Howarth_2023_05_05 | 2039 | CH4 Import - WC 2050 | Import | Methane | PJ | Dispatch-Import | EmissionsCost | 0 | [6 empty] | 0.47464 | 0
LCP_Inputs_ON_Diverse_Howarth_2023_05_05 | 2039 | CH4 Import - WC 2050 | Import | Methane | PJ | Dispatch-Import | FuelCost | 0 | [6 empty] | 0.47464 | 0
LCP_Inputs_ON_Diverse_Howarth_2023_05_05 | 2039 | CH4 Import - WC 2050 | Import | Methane | PJ | Dispatch-Import | VOM | 0 | [6 empty] | 0.47464 | 0
LCP_Inputs_ON_Diverse_Howarth_2023_05_05 | 2039 | CH4 Import - WC 2050 | Import | Methane | QC | Dispatch-Import | EmissionsCost | 0 | [6 empty] | 0.47464 | 0
LCP_Inputs_ON_Diverse_Howarth_2023_05_05 | 2039 | CH4 Import - WC 2050 | Import | Methane | QC | Dispatch-Import | FuelCost | 0 | [6 empty] | 0.47464 | 0
LCP_Inputs_ON_Diverse_Howarth_2023_05_05 | 2039 | CH4 Import - WC 2050 | Import | Methane | QC | Dispatch-Import | VOM | 0 | [6 empty] | 0.47464 | 0
LCP_Inputs_ON_Diverse_Howarth_2023_05_05 | 2039 | CH4 Import - WC 2050 | Import | Methane | WC | Dispatch-Import | EmissionsCost | 0 | [6 empty] | 0.47464 | 0
LCP_Inputs_ON_Diverse_Howarth_2023_05_05 | 2039 | CH4 Import - WC 2050 | Import | Methane | WC | Dispatch-Import | FuelCost | 0 | [6 empty] | 0.47464 | 0
LCP_Inputs_ON_Diverse_Howarth_2023_05_05 | 2039 | CH4 Import - WC 2050 | Import | Methane | WC | Dispatch-Import | VOM | 0 | [6 empty] | 0.47464 | 0
LCP_Inputs_ON_Diverse_Howarth_2023_05_05 | 2039 | CH4 Salt Cavern Storage - ON | Storage | Methane | MI | Dispatch-Storage | EmissionsCost | 0 | [6 empty] | 0.47464 | 0
LCP_Inputs_ON_Diverse_Howarth_2023_05_05 | 2039 | CH4 Salt Cavern Storage - ON | Storage | Methane | MI | Dispatch-Storage | FuelCost | 0 | [6 empty] | 0.47464 | 0
LCP_Inputs_ON_Diverse_Howarth_2023_05_05 | 2039 | CH4 Salt Cavern Storage - ON | Storage | Methane | MI | Dispatch-Storage | VOM | 0 | [6 empty] | 0.47464 | 0
LCP_Inputs_ON_Diverse_Howarth_2023_05_05 | 2039 | CH4 Salt Cavern Storage - ON | Storage | Methane | NY | Dispatch-Storage | EmissionsCost | 0 | [6 empty] | 0.47464 | 0
LCP_Inputs_ON_Diverse_Howarth_2023_05_05 | 2039 | CH4 Salt Cavern Storage - ON | Storage | Methane | NY | Dispatch-Storage | FuelCost | 0 | [6 empty] | 0.47464 | 0
LCP_Inputs_ON_Diverse_Howarth_2023_05_05 | 2039 | CH4 Salt Cavern Storage - ON | Storage | Methane | NY | Dispatch-Storage | VOM | 0 | [6 empty] | 0.47464 | 0
LCP_Inputs_ON_Diverse_Howarth_2023_05_05 | 2039 | CH4 Salt Cavern Storage - ON | Storage | Methane | ON | Dispatch-Storage | EmissionsCost | 0 | [6 empty] | 0.47464 | 0
LCP_Inputs_ON_Diverse_Howarth_2023_05_05 | 2039 | CH4 Salt Cavern Storage - ON | Storage | Methane | ON | Dispatch-Storage | FuelCost | 0 | [6 empty] | 0.47464 | 0
LCP_Inputs_ON_Diverse_Howarth_2023_05_05 | 2039 | CH4 Salt Cavern Storage - ON | Storage | Methane | ON | Dispatch-Storage | VOM | 0 | [6 empty] | 0.47464 | 0
LCP_Inputs_ON_Diverse_Howarth_2023_05_05 | 2039 | CH4 Salt Cavern Storage - ON | Storage | Methane | PJ | Dispatch-Storage | EmissionsCost | 0 | [6 empty] | 0.47464 | 0
LCP_Inputs_ON_Diverse_Howarth_2023_05_05 | 2039 | CH4 Salt Cavern Storage - ON | Storage | Methane | PJ | Dispatch-Storage | FuelCost | 0 | [6 empty] | 0.47464 | 0
LCP_Inputs_ON_Diverse_Howarth_2023_05_05 | 2039 | CH4 Salt Cavern Storage - ON | Storage | Methane | PJ | Dispatch-Storage | VOM | 0 | [6 empty] | 0.47464 | 0
LCP_Inputs_ON_Diverse_Howarth_2023_05_05 | 2039 | CH4 Salt Cavern Storage - ON | Storage | Methane | QC | Dispatch-Storage | EmissionsCost | 0 | [6 empty] | 0.47464 | 0
LCP_Inputs_ON_Diverse_Howarth_2023_05_05 | 2039 | CH4 Salt Cavern Storage - ON | Storage | Methane | QC | Dispatch-Storage | FuelCost | 0 | [6 empty] | 0.47464 | 0
LCP_Inputs_ON_Diverse_Howarth_2023_05_05 | 2039 | CH4 Salt Cavern Storage - ON | Storage | Methane | QC | Dispatch-Storage | VOM | 0 | [6 empty] | 0.47464 | 0
LCP_Inputs_ON_Diverse_Howarth_2023_05_05 | 2039 | CH4 Salt Cavern Storage - ON | Storage | Methane | WC | Dispatch-Storage | EmissionsCost | 0 | [6 empty] | 0.47464 | 0
LCP_Inputs_ON_Diverse_Howarth_2023_05_05 | 2039 | CH4 Salt Cavern Storage - ON | Storage | Methane | WC | Dispatch-Storage | FuelCost | 0 | [6 empty] | 0.47464 | 0
LCP_Inputs_ON_Diverse_Howarth_2023_05_05 | 2039 | CH4 Salt Cavern Storage - ON | Storage | Methane | WC | Dispatch-Storage | VOM | 0 | [6 empty] | 0.47464 | 0
LCP_Inputs_ON_Diverse_Howarth_2023_05_05 | 2039 | Electrolyser 2020/2030 | Crossload | Hydrogen | MI | Dispatch-Crossload | EmissionsCost | 0 | [6 empty] | 0.47464 | 0
LCP_Inputs_ON_Diverse_Howarth_2023_05_05 | 2039 | Electrolyser 2020/2030 | Crossload | Hydrogen | MI | Dispatch-Crossload | FuelCost | 0 | [6 empty] | 0.47464 | 0
LCP_Inputs_ON_Diverse_Howarth_2023_05_05 | 2039 | Electrolyser 2020/2030 | Crossload | Hydrogen | MI | Dispatch-Crossload | VOM | 0 | [6 empty] | 0.47464 | 0
LCP_Inputs_ON_Diverse_Howarth_2023_05_05 | 2039 | Electrolyser 2020/2030 | Crossload | Hydrogen | NY | Dispatch-Crossload | EmissionsCost | 0 | [6 empty] | 0.47464 | 0
LCP_Inputs_ON_Diverse_Howarth_2023_05_05 | 2039 | Electrolyser 2020/2030 | Crossload | Hydrogen | NY | Dispatch-Crossload | FuelCost | 0 | [6 empty] | 0.47464 | 0
LCP_Inputs_ON_Diverse_Howarth_2023_05_05 | 2039 | Electrolyser 2020/2030 | Crossload | Hydrogen | NY | Dispatch-Crossload | VOM | 0 | [6 empty] | 0.47464 | 0
LCP_Inputs_ON_Diverse_Howarth_2023_05_05 | 2039 | Electrolyser 2020/2030 | Crossload | Hydrogen | ON | Dispatch-Crossload | EmissionsCost | 0 | [6 empty] | 0.47464 | 0
LCP_Inputs_ON_Diverse_Howarth_2023_05_05 | 2039 | Electrolyser 2020/2030 | Crossload | Hydrogen | ON | Dispatch-Crossload | FuelCost | 0 | [6 empty] | 0.47464 | 0
LCP_Inputs_ON_Diverse_Howarth_2023_05_05 | 2039 | Electrolyser 2020/2030 | Crossload | Hydrogen | ON | Dispatch-Crossload | VOM | 0 | [6 empty] | 0.47464 | 0
LCP_Inputs_ON_Diverse_Howarth_2023_05_05 | 2039 | Electrolyser 2020/2030 | Crossload | Hydrogen | PJ | Dispatch-Crossload | EmissionsCost | 0 | [6 empty] | 0.47464 | 0
LCP_Inputs_ON_Diverse_Howarth_2023_05_05 | 2039 | Electrolyser 2020/2030 | Crossload | Hydrogen | PJ | Dispatch-Crossload | FuelCost | 0 | [6 empty] | 0.47464 | 0
LCP_Inputs_ON_Diverse_Howarth_2023_05_05 | 2039 | Electrolyser 2020/2030 | Crossload | Hydrogen | PJ | Dispatch-Crossload | VOM | 0 | [6 empty] | 0.47464 | 0
LCP_Inputs_ON_Diverse_Howarth_2023_05_05 | 2039 | Electrolyser 2020/2030 | Crossload | Hydrogen | QC | Dispatch-Crossload | EmissionsCost | 0 | [6 empty] | 0.47464 | 0
LCP_Inputs_ON_Diverse_Howarth_2023_05_05 | 2039 | Electrolyser 2020/2030 | Crossload | Hydrogen | QC | Dispatch-Crossload | FuelCost | 0 | [6 empty] | 0.47464 | 0
LCP_Inputs_ON_Diverse_Howarth_2023_05_05 | 2039 | Electrolyser 2020/2030 | Crossload | Hydrogen | QC | Dispatch-Crossload | VOM | 0 | [6 empty] | 0.47464 | 0
LCP_Inputs_ON_Diverse_Howarth_2023_05_05 | 2039 | Electrolyser 2020/2030 | Crossload | Hydrogen | WC | Dispatch-Crossload | EmissionsCost | 0 | [6 empty] | 0.47464 | 0
LCP_Inputs_ON_Diverse_Howarth_2023_05_05 | 2039 | Electrolyser 2020/2030 | Crossload | Hydrogen | WC | Dispatch-Crossload | FuelCost | 0 | [6 empty] | 0.47464 | 0
LCP_Inputs_ON_Diverse_Howarth_2023_05_05 | 2039 | Electrolyser 2020/2030 | Crossload | Hydrogen | WC | Dispatch-Crossload | VOM | 0 | [6 empty] | 0.47464 | 0
LCP_Inputs_ON_Diverse_Howarth_2023_05_05 | 2039 | Electrolyser 2040 | Crossload | Hydrogen | MI | Dispatch-Crossload | EmissionsCost | 0 | [6 empty] | 0.47464 | 0
LCP_Inputs_ON_Diverse_Howarth_2023_05_05 | 2039 | Electrolyser 2040 | Crossload | Hydrogen | MI | Dispatch-Crossload | FuelCost | 0 | [6 empty] | 0.47464 | 0
LCP_Inputs_ON_Diverse_Howarth_2023_05_05 | 2039 | Electrolyser 2040 | Crossload | Hydrogen | MI | Dispatch-Crossload | VOM | 0 | [6 empty] | 0.47464 | 0
LCP_Inputs_ON_Diverse_Howarth_2023_05_05 | 2039 | Electrolyser 2040 | Crossload | Hydrogen | NY | Dispatch-Crossload | EmissionsCost | 0 | [6 empty] | 0.47464 | 0
LCP_Inputs_ON_Diverse_Howarth_2023_05_05 | 2039 | Electrolyser 2040 | Crossload | Hydrogen | NY | Dispatch-Crossload | FuelCost | 0 | [6 empty] | 0.47464 | 0
LCP_Inputs_ON_Diverse_Howarth_2023_05_05 | 2039 | Electrolyser 2040 | Crossload | Hydrogen | NY | Dispatch-Crossload | VOM | 0 | [6 empty] | 0.47464 | 0
LCP_Inputs_ON_Diverse_Howarth_2023_05_05 | 2039 | Electrolyser 2040 | Crossload | Hydrogen | ON | Dispatch-Crossload | EmissionsCost | 0 | [6 empty] | 0.47464 | 0
LCP_Inputs_ON_Diverse_Howarth_2023_05_05 | 2039 | Electrolyser 2040 | Crossload | Hydrogen | ON | Dispatch-Crossload | FuelCost | 0 | [6 empty] | 0.47464 | 0
LCP_Inputs_ON_Diverse_Howarth_2023_05_05 | 2039 | Electrolyser 2040 | Crossload | Hydrogen | ON | Dispatch-Crossload | VOM | 0 | [6 empty] | 0.47464 | 0
LCP_Inputs_ON_Diverse_Howarth_2023_05_05 | 2039 | Electrolyser 2040 | Crossload | Hydrogen | PJ | Dispatch-Crossload | EmissionsCost | 0 | [6 empty] | 0.47464 | 0
LCP_Inputs_ON_Diverse_Howarth_2023_05_05 | 2039 | Electrolyser 2040 | Crossload | Hydrogen | PJ | Dispatch-Crossload | FuelCost | 0 | [6 empty] | 0.47464 | 0
LCP_Inputs_ON_Diverse_Howarth_2023_05_05 | 2039 | Electrolyser 2040 | Crossload | Hydrogen | PJ | Dispatch-Crossload | VOM | 0 | [6 empty] | 0.47464 | 0
LCP_Inputs_ON_Diverse_Howarth_2023_05_05 | 2039 | Electrolyser 2040 | Crossload | Hydrogen | QC | Dispatch-Crossload | EmissionsCost | 0 | [6 empty] | 0.47464 | 0
LCP_Inputs_ON_Diverse_Howarth_2023_05_05 | 2039 | Electrolyser 2040 | Crossload | Hydrogen | QC | Dispatch-Crossload | FuelCost | 0 | [6 empty] | 0.47464 | 0
LCP_Inputs_ON_Diverse_Howarth_2023_05_05 | 2039 | Electrolyser 2040 | Crossload | Hydrogen | QC | Dispatch-Crossload | VOM | 0 | [6 empty] | 0.47464 | 0
LCP_Inputs_ON_Diverse_Howarth_2023_05_05 | 2039 | Electrolyser 2040 | Crossload | Hydrogen | WC | Dispatch-Crossload | EmissionsCost | 0 | [6 empty] | 0.47464 | 0
LCP_Inputs_ON_Diverse_Howarth_2023_05_05 | 2039 | Electrolyser 2040 | Crossload | Hydrogen | WC | Dispatch-Crossload | FuelCost | 0 | [6 empty] | 0.47464 | 0
LCP_Inputs_ON_Diverse_Howarth_2023_05_05 | 2039 | Electrolyser 2040 | Crossload | Hydrogen | WC | Dispatch-Crossload | VOM | 0 | [6 empty] | 0.47464 | 0
LCP_Inputs_ON_Diverse_Howarth_2023_05_05 | 2039 | Electrolyser 2050 | Crossload | Hydrogen | MI | Dispatch-Crossload | EmissionsCost | 0 | [6 empty] | 0.47464 | 0
LCP_Inputs_ON_Diverse_Howarth_2023_05_05 | 2039 | Electrolyser 2050 | Crossload | Hydrogen | MI | Dispatch-Crossload | FuelCost | 0 | [6 empty] | 0.47464 | 0
LCP_Inputs_ON_Diverse_Howarth_2023_05_05 | 2039 | Electrolyser 2050 | Crossload | Hydrogen | MI | Dispatch-Crossload | VOM | 0 | [6 empty] | 0.47464 | 0
LCP_Inputs_ON_Diverse_Howarth_2023_05_05 | 2039 | Electrolyser 2050 | Crossload | Hydrogen | NY | Dispatch-Crossload | EmissionsCost | 0 | [6 empty] | 0.47464 | 0
LCP_Inputs_ON_Diverse_Howarth_2023_05_05 | 2039 | Electrolyser 2050 | Crossload | Hydrogen | NY | Dispatch-Crossload | FuelCost | 0 | [6 empty] | 0.47464 | 0
LCP_Inputs_ON_Diverse_Howarth_2023_05_05 | 2039 | Electrolyser 2050 | Crossload | Hydrogen | NY | Dispatch-Crossload | VOM | 0 | [6 empty] | 0.47464 | 0
LCP_Inputs_ON_Diverse_Howarth_2023_05_05 | 2039 | Electrolyser 2050 | Crossload | Hydrogen | ON | Dispatch-Crossload | EmissionsCost | 0 | [6 empty] | 0.47464 | 0
LCP_Inputs_ON_Diverse_Howarth_2023_05_05 | 2039 | Electrolyser 2050 | Crossload | Hydrogen | ON | Dispatch-Crossload | FuelCost | 0 | [6 empty] | 0.47464 | 0
LCP_Inputs_ON_Diverse_Howarth_2023_05_05 | 2039 | Electrolyser 2050 | Crossload | Hydrogen | ON | Dispatch-Crossload | VOM | 0 | [6 empty] | 0.47464 | 0
LCP_Inputs_ON_Diverse_Howarth_2023_05_05 | 2039 | Electrolyser 2050 | Crossload | Hydrogen | PJ | Dispatch-Crossload | EmissionsCost | 0 | [6 empty] | 0.47464 | 0
LCP_Inputs_ON_Diverse_Howarth_2023_05_05 | 2039 | Electrolyser 2050 | Crossload | Hydrogen | PJ | Dispatch-Crossload | FuelCost | 0 | [6 empty] | 0.47464 | 0
LCP_Inputs_ON_Diverse_Howarth_2023_05_05 | 2039 | Electrolyser 2050 | Crossload | Hydrogen | PJ | Dispatch-Crossload | VOM | 0 | [6 empty] | 0.47464 | 0
LCP_Inputs_ON_Diverse_Howarth_2023_05_05 | 2039 | Electrolyser 2050 | Crossload | Hydrogen | QC | Dispatch-Crossload | EmissionsCost | 0 | [6 empty] | 0.47464 | 0
LCP_Inputs_ON_Diverse_Howarth_2023_05_05 | 2039 | Electrolyser 2050 | Crossload | Hydrogen | QC | Dispatch-Crossload | FuelCost | 0 | [6 empty] | 0.47464 | 0
LCP_Inputs_ON_Diverse_Howarth_2023_05_05 | 2039 | Electrolyser 2050 | Crossload | Hydrogen | QC | Dispatch-Crossload | VOM | 0 | [6 empty] | 0.47464 | 0
LCP_Inputs_ON_Diverse_Howarth_2023_05_05 | 2039 | Electrolyser 2050 | Crossload | Hydrogen | WC | Dispatch-Crossload | EmissionsCost | 0 | [6 empty] | 0.47464 | 0
LCP_Inputs_ON_Diverse_Howarth_2023_05_05 | 2039 | Electrolyser 2050 | Crossload | Hydrogen | WC | Dispatch-Crossload | FuelCost | 0 | [6 empty] | 0.47464 | 0
LCP_Inputs_ON_Diverse_Howarth_2023_05_05 | 2039 | Electrolyser 2050 | Crossload | Hydrogen | WC | Dispatch-Crossload | VOM | 0 | [6 empty] | 0.47464 | 0
LCP_Inputs_ON_Diverse_Howarth_2023_05_05 | 2039 | Fossil Fuel Thermal (Coal, Peat, Oil) | Generation | Electricity | MI | Dispatch-Generation | EmissionsCost | 0 | [6 empty] | 0.47464 | 0
LCP_Inputs_ON_Diverse_Howarth_2023_05_05 | 2039 | Fossil Fuel Thermal (Coal, Peat, Oil) | Generation | Electricity | MI | Dispatch-Generation | FuelCost | 0 | [6 empty] | 0.47464 | 0
LCP_Inputs_ON_Diverse_Howarth_2023_05_05 | 2039 | Fossil Fuel Thermal (Coal, Peat, Oil) | Generation | Electricity | MI | Dispatch-Generation | VOM | 0 | [6 empty] | 0.47464 | 0
LCP_Inputs_ON_Diverse_Howarth_2023_05_05 | 2039 | Fossil Fuel Thermal (Coal, Peat, Oil) | Generation | Electricity | NY | Dispatch-Generation | EmissionsCost | 0 | [6 empty] | 0.47464 | 0
LCP_Inputs_ON_Diverse_Howarth_2023_05_05 | 2039 | Fossil Fuel Thermal (Coal, Peat, Oil) | Generation | Electricity | NY | Dispatch-Generation | FuelCost | 0 | [6 empty] | 0.47464 | 0
LCP_Inputs_ON_Diverse_Howarth_2023_05_05 | 2039 | Fossil Fuel Thermal (Coal, Peat, Oil) | Generation | Electricity | NY | Dispatch-Generation | VOM | 0 | [6 empty] | 0.47464 | 0
LCP_Inputs_ON_Diverse_Howarth_2023_05_05 | 2039 | Fossil Fuel Thermal (Coal, Peat, Oil) | Generation | Electricity | ON | Dispatch-Generation | EmissionsCost | 0 | [6 empty] | 0.47464 | 0
LCP_Inputs_ON_Diverse_Howarth_2023_05_05 | 2039 | Fossil Fuel Thermal (Coal, Peat, Oil) | Generation | Electricity | ON | Dispatch-Generation | FuelCost | 0 | [6 empty] | 0.47464 | 0
LCP_Inputs_ON_Diverse_Howarth_2023_05_05 | 2039 | Fossil Fuel Thermal (Coal, Peat, Oil) | Generation | Electricity | ON | Dispatch-Generation | VOM | 0 | [6 empty] | 0.47464 | 0
LCP_Inputs_ON_Diverse_Howarth_2023_05_05 | 2039 | Fossil Fuel Thermal (Coal, Peat, Oil) | Generation | Electricity | PJ | Dispatch-Generation | EmissionsCost | 0 | [6 empty] | 0.47464 | 0
LCP_Inputs_ON_Diverse_Howarth_2023_05_05 | 2039 | Fossil Fuel Thermal (Coal, Peat, Oil) | Generation | Electricity | PJ | Dispatch-Generation | FuelCost | 0 | [6 empty] | 0.47464 | 0
LCP_Inputs_ON_Diverse_Howarth_2023_05_05 | 2039 | Fossil Fuel Thermal (Coal, Peat, Oil) | Generation | Electricity | PJ | Dispatch-Generation | VOM | 0 | [6 empty] | 0.47464 | 0
LCP_Inputs_ON_Diverse_Howarth_2023_05_05 | 2039 | Fossil Fuel Thermal (Coal, Peat, Oil) | Generation | Electricity | QC | Dispatch-Generation | EmissionsCost | 0 | [6 empty] | 0.47464 | 0
LCP_Inputs_ON_Diverse_Howarth_2023_05_05 | 2039 | Fossil Fuel Thermal (Coal, Peat, Oil) | Generation | Electricity | QC | Dispatch-Generation | FuelCost | 0 | [6 empty] | 0.47464 | 0
LCP_Inputs_ON_Diverse_Howarth_2023_05_05 | 2039 | Fossil Fuel Thermal (Coal, Peat, Oil) | Generation | Electricity | QC | Dispatch-Generation | VOM | 0 | [6 empty] | 0.47464 | 0
LCP_Inputs_ON_Diverse_Howarth_2023_05_05 | 2039 | Fossil Fuel Thermal (Coal, Peat, Oil) | Generation | Electricity | WC | Dispatch-Generation | EmissionsCost | 0 | [6 empty] | 0.47464 | 0
LCP_Inputs_ON_Diverse_Howarth_2023_05_05 | 2039 | Fossil Fuel Thermal (Coal, Peat, Oil) | Generation | Electricity | WC | Dispatch-Generation | FuelCost | 0 | [6 empty] | 0.47464 | 0
LCP_Inputs_ON_Diverse_Howarth_2023_05_05 | 2039 | Fossil Fuel Thermal (Coal, Peat, Oil) | Generation | Electricity | WC | Dispatch-Generation | VOM | 0 | [6 empty] | 0.47464 | 0
LCP_Inputs_ON_Diverse_Howarth_2023_05_05 | 2039 | Generic - Generator | Generation | Electricity | MI | Dispatch-Generation | EmissionsCost | 0 | [6 empty] | 0.47464 | 0
LCP_Inputs_ON_Diverse_Howarth_2023_05_05 | 2039 | Generic - Generator | Generation | Electricity | MI | Dispatch-Generation | FuelCost | 1839075380.8143 | [6 empty] | 0.47464 | 872903196.7591
LCP_Inputs_ON_Diverse_Howarth_2023_05_05 | 2039 | Generic - Generator | Generation | Electricity | MI | Dispatch-Generation | VOM | 64222752.8074 | [6 empty] | 0.47464 | 30482843.0716
LCP_Inputs_ON_Diverse_Howarth_2023_05_05 | 2039 | Generic - Generator | Generation | Electricity | NY | Dispatch-Generation | EmissionsCost | 0 | [6 empty] | 0.47464 | 0
LCP_Inputs_ON_Diverse_Howarth_2023_05_05 | 2039 | Generic - Generator | Generation | Electricity | NY | Dispatch-Generation | FuelCost | 809920213.6898 | [6 empty] | 0.47464 | 384422493.5123
LCP_Inputs_ON_Diverse_Howarth_2023_05_05 | 2039 | Generic - Generator | Generation | Electricity | NY | Dispatch-Generation | VOM | 28283400.5719 | [6 empty] | 0.47464 | 13424501.8078
LCP_Inputs_ON_Diverse_Howarth_2023_05_05 | 2039 | Generic - Generator | Generation | Electricity | ON | Dispatch-Generation | EmissionsCost | 0 | [6 empty] | 0.47464 | 0
LCP_Inputs_ON_Diverse_Howarth_2023_05_05 | 2039 | Generic - Generator | Generation | Electricity | ON | Dispatch-Generation | FuelCost | 0 | [6 empty] | 0.47464 | 0
LCP_Inputs_ON_Diverse_Howarth_2023_05_05 | 2039 | Generic - Generator | Generation | Electricity | ON | Dispatch-Generation | VOM | 0 | [6 empty] | 0.47464 | 0
LCP_Inputs_ON_Diverse_Howarth_2023_05_05 | 2039 | Generic - Generator | Generation | Electricity | PJ | Dispatch-Generation | EmissionsCost | 0 | [6 empty] | 0.47464 | 0
LCP_Inputs_ON_Diverse_Howarth_2023_05_05 | 2039 | Generic - Generator | Generation | Electricity | PJ | Dispatch-Generation | FuelCost | 7330430703.3579 | [6 empty] | 0.47464 | 3479333398.3675
LCP_Inputs_ON_Diverse_Howarth_2023_05_05 | 2039 | Generic - Generator | Generation | Electricity | PJ | Dispatch-Generation | VOM | 255987570.6808 | [6 empty] | 0.47464 | 121502561.0744
LCP_Inputs_ON_Diverse_Howarth_2023_05_05 | 2039 | Generic - Generator | Generation | Electricity | QC | Dispatch-Generation | EmissionsCost | 0 | [6 empty] | 0.47464 | 0
LCP_Inputs_ON_Diverse_Howarth_2023_05_05 | 2039 | Generic - Generator | Generation | Electricity | QC | Dispatch-Generation | FuelCost | 0 | [6 empty] | 0.47464 | 0
LCP_Inputs_ON_Diverse_Howarth_2023_05_05 | 2039 | Generic - Generator | Generation | Electricity | QC | Dispatch-Generation | VOM | 0 | [6 empty] | 0.47464 | 0
LCP_Inputs_ON_Diverse_Howarth_2023_05_05 | 2039 | Generic - Generator | Generation | Electricity | WC | Dispatch-Generation | EmissionsCost | 0 | [6 empty] | 0.47464 | 0
LCP_Inputs_ON_Diverse_Howarth_2023_05_05 | 2039 | Generic - Generator | Generation | Electricity | WC | Dispatch-Generation | FuelCost | 1737227.6587 | [6 empty] | 0.47464 | 824561.9471
LCP_Inputs_ON_Diverse_Howarth_2023_05_05 | 2039 | Generic - Generator | Generation | Electricity | WC | Dispatch-Generation | VOM | 60666.1063 | [6 empty] | 0.47464 | 28794.7077
LCP_Inputs_ON_Diverse_Howarth_2023_05_05 | 2039 | H2 Import - QC | Import | Hydrogen | MI | Dispatch-Import | EmissionsCost | 0 | [6 empty] | 0.47464 | 0
LCP_Inputs_ON_Diverse_Howarth_2023_05_05 | 2039 | H2 Import - QC | Import | Hydrogen | MI | Dispatch-Import | FuelCost | 0 | [6 empty] | 0.47464 | 0
LCP_Inputs_ON_Diverse_Howarth_2023_05_05 | 2039 | H2 Import - QC | Import | Hydrogen | MI | Dispatch-Import | VOM | 0 | [6 empty] | 0.47464 | 0
LCP_Inputs_ON_Diverse_Howarth_2023_05_05 | 2039 | H2 Import - QC | Import | Hydrogen | NY | Dispatch-Import | EmissionsCost | 0 | [6 empty] | 0.47464 | 0
LCP_Inputs_ON_Diverse_Howarth_2023_05_05 | 2039 | H2 Import - QC | Import | Hydrogen | NY | Dispatch-Import | FuelCost | 0 | [6 empty] | 0.47464 | 0
LCP_Inputs_ON_Diverse_Howarth_2023_05_05 | 2039 | H2 Import - QC | Import | Hydrogen | NY | Dispatch-Import | VOM | 0 | [6 empty] | 0.47464 | 0
LCP_Inputs_ON_Diverse_Howarth_2023_05_05 | 2039 | H2 Import - QC | Import | Hydrogen | ON | Dispatch-Import | EmissionsCost | 0 | [6 empty] | 0.47464 | 0
LCP_Inputs_ON_Diverse_Howarth_2023_05_05 | 2039 | H2 Import - QC | Import | Hydrogen | ON | Dispatch-Import | FuelCost | 0 | [6 empty] | 0.47464 | 0
LCP_Inputs_ON_Diverse_Howarth_2023_05_05 | 2039 | H2 Import - QC | Import | Hydrogen | ON | Dispatch-Import | VOM | 0 | [6 empty] | 0.47464 | 0
LCP_Inputs_ON_Diverse_Howarth_2023_05_05 | 2039 | H2 Import - QC | Import | Hydrogen | PJ | Dispatch-Import | EmissionsCost | 0 | [6 empty] | 0.47464 | 0
LCP_Inputs_ON_Diverse_Howarth_2023_05_05 | 2039 | H2 Import - QC | Import | Hydrogen | PJ | Dispatch-Import | FuelCost | 0 | [6 empty] | 0.47464 | 0
LCP_Inputs_ON_Diverse_Howarth_2023_05_05 | 2039 | H2 Import - QC | Import | Hydrogen | PJ | Dispatch-Import | VOM | 0 | [6 empty] | 0.47464 | 0
LCP_Inputs_ON_Diverse_Howarth_2023_05_05 | 2039 | H2 Import - QC | Import | Hydrogen | QC | Dispatch-Import | EmissionsCost | 0 | [6 empty] | 0.47464 | 0
LCP_Inputs_ON_Diverse_Howarth_2023_05_05 | 2039 | H2 Import - QC | Import | Hydrogen | QC | Dispatch-Import | FuelCost | 0 | [6 empty] | 0.47464 | 0
LCP_Inputs_ON_Diverse_Howarth_2023_05_05 | 2039 | H2 Import - QC | Import | Hydrogen | QC | Dispatch-Import | VOM | 0 | [6 empty] | 0.47464 | 0
LCP_Inputs_ON_Diverse_Howarth_2023_05_05 | 2039 | H2 Import - QC | Import | Hydrogen | WC | Dispatch-Import | EmissionsCost | 0 | [6 empty] | 0.47464 | 0
LCP_Inputs_ON_Diverse_Howarth_2023_05_05 | 2039 | H2 Import - QC | Import | Hydrogen | WC | Dispatch-Import | FuelCost | 0 | [6 empty] | 0.47464 | 0
LCP_Inputs_ON_Diverse_Howarth_2023_05_05 | 2039 | H2 Import - QC | Import | Hydrogen | WC | Dispatch-Import | VOM | 0 | [6 empty] | 0.47464 | 0
LCP_Inputs_ON_Diverse_Howarth_2023_05_05 | 2039 | H2 Import - WC | Import | Hydrogen | MI | Dispatch-Import | EmissionsCost | 0 | [6 empty] | 0.47464 | 0
LCP_Inputs_ON_Diverse_Howarth_2023_05_05 | 2039 | H2 Import - WC | Import | Hydrogen | MI | Dispatch-Import | FuelCost | 0 | [6 empty] | 0.47464 | 0
LCP_Inputs_ON_Diverse_Howarth_2023_05_05 | 2039 | H2 Import - WC | Import | Hydrogen | MI | Dispatch-Import | VOM | 0 | [6 empty] | 0.47464 | 0
LCP_Inputs_ON_Diverse_Howarth_2023_05_05 | 2039 | H2 Import - WC | Import | Hydrogen | NY | Dispatch-Import | EmissionsCost | 0 | [6 empty] | 0.47464 | 0
LCP_Inputs_ON_Diverse_Howarth_2023_05_05 | 2039 | H2 Import - WC | Import | Hydrogen | NY | Dispatch-Import | FuelCost | 0 | [6 empty] | 0.47464 | 0
LCP_Inputs_ON_Diverse_Howarth_2023_05_05 | 2039 | H2 Import - WC | Import | Hydrogen | NY | Dispatch-Import | VOM | 0 | [6 empty] | 0.47464 | 0
LCP_Inputs_ON_Diverse_Howarth_2023_05_05 | 2039 | H2 Import - WC | Import | Hydrogen | ON | Dispatch-Import | EmissionsCost | 0 | [6 empty] | 0.47464 | 0
LCP_Inputs_ON_Diverse_Howarth_2023_05_05 | 2039 | H2 Import - WC | Import | Hydrogen | ON | Dispatch-Import | FuelCost | 0 | [6 empty] | 0.47464 | 0
LCP_Inputs_ON_Diverse_Howarth_2023_05_05 | 2039 | H2 Import - WC | Import | Hydrogen | ON | Dispatch-Import | VOM | 0 | [6 empty] | 0.47464 | 0
LCP_Inputs_ON_Diverse_Howarth_2023_05_05 | 2039 | H2 Import - WC | Import | Hydrogen | PJ | Dispatch-Import | EmissionsCost | 0 | [6 empty] | 0.47464 | 0
LCP_Inputs_ON_Diverse_Howarth_2023_05_05 | 2039 | H2 Import - WC | Import | Hydrogen | PJ | Dispatch-Import | FuelCost | 0 | [6 empty] | 0.47464 | 0
LCP_Inputs_ON_Diverse_Howarth_2023_05_05 | 2039 | H2 Import - WC | Import | Hydrogen | PJ | Dispatch-Import | VOM | 0 | [6 empty] | 0.47464 | 0
LCP_Inputs_ON_Diverse_Howarth_2023_05_05 | 2039 | H2 Import - WC | Import | Hydrogen | QC | Dispatch-Import | EmissionsCost | 0 | [6 empty] | 0.47464 | 0
LCP_Inputs_ON_Diverse_Howarth_2023_05_05 | 2039 | H2 Import - WC | Import | Hydrogen | QC | Dispatch-Import | FuelCost | 0 | [6 empty] | 0.47464 | 0
LCP_Inputs_ON_Diverse_Howarth_2023_05_05 | 2039 | H2 Import - WC | Import | Hydrogen | QC | Dispatch-Import | VOM | 0 | [6 empty] | 0.47464 | 0
LCP_Inputs_ON_Diverse_Howarth_2023_05_05 | 2039 | H2 Import - WC | Import | Hydrogen | WC | Dispatch-Import | EmissionsCost | 0 | [6 empty] | 0.47464 | 0
LCP_Inputs_ON_Diverse_Howarth_2023_05_05 | 2039 | H2 Import - WC | Import | Hydrogen | WC | Dispatch-Import | FuelCost | 0 | [6 empty] | 0.47464 | 0
LCP_Inputs_ON_Diverse_Howarth_2023_05_05 | 2039 | H2 Import - WC | Import | Hydrogen | WC | Dispatch-Import | VOM | 0 | [6 empty] | 0.47464 | 0
LCP_Inputs_ON_Diverse_Howarth_2023_05_05 | 2039 | H2 Salt Cavern Storage - ON | Storage | Hydrogen | MI | Dispatch-Storage | EmissionsCost | 0 | [6 empty] | 0.47464 | 0
LCP_Inputs_ON_Diverse_Howarth_2023_05_05 | 2039 | H2 Salt Cavern Storage - ON | Storage | Hydrogen | MI | Dispatch-Storage | FuelCost | 0 | [6 empty] | 0.47464 | 0
LCP_Inputs_ON_Diverse_Howarth_2023_05_05 | 2039 | H2 Salt Cavern Storage - ON | Storage | Hydrogen | MI | Dispatch-Storage | VOM | 0 | [6 empty] | 0.47464 | 0
LCP_Inputs_ON_Diverse_Howarth_2023_05_05 | 2039 | H2 Salt Cavern Storage - ON | Storage | Hydrogen | NY | Dispatch-Storage | EmissionsCost | 0 | [6 empty] | 0.47464 | 0
LCP_Inputs_ON_Diverse_Howarth_2023_05_05 | 2039 | H2 Salt Cavern Storage - ON | Storage | Hydrogen | NY | Dispatch-Storage | FuelCost | 0 | [6 empty] | 0.47464 | 0
LCP_Inputs_ON_Diverse_Howarth_2023_05_05 | 2039 | H2 Salt Cavern Storage - ON | Storage | Hydrogen | NY | Dispatch-Storage | VOM | 0 | [6 empty] | 0.47464 | 0
LCP_Inputs_ON_Diverse_Howarth_2023_05_05 | 2039 | H2 Salt Cavern Storage - ON | Storage | Hydrogen | ON | Dispatch-Storage | EmissionsCost | 0 | [6 empty] | 0.47464 | 0
LCP_Inputs_ON_Diverse_Howarth_2023_05_05 | 2039 | H2 Salt Cavern Storage - ON | Storage | Hydrogen | ON | Dispatch-Storage | FuelCost | 0 | [6 empty] | 0.47464 | 0
LCP_Inputs_ON_Diverse_Howarth_2023_05_05 | 2039 | H2 Salt Cavern Storage - ON | Storage | Hydrogen | ON | Dispatch-Storage | VOM | 15321818.625 | [6 empty] | 0.47464 | 7272385.133
LCP_Inputs_ON_Diverse_Howarth_2023_05_05 | 2039 | H2 Salt Cavern Storage - ON | Storage | Hydrogen | PJ | Dispatch-Storage | EmissionsCost | 0 | [6 empty] | 0.47464 | 0
LCP_Inputs_ON_Diverse_Howarth_2023_05_05 | 2039 | H2 Salt Cavern Storage - ON | Storage | Hydrogen | PJ | Dispatch-Storage | FuelCost | 0 | [6 empty] | 0.47464 | 0
LCP_Inputs_ON_Diverse_Howarth_2023_05_05 | 2039 | H2 Salt Cavern Storage - ON | Storage | Hydrogen | PJ | Dispatch-Storage | VOM | 0 | [6 empty] | 0.47464 | 0
LCP_Inputs_ON_Diverse_Howarth_2023_05_05 | 2039 | H2 Salt Cavern Storage - ON | Storage | Hydrogen | QC | Dispatch-Storage | EmissionsCost | 0 | [6 empty] | 0.47464 | 0
LCP_Inputs_ON_Diverse_Howarth_2023_05_05 | 2039 | H2 Salt Cavern Storage - ON | Storage | Hydrogen | QC | Dispatch-Storage | FuelCost | 0 | [6 empty] | 0.47464 | 0
LCP_Inputs_ON_Diverse_Howarth_2023_05_05 | 2039 | H2 Salt Cavern Storage - ON | Storage | Hydrogen | QC | Dispatch-Storage | VOM | 0 | [6 empty] | 0.47464 | 0
LCP_Inputs_ON_Diverse_Howarth_2023_05_05 | 2039 | H2 Salt Cavern Storage - ON | Storage | Hydrogen | WC | Dispatch-Storage | EmissionsCost | 0 | [6 empty] | 0.47464 | 0
LCP_Inputs_ON_Diverse_Howarth_2023_05_05 | 2039 | H2 Salt Cavern Storage - ON | Storage | Hydrogen | WC | Dispatch-Storage | FuelCost | 0 | [6 empty] | 0.47464 | 0
LCP_Inputs_ON_Diverse_Howarth_2023_05_05 | 2039 | H2 Salt Cavern Storage - ON | Storage | Hydrogen | WC | Dispatch-Storage | VOM | 0 | [6 empty] | 0.47464 | 0
LCP_Inputs_ON_Diverse_Howarth_2023_05_05 | 2039 | Hydro | Generation | Electricity | MI | Dispatch-Generation | EmissionsCost | 0 | [6 empty] | 0.47464 | 0
LCP_Inputs_ON_Diverse_Howarth_2023_05_05 | 2039 | Hydro | Generation | Electricity | MI | Dispatch-Generation | FuelCost | 0 | [6 empty] | 0.47464 | 0
LCP_Inputs_ON_Diverse_Howarth_2023_05_05 | 2039 | Hydro | Generation | Electricity | MI | Dispatch-Generation | VOM | 0 | [6 empty] | 0.47464 | 0
LCP_Inputs_ON_Diverse_Howarth_2023_05_05 | 2039 | Hydro | Generation | Electricity | NY | Dispatch-Generation | EmissionsCost | 0 | [6 empty] | 0.47464 | 0
LCP_Inputs_ON_Diverse_Howarth_2023_05_05 | 2039 | Hydro | Generation | Electricity | NY | Dispatch-Generation | FuelCost | 0 | [6 empty] | 0.47464 | 0
LCP_Inputs_ON_Diverse_Howarth_2023_05_05 | 2039 | Hydro | Generation | Electricity | NY | Dispatch-Generation | VOM | 0 | [6 empty] | 0.47464 | 0
LCP_Inputs_ON_Diverse_Howarth_2023_05_05 | 2039 | Hydro | Generation | Electricity | ON | Dispatch-Generation | EmissionsCost | 0 | [6 empty] | 0.47464 | 0
LCP_Inputs_ON_Diverse_Howarth_2023_05_05 | 2039 | Hydro | Generation | Electricity | ON | Dispatch-Generation | FuelCost | 0 | [6 empty] | 0.47464 | 0
LCP_Inputs_ON_Diverse_Howarth_2023_05_05 | 2039 | Hydro | Generation | Electricity | ON | Dispatch-Generation | VOM | 0 | [6 empty] | 0.47464 | 0
LCP_Inputs_ON_Diverse_Howarth_2023_05_05 | 2039 | Hydro | Generation | Electricity | PJ | Dispatch-Generation | EmissionsCost | 0 | [6 empty] | 0.47464 | 0
LCP_Inputs_ON_Diverse_Howarth_2023_05_05 | 2039 | Hydro | Generation | Electricity | PJ | Dispatch-Generation | FuelCost | 0 | [6 empty] | 0.47464 | 0
LCP_Inputs_ON_Diverse_Howarth_2023_05_05 | 2039 | Hydro | Generation | Electricity | PJ | Dispatch-Generation | VOM | 0 | [6 empty] | 0.47464 | 0
LCP_Inputs_ON_Diverse_Howarth_2023_05_05 | 2039 | Hydro | Generation | Electricity | QC | Dispatch-Generation | EmissionsCost | 0 | [6 empty] | 0.47464 | 0
LCP_Inputs_ON_Diverse_Howarth_2023_05_05 | 2039 | Hydro | Generation | Electricity | QC | Dispatch-Generation | FuelCost | 0 | [6 empty] | 0.47464 | 0
LCP_Inputs_ON_Diverse_Howarth_2023_05_05 | 2039 | Hydro | Generation | Electricity | QC | Dispatch-Generation | VOM | 0 | [6 empty] | 0.47464 | 0
LCP_Inputs_ON_Diverse_Howarth_2023_05_05 | 2039 | Hydro | Generation | Electricity | WC | Dispatch-Generation | EmissionsCost | 0 | [6 empty] | 0.47464 | 0
LCP_Inputs_ON_Diverse_Howarth_2023_05_05 | 2039 | Hydro | Generation | Electricity | WC | Dispatch-Generation | FuelCost | 0 | [6 empty] | 0.47464 | 0
LCP_Inputs_ON_Diverse_Howarth_2023_05_05 | 2039 | Hydro | Generation | Electricity | WC | Dispatch-Generation | VOM | 0 | [6 empty] | 0.47464 | 0
LCP_Inputs_ON_Diverse_Howarth_2023_05_05 | 2039 | Hydro Pumped Storage | Storage | Electricity | MI | Dispatch-Storage | EmissionsCost | 0 | [6 empty] | 0.47464 | 0
LCP_Inputs_ON_Diverse_Howarth_2023_05_05 | 2039 | Hydro Pumped Storage | Storage | Electricity | MI | Dispatch-Storage | FuelCost | 0 | [6 empty] | 0.47464 | 0
LCP_Inputs_ON_Diverse_Howarth_2023_05_05 | 2039 | Hydro Pumped Storage | Storage | Electricity | MI | Dispatch-Storage | VOM | 0 | [6 empty] | 0.47464 | 0
LCP_Inputs_ON_Diverse_Howarth_2023_05_05 | 2039 | Hydro Pumped Storage | Storage | Electricity | NY | Dispatch-Storage | EmissionsCost | 0 | [6 empty] | 0.47464 | 0
LCP_Inputs_ON_Diverse_Howarth_2023_05_05 | 2039 | Hydro Pumped Storage | Storage | Electricity | NY | Dispatch-Storage | FuelCost | 0 | [6 empty] | 0.47464 | 0
LCP_Inputs_ON_Diverse_Howarth_2023_05_05 | 2039 | Hydro Pumped Storage | Storage | Electricity | NY | Dispatch-Storage | VOM | 0 | [6 empty] | 0.47464 | 0
LCP_Inputs_ON_Diverse_Howarth_2023_05_05 | 2039 | Hydro Pumped Storage | Storage | Electricity | ON | Dispatch-Storage | EmissionsCost | 0 | [6 empty] | 0.47464 | 0
LCP_Inputs_ON_Diverse_Howarth_2023_05_05 | 2039 | Hydro Pumped Storage | Storage | Electricity | ON | Dispatch-Storage | FuelCost | 0 | [6 empty] | 0.47464 | 0
LCP_Inputs_ON_Diverse_Howarth_2023_05_05 | 2039 | Hydro Pumped Storage | Storage | Electricity | ON | Dispatch-Storage | VOM | 0 | [6 empty] | 0.47464 | 0
LCP_Inputs_ON_Diverse_Howarth_2023_05_05 | 2039 | Hydro Pumped Storage | Storage | Electricity | PJ | Dispatch-Storage | EmissionsCost | 0 | [6 empty] | 0.47464 | 0
LCP_Inputs_ON_Diverse_Howarth_2023_05_05 | 2039 | Hydro Pumped Storage | Storage | Electricity | PJ | Dispatch-Storage | FuelCost | 0 | [6 empty] | 0.47464 | 0
LCP_Inputs_ON_Diverse_Howarth_2023_05_05 | 2039 | Hydro Pumped Storage | Storage | Electricity | PJ | Dispatch-Storage | VOM | 0 | [6 empty] | 0.47464 | 0
LCP_Inputs_ON_Diverse_Howarth_2023_05_05 | 2039 | Hydro Pumped Storage | Storage | Electricity | QC | Dispatch-Storage | EmissionsCost | 0 | [6 empty] | 0.47464 | 0
LCP_Inputs_ON_Diverse_Howarth_2023_05_05 | 2039 | Hydro Pumped Storage | Storage | Electricity | QC | Dispatch-Storage | FuelCost | 0 | [6 empty] | 0.47464 | 0
LCP_Inputs_ON_Diverse_Howarth_2023_05_05 | 2039 | Hydro Pumped Storage | Storage | Electricity | QC | Dispatch-Storage | VOM | 0 | [6 empty] | 0.47464 | 0
LCP_Inputs_ON_Diverse_Howarth_2023_05_05 | 2039 | Hydro Pumped Storage | Storage | Electricity | WC | Dispatch-Storage | EmissionsCost | 0 | [6 empty] | 0.47464 | 0
LCP_Inputs_ON_Diverse_Howarth_2023_05_05 | 2039 | Hydro Pumped Storage | Storage | Electricity | WC | Dispatch-Storage | FuelCost | 0 | [6 empty] | 0.47464 | 0
LCP_Inputs_ON_Diverse_Howarth_2023_05_05 | 2039 | Hydro Pumped Storage | Storage | Electricity | WC | Dispatch-Storage | VOM | 0 | [6 empty] | 0.47464 | 0
LCP_Inputs_ON_Diverse_Howarth_2023_05_05 | 2039 | Nuclear | Generation | Electricity | MI | Dispatch-Generation | EmissionsCost | 0 | [6 empty] | 0.47464 | 0
LCP_Inputs_ON_Diverse_Howarth_2023_05_05 | 2039 | Nuclear | Generation | Electricity | MI | Dispatch-Generation | FuelCost | 0 | [6 empty] | 0.47464 | 0
LCP_Inputs_ON_Diverse_Howarth_2023_05_05 | 2039 | Nuclear | Generation | Electricity | MI | Dispatch-Generation | VOM | 2762866296.96 | [6 empty] | 0.47464 | 1311373556.5133
LCP_Inputs_ON_Diverse_Howarth_2023_05_05 | 2039 | Nuclear | Generation | Electricity | NY | Dispatch-Generation | EmissionsCost | 0 | [6 empty] | 0.47464 | 0
LCP_Inputs_ON_Diverse_Howarth_2023_05_05 | 2039 | Nuclear | Generation | Electricity | NY | Dispatch-Generation | FuelCost | 0 | [6 empty] | 0.47464 | 0
LCP_Inputs_ON_Diverse_Howarth_2023_05_05 | 2039 | Nuclear | Generation | Electricity | NY | Dispatch-Generation | VOM | 2246155230.144 | [6 empty] | 0.47464 | 1066120563.2267
LCP_Inputs_ON_Diverse_Howarth_2023_05_05 | 2039 | Nuclear | Generation | Electricity | ON | Dispatch-Generation | EmissionsCost | 0 | [6 empty] | 0.47464 | 0
LCP_Inputs_ON_Diverse_Howarth_2023_05_05 | 2039 | Nuclear | Generation | Electricity | ON | Dispatch-Generation | FuelCost | 0 | [6 empty] | 0.47464 | 0
LCP_Inputs_ON_Diverse_Howarth_2023_05_05 | 2039 | Nuclear | Generation | Electricity | ON | Dispatch-Generation | VOM | 7181421070.9787 | [6 empty] | 0.47464 | 3408607105.2484
LCP_Inputs_ON_Diverse_Howarth_2023_05_05 | 2039 | Nuclear | Generation | Electricity | PJ | Dispatch-Generation | EmissionsCost | 0 | [6 empty] | 0.47464 | 0
LCP_Inputs_ON_Diverse_Howarth_2023_05_05 | 2039 | Nuclear | Generation | Electricity | PJ | Dispatch-Generation | FuelCost | 0 | [6 empty] | 0.47464 | 0
LCP_Inputs_ON_Diverse_Howarth_2023_05_05 | 2039 | Nuclear | Generation | Electricity | PJ | Dispatch-Generation | VOM | 6401347648.6848 | [6 empty] | 0.47464 | 3038351165.1543
LCP_Inputs_ON_Diverse_Howarth_2023_05_05 | 2039 | Nuclear | Generation | Electricity | QC | Dispatch-Generation | EmissionsCost | 0 | [6 empty] | 0.47464 | 0
LCP_Inputs_ON_Diverse_Howarth_2023_05_05 | 2039 | Nuclear | Generation | Electricity | QC | Dispatch-Generation | FuelCost | 0 | [6 empty] | 0.47464 | 0
LCP_Inputs_ON_Diverse_Howarth_2023_05_05 | 2039 | Nuclear | Generation | Electricity | QC | Dispatch-Generation | VOM | 0 | [6 empty] | 0.47464 | 0
LCP_Inputs_ON_Diverse_Howarth_2023_05_05 | 2039 | Nuclear | Generation | Electricity | WC | Dispatch-Generation | EmissionsCost | 0 | [6 empty] | 0.47464 | 0
LCP_Inputs_ON_Diverse_Howarth_2023_05_05 | 2039 | Nuclear | Generation | Electricity | WC | Dispatch-Generation | FuelCost | 0 | [6 empty] | 0.47464 | 0
LCP_Inputs_ON_Diverse_Howarth_2023_05_05 | 2039 | Nuclear | Generation | Electricity | WC | Dispatch-Generation | VOM | 0 | [6 empty] | 0.47464 | 0
LCP_Inputs_ON_Diverse_Howarth_2023_05_05 | 2039 | Nuclear SMR | Generation | Electricity | MI | Dispatch-Generation | EmissionsCost | 0 | [6 empty] | 0.47464 | 0
LCP_Inputs_ON_Diverse_Howarth_2023_05_05 | 2039 | Nuclear SMR | Generation | Electricity | MI | Dispatch-Generation | FuelCost | 0 | [6 empty] | 0.47464 | 0
LCP_Inputs_ON_Diverse_Howarth_2023_05_05 | 2039 | Nuclear SMR | Generation | Electricity | MI | Dispatch-Generation | VOM | 0 | [6 empty] | 0.47464 | 0
LCP_Inputs_ON_Diverse_Howarth_2023_05_05 | 2039 | Nuclear SMR | Generation | Electricity | NY | Dispatch-Generation | EmissionsCost | 0 | [6 empty] | 0.47464 | 0
LCP_Inputs_ON_Diverse_Howarth_2023_05_05 | 2039 | Nuclear SMR | Generation | Electricity | NY | Dispatch-Generation | FuelCost | 0 | [6 empty] | 0.47464 | 0
LCP_Inputs_ON_Diverse_Howarth_2023_05_05 | 2039 | Nuclear SMR | Generation | Electricity | NY | Dispatch-Generation | VOM | 0 | [6 empty] | 0.47464 | 0
LCP_Inputs_ON_Diverse_Howarth_2023_05_05 | 2039 | Nuclear SMR | Generation | Electricity | ON | Dispatch-Generation | EmissionsCost | 0 | [6 empty] | 0.47464 | 0
LCP_Inputs_ON_Diverse_Howarth_2023_05_05 | 2039 | Nuclear SMR | Generation | Electricity | ON | Dispatch-Generation | FuelCost | 0 | [6 empty] | 0.47464 | 0
LCP_Inputs_ON_Diverse_Howarth_2023_05_05 | 2039 | Nuclear SMR | Generation | Electricity | ON | Dispatch-Generation | VOM | 19039640.4 | [6 empty] | 0.47464 | 9037021.0725
LCP_Inputs_ON_Diverse_Howarth_2023_05_05 | 2039 | Nuclear SMR | Generation | Electricity | PJ | Dispatch-Generation | EmissionsCost | 0 | [6 empty] | 0.47464 | 0
LCP_Inputs_ON_Diverse_Howarth_2023_05_05 | 2039 | Nuclear SMR | Generation | Electricity | PJ | Dispatch-Generation | FuelCost | 0 | [6 empty] | 0.47464 | 0
LCP_Inputs_ON_Diverse_Howarth_2023_05_05 | 2039 | Nuclear SMR | Generation | Electricity | PJ | Dispatch-Generation | VOM | 0 | [6 empty] | 0.47464 | 0
LCP_Inputs_ON_Diverse_Howarth_2023_05_05 | 2039 | Nuclear SMR | Generation | Electricity | QC | Dispatch-Generation | EmissionsCost | 0 | [6 empty] | 0.47464 | 0
LCP_Inputs_ON_Diverse_Howarth_2023_05_05 | 2039 | Nuclear SMR | Generation | Electricity | QC | Dispatch-Generation | FuelCost | 0 | [6 empty] | 0.47464 | 0
LCP_Inputs_ON_Diverse_Howarth_2023_05_05 | 2039 | Nuclear SMR | Generation | Electricity | QC | Dispatch-Generation | VOM | 0 | [6 empty] | 0.47464 | 0
LCP_Inputs_ON_Diverse_Howarth_2023_05_05 | 2039 | Nuclear SMR | Generation | Electricity | WC | Dispatch-Generation | EmissionsCost | 0 | [6 empty] | 0.47464 | 0
LCP_Inputs_ON_Diverse_Howarth_2023_05_05 | 2039 | Nuclear SMR | Generation | Electricity | WC | Dispatch-Generation | FuelCost | 0 | [6 empty] | 0.47464 | 0
LCP_Inputs_ON_Diverse_Howarth_2023_05_05 | 2039 | Nuclear SMR | Generation | Electricity | WC | Dispatch-Generation | VOM | 0 | [6 empty] | 0.47464 | 0
LCP_Inputs_ON_Diverse_Howarth_2023_05_05 | 2039 | O/CCGT - CH4 Existing | Crossload | Electricity | MI | Dispatch-Crossload | EmissionsCost | 0 | [6 empty] | 0.47464 | 0
LCP_Inputs_ON_Diverse_Howarth_2023_05_05 | 2039 | O/CCGT - CH4 Existing | Crossload | Electricity | MI | Dispatch-Crossload | FuelCost | 0 | [6 empty] | 0.47464 | 0
LCP_Inputs_ON_Diverse_Howarth_2023_05_05 | 2039 | O/CCGT - CH4 Existing | Crossload | Electricity | MI | Dispatch-Crossload | VOM | 0 | [6 empty] | 0.47464 | 0
LCP_Inputs_ON_Diverse_Howarth_2023_05_05 | 2039 | O/CCGT - CH4 Existing | Crossload | Electricity | NY | Dispatch-Crossload | EmissionsCost | 0 | [6 empty] | 0.47464 | 0
LCP_Inputs_ON_Diverse_Howarth_2023_05_05 | 2039 | O/CCGT - CH4 Existing | Crossload | Electricity | NY | Dispatch-Crossload | FuelCost | 0 | [6 empty] | 0.47464 | 0
LCP_Inputs_ON_Diverse_Howarth_2023_05_05 | 2039 | O/CCGT - CH4 Existing | Crossload | Electricity | NY | Dispatch-Crossload | VOM | 0 | [6 empty] | 0.47464 | 0
LCP_Inputs_ON_Diverse_Howarth_2023_05_05 | 2039 | O/CCGT - CH4 Existing | Crossload | Electricity | ON | Dispatch-Crossload | EmissionsCost | 5272408.1924 | [6 empty] | 0.47464 | 2502508.605
LCP_Inputs_ON_Diverse_Howarth_2023_05_05 | 2039 | O/CCGT - CH4 Existing | Crossload | Electricity | ON | Dispatch-Crossload | FuelCost | 0 | [6 empty] | 0.47464 | 0
LCP_Inputs_ON_Diverse_Howarth_2023_05_05 | 2039 | O/CCGT - CH4 Existing | Crossload | Electricity | ON | Dispatch-Crossload | VOM | 324468.7806 | [6 empty] | 0.47464 | 154006.6486
LCP_Inputs_ON_Diverse_Howarth_2023_05_05 | 2039 | O/CCGT - CH4 Existing | Crossload | Electricity | PJ | Dispatch-Crossload | EmissionsCost | 0 | [6 empty] | 0.47464 | 0
LCP_Inputs_ON_Diverse_Howarth_2023_05_05 | 2039 | O/CCGT - CH4 Existing | Crossload | Electricity | PJ | Dispatch-Crossload | FuelCost | 0 | [6 empty] | 0.47464 | 0
LCP_Inputs_ON_Diverse_Howarth_2023_05_05 | 2039 | O/CCGT - CH4 Existing | Crossload | Electricity | PJ | Dispatch-Crossload | VOM | 0 | [6 empty] | 0.47464 | 0
LCP_Inputs_ON_Diverse_Howarth_2023_05_05 | 2039 | O/CCGT - CH4 Existing | Crossload | Electricity | QC | Dispatch-Crossload | EmissionsCost | 0 | [6 empty] | 0.47464 | 0
LCP_Inputs_ON_Diverse_Howarth_2023_05_05 | 2039 | O/CCGT - CH4 Existing | Crossload | Electricity | QC | Dispatch-Crossload | FuelCost | 0 | [6 empty] | 0.47464 | 0
LCP_Inputs_ON_Diverse_Howarth_2023_05_05 | 2039 | O/CCGT - CH4 Existing | Crossload | Electricity | QC | Dispatch-Crossload | VOM | 0 | [6 empty] | 0.47464 | 0
LCP_Inputs_ON_Diverse_Howarth_2023_05_05 | 2039 | O/CCGT - CH4 Existing | Crossload | Electricity | WC | Dispatch-Crossload | EmissionsCost | 0 | [6 empty] | 0.47464 | 0
LCP_Inputs_ON_Diverse_Howarth_2023_05_05 | 2039 | O/CCGT - CH4 Existing | Crossload | Electricity | WC | Dispatch-Crossload | FuelCost | 0 | [6 empty] | 0.47464 | 0
LCP_Inputs_ON_Diverse_Howarth_2023_05_05 | 2039 | O/CCGT - CH4 Existing | Crossload | Electricity | WC | Dispatch-Crossload | VOM | 0 | [6 empty] | 0.47464 | 0
LCP_Inputs_ON_Diverse_Howarth_2023_05_05 | 2039 | O/CCGT - CH4 New | Crossload | Electricity | MI | Dispatch-Crossload | EmissionsCost | 0 | [6 empty] | 0.47464 | 0
LCP_Inputs_ON_Diverse_Howarth_2023_05_05 | 2039 | O/CCGT - CH4 New | Crossload | Electricity | MI | Dispatch-Crossload | FuelCost | 0 | [6 empty] | 0.47464 | 0
LCP_Inputs_ON_Diverse_Howarth_2023_05_05 | 2039 | O/CCGT - CH4 New | Crossload | Electricity | MI | Dispatch-Crossload | VOM | 0 | [6 empty] | 0.47464 | 0
LCP_Inputs_ON_Diverse_Howarth_2023_05_05 | 2039 | O/CCGT - CH4 New | Crossload | Electricity | NY | Dispatch-Crossload | EmissionsCost | 0 | [6 empty] | 0.47464 | 0
LCP_Inputs_ON_Diverse_Howarth_2023_05_05 | 2039 | O/CCGT - CH4 New | Crossload | Electricity | NY | Dispatch-Crossload | FuelCost | 0 | [6 empty] | 0.47464 | 0
LCP_Inputs_ON_Diverse_Howarth_2023_05_05 | 2039 | O/CCGT - CH4 New | Crossload | Electricity | NY | Dispatch-Crossload | VOM | 0 | [6 empty] | 0.47464 | 0
LCP_Inputs_ON_Diverse_Howarth_2023_05_05 | 2039 | O/CCGT - CH4 New | Crossload | Electricity | ON | Dispatch-Crossload | EmissionsCost | 309829.331 | [6 empty] | 0.47464 | 147058.1447
LCP_Inputs_ON_Diverse_Howarth_2023_05_05 | 2039 | O/CCGT - CH4 New | Crossload | Electricity | ON | Dispatch-Crossload | FuelCost | 0 | [6 empty] | 0.47464 | 0
LCP_Inputs_ON_Diverse_Howarth_2023_05_05 | 2039 | O/CCGT - CH4 New | Crossload | Electricity | ON | Dispatch-Crossload | VOM | 19067.178 | [6 empty] | 0.47464 | 9050.0916
LCP_Inputs_ON_Diverse_Howarth_2023_05_05 | 2039 | O/CCGT - CH4 New | Crossload | Electricity | PJ | Dispatch-Crossload | EmissionsCost | 0 | [6 empty] | 0.47464 | 0
LCP_Inputs_ON_Diverse_Howarth_2023_05_05 | 2039 | O/CCGT - CH4 New | Crossload | Electricity | PJ | Dispatch-Crossload | FuelCost | 0 | [6 empty] | 0.47464 | 0
LCP_Inputs_ON_Diverse_Howarth_2023_05_05 | 2039 | O/CCGT - CH4 New | Crossload | Electricity | PJ | Dispatch-Crossload | VOM | 0 | [6 empty] | 0.47464 | 0
LCP_Inputs_ON_Diverse_Howarth_2023_05_05 | 2039 | O/CCGT - CH4 New | Crossload | Electricity | QC | Dispatch-Crossload | EmissionsCost | 0 | [6 empty] | 0.47464 | 0
LCP_Inputs_ON_Diverse_Howarth_2023_05_05 | 2039 | O/CCGT - CH4 New | Crossload | Electricity | QC | Dispatch-Crossload | FuelCost | 0 | [6 empty] | 0.47464 | 0
LCP_Inputs_ON_Diverse_Howarth_2023_05_05 | 2039 | O/CCGT - CH4 New | Crossload | Electricity | QC | Dispatch-Crossload | VOM | 0 | [6 empty] | 0.47464 | 0
LCP_Inputs_ON_Diverse_Howarth_2023_05_05 | 2039 | O/CCGT - CH4 New | Crossload | Electricity | WC | Dispatch-Crossload | EmissionsCost | 0 | [6 empty] | 0.47464 | 0
LCP_Inputs_ON_Diverse_Howarth_2023_05_05 | 2039 | O/CCGT - CH4 New | Crossload | Electricity | WC | Dispatch-Crossload | FuelCost | 0 | [6 empty] | 0.47464 | 0
LCP_Inputs_ON_Diverse_Howarth_2023_05_05 | 2039 | O/CCGT - CH4 New | Crossload | Electricity | WC | Dispatch-Crossload | VOM | 0 | [6 empty] | 0.47464 | 0
LCP_Inputs_ON_Diverse_Howarth_2023_05_05 | 2039 | O/CCGT - H2 New | Crossload | Electricity | MI | Dispatch-Crossload | EmissionsCost | 0 | [6 empty] | 0.47464 | 0
LCP_Inputs_ON_Diverse_Howarth_2023_05_05 | 2039 | O/CCGT - H2 New | Crossload | Electricity | MI | Dispatch-Crossload | FuelCost | 0 | [6 empty] | 0.47464 | 0
LCP_Inputs_ON_Diverse_Howarth_2023_05_05 | 2039 | O/CCGT - H2 New | Crossload | Electricity | MI | Dispatch-Crossload | VOM | 0 | [6 empty] | 0.47464 | 0
LCP_Inputs_ON_Diverse_Howarth_2023_05_05 | 2039 | O/CCGT - H2 New | Crossload | Electricity | NY | Dispatch-Crossload | EmissionsCost | 0 | [6 empty] | 0.47464 | 0
LCP_Inputs_ON_Diverse_Howarth_2023_05_05 | 2039 | O/CCGT - H2 New | Crossload | Electricity | NY | Dispatch-Crossload | FuelCost | 0 | [6 empty] | 0.47464 | 0
LCP_Inputs_ON_Diverse_Howarth_2023_05_05 | 2039 | O/CCGT - H2 New | Crossload | Electricity | NY | Dispatch-Crossload | VOM | 0 | [6 empty] | 0.47464 | 0
LCP_Inputs_ON_Diverse_Howarth_2023_05_05 | 2039 | O/CCGT - H2 New | Crossload | Electricity | ON | Dispatch-Crossload | EmissionsCost | 0 | [6 empty] | 0.47464 | 0
LCP_Inputs_ON_Diverse_Howarth_2023_05_05 | 2039 | O/CCGT - H2 New | Crossload | Electricity | ON | Dispatch-Crossload | FuelCost | 0 | [6 empty] | 0.47464 | 0
LCP_Inputs_ON_Diverse_Howarth_2023_05_05 | 2039 | O/CCGT - H2 New | Crossload | Electricity | ON | Dispatch-Crossload | VOM | 0 | [6 empty] | 0.47464 | 0
LCP_Inputs_ON_Diverse_Howarth_2023_05_05 | 2039 | O/CCGT - H2 New | Crossload | Electricity | PJ | Dispatch-Crossload | EmissionsCost | 0 | [6 empty] | 0.47464 | 0
LCP_Inputs_ON_Diverse_Howarth_2023_05_05 | 2039 | O/CCGT - H2 New | Crossload | Electricity | PJ | Dispatch-Crossload | FuelCost | 0 | [6 empty] | 0.47464 | 0
LCP_Inputs_ON_Diverse_Howarth_2023_05_05 | 2039 | O/CCGT - H2 New | Crossload | Electricity | PJ | Dispatch-Crossload | VOM | 0 | [6 empty] | 0.47464 | 0
LCP_Inputs_ON_Diverse_Howarth_2023_05_05 | 2039 | O/CCGT - H2 New | Crossload | Electricity | QC | Dispatch-Crossload | EmissionsCost | 0 | [6 empty] | 0.47464 | 0
LCP_Inputs_ON_Diverse_Howarth_2023_05_05 | 2039 | O/CCGT - H2 New | Crossload | Electricity | QC | Dispatch-Crossload | FuelCost | 0 | [6 empty] | 0.47464 | 0
LCP_Inputs_ON_Diverse_Howarth_2023_05_05 | 2039 | O/CCGT - H2 New | Crossload | Electricity | QC | Dispatch-Crossload | VOM | 0 | [6 empty] | 0.47464 | 0
LCP_Inputs_ON_Diverse_Howarth_2023_05_05 | 2039 | O/CCGT - H2 New | Crossload | Electricity | WC | Dispatch-Crossload | EmissionsCost | 0 | [6 empty] | 0.47464 | 0
LCP_Inputs_ON_Diverse_Howarth_2023_05_05 | 2039 | O/CCGT - H2 New | Crossload | Electricity | WC | Dispatch-Crossload | FuelCost | 0 | [6 empty] | 0.47464 | 0
LCP_Inputs_ON_Diverse_Howarth_2023_05_05 | 2039 | O/CCGT - H2 New | Crossload | Electricity | WC | Dispatch-Crossload | VOM | 0 | [6 empty] | 0.47464 | 0
LCP_Inputs_ON_Diverse_Howarth_2023_05_05 | 2039 | SMR CCS | Generation | Hydrogen | MI | Dispatch-Generation | EmissionsCost | 0 | [6 empty] | 0.47464 | 0
LCP_Inputs_ON_Diverse_Howarth_2023_05_05 | 2039 | SMR CCS | Generation | Hydrogen | MI | Dispatch-Generation | FuelCost | 0 | [6 empty] | 0.47464 | 0
LCP_Inputs_ON_Diverse_Howarth_2023_05_05 | 2039 | SMR CCS | Generation | Hydrogen | MI | Dispatch-Generation | VOM | 0 | [6 empty] | 0.47464 | 0
LCP_Inputs_ON_Diverse_Howarth_2023_05_05 | 2039 | SMR CCS | Generation | Hydrogen | NY | Dispatch-Generation | EmissionsCost | 0 | [6 empty] | 0.47464 | 0
LCP_Inputs_ON_Diverse_Howarth_2023_05_05 | 2039 | SMR CCS | Generation | Hydrogen | NY | Dispatch-Generation | FuelCost | 0 | [6 empty] | 0.47464 | 0
LCP_Inputs_ON_Diverse_Howarth_2023_05_05 | 2039 | SMR CCS | Generation | Hydrogen | NY | Dispatch-Generation | VOM | 0 | [6 empty] | 0.47464 | 0
LCP_Inputs_ON_Diverse_Howarth_2023_05_05 | 2039 | SMR CCS | Generation | Hydrogen | ON | Dispatch-Generation | EmissionsCost | 738580417.6146 | [6 empty] | 0.47464 | 350561599.772
LCP_Inputs_ON_Diverse_Howarth_2023_05_05 | 2039 | SMR CCS | Generation | Hydrogen | ON | Dispatch-Generation | FuelCost | 492910088.0425 | [6 empty] | 0.47464 | 233956039.0269
LCP_Inputs_ON_Diverse_Howarth_2023_05_05 | 2039 | SMR CCS | Generation | Hydrogen | ON | Dispatch-Generation | VOM | 0 | [6 empty] | 0.47464 | 0
LCP_Inputs_ON_Diverse_Howarth_2023_05_05 | 2039 | SMR CCS | Generation | Hydrogen | PJ | Dispatch-Generation | EmissionsCost | 0 | [6 empty] | 0.47464 | 0
LCP_Inputs_ON_Diverse_Howarth_2023_05_05 | 2039 | SMR CCS | Generation | Hydrogen | PJ | Dispatch-Generation | FuelCost | 0 | [6 empty] | 0.47464 | 0
LCP_Inputs_ON_Diverse_Howarth_2023_05_05 | 2039 | SMR CCS | Generation | Hydrogen | PJ | Dispatch-Generation | VOM | 0 | [6 empty] | 0.47464 | 0
LCP_Inputs_ON_Diverse_Howarth_2023_05_05 | 2039 | SMR CCS | Generation | Hydrogen | QC | Dispatch-Generation | EmissionsCost | 0 | [6 empty] | 0.47464 | 0
LCP_Inputs_ON_Diverse_Howarth_2023_05_05 | 2039 | SMR CCS | Generation | Hydrogen | QC | Dispatch-Generation | FuelCost | 0 | [6 empty] | 0.47464 | 0
LCP_Inputs_ON_Diverse_Howarth_2023_05_05 | 2039 | SMR CCS | Generation | Hydrogen | QC | Dispatch-Generation | VOM | 0 | [6 empty] | 0.47464 | 0
LCP_Inputs_ON_Diverse_Howarth_2023_05_05 | 2039 | SMR CCS | Generation | Hydrogen | WC | Dispatch-Generation | EmissionsCost | 0 | [6 empty] | 0.47464 | 0
LCP_Inputs_ON_Diverse_Howarth_2023_05_05 | 2039 | SMR CCS | Generation | Hydrogen | WC | Dispatch-Generation | FuelCost | 0 | [6 empty] | 0.47464 | 0
LCP_Inputs_ON_Diverse_Howarth_2023_05_05 | 2039 | SMR CCS | Generation | Hydrogen | WC | Dispatch-Generation | VOM | 0 | [6 empty] | 0.47464 | 0
LCP_Inputs_ON_Diverse_Howarth_2023_05_05 | 2039 | Solar PV | Generation | Electricity | MI | Dispatch-Generation | EmissionsCost | 0 | [6 empty] | 0.47464 | 0
LCP_Inputs_ON_Diverse_Howarth_2023_05_05 | 2039 | Solar PV | Generation | Electricity | MI | Dispatch-Generation | FuelCost | 0 | [6 empty] | 0.47464 | 0
LCP_Inputs_ON_Diverse_Howarth_2023_05_05 | 2039 | Solar PV | Generation | Electricity | MI | Dispatch-Generation | VOM | 0 | [6 empty] | 0.47464 | 0
LCP_Inputs_ON_Diverse_Howarth_2023_05_05 | 2039 | Solar PV | Generation | Electricity | NY | Dispatch-Generation | EmissionsCost | 0 | [6 empty] | 0.47464 | 0
LCP_Inputs_ON_Diverse_Howarth_2023_05_05 | 2039 | Solar PV | Generation | Electricity | NY | Dispatch-Generation | FuelCost | 0 | [6 empty] | 0.47464 | 0
LCP_Inputs_ON_Diverse_Howarth_2023_05_05 | 2039 | Solar PV | Generation | Electricity | NY | Dispatch-Generation | VOM | 0 | [6 empty] | 0.47464 | 0
LCP_Inputs_ON_Diverse_Howarth_2023_05_05 | 2039 | Solar PV | Generation | Electricity | ON | Dispatch-Generation | EmissionsCost | 0 | [6 empty] | 0.47464 | 0
LCP_Inputs_ON_Diverse_Howarth_2023_05_05 | 2039 | Solar PV | Generation | Electricity | ON | Dispatch-Generation | FuelCost | 0 | [6 empty] | 0.47464 | 0
LCP_Inputs_ON_Diverse_Howarth_2023_05_05 | 2039 | Solar PV | Generation | Electricity | ON | Dispatch-Generation | VOM | 0 | [6 empty] | 0.47464 | 0
LCP_Inputs_ON_Diverse_Howarth_2023_05_05 | 2039 | Solar PV | Generation | Electricity | PJ | Dispatch-Generation | EmissionsCost | 0 | [6 empty] | 0.47464 | 0
LCP_Inputs_ON_Diverse_Howarth_2023_05_05 | 2039 | Solar PV | Generation | Electricity | PJ | Dispatch-Generation | FuelCost | 0 | [6 empty] | 0.47464 | 0
LCP_Inputs_ON_Diverse_Howarth_2023_05_05 | 2039 | Solar PV | Generation | Electricity | PJ | Dispatch-Generation | VOM | 0 | [6 empty] | 0.47464 | 0
LCP_Inputs_ON_Diverse_Howarth_2023_05_05 | 2039 | Solar PV | Generation | Electricity | QC | Dispatch-Generation | EmissionsCost | 0 | [6 empty] | 0.47464 | 0
LCP_Inputs_ON_Diverse_Howarth_2023_05_05 | 2039 | Solar PV | Generation | Electricity | QC | Dispatch-Generation | FuelCost | 0 | [6 empty] | 0.47464 | 0
LCP_Inputs_ON_Diverse_Howarth_2023_05_05 | 2039 | Solar PV | Generation | Electricity | QC | Dispatch-Generation | VOM | 0 | [6 empty] | 0.47464 | 0
LCP_Inputs_ON_Diverse_Howarth_2023_05_05 | 2039 | Solar PV | Generation | Electricity | WC | Dispatch-Generation | EmissionsCost | 0 | [6 empty] | 0.47464 | 0
LCP_Inputs_ON_Diverse_Howarth_2023_05_05 | 2039 | Solar PV | Generation | Electricity | WC | Dispatch-Generation | FuelCost | 0 | [6 empty] | 0.47464 | 0
LCP_Inputs_ON_Diverse_Howarth_2023_05_05 | 2039 | Solar PV | Generation | Electricity | WC | Dispatch-Generation | VOM | 0 | [6 empty] | 0.47464 | 0
LCP_Inputs_ON_Diverse_Howarth_2023_05_05 | 2039 | Wind Offshore | Generation | Electricity | MI | Dispatch-Generation | EmissionsCost | 0 | [6 empty] | 0.47464 | 0
LCP_Inputs_ON_Diverse_Howarth_2023_05_05 | 2039 | Wind Offshore | Generation | Electricity | MI | Dispatch-Generation | FuelCost | 0 | [6 empty] | 0.47464 | 0
LCP_Inputs_ON_Diverse_Howarth_2023_05_05 | 2039 | Wind Offshore | Generation | Electricity | MI | Dispatch-Generation | VOM | 0 | [6 empty] | 0.47464 | 0
LCP_Inputs_ON_Diverse_Howarth_2023_05_05 | 2039 | Wind Offshore | Generation | Electricity | NY | Dispatch-Generation | EmissionsCost | 0 | [6 empty] | 0.47464 | 0
LCP_Inputs_ON_Diverse_Howarth_2023_05_05 | 2039 | Wind Offshore | Generation | Electricity | NY | Dispatch-Generation | FuelCost | 0 | [6 empty] | 0.47464 | 0
LCP_Inputs_ON_Diverse_Howarth_2023_05_05 | 2039 | Wind Offshore | Generation | Electricity | NY | Dispatch-Generation | VOM | 0 | [6 empty] | 0.47464 | 0
LCP_Inputs_ON_Diverse_Howarth_2023_05_05 | 2039 | Wind Offshore | Generation | Electricity | ON | Dispatch-Generation | EmissionsCost | 0 | [6 empty] | 0.47464 | 0
LCP_Inputs_ON_Diverse_Howarth_2023_05_05 | 2039 | Wind Offshore | Generation | Electricity | ON | Dispatch-Generation | FuelCost | 0 | [6 empty] | 0.47464 | 0
LCP_Inputs_ON_Diverse_Howarth_2023_05_05 | 2039 | Wind Offshore | Generation | Electricity | ON | Dispatch-Generation | VOM | 0 | [6 empty] | 0.47464 | 0
LCP_Inputs_ON_Diverse_Howarth_2023_05_05 | 2039 | Wind Offshore | Generation | Electricity | PJ | Dispatch-Generation | EmissionsCost | 0 | [6 empty] | 0.47464 | 0
LCP_Inputs_ON_Diverse_Howarth_2023_05_05 | 2039 | Wind Offshore | Generation | Electricity | PJ | Dispatch-Generation | FuelCost | 0 | [6 empty] | 0.47464 | 0
LCP_Inputs_ON_Diverse_Howarth_2023_05_05 | 2039 | Wind Offshore | Generation | Electricity | PJ | Dispatch-Generation | VOM | 0 | [6 empty] | 0.47464 | 0
LCP_Inputs_ON_Diverse_Howarth_2023_05_05 | 2039 | Wind Offshore | Generation | Electricity | QC | Dispatch-Generation | EmissionsCost | 0 | [6 empty] | 0.47464 | 0
LCP_Inputs_ON_Diverse_Howarth_2023_05_05 | 2039 | Wind Offshore | Generation | Electricity | QC | Dispatch-Generation | FuelCost | 0 | [6 empty] | 0.47464 | 0
LCP_Inputs_ON_Diverse_Howarth_2023_05_05 | 2039 | Wind Offshore | Generation | Electricity | QC | Dispatch-Generation | VOM | 0 | [6 empty] | 0.47464 | 0
LCP_Inputs_ON_Diverse_Howarth_2023_05_05 | 2039 | Wind Offshore | Generation | Electricity | WC | Dispatch-Generation | EmissionsCost | 0 | [6 empty] | 0.47464 | 0
LCP_Inputs_ON_Diverse_Howarth_2023_05_05 | 2039 | Wind Offshore | Generation | Electricity | WC | Dispatch-Generation | FuelCost | 0 | [6 empty] | 0.47464 | 0
LCP_Inputs_ON_Diverse_Howarth_2023_05_05 | 2039 | Wind Offshore | Generation | Electricity | WC | Dispatch-Generation | VOM | 0 | [6 empty] | 0.47464 | 0
LCP_Inputs_ON_Diverse_Howarth_2023_05_05 | 2039 | Wind Onshore | Generation | Electricity | MI | Dispatch-Generation | EmissionsCost | 0 | [6 empty] | 0.47464 | 0
LCP_Inputs_ON_Diverse_Howarth_2023_05_05 | 2039 | Wind Onshore | Generation | Electricity | MI | Dispatch-Generation | FuelCost | 0 | [6 empty] | 0.47464 | 0
LCP_Inputs_ON_Diverse_Howarth_2023_05_05 | 2039 | Wind Onshore | Generation | Electricity | MI | Dispatch-Generation | VOM | 0 | [6 empty] | 0.47464 | 0
LCP_Inputs_ON_Diverse_Howarth_2023_05_05 | 2039 | Wind Onshore | Generation | Electricity | NY | Dispatch-Generation | EmissionsCost | 0 | [6 empty] | 0.47464 | 0
LCP_Inputs_ON_Diverse_Howarth_2023_05_05 | 2039 | Wind Onshore | Generation | Electricity | NY | Dispatch-Generation | FuelCost | 0 | [6 empty] | 0.47464 | 0
LCP_Inputs_ON_Diverse_Howarth_2023_05_05 | 2039 | Wind Onshore | Generation | Electricity | NY | Dispatch-Generation | VOM | 0 | [6 empty] | 0.47464 | 0
LCP_Inputs_ON_Diverse_Howarth_2023_05_05 | 2039 | Wind Onshore | Generation | Electricity | ON | Dispatch-Generation | EmissionsCost | 0 | [6 empty] | 0.47464 | 0
LCP_Inputs_ON_Diverse_Howarth_2023_05_05 | 2039 | Wind Onshore | Generation | Electricity | ON | Dispatch-Generation | FuelCost | 0 | [6 empty] | 0.47464 | 0
LCP_Inputs_ON_Diverse_Howarth_2023_05_05 | 2039 | Wind Onshore | Generation | Electricity | ON | Dispatch-Generation | VOM | 0 | [6 empty] | 0.47464 | 0
LCP_Inputs_ON_Diverse_Howarth_2023_05_05 | 2039 | Wind Onshore | Generation | Electricity | PJ | Dispatch-Generation | EmissionsCost | 0 | [6 empty] | 0.47464 | 0
LCP_Inputs_ON_Diverse_Howarth_2023_05_05 | 2039 | Wind Onshore | Generation | Electricity | PJ | Dispatch-Generation | FuelCost | 0 | [6 empty] | 0.47464 | 0
LCP_Inputs_ON_Diverse_Howarth_2023_05_05 | 2039 | Wind Onshore | Generation | Electricity | PJ | Dispatch-Generation | VOM | 0 | [6 empty] | 0.47464 | 0
LCP_Inputs_ON_Diverse_Howarth_2023_05_05 | 2039 | Wind Onshore | Generation | Electricity | QC | Dispatch-Generation | EmissionsCost | 0 | [6 empty] | 0.47464 | 0
LCP_Inputs_ON_Diverse_Howarth_2023_05_05 | 2039 | Wind Onshore | Generation | Electricity | QC | Dispatch-Generation | FuelCost | 0 | [6 empty] | 0.47464 | 0
LCP_Inputs_ON_Diverse_Howarth_2023_05_05 | 2039 | Wind Onshore | Generation | Electricity | QC | Dispatch-Generation | VOM | 0 | [6 empty] | 0.47464 | 0
LCP_Inputs_ON_Diverse_Howarth_2023_05_05 | 2039 | Wind Onshore | Generation | Electricity | WC | Dispatch-Generation | EmissionsCost | 0 | [6 empty] | 0.47464 | 0
LCP_Inputs_ON_Diverse_Howarth_2023_05_05 | 2039 | Wind Onshore | Generation | Electricity | WC | Dispatch-Generation | FuelCost | 0 | [6 empty] | 0.47464 | 0
LCP_Inputs_ON_Diverse_Howarth_2023_05_05 | 2039 | Wind Onshore | Generation | Electricity | WC | Dispatch-Generation | VOM | 0 | [6 empty] | 0.47464 | 0
LCP_Inputs_ON_Diverse_Howarth_2023_05_05 | 2040 | Anaerobic Digestion | Generation | Methane | MI | Dispatch-Generation | EmissionsCost | 0 | [6 empty] | 0.45639 | 0
LCP_Inputs_ON_Diverse_Howarth_2023_05_05 | 2040 | Anaerobic Digestion | Generation | Methane | MI | Dispatch-Generation | FuelCost | 0 | [6 empty] | 0.45639 | 0
LCP_Inputs_ON_Diverse_Howarth_2023_05_05 | 2040 | Anaerobic Digestion | Generation | Methane | MI | Dispatch-Generation | VOM | 0 | [6 empty] | 0.45639 | 0
LCP_Inputs_ON_Diverse_Howarth_2023_05_05 | 2040 | Anaerobic Digestion | Generation | Methane | NY | Dispatch-Generation | EmissionsCost | 0 | [6 empty] | 0.45639 | 0
LCP_Inputs_ON_Diverse_Howarth_2023_05_05 | 2040 | Anaerobic Digestion | Generation | Methane | NY | Dispatch-Generation | FuelCost | 0 | [6 empty] | 0.45639 | 0
LCP_Inputs_ON_Diverse_Howarth_2023_05_05 | 2040 | Anaerobic Digestion | Generation | Methane | NY | Dispatch-Generation | VOM | 0 | [6 empty] | 0.45639 | 0
LCP_Inputs_ON_Diverse_Howarth_2023_05_05 | 2040 | Anaerobic Digestion | Generation | Methane | ON | Dispatch-Generation | EmissionsCost | 3867281.1607 | [6 empty] | 0.45639 | 1764976.639
LCP_Inputs_ON_Diverse_Howarth_2023_05_05 | 2040 | Anaerobic Digestion | Generation | Methane | ON | Dispatch-Generation | FuelCost | 0 | [6 empty] | 0.45639 | 0
LCP_Inputs_ON_Diverse_Howarth_2023_05_05 | 2040 | Anaerobic Digestion | Generation | Methane | ON | Dispatch-Generation | VOM | 1742440000 | [6 empty] | 0.45639 | 795226870.539
LCP_Inputs_ON_Diverse_Howarth_2023_05_05 | 2040 | Anaerobic Digestion | Generation | Methane | PJ | Dispatch-Generation | EmissionsCost | 0 | [6 empty] | 0.45639 | 0
LCP_Inputs_ON_Diverse_Howarth_2023_05_05 | 2040 | Anaerobic Digestion | Generation | Methane | PJ | Dispatch-Generation | FuelCost | 0 | [6 empty] | 0.45639 | 0
LCP_Inputs_ON_Diverse_Howarth_2023_05_05 | 2040 | Anaerobic Digestion | Generation | Methane | PJ | Dispatch-Generation | VOM | 0 | [6 empty] | 0.45639 | 0
LCP_Inputs_ON_Diverse_Howarth_2023_05_05 | 2040 | Anaerobic Digestion | Generation | Methane | QC | Dispatch-Generation | EmissionsCost | 0 | [6 empty] | 0.45639 | 0
LCP_Inputs_ON_Diverse_Howarth_2023_05_05 | 2040 | Anaerobic Digestion | Generation | Methane | QC | Dispatch-Generation | FuelCost | 0 | [6 empty] | 0.45639 | 0
LCP_Inputs_ON_Diverse_Howarth_2023_05_05 | 2040 | Anaerobic Digestion | Generation | Methane | QC | Dispatch-Generation | VOM | 0 | [6 empty] | 0.45639 | 0
LCP_Inputs_ON_Diverse_Howarth_2023_05_05 | 2040 | Anaerobic Digestion | Generation | Methane | WC | Dispatch-Generation | EmissionsCost | 0 | [6 empty] | 0.45639 | 0
LCP_Inputs_ON_Diverse_Howarth_2023_05_05 | 2040 | Anaerobic Digestion | Generation | Methane | WC | Dispatch-Generation | FuelCost | 0 | [6 empty] | 0.45639 | 0
LCP_Inputs_ON_Diverse_Howarth_2023_05_05 | 2040 | Anaerobic Digestion | Generation | Methane | WC | Dispatch-Generation | VOM | 0 | [6 empty] | 0.45639 | 0
LCP_Inputs_ON_Diverse_Howarth_2023_05_05 | 2040 | Battery Storage | Storage | Electricity | MI | Dispatch-Storage | EmissionsCost | 0 | [6 empty] | 0.45639 | 0
LCP_Inputs_ON_Diverse_Howarth_2023_05_05 | 2040 | Battery Storage | Storage | Electricity | MI | Dispatch-Storage | FuelCost | 0 | [6 empty] | 0.45639 | 0
LCP_Inputs_ON_Diverse_Howarth_2023_05_05 | 2040 | Battery Storage | Storage | Electricity | MI | Dispatch-Storage | VOM | 0 | [6 empty] | 0.45639 | 0
LCP_Inputs_ON_Diverse_Howarth_2023_05_05 | 2040 | Battery Storage | Storage | Electricity | NY | Dispatch-Storage | EmissionsCost | 0 | [6 empty] | 0.45639 | 0
LCP_Inputs_ON_Diverse_Howarth_2023_05_05 | 2040 | Battery Storage | Storage | Electricity | NY | Dispatch-Storage | FuelCost | 0 | [6 empty] | 0.45639 | 0
LCP_Inputs_ON_Diverse_Howarth_2023_05_05 | 2040 | Battery Storage | Storage | Electricity | NY | Dispatch-Storage | VOM | 0 | [6 empty] | 0.45639 | 0
LCP_Inputs_ON_Diverse_Howarth_2023_05_05 | 2040 | Battery Storage | Storage | Electricity | ON | Dispatch-Storage | EmissionsCost | 0 | [6 empty] | 0.45639 | 0
LCP_Inputs_ON_Diverse_Howarth_2023_05_05 | 2040 | Battery Storage | Storage | Electricity | ON | Dispatch-Storage | FuelCost | 0 | [6 empty] | 0.45639 | 0
LCP_Inputs_ON_Diverse_Howarth_2023_05_05 | 2040 | Battery Storage | Storage | Electricity | ON | Dispatch-Storage | VOM | 0 | [6 empty] | 0.45639 | 0
LCP_Inputs_ON_Diverse_Howarth_2023_05_05 | 2040 | Battery Storage | Storage | Electricity | PJ | Dispatch-Storage | EmissionsCost | 0 | [6 empty] | 0.45639 | 0
LCP_Inputs_ON_Diverse_Howarth_2023_05_05 | 2040 | Battery Storage | Storage | Electricity | PJ | Dispatch-Storage | FuelCost | 0 | [6 empty] | 0.45639 | 0
LCP_Inputs_ON_Diverse_Howarth_2023_05_05 | 2040 | Battery Storage | Storage | Electricity | PJ | Dispatch-Storage | VOM | 0 | [6 empty] | 0.45639 | 0
LCP_Inputs_ON_Diverse_Howarth_2023_05_05 | 2040 | Battery Storage | Storage | Electricity | QC | Dispatch-Storage | EmissionsCost | 0 | [6 empty] | 0.45639 | 0
LCP_Inputs_ON_Diverse_Howarth_2023_05_05 | 2040 | Battery Storage | Storage | Electricity | QC | Dispatch-Storage | FuelCost | 0 | [6 empty] | 0.45639 | 0
LCP_Inputs_ON_Diverse_Howarth_2023_05_05 | 2040 | Battery Storage | Storage | Electricity | QC | Dispatch-Storage | VOM | 0 | [6 empty] | 0.45639 | 0
LCP_Inputs_ON_Diverse_Howarth_2023_05_05 | 2040 | Battery Storage | Storage | Electricity | WC | Dispatch-Storage | EmissionsCost | 0 | [6 empty] | 0.45639 | 0
LCP_Inputs_ON_Diverse_Howarth_2023_05_05 | 2040 | Battery Storage | Storage | Electricity | WC | Dispatch-Storage | FuelCost | 0 | [6 empty] | 0.45639 | 0
LCP_Inputs_ON_Diverse_Howarth_2023_05_05 | 2040 | Battery Storage | Storage | Electricity | WC | Dispatch-Storage | VOM | 0 | [6 empty] | 0.45639 | 0
LCP_Inputs_ON_Diverse_Howarth_2023_05_05 | 2040 | Biomass | Generation | Electricity | MI | Dispatch-Generation | EmissionsCost | 0 | [6 empty] | 0.45639 | 0
LCP_Inputs_ON_Diverse_Howarth_2023_05_05 | 2040 | Biomass | Generation | Electricity | MI | Dispatch-Generation | FuelCost | 0 | [6 empty] | 0.45639 | 0
LCP_Inputs_ON_Diverse_Howarth_2023_05_05 | 2040 | Biomass | Generation | Electricity | MI | Dispatch-Generation | VOM | 0 | [6 empty] | 0.45639 | 0
LCP_Inputs_ON_Diverse_Howarth_2023_05_05 | 2040 | Biomass | Generation | Electricity | NY | Dispatch-Generation | EmissionsCost | 0 | [6 empty] | 0.45639 | 0
LCP_Inputs_ON_Diverse_Howarth_2023_05_05 | 2040 | Biomass | Generation | Electricity | NY | Dispatch-Generation | FuelCost | 0 | [6 empty] | 0.45639 | 0
LCP_Inputs_ON_Diverse_Howarth_2023_05_05 | 2040 | Biomass | Generation | Electricity | NY | Dispatch-Generation | VOM | 0 | [6 empty] | 0.45639 | 0
LCP_Inputs_ON_Diverse_Howarth_2023_05_05 | 2040 | Biomass | Generation | Electricity | ON | Dispatch-Generation | EmissionsCost | 0 | [6 empty] | 0.45639 | 0
LCP_Inputs_ON_Diverse_Howarth_2023_05_05 | 2040 | Biomass | Generation | Electricity | ON | Dispatch-Generation | FuelCost | 2449112.7273 | [6 empty] | 0.45639 | 1117743.0785
LCP_Inputs_ON_Diverse_Howarth_2023_05_05 | 2040 | Biomass | Generation | Electricity | ON | Dispatch-Generation | VOM | 31430.28 | [6 empty] | 0.45639 | 14344.3695
LCP_Inputs_ON_Diverse_Howarth_2023_05_05 | 2040 | Biomass | Generation | Electricity | PJ | Dispatch-Generation | EmissionsCost | 0 | [6 empty] | 0.45639 | 0
LCP_Inputs_ON_Diverse_Howarth_2023_05_05 | 2040 | Biomass | Generation | Electricity | PJ | Dispatch-Generation | FuelCost | 0 | [6 empty] | 0.45639 | 0
LCP_Inputs_ON_Diverse_Howarth_2023_05_05 | 2040 | Biomass | Generation | Electricity | PJ | Dispatch-Generation | VOM | 0 | [6 empty] | 0.45639 | 0
LCP_Inputs_ON_Diverse_Howarth_2023_05_05 | 2040 | Biomass | Generation | Electricity | QC | Dispatch-Generation | EmissionsCost | 0 | [6 empty] | 0.45639 | 0
LCP_Inputs_ON_Diverse_Howarth_2023_05_05 | 2040 | Biomass | Generation | Electricity | QC | Dispatch-Generation | FuelCost | 128334.5455 | [6 empty] | 0.45639 | 58570.2113
LCP_Inputs_ON_Diverse_Howarth_2023_05_05 | 2040 | Biomass | Generation | Electricity | QC | Dispatch-Generation | VOM | 1646.96 | [6 empty] | 0.45639 | 751.651
LCP_Inputs_ON_Diverse_Howarth_2023_05_05 | 2040 | Biomass | Generation | Electricity | WC | Dispatch-Generation | EmissionsCost | 0 | [6 empty] | 0.45639 | 0
LCP_Inputs_ON_Diverse_Howarth_2023_05_05 | 2040 | Biomass | Generation | Electricity | WC | Dispatch-Generation | FuelCost | 0 | [6 empty] | 0.45639 | 0
LCP_Inputs_ON_Diverse_Howarth_2023_05_05 | 2040 | Biomass | Generation | Electricity | WC | Dispatch-Generation | VOM | 0 | [6 empty] | 0.45639 | 0
LCP_Inputs_ON_Diverse_Howarth_2023_05_05 | 2040 | Biomass + CCS | Generation | Electricity | MI | Dispatch-Generation | EmissionsCost | 0 | [6 empty] | 0.45639 | 0
LCP_Inputs_ON_Diverse_Howarth_2023_05_05 | 2040 | Biomass + CCS | Generation | Electricity | MI | Dispatch-Generation | FuelCost | 0 | [6 empty] | 0.45639 | 0
LCP_Inputs_ON_Diverse_Howarth_2023_05_05 | 2040 | Biomass + CCS | Generation | Electricity | MI | Dispatch-Generation | VOM | 0 | [6 empty] | 0.45639 | 0
LCP_Inputs_ON_Diverse_Howarth_2023_05_05 | 2040 | Biomass + CCS | Generation | Electricity | NY | Dispatch-Generation | EmissionsCost | 0 | [6 empty] | 0.45639 | 0
LCP_Inputs_ON_Diverse_Howarth_2023_05_05 | 2040 | Biomass + CCS | Generation | Electricity | NY | Dispatch-Generation | FuelCost | 0 | [6 empty] | 0.45639 | 0
LCP_Inputs_ON_Diverse_Howarth_2023_05_05 | 2040 | Biomass + CCS | Generation | Electricity | NY | Dispatch-Generation | VOM | 0 | [6 empty] | 0.45639 | 0
LCP_Inputs_ON_Diverse_Howarth_2023_05_05 | 2040 | Biomass + CCS | Generation | Electricity | ON | Dispatch-Generation | EmissionsCost | 0 | [6 empty] | 0.45639 | 0
LCP_Inputs_ON_Diverse_Howarth_2023_05_05 | 2040 | Biomass + CCS | Generation | Electricity | ON | Dispatch-Generation | FuelCost | 0 | [6 empty] | 0.45639 | 0
LCP_Inputs_ON_Diverse_Howarth_2023_05_05 | 2040 | Biomass + CCS | Generation | Electricity | ON | Dispatch-Generation | VOM | 0 | [6 empty] | 0.45639 | 0
LCP_Inputs_ON_Diverse_Howarth_2023_05_05 | 2040 | Biomass + CCS | Generation | Electricity | PJ | Dispatch-Generation | EmissionsCost | 0 | [6 empty] | 0.45639 | 0
LCP_Inputs_ON_Diverse_Howarth_2023_05_05 | 2040 | Biomass + CCS | Generation | Electricity | PJ | Dispatch-Generation | FuelCost | 0 | [6 empty] | 0.45639 | 0
LCP_Inputs_ON_Diverse_Howarth_2023_05_05 | 2040 | Biomass + CCS | Generation | Electricity | PJ | Dispatch-Generation | VOM | 0 | [6 empty] | 0.45639 | 0
LCP_Inputs_ON_Diverse_Howarth_2023_05_05 | 2040 | Biomass + CCS | Generation | Electricity | QC | Dispatch-Generation | EmissionsCost | 0 | [6 empty] | 0.45639 | 0
LCP_Inputs_ON_Diverse_Howarth_2023_05_05 | 2040 | Biomass + CCS | Generation | Electricity | QC | Dispatch-Generation | FuelCost | 0 | [6 empty] | 0.45639 | 0
LCP_Inputs_ON_Diverse_Howarth_2023_05_05 | 2040 | Biomass + CCS | Generation | Electricity | QC | Dispatch-Generation | VOM | 0 | [6 empty] | 0.45639 | 0
LCP_Inputs_ON_Diverse_Howarth_2023_05_05 | 2040 | Biomass + CCS | Generation | Electricity | WC | Dispatch-Generation | EmissionsCost | 0 | [6 empty] | 0.45639 | 0
LCP_Inputs_ON_Diverse_Howarth_2023_05_05 | 2040 | Biomass + CCS | Generation | Electricity | WC | Dispatch-Generation | FuelCost | 0 | [6 empty] | 0.45639 | 0
LCP_Inputs_ON_Diverse_Howarth_2023_05_05 | 2040 | Biomass + CCS | Generation | Electricity | WC | Dispatch-Generation | VOM | 0 | [6 empty] | 0.45639 | 0
LCP_Inputs_ON_Diverse_Howarth_2023_05_05 | 2040 | CH4 + CCS | Generation | Methane | MI | Dispatch-Generation | EmissionsCost | 0 | [6 empty] | 0.45639 | 0
LCP_Inputs_ON_Diverse_Howarth_2023_05_05 | 2040 | CH4 + CCS | Generation | Methane | MI | Dispatch-Generation | FuelCost | 0 | [6 empty] | 0.45639 | 0
LCP_Inputs_ON_Diverse_Howarth_2023_05_05 | 2040 | CH4 + CCS | Generation | Methane | MI | Dispatch-Generation | VOM | 0 | [6 empty] | 0.45639 | 0
LCP_Inputs_ON_Diverse_Howarth_2023_05_05 | 2040 | CH4 + CCS | Generation | Methane | NY | Dispatch-Generation | EmissionsCost | 0 | [6 empty] | 0.45639 | 0
LCP_Inputs_ON_Diverse_Howarth_2023_05_05 | 2040 | CH4 + CCS | Generation | Methane | NY | Dispatch-Generation | FuelCost | 0 | [6 empty] | 0.45639 | 0
LCP_Inputs_ON_Diverse_Howarth_2023_05_05 | 2040 | CH4 + CCS | Generation | Methane | NY | Dispatch-Generation | VOM | 0 | [6 empty] | 0.45639 | 0
LCP_Inputs_ON_Diverse_Howarth_2023_05_05 | 2040 | CH4 + CCS | Generation | Methane | ON | Dispatch-Generation | EmissionsCost | 88472420.6398 | [6 empty] | 0.45639 | 40377657.8788
LCP_Inputs_ON_Diverse_Howarth_2023_05_05 | 2040 | CH4 + CCS | Generation | Methane | ON | Dispatch-Generation | FuelCost | 483825119.2369 | [6 empty] | 0.45639 | 220811468.664
LCP_Inputs_ON_Diverse_Howarth_2023_05_05 | 2040 | CH4 + CCS | Generation | Methane | ON | Dispatch-Generation | VOM | 46000331.6667 | [6 empty] | 0.45639 | 20993950.8936
LCP_Inputs_ON_Diverse_Howarth_2023_05_05 | 2040 | CH4 + CCS | Generation | Methane | PJ | Dispatch-Generation | EmissionsCost | 0 | [6 empty] | 0.45639 | 0
LCP_Inputs_ON_Diverse_Howarth_2023_05_05 | 2040 | CH4 + CCS | Generation | Methane | PJ | Dispatch-Generation | FuelCost | 0 | [6 empty] | 0.45639 | 0
LCP_Inputs_ON_Diverse_Howarth_2023_05_05 | 2040 | CH4 + CCS | Generation | Methane | PJ | Dispatch-Generation | VOM | 0 | [6 empty] | 0.45639 | 0
LCP_Inputs_ON_Diverse_Howarth_2023_05_05 | 2040 | CH4 + CCS | Generation | Methane | QC | Dispatch-Generation | EmissionsCost | 0 | [6 empty] | 0.45639 | 0
LCP_Inputs_ON_Diverse_Howarth_2023_05_05 | 2040 | CH4 + CCS | Generation | Methane | QC | Dispatch-Generation | FuelCost | 0 | [6 empty] | 0.45639 | 0
LCP_Inputs_ON_Diverse_Howarth_2023_05_05 | 2040 | CH4 + CCS | Generation | Methane | QC | Dispatch-Generation | VOM | 0 | [6 empty] | 0.45639 | 0
LCP_Inputs_ON_Diverse_Howarth_2023_05_05 | 2040 | CH4 + CCS | Generation | Methane | WC | Dispatch-Generation | EmissionsCost | 0 | [6 empty] | 0.45639 | 0
LCP_Inputs_ON_Diverse_Howarth_2023_05_05 | 2040 | CH4 + CCS | Generation | Methane | WC | Dispatch-Generation | FuelCost | 0 | [6 empty] | 0.45639 | 0
LCP_Inputs_ON_Diverse_Howarth_2023_05_05 | 2040 | CH4 + CCS | Generation | Methane | WC | Dispatch-Generation | VOM | 0 | [6 empty] | 0.45639 | 0
LCP_Inputs_ON_Diverse_Howarth_2023_05_05 | 2040 | CH4 Import - NY 2020 | Import | Methane | MI | Dispatch-Import | EmissionsCost | 0 | [6 empty] | 0.45639 | 0
LCP_Inputs_ON_Diverse_Howarth_2023_05_05 | 2040 | CH4 Import - NY 2020 | Import | Methane | MI | Dispatch-Import | FuelCost | 0 | [6 empty] | 0.45639 | 0
LCP_Inputs_ON_Diverse_Howarth_2023_05_05 | 2040 | CH4 Import - NY 2020 | Import | Methane | MI | Dispatch-Import | VOM | 0 | [6 empty] | 0.45639 | 0
LCP_Inputs_ON_Diverse_Howarth_2023_05_05 | 2040 | CH4 Import - NY 2020 | Import | Methane | NY | Dispatch-Import | EmissionsCost | 0 | [6 empty] | 0.45639 | 0
LCP_Inputs_ON_Diverse_Howarth_2023_05_05 | 2040 | CH4 Import - NY 2020 | Import | Methane | NY | Dispatch-Import | FuelCost | 0 | [6 empty] | 0.45639 | 0
LCP_Inputs_ON_Diverse_Howarth_2023_05_05 | 2040 | CH4 Import - NY 2020 | Import | Methane | NY | Dispatch-Import | VOM | 0 | [6 empty] | 0.45639 | 0
LCP_Inputs_ON_Diverse_Howarth_2023_05_05 | 2040 | CH4 Import - NY 2020 | Import | Methane | ON | Dispatch-Import | EmissionsCost | 0 | [6 empty] | 0.45639 | 0
LCP_Inputs_ON_Diverse_Howarth_2023_05_05 | 2040 | CH4 Import - NY 2020 | Import | Methane | ON | Dispatch-Import | FuelCost | 0 | [6 empty] | 0.45639 | 0
LCP_Inputs_ON_Diverse_Howarth_2023_05_05 | 2040 | CH4 Import - NY 2020 | Import | Methane | ON | Dispatch-Import | VOM | 0 | [6 empty] | 0.45639 | 0
LCP_Inputs_ON_Diverse_Howarth_2023_05_05 | 2040 | CH4 Import - NY 2020 | Import | Methane | PJ | Dispatch-Import | EmissionsCost | 0 | [6 empty] | 0.45639 | 0
LCP_Inputs_ON_Diverse_Howarth_2023_05_05 | 2040 | CH4 Import - NY 2020 | Import | Methane | PJ | Dispatch-Import | FuelCost | 0 | [6 empty] | 0.45639 | 0
LCP_Inputs_ON_Diverse_Howarth_2023_05_05 | 2040 | CH4 Import - NY 2020 | Import | Methane | PJ | Dispatch-Import | VOM | 0 | [6 empty] | 0.45639 | 0
LCP_Inputs_ON_Diverse_Howarth_2023_05_05 | 2040 | CH4 Import - NY 2020 | Import | Methane | QC | Dispatch-Import | EmissionsCost | 0 | [6 empty] | 0.45639 | 0
LCP_Inputs_ON_Diverse_Howarth_2023_05_05 | 2040 | CH4 Import - NY 2020 | Import | Methane | QC | Dispatch-Import | FuelCost | 0 | [6 empty] | 0.45639 | 0
LCP_Inputs_ON_Diverse_Howarth_2023_05_05 | 2040 | CH4 Import - NY 2020 | Import | Methane | QC | Dispatch-Import | VOM | 0 | [6 empty] | 0.45639 | 0
LCP_Inputs_ON_Diverse_Howarth_2023_05_05 | 2040 | CH4 Import - NY 2020 | Import | Methane | WC | Dispatch-Import | EmissionsCost | 0 | [6 empty] | 0.45639 | 0
LCP_Inputs_ON_Diverse_Howarth_2023_05_05 | 2040 | CH4 Import - NY 2020 | Import | Methane | WC | Dispatch-Import | FuelCost | 0 | [6 empty] | 0.45639 | 0
LCP_Inputs_ON_Diverse_Howarth_2023_05_05 | 2040 | CH4 Import - NY 2020 | Import | Methane | WC | Dispatch-Import | VOM | 0 | [6 empty] | 0.45639 | 0
LCP_Inputs_ON_Diverse_Howarth_2023_05_05 | 2040 | CH4 Import - NY 2030 | Import | Methane | MI | Dispatch-Import | EmissionsCost | 0 | [6 empty] | 0.45639 | 0
LCP_Inputs_ON_Diverse_Howarth_2023_05_05 | 2040 | CH4 Import - NY 2030 | Import | Methane | MI | Dispatch-Import | FuelCost | 0 | [6 empty] | 0.45639 | 0
LCP_Inputs_ON_Diverse_Howarth_2023_05_05 | 2040 | CH4 Import - NY 2030 | Import | Methane | MI | Dispatch-Import | VOM | 0 | [6 empty] | 0.45639 | 0
LCP_Inputs_ON_Diverse_Howarth_2023_05_05 | 2040 | CH4 Import - NY 2030 | Import | Methane | NY | Dispatch-Import | EmissionsCost | 0 | [6 empty] | 0.45639 | 0
LCP_Inputs_ON_Diverse_Howarth_2023_05_05 | 2040 | CH4 Import - NY 2030 | Import | Methane | NY | Dispatch-Import | FuelCost | 0 | [6 empty] | 0.45639 | 0
LCP_Inputs_ON_Diverse_Howarth_2023_05_05 | 2040 | CH4 Import - NY 2030 | Import | Methane | NY | Dispatch-Import | VOM | 0 | [6 empty] | 0.45639 | 0
LCP_Inputs_ON_Diverse_Howarth_2023_05_05 | 2040 | CH4 Import - NY 2030 | Import | Methane | ON | Dispatch-Import | EmissionsCost | 0 | [6 empty] | 0.45639 | 0
LCP_Inputs_ON_Diverse_Howarth_2023_05_05 | 2040 | CH4 Import - NY 2030 | Import | Methane | ON | Dispatch-Import | FuelCost | 0 | [6 empty] | 0.45639 | 0
LCP_Inputs_ON_Diverse_Howarth_2023_05_05 | 2040 | CH4 Import - NY 2030 | Import | Methane | ON | Dispatch-Import | VOM | 0 | [6 empty] | 0.45639 | 0
LCP_Inputs_ON_Diverse_Howarth_2023_05_05 | 2040 | CH4 Import - NY 2030 | Import | Methane | PJ | Dispatch-Import | EmissionsCost | 0 | [6 empty] | 0.45639 | 0
LCP_Inputs_ON_Diverse_Howarth_2023_05_05 | 2040 | CH4 Import - NY 2030 | Import | Methane | PJ | Dispatch-Import | FuelCost | 0 | [6 empty] | 0.45639 | 0
LCP_Inputs_ON_Diverse_Howarth_2023_05_05 | 2040 | CH4 Import - NY 2030 | Import | Methane | PJ | Dispatch-Import | VOM | 0 | [6 empty] | 0.45639 | 0
LCP_Inputs_ON_Diverse_Howarth_2023_05_05 | 2040 | CH4 Import - NY 2030 | Import | Methane | QC | Dispatch-Import | EmissionsCost | 0 | [6 empty] | 0.45639 | 0
LCP_Inputs_ON_Diverse_Howarth_2023_05_05 | 2040 | CH4 Import - NY 2030 | Import | Methane | QC | Dispatch-Import | FuelCost | 0 | [6 empty] | 0.45639 | 0
LCP_Inputs_ON_Diverse_Howarth_2023_05_05 | 2040 | CH4 Import - NY 2030 | Import | Methane | QC | Dispatch-Import | VOM | 0 | [6 empty] | 0.45639 | 0
LCP_Inputs_ON_Diverse_Howarth_2023_05_05 | 2040 | CH4 Import - NY 2030 | Import | Methane | WC | Dispatch-Import | EmissionsCost | 0 | [6 empty] | 0.45639 | 0
LCP_Inputs_ON_Diverse_Howarth_2023_05_05 | 2040 | CH4 Import - NY 2030 | Import | Methane | WC | Dispatch-Import | FuelCost | 0 | [6 empty] | 0.45639 | 0
LCP_Inputs_ON_Diverse_Howarth_2023_05_05 | 2040 | CH4 Import - NY 2030 | Import | Methane | WC | Dispatch-Import | VOM | 0 | [6 empty] | 0.45639 | 0
LCP_Inputs_ON_Diverse_Howarth_2023_05_05 | 2040 | CH4 Import - NY 2040 | Import | Methane | MI | Dispatch-Import | EmissionsCost | 0 | [6 empty] | 0.45639 | 0
LCP_Inputs_ON_Diverse_Howarth_2023_05_05 | 2040 | CH4 Import - NY 2040 | Import | Methane | MI | Dispatch-Import | FuelCost | 0 | [6 empty] | 0.45639 | 0
LCP_Inputs_ON_Diverse_Howarth_2023_05_05 | 2040 | CH4 Import - NY 2040 | Import | Methane | MI | Dispatch-Import | VOM | 0 | [6 empty] | 0.45639 | 0
LCP_Inputs_ON_Diverse_Howarth_2023_05_05 | 2040 | CH4 Import - NY 2040 | Import | Methane | NY | Dispatch-Import | EmissionsCost | 1424811807.9426 | [6 empty] | 0.45639 | 650265509.9385
LCP_Inputs_ON_Diverse_Howarth_2023_05_05 | 2040 | CH4 Import - NY 2040 | Import | Methane | NY | Dispatch-Import | FuelCost | 758346581.876 | [6 empty] | 0.45639 | 346099480.6646
LCP_Inputs_ON_Diverse_Howarth_2023_05_05 | 2040 | CH4 Import - NY 2040 | Import | Methane | NY | Dispatch-Import | VOM | 0 | [6 empty] | 0.45639 | 0
LCP_Inputs_ON_Diverse_Howarth_2023_05_05 | 2040 | CH4 Import - NY 2040 | Import | Methane | ON | Dispatch-Import | EmissionsCost | 0 | [6 empty] | 0.45639 | 0
LCP_Inputs_ON_Diverse_Howarth_2023_05_05 | 2040 | CH4 Import - NY 2040 | Import | Methane | ON | Dispatch-Import | FuelCost | 0 | [6 empty] | 0.45639 | 0
LCP_Inputs_ON_Diverse_Howarth_2023_05_05 | 2040 | CH4 Import - NY 2040 | Import | Methane | ON | Dispatch-Import | VOM | 0 | [6 empty] | 0.45639 | 0
LCP_Inputs_ON_Diverse_Howarth_2023_05_05 | 2040 | CH4 Import - NY 2040 | Import | Methane | PJ | Dispatch-Import | EmissionsCost | 0 | [6 empty] | 0.45639 | 0
LCP_Inputs_ON_Diverse_Howarth_2023_05_05 | 2040 | CH4 Import - NY 2040 | Import | Methane | PJ | Dispatch-Import | FuelCost | 0 | [6 empty] | 0.45639 | 0
LCP_Inputs_ON_Diverse_Howarth_2023_05_05 | 2040 | CH4 Import - NY 2040 | Import | Methane | PJ | Dispatch-Import | VOM | 0 | [6 empty] | 0.45639 | 0
LCP_Inputs_ON_Diverse_Howarth_2023_05_05 | 2040 | CH4 Import - NY 2040 | Import | Methane | QC | Dispatch-Import | EmissionsCost | 0 | [6 empty] | 0.45639 | 0
LCP_Inputs_ON_Diverse_Howarth_2023_05_05 | 2040 | CH4 Import - NY 2040 | Import | Methane | QC | Dispatch-Import | FuelCost | 0 | [6 empty] | 0.45639 | 0
LCP_Inputs_ON_Diverse_Howarth_2023_05_05 | 2040 | CH4 Import - NY 2040 | Import | Methane | QC | Dispatch-Import | VOM | 0 | [6 empty] | 0.45639 | 0
LCP_Inputs_ON_Diverse_Howarth_2023_05_05 | 2040 | CH4 Import - NY 2040 | Import | Methane | WC | Dispatch-Import | EmissionsCost | 0 | [6 empty] | 0.45639 | 0
LCP_Inputs_ON_Diverse_Howarth_2023_05_05 | 2040 | CH4 Import - NY 2040 | Import | Methane | WC | Dispatch-Import | FuelCost | 0 | [6 empty] | 0.45639 | 0
LCP_Inputs_ON_Diverse_Howarth_2023_05_05 | 2040 | CH4 Import - NY 2040 | Import | Methane | WC | Dispatch-Import | VOM | 0 | [6 empty] | 0.45639 | 0
LCP_Inputs_ON_Diverse_Howarth_2023_05_05 | 2040 | CH4 Import - NY 2050 | Import | Methane | MI | Dispatch-Import | EmissionsCost | 0 | [6 empty] | 0.45639 | 0
LCP_Inputs_ON_Diverse_Howarth_2023_05_05 | 2040 | CH4 Import - NY 2050 | Import | Methane | MI | Dispatch-Import | FuelCost | 0 | [6 empty] | 0.45639 | 0
LCP_Inputs_ON_Diverse_Howarth_2023_05_05 | 2040 | CH4 Import - NY 2050 | Import | Methane | MI | Dispatch-Import | VOM | 0 | [6 empty] | 0.45639 | 0
LCP_Inputs_ON_Diverse_Howarth_2023_05_05 | 2040 | CH4 Import - NY 2050 | Import | Methane | NY | Dispatch-Import | EmissionsCost | 0 | [6 empty] | 0.45639 | 0
LCP_Inputs_ON_Diverse_Howarth_2023_05_05 | 2040 | CH4 Import - NY 2050 | Import | Methane | NY | Dispatch-Import | FuelCost | 0 | [6 empty] | 0.45639 | 0
LCP_Inputs_ON_Diverse_Howarth_2023_05_05 | 2040 | CH4 Import - NY 2050 | Import | Methane | NY | Dispatch-Import | VOM | 0 | [6 empty] | 0.45639 | 0
LCP_Inputs_ON_Diverse_Howarth_2023_05_05 | 2040 | CH4 Import - NY 2050 | Import | Methane | ON | Dispatch-Import | EmissionsCost | 0 | [6 empty] | 0.45639 | 0
LCP_Inputs_ON_Diverse_Howarth_2023_05_05 | 2040 | CH4 Import - NY 2050 | Import | Methane | ON | Dispatch-Import | FuelCost | 0 | [6 empty] | 0.45639 | 0
LCP_Inputs_ON_Diverse_Howarth_2023_05_05 | 2040 | CH4 Import - NY 2050 | Import | Methane | ON | Dispatch-Import | VOM | 0 | [6 empty] | 0.45639 | 0
LCP_Inputs_ON_Diverse_Howarth_2023_05_05 | 2040 | CH4 Import - NY 2050 | Import | Methane | PJ | Dispatch-Import | EmissionsCost | 0 | [6 empty] | 0.45639 | 0
LCP_Inputs_ON_Diverse_Howarth_2023_05_05 | 2040 | CH4 Import - NY 2050 | Import | Methane | PJ | Dispatch-Import | FuelCost | 0 | [6 empty] | 0.45639 | 0
LCP_Inputs_ON_Diverse_Howarth_2023_05_05 | 2040 | CH4 Import - NY 2050 | Import | Methane | PJ | Dispatch-Import | VOM | 0 | [6 empty] | 0.45639 | 0
LCP_Inputs_ON_Diverse_Howarth_2023_05_05 | 2040 | CH4 Import - NY 2050 | Import | Methane | QC | Dispatch-Import | EmissionsCost | 0 | [6 empty] | 0.45639 | 0
LCP_Inputs_ON_Diverse_Howarth_2023_05_05 | 2040 | CH4 Import - NY 2050 | Import | Methane | QC | Dispatch-Import | FuelCost | 0 | [6 empty] | 0.45639 | 0
LCP_Inputs_ON_Diverse_Howarth_2023_05_05 | 2040 | CH4 Import - NY 2050 | Import | Methane | QC | Dispatch-Import | VOM | 0 | [6 empty] | 0.45639 | 0
LCP_Inputs_ON_Diverse_Howarth_2023_05_05 | 2040 | CH4 Import - NY 2050 | Import | Methane | WC | Dispatch-Import | EmissionsCost | 0 | [6 empty] | 0.45639 | 0
LCP_Inputs_ON_Diverse_Howarth_2023_05_05 | 2040 | CH4 Import - NY 2050 | Import | Methane | WC | Dispatch-Import | FuelCost | 0 | [6 empty] | 0.45639 | 0
LCP_Inputs_ON_Diverse_Howarth_2023_05_05 | 2040 | CH4 Import - NY 2050 | Import | Methane | WC | Dispatch-Import | VOM | 0 | [6 empty] | 0.45639 | 0
LCP_Inputs_ON_Diverse_Howarth_2023_05_05 | 2040 | CH4 Import - WC 2020 | Import | Methane | MI | Dispatch-Import | EmissionsCost | 0 | [6 empty] | 0.45639 | 0
LCP_Inputs_ON_Diverse_Howarth_2023_05_05 | 2040 | CH4 Import - WC 2020 | Import | Methane | MI | Dispatch-Import | FuelCost | 0 | [6 empty] | 0.45639 | 0
LCP_Inputs_ON_Diverse_Howarth_2023_05_05 | 2040 | CH4 Import - WC 2020 | Import | Methane | MI | Dispatch-Import | VOM | 0 | [6 empty] | 0.45639 | 0
LCP_Inputs_ON_Diverse_Howarth_2023_05_05 | 2040 | CH4 Import - WC 2020 | Import | Methane | NY | Dispatch-Import | EmissionsCost | 0 | [6 empty] | 0.45639 | 0
LCP_Inputs_ON_Diverse_Howarth_2023_05_05 | 2040 | CH4 Import - WC 2020 | Import | Methane | NY | Dispatch-Import | FuelCost | 0 | [6 empty] | 0.45639 | 0
LCP_Inputs_ON_Diverse_Howarth_2023_05_05 | 2040 | CH4 Import - WC 2020 | Import | Methane | NY | Dispatch-Import | VOM | 0 | [6 empty] | 0.45639 | 0
LCP_Inputs_ON_Diverse_Howarth_2023_05_05 | 2040 | CH4 Import - WC 2020 | Import | Methane | ON | Dispatch-Import | EmissionsCost | 0 | [6 empty] | 0.45639 | 0
LCP_Inputs_ON_Diverse_Howarth_2023_05_05 | 2040 | CH4 Import - WC 2020 | Import | Methane | ON | Dispatch-Import | FuelCost | 0 | [6 empty] | 0.45639 | 0
LCP_Inputs_ON_Diverse_Howarth_2023_05_05 | 2040 | CH4 Import - WC 2020 | Import | Methane | ON | Dispatch-Import | VOM | 0 | [6 empty] | 0.45639 | 0
LCP_Inputs_ON_Diverse_Howarth_2023_05_05 | 2040 | CH4 Import - WC 2020 | Import | Methane | PJ | Dispatch-Import | EmissionsCost | 0 | [6 empty] | 0.45639 | 0
LCP_Inputs_ON_Diverse_Howarth_2023_05_05 | 2040 | CH4 Import - WC 2020 | Import | Methane | PJ | Dispatch-Import | FuelCost | 0 | [6 empty] | 0.45639 | 0
LCP_Inputs_ON_Diverse_Howarth_2023_05_05 | 2040 | CH4 Import - WC 2020 | Import | Methane | PJ | Dispatch-Import | VOM | 0 | [6 empty] | 0.45639 | 0
LCP_Inputs_ON_Diverse_Howarth_2023_05_05 | 2040 | CH4 Import - WC 2020 | Import | Methane | QC | Dispatch-Import | EmissionsCost | 0 | [6 empty] | 0.45639 | 0
LCP_Inputs_ON_Diverse_Howarth_2023_05_05 | 2040 | CH4 Import - WC 2020 | Import | Methane | QC | Dispatch-Import | FuelCost | 0 | [6 empty] | 0.45639 | 0
LCP_Inputs_ON_Diverse_Howarth_2023_05_05 | 2040 | CH4 Import - WC 2020 | Import | Methane | QC | Dispatch-Import | VOM | 0 | [6 empty] | 0.45639 | 0
LCP_Inputs_ON_Diverse_Howarth_2023_05_05 | 2040 | CH4 Import - WC 2020 | Import | Methane | WC | Dispatch-Import | EmissionsCost | 0 | [6 empty] | 0.45639 | 0
LCP_Inputs_ON_Diverse_Howarth_2023_05_05 | 2040 | CH4 Import - WC 2020 | Import | Methane | WC | Dispatch-Import | FuelCost | 0 | [6 empty] | 0.45639 | 0
LCP_Inputs_ON_Diverse_Howarth_2023_05_05 | 2040 | CH4 Import - WC 2020 | Import | Methane | WC | Dispatch-Import | VOM | 0 | [6 empty] | 0.45639 | 0
LCP_Inputs_ON_Diverse_Howarth_2023_05_05 | 2040 | CH4 Import - WC 2030 | Import | Methane | MI | Dispatch-Import | EmissionsCost | 0 | [6 empty] | 0.45639 | 0
LCP_Inputs_ON_Diverse_Howarth_2023_05_05 | 2040 | CH4 Import - WC 2030 | Import | Methane | MI | Dispatch-Import | FuelCost | 0 | [6 empty] | 0.45639 | 0
LCP_Inputs_ON_Diverse_Howarth_2023_05_05 | 2040 | CH4 Import - WC 2030 | Import | Methane | MI | Dispatch-Import | VOM | 0 | [6 empty] | 0.45639 | 0
LCP_Inputs_ON_Diverse_Howarth_2023_05_05 | 2040 | CH4 Import - WC 2030 | Import | Methane | NY | Dispatch-Import | EmissionsCost | 0 | [6 empty] | 0.45639 | 0
LCP_Inputs_ON_Diverse_Howarth_2023_05_05 | 2040 | CH4 Import - WC 2030 | Import | Methane | NY | Dispatch-Import | FuelCost | 0 | [6 empty] | 0.45639 | 0
LCP_Inputs_ON_Diverse_Howarth_2023_05_05 | 2040 | CH4 Import - WC 2030 | Import | Methane | NY | Dispatch-Import | VOM | 0 | [6 empty] | 0.45639 | 0
LCP_Inputs_ON_Diverse_Howarth_2023_05_05 | 2040 | CH4 Import - WC 2030 | Import | Methane | ON | Dispatch-Import | EmissionsCost | 0 | [6 empty] | 0.45639 | 0
LCP_Inputs_ON_Diverse_Howarth_2023_05_05 | 2040 | CH4 Import - WC 2030 | Import | Methane | ON | Dispatch-Import | FuelCost | 0 | [6 empty] | 0.45639 | 0
LCP_Inputs_ON_Diverse_Howarth_2023_05_05 | 2040 | CH4 Import - WC 2030 | Import | Methane | ON | Dispatch-Import | VOM | 0 | [6 empty] | 0.45639 | 0
LCP_Inputs_ON_Diverse_Howarth_2023_05_05 | 2040 | CH4 Import - WC 2030 | Import | Methane | PJ | Dispatch-Import | EmissionsCost | 0 | [6 empty] | 0.45639 | 0
LCP_Inputs_ON_Diverse_Howarth_2023_05_05 | 2040 | CH4 Import - WC 2030 | Import | Methane | PJ | Dispatch-Import | FuelCost | 0 | [6 empty] | 0.45639 | 0
LCP_Inputs_ON_Diverse_Howarth_2023_05_05 | 2040 | CH4 Import - WC 2030 | Import | Methane | PJ | Dispatch-Import | VOM | 0 | [6 empty] | 0.45639 | 0
LCP_Inputs_ON_Diverse_Howarth_2023_05_05 | 2040 | CH4 Import - WC 2030 | Import | Methane | QC | Dispatch-Import | EmissionsCost | 0 | [6 empty] | 0.45639 | 0
LCP_Inputs_ON_Diverse_Howarth_2023_05_05 | 2040 | CH4 Import - WC 2030 | Import | Methane | QC | Dispatch-Import | FuelCost | 0 | [6 empty] | 0.45639 | 0
LCP_Inputs_ON_Diverse_Howarth_2023_05_05 | 2040 | CH4 Import - WC 2030 | Import | Methane | QC | Dispatch-Import | VOM | 0 | [6 empty] | 0.45639 | 0
LCP_Inputs_ON_Diverse_Howarth_2023_05_05 | 2040 | CH4 Import - WC 2030 | Import | Methane | WC | Dispatch-Import | EmissionsCost | 0 | [6 empty] | 0.45639 | 0
LCP_Inputs_ON_Diverse_Howarth_2023_05_05 | 2040 | CH4 Import - WC 2030 | Import | Methane | WC | Dispatch-Import | FuelCost | 0 | [6 empty] | 0.45639 | 0
LCP_Inputs_ON_Diverse_Howarth_2023_05_05 | 2040 | CH4 Import - WC 2030 | Import | Methane | WC | Dispatch-Import | VOM | 0 | [6 empty] | 0.45639 | 0
LCP_Inputs_ON_Diverse_Howarth_2023_05_05 | 2040 | CH4 Import - WC 2040 | Import | Methane | MI | Dispatch-Import | EmissionsCost | 0 | [6 empty] | 0.45639 | 0
LCP_Inputs_ON_Diverse_Howarth_2023_05_05 | 2040 | CH4 Import - WC 2040 | Import | Methane | MI | Dispatch-Import | FuelCost | 0 | [6 empty] | 0.45639 | 0
LCP_Inputs_ON_Diverse_Howarth_2023_05_05 | 2040 | CH4 Import - WC 2040 | Import | Methane | MI | Dispatch-Import | VOM | 0 | [6 empty] | 0.45639 | 0
LCP_Inputs_ON_Diverse_Howarth_2023_05_05 | 2040 | CH4 Import - WC 2040 | Import | Methane | NY | Dispatch-Import | EmissionsCost | 0 | [6 empty] | 0.45639 | 0
LCP_Inputs_ON_Diverse_Howarth_2023_05_05 | 2040 | CH4 Import - WC 2040 | Import | Methane | NY | Dispatch-Import | FuelCost | 0 | [6 empty] | 0.45639 | 0
LCP_Inputs_ON_Diverse_Howarth_2023_05_05 | 2040 | CH4 Import - WC 2040 | Import | Methane | NY | Dispatch-Import | VOM | 0 | [6 empty] | 0.45639 | 0
LCP_Inputs_ON_Diverse_Howarth_2023_05_05 | 2040 | CH4 Import - WC 2040 | Import | Methane | ON | Dispatch-Import | EmissionsCost | 0 | [6 empty] | 0.45639 | 0
LCP_Inputs_ON_Diverse_Howarth_2023_05_05 | 2040 | CH4 Import - WC 2040 | Import | Methane | ON | Dispatch-Import | FuelCost | 0 | [6 empty] | 0.45639 | 0
LCP_Inputs_ON_Diverse_Howarth_2023_05_05 | 2040 | CH4 Import - WC 2040 | Import | Methane | ON | Dispatch-Import | VOM | 0 | [6 empty] | 0.45639 | 0
LCP_Inputs_ON_Diverse_Howarth_2023_05_05 | 2040 | CH4 Import - WC 2040 | Import | Methane | PJ | Dispatch-Import | EmissionsCost | 0 | [6 empty] | 0.45639 | 0
LCP_Inputs_ON_Diverse_Howarth_2023_05_05 | 2040 | CH4 Import - WC 2040 | Import | Methane | PJ | Dispatch-Import | FuelCost | 0 | [6 empty] | 0.45639 | 0
LCP_Inputs_ON_Diverse_Howarth_2023_05_05 | 2040 | CH4 Import - WC 2040 | Import | Methane | PJ | Dispatch-Import | VOM | 0 | [6 empty] | 0.45639 | 0
LCP_Inputs_ON_Diverse_Howarth_2023_05_05 | 2040 | CH4 Import - WC 2040 | Import | Methane | QC | Dispatch-Import | EmissionsCost | 0 | [6 empty] | 0.45639 | 0
LCP_Inputs_ON_Diverse_Howarth_2023_05_05 | 2040 | CH4 Import - WC 2040 | Import | Methane | QC | Dispatch-Import | FuelCost | 0 | [6 empty] | 0.45639 | 0
LCP_Inputs_ON_Diverse_Howarth_2023_05_05 | 2040 | CH4 Import - WC 2040 | Import | Methane | QC | Dispatch-Import | VOM | 0 | [6 empty] | 0.45639 | 0
LCP_Inputs_ON_Diverse_Howarth_2023_05_05 | 2040 | CH4 Import - WC 2040 | Import | Methane | WC | Dispatch-Import | EmissionsCost | 2117477751.305 | [6 empty] | 0.45639 | 966389204.5673
LCP_Inputs_ON_Diverse_Howarth_2023_05_05 | 2040 | CH4 Import - WC 2040 | Import | Methane | WC | Dispatch-Import | FuelCost | 1127013410.4372 | [6 empty] | 0.45639 | 514354208.7174
LCP_Inputs_ON_Diverse_Howarth_2023_05_05 | 2040 | CH4 Import - WC 2040 | Import | Methane | WC | Dispatch-Import | VOM | 0 | [6 empty] | 0.45639 | 0
LCP_Inputs_ON_Diverse_Howarth_2023_05_05 | 2040 | CH4 Import - WC 2050 | Import | Methane | MI | Dispatch-Import | EmissionsCost | 0 | [6 empty] | 0.45639 | 0
LCP_Inputs_ON_Diverse_Howarth_2023_05_05 | 2040 | CH4 Import - WC 2050 | Import | Methane | MI | Dispatch-Import | FuelCost | 0 | [6 empty] | 0.45639 | 0
LCP_Inputs_ON_Diverse_Howarth_2023_05_05 | 2040 | CH4 Import - WC 2050 | Import | Methane | MI | Dispatch-Import | VOM | 0 | [6 empty] | 0.45639 | 0
LCP_Inputs_ON_Diverse_Howarth_2023_05_05 | 2040 | CH4 Import - WC 2050 | Import | Methane | NY | Dispatch-Import | EmissionsCost | 0 | [6 empty] | 0.45639 | 0
LCP_Inputs_ON_Diverse_Howarth_2023_05_05 | 2040 | CH4 Import - WC 2050 | Import | Methane | NY | Dispatch-Import | FuelCost | 0 | [6 empty] | 0.45639 | 0
LCP_Inputs_ON_Diverse_Howarth_2023_05_05 | 2040 | CH4 Import - WC 2050 | Import | Methane | NY | Dispatch-Import | VOM | 0 | [6 empty] | 0.45639 | 0
LCP_Inputs_ON_Diverse_Howarth_2023_05_05 | 2040 | CH4 Import - WC 2050 | Import | Methane | ON | Dispatch-Import | EmissionsCost | 0 | [6 empty] | 0.45639 | 0
LCP_Inputs_ON_Diverse_Howarth_2023_05_05 | 2040 | CH4 Import - WC 2050 | Import | Methane | ON | Dispatch-Import | FuelCost | 0 | [6 empty] | 0.45639 | 0
LCP_Inputs_ON_Diverse_Howarth_2023_05_05 | 2040 | CH4 Import - WC 2050 | Import | Methane | ON | Dispatch-Import | VOM | 0 | [6 empty] | 0.45639 | 0
LCP_Inputs_ON_Diverse_Howarth_2023_05_05 | 2040 | CH4 Import - WC 2050 | Import | Methane | PJ | Dispatch-Import | EmissionsCost | 0 | [6 empty] | 0.45639 | 0
LCP_Inputs_ON_Diverse_Howarth_2023_05_05 | 2040 | CH4 Import - WC 2050 | Import | Methane | PJ | Dispatch-Import | FuelCost | 0 | [6 empty] | 0.45639 | 0
LCP_Inputs_ON_Diverse_Howarth_2023_05_05 | 2040 | CH4 Import - WC 2050 | Import | Methane | PJ | Dispatch-Import | VOM | 0 | [6 empty] | 0.45639 | 0
LCP_Inputs_ON_Diverse_Howarth_2023_05_05 | 2040 | CH4 Import - WC 2050 | Import | Methane | QC | Dispatch-Import | EmissionsCost | 0 | [6 empty] | 0.45639 | 0
LCP_Inputs_ON_Diverse_Howarth_2023_05_05 | 2040 | CH4 Import - WC 2050 | Import | Methane | QC | Dispatch-Import | FuelCost | 0 | [6 empty] | 0.45639 | 0
LCP_Inputs_ON_Diverse_Howarth_2023_05_05 | 2040 | CH4 Import - WC 2050 | Import | Methane | QC | Dispatch-Import | VOM | 0 | [6 empty] | 0.45639 | 0
LCP_Inputs_ON_Diverse_Howarth_2023_05_05 | 2040 | CH4 Import - WC 2050 | Import | Methane | WC | Dispatch-Import | EmissionsCost | 0 | [6 empty] | 0.45639 | 0
LCP_Inputs_ON_Diverse_Howarth_2023_05_05 | 2040 | CH4 Import - WC 2050 | Import | Methane | WC | Dispatch-Import | FuelCost | 0 | [6 empty] | 0.45639 | 0
LCP_Inputs_ON_Diverse_Howarth_2023_05_05 | 2040 | CH4 Import - WC 2050 | Import | Methane | WC | Dispatch-Import | VOM | 0 | [6 empty] | 0.45639 | 0
LCP_Inputs_ON_Diverse_Howarth_2023_05_05 | 2040 | CH4 Salt Cavern Storage - ON | Storage | Methane | MI | Dispatch-Storage | EmissionsCost | 0 | [6 empty] | 0.45639 | 0
LCP_Inputs_ON_Diverse_Howarth_2023_05_05 | 2040 | CH4 Salt Cavern Storage - ON | Storage | Methane | MI | Dispatch-Storage | FuelCost | 0 | [6 empty] | 0.45639 | 0
LCP_Inputs_ON_Diverse_Howarth_2023_05_05 | 2040 | CH4 Salt Cavern Storage - ON | Storage | Methane | MI | Dispatch-Storage | VOM | 0 | [6 empty] | 0.45639 | 0
LCP_Inputs_ON_Diverse_Howarth_2023_05_05 | 2040 | CH4 Salt Cavern Storage - ON | Storage | Methane | NY | Dispatch-Storage | EmissionsCost | 0 | [6 empty] | 0.45639 | 0
LCP_Inputs_ON_Diverse_Howarth_2023_05_05 | 2040 | CH4 Salt Cavern Storage - ON | Storage | Methane | NY | Dispatch-Storage | FuelCost | 0 | [6 empty] | 0.45639 | 0
LCP_Inputs_ON_Diverse_Howarth_2023_05_05 | 2040 | CH4 Salt Cavern Storage - ON | Storage | Methane | NY | Dispatch-Storage | VOM | 0 | [6 empty] | 0.45639 | 0
LCP_Inputs_ON_Diverse_Howarth_2023_05_05 | 2040 | CH4 Salt Cavern Storage - ON | Storage | Methane | ON | Dispatch-Storage | EmissionsCost | 0 | [6 empty] | 0.45639 | 0
LCP_Inputs_ON_Diverse_Howarth_2023_05_05 | 2040 | CH4 Salt Cavern Storage - ON | Storage | Methane | ON | Dispatch-Storage | FuelCost | 0 | [6 empty] | 0.45639 | 0
LCP_Inputs_ON_Diverse_Howarth_2023_05_05 | 2040 | CH4 Salt Cavern Storage - ON | Storage | Methane | ON | Dispatch-Storage | VOM | 0 | [6 empty] | 0.45639 | 0
LCP_Inputs_ON_Diverse_Howarth_2023_05_05 | 2040 | CH4 Salt Cavern Storage - ON | Storage | Methane | PJ | Dispatch-Storage | EmissionsCost | 0 | [6 empty] | 0.45639 | 0
LCP_Inputs_ON_Diverse_Howarth_2023_05_05 | 2040 | CH4 Salt Cavern Storage - ON | Storage | Methane | PJ | Dispatch-Storage | FuelCost | 0 | [6 empty] | 0.45639 | 0
LCP_Inputs_ON_Diverse_Howarth_2023_05_05 | 2040 | CH4 Salt Cavern Storage - ON | Storage | Methane | PJ | Dispatch-Storage | VOM | 0 | [6 empty] | 0.45639 | 0
LCP_Inputs_ON_Diverse_Howarth_2023_05_05 | 2040 | CH4 Salt Cavern Storage - ON | Storage | Methane | QC | Dispatch-Storage | EmissionsCost | 0 | [6 empty] | 0.45639 | 0
LCP_Inputs_ON_Diverse_Howarth_2023_05_05 | 2040 | CH4 Salt Cavern Storage - ON | Storage | Methane | QC | Dispatch-Storage | FuelCost | 0 | [6 empty] | 0.45639 | 0
LCP_Inputs_ON_Diverse_Howarth_2023_05_05 | 2040 | CH4 Salt Cavern Storage - ON | Storage | Methane | QC | Dispatch-Storage | VOM | 0 | [6 empty] | 0.45639 | 0
LCP_Inputs_ON_Diverse_Howarth_2023_05_05 | 2040 | CH4 Salt Cavern Storage - ON | Storage | Methane | WC | Dispatch-Storage | EmissionsCost | 0 | [6 empty] | 0.45639 | 0
LCP_Inputs_ON_Diverse_Howarth_2023_05_05 | 2040 | CH4 Salt Cavern Storage - ON | Storage | Methane | WC | Dispatch-Storage | FuelCost | 0 | [6 empty] | 0.45639 | 0
LCP_Inputs_ON_Diverse_Howarth_2023_05_05 | 2040 | CH4 Salt Cavern Storage - ON | Storage | Methane | WC | Dispatch-Storage | VOM | 0 | [6 empty] | 0.45639 | 0
LCP_Inputs_ON_Diverse_Howarth_2023_05_05 | 2040 | Electrolyser 2020/2030 | Crossload | Hydrogen | MI | Dispatch-Crossload | EmissionsCost | 0 | [6 empty] | 0.45639 | 0
LCP_Inputs_ON_Diverse_Howarth_2023_05_05 | 2040 | Electrolyser 2020/2030 | Crossload | Hydrogen | MI | Dispatch-Crossload | FuelCost | 0 | [6 empty] | 0.45639 | 0
LCP_Inputs_ON_Diverse_Howarth_2023_05_05 | 2040 | Electrolyser 2020/2030 | Crossload | Hydrogen | MI | Dispatch-Crossload | VOM | 0 | [6 empty] | 0.45639 | 0
LCP_Inputs_ON_Diverse_Howarth_2023_05_05 | 2040 | Electrolyser 2020/2030 | Crossload | Hydrogen | NY | Dispatch-Crossload | EmissionsCost | 0 | [6 empty] | 0.45639 | 0
LCP_Inputs_ON_Diverse_Howarth_2023_05_05 | 2040 | Electrolyser 2020/2030 | Crossload | Hydrogen | NY | Dispatch-Crossload | FuelCost | 0 | [6 empty] | 0.45639 | 0
LCP_Inputs_ON_Diverse_Howarth_2023_05_05 | 2040 | Electrolyser 2020/2030 | Crossload | Hydrogen | NY | Dispatch-Crossload | VOM | 0 | [6 empty] | 0.45639 | 0
LCP_Inputs_ON_Diverse_Howarth_2023_05_05 | 2040 | Electrolyser 2020/2030 | Crossload | Hydrogen | ON | Dispatch-Crossload | EmissionsCost | 0 | [6 empty] | 0.45639 | 0
LCP_Inputs_ON_Diverse_Howarth_2023_05_05 | 2040 | Electrolyser 2020/2030 | Crossload | Hydrogen | ON | Dispatch-Crossload | FuelCost | 0 | [6 empty] | 0.45639 | 0
LCP_Inputs_ON_Diverse_Howarth_2023_05_05 | 2040 | Electrolyser 2020/2030 | Crossload | Hydrogen | ON | Dispatch-Crossload | VOM | 0 | [6 empty] | 0.45639 | 0
LCP_Inputs_ON_Diverse_Howarth_2023_05_05 | 2040 | Electrolyser 2020/2030 | Crossload | Hydrogen | PJ | Dispatch-Crossload | EmissionsCost | 0 | [6 empty] | 0.45639 | 0
LCP_Inputs_ON_Diverse_Howarth_2023_05_05 | 2040 | Electrolyser 2020/2030 | Crossload | Hydrogen | PJ | Dispatch-Crossload | FuelCost | 0 | [6 empty] | 0.45639 | 0
LCP_Inputs_ON_Diverse_Howarth_2023_05_05 | 2040 | Electrolyser 2020/2030 | Crossload | Hydrogen | PJ | Dispatch-Crossload | VOM | 0 | [6 empty] | 0.45639 | 0
LCP_Inputs_ON_Diverse_Howarth_2023_05_05 | 2040 | Electrolyser 2020/2030 | Crossload | Hydrogen | QC | Dispatch-Crossload | EmissionsCost | 0 | [6 empty] | 0.45639 | 0
LCP_Inputs_ON_Diverse_Howarth_2023_05_05 | 2040 | Electrolyser 2020/2030 | Crossload | Hydrogen | QC | Dispatch-Crossload | FuelCost | 0 | [6 empty] | 0.45639 | 0
LCP_Inputs_ON_Diverse_Howarth_2023_05_05 | 2040 | Electrolyser 2020/2030 | Crossload | Hydrogen | QC | Dispatch-Crossload | VOM | 0 | [6 empty] | 0.45639 | 0
LCP_Inputs_ON_Diverse_Howarth_2023_05_05 | 2040 | Electrolyser 2020/2030 | Crossload | Hydrogen | WC | Dispatch-Crossload | EmissionsCost | 0 | [6 empty] | 0.45639 | 0
LCP_Inputs_ON_Diverse_Howarth_2023_05_05 | 2040 | Electrolyser 2020/2030 | Crossload | Hydrogen | WC | Dispatch-Crossload | FuelCost | 0 | [6 empty] | 0.45639 | 0
LCP_Inputs_ON_Diverse_Howarth_2023_05_05 | 2040 | Electrolyser 2020/2030 | Crossload | Hydrogen | WC | Dispatch-Crossload | VOM | 0 | [6 empty] | 0.45639 | 0
LCP_Inputs_ON_Diverse_Howarth_2023_05_05 | 2040 | Electrolyser 2040 | Crossload | Hydrogen | MI | Dispatch-Crossload | EmissionsCost | 0 | [6 empty] | 0.45639 | 0
LCP_Inputs_ON_Diverse_Howarth_2023_05_05 | 2040 | Electrolyser 2040 | Crossload | Hydrogen | MI | Dispatch-Crossload | FuelCost | 0 | [6 empty] | 0.45639 | 0
LCP_Inputs_ON_Diverse_Howarth_2023_05_05 | 2040 | Electrolyser 2040 | Crossload | Hydrogen | MI | Dispatch-Crossload | VOM | 0 | [6 empty] | 0.45639 | 0
LCP_Inputs_ON_Diverse_Howarth_2023_05_05 | 2040 | Electrolyser 2040 | Crossload | Hydrogen | NY | Dispatch-Crossload | EmissionsCost | 0 | [6 empty] | 0.45639 | 0
LCP_Inputs_ON_Diverse_Howarth_2023_05_05 | 2040 | Electrolyser 2040 | Crossload | Hydrogen | NY | Dispatch-Crossload | FuelCost | 0 | [6 empty] | 0.45639 | 0
LCP_Inputs_ON_Diverse_Howarth_2023_05_05 | 2040 | Electrolyser 2040 | Crossload | Hydrogen | NY | Dispatch-Crossload | VOM | 0 | [6 empty] | 0.45639 | 0
LCP_Inputs_ON_Diverse_Howarth_2023_05_05 | 2040 | Electrolyser 2040 | Crossload | Hydrogen | ON | Dispatch-Crossload | EmissionsCost | 0 | [6 empty] | 0.45639 | 0
LCP_Inputs_ON_Diverse_Howarth_2023_05_05 | 2040 | Electrolyser 2040 | Crossload | Hydrogen | ON | Dispatch-Crossload | FuelCost | 0 | [6 empty] | 0.45639 | 0
LCP_Inputs_ON_Diverse_Howarth_2023_05_05 | 2040 | Electrolyser 2040 | Crossload | Hydrogen | ON | Dispatch-Crossload | VOM | 0 | [6 empty] | 0.45639 | 0
LCP_Inputs_ON_Diverse_Howarth_2023_05_05 | 2040 | Electrolyser 2040 | Crossload | Hydrogen | PJ | Dispatch-Crossload | EmissionsCost | 0 | [6 empty] | 0.45639 | 0
LCP_Inputs_ON_Diverse_Howarth_2023_05_05 | 2040 | Electrolyser 2040 | Crossload | Hydrogen | PJ | Dispatch-Crossload | FuelCost | 0 | [6 empty] | 0.45639 | 0
LCP_Inputs_ON_Diverse_Howarth_2023_05_05 | 2040 | Electrolyser 2040 | Crossload | Hydrogen | PJ | Dispatch-Crossload | VOM | 0 | [6 empty] | 0.45639 | 0
LCP_Inputs_ON_Diverse_Howarth_2023_05_05 | 2040 | Electrolyser 2040 | Crossload | Hydrogen | QC | Dispatch-Crossload | EmissionsCost | 0 | [6 empty] | 0.45639 | 0
LCP_Inputs_ON_Diverse_Howarth_2023_05_05 | 2040 | Electrolyser 2040 | Crossload | Hydrogen | QC | Dispatch-Crossload | FuelCost | 0 | [6 empty] | 0.45639 | 0
LCP_Inputs_ON_Diverse_Howarth_2023_05_05 | 2040 | Electrolyser 2040 | Crossload | Hydrogen | QC | Dispatch-Crossload | VOM | 0 | [6 empty] | 0.45639 | 0
LCP_Inputs_ON_Diverse_Howarth_2023_05_05 | 2040 | Electrolyser 2040 | Crossload | Hydrogen | WC | Dispatch-Crossload | EmissionsCost | 0 | [6 empty] | 0.45639 | 0
LCP_Inputs_ON_Diverse_Howarth_2023_05_05 | 2040 | Electrolyser 2040 | Crossload | Hydrogen | WC | Dispatch-Crossload | FuelCost | 0 | [6 empty] | 0.45639 | 0
LCP_Inputs_ON_Diverse_Howarth_2023_05_05 | 2040 | Electrolyser 2040 | Crossload | Hydrogen | WC | Dispatch-Crossload | VOM | 0 | [6 empty] | 0.45639 | 0
LCP_Inputs_ON_Diverse_Howarth_2023_05_05 | 2040 | Electrolyser 2050 | Crossload | Hydrogen | MI | Dispatch-Crossload | EmissionsCost | 0 | [6 empty] | 0.45639 | 0
LCP_Inputs_ON_Diverse_Howarth_2023_05_05 | 2040 | Electrolyser 2050 | Crossload | Hydrogen | MI | Dispatch-Crossload | FuelCost | 0 | [6 empty] | 0.45639 | 0
LCP_Inputs_ON_Diverse_Howarth_2023_05_05 | 2040 | Electrolyser 2050 | Crossload | Hydrogen | MI | Dispatch-Crossload | VOM | 0 | [6 empty] | 0.45639 | 0
LCP_Inputs_ON_Diverse_Howarth_2023_05_05 | 2040 | Electrolyser 2050 | Crossload | Hydrogen | NY | Dispatch-Crossload | EmissionsCost | 0 | [6 empty] | 0.45639 | 0
LCP_Inputs_ON_Diverse_Howarth_2023_05_05 | 2040 | Electrolyser 2050 | Crossload | Hydrogen | NY | Dispatch-Crossload | FuelCost | 0 | [6 empty] | 0.45639 | 0
LCP_Inputs_ON_Diverse_Howarth_2023_05_05 | 2040 | Electrolyser 2050 | Crossload | Hydrogen | NY | Dispatch-Crossload | VOM | 0 | [6 empty] | 0.45639 | 0
LCP_Inputs_ON_Diverse_Howarth_2023_05_05 | 2040 | Electrolyser 2050 | Crossload | Hydrogen | ON | Dispatch-Crossload | EmissionsCost | 0 | [6 empty] | 0.45639 | 0
LCP_Inputs_ON_Diverse_Howarth_2023_05_05 | 2040 | Electrolyser 2050 | Crossload | Hydrogen | ON | Dispatch-Crossload | FuelCost | 0 | [6 empty] | 0.45639 | 0
LCP_Inputs_ON_Diverse_Howarth_2023_05_05 | 2040 | Electrolyser 2050 | Crossload | Hydrogen | ON | Dispatch-Crossload | VOM | 0 | [6 empty] | 0.45639 | 0
LCP_Inputs_ON_Diverse_Howarth_2023_05_05 | 2040 | Electrolyser 2050 | Crossload | Hydrogen | PJ | Dispatch-Crossload | EmissionsCost | 0 | [6 empty] | 0.45639 | 0
LCP_Inputs_ON_Diverse_Howarth_2023_05_05 | 2040 | Electrolyser 2050 | Crossload | Hydrogen | PJ | Dispatch-Crossload | FuelCost | 0 | [6 empty] | 0.45639 | 0
LCP_Inputs_ON_Diverse_Howarth_2023_05_05 | 2040 | Electrolyser 2050 | Crossload | Hydrogen | PJ | Dispatch-Crossload | VOM | 0 | [6 empty] | 0.45639 | 0
LCP_Inputs_ON_Diverse_Howarth_2023_05_05 | 2040 | Electrolyser 2050 | Crossload | Hydrogen | QC | Dispatch-Crossload | EmissionsCost | 0 | [6 empty] | 0.45639 | 0
LCP_Inputs_ON_Diverse_Howarth_2023_05_05 | 2040 | Electrolyser 2050 | Crossload | Hydrogen | QC | Dispatch-Crossload | FuelCost | 0 | [6 empty] | 0.45639 | 0
LCP_Inputs_ON_Diverse_Howarth_2023_05_05 | 2040 | Electrolyser 2050 | Crossload | Hydrogen | QC | Dispatch-Crossload | VOM | 0 | [6 empty] | 0.45639 | 0
LCP_Inputs_ON_Diverse_Howarth_2023_05_05 | 2040 | Electrolyser 2050 | Crossload | Hydrogen | WC | Dispatch-Crossload | EmissionsCost | 0 | [6 empty] | 0.45639 | 0
LCP_Inputs_ON_Diverse_Howarth_2023_05_05 | 2040 | Electrolyser 2050 | Crossload | Hydrogen | WC | Dispatch-Crossload | FuelCost | 0 | [6 empty] | 0.45639 | 0
LCP_Inputs_ON_Diverse_Howarth_2023_05_05 | 2040 | Electrolyser 2050 | Crossload | Hydrogen | WC | Dispatch-Crossload | VOM | 0 | [6 empty] | 0.45639 | 0
LCP_Inputs_ON_Diverse_Howarth_2023_05_05 | 2040 | Fossil Fuel Thermal (Coal, Peat, Oil) | Generation | Electricity | MI | Dispatch-Generation | EmissionsCost | 0 | [6 empty] | 0.45639 | 0
LCP_Inputs_ON_Diverse_Howarth_2023_05_05 | 2040 | Fossil Fuel Thermal (Coal, Peat, Oil) | Generation | Electricity | MI | Dispatch-Generation | FuelCost | 0 | [6 empty] | 0.45639 | 0
LCP_Inputs_ON_Diverse_Howarth_2023_05_05 | 2040 | Fossil Fuel Thermal (Coal, Peat, Oil) | Generation | Electricity | MI | Dispatch-Generation | VOM | 0 | [6 empty] | 0.45639 | 0
LCP_Inputs_ON_Diverse_Howarth_2023_05_05 | 2040 | Fossil Fuel Thermal (Coal, Peat, Oil) | Generation | Electricity | NY | Dispatch-Generation | EmissionsCost | 0 | [6 empty] | 0.45639 | 0
LCP_Inputs_ON_Diverse_Howarth_2023_05_05 | 2040 | Fossil Fuel Thermal (Coal, Peat, Oil) | Generation | Electricity | NY | Dispatch-Generation | FuelCost | 0 | [6 empty] | 0.45639 | 0
LCP_Inputs_ON_Diverse_Howarth_2023_05_05 | 2040 | Fossil Fuel Thermal (Coal, Peat, Oil) | Generation | Electricity | NY | Dispatch-Generation | VOM | 0 | [6 empty] | 0.45639 | 0
LCP_Inputs_ON_Diverse_Howarth_2023_05_05 | 2040 | Fossil Fuel Thermal (Coal, Peat, Oil) | Generation | Electricity | ON | Dispatch-Generation | EmissionsCost | 0 | [6 empty] | 0.45639 | 0
LCP_Inputs_ON_Diverse_Howarth_2023_05_05 | 2040 | Fossil Fuel Thermal (Coal, Peat, Oil) | Generation | Electricity | ON | Dispatch-Generation | FuelCost | 0 | [6 empty] | 0.45639 | 0
LCP_Inputs_ON_Diverse_Howarth_2023_05_05 | 2040 | Fossil Fuel Thermal (Coal, Peat, Oil) | Generation | Electricity | ON | Dispatch-Generation | VOM | 0 | [6 empty] | 0.45639 | 0
LCP_Inputs_ON_Diverse_Howarth_2023_05_05 | 2040 | Fossil Fuel Thermal (Coal, Peat, Oil) | Generation | Electricity | PJ | Dispatch-Generation | EmissionsCost | 0 | [6 empty] | 0.45639 | 0
LCP_Inputs_ON_Diverse_Howarth_2023_05_05 | 2040 | Fossil Fuel Thermal (Coal, Peat, Oil) | Generation | Electricity | PJ | Dispatch-Generation | FuelCost | 0 | [6 empty] | 0.45639 | 0
LCP_Inputs_ON_Diverse_Howarth_2023_05_05 | 2040 | Fossil Fuel Thermal (Coal, Peat, Oil) | Generation | Electricity | PJ | Dispatch-Generation | VOM | 0 | [6 empty] | 0.45639 | 0
LCP_Inputs_ON_Diverse_Howarth_2023_05_05 | 2040 | Fossil Fuel Thermal (Coal, Peat, Oil) | Generation | Electricity | QC | Dispatch-Generation | EmissionsCost | 0 | [6 empty] | 0.45639 | 0
LCP_Inputs_ON_Diverse_Howarth_2023_05_05 | 2040 | Fossil Fuel Thermal (Coal, Peat, Oil) | Generation | Electricity | QC | Dispatch-Generation | FuelCost | 0 | [6 empty] | 0.45639 | 0
LCP_Inputs_ON_Diverse_Howarth_2023_05_05 | 2040 | Fossil Fuel Thermal (Coal, Peat, Oil) | Generation | Electricity | QC | Dispatch-Generation | VOM | 0 | [6 empty] | 0.45639 | 0
LCP_Inputs_ON_Diverse_Howarth_2023_05_05 | 2040 | Fossil Fuel Thermal (Coal, Peat, Oil) | Generation | Electricity | WC | Dispatch-Generation | EmissionsCost | 0 | [6 empty] | 0.45639 | 0
LCP_Inputs_ON_Diverse_Howarth_2023_05_05 | 2040 | Fossil Fuel Thermal (Coal, Peat, Oil) | Generation | Electricity | WC | Dispatch-Generation | FuelCost | 0 | [6 empty] | 0.45639 | 0
LCP_Inputs_ON_Diverse_Howarth_2023_05_05 | 2040 | Fossil Fuel Thermal (Coal, Peat, Oil) | Generation | Electricity | WC | Dispatch-Generation | VOM | 0 | [6 empty] | 0.45639 | 0
LCP_Inputs_ON_Diverse_Howarth_2023_05_05 | 2040 | Generic - Generator | Generation | Electricity | MI | Dispatch-Generation | EmissionsCost | 0 | [6 empty] | 0.45639 | 0
LCP_Inputs_ON_Diverse_Howarth_2023_05_05 | 2040 | Generic - Generator | Generation | Electricity | MI | Dispatch-Generation | FuelCost | 779066036.8313 | [6 empty] | 0.45639 | 355555569.4386
LCP_Inputs_ON_Diverse_Howarth_2023_05_05 | 2040 | Generic - Generator | Generation | Electricity | MI | Dispatch-Generation | VOM | 25479285.0987 | [6 empty] | 0.45639 | 11628413.1176
LCP_Inputs_ON_Diverse_Howarth_2023_05_05 | 2040 | Generic - Generator | Generation | Electricity | NY | Dispatch-Generation | EmissionsCost | 0 | [6 empty] | 0.45639 | 0
LCP_Inputs_ON_Diverse_Howarth_2023_05_05 | 2040 | Generic - Generator | Generation | Electricity | NY | Dispatch-Generation | FuelCost | 89518783.8946 | [6 empty] | 0.45639 | 40855204.4093
LCP_Inputs_ON_Diverse_Howarth_2023_05_05 | 2040 | Generic - Generator | Generation | Electricity | NY | Dispatch-Generation | VOM | 2927703.8257 | [6 empty] | 0.45639 | 1336165.8084
LCP_Inputs_ON_Diverse_Howarth_2023_05_05 | 2040 | Generic - Generator | Generation | Electricity | ON | Dispatch-Generation | EmissionsCost | 0 | [6 empty] | 0.45639 | 0
LCP_Inputs_ON_Diverse_Howarth_2023_05_05 | 2040 | Generic - Generator | Generation | Electricity | ON | Dispatch-Generation | FuelCost | 0 | [6 empty] | 0.45639 | 0
LCP_Inputs_ON_Diverse_Howarth_2023_05_05 | 2040 | Generic - Generator | Generation | Electricity | ON | Dispatch-Generation | VOM | 0 | [6 empty] | 0.45639 | 0
LCP_Inputs_ON_Diverse_Howarth_2023_05_05 | 2040 | Generic - Generator | Generation | Electricity | PJ | Dispatch-Generation | EmissionsCost | 0 | [6 empty] | 0.45639 | 0
LCP_Inputs_ON_Diverse_Howarth_2023_05_05 | 2040 | Generic - Generator | Generation | Electricity | PJ | Dispatch-Generation | FuelCost | 5285282840.0619 | [6 empty] | 0.45639 | 2412134095.1859
LCP_Inputs_ON_Diverse_Howarth_2023_05_05 | 2040 | Generic - Generator | Generation | Electricity | PJ | Dispatch-Generation | VOM | 172854702.8655 | [6 empty] | 0.45639 | 78888629.9773
LCP_Inputs_ON_Diverse_Howarth_2023_05_05 | 2040 | Generic - Generator | Generation | Electricity | QC | Dispatch-Generation | EmissionsCost | 0 | [6 empty] | 0.45639 | 0
LCP_Inputs_ON_Diverse_Howarth_2023_05_05 | 2040 | Generic - Generator | Generation | Electricity | QC | Dispatch-Generation | FuelCost | 0 | [6 empty] | 0.45639 | 0
LCP_Inputs_ON_Diverse_Howarth_2023_05_05 | 2040 | Generic - Generator | Generation | Electricity | QC | Dispatch-Generation | VOM | 0 | [6 empty] | 0.45639 | 0
LCP_Inputs_ON_Diverse_Howarth_2023_05_05 | 2040 | Generic - Generator | Generation | Electricity | WC | Dispatch-Generation | EmissionsCost | 0 | [6 empty] | 0.45639 | 0
LCP_Inputs_ON_Diverse_Howarth_2023_05_05 | 2040 | Generic - Generator | Generation | Electricity | WC | Dispatch-Generation | FuelCost | 0 | [6 empty] | 0.45639 | 0
LCP_Inputs_ON_Diverse_Howarth_2023_05_05 | 2040 | Generic - Generator | Generation | Electricity | WC | Dispatch-Generation | VOM | 0 | [6 empty] | 0.45639 | 0
LCP_Inputs_ON_Diverse_Howarth_2023_05_05 | 2040 | H2 Import - QC | Import | Hydrogen | MI | Dispatch-Import | EmissionsCost | 0 | [6 empty] | 0.45639 | 0
LCP_Inputs_ON_Diverse_Howarth_2023_05_05 | 2040 | H2 Import - QC | Import | Hydrogen | MI | Dispatch-Import | FuelCost | 0 | [6 empty] | 0.45639 | 0
LCP_Inputs_ON_Diverse_Howarth_2023_05_05 | 2040 | H2 Import - QC | Import | Hydrogen | MI | Dispatch-Import | VOM | 0 | [6 empty] | 0.45639 | 0
LCP_Inputs_ON_Diverse_Howarth_2023_05_05 | 2040 | H2 Import - QC | Import | Hydrogen | NY | Dispatch-Import | EmissionsCost | 0 | [6 empty] | 0.45639 | 0
LCP_Inputs_ON_Diverse_Howarth_2023_05_05 | 2040 | H2 Import - QC | Import | Hydrogen | NY | Dispatch-Import | FuelCost | 0 | [6 empty] | 0.45639 | 0
LCP_Inputs_ON_Diverse_Howarth_2023_05_05 | 2040 | H2 Import - QC | Import | Hydrogen | NY | Dispatch-Import | VOM | 0 | [6 empty] | 0.45639 | 0
LCP_Inputs_ON_Diverse_Howarth_2023_05_05 | 2040 | H2 Import - QC | Import | Hydrogen | ON | Dispatch-Import | EmissionsCost | 0 | [6 empty] | 0.45639 | 0
LCP_Inputs_ON_Diverse_Howarth_2023_05_05 | 2040 | H2 Import - QC | Import | Hydrogen | ON | Dispatch-Import | FuelCost | 0 | [6 empty] | 0.45639 | 0
LCP_Inputs_ON_Diverse_Howarth_2023_05_05 | 2040 | H2 Import - QC | Import | Hydrogen | ON | Dispatch-Import | VOM | 0 | [6 empty] | 0.45639 | 0
LCP_Inputs_ON_Diverse_Howarth_2023_05_05 | 2040 | H2 Import - QC | Import | Hydrogen | PJ | Dispatch-Import | EmissionsCost | 0 | [6 empty] | 0.45639 | 0
LCP_Inputs_ON_Diverse_Howarth_2023_05_05 | 2040 | H2 Import - QC | Import | Hydrogen | PJ | Dispatch-Import | FuelCost | 0 | [6 empty] | 0.45639 | 0
LCP_Inputs_ON_Diverse_Howarth_2023_05_05 | 2040 | H2 Import - QC | Import | Hydrogen | PJ | Dispatch-Import | VOM | 0 | [6 empty] | 0.45639 | 0
LCP_Inputs_ON_Diverse_Howarth_2023_05_05 | 2040 | H2 Import - QC | Import | Hydrogen | QC | Dispatch-Import | EmissionsCost | 0 | [6 empty] | 0.45639 | 0
LCP_Inputs_ON_Diverse_Howarth_2023_05_05 | 2040 | H2 Import - QC | Import | Hydrogen | QC | Dispatch-Import | FuelCost | 0 | [6 empty] | 0.45639 | 0
LCP_Inputs_ON_Diverse_Howarth_2023_05_05 | 2040 | H2 Import - QC | Import | Hydrogen | QC | Dispatch-Import | VOM | 0 | [6 empty] | 0.45639 | 0
LCP_Inputs_ON_Diverse_Howarth_2023_05_05 | 2040 | H2 Import - QC | Import | Hydrogen | WC | Dispatch-Import | EmissionsCost | 0 | [6 empty] | 0.45639 | 0
LCP_Inputs_ON_Diverse_Howarth_2023_05_05 | 2040 | H2 Import - QC | Import | Hydrogen | WC | Dispatch-Import | FuelCost | 0 | [6 empty] | 0.45639 | 0
LCP_Inputs_ON_Diverse_Howarth_2023_05_05 | 2040 | H2 Import - QC | Import | Hydrogen | WC | Dispatch-Import | VOM | 0 | [6 empty] | 0.45639 | 0
LCP_Inputs_ON_Diverse_Howarth_2023_05_05 | 2040 | H2 Import - WC | Import | Hydrogen | MI | Dispatch-Import | EmissionsCost | 0 | [6 empty] | 0.45639 | 0
LCP_Inputs_ON_Diverse_Howarth_2023_05_05 | 2040 | H2 Import - WC | Import | Hydrogen | MI | Dispatch-Import | FuelCost | 0 | [6 empty] | 0.45639 | 0
LCP_Inputs_ON_Diverse_Howarth_2023_05_05 | 2040 | H2 Import - WC | Import | Hydrogen | MI | Dispatch-Import | VOM | 0 | [6 empty] | 0.45639 | 0
LCP_Inputs_ON_Diverse_Howarth_2023_05_05 | 2040 | H2 Import - WC | Import | Hydrogen | NY | Dispatch-Import | EmissionsCost | 0 | [6 empty] | 0.45639 | 0
LCP_Inputs_ON_Diverse_Howarth_2023_05_05 | 2040 | H2 Import - WC | Import | Hydrogen | NY | Dispatch-Import | FuelCost | 0 | [6 empty] | 0.45639 | 0
LCP_Inputs_ON_Diverse_Howarth_2023_05_05 | 2040 | H2 Import - WC | Import | Hydrogen | NY | Dispatch-Import | VOM | 0 | [6 empty] | 0.45639 | 0
LCP_Inputs_ON_Diverse_Howarth_2023_05_05 | 2040 | H2 Import - WC | Import | Hydrogen | ON | Dispatch-Import | EmissionsCost | 0 | [6 empty] | 0.45639 | 0
LCP_Inputs_ON_Diverse_Howarth_2023_05_05 | 2040 | H2 Import - WC | Import | Hydrogen | ON | Dispatch-Import | FuelCost | 0 | [6 empty] | 0.45639 | 0
LCP_Inputs_ON_Diverse_Howarth_2023_05_05 | 2040 | H2 Import - WC | Import | Hydrogen | ON | Dispatch-Import | VOM | 0 | [6 empty] | 0.45639 | 0
LCP_Inputs_ON_Diverse_Howarth_2023_05_05 | 2040 | H2 Import - WC | Import | Hydrogen | PJ | Dispatch-Import | EmissionsCost | 0 | [6 empty] | 0.45639 | 0
LCP_Inputs_ON_Diverse_Howarth_2023_05_05 | 2040 | H2 Import - WC | Import | Hydrogen | PJ | Dispatch-Import | FuelCost | 0 | [6 empty] | 0.45639 | 0
LCP_Inputs_ON_Diverse_Howarth_2023_05_05 | 2040 | H2 Import - WC | Import | Hydrogen | PJ | Dispatch-Import | VOM | 0 | [6 empty] | 0.45639 | 0
LCP_Inputs_ON_Diverse_Howarth_2023_05_05 | 2040 | H2 Import - WC | Import | Hydrogen | QC | Dispatch-Import | EmissionsCost | 0 | [6 empty] | 0.45639 | 0
LCP_Inputs_ON_Diverse_Howarth_2023_05_05 | 2040 | H2 Import - WC | Import | Hydrogen | QC | Dispatch-Import | FuelCost | 0 | [6 empty] | 0.45639 | 0
LCP_Inputs_ON_Diverse_Howarth_2023_05_05 | 2040 | H2 Import - WC | Import | Hydrogen | QC | Dispatch-Import | VOM | 0 | [6 empty] | 0.45639 | 0
LCP_Inputs_ON_Diverse_Howarth_2023_05_05 | 2040 | H2 Import - WC | Import | Hydrogen | WC | Dispatch-Import | EmissionsCost | 0 | [6 empty] | 0.45639 | 0
LCP_Inputs_ON_Diverse_Howarth_2023_05_05 | 2040 | H2 Import - WC | Import | Hydrogen | WC | Dispatch-Import | FuelCost | 8016738.2099 | [6 empty] | 0.45639 | 3658734.6701
LCP_Inputs_ON_Diverse_Howarth_2023_05_05 | 2040 | H2 Import - WC | Import | Hydrogen | WC | Dispatch-Import | VOM | 0 | [6 empty] | 0.45639 | 0
LCP_Inputs_ON_Diverse_Howarth_2023_05_05 | 2040 | H2 Salt Cavern Storage - ON | Storage | Hydrogen | MI | Dispatch-Storage | EmissionsCost | 0 | [6 empty] | 0.45639 | 0
LCP_Inputs_ON_Diverse_Howarth_2023_05_05 | 2040 | H2 Salt Cavern Storage - ON | Storage | Hydrogen | MI | Dispatch-Storage | FuelCost | 0 | [6 empty] | 0.45639 | 0
LCP_Inputs_ON_Diverse_Howarth_2023_05_05 | 2040 | H2 Salt Cavern Storage - ON | Storage | Hydrogen | MI | Dispatch-Storage | VOM | 0 | [6 empty] | 0.45639 | 0
LCP_Inputs_ON_Diverse_Howarth_2023_05_05 | 2040 | H2 Salt Cavern Storage - ON | Storage | Hydrogen | NY | Dispatch-Storage | EmissionsCost | 0 | [6 empty] | 0.45639 | 0
LCP_Inputs_ON_Diverse_Howarth_2023_05_05 | 2040 | H2 Salt Cavern Storage - ON | Storage | Hydrogen | NY | Dispatch-Storage | FuelCost | 0 | [6 empty] | 0.45639 | 0
LCP_Inputs_ON_Diverse_Howarth_2023_05_05 | 2040 | H2 Salt Cavern Storage - ON | Storage | Hydrogen | NY | Dispatch-Storage | VOM | 0 | [6 empty] | 0.45639 | 0
LCP_Inputs_ON_Diverse_Howarth_2023_05_05 | 2040 | H2 Salt Cavern Storage - ON | Storage | Hydrogen | ON | Dispatch-Storage | EmissionsCost | 0 | [6 empty] | 0.45639 | 0
LCP_Inputs_ON_Diverse_Howarth_2023_05_05 | 2040 | H2 Salt Cavern Storage - ON | Storage | Hydrogen | ON | Dispatch-Storage | FuelCost | 0 | [6 empty] | 0.45639 | 0
LCP_Inputs_ON_Diverse_Howarth_2023_05_05 | 2040 | H2 Salt Cavern Storage - ON | Storage | Hydrogen | ON | Dispatch-Storage | VOM | 56003241.9784 | [6 empty] | 0.45639 | 25559148.5839
LCP_Inputs_ON_Diverse_Howarth_2023_05_05 | 2040 | H2 Salt Cavern Storage - ON | Storage | Hydrogen | PJ | Dispatch-Storage | EmissionsCost | 0 | [6 empty] | 0.45639 | 0
LCP_Inputs_ON_Diverse_Howarth_2023_05_05 | 2040 | H2 Salt Cavern Storage - ON | Storage | Hydrogen | PJ | Dispatch-Storage | FuelCost | 0 | [6 empty] | 0.45639 | 0
LCP_Inputs_ON_Diverse_Howarth_2023_05_05 | 2040 | H2 Salt Cavern Storage - ON | Storage | Hydrogen | PJ | Dispatch-Storage | VOM | 0 | [6 empty] | 0.45639 | 0
LCP_Inputs_ON_Diverse_Howarth_2023_05_05 | 2040 | H2 Salt Cavern Storage - ON | Storage | Hydrogen | QC | Dispatch-Storage | EmissionsCost | 0 | [6 empty] | 0.45639 | 0
LCP_Inputs_ON_Diverse_Howarth_2023_05_05 | 2040 | H2 Salt Cavern Storage - ON | Storage | Hydrogen | QC | Dispatch-Storage | FuelCost | 0 | [6 empty] | 0.45639 | 0
LCP_Inputs_ON_Diverse_Howarth_2023_05_05 | 2040 | H2 Salt Cavern Storage - ON | Storage | Hydrogen | QC | Dispatch-Storage | VOM | 0 | [6 empty] | 0.45639 | 0
LCP_Inputs_ON_Diverse_Howarth_2023_05_05 | 2040 | H2 Salt Cavern Storage - ON | Storage | Hydrogen | WC | Dispatch-Storage | EmissionsCost | 0 | [6 empty] | 0.45639 | 0
LCP_Inputs_ON_Diverse_Howarth_2023_05_05 | 2040 | H2 Salt Cavern Storage - ON | Storage | Hydrogen | WC | Dispatch-Storage | FuelCost | 0 | [6 empty] | 0.45639 | 0
LCP_Inputs_ON_Diverse_Howarth_2023_05_05 | 2040 | H2 Salt Cavern Storage - ON | Storage | Hydrogen | WC | Dispatch-Storage | VOM | 0 | [6 empty] | 0.45639 | 0
LCP_Inputs_ON_Diverse_Howarth_2023_05_05 | 2040 | Hydro | Generation | Electricity | MI | Dispatch-Generation | EmissionsCost | 0 | [6 empty] | 0.45639 | 0
LCP_Inputs_ON_Diverse_Howarth_2023_05_05 | 2040 | Hydro | Generation | Electricity | MI | Dispatch-Generation | FuelCost | 0 | [6 empty] | 0.45639 | 0
LCP_Inputs_ON_Diverse_Howarth_2023_05_05 | 2040 | Hydro | Generation | Electricity | MI | Dispatch-Generation | VOM | 0 | [6 empty] | 0.45639 | 0
LCP_Inputs_ON_Diverse_Howarth_2023_05_05 | 2040 | Hydro | Generation | Electricity | NY | Dispatch-Generation | EmissionsCost | 0 | [6 empty] | 0.45639 | 0
LCP_Inputs_ON_Diverse_Howarth_2023_05_05 | 2040 | Hydro | Generation | Electricity | NY | Dispatch-Generation | FuelCost | 0 | [6 empty] | 0.45639 | 0
LCP_Inputs_ON_Diverse_Howarth_2023_05_05 | 2040 | Hydro | Generation | Electricity | NY | Dispatch-Generation | VOM | 0 | [6 empty] | 0.45639 | 0
LCP_Inputs_ON_Diverse_Howarth_2023_05_05 | 2040 | Hydro | Generation | Electricity | ON | Dispatch-Generation | EmissionsCost | 0 | [6 empty] | 0.45639 | 0
LCP_Inputs_ON_Diverse_Howarth_2023_05_05 | 2040 | Hydro | Generation | Electricity | ON | Dispatch-Generation | FuelCost | 0 | [6 empty] | 0.45639 | 0
LCP_Inputs_ON_Diverse_Howarth_2023_05_05 | 2040 | Hydro | Generation | Electricity | ON | Dispatch-Generation | VOM | 0 | [6 empty] | 0.45639 | 0
LCP_Inputs_ON_Diverse_Howarth_2023_05_05 | 2040 | Hydro | Generation | Electricity | PJ | Dispatch-Generation | EmissionsCost | 0 | [6 empty] | 0.45639 | 0
LCP_Inputs_ON_Diverse_Howarth_2023_05_05 | 2040 | Hydro | Generation | Electricity | PJ | Dispatch-Generation | FuelCost | 0 | [6 empty] | 0.45639 | 0
LCP_Inputs_ON_Diverse_Howarth_2023_05_05 | 2040 | Hydro | Generation | Electricity | PJ | Dispatch-Generation | VOM | 0 | [6 empty] | 0.45639 | 0
LCP_Inputs_ON_Diverse_Howarth_2023_05_05 | 2040 | Hydro | Generation | Electricity | QC | Dispatch-Generation | EmissionsCost | 0 | [6 empty] | 0.45639 | 0
LCP_Inputs_ON_Diverse_Howarth_2023_05_05 | 2040 | Hydro | Generation | Electricity | QC | Dispatch-Generation | FuelCost | 0 | [6 empty] | 0.45639 | 0
LCP_Inputs_ON_Diverse_Howarth_2023_05_05 | 2040 | Hydro | Generation | Electricity | QC | Dispatch-Generation | VOM | 0 | [6 empty] | 0.45639 | 0
LCP_Inputs_ON_Diverse_Howarth_2023_05_05 | 2040 | Hydro | Generation | Electricity | WC | Dispatch-Generation | EmissionsCost | 0 | [6 empty] | 0.45639 | 0
LCP_Inputs_ON_Diverse_Howarth_2023_05_05 | 2040 | Hydro | Generation | Electricity | WC | Dispatch-Generation | FuelCost | 0 | [6 empty] | 0.45639 | 0
LCP_Inputs_ON_Diverse_Howarth_2023_05_05 | 2040 | Hydro | Generation | Electricity | WC | Dispatch-Generation | VOM | 0 | [6 empty] | 0.45639 | 0
LCP_Inputs_ON_Diverse_Howarth_2023_05_05 | 2040 | Hydro Pumped Storage | Storage | Electricity | MI | Dispatch-Storage | EmissionsCost | 0 | [6 empty] | 0.45639 | 0
LCP_Inputs_ON_Diverse_Howarth_2023_05_05 | 2040 | Hydro Pumped Storage | Storage | Electricity | MI | Dispatch-Storage | FuelCost | 0 | [6 empty] | 0.45639 | 0
LCP_Inputs_ON_Diverse_Howarth_2023_05_05 | 2040 | Hydro Pumped Storage | Storage | Electricity | MI | Dispatch-Storage | VOM | 0 | [6 empty] | 0.45639 | 0
LCP_Inputs_ON_Diverse_Howarth_2023_05_05 | 2040 | Hydro Pumped Storage | Storage | Electricity | NY | Dispatch-Storage | EmissionsCost | 0 | [6 empty] | 0.45639 | 0
LCP_Inputs_ON_Diverse_Howarth_2023_05_05 | 2040 | Hydro Pumped Storage | Storage | Electricity | NY | Dispatch-Storage | FuelCost | 0 | [6 empty] | 0.45639 | 0
LCP_Inputs_ON_Diverse_Howarth_2023_05_05 | 2040 | Hydro Pumped Storage | Storage | Electricity | NY | Dispatch-Storage | VOM | 0 | [6 empty] | 0.45639 | 0
LCP_Inputs_ON_Diverse_Howarth_2023_05_05 | 2040 | Hydro Pumped Storage | Storage | Electricity | ON | Dispatch-Storage | EmissionsCost | 0 | [6 empty] | 0.45639 | 0
LCP_Inputs_ON_Diverse_Howarth_2023_05_05 | 2040 | Hydro Pumped Storage | Storage | Electricity | ON | Dispatch-Storage | FuelCost | 0 | [6 empty] | 0.45639 | 0
LCP_Inputs_ON_Diverse_Howarth_2023_05_05 | 2040 | Hydro Pumped Storage | Storage | Electricity | ON | Dispatch-Storage | VOM | 0 | [6 empty] | 0.45639 | 0
LCP_Inputs_ON_Diverse_Howarth_2023_05_05 | 2040 | Hydro Pumped Storage | Storage | Electricity | PJ | Dispatch-Storage | EmissionsCost | 0 | [6 empty] | 0.45639 | 0
LCP_Inputs_ON_Diverse_Howarth_2023_05_05 | 2040 | Hydro Pumped Storage | Storage | Electricity | PJ | Dispatch-Storage | FuelCost | 0 | [6 empty] | 0.45639 | 0
LCP_Inputs_ON_Diverse_Howarth_2023_05_05 | 2040 | Hydro Pumped Storage | Storage | Electricity | PJ | Dispatch-Storage | VOM | 0 | [6 empty] | 0.45639 | 0
LCP_Inputs_ON_Diverse_Howarth_2023_05_05 | 2040 | Hydro Pumped Storage | Storage | Electricity | QC | Dispatch-Storage | EmissionsCost | 0 | [6 empty] | 0.45639 | 0
LCP_Inputs_ON_Diverse_Howarth_2023_05_05 | 2040 | Hydro Pumped Storage | Storage | Electricity | QC | Dispatch-Storage | FuelCost | 0 | [6 empty] | 0.45639 | 0
LCP_Inputs_ON_Diverse_Howarth_2023_05_05 | 2040 | Hydro Pumped Storage | Storage | Electricity | QC | Dispatch-Storage | VOM | 0 | [6 empty] | 0.45639 | 0
LCP_Inputs_ON_Diverse_Howarth_2023_05_05 | 2040 | Hydro Pumped Storage | Storage | Electricity | WC | Dispatch-Storage | EmissionsCost | 0 | [6 empty] | 0.45639 | 0
LCP_Inputs_ON_Diverse_Howarth_2023_05_05 | 2040 | Hydro Pumped Storage | Storage | Electricity | WC | Dispatch-Storage | FuelCost | 0 | [6 empty] | 0.45639 | 0
LCP_Inputs_ON_Diverse_Howarth_2023_05_05 | 2040 | Hydro Pumped Storage | Storage | Electricity | WC | Dispatch-Storage | VOM | 0 | [6 empty] | 0.45639 | 0
LCP_Inputs_ON_Diverse_Howarth_2023_05_05 | 2040 | Nuclear | Generation | Electricity | MI | Dispatch-Generation | EmissionsCost | 0 | [6 empty] | 0.45639 | 0
LCP_Inputs_ON_Diverse_Howarth_2023_05_05 | 2040 | Nuclear | Generation | Electricity | MI | Dispatch-Generation | FuelCost | 0 | [6 empty] | 0.45639 | 0
LCP_Inputs_ON_Diverse_Howarth_2023_05_05 | 2040 | Nuclear | Generation | Electricity | MI | Dispatch-Generation | VOM | 2762866296.96 | [6 empty] | 0.45639 | 1260936112.032
LCP_Inputs_ON_Diverse_Howarth_2023_05_05 | 2040 | Nuclear | Generation | Electricity | NY | Dispatch-Generation | EmissionsCost | 0 | [6 empty] | 0.45639 | 0
LCP_Inputs_ON_Diverse_Howarth_2023_05_05 | 2040 | Nuclear | Generation | Electricity | NY | Dispatch-Generation | FuelCost | 0 | [6 empty] | 0.45639 | 0
LCP_Inputs_ON_Diverse_Howarth_2023_05_05 | 2040 | Nuclear | Generation | Electricity | NY | Dispatch-Generation | VOM | 2246155230.144 | [6 empty] | 0.45639 | 1025115926.1795
LCP_Inputs_ON_Diverse_Howarth_2023_05_05 | 2040 | Nuclear | Generation | Electricity | ON | Dispatch-Generation | EmissionsCost | 0 | [6 empty] | 0.45639 | 0
LCP_Inputs_ON_Diverse_Howarth_2023_05_05 | 2040 | Nuclear | Generation | Electricity | ON | Dispatch-Generation | FuelCost | 0 | [6 empty] | 0.45639 | 0
LCP_Inputs_ON_Diverse_Howarth_2023_05_05 | 2040 | Nuclear | Generation | Electricity | ON | Dispatch-Generation | VOM | 7837478141.9618 | [6 empty] | 0.45639 | 3576922715.1293
LCP_Inputs_ON_Diverse_Howarth_2023_05_05 | 2040 | Nuclear | Generation | Electricity | PJ | Dispatch-Generation | EmissionsCost | 0 | [6 empty] | 0.45639 | 0
LCP_Inputs_ON_Diverse_Howarth_2023_05_05 | 2040 | Nuclear | Generation | Electricity | PJ | Dispatch-Generation | FuelCost | 0 | [6 empty] | 0.45639 | 0
LCP_Inputs_ON_Diverse_Howarth_2023_05_05 | 2040 | Nuclear | Generation | Electricity | PJ | Dispatch-Generation | VOM | 6401347648.6848 | [6 empty] | 0.45639 | 2921491504.9561
LCP_Inputs_ON_Diverse_Howarth_2023_05_05 | 2040 | Nuclear | Generation | Electricity | QC | Dispatch-Generation | EmissionsCost | 0 | [6 empty] | 0.45639 | 0
LCP_Inputs_ON_Diverse_Howarth_2023_05_05 | 2040 | Nuclear | Generation | Electricity | QC | Dispatch-Generation | FuelCost | 0 | [6 empty] | 0.45639 | 0
LCP_Inputs_ON_Diverse_Howarth_2023_05_05 | 2040 | Nuclear | Generation | Electricity | QC | Dispatch-Generation | VOM | 0 | [6 empty] | 0.45639 | 0
LCP_Inputs_ON_Diverse_Howarth_2023_05_05 | 2040 | Nuclear | Generation | Electricity | WC | Dispatch-Generation | EmissionsCost | 0 | [6 empty] | 0.45639 | 0
LCP_Inputs_ON_Diverse_Howarth_2023_05_05 | 2040 | Nuclear | Generation | Electricity | WC | Dispatch-Generation | FuelCost | 0 | [6 empty] | 0.45639 | 0
LCP_Inputs_ON_Diverse_Howarth_2023_05_05 | 2040 | Nuclear | Generation | Electricity | WC | Dispatch-Generation | VOM | 0 | [6 empty] | 0.45639 | 0
LCP_Inputs_ON_Diverse_Howarth_2023_05_05 | 2040 | Nuclear SMR | Generation | Electricity | MI | Dispatch-Generation | EmissionsCost | 0 | [6 empty] | 0.45639 | 0
LCP_Inputs_ON_Diverse_Howarth_2023_05_05 | 2040 | Nuclear SMR | Generation | Electricity | MI | Dispatch-Generation | FuelCost | 0 | [6 empty] | 0.45639 | 0
LCP_Inputs_ON_Diverse_Howarth_2023_05_05 | 2040 | Nuclear SMR | Generation | Electricity | MI | Dispatch-Generation | VOM | 0 | [6 empty] | 0.45639 | 0
LCP_Inputs_ON_Diverse_Howarth_2023_05_05 | 2040 | Nuclear SMR | Generation | Electricity | NY | Dispatch-Generation | EmissionsCost | 0 | [6 empty] | 0.45639 | 0
LCP_Inputs_ON_Diverse_Howarth_2023_05_05 | 2040 | Nuclear SMR | Generation | Electricity | NY | Dispatch-Generation | FuelCost | 0 | [6 empty] | 0.45639 | 0
LCP_Inputs_ON_Diverse_Howarth_2023_05_05 | 2040 | Nuclear SMR | Generation | Electricity | NY | Dispatch-Generation | VOM | 0 | [6 empty] | 0.45639 | 0
LCP_Inputs_ON_Diverse_Howarth_2023_05_05 | 2040 | Nuclear SMR | Generation | Electricity | ON | Dispatch-Generation | EmissionsCost | 0 | [6 empty] | 0.45639 | 0
LCP_Inputs_ON_Diverse_Howarth_2023_05_05 | 2040 | Nuclear SMR | Generation | Electricity | ON | Dispatch-Generation | FuelCost | 0 | [6 empty] | 0.45639 | 0
LCP_Inputs_ON_Diverse_Howarth_2023_05_05 | 2040 | Nuclear SMR | Generation | Electricity | ON | Dispatch-Generation | VOM | 209585025.0029 | [6 empty] | 0.45639 | 95651869.5306
LCP_Inputs_ON_Diverse_Howarth_2023_05_05 | 2040 | Nuclear SMR | Generation | Electricity | PJ | Dispatch-Generation | EmissionsCost | 0 | [6 empty] | 0.45639 | 0
LCP_Inputs_ON_Diverse_Howarth_2023_05_05 | 2040 | Nuclear SMR | Generation | Electricity | PJ | Dispatch-Generation | FuelCost | 0 | [6 empty] | 0.45639 | 0
LCP_Inputs_ON_Diverse_Howarth_2023_05_05 | 2040 | Nuclear SMR | Generation | Electricity | PJ | Dispatch-Generation | VOM | 0 | [6 empty] | 0.45639 | 0
LCP_Inputs_ON_Diverse_Howarth_2023_05_05 | 2040 | Nuclear SMR | Generation | Electricity | QC | Dispatch-Generation | EmissionsCost | 0 | [6 empty] | 0.45639 | 0
LCP_Inputs_ON_Diverse_Howarth_2023_05_05 | 2040 | Nuclear SMR | Generation | Electricity | QC | Dispatch-Generation | FuelCost | 0 | [6 empty] | 0.45639 | 0
LCP_Inputs_ON_Diverse_Howarth_2023_05_05 | 2040 | Nuclear SMR | Generation | Electricity | QC | Dispatch-Generation | VOM | 0 | [6 empty] | 0.45639 | 0
LCP_Inputs_ON_Diverse_Howarth_2023_05_05 | 2040 | Nuclear SMR | Generation | Electricity | WC | Dispatch-Generation | EmissionsCost | 0 | [6 empty] | 0.45639 | 0
LCP_Inputs_ON_Diverse_Howarth_2023_05_05 | 2040 | Nuclear SMR | Generation | Electricity | WC | Dispatch-Generation | FuelCost | 0 | [6 empty] | 0.45639 | 0
LCP_Inputs_ON_Diverse_Howarth_2023_05_05 | 2040 | Nuclear SMR | Generation | Electricity | WC | Dispatch-Generation | VOM | 0 | [6 empty] | 0.45639 | 0
LCP_Inputs_ON_Diverse_Howarth_2023_05_05 | 2040 | O/CCGT - CH4 Existing | Crossload | Electricity | MI | Dispatch-Crossload | EmissionsCost | 0 | [6 empty] | 0.45639 | 0
LCP_Inputs_ON_Diverse_Howarth_2023_05_05 | 2040 | O/CCGT - CH4 Existing | Crossload | Electricity | MI | Dispatch-Crossload | FuelCost | 0 | [6 empty] | 0.45639 | 0
LCP_Inputs_ON_Diverse_Howarth_2023_05_05 | 2040 | O/CCGT - CH4 Existing | Crossload | Electricity | MI | Dispatch-Crossload | VOM | 0 | [6 empty] | 0.45639 | 0
LCP_Inputs_ON_Diverse_Howarth_2023_05_05 | 2040 | O/CCGT - CH4 Existing | Crossload | Electricity | NY | Dispatch-Crossload | EmissionsCost | 0 | [6 empty] | 0.45639 | 0
LCP_Inputs_ON_Diverse_Howarth_2023_05_05 | 2040 | O/CCGT - CH4 Existing | Crossload | Electricity | NY | Dispatch-Crossload | FuelCost | 0 | [6 empty] | 0.45639 | 0
LCP_Inputs_ON_Diverse_Howarth_2023_05_05 | 2040 | O/CCGT - CH4 Existing | Crossload | Electricity | NY | Dispatch-Crossload | VOM | 0 | [6 empty] | 0.45639 | 0
LCP_Inputs_ON_Diverse_Howarth_2023_05_05 | 2040 | O/CCGT - CH4 Existing | Crossload | Electricity | ON | Dispatch-Crossload | EmissionsCost | 3390434.5216 | [6 empty] | 0.45639 | 1547350.0576
LCP_Inputs_ON_Diverse_Howarth_2023_05_05 | 2040 | O/CCGT - CH4 Existing | Crossload | Electricity | ON | Dispatch-Crossload | FuelCost | 0 | [6 empty] | 0.45639 | 0
LCP_Inputs_ON_Diverse_Howarth_2023_05_05 | 2040 | O/CCGT - CH4 Existing | Crossload | Electricity | ON | Dispatch-Crossload | VOM | 205052.9936 | [6 empty] | 0.45639 | 93583.5096
LCP_Inputs_ON_Diverse_Howarth_2023_05_05 | 2040 | O/CCGT - CH4 Existing | Crossload | Electricity | PJ | Dispatch-Crossload | EmissionsCost | 0 | [6 empty] | 0.45639 | 0
LCP_Inputs_ON_Diverse_Howarth_2023_05_05 | 2040 | O/CCGT - CH4 Existing | Crossload | Electricity | PJ | Dispatch-Crossload | FuelCost | 0 | [6 empty] | 0.45639 | 0
LCP_Inputs_ON_Diverse_Howarth_2023_05_05 | 2040 | O/CCGT - CH4 Existing | Crossload | Electricity | PJ | Dispatch-Crossload | VOM | 0 | [6 empty] | 0.45639 | 0
LCP_Inputs_ON_Diverse_Howarth_2023_05_05 | 2040 | O/CCGT - CH4 Existing | Crossload | Electricity | QC | Dispatch-Crossload | EmissionsCost | 0 | [6 empty] | 0.45639 | 0
LCP_Inputs_ON_Diverse_Howarth_2023_05_05 | 2040 | O/CCGT - CH4 Existing | Crossload | Electricity | QC | Dispatch-Crossload | FuelCost | 0 | [6 empty] | 0.45639 | 0
LCP_Inputs_ON_Diverse_Howarth_2023_05_05 | 2040 | O/CCGT - CH4 Existing | Crossload | Electricity | QC | Dispatch-Crossload | VOM | 0 | [6 empty] | 0.45639 | 0
LCP_Inputs_ON_Diverse_Howarth_2023_05_05 | 2040 | O/CCGT - CH4 Existing | Crossload | Electricity | WC | Dispatch-Crossload | EmissionsCost | 0 | [6 empty] | 0.45639 | 0
LCP_Inputs_ON_Diverse_Howarth_2023_05_05 | 2040 | O/CCGT - CH4 Existing | Crossload | Electricity | WC | Dispatch-Crossload | FuelCost | 0 | [6 empty] | 0.45639 | 0
LCP_Inputs_ON_Diverse_Howarth_2023_05_05 | 2040 | O/CCGT - CH4 Existing | Crossload | Electricity | WC | Dispatch-Crossload | VOM | 0 | [6 empty] | 0.45639 | 0
LCP_Inputs_ON_Diverse_Howarth_2023_05_05 | 2040 | O/CCGT - CH4 New | Crossload | Electricity | MI | Dispatch-Crossload | EmissionsCost | 0 | [6 empty] | 0.45639 | 0
LCP_Inputs_ON_Diverse_Howarth_2023_05_05 | 2040 | O/CCGT - CH4 New | Crossload | Electricity | MI | Dispatch-Crossload | FuelCost | 0 | [6 empty] | 0.45639 | 0
LCP_Inputs_ON_Diverse_Howarth_2023_05_05 | 2040 | O/CCGT - CH4 New | Crossload | Electricity | MI | Dispatch-Crossload | VOM | 0 | [6 empty] | 0.45639 | 0
LCP_Inputs_ON_Diverse_Howarth_2023_05_05 | 2040 | O/CCGT - CH4 New | Crossload | Electricity | NY | Dispatch-Crossload | EmissionsCost | 0 | [6 empty] | 0.45639 | 0
LCP_Inputs_ON_Diverse_Howarth_2023_05_05 | 2040 | O/CCGT - CH4 New | Crossload | Electricity | NY | Dispatch-Crossload | FuelCost | 0 | [6 empty] | 0.45639 | 0
LCP_Inputs_ON_Diverse_Howarth_2023_05_05 | 2040 | O/CCGT - CH4 New | Crossload | Electricity | NY | Dispatch-Crossload | VOM | 0 | [6 empty] | 0.45639 | 0
LCP_Inputs_ON_Diverse_Howarth_2023_05_05 | 2040 | O/CCGT - CH4 New | Crossload | Electricity | ON | Dispatch-Crossload | EmissionsCost | 1511114.6946 | [6 empty] | 0.45639 | 689653.0208
LCP_Inputs_ON_Diverse_Howarth_2023_05_05 | 2040 | O/CCGT - CH4 New | Crossload | Electricity | ON | Dispatch-Crossload | FuelCost | 0 | [6 empty] | 0.45639 | 0
LCP_Inputs_ON_Diverse_Howarth_2023_05_05 | 2040 | O/CCGT - CH4 New | Crossload | Electricity | ON | Dispatch-Crossload | VOM | 91392 | [6 empty] | 0.45639 | 41710.1158
LCP_Inputs_ON_Diverse_Howarth_2023_05_05 | 2040 | O/CCGT - CH4 New | Crossload | Electricity | PJ | Dispatch-Crossload | EmissionsCost | 0 | [6 empty] | 0.45639 | 0
LCP_Inputs_ON_Diverse_Howarth_2023_05_05 | 2040 | O/CCGT - CH4 New | Crossload | Electricity | PJ | Dispatch-Crossload | FuelCost | 0 | [6 empty] | 0.45639 | 0
LCP_Inputs_ON_Diverse_Howarth_2023_05_05 | 2040 | O/CCGT - CH4 New | Crossload | Electricity | PJ | Dispatch-Crossload | VOM | 0 | [6 empty] | 0.45639 | 0
LCP_Inputs_ON_Diverse_Howarth_2023_05_05 | 2040 | O/CCGT - CH4 New | Crossload | Electricity | QC | Dispatch-Crossload | EmissionsCost | 0 | [6 empty] | 0.45639 | 0
LCP_Inputs_ON_Diverse_Howarth_2023_05_05 | 2040 | O/CCGT - CH4 New | Crossload | Electricity | QC | Dispatch-Crossload | FuelCost | 0 | [6 empty] | 0.45639 | 0
LCP_Inputs_ON_Diverse_Howarth_2023_05_05 | 2040 | O/CCGT - CH4 New | Crossload | Electricity | QC | Dispatch-Crossload | VOM | 0 | [6 empty] | 0.45639 | 0
LCP_Inputs_ON_Diverse_Howarth_2023_05_05 | 2040 | O/CCGT - CH4 New | Crossload | Electricity | WC | Dispatch-Crossload | EmissionsCost | 0 | [6 empty] | 0.45639 | 0
LCP_Inputs_ON_Diverse_Howarth_2023_05_05 | 2040 | O/CCGT - CH4 New | Crossload | Electricity | WC | Dispatch-Crossload | FuelCost | 0 | [6 empty] | 0.45639 | 0
LCP_Inputs_ON_Diverse_Howarth_2023_05_05 | 2040 | O/CCGT - CH4 New | Crossload | Electricity | WC | Dispatch-Crossload | VOM | 0 | [6 empty] | 0.45639 | 0
LCP_Inputs_ON_Diverse_Howarth_2023_05_05 | 2040 | O/CCGT - H2 New | Crossload | Electricity | MI | Dispatch-Crossload | EmissionsCost | 0 | [6 empty] | 0.45639 | 0
LCP_Inputs_ON_Diverse_Howarth_2023_05_05 | 2040 | O/CCGT - H2 New | Crossload | Electricity | MI | Dispatch-Crossload | FuelCost | 0 | [6 empty] | 0.45639 | 0
LCP_Inputs_ON_Diverse_Howarth_2023_05_05 | 2040 | O/CCGT - H2 New | Crossload | Electricity | MI | Dispatch-Crossload | VOM | 0 | [6 empty] | 0.45639 | 0
LCP_Inputs_ON_Diverse_Howarth_2023_05_05 | 2040 | O/CCGT - H2 New | Crossload | Electricity | NY | Dispatch-Crossload | EmissionsCost | 0 | [6 empty] | 0.45639 | 0
LCP_Inputs_ON_Diverse_Howarth_2023_05_05 | 2040 | O/CCGT - H2 New | Crossload | Electricity | NY | Dispatch-Crossload | FuelCost | 0 | [6 empty] | 0.45639 | 0
LCP_Inputs_ON_Diverse_Howarth_2023_05_05 | 2040 | O/CCGT - H2 New | Crossload | Electricity | NY | Dispatch-Crossload | VOM | 0 | [6 empty] | 0.45639 | 0
LCP_Inputs_ON_Diverse_Howarth_2023_05_05 | 2040 | O/CCGT - H2 New | Crossload | Electricity | ON | Dispatch-Crossload | EmissionsCost | 0 | [6 empty] | 0.45639 | 0
LCP_Inputs_ON_Diverse_Howarth_2023_05_05 | 2040 | O/CCGT - H2 New | Crossload | Electricity | ON | Dispatch-Crossload | FuelCost | 0 | [6 empty] | 0.45639 | 0
LCP_Inputs_ON_Diverse_Howarth_2023_05_05 | 2040 | O/CCGT - H2 New | Crossload | Electricity | ON | Dispatch-Crossload | VOM | 380530.774 | [6 empty] | 0.45639 | 173669.2779
LCP_Inputs_ON_Diverse_Howarth_2023_05_05 | 2040 | O/CCGT - H2 New | Crossload | Electricity | PJ | Dispatch-Crossload | EmissionsCost | 0 | [6 empty] | 0.45639 | 0
LCP_Inputs_ON_Diverse_Howarth_2023_05_05 | 2040 | O/CCGT - H2 New | Crossload | Electricity | PJ | Dispatch-Crossload | FuelCost | 0 | [6 empty] | 0.45639 | 0
LCP_Inputs_ON_Diverse_Howarth_2023_05_05 | 2040 | O/CCGT - H2 New | Crossload | Electricity | PJ | Dispatch-Crossload | VOM | 0 | [6 empty] | 0.45639 | 0
LCP_Inputs_ON_Diverse_Howarth_2023_05_05 | 2040 | O/CCGT - H2 New | Crossload | Electricity | QC | Dispatch-Crossload | EmissionsCost | 0 | [6 empty] | 0.45639 | 0
LCP_Inputs_ON_Diverse_Howarth_2023_05_05 | 2040 | O/CCGT - H2 New | Crossload | Electricity | QC | Dispatch-Crossload | FuelCost | 0 | [6 empty] | 0.45639 | 0
LCP_Inputs_ON_Diverse_Howarth_2023_05_05 | 2040 | O/CCGT - H2 New | Crossload | Electricity | QC | Dispatch-Crossload | VOM | 0 | [6 empty] | 0.45639 | 0
LCP_Inputs_ON_Diverse_Howarth_2023_05_05 | 2040 | O/CCGT - H2 New | Crossload | Electricity | WC | Dispatch-Crossload | EmissionsCost | 0 | [6 empty] | 0.45639 | 0
LCP_Inputs_ON_Diverse_Howarth_2023_05_05 | 2040 | O/CCGT - H2 New | Crossload | Electricity | WC | Dispatch-Crossload | FuelCost | 0 | [6 empty] | 0.45639 | 0
LCP_Inputs_ON_Diverse_Howarth_2023_05_05 | 2040 | O/CCGT - H2 New | Crossload | Electricity | WC | Dispatch-Crossload | VOM | 0 | [6 empty] | 0.45639 | 0
LCP_Inputs_ON_Diverse_Howarth_2023_05_05 | 2040 | SMR CCS | Generation | Hydrogen | MI | Dispatch-Generation | EmissionsCost | 0 | [6 empty] | 0.45639 | 0
LCP_Inputs_ON_Diverse_Howarth_2023_05_05 | 2040 | SMR CCS | Generation | Hydrogen | MI | Dispatch-Generation | FuelCost | 0 | [6 empty] | 0.45639 | 0
LCP_Inputs_ON_Diverse_Howarth_2023_05_05 | 2040 | SMR CCS | Generation | Hydrogen | MI | Dispatch-Generation | VOM | 0 | [6 empty] | 0.45639 | 0
LCP_Inputs_ON_Diverse_Howarth_2023_05_05 | 2040 | SMR CCS | Generation | Hydrogen | NY | Dispatch-Generation | EmissionsCost | 0 | [6 empty] | 0.45639 | 0
LCP_Inputs_ON_Diverse_Howarth_2023_05_05 | 2040 | SMR CCS | Generation | Hydrogen | NY | Dispatch-Generation | FuelCost | 0 | [6 empty] | 0.45639 | 0
LCP_Inputs_ON_Diverse_Howarth_2023_05_05 | 2040 | SMR CCS | Generation | Hydrogen | NY | Dispatch-Generation | VOM | 0 | [6 empty] | 0.45639 | 0
LCP_Inputs_ON_Diverse_Howarth_2023_05_05 | 2040 | SMR CCS | Generation | Hydrogen | ON | Dispatch-Generation | EmissionsCost | 388566288.3194 | [6 empty] | 0.45639 | 177336581.7228
LCP_Inputs_ON_Diverse_Howarth_2023_05_05 | 2040 | SMR CCS | Generation | Hydrogen | ON | Dispatch-Generation | FuelCost | 299932601.302 | [6 empty] | 0.45639 | 136885323.9744
LCP_Inputs_ON_Diverse_Howarth_2023_05_05 | 2040 | SMR CCS | Generation | Hydrogen | ON | Dispatch-Generation | VOM | 0 | [6 empty] | 0.45639 | 0
LCP_Inputs_ON_Diverse_Howarth_2023_05_05 | 2040 | SMR CCS | Generation | Hydrogen | PJ | Dispatch-Generation | EmissionsCost | 0 | [6 empty] | 0.45639 | 0
LCP_Inputs_ON_Diverse_Howarth_2023_05_05 | 2040 | SMR CCS | Generation | Hydrogen | PJ | Dispatch-Generation | FuelCost | 0 | [6 empty] | 0.45639 | 0
LCP_Inputs_ON_Diverse_Howarth_2023_05_05 | 2040 | SMR CCS | Generation | Hydrogen | PJ | Dispatch-Generation | VOM | 0 | [6 empty] | 0.45639 | 0
LCP_Inputs_ON_Diverse_Howarth_2023_05_05 | 2040 | SMR CCS | Generation | Hydrogen | QC | Dispatch-Generation | EmissionsCost | 0 | [6 empty] | 0.45639 | 0
LCP_Inputs_ON_Diverse_Howarth_2023_05_05 | 2040 | SMR CCS | Generation | Hydrogen | QC | Dispatch-Generation | FuelCost | 0 | [6 empty] | 0.45639 | 0
LCP_Inputs_ON_Diverse_Howarth_2023_05_05 | 2040 | SMR CCS | Generation | Hydrogen | QC | Dispatch-Generation | VOM | 0 | [6 empty] | 0.45639 | 0
LCP_Inputs_ON_Diverse_Howarth_2023_05_05 | 2040 | SMR CCS | Generation | Hydrogen | WC | Dispatch-Generation | EmissionsCost | 0 | [6 empty] | 0.45639 | 0
LCP_Inputs_ON_Diverse_Howarth_2023_05_05 | 2040 | SMR CCS | Generation | Hydrogen | WC | Dispatch-Generation | FuelCost | 0 | [6 empty] | 0.45639 | 0
LCP_Inputs_ON_Diverse_Howarth_2023_05_05 | 2040 | SMR CCS | Generation | Hydrogen | WC | Dispatch-Generation | VOM | 0 | [6 empty] | 0.45639 | 0
LCP_Inputs_ON_Diverse_Howarth_2023_05_05 | 2040 | Solar PV | Generation | Electricity | MI | Dispatch-Generation | EmissionsCost | 0 | [6 empty] | 0.45639 | 0
LCP_Inputs_ON_Diverse_Howarth_2023_05_05 | 2040 | Solar PV | Generation | Electricity | MI | Dispatch-Generation | FuelCost | 0 | [6 empty] | 0.45639 | 0
LCP_Inputs_ON_Diverse_Howarth_2023_05_05 | 2040 | Solar PV | Generation | Electricity | MI | Dispatch-Generation | VOM | 0 | [6 empty] | 0.45639 | 0
LCP_Inputs_ON_Diverse_Howarth_2023_05_05 | 2040 | Solar PV | Generation | Electricity | NY | Dispatch-Generation | EmissionsCost | 0 | [6 empty] | 0.45639 | 0
LCP_Inputs_ON_Diverse_Howarth_2023_05_05 | 2040 | Solar PV | Generation | Electricity | NY | Dispatch-Generation | FuelCost | 0 | [6 empty] | 0.45639 | 0
LCP_Inputs_ON_Diverse_Howarth_2023_05_05 | 2040 | Solar PV | Generation | Electricity | NY | Dispatch-Generation | VOM | 0 | [6 empty] | 0.45639 | 0
LCP_Inputs_ON_Diverse_Howarth_2023_05_05 | 2040 | Solar PV | Generation | Electricity | ON | Dispatch-Generation | EmissionsCost | 0 | [6 empty] | 0.45639 | 0
LCP_Inputs_ON_Diverse_Howarth_2023_05_05 | 2040 | Solar PV | Generation | Electricity | ON | Dispatch-Generation | FuelCost | 0 | [6 empty] | 0.45639 | 0
LCP_Inputs_ON_Diverse_Howarth_2023_05_05 | 2040 | Solar PV | Generation | Electricity | ON | Dispatch-Generation | VOM | 0 | [6 empty] | 0.45639 | 0
LCP_Inputs_ON_Diverse_Howarth_2023_05_05 | 2040 | Solar PV | Generation | Electricity | PJ | Dispatch-Generation | EmissionsCost | 0 | [6 empty] | 0.45639 | 0
LCP_Inputs_ON_Diverse_Howarth_2023_05_05 | 2040 | Solar PV | Generation | Electricity | PJ | Dispatch-Generation | FuelCost | 0 | [6 empty] | 0.45639 | 0
LCP_Inputs_ON_Diverse_Howarth_2023_05_05 | 2040 | Solar PV | Generation | Electricity | PJ | Dispatch-Generation | VOM | 0 | [6 empty] | 0.45639 | 0
LCP_Inputs_ON_Diverse_Howarth_2023_05_05 | 2040 | Solar PV | Generation | Electricity | QC | Dispatch-Generation | EmissionsCost | 0 | [6 empty] | 0.45639 | 0
LCP_Inputs_ON_Diverse_Howarth_2023_05_05 | 2040 | Solar PV | Generation | Electricity | QC | Dispatch-Generation | FuelCost | 0 | [6 empty] | 0.45639 | 0
LCP_Inputs_ON_Diverse_Howarth_2023_05_05 | 2040 | Solar PV | Generation | Electricity | QC | Dispatch-Generation | VOM | 0 | [6 empty] | 0.45639 | 0
LCP_Inputs_ON_Diverse_Howarth_2023_05_05 | 2040 | Solar PV | Generation | Electricity | WC | Dispatch-Generation | EmissionsCost | 0 | [6 empty] | 0.45639 | 0
LCP_Inputs_ON_Diverse_Howarth_2023_05_05 | 2040 | Solar PV | Generation | Electricity | WC | Dispatch-Generation | FuelCost | 0 | [6 empty] | 0.45639 | 0
LCP_Inputs_ON_Diverse_Howarth_2023_05_05 | 2040 | Solar PV | Generation | Electricity | WC | Dispatch-Generation | VOM | 0 | [6 empty] | 0.45639 | 0
LCP_Inputs_ON_Diverse_Howarth_2023_05_05 | 2040 | Wind Offshore | Generation | Electricity | MI | Dispatch-Generation | EmissionsCost | 0 | [6 empty] | 0.45639 | 0
LCP_Inputs_ON_Diverse_Howarth_2023_05_05 | 2040 | Wind Offshore | Generation | Electricity | MI | Dispatch-Generation | FuelCost | 0 | [6 empty] | 0.45639 | 0
LCP_Inputs_ON_Diverse_Howarth_2023_05_05 | 2040 | Wind Offshore | Generation | Electricity | MI | Dispatch-Generation | VOM | 0 | [6 empty] | 0.45639 | 0
LCP_Inputs_ON_Diverse_Howarth_2023_05_05 | 2040 | Wind Offshore | Generation | Electricity | NY | Dispatch-Generation | EmissionsCost | 0 | [6 empty] | 0.45639 | 0
LCP_Inputs_ON_Diverse_Howarth_2023_05_05 | 2040 | Wind Offshore | Generation | Electricity | NY | Dispatch-Generation | FuelCost | 0 | [6 empty] | 0.45639 | 0
LCP_Inputs_ON_Diverse_Howarth_2023_05_05 | 2040 | Wind Offshore | Generation | Electricity | NY | Dispatch-Generation | VOM | 0 | [6 empty] | 0.45639 | 0
LCP_Inputs_ON_Diverse_Howarth_2023_05_05 | 2040 | Wind Offshore | Generation | Electricity | ON | Dispatch-Generation | EmissionsCost | 0 | [6 empty] | 0.45639 | 0
LCP_Inputs_ON_Diverse_Howarth_2023_05_05 | 2040 | Wind Offshore | Generation | Electricity | ON | Dispatch-Generation | FuelCost | 0 | [6 empty] | 0.45639 | 0
LCP_Inputs_ON_Diverse_Howarth_2023_05_05 | 2040 | Wind Offshore | Generation | Electricity | ON | Dispatch-Generation | VOM | 0 | [6 empty] | 0.45639 | 0
LCP_Inputs_ON_Diverse_Howarth_2023_05_05 | 2040 | Wind Offshore | Generation | Electricity | PJ | Dispatch-Generation | EmissionsCost | 0 | [6 empty] | 0.45639 | 0
LCP_Inputs_ON_Diverse_Howarth_2023_05_05 | 2040 | Wind Offshore | Generation | Electricity | PJ | Dispatch-Generation | FuelCost | 0 | [6 empty] | 0.45639 | 0
LCP_Inputs_ON_Diverse_Howarth_2023_05_05 | 2040 | Wind Offshore | Generation | Electricity | PJ | Dispatch-Generation | VOM | 0 | [6 empty] | 0.45639 | 0
LCP_Inputs_ON_Diverse_Howarth_2023_05_05 | 2040 | Wind Offshore | Generation | Electricity | QC | Dispatch-Generation | EmissionsCost | 0 | [6 empty] | 0.45639 | 0
LCP_Inputs_ON_Diverse_Howarth_2023_05_05 | 2040 | Wind Offshore | Generation | Electricity | QC | Dispatch-Generation | FuelCost | 0 | [6 empty] | 0.45639 | 0
LCP_Inputs_ON_Diverse_Howarth_2023_05_05 | 2040 | Wind Offshore | Generation | Electricity | QC | Dispatch-Generation | VOM | 0 | [6 empty] | 0.45639 | 0
LCP_Inputs_ON_Diverse_Howarth_2023_05_05 | 2040 | Wind Offshore | Generation | Electricity | WC | Dispatch-Generation | EmissionsCost | 0 | [6 empty] | 0.45639 | 0
LCP_Inputs_ON_Diverse_Howarth_2023_05_05 | 2040 | Wind Offshore | Generation | Electricity | WC | Dispatch-Generation | FuelCost | 0 | [6 empty] | 0.45639 | 0
LCP_Inputs_ON_Diverse_Howarth_2023_05_05 | 2040 | Wind Offshore | Generation | Electricity | WC | Dispatch-Generation | VOM | 0 | [6 empty] | 0.45639 | 0
LCP_Inputs_ON_Diverse_Howarth_2023_05_05 | 2040 | Wind Onshore | Generation | Electricity | MI | Dispatch-Generation | EmissionsCost | 0 | [6 empty] | 0.45639 | 0
LCP_Inputs_ON_Diverse_Howarth_2023_05_05 | 2040 | Wind Onshore | Generation | Electricity | MI | Dispatch-Generation | FuelCost | 0 | [6 empty] | 0.45639 | 0
LCP_Inputs_ON_Diverse_Howarth_2023_05_05 | 2040 | Wind Onshore | Generation | Electricity | MI | Dispatch-Generation | VOM | 0 | [6 empty] | 0.45639 | 0
LCP_Inputs_ON_Diverse_Howarth_2023_05_05 | 2040 | Wind Onshore | Generation | Electricity | NY | Dispatch-Generation | EmissionsCost | 0 | [6 empty] | 0.45639 | 0
LCP_Inputs_ON_Diverse_Howarth_2023_05_05 | 2040 | Wind Onshore | Generation | Electricity | NY | Dispatch-Generation | FuelCost | 0 | [6 empty] | 0.45639 | 0
LCP_Inputs_ON_Diverse_Howarth_2023_05_05 | 2040 | Wind Onshore | Generation | Electricity | NY | Dispatch-Generation | VOM | 0 | [6 empty] | 0.45639 | 0
LCP_Inputs_ON_Diverse_Howarth_2023_05_05 | 2040 | Wind Onshore | Generation | Electricity | ON | Dispatch-Generation | EmissionsCost | 0 | [6 empty] | 0.45639 | 0
LCP_Inputs_ON_Diverse_Howarth_2023_05_05 | 2040 | Wind Onshore | Generation | Electricity | ON | Dispatch-Generation | FuelCost | 0 | [6 empty] | 0.45639 | 0
LCP_Inputs_ON_Diverse_Howarth_2023_05_05 | 2040 | Wind Onshore | Generation | Electricity | ON | Dispatch-Generation | VOM | 0 | [6 empty] | 0.45639 | 0
LCP_Inputs_ON_Diverse_Howarth_2023_05_05 | 2040 | Wind Onshore | Generation | Electricity | PJ | Dispatch-Generation | EmissionsCost | 0 | [6 empty] | 0.45639 | 0
LCP_Inputs_ON_Diverse_Howarth_2023_05_05 | 2040 | Wind Onshore | Generation | Electricity | PJ | Dispatch-Generation | FuelCost | 0 | [6 empty] | 0.45639 | 0
LCP_Inputs_ON_Diverse_Howarth_2023_05_05 | 2040 | Wind Onshore | Generation | Electricity | PJ | Dispatch-Generation | VOM | 0 | [6 empty] | 0.45639 | 0
LCP_Inputs_ON_Diverse_Howarth_2023_05_05 | 2040 | Wind Onshore | Generation | Electricity | QC | Dispatch-Generation | EmissionsCost | 0 | [6 empty] | 0.45639 | 0
LCP_Inputs_ON_Diverse_Howarth_2023_05_05 | 2040 | Wind Onshore | Generation | Electricity | QC | Dispatch-Generation | FuelCost | 0 | [6 empty] | 0.45639 | 0
LCP_Inputs_ON_Diverse_Howarth_2023_05_05 | 2040 | Wind Onshore | Generation | Electricity | QC | Dispatch-Generation | VOM | 0 | [6 empty] | 0.45639 | 0
LCP_Inputs_ON_Diverse_Howarth_2023_05_05 | 2040 | Wind Onshore | Generation | Electricity | WC | Dispatch-Generation | EmissionsCost | 0 | [6 empty] | 0.45639 | 0
LCP_Inputs_ON_Diverse_Howarth_2023_05_05 | 2040 | Wind Onshore | Generation | Electricity | WC | Dispatch-Generation | FuelCost | 0 | [6 empty] | 0.45639 | 0
LCP_Inputs_ON_Diverse_Howarth_2023_05_05 | 2040 | Wind Onshore | Generation | Electricity | WC | Dispatch-Generation | VOM | 0 | [6 empty] | 0.45639 | 0
LCP_Inputs_ON_Diverse_Howarth_2023_05_05 | 2041 | Anaerobic Digestion | Generation | Methane | MI | Dispatch-Generation | EmissionsCost | 0 | [6 empty] | 0.43883 | 0
LCP_Inputs_ON_Diverse_Howarth_2023_05_05 | 2041 | Anaerobic Digestion | Generation | Methane | MI | Dispatch-Generation | FuelCost | 0 | [6 empty] | 0.43883 | 0
LCP_Inputs_ON_Diverse_Howarth_2023_05_05 | 2041 | Anaerobic Digestion | Generation | Methane | MI | Dispatch-Generation | VOM | 0 | [6 empty] | 0.43883 | 0
LCP_Inputs_ON_Diverse_Howarth_2023_05_05 | 2041 | Anaerobic Digestion | Generation | Methane | NY | Dispatch-Generation | EmissionsCost | 0 | [6 empty] | 0.43883 | 0
LCP_Inputs_ON_Diverse_Howarth_2023_05_05 | 2041 | Anaerobic Digestion | Generation | Methane | NY | Dispatch-Generation | FuelCost | 0 | [6 empty] | 0.43883 | 0
LCP_Inputs_ON_Diverse_Howarth_2023_05_05 | 2041 | Anaerobic Digestion | Generation | Methane | NY | Dispatch-Generation | VOM | 0 | [6 empty] | 0.43883 | 0
LCP_Inputs_ON_Diverse_Howarth_2023_05_05 | 2041 | Anaerobic Digestion | Generation | Methane | ON | Dispatch-Generation | EmissionsCost | 3867281.1607 | [6 empty] | 0.43883 | 1697092.9221
LCP_Inputs_ON_Diverse_Howarth_2023_05_05 | 2041 | Anaerobic Digestion | Generation | Methane | ON | Dispatch-Generation | FuelCost | 0 | [6 empty] | 0.43883 | 0
LCP_Inputs_ON_Diverse_Howarth_2023_05_05 | 2041 | Anaerobic Digestion | Generation | Methane | ON | Dispatch-Generation | VOM | 1742440000 | [6 empty] | 0.43883 | 764641221.6721
LCP_Inputs_ON_Diverse_Howarth_2023_05_05 | 2041 | Anaerobic Digestion | Generation | Methane | PJ | Dispatch-Generation | EmissionsCost | 0 | [6 empty] | 0.43883 | 0
LCP_Inputs_ON_Diverse_Howarth_2023_05_05 | 2041 | Anaerobic Digestion | Generation | Methane | PJ | Dispatch-Generation | FuelCost | 0 | [6 empty] | 0.43883 | 0
LCP_Inputs_ON_Diverse_Howarth_2023_05_05 | 2041 | Anaerobic Digestion | Generation | Methane | PJ | Dispatch-Generation | VOM | 0 | [6 empty] | 0.43883 | 0
LCP_Inputs_ON_Diverse_Howarth_2023_05_05 | 2041 | Anaerobic Digestion | Generation | Methane | QC | Dispatch-Generation | EmissionsCost | 0 | [6 empty] | 0.43883 | 0
LCP_Inputs_ON_Diverse_Howarth_2023_05_05 | 2041 | Anaerobic Digestion | Generation | Methane | QC | Dispatch-Generation | FuelCost | 0 | [6 empty] | 0.43883 | 0
LCP_Inputs_ON_Diverse_Howarth_2023_05_05 | 2041 | Anaerobic Digestion | Generation | Methane | QC | Dispatch-Generation | VOM | 0 | [6 empty] | 0.43883 | 0
LCP_Inputs_ON_Diverse_Howarth_2023_05_05 | 2041 | Anaerobic Digestion | Generation | Methane | WC | Dispatch-Generation | EmissionsCost | 0 | [6 empty] | 0.43883 | 0
LCP_Inputs_ON_Diverse_Howarth_2023_05_05 | 2041 | Anaerobic Digestion | Generation | Methane | WC | Dispatch-Generation | FuelCost | 0 | [6 empty] | 0.43883 | 0
LCP_Inputs_ON_Diverse_Howarth_2023_05_05 | 2041 | Anaerobic Digestion | Generation | Methane | WC | Dispatch-Generation | VOM | 0 | [6 empty] | 0.43883 | 0
LCP_Inputs_ON_Diverse_Howarth_2023_05_05 | 2041 | Battery Storage | Storage | Electricity | MI | Dispatch-Storage | EmissionsCost | 0 | [6 empty] | 0.43883 | 0
LCP_Inputs_ON_Diverse_Howarth_2023_05_05 | 2041 | Battery Storage | Storage | Electricity | MI | Dispatch-Storage | FuelCost | 0 | [6 empty] | 0.43883 | 0
LCP_Inputs_ON_Diverse_Howarth_2023_05_05 | 2041 | Battery Storage | Storage | Electricity | MI | Dispatch-Storage | VOM | 0 | [6 empty] | 0.43883 | 0
LCP_Inputs_ON_Diverse_Howarth_2023_05_05 | 2041 | Battery Storage | Storage | Electricity | NY | Dispatch-Storage | EmissionsCost | 0 | [6 empty] | 0.43883 | 0
LCP_Inputs_ON_Diverse_Howarth_2023_05_05 | 2041 | Battery Storage | Storage | Electricity | NY | Dispatch-Storage | FuelCost | 0 | [6 empty] | 0.43883 | 0
LCP_Inputs_ON_Diverse_Howarth_2023_05_05 | 2041 | Battery Storage | Storage | Electricity | NY | Dispatch-Storage | VOM | 0 | [6 empty] | 0.43883 | 0
LCP_Inputs_ON_Diverse_Howarth_2023_05_05 | 2041 | Battery Storage | Storage | Electricity | ON | Dispatch-Storage | EmissionsCost | 0 | [6 empty] | 0.43883 | 0
LCP_Inputs_ON_Diverse_Howarth_2023_05_05 | 2041 | Battery Storage | Storage | Electricity | ON | Dispatch-Storage | FuelCost | 0 | [6 empty] | 0.43883 | 0
LCP_Inputs_ON_Diverse_Howarth_2023_05_05 | 2041 | Battery Storage | Storage | Electricity | ON | Dispatch-Storage | VOM | 0 | [6 empty] | 0.43883 | 0
LCP_Inputs_ON_Diverse_Howarth_2023_05_05 | 2041 | Battery Storage | Storage | Electricity | PJ | Dispatch-Storage | EmissionsCost | 0 | [6 empty] | 0.43883 | 0
LCP_Inputs_ON_Diverse_Howarth_2023_05_05 | 2041 | Battery Storage | Storage | Electricity | PJ | Dispatch-Storage | FuelCost | 0 | [6 empty] | 0.43883 | 0
LCP_Inputs_ON_Diverse_Howarth_2023_05_05 | 2041 | Battery Storage | Storage | Electricity | PJ | Dispatch-Storage | VOM | 0 | [6 empty] | 0.43883 | 0
LCP_Inputs_ON_Diverse_Howarth_2023_05_05 | 2041 | Battery Storage | Storage | Electricity | QC | Dispatch-Storage | EmissionsCost | 0 | [6 empty] | 0.43883 | 0
LCP_Inputs_ON_Diverse_Howarth_2023_05_05 | 2041 | Battery Storage | Storage | Electricity | QC | Dispatch-Storage | FuelCost | 0 | [6 empty] | 0.43883 | 0
LCP_Inputs_ON_Diverse_Howarth_2023_05_05 | 2041 | Battery Storage | Storage | Electricity | QC | Dispatch-Storage | VOM | 0 | [6 empty] | 0.43883 | 0
LCP_Inputs_ON_Diverse_Howarth_2023_05_05 | 2041 | Battery Storage | Storage | Electricity | WC | Dispatch-Storage | EmissionsCost | 0 | [6 empty] | 0.43883 | 0
LCP_Inputs_ON_Diverse_Howarth_2023_05_05 | 2041 | Battery Storage | Storage | Electricity | WC | Dispatch-Storage | FuelCost | 0 | [6 empty] | 0.43883 | 0
LCP_Inputs_ON_Diverse_Howarth_2023_05_05 | 2041 | Battery Storage | Storage | Electricity | WC | Dispatch-Storage | VOM | 0 | [6 empty] | 0.43883 | 0
LCP_Inputs_ON_Diverse_Howarth_2023_05_05 | 2041 | Biomass | Generation | Electricity | MI | Dispatch-Generation | EmissionsCost | 0 | [6 empty] | 0.43883 | 0
LCP_Inputs_ON_Diverse_Howarth_2023_05_05 | 2041 | Biomass | Generation | Electricity | MI | Dispatch-Generation | FuelCost | 0 | [6 empty] | 0.43883 | 0
LCP_Inputs_ON_Diverse_Howarth_2023_05_05 | 2041 | Biomass | Generation | Electricity | MI | Dispatch-Generation | VOM | 0 | [6 empty] | 0.43883 | 0
LCP_Inputs_ON_Diverse_Howarth_2023_05_05 | 2041 | Biomass | Generation | Electricity | NY | Dispatch-Generation | EmissionsCost | 0 | [6 empty] | 0.43883 | 0
LCP_Inputs_ON_Diverse_Howarth_2023_05_05 | 2041 | Biomass | Generation | Electricity | NY | Dispatch-Generation | FuelCost | 0 | [6 empty] | 0.43883 | 0
LCP_Inputs_ON_Diverse_Howarth_2023_05_05 | 2041 | Biomass | Generation | Electricity | NY | Dispatch-Generation | VOM | 0 | [6 empty] | 0.43883 | 0
LCP_Inputs_ON_Diverse_Howarth_2023_05_05 | 2041 | Biomass | Generation | Electricity | ON | Dispatch-Generation | EmissionsCost | 0 | [6 empty] | 0.43883 | 0
LCP_Inputs_ON_Diverse_Howarth_2023_05_05 | 2041 | Biomass | Generation | Electricity | ON | Dispatch-Generation | FuelCost | 2449112.7273 | [6 empty] | 0.43883 | 1074752.9601
LCP_Inputs_ON_Diverse_Howarth_2023_05_05 | 2041 | Biomass | Generation | Electricity | ON | Dispatch-Generation | VOM | 31430.28 | [6 empty] | 0.43883 | 13792.663
LCP_Inputs_ON_Diverse_Howarth_2023_05_05 | 2041 | Biomass | Generation | Electricity | PJ | Dispatch-Generation | EmissionsCost | 0 | [6 empty] | 0.43883 | 0
LCP_Inputs_ON_Diverse_Howarth_2023_05_05 | 2041 | Biomass | Generation | Electricity | PJ | Dispatch-Generation | FuelCost | 0 | [6 empty] | 0.43883 | 0
LCP_Inputs_ON_Diverse_Howarth_2023_05_05 | 2041 | Biomass | Generation | Electricity | PJ | Dispatch-Generation | VOM | 0 | [6 empty] | 0.43883 | 0
LCP_Inputs_ON_Diverse_Howarth_2023_05_05 | 2041 | Biomass | Generation | Electricity | QC | Dispatch-Generation | EmissionsCost | 0 | [6 empty] | 0.43883 | 0
LCP_Inputs_ON_Diverse_Howarth_2023_05_05 | 2041 | Biomass | Generation | Electricity | QC | Dispatch-Generation | FuelCost | 128334.5455 | [6 empty] | 0.43883 | 56317.5109
LCP_Inputs_ON_Diverse_Howarth_2023_05_05 | 2041 | Biomass | Generation | Electricity | QC | Dispatch-Generation | VOM | 1646.96 | [6 empty] | 0.43883 | 722.7414
LCP_Inputs_ON_Diverse_Howarth_2023_05_05 | 2041 | Biomass | Generation | Electricity | WC | Dispatch-Generation | EmissionsCost | 0 | [6 empty] | 0.43883 | 0
LCP_Inputs_ON_Diverse_Howarth_2023_05_05 | 2041 | Biomass | Generation | Electricity | WC | Dispatch-Generation | FuelCost | 0 | [6 empty] | 0.43883 | 0
LCP_Inputs_ON_Diverse_Howarth_2023_05_05 | 2041 | Biomass | Generation | Electricity | WC | Dispatch-Generation | VOM | 0 | [6 empty] | 0.43883 | 0
LCP_Inputs_ON_Diverse_Howarth_2023_05_05 | 2041 | Biomass + CCS | Generation | Electricity | MI | Dispatch-Generation | EmissionsCost | 0 | [6 empty] | 0.43883 | 0
LCP_Inputs_ON_Diverse_Howarth_2023_05_05 | 2041 | Biomass + CCS | Generation | Electricity | MI | Dispatch-Generation | FuelCost | 0 | [6 empty] | 0.43883 | 0
LCP_Inputs_ON_Diverse_Howarth_2023_05_05 | 2041 | Biomass + CCS | Generation | Electricity | MI | Dispatch-Generation | VOM | 0 | [6 empty] | 0.43883 | 0
LCP_Inputs_ON_Diverse_Howarth_2023_05_05 | 2041 | Biomass + CCS | Generation | Electricity | NY | Dispatch-Generation | EmissionsCost | 0 | [6 empty] | 0.43883 | 0
LCP_Inputs_ON_Diverse_Howarth_2023_05_05 | 2041 | Biomass + CCS | Generation | Electricity | NY | Dispatch-Generation | FuelCost | 0 | [6 empty] | 0.43883 | 0
LCP_Inputs_ON_Diverse_Howarth_2023_05_05 | 2041 | Biomass + CCS | Generation | Electricity | NY | Dispatch-Generation | VOM | 0 | [6 empty] | 0.43883 | 0
LCP_Inputs_ON_Diverse_Howarth_2023_05_05 | 2041 | Biomass + CCS | Generation | Electricity | ON | Dispatch-Generation | EmissionsCost | 0 | [6 empty] | 0.43883 | 0
LCP_Inputs_ON_Diverse_Howarth_2023_05_05 | 2041 | Biomass + CCS | Generation | Electricity | ON | Dispatch-Generation | FuelCost | 0 | [6 empty] | 0.43883 | 0
LCP_Inputs_ON_Diverse_Howarth_2023_05_05 | 2041 | Biomass + CCS | Generation | Electricity | ON | Dispatch-Generation | VOM | 0 | [6 empty] | 0.43883 | 0
LCP_Inputs_ON_Diverse_Howarth_2023_05_05 | 2041 | Biomass + CCS | Generation | Electricity | PJ | Dispatch-Generation | EmissionsCost | 0 | [6 empty] | 0.43883 | 0
LCP_Inputs_ON_Diverse_Howarth_2023_05_05 | 2041 | Biomass + CCS | Generation | Electricity | PJ | Dispatch-Generation | FuelCost | 0 | [6 empty] | 0.43883 | 0
LCP_Inputs_ON_Diverse_Howarth_2023_05_05 | 2041 | Biomass + CCS | Generation | Electricity | PJ | Dispatch-Generation | VOM | 0 | [6 empty] | 0.43883 | 0
LCP_Inputs_ON_Diverse_Howarth_2023_05_05 | 2041 | Biomass + CCS | Generation | Electricity | QC | Dispatch-Generation | EmissionsCost | 0 | [6 empty] | 0.43883 | 0
LCP_Inputs_ON_Diverse_Howarth_2023_05_05 | 2041 | Biomass + CCS | Generation | Electricity | QC | Dispatch-Generation | FuelCost | 0 | [6 empty] | 0.43883 | 0
LCP_Inputs_ON_Diverse_Howarth_2023_05_05 | 2041 | Biomass + CCS | Generation | Electricity | QC | Dispatch-Generation | VOM | 0 | [6 empty] | 0.43883 | 0
LCP_Inputs_ON_Diverse_Howarth_2023_05_05 | 2041 | Biomass + CCS | Generation | Electricity | WC | Dispatch-Generation | EmissionsCost | 0 | [6 empty] | 0.43883 | 0
LCP_Inputs_ON_Diverse_Howarth_2023_05_05 | 2041 | Biomass + CCS | Generation | Electricity | WC | Dispatch-Generation | FuelCost | 0 | [6 empty] | 0.43883 | 0
LCP_Inputs_ON_Diverse_Howarth_2023_05_05 | 2041 | Biomass + CCS | Generation | Electricity | WC | Dispatch-Generation | VOM | 0 | [6 empty] | 0.43883 | 0
LCP_Inputs_ON_Diverse_Howarth_2023_05_05 | 2041 | CH4 + CCS | Generation | Methane | MI | Dispatch-Generation | EmissionsCost | 0 | [6 empty] | 0.43883 | 0
LCP_Inputs_ON_Diverse_Howarth_2023_05_05 | 2041 | CH4 + CCS | Generation | Methane | MI | Dispatch-Generation | FuelCost | 0 | [6 empty] | 0.43883 | 0
LCP_Inputs_ON_Diverse_Howarth_2023_05_05 | 2041 | CH4 + CCS | Generation | Methane | MI | Dispatch-Generation | VOM | 0 | [6 empty] | 0.43883 | 0
LCP_Inputs_ON_Diverse_Howarth_2023_05_05 | 2041 | CH4 + CCS | Generation | Methane | NY | Dispatch-Generation | EmissionsCost | 0 | [6 empty] | 0.43883 | 0
LCP_Inputs_ON_Diverse_Howarth_2023_05_05 | 2041 | CH4 + CCS | Generation | Methane | NY | Dispatch-Generation | FuelCost | 0 | [6 empty] | 0.43883 | 0
LCP_Inputs_ON_Diverse_Howarth_2023_05_05 | 2041 | CH4 + CCS | Generation | Methane | NY | Dispatch-Generation | VOM | 0 | [6 empty] | 0.43883 | 0
LCP_Inputs_ON_Diverse_Howarth_2023_05_05 | 2041 | CH4 + CCS | Generation | Methane | ON | Dispatch-Generation | EmissionsCost | 88472420.6398 | [6 empty] | 0.43883 | 38824671.0373
LCP_Inputs_ON_Diverse_Howarth_2023_05_05 | 2041 | CH4 + CCS | Generation | Methane | ON | Dispatch-Generation | FuelCost | 483825119.2369 | [6 empty] | 0.43883 | 212318719.8692
LCP_Inputs_ON_Diverse_Howarth_2023_05_05 | 2041 | CH4 + CCS | Generation | Methane | ON | Dispatch-Generation | VOM | 46000331.6667 | [6 empty] | 0.43883 | 20186491.2438
LCP_Inputs_ON_Diverse_Howarth_2023_05_05 | 2041 | CH4 + CCS | Generation | Methane | PJ | Dispatch-Generation | EmissionsCost | 0 | [6 empty] | 0.43883 | 0
LCP_Inputs_ON_Diverse_Howarth_2023_05_05 | 2041 | CH4 + CCS | Generation | Methane | PJ | Dispatch-Generation | FuelCost | 0 | [6 empty] | 0.43883 | 0
LCP_Inputs_ON_Diverse_Howarth_2023_05_05 | 2041 | CH4 + CCS | Generation | Methane | PJ | Dispatch-Generation | VOM | 0 | [6 empty] | 0.43883 | 0
LCP_Inputs_ON_Diverse_Howarth_2023_05_05 | 2041 | CH4 + CCS | Generation | Methane | QC | Dispatch-Generation | EmissionsCost | 0 | [6 empty] | 0.43883 | 0
LCP_Inputs_ON_Diverse_Howarth_2023_05_05 | 2041 | CH4 + CCS | Generation | Methane | QC | Dispatch-Generation | FuelCost | 0 | [6 empty] | 0.43883 | 0
LCP_Inputs_ON_Diverse_Howarth_2023_05_05 | 2041 | CH4 + CCS | Generation | Methane | QC | Dispatch-Generation | VOM | 0 | [6 empty] | 0.43883 | 0
LCP_Inputs_ON_Diverse_Howarth_2023_05_05 | 2041 | CH4 + CCS | Generation | Methane | WC | Dispatch-Generation | EmissionsCost | 0 | [6 empty] | 0.43883 | 0
LCP_Inputs_ON_Diverse_Howarth_2023_05_05 | 2041 | CH4 + CCS | Generation | Methane | WC | Dispatch-Generation | FuelCost | 0 | [6 empty] | 0.43883 | 0
LCP_Inputs_ON_Diverse_Howarth_2023_05_05 | 2041 | CH4 + CCS | Generation | Methane | WC | Dispatch-Generation | VOM | 0 | [6 empty] | 0.43883 | 0
LCP_Inputs_ON_Diverse_Howarth_2023_05_05 | 2041 | CH4 Import - NY 2020 | Import | Methane | MI | Dispatch-Import | EmissionsCost | 0 | [6 empty] | 0.43883 | 0
LCP_Inputs_ON_Diverse_Howarth_2023_05_05 | 2041 | CH4 Import - NY 2020 | Import | Methane | MI | Dispatch-Import | FuelCost | 0 | [6 empty] | 0.43883 | 0
LCP_Inputs_ON_Diverse_Howarth_2023_05_05 | 2041 | CH4 Import - NY 2020 | Import | Methane | MI | Dispatch-Import | VOM | 0 | [6 empty] | 0.43883 | 0
LCP_Inputs_ON_Diverse_Howarth_2023_05_05 | 2041 | CH4 Import - NY 2020 | Import | Methane | NY | Dispatch-Import | EmissionsCost | 0 | [6 empty] | 0.43883 | 0
LCP_Inputs_ON_Diverse_Howarth_2023_05_05 | 2041 | CH4 Import - NY 2020 | Import | Methane | NY | Dispatch-Import | FuelCost | 0 | [6 empty] | 0.43883 | 0
LCP_Inputs_ON_Diverse_Howarth_2023_05_05 | 2041 | CH4 Import - NY 2020 | Import | Methane | NY | Dispatch-Import | VOM | 0 | [6 empty] | 0.43883 | 0
LCP_Inputs_ON_Diverse_Howarth_2023_05_05 | 2041 | CH4 Import - NY 2020 | Import | Methane | ON | Dispatch-Import | EmissionsCost | 0 | [6 empty] | 0.43883 | 0
LCP_Inputs_ON_Diverse_Howarth_2023_05_05 | 2041 | CH4 Import - NY 2020 | Import | Methane | ON | Dispatch-Import | FuelCost | 0 | [6 empty] | 0.43883 | 0
LCP_Inputs_ON_Diverse_Howarth_2023_05_05 | 2041 | CH4 Import - NY 2020 | Import | Methane | ON | Dispatch-Import | VOM | 0 | [6 empty] | 0.43883 | 0
LCP_Inputs_ON_Diverse_Howarth_2023_05_05 | 2041 | CH4 Import - NY 2020 | Import | Methane | PJ | Dispatch-Import | EmissionsCost | 0 | [6 empty] | 0.43883 | 0
LCP_Inputs_ON_Diverse_Howarth_2023_05_05 | 2041 | CH4 Import - NY 2020 | Import | Methane | PJ | Dispatch-Import | FuelCost | 0 | [6 empty] | 0.43883 | 0
LCP_Inputs_ON_Diverse_Howarth_2023_05_05 | 2041 | CH4 Import - NY 2020 | Import | Methane | PJ | Dispatch-Import | VOM | 0 | [6 empty] | 0.43883 | 0
LCP_Inputs_ON_Diverse_Howarth_2023_05_05 | 2041 | CH4 Import - NY 2020 | Import | Methane | QC | Dispatch-Import | EmissionsCost | 0 | [6 empty] | 0.43883 | 0
LCP_Inputs_ON_Diverse_Howarth_2023_05_05 | 2041 | CH4 Import - NY 2020 | Import | Methane | QC | Dispatch-Import | FuelCost | 0 | [6 empty] | 0.43883 | 0
LCP_Inputs_ON_Diverse_Howarth_2023_05_05 | 2041 | CH4 Import - NY 2020 | Import | Methane | QC | Dispatch-Import | VOM | 0 | [6 empty] | 0.43883 | 0
LCP_Inputs_ON_Diverse_Howarth_2023_05_05 | 2041 | CH4 Import - NY 2020 | Import | Methane | WC | Dispatch-Import | EmissionsCost | 0 | [6 empty] | 0.43883 | 0
LCP_Inputs_ON_Diverse_Howarth_2023_05_05 | 2041 | CH4 Import - NY 2020 | Import | Methane | WC | Dispatch-Import | FuelCost | 0 | [6 empty] | 0.43883 | 0
LCP_Inputs_ON_Diverse_Howarth_2023_05_05 | 2041 | CH4 Import - NY 2020 | Import | Methane | WC | Dispatch-Import | VOM | 0 | [6 empty] | 0.43883 | 0
LCP_Inputs_ON_Diverse_Howarth_2023_05_05 | 2041 | CH4 Import - NY 2030 | Import | Methane | MI | Dispatch-Import | EmissionsCost | 0 | [6 empty] | 0.43883 | 0
LCP_Inputs_ON_Diverse_Howarth_2023_05_05 | 2041 | CH4 Import - NY 2030 | Import | Methane | MI | Dispatch-Import | FuelCost | 0 | [6 empty] | 0.43883 | 0
LCP_Inputs_ON_Diverse_Howarth_2023_05_05 | 2041 | CH4 Import - NY 2030 | Import | Methane | MI | Dispatch-Import | VOM | 0 | [6 empty] | 0.43883 | 0
LCP_Inputs_ON_Diverse_Howarth_2023_05_05 | 2041 | CH4 Import - NY 2030 | Import | Methane | NY | Dispatch-Import | EmissionsCost | 0 | [6 empty] | 0.43883 | 0
LCP_Inputs_ON_Diverse_Howarth_2023_05_05 | 2041 | CH4 Import - NY 2030 | Import | Methane | NY | Dispatch-Import | FuelCost | 0 | [6 empty] | 0.43883 | 0
LCP_Inputs_ON_Diverse_Howarth_2023_05_05 | 2041 | CH4 Import - NY 2030 | Import | Methane | NY | Dispatch-Import | VOM | 0 | [6 empty] | 0.43883 | 0
LCP_Inputs_ON_Diverse_Howarth_2023_05_05 | 2041 | CH4 Import - NY 2030 | Import | Methane | ON | Dispatch-Import | EmissionsCost | 0 | [6 empty] | 0.43883 | 0
LCP_Inputs_ON_Diverse_Howarth_2023_05_05 | 2041 | CH4 Import - NY 2030 | Import | Methane | ON | Dispatch-Import | FuelCost | 0 | [6 empty] | 0.43883 | 0
LCP_Inputs_ON_Diverse_Howarth_2023_05_05 | 2041 | CH4 Import - NY 2030 | Import | Methane | ON | Dispatch-Import | VOM | 0 | [6 empty] | 0.43883 | 0
LCP_Inputs_ON_Diverse_Howarth_2023_05_05 | 2041 | CH4 Import - NY 2030 | Import | Methane | PJ | Dispatch-Import | EmissionsCost | 0 | [6 empty] | 0.43883 | 0
LCP_Inputs_ON_Diverse_Howarth_2023_05_05 | 2041 | CH4 Import - NY 2030 | Import | Methane | PJ | Dispatch-Import | FuelCost | 0 | [6 empty] | 0.43883 | 0
LCP_Inputs_ON_Diverse_Howarth_2023_05_05 | 2041 | CH4 Import - NY 2030 | Import | Methane | PJ | Dispatch-Import | VOM | 0 | [6 empty] | 0.43883 | 0
LCP_Inputs_ON_Diverse_Howarth_2023_05_05 | 2041 | CH4 Import - NY 2030 | Import | Methane | QC | Dispatch-Import | EmissionsCost | 0 | [6 empty] | 0.43883 | 0
LCP_Inputs_ON_Diverse_Howarth_2023_05_05 | 2041 | CH4 Import - NY 2030 | Import | Methane | QC | Dispatch-Import | FuelCost | 0 | [6 empty] | 0.43883 | 0
LCP_Inputs_ON_Diverse_Howarth_2023_05_05 | 2041 | CH4 Import - NY 2030 | Import | Methane | QC | Dispatch-Import | VOM | 0 | [6 empty] | 0.43883 | 0
LCP_Inputs_ON_Diverse_Howarth_2023_05_05 | 2041 | CH4 Import - NY 2030 | Import | Methane | WC | Dispatch-Import | EmissionsCost | 0 | [6 empty] | 0.43883 | 0
LCP_Inputs_ON_Diverse_Howarth_2023_05_05 | 2041 | CH4 Import - NY 2030 | Import | Methane | WC | Dispatch-Import | FuelCost | 0 | [6 empty] | 0.43883 | 0
LCP_Inputs_ON_Diverse_Howarth_2023_05_05 | 2041 | CH4 Import - NY 2030 | Import | Methane | WC | Dispatch-Import | VOM | 0 | [6 empty] | 0.43883 | 0
LCP_Inputs_ON_Diverse_Howarth_2023_05_05 | 2041 | CH4 Import - NY 2040 | Import | Methane | MI | Dispatch-Import | EmissionsCost | 0 | [6 empty] | 0.43883 | 0
LCP_Inputs_ON_Diverse_Howarth_2023_05_05 | 2041 | CH4 Import - NY 2040 | Import | Methane | MI | Dispatch-Import | FuelCost | 0 | [6 empty] | 0.43883 | 0
LCP_Inputs_ON_Diverse_Howarth_2023_05_05 | 2041 | CH4 Import - NY 2040 | Import | Methane | MI | Dispatch-Import | VOM | 0 | [6 empty] | 0.43883 | 0
LCP_Inputs_ON_Diverse_Howarth_2023_05_05 | 2041 | CH4 Import - NY 2040 | Import | Methane | NY | Dispatch-Import | EmissionsCost | 1424811807.9426 | [6 empty] | 0.43883 | 625255298.0178
LCP_Inputs_ON_Diverse_Howarth_2023_05_05 | 2041 | CH4 Import - NY 2040 | Import | Methane | NY | Dispatch-Import | FuelCost | 758346581.876 | [6 empty] | 0.43883 | 332787962.1775
LCP_Inputs_ON_Diverse_Howarth_2023_05_05 | 2041 | CH4 Import - NY 2040 | Import | Methane | NY | Dispatch-Import | VOM | 0 | [6 empty] | 0.43883 | 0
LCP_Inputs_ON_Diverse_Howarth_2023_05_05 | 2041 | CH4 Import - NY 2040 | Import | Methane | ON | Dispatch-Import | EmissionsCost | 0 | [6 empty] | 0.43883 | 0
LCP_Inputs_ON_Diverse_Howarth_2023_05_05 | 2041 | CH4 Import - NY 2040 | Import | Methane | ON | Dispatch-Import | FuelCost | 0 | [6 empty] | 0.43883 | 0
LCP_Inputs_ON_Diverse_Howarth_2023_05_05 | 2041 | CH4 Import - NY 2040 | Import | Methane | ON | Dispatch-Import | VOM | 0 | [6 empty] | 0.43883 | 0
LCP_Inputs_ON_Diverse_Howarth_2023_05_05 | 2041 | CH4 Import - NY 2040 | Import | Methane | PJ | Dispatch-Import | EmissionsCost | 0 | [6 empty] | 0.43883 | 0
LCP_Inputs_ON_Diverse_Howarth_2023_05_05 | 2041 | CH4 Import - NY 2040 | Import | Methane | PJ | Dispatch-Import | FuelCost | 0 | [6 empty] | 0.43883 | 0
LCP_Inputs_ON_Diverse_Howarth_2023_05_05 | 2041 | CH4 Import - NY 2040 | Import | Methane | PJ | Dispatch-Import | VOM | 0 | [6 empty] | 0.43883 | 0
LCP_Inputs_ON_Diverse_Howarth_2023_05_05 | 2041 | CH4 Import - NY 2040 | Import | Methane | QC | Dispatch-Import | EmissionsCost | 0 | [6 empty] | 0.43883 | 0
LCP_Inputs_ON_Diverse_Howarth_2023_05_05 | 2041 | CH4 Import - NY 2040 | Import | Methane | QC | Dispatch-Import | FuelCost | 0 | [6 empty] | 0.43883 | 0
LCP_Inputs_ON_Diverse_Howarth_2023_05_05 | 2041 | CH4 Import - NY 2040 | Import | Methane | QC | Dispatch-Import | VOM | 0 | [6 empty] | 0.43883 | 0
LCP_Inputs_ON_Diverse_Howarth_2023_05_05 | 2041 | CH4 Import - NY 2040 | Import | Methane | WC | Dispatch-Import | EmissionsCost | 0 | [6 empty] | 0.43883 | 0
LCP_Inputs_ON_Diverse_Howarth_2023_05_05 | 2041 | CH4 Import - NY 2040 | Import | Methane | WC | Dispatch-Import | FuelCost | 0 | [6 empty] | 0.43883 | 0
LCP_Inputs_ON_Diverse_Howarth_2023_05_05 | 2041 | CH4 Import - NY 2040 | Import | Methane | WC | Dispatch-Import | VOM | 0 | [6 empty] | 0.43883 | 0
LCP_Inputs_ON_Diverse_Howarth_2023_05_05 | 2041 | CH4 Import - NY 2050 | Import | Methane | MI | Dispatch-Import | EmissionsCost | 0 | [6 empty] | 0.43883 | 0
LCP_Inputs_ON_Diverse_Howarth_2023_05_05 | 2041 | CH4 Import - NY 2050 | Import | Methane | MI | Dispatch-Import | FuelCost | 0 | [6 empty] | 0.43883 | 0
LCP_Inputs_ON_Diverse_Howarth_2023_05_05 | 2041 | CH4 Import - NY 2050 | Import | Methane | MI | Dispatch-Import | VOM | 0 | [6 empty] | 0.43883 | 0
LCP_Inputs_ON_Diverse_Howarth_2023_05_05 | 2041 | CH4 Import - NY 2050 | Import | Methane | NY | Dispatch-Import | EmissionsCost | 0 | [6 empty] | 0.43883 | 0
LCP_Inputs_ON_Diverse_Howarth_2023_05_05 | 2041 | CH4 Import - NY 2050 | Import | Methane | NY | Dispatch-Import | FuelCost | 0 | [6 empty] | 0.43883 | 0
LCP_Inputs_ON_Diverse_Howarth_2023_05_05 | 2041 | CH4 Import - NY 2050 | Import | Methane | NY | Dispatch-Import | VOM | 0 | [6 empty] | 0.43883 | 0
LCP_Inputs_ON_Diverse_Howarth_2023_05_05 | 2041 | CH4 Import - NY 2050 | Import | Methane | ON | Dispatch-Import | EmissionsCost | 0 | [6 empty] | 0.43883 | 0
LCP_Inputs_ON_Diverse_Howarth_2023_05_05 | 2041 | CH4 Import - NY 2050 | Import | Methane | ON | Dispatch-Import | FuelCost | 0 | [6 empty] | 0.43883 | 0
LCP_Inputs_ON_Diverse_Howarth_2023_05_05 | 2041 | CH4 Import - NY 2050 | Import | Methane | ON | Dispatch-Import | VOM | 0 | [6 empty] | 0.43883 | 0
LCP_Inputs_ON_Diverse_Howarth_2023_05_05 | 2041 | CH4 Import - NY 2050 | Import | Methane | PJ | Dispatch-Import | EmissionsCost | 0 | [6 empty] | 0.43883 | 0
LCP_Inputs_ON_Diverse_Howarth_2023_05_05 | 2041 | CH4 Import - NY 2050 | Import | Methane | PJ | Dispatch-Import | FuelCost | 0 | [6 empty] | 0.43883 | 0
LCP_Inputs_ON_Diverse_Howarth_2023_05_05 | 2041 | CH4 Import - NY 2050 | Import | Methane | PJ | Dispatch-Import | VOM | 0 | [6 empty] | 0.43883 | 0
LCP_Inputs_ON_Diverse_Howarth_2023_05_05 | 2041 | CH4 Import - NY 2050 | Import | Methane | QC | Dispatch-Import | EmissionsCost | 0 | [6 empty] | 0.43883 | 0
LCP_Inputs_ON_Diverse_Howarth_2023_05_05 | 2041 | CH4 Import - NY 2050 | Import | Methane | QC | Dispatch-Import | FuelCost | 0 | [6 empty] | 0.43883 | 0
LCP_Inputs_ON_Diverse_Howarth_2023_05_05 | 2041 | CH4 Import - NY 2050 | Import | Methane | QC | Dispatch-Import | VOM | 0 | [6 empty] | 0.43883 | 0
LCP_Inputs_ON_Diverse_Howarth_2023_05_05 | 2041 | CH4 Import - NY 2050 | Import | Methane | WC | Dispatch-Import | EmissionsCost | 0 | [6 empty] | 0.43883 | 0
LCP_Inputs_ON_Diverse_Howarth_2023_05_05 | 2041 | CH4 Import - NY 2050 | Import | Methane | WC | Dispatch-Import | FuelCost | 0 | [6 empty] | 0.43883 | 0
LCP_Inputs_ON_Diverse_Howarth_2023_05_05 | 2041 | CH4 Import - NY 2050 | Import | Methane | WC | Dispatch-Import | VOM | 0 | [6 empty] | 0.43883 | 0
LCP_Inputs_ON_Diverse_Howarth_2023_05_05 | 2041 | CH4 Import - WC 2020 | Import | Methane | MI | Dispatch-Import | EmissionsCost | 0 | [6 empty] | 0.43883 | 0
LCP_Inputs_ON_Diverse_Howarth_2023_05_05 | 2041 | CH4 Import - WC 2020 | Import | Methane | MI | Dispatch-Import | FuelCost | 0 | [6 empty] | 0.43883 | 0
LCP_Inputs_ON_Diverse_Howarth_2023_05_05 | 2041 | CH4 Import - WC 2020 | Import | Methane | MI | Dispatch-Import | VOM | 0 | [6 empty] | 0.43883 | 0
LCP_Inputs_ON_Diverse_Howarth_2023_05_05 | 2041 | CH4 Import - WC 2020 | Import | Methane | NY | Dispatch-Import | EmissionsCost | 0 | [6 empty] | 0.43883 | 0
LCP_Inputs_ON_Diverse_Howarth_2023_05_05 | 2041 | CH4 Import - WC 2020 | Import | Methane | NY | Dispatch-Import | FuelCost | 0 | [6 empty] | 0.43883 | 0
LCP_Inputs_ON_Diverse_Howarth_2023_05_05 | 2041 | CH4 Import - WC 2020 | Import | Methane | NY | Dispatch-Import | VOM | 0 | [6 empty] | 0.43883 | 0
LCP_Inputs_ON_Diverse_Howarth_2023_05_05 | 2041 | CH4 Import - WC 2020 | Import | Methane | ON | Dispatch-Import | EmissionsCost | 0 | [6 empty] | 0.43883 | 0
LCP_Inputs_ON_Diverse_Howarth_2023_05_05 | 2041 | CH4 Import - WC 2020 | Import | Methane | ON | Dispatch-Import | FuelCost | 0 | [6 empty] | 0.43883 | 0
LCP_Inputs_ON_Diverse_Howarth_2023_05_05 | 2041 | CH4 Import - WC 2020 | Import | Methane | ON | Dispatch-Import | VOM | 0 | [6 empty] | 0.43883 | 0
LCP_Inputs_ON_Diverse_Howarth_2023_05_05 | 2041 | CH4 Import - WC 2020 | Import | Methane | PJ | Dispatch-Import | EmissionsCost | 0 | [6 empty] | 0.43883 | 0
LCP_Inputs_ON_Diverse_Howarth_2023_05_05 | 2041 | CH4 Import - WC 2020 | Import | Methane | PJ | Dispatch-Import | FuelCost | 0 | [6 empty] | 0.43883 | 0
LCP_Inputs_ON_Diverse_Howarth_2023_05_05 | 2041 | CH4 Import - WC 2020 | Import | Methane | PJ | Dispatch-Import | VOM | 0 | [6 empty] | 0.43883 | 0
LCP_Inputs_ON_Diverse_Howarth_2023_05_05 | 2041 | CH4 Import - WC 2020 | Import | Methane | QC | Dispatch-Import | EmissionsCost | 0 | [6 empty] | 0.43883 | 0
LCP_Inputs_ON_Diverse_Howarth_2023_05_05 | 2041 | CH4 Import - WC 2020 | Import | Methane | QC | Dispatch-Import | FuelCost | 0 | [6 empty] | 0.43883 | 0
LCP_Inputs_ON_Diverse_Howarth_2023_05_05 | 2041 | CH4 Import - WC 2020 | Import | Methane | QC | Dispatch-Import | VOM | 0 | [6 empty] | 0.43883 | 0
LCP_Inputs_ON_Diverse_Howarth_2023_05_05 | 2041 | CH4 Import - WC 2020 | Import | Methane | WC | Dispatch-Import | EmissionsCost | 0 | [6 empty] | 0.43883 | 0
LCP_Inputs_ON_Diverse_Howarth_2023_05_05 | 2041 | CH4 Import - WC 2020 | Import | Methane | WC | Dispatch-Import | FuelCost | 0 | [6 empty] | 0.43883 | 0
LCP_Inputs_ON_Diverse_Howarth_2023_05_05 | 2041 | CH4 Import - WC 2020 | Import | Methane | WC | Dispatch-Import | VOM | 0 | [6 empty] | 0.43883 | 0
LCP_Inputs_ON_Diverse_Howarth_2023_05_05 | 2041 | CH4 Import - WC 2030 | Import | Methane | MI | Dispatch-Import | EmissionsCost | 0 | [6 empty] | 0.43883 | 0
LCP_Inputs_ON_Diverse_Howarth_2023_05_05 | 2041 | CH4 Import - WC 2030 | Import | Methane | MI | Dispatch-Import | FuelCost | 0 | [6 empty] | 0.43883 | 0
LCP_Inputs_ON_Diverse_Howarth_2023_05_05 | 2041 | CH4 Import - WC 2030 | Import | Methane | MI | Dispatch-Import | VOM | 0 | [6 empty] | 0.43883 | 0
LCP_Inputs_ON_Diverse_Howarth_2023_05_05 | 2041 | CH4 Import - WC 2030 | Import | Methane | NY | Dispatch-Import | EmissionsCost | 0 | [6 empty] | 0.43883 | 0
LCP_Inputs_ON_Diverse_Howarth_2023_05_05 | 2041 | CH4 Import - WC 2030 | Import | Methane | NY | Dispatch-Import | FuelCost | 0 | [6 empty] | 0.43883 | 0
LCP_Inputs_ON_Diverse_Howarth_2023_05_05 | 2041 | CH4 Import - WC 2030 | Import | Methane | NY | Dispatch-Import | VOM | 0 | [6 empty] | 0.43883 | 0
LCP_Inputs_ON_Diverse_Howarth_2023_05_05 | 2041 | CH4 Import - WC 2030 | Import | Methane | ON | Dispatch-Import | EmissionsCost | 0 | [6 empty] | 0.43883 | 0
LCP_Inputs_ON_Diverse_Howarth_2023_05_05 | 2041 | CH4 Import - WC 2030 | Import | Methane | ON | Dispatch-Import | FuelCost | 0 | [6 empty] | 0.43883 | 0
LCP_Inputs_ON_Diverse_Howarth_2023_05_05 | 2041 | CH4 Import - WC 2030 | Import | Methane | ON | Dispatch-Import | VOM | 0 | [6 empty] | 0.43883 | 0
LCP_Inputs_ON_Diverse_Howarth_2023_05_05 | 2041 | CH4 Import - WC 2030 | Import | Methane | PJ | Dispatch-Import | EmissionsCost | 0 | [6 empty] | 0.43883 | 0
LCP_Inputs_ON_Diverse_Howarth_2023_05_05 | 2041 | CH4 Import - WC 2030 | Import | Methane | PJ | Dispatch-Import | FuelCost | 0 | [6 empty] | 0.43883 | 0
LCP_Inputs_ON_Diverse_Howarth_2023_05_05 | 2041 | CH4 Import - WC 2030 | Import | Methane | PJ | Dispatch-Import | VOM | 0 | [6 empty] | 0.43883 | 0
LCP_Inputs_ON_Diverse_Howarth_2023_05_05 | 2041 | CH4 Import - WC 2030 | Import | Methane | QC | Dispatch-Import | EmissionsCost | 0 | [6 empty] | 0.43883 | 0
LCP_Inputs_ON_Diverse_Howarth_2023_05_05 | 2041 | CH4 Import - WC 2030 | Import | Methane | QC | Dispatch-Import | FuelCost | 0 | [6 empty] | 0.43883 | 0
LCP_Inputs_ON_Diverse_Howarth_2023_05_05 | 2041 | CH4 Import - WC 2030 | Import | Methane | QC | Dispatch-Import | VOM | 0 | [6 empty] | 0.43883 | 0
LCP_Inputs_ON_Diverse_Howarth_2023_05_05 | 2041 | CH4 Import - WC 2030 | Import | Methane | WC | Dispatch-Import | EmissionsCost | 0 | [6 empty] | 0.43883 | 0
LCP_Inputs_ON_Diverse_Howarth_2023_05_05 | 2041 | CH4 Import - WC 2030 | Import | Methane | WC | Dispatch-Import | FuelCost | 0 | [6 empty] | 0.43883 | 0
LCP_Inputs_ON_Diverse_Howarth_2023_05_05 | 2041 | CH4 Import - WC 2030 | Import | Methane | WC | Dispatch-Import | VOM | 0 | [6 empty] | 0.43883 | 0
LCP_Inputs_ON_Diverse_Howarth_2023_05_05 | 2041 | CH4 Import - WC 2040 | Import | Methane | MI | Dispatch-Import | EmissionsCost | 0 | [6 empty] | 0.43883 | 0
LCP_Inputs_ON_Diverse_Howarth_2023_05_05 | 2041 | CH4 Import - WC 2040 | Import | Methane | MI | Dispatch-Import | FuelCost | 0 | [6 empty] | 0.43883 | 0
LCP_Inputs_ON_Diverse_Howarth_2023_05_05 | 2041 | CH4 Import - WC 2040 | Import | Methane | MI | Dispatch-Import | VOM | 0 | [6 empty] | 0.43883 | 0
LCP_Inputs_ON_Diverse_Howarth_2023_05_05 | 2041 | CH4 Import - WC 2040 | Import | Methane | NY | Dispatch-Import | EmissionsCost | 0 | [6 empty] | 0.43883 | 0
LCP_Inputs_ON_Diverse_Howarth_2023_05_05 | 2041 | CH4 Import - WC 2040 | Import | Methane | NY | Dispatch-Import | FuelCost | 0 | [6 empty] | 0.43883 | 0
LCP_Inputs_ON_Diverse_Howarth_2023_05_05 | 2041 | CH4 Import - WC 2040 | Import | Methane | NY | Dispatch-Import | VOM | 0 | [6 empty] | 0.43883 | 0
LCP_Inputs_ON_Diverse_Howarth_2023_05_05 | 2041 | CH4 Import - WC 2040 | Import | Methane | ON | Dispatch-Import | EmissionsCost | 0 | [6 empty] | 0.43883 | 0
LCP_Inputs_ON_Diverse_Howarth_2023_05_05 | 2041 | CH4 Import - WC 2040 | Import | Methane | ON | Dispatch-Import | FuelCost | 0 | [6 empty] | 0.43883 | 0
LCP_Inputs_ON_Diverse_Howarth_2023_05_05 | 2041 | CH4 Import - WC 2040 | Import | Methane | ON | Dispatch-Import | VOM | 0 | [6 empty] | 0.43883 | 0
LCP_Inputs_ON_Diverse_Howarth_2023_05_05 | 2041 | CH4 Import - WC 2040 | Import | Methane | PJ | Dispatch-Import | EmissionsCost | 0 | [6 empty] | 0.43883 | 0
LCP_Inputs_ON_Diverse_Howarth_2023_05_05 | 2041 | CH4 Import - WC 2040 | Import | Methane | PJ | Dispatch-Import | FuelCost | 0 | [6 empty] | 0.43883 | 0
LCP_Inputs_ON_Diverse_Howarth_2023_05_05 | 2041 | CH4 Import - WC 2040 | Import | Methane | PJ | Dispatch-Import | VOM | 0 | [6 empty] | 0.43883 | 0
LCP_Inputs_ON_Diverse_Howarth_2023_05_05 | 2041 | CH4 Import - WC 2040 | Import | Methane | QC | Dispatch-Import | EmissionsCost | 0 | [6 empty] | 0.43883 | 0
LCP_Inputs_ON_Diverse_Howarth_2023_05_05 | 2041 | CH4 Import - WC 2040 | Import | Methane | QC | Dispatch-Import | FuelCost | 0 | [6 empty] | 0.43883 | 0
LCP_Inputs_ON_Diverse_Howarth_2023_05_05 | 2041 | CH4 Import - WC 2040 | Import | Methane | QC | Dispatch-Import | VOM | 0 | [6 empty] | 0.43883 | 0
LCP_Inputs_ON_Diverse_Howarth_2023_05_05 | 2041 | CH4 Import - WC 2040 | Import | Methane | WC | Dispatch-Import | EmissionsCost | 2117477751.305 | [6 empty] | 0.43883 | 929220389.007
LCP_Inputs_ON_Diverse_Howarth_2023_05_05 | 2041 | CH4 Import - WC 2040 | Import | Methane | WC | Dispatch-Import | FuelCost | 1127013410.4372 | [6 empty] | 0.43883 | 494571354.5359
LCP_Inputs_ON_Diverse_Howarth_2023_05_05 | 2041 | CH4 Import - WC 2040 | Import | Methane | WC | Dispatch-Import | VOM | 0 | [6 empty] | 0.43883 | 0
LCP_Inputs_ON_Diverse_Howarth_2023_05_05 | 2041 | CH4 Import - WC 2050 | Import | Methane | MI | Dispatch-Import | EmissionsCost | 0 | [6 empty] | 0.43883 | 0
LCP_Inputs_ON_Diverse_Howarth_2023_05_05 | 2041 | CH4 Import - WC 2050 | Import | Methane | MI | Dispatch-Import | FuelCost | 0 | [6 empty] | 0.43883 | 0
LCP_Inputs_ON_Diverse_Howarth_2023_05_05 | 2041 | CH4 Import - WC 2050 | Import | Methane | MI | Dispatch-Import | VOM | 0 | [6 empty] | 0.43883 | 0
LCP_Inputs_ON_Diverse_Howarth_2023_05_05 | 2041 | CH4 Import - WC 2050 | Import | Methane | NY | Dispatch-Import | EmissionsCost | 0 | [6 empty] | 0.43883 | 0
LCP_Inputs_ON_Diverse_Howarth_2023_05_05 | 2041 | CH4 Import - WC 2050 | Import | Methane | NY | Dispatch-Import | FuelCost | 0 | [6 empty] | 0.43883 | 0
LCP_Inputs_ON_Diverse_Howarth_2023_05_05 | 2041 | CH4 Import - WC 2050 | Import | Methane | NY | Dispatch-Import | VOM | 0 | [6 empty] | 0.43883 | 0
LCP_Inputs_ON_Diverse_Howarth_2023_05_05 | 2041 | CH4 Import - WC 2050 | Import | Methane | ON | Dispatch-Import | EmissionsCost | 0 | [6 empty] | 0.43883 | 0
LCP_Inputs_ON_Diverse_Howarth_2023_05_05 | 2041 | CH4 Import - WC 2050 | Import | Methane | ON | Dispatch-Import | FuelCost | 0 | [6 empty] | 0.43883 | 0
LCP_Inputs_ON_Diverse_Howarth_2023_05_05 | 2041 | CH4 Import - WC 2050 | Import | Methane | ON | Dispatch-Import | VOM | 0 | [6 empty] | 0.43883 | 0
LCP_Inputs_ON_Diverse_Howarth_2023_05_05 | 2041 | CH4 Import - WC 2050 | Import | Methane | PJ | Dispatch-Import | EmissionsCost | 0 | [6 empty] | 0.43883 | 0
LCP_Inputs_ON_Diverse_Howarth_2023_05_05 | 2041 | CH4 Import - WC 2050 | Import | Methane | PJ | Dispatch-Import | FuelCost | 0 | [6 empty] | 0.43883 | 0
LCP_Inputs_ON_Diverse_Howarth_2023_05_05 | 2041 | CH4 Import - WC 2050 | Import | Methane | PJ | Dispatch-Import | VOM | 0 | [6 empty] | 0.43883 | 0
LCP_Inputs_ON_Diverse_Howarth_2023_05_05 | 2041 | CH4 Import - WC 2050 | Import | Methane | QC | Dispatch-Import | EmissionsCost | 0 | [6 empty] | 0.43883 | 0
LCP_Inputs_ON_Diverse_Howarth_2023_05_05 | 2041 | CH4 Import - WC 2050 | Import | Methane | QC | Dispatch-Import | FuelCost | 0 | [6 empty] | 0.43883 | 0
LCP_Inputs_ON_Diverse_Howarth_2023_05_05 | 2041 | CH4 Import - WC 2050 | Import | Methane | QC | Dispatch-Import | VOM | 0 | [6 empty] | 0.43883 | 0
LCP_Inputs_ON_Diverse_Howarth_2023_05_05 | 2041 | CH4 Import - WC 2050 | Import | Methane | WC | Dispatch-Import | EmissionsCost | 0 | [6 empty] | 0.43883 | 0
LCP_Inputs_ON_Diverse_Howarth_2023_05_05 | 2041 | CH4 Import - WC 2050 | Import | Methane | WC | Dispatch-Import | FuelCost | 0 | [6 empty] | 0.43883 | 0
LCP_Inputs_ON_Diverse_Howarth_2023_05_05 | 2041 | CH4 Import - WC 2050 | Import | Methane | WC | Dispatch-Import | VOM | 0 | [6 empty] | 0.43883 | 0
LCP_Inputs_ON_Diverse_Howarth_2023_05_05 | 2041 | CH4 Salt Cavern Storage - ON | Storage | Methane | MI | Dispatch-Storage | EmissionsCost | 0 | [6 empty] | 0.43883 | 0
LCP_Inputs_ON_Diverse_Howarth_2023_05_05 | 2041 | CH4 Salt Cavern Storage - ON | Storage | Methane | MI | Dispatch-Storage | FuelCost | 0 | [6 empty] | 0.43883 | 0
LCP_Inputs_ON_Diverse_Howarth_2023_05_05 | 2041 | CH4 Salt Cavern Storage - ON | Storage | Methane | MI | Dispatch-Storage | VOM | 0 | [6 empty] | 0.43883 | 0
LCP_Inputs_ON_Diverse_Howarth_2023_05_05 | 2041 | CH4 Salt Cavern Storage - ON | Storage | Methane | NY | Dispatch-Storage | EmissionsCost | 0 | [6 empty] | 0.43883 | 0
LCP_Inputs_ON_Diverse_Howarth_2023_05_05 | 2041 | CH4 Salt Cavern Storage - ON | Storage | Methane | NY | Dispatch-Storage | FuelCost | 0 | [6 empty] | 0.43883 | 0
LCP_Inputs_ON_Diverse_Howarth_2023_05_05 | 2041 | CH4 Salt Cavern Storage - ON | Storage | Methane | NY | Dispatch-Storage | VOM | 0 | [6 empty] | 0.43883 | 0
LCP_Inputs_ON_Diverse_Howarth_2023_05_05 | 2041 | CH4 Salt Cavern Storage - ON | Storage | Methane | ON | Dispatch-Storage | EmissionsCost | 0 | [6 empty] | 0.43883 | 0
LCP_Inputs_ON_Diverse_Howarth_2023_05_05 | 2041 | CH4 Salt Cavern Storage - ON | Storage | Methane | ON | Dispatch-Storage | FuelCost | 0 | [6 empty] | 0.43883 | 0
LCP_Inputs_ON_Diverse_Howarth_2023_05_05 | 2041 | CH4 Salt Cavern Storage - ON | Storage | Methane | ON | Dispatch-Storage | VOM | 0 | [6 empty] | 0.43883 | 0
LCP_Inputs_ON_Diverse_Howarth_2023_05_05 | 2041 | CH4 Salt Cavern Storage - ON | Storage | Methane | PJ | Dispatch-Storage | EmissionsCost | 0 | [6 empty] | 0.43883 | 0
LCP_Inputs_ON_Diverse_Howarth_2023_05_05 | 2041 | CH4 Salt Cavern Storage - ON | Storage | Methane | PJ | Dispatch-Storage | FuelCost | 0 | [6 empty] | 0.43883 | 0
LCP_Inputs_ON_Diverse_Howarth_2023_05_05 | 2041 | CH4 Salt Cavern Storage - ON | Storage | Methane | PJ | Dispatch-Storage | VOM | 0 | [6 empty] | 0.43883 | 0
LCP_Inputs_ON_Diverse_Howarth_2023_05_05 | 2041 | CH4 Salt Cavern Storage - ON | Storage | Methane | QC | Dispatch-Storage | EmissionsCost | 0 | [6 empty] | 0.43883 | 0
LCP_Inputs_ON_Diverse_Howarth_2023_05_05 | 2041 | CH4 Salt Cavern Storage - ON | Storage | Methane | QC | Dispatch-Storage | FuelCost | 0 | [6 empty] | 0.43883 | 0
LCP_Inputs_ON_Diverse_Howarth_2023_05_05 | 2041 | CH4 Salt Cavern Storage - ON | Storage | Methane | QC | Dispatch-Storage | VOM | 0 | [6 empty] | 0.43883 | 0
LCP_Inputs_ON_Diverse_Howarth_2023_05_05 | 2041 | CH4 Salt Cavern Storage - ON | Storage | Methane | WC | Dispatch-Storage | EmissionsCost | 0 | [6 empty] | 0.43883 | 0
LCP_Inputs_ON_Diverse_Howarth_2023_05_05 | 2041 | CH4 Salt Cavern Storage - ON | Storage | Methane | WC | Dispatch-Storage | FuelCost | 0 | [6 empty] | 0.43883 | 0
LCP_Inputs_ON_Diverse_Howarth_2023_05_05 | 2041 | CH4 Salt Cavern Storage - ON | Storage | Methane | WC | Dispatch-Storage | VOM | 0 | [6 empty] | 0.43883 | 0
LCP_Inputs_ON_Diverse_Howarth_2023_05_05 | 2041 | Electrolyser 2020/2030 | Crossload | Hydrogen | MI | Dispatch-Crossload | EmissionsCost | 0 | [6 empty] | 0.43883 | 0
LCP_Inputs_ON_Diverse_Howarth_2023_05_05 | 2041 | Electrolyser 2020/2030 | Crossload | Hydrogen | MI | Dispatch-Crossload | FuelCost | 0 | [6 empty] | 0.43883 | 0
LCP_Inputs_ON_Diverse_Howarth_2023_05_05 | 2041 | Electrolyser 2020/2030 | Crossload | Hydrogen | MI | Dispatch-Crossload | VOM | 0 | [6 empty] | 0.43883 | 0
LCP_Inputs_ON_Diverse_Howarth_2023_05_05 | 2041 | Electrolyser 2020/2030 | Crossload | Hydrogen | NY | Dispatch-Crossload | EmissionsCost | 0 | [6 empty] | 0.43883 | 0
LCP_Inputs_ON_Diverse_Howarth_2023_05_05 | 2041 | Electrolyser 2020/2030 | Crossload | Hydrogen | NY | Dispatch-Crossload | FuelCost | 0 | [6 empty] | 0.43883 | 0
LCP_Inputs_ON_Diverse_Howarth_2023_05_05 | 2041 | Electrolyser 2020/2030 | Crossload | Hydrogen | NY | Dispatch-Crossload | VOM | 0 | [6 empty] | 0.43883 | 0
LCP_Inputs_ON_Diverse_Howarth_2023_05_05 | 2041 | Electrolyser 2020/2030 | Crossload | Hydrogen | ON | Dispatch-Crossload | EmissionsCost | 0 | [6 empty] | 0.43883 | 0
LCP_Inputs_ON_Diverse_Howarth_2023_05_05 | 2041 | Electrolyser 2020/2030 | Crossload | Hydrogen | ON | Dispatch-Crossload | FuelCost | 0 | [6 empty] | 0.43883 | 0
LCP_Inputs_ON_Diverse_Howarth_2023_05_05 | 2041 | Electrolyser 2020/2030 | Crossload | Hydrogen | ON | Dispatch-Crossload | VOM | 0 | [6 empty] | 0.43883 | 0
LCP_Inputs_ON_Diverse_Howarth_2023_05_05 | 2041 | Electrolyser 2020/2030 | Crossload | Hydrogen | PJ | Dispatch-Crossload | EmissionsCost | 0 | [6 empty] | 0.43883 | 0
LCP_Inputs_ON_Diverse_Howarth_2023_05_05 | 2041 | Electrolyser 2020/2030 | Crossload | Hydrogen | PJ | Dispatch-Crossload | FuelCost | 0 | [6 empty] | 0.43883 | 0
LCP_Inputs_ON_Diverse_Howarth_2023_05_05 | 2041 | Electrolyser 2020/2030 | Crossload | Hydrogen | PJ | Dispatch-Crossload | VOM | 0 | [6 empty] | 0.43883 | 0
LCP_Inputs_ON_Diverse_Howarth_2023_05_05 | 2041 | Electrolyser 2020/2030 | Crossload | Hydrogen | QC | Dispatch-Crossload | EmissionsCost | 0 | [6 empty] | 0.43883 | 0
LCP_Inputs_ON_Diverse_Howarth_2023_05_05 | 2041 | Electrolyser 2020/2030 | Crossload | Hydrogen | QC | Dispatch-Crossload | FuelCost | 0 | [6 empty] | 0.43883 | 0
LCP_Inputs_ON_Diverse_Howarth_2023_05_05 | 2041 | Electrolyser 2020/2030 | Crossload | Hydrogen | QC | Dispatch-Crossload | VOM | 0 | [6 empty] | 0.43883 | 0
LCP_Inputs_ON_Diverse_Howarth_2023_05_05 | 2041 | Electrolyser 2020/2030 | Crossload | Hydrogen | WC | Dispatch-Crossload | EmissionsCost | 0 | [6 empty] | 0.43883 | 0
LCP_Inputs_ON_Diverse_Howarth_2023_05_05 | 2041 | Electrolyser 2020/2030 | Crossload | Hydrogen | WC | Dispatch-Crossload | FuelCost | 0 | [6 empty] | 0.43883 | 0
LCP_Inputs_ON_Diverse_Howarth_2023_05_05 | 2041 | Electrolyser 2020/2030 | Crossload | Hydrogen | WC | Dispatch-Crossload | VOM | 0 | [6 empty] | 0.43883 | 0
LCP_Inputs_ON_Diverse_Howarth_2023_05_05 | 2041 | Electrolyser 2040 | Crossload | Hydrogen | MI | Dispatch-Crossload | EmissionsCost | 0 | [6 empty] | 0.43883 | 0
LCP_Inputs_ON_Diverse_Howarth_2023_05_05 | 2041 | Electrolyser 2040 | Crossload | Hydrogen | MI | Dispatch-Crossload | FuelCost | 0 | [6 empty] | 0.43883 | 0
LCP_Inputs_ON_Diverse_Howarth_2023_05_05 | 2041 | Electrolyser 2040 | Crossload | Hydrogen | MI | Dispatch-Crossload | VOM | 0 | [6 empty] | 0.43883 | 0
LCP_Inputs_ON_Diverse_Howarth_2023_05_05 | 2041 | Electrolyser 2040 | Crossload | Hydrogen | NY | Dispatch-Crossload | EmissionsCost | 0 | [6 empty] | 0.43883 | 0
LCP_Inputs_ON_Diverse_Howarth_2023_05_05 | 2041 | Electrolyser 2040 | Crossload | Hydrogen | NY | Dispatch-Crossload | FuelCost | 0 | [6 empty] | 0.43883 | 0
LCP_Inputs_ON_Diverse_Howarth_2023_05_05 | 2041 | Electrolyser 2040 | Crossload | Hydrogen | NY | Dispatch-Crossload | VOM | 0 | [6 empty] | 0.43883 | 0
LCP_Inputs_ON_Diverse_Howarth_2023_05_05 | 2041 | Electrolyser 2040 | Crossload | Hydrogen | ON | Dispatch-Crossload | EmissionsCost | 0 | [6 empty] | 0.43883 | 0
LCP_Inputs_ON_Diverse_Howarth_2023_05_05 | 2041 | Electrolyser 2040 | Crossload | Hydrogen | ON | Dispatch-Crossload | FuelCost | 0 | [6 empty] | 0.43883 | 0
LCP_Inputs_ON_Diverse_Howarth_2023_05_05 | 2041 | Electrolyser 2040 | Crossload | Hydrogen | ON | Dispatch-Crossload | VOM | 0 | [6 empty] | 0.43883 | 0
LCP_Inputs_ON_Diverse_Howarth_2023_05_05 | 2041 | Electrolyser 2040 | Crossload | Hydrogen | PJ | Dispatch-Crossload | EmissionsCost | 0 | [6 empty] | 0.43883 | 0
LCP_Inputs_ON_Diverse_Howarth_2023_05_05 | 2041 | Electrolyser 2040 | Crossload | Hydrogen | PJ | Dispatch-Crossload | FuelCost | 0 | [6 empty] | 0.43883 | 0
LCP_Inputs_ON_Diverse_Howarth_2023_05_05 | 2041 | Electrolyser 2040 | Crossload | Hydrogen | PJ | Dispatch-Crossload | VOM | 0 | [6 empty] | 0.43883 | 0
LCP_Inputs_ON_Diverse_Howarth_2023_05_05 | 2041 | Electrolyser 2040 | Crossload | Hydrogen | QC | Dispatch-Crossload | EmissionsCost | 0 | [6 empty] | 0.43883 | 0
LCP_Inputs_ON_Diverse_Howarth_2023_05_05 | 2041 | Electrolyser 2040 | Crossload | Hydrogen | QC | Dispatch-Crossload | FuelCost | 0 | [6 empty] | 0.43883 | 0
LCP_Inputs_ON_Diverse_Howarth_2023_05_05 | 2041 | Electrolyser 2040 | Crossload | Hydrogen | QC | Dispatch-Crossload | VOM | 0 | [6 empty] | 0.43883 | 0
LCP_Inputs_ON_Diverse_Howarth_2023_05_05 | 2041 | Electrolyser 2040 | Crossload | Hydrogen | WC | Dispatch-Crossload | EmissionsCost | 0 | [6 empty] | 0.43883 | 0
LCP_Inputs_ON_Diverse_Howarth_2023_05_05 | 2041 | Electrolyser 2040 | Crossload | Hydrogen | WC | Dispatch-Crossload | FuelCost | 0 | [6 empty] | 0.43883 | 0
LCP_Inputs_ON_Diverse_Howarth_2023_05_05 | 2041 | Electrolyser 2040 | Crossload | Hydrogen | WC | Dispatch-Crossload | VOM | 0 | [6 empty] | 0.43883 | 0
LCP_Inputs_ON_Diverse_Howarth_2023_05_05 | 2041 | Electrolyser 2050 | Crossload | Hydrogen | MI | Dispatch-Crossload | EmissionsCost | 0 | [6 empty] | 0.43883 | 0
LCP_Inputs_ON_Diverse_Howarth_2023_05_05 | 2041 | Electrolyser 2050 | Crossload | Hydrogen | MI | Dispatch-Crossload | FuelCost | 0 | [6 empty] | 0.43883 | 0
LCP_Inputs_ON_Diverse_Howarth_2023_05_05 | 2041 | Electrolyser 2050 | Crossload | Hydrogen | MI | Dispatch-Crossload | VOM | 0 | [6 empty] | 0.43883 | 0
LCP_Inputs_ON_Diverse_Howarth_2023_05_05 | 2041 | Electrolyser 2050 | Crossload | Hydrogen | NY | Dispatch-Crossload | EmissionsCost | 0 | [6 empty] | 0.43883 | 0
LCP_Inputs_ON_Diverse_Howarth_2023_05_05 | 2041 | Electrolyser 2050 | Crossload | Hydrogen | NY | Dispatch-Crossload | FuelCost | 0 | [6 empty] | 0.43883 | 0
LCP_Inputs_ON_Diverse_Howarth_2023_05_05 | 2041 | Electrolyser 2050 | Crossload | Hydrogen | NY | Dispatch-Crossload | VOM | 0 | [6 empty] | 0.43883 | 0
LCP_Inputs_ON_Diverse_Howarth_2023_05_05 | 2041 | Electrolyser 2050 | Crossload | Hydrogen | ON | Dispatch-Crossload | EmissionsCost | 0 | [6 empty] | 0.43883 | 0
LCP_Inputs_ON_Diverse_Howarth_2023_05_05 | 2041 | Electrolyser 2050 | Crossload | Hydrogen | ON | Dispatch-Crossload | FuelCost | 0 | [6 empty] | 0.43883 | 0
LCP_Inputs_ON_Diverse_Howarth_2023_05_05 | 2041 | Electrolyser 2050 | Crossload | Hydrogen | ON | Dispatch-Crossload | VOM | 0 | [6 empty] | 0.43883 | 0
LCP_Inputs_ON_Diverse_Howarth_2023_05_05 | 2041 | Electrolyser 2050 | Crossload | Hydrogen | PJ | Dispatch-Crossload | EmissionsCost | 0 | [6 empty] | 0.43883 | 0
LCP_Inputs_ON_Diverse_Howarth_2023_05_05 | 2041 | Electrolyser 2050 | Crossload | Hydrogen | PJ | Dispatch-Crossload | FuelCost | 0 | [6 empty] | 0.43883 | 0
LCP_Inputs_ON_Diverse_Howarth_2023_05_05 | 2041 | Electrolyser 2050 | Crossload | Hydrogen | PJ | Dispatch-Crossload | VOM | 0 | [6 empty] | 0.43883 | 0
LCP_Inputs_ON_Diverse_Howarth_2023_05_05 | 2041 | Electrolyser 2050 | Crossload | Hydrogen | QC | Dispatch-Crossload | EmissionsCost | 0 | [6 empty] | 0.43883 | 0
LCP_Inputs_ON_Diverse_Howarth_2023_05_05 | 2041 | Electrolyser 2050 | Crossload | Hydrogen | QC | Dispatch-Crossload | FuelCost | 0 | [6 empty] | 0.43883 | 0
LCP_Inputs_ON_Diverse_Howarth_2023_05_05 | 2041 | Electrolyser 2050 | Crossload | Hydrogen | QC | Dispatch-Crossload | VOM | 0 | [6 empty] | 0.43883 | 0
LCP_Inputs_ON_Diverse_Howarth_2023_05_05 | 2041 | Electrolyser 2050 | Crossload | Hydrogen | WC | Dispatch-Crossload | EmissionsCost | 0 | [6 empty] | 0.43883 | 0
LCP_Inputs_ON_Diverse_Howarth_2023_05_05 | 2041 | Electrolyser 2050 | Crossload | Hydrogen | WC | Dispatch-Crossload | FuelCost | 0 | [6 empty] | 0.43883 | 0
LCP_Inputs_ON_Diverse_Howarth_2023_05_05 | 2041 | Electrolyser 2050 | Crossload | Hydrogen | WC | Dispatch-Crossload | VOM | 0 | [6 empty] | 0.43883 | 0
LCP_Inputs_ON_Diverse_Howarth_2023_05_05 | 2041 | Fossil Fuel Thermal (Coal, Peat, Oil) | Generation | Electricity | MI | Dispatch-Generation | EmissionsCost | 0 | [6 empty] | 0.43883 | 0
LCP_Inputs_ON_Diverse_Howarth_2023_05_05 | 2041 | Fossil Fuel Thermal (Coal, Peat, Oil) | Generation | Electricity | MI | Dispatch-Generation | FuelCost | 0 | [6 empty] | 0.43883 | 0
LCP_Inputs_ON_Diverse_Howarth_2023_05_05 | 2041 | Fossil Fuel Thermal (Coal, Peat, Oil) | Generation | Electricity | MI | Dispatch-Generation | VOM | 0 | [6 empty] | 0.43883 | 0
LCP_Inputs_ON_Diverse_Howarth_2023_05_05 | 2041 | Fossil Fuel Thermal (Coal, Peat, Oil) | Generation | Electricity | NY | Dispatch-Generation | EmissionsCost | 0 | [6 empty] | 0.43883 | 0
LCP_Inputs_ON_Diverse_Howarth_2023_05_05 | 2041 | Fossil Fuel Thermal (Coal, Peat, Oil) | Generation | Electricity | NY | Dispatch-Generation | FuelCost | 0 | [6 empty] | 0.43883 | 0
LCP_Inputs_ON_Diverse_Howarth_2023_05_05 | 2041 | Fossil Fuel Thermal (Coal, Peat, Oil) | Generation | Electricity | NY | Dispatch-Generation | VOM | 0 | [6 empty] | 0.43883 | 0
LCP_Inputs_ON_Diverse_Howarth_2023_05_05 | 2041 | Fossil Fuel Thermal (Coal, Peat, Oil) | Generation | Electricity | ON | Dispatch-Generation | EmissionsCost | 0 | [6 empty] | 0.43883 | 0
LCP_Inputs_ON_Diverse_Howarth_2023_05_05 | 2041 | Fossil Fuel Thermal (Coal, Peat, Oil) | Generation | Electricity | ON | Dispatch-Generation | FuelCost | 0 | [6 empty] | 0.43883 | 0
LCP_Inputs_ON_Diverse_Howarth_2023_05_05 | 2041 | Fossil Fuel Thermal (Coal, Peat, Oil) | Generation | Electricity | ON | Dispatch-Generation | VOM | 0 | [6 empty] | 0.43883 | 0
LCP_Inputs_ON_Diverse_Howarth_2023_05_05 | 2041 | Fossil Fuel Thermal (Coal, Peat, Oil) | Generation | Electricity | PJ | Dispatch-Generation | EmissionsCost | 0 | [6 empty] | 0.43883 | 0
LCP_Inputs_ON_Diverse_Howarth_2023_05_05 | 2041 | Fossil Fuel Thermal (Coal, Peat, Oil) | Generation | Electricity | PJ | Dispatch-Generation | FuelCost | 0 | [6 empty] | 0.43883 | 0
LCP_Inputs_ON_Diverse_Howarth_2023_05_05 | 2041 | Fossil Fuel Thermal (Coal, Peat, Oil) | Generation | Electricity | PJ | Dispatch-Generation | VOM | 0 | [6 empty] | 0.43883 | 0
LCP_Inputs_ON_Diverse_Howarth_2023_05_05 | 2041 | Fossil Fuel Thermal (Coal, Peat, Oil) | Generation | Electricity | QC | Dispatch-Generation | EmissionsCost | 0 | [6 empty] | 0.43883 | 0
LCP_Inputs_ON_Diverse_Howarth_2023_05_05 | 2041 | Fossil Fuel Thermal (Coal, Peat, Oil) | Generation | Electricity | QC | Dispatch-Generation | FuelCost | 0 | [6 empty] | 0.43883 | 0
LCP_Inputs_ON_Diverse_Howarth_2023_05_05 | 2041 | Fossil Fuel Thermal (Coal, Peat, Oil) | Generation | Electricity | QC | Dispatch-Generation | VOM | 0 | [6 empty] | 0.43883 | 0
LCP_Inputs_ON_Diverse_Howarth_2023_05_05 | 2041 | Fossil Fuel Thermal (Coal, Peat, Oil) | Generation | Electricity | WC | Dispatch-Generation | EmissionsCost | 0 | [6 empty] | 0.43883 | 0
LCP_Inputs_ON_Diverse_Howarth_2023_05_05 | 2041 | Fossil Fuel Thermal (Coal, Peat, Oil) | Generation | Electricity | WC | Dispatch-Generation | FuelCost | 0 | [6 empty] | 0.43883 | 0
LCP_Inputs_ON_Diverse_Howarth_2023_05_05 | 2041 | Fossil Fuel Thermal (Coal, Peat, Oil) | Generation | Electricity | WC | Dispatch-Generation | VOM | 0 | [6 empty] | 0.43883 | 0
LCP_Inputs_ON_Diverse_Howarth_2023_05_05 | 2041 | Generic - Generator | Generation | Electricity | MI | Dispatch-Generation | EmissionsCost | 0 | [6 empty] | 0.43883 | 0
LCP_Inputs_ON_Diverse_Howarth_2023_05_05 | 2041 | Generic - Generator | Generation | Electricity | MI | Dispatch-Generation | FuelCost | 779066036.8313 | [6 empty] | 0.43883 | 341880355.2294
LCP_Inputs_ON_Diverse_Howarth_2023_05_05 | 2041 | Generic - Generator | Generation | Electricity | MI | Dispatch-Generation | VOM | 25479285.0987 | [6 empty] | 0.43883 | 11181166.4592
LCP_Inputs_ON_Diverse_Howarth_2023_05_05 | 2041 | Generic - Generator | Generation | Electricity | NY | Dispatch-Generation | EmissionsCost | 0 | [6 empty] | 0.43883 | 0
LCP_Inputs_ON_Diverse_Howarth_2023_05_05 | 2041 | Generic - Generator | Generation | Electricity | NY | Dispatch-Generation | FuelCost | 89518783.8946 | [6 empty] | 0.43883 | 39283850.3936
LCP_Inputs_ON_Diverse_Howarth_2023_05_05 | 2041 | Generic - Generator | Generation | Electricity | NY | Dispatch-Generation | VOM | 2927703.8257 | [6 empty] | 0.43883 | 1284774.8158
LCP_Inputs_ON_Diverse_Howarth_2023_05_05 | 2041 | Generic - Generator | Generation | Electricity | ON | Dispatch-Generation | EmissionsCost | 0 | [6 empty] | 0.43883 | 0
LCP_Inputs_ON_Diverse_Howarth_2023_05_05 | 2041 | Generic - Generator | Generation | Electricity | ON | Dispatch-Generation | FuelCost | 0 | [6 empty] | 0.43883 | 0
LCP_Inputs_ON_Diverse_Howarth_2023_05_05 | 2041 | Generic - Generator | Generation | Electricity | ON | Dispatch-Generation | VOM | 0 | [6 empty] | 0.43883 | 0
LCP_Inputs_ON_Diverse_Howarth_2023_05_05 | 2041 | Generic - Generator | Generation | Electricity | PJ | Dispatch-Generation | EmissionsCost | 0 | [6 empty] | 0.43883 | 0
LCP_Inputs_ON_Diverse_Howarth_2023_05_05 | 2041 | Generic - Generator | Generation | Electricity | PJ | Dispatch-Generation | FuelCost | 5285282840.0619 | [6 empty] | 0.43883 | 2319359706.9096
LCP_Inputs_ON_Diverse_Howarth_2023_05_05 | 2041 | Generic - Generator | Generation | Electricity | PJ | Dispatch-Generation | VOM | 172854702.8655 | [6 empty] | 0.43883 | 75854451.9013
LCP_Inputs_ON_Diverse_Howarth_2023_05_05 | 2041 | Generic - Generator | Generation | Electricity | QC | Dispatch-Generation | EmissionsCost | 0 | [6 empty] | 0.43883 | 0
LCP_Inputs_ON_Diverse_Howarth_2023_05_05 | 2041 | Generic - Generator | Generation | Electricity | QC | Dispatch-Generation | FuelCost | 0 | [6 empty] | 0.43883 | 0
LCP_Inputs_ON_Diverse_Howarth_2023_05_05 | 2041 | Generic - Generator | Generation | Electricity | QC | Dispatch-Generation | VOM | 0 | [6 empty] | 0.43883 | 0
LCP_Inputs_ON_Diverse_Howarth_2023_05_05 | 2041 | Generic - Generator | Generation | Electricity | WC | Dispatch-Generation | EmissionsCost | 0 | [6 empty] | 0.43883 | 0
LCP_Inputs_ON_Diverse_Howarth_2023_05_05 | 2041 | Generic - Generator | Generation | Electricity | WC | Dispatch-Generation | FuelCost | 0 | [6 empty] | 0.43883 | 0
LCP_Inputs_ON_Diverse_Howarth_2023_05_05 | 2041 | Generic - Generator | Generation | Electricity | WC | Dispatch-Generation | VOM | 0 | [6 empty] | 0.43883 | 0
LCP_Inputs_ON_Diverse_Howarth_2023_05_05 | 2041 | H2 Import - QC | Import | Hydrogen | MI | Dispatch-Import | EmissionsCost | 0 | [6 empty] | 0.43883 | 0
LCP_Inputs_ON_Diverse_Howarth_2023_05_05 | 2041 | H2 Import - QC | Import | Hydrogen | MI | Dispatch-Import | FuelCost | 0 | [6 empty] | 0.43883 | 0
LCP_Inputs_ON_Diverse_Howarth_2023_05_05 | 2041 | H2 Import - QC | Import | Hydrogen | MI | Dispatch-Import | VOM | 0 | [6 empty] | 0.43883 | 0
LCP_Inputs_ON_Diverse_Howarth_2023_05_05 | 2041 | H2 Import - QC | Import | Hydrogen | NY | Dispatch-Import | EmissionsCost | 0 | [6 empty] | 0.43883 | 0
LCP_Inputs_ON_Diverse_Howarth_2023_05_05 | 2041 | H2 Import - QC | Import | Hydrogen | NY | Dispatch-Import | FuelCost | 0 | [6 empty] | 0.43883 | 0
LCP_Inputs_ON_Diverse_Howarth_2023_05_05 | 2041 | H2 Import - QC | Import | Hydrogen | NY | Dispatch-Import | VOM | 0 | [6 empty] | 0.43883 | 0
LCP_Inputs_ON_Diverse_Howarth_2023_05_05 | 2041 | H2 Import - QC | Import | Hydrogen | ON | Dispatch-Import | EmissionsCost | 0 | [6 empty] | 0.43883 | 0
LCP_Inputs_ON_Diverse_Howarth_2023_05_05 | 2041 | H2 Import - QC | Import | Hydrogen | ON | Dispatch-Import | FuelCost | 0 | [6 empty] | 0.43883 | 0
LCP_Inputs_ON_Diverse_Howarth_2023_05_05 | 2041 | H2 Import - QC | Import | Hydrogen | ON | Dispatch-Import | VOM | 0 | [6 empty] | 0.43883 | 0
LCP_Inputs_ON_Diverse_Howarth_2023_05_05 | 2041 | H2 Import - QC | Import | Hydrogen | PJ | Dispatch-Import | EmissionsCost | 0 | [6 empty] | 0.43883 | 0
LCP_Inputs_ON_Diverse_Howarth_2023_05_05 | 2041 | H2 Import - QC | Import | Hydrogen | PJ | Dispatch-Import | FuelCost | 0 | [6 empty] | 0.43883 | 0
LCP_Inputs_ON_Diverse_Howarth_2023_05_05 | 2041 | H2 Import - QC | Import | Hydrogen | PJ | Dispatch-Import | VOM | 0 | [6 empty] | 0.43883 | 0
LCP_Inputs_ON_Diverse_Howarth_2023_05_05 | 2041 | H2 Import - QC | Import | Hydrogen | QC | Dispatch-Import | EmissionsCost | 0 | [6 empty] | 0.43883 | 0
LCP_Inputs_ON_Diverse_Howarth_2023_05_05 | 2041 | H2 Import - QC | Import | Hydrogen | QC | Dispatch-Import | FuelCost | 0 | [6 empty] | 0.43883 | 0
LCP_Inputs_ON_Diverse_Howarth_2023_05_05 | 2041 | H2 Import - QC | Import | Hydrogen | QC | Dispatch-Import | VOM | 0 | [6 empty] | 0.43883 | 0
LCP_Inputs_ON_Diverse_Howarth_2023_05_05 | 2041 | H2 Import - QC | Import | Hydrogen | WC | Dispatch-Import | EmissionsCost | 0 | [6 empty] | 0.43883 | 0
LCP_Inputs_ON_Diverse_Howarth_2023_05_05 | 2041 | H2 Import - QC | Import | Hydrogen | WC | Dispatch-Import | FuelCost | 0 | [6 empty] | 0.43883 | 0
LCP_Inputs_ON_Diverse_Howarth_2023_05_05 | 2041 | H2 Import - QC | Import | Hydrogen | WC | Dispatch-Import | VOM | 0 | [6 empty] | 0.43883 | 0
LCP_Inputs_ON_Diverse_Howarth_2023_05_05 | 2041 | H2 Import - WC | Import | Hydrogen | MI | Dispatch-Import | EmissionsCost | 0 | [6 empty] | 0.43883 | 0
LCP_Inputs_ON_Diverse_Howarth_2023_05_05 | 2041 | H2 Import - WC | Import | Hydrogen | MI | Dispatch-Import | FuelCost | 0 | [6 empty] | 0.43883 | 0
LCP_Inputs_ON_Diverse_Howarth_2023_05_05 | 2041 | H2 Import - WC | Import | Hydrogen | MI | Dispatch-Import | VOM | 0 | [6 empty] | 0.43883 | 0
LCP_Inputs_ON_Diverse_Howarth_2023_05_05 | 2041 | H2 Import - WC | Import | Hydrogen | NY | Dispatch-Import | EmissionsCost | 0 | [6 empty] | 0.43883 | 0
LCP_Inputs_ON_Diverse_Howarth_2023_05_05 | 2041 | H2 Import - WC | Import | Hydrogen | NY | Dispatch-Import | FuelCost | 0 | [6 empty] | 0.43883 | 0
LCP_Inputs_ON_Diverse_Howarth_2023_05_05 | 2041 | H2 Import - WC | Import | Hydrogen | NY | Dispatch-Import | VOM | 0 | [6 empty] | 0.43883 | 0
LCP_Inputs_ON_Diverse_Howarth_2023_05_05 | 2041 | H2 Import - WC | Import | Hydrogen | ON | Dispatch-Import | EmissionsCost | 0 | [6 empty] | 0.43883 | 0
LCP_Inputs_ON_Diverse_Howarth_2023_05_05 | 2041 | H2 Import - WC | Import | Hydrogen | ON | Dispatch-Import | FuelCost | 0 | [6 empty] | 0.43883 | 0
LCP_Inputs_ON_Diverse_Howarth_2023_05_05 | 2041 | H2 Import - WC | Import | Hydrogen | ON | Dispatch-Import | VOM | 0 | [6 empty] | 0.43883 | 0
LCP_Inputs_ON_Diverse_Howarth_2023_05_05 | 2041 | H2 Import - WC | Import | Hydrogen | PJ | Dispatch-Import | EmissionsCost | 0 | [6 empty] | 0.43883 | 0
LCP_Inputs_ON_Diverse_Howarth_2023_05_05 | 2041 | H2 Import - WC | Import | Hydrogen | PJ | Dispatch-Import | FuelCost | 0 | [6 empty] | 0.43883 | 0
LCP_Inputs_ON_Diverse_Howarth_2023_05_05 | 2041 | H2 Import - WC | Import | Hydrogen | PJ | Dispatch-Import | VOM | 0 | [6 empty] | 0.43883 | 0
LCP_Inputs_ON_Diverse_Howarth_2023_05_05 | 2041 | H2 Import - WC | Import | Hydrogen | QC | Dispatch-Import | EmissionsCost | 0 | [6 empty] | 0.43883 | 0
LCP_Inputs_ON_Diverse_Howarth_2023_05_05 | 2041 | H2 Import - WC | Import | Hydrogen | QC | Dispatch-Import | FuelCost | 0 | [6 empty] | 0.43883 | 0
LCP_Inputs_ON_Diverse_Howarth_2023_05_05 | 2041 | H2 Import - WC | Import | Hydrogen | QC | Dispatch-Import | VOM | 0 | [6 empty] | 0.43883 | 0
LCP_Inputs_ON_Diverse_Howarth_2023_05_05 | 2041 | H2 Import - WC | Import | Hydrogen | WC | Dispatch-Import | EmissionsCost | 0 | [6 empty] | 0.43883 | 0
LCP_Inputs_ON_Diverse_Howarth_2023_05_05 | 2041 | H2 Import - WC | Import | Hydrogen | WC | Dispatch-Import | FuelCost | 8016738.2099 | [6 empty] | 0.43883 | 3518014.1059
LCP_Inputs_ON_Diverse_Howarth_2023_05_05 | 2041 | H2 Import - WC | Import | Hydrogen | WC | Dispatch-Import | VOM | 0 | [6 empty] | 0.43883 | 0
LCP_Inputs_ON_Diverse_Howarth_2023_05_05 | 2041 | H2 Salt Cavern Storage - ON | Storage | Hydrogen | MI | Dispatch-Storage | EmissionsCost | 0 | [6 empty] | 0.43883 | 0
LCP_Inputs_ON_Diverse_Howarth_2023_05_05 | 2041 | H2 Salt Cavern Storage - ON | Storage | Hydrogen | MI | Dispatch-Storage | FuelCost | 0 | [6 empty] | 0.43883 | 0
LCP_Inputs_ON_Diverse_Howarth_2023_05_05 | 2041 | H2 Salt Cavern Storage - ON | Storage | Hydrogen | MI | Dispatch-Storage | VOM | 0 | [6 empty] | 0.43883 | 0
LCP_Inputs_ON_Diverse_Howarth_2023_05_05 | 2041 | H2 Salt Cavern Storage - ON | Storage | Hydrogen | NY | Dispatch-Storage | EmissionsCost | 0 | [6 empty] | 0.43883 | 0
LCP_Inputs_ON_Diverse_Howarth_2023_05_05 | 2041 | H2 Salt Cavern Storage - ON | Storage | Hydrogen | NY | Dispatch-Storage | FuelCost | 0 | [6 empty] | 0.43883 | 0
LCP_Inputs_ON_Diverse_Howarth_2023_05_05 | 2041 | H2 Salt Cavern Storage - ON | Storage | Hydrogen | NY | Dispatch-Storage | VOM | 0 | [6 empty] | 0.43883 | 0
LCP_Inputs_ON_Diverse_Howarth_2023_05_05 | 2041 | H2 Salt Cavern Storage - ON | Storage | Hydrogen | ON | Dispatch-Storage | EmissionsCost | 0 | [6 empty] | 0.43883 | 0
LCP_Inputs_ON_Diverse_Howarth_2023_05_05 | 2041 | H2 Salt Cavern Storage - ON | Storage | Hydrogen | ON | Dispatch-Storage | FuelCost | 0 | [6 empty] | 0.43883 | 0
LCP_Inputs_ON_Diverse_Howarth_2023_05_05 | 2041 | H2 Salt Cavern Storage - ON | Storage | Hydrogen | ON | Dispatch-Storage | VOM | 56003241.9784 | [6 empty] | 0.43883 | 24576104.4076
LCP_Inputs_ON_Diverse_Howarth_2023_05_05 | 2041 | H2 Salt Cavern Storage - ON | Storage | Hydrogen | PJ | Dispatch-Storage | EmissionsCost | 0 | [6 empty] | 0.43883 | 0
LCP_Inputs_ON_Diverse_Howarth_2023_05_05 | 2041 | H2 Salt Cavern Storage - ON | Storage | Hydrogen | PJ | Dispatch-Storage | FuelCost | 0 | [6 empty] | 0.43883 | 0
LCP_Inputs_ON_Diverse_Howarth_2023_05_05 | 2041 | H2 Salt Cavern Storage - ON | Storage | Hydrogen | PJ | Dispatch-Storage | VOM | 0 | [6 empty] | 0.43883 | 0
LCP_Inputs_ON_Diverse_Howarth_2023_05_05 | 2041 | H2 Salt Cavern Storage - ON | Storage | Hydrogen | QC | Dispatch-Storage | EmissionsCost | 0 | [6 empty] | 0.43883 | 0
LCP_Inputs_ON_Diverse_Howarth_2023_05_05 | 2041 | H2 Salt Cavern Storage - ON | Storage | Hydrogen | QC | Dispatch-Storage | FuelCost | 0 | [6 empty] | 0.43883 | 0
LCP_Inputs_ON_Diverse_Howarth_2023_05_05 | 2041 | H2 Salt Cavern Storage - ON | Storage | Hydrogen | QC | Dispatch-Storage | VOM | 0 | [6 empty] | 0.43883 | 0
LCP_Inputs_ON_Diverse_Howarth_2023_05_05 | 2041 | H2 Salt Cavern Storage - ON | Storage | Hydrogen | WC | Dispatch-Storage | EmissionsCost | 0 | [6 empty] | 0.43883 | 0
LCP_Inputs_ON_Diverse_Howarth_2023_05_05 | 2041 | H2 Salt Cavern Storage - ON | Storage | Hydrogen | WC | Dispatch-Storage | FuelCost | 0 | [6 empty] | 0.43883 | 0
LCP_Inputs_ON_Diverse_Howarth_2023_05_05 | 2041 | H2 Salt Cavern Storage - ON | Storage | Hydrogen | WC | Dispatch-Storage | VOM | 0 | [6 empty] | 0.43883 | 0
LCP_Inputs_ON_Diverse_Howarth_2023_05_05 | 2041 | Hydro | Generation | Electricity | MI | Dispatch-Generation | EmissionsCost | 0 | [6 empty] | 0.43883 | 0
LCP_Inputs_ON_Diverse_Howarth_2023_05_05 | 2041 | Hydro | Generation | Electricity | MI | Dispatch-Generation | FuelCost | 0 | [6 empty] | 0.43883 | 0
LCP_Inputs_ON_Diverse_Howarth_2023_05_05 | 2041 | Hydro | Generation | Electricity | MI | Dispatch-Generation | VOM | 0 | [6 empty] | 0.43883 | 0
LCP_Inputs_ON_Diverse_Howarth_2023_05_05 | 2041 | Hydro | Generation | Electricity | NY | Dispatch-Generation | EmissionsCost | 0 | [6 empty] | 0.43883 | 0
LCP_Inputs_ON_Diverse_Howarth_2023_05_05 | 2041 | Hydro | Generation | Electricity | NY | Dispatch-Generation | FuelCost | 0 | [6 empty] | 0.43883 | 0
LCP_Inputs_ON_Diverse_Howarth_2023_05_05 | 2041 | Hydro | Generation | Electricity | NY | Dispatch-Generation | VOM | 0 | [6 empty] | 0.43883 | 0
LCP_Inputs_ON_Diverse_Howarth_2023_05_05 | 2041 | Hydro | Generation | Electricity | ON | Dispatch-Generation | EmissionsCost | 0 | [6 empty] | 0.43883 | 0
LCP_Inputs_ON_Diverse_Howarth_2023_05_05 | 2041 | Hydro | Generation | Electricity | ON | Dispatch-Generation | FuelCost | 0 | [6 empty] | 0.43883 | 0
LCP_Inputs_ON_Diverse_Howarth_2023_05_05 | 2041 | Hydro | Generation | Electricity | ON | Dispatch-Generation | VOM | 0 | [6 empty] | 0.43883 | 0
LCP_Inputs_ON_Diverse_Howarth_2023_05_05 | 2041 | Hydro | Generation | Electricity | PJ | Dispatch-Generation | EmissionsCost | 0 | [6 empty] | 0.43883 | 0
LCP_Inputs_ON_Diverse_Howarth_2023_05_05 | 2041 | Hydro | Generation | Electricity | PJ | Dispatch-Generation | FuelCost | 0 | [6 empty] | 0.43883 | 0
LCP_Inputs_ON_Diverse_Howarth_2023_05_05 | 2041 | Hydro | Generation | Electricity | PJ | Dispatch-Generation | VOM | 0 | [6 empty] | 0.43883 | 0
LCP_Inputs_ON_Diverse_Howarth_2023_05_05 | 2041 | Hydro | Generation | Electricity | QC | Dispatch-Generation | EmissionsCost | 0 | [6 empty] | 0.43883 | 0
LCP_Inputs_ON_Diverse_Howarth_2023_05_05 | 2041 | Hydro | Generation | Electricity | QC | Dispatch-Generation | FuelCost | 0 | [6 empty] | 0.43883 | 0
LCP_Inputs_ON_Diverse_Howarth_2023_05_05 | 2041 | Hydro | Generation | Electricity | QC | Dispatch-Generation | VOM | 0 | [6 empty] | 0.43883 | 0
LCP_Inputs_ON_Diverse_Howarth_2023_05_05 | 2041 | Hydro | Generation | Electricity | WC | Dispatch-Generation | EmissionsCost | 0 | [6 empty] | 0.43883 | 0
LCP_Inputs_ON_Diverse_Howarth_2023_05_05 | 2041 | Hydro | Generation | Electricity | WC | Dispatch-Generation | FuelCost | 0 | [6 empty] | 0.43883 | 0
LCP_Inputs_ON_Diverse_Howarth_2023_05_05 | 2041 | Hydro | Generation | Electricity | WC | Dispatch-Generation | VOM | 0 | [6 empty] | 0.43883 | 0
LCP_Inputs_ON_Diverse_Howarth_2023_05_05 | 2041 | Hydro Pumped Storage | Storage | Electricity | MI | Dispatch-Storage | EmissionsCost | 0 | [6 empty] | 0.43883 | 0
LCP_Inputs_ON_Diverse_Howarth_2023_05_05 | 2041 | Hydro Pumped Storage | Storage | Electricity | MI | Dispatch-Storage | FuelCost | 0 | [6 empty] | 0.43883 | 0
LCP_Inputs_ON_Diverse_Howarth_2023_05_05 | 2041 | Hydro Pumped Storage | Storage | Electricity | MI | Dispatch-Storage | VOM | 0 | [6 empty] | 0.43883 | 0
LCP_Inputs_ON_Diverse_Howarth_2023_05_05 | 2041 | Hydro Pumped Storage | Storage | Electricity | NY | Dispatch-Storage | EmissionsCost | 0 | [6 empty] | 0.43883 | 0
LCP_Inputs_ON_Diverse_Howarth_2023_05_05 | 2041 | Hydro Pumped Storage | Storage | Electricity | NY | Dispatch-Storage | FuelCost | 0 | [6 empty] | 0.43883 | 0
LCP_Inputs_ON_Diverse_Howarth_2023_05_05 | 2041 | Hydro Pumped Storage | Storage | Electricity | NY | Dispatch-Storage | VOM | 0 | [6 empty] | 0.43883 | 0
LCP_Inputs_ON_Diverse_Howarth_2023_05_05 | 2041 | Hydro Pumped Storage | Storage | Electricity | ON | Dispatch-Storage | EmissionsCost | 0 | [6 empty] | 0.43883 | 0
LCP_Inputs_ON_Diverse_Howarth_2023_05_05 | 2041 | Hydro Pumped Storage | Storage | Electricity | ON | Dispatch-Storage | FuelCost | 0 | [6 empty] | 0.43883 | 0
LCP_Inputs_ON_Diverse_Howarth_2023_05_05 | 2041 | Hydro Pumped Storage | Storage | Electricity | ON | Dispatch-Storage | VOM | 0 | [6 empty] | 0.43883 | 0
LCP_Inputs_ON_Diverse_Howarth_2023_05_05 | 2041 | Hydro Pumped Storage | Storage | Electricity | PJ | Dispatch-Storage | EmissionsCost | 0 | [6 empty] | 0.43883 | 0
LCP_Inputs_ON_Diverse_Howarth_2023_05_05 | 2041 | Hydro Pumped Storage | Storage | Electricity | PJ | Dispatch-Storage | FuelCost | 0 | [6 empty] | 0.43883 | 0
LCP_Inputs_ON_Diverse_Howarth_2023_05_05 | 2041 | Hydro Pumped Storage | Storage | Electricity | PJ | Dispatch-Storage | VOM | 0 | [6 empty] | 0.43883 | 0
LCP_Inputs_ON_Diverse_Howarth_2023_05_05 | 2041 | Hydro Pumped Storage | Storage | Electricity | QC | Dispatch-Storage | EmissionsCost | 0 | [6 empty] | 0.43883 | 0
LCP_Inputs_ON_Diverse_Howarth_2023_05_05 | 2041 | Hydro Pumped Storage | Storage | Electricity | QC | Dispatch-Storage | FuelCost | 0 | [6 empty] | 0.43883 | 0
LCP_Inputs_ON_Diverse_Howarth_2023_05_05 | 2041 | Hydro Pumped Storage | Storage | Electricity | QC | Dispatch-Storage | VOM | 0 | [6 empty] | 0.43883 | 0
LCP_Inputs_ON_Diverse_Howarth_2023_05_05 | 2041 | Hydro Pumped Storage | Storage | Electricity | WC | Dispatch-Storage | EmissionsCost | 0 | [6 empty] | 0.43883 | 0
LCP_Inputs_ON_Diverse_Howarth_2023_05_05 | 2041 | Hydro Pumped Storage | Storage | Electricity | WC | Dispatch-Storage | FuelCost | 0 | [6 empty] | 0.43883 | 0
LCP_Inputs_ON_Diverse_Howarth_2023_05_05 | 2041 | Hydro Pumped Storage | Storage | Electricity | WC | Dispatch-Storage | VOM | 0 | [6 empty] | 0.43883 | 0
LCP_Inputs_ON_Diverse_Howarth_2023_05_05 | 2041 | Nuclear | Generation | Electricity | MI | Dispatch-Generation | EmissionsCost | 0 | [6 empty] | 0.43883 | 0
LCP_Inputs_ON_Diverse_Howarth_2023_05_05 | 2041 | Nuclear | Generation | Electricity | MI | Dispatch-Generation | FuelCost | 0 | [6 empty] | 0.43883 | 0
LCP_Inputs_ON_Diverse_Howarth_2023_05_05 | 2041 | Nuclear | Generation | Electricity | MI | Dispatch-Generation | VOM | 2762866296.96 | [6 empty] | 0.43883 | 1212438569.2616
LCP_Inputs_ON_Diverse_Howarth_2023_05_05 | 2041 | Nuclear | Generation | Electricity | NY | Dispatch-Generation | EmissionsCost | 0 | [6 empty] | 0.43883 | 0
LCP_Inputs_ON_Diverse_Howarth_2023_05_05 | 2041 | Nuclear | Generation | Electricity | NY | Dispatch-Generation | FuelCost | 0 | [6 empty] | 0.43883 | 0
LCP_Inputs_ON_Diverse_Howarth_2023_05_05 | 2041 | Nuclear | Generation | Electricity | NY | Dispatch-Generation | VOM | 2246155230.144 | [6 empty] | 0.43883 | 985688390.5572
LCP_Inputs_ON_Diverse_Howarth_2023_05_05 | 2041 | Nuclear | Generation | Electricity | ON | Dispatch-Generation | EmissionsCost | 0 | [6 empty] | 0.43883 | 0
LCP_Inputs_ON_Diverse_Howarth_2023_05_05 | 2041 | Nuclear | Generation | Electricity | ON | Dispatch-Generation | FuelCost | 0 | [6 empty] | 0.43883 | 0
LCP_Inputs_ON_Diverse_Howarth_2023_05_05 | 2041 | Nuclear | Generation | Electricity | ON | Dispatch-Generation | VOM | 7837478141.9618 | [6 empty] | 0.43883 | 3439348764.5474
LCP_Inputs_ON_Diverse_Howarth_2023_05_05 | 2041 | Nuclear | Generation | Electricity | PJ | Dispatch-Generation | EmissionsCost | 0 | [6 empty] | 0.43883 | 0
LCP_Inputs_ON_Diverse_Howarth_2023_05_05 | 2041 | Nuclear | Generation | Electricity | PJ | Dispatch-Generation | FuelCost | 0 | [6 empty] | 0.43883 | 0
LCP_Inputs_ON_Diverse_Howarth_2023_05_05 | 2041 | Nuclear | Generation | Electricity | PJ | Dispatch-Generation | VOM | 6401347648.6848 | [6 empty] | 0.43883 | 2809126447.0732
LCP_Inputs_ON_Diverse_Howarth_2023_05_05 | 2041 | Nuclear | Generation | Electricity | QC | Dispatch-Generation | EmissionsCost | 0 | [6 empty] | 0.43883 | 0
LCP_Inputs_ON_Diverse_Howarth_2023_05_05 | 2041 | Nuclear | Generation | Electricity | QC | Dispatch-Generation | FuelCost | 0 | [6 empty] | 0.43883 | 0
LCP_Inputs_ON_Diverse_Howarth_2023_05_05 | 2041 | Nuclear | Generation | Electricity | QC | Dispatch-Generation | VOM | 0 | [6 empty] | 0.43883 | 0
LCP_Inputs_ON_Diverse_Howarth_2023_05_05 | 2041 | Nuclear | Generation | Electricity | WC | Dispatch-Generation | EmissionsCost | 0 | [6 empty] | 0.43883 | 0
LCP_Inputs_ON_Diverse_Howarth_2023_05_05 | 2041 | Nuclear | Generation | Electricity | WC | Dispatch-Generation | FuelCost | 0 | [6 empty] | 0.43883 | 0
LCP_Inputs_ON_Diverse_Howarth_2023_05_05 | 2041 | Nuclear | Generation | Electricity | WC | Dispatch-Generation | VOM | 0 | [6 empty] | 0.43883 | 0
LCP_Inputs_ON_Diverse_Howarth_2023_05_05 | 2041 | Nuclear SMR | Generation | Electricity | MI | Dispatch-Generation | EmissionsCost | 0 | [6 empty] | 0.43883 | 0
LCP_Inputs_ON_Diverse_Howarth_2023_05_05 | 2041 | Nuclear SMR | Generation | Electricity | MI | Dispatch-Generation | FuelCost | 0 | [6 empty] | 0.43883 | 0
LCP_Inputs_ON_Diverse_Howarth_2023_05_05 | 2041 | Nuclear SMR | Generation | Electricity | MI | Dispatch-Generation | VOM | 0 | [6 empty] | 0.43883 | 0
LCP_Inputs_ON_Diverse_Howarth_2023_05_05 | 2041 | Nuclear SMR | Generation | Electricity | NY | Dispatch-Generation | EmissionsCost | 0 | [6 empty] | 0.43883 | 0
LCP_Inputs_ON_Diverse_Howarth_2023_05_05 | 2041 | Nuclear SMR | Generation | Electricity | NY | Dispatch-Generation | FuelCost | 0 | [6 empty] | 0.43883 | 0
LCP_Inputs_ON_Diverse_Howarth_2023_05_05 | 2041 | Nuclear SMR | Generation | Electricity | NY | Dispatch-Generation | VOM | 0 | [6 empty] | 0.43883 | 0
LCP_Inputs_ON_Diverse_Howarth_2023_05_05 | 2041 | Nuclear SMR | Generation | Electricity | ON | Dispatch-Generation | EmissionsCost | 0 | [6 empty] | 0.43883 | 0
LCP_Inputs_ON_Diverse_Howarth_2023_05_05 | 2041 | Nuclear SMR | Generation | Electricity | ON | Dispatch-Generation | FuelCost | 0 | [6 empty] | 0.43883 | 0
LCP_Inputs_ON_Diverse_Howarth_2023_05_05 | 2041 | Nuclear SMR | Generation | Electricity | ON | Dispatch-Generation | VOM | 209585025.0029 | [6 empty] | 0.43883 | 91972951.4717
LCP_Inputs_ON_Diverse_Howarth_2023_05_05 | 2041 | Nuclear SMR | Generation | Electricity | PJ | Dispatch-Generation | EmissionsCost | 0 | [6 empty] | 0.43883 | 0
LCP_Inputs_ON_Diverse_Howarth_2023_05_05 | 2041 | Nuclear SMR | Generation | Electricity | PJ | Dispatch-Generation | FuelCost | 0 | [6 empty] | 0.43883 | 0
LCP_Inputs_ON_Diverse_Howarth_2023_05_05 | 2041 | Nuclear SMR | Generation | Electricity | PJ | Dispatch-Generation | VOM | 0 | [6 empty] | 0.43883 | 0
LCP_Inputs_ON_Diverse_Howarth_2023_05_05 | 2041 | Nuclear SMR | Generation | Electricity | QC | Dispatch-Generation | EmissionsCost | 0 | [6 empty] | 0.43883 | 0
LCP_Inputs_ON_Diverse_Howarth_2023_05_05 | 2041 | Nuclear SMR | Generation | Electricity | QC | Dispatch-Generation | FuelCost | 0 | [6 empty] | 0.43883 | 0
LCP_Inputs_ON_Diverse_Howarth_2023_05_05 | 2041 | Nuclear SMR | Generation | Electricity | QC | Dispatch-Generation | VOM | 0 | [6 empty] | 0.43883 | 0
LCP_Inputs_ON_Diverse_Howarth_2023_05_05 | 2041 | Nuclear SMR | Generation | Electricity | WC | Dispatch-Generation | EmissionsCost | 0 | [6 empty] | 0.43883 | 0
LCP_Inputs_ON_Diverse_Howarth_2023_05_05 | 2041 | Nuclear SMR | Generation | Electricity | WC | Dispatch-Generation | FuelCost | 0 | [6 empty] | 0.43883 | 0
LCP_Inputs_ON_Diverse_Howarth_2023_05_05 | 2041 | Nuclear SMR | Generation | Electricity | WC | Dispatch-Generation | VOM | 0 | [6 empty] | 0.43883 | 0
LCP_Inputs_ON_Diverse_Howarth_2023_05_05 | 2041 | O/CCGT - CH4 Existing | Crossload | Electricity | MI | Dispatch-Crossload | EmissionsCost | 0 | [6 empty] | 0.43883 | 0
LCP_Inputs_ON_Diverse_Howarth_2023_05_05 | 2041 | O/CCGT - CH4 Existing | Crossload | Electricity | MI | Dispatch-Crossload | FuelCost | 0 | [6 empty] | 0.43883 | 0
LCP_Inputs_ON_Diverse_Howarth_2023_05_05 | 2041 | O/CCGT - CH4 Existing | Crossload | Electricity | MI | Dispatch-Crossload | VOM | 0 | [6 empty] | 0.43883 | 0
LCP_Inputs_ON_Diverse_Howarth_2023_05_05 | 2041 | O/CCGT - CH4 Existing | Crossload | Electricity | NY | Dispatch-Crossload | EmissionsCost | 0 | [6 empty] | 0.43883 | 0
LCP_Inputs_ON_Diverse_Howarth_2023_05_05 | 2041 | O/CCGT - CH4 Existing | Crossload | Electricity | NY | Dispatch-Crossload | FuelCost | 0 | [6 empty] | 0.43883 | 0
LCP_Inputs_ON_Diverse_Howarth_2023_05_05 | 2041 | O/CCGT - CH4 Existing | Crossload | Electricity | NY | Dispatch-Crossload | VOM | 0 | [6 empty] | 0.43883 | 0
LCP_Inputs_ON_Diverse_Howarth_2023_05_05 | 2041 | O/CCGT - CH4 Existing | Crossload | Electricity | ON | Dispatch-Crossload | EmissionsCost | 3390434.5216 | [6 empty] | 0.43883 | 1487836.5939
LCP_Inputs_ON_Diverse_Howarth_2023_05_05 | 2041 | O/CCGT - CH4 Existing | Crossload | Electricity | ON | Dispatch-Crossload | FuelCost | 0 | [6 empty] | 0.43883 | 0
LCP_Inputs_ON_Diverse_Howarth_2023_05_05 | 2041 | O/CCGT - CH4 Existing | Crossload | Electricity | ON | Dispatch-Crossload | VOM | 205052.9936 | [6 empty] | 0.43883 | 89984.1438
LCP_Inputs_ON_Diverse_Howarth_2023_05_05 | 2041 | O/CCGT - CH4 Existing | Crossload | Electricity | PJ | Dispatch-Crossload | EmissionsCost | 0 | [6 empty] | 0.43883 | 0
LCP_Inputs_ON_Diverse_Howarth_2023_05_05 | 2041 | O/CCGT - CH4 Existing | Crossload | Electricity | PJ | Dispatch-Crossload | FuelCost | 0 | [6 empty] | 0.43883 | 0
LCP_Inputs_ON_Diverse_Howarth_2023_05_05 | 2041 | O/CCGT - CH4 Existing | Crossload | Electricity | PJ | Dispatch-Crossload | VOM | 0 | [6 empty] | 0.43883 | 0
LCP_Inputs_ON_Diverse_Howarth_2023_05_05 | 2041 | O/CCGT - CH4 Existing | Crossload | Electricity | QC | Dispatch-Crossload | EmissionsCost | 0 | [6 empty] | 0.43883 | 0
LCP_Inputs_ON_Diverse_Howarth_2023_05_05 | 2041 | O/CCGT - CH4 Existing | Crossload | Electricity | QC | Dispatch-Crossload | FuelCost | 0 | [6 empty] | 0.43883 | 0
LCP_Inputs_ON_Diverse_Howarth_2023_05_05 | 2041 | O/CCGT - CH4 Existing | Crossload | Electricity | QC | Dispatch-Crossload | VOM | 0 | [6 empty] | 0.43883 | 0
LCP_Inputs_ON_Diverse_Howarth_2023_05_05 | 2041 | O/CCGT - CH4 Existing | Crossload | Electricity | WC | Dispatch-Crossload | EmissionsCost | 0 | [6 empty] | 0.43883 | 0
LCP_Inputs_ON_Diverse_Howarth_2023_05_05 | 2041 | O/CCGT - CH4 Existing | Crossload | Electricity | WC | Dispatch-Crossload | FuelCost | 0 | [6 empty] | 0.43883 | 0
LCP_Inputs_ON_Diverse_Howarth_2023_05_05 | 2041 | O/CCGT - CH4 Existing | Crossload | Electricity | WC | Dispatch-Crossload | VOM | 0 | [6 empty] | 0.43883 | 0
LCP_Inputs_ON_Diverse_Howarth_2023_05_05 | 2041 | O/CCGT - CH4 New | Crossload | Electricity | MI | Dispatch-Crossload | EmissionsCost | 0 | [6 empty] | 0.43883 | 0
LCP_Inputs_ON_Diverse_Howarth_2023_05_05 | 2041 | O/CCGT - CH4 New | Crossload | Electricity | MI | Dispatch-Crossload | FuelCost | 0 | [6 empty] | 0.43883 | 0
LCP_Inputs_ON_Diverse_Howarth_2023_05_05 | 2041 | O/CCGT - CH4 New | Crossload | Electricity | MI | Dispatch-Crossload | VOM | 0 | [6 empty] | 0.43883 | 0
LCP_Inputs_ON_Diverse_Howarth_2023_05_05 | 2041 | O/CCGT - CH4 New | Crossload | Electricity | NY | Dispatch-Crossload | EmissionsCost | 0 | [6 empty] | 0.43883 | 0
LCP_Inputs_ON_Diverse_Howarth_2023_05_05 | 2041 | O/CCGT - CH4 New | Crossload | Electricity | NY | Dispatch-Crossload | FuelCost | 0 | [6 empty] | 0.43883 | 0
LCP_Inputs_ON_Diverse_Howarth_2023_05_05 | 2041 | O/CCGT - CH4 New | Crossload | Electricity | NY | Dispatch-Crossload | VOM | 0 | [6 empty] | 0.43883 | 0
LCP_Inputs_ON_Diverse_Howarth_2023_05_05 | 2041 | O/CCGT - CH4 New | Crossload | Electricity | ON | Dispatch-Crossload | EmissionsCost | 1511114.6946 | [6 empty] | 0.43883 | 663127.9046
LCP_Inputs_ON_Diverse_Howarth_2023_05_05 | 2041 | O/CCGT - CH4 New | Crossload | Electricity | ON | Dispatch-Crossload | FuelCost | 0 | [6 empty] | 0.43883 | 0
LCP_Inputs_ON_Diverse_Howarth_2023_05_05 | 2041 | O/CCGT - CH4 New | Crossload | Electricity | ON | Dispatch-Crossload | VOM | 91392 | [6 empty] | 0.43883 | 40105.8806
LCP_Inputs_ON_Diverse_Howarth_2023_05_05 | 2041 | O/CCGT - CH4 New | Crossload | Electricity | PJ | Dispatch-Crossload | EmissionsCost | 0 | [6 empty] | 0.43883 | 0
LCP_Inputs_ON_Diverse_Howarth_2023_05_05 | 2041 | O/CCGT - CH4 New | Crossload | Electricity | PJ | Dispatch-Crossload | FuelCost | 0 | [6 empty] | 0.43883 | 0
LCP_Inputs_ON_Diverse_Howarth_2023_05_05 | 2041 | O/CCGT - CH4 New | Crossload | Electricity | PJ | Dispatch-Crossload | VOM | 0 | [6 empty] | 0.43883 | 0
LCP_Inputs_ON_Diverse_Howarth_2023_05_05 | 2041 | O/CCGT - CH4 New | Crossload | Electricity | QC | Dispatch-Crossload | EmissionsCost | 0 | [6 empty] | 0.43883 | 0
LCP_Inputs_ON_Diverse_Howarth_2023_05_05 | 2041 | O/CCGT - CH4 New | Crossload | Electricity | QC | Dispatch-Crossload | FuelCost | 0 | [6 empty] | 0.43883 | 0
LCP_Inputs_ON_Diverse_Howarth_2023_05_05 | 2041 | O/CCGT - CH4 New | Crossload | Electricity | QC | Dispatch-Crossload | VOM | 0 | [6 empty] | 0.43883 | 0
LCP_Inputs_ON_Diverse_Howarth_2023_05_05 | 2041 | O/CCGT - CH4 New | Crossload | Electricity | WC | Dispatch-Crossload | EmissionsCost | 0 | [6 empty] | 0.43883 | 0
LCP_Inputs_ON_Diverse_Howarth_2023_05_05 | 2041 | O/CCGT - CH4 New | Crossload | Electricity | WC | Dispatch-Crossload | FuelCost | 0 | [6 empty] | 0.43883 | 0
LCP_Inputs_ON_Diverse_Howarth_2023_05_05 | 2041 | O/CCGT - CH4 New | Crossload | Electricity | WC | Dispatch-Crossload | VOM | 0 | [6 empty] | 0.43883 | 0
LCP_Inputs_ON_Diverse_Howarth_2023_05_05 | 2041 | O/CCGT - H2 New | Crossload | Electricity | MI | Dispatch-Crossload | EmissionsCost | 0 | [6 empty] | 0.43883 | 0
LCP_Inputs_ON_Diverse_Howarth_2023_05_05 | 2041 | O/CCGT - H2 New | Crossload | Electricity | MI | Dispatch-Crossload | FuelCost | 0 | [6 empty] | 0.43883 | 0
LCP_Inputs_ON_Diverse_Howarth_2023_05_05 | 2041 | O/CCGT - H2 New | Crossload | Electricity | MI | Dispatch-Crossload | VOM | 0 | [6 empty] | 0.43883 | 0
LCP_Inputs_ON_Diverse_Howarth_2023_05_05 | 2041 | O/CCGT - H2 New | Crossload | Electricity | NY | Dispatch-Crossload | EmissionsCost | 0 | [6 empty] | 0.43883 | 0
LCP_Inputs_ON_Diverse_Howarth_2023_05_05 | 2041 | O/CCGT - H2 New | Crossload | Electricity | NY | Dispatch-Crossload | FuelCost | 0 | [6 empty] | 0.43883 | 0
LCP_Inputs_ON_Diverse_Howarth_2023_05_05 | 2041 | O/CCGT - H2 New | Crossload | Electricity | NY | Dispatch-Crossload | VOM | 0 | [6 empty] | 0.43883 | 0
LCP_Inputs_ON_Diverse_Howarth_2023_05_05 | 2041 | O/CCGT - H2 New | Crossload | Electricity | ON | Dispatch-Crossload | EmissionsCost | 0 | [6 empty] | 0.43883 | 0
LCP_Inputs_ON_Diverse_Howarth_2023_05_05 | 2041 | O/CCGT - H2 New | Crossload | Electricity | ON | Dispatch-Crossload | FuelCost | 0 | [6 empty] | 0.43883 | 0
LCP_Inputs_ON_Diverse_Howarth_2023_05_05 | 2041 | O/CCGT - H2 New | Crossload | Electricity | ON | Dispatch-Crossload | VOM | 380530.774 | [6 empty] | 0.43883 | 166989.6903
LCP_Inputs_ON_Diverse_Howarth_2023_05_05 | 2041 | O/CCGT - H2 New | Crossload | Electricity | PJ | Dispatch-Crossload | EmissionsCost | 0 | [6 empty] | 0.43883 | 0
LCP_Inputs_ON_Diverse_Howarth_2023_05_05 | 2041 | O/CCGT - H2 New | Crossload | Electricity | PJ | Dispatch-Crossload | FuelCost | 0 | [6 empty] | 0.43883 | 0
LCP_Inputs_ON_Diverse_Howarth_2023_05_05 | 2041 | O/CCGT - H2 New | Crossload | Electricity | PJ | Dispatch-Crossload | VOM | 0 | [6 empty] | 0.43883 | 0
LCP_Inputs_ON_Diverse_Howarth_2023_05_05 | 2041 | O/CCGT - H2 New | Crossload | Electricity | QC | Dispatch-Crossload | EmissionsCost | 0 | [6 empty] | 0.43883 | 0
LCP_Inputs_ON_Diverse_Howarth_2023_05_05 | 2041 | O/CCGT - H2 New | Crossload | Electricity | QC | Dispatch-Crossload | FuelCost | 0 | [6 empty] | 0.43883 | 0
LCP_Inputs_ON_Diverse_Howarth_2023_05_05 | 2041 | O/CCGT - H2 New | Crossload | Electricity | QC | Dispatch-Crossload | VOM | 0 | [6 empty] | 0.43883 | 0
LCP_Inputs_ON_Diverse_Howarth_2023_05_05 | 2041 | O/CCGT - H2 New | Crossload | Electricity | WC | Dispatch-Crossload | EmissionsCost | 0 | [6 empty] | 0.43883 | 0
LCP_Inputs_ON_Diverse_Howarth_2023_05_05 | 2041 | O/CCGT - H2 New | Crossload | Electricity | WC | Dispatch-Crossload | FuelCost | 0 | [6 empty] | 0.43883 | 0
LCP_Inputs_ON_Diverse_Howarth_2023_05_05 | 2041 | O/CCGT - H2 New | Crossload | Electricity | WC | Dispatch-Crossload | VOM | 0 | [6 empty] | 0.43883 | 0
LCP_Inputs_ON_Diverse_Howarth_2023_05_05 | 2041 | SMR CCS | Generation | Hydrogen | MI | Dispatch-Generation | EmissionsCost | 0 | [6 empty] | 0.43883 | 0
LCP_Inputs_ON_Diverse_Howarth_2023_05_05 | 2041 | SMR CCS | Generation | Hydrogen | MI | Dispatch-Generation | FuelCost | 0 | [6 empty] | 0.43883 | 0
LCP_Inputs_ON_Diverse_Howarth_2023_05_05 | 2041 | SMR CCS | Generation | Hydrogen | MI | Dispatch-Generation | VOM | 0 | [6 empty] | 0.43883 | 0
LCP_Inputs_ON_Diverse_Howarth_2023_05_05 | 2041 | SMR CCS | Generation | Hydrogen | NY | Dispatch-Generation | EmissionsCost | 0 | [6 empty] | 0.43883 | 0
LCP_Inputs_ON_Diverse_Howarth_2023_05_05 | 2041 | SMR CCS | Generation | Hydrogen | NY | Dispatch-Generation | FuelCost | 0 | [6 empty] | 0.43883 | 0
LCP_Inputs_ON_Diverse_Howarth_2023_05_05 | 2041 | SMR CCS | Generation | Hydrogen | NY | Dispatch-Generation | VOM | 0 | [6 empty] | 0.43883 | 0
LCP_Inputs_ON_Diverse_Howarth_2023_05_05 | 2041 | SMR CCS | Generation | Hydrogen | ON | Dispatch-Generation | EmissionsCost | 388566288.3194 | [6 empty] | 0.43883 | 170515943.9643
LCP_Inputs_ON_Diverse_Howarth_2023_05_05 | 2041 | SMR CCS | Generation | Hydrogen | ON | Dispatch-Generation | FuelCost | 299932601.302 | [6 empty] | 0.43883 | 131620503.8216
LCP_Inputs_ON_Diverse_Howarth_2023_05_05 | 2041 | SMR CCS | Generation | Hydrogen | ON | Dispatch-Generation | VOM | 0 | [6 empty] | 0.43883 | 0
LCP_Inputs_ON_Diverse_Howarth_2023_05_05 | 2041 | SMR CCS | Generation | Hydrogen | PJ | Dispatch-Generation | EmissionsCost | 0 | [6 empty] | 0.43883 | 0
LCP_Inputs_ON_Diverse_Howarth_2023_05_05 | 2041 | SMR CCS | Generation | Hydrogen | PJ | Dispatch-Generation | FuelCost | 0 | [6 empty] | 0.43883 | 0
LCP_Inputs_ON_Diverse_Howarth_2023_05_05 | 2041 | SMR CCS | Generation | Hydrogen | PJ | Dispatch-Generation | VOM | 0 | [6 empty] | 0.43883 | 0
LCP_Inputs_ON_Diverse_Howarth_2023_05_05 | 2041 | SMR CCS | Generation | Hydrogen | QC | Dispatch-Generation | EmissionsCost | 0 | [6 empty] | 0.43883 | 0
LCP_Inputs_ON_Diverse_Howarth_2023_05_05 | 2041 | SMR CCS | Generation | Hydrogen | QC | Dispatch-Generation | FuelCost | 0 | [6 empty] | 0.43883 | 0
LCP_Inputs_ON_Diverse_Howarth_2023_05_05 | 2041 | SMR CCS | Generation | Hydrogen | QC | Dispatch-Generation | VOM | 0 | [6 empty] | 0.43883 | 0
LCP_Inputs_ON_Diverse_Howarth_2023_05_05 | 2041 | SMR CCS | Generation | Hydrogen | WC | Dispatch-Generation | EmissionsCost | 0 | [6 empty] | 0.43883 | 0
LCP_Inputs_ON_Diverse_Howarth_2023_05_05 | 2041 | SMR CCS | Generation | Hydrogen | WC | Dispatch-Generation | FuelCost | 0 | [6 empty] | 0.43883 | 0
LCP_Inputs_ON_Diverse_Howarth_2023_05_05 | 2041 | SMR CCS | Generation | Hydrogen | WC | Dispatch-Generation | VOM | 0 | [6 empty] | 0.43883 | 0
LCP_Inputs_ON_Diverse_Howarth_2023_05_05 | 2041 | Solar PV | Generation | Electricity | MI | Dispatch-Generation | EmissionsCost | 0 | [6 empty] | 0.43883 | 0
LCP_Inputs_ON_Diverse_Howarth_2023_05_05 | 2041 | Solar PV | Generation | Electricity | MI | Dispatch-Generation | FuelCost | 0 | [6 empty] | 0.43883 | 0
LCP_Inputs_ON_Diverse_Howarth_2023_05_05 | 2041 | Solar PV | Generation | Electricity | MI | Dispatch-Generation | VOM | 0 | [6 empty] | 0.43883 | 0
LCP_Inputs_ON_Diverse_Howarth_2023_05_05 | 2041 | Solar PV | Generation | Electricity | NY | Dispatch-Generation | EmissionsCost | 0 | [6 empty] | 0.43883 | 0
LCP_Inputs_ON_Diverse_Howarth_2023_05_05 | 2041 | Solar PV | Generation | Electricity | NY | Dispatch-Generation | FuelCost | 0 | [6 empty] | 0.43883 | 0
LCP_Inputs_ON_Diverse_Howarth_2023_05_05 | 2041 | Solar PV | Generation | Electricity | NY | Dispatch-Generation | VOM | 0 | [6 empty] | 0.43883 | 0
LCP_Inputs_ON_Diverse_Howarth_2023_05_05 | 2041 | Solar PV | Generation | Electricity | ON | Dispatch-Generation | EmissionsCost | 0 | [6 empty] | 0.43883 | 0
LCP_Inputs_ON_Diverse_Howarth_2023_05_05 | 2041 | Solar PV | Generation | Electricity | ON | Dispatch-Generation | FuelCost | 0 | [6 empty] | 0.43883 | 0
LCP_Inputs_ON_Diverse_Howarth_2023_05_05 | 2041 | Solar PV | Generation | Electricity | ON | Dispatch-Generation | VOM | 0 | [6 empty] | 0.43883 | 0
LCP_Inputs_ON_Diverse_Howarth_2023_05_05 | 2041 | Solar PV | Generation | Electricity | PJ | Dispatch-Generation | EmissionsCost | 0 | [6 empty] | 0.43883 | 0
LCP_Inputs_ON_Diverse_Howarth_2023_05_05 | 2041 | Solar PV | Generation | Electricity | PJ | Dispatch-Generation | FuelCost | 0 | [6 empty] | 0.43883 | 0
LCP_Inputs_ON_Diverse_Howarth_2023_05_05 | 2041 | Solar PV | Generation | Electricity | PJ | Dispatch-Generation | VOM | 0 | [6 empty] | 0.43883 | 0
LCP_Inputs_ON_Diverse_Howarth_2023_05_05 | 2041 | Solar PV | Generation | Electricity | QC | Dispatch-Generation | EmissionsCost | 0 | [6 empty] | 0.43883 | 0
LCP_Inputs_ON_Diverse_Howarth_2023_05_05 | 2041 | Solar PV | Generation | Electricity | QC | Dispatch-Generation | FuelCost | 0 | [6 empty] | 0.43883 | 0
LCP_Inputs_ON_Diverse_Howarth_2023_05_05 | 2041 | Solar PV | Generation | Electricity | QC | Dispatch-Generation | VOM | 0 | [6 empty] | 0.43883 | 0
LCP_Inputs_ON_Diverse_Howarth_2023_05_05 | 2041 | Solar PV | Generation | Electricity | WC | Dispatch-Generation | EmissionsCost | 0 | [6 empty] | 0.43883 | 0
LCP_Inputs_ON_Diverse_Howarth_2023_05_05 | 2041 | Solar PV | Generation | Electricity | WC | Dispatch-Generation | FuelCost | 0 | [6 empty] | 0.43883 | 0
LCP_Inputs_ON_Diverse_Howarth_2023_05_05 | 2041 | Solar PV | Generation | Electricity | WC | Dispatch-Generation | VOM | 0 | [6 empty] | 0.43883 | 0
LCP_Inputs_ON_Diverse_Howarth_2023_05_05 | 2041 | Wind Offshore | Generation | Electricity | MI | Dispatch-Generation | EmissionsCost | 0 | [6 empty] | 0.43883 | 0
LCP_Inputs_ON_Diverse_Howarth_2023_05_05 | 2041 | Wind Offshore | Generation | Electricity | MI | Dispatch-Generation | FuelCost | 0 | [6 empty] | 0.43883 | 0
LCP_Inputs_ON_Diverse_Howarth_2023_05_05 | 2041 | Wind Offshore | Generation | Electricity | MI | Dispatch-Generation | VOM | 0 | [6 empty] | 0.43883 | 0
LCP_Inputs_ON_Diverse_Howarth_2023_05_05 | 2041 | Wind Offshore | Generation | Electricity | NY | Dispatch-Generation | EmissionsCost | 0 | [6 empty] | 0.43883 | 0
LCP_Inputs_ON_Diverse_Howarth_2023_05_05 | 2041 | Wind Offshore | Generation | Electricity | NY | Dispatch-Generation | FuelCost | 0 | [6 empty] | 0.43883 | 0
LCP_Inputs_ON_Diverse_Howarth_2023_05_05 | 2041 | Wind Offshore | Generation | Electricity | NY | Dispatch-Generation | VOM | 0 | [6 empty] | 0.43883 | 0
LCP_Inputs_ON_Diverse_Howarth_2023_05_05 | 2041 | Wind Offshore | Generation | Electricity | ON | Dispatch-Generation | EmissionsCost | 0 | [6 empty] | 0.43883 | 0
LCP_Inputs_ON_Diverse_Howarth_2023_05_05 | 2041 | Wind Offshore | Generation | Electricity | ON | Dispatch-Generation | FuelCost | 0 | [6 empty] | 0.43883 | 0
LCP_Inputs_ON_Diverse_Howarth_2023_05_05 | 2041 | Wind Offshore | Generation | Electricity | ON | Dispatch-Generation | VOM | 0 | [6 empty] | 0.43883 | 0
LCP_Inputs_ON_Diverse_Howarth_2023_05_05 | 2041 | Wind Offshore | Generation | Electricity | PJ | Dispatch-Generation | EmissionsCost | 0 | [6 empty] | 0.43883 | 0
LCP_Inputs_ON_Diverse_Howarth_2023_05_05 | 2041 | Wind Offshore | Generation | Electricity | PJ | Dispatch-Generation | FuelCost | 0 | [6 empty] | 0.43883 | 0
LCP_Inputs_ON_Diverse_Howarth_2023_05_05 | 2041 | Wind Offshore | Generation | Electricity | PJ | Dispatch-Generation | VOM | 0 | [6 empty] | 0.43883 | 0
LCP_Inputs_ON_Diverse_Howarth_2023_05_05 | 2041 | Wind Offshore | Generation | Electricity | QC | Dispatch-Generation | EmissionsCost | 0 | [6 empty] | 0.43883 | 0
LCP_Inputs_ON_Diverse_Howarth_2023_05_05 | 2041 | Wind Offshore | Generation | Electricity | QC | Dispatch-Generation | FuelCost | 0 | [6 empty] | 0.43883 | 0
LCP_Inputs_ON_Diverse_Howarth_2023_05_05 | 2041 | Wind Offshore | Generation | Electricity | QC | Dispatch-Generation | VOM | 0 | [6 empty] | 0.43883 | 0
LCP_Inputs_ON_Diverse_Howarth_2023_05_05 | 2041 | Wind Offshore | Generation | Electricity | WC | Dispatch-Generation | EmissionsCost | 0 | [6 empty] | 0.43883 | 0
LCP_Inputs_ON_Diverse_Howarth_2023_05_05 | 2041 | Wind Offshore | Generation | Electricity | WC | Dispatch-Generation | FuelCost | 0 | [6 empty] | 0.43883 | 0
LCP_Inputs_ON_Diverse_Howarth_2023_05_05 | 2041 | Wind Offshore | Generation | Electricity | WC | Dispatch-Generation | VOM | 0 | [6 empty] | 0.43883 | 0
LCP_Inputs_ON_Diverse_Howarth_2023_05_05 | 2041 | Wind Onshore | Generation | Electricity | MI | Dispatch-Generation | EmissionsCost | 0 | [6 empty] | 0.43883 | 0
LCP_Inputs_ON_Diverse_Howarth_2023_05_05 | 2041 | Wind Onshore | Generation | Electricity | MI | Dispatch-Generation | FuelCost | 0 | [6 empty] | 0.43883 | 0
LCP_Inputs_ON_Diverse_Howarth_2023_05_05 | 2041 | Wind Onshore | Generation | Electricity | MI | Dispatch-Generation | VOM | 0 | [6 empty] | 0.43883 | 0
LCP_Inputs_ON_Diverse_Howarth_2023_05_05 | 2041 | Wind Onshore | Generation | Electricity | NY | Dispatch-Generation | EmissionsCost | 0 | [6 empty] | 0.43883 | 0
LCP_Inputs_ON_Diverse_Howarth_2023_05_05 | 2041 | Wind Onshore | Generation | Electricity | NY | Dispatch-Generation | FuelCost | 0 | [6 empty] | 0.43883 | 0
LCP_Inputs_ON_Diverse_Howarth_2023_05_05 | 2041 | Wind Onshore | Generation | Electricity | NY | Dispatch-Generation | VOM | 0 | [6 empty] | 0.43883 | 0
LCP_Inputs_ON_Diverse_Howarth_2023_05_05 | 2041 | Wind Onshore | Generation | Electricity | ON | Dispatch-Generation | EmissionsCost | 0 | [6 empty] | 0.43883 | 0
LCP_Inputs_ON_Diverse_Howarth_2023_05_05 | 2041 | Wind Onshore | Generation | Electricity | ON | Dispatch-Generation | FuelCost | 0 | [6 empty] | 0.43883 | 0
LCP_Inputs_ON_Diverse_Howarth_2023_05_05 | 2041 | Wind Onshore | Generation | Electricity | ON | Dispatch-Generation | VOM | 0 | [6 empty] | 0.43883 | 0
LCP_Inputs_ON_Diverse_Howarth_2023_05_05 | 2041 | Wind Onshore | Generation | Electricity | PJ | Dispatch-Generation | EmissionsCost | 0 | [6 empty] | 0.43883 | 0
LCP_Inputs_ON_Diverse_Howarth_2023_05_05 | 2041 | Wind Onshore | Generation | Electricity | PJ | Dispatch-Generation | FuelCost | 0 | [6 empty] | 0.43883 | 0
LCP_Inputs_ON_Diverse_Howarth_2023_05_05 | 2041 | Wind Onshore | Generation | Electricity | PJ | Dispatch-Generation | VOM | 0 | [6 empty] | 0.43883 | 0
LCP_Inputs_ON_Diverse_Howarth_2023_05_05 | 2041 | Wind Onshore | Generation | Electricity | QC | Dispatch-Generation | EmissionsCost | 0 | [6 empty] | 0.43883 | 0
LCP_Inputs_ON_Diverse_Howarth_2023_05_05 | 2041 | Wind Onshore | Generation | Electricity | QC | Dispatch-Generation | FuelCost | 0 | [6 empty] | 0.43883 | 0
LCP_Inputs_ON_Diverse_Howarth_2023_05_05 | 2041 | Wind Onshore | Generation | Electricity | QC | Dispatch-Generation | VOM | 0 | [6 empty] | 0.43883 | 0
LCP_Inputs_ON_Diverse_Howarth_2023_05_05 | 2041 | Wind Onshore | Generation | Electricity | WC | Dispatch-Generation | EmissionsCost | 0 | [6 empty] | 0.43883 | 0
LCP_Inputs_ON_Diverse_Howarth_2023_05_05 | 2041 | Wind Onshore | Generation | Electricity | WC | Dispatch-Generation | FuelCost | 0 | [6 empty] | 0.43883 | 0
LCP_Inputs_ON_Diverse_Howarth_2023_05_05 | 2041 | Wind Onshore | Generation | Electricity | WC | Dispatch-Generation | VOM | 0 | [6 empty] | 0.43883 | 0
LCP_Inputs_ON_Diverse_Howarth_2023_05_05 | 2042 | Anaerobic Digestion | Generation | Methane | MI | Dispatch-Generation | EmissionsCost | 0 | [6 empty] | 0.42196 | 0
LCP_Inputs_ON_Diverse_Howarth_2023_05_05 | 2042 | Anaerobic Digestion | Generation | Methane | MI | Dispatch-Generation | FuelCost | 0 | [6 empty] | 0.42196 | 0
LCP_Inputs_ON_Diverse_Howarth_2023_05_05 | 2042 | Anaerobic Digestion | Generation | Methane | MI | Dispatch-Generation | VOM | 0 | [6 empty] | 0.42196 | 0
LCP_Inputs_ON_Diverse_Howarth_2023_05_05 | 2042 | Anaerobic Digestion | Generation | Methane | NY | Dispatch-Generation | EmissionsCost | 0 | [6 empty] | 0.42196 | 0
LCP_Inputs_ON_Diverse_Howarth_2023_05_05 | 2042 | Anaerobic Digestion | Generation | Methane | NY | Dispatch-Generation | FuelCost | 0 | [6 empty] | 0.42196 | 0
LCP_Inputs_ON_Diverse_Howarth_2023_05_05 | 2042 | Anaerobic Digestion | Generation | Methane | NY | Dispatch-Generation | VOM | 0 | [6 empty] | 0.42196 | 0
LCP_Inputs_ON_Diverse_Howarth_2023_05_05 | 2042 | Anaerobic Digestion | Generation | Methane | ON | Dispatch-Generation | EmissionsCost | 3867281.1607 | [6 empty] | 0.42196 | 1631820.1174
LCP_Inputs_ON_Diverse_Howarth_2023_05_05 | 2042 | Anaerobic Digestion | Generation | Methane | ON | Dispatch-Generation | FuelCost | 0 | [6 empty] | 0.42196 | 0
LCP_Inputs_ON_Diverse_Howarth_2023_05_05 | 2042 | Anaerobic Digestion | Generation | Methane | ON | Dispatch-Generation | VOM | 1742440000 | [6 empty] | 0.42196 | 735231943.9155
LCP_Inputs_ON_Diverse_Howarth_2023_05_05 | 2042 | Anaerobic Digestion | Generation | Methane | PJ | Dispatch-Generation | EmissionsCost | 0 | [6 empty] | 0.42196 | 0
LCP_Inputs_ON_Diverse_Howarth_2023_05_05 | 2042 | Anaerobic Digestion | Generation | Methane | PJ | Dispatch-Generation | FuelCost | 0 | [6 empty] | 0.42196 | 0
LCP_Inputs_ON_Diverse_Howarth_2023_05_05 | 2042 | Anaerobic Digestion | Generation | Methane | PJ | Dispatch-Generation | VOM | 0 | [6 empty] | 0.42196 | 0
LCP_Inputs_ON_Diverse_Howarth_2023_05_05 | 2042 | Anaerobic Digestion | Generation | Methane | QC | Dispatch-Generation | EmissionsCost | 0 | [6 empty] | 0.42196 | 0
LCP_Inputs_ON_Diverse_Howarth_2023_05_05 | 2042 | Anaerobic Digestion | Generation | Methane | QC | Dispatch-Generation | FuelCost | 0 | [6 empty] | 0.42196 | 0
LCP_Inputs_ON_Diverse_Howarth_2023_05_05 | 2042 | Anaerobic Digestion | Generation | Methane | QC | Dispatch-Generation | VOM | 0 | [6 empty] | 0.42196 | 0
LCP_Inputs_ON_Diverse_Howarth_2023_05_05 | 2042 | Anaerobic Digestion | Generation | Methane | WC | Dispatch-Generation | EmissionsCost | 0 | [6 empty] | 0.42196 | 0
LCP_Inputs_ON_Diverse_Howarth_2023_05_05 | 2042 | Anaerobic Digestion | Generation | Methane | WC | Dispatch-Generation | FuelCost | 0 | [6 empty] | 0.42196 | 0
LCP_Inputs_ON_Diverse_Howarth_2023_05_05 | 2042 | Anaerobic Digestion | Generation | Methane | WC | Dispatch-Generation | VOM | 0 | [6 empty] | 0.42196 | 0
LCP_Inputs_ON_Diverse_Howarth_2023_05_05 | 2042 | Battery Storage | Storage | Electricity | MI | Dispatch-Storage | EmissionsCost | 0 | [6 empty] | 0.42196 | 0
LCP_Inputs_ON_Diverse_Howarth_2023_05_05 | 2042 | Battery Storage | Storage | Electricity | MI | Dispatch-Storage | FuelCost | 0 | [6 empty] | 0.42196 | 0
LCP_Inputs_ON_Diverse_Howarth_2023_05_05 | 2042 | Battery Storage | Storage | Electricity | MI | Dispatch-Storage | VOM | 0 | [6 empty] | 0.42196 | 0
LCP_Inputs_ON_Diverse_Howarth_2023_05_05 | 2042 | Battery Storage | Storage | Electricity | NY | Dispatch-Storage | EmissionsCost | 0 | [6 empty] | 0.42196 | 0
LCP_Inputs_ON_Diverse_Howarth_2023_05_05 | 2042 | Battery Storage | Storage | Electricity | NY | Dispatch-Storage | FuelCost | 0 | [6 empty] | 0.42196 | 0
LCP_Inputs_ON_Diverse_Howarth_2023_05_05 | 2042 | Battery Storage | Storage | Electricity | NY | Dispatch-Storage | VOM | 0 | [6 empty] | 0.42196 | 0
LCP_Inputs_ON_Diverse_Howarth_2023_05_05 | 2042 | Battery Storage | Storage | Electricity | ON | Dispatch-Storage | EmissionsCost | 0 | [6 empty] | 0.42196 | 0
LCP_Inputs_ON_Diverse_Howarth_2023_05_05 | 2042 | Battery Storage | Storage | Electricity | ON | Dispatch-Storage | FuelCost | 0 | [6 empty] | 0.42196 | 0
LCP_Inputs_ON_Diverse_Howarth_2023_05_05 | 2042 | Battery Storage | Storage | Electricity | ON | Dispatch-Storage | VOM | 0 | [6 empty] | 0.42196 | 0
LCP_Inputs_ON_Diverse_Howarth_2023_05_05 | 2042 | Battery Storage | Storage | Electricity | PJ | Dispatch-Storage | EmissionsCost | 0 | [6 empty] | 0.42196 | 0
LCP_Inputs_ON_Diverse_Howarth_2023_05_05 | 2042 | Battery Storage | Storage | Electricity | PJ | Dispatch-Storage | FuelCost | 0 | [6 empty] | 0.42196 | 0
LCP_Inputs_ON_Diverse_Howarth_2023_05_05 | 2042 | Battery Storage | Storage | Electricity | PJ | Dispatch-Storage | VOM | 0 | [6 empty] | 0.42196 | 0
LCP_Inputs_ON_Diverse_Howarth_2023_05_05 | 2042 | Battery Storage | Storage | Electricity | QC | Dispatch-Storage | EmissionsCost | 0 | [6 empty] | 0.42196 | 0
LCP_Inputs_ON_Diverse_Howarth_2023_05_05 | 2042 | Battery Storage | Storage | Electricity | QC | Dispatch-Storage | FuelCost | 0 | [6 empty] | 0.42196 | 0
LCP_Inputs_ON_Diverse_Howarth_2023_05_05 | 2042 | Battery Storage | Storage | Electricity | QC | Dispatch-Storage | VOM | 0 | [6 empty] | 0.42196 | 0
LCP_Inputs_ON_Diverse_Howarth_2023_05_05 | 2042 | Battery Storage | Storage | Electricity | WC | Dispatch-Storage | EmissionsCost | 0 | [6 empty] | 0.42196 | 0
LCP_Inputs_ON_Diverse_Howarth_2023_05_05 | 2042 | Battery Storage | Storage | Electricity | WC | Dispatch-Storage | FuelCost | 0 | [6 empty] | 0.42196 | 0
LCP_Inputs_ON_Diverse_Howarth_2023_05_05 | 2042 | Battery Storage | Storage | Electricity | WC | Dispatch-Storage | VOM | 0 | [6 empty] | 0.42196 | 0
LCP_Inputs_ON_Diverse_Howarth_2023_05_05 | 2042 | Biomass | Generation | Electricity | MI | Dispatch-Generation | EmissionsCost | 0 | [6 empty] | 0.42196 | 0
LCP_Inputs_ON_Diverse_Howarth_2023_05_05 | 2042 | Biomass | Generation | Electricity | MI | Dispatch-Generation | FuelCost | 0 | [6 empty] | 0.42196 | 0
LCP_Inputs_ON_Diverse_Howarth_2023_05_05 | 2042 | Biomass | Generation | Electricity | MI | Dispatch-Generation | VOM | 0 | [6 empty] | 0.42196 | 0
LCP_Inputs_ON_Diverse_Howarth_2023_05_05 | 2042 | Biomass | Generation | Electricity | NY | Dispatch-Generation | EmissionsCost | 0 | [6 empty] | 0.42196 | 0
LCP_Inputs_ON_Diverse_Howarth_2023_05_05 | 2042 | Biomass | Generation | Electricity | NY | Dispatch-Generation | FuelCost | 0 | [6 empty] | 0.42196 | 0
LCP_Inputs_ON_Diverse_Howarth_2023_05_05 | 2042 | Biomass | Generation | Electricity | NY | Dispatch-Generation | VOM | 0 | [6 empty] | 0.42196 | 0
LCP_Inputs_ON_Diverse_Howarth_2023_05_05 | 2042 | Biomass | Generation | Electricity | ON | Dispatch-Generation | EmissionsCost | 0 | [6 empty] | 0.42196 | 0
LCP_Inputs_ON_Diverse_Howarth_2023_05_05 | 2042 | Biomass | Generation | Electricity | ON | Dispatch-Generation | FuelCost | 2449112.7273 | [6 empty] | 0.42196 | 1033416.3078
LCP_Inputs_ON_Diverse_Howarth_2023_05_05 | 2042 | Biomass | Generation | Electricity | ON | Dispatch-Generation | VOM | 31430.28 | [6 empty] | 0.42196 | 13262.1759
LCP_Inputs_ON_Diverse_Howarth_2023_05_05 | 2042 | Biomass | Generation | Electricity | PJ | Dispatch-Generation | EmissionsCost | 0 | [6 empty] | 0.42196 | 0
LCP_Inputs_ON_Diverse_Howarth_2023_05_05 | 2042 | Biomass | Generation | Electricity | PJ | Dispatch-Generation | FuelCost | 0 | [6 empty] | 0.42196 | 0
LCP_Inputs_ON_Diverse_Howarth_2023_05_05 | 2042 | Biomass | Generation | Electricity | PJ | Dispatch-Generation | VOM | 0 | [6 empty] | 0.42196 | 0
LCP_Inputs_ON_Diverse_Howarth_2023_05_05 | 2042 | Biomass | Generation | Electricity | QC | Dispatch-Generation | EmissionsCost | 0 | [6 empty] | 0.42196 | 0
LCP_Inputs_ON_Diverse_Howarth_2023_05_05 | 2042 | Biomass | Generation | Electricity | QC | Dispatch-Generation | FuelCost | 128334.5455 | [6 empty] | 0.42196 | 54151.4527
LCP_Inputs_ON_Diverse_Howarth_2023_05_05 | 2042 | Biomass | Generation | Electricity | QC | Dispatch-Generation | VOM | 1646.96 | [6 empty] | 0.42196 | 694.9436
LCP_Inputs_ON_Diverse_Howarth_2023_05_05 | 2042 | Biomass | Generation | Electricity | WC | Dispatch-Generation | EmissionsCost | 0 | [6 empty] | 0.42196 | 0
LCP_Inputs_ON_Diverse_Howarth_2023_05_05 | 2042 | Biomass | Generation | Electricity | WC | Dispatch-Generation | FuelCost | 0 | [6 empty] | 0.42196 | 0
LCP_Inputs_ON_Diverse_Howarth_2023_05_05 | 2042 | Biomass | Generation | Electricity | WC | Dispatch-Generation | VOM | 0 | [6 empty] | 0.42196 | 0
LCP_Inputs_ON_Diverse_Howarth_2023_05_05 | 2042 | Biomass + CCS | Generation | Electricity | MI | Dispatch-Generation | EmissionsCost | 0 | [6 empty] | 0.42196 | 0
LCP_Inputs_ON_Diverse_Howarth_2023_05_05 | 2042 | Biomass + CCS | Generation | Electricity | MI | Dispatch-Generation | FuelCost | 0 | [6 empty] | 0.42196 | 0
LCP_Inputs_ON_Diverse_Howarth_2023_05_05 | 2042 | Biomass + CCS | Generation | Electricity | MI | Dispatch-Generation | VOM | 0 | [6 empty] | 0.42196 | 0
LCP_Inputs_ON_Diverse_Howarth_2023_05_05 | 2042 | Biomass + CCS | Generation | Electricity | NY | Dispatch-Generation | EmissionsCost | 0 | [6 empty] | 0.42196 | 0
LCP_Inputs_ON_Diverse_Howarth_2023_05_05 | 2042 | Biomass + CCS | Generation | Electricity | NY | Dispatch-Generation | FuelCost | 0 | [6 empty] | 0.42196 | 0
LCP_Inputs_ON_Diverse_Howarth_2023_05_05 | 2042 | Biomass + CCS | Generation | Electricity | NY | Dispatch-Generation | VOM | 0 | [6 empty] | 0.42196 | 0
LCP_Inputs_ON_Diverse_Howarth_2023_05_05 | 2042 | Biomass + CCS | Generation | Electricity | ON | Dispatch-Generation | EmissionsCost | 0 | [6 empty] | 0.42196 | 0
LCP_Inputs_ON_Diverse_Howarth_2023_05_05 | 2042 | Biomass + CCS | Generation | Electricity | ON | Dispatch-Generation | FuelCost | 0 | [6 empty] | 0.42196 | 0
LCP_Inputs_ON_Diverse_Howarth_2023_05_05 | 2042 | Biomass + CCS | Generation | Electricity | ON | Dispatch-Generation | VOM | 0 | [6 empty] | 0.42196 | 0
LCP_Inputs_ON_Diverse_Howarth_2023_05_05 | 2042 | Biomass + CCS | Generation | Electricity | PJ | Dispatch-Generation | EmissionsCost | 0 | [6 empty] | 0.42196 | 0
LCP_Inputs_ON_Diverse_Howarth_2023_05_05 | 2042 | Biomass + CCS | Generation | Electricity | PJ | Dispatch-Generation | FuelCost | 0 | [6 empty] | 0.42196 | 0
LCP_Inputs_ON_Diverse_Howarth_2023_05_05 | 2042 | Biomass + CCS | Generation | Electricity | PJ | Dispatch-Generation | VOM | 0 | [6 empty] | 0.42196 | 0
LCP_Inputs_ON_Diverse_Howarth_2023_05_05 | 2042 | Biomass + CCS | Generation | Electricity | QC | Dispatch-Generation | EmissionsCost | 0 | [6 empty] | 0.42196 | 0
LCP_Inputs_ON_Diverse_Howarth_2023_05_05 | 2042 | Biomass + CCS | Generation | Electricity | QC | Dispatch-Generation | FuelCost | 0 | [6 empty] | 0.42196 | 0
LCP_Inputs_ON_Diverse_Howarth_2023_05_05 | 2042 | Biomass + CCS | Generation | Electricity | QC | Dispatch-Generation | VOM | 0 | [6 empty] | 0.42196 | 0
LCP_Inputs_ON_Diverse_Howarth_2023_05_05 | 2042 | Biomass + CCS | Generation | Electricity | WC | Dispatch-Generation | EmissionsCost | 0 | [6 empty] | 0.42196 | 0
LCP_Inputs_ON_Diverse_Howarth_2023_05_05 | 2042 | Biomass + CCS | Generation | Electricity | WC | Dispatch-Generation | FuelCost | 0 | [6 empty] | 0.42196 | 0
LCP_Inputs_ON_Diverse_Howarth_2023_05_05 | 2042 | Biomass + CCS | Generation | Electricity | WC | Dispatch-Generation | VOM | 0 | [6 empty] | 0.42196 | 0
LCP_Inputs_ON_Diverse_Howarth_2023_05_05 | 2042 | CH4 + CCS | Generation | Methane | MI | Dispatch-Generation | EmissionsCost | 0 | [6 empty] | 0.42196 | 0
LCP_Inputs_ON_Diverse_Howarth_2023_05_05 | 2042 | CH4 + CCS | Generation | Methane | MI | Dispatch-Generation | FuelCost | 0 | [6 empty] | 0.42196 | 0
LCP_Inputs_ON_Diverse_Howarth_2023_05_05 | 2042 | CH4 + CCS | Generation | Methane | MI | Dispatch-Generation | VOM | 0 | [6 empty] | 0.42196 | 0
LCP_Inputs_ON_Diverse_Howarth_2023_05_05 | 2042 | CH4 + CCS | Generation | Methane | NY | Dispatch-Generation | EmissionsCost | 0 | [6 empty] | 0.42196 | 0
LCP_Inputs_ON_Diverse_Howarth_2023_05_05 | 2042 | CH4 + CCS | Generation | Methane | NY | Dispatch-Generation | FuelCost | 0 | [6 empty] | 0.42196 | 0
LCP_Inputs_ON_Diverse_Howarth_2023_05_05 | 2042 | CH4 + CCS | Generation | Methane | NY | Dispatch-Generation | VOM | 0 | [6 empty] | 0.42196 | 0
LCP_Inputs_ON_Diverse_Howarth_2023_05_05 | 2042 | CH4 + CCS | Generation | Methane | ON | Dispatch-Generation | EmissionsCost | 88472420.6398 | [6 empty] | 0.42196 | 37331414.459
LCP_Inputs_ON_Diverse_Howarth_2023_05_05 | 2042 | CH4 + CCS | Generation | Methane | ON | Dispatch-Generation | FuelCost | 483825119.2369 | [6 empty] | 0.42196 | 204152615.2589
LCP_Inputs_ON_Diverse_Howarth_2023_05_05 | 2042 | CH4 + CCS | Generation | Methane | ON | Dispatch-Generation | VOM | 46000331.6667 | [6 empty] | 0.42196 | 19410087.7345
LCP_Inputs_ON_Diverse_Howarth_2023_05_05 | 2042 | CH4 + CCS | Generation | Methane | PJ | Dispatch-Generation | EmissionsCost | 0 | [6 empty] | 0.42196 | 0
LCP_Inputs_ON_Diverse_Howarth_2023_05_05 | 2042 | CH4 + CCS | Generation | Methane | PJ | Dispatch-Generation | FuelCost | 0 | [6 empty] | 0.42196 | 0
LCP_Inputs_ON_Diverse_Howarth_2023_05_05 | 2042 | CH4 + CCS | Generation | Methane | PJ | Dispatch-Generation | VOM | 0 | [6 empty] | 0.42196 | 0
LCP_Inputs_ON_Diverse_Howarth_2023_05_05 | 2042 | CH4 + CCS | Generation | Methane | QC | Dispatch-Generation | EmissionsCost | 0 | [6 empty] | 0.42196 | 0
LCP_Inputs_ON_Diverse_Howarth_2023_05_05 | 2042 | CH4 + CCS | Generation | Methane | QC | Dispatch-Generation | FuelCost | 0 | [6 empty] | 0.42196 | 0
LCP_Inputs_ON_Diverse_Howarth_2023_05_05 | 2042 | CH4 + CCS | Generation | Methane | QC | Dispatch-Generation | VOM | 0 | [6 empty] | 0.42196 | 0
LCP_Inputs_ON_Diverse_Howarth_2023_05_05 | 2042 | CH4 + CCS | Generation | Methane | WC | Dispatch-Generation | EmissionsCost | 0 | [6 empty] | 0.42196 | 0
LCP_Inputs_ON_Diverse_Howarth_2023_05_05 | 2042 | CH4 + CCS | Generation | Methane | WC | Dispatch-Generation | FuelCost | 0 | [6 empty] | 0.42196 | 0
LCP_Inputs_ON_Diverse_Howarth_2023_05_05 | 2042 | CH4 + CCS | Generation | Methane | WC | Dispatch-Generation | VOM | 0 | [6 empty] | 0.42196 | 0
LCP_Inputs_ON_Diverse_Howarth_2023_05_05 | 2042 | CH4 Import - NY 2020 | Import | Methane | MI | Dispatch-Import | EmissionsCost | 0 | [6 empty] | 0.42196 | 0
LCP_Inputs_ON_Diverse_Howarth_2023_05_05 | 2042 | CH4 Import - NY 2020 | Import | Methane | MI | Dispatch-Import | FuelCost | 0 | [6 empty] | 0.42196 | 0
LCP_Inputs_ON_Diverse_Howarth_2023_05_05 | 2042 | CH4 Import - NY 2020 | Import | Methane | MI | Dispatch-Import | VOM | 0 | [6 empty] | 0.42196 | 0
LCP_Inputs_ON_Diverse_Howarth_2023_05_05 | 2042 | CH4 Import - NY 2020 | Import | Methane | NY | Dispatch-Import | EmissionsCost | 0 | [6 empty] | 0.42196 | 0
LCP_Inputs_ON_Diverse_Howarth_2023_05_05 | 2042 | CH4 Import - NY 2020 | Import | Methane | NY | Dispatch-Import | FuelCost | 0 | [6 empty] | 0.42196 | 0
LCP_Inputs_ON_Diverse_Howarth_2023_05_05 | 2042 | CH4 Import - NY 2020 | Import | Methane | NY | Dispatch-Import | VOM | 0 | [6 empty] | 0.42196 | 0
LCP_Inputs_ON_Diverse_Howarth_2023_05_05 | 2042 | CH4 Import - NY 2020 | Import | Methane | ON | Dispatch-Import | EmissionsCost | 0 | [6 empty] | 0.42196 | 0
LCP_Inputs_ON_Diverse_Howarth_2023_05_05 | 2042 | CH4 Import - NY 2020 | Import | Methane | ON | Dispatch-Import | FuelCost | 0 | [6 empty] | 0.42196 | 0
LCP_Inputs_ON_Diverse_Howarth_2023_05_05 | 2042 | CH4 Import - NY 2020 | Import | Methane | ON | Dispatch-Import | VOM | 0 | [6 empty] | 0.42196 | 0
LCP_Inputs_ON_Diverse_Howarth_2023_05_05 | 2042 | CH4 Import - NY 2020 | Import | Methane | PJ | Dispatch-Import | EmissionsCost | 0 | [6 empty] | 0.42196 | 0
LCP_Inputs_ON_Diverse_Howarth_2023_05_05 | 2042 | CH4 Import - NY 2020 | Import | Methane | PJ | Dispatch-Import | FuelCost | 0 | [6 empty] | 0.42196 | 0
LCP_Inputs_ON_Diverse_Howarth_2023_05_05 | 2042 | CH4 Import - NY 2020 | Import | Methane | PJ | Dispatch-Import | VOM | 0 | [6 empty] | 0.42196 | 0
LCP_Inputs_ON_Diverse_Howarth_2023_05_05 | 2042 | CH4 Import - NY 2020 | Import | Methane | QC | Dispatch-Import | EmissionsCost | 0 | [6 empty] | 0.42196 | 0
LCP_Inputs_ON_Diverse_Howarth_2023_05_05 | 2042 | CH4 Import - NY 2020 | Import | Methane | QC | Dispatch-Import | FuelCost | 0 | [6 empty] | 0.42196 | 0
LCP_Inputs_ON_Diverse_Howarth_2023_05_05 | 2042 | CH4 Import - NY 2020 | Import | Methane | QC | Dispatch-Import | VOM | 0 | [6 empty] | 0.42196 | 0
LCP_Inputs_ON_Diverse_Howarth_2023_05_05 | 2042 | CH4 Import - NY 2020 | Import | Methane | WC | Dispatch-Import | EmissionsCost | 0 | [6 empty] | 0.42196 | 0
LCP_Inputs_ON_Diverse_Howarth_2023_05_05 | 2042 | CH4 Import - NY 2020 | Import | Methane | WC | Dispatch-Import | FuelCost | 0 | [6 empty] | 0.42196 | 0
LCP_Inputs_ON_Diverse_Howarth_2023_05_05 | 2042 | CH4 Import - NY 2020 | Import | Methane | WC | Dispatch-Import | VOM | 0 | [6 empty] | 0.42196 | 0
LCP_Inputs_ON_Diverse_Howarth_2023_05_05 | 2042 | CH4 Import - NY 2030 | Import | Methane | MI | Dispatch-Import | EmissionsCost | 0 | [6 empty] | 0.42196 | 0
LCP_Inputs_ON_Diverse_Howarth_2023_05_05 | 2042 | CH4 Import - NY 2030 | Import | Methane | MI | Dispatch-Import | FuelCost | 0 | [6 empty] | 0.42196 | 0
LCP_Inputs_ON_Diverse_Howarth_2023_05_05 | 2042 | CH4 Import - NY 2030 | Import | Methane | MI | Dispatch-Import | VOM | 0 | [6 empty] | 0.42196 | 0
LCP_Inputs_ON_Diverse_Howarth_2023_05_05 | 2042 | CH4 Import - NY 2030 | Import | Methane | NY | Dispatch-Import | EmissionsCost | 0 | [6 empty] | 0.42196 | 0
LCP_Inputs_ON_Diverse_Howarth_2023_05_05 | 2042 | CH4 Import - NY 2030 | Import | Methane | NY | Dispatch-Import | FuelCost | 0 | [6 empty] | 0.42196 | 0
LCP_Inputs_ON_Diverse_Howarth_2023_05_05 | 2042 | CH4 Import - NY 2030 | Import | Methane | NY | Dispatch-Import | VOM | 0 | [6 empty] | 0.42196 | 0
LCP_Inputs_ON_Diverse_Howarth_2023_05_05 | 2042 | CH4 Import - NY 2030 | Import | Methane | ON | Dispatch-Import | EmissionsCost | 0 | [6 empty] | 0.42196 | 0
LCP_Inputs_ON_Diverse_Howarth_2023_05_05 | 2042 | CH4 Import - NY 2030 | Import | Methane | ON | Dispatch-Import | FuelCost | 0 | [6 empty] | 0.42196 | 0
LCP_Inputs_ON_Diverse_Howarth_2023_05_05 | 2042 | CH4 Import - NY 2030 | Import | Methane | ON | Dispatch-Import | VOM | 0 | [6 empty] | 0.42196 | 0
LCP_Inputs_ON_Diverse_Howarth_2023_05_05 | 2042 | CH4 Import - NY 2030 | Import | Methane | PJ | Dispatch-Import | EmissionsCost | 0 | [6 empty] | 0.42196 | 0
LCP_Inputs_ON_Diverse_Howarth_2023_05_05 | 2042 | CH4 Import - NY 2030 | Import | Methane | PJ | Dispatch-Import | FuelCost | 0 | [6 empty] | 0.42196 | 0
LCP_Inputs_ON_Diverse_Howarth_2023_05_05 | 2042 | CH4 Import - NY 2030 | Import | Methane | PJ | Dispatch-Import | VOM | 0 | [6 empty] | 0.42196 | 0
LCP_Inputs_ON_Diverse_Howarth_2023_05_05 | 2042 | CH4 Import - NY 2030 | Import | Methane | QC | Dispatch-Import | EmissionsCost | 0 | [6 empty] | 0.42196 | 0
LCP_Inputs_ON_Diverse_Howarth_2023_05_05 | 2042 | CH4 Import - NY 2030 | Import | Methane | QC | Dispatch-Import | FuelCost | 0 | [6 empty] | 0.42196 | 0
LCP_Inputs_ON_Diverse_Howarth_2023_05_05 | 2042 | CH4 Import - NY 2030 | Import | Methane | QC | Dispatch-Import | VOM | 0 | [6 empty] | 0.42196 | 0
LCP_Inputs_ON_Diverse_Howarth_2023_05_05 | 2042 | CH4 Import - NY 2030 | Import | Methane | WC | Dispatch-Import | EmissionsCost | 0 | [6 empty] | 0.42196 | 0
LCP_Inputs_ON_Diverse_Howarth_2023_05_05 | 2042 | CH4 Import - NY 2030 | Import | Methane | WC | Dispatch-Import | FuelCost | 0 | [6 empty] | 0.42196 | 0
LCP_Inputs_ON_Diverse_Howarth_2023_05_05 | 2042 | CH4 Import - NY 2030 | Import | Methane | WC | Dispatch-Import | VOM | 0 | [6 empty] | 0.42196 | 0
LCP_Inputs_ON_Diverse_Howarth_2023_05_05 | 2042 | CH4 Import - NY 2040 | Import | Methane | MI | Dispatch-Import | EmissionsCost | 0 | [6 empty] | 0.42196 | 0
LCP_Inputs_ON_Diverse_Howarth_2023_05_05 | 2042 | CH4 Import - NY 2040 | Import | Methane | MI | Dispatch-Import | FuelCost | 0 | [6 empty] | 0.42196 | 0
LCP_Inputs_ON_Diverse_Howarth_2023_05_05 | 2042 | CH4 Import - NY 2040 | Import | Methane | MI | Dispatch-Import | VOM | 0 | [6 empty] | 0.42196 | 0
LCP_Inputs_ON_Diverse_Howarth_2023_05_05 | 2042 | CH4 Import - NY 2040 | Import | Methane | NY | Dispatch-Import | EmissionsCost | 1424811807.9426 | [6 empty] | 0.42196 | 601207017.3248
LCP_Inputs_ON_Diverse_Howarth_2023_05_05 | 2042 | CH4 Import - NY 2040 | Import | Methane | NY | Dispatch-Import | FuelCost | 758346581.876 | [6 empty] | 0.42196 | 319988425.1706
LCP_Inputs_ON_Diverse_Howarth_2023_05_05 | 2042 | CH4 Import - NY 2040 | Import | Methane | NY | Dispatch-Import | VOM | 0 | [6 empty] | 0.42196 | 0
LCP_Inputs_ON_Diverse_Howarth_2023_05_05 | 2042 | CH4 Import - NY 2040 | Import | Methane | ON | Dispatch-Import | EmissionsCost | 0 | [6 empty] | 0.42196 | 0
LCP_Inputs_ON_Diverse_Howarth_2023_05_05 | 2042 | CH4 Import - NY 2040 | Import | Methane | ON | Dispatch-Import | FuelCost | 0 | [6 empty] | 0.42196 | 0
LCP_Inputs_ON_Diverse_Howarth_2023_05_05 | 2042 | CH4 Import - NY 2040 | Import | Methane | ON | Dispatch-Import | VOM | 0 | [6 empty] | 0.42196 | 0
LCP_Inputs_ON_Diverse_Howarth_2023_05_05 | 2042 | CH4 Import - NY 2040 | Import | Methane | PJ | Dispatch-Import | EmissionsCost | 0 | [6 empty] | 0.42196 | 0
LCP_Inputs_ON_Diverse_Howarth_2023_05_05 | 2042 | CH4 Import - NY 2040 | Import | Methane | PJ | Dispatch-Import | FuelCost | 0 | [6 empty] | 0.42196 | 0
LCP_Inputs_ON_Diverse_Howarth_2023_05_05 | 2042 | CH4 Import - NY 2040 | Import | Methane | PJ | Dispatch-Import | VOM | 0 | [6 empty] | 0.42196 | 0
LCP_Inputs_ON_Diverse_Howarth_2023_05_05 | 2042 | CH4 Import - NY 2040 | Import | Methane | QC | Dispatch-Import | EmissionsCost | 0 | [6 empty] | 0.42196 | 0
LCP_Inputs_ON_Diverse_Howarth_2023_05_05 | 2042 | CH4 Import - NY 2040 | Import | Methane | QC | Dispatch-Import | FuelCost | 0 | [6 empty] | 0.42196 | 0
LCP_Inputs_ON_Diverse_Howarth_2023_05_05 | 2042 | CH4 Import - NY 2040 | Import | Methane | QC | Dispatch-Import | VOM | 0 | [6 empty] | 0.42196 | 0
LCP_Inputs_ON_Diverse_Howarth_2023_05_05 | 2042 | CH4 Import - NY 2040 | Import | Methane | WC | Dispatch-Import | EmissionsCost | 0 | [6 empty] | 0.42196 | 0
LCP_Inputs_ON_Diverse_Howarth_2023_05_05 | 2042 | CH4 Import - NY 2040 | Import | Methane | WC | Dispatch-Import | FuelCost | 0 | [6 empty] | 0.42196 | 0
LCP_Inputs_ON_Diverse_Howarth_2023_05_05 | 2042 | CH4 Import - NY 2040 | Import | Methane | WC | Dispatch-Import | VOM | 0 | [6 empty] | 0.42196 | 0
LCP_Inputs_ON_Diverse_Howarth_2023_05_05 | 2042 | CH4 Import - NY 2050 | Import | Methane | MI | Dispatch-Import | EmissionsCost | 0 | [6 empty] | 0.42196 | 0
LCP_Inputs_ON_Diverse_Howarth_2023_05_05 | 2042 | CH4 Import - NY 2050 | Import | Methane | MI | Dispatch-Import | FuelCost | 0 | [6 empty] | 0.42196 | 0
LCP_Inputs_ON_Diverse_Howarth_2023_05_05 | 2042 | CH4 Import - NY 2050 | Import | Methane | MI | Dispatch-Import | VOM | 0 | [6 empty] | 0.42196 | 0
LCP_Inputs_ON_Diverse_Howarth_2023_05_05 | 2042 | CH4 Import - NY 2050 | Import | Methane | NY | Dispatch-Import | EmissionsCost | 0 | [6 empty] | 0.42196 | 0
LCP_Inputs_ON_Diverse_Howarth_2023_05_05 | 2042 | CH4 Import - NY 2050 | Import | Methane | NY | Dispatch-Import | FuelCost | 0 | [6 empty] | 0.42196 | 0
LCP_Inputs_ON_Diverse_Howarth_2023_05_05 | 2042 | CH4 Import - NY 2050 | Import | Methane | NY | Dispatch-Import | VOM | 0 | [6 empty] | 0.42196 | 0
LCP_Inputs_ON_Diverse_Howarth_2023_05_05 | 2042 | CH4 Import - NY 2050 | Import | Methane | ON | Dispatch-Import | EmissionsCost | 0 | [6 empty] | 0.42196 | 0
LCP_Inputs_ON_Diverse_Howarth_2023_05_05 | 2042 | CH4 Import - NY 2050 | Import | Methane | ON | Dispatch-Import | FuelCost | 0 | [6 empty] | 0.42196 | 0
LCP_Inputs_ON_Diverse_Howarth_2023_05_05 | 2042 | CH4 Import - NY 2050 | Import | Methane | ON | Dispatch-Import | VOM | 0 | [6 empty] | 0.42196 | 0
LCP_Inputs_ON_Diverse_Howarth_2023_05_05 | 2042 | CH4 Import - NY 2050 | Import | Methane | PJ | Dispatch-Import | EmissionsCost | 0 | [6 empty] | 0.42196 | 0
LCP_Inputs_ON_Diverse_Howarth_2023_05_05 | 2042 | CH4 Import - NY 2050 | Import | Methane | PJ | Dispatch-Import | FuelCost | 0 | [6 empty] | 0.42196 | 0
LCP_Inputs_ON_Diverse_Howarth_2023_05_05 | 2042 | CH4 Import - NY 2050 | Import | Methane | PJ | Dispatch-Import | VOM | 0 | [6 empty] | 0.42196 | 0
LCP_Inputs_ON_Diverse_Howarth_2023_05_05 | 2042 | CH4 Import - NY 2050 | Import | Methane | QC | Dispatch-Import | EmissionsCost | 0 | [6 empty] | 0.42196 | 0
LCP_Inputs_ON_Diverse_Howarth_2023_05_05 | 2042 | CH4 Import - NY 2050 | Import | Methane | QC | Dispatch-Import | FuelCost | 0 | [6 empty] | 0.42196 | 0
LCP_Inputs_ON_Diverse_Howarth_2023_05_05 | 2042 | CH4 Import - NY 2050 | Import | Methane | QC | Dispatch-Import | VOM | 0 | [6 empty] | 0.42196 | 0
LCP_Inputs_ON_Diverse_Howarth_2023_05_05 | 2042 | CH4 Import - NY 2050 | Import | Methane | WC | Dispatch-Import | EmissionsCost | 0 | [6 empty] | 0.42196 | 0
LCP_Inputs_ON_Diverse_Howarth_2023_05_05 | 2042 | CH4 Import - NY 2050 | Import | Methane | WC | Dispatch-Import | FuelCost | 0 | [6 empty] | 0.42196 | 0
LCP_Inputs_ON_Diverse_Howarth_2023_05_05 | 2042 | CH4 Import - NY 2050 | Import | Methane | WC | Dispatch-Import | VOM | 0 | [6 empty] | 0.42196 | 0
LCP_Inputs_ON_Diverse_Howarth_2023_05_05 | 2042 | CH4 Import - WC 2020 | Import | Methane | MI | Dispatch-Import | EmissionsCost | 0 | [6 empty] | 0.42196 | 0
LCP_Inputs_ON_Diverse_Howarth_2023_05_05 | 2042 | CH4 Import - WC 2020 | Import | Methane | MI | Dispatch-Import | FuelCost | 0 | [6 empty] | 0.42196 | 0
LCP_Inputs_ON_Diverse_Howarth_2023_05_05 | 2042 | CH4 Import - WC 2020 | Import | Methane | MI | Dispatch-Import | VOM | 0 | [6 empty] | 0.42196 | 0
LCP_Inputs_ON_Diverse_Howarth_2023_05_05 | 2042 | CH4 Import - WC 2020 | Import | Methane | NY | Dispatch-Import | EmissionsCost | 0 | [6 empty] | 0.42196 | 0
LCP_Inputs_ON_Diverse_Howarth_2023_05_05 | 2042 | CH4 Import - WC 2020 | Import | Methane | NY | Dispatch-Import | FuelCost | 0 | [6 empty] | 0.42196 | 0
LCP_Inputs_ON_Diverse_Howarth_2023_05_05 | 2042 | CH4 Import - WC 2020 | Import | Methane | NY | Dispatch-Import | VOM | 0 | [6 empty] | 0.42196 | 0
LCP_Inputs_ON_Diverse_Howarth_2023_05_05 | 2042 | CH4 Import - WC 2020 | Import | Methane | ON | Dispatch-Import | EmissionsCost | 0 | [6 empty] | 0.42196 | 0
LCP_Inputs_ON_Diverse_Howarth_2023_05_05 | 2042 | CH4 Import - WC 2020 | Import | Methane | ON | Dispatch-Import | FuelCost | 0 | [6 empty] | 0.42196 | 0
LCP_Inputs_ON_Diverse_Howarth_2023_05_05 | 2042 | CH4 Import - WC 2020 | Import | Methane | ON | Dispatch-Import | VOM | 0 | [6 empty] | 0.42196 | 0
LCP_Inputs_ON_Diverse_Howarth_2023_05_05 | 2042 | CH4 Import - WC 2020 | Import | Methane | PJ | Dispatch-Import | EmissionsCost | 0 | [6 empty] | 0.42196 | 0
LCP_Inputs_ON_Diverse_Howarth_2023_05_05 | 2042 | CH4 Import - WC 2020 | Import | Methane | PJ | Dispatch-Import | FuelCost | 0 | [6 empty] | 0.42196 | 0
LCP_Inputs_ON_Diverse_Howarth_2023_05_05 | 2042 | CH4 Import - WC 2020 | Import | Methane | PJ | Dispatch-Import | VOM | 0 | [6 empty] | 0.42196 | 0
LCP_Inputs_ON_Diverse_Howarth_2023_05_05 | 2042 | CH4 Import - WC 2020 | Import | Methane | QC | Dispatch-Import | EmissionsCost | 0 | [6 empty] | 0.42196 | 0
LCP_Inputs_ON_Diverse_Howarth_2023_05_05 | 2042 | CH4 Import - WC 2020 | Import | Methane | QC | Dispatch-Import | FuelCost | 0 | [6 empty] | 0.42196 | 0
LCP_Inputs_ON_Diverse_Howarth_2023_05_05 | 2042 | CH4 Import - WC 2020 | Import | Methane | QC | Dispatch-Import | VOM | 0 | [6 empty] | 0.42196 | 0
LCP_Inputs_ON_Diverse_Howarth_2023_05_05 | 2042 | CH4 Import - WC 2020 | Import | Methane | WC | Dispatch-Import | EmissionsCost | 0 | [6 empty] | 0.42196 | 0
LCP_Inputs_ON_Diverse_Howarth_2023_05_05 | 2042 | CH4 Import - WC 2020 | Import | Methane | WC | Dispatch-Import | FuelCost | 0 | [6 empty] | 0.42196 | 0
LCP_Inputs_ON_Diverse_Howarth_2023_05_05 | 2042 | CH4 Import - WC 2020 | Import | Methane | WC | Dispatch-Import | VOM | 0 | [6 empty] | 0.42196 | 0
LCP_Inputs_ON_Diverse_Howarth_2023_05_05 | 2042 | CH4 Import - WC 2030 | Import | Methane | MI | Dispatch-Import | EmissionsCost | 0 | [6 empty] | 0.42196 | 0
LCP_Inputs_ON_Diverse_Howarth_2023_05_05 | 2042 | CH4 Import - WC 2030 | Import | Methane | MI | Dispatch-Import | FuelCost | 0 | [6 empty] | 0.42196 | 0
LCP_Inputs_ON_Diverse_Howarth_2023_05_05 | 2042 | CH4 Import - WC 2030 | Import | Methane | MI | Dispatch-Import | VOM | 0 | [6 empty] | 0.42196 | 0
LCP_Inputs_ON_Diverse_Howarth_2023_05_05 | 2042 | CH4 Import - WC 2030 | Import | Methane | NY | Dispatch-Import | EmissionsCost | 0 | [6 empty] | 0.42196 | 0
LCP_Inputs_ON_Diverse_Howarth_2023_05_05 | 2042 | CH4 Import - WC 2030 | Import | Methane | NY | Dispatch-Import | FuelCost | 0 | [6 empty] | 0.42196 | 0
LCP_Inputs_ON_Diverse_Howarth_2023_05_05 | 2042 | CH4 Import - WC 2030 | Import | Methane | NY | Dispatch-Import | VOM | 0 | [6 empty] | 0.42196 | 0
LCP_Inputs_ON_Diverse_Howarth_2023_05_05 | 2042 | CH4 Import - WC 2030 | Import | Methane | ON | Dispatch-Import | EmissionsCost | 0 | [6 empty] | 0.42196 | 0
LCP_Inputs_ON_Diverse_Howarth_2023_05_05 | 2042 | CH4 Import - WC 2030 | Import | Methane | ON | Dispatch-Import | FuelCost | 0 | [6 empty] | 0.42196 | 0
LCP_Inputs_ON_Diverse_Howarth_2023_05_05 | 2042 | CH4 Import - WC 2030 | Import | Methane | ON | Dispatch-Import | VOM | 0 | [6 empty] | 0.42196 | 0
LCP_Inputs_ON_Diverse_Howarth_2023_05_05 | 2042 | CH4 Import - WC 2030 | Import | Methane | PJ | Dispatch-Import | EmissionsCost | 0 | [6 empty] | 0.42196 | 0
LCP_Inputs_ON_Diverse_Howarth_2023_05_05 | 2042 | CH4 Import - WC 2030 | Import | Methane | PJ | Dispatch-Import | FuelCost | 0 | [6 empty] | 0.42196 | 0
LCP_Inputs_ON_Diverse_Howarth_2023_05_05 | 2042 | CH4 Import - WC 2030 | Import | Methane | PJ | Dispatch-Import | VOM | 0 | [6 empty] | 0.42196 | 0
LCP_Inputs_ON_Diverse_Howarth_2023_05_05 | 2042 | CH4 Import - WC 2030 | Import | Methane | QC | Dispatch-Import | EmissionsCost | 0 | [6 empty] | 0.42196 | 0
LCP_Inputs_ON_Diverse_Howarth_2023_05_05 | 2042 | CH4 Import - WC 2030 | Import | Methane | QC | Dispatch-Import | FuelCost | 0 | [6 empty] | 0.42196 | 0
LCP_Inputs_ON_Diverse_Howarth_2023_05_05 | 2042 | CH4 Import - WC 2030 | Import | Methane | QC | Dispatch-Import | VOM | 0 | [6 empty] | 0.42196 | 0
LCP_Inputs_ON_Diverse_Howarth_2023_05_05 | 2042 | CH4 Import - WC 2030 | Import | Methane | WC | Dispatch-Import | EmissionsCost | 0 | [6 empty] | 0.42196 | 0
LCP_Inputs_ON_Diverse_Howarth_2023_05_05 | 2042 | CH4 Import - WC 2030 | Import | Methane | WC | Dispatch-Import | FuelCost | 0 | [6 empty] | 0.42196 | 0
LCP_Inputs_ON_Diverse_Howarth_2023_05_05 | 2042 | CH4 Import - WC 2030 | Import | Methane | WC | Dispatch-Import | VOM | 0 | [6 empty] | 0.42196 | 0
LCP_Inputs_ON_Diverse_Howarth_2023_05_05 | 2042 | CH4 Import - WC 2040 | Import | Methane | MI | Dispatch-Import | EmissionsCost | 0 | [6 empty] | 0.42196 | 0
LCP_Inputs_ON_Diverse_Howarth_2023_05_05 | 2042 | CH4 Import - WC 2040 | Import | Methane | MI | Dispatch-Import | FuelCost | 0 | [6 empty] | 0.42196 | 0
LCP_Inputs_ON_Diverse_Howarth_2023_05_05 | 2042 | CH4 Import - WC 2040 | Import | Methane | MI | Dispatch-Import | VOM | 0 | [6 empty] | 0.42196 | 0
LCP_Inputs_ON_Diverse_Howarth_2023_05_05 | 2042 | CH4 Import - WC 2040 | Import | Methane | NY | Dispatch-Import | EmissionsCost | 0 | [6 empty] | 0.42196 | 0
LCP_Inputs_ON_Diverse_Howarth_2023_05_05 | 2042 | CH4 Import - WC 2040 | Import | Methane | NY | Dispatch-Import | FuelCost | 0 | [6 empty] | 0.42196 | 0
LCP_Inputs_ON_Diverse_Howarth_2023_05_05 | 2042 | CH4 Import - WC 2040 | Import | Methane | NY | Dispatch-Import | VOM | 0 | [6 empty] | 0.42196 | 0
LCP_Inputs_ON_Diverse_Howarth_2023_05_05 | 2042 | CH4 Import - WC 2040 | Import | Methane | ON | Dispatch-Import | EmissionsCost | 0 | [6 empty] | 0.42196 | 0
LCP_Inputs_ON_Diverse_Howarth_2023_05_05 | 2042 | CH4 Import - WC 2040 | Import | Methane | ON | Dispatch-Import | FuelCost | 0 | [6 empty] | 0.42196 | 0
LCP_Inputs_ON_Diverse_Howarth_2023_05_05 | 2042 | CH4 Import - WC 2040 | Import | Methane | ON | Dispatch-Import | VOM | 0 | [6 empty] | 0.42196 | 0
LCP_Inputs_ON_Diverse_Howarth_2023_05_05 | 2042 | CH4 Import - WC 2040 | Import | Methane | PJ | Dispatch-Import | EmissionsCost | 0 | [6 empty] | 0.42196 | 0
LCP_Inputs_ON_Diverse_Howarth_2023_05_05 | 2042 | CH4 Import - WC 2040 | Import | Methane | PJ | Dispatch-Import | FuelCost | 0 | [6 empty] | 0.42196 | 0
LCP_Inputs_ON_Diverse_Howarth_2023_05_05 | 2042 | CH4 Import - WC 2040 | Import | Methane | PJ | Dispatch-Import | VOM | 0 | [6 empty] | 0.42196 | 0
LCP_Inputs_ON_Diverse_Howarth_2023_05_05 | 2042 | CH4 Import - WC 2040 | Import | Methane | QC | Dispatch-Import | EmissionsCost | 0 | [6 empty] | 0.42196 | 0
LCP_Inputs_ON_Diverse_Howarth_2023_05_05 | 2042 | CH4 Import - WC 2040 | Import | Methane | QC | Dispatch-Import | FuelCost | 0 | [6 empty] | 0.42196 | 0
LCP_Inputs_ON_Diverse_Howarth_2023_05_05 | 2042 | CH4 Import - WC 2040 | Import | Methane | QC | Dispatch-Import | VOM | 0 | [6 empty] | 0.42196 | 0
LCP_Inputs_ON_Diverse_Howarth_2023_05_05 | 2042 | CH4 Import - WC 2040 | Import | Methane | WC | Dispatch-Import | EmissionsCost | 2117477751.305 | [6 empty] | 0.42196 | 893481143.276
LCP_Inputs_ON_Diverse_Howarth_2023_05_05 | 2042 | CH4 Import - WC 2040 | Import | Methane | WC | Dispatch-Import | FuelCost | 1127013410.4372 | [6 empty] | 0.42196 | 475549379.3615
LCP_Inputs_ON_Diverse_Howarth_2023_05_05 | 2042 | CH4 Import - WC 2040 | Import | Methane | WC | Dispatch-Import | VOM | 0 | [6 empty] | 0.42196 | 0
LCP_Inputs_ON_Diverse_Howarth_2023_05_05 | 2042 | CH4 Import - WC 2050 | Import | Methane | MI | Dispatch-Import | EmissionsCost | 0 | [6 empty] | 0.42196 | 0
LCP_Inputs_ON_Diverse_Howarth_2023_05_05 | 2042 | CH4 Import - WC 2050 | Import | Methane | MI | Dispatch-Import | FuelCost | 0 | [6 empty] | 0.42196 | 0
LCP_Inputs_ON_Diverse_Howarth_2023_05_05 | 2042 | CH4 Import - WC 2050 | Import | Methane | MI | Dispatch-Import | VOM | 0 | [6 empty] | 0.42196 | 0
LCP_Inputs_ON_Diverse_Howarth_2023_05_05 | 2042 | CH4 Import - WC 2050 | Import | Methane | NY | Dispatch-Import | EmissionsCost | 0 | [6 empty] | 0.42196 | 0
LCP_Inputs_ON_Diverse_Howarth_2023_05_05 | 2042 | CH4 Import - WC 2050 | Import | Methane | NY | Dispatch-Import | FuelCost | 0 | [6 empty] | 0.42196 | 0
LCP_Inputs_ON_Diverse_Howarth_2023_05_05 | 2042 | CH4 Import - WC 2050 | Import | Methane | NY | Dispatch-Import | VOM | 0 | [6 empty] | 0.42196 | 0
LCP_Inputs_ON_Diverse_Howarth_2023_05_05 | 2042 | CH4 Import - WC 2050 | Import | Methane | ON | Dispatch-Import | EmissionsCost | 0 | [6 empty] | 0.42196 | 0
LCP_Inputs_ON_Diverse_Howarth_2023_05_05 | 2042 | CH4 Import - WC 2050 | Import | Methane | ON | Dispatch-Import | FuelCost | 0 | [6 empty] | 0.42196 | 0
LCP_Inputs_ON_Diverse_Howarth_2023_05_05 | 2042 | CH4 Import - WC 2050 | Import | Methane | ON | Dispatch-Import | VOM | 0 | [6 empty] | 0.42196 | 0
LCP_Inputs_ON_Diverse_Howarth_2023_05_05 | 2042 | CH4 Import - WC 2050 | Import | Methane | PJ | Dispatch-Import | EmissionsCost | 0 | [6 empty] | 0.42196 | 0
LCP_Inputs_ON_Diverse_Howarth_2023_05_05 | 2042 | CH4 Import - WC 2050 | Import | Methane | PJ | Dispatch-Import | FuelCost | 0 | [6 empty] | 0.42196 | 0
LCP_Inputs_ON_Diverse_Howarth_2023_05_05 | 2042 | CH4 Import - WC 2050 | Import | Methane | PJ | Dispatch-Import | VOM | 0 | [6 empty] | 0.42196 | 0
LCP_Inputs_ON_Diverse_Howarth_2023_05_05 | 2042 | CH4 Import - WC 2050 | Import | Methane | QC | Dispatch-Import | EmissionsCost | 0 | [6 empty] | 0.42196 | 0
LCP_Inputs_ON_Diverse_Howarth_2023_05_05 | 2042 | CH4 Import - WC 2050 | Import | Methane | QC | Dispatch-Import | FuelCost | 0 | [6 empty] | 0.42196 | 0
LCP_Inputs_ON_Diverse_Howarth_2023_05_05 | 2042 | CH4 Import - WC 2050 | Import | Methane | QC | Dispatch-Import | VOM | 0 | [6 empty] | 0.42196 | 0
LCP_Inputs_ON_Diverse_Howarth_2023_05_05 | 2042 | CH4 Import - WC 2050 | Import | Methane | WC | Dispatch-Import | EmissionsCost | 0 | [6 empty] | 0.42196 | 0
LCP_Inputs_ON_Diverse_Howarth_2023_05_05 | 2042 | CH4 Import - WC 2050 | Import | Methane | WC | Dispatch-Import | FuelCost | 0 | [6 empty] | 0.42196 | 0
LCP_Inputs_ON_Diverse_Howarth_2023_05_05 | 2042 | CH4 Import - WC 2050 | Import | Methane | WC | Dispatch-Import | VOM | 0 | [6 empty] | 0.42196 | 0
LCP_Inputs_ON_Diverse_Howarth_2023_05_05 | 2042 | CH4 Salt Cavern Storage - ON | Storage | Methane | MI | Dispatch-Storage | EmissionsCost | 0 | [6 empty] | 0.42196 | 0
LCP_Inputs_ON_Diverse_Howarth_2023_05_05 | 2042 | CH4 Salt Cavern Storage - ON | Storage | Methane | MI | Dispatch-Storage | FuelCost | 0 | [6 empty] | 0.42196 | 0
LCP_Inputs_ON_Diverse_Howarth_2023_05_05 | 2042 | CH4 Salt Cavern Storage - ON | Storage | Methane | MI | Dispatch-Storage | VOM | 0 | [6 empty] | 0.42196 | 0
LCP_Inputs_ON_Diverse_Howarth_2023_05_05 | 2042 | CH4 Salt Cavern Storage - ON | Storage | Methane | NY | Dispatch-Storage | EmissionsCost | 0 | [6 empty] | 0.42196 | 0
LCP_Inputs_ON_Diverse_Howarth_2023_05_05 | 2042 | CH4 Salt Cavern Storage - ON | Storage | Methane | NY | Dispatch-Storage | FuelCost | 0 | [6 empty] | 0.42196 | 0
LCP_Inputs_ON_Diverse_Howarth_2023_05_05 | 2042 | CH4 Salt Cavern Storage - ON | Storage | Methane | NY | Dispatch-Storage | VOM | 0 | [6 empty] | 0.42196 | 0
LCP_Inputs_ON_Diverse_Howarth_2023_05_05 | 2042 | CH4 Salt Cavern Storage - ON | Storage | Methane | ON | Dispatch-Storage | EmissionsCost | 0 | [6 empty] | 0.42196 | 0
LCP_Inputs_ON_Diverse_Howarth_2023_05_05 | 2042 | CH4 Salt Cavern Storage - ON | Storage | Methane | ON | Dispatch-Storage | FuelCost | 0 | [6 empty] | 0.42196 | 0
LCP_Inputs_ON_Diverse_Howarth_2023_05_05 | 2042 | CH4 Salt Cavern Storage - ON | Storage | Methane | ON | Dispatch-Storage | VOM | 0 | [6 empty] | 0.42196 | 0
LCP_Inputs_ON_Diverse_Howarth_2023_05_05 | 2042 | CH4 Salt Cavern Storage - ON | Storage | Methane | PJ | Dispatch-Storage | EmissionsCost | 0 | [6 empty] | 0.42196 | 0
LCP_Inputs_ON_Diverse_Howarth_2023_05_05 | 2042 | CH4 Salt Cavern Storage - ON | Storage | Methane | PJ | Dispatch-Storage | FuelCost | 0 | [6 empty] | 0.42196 | 0
LCP_Inputs_ON_Diverse_Howarth_2023_05_05 | 2042 | CH4 Salt Cavern Storage - ON | Storage | Methane | PJ | Dispatch-Storage | VOM | 0 | [6 empty] | 0.42196 | 0
LCP_Inputs_ON_Diverse_Howarth_2023_05_05 | 2042 | CH4 Salt Cavern Storage - ON | Storage | Methane | QC | Dispatch-Storage | EmissionsCost | 0 | [6 empty] | 0.42196 | 0
LCP_Inputs_ON_Diverse_Howarth_2023_05_05 | 2042 | CH4 Salt Cavern Storage - ON | Storage | Methane | QC | Dispatch-Storage | FuelCost | 0 | [6 empty] | 0.42196 | 0
LCP_Inputs_ON_Diverse_Howarth_2023_05_05 | 2042 | CH4 Salt Cavern Storage - ON | Storage | Methane | QC | Dispatch-Storage | VOM | 0 | [6 empty] | 0.42196 | 0
LCP_Inputs_ON_Diverse_Howarth_2023_05_05 | 2042 | CH4 Salt Cavern Storage - ON | Storage | Methane | WC | Dispatch-Storage | EmissionsCost | 0 | [6 empty] | 0.42196 | 0
LCP_Inputs_ON_Diverse_Howarth_2023_05_05 | 2042 | CH4 Salt Cavern Storage - ON | Storage | Methane | WC | Dispatch-Storage | FuelCost | 0 | [6 empty] | 0.42196 | 0
LCP_Inputs_ON_Diverse_Howarth_2023_05_05 | 2042 | CH4 Salt Cavern Storage - ON | Storage | Methane | WC | Dispatch-Storage | VOM | 0 | [6 empty] | 0.42196 | 0
LCP_Inputs_ON_Diverse_Howarth_2023_05_05 | 2042 | Electrolyser 2020/2030 | Crossload | Hydrogen | MI | Dispatch-Crossload | EmissionsCost | 0 | [6 empty] | 0.42196 | 0
LCP_Inputs_ON_Diverse_Howarth_2023_05_05 | 2042 | Electrolyser 2020/2030 | Crossload | Hydrogen | MI | Dispatch-Crossload | FuelCost | 0 | [6 empty] | 0.42196 | 0
LCP_Inputs_ON_Diverse_Howarth_2023_05_05 | 2042 | Electrolyser 2020/2030 | Crossload | Hydrogen | MI | Dispatch-Crossload | VOM | 0 | [6 empty] | 0.42196 | 0
LCP_Inputs_ON_Diverse_Howarth_2023_05_05 | 2042 | Electrolyser 2020/2030 | Crossload | Hydrogen | NY | Dispatch-Crossload | EmissionsCost | 0 | [6 empty] | 0.42196 | 0
LCP_Inputs_ON_Diverse_Howarth_2023_05_05 | 2042 | Electrolyser 2020/2030 | Crossload | Hydrogen | NY | Dispatch-Crossload | FuelCost | 0 | [6 empty] | 0.42196 | 0
LCP_Inputs_ON_Diverse_Howarth_2023_05_05 | 2042 | Electrolyser 2020/2030 | Crossload | Hydrogen | NY | Dispatch-Crossload | VOM | 0 | [6 empty] | 0.42196 | 0
LCP_Inputs_ON_Diverse_Howarth_2023_05_05 | 2042 | Electrolyser 2020/2030 | Crossload | Hydrogen | ON | Dispatch-Crossload | EmissionsCost | 0 | [6 empty] | 0.42196 | 0
LCP_Inputs_ON_Diverse_Howarth_2023_05_05 | 2042 | Electrolyser 2020/2030 | Crossload | Hydrogen | ON | Dispatch-Crossload | FuelCost | 0 | [6 empty] | 0.42196 | 0
LCP_Inputs_ON_Diverse_Howarth_2023_05_05 | 2042 | Electrolyser 2020/2030 | Crossload | Hydrogen | ON | Dispatch-Crossload | VOM | 0 | [6 empty] | 0.42196 | 0
LCP_Inputs_ON_Diverse_Howarth_2023_05_05 | 2042 | Electrolyser 2020/2030 | Crossload | Hydrogen | PJ | Dispatch-Crossload | EmissionsCost | 0 | [6 empty] | 0.42196 | 0
LCP_Inputs_ON_Diverse_Howarth_2023_05_05 | 2042 | Electrolyser 2020/2030 | Crossload | Hydrogen | PJ | Dispatch-Crossload | FuelCost | 0 | [6 empty] | 0.42196 | 0
LCP_Inputs_ON_Diverse_Howarth_2023_05_05 | 2042 | Electrolyser 2020/2030 | Crossload | Hydrogen | PJ | Dispatch-Crossload | VOM | 0 | [6 empty] | 0.42196 | 0
LCP_Inputs_ON_Diverse_Howarth_2023_05_05 | 2042 | Electrolyser 2020/2030 | Crossload | Hydrogen | QC | Dispatch-Crossload | EmissionsCost | 0 | [6 empty] | 0.42196 | 0
LCP_Inputs_ON_Diverse_Howarth_2023_05_05 | 2042 | Electrolyser 2020/2030 | Crossload | Hydrogen | QC | Dispatch-Crossload | FuelCost | 0 | [6 empty] | 0.42196 | 0
LCP_Inputs_ON_Diverse_Howarth_2023_05_05 | 2042 | Electrolyser 2020/2030 | Crossload | Hydrogen | QC | Dispatch-Crossload | VOM | 0 | [6 empty] | 0.42196 | 0
LCP_Inputs_ON_Diverse_Howarth_2023_05_05 | 2042 | Electrolyser 2020/2030 | Crossload | Hydrogen | WC | Dispatch-Crossload | EmissionsCost | 0 | [6 empty] | 0.42196 | 0
LCP_Inputs_ON_Diverse_Howarth_2023_05_05 | 2042 | Electrolyser 2020/2030 | Crossload | Hydrogen | WC | Dispatch-Crossload | FuelCost | 0 | [6 empty] | 0.42196 | 0
LCP_Inputs_ON_Diverse_Howarth_2023_05_05 | 2042 | Electrolyser 2020/2030 | Crossload | Hydrogen | WC | Dispatch-Crossload | VOM | 0 | [6 empty] | 0.42196 | 0
LCP_Inputs_ON_Diverse_Howarth_2023_05_05 | 2042 | Electrolyser 2040 | Crossload | Hydrogen | MI | Dispatch-Crossload | EmissionsCost | 0 | [6 empty] | 0.42196 | 0
LCP_Inputs_ON_Diverse_Howarth_2023_05_05 | 2042 | Electrolyser 2040 | Crossload | Hydrogen | MI | Dispatch-Crossload | FuelCost | 0 | [6 empty] | 0.42196 | 0
LCP_Inputs_ON_Diverse_Howarth_2023_05_05 | 2042 | Electrolyser 2040 | Crossload | Hydrogen | MI | Dispatch-Crossload | VOM | 0 | [6 empty] | 0.42196 | 0
LCP_Inputs_ON_Diverse_Howarth_2023_05_05 | 2042 | Electrolyser 2040 | Crossload | Hydrogen | NY | Dispatch-Crossload | EmissionsCost | 0 | [6 empty] | 0.42196 | 0
LCP_Inputs_ON_Diverse_Howarth_2023_05_05 | 2042 | Electrolyser 2040 | Crossload | Hydrogen | NY | Dispatch-Crossload | FuelCost | 0 | [6 empty] | 0.42196 | 0
LCP_Inputs_ON_Diverse_Howarth_2023_05_05 | 2042 | Electrolyser 2040 | Crossload | Hydrogen | NY | Dispatch-Crossload | VOM | 0 | [6 empty] | 0.42196 | 0
LCP_Inputs_ON_Diverse_Howarth_2023_05_05 | 2042 | Electrolyser 2040 | Crossload | Hydrogen | ON | Dispatch-Crossload | EmissionsCost | 0 | [6 empty] | 0.42196 | 0
LCP_Inputs_ON_Diverse_Howarth_2023_05_05 | 2042 | Electrolyser 2040 | Crossload | Hydrogen | ON | Dispatch-Crossload | FuelCost | 0 | [6 empty] | 0.42196 | 0
LCP_Inputs_ON_Diverse_Howarth_2023_05_05 | 2042 | Electrolyser 2040 | Crossload | Hydrogen | ON | Dispatch-Crossload | VOM | 0 | [6 empty] | 0.42196 | 0
LCP_Inputs_ON_Diverse_Howarth_2023_05_05 | 2042 | Electrolyser 2040 | Crossload | Hydrogen | PJ | Dispatch-Crossload | EmissionsCost | 0 | [6 empty] | 0.42196 | 0
LCP_Inputs_ON_Diverse_Howarth_2023_05_05 | 2042 | Electrolyser 2040 | Crossload | Hydrogen | PJ | Dispatch-Crossload | FuelCost | 0 | [6 empty] | 0.42196 | 0
LCP_Inputs_ON_Diverse_Howarth_2023_05_05 | 2042 | Electrolyser 2040 | Crossload | Hydrogen | PJ | Dispatch-Crossload | VOM | 0 | [6 empty] | 0.42196 | 0
LCP_Inputs_ON_Diverse_Howarth_2023_05_05 | 2042 | Electrolyser 2040 | Crossload | Hydrogen | QC | Dispatch-Crossload | EmissionsCost | 0 | [6 empty] | 0.42196 | 0
LCP_Inputs_ON_Diverse_Howarth_2023_05_05 | 2042 | Electrolyser 2040 | Crossload | Hydrogen | QC | Dispatch-Crossload | FuelCost | 0 | [6 empty] | 0.42196 | 0
LCP_Inputs_ON_Diverse_Howarth_2023_05_05 | 2042 | Electrolyser 2040 | Crossload | Hydrogen | QC | Dispatch-Crossload | VOM | 0 | [6 empty] | 0.42196 | 0
LCP_Inputs_ON_Diverse_Howarth_2023_05_05 | 2042 | Electrolyser 2040 | Crossload | Hydrogen | WC | Dispatch-Crossload | EmissionsCost | 0 | [6 empty] | 0.42196 | 0
LCP_Inputs_ON_Diverse_Howarth_2023_05_05 | 2042 | Electrolyser 2040 | Crossload | Hydrogen | WC | Dispatch-Crossload | FuelCost | 0 | [6 empty] | 0.42196 | 0
LCP_Inputs_ON_Diverse_Howarth_2023_05_05 | 2042 | Electrolyser 2040 | Crossload | Hydrogen | WC | Dispatch-Crossload | VOM | 0 | [6 empty] | 0.42196 | 0
LCP_Inputs_ON_Diverse_Howarth_2023_05_05 | 2042 | Electrolyser 2050 | Crossload | Hydrogen | MI | Dispatch-Crossload | EmissionsCost | 0 | [6 empty] | 0.42196 | 0
LCP_Inputs_ON_Diverse_Howarth_2023_05_05 | 2042 | Electrolyser 2050 | Crossload | Hydrogen | MI | Dispatch-Crossload | FuelCost | 0 | [6 empty] | 0.42196 | 0
LCP_Inputs_ON_Diverse_Howarth_2023_05_05 | 2042 | Electrolyser 2050 | Crossload | Hydrogen | MI | Dispatch-Crossload | VOM | 0 | [6 empty] | 0.42196 | 0
LCP_Inputs_ON_Diverse_Howarth_2023_05_05 | 2042 | Electrolyser 2050 | Crossload | Hydrogen | NY | Dispatch-Crossload | EmissionsCost | 0 | [6 empty] | 0.42196 | 0
LCP_Inputs_ON_Diverse_Howarth_2023_05_05 | 2042 | Electrolyser 2050 | Crossload | Hydrogen | NY | Dispatch-Crossload | FuelCost | 0 | [6 empty] | 0.42196 | 0
LCP_Inputs_ON_Diverse_Howarth_2023_05_05 | 2042 | Electrolyser 2050 | Crossload | Hydrogen | NY | Dispatch-Crossload | VOM | 0 | [6 empty] | 0.42196 | 0
LCP_Inputs_ON_Diverse_Howarth_2023_05_05 | 2042 | Electrolyser 2050 | Crossload | Hydrogen | ON | Dispatch-Crossload | EmissionsCost | 0 | [6 empty] | 0.42196 | 0
LCP_Inputs_ON_Diverse_Howarth_2023_05_05 | 2042 | Electrolyser 2050 | Crossload | Hydrogen | ON | Dispatch-Crossload | FuelCost | 0 | [6 empty] | 0.42196 | 0
LCP_Inputs_ON_Diverse_Howarth_2023_05_05 | 2042 | Electrolyser 2050 | Crossload | Hydrogen | ON | Dispatch-Crossload | VOM | 0 | [6 empty] | 0.42196 | 0
LCP_Inputs_ON_Diverse_Howarth_2023_05_05 | 2042 | Electrolyser 2050 | Crossload | Hydrogen | PJ | Dispatch-Crossload | EmissionsCost | 0 | [6 empty] | 0.42196 | 0
LCP_Inputs_ON_Diverse_Howarth_2023_05_05 | 2042 | Electrolyser 2050 | Crossload | Hydrogen | PJ | Dispatch-Crossload | FuelCost | 0 | [6 empty] | 0.42196 | 0
LCP_Inputs_ON_Diverse_Howarth_2023_05_05 | 2042 | Electrolyser 2050 | Crossload | Hydrogen | PJ | Dispatch-Crossload | VOM | 0 | [6 empty] | 0.42196 | 0
LCP_Inputs_ON_Diverse_Howarth_2023_05_05 | 2042 | Electrolyser 2050 | Crossload | Hydrogen | QC | Dispatch-Crossload | EmissionsCost | 0 | [6 empty] | 0.42196 | 0
LCP_Inputs_ON_Diverse_Howarth_2023_05_05 | 2042 | Electrolyser 2050 | Crossload | Hydrogen | QC | Dispatch-Crossload | FuelCost | 0 | [6 empty] | 0.42196 | 0
LCP_Inputs_ON_Diverse_Howarth_2023_05_05 | 2042 | Electrolyser 2050 | Crossload | Hydrogen | QC | Dispatch-Crossload | VOM | 0 | [6 empty] | 0.42196 | 0
LCP_Inputs_ON_Diverse_Howarth_2023_05_05 | 2042 | Electrolyser 2050 | Crossload | Hydrogen | WC | Dispatch-Crossload | EmissionsCost | 0 | [6 empty] | 0.42196 | 0
LCP_Inputs_ON_Diverse_Howarth_2023_05_05 | 2042 | Electrolyser 2050 | Crossload | Hydrogen | WC | Dispatch-Crossload | FuelCost | 0 | [6 empty] | 0.42196 | 0
LCP_Inputs_ON_Diverse_Howarth_2023_05_05 | 2042 | Electrolyser 2050 | Crossload | Hydrogen | WC | Dispatch-Crossload | VOM | 0 | [6 empty] | 0.42196 | 0
LCP_Inputs_ON_Diverse_Howarth_2023_05_05 | 2042 | Fossil Fuel Thermal (Coal, Peat, Oil) | Generation | Electricity | MI | Dispatch-Generation | EmissionsCost | 0 | [6 empty] | 0.42196 | 0
LCP_Inputs_ON_Diverse_Howarth_2023_05_05 | 2042 | Fossil Fuel Thermal (Coal, Peat, Oil) | Generation | Electricity | MI | Dispatch-Generation | FuelCost | 0 | [6 empty] | 0.42196 | 0
LCP_Inputs_ON_Diverse_Howarth_2023_05_05 | 2042 | Fossil Fuel Thermal (Coal, Peat, Oil) | Generation | Electricity | MI | Dispatch-Generation | VOM | 0 | [6 empty] | 0.42196 | 0
LCP_Inputs_ON_Diverse_Howarth_2023_05_05 | 2042 | Fossil Fuel Thermal (Coal, Peat, Oil) | Generation | Electricity | NY | Dispatch-Generation | EmissionsCost | 0 | [6 empty] | 0.42196 | 0
LCP_Inputs_ON_Diverse_Howarth_2023_05_05 | 2042 | Fossil Fuel Thermal (Coal, Peat, Oil) | Generation | Electricity | NY | Dispatch-Generation | FuelCost | 0 | [6 empty] | 0.42196 | 0
LCP_Inputs_ON_Diverse_Howarth_2023_05_05 | 2042 | Fossil Fuel Thermal (Coal, Peat, Oil) | Generation | Electricity | NY | Dispatch-Generation | VOM | 0 | [6 empty] | 0.42196 | 0
LCP_Inputs_ON_Diverse_Howarth_2023_05_05 | 2042 | Fossil Fuel Thermal (Coal, Peat, Oil) | Generation | Electricity | ON | Dispatch-Generation | EmissionsCost | 0 | [6 empty] | 0.42196 | 0
LCP_Inputs_ON_Diverse_Howarth_2023_05_05 | 2042 | Fossil Fuel Thermal (Coal, Peat, Oil) | Generation | Electricity | ON | Dispatch-Generation | FuelCost | 0 | [6 empty] | 0.42196 | 0
LCP_Inputs_ON_Diverse_Howarth_2023_05_05 | 2042 | Fossil Fuel Thermal (Coal, Peat, Oil) | Generation | Electricity | ON | Dispatch-Generation | VOM | 0 | [6 empty] | 0.42196 | 0
LCP_Inputs_ON_Diverse_Howarth_2023_05_05 | 2042 | Fossil Fuel Thermal (Coal, Peat, Oil) | Generation | Electricity | PJ | Dispatch-Generation | EmissionsCost | 0 | [6 empty] | 0.42196 | 0
LCP_Inputs_ON_Diverse_Howarth_2023_05_05 | 2042 | Fossil Fuel Thermal (Coal, Peat, Oil) | Generation | Electricity | PJ | Dispatch-Generation | FuelCost | 0 | [6 empty] | 0.42196 | 0
LCP_Inputs_ON_Diverse_Howarth_2023_05_05 | 2042 | Fossil Fuel Thermal (Coal, Peat, Oil) | Generation | Electricity | PJ | Dispatch-Generation | VOM | 0 | [6 empty] | 0.42196 | 0
LCP_Inputs_ON_Diverse_Howarth_2023_05_05 | 2042 | Fossil Fuel Thermal (Coal, Peat, Oil) | Generation | Electricity | QC | Dispatch-Generation | EmissionsCost | 0 | [6 empty] | 0.42196 | 0
LCP_Inputs_ON_Diverse_Howarth_2023_05_05 | 2042 | Fossil Fuel Thermal (Coal, Peat, Oil) | Generation | Electricity | QC | Dispatch-Generation | FuelCost | 0 | [6 empty] | 0.42196 | 0
LCP_Inputs_ON_Diverse_Howarth_2023_05_05 | 2042 | Fossil Fuel Thermal (Coal, Peat, Oil) | Generation | Electricity | QC | Dispatch-Generation | VOM | 0 | [6 empty] | 0.42196 | 0
LCP_Inputs_ON_Diverse_Howarth_2023_05_05 | 2042 | Fossil Fuel Thermal (Coal, Peat, Oil) | Generation | Electricity | WC | Dispatch-Generation | EmissionsCost | 0 | [6 empty] | 0.42196 | 0
LCP_Inputs_ON_Diverse_Howarth_2023_05_05 | 2042 | Fossil Fuel Thermal (Coal, Peat, Oil) | Generation | Electricity | WC | Dispatch-Generation | FuelCost | 0 | [6 empty] | 0.42196 | 0
LCP_Inputs_ON_Diverse_Howarth_2023_05_05 | 2042 | Fossil Fuel Thermal (Coal, Peat, Oil) | Generation | Electricity | WC | Dispatch-Generation | VOM | 0 | [6 empty] | 0.42196 | 0
LCP_Inputs_ON_Diverse_Howarth_2023_05_05 | 2042 | Generic - Generator | Generation | Electricity | MI | Dispatch-Generation | EmissionsCost | 0 | [6 empty] | 0.42196 | 0
LCP_Inputs_ON_Diverse_Howarth_2023_05_05 | 2042 | Generic - Generator | Generation | Electricity | MI | Dispatch-Generation | FuelCost | 779066036.8313 | [6 empty] | 0.42196 | 328731110.7975
LCP_Inputs_ON_Diverse_Howarth_2023_05_05 | 2042 | Generic - Generator | Generation | Electricity | MI | Dispatch-Generation | VOM | 25479285.0987 | [6 empty] | 0.42196 | 10751121.5954
LCP_Inputs_ON_Diverse_Howarth_2023_05_05 | 2042 | Generic - Generator | Generation | Electricity | NY | Dispatch-Generation | EmissionsCost | 0 | [6 empty] | 0.42196 | 0
LCP_Inputs_ON_Diverse_Howarth_2023_05_05 | 2042 | Generic - Generator | Generation | Electricity | NY | Dispatch-Generation | FuelCost | 89518783.8946 | [6 empty] | 0.42196 | 37772933.0707
LCP_Inputs_ON_Diverse_Howarth_2023_05_05 | 2042 | Generic - Generator | Generation | Electricity | NY | Dispatch-Generation | VOM | 2927703.8257 | [6 empty] | 0.42196 | 1235360.3998
LCP_Inputs_ON_Diverse_Howarth_2023_05_05 | 2042 | Generic - Generator | Generation | Electricity | ON | Dispatch-Generation | EmissionsCost | 0 | [6 empty] | 0.42196 | 0
LCP_Inputs_ON_Diverse_Howarth_2023_05_05 | 2042 | Generic - Generator | Generation | Electricity | ON | Dispatch-Generation | FuelCost | 0 | [6 empty] | 0.42196 | 0
LCP_Inputs_ON_Diverse_Howarth_2023_05_05 | 2042 | Generic - Generator | Generation | Electricity | ON | Dispatch-Generation | VOM | 0 | [6 empty] | 0.42196 | 0
LCP_Inputs_ON_Diverse_Howarth_2023_05_05 | 2042 | Generic - Generator | Generation | Electricity | PJ | Dispatch-Generation | EmissionsCost | 0 | [6 empty] | 0.42196 | 0
LCP_Inputs_ON_Diverse_Howarth_2023_05_05 | 2042 | Generic - Generator | Generation | Electricity | PJ | Dispatch-Generation | FuelCost | 5285282840.0619 | [6 empty] | 0.42196 | 2230153564.3361
LCP_Inputs_ON_Diverse_Howarth_2023_05_05 | 2042 | Generic - Generator | Generation | Electricity | PJ | Dispatch-Generation | VOM | 172854702.8655 | [6 empty] | 0.42196 | 72936972.982
LCP_Inputs_ON_Diverse_Howarth_2023_05_05 | 2042 | Generic - Generator | Generation | Electricity | QC | Dispatch-Generation | EmissionsCost | 0 | [6 empty] | 0.42196 | 0
LCP_Inputs_ON_Diverse_Howarth_2023_05_05 | 2042 | Generic - Generator | Generation | Electricity | QC | Dispatch-Generation | FuelCost | 0 | [6 empty] | 0.42196 | 0
LCP_Inputs_ON_Diverse_Howarth_2023_05_05 | 2042 | Generic - Generator | Generation | Electricity | QC | Dispatch-Generation | VOM | 0 | [6 empty] | 0.42196 | 0
LCP_Inputs_ON_Diverse_Howarth_2023_05_05 | 2042 | Generic - Generator | Generation | Electricity | WC | Dispatch-Generation | EmissionsCost | 0 | [6 empty] | 0.42196 | 0
LCP_Inputs_ON_Diverse_Howarth_2023_05_05 | 2042 | Generic - Generator | Generation | Electricity | WC | Dispatch-Generation | FuelCost | 0 | [6 empty] | 0.42196 | 0
LCP_Inputs_ON_Diverse_Howarth_2023_05_05 | 2042 | Generic - Generator | Generation | Electricity | WC | Dispatch-Generation | VOM | 0 | [6 empty] | 0.42196 | 0
LCP_Inputs_ON_Diverse_Howarth_2023_05_05 | 2042 | H2 Import - QC | Import | Hydrogen | MI | Dispatch-Import | EmissionsCost | 0 | [6 empty] | 0.42196 | 0
LCP_Inputs_ON_Diverse_Howarth_2023_05_05 | 2042 | H2 Import - QC | Import | Hydrogen | MI | Dispatch-Import | FuelCost | 0 | [6 empty] | 0.42196 | 0
LCP_Inputs_ON_Diverse_Howarth_2023_05_05 | 2042 | H2 Import - QC | Import | Hydrogen | MI | Dispatch-Import | VOM | 0 | [6 empty] | 0.42196 | 0
LCP_Inputs_ON_Diverse_Howarth_2023_05_05 | 2042 | H2 Import - QC | Import | Hydrogen | NY | Dispatch-Import | EmissionsCost | 0 | [6 empty] | 0.42196 | 0
LCP_Inputs_ON_Diverse_Howarth_2023_05_05 | 2042 | H2 Import - QC | Import | Hydrogen | NY | Dispatch-Import | FuelCost | 0 | [6 empty] | 0.42196 | 0
LCP_Inputs_ON_Diverse_Howarth_2023_05_05 | 2042 | H2 Import - QC | Import | Hydrogen | NY | Dispatch-Import | VOM | 0 | [6 empty] | 0.42196 | 0
LCP_Inputs_ON_Diverse_Howarth_2023_05_05 | 2042 | H2 Import - QC | Import | Hydrogen | ON | Dispatch-Import | EmissionsCost | 0 | [6 empty] | 0.42196 | 0
LCP_Inputs_ON_Diverse_Howarth_2023_05_05 | 2042 | H2 Import - QC | Import | Hydrogen | ON | Dispatch-Import | FuelCost | 0 | [6 empty] | 0.42196 | 0
LCP_Inputs_ON_Diverse_Howarth_2023_05_05 | 2042 | H2 Import - QC | Import | Hydrogen | ON | Dispatch-Import | VOM | 0 | [6 empty] | 0.42196 | 0
LCP_Inputs_ON_Diverse_Howarth_2023_05_05 | 2042 | H2 Import - QC | Import | Hydrogen | PJ | Dispatch-Import | EmissionsCost | 0 | [6 empty] | 0.42196 | 0
LCP_Inputs_ON_Diverse_Howarth_2023_05_05 | 2042 | H2 Import - QC | Import | Hydrogen | PJ | Dispatch-Import | FuelCost | 0 | [6 empty] | 0.42196 | 0
LCP_Inputs_ON_Diverse_Howarth_2023_05_05 | 2042 | H2 Import - QC | Import | Hydrogen | PJ | Dispatch-Import | VOM | 0 | [6 empty] | 0.42196 | 0
LCP_Inputs_ON_Diverse_Howarth_2023_05_05 | 2042 | H2 Import - QC | Import | Hydrogen | QC | Dispatch-Import | EmissionsCost | 0 | [6 empty] | 0.42196 | 0
LCP_Inputs_ON_Diverse_Howarth_2023_05_05 | 2042 | H2 Import - QC | Import | Hydrogen | QC | Dispatch-Import | FuelCost | 0 | [6 empty] | 0.42196 | 0
LCP_Inputs_ON_Diverse_Howarth_2023_05_05 | 2042 | H2 Import - QC | Import | Hydrogen | QC | Dispatch-Import | VOM | 0 | [6 empty] | 0.42196 | 0
LCP_Inputs_ON_Diverse_Howarth_2023_05_05 | 2042 | H2 Import - QC | Import | Hydrogen | WC | Dispatch-Import | EmissionsCost | 0 | [6 empty] | 0.42196 | 0
LCP_Inputs_ON_Diverse_Howarth_2023_05_05 | 2042 | H2 Import - QC | Import | Hydrogen | WC | Dispatch-Import | FuelCost | 0 | [6 empty] | 0.42196 | 0
LCP_Inputs_ON_Diverse_Howarth_2023_05_05 | 2042 | H2 Import - QC | Import | Hydrogen | WC | Dispatch-Import | VOM | 0 | [6 empty] | 0.42196 | 0
LCP_Inputs_ON_Diverse_Howarth_2023_05_05 | 2042 | H2 Import - WC | Import | Hydrogen | MI | Dispatch-Import | EmissionsCost | 0 | [6 empty] | 0.42196 | 0
LCP_Inputs_ON_Diverse_Howarth_2023_05_05 | 2042 | H2 Import - WC | Import | Hydrogen | MI | Dispatch-Import | FuelCost | 0 | [6 empty] | 0.42196 | 0
LCP_Inputs_ON_Diverse_Howarth_2023_05_05 | 2042 | H2 Import - WC | Import | Hydrogen | MI | Dispatch-Import | VOM | 0 | [6 empty] | 0.42196 | 0
LCP_Inputs_ON_Diverse_Howarth_2023_05_05 | 2042 | H2 Import - WC | Import | Hydrogen | NY | Dispatch-Import | EmissionsCost | 0 | [6 empty] | 0.42196 | 0
LCP_Inputs_ON_Diverse_Howarth_2023_05_05 | 2042 | H2 Import - WC | Import | Hydrogen | NY | Dispatch-Import | FuelCost | 0 | [6 empty] | 0.42196 | 0
LCP_Inputs_ON_Diverse_Howarth_2023_05_05 | 2042 | H2 Import - WC | Import | Hydrogen | NY | Dispatch-Import | VOM | 0 | [6 empty] | 0.42196 | 0
LCP_Inputs_ON_Diverse_Howarth_2023_05_05 | 2042 | H2 Import - WC | Import | Hydrogen | ON | Dispatch-Import | EmissionsCost | 0 | [6 empty] | 0.42196 | 0
LCP_Inputs_ON_Diverse_Howarth_2023_05_05 | 2042 | H2 Import - WC | Import | Hydrogen | ON | Dispatch-Import | FuelCost | 0 | [6 empty] | 0.42196 | 0
LCP_Inputs_ON_Diverse_Howarth_2023_05_05 | 2042 | H2 Import - WC | Import | Hydrogen | ON | Dispatch-Import | VOM | 0 | [6 empty] | 0.42196 | 0
LCP_Inputs_ON_Diverse_Howarth_2023_05_05 | 2042 | H2 Import - WC | Import | Hydrogen | PJ | Dispatch-Import | EmissionsCost | 0 | [6 empty] | 0.42196 | 0
LCP_Inputs_ON_Diverse_Howarth_2023_05_05 | 2042 | H2 Import - WC | Import | Hydrogen | PJ | Dispatch-Import | FuelCost | 0 | [6 empty] | 0.42196 | 0
LCP_Inputs_ON_Diverse_Howarth_2023_05_05 | 2042 | H2 Import - WC | Import | Hydrogen | PJ | Dispatch-Import | VOM | 0 | [6 empty] | 0.42196 | 0
LCP_Inputs_ON_Diverse_Howarth_2023_05_05 | 2042 | H2 Import - WC | Import | Hydrogen | QC | Dispatch-Import | EmissionsCost | 0 | [6 empty] | 0.42196 | 0
LCP_Inputs_ON_Diverse_Howarth_2023_05_05 | 2042 | H2 Import - WC | Import | Hydrogen | QC | Dispatch-Import | FuelCost | 0 | [6 empty] | 0.42196 | 0
LCP_Inputs_ON_Diverse_Howarth_2023_05_05 | 2042 | H2 Import - WC | Import | Hydrogen | QC | Dispatch-Import | VOM | 0 | [6 empty] | 0.42196 | 0
LCP_Inputs_ON_Diverse_Howarth_2023_05_05 | 2042 | H2 Import - WC | Import | Hydrogen | WC | Dispatch-Import | EmissionsCost | 0 | [6 empty] | 0.42196 | 0
LCP_Inputs_ON_Diverse_Howarth_2023_05_05 | 2042 | H2 Import - WC | Import | Hydrogen | WC | Dispatch-Import | FuelCost | 8016738.2099 | [6 empty] | 0.42196 | 3382705.871
LCP_Inputs_ON_Diverse_Howarth_2023_05_05 | 2042 | H2 Import - WC | Import | Hydrogen | WC | Dispatch-Import | VOM | 0 | [6 empty] | 0.42196 | 0
LCP_Inputs_ON_Diverse_Howarth_2023_05_05 | 2042 | H2 Salt Cavern Storage - ON | Storage | Hydrogen | MI | Dispatch-Storage | EmissionsCost | 0 | [6 empty] | 0.42196 | 0
LCP_Inputs_ON_Diverse_Howarth_2023_05_05 | 2042 | H2 Salt Cavern Storage - ON | Storage | Hydrogen | MI | Dispatch-Storage | FuelCost | 0 | [6 empty] | 0.42196 | 0
LCP_Inputs_ON_Diverse_Howarth_2023_05_05 | 2042 | H2 Salt Cavern Storage - ON | Storage | Hydrogen | MI | Dispatch-Storage | VOM | 0 | [6 empty] | 0.42196 | 0
LCP_Inputs_ON_Diverse_Howarth_2023_05_05 | 2042 | H2 Salt Cavern Storage - ON | Storage | Hydrogen | NY | Dispatch-Storage | EmissionsCost | 0 | [6 empty] | 0.42196 | 0
LCP_Inputs_ON_Diverse_Howarth_2023_05_05 | 2042 | H2 Salt Cavern Storage - ON | Storage | Hydrogen | NY | Dispatch-Storage | FuelCost | 0 | [6 empty] | 0.42196 | 0
LCP_Inputs_ON_Diverse_Howarth_2023_05_05 | 2042 | H2 Salt Cavern Storage - ON | Storage | Hydrogen | NY | Dispatch-Storage | VOM | 0 | [6 empty] | 0.42196 | 0
LCP_Inputs_ON_Diverse_Howarth_2023_05_05 | 2042 | H2 Salt Cavern Storage - ON | Storage | Hydrogen | ON | Dispatch-Storage | EmissionsCost | 0 | [6 empty] | 0.42196 | 0
LCP_Inputs_ON_Diverse_Howarth_2023_05_05 | 2042 | H2 Salt Cavern Storage - ON | Storage | Hydrogen | ON | Dispatch-Storage | FuelCost | 0 | [6 empty] | 0.42196 | 0
LCP_Inputs_ON_Diverse_Howarth_2023_05_05 | 2042 | H2 Salt Cavern Storage - ON | Storage | Hydrogen | ON | Dispatch-Storage | VOM | 56003241.9784 | [6 empty] | 0.42196 | 23630869.6227
LCP_Inputs_ON_Diverse_Howarth_2023_05_05 | 2042 | H2 Salt Cavern Storage - ON | Storage | Hydrogen | PJ | Dispatch-Storage | EmissionsCost | 0 | [6 empty] | 0.42196 | 0
LCP_Inputs_ON_Diverse_Howarth_2023_05_05 | 2042 | H2 Salt Cavern Storage - ON | Storage | Hydrogen | PJ | Dispatch-Storage | FuelCost | 0 | [6 empty] | 0.42196 | 0
LCP_Inputs_ON_Diverse_Howarth_2023_05_05 | 2042 | H2 Salt Cavern Storage - ON | Storage | Hydrogen | PJ | Dispatch-Storage | VOM | 0 | [6 empty] | 0.42196 | 0
LCP_Inputs_ON_Diverse_Howarth_2023_05_05 | 2042 | H2 Salt Cavern Storage - ON | Storage | Hydrogen | QC | Dispatch-Storage | EmissionsCost | 0 | [6 empty] | 0.42196 | 0
LCP_Inputs_ON_Diverse_Howarth_2023_05_05 | 2042 | H2 Salt Cavern Storage - ON | Storage | Hydrogen | QC | Dispatch-Storage | FuelCost | 0 | [6 empty] | 0.42196 | 0
LCP_Inputs_ON_Diverse_Howarth_2023_05_05 | 2042 | H2 Salt Cavern Storage - ON | Storage | Hydrogen | QC | Dispatch-Storage | VOM | 0 | [6 empty] | 0.42196 | 0
LCP_Inputs_ON_Diverse_Howarth_2023_05_05 | 2042 | H2 Salt Cavern Storage - ON | Storage | Hydrogen | WC | Dispatch-Storage | EmissionsCost | 0 | [6 empty] | 0.42196 | 0
LCP_Inputs_ON_Diverse_Howarth_2023_05_05 | 2042 | H2 Salt Cavern Storage - ON | Storage | Hydrogen | WC | Dispatch-Storage | FuelCost | 0 | [6 empty] | 0.42196 | 0
LCP_Inputs_ON_Diverse_Howarth_2023_05_05 | 2042 | H2 Salt Cavern Storage - ON | Storage | Hydrogen | WC | Dispatch-Storage | VOM | 0 | [6 empty] | 0.42196 | 0
LCP_Inputs_ON_Diverse_Howarth_2023_05_05 | 2042 | Hydro | Generation | Electricity | MI | Dispatch-Generation | EmissionsCost | 0 | [6 empty] | 0.42196 | 0
LCP_Inputs_ON_Diverse_Howarth_2023_05_05 | 2042 | Hydro | Generation | Electricity | MI | Dispatch-Generation | FuelCost | 0 | [6 empty] | 0.42196 | 0
LCP_Inputs_ON_Diverse_Howarth_2023_05_05 | 2042 | Hydro | Generation | Electricity | MI | Dispatch-Generation | VOM | 0 | [6 empty] | 0.42196 | 0
LCP_Inputs_ON_Diverse_Howarth_2023_05_05 | 2042 | Hydro | Generation | Electricity | NY | Dispatch-Generation | EmissionsCost | 0 | [6 empty] | 0.42196 | 0
LCP_Inputs_ON_Diverse_Howarth_2023_05_05 | 2042 | Hydro | Generation | Electricity | NY | Dispatch-Generation | FuelCost | 0 | [6 empty] | 0.42196 | 0
LCP_Inputs_ON_Diverse_Howarth_2023_05_05 | 2042 | Hydro | Generation | Electricity | NY | Dispatch-Generation | VOM | 0 | [6 empty] | 0.42196 | 0
LCP_Inputs_ON_Diverse_Howarth_2023_05_05 | 2042 | Hydro | Generation | Electricity | ON | Dispatch-Generation | EmissionsCost | 0 | [6 empty] | 0.42196 | 0
LCP_Inputs_ON_Diverse_Howarth_2023_05_05 | 2042 | Hydro | Generation | Electricity | ON | Dispatch-Generation | FuelCost | 0 | [6 empty] | 0.42196 | 0
LCP_Inputs_ON_Diverse_Howarth_2023_05_05 | 2042 | Hydro | Generation | Electricity | ON | Dispatch-Generation | VOM | 0 | [6 empty] | 0.42196 | 0
LCP_Inputs_ON_Diverse_Howarth_2023_05_05 | 2042 | Hydro | Generation | Electricity | PJ | Dispatch-Generation | EmissionsCost | 0 | [6 empty] | 0.42196 | 0
LCP_Inputs_ON_Diverse_Howarth_2023_05_05 | 2042 | Hydro | Generation | Electricity | PJ | Dispatch-Generation | FuelCost | 0 | [6 empty] | 0.42196 | 0
LCP_Inputs_ON_Diverse_Howarth_2023_05_05 | 2042 | Hydro | Generation | Electricity | PJ | Dispatch-Generation | VOM | 0 | [6 empty] | 0.42196 | 0
LCP_Inputs_ON_Diverse_Howarth_2023_05_05 | 2042 | Hydro | Generation | Electricity | QC | Dispatch-Generation | EmissionsCost | 0 | [6 empty] | 0.42196 | 0
LCP_Inputs_ON_Diverse_Howarth_2023_05_05 | 2042 | Hydro | Generation | Electricity | QC | Dispatch-Generation | FuelCost | 0 | [6 empty] | 0.42196 | 0
LCP_Inputs_ON_Diverse_Howarth_2023_05_05 | 2042 | Hydro | Generation | Electricity | QC | Dispatch-Generation | VOM | 0 | [6 empty] | 0.42196 | 0
LCP_Inputs_ON_Diverse_Howarth_2023_05_05 | 2042 | Hydro | Generation | Electricity | WC | Dispatch-Generation | EmissionsCost | 0 | [6 empty] | 0.42196 | 0
LCP_Inputs_ON_Diverse_Howarth_2023_05_05 | 2042 | Hydro | Generation | Electricity | WC | Dispatch-Generation | FuelCost | 0 | [6 empty] | 0.42196 | 0
LCP_Inputs_ON_Diverse_Howarth_2023_05_05 | 2042 | Hydro | Generation | Electricity | WC | Dispatch-Generation | VOM | 0 | [6 empty] | 0.42196 | 0
LCP_Inputs_ON_Diverse_Howarth_2023_05_05 | 2042 | Hydro Pumped Storage | Storage | Electricity | MI | Dispatch-Storage | EmissionsCost | 0 | [6 empty] | 0.42196 | 0
LCP_Inputs_ON_Diverse_Howarth_2023_05_05 | 2042 | Hydro Pumped Storage | Storage | Electricity | MI | Dispatch-Storage | FuelCost | 0 | [6 empty] | 0.42196 | 0
LCP_Inputs_ON_Diverse_Howarth_2023_05_05 | 2042 | Hydro Pumped Storage | Storage | Electricity | MI | Dispatch-Storage | VOM | 0 | [6 empty] | 0.42196 | 0
LCP_Inputs_ON_Diverse_Howarth_2023_05_05 | 2042 | Hydro Pumped Storage | Storage | Electricity | NY | Dispatch-Storage | EmissionsCost | 0 | [6 empty] | 0.42196 | 0
LCP_Inputs_ON_Diverse_Howarth_2023_05_05 | 2042 | Hydro Pumped Storage | Storage | Electricity | NY | Dispatch-Storage | FuelCost | 0 | [6 empty] | 0.42196 | 0
LCP_Inputs_ON_Diverse_Howarth_2023_05_05 | 2042 | Hydro Pumped Storage | Storage | Electricity | NY | Dispatch-Storage | VOM | 0 | [6 empty] | 0.42196 | 0
LCP_Inputs_ON_Diverse_Howarth_2023_05_05 | 2042 | Hydro Pumped Storage | Storage | Electricity | ON | Dispatch-Storage | EmissionsCost | 0 | [6 empty] | 0.42196 | 0
LCP_Inputs_ON_Diverse_Howarth_2023_05_05 | 2042 | Hydro Pumped Storage | Storage | Electricity | ON | Dispatch-Storage | FuelCost | 0 | [6 empty] | 0.42196 | 0
LCP_Inputs_ON_Diverse_Howarth_2023_05_05 | 2042 | Hydro Pumped Storage | Storage | Electricity | ON | Dispatch-Storage | VOM | 0 | [6 empty] | 0.42196 | 0
LCP_Inputs_ON_Diverse_Howarth_2023_05_05 | 2042 | Hydro Pumped Storage | Storage | Electricity | PJ | Dispatch-Storage | EmissionsCost | 0 | [6 empty] | 0.42196 | 0
LCP_Inputs_ON_Diverse_Howarth_2023_05_05 | 2042 | Hydro Pumped Storage | Storage | Electricity | PJ | Dispatch-Storage | FuelCost | 0 | [6 empty] | 0.42196 | 0
LCP_Inputs_ON_Diverse_Howarth_2023_05_05 | 2042 | Hydro Pumped Storage | Storage | Electricity | PJ | Dispatch-Storage | VOM | 0 | [6 empty] | 0.42196 | 0
LCP_Inputs_ON_Diverse_Howarth_2023_05_05 | 2042 | Hydro Pumped Storage | Storage | Electricity | QC | Dispatch-Storage | EmissionsCost | 0 | [6 empty] | 0.42196 | 0
LCP_Inputs_ON_Diverse_Howarth_2023_05_05 | 2042 | Hydro Pumped Storage | Storage | Electricity | QC | Dispatch-Storage | FuelCost | 0 | [6 empty] | 0.42196 | 0
LCP_Inputs_ON_Diverse_Howarth_2023_05_05 | 2042 | Hydro Pumped Storage | Storage | Electricity | QC | Dispatch-Storage | VOM | 0 | [6 empty] | 0.42196 | 0
LCP_Inputs_ON_Diverse_Howarth_2023_05_05 | 2042 | Hydro Pumped Storage | Storage | Electricity | WC | Dispatch-Storage | EmissionsCost | 0 | [6 empty] | 0.42196 | 0
LCP_Inputs_ON_Diverse_Howarth_2023_05_05 | 2042 | Hydro Pumped Storage | Storage | Electricity | WC | Dispatch-Storage | FuelCost | 0 | [6 empty] | 0.42196 | 0
LCP_Inputs_ON_Diverse_Howarth_2023_05_05 | 2042 | Hydro Pumped Storage | Storage | Electricity | WC | Dispatch-Storage | VOM | 0 | [6 empty] | 0.42196 | 0
LCP_Inputs_ON_Diverse_Howarth_2023_05_05 | 2042 | Nuclear | Generation | Electricity | MI | Dispatch-Generation | EmissionsCost | 0 | [6 empty] | 0.42196 | 0
LCP_Inputs_ON_Diverse_Howarth_2023_05_05 | 2042 | Nuclear | Generation | Electricity | MI | Dispatch-Generation | FuelCost | 0 | [6 empty] | 0.42196 | 0
LCP_Inputs_ON_Diverse_Howarth_2023_05_05 | 2042 | Nuclear | Generation | Electricity | MI | Dispatch-Generation | VOM | 2762866296.96 | [6 empty] | 0.42196 | 1165806316.5977
LCP_Inputs_ON_Diverse_Howarth_2023_05_05 | 2042 | Nuclear | Generation | Electricity | NY | Dispatch-Generation | EmissionsCost | 0 | [6 empty] | 0.42196 | 0
LCP_Inputs_ON_Diverse_Howarth_2023_05_05 | 2042 | Nuclear | Generation | Electricity | NY | Dispatch-Generation | FuelCost | 0 | [6 empty] | 0.42196 | 0
LCP_Inputs_ON_Diverse_Howarth_2023_05_05 | 2042 | Nuclear | Generation | Electricity | NY | Dispatch-Generation | VOM | 2246155230.144 | [6 empty] | 0.42196 | 947777298.6127
LCP_Inputs_ON_Diverse_Howarth_2023_05_05 | 2042 | Nuclear | Generation | Electricity | ON | Dispatch-Generation | EmissionsCost | 0 | [6 empty] | 0.42196 | 0
LCP_Inputs_ON_Diverse_Howarth_2023_05_05 | 2042 | Nuclear | Generation | Electricity | ON | Dispatch-Generation | FuelCost | 0 | [6 empty] | 0.42196 | 0
LCP_Inputs_ON_Diverse_Howarth_2023_05_05 | 2042 | Nuclear | Generation | Electricity | ON | Dispatch-Generation | VOM | 7837478141.9618 | [6 empty] | 0.42196 | 3307066119.7571
LCP_Inputs_ON_Diverse_Howarth_2023_05_05 | 2042 | Nuclear | Generation | Electricity | PJ | Dispatch-Generation | EmissionsCost | 0 | [6 empty] | 0.42196 | 0
LCP_Inputs_ON_Diverse_Howarth_2023_05_05 | 2042 | Nuclear | Generation | Electricity | PJ | Dispatch-Generation | FuelCost | 0 | [6 empty] | 0.42196 | 0
LCP_Inputs_ON_Diverse_Howarth_2023_05_05 | 2042 | Nuclear | Generation | Electricity | PJ | Dispatch-Generation | VOM | 6401347648.6848 | [6 empty] | 0.42196 | 2701083122.1857
LCP_Inputs_ON_Diverse_Howarth_2023_05_05 | 2042 | Nuclear | Generation | Electricity | QC | Dispatch-Generation | EmissionsCost | 0 | [6 empty] | 0.42196 | 0
LCP_Inputs_ON_Diverse_Howarth_2023_05_05 | 2042 | Nuclear | Generation | Electricity | QC | Dispatch-Generation | FuelCost | 0 | [6 empty] | 0.42196 | 0
LCP_Inputs_ON_Diverse_Howarth_2023_05_05 | 2042 | Nuclear | Generation | Electricity | QC | Dispatch-Generation | VOM | 0 | [6 empty] | 0.42196 | 0
LCP_Inputs_ON_Diverse_Howarth_2023_05_05 | 2042 | Nuclear | Generation | Electricity | WC | Dispatch-Generation | EmissionsCost | 0 | [6 empty] | 0.42196 | 0
LCP_Inputs_ON_Diverse_Howarth_2023_05_05 | 2042 | Nuclear | Generation | Electricity | WC | Dispatch-Generation | FuelCost | 0 | [6 empty] | 0.42196 | 0
LCP_Inputs_ON_Diverse_Howarth_2023_05_05 | 2042 | Nuclear | Generation | Electricity | WC | Dispatch-Generation | VOM | 0 | [6 empty] | 0.42196 | 0
LCP_Inputs_ON_Diverse_Howarth_2023_05_05 | 2042 | Nuclear SMR | Generation | Electricity | MI | Dispatch-Generation | EmissionsCost | 0 | [6 empty] | 0.42196 | 0
LCP_Inputs_ON_Diverse_Howarth_2023_05_05 | 2042 | Nuclear SMR | Generation | Electricity | MI | Dispatch-Generation | FuelCost | 0 | [6 empty] | 0.42196 | 0
LCP_Inputs_ON_Diverse_Howarth_2023_05_05 | 2042 | Nuclear SMR | Generation | Electricity | MI | Dispatch-Generation | VOM | 0 | [6 empty] | 0.42196 | 0
LCP_Inputs_ON_Diverse_Howarth_2023_05_05 | 2042 | Nuclear SMR | Generation | Electricity | NY | Dispatch-Generation | EmissionsCost | 0 | [6 empty] | 0.42196 | 0
LCP_Inputs_ON_Diverse_Howarth_2023_05_05 | 2042 | Nuclear SMR | Generation | Electricity | NY | Dispatch-Generation | FuelCost | 0 | [6 empty] | 0.42196 | 0
LCP_Inputs_ON_Diverse_Howarth_2023_05_05 | 2042 | Nuclear SMR | Generation | Electricity | NY | Dispatch-Generation | VOM | 0 | [6 empty] | 0.42196 | 0
LCP_Inputs_ON_Diverse_Howarth_2023_05_05 | 2042 | Nuclear SMR | Generation | Electricity | ON | Dispatch-Generation | EmissionsCost | 0 | [6 empty] | 0.42196 | 0
LCP_Inputs_ON_Diverse_Howarth_2023_05_05 | 2042 | Nuclear SMR | Generation | Electricity | ON | Dispatch-Generation | FuelCost | 0 | [6 empty] | 0.42196 | 0
LCP_Inputs_ON_Diverse_Howarth_2023_05_05 | 2042 | Nuclear SMR | Generation | Electricity | ON | Dispatch-Generation | VOM | 209585025.0029 | [6 empty] | 0.42196 | 88435530.2613
LCP_Inputs_ON_Diverse_Howarth_2023_05_05 | 2042 | Nuclear SMR | Generation | Electricity | PJ | Dispatch-Generation | EmissionsCost | 0 | [6 empty] | 0.42196 | 0
LCP_Inputs_ON_Diverse_Howarth_2023_05_05 | 2042 | Nuclear SMR | Generation | Electricity | PJ | Dispatch-Generation | FuelCost | 0 | [6 empty] | 0.42196 | 0
LCP_Inputs_ON_Diverse_Howarth_2023_05_05 | 2042 | Nuclear SMR | Generation | Electricity | PJ | Dispatch-Generation | VOM | 0 | [6 empty] | 0.42196 | 0
LCP_Inputs_ON_Diverse_Howarth_2023_05_05 | 2042 | Nuclear SMR | Generation | Electricity | QC | Dispatch-Generation | EmissionsCost | 0 | [6 empty] | 0.42196 | 0
LCP_Inputs_ON_Diverse_Howarth_2023_05_05 | 2042 | Nuclear SMR | Generation | Electricity | QC | Dispatch-Generation | FuelCost | 0 | [6 empty] | 0.42196 | 0
LCP_Inputs_ON_Diverse_Howarth_2023_05_05 | 2042 | Nuclear SMR | Generation | Electricity | QC | Dispatch-Generation | VOM | 0 | [6 empty] | 0.42196 | 0
LCP_Inputs_ON_Diverse_Howarth_2023_05_05 | 2042 | Nuclear SMR | Generation | Electricity | WC | Dispatch-Generation | EmissionsCost | 0 | [6 empty] | 0.42196 | 0
LCP_Inputs_ON_Diverse_Howarth_2023_05_05 | 2042 | Nuclear SMR | Generation | Electricity | WC | Dispatch-Generation | FuelCost | 0 | [6 empty] | 0.42196 | 0
LCP_Inputs_ON_Diverse_Howarth_2023_05_05 | 2042 | Nuclear SMR | Generation | Electricity | WC | Dispatch-Generation | VOM | 0 | [6 empty] | 0.42196 | 0
LCP_Inputs_ON_Diverse_Howarth_2023_05_05 | 2042 | O/CCGT - CH4 Existing | Crossload | Electricity | MI | Dispatch-Crossload | EmissionsCost | 0 | [6 empty] | 0.42196 | 0
LCP_Inputs_ON_Diverse_Howarth_2023_05_05 | 2042 | O/CCGT - CH4 Existing | Crossload | Electricity | MI | Dispatch-Crossload | FuelCost | 0 | [6 empty] | 0.42196 | 0
LCP_Inputs_ON_Diverse_Howarth_2023_05_05 | 2042 | O/CCGT - CH4 Existing | Crossload | Electricity | MI | Dispatch-Crossload | VOM | 0 | [6 empty] | 0.42196 | 0
LCP_Inputs_ON_Diverse_Howarth_2023_05_05 | 2042 | O/CCGT - CH4 Existing | Crossload | Electricity | NY | Dispatch-Crossload | EmissionsCost | 0 | [6 empty] | 0.42196 | 0
LCP_Inputs_ON_Diverse_Howarth_2023_05_05 | 2042 | O/CCGT - CH4 Existing | Crossload | Electricity | NY | Dispatch-Crossload | FuelCost | 0 | [6 empty] | 0.42196 | 0
LCP_Inputs_ON_Diverse_Howarth_2023_05_05 | 2042 | O/CCGT - CH4 Existing | Crossload | Electricity | NY | Dispatch-Crossload | VOM | 0 | [6 empty] | 0.42196 | 0
LCP_Inputs_ON_Diverse_Howarth_2023_05_05 | 2042 | O/CCGT - CH4 Existing | Crossload | Electricity | ON | Dispatch-Crossload | EmissionsCost | 3390434.5216 | [6 empty] | 0.42196 | 1430612.1095
LCP_Inputs_ON_Diverse_Howarth_2023_05_05 | 2042 | O/CCGT - CH4 Existing | Crossload | Electricity | ON | Dispatch-Crossload | FuelCost | 0 | [6 empty] | 0.42196 | 0
LCP_Inputs_ON_Diverse_Howarth_2023_05_05 | 2042 | O/CCGT - CH4 Existing | Crossload | Electricity | ON | Dispatch-Crossload | VOM | 205052.9936 | [6 empty] | 0.42196 | 86523.2152
LCP_Inputs_ON_Diverse_Howarth_2023_05_05 | 2042 | O/CCGT - CH4 Existing | Crossload | Electricity | PJ | Dispatch-Crossload | EmissionsCost | 0 | [6 empty] | 0.42196 | 0
LCP_Inputs_ON_Diverse_Howarth_2023_05_05 | 2042 | O/CCGT - CH4 Existing | Crossload | Electricity | PJ | Dispatch-Crossload | FuelCost | 0 | [6 empty] | 0.42196 | 0
LCP_Inputs_ON_Diverse_Howarth_2023_05_05 | 2042 | O/CCGT - CH4 Existing | Crossload | Electricity | PJ | Dispatch-Crossload | VOM | 0 | [6 empty] | 0.42196 | 0
LCP_Inputs_ON_Diverse_Howarth_2023_05_05 | 2042 | O/CCGT - CH4 Existing | Crossload | Electricity | QC | Dispatch-Crossload | EmissionsCost | 0 | [6 empty] | 0.42196 | 0
LCP_Inputs_ON_Diverse_Howarth_2023_05_05 | 2042 | O/CCGT - CH4 Existing | Crossload | Electricity | QC | Dispatch-Crossload | FuelCost | 0 | [6 empty] | 0.42196 | 0
LCP_Inputs_ON_Diverse_Howarth_2023_05_05 | 2042 | O/CCGT - CH4 Existing | Crossload | Electricity | QC | Dispatch-Crossload | VOM | 0 | [6 empty] | 0.42196 | 0
LCP_Inputs_ON_Diverse_Howarth_2023_05_05 | 2042 | O/CCGT - CH4 Existing | Crossload | Electricity | WC | Dispatch-Crossload | EmissionsCost | 0 | [6 empty] | 0.42196 | 0
LCP_Inputs_ON_Diverse_Howarth_2023_05_05 | 2042 | O/CCGT - CH4 Existing | Crossload | Electricity | WC | Dispatch-Crossload | FuelCost | 0 | [6 empty] | 0.42196 | 0
LCP_Inputs_ON_Diverse_Howarth_2023_05_05 | 2042 | O/CCGT - CH4 Existing | Crossload | Electricity | WC | Dispatch-Crossload | VOM | 0 | [6 empty] | 0.42196 | 0
LCP_Inputs_ON_Diverse_Howarth_2023_05_05 | 2042 | O/CCGT - CH4 New | Crossload | Electricity | MI | Dispatch-Crossload | EmissionsCost | 0 | [6 empty] | 0.42196 | 0
LCP_Inputs_ON_Diverse_Howarth_2023_05_05 | 2042 | O/CCGT - CH4 New | Crossload | Electricity | MI | Dispatch-Crossload | FuelCost | 0 | [6 empty] | 0.42196 | 0
LCP_Inputs_ON_Diverse_Howarth_2023_05_05 | 2042 | O/CCGT - CH4 New | Crossload | Electricity | MI | Dispatch-Crossload | VOM | 0 | [6 empty] | 0.42196 | 0
LCP_Inputs_ON_Diverse_Howarth_2023_05_05 | 2042 | O/CCGT - CH4 New | Crossload | Electricity | NY | Dispatch-Crossload | EmissionsCost | 0 | [6 empty] | 0.42196 | 0
LCP_Inputs_ON_Diverse_Howarth_2023_05_05 | 2042 | O/CCGT - CH4 New | Crossload | Electricity | NY | Dispatch-Crossload | FuelCost | 0 | [6 empty] | 0.42196 | 0
LCP_Inputs_ON_Diverse_Howarth_2023_05_05 | 2042 | O/CCGT - CH4 New | Crossload | Electricity | NY | Dispatch-Crossload | VOM | 0 | [6 empty] | 0.42196 | 0
LCP_Inputs_ON_Diverse_Howarth_2023_05_05 | 2042 | O/CCGT - CH4 New | Crossload | Electricity | ON | Dispatch-Crossload | EmissionsCost | 1511114.6946 | [6 empty] | 0.42196 | 637622.9852
LCP_Inputs_ON_Diverse_Howarth_2023_05_05 | 2042 | O/CCGT - CH4 New | Crossload | Electricity | ON | Dispatch-Crossload | FuelCost | 0 | [6 empty] | 0.42196 | 0
LCP_Inputs_ON_Diverse_Howarth_2023_05_05 | 2042 | O/CCGT - CH4 New | Crossload | Electricity | ON | Dispatch-Crossload | VOM | 91392 | [6 empty] | 0.42196 | 38563.3467
LCP_Inputs_ON_Diverse_Howarth_2023_05_05 | 2042 | O/CCGT - CH4 New | Crossload | Electricity | PJ | Dispatch-Crossload | EmissionsCost | 0 | [6 empty] | 0.42196 | 0
LCP_Inputs_ON_Diverse_Howarth_2023_05_05 | 2042 | O/CCGT - CH4 New | Crossload | Electricity | PJ | Dispatch-Crossload | FuelCost | 0 | [6 empty] | 0.42196 | 0
LCP_Inputs_ON_Diverse_Howarth_2023_05_05 | 2042 | O/CCGT - CH4 New | Crossload | Electricity | PJ | Dispatch-Crossload | VOM | 0 | [6 empty] | 0.42196 | 0
LCP_Inputs_ON_Diverse_Howarth_2023_05_05 | 2042 | O/CCGT - CH4 New | Crossload | Electricity | QC | Dispatch-Crossload | EmissionsCost | 0 | [6 empty] | 0.42196 | 0
LCP_Inputs_ON_Diverse_Howarth_2023_05_05 | 2042 | O/CCGT - CH4 New | Crossload | Electricity | QC | Dispatch-Crossload | FuelCost | 0 | [6 empty] | 0.42196 | 0
LCP_Inputs_ON_Diverse_Howarth_2023_05_05 | 2042 | O/CCGT - CH4 New | Crossload | Electricity | QC | Dispatch-Crossload | VOM | 0 | [6 empty] | 0.42196 | 0
LCP_Inputs_ON_Diverse_Howarth_2023_05_05 | 2042 | O/CCGT - CH4 New | Crossload | Electricity | WC | Dispatch-Crossload | EmissionsCost | 0 | [6 empty] | 0.42196 | 0
LCP_Inputs_ON_Diverse_Howarth_2023_05_05 | 2042 | O/CCGT - CH4 New | Crossload | Electricity | WC | Dispatch-Crossload | FuelCost | 0 | [6 empty] | 0.42196 | 0
LCP_Inputs_ON_Diverse_Howarth_2023_05_05 | 2042 | O/CCGT - CH4 New | Crossload | Electricity | WC | Dispatch-Crossload | VOM | 0 | [6 empty] | 0.42196 | 0
LCP_Inputs_ON_Diverse_Howarth_2023_05_05 | 2042 | O/CCGT - H2 New | Crossload | Electricity | MI | Dispatch-Crossload | EmissionsCost | 0 | [6 empty] | 0.42196 | 0
LCP_Inputs_ON_Diverse_Howarth_2023_05_05 | 2042 | O/CCGT - H2 New | Crossload | Electricity | MI | Dispatch-Crossload | FuelCost | 0 | [6 empty] | 0.42196 | 0
LCP_Inputs_ON_Diverse_Howarth_2023_05_05 | 2042 | O/CCGT - H2 New | Crossload | Electricity | MI | Dispatch-Crossload | VOM | 0 | [6 empty] | 0.42196 | 0
LCP_Inputs_ON_Diverse_Howarth_2023_05_05 | 2042 | O/CCGT - H2 New | Crossload | Electricity | NY | Dispatch-Crossload | EmissionsCost | 0 | [6 empty] | 0.42196 | 0
LCP_Inputs_ON_Diverse_Howarth_2023_05_05 | 2042 | O/CCGT - H2 New | Crossload | Electricity | NY | Dispatch-Crossload | FuelCost | 0 | [6 empty] | 0.42196 | 0
LCP_Inputs_ON_Diverse_Howarth_2023_05_05 | 2042 | O/CCGT - H2 New | Crossload | Electricity | NY | Dispatch-Crossload | VOM | 0 | [6 empty] | 0.42196 | 0
LCP_Inputs_ON_Diverse_Howarth_2023_05_05 | 2042 | O/CCGT - H2 New | Crossload | Electricity | ON | Dispatch-Crossload | EmissionsCost | 0 | [6 empty] | 0.42196 | 0
LCP_Inputs_ON_Diverse_Howarth_2023_05_05 | 2042 | O/CCGT - H2 New | Crossload | Electricity | ON | Dispatch-Crossload | FuelCost | 0 | [6 empty] | 0.42196 | 0
LCP_Inputs_ON_Diverse_Howarth_2023_05_05 | 2042 | O/CCGT - H2 New | Crossload | Electricity | ON | Dispatch-Crossload | VOM | 380530.774 | [6 empty] | 0.42196 | 160567.0099
LCP_Inputs_ON_Diverse_Howarth_2023_05_05 | 2042 | O/CCGT - H2 New | Crossload | Electricity | PJ | Dispatch-Crossload | EmissionsCost | 0 | [6 empty] | 0.42196 | 0
LCP_Inputs_ON_Diverse_Howarth_2023_05_05 | 2042 | O/CCGT - H2 New | Crossload | Electricity | PJ | Dispatch-Crossload | FuelCost | 0 | [6 empty] | 0.42196 | 0
LCP_Inputs_ON_Diverse_Howarth_2023_05_05 | 2042 | O/CCGT - H2 New | Crossload | Electricity | PJ | Dispatch-Crossload | VOM | 0 | [6 empty] | 0.42196 | 0
LCP_Inputs_ON_Diverse_Howarth_2023_05_05 | 2042 | O/CCGT - H2 New | Crossload | Electricity | QC | Dispatch-Crossload | EmissionsCost | 0 | [6 empty] | 0.42196 | 0
LCP_Inputs_ON_Diverse_Howarth_2023_05_05 | 2042 | O/CCGT - H2 New | Crossload | Electricity | QC | Dispatch-Crossload | FuelCost | 0 | [6 empty] | 0.42196 | 0
LCP_Inputs_ON_Diverse_Howarth_2023_05_05 | 2042 | O/CCGT - H2 New | Crossload | Electricity | QC | Dispatch-Crossload | VOM | 0 | [6 empty] | 0.42196 | 0
LCP_Inputs_ON_Diverse_Howarth_2023_05_05 | 2042 | O/CCGT - H2 New | Crossload | Electricity | WC | Dispatch-Crossload | EmissionsCost | 0 | [6 empty] | 0.42196 | 0
LCP_Inputs_ON_Diverse_Howarth_2023_05_05 | 2042 | O/CCGT - H2 New | Crossload | Electricity | WC | Dispatch-Crossload | FuelCost | 0 | [6 empty] | 0.42196 | 0
LCP_Inputs_ON_Diverse_Howarth_2023_05_05 | 2042 | O/CCGT - H2 New | Crossload | Electricity | WC | Dispatch-Crossload | VOM | 0 | [6 empty] | 0.42196 | 0
LCP_Inputs_ON_Diverse_Howarth_2023_05_05 | 2042 | SMR CCS | Generation | Hydrogen | MI | Dispatch-Generation | EmissionsCost | 0 | [6 empty] | 0.42196 | 0
LCP_Inputs_ON_Diverse_Howarth_2023_05_05 | 2042 | SMR CCS | Generation | Hydrogen | MI | Dispatch-Generation | FuelCost | 0 | [6 empty] | 0.42196 | 0
LCP_Inputs_ON_Diverse_Howarth_2023_05_05 | 2042 | SMR CCS | Generation | Hydrogen | MI | Dispatch-Generation | VOM | 0 | [6 empty] | 0.42196 | 0
LCP_Inputs_ON_Diverse_Howarth_2023_05_05 | 2042 | SMR CCS | Generation | Hydrogen | NY | Dispatch-Generation | EmissionsCost | 0 | [6 empty] | 0.42196 | 0
LCP_Inputs_ON_Diverse_Howarth_2023_05_05 | 2042 | SMR CCS | Generation | Hydrogen | NY | Dispatch-Generation | FuelCost | 0 | [6 empty] | 0.42196 | 0
LCP_Inputs_ON_Diverse_Howarth_2023_05_05 | 2042 | SMR CCS | Generation | Hydrogen | NY | Dispatch-Generation | VOM | 0 | [6 empty] | 0.42196 | 0
LCP_Inputs_ON_Diverse_Howarth_2023_05_05 | 2042 | SMR CCS | Generation | Hydrogen | ON | Dispatch-Generation | EmissionsCost | 388566288.3194 | [6 empty] | 0.42196 | 163957638.4272
LCP_Inputs_ON_Diverse_Howarth_2023_05_05 | 2042 | SMR CCS | Generation | Hydrogen | ON | Dispatch-Generation | FuelCost | 299932601.302 | [6 empty] | 0.42196 | 126558176.7515
LCP_Inputs_ON_Diverse_Howarth_2023_05_05 | 2042 | SMR CCS | Generation | Hydrogen | ON | Dispatch-Generation | VOM | 0 | [6 empty] | 0.42196 | 0
LCP_Inputs_ON_Diverse_Howarth_2023_05_05 | 2042 | SMR CCS | Generation | Hydrogen | PJ | Dispatch-Generation | EmissionsCost | 0 | [6 empty] | 0.42196 | 0
LCP_Inputs_ON_Diverse_Howarth_2023_05_05 | 2042 | SMR CCS | Generation | Hydrogen | PJ | Dispatch-Generation | FuelCost | 0 | [6 empty] | 0.42196 | 0
LCP_Inputs_ON_Diverse_Howarth_2023_05_05 | 2042 | SMR CCS | Generation | Hydrogen | PJ | Dispatch-Generation | VOM | 0 | [6 empty] | 0.42196 | 0
LCP_Inputs_ON_Diverse_Howarth_2023_05_05 | 2042 | SMR CCS | Generation | Hydrogen | QC | Dispatch-Generation | EmissionsCost | 0 | [6 empty] | 0.42196 | 0
LCP_Inputs_ON_Diverse_Howarth_2023_05_05 | 2042 | SMR CCS | Generation | Hydrogen | QC | Dispatch-Generation | FuelCost | 0 | [6 empty] | 0.42196 | 0
LCP_Inputs_ON_Diverse_Howarth_2023_05_05 | 2042 | SMR CCS | Generation | Hydrogen | QC | Dispatch-Generation | VOM | 0 | [6 empty] | 0.42196 | 0
LCP_Inputs_ON_Diverse_Howarth_2023_05_05 | 2042 | SMR CCS | Generation | Hydrogen | WC | Dispatch-Generation | EmissionsCost | 0 | [6 empty] | 0.42196 | 0
LCP_Inputs_ON_Diverse_Howarth_2023_05_05 | 2042 | SMR CCS | Generation | Hydrogen | WC | Dispatch-Generation | FuelCost | 0 | [6 empty] | 0.42196 | 0
LCP_Inputs_ON_Diverse_Howarth_2023_05_05 | 2042 | SMR CCS | Generation | Hydrogen | WC | Dispatch-Generation | VOM | 0 | [6 empty] | 0.42196 | 0
LCP_Inputs_ON_Diverse_Howarth_2023_05_05 | 2042 | Solar PV | Generation | Electricity | MI | Dispatch-Generation | EmissionsCost | 0 | [6 empty] | 0.42196 | 0
LCP_Inputs_ON_Diverse_Howarth_2023_05_05 | 2042 | Solar PV | Generation | Electricity | MI | Dispatch-Generation | FuelCost | 0 | [6 empty] | 0.42196 | 0
LCP_Inputs_ON_Diverse_Howarth_2023_05_05 | 2042 | Solar PV | Generation | Electricity | MI | Dispatch-Generation | VOM | 0 | [6 empty] | 0.42196 | 0
LCP_Inputs_ON_Diverse_Howarth_2023_05_05 | 2042 | Solar PV | Generation | Electricity | NY | Dispatch-Generation | EmissionsCost | 0 | [6 empty] | 0.42196 | 0
LCP_Inputs_ON_Diverse_Howarth_2023_05_05 | 2042 | Solar PV | Generation | Electricity | NY | Dispatch-Generation | FuelCost | 0 | [6 empty] | 0.42196 | 0
LCP_Inputs_ON_Diverse_Howarth_2023_05_05 | 2042 | Solar PV | Generation | Electricity | NY | Dispatch-Generation | VOM | 0 | [6 empty] | 0.42196 | 0
LCP_Inputs_ON_Diverse_Howarth_2023_05_05 | 2042 | Solar PV | Generation | Electricity | ON | Dispatch-Generation | EmissionsCost | 0 | [6 empty] | 0.42196 | 0
LCP_Inputs_ON_Diverse_Howarth_2023_05_05 | 2042 | Solar PV | Generation | Electricity | ON | Dispatch-Generation | FuelCost | 0 | [6 empty] | 0.42196 | 0
LCP_Inputs_ON_Diverse_Howarth_2023_05_05 | 2042 | Solar PV | Generation | Electricity | ON | Dispatch-Generation | VOM | 0 | [6 empty] | 0.42196 | 0
LCP_Inputs_ON_Diverse_Howarth_2023_05_05 | 2042 | Solar PV | Generation | Electricity | PJ | Dispatch-Generation | EmissionsCost | 0 | [6 empty] | 0.42196 | 0
LCP_Inputs_ON_Diverse_Howarth_2023_05_05 | 2042 | Solar PV | Generation | Electricity | PJ | Dispatch-Generation | FuelCost | 0 | [6 empty] | 0.42196 | 0
LCP_Inputs_ON_Diverse_Howarth_2023_05_05 | 2042 | Solar PV | Generation | Electricity | PJ | Dispatch-Generation | VOM | 0 | [6 empty] | 0.42196 | 0
LCP_Inputs_ON_Diverse_Howarth_2023_05_05 | 2042 | Solar PV | Generation | Electricity | QC | Dispatch-Generation | EmissionsCost | 0 | [6 empty] | 0.42196 | 0
LCP_Inputs_ON_Diverse_Howarth_2023_05_05 | 2042 | Solar PV | Generation | Electricity | QC | Dispatch-Generation | FuelCost | 0 | [6 empty] | 0.42196 | 0
LCP_Inputs_ON_Diverse_Howarth_2023_05_05 | 2042 | Solar PV | Generation | Electricity | QC | Dispatch-Generation | VOM | 0 | [6 empty] | 0.42196 | 0
LCP_Inputs_ON_Diverse_Howarth_2023_05_05 | 2042 | Solar PV | Generation | Electricity | WC | Dispatch-Generation | EmissionsCost | 0 | [6 empty] | 0.42196 | 0
LCP_Inputs_ON_Diverse_Howarth_2023_05_05 | 2042 | Solar PV | Generation | Electricity | WC | Dispatch-Generation | FuelCost | 0 | [6 empty] | 0.42196 | 0
LCP_Inputs_ON_Diverse_Howarth_2023_05_05 | 2042 | Solar PV | Generation | Electricity | WC | Dispatch-Generation | VOM | 0 | [6 empty] | 0.42196 | 0
LCP_Inputs_ON_Diverse_Howarth_2023_05_05 | 2042 | Wind Offshore | Generation | Electricity | MI | Dispatch-Generation | EmissionsCost | 0 | [6 empty] | 0.42196 | 0
LCP_Inputs_ON_Diverse_Howarth_2023_05_05 | 2042 | Wind Offshore | Generation | Electricity | MI | Dispatch-Generation | FuelCost | 0 | [6 empty] | 0.42196 | 0
LCP_Inputs_ON_Diverse_Howarth_2023_05_05 | 2042 | Wind Offshore | Generation | Electricity | MI | Dispatch-Generation | VOM | 0 | [6 empty] | 0.42196 | 0
LCP_Inputs_ON_Diverse_Howarth_2023_05_05 | 2042 | Wind Offshore | Generation | Electricity | NY | Dispatch-Generation | EmissionsCost | 0 | [6 empty] | 0.42196 | 0
LCP_Inputs_ON_Diverse_Howarth_2023_05_05 | 2042 | Wind Offshore | Generation | Electricity | NY | Dispatch-Generation | FuelCost | 0 | [6 empty] | 0.42196 | 0
LCP_Inputs_ON_Diverse_Howarth_2023_05_05 | 2042 | Wind Offshore | Generation | Electricity | NY | Dispatch-Generation | VOM | 0 | [6 empty] | 0.42196 | 0
LCP_Inputs_ON_Diverse_Howarth_2023_05_05 | 2042 | Wind Offshore | Generation | Electricity | ON | Dispatch-Generation | EmissionsCost | 0 | [6 empty] | 0.42196 | 0
LCP_Inputs_ON_Diverse_Howarth_2023_05_05 | 2042 | Wind Offshore | Generation | Electricity | ON | Dispatch-Generation | FuelCost | 0 | [6 empty] | 0.42196 | 0
LCP_Inputs_ON_Diverse_Howarth_2023_05_05 | 2042 | Wind Offshore | Generation | Electricity | ON | Dispatch-Generation | VOM | 0 | [6 empty] | 0.42196 | 0
LCP_Inputs_ON_Diverse_Howarth_2023_05_05 | 2042 | Wind Offshore | Generation | Electricity | PJ | Dispatch-Generation | EmissionsCost | 0 | [6 empty] | 0.42196 | 0
LCP_Inputs_ON_Diverse_Howarth_2023_05_05 | 2042 | Wind Offshore | Generation | Electricity | PJ | Dispatch-Generation | FuelCost | 0 | [6 empty] | 0.42196 | 0
LCP_Inputs_ON_Diverse_Howarth_2023_05_05 | 2042 | Wind Offshore | Generation | Electricity | PJ | Dispatch-Generation | VOM | 0 | [6 empty] | 0.42196 | 0
LCP_Inputs_ON_Diverse_Howarth_2023_05_05 | 2042 | Wind Offshore | Generation | Electricity | QC | Dispatch-Generation | EmissionsCost | 0 | [6 empty] | 0.42196 | 0
LCP_Inputs_ON_Diverse_Howarth_2023_05_05 | 2042 | Wind Offshore | Generation | Electricity | QC | Dispatch-Generation | FuelCost | 0 | [6 empty] | 0.42196 | 0
LCP_Inputs_ON_Diverse_Howarth_2023_05_05 | 2042 | Wind Offshore | Generation | Electricity | QC | Dispatch-Generation | VOM | 0 | [6 empty] | 0.42196 | 0
LCP_Inputs_ON_Diverse_Howarth_2023_05_05 | 2042 | Wind Offshore | Generation | Electricity | WC | Dispatch-Generation | EmissionsCost | 0 | [6 empty] | 0.42196 | 0
LCP_Inputs_ON_Diverse_Howarth_2023_05_05 | 2042 | Wind Offshore | Generation | Electricity | WC | Dispatch-Generation | FuelCost | 0 | [6 empty] | 0.42196 | 0
LCP_Inputs_ON_Diverse_Howarth_2023_05_05 | 2042 | Wind Offshore | Generation | Electricity | WC | Dispatch-Generation | VOM | 0 | [6 empty] | 0.42196 | 0
LCP_Inputs_ON_Diverse_Howarth_2023_05_05 | 2042 | Wind Onshore | Generation | Electricity | MI | Dispatch-Generation | EmissionsCost | 0 | [6 empty] | 0.42196 | 0
LCP_Inputs_ON_Diverse_Howarth_2023_05_05 | 2042 | Wind Onshore | Generation | Electricity | MI | Dispatch-Generation | FuelCost | 0 | [6 empty] | 0.42196 | 0
LCP_Inputs_ON_Diverse_Howarth_2023_05_05 | 2042 | Wind Onshore | Generation | Electricity | MI | Dispatch-Generation | VOM | 0 | [6 empty] | 0.42196 | 0
LCP_Inputs_ON_Diverse_Howarth_2023_05_05 | 2042 | Wind Onshore | Generation | Electricity | NY | Dispatch-Generation | EmissionsCost | 0 | [6 empty] | 0.42196 | 0
LCP_Inputs_ON_Diverse_Howarth_2023_05_05 | 2042 | Wind Onshore | Generation | Electricity | NY | Dispatch-Generation | FuelCost | 0 | [6 empty] | 0.42196 | 0
LCP_Inputs_ON_Diverse_Howarth_2023_05_05 | 2042 | Wind Onshore | Generation | Electricity | NY | Dispatch-Generation | VOM | 0 | [6 empty] | 0.42196 | 0
LCP_Inputs_ON_Diverse_Howarth_2023_05_05 | 2042 | Wind Onshore | Generation | Electricity | ON | Dispatch-Generation | EmissionsCost | 0 | [6 empty] | 0.42196 | 0
LCP_Inputs_ON_Diverse_Howarth_2023_05_05 | 2042 | Wind Onshore | Generation | Electricity | ON | Dispatch-Generation | FuelCost | 0 | [6 empty] | 0.42196 | 0
LCP_Inputs_ON_Diverse_Howarth_2023_05_05 | 2042 | Wind Onshore | Generation | Electricity | ON | Dispatch-Generation | VOM | 0 | [6 empty] | 0.42196 | 0
LCP_Inputs_ON_Diverse_Howarth_2023_05_05 | 2042 | Wind Onshore | Generation | Electricity | PJ | Dispatch-Generation | EmissionsCost | 0 | [6 empty] | 0.42196 | 0
LCP_Inputs_ON_Diverse_Howarth_2023_05_05 | 2042 | Wind Onshore | Generation | Electricity | PJ | Dispatch-Generation | FuelCost | 0 | [6 empty] | 0.42196 | 0
LCP_Inputs_ON_Diverse_Howarth_2023_05_05 | 2042 | Wind Onshore | Generation | Electricity | PJ | Dispatch-Generation | VOM | 0 | [6 empty] | 0.42196 | 0
LCP_Inputs_ON_Diverse_Howarth_2023_05_05 | 2042 | Wind Onshore | Generation | Electricity | QC | Dispatch-Generation | EmissionsCost | 0 | [6 empty] | 0.42196 | 0
LCP_Inputs_ON_Diverse_Howarth_2023_05_05 | 2042 | Wind Onshore | Generation | Electricity | QC | Dispatch-Generation | FuelCost | 0 | [6 empty] | 0.42196 | 0
LCP_Inputs_ON_Diverse_Howarth_2023_05_05 | 2042 | Wind Onshore | Generation | Electricity | QC | Dispatch-Generation | VOM | 0 | [6 empty] | 0.42196 | 0
LCP_Inputs_ON_Diverse_Howarth_2023_05_05 | 2042 | Wind Onshore | Generation | Electricity | WC | Dispatch-Generation | EmissionsCost | 0 | [6 empty] | 0.42196 | 0
LCP_Inputs_ON_Diverse_Howarth_2023_05_05 | 2042 | Wind Onshore | Generation | Electricity | WC | Dispatch-Generation | FuelCost | 0 | [6 empty] | 0.42196 | 0
LCP_Inputs_ON_Diverse_Howarth_2023_05_05 | 2042 | Wind Onshore | Generation | Electricity | WC | Dispatch-Generation | VOM | 0 | [6 empty] | 0.42196 | 0
LCP_Inputs_ON_Diverse_Howarth_2023_05_05 | 2043 | Anaerobic Digestion | Generation | Methane | MI | Dispatch-Generation | EmissionsCost | 0 | [6 empty] | 0.40573 | 0
LCP_Inputs_ON_Diverse_Howarth_2023_05_05 | 2043 | Anaerobic Digestion | Generation | Methane | MI | Dispatch-Generation | FuelCost | 0 | [6 empty] | 0.40573 | 0
LCP_Inputs_ON_Diverse_Howarth_2023_05_05 | 2043 | Anaerobic Digestion | Generation | Methane | MI | Dispatch-Generation | VOM | 0 | [6 empty] | 0.40573 | 0
LCP_Inputs_ON_Diverse_Howarth_2023_05_05 | 2043 | Anaerobic Digestion | Generation | Methane | NY | Dispatch-Generation | EmissionsCost | 0 | [6 empty] | 0.40573 | 0
LCP_Inputs_ON_Diverse_Howarth_2023_05_05 | 2043 | Anaerobic Digestion | Generation | Methane | NY | Dispatch-Generation | FuelCost | 0 | [6 empty] | 0.40573 | 0
LCP_Inputs_ON_Diverse_Howarth_2023_05_05 | 2043 | Anaerobic Digestion | Generation | Methane | NY | Dispatch-Generation | VOM | 0 | [6 empty] | 0.40573 | 0
LCP_Inputs_ON_Diverse_Howarth_2023_05_05 | 2043 | Anaerobic Digestion | Generation | Methane | ON | Dispatch-Generation | EmissionsCost | 3867281.1607 | [6 empty] | 0.40573 | 1569057.8052
LCP_Inputs_ON_Diverse_Howarth_2023_05_05 | 2043 | Anaerobic Digestion | Generation | Methane | ON | Dispatch-Generation | FuelCost | 0 | [6 empty] | 0.40573 | 0
LCP_Inputs_ON_Diverse_Howarth_2023_05_05 | 2043 | Anaerobic Digestion | Generation | Methane | ON | Dispatch-Generation | VOM | 1742440000 | [6 empty] | 0.40573 | 706953792.2264
LCP_Inputs_ON_Diverse_Howarth_2023_05_05 | 2043 | Anaerobic Digestion | Generation | Methane | PJ | Dispatch-Generation | EmissionsCost | 0 | [6 empty] | 0.40573 | 0
LCP_Inputs_ON_Diverse_Howarth_2023_05_05 | 2043 | Anaerobic Digestion | Generation | Methane | PJ | Dispatch-Generation | FuelCost | 0 | [6 empty] | 0.40573 | 0
LCP_Inputs_ON_Diverse_Howarth_2023_05_05 | 2043 | Anaerobic Digestion | Generation | Methane | PJ | Dispatch-Generation | VOM | 0 | [6 empty] | 0.40573 | 0
LCP_Inputs_ON_Diverse_Howarth_2023_05_05 | 2043 | Anaerobic Digestion | Generation | Methane | QC | Dispatch-Generation | EmissionsCost | 0 | [6 empty] | 0.40573 | 0
LCP_Inputs_ON_Diverse_Howarth_2023_05_05 | 2043 | Anaerobic Digestion | Generation | Methane | QC | Dispatch-Generation | FuelCost | 0 | [6 empty] | 0.40573 | 0
LCP_Inputs_ON_Diverse_Howarth_2023_05_05 | 2043 | Anaerobic Digestion | Generation | Methane | QC | Dispatch-Generation | VOM | 0 | [6 empty] | 0.40573 | 0
LCP_Inputs_ON_Diverse_Howarth_2023_05_05 | 2043 | Anaerobic Digestion | Generation | Methane | WC | Dispatch-Generation | EmissionsCost | 0 | [6 empty] | 0.40573 | 0
LCP_Inputs_ON_Diverse_Howarth_2023_05_05 | 2043 | Anaerobic Digestion | Generation | Methane | WC | Dispatch-Generation | FuelCost | 0 | [6 empty] | 0.40573 | 0
LCP_Inputs_ON_Diverse_Howarth_2023_05_05 | 2043 | Anaerobic Digestion | Generation | Methane | WC | Dispatch-Generation | VOM | 0 | [6 empty] | 0.40573 | 0
LCP_Inputs_ON_Diverse_Howarth_2023_05_05 | 2043 | Battery Storage | Storage | Electricity | MI | Dispatch-Storage | EmissionsCost | 0 | [6 empty] | 0.40573 | 0
LCP_Inputs_ON_Diverse_Howarth_2023_05_05 | 2043 | Battery Storage | Storage | Electricity | MI | Dispatch-Storage | FuelCost | 0 | [6 empty] | 0.40573 | 0
LCP_Inputs_ON_Diverse_Howarth_2023_05_05 | 2043 | Battery Storage | Storage | Electricity | MI | Dispatch-Storage | VOM | 0 | [6 empty] | 0.40573 | 0
LCP_Inputs_ON_Diverse_Howarth_2023_05_05 | 2043 | Battery Storage | Storage | Electricity | NY | Dispatch-Storage | EmissionsCost | 0 | [6 empty] | 0.40573 | 0
LCP_Inputs_ON_Diverse_Howarth_2023_05_05 | 2043 | Battery Storage | Storage | Electricity | NY | Dispatch-Storage | FuelCost | 0 | [6 empty] | 0.40573 | 0
LCP_Inputs_ON_Diverse_Howarth_2023_05_05 | 2043 | Battery Storage | Storage | Electricity | NY | Dispatch-Storage | VOM | 0 | [6 empty] | 0.40573 | 0
LCP_Inputs_ON_Diverse_Howarth_2023_05_05 | 2043 | Battery Storage | Storage | Electricity | ON | Dispatch-Storage | EmissionsCost | 0 | [6 empty] | 0.40573 | 0
LCP_Inputs_ON_Diverse_Howarth_2023_05_05 | 2043 | Battery Storage | Storage | Electricity | ON | Dispatch-Storage | FuelCost | 0 | [6 empty] | 0.40573 | 0
LCP_Inputs_ON_Diverse_Howarth_2023_05_05 | 2043 | Battery Storage | Storage | Electricity | ON | Dispatch-Storage | VOM | 0 | [6 empty] | 0.40573 | 0
LCP_Inputs_ON_Diverse_Howarth_2023_05_05 | 2043 | Battery Storage | Storage | Electricity | PJ | Dispatch-Storage | EmissionsCost | 0 | [6 empty] | 0.40573 | 0
LCP_Inputs_ON_Diverse_Howarth_2023_05_05 | 2043 | Battery Storage | Storage | Electricity | PJ | Dispatch-Storage | FuelCost | 0 | [6 empty] | 0.40573 | 0
LCP_Inputs_ON_Diverse_Howarth_2023_05_05 | 2043 | Battery Storage | Storage | Electricity | PJ | Dispatch-Storage | VOM | 0 | [6 empty] | 0.40573 | 0
LCP_Inputs_ON_Diverse_Howarth_2023_05_05 | 2043 | Battery Storage | Storage | Electricity | QC | Dispatch-Storage | EmissionsCost | 0 | [6 empty] | 0.40573 | 0
LCP_Inputs_ON_Diverse_Howarth_2023_05_05 | 2043 | Battery Storage | Storage | Electricity | QC | Dispatch-Storage | FuelCost | 0 | [6 empty] | 0.40573 | 0
LCP_Inputs_ON_Diverse_Howarth_2023_05_05 | 2043 | Battery Storage | Storage | Electricity | QC | Dispatch-Storage | VOM | 0 | [6 empty] | 0.40573 | 0
LCP_Inputs_ON_Diverse_Howarth_2023_05_05 | 2043 | Battery Storage | Storage | Electricity | WC | Dispatch-Storage | EmissionsCost | 0 | [6 empty] | 0.40573 | 0
LCP_Inputs_ON_Diverse_Howarth_2023_05_05 | 2043 | Battery Storage | Storage | Electricity | WC | Dispatch-Storage | FuelCost | 0 | [6 empty] | 0.40573 | 0
LCP_Inputs_ON_Diverse_Howarth_2023_05_05 | 2043 | Battery Storage | Storage | Electricity | WC | Dispatch-Storage | VOM | 0 | [6 empty] | 0.40573 | 0
LCP_Inputs_ON_Diverse_Howarth_2023_05_05 | 2043 | Biomass | Generation | Electricity | MI | Dispatch-Generation | EmissionsCost | 0 | [6 empty] | 0.40573 | 0
LCP_Inputs_ON_Diverse_Howarth_2023_05_05 | 2043 | Biomass | Generation | Electricity | MI | Dispatch-Generation | FuelCost | 0 | [6 empty] | 0.40573 | 0
LCP_Inputs_ON_Diverse_Howarth_2023_05_05 | 2043 | Biomass | Generation | Electricity | MI | Dispatch-Generation | VOM | 0 | [6 empty] | 0.40573 | 0
LCP_Inputs_ON_Diverse_Howarth_2023_05_05 | 2043 | Biomass | Generation | Electricity | NY | Dispatch-Generation | EmissionsCost | 0 | [6 empty] | 0.40573 | 0
LCP_Inputs_ON_Diverse_Howarth_2023_05_05 | 2043 | Biomass | Generation | Electricity | NY | Dispatch-Generation | FuelCost | 0 | [6 empty] | 0.40573 | 0
LCP_Inputs_ON_Diverse_Howarth_2023_05_05 | 2043 | Biomass | Generation | Electricity | NY | Dispatch-Generation | VOM | 0 | [6 empty] | 0.40573 | 0
LCP_Inputs_ON_Diverse_Howarth_2023_05_05 | 2043 | Biomass | Generation | Electricity | ON | Dispatch-Generation | EmissionsCost | 0 | [6 empty] | 0.40573 | 0
LCP_Inputs_ON_Diverse_Howarth_2023_05_05 | 2043 | Biomass | Generation | Electricity | ON | Dispatch-Generation | FuelCost | 2449112.7273 | [6 empty] | 0.40573 | 993669.5267
LCP_Inputs_ON_Diverse_Howarth_2023_05_05 | 2043 | Biomass | Generation | Electricity | ON | Dispatch-Generation | VOM | 31430.28 | [6 empty] | 0.40573 | 12752.0923
LCP_Inputs_ON_Diverse_Howarth_2023_05_05 | 2043 | Biomass | Generation | Electricity | PJ | Dispatch-Generation | EmissionsCost | 0 | [6 empty] | 0.40573 | 0
LCP_Inputs_ON_Diverse_Howarth_2023_05_05 | 2043 | Biomass | Generation | Electricity | PJ | Dispatch-Generation | FuelCost | 0 | [6 empty] | 0.40573 | 0
LCP_Inputs_ON_Diverse_Howarth_2023_05_05 | 2043 | Biomass | Generation | Electricity | PJ | Dispatch-Generation | VOM | 0 | [6 empty] | 0.40573 | 0
LCP_Inputs_ON_Diverse_Howarth_2023_05_05 | 2043 | Biomass | Generation | Electricity | QC | Dispatch-Generation | EmissionsCost | 0 | [6 empty] | 0.40573 | 0
LCP_Inputs_ON_Diverse_Howarth_2023_05_05 | 2043 | Biomass | Generation | Electricity | QC | Dispatch-Generation | FuelCost | 128334.5455 | [6 empty] | 0.40573 | 52068.7046
LCP_Inputs_ON_Diverse_Howarth_2023_05_05 | 2043 | Biomass | Generation | Electricity | QC | Dispatch-Generation | VOM | 1646.96 | [6 empty] | 0.40573 | 668.215
LCP_Inputs_ON_Diverse_Howarth_2023_05_05 | 2043 | Biomass | Generation | Electricity | WC | Dispatch-Generation | EmissionsCost | 0 | [6 empty] | 0.40573 | 0
LCP_Inputs_ON_Diverse_Howarth_2023_05_05 | 2043 | Biomass | Generation | Electricity | WC | Dispatch-Generation | FuelCost | 0 | [6 empty] | 0.40573 | 0
LCP_Inputs_ON_Diverse_Howarth_2023_05_05 | 2043 | Biomass | Generation | Electricity | WC | Dispatch-Generation | VOM | 0 | [6 empty] | 0.40573 | 0
LCP_Inputs_ON_Diverse_Howarth_2023_05_05 | 2043 | Biomass + CCS | Generation | Electricity | MI | Dispatch-Generation | EmissionsCost | 0 | [6 empty] | 0.40573 | 0
LCP_Inputs_ON_Diverse_Howarth_2023_05_05 | 2043 | Biomass + CCS | Generation | Electricity | MI | Dispatch-Generation | FuelCost | 0 | [6 empty] | 0.40573 | 0
LCP_Inputs_ON_Diverse_Howarth_2023_05_05 | 2043 | Biomass + CCS | Generation | Electricity | MI | Dispatch-Generation | VOM | 0 | [6 empty] | 0.40573 | 0
LCP_Inputs_ON_Diverse_Howarth_2023_05_05 | 2043 | Biomass + CCS | Generation | Electricity | NY | Dispatch-Generation | EmissionsCost | 0 | [6 empty] | 0.40573 | 0
LCP_Inputs_ON_Diverse_Howarth_2023_05_05 | 2043 | Biomass + CCS | Generation | Electricity | NY | Dispatch-Generation | FuelCost | 0 | [6 empty] | 0.40573 | 0
LCP_Inputs_ON_Diverse_Howarth_2023_05_05 | 2043 | Biomass + CCS | Generation | Electricity | NY | Dispatch-Generation | VOM | 0 | [6 empty] | 0.40573 | 0
LCP_Inputs_ON_Diverse_Howarth_2023_05_05 | 2043 | Biomass + CCS | Generation | Electricity | ON | Dispatch-Generation | EmissionsCost | 0 | [6 empty] | 0.40573 | 0
LCP_Inputs_ON_Diverse_Howarth_2023_05_05 | 2043 | Biomass + CCS | Generation | Electricity | ON | Dispatch-Generation | FuelCost | 0 | [6 empty] | 0.40573 | 0
LCP_Inputs_ON_Diverse_Howarth_2023_05_05 | 2043 | Biomass + CCS | Generation | Electricity | ON | Dispatch-Generation | VOM | 0 | [6 empty] | 0.40573 | 0
LCP_Inputs_ON_Diverse_Howarth_2023_05_05 | 2043 | Biomass + CCS | Generation | Electricity | PJ | Dispatch-Generation | EmissionsCost | 0 | [6 empty] | 0.40573 | 0
LCP_Inputs_ON_Diverse_Howarth_2023_05_05 | 2043 | Biomass + CCS | Generation | Electricity | PJ | Dispatch-Generation | FuelCost | 0 | [6 empty] | 0.40573 | 0
LCP_Inputs_ON_Diverse_Howarth_2023_05_05 | 2043 | Biomass + CCS | Generation | Electricity | PJ | Dispatch-Generation | VOM | 0 | [6 empty] | 0.40573 | 0
LCP_Inputs_ON_Diverse_Howarth_2023_05_05 | 2043 | Biomass + CCS | Generation | Electricity | QC | Dispatch-Generation | EmissionsCost | 0 | [6 empty] | 0.40573 | 0
LCP_Inputs_ON_Diverse_Howarth_2023_05_05 | 2043 | Biomass + CCS | Generation | Electricity | QC | Dispatch-Generation | FuelCost | 0 | [6 empty] | 0.40573 | 0
LCP_Inputs_ON_Diverse_Howarth_2023_05_05 | 2043 | Biomass + CCS | Generation | Electricity | QC | Dispatch-Generation | VOM | 0 | [6 empty] | 0.40573 | 0
LCP_Inputs_ON_Diverse_Howarth_2023_05_05 | 2043 | Biomass + CCS | Generation | Electricity | WC | Dispatch-Generation | EmissionsCost | 0 | [6 empty] | 0.40573 | 0
LCP_Inputs_ON_Diverse_Howarth_2023_05_05 | 2043 | Biomass + CCS | Generation | Electricity | WC | Dispatch-Generation | FuelCost | 0 | [6 empty] | 0.40573 | 0
LCP_Inputs_ON_Diverse_Howarth_2023_05_05 | 2043 | Biomass + CCS | Generation | Electricity | WC | Dispatch-Generation | VOM | 0 | [6 empty] | 0.40573 | 0
LCP_Inputs_ON_Diverse_Howarth_2023_05_05 | 2043 | CH4 + CCS | Generation | Methane | MI | Dispatch-Generation | EmissionsCost | 0 | [6 empty] | 0.40573 | 0
LCP_Inputs_ON_Diverse_Howarth_2023_05_05 | 2043 | CH4 + CCS | Generation | Methane | MI | Dispatch-Generation | FuelCost | 0 | [6 empty] | 0.40573 | 0
LCP_Inputs_ON_Diverse_Howarth_2023_05_05 | 2043 | CH4 + CCS | Generation | Methane | MI | Dispatch-Generation | VOM | 0 | [6 empty] | 0.40573 | 0
LCP_Inputs_ON_Diverse_Howarth_2023_05_05 | 2043 | CH4 + CCS | Generation | Methane | NY | Dispatch-Generation | EmissionsCost | 0 | [6 empty] | 0.40573 | 0
LCP_Inputs_ON_Diverse_Howarth_2023_05_05 | 2043 | CH4 + CCS | Generation | Methane | NY | Dispatch-Generation | FuelCost | 0 | [6 empty] | 0.40573 | 0
LCP_Inputs_ON_Diverse_Howarth_2023_05_05 | 2043 | CH4 + CCS | Generation | Methane | NY | Dispatch-Generation | VOM | 0 | [6 empty] | 0.40573 | 0
LCP_Inputs_ON_Diverse_Howarth_2023_05_05 | 2043 | CH4 + CCS | Generation | Methane | ON | Dispatch-Generation | EmissionsCost | 88472420.6398 | [6 empty] | 0.40573 | 35895590.8259
LCP_Inputs_ON_Diverse_Howarth_2023_05_05 | 2043 | CH4 + CCS | Generation | Methane | ON | Dispatch-Generation | FuelCost | 483825119.2369 | [6 empty] | 0.40573 | 196300591.5951
LCP_Inputs_ON_Diverse_Howarth_2023_05_05 | 2043 | CH4 + CCS | Generation | Methane | ON | Dispatch-Generation | VOM | 46000331.6667 | [6 empty] | 0.40573 | 18663545.8985
LCP_Inputs_ON_Diverse_Howarth_2023_05_05 | 2043 | CH4 + CCS | Generation | Methane | PJ | Dispatch-Generation | EmissionsCost | 0 | [6 empty] | 0.40573 | 0
LCP_Inputs_ON_Diverse_Howarth_2023_05_05 | 2043 | CH4 + CCS | Generation | Methane | PJ | Dispatch-Generation | FuelCost | 0 | [6 empty] | 0.40573 | 0
LCP_Inputs_ON_Diverse_Howarth_2023_05_05 | 2043 | CH4 + CCS | Generation | Methane | PJ | Dispatch-Generation | VOM | 0 | [6 empty] | 0.40573 | 0
LCP_Inputs_ON_Diverse_Howarth_2023_05_05 | 2043 | CH4 + CCS | Generation | Methane | QC | Dispatch-Generation | EmissionsCost | 0 | [6 empty] | 0.40573 | 0
LCP_Inputs_ON_Diverse_Howarth_2023_05_05 | 2043 | CH4 + CCS | Generation | Methane | QC | Dispatch-Generation | FuelCost | 0 | [6 empty] | 0.40573 | 0
LCP_Inputs_ON_Diverse_Howarth_2023_05_05 | 2043 | CH4 + CCS | Generation | Methane | QC | Dispatch-Generation | VOM | 0 | [6 empty] | 0.40573 | 0
LCP_Inputs_ON_Diverse_Howarth_2023_05_05 | 2043 | CH4 + CCS | Generation | Methane | WC | Dispatch-Generation | EmissionsCost | 0 | [6 empty] | 0.40573 | 0
LCP_Inputs_ON_Diverse_Howarth_2023_05_05 | 2043 | CH4 + CCS | Generation | Methane | WC | Dispatch-Generation | FuelCost | 0 | [6 empty] | 0.40573 | 0
LCP_Inputs_ON_Diverse_Howarth_2023_05_05 | 2043 | CH4 + CCS | Generation | Methane | WC | Dispatch-Generation | VOM | 0 | [6 empty] | 0.40573 | 0
LCP_Inputs_ON_Diverse_Howarth_2023_05_05 | 2043 | CH4 Import - NY 2020 | Import | Methane | MI | Dispatch-Import | EmissionsCost | 0 | [6 empty] | 0.40573 | 0
LCP_Inputs_ON_Diverse_Howarth_2023_05_05 | 2043 | CH4 Import - NY 2020 | Import | Methane | MI | Dispatch-Import | FuelCost | 0 | [6 empty] | 0.40573 | 0
LCP_Inputs_ON_Diverse_Howarth_2023_05_05 | 2043 | CH4 Import - NY 2020 | Import | Methane | MI | Dispatch-Import | VOM | 0 | [6 empty] | 0.40573 | 0
LCP_Inputs_ON_Diverse_Howarth_2023_05_05 | 2043 | CH4 Import - NY 2020 | Import | Methane | NY | Dispatch-Import | EmissionsCost | 0 | [6 empty] | 0.40573 | 0
LCP_Inputs_ON_Diverse_Howarth_2023_05_05 | 2043 | CH4 Import - NY 2020 | Import | Methane | NY | Dispatch-Import | FuelCost | 0 | [6 empty] | 0.40573 | 0
LCP_Inputs_ON_Diverse_Howarth_2023_05_05 | 2043 | CH4 Import - NY 2020 | Import | Methane | NY | Dispatch-Import | VOM | 0 | [6 empty] | 0.40573 | 0
LCP_Inputs_ON_Diverse_Howarth_2023_05_05 | 2043 | CH4 Import - NY 2020 | Import | Methane | ON | Dispatch-Import | EmissionsCost | 0 | [6 empty] | 0.40573 | 0
LCP_Inputs_ON_Diverse_Howarth_2023_05_05 | 2043 | CH4 Import - NY 2020 | Import | Methane | ON | Dispatch-Import | FuelCost | 0 | [6 empty] | 0.40573 | 0
LCP_Inputs_ON_Diverse_Howarth_2023_05_05 | 2043 | CH4 Import - NY 2020 | Import | Methane | ON | Dispatch-Import | VOM | 0 | [6 empty] | 0.40573 | 0
LCP_Inputs_ON_Diverse_Howarth_2023_05_05 | 2043 | CH4 Import - NY 2020 | Import | Methane | PJ | Dispatch-Import | EmissionsCost | 0 | [6 empty] | 0.40573 | 0
LCP_Inputs_ON_Diverse_Howarth_2023_05_05 | 2043 | CH4 Import - NY 2020 | Import | Methane | PJ | Dispatch-Import | FuelCost | 0 | [6 empty] | 0.40573 | 0
LCP_Inputs_ON_Diverse_Howarth_2023_05_05 | 2043 | CH4 Import - NY 2020 | Import | Methane | PJ | Dispatch-Import | VOM | 0 | [6 empty] | 0.40573 | 0
LCP_Inputs_ON_Diverse_Howarth_2023_05_05 | 2043 | CH4 Import - NY 2020 | Import | Methane | QC | Dispatch-Import | EmissionsCost | 0 | [6 empty] | 0.40573 | 0
LCP_Inputs_ON_Diverse_Howarth_2023_05_05 | 2043 | CH4 Import - NY 2020 | Import | Methane | QC | Dispatch-Import | FuelCost | 0 | [6 empty] | 0.40573 | 0
LCP_Inputs_ON_Diverse_Howarth_2023_05_05 | 2043 | CH4 Import - NY 2020 | Import | Methane | QC | Dispatch-Import | VOM | 0 | [6 empty] | 0.40573 | 0
LCP_Inputs_ON_Diverse_Howarth_2023_05_05 | 2043 | CH4 Import - NY 2020 | Import | Methane | WC | Dispatch-Import | EmissionsCost | 0 | [6 empty] | 0.40573 | 0
LCP_Inputs_ON_Diverse_Howarth_2023_05_05 | 2043 | CH4 Import - NY 2020 | Import | Methane | WC | Dispatch-Import | FuelCost | 0 | [6 empty] | 0.40573 | 0
LCP_Inputs_ON_Diverse_Howarth_2023_05_05 | 2043 | CH4 Import - NY 2020 | Import | Methane | WC | Dispatch-Import | VOM | 0 | [6 empty] | 0.40573 | 0
LCP_Inputs_ON_Diverse_Howarth_2023_05_05 | 2043 | CH4 Import - NY 2030 | Import | Methane | MI | Dispatch-Import | EmissionsCost | 0 | [6 empty] | 0.40573 | 0
LCP_Inputs_ON_Diverse_Howarth_2023_05_05 | 2043 | CH4 Import - NY 2030 | Import | Methane | MI | Dispatch-Import | FuelCost | 0 | [6 empty] | 0.40573 | 0
LCP_Inputs_ON_Diverse_Howarth_2023_05_05 | 2043 | CH4 Import - NY 2030 | Import | Methane | MI | Dispatch-Import | VOM | 0 | [6 empty] | 0.40573 | 0
LCP_Inputs_ON_Diverse_Howarth_2023_05_05 | 2043 | CH4 Import - NY 2030 | Import | Methane | NY | Dispatch-Import | EmissionsCost | 0 | [6 empty] | 0.40573 | 0
LCP_Inputs_ON_Diverse_Howarth_2023_05_05 | 2043 | CH4 Import - NY 2030 | Import | Methane | NY | Dispatch-Import | FuelCost | 0 | [6 empty] | 0.40573 | 0
LCP_Inputs_ON_Diverse_Howarth_2023_05_05 | 2043 | CH4 Import - NY 2030 | Import | Methane | NY | Dispatch-Import | VOM | 0 | [6 empty] | 0.40573 | 0
LCP_Inputs_ON_Diverse_Howarth_2023_05_05 | 2043 | CH4 Import - NY 2030 | Import | Methane | ON | Dispatch-Import | EmissionsCost | 0 | [6 empty] | 0.40573 | 0
LCP_Inputs_ON_Diverse_Howarth_2023_05_05 | 2043 | CH4 Import - NY 2030 | Import | Methane | ON | Dispatch-Import | FuelCost | 0 | [6 empty] | 0.40573 | 0
LCP_Inputs_ON_Diverse_Howarth_2023_05_05 | 2043 | CH4 Import - NY 2030 | Import | Methane | ON | Dispatch-Import | VOM | 0 | [6 empty] | 0.40573 | 0
LCP_Inputs_ON_Diverse_Howarth_2023_05_05 | 2043 | CH4 Import - NY 2030 | Import | Methane | PJ | Dispatch-Import | EmissionsCost | 0 | [6 empty] | 0.40573 | 0
LCP_Inputs_ON_Diverse_Howarth_2023_05_05 | 2043 | CH4 Import - NY 2030 | Import | Methane | PJ | Dispatch-Import | FuelCost | 0 | [6 empty] | 0.40573 | 0
LCP_Inputs_ON_Diverse_Howarth_2023_05_05 | 2043 | CH4 Import - NY 2030 | Import | Methane | PJ | Dispatch-Import | VOM | 0 | [6 empty] | 0.40573 | 0
LCP_Inputs_ON_Diverse_Howarth_2023_05_05 | 2043 | CH4 Import - NY 2030 | Import | Methane | QC | Dispatch-Import | EmissionsCost | 0 | [6 empty] | 0.40573 | 0
LCP_Inputs_ON_Diverse_Howarth_2023_05_05 | 2043 | CH4 Import - NY 2030 | Import | Methane | QC | Dispatch-Import | FuelCost | 0 | [6 empty] | 0.40573 | 0
LCP_Inputs_ON_Diverse_Howarth_2023_05_05 | 2043 | CH4 Import - NY 2030 | Import | Methane | QC | Dispatch-Import | VOM | 0 | [6 empty] | 0.40573 | 0
LCP_Inputs_ON_Diverse_Howarth_2023_05_05 | 2043 | CH4 Import - NY 2030 | Import | Methane | WC | Dispatch-Import | EmissionsCost | 0 | [6 empty] | 0.40573 | 0
LCP_Inputs_ON_Diverse_Howarth_2023_05_05 | 2043 | CH4 Import - NY 2030 | Import | Methane | WC | Dispatch-Import | FuelCost | 0 | [6 empty] | 0.40573 | 0
LCP_Inputs_ON_Diverse_Howarth_2023_05_05 | 2043 | CH4 Import - NY 2030 | Import | Methane | WC | Dispatch-Import | VOM | 0 | [6 empty] | 0.40573 | 0
LCP_Inputs_ON_Diverse_Howarth_2023_05_05 | 2043 | CH4 Import - NY 2040 | Import | Methane | MI | Dispatch-Import | EmissionsCost | 0 | [6 empty] | 0.40573 | 0
LCP_Inputs_ON_Diverse_Howarth_2023_05_05 | 2043 | CH4 Import - NY 2040 | Import | Methane | MI | Dispatch-Import | FuelCost | 0 | [6 empty] | 0.40573 | 0
LCP_Inputs_ON_Diverse_Howarth_2023_05_05 | 2043 | CH4 Import - NY 2040 | Import | Methane | MI | Dispatch-Import | VOM | 0 | [6 empty] | 0.40573 | 0
LCP_Inputs_ON_Diverse_Howarth_2023_05_05 | 2043 | CH4 Import - NY 2040 | Import | Methane | NY | Dispatch-Import | EmissionsCost | 1424811807.9426 | [6 empty] | 0.40573 | 578083670.5046
LCP_Inputs_ON_Diverse_Howarth_2023_05_05 | 2043 | CH4 Import - NY 2040 | Import | Methane | NY | Dispatch-Import | FuelCost | 758346581.876 | [6 empty] | 0.40573 | 307681178.0487
LCP_Inputs_ON_Diverse_Howarth_2023_05_05 | 2043 | CH4 Import - NY 2040 | Import | Methane | NY | Dispatch-Import | VOM | 0 | [6 empty] | 0.40573 | 0
LCP_Inputs_ON_Diverse_Howarth_2023_05_05 | 2043 | CH4 Import - NY 2040 | Import | Methane | ON | Dispatch-Import | EmissionsCost | 0 | [6 empty] | 0.40573 | 0
LCP_Inputs_ON_Diverse_Howarth_2023_05_05 | 2043 | CH4 Import - NY 2040 | Import | Methane | ON | Dispatch-Import | FuelCost | 0 | [6 empty] | 0.40573 | 0
LCP_Inputs_ON_Diverse_Howarth_2023_05_05 | 2043 | CH4 Import - NY 2040 | Import | Methane | ON | Dispatch-Import | VOM | 0 | [6 empty] | 0.40573 | 0
LCP_Inputs_ON_Diverse_Howarth_2023_05_05 | 2043 | CH4 Import - NY 2040 | Import | Methane | PJ | Dispatch-Import | EmissionsCost | 0 | [6 empty] | 0.40573 | 0
LCP_Inputs_ON_Diverse_Howarth_2023_05_05 | 2043 | CH4 Import - NY 2040 | Import | Methane | PJ | Dispatch-Import | FuelCost | 0 | [6 empty] | 0.40573 | 0
LCP_Inputs_ON_Diverse_Howarth_2023_05_05 | 2043 | CH4 Import - NY 2040 | Import | Methane | PJ | Dispatch-Import | VOM | 0 | [6 empty] | 0.40573 | 0
LCP_Inputs_ON_Diverse_Howarth_2023_05_05 | 2043 | CH4 Import - NY 2040 | Import | Methane | QC | Dispatch-Import | EmissionsCost | 0 | [6 empty] | 0.40573 | 0
LCP_Inputs_ON_Diverse_Howarth_2023_05_05 | 2043 | CH4 Import - NY 2040 | Import | Methane | QC | Dispatch-Import | FuelCost | 0 | [6 empty] | 0.40573 | 0
LCP_Inputs_ON_Diverse_Howarth_2023_05_05 | 2043 | CH4 Import - NY 2040 | Import | Methane | QC | Dispatch-Import | VOM | 0 | [6 empty] | 0.40573 | 0
LCP_Inputs_ON_Diverse_Howarth_2023_05_05 | 2043 | CH4 Import - NY 2040 | Import | Methane | WC | Dispatch-Import | EmissionsCost | 0 | [6 empty] | 0.40573 | 0
LCP_Inputs_ON_Diverse_Howarth_2023_05_05 | 2043 | CH4 Import - NY 2040 | Import | Methane | WC | Dispatch-Import | FuelCost | 0 | [6 empty] | 0.40573 | 0
LCP_Inputs_ON_Diverse_Howarth_2023_05_05 | 2043 | CH4 Import - NY 2040 | Import | Methane | WC | Dispatch-Import | VOM | 0 | [6 empty] | 0.40573 | 0
LCP_Inputs_ON_Diverse_Howarth_2023_05_05 | 2043 | CH4 Import - NY 2050 | Import | Methane | MI | Dispatch-Import | EmissionsCost | 0 | [6 empty] | 0.40573 | 0
LCP_Inputs_ON_Diverse_Howarth_2023_05_05 | 2043 | CH4 Import - NY 2050 | Import | Methane | MI | Dispatch-Import | FuelCost | 0 | [6 empty] | 0.40573 | 0
LCP_Inputs_ON_Diverse_Howarth_2023_05_05 | 2043 | CH4 Import - NY 2050 | Import | Methane | MI | Dispatch-Import | VOM | 0 | [6 empty] | 0.40573 | 0
LCP_Inputs_ON_Diverse_Howarth_2023_05_05 | 2043 | CH4 Import - NY 2050 | Import | Methane | NY | Dispatch-Import | EmissionsCost | 0 | [6 empty] | 0.40573 | 0
LCP_Inputs_ON_Diverse_Howarth_2023_05_05 | 2043 | CH4 Import - NY 2050 | Import | Methane | NY | Dispatch-Import | FuelCost | 0 | [6 empty] | 0.40573 | 0
LCP_Inputs_ON_Diverse_Howarth_2023_05_05 | 2043 | CH4 Import - NY 2050 | Import | Methane | NY | Dispatch-Import | VOM | 0 | [6 empty] | 0.40573 | 0
LCP_Inputs_ON_Diverse_Howarth_2023_05_05 | 2043 | CH4 Import - NY 2050 | Import | Methane | ON | Dispatch-Import | EmissionsCost | 0 | [6 empty] | 0.40573 | 0
LCP_Inputs_ON_Diverse_Howarth_2023_05_05 | 2043 | CH4 Import - NY 2050 | Import | Methane | ON | Dispatch-Import | FuelCost | 0 | [6 empty] | 0.40573 | 0
LCP_Inputs_ON_Diverse_Howarth_2023_05_05 | 2043 | CH4 Import - NY 2050 | Import | Methane | ON | Dispatch-Import | VOM | 0 | [6 empty] | 0.40573 | 0
LCP_Inputs_ON_Diverse_Howarth_2023_05_05 | 2043 | CH4 Import - NY 2050 | Import | Methane | PJ | Dispatch-Import | EmissionsCost | 0 | [6 empty] | 0.40573 | 0
LCP_Inputs_ON_Diverse_Howarth_2023_05_05 | 2043 | CH4 Import - NY 2050 | Import | Methane | PJ | Dispatch-Import | FuelCost | 0 | [6 empty] | 0.40573 | 0
LCP_Inputs_ON_Diverse_Howarth_2023_05_05 | 2043 | CH4 Import - NY 2050 | Import | Methane | PJ | Dispatch-Import | VOM | 0 | [6 empty] | 0.40573 | 0
LCP_Inputs_ON_Diverse_Howarth_2023_05_05 | 2043 | CH4 Import - NY 2050 | Import | Methane | QC | Dispatch-Import | EmissionsCost | 0 | [6 empty] | 0.40573 | 0
LCP_Inputs_ON_Diverse_Howarth_2023_05_05 | 2043 | CH4 Import - NY 2050 | Import | Methane | QC | Dispatch-Import | FuelCost | 0 | [6 empty] | 0.40573 | 0
LCP_Inputs_ON_Diverse_Howarth_2023_05_05 | 2043 | CH4 Import - NY 2050 | Import | Methane | QC | Dispatch-Import | VOM | 0 | [6 empty] | 0.40573 | 0
LCP_Inputs_ON_Diverse_Howarth_2023_05_05 | 2043 | CH4 Import - NY 2050 | Import | Methane | WC | Dispatch-Import | EmissionsCost | 0 | [6 empty] | 0.40573 | 0
LCP_Inputs_ON_Diverse_Howarth_2023_05_05 | 2043 | CH4 Import - NY 2050 | Import | Methane | WC | Dispatch-Import | FuelCost | 0 | [6 empty] | 0.40573 | 0
LCP_Inputs_ON_Diverse_Howarth_2023_05_05 | 2043 | CH4 Import - NY 2050 | Import | Methane | WC | Dispatch-Import | VOM | 0 | [6 empty] | 0.40573 | 0
LCP_Inputs_ON_Diverse_Howarth_2023_05_05 | 2043 | CH4 Import - WC 2020 | Import | Methane | MI | Dispatch-Import | EmissionsCost | 0 | [6 empty] | 0.40573 | 0
LCP_Inputs_ON_Diverse_Howarth_2023_05_05 | 2043 | CH4 Import - WC 2020 | Import | Methane | MI | Dispatch-Import | FuelCost | 0 | [6 empty] | 0.40573 | 0
LCP_Inputs_ON_Diverse_Howarth_2023_05_05 | 2043 | CH4 Import - WC 2020 | Import | Methane | MI | Dispatch-Import | VOM | 0 | [6 empty] | 0.40573 | 0
LCP_Inputs_ON_Diverse_Howarth_2023_05_05 | 2043 | CH4 Import - WC 2020 | Import | Methane | NY | Dispatch-Import | EmissionsCost | 0 | [6 empty] | 0.40573 | 0
LCP_Inputs_ON_Diverse_Howarth_2023_05_05 | 2043 | CH4 Import - WC 2020 | Import | Methane | NY | Dispatch-Import | FuelCost | 0 | [6 empty] | 0.40573 | 0
LCP_Inputs_ON_Diverse_Howarth_2023_05_05 | 2043 | CH4 Import - WC 2020 | Import | Methane | NY | Dispatch-Import | VOM | 0 | [6 empty] | 0.40573 | 0
LCP_Inputs_ON_Diverse_Howarth_2023_05_05 | 2043 | CH4 Import - WC 2020 | Import | Methane | ON | Dispatch-Import | EmissionsCost | 0 | [6 empty] | 0.40573 | 0
LCP_Inputs_ON_Diverse_Howarth_2023_05_05 | 2043 | CH4 Import - WC 2020 | Import | Methane | ON | Dispatch-Import | FuelCost | 0 | [6 empty] | 0.40573 | 0
LCP_Inputs_ON_Diverse_Howarth_2023_05_05 | 2043 | CH4 Import - WC 2020 | Import | Methane | ON | Dispatch-Import | VOM | 0 | [6 empty] | 0.40573 | 0
LCP_Inputs_ON_Diverse_Howarth_2023_05_05 | 2043 | CH4 Import - WC 2020 | Import | Methane | PJ | Dispatch-Import | EmissionsCost | 0 | [6 empty] | 0.40573 | 0
LCP_Inputs_ON_Diverse_Howarth_2023_05_05 | 2043 | CH4 Import - WC 2020 | Import | Methane | PJ | Dispatch-Import | FuelCost | 0 | [6 empty] | 0.40573 | 0
LCP_Inputs_ON_Diverse_Howarth_2023_05_05 | 2043 | CH4 Import - WC 2020 | Import | Methane | PJ | Dispatch-Import | VOM | 0 | [6 empty] | 0.40573 | 0
LCP_Inputs_ON_Diverse_Howarth_2023_05_05 | 2043 | CH4 Import - WC 2020 | Import | Methane | QC | Dispatch-Import | EmissionsCost | 0 | [6 empty] | 0.40573 | 0
LCP_Inputs_ON_Diverse_Howarth_2023_05_05 | 2043 | CH4 Import - WC 2020 | Import | Methane | QC | Dispatch-Import | FuelCost | 0 | [6 empty] | 0.40573 | 0
LCP_Inputs_ON_Diverse_Howarth_2023_05_05 | 2043 | CH4 Import - WC 2020 | Import | Methane | QC | Dispatch-Import | VOM | 0 | [6 empty] | 0.40573 | 0
LCP_Inputs_ON_Diverse_Howarth_2023_05_05 | 2043 | CH4 Import - WC 2020 | Import | Methane | WC | Dispatch-Import | EmissionsCost | 0 | [6 empty] | 0.40573 | 0
LCP_Inputs_ON_Diverse_Howarth_2023_05_05 | 2043 | CH4 Import - WC 2020 | Import | Methane | WC | Dispatch-Import | FuelCost | 0 | [6 empty] | 0.40573 | 0
LCP_Inputs_ON_Diverse_Howarth_2023_05_05 | 2043 | CH4 Import - WC 2020 | Import | Methane | WC | Dispatch-Import | VOM | 0 | [6 empty] | 0.40573 | 0
LCP_Inputs_ON_Diverse_Howarth_2023_05_05 | 2043 | CH4 Import - WC 2030 | Import | Methane | MI | Dispatch-Import | EmissionsCost | 0 | [6 empty] | 0.40573 | 0
LCP_Inputs_ON_Diverse_Howarth_2023_05_05 | 2043 | CH4 Import - WC 2030 | Import | Methane | MI | Dispatch-Import | FuelCost | 0 | [6 empty] | 0.40573 | 0
LCP_Inputs_ON_Diverse_Howarth_2023_05_05 | 2043 | CH4 Import - WC 2030 | Import | Methane | MI | Dispatch-Import | VOM | 0 | [6 empty] | 0.40573 | 0
LCP_Inputs_ON_Diverse_Howarth_2023_05_05 | 2043 | CH4 Import - WC 2030 | Import | Methane | NY | Dispatch-Import | EmissionsCost | 0 | [6 empty] | 0.40573 | 0
LCP_Inputs_ON_Diverse_Howarth_2023_05_05 | 2043 | CH4 Import - WC 2030 | Import | Methane | NY | Dispatch-Import | FuelCost | 0 | [6 empty] | 0.40573 | 0
LCP_Inputs_ON_Diverse_Howarth_2023_05_05 | 2043 | CH4 Import - WC 2030 | Import | Methane | NY | Dispatch-Import | VOM | 0 | [6 empty] | 0.40573 | 0
LCP_Inputs_ON_Diverse_Howarth_2023_05_05 | 2043 | CH4 Import - WC 2030 | Import | Methane | ON | Dispatch-Import | EmissionsCost | 0 | [6 empty] | 0.40573 | 0
LCP_Inputs_ON_Diverse_Howarth_2023_05_05 | 2043 | CH4 Import - WC 2030 | Import | Methane | ON | Dispatch-Import | FuelCost | 0 | [6 empty] | 0.40573 | 0
LCP_Inputs_ON_Diverse_Howarth_2023_05_05 | 2043 | CH4 Import - WC 2030 | Import | Methane | ON | Dispatch-Import | VOM | 0 | [6 empty] | 0.40573 | 0
LCP_Inputs_ON_Diverse_Howarth_2023_05_05 | 2043 | CH4 Import - WC 2030 | Import | Methane | PJ | Dispatch-Import | EmissionsCost | 0 | [6 empty] | 0.40573 | 0
LCP_Inputs_ON_Diverse_Howarth_2023_05_05 | 2043 | CH4 Import - WC 2030 | Import | Methane | PJ | Dispatch-Import | FuelCost | 0 | [6 empty] | 0.40573 | 0
LCP_Inputs_ON_Diverse_Howarth_2023_05_05 | 2043 | CH4 Import - WC 2030 | Import | Methane | PJ | Dispatch-Import | VOM | 0 | [6 empty] | 0.40573 | 0
LCP_Inputs_ON_Diverse_Howarth_2023_05_05 | 2043 | CH4 Import - WC 2030 | Import | Methane | QC | Dispatch-Import | EmissionsCost | 0 | [6 empty] | 0.40573 | 0
LCP_Inputs_ON_Diverse_Howarth_2023_05_05 | 2043 | CH4 Import - WC 2030 | Import | Methane | QC | Dispatch-Import | FuelCost | 0 | [6 empty] | 0.40573 | 0
LCP_Inputs_ON_Diverse_Howarth_2023_05_05 | 2043 | CH4 Import - WC 2030 | Import | Methane | QC | Dispatch-Import | VOM | 0 | [6 empty] | 0.40573 | 0
LCP_Inputs_ON_Diverse_Howarth_2023_05_05 | 2043 | CH4 Import - WC 2030 | Import | Methane | WC | Dispatch-Import | EmissionsCost | 0 | [6 empty] | 0.40573 | 0
LCP_Inputs_ON_Diverse_Howarth_2023_05_05 | 2043 | CH4 Import - WC 2030 | Import | Methane | WC | Dispatch-Import | FuelCost | 0 | [6 empty] | 0.40573 | 0
LCP_Inputs_ON_Diverse_Howarth_2023_05_05 | 2043 | CH4 Import - WC 2030 | Import | Methane | WC | Dispatch-Import | VOM | 0 | [6 empty] | 0.40573 | 0
LCP_Inputs_ON_Diverse_Howarth_2023_05_05 | 2043 | CH4 Import - WC 2040 | Import | Methane | MI | Dispatch-Import | EmissionsCost | 0 | [6 empty] | 0.40573 | 0
LCP_Inputs_ON_Diverse_Howarth_2023_05_05 | 2043 | CH4 Import - WC 2040 | Import | Methane | MI | Dispatch-Import | FuelCost | 0 | [6 empty] | 0.40573 | 0
LCP_Inputs_ON_Diverse_Howarth_2023_05_05 | 2043 | CH4 Import - WC 2040 | Import | Methane | MI | Dispatch-Import | VOM | 0 | [6 empty] | 0.40573 | 0
LCP_Inputs_ON_Diverse_Howarth_2023_05_05 | 2043 | CH4 Import - WC 2040 | Import | Methane | NY | Dispatch-Import | EmissionsCost | 0 | [6 empty] | 0.40573 | 0
LCP_Inputs_ON_Diverse_Howarth_2023_05_05 | 2043 | CH4 Import - WC 2040 | Import | Methane | NY | Dispatch-Import | FuelCost | 0 | [6 empty] | 0.40573 | 0
LCP_Inputs_ON_Diverse_Howarth_2023_05_05 | 2043 | CH4 Import - WC 2040 | Import | Methane | NY | Dispatch-Import | VOM | 0 | [6 empty] | 0.40573 | 0
LCP_Inputs_ON_Diverse_Howarth_2023_05_05 | 2043 | CH4 Import - WC 2040 | Import | Methane | ON | Dispatch-Import | EmissionsCost | 0 | [6 empty] | 0.40573 | 0
LCP_Inputs_ON_Diverse_Howarth_2023_05_05 | 2043 | CH4 Import - WC 2040 | Import | Methane | ON | Dispatch-Import | FuelCost | 0 | [6 empty] | 0.40573 | 0
LCP_Inputs_ON_Diverse_Howarth_2023_05_05 | 2043 | CH4 Import - WC 2040 | Import | Methane | ON | Dispatch-Import | VOM | 0 | [6 empty] | 0.40573 | 0
LCP_Inputs_ON_Diverse_Howarth_2023_05_05 | 2043 | CH4 Import - WC 2040 | Import | Methane | PJ | Dispatch-Import | EmissionsCost | 0 | [6 empty] | 0.40573 | 0
LCP_Inputs_ON_Diverse_Howarth_2023_05_05 | 2043 | CH4 Import - WC 2040 | Import | Methane | PJ | Dispatch-Import | FuelCost | 0 | [6 empty] | 0.40573 | 0
LCP_Inputs_ON_Diverse_Howarth_2023_05_05 | 2043 | CH4 Import - WC 2040 | Import | Methane | PJ | Dispatch-Import | VOM | 0 | [6 empty] | 0.40573 | 0
LCP_Inputs_ON_Diverse_Howarth_2023_05_05 | 2043 | CH4 Import - WC 2040 | Import | Methane | QC | Dispatch-Import | EmissionsCost | 0 | [6 empty] | 0.40573 | 0
LCP_Inputs_ON_Diverse_Howarth_2023_05_05 | 2043 | CH4 Import - WC 2040 | Import | Methane | QC | Dispatch-Import | FuelCost | 0 | [6 empty] | 0.40573 | 0
LCP_Inputs_ON_Diverse_Howarth_2023_05_05 | 2043 | CH4 Import - WC 2040 | Import | Methane | QC | Dispatch-Import | VOM | 0 | [6 empty] | 0.40573 | 0
LCP_Inputs_ON_Diverse_Howarth_2023_05_05 | 2043 | CH4 Import - WC 2040 | Import | Methane | WC | Dispatch-Import | EmissionsCost | 2117477751.305 | [6 empty] | 0.40573 | 859116483.9192
LCP_Inputs_ON_Diverse_Howarth_2023_05_05 | 2043 | CH4 Import - WC 2040 | Import | Methane | WC | Dispatch-Import | FuelCost | 1127013410.4372 | [6 empty] | 0.40573 | 457259018.6168
LCP_Inputs_ON_Diverse_Howarth_2023_05_05 | 2043 | CH4 Import - WC 2040 | Import | Methane | WC | Dispatch-Import | VOM | 0 | [6 empty] | 0.40573 | 0
LCP_Inputs_ON_Diverse_Howarth_2023_05_05 | 2043 | CH4 Import - WC 2050 | Import | Methane | MI | Dispatch-Import | EmissionsCost | 0 | [6 empty] | 0.40573 | 0
LCP_Inputs_ON_Diverse_Howarth_2023_05_05 | 2043 | CH4 Import - WC 2050 | Import | Methane | MI | Dispatch-Import | FuelCost | 0 | [6 empty] | 0.40573 | 0
LCP_Inputs_ON_Diverse_Howarth_2023_05_05 | 2043 | CH4 Import - WC 2050 | Import | Methane | MI | Dispatch-Import | VOM | 0 | [6 empty] | 0.40573 | 0
LCP_Inputs_ON_Diverse_Howarth_2023_05_05 | 2043 | CH4 Import - WC 2050 | Import | Methane | NY | Dispatch-Import | EmissionsCost | 0 | [6 empty] | 0.40573 | 0
LCP_Inputs_ON_Diverse_Howarth_2023_05_05 | 2043 | CH4 Import - WC 2050 | Import | Methane | NY | Dispatch-Import | FuelCost | 0 | [6 empty] | 0.40573 | 0
LCP_Inputs_ON_Diverse_Howarth_2023_05_05 | 2043 | CH4 Import - WC 2050 | Import | Methane | NY | Dispatch-Import | VOM | 0 | [6 empty] | 0.40573 | 0
LCP_Inputs_ON_Diverse_Howarth_2023_05_05 | 2043 | CH4 Import - WC 2050 | Import | Methane | ON | Dispatch-Import | EmissionsCost | 0 | [6 empty] | 0.40573 | 0
LCP_Inputs_ON_Diverse_Howarth_2023_05_05 | 2043 | CH4 Import - WC 2050 | Import | Methane | ON | Dispatch-Import | FuelCost | 0 | [6 empty] | 0.40573 | 0
LCP_Inputs_ON_Diverse_Howarth_2023_05_05 | 2043 | CH4 Import - WC 2050 | Import | Methane | ON | Dispatch-Import | VOM | 0 | [6 empty] | 0.40573 | 0
LCP_Inputs_ON_Diverse_Howarth_2023_05_05 | 2043 | CH4 Import - WC 2050 | Import | Methane | PJ | Dispatch-Import | EmissionsCost | 0 | [6 empty] | 0.40573 | 0
LCP_Inputs_ON_Diverse_Howarth_2023_05_05 | 2043 | CH4 Import - WC 2050 | Import | Methane | PJ | Dispatch-Import | FuelCost | 0 | [6 empty] | 0.40573 | 0
LCP_Inputs_ON_Diverse_Howarth_2023_05_05 | 2043 | CH4 Import - WC 2050 | Import | Methane | PJ | Dispatch-Import | VOM | 0 | [6 empty] | 0.40573 | 0
LCP_Inputs_ON_Diverse_Howarth_2023_05_05 | 2043 | CH4 Import - WC 2050 | Import | Methane | QC | Dispatch-Import | EmissionsCost | 0 | [6 empty] | 0.40573 | 0
LCP_Inputs_ON_Diverse_Howarth_2023_05_05 | 2043 | CH4 Import - WC 2050 | Import | Methane | QC | Dispatch-Import | FuelCost | 0 | [6 empty] | 0.40573 | 0
LCP_Inputs_ON_Diverse_Howarth_2023_05_05 | 2043 | CH4 Import - WC 2050 | Import | Methane | QC | Dispatch-Import | VOM | 0 | [6 empty] | 0.40573 | 0
LCP_Inputs_ON_Diverse_Howarth_2023_05_05 | 2043 | CH4 Import - WC 2050 | Import | Methane | WC | Dispatch-Import | EmissionsCost | 0 | [6 empty] | 0.40573 | 0
LCP_Inputs_ON_Diverse_Howarth_2023_05_05 | 2043 | CH4 Import - WC 2050 | Import | Methane | WC | Dispatch-Import | FuelCost | 0 | [6 empty] | 0.40573 | 0
LCP_Inputs_ON_Diverse_Howarth_2023_05_05 | 2043 | CH4 Import - WC 2050 | Import | Methane | WC | Dispatch-Import | VOM | 0 | [6 empty] | 0.40573 | 0
LCP_Inputs_ON_Diverse_Howarth_2023_05_05 | 2043 | CH4 Salt Cavern Storage - ON | Storage | Methane | MI | Dispatch-Storage | EmissionsCost | 0 | [6 empty] | 0.40573 | 0
LCP_Inputs_ON_Diverse_Howarth_2023_05_05 | 2043 | CH4 Salt Cavern Storage - ON | Storage | Methane | MI | Dispatch-Storage | FuelCost | 0 | [6 empty] | 0.40573 | 0
LCP_Inputs_ON_Diverse_Howarth_2023_05_05 | 2043 | CH4 Salt Cavern Storage - ON | Storage | Methane | MI | Dispatch-Storage | VOM | 0 | [6 empty] | 0.40573 | 0
LCP_Inputs_ON_Diverse_Howarth_2023_05_05 | 2043 | CH4 Salt Cavern Storage - ON | Storage | Methane | NY | Dispatch-Storage | EmissionsCost | 0 | [6 empty] | 0.40573 | 0
LCP_Inputs_ON_Diverse_Howarth_2023_05_05 | 2043 | CH4 Salt Cavern Storage - ON | Storage | Methane | NY | Dispatch-Storage | FuelCost | 0 | [6 empty] | 0.40573 | 0
LCP_Inputs_ON_Diverse_Howarth_2023_05_05 | 2043 | CH4 Salt Cavern Storage - ON | Storage | Methane | NY | Dispatch-Storage | VOM | 0 | [6 empty] | 0.40573 | 0
LCP_Inputs_ON_Diverse_Howarth_2023_05_05 | 2043 | CH4 Salt Cavern Storage - ON | Storage | Methane | ON | Dispatch-Storage | EmissionsCost | 0 | [6 empty] | 0.40573 | 0
LCP_Inputs_ON_Diverse_Howarth_2023_05_05 | 2043 | CH4 Salt Cavern Storage - ON | Storage | Methane | ON | Dispatch-Storage | FuelCost | 0 | [6 empty] | 0.40573 | 0
LCP_Inputs_ON_Diverse_Howarth_2023_05_05 | 2043 | CH4 Salt Cavern Storage - ON | Storage | Methane | ON | Dispatch-Storage | VOM | 0 | [6 empty] | 0.40573 | 0
LCP_Inputs_ON_Diverse_Howarth_2023_05_05 | 2043 | CH4 Salt Cavern Storage - ON | Storage | Methane | PJ | Dispatch-Storage | EmissionsCost | 0 | [6 empty] | 0.40573 | 0
LCP_Inputs_ON_Diverse_Howarth_2023_05_05 | 2043 | CH4 Salt Cavern Storage - ON | Storage | Methane | PJ | Dispatch-Storage | FuelCost | 0 | [6 empty] | 0.40573 | 0
LCP_Inputs_ON_Diverse_Howarth_2023_05_05 | 2043 | CH4 Salt Cavern Storage - ON | Storage | Methane | PJ | Dispatch-Storage | VOM | 0 | [6 empty] | 0.40573 | 0
LCP_Inputs_ON_Diverse_Howarth_2023_05_05 | 2043 | CH4 Salt Cavern Storage - ON | Storage | Methane | QC | Dispatch-Storage | EmissionsCost | 0 | [6 empty] | 0.40573 | 0
LCP_Inputs_ON_Diverse_Howarth_2023_05_05 | 2043 | CH4 Salt Cavern Storage - ON | Storage | Methane | QC | Dispatch-Storage | FuelCost | 0 | [6 empty] | 0.40573 | 0
LCP_Inputs_ON_Diverse_Howarth_2023_05_05 | 2043 | CH4 Salt Cavern Storage - ON | Storage | Methane | QC | Dispatch-Storage | VOM | 0 | [6 empty] | 0.40573 | 0
LCP_Inputs_ON_Diverse_Howarth_2023_05_05 | 2043 | CH4 Salt Cavern Storage - ON | Storage | Methane | WC | Dispatch-Storage | EmissionsCost | 0 | [6 empty] | 0.40573 | 0
LCP_Inputs_ON_Diverse_Howarth_2023_05_05 | 2043 | CH4 Salt Cavern Storage - ON | Storage | Methane | WC | Dispatch-Storage | FuelCost | 0 | [6 empty] | 0.40573 | 0
LCP_Inputs_ON_Diverse_Howarth_2023_05_05 | 2043 | CH4 Salt Cavern Storage - ON | Storage | Methane | WC | Dispatch-Storage | VOM | 0 | [6 empty] | 0.40573 | 0
LCP_Inputs_ON_Diverse_Howarth_2023_05_05 | 2043 | Electrolyser 2020/2030 | Crossload | Hydrogen | MI | Dispatch-Crossload | EmissionsCost | 0 | [6 empty] | 0.40573 | 0
LCP_Inputs_ON_Diverse_Howarth_2023_05_05 | 2043 | Electrolyser 2020/2030 | Crossload | Hydrogen | MI | Dispatch-Crossload | FuelCost | 0 | [6 empty] | 0.40573 | 0
LCP_Inputs_ON_Diverse_Howarth_2023_05_05 | 2043 | Electrolyser 2020/2030 | Crossload | Hydrogen | MI | Dispatch-Crossload | VOM | 0 | [6 empty] | 0.40573 | 0
LCP_Inputs_ON_Diverse_Howarth_2023_05_05 | 2043 | Electrolyser 2020/2030 | Crossload | Hydrogen | NY | Dispatch-Crossload | EmissionsCost | 0 | [6 empty] | 0.40573 | 0
LCP_Inputs_ON_Diverse_Howarth_2023_05_05 | 2043 | Electrolyser 2020/2030 | Crossload | Hydrogen | NY | Dispatch-Crossload | FuelCost | 0 | [6 empty] | 0.40573 | 0
LCP_Inputs_ON_Diverse_Howarth_2023_05_05 | 2043 | Electrolyser 2020/2030 | Crossload | Hydrogen | NY | Dispatch-Crossload | VOM | 0 | [6 empty] | 0.40573 | 0
LCP_Inputs_ON_Diverse_Howarth_2023_05_05 | 2043 | Electrolyser 2020/2030 | Crossload | Hydrogen | ON | Dispatch-Crossload | EmissionsCost | 0 | [6 empty] | 0.40573 | 0
LCP_Inputs_ON_Diverse_Howarth_2023_05_05 | 2043 | Electrolyser 2020/2030 | Crossload | Hydrogen | ON | Dispatch-Crossload | FuelCost | 0 | [6 empty] | 0.40573 | 0
LCP_Inputs_ON_Diverse_Howarth_2023_05_05 | 2043 | Electrolyser 2020/2030 | Crossload | Hydrogen | ON | Dispatch-Crossload | VOM | 0 | [6 empty] | 0.40573 | 0
LCP_Inputs_ON_Diverse_Howarth_2023_05_05 | 2043 | Electrolyser 2020/2030 | Crossload | Hydrogen | PJ | Dispatch-Crossload | EmissionsCost | 0 | [6 empty] | 0.40573 | 0
LCP_Inputs_ON_Diverse_Howarth_2023_05_05 | 2043 | Electrolyser 2020/2030 | Crossload | Hydrogen | PJ | Dispatch-Crossload | FuelCost | 0 | [6 empty] | 0.40573 | 0
LCP_Inputs_ON_Diverse_Howarth_2023_05_05 | 2043 | Electrolyser 2020/2030 | Crossload | Hydrogen | PJ | Dispatch-Crossload | VOM | 0 | [6 empty] | 0.40573 | 0
LCP_Inputs_ON_Diverse_Howarth_2023_05_05 | 2043 | Electrolyser 2020/2030 | Crossload | Hydrogen | QC | Dispatch-Crossload | EmissionsCost | 0 | [6 empty] | 0.40573 | 0
LCP_Inputs_ON_Diverse_Howarth_2023_05_05 | 2043 | Electrolyser 2020/2030 | Crossload | Hydrogen | QC | Dispatch-Crossload | FuelCost | 0 | [6 empty] | 0.40573 | 0
LCP_Inputs_ON_Diverse_Howarth_2023_05_05 | 2043 | Electrolyser 2020/2030 | Crossload | Hydrogen | QC | Dispatch-Crossload | VOM | 0 | [6 empty] | 0.40573 | 0
LCP_Inputs_ON_Diverse_Howarth_2023_05_05 | 2043 | Electrolyser 2020/2030 | Crossload | Hydrogen | WC | Dispatch-Crossload | EmissionsCost | 0 | [6 empty] | 0.40573 | 0
LCP_Inputs_ON_Diverse_Howarth_2023_05_05 | 2043 | Electrolyser 2020/2030 | Crossload | Hydrogen | WC | Dispatch-Crossload | FuelCost | 0 | [6 empty] | 0.40573 | 0
LCP_Inputs_ON_Diverse_Howarth_2023_05_05 | 2043 | Electrolyser 2020/2030 | Crossload | Hydrogen | WC | Dispatch-Crossload | VOM | 0 | [6 empty] | 0.40573 | 0
LCP_Inputs_ON_Diverse_Howarth_2023_05_05 | 2043 | Electrolyser 2040 | Crossload | Hydrogen | MI | Dispatch-Crossload | EmissionsCost | 0 | [6 empty] | 0.40573 | 0
LCP_Inputs_ON_Diverse_Howarth_2023_05_05 | 2043 | Electrolyser 2040 | Crossload | Hydrogen | MI | Dispatch-Crossload | FuelCost | 0 | [6 empty] | 0.40573 | 0
LCP_Inputs_ON_Diverse_Howarth_2023_05_05 | 2043 | Electrolyser 2040 | Crossload | Hydrogen | MI | Dispatch-Crossload | VOM | 0 | [6 empty] | 0.40573 | 0
LCP_Inputs_ON_Diverse_Howarth_2023_05_05 | 2043 | Electrolyser 2040 | Crossload | Hydrogen | NY | Dispatch-Crossload | EmissionsCost | 0 | [6 empty] | 0.40573 | 0
LCP_Inputs_ON_Diverse_Howarth_2023_05_05 | 2043 | Electrolyser 2040 | Crossload | Hydrogen | NY | Dispatch-Crossload | FuelCost | 0 | [6 empty] | 0.40573 | 0
LCP_Inputs_ON_Diverse_Howarth_2023_05_05 | 2043 | Electrolyser 2040 | Crossload | Hydrogen | NY | Dispatch-Crossload | VOM | 0 | [6 empty] | 0.40573 | 0
LCP_Inputs_ON_Diverse_Howarth_2023_05_05 | 2043 | Electrolyser 2040 | Crossload | Hydrogen | ON | Dispatch-Crossload | EmissionsCost | 0 | [6 empty] | 0.40573 | 0
LCP_Inputs_ON_Diverse_Howarth_2023_05_05 | 2043 | Electrolyser 2040 | Crossload | Hydrogen | ON | Dispatch-Crossload | FuelCost | 0 | [6 empty] | 0.40573 | 0
LCP_Inputs_ON_Diverse_Howarth_2023_05_05 | 2043 | Electrolyser 2040 | Crossload | Hydrogen | ON | Dispatch-Crossload | VOM | 0 | [6 empty] | 0.40573 | 0
LCP_Inputs_ON_Diverse_Howarth_2023_05_05 | 2043 | Electrolyser 2040 | Crossload | Hydrogen | PJ | Dispatch-Crossload | EmissionsCost | 0 | [6 empty] | 0.40573 | 0
LCP_Inputs_ON_Diverse_Howarth_2023_05_05 | 2043 | Electrolyser 2040 | Crossload | Hydrogen | PJ | Dispatch-Crossload | FuelCost | 0 | [6 empty] | 0.40573 | 0
LCP_Inputs_ON_Diverse_Howarth_2023_05_05 | 2043 | Electrolyser 2040 | Crossload | Hydrogen | PJ | Dispatch-Crossload | VOM | 0 | [6 empty] | 0.40573 | 0
LCP_Inputs_ON_Diverse_Howarth_2023_05_05 | 2043 | Electrolyser 2040 | Crossload | Hydrogen | QC | Dispatch-Crossload | EmissionsCost | 0 | [6 empty] | 0.40573 | 0
LCP_Inputs_ON_Diverse_Howarth_2023_05_05 | 2043 | Electrolyser 2040 | Crossload | Hydrogen | QC | Dispatch-Crossload | FuelCost | 0 | [6 empty] | 0.40573 | 0
LCP_Inputs_ON_Diverse_Howarth_2023_05_05 | 2043 | Electrolyser 2040 | Crossload | Hydrogen | QC | Dispatch-Crossload | VOM | 0 | [6 empty] | 0.40573 | 0
LCP_Inputs_ON_Diverse_Howarth_2023_05_05 | 2043 | Electrolyser 2040 | Crossload | Hydrogen | WC | Dispatch-Crossload | EmissionsCost | 0 | [6 empty] | 0.40573 | 0
LCP_Inputs_ON_Diverse_Howarth_2023_05_05 | 2043 | Electrolyser 2040 | Crossload | Hydrogen | WC | Dispatch-Crossload | FuelCost | 0 | [6 empty] | 0.40573 | 0
LCP_Inputs_ON_Diverse_Howarth_2023_05_05 | 2043 | Electrolyser 2040 | Crossload | Hydrogen | WC | Dispatch-Crossload | VOM | 0 | [6 empty] | 0.40573 | 0
LCP_Inputs_ON_Diverse_Howarth_2023_05_05 | 2043 | Electrolyser 2050 | Crossload | Hydrogen | MI | Dispatch-Crossload | EmissionsCost | 0 | [6 empty] | 0.40573 | 0
LCP_Inputs_ON_Diverse_Howarth_2023_05_05 | 2043 | Electrolyser 2050 | Crossload | Hydrogen | MI | Dispatch-Crossload | FuelCost | 0 | [6 empty] | 0.40573 | 0
LCP_Inputs_ON_Diverse_Howarth_2023_05_05 | 2043 | Electrolyser 2050 | Crossload | Hydrogen | MI | Dispatch-Crossload | VOM | 0 | [6 empty] | 0.40573 | 0
LCP_Inputs_ON_Diverse_Howarth_2023_05_05 | 2043 | Electrolyser 2050 | Crossload | Hydrogen | NY | Dispatch-Crossload | EmissionsCost | 0 | [6 empty] | 0.40573 | 0
LCP_Inputs_ON_Diverse_Howarth_2023_05_05 | 2043 | Electrolyser 2050 | Crossload | Hydrogen | NY | Dispatch-Crossload | FuelCost | 0 | [6 empty] | 0.40573 | 0
LCP_Inputs_ON_Diverse_Howarth_2023_05_05 | 2043 | Electrolyser 2050 | Crossload | Hydrogen | NY | Dispatch-Crossload | VOM | 0 | [6 empty] | 0.40573 | 0
LCP_Inputs_ON_Diverse_Howarth_2023_05_05 | 2043 | Electrolyser 2050 | Crossload | Hydrogen | ON | Dispatch-Crossload | EmissionsCost | 0 | [6 empty] | 0.40573 | 0
LCP_Inputs_ON_Diverse_Howarth_2023_05_05 | 2043 | Electrolyser 2050 | Crossload | Hydrogen | ON | Dispatch-Crossload | FuelCost | 0 | [6 empty] | 0.40573 | 0
LCP_Inputs_ON_Diverse_Howarth_2023_05_05 | 2043 | Electrolyser 2050 | Crossload | Hydrogen | ON | Dispatch-Crossload | VOM | 0 | [6 empty] | 0.40573 | 0
LCP_Inputs_ON_Diverse_Howarth_2023_05_05 | 2043 | Electrolyser 2050 | Crossload | Hydrogen | PJ | Dispatch-Crossload | EmissionsCost | 0 | [6 empty] | 0.40573 | 0
LCP_Inputs_ON_Diverse_Howarth_2023_05_05 | 2043 | Electrolyser 2050 | Crossload | Hydrogen | PJ | Dispatch-Crossload | FuelCost | 0 | [6 empty] | 0.40573 | 0
LCP_Inputs_ON_Diverse_Howarth_2023_05_05 | 2043 | Electrolyser 2050 | Crossload | Hydrogen | PJ | Dispatch-Crossload | VOM | 0 | [6 empty] | 0.40573 | 0
LCP_Inputs_ON_Diverse_Howarth_2023_05_05 | 2043 | Electrolyser 2050 | Crossload | Hydrogen | QC | Dispatch-Crossload | EmissionsCost | 0 | [6 empty] | 0.40573 | 0
LCP_Inputs_ON_Diverse_Howarth_2023_05_05 | 2043 | Electrolyser 2050 | Crossload | Hydrogen | QC | Dispatch-Crossload | FuelCost | 0 | [6 empty] | 0.40573 | 0
LCP_Inputs_ON_Diverse_Howarth_2023_05_05 | 2043 | Electrolyser 2050 | Crossload | Hydrogen | QC | Dispatch-Crossload | VOM | 0 | [6 empty] | 0.40573 | 0
LCP_Inputs_ON_Diverse_Howarth_2023_05_05 | 2043 | Electrolyser 2050 | Crossload | Hydrogen | WC | Dispatch-Crossload | EmissionsCost | 0 | [6 empty] | 0.40573 | 0
LCP_Inputs_ON_Diverse_Howarth_2023_05_05 | 2043 | Electrolyser 2050 | Crossload | Hydrogen | WC | Dispatch-Crossload | FuelCost | 0 | [6 empty] | 0.40573 | 0
LCP_Inputs_ON_Diverse_Howarth_2023_05_05 | 2043 | Electrolyser 2050 | Crossload | Hydrogen | WC | Dispatch-Crossload | VOM | 0 | [6 empty] | 0.40573 | 0
LCP_Inputs_ON_Diverse_Howarth_2023_05_05 | 2043 | Fossil Fuel Thermal (Coal, Peat, Oil) | Generation | Electricity | MI | Dispatch-Generation | EmissionsCost | 0 | [6 empty] | 0.40573 | 0
LCP_Inputs_ON_Diverse_Howarth_2023_05_05 | 2043 | Fossil Fuel Thermal (Coal, Peat, Oil) | Generation | Electricity | MI | Dispatch-Generation | FuelCost | 0 | [6 empty] | 0.40573 | 0
LCP_Inputs_ON_Diverse_Howarth_2023_05_05 | 2043 | Fossil Fuel Thermal (Coal, Peat, Oil) | Generation | Electricity | MI | Dispatch-Generation | VOM | 0 | [6 empty] | 0.40573 | 0
LCP_Inputs_ON_Diverse_Howarth_2023_05_05 | 2043 | Fossil Fuel Thermal (Coal, Peat, Oil) | Generation | Electricity | NY | Dispatch-Generation | EmissionsCost | 0 | [6 empty] | 0.40573 | 0
LCP_Inputs_ON_Diverse_Howarth_2023_05_05 | 2043 | Fossil Fuel Thermal (Coal, Peat, Oil) | Generation | Electricity | NY | Dispatch-Generation | FuelCost | 0 | [6 empty] | 0.40573 | 0
LCP_Inputs_ON_Diverse_Howarth_2023_05_05 | 2043 | Fossil Fuel Thermal (Coal, Peat, Oil) | Generation | Electricity | NY | Dispatch-Generation | VOM | 0 | [6 empty] | 0.40573 | 0
LCP_Inputs_ON_Diverse_Howarth_2023_05_05 | 2043 | Fossil Fuel Thermal (Coal, Peat, Oil) | Generation | Electricity | ON | Dispatch-Generation | EmissionsCost | 0 | [6 empty] | 0.40573 | 0
LCP_Inputs_ON_Diverse_Howarth_2023_05_05 | 2043 | Fossil Fuel Thermal (Coal, Peat, Oil) | Generation | Electricity | ON | Dispatch-Generation | FuelCost | 0 | [6 empty] | 0.40573 | 0
LCP_Inputs_ON_Diverse_Howarth_2023_05_05 | 2043 | Fossil Fuel Thermal (Coal, Peat, Oil) | Generation | Electricity | ON | Dispatch-Generation | VOM | 0 | [6 empty] | 0.40573 | 0
LCP_Inputs_ON_Diverse_Howarth_2023_05_05 | 2043 | Fossil Fuel Thermal (Coal, Peat, Oil) | Generation | Electricity | PJ | Dispatch-Generation | EmissionsCost | 0 | [6 empty] | 0.40573 | 0
LCP_Inputs_ON_Diverse_Howarth_2023_05_05 | 2043 | Fossil Fuel Thermal (Coal, Peat, Oil) | Generation | Electricity | PJ | Dispatch-Generation | FuelCost | 0 | [6 empty] | 0.40573 | 0
LCP_Inputs_ON_Diverse_Howarth_2023_05_05 | 2043 | Fossil Fuel Thermal (Coal, Peat, Oil) | Generation | Electricity | PJ | Dispatch-Generation | VOM | 0 | [6 empty] | 0.40573 | 0
LCP_Inputs_ON_Diverse_Howarth_2023_05_05 | 2043 | Fossil Fuel Thermal (Coal, Peat, Oil) | Generation | Electricity | QC | Dispatch-Generation | EmissionsCost | 0 | [6 empty] | 0.40573 | 0
LCP_Inputs_ON_Diverse_Howarth_2023_05_05 | 2043 | Fossil Fuel Thermal (Coal, Peat, Oil) | Generation | Electricity | QC | Dispatch-Generation | FuelCost | 0 | [6 empty] | 0.40573 | 0
LCP_Inputs_ON_Diverse_Howarth_2023_05_05 | 2043 | Fossil Fuel Thermal (Coal, Peat, Oil) | Generation | Electricity | QC | Dispatch-Generation | VOM | 0 | [6 empty] | 0.40573 | 0
LCP_Inputs_ON_Diverse_Howarth_2023_05_05 | 2043 | Fossil Fuel Thermal (Coal, Peat, Oil) | Generation | Electricity | WC | Dispatch-Generation | EmissionsCost | 0 | [6 empty] | 0.40573 | 0
LCP_Inputs_ON_Diverse_Howarth_2023_05_05 | 2043 | Fossil Fuel Thermal (Coal, Peat, Oil) | Generation | Electricity | WC | Dispatch-Generation | FuelCost | 0 | [6 empty] | 0.40573 | 0
LCP_Inputs_ON_Diverse_Howarth_2023_05_05 | 2043 | Fossil Fuel Thermal (Coal, Peat, Oil) | Generation | Electricity | WC | Dispatch-Generation | VOM | 0 | [6 empty] | 0.40573 | 0
LCP_Inputs_ON_Diverse_Howarth_2023_05_05 | 2043 | Generic - Generator | Generation | Electricity | MI | Dispatch-Generation | EmissionsCost | 0 | [6 empty] | 0.40573 | 0
LCP_Inputs_ON_Diverse_Howarth_2023_05_05 | 2043 | Generic - Generator | Generation | Electricity | MI | Dispatch-Generation | FuelCost | 779066036.8313 | [6 empty] | 0.40573 | 316087606.5361
LCP_Inputs_ON_Diverse_Howarth_2023_05_05 | 2043 | Generic - Generator | Generation | Electricity | MI | Dispatch-Generation | VOM | 25479285.0987 | [6 empty] | 0.40573 | 10337616.9186
LCP_Inputs_ON_Diverse_Howarth_2023_05_05 | 2043 | Generic - Generator | Generation | Electricity | NY | Dispatch-Generation | EmissionsCost | 0 | [6 empty] | 0.40573 | 0
LCP_Inputs_ON_Diverse_Howarth_2023_05_05 | 2043 | Generic - Generator | Generation | Electricity | NY | Dispatch-Generation | FuelCost | 89518783.8946 | [6 empty] | 0.40573 | 36320127.9526
LCP_Inputs_ON_Diverse_Howarth_2023_05_05 | 2043 | Generic - Generator | Generation | Electricity | NY | Dispatch-Generation | VOM | 2927703.8257 | [6 empty] | 0.40573 | 1187846.5383
LCP_Inputs_ON_Diverse_Howarth_2023_05_05 | 2043 | Generic - Generator | Generation | Electricity | ON | Dispatch-Generation | EmissionsCost | 0 | [6 empty] | 0.40573 | 0
LCP_Inputs_ON_Diverse_Howarth_2023_05_05 | 2043 | Generic - Generator | Generation | Electricity | ON | Dispatch-Generation | FuelCost | 0 | [6 empty] | 0.40573 | 0
LCP_Inputs_ON_Diverse_Howarth_2023_05_05 | 2043 | Generic - Generator | Generation | Electricity | ON | Dispatch-Generation | VOM | 0 | [6 empty] | 0.40573 | 0
LCP_Inputs_ON_Diverse_Howarth_2023_05_05 | 2043 | Generic - Generator | Generation | Electricity | PJ | Dispatch-Generation | EmissionsCost | 0 | [6 empty] | 0.40573 | 0
LCP_Inputs_ON_Diverse_Howarth_2023_05_05 | 2043 | Generic - Generator | Generation | Electricity | PJ | Dispatch-Generation | FuelCost | 5285282840.0619 | [6 empty] | 0.40573 | 2144378427.2463
LCP_Inputs_ON_Diverse_Howarth_2023_05_05 | 2043 | Generic - Generator | Generation | Electricity | PJ | Dispatch-Generation | VOM | 172854702.8655 | [6 empty] | 0.40573 | 70131704.7904
LCP_Inputs_ON_Diverse_Howarth_2023_05_05 | 2043 | Generic - Generator | Generation | Electricity | QC | Dispatch-Generation | EmissionsCost | 0 | [6 empty] | 0.40573 | 0
LCP_Inputs_ON_Diverse_Howarth_2023_05_05 | 2043 | Generic - Generator | Generation | Electricity | QC | Dispatch-Generation | FuelCost | 0 | [6 empty] | 0.40573 | 0
LCP_Inputs_ON_Diverse_Howarth_2023_05_05 | 2043 | Generic - Generator | Generation | Electricity | QC | Dispatch-Generation | VOM | 0 | [6 empty] | 0.40573 | 0
LCP_Inputs_ON_Diverse_Howarth_2023_05_05 | 2043 | Generic - Generator | Generation | Electricity | WC | Dispatch-Generation | EmissionsCost | 0 | [6 empty] | 0.40573 | 0
LCP_Inputs_ON_Diverse_Howarth_2023_05_05 | 2043 | Generic - Generator | Generation | Electricity | WC | Dispatch-Generation | FuelCost | 0 | [6 empty] | 0.40573 | 0
LCP_Inputs_ON_Diverse_Howarth_2023_05_05 | 2043 | Generic - Generator | Generation | Electricity | WC | Dispatch-Generation | VOM | 0 | [6 empty] | 0.40573 | 0
LCP_Inputs_ON_Diverse_Howarth_2023_05_05 | 2043 | H2 Import - QC | Import | Hydrogen | MI | Dispatch-Import | EmissionsCost | 0 | [6 empty] | 0.40573 | 0
LCP_Inputs_ON_Diverse_Howarth_2023_05_05 | 2043 | H2 Import - QC | Import | Hydrogen | MI | Dispatch-Import | FuelCost | 0 | [6 empty] | 0.40573 | 0
LCP_Inputs_ON_Diverse_Howarth_2023_05_05 | 2043 | H2 Import - QC | Import | Hydrogen | MI | Dispatch-Import | VOM | 0 | [6 empty] | 0.40573 | 0
LCP_Inputs_ON_Diverse_Howarth_2023_05_05 | 2043 | H2 Import - QC | Import | Hydrogen | NY | Dispatch-Import | EmissionsCost | 0 | [6 empty] | 0.40573 | 0
LCP_Inputs_ON_Diverse_Howarth_2023_05_05 | 2043 | H2 Import - QC | Import | Hydrogen | NY | Dispatch-Import | FuelCost | 0 | [6 empty] | 0.40573 | 0
LCP_Inputs_ON_Diverse_Howarth_2023_05_05 | 2043 | H2 Import - QC | Import | Hydrogen | NY | Dispatch-Import | VOM | 0 | [6 empty] | 0.40573 | 0
LCP_Inputs_ON_Diverse_Howarth_2023_05_05 | 2043 | H2 Import - QC | Import | Hydrogen | ON | Dispatch-Import | EmissionsCost | 0 | [6 empty] | 0.40573 | 0
LCP_Inputs_ON_Diverse_Howarth_2023_05_05 | 2043 | H2 Import - QC | Import | Hydrogen | ON | Dispatch-Import | FuelCost | 0 | [6 empty] | 0.40573 | 0
LCP_Inputs_ON_Diverse_Howarth_2023_05_05 | 2043 | H2 Import - QC | Import | Hydrogen | ON | Dispatch-Import | VOM | 0 | [6 empty] | 0.40573 | 0
LCP_Inputs_ON_Diverse_Howarth_2023_05_05 | 2043 | H2 Import - QC | Import | Hydrogen | PJ | Dispatch-Import | EmissionsCost | 0 | [6 empty] | 0.40573 | 0
LCP_Inputs_ON_Diverse_Howarth_2023_05_05 | 2043 | H2 Import - QC | Import | Hydrogen | PJ | Dispatch-Import | FuelCost | 0 | [6 empty] | 0.40573 | 0
LCP_Inputs_ON_Diverse_Howarth_2023_05_05 | 2043 | H2 Import - QC | Import | Hydrogen | PJ | Dispatch-Import | VOM | 0 | [6 empty] | 0.40573 | 0
LCP_Inputs_ON_Diverse_Howarth_2023_05_05 | 2043 | H2 Import - QC | Import | Hydrogen | QC | Dispatch-Import | EmissionsCost | 0 | [6 empty] | 0.40573 | 0
LCP_Inputs_ON_Diverse_Howarth_2023_05_05 | 2043 | H2 Import - QC | Import | Hydrogen | QC | Dispatch-Import | FuelCost | 0 | [6 empty] | 0.40573 | 0
LCP_Inputs_ON_Diverse_Howarth_2023_05_05 | 2043 | H2 Import - QC | Import | Hydrogen | QC | Dispatch-Import | VOM | 0 | [6 empty] | 0.40573 | 0
LCP_Inputs_ON_Diverse_Howarth_2023_05_05 | 2043 | H2 Import - QC | Import | Hydrogen | WC | Dispatch-Import | EmissionsCost | 0 | [6 empty] | 0.40573 | 0
LCP_Inputs_ON_Diverse_Howarth_2023_05_05 | 2043 | H2 Import - QC | Import | Hydrogen | WC | Dispatch-Import | FuelCost | 0 | [6 empty] | 0.40573 | 0
LCP_Inputs_ON_Diverse_Howarth_2023_05_05 | 2043 | H2 Import - QC | Import | Hydrogen | WC | Dispatch-Import | VOM | 0 | [6 empty] | 0.40573 | 0
LCP_Inputs_ON_Diverse_Howarth_2023_05_05 | 2043 | H2 Import - WC | Import | Hydrogen | MI | Dispatch-Import | EmissionsCost | 0 | [6 empty] | 0.40573 | 0
LCP_Inputs_ON_Diverse_Howarth_2023_05_05 | 2043 | H2 Import - WC | Import | Hydrogen | MI | Dispatch-Import | FuelCost | 0 | [6 empty] | 0.40573 | 0
LCP_Inputs_ON_Diverse_Howarth_2023_05_05 | 2043 | H2 Import - WC | Import | Hydrogen | MI | Dispatch-Import | VOM | 0 | [6 empty] | 0.40573 | 0
LCP_Inputs_ON_Diverse_Howarth_2023_05_05 | 2043 | H2 Import - WC | Import | Hydrogen | NY | Dispatch-Import | EmissionsCost | 0 | [6 empty] | 0.40573 | 0
LCP_Inputs_ON_Diverse_Howarth_2023_05_05 | 2043 | H2 Import - WC | Import | Hydrogen | NY | Dispatch-Import | FuelCost | 0 | [6 empty] | 0.40573 | 0
LCP_Inputs_ON_Diverse_Howarth_2023_05_05 | 2043 | H2 Import - WC | Import | Hydrogen | NY | Dispatch-Import | VOM | 0 | [6 empty] | 0.40573 | 0
LCP_Inputs_ON_Diverse_Howarth_2023_05_05 | 2043 | H2 Import - WC | Import | Hydrogen | ON | Dispatch-Import | EmissionsCost | 0 | [6 empty] | 0.40573 | 0
LCP_Inputs_ON_Diverse_Howarth_2023_05_05 | 2043 | H2 Import - WC | Import | Hydrogen | ON | Dispatch-Import | FuelCost | 0 | [6 empty] | 0.40573 | 0
LCP_Inputs_ON_Diverse_Howarth_2023_05_05 | 2043 | H2 Import - WC | Import | Hydrogen | ON | Dispatch-Import | VOM | 0 | [6 empty] | 0.40573 | 0
LCP_Inputs_ON_Diverse_Howarth_2023_05_05 | 2043 | H2 Import - WC | Import | Hydrogen | PJ | Dispatch-Import | EmissionsCost | 0 | [6 empty] | 0.40573 | 0
LCP_Inputs_ON_Diverse_Howarth_2023_05_05 | 2043 | H2 Import - WC | Import | Hydrogen | PJ | Dispatch-Import | FuelCost | 0 | [6 empty] | 0.40573 | 0
LCP_Inputs_ON_Diverse_Howarth_2023_05_05 | 2043 | H2 Import - WC | Import | Hydrogen | PJ | Dispatch-Import | VOM | 0 | [6 empty] | 0.40573 | 0
LCP_Inputs_ON_Diverse_Howarth_2023_05_05 | 2043 | H2 Import - WC | Import | Hydrogen | QC | Dispatch-Import | EmissionsCost | 0 | [6 empty] | 0.40573 | 0
LCP_Inputs_ON_Diverse_Howarth_2023_05_05 | 2043 | H2 Import - WC | Import | Hydrogen | QC | Dispatch-Import | FuelCost | 0 | [6 empty] | 0.40573 | 0
LCP_Inputs_ON_Diverse_Howarth_2023_05_05 | 2043 | H2 Import - WC | Import | Hydrogen | QC | Dispatch-Import | VOM | 0 | [6 empty] | 0.40573 | 0
LCP_Inputs_ON_Diverse_Howarth_2023_05_05 | 2043 | H2 Import - WC | Import | Hydrogen | WC | Dispatch-Import | EmissionsCost | 0 | [6 empty] | 0.40573 | 0
LCP_Inputs_ON_Diverse_Howarth_2023_05_05 | 2043 | H2 Import - WC | Import | Hydrogen | WC | Dispatch-Import | FuelCost | 8016738.2099 | [6 empty] | 0.40573 | 3252601.7991
LCP_Inputs_ON_Diverse_Howarth_2023_05_05 | 2043 | H2 Import - WC | Import | Hydrogen | WC | Dispatch-Import | VOM | 0 | [6 empty] | 0.40573 | 0
LCP_Inputs_ON_Diverse_Howarth_2023_05_05 | 2043 | H2 Salt Cavern Storage - ON | Storage | Hydrogen | MI | Dispatch-Storage | EmissionsCost | 0 | [6 empty] | 0.40573 | 0
LCP_Inputs_ON_Diverse_Howarth_2023_05_05 | 2043 | H2 Salt Cavern Storage - ON | Storage | Hydrogen | MI | Dispatch-Storage | FuelCost | 0 | [6 empty] | 0.40573 | 0
LCP_Inputs_ON_Diverse_Howarth_2023_05_05 | 2043 | H2 Salt Cavern Storage - ON | Storage | Hydrogen | MI | Dispatch-Storage | VOM | 0 | [6 empty] | 0.40573 | 0
LCP_Inputs_ON_Diverse_Howarth_2023_05_05 | 2043 | H2 Salt Cavern Storage - ON | Storage | Hydrogen | NY | Dispatch-Storage | EmissionsCost | 0 | [6 empty] | 0.40573 | 0
LCP_Inputs_ON_Diverse_Howarth_2023_05_05 | 2043 | H2 Salt Cavern Storage - ON | Storage | Hydrogen | NY | Dispatch-Storage | FuelCost | 0 | [6 empty] | 0.40573 | 0
LCP_Inputs_ON_Diverse_Howarth_2023_05_05 | 2043 | H2 Salt Cavern Storage - ON | Storage | Hydrogen | NY | Dispatch-Storage | VOM | 0 | [6 empty] | 0.40573 | 0
LCP_Inputs_ON_Diverse_Howarth_2023_05_05 | 2043 | H2 Salt Cavern Storage - ON | Storage | Hydrogen | ON | Dispatch-Storage | EmissionsCost | 0 | [6 empty] | 0.40573 | 0
LCP_Inputs_ON_Diverse_Howarth_2023_05_05 | 2043 | H2 Salt Cavern Storage - ON | Storage | Hydrogen | ON | Dispatch-Storage | FuelCost | 0 | [6 empty] | 0.40573 | 0
LCP_Inputs_ON_Diverse_Howarth_2023_05_05 | 2043 | H2 Salt Cavern Storage - ON | Storage | Hydrogen | ON | Dispatch-Storage | VOM | 56003241.9784 | [6 empty] | 0.40573 | 22721990.0218
LCP_Inputs_ON_Diverse_Howarth_2023_05_05 | 2043 | H2 Salt Cavern Storage - ON | Storage | Hydrogen | PJ | Dispatch-Storage | EmissionsCost | 0 | [6 empty] | 0.40573 | 0
LCP_Inputs_ON_Diverse_Howarth_2023_05_05 | 2043 | H2 Salt Cavern Storage - ON | Storage | Hydrogen | PJ | Dispatch-Storage | FuelCost | 0 | [6 empty] | 0.40573 | 0
LCP_Inputs_ON_Diverse_Howarth_2023_05_05 | 2043 | H2 Salt Cavern Storage - ON | Storage | Hydrogen | PJ | Dispatch-Storage | VOM | 0 | [6 empty] | 0.40573 | 0
LCP_Inputs_ON_Diverse_Howarth_2023_05_05 | 2043 | H2 Salt Cavern Storage - ON | Storage | Hydrogen | QC | Dispatch-Storage | EmissionsCost | 0 | [6 empty] | 0.40573 | 0
LCP_Inputs_ON_Diverse_Howarth_2023_05_05 | 2043 | H2 Salt Cavern Storage - ON | Storage | Hydrogen | QC | Dispatch-Storage | FuelCost | 0 | [6 empty] | 0.40573 | 0
LCP_Inputs_ON_Diverse_Howarth_2023_05_05 | 2043 | H2 Salt Cavern Storage - ON | Storage | Hydrogen | QC | Dispatch-Storage | VOM | 0 | [6 empty] | 0.40573 | 0
LCP_Inputs_ON_Diverse_Howarth_2023_05_05 | 2043 | H2 Salt Cavern Storage - ON | Storage | Hydrogen | WC | Dispatch-Storage | EmissionsCost | 0 | [6 empty] | 0.40573 | 0
LCP_Inputs_ON_Diverse_Howarth_2023_05_05 | 2043 | H2 Salt Cavern Storage - ON | Storage | Hydrogen | WC | Dispatch-Storage | FuelCost | 0 | [6 empty] | 0.40573 | 0
LCP_Inputs_ON_Diverse_Howarth_2023_05_05 | 2043 | H2 Salt Cavern Storage - ON | Storage | Hydrogen | WC | Dispatch-Storage | VOM | 0 | [6 empty] | 0.40573 | 0
LCP_Inputs_ON_Diverse_Howarth_2023_05_05 | 2043 | Hydro | Generation | Electricity | MI | Dispatch-Generation | EmissionsCost | 0 | [6 empty] | 0.40573 | 0
LCP_Inputs_ON_Diverse_Howarth_2023_05_05 | 2043 | Hydro | Generation | Electricity | MI | Dispatch-Generation | FuelCost | 0 | [6 empty] | 0.40573 | 0
LCP_Inputs_ON_Diverse_Howarth_2023_05_05 | 2043 | Hydro | Generation | Electricity | MI | Dispatch-Generation | VOM | 0 | [6 empty] | 0.40573 | 0
LCP_Inputs_ON_Diverse_Howarth_2023_05_05 | 2043 | Hydro | Generation | Electricity | NY | Dispatch-Generation | EmissionsCost | 0 | [6 empty] | 0.40573 | 0
LCP_Inputs_ON_Diverse_Howarth_2023_05_05 | 2043 | Hydro | Generation | Electricity | NY | Dispatch-Generation | FuelCost | 0 | [6 empty] | 0.40573 | 0
LCP_Inputs_ON_Diverse_Howarth_2023_05_05 | 2043 | Hydro | Generation | Electricity | NY | Dispatch-Generation | VOM | 0 | [6 empty] | 0.40573 | 0
LCP_Inputs_ON_Diverse_Howarth_2023_05_05 | 2043 | Hydro | Generation | Electricity | ON | Dispatch-Generation | EmissionsCost | 0 | [6 empty] | 0.40573 | 0
LCP_Inputs_ON_Diverse_Howarth_2023_05_05 | 2043 | Hydro | Generation | Electricity | ON | Dispatch-Generation | FuelCost | 0 | [6 empty] | 0.40573 | 0
LCP_Inputs_ON_Diverse_Howarth_2023_05_05 | 2043 | Hydro | Generation | Electricity | ON | Dispatch-Generation | VOM | 0 | [6 empty] | 0.40573 | 0
LCP_Inputs_ON_Diverse_Howarth_2023_05_05 | 2043 | Hydro | Generation | Electricity | PJ | Dispatch-Generation | EmissionsCost | 0 | [6 empty] | 0.40573 | 0
LCP_Inputs_ON_Diverse_Howarth_2023_05_05 | 2043 | Hydro | Generation | Electricity | PJ | Dispatch-Generation | FuelCost | 0 | [6 empty] | 0.40573 | 0
LCP_Inputs_ON_Diverse_Howarth_2023_05_05 | 2043 | Hydro | Generation | Electricity | PJ | Dispatch-Generation | VOM | 0 | [6 empty] | 0.40573 | 0
LCP_Inputs_ON_Diverse_Howarth_2023_05_05 | 2043 | Hydro | Generation | Electricity | QC | Dispatch-Generation | EmissionsCost | 0 | [6 empty] | 0.40573 | 0
LCP_Inputs_ON_Diverse_Howarth_2023_05_05 | 2043 | Hydro | Generation | Electricity | QC | Dispatch-Generation | FuelCost | 0 | [6 empty] | 0.40573 | 0
LCP_Inputs_ON_Diverse_Howarth_2023_05_05 | 2043 | Hydro | Generation | Electricity | QC | Dispatch-Generation | VOM | 0 | [6 empty] | 0.40573 | 0
LCP_Inputs_ON_Diverse_Howarth_2023_05_05 | 2043 | Hydro | Generation | Electricity | WC | Dispatch-Generation | EmissionsCost | 0 | [6 empty] | 0.40573 | 0
LCP_Inputs_ON_Diverse_Howarth_2023_05_05 | 2043 | Hydro | Generation | Electricity | WC | Dispatch-Generation | FuelCost | 0 | [6 empty] | 0.40573 | 0
LCP_Inputs_ON_Diverse_Howarth_2023_05_05 | 2043 | Hydro | Generation | Electricity | WC | Dispatch-Generation | VOM | 0 | [6 empty] | 0.40573 | 0
LCP_Inputs_ON_Diverse_Howarth_2023_05_05 | 2043 | Hydro Pumped Storage | Storage | Electricity | MI | Dispatch-Storage | EmissionsCost | 0 | [6 empty] | 0.40573 | 0
LCP_Inputs_ON_Diverse_Howarth_2023_05_05 | 2043 | Hydro Pumped Storage | Storage | Electricity | MI | Dispatch-Storage | FuelCost | 0 | [6 empty] | 0.40573 | 0
LCP_Inputs_ON_Diverse_Howarth_2023_05_05 | 2043 | Hydro Pumped Storage | Storage | Electricity | MI | Dispatch-Storage | VOM | 0 | [6 empty] | 0.40573 | 0
LCP_Inputs_ON_Diverse_Howarth_2023_05_05 | 2043 | Hydro Pumped Storage | Storage | Electricity | NY | Dispatch-Storage | EmissionsCost | 0 | [6 empty] | 0.40573 | 0
LCP_Inputs_ON_Diverse_Howarth_2023_05_05 | 2043 | Hydro Pumped Storage | Storage | Electricity | NY | Dispatch-Storage | FuelCost | 0 | [6 empty] | 0.40573 | 0
LCP_Inputs_ON_Diverse_Howarth_2023_05_05 | 2043 | Hydro Pumped Storage | Storage | Electricity | NY | Dispatch-Storage | VOM | 0 | [6 empty] | 0.40573 | 0
LCP_Inputs_ON_Diverse_Howarth_2023_05_05 | 2043 | Hydro Pumped Storage | Storage | Electricity | ON | Dispatch-Storage | EmissionsCost | 0 | [6 empty] | 0.40573 | 0
LCP_Inputs_ON_Diverse_Howarth_2023_05_05 | 2043 | Hydro Pumped Storage | Storage | Electricity | ON | Dispatch-Storage | FuelCost | 0 | [6 empty] | 0.40573 | 0
LCP_Inputs_ON_Diverse_Howarth_2023_05_05 | 2043 | Hydro Pumped Storage | Storage | Electricity | ON | Dispatch-Storage | VOM | 0 | [6 empty] | 0.40573 | 0
LCP_Inputs_ON_Diverse_Howarth_2023_05_05 | 2043 | Hydro Pumped Storage | Storage | Electricity | PJ | Dispatch-Storage | EmissionsCost | 0 | [6 empty] | 0.40573 | 0
LCP_Inputs_ON_Diverse_Howarth_2023_05_05 | 2043 | Hydro Pumped Storage | Storage | Electricity | PJ | Dispatch-Storage | FuelCost | 0 | [6 empty] | 0.40573 | 0
LCP_Inputs_ON_Diverse_Howarth_2023_05_05 | 2043 | Hydro Pumped Storage | Storage | Electricity | PJ | Dispatch-Storage | VOM | 0 | [6 empty] | 0.40573 | 0
LCP_Inputs_ON_Diverse_Howarth_2023_05_05 | 2043 | Hydro Pumped Storage | Storage | Electricity | QC | Dispatch-Storage | EmissionsCost | 0 | [6 empty] | 0.40573 | 0
LCP_Inputs_ON_Diverse_Howarth_2023_05_05 | 2043 | Hydro Pumped Storage | Storage | Electricity | QC | Dispatch-Storage | FuelCost | 0 | [6 empty] | 0.40573 | 0
LCP_Inputs_ON_Diverse_Howarth_2023_05_05 | 2043 | Hydro Pumped Storage | Storage | Electricity | QC | Dispatch-Storage | VOM | 0 | [6 empty] | 0.40573 | 0
LCP_Inputs_ON_Diverse_Howarth_2023_05_05 | 2043 | Hydro Pumped Storage | Storage | Electricity | WC | Dispatch-Storage | EmissionsCost | 0 | [6 empty] | 0.40573 | 0
LCP_Inputs_ON_Diverse_Howarth_2023_05_05 | 2043 | Hydro Pumped Storage | Storage | Electricity | WC | Dispatch-Storage | FuelCost | 0 | [6 empty] | 0.40573 | 0
LCP_Inputs_ON_Diverse_Howarth_2023_05_05 | 2043 | Hydro Pumped Storage | Storage | Electricity | WC | Dispatch-Storage | VOM | 0 | [6 empty] | 0.40573 | 0
LCP_Inputs_ON_Diverse_Howarth_2023_05_05 | 2043 | Nuclear | Generation | Electricity | MI | Dispatch-Generation | EmissionsCost | 0 | [6 empty] | 0.40573 | 0
LCP_Inputs_ON_Diverse_Howarth_2023_05_05 | 2043 | Nuclear | Generation | Electricity | MI | Dispatch-Generation | FuelCost | 0 | [6 empty] | 0.40573 | 0
LCP_Inputs_ON_Diverse_Howarth_2023_05_05 | 2043 | Nuclear | Generation | Electricity | MI | Dispatch-Generation | VOM | 2762866296.96 | [6 empty] | 0.40573 | 1120967612.1131
LCP_Inputs_ON_Diverse_Howarth_2023_05_05 | 2043 | Nuclear | Generation | Electricity | NY | Dispatch-Generation | EmissionsCost | 0 | [6 empty] | 0.40573 | 0
LCP_Inputs_ON_Diverse_Howarth_2023_05_05 | 2043 | Nuclear | Generation | Electricity | NY | Dispatch-Generation | FuelCost | 0 | [6 empty] | 0.40573 | 0
LCP_Inputs_ON_Diverse_Howarth_2023_05_05 | 2043 | Nuclear | Generation | Electricity | NY | Dispatch-Generation | VOM | 2246155230.144 | [6 empty] | 0.40573 | 911324325.5891
LCP_Inputs_ON_Diverse_Howarth_2023_05_05 | 2043 | Nuclear | Generation | Electricity | ON | Dispatch-Generation | EmissionsCost | 0 | [6 empty] | 0.40573 | 0
LCP_Inputs_ON_Diverse_Howarth_2023_05_05 | 2043 | Nuclear | Generation | Electricity | ON | Dispatch-Generation | FuelCost | 0 | [6 empty] | 0.40573 | 0
LCP_Inputs_ON_Diverse_Howarth_2023_05_05 | 2043 | Nuclear | Generation | Electricity | ON | Dispatch-Generation | VOM | 7837478141.9618 | [6 empty] | 0.40573 | 3179871268.9972
LCP_Inputs_ON_Diverse_Howarth_2023_05_05 | 2043 | Nuclear | Generation | Electricity | PJ | Dispatch-Generation | EmissionsCost | 0 | [6 empty] | 0.40573 | 0
LCP_Inputs_ON_Diverse_Howarth_2023_05_05 | 2043 | Nuclear | Generation | Electricity | PJ | Dispatch-Generation | FuelCost | 0 | [6 empty] | 0.40573 | 0
LCP_Inputs_ON_Diverse_Howarth_2023_05_05 | 2043 | Nuclear | Generation | Electricity | PJ | Dispatch-Generation | VOM | 6401347648.6848 | [6 empty] | 0.40573 | 2597195309.794
LCP_Inputs_ON_Diverse_Howarth_2023_05_05 | 2043 | Nuclear | Generation | Electricity | QC | Dispatch-Generation | EmissionsCost | 0 | [6 empty] | 0.40573 | 0
LCP_Inputs_ON_Diverse_Howarth_2023_05_05 | 2043 | Nuclear | Generation | Electricity | QC | Dispatch-Generation | FuelCost | 0 | [6 empty] | 0.40573 | 0
LCP_Inputs_ON_Diverse_Howarth_2023_05_05 | 2043 | Nuclear | Generation | Electricity | QC | Dispatch-Generation | VOM | 0 | [6 empty] | 0.40573 | 0
LCP_Inputs_ON_Diverse_Howarth_2023_05_05 | 2043 | Nuclear | Generation | Electricity | WC | Dispatch-Generation | EmissionsCost | 0 | [6 empty] | 0.40573 | 0
LCP_Inputs_ON_Diverse_Howarth_2023_05_05 | 2043 | Nuclear | Generation | Electricity | WC | Dispatch-Generation | FuelCost | 0 | [6 empty] | 0.40573 | 0
LCP_Inputs_ON_Diverse_Howarth_2023_05_05 | 2043 | Nuclear | Generation | Electricity | WC | Dispatch-Generation | VOM | 0 | [6 empty] | 0.40573 | 0
LCP_Inputs_ON_Diverse_Howarth_2023_05_05 | 2043 | Nuclear SMR | Generation | Electricity | MI | Dispatch-Generation | EmissionsCost | 0 | [6 empty] | 0.40573 | 0
LCP_Inputs_ON_Diverse_Howarth_2023_05_05 | 2043 | Nuclear SMR | Generation | Electricity | MI | Dispatch-Generation | FuelCost | 0 | [6 empty] | 0.40573 | 0
LCP_Inputs_ON_Diverse_Howarth_2023_05_05 | 2043 | Nuclear SMR | Generation | Electricity | MI | Dispatch-Generation | VOM | 0 | [6 empty] | 0.40573 | 0
LCP_Inputs_ON_Diverse_Howarth_2023_05_05 | 2043 | Nuclear SMR | Generation | Electricity | NY | Dispatch-Generation | EmissionsCost | 0 | [6 empty] | 0.40573 | 0
LCP_Inputs_ON_Diverse_Howarth_2023_05_05 | 2043 | Nuclear SMR | Generation | Electricity | NY | Dispatch-Generation | FuelCost | 0 | [6 empty] | 0.40573 | 0
LCP_Inputs_ON_Diverse_Howarth_2023_05_05 | 2043 | Nuclear SMR | Generation | Electricity | NY | Dispatch-Generation | VOM | 0 | [6 empty] | 0.40573 | 0
LCP_Inputs_ON_Diverse_Howarth_2023_05_05 | 2043 | Nuclear SMR | Generation | Electricity | ON | Dispatch-Generation | EmissionsCost | 0 | [6 empty] | 0.40573 | 0
LCP_Inputs_ON_Diverse_Howarth_2023_05_05 | 2043 | Nuclear SMR | Generation | Electricity | ON | Dispatch-Generation | FuelCost | 0 | [6 empty] | 0.40573 | 0
LCP_Inputs_ON_Diverse_Howarth_2023_05_05 | 2043 | Nuclear SMR | Generation | Electricity | ON | Dispatch-Generation | VOM | 209585025.0029 | [6 empty] | 0.40573 | 85034163.7128
LCP_Inputs_ON_Diverse_Howarth_2023_05_05 | 2043 | Nuclear SMR | Generation | Electricity | PJ | Dispatch-Generation | EmissionsCost | 0 | [6 empty] | 0.40573 | 0
LCP_Inputs_ON_Diverse_Howarth_2023_05_05 | 2043 | Nuclear SMR | Generation | Electricity | PJ | Dispatch-Generation | FuelCost | 0 | [6 empty] | 0.40573 | 0
LCP_Inputs_ON_Diverse_Howarth_2023_05_05 | 2043 | Nuclear SMR | Generation | Electricity | PJ | Dispatch-Generation | VOM | 0 | [6 empty] | 0.40573 | 0
LCP_Inputs_ON_Diverse_Howarth_2023_05_05 | 2043 | Nuclear SMR | Generation | Electricity | QC | Dispatch-Generation | EmissionsCost | 0 | [6 empty] | 0.40573 | 0
LCP_Inputs_ON_Diverse_Howarth_2023_05_05 | 2043 | Nuclear SMR | Generation | Electricity | QC | Dispatch-Generation | FuelCost | 0 | [6 empty] | 0.40573 | 0
LCP_Inputs_ON_Diverse_Howarth_2023_05_05 | 2043 | Nuclear SMR | Generation | Electricity | QC | Dispatch-Generation | VOM | 0 | [6 empty] | 0.40573 | 0
LCP_Inputs_ON_Diverse_Howarth_2023_05_05 | 2043 | Nuclear SMR | Generation | Electricity | WC | Dispatch-Generation | EmissionsCost | 0 | [6 empty] | 0.40573 | 0
LCP_Inputs_ON_Diverse_Howarth_2023_05_05 | 2043 | Nuclear SMR | Generation | Electricity | WC | Dispatch-Generation | FuelCost | 0 | [6 empty] | 0.40573 | 0
LCP_Inputs_ON_Diverse_Howarth_2023_05_05 | 2043 | Nuclear SMR | Generation | Electricity | WC | Dispatch-Generation | VOM | 0 | [6 empty] | 0.40573 | 0
LCP_Inputs_ON_Diverse_Howarth_2023_05_05 | 2043 | O/CCGT - CH4 Existing | Crossload | Electricity | MI | Dispatch-Crossload | EmissionsCost | 0 | [6 empty] | 0.40573 | 0
LCP_Inputs_ON_Diverse_Howarth_2023_05_05 | 2043 | O/CCGT - CH4 Existing | Crossload | Electricity | MI | Dispatch-Crossload | FuelCost | 0 | [6 empty] | 0.40573 | 0
LCP_Inputs_ON_Diverse_Howarth_2023_05_05 | 2043 | O/CCGT - CH4 Existing | Crossload | Electricity | MI | Dispatch-Crossload | VOM | 0 | [6 empty] | 0.40573 | 0
LCP_Inputs_ON_Diverse_Howarth_2023_05_05 | 2043 | O/CCGT - CH4 Existing | Crossload | Electricity | NY | Dispatch-Crossload | EmissionsCost | 0 | [6 empty] | 0.40573 | 0
LCP_Inputs_ON_Diverse_Howarth_2023_05_05 | 2043 | O/CCGT - CH4 Existing | Crossload | Electricity | NY | Dispatch-Crossload | FuelCost | 0 | [6 empty] | 0.40573 | 0
LCP_Inputs_ON_Diverse_Howarth_2023_05_05 | 2043 | O/CCGT - CH4 Existing | Crossload | Electricity | NY | Dispatch-Crossload | VOM | 0 | [6 empty] | 0.40573 | 0
LCP_Inputs_ON_Diverse_Howarth_2023_05_05 | 2043 | O/CCGT - CH4 Existing | Crossload | Electricity | ON | Dispatch-Crossload | EmissionsCost | 3390434.5216 | [6 empty] | 0.40573 | 1375588.5668
LCP_Inputs_ON_Diverse_Howarth_2023_05_05 | 2043 | O/CCGT - CH4 Existing | Crossload | Electricity | ON | Dispatch-Crossload | FuelCost | 0 | [6 empty] | 0.40573 | 0
LCP_Inputs_ON_Diverse_Howarth_2023_05_05 | 2043 | O/CCGT - CH4 Existing | Crossload | Electricity | ON | Dispatch-Crossload | VOM | 205052.9936 | [6 empty] | 0.40573 | 83195.3992
LCP_Inputs_ON_Diverse_Howarth_2023_05_05 | 2043 | O/CCGT - CH4 Existing | Crossload | Electricity | PJ | Dispatch-Crossload | EmissionsCost | 0 | [6 empty] | 0.40573 | 0
LCP_Inputs_ON_Diverse_Howarth_2023_05_05 | 2043 | O/CCGT - CH4 Existing | Crossload | Electricity | PJ | Dispatch-Crossload | FuelCost | 0 | [6 empty] | 0.40573 | 0
LCP_Inputs_ON_Diverse_Howarth_2023_05_05 | 2043 | O/CCGT - CH4 Existing | Crossload | Electricity | PJ | Dispatch-Crossload | VOM | 0 | [6 empty] | 0.40573 | 0
LCP_Inputs_ON_Diverse_Howarth_2023_05_05 | 2043 | O/CCGT - CH4 Existing | Crossload | Electricity | QC | Dispatch-Crossload | EmissionsCost | 0 | [6 empty] | 0.40573 | 0
LCP_Inputs_ON_Diverse_Howarth_2023_05_05 | 2043 | O/CCGT - CH4 Existing | Crossload | Electricity | QC | Dispatch-Crossload | FuelCost | 0 | [6 empty] | 0.40573 | 0
LCP_Inputs_ON_Diverse_Howarth_2023_05_05 | 2043 | O/CCGT - CH4 Existing | Crossload | Electricity | QC | Dispatch-Crossload | VOM | 0 | [6 empty] | 0.40573 | 0
LCP_Inputs_ON_Diverse_Howarth_2023_05_05 | 2043 | O/CCGT - CH4 Existing | Crossload | Electricity | WC | Dispatch-Crossload | EmissionsCost | 0 | [6 empty] | 0.40573 | 0
LCP_Inputs_ON_Diverse_Howarth_2023_05_05 | 2043 | O/CCGT - CH4 Existing | Crossload | Electricity | WC | Dispatch-Crossload | FuelCost | 0 | [6 empty] | 0.40573 | 0
LCP_Inputs_ON_Diverse_Howarth_2023_05_05 | 2043 | O/CCGT - CH4 Existing | Crossload | Electricity | WC | Dispatch-Crossload | VOM | 0 | [6 empty] | 0.40573 | 0
LCP_Inputs_ON_Diverse_Howarth_2023_05_05 | 2043 | O/CCGT - CH4 New | Crossload | Electricity | MI | Dispatch-Crossload | EmissionsCost | 0 | [6 empty] | 0.40573 | 0
LCP_Inputs_ON_Diverse_Howarth_2023_05_05 | 2043 | O/CCGT - CH4 New | Crossload | Electricity | MI | Dispatch-Crossload | FuelCost | 0 | [6 empty] | 0.40573 | 0
LCP_Inputs_ON_Diverse_Howarth_2023_05_05 | 2043 | O/CCGT - CH4 New | Crossload | Electricity | MI | Dispatch-Crossload | VOM | 0 | [6 empty] | 0.40573 | 0
LCP_Inputs_ON_Diverse_Howarth_2023_05_05 | 2043 | O/CCGT - CH4 New | Crossload | Electricity | NY | Dispatch-Crossload | EmissionsCost | 0 | [6 empty] | 0.40573 | 0
LCP_Inputs_ON_Diverse_Howarth_2023_05_05 | 2043 | O/CCGT - CH4 New | Crossload | Electricity | NY | Dispatch-Crossload | FuelCost | 0 | [6 empty] | 0.40573 | 0
LCP_Inputs_ON_Diverse_Howarth_2023_05_05 | 2043 | O/CCGT - CH4 New | Crossload | Electricity | NY | Dispatch-Crossload | VOM | 0 | [6 empty] | 0.40573 | 0
LCP_Inputs_ON_Diverse_Howarth_2023_05_05 | 2043 | O/CCGT - CH4 New | Crossload | Electricity | ON | Dispatch-Crossload | EmissionsCost | 1511114.6946 | [6 empty] | 0.40573 | 613099.0243
LCP_Inputs_ON_Diverse_Howarth_2023_05_05 | 2043 | O/CCGT - CH4 New | Crossload | Electricity | ON | Dispatch-Crossload | FuelCost | 0 | [6 empty] | 0.40573 | 0
LCP_Inputs_ON_Diverse_Howarth_2023_05_05 | 2043 | O/CCGT - CH4 New | Crossload | Electricity | ON | Dispatch-Crossload | VOM | 91392 | [6 empty] | 0.40573 | 37080.1411
LCP_Inputs_ON_Diverse_Howarth_2023_05_05 | 2043 | O/CCGT - CH4 New | Crossload | Electricity | PJ | Dispatch-Crossload | EmissionsCost | 0 | [6 empty] | 0.40573 | 0
LCP_Inputs_ON_Diverse_Howarth_2023_05_05 | 2043 | O/CCGT - CH4 New | Crossload | Electricity | PJ | Dispatch-Crossload | FuelCost | 0 | [6 empty] | 0.40573 | 0
LCP_Inputs_ON_Diverse_Howarth_2023_05_05 | 2043 | O/CCGT - CH4 New | Crossload | Electricity | PJ | Dispatch-Crossload | VOM | 0 | [6 empty] | 0.40573 | 0
LCP_Inputs_ON_Diverse_Howarth_2023_05_05 | 2043 | O/CCGT - CH4 New | Crossload | Electricity | QC | Dispatch-Crossload | EmissionsCost | 0 | [6 empty] | 0.40573 | 0
LCP_Inputs_ON_Diverse_Howarth_2023_05_05 | 2043 | O/CCGT - CH4 New | Crossload | Electricity | QC | Dispatch-Crossload | FuelCost | 0 | [6 empty] | 0.40573 | 0
LCP_Inputs_ON_Diverse_Howarth_2023_05_05 | 2043 | O/CCGT - CH4 New | Crossload | Electricity | QC | Dispatch-Crossload | VOM | 0 | [6 empty] | 0.40573 | 0
LCP_Inputs_ON_Diverse_Howarth_2023_05_05 | 2043 | O/CCGT - CH4 New | Crossload | Electricity | WC | Dispatch-Crossload | EmissionsCost | 0 | [6 empty] | 0.40573 | 0
LCP_Inputs_ON_Diverse_Howarth_2023_05_05 | 2043 | O/CCGT - CH4 New | Crossload | Electricity | WC | Dispatch-Crossload | FuelCost | 0 | [6 empty] | 0.40573 | 0
LCP_Inputs_ON_Diverse_Howarth_2023_05_05 | 2043 | O/CCGT - CH4 New | Crossload | Electricity | WC | Dispatch-Crossload | VOM | 0 | [6 empty] | 0.40573 | 0
LCP_Inputs_ON_Diverse_Howarth_2023_05_05 | 2043 | O/CCGT - H2 New | Crossload | Electricity | MI | Dispatch-Crossload | EmissionsCost | 0 | [6 empty] | 0.40573 | 0
LCP_Inputs_ON_Diverse_Howarth_2023_05_05 | 2043 | O/CCGT - H2 New | Crossload | Electricity | MI | Dispatch-Crossload | FuelCost | 0 | [6 empty] | 0.40573 | 0
LCP_Inputs_ON_Diverse_Howarth_2023_05_05 | 2043 | O/CCGT - H2 New | Crossload | Electricity | MI | Dispatch-Crossload | VOM | 0 | [6 empty] | 0.40573 | 0
LCP_Inputs_ON_Diverse_Howarth_2023_05_05 | 2043 | O/CCGT - H2 New | Crossload | Electricity | NY | Dispatch-Crossload | EmissionsCost | 0 | [6 empty] | 0.40573 | 0
LCP_Inputs_ON_Diverse_Howarth_2023_05_05 | 2043 | O/CCGT - H2 New | Crossload | Electricity | NY | Dispatch-Crossload | FuelCost | 0 | [6 empty] | 0.40573 | 0
LCP_Inputs_ON_Diverse_Howarth_2023_05_05 | 2043 | O/CCGT - H2 New | Crossload | Electricity | NY | Dispatch-Crossload | VOM | 0 | [6 empty] | 0.40573 | 0
LCP_Inputs_ON_Diverse_Howarth_2023_05_05 | 2043 | O/CCGT - H2 New | Crossload | Electricity | ON | Dispatch-Crossload | EmissionsCost | 0 | [6 empty] | 0.40573 | 0
LCP_Inputs_ON_Diverse_Howarth_2023_05_05 | 2043 | O/CCGT - H2 New | Crossload | Electricity | ON | Dispatch-Crossload | FuelCost | 0 | [6 empty] | 0.40573 | 0
LCP_Inputs_ON_Diverse_Howarth_2023_05_05 | 2043 | O/CCGT - H2 New | Crossload | Electricity | ON | Dispatch-Crossload | VOM | 380530.774 | [6 empty] | 0.40573 | 154391.3557
LCP_Inputs_ON_Diverse_Howarth_2023_05_05 | 2043 | O/CCGT - H2 New | Crossload | Electricity | PJ | Dispatch-Crossload | EmissionsCost | 0 | [6 empty] | 0.40573 | 0
LCP_Inputs_ON_Diverse_Howarth_2023_05_05 | 2043 | O/CCGT - H2 New | Crossload | Electricity | PJ | Dispatch-Crossload | FuelCost | 0 | [6 empty] | 0.40573 | 0
LCP_Inputs_ON_Diverse_Howarth_2023_05_05 | 2043 | O/CCGT - H2 New | Crossload | Electricity | PJ | Dispatch-Crossload | VOM | 0 | [6 empty] | 0.40573 | 0
LCP_Inputs_ON_Diverse_Howarth_2023_05_05 | 2043 | O/CCGT - H2 New | Crossload | Electricity | QC | Dispatch-Crossload | EmissionsCost | 0 | [6 empty] | 0.40573 | 0
LCP_Inputs_ON_Diverse_Howarth_2023_05_05 | 2043 | O/CCGT - H2 New | Crossload | Electricity | QC | Dispatch-Crossload | FuelCost | 0 | [6 empty] | 0.40573 | 0
LCP_Inputs_ON_Diverse_Howarth_2023_05_05 | 2043 | O/CCGT - H2 New | Crossload | Electricity | QC | Dispatch-Crossload | VOM | 0 | [6 empty] | 0.40573 | 0
LCP_Inputs_ON_Diverse_Howarth_2023_05_05 | 2043 | O/CCGT - H2 New | Crossload | Electricity | WC | Dispatch-Crossload | EmissionsCost | 0 | [6 empty] | 0.40573 | 0
LCP_Inputs_ON_Diverse_Howarth_2023_05_05 | 2043 | O/CCGT - H2 New | Crossload | Electricity | WC | Dispatch-Crossload | FuelCost | 0 | [6 empty] | 0.40573 | 0
LCP_Inputs_ON_Diverse_Howarth_2023_05_05 | 2043 | O/CCGT - H2 New | Crossload | Electricity | WC | Dispatch-Crossload | VOM | 0 | [6 empty] | 0.40573 | 0
LCP_Inputs_ON_Diverse_Howarth_2023_05_05 | 2043 | SMR CCS | Generation | Hydrogen | MI | Dispatch-Generation | EmissionsCost | 0 | [6 empty] | 0.40573 | 0
LCP_Inputs_ON_Diverse_Howarth_2023_05_05 | 2043 | SMR CCS | Generation | Hydrogen | MI | Dispatch-Generation | FuelCost | 0 | [6 empty] | 0.40573 | 0
LCP_Inputs_ON_Diverse_Howarth_2023_05_05 | 2043 | SMR CCS | Generation | Hydrogen | MI | Dispatch-Generation | VOM | 0 | [6 empty] | 0.40573 | 0
LCP_Inputs_ON_Diverse_Howarth_2023_05_05 | 2043 | SMR CCS | Generation | Hydrogen | NY | Dispatch-Generation | EmissionsCost | 0 | [6 empty] | 0.40573 | 0
LCP_Inputs_ON_Diverse_Howarth_2023_05_05 | 2043 | SMR CCS | Generation | Hydrogen | NY | Dispatch-Generation | FuelCost | 0 | [6 empty] | 0.40573 | 0
LCP_Inputs_ON_Diverse_Howarth_2023_05_05 | 2043 | SMR CCS | Generation | Hydrogen | NY | Dispatch-Generation | VOM | 0 | [6 empty] | 0.40573 | 0
LCP_Inputs_ON_Diverse_Howarth_2023_05_05 | 2043 | SMR CCS | Generation | Hydrogen | ON | Dispatch-Generation | EmissionsCost | 388566288.3194 | [6 empty] | 0.40573 | 157651575.4108
LCP_Inputs_ON_Diverse_Howarth_2023_05_05 | 2043 | SMR CCS | Generation | Hydrogen | ON | Dispatch-Generation | FuelCost | 299932601.302 | [6 empty] | 0.40573 | 121690554.5688
LCP_Inputs_ON_Diverse_Howarth_2023_05_05 | 2043 | SMR CCS | Generation | Hydrogen | ON | Dispatch-Generation | VOM | 0 | [6 empty] | 0.40573 | 0
LCP_Inputs_ON_Diverse_Howarth_2023_05_05 | 2043 | SMR CCS | Generation | Hydrogen | PJ | Dispatch-Generation | EmissionsCost | 0 | [6 empty] | 0.40573 | 0
LCP_Inputs_ON_Diverse_Howarth_2023_05_05 | 2043 | SMR CCS | Generation | Hydrogen | PJ | Dispatch-Generation | FuelCost | 0 | [6 empty] | 0.40573 | 0
LCP_Inputs_ON_Diverse_Howarth_2023_05_05 | 2043 | SMR CCS | Generation | Hydrogen | PJ | Dispatch-Generation | VOM | 0 | [6 empty] | 0.40573 | 0
LCP_Inputs_ON_Diverse_Howarth_2023_05_05 | 2043 | SMR CCS | Generation | Hydrogen | QC | Dispatch-Generation | EmissionsCost | 0 | [6 empty] | 0.40573 | 0
LCP_Inputs_ON_Diverse_Howarth_2023_05_05 | 2043 | SMR CCS | Generation | Hydrogen | QC | Dispatch-Generation | FuelCost | 0 | [6 empty] | 0.40573 | 0
LCP_Inputs_ON_Diverse_Howarth_2023_05_05 | 2043 | SMR CCS | Generation | Hydrogen | QC | Dispatch-Generation | VOM | 0 | [6 empty] | 0.40573 | 0
LCP_Inputs_ON_Diverse_Howarth_2023_05_05 | 2043 | SMR CCS | Generation | Hydrogen | WC | Dispatch-Generation | EmissionsCost | 0 | [6 empty] | 0.40573 | 0
LCP_Inputs_ON_Diverse_Howarth_2023_05_05 | 2043 | SMR CCS | Generation | Hydrogen | WC | Dispatch-Generation | FuelCost | 0 | [6 empty] | 0.40573 | 0
LCP_Inputs_ON_Diverse_Howarth_2023_05_05 | 2043 | SMR CCS | Generation | Hydrogen | WC | Dispatch-Generation | VOM | 0 | [6 empty] | 0.40573 | 0
LCP_Inputs_ON_Diverse_Howarth_2023_05_05 | 2043 | Solar PV | Generation | Electricity | MI | Dispatch-Generation | EmissionsCost | 0 | [6 empty] | 0.40573 | 0
LCP_Inputs_ON_Diverse_Howarth_2023_05_05 | 2043 | Solar PV | Generation | Electricity | MI | Dispatch-Generation | FuelCost | 0 | [6 empty] | 0.40573 | 0
LCP_Inputs_ON_Diverse_Howarth_2023_05_05 | 2043 | Solar PV | Generation | Electricity | MI | Dispatch-Generation | VOM | 0 | [6 empty] | 0.40573 | 0
LCP_Inputs_ON_Diverse_Howarth_2023_05_05 | 2043 | Solar PV | Generation | Electricity | NY | Dispatch-Generation | EmissionsCost | 0 | [6 empty] | 0.40573 | 0
LCP_Inputs_ON_Diverse_Howarth_2023_05_05 | 2043 | Solar PV | Generation | Electricity | NY | Dispatch-Generation | FuelCost | 0 | [6 empty] | 0.40573 | 0
LCP_Inputs_ON_Diverse_Howarth_2023_05_05 | 2043 | Solar PV | Generation | Electricity | NY | Dispatch-Generation | VOM | 0 | [6 empty] | 0.40573 | 0
LCP_Inputs_ON_Diverse_Howarth_2023_05_05 | 2043 | Solar PV | Generation | Electricity | ON | Dispatch-Generation | EmissionsCost | 0 | [6 empty] | 0.40573 | 0
LCP_Inputs_ON_Diverse_Howarth_2023_05_05 | 2043 | Solar PV | Generation | Electricity | ON | Dispatch-Generation | FuelCost | 0 | [6 empty] | 0.40573 | 0
LCP_Inputs_ON_Diverse_Howarth_2023_05_05 | 2043 | Solar PV | Generation | Electricity | ON | Dispatch-Generation | VOM | 0 | [6 empty] | 0.40573 | 0
LCP_Inputs_ON_Diverse_Howarth_2023_05_05 | 2043 | Solar PV | Generation | Electricity | PJ | Dispatch-Generation | EmissionsCost | 0 | [6 empty] | 0.40573 | 0
LCP_Inputs_ON_Diverse_Howarth_2023_05_05 | 2043 | Solar PV | Generation | Electricity | PJ | Dispatch-Generation | FuelCost | 0 | [6 empty] | 0.40573 | 0
LCP_Inputs_ON_Diverse_Howarth_2023_05_05 | 2043 | Solar PV | Generation | Electricity | PJ | Dispatch-Generation | VOM | 0 | [6 empty] | 0.40573 | 0
LCP_Inputs_ON_Diverse_Howarth_2023_05_05 | 2043 | Solar PV | Generation | Electricity | QC | Dispatch-Generation | EmissionsCost | 0 | [6 empty] | 0.40573 | 0
LCP_Inputs_ON_Diverse_Howarth_2023_05_05 | 2043 | Solar PV | Generation | Electricity | QC | Dispatch-Generation | FuelCost | 0 | [6 empty] | 0.40573 | 0
LCP_Inputs_ON_Diverse_Howarth_2023_05_05 | 2043 | Solar PV | Generation | Electricity | QC | Dispatch-Generation | VOM | 0 | [6 empty] | 0.40573 | 0
LCP_Inputs_ON_Diverse_Howarth_2023_05_05 | 2043 | Solar PV | Generation | Electricity | WC | Dispatch-Generation | EmissionsCost | 0 | [6 empty] | 0.40573 | 0
LCP_Inputs_ON_Diverse_Howarth_2023_05_05 | 2043 | Solar PV | Generation | Electricity | WC | Dispatch-Generation | FuelCost | 0 | [6 empty] | 0.40573 | 0
LCP_Inputs_ON_Diverse_Howarth_2023_05_05 | 2043 | Solar PV | Generation | Electricity | WC | Dispatch-Generation | VOM | 0 | [6 empty] | 0.40573 | 0
LCP_Inputs_ON_Diverse_Howarth_2023_05_05 | 2043 | Wind Offshore | Generation | Electricity | MI | Dispatch-Generation | EmissionsCost | 0 | [6 empty] | 0.40573 | 0
LCP_Inputs_ON_Diverse_Howarth_2023_05_05 | 2043 | Wind Offshore | Generation | Electricity | MI | Dispatch-Generation | FuelCost | 0 | [6 empty] | 0.40573 | 0
LCP_Inputs_ON_Diverse_Howarth_2023_05_05 | 2043 | Wind Offshore | Generation | Electricity | MI | Dispatch-Generation | VOM | 0 | [6 empty] | 0.40573 | 0
LCP_Inputs_ON_Diverse_Howarth_2023_05_05 | 2043 | Wind Offshore | Generation | Electricity | NY | Dispatch-Generation | EmissionsCost | 0 | [6 empty] | 0.40573 | 0
LCP_Inputs_ON_Diverse_Howarth_2023_05_05 | 2043 | Wind Offshore | Generation | Electricity | NY | Dispatch-Generation | FuelCost | 0 | [6 empty] | 0.40573 | 0
LCP_Inputs_ON_Diverse_Howarth_2023_05_05 | 2043 | Wind Offshore | Generation | Electricity | NY | Dispatch-Generation | VOM | 0 | [6 empty] | 0.40573 | 0
LCP_Inputs_ON_Diverse_Howarth_2023_05_05 | 2043 | Wind Offshore | Generation | Electricity | ON | Dispatch-Generation | EmissionsCost | 0 | [6 empty] | 0.40573 | 0
LCP_Inputs_ON_Diverse_Howarth_2023_05_05 | 2043 | Wind Offshore | Generation | Electricity | ON | Dispatch-Generation | FuelCost | 0 | [6 empty] | 0.40573 | 0
LCP_Inputs_ON_Diverse_Howarth_2023_05_05 | 2043 | Wind Offshore | Generation | Electricity | ON | Dispatch-Generation | VOM | 0 | [6 empty] | 0.40573 | 0
LCP_Inputs_ON_Diverse_Howarth_2023_05_05 | 2043 | Wind Offshore | Generation | Electricity | PJ | Dispatch-Generation | EmissionsCost | 0 | [6 empty] | 0.40573 | 0
LCP_Inputs_ON_Diverse_Howarth_2023_05_05 | 2043 | Wind Offshore | Generation | Electricity | PJ | Dispatch-Generation | FuelCost | 0 | [6 empty] | 0.40573 | 0
LCP_Inputs_ON_Diverse_Howarth_2023_05_05 | 2043 | Wind Offshore | Generation | Electricity | PJ | Dispatch-Generation | VOM | 0 | [6 empty] | 0.40573 | 0
LCP_Inputs_ON_Diverse_Howarth_2023_05_05 | 2043 | Wind Offshore | Generation | Electricity | QC | Dispatch-Generation | EmissionsCost | 0 | [6 empty] | 0.40573 | 0
LCP_Inputs_ON_Diverse_Howarth_2023_05_05 | 2043 | Wind Offshore | Generation | Electricity | QC | Dispatch-Generation | FuelCost | 0 | [6 empty] | 0.40573 | 0
LCP_Inputs_ON_Diverse_Howarth_2023_05_05 | 2043 | Wind Offshore | Generation | Electricity | QC | Dispatch-Generation | VOM | 0 | [6 empty] | 0.40573 | 0
LCP_Inputs_ON_Diverse_Howarth_2023_05_05 | 2043 | Wind Offshore | Generation | Electricity | WC | Dispatch-Generation | EmissionsCost | 0 | [6 empty] | 0.40573 | 0
LCP_Inputs_ON_Diverse_Howarth_2023_05_05 | 2043 | Wind Offshore | Generation | Electricity | WC | Dispatch-Generation | FuelCost | 0 | [6 empty] | 0.40573 | 0
LCP_Inputs_ON_Diverse_Howarth_2023_05_05 | 2043 | Wind Offshore | Generation | Electricity | WC | Dispatch-Generation | VOM | 0 | [6 empty] | 0.40573 | 0
LCP_Inputs_ON_Diverse_Howarth_2023_05_05 | 2043 | Wind Onshore | Generation | Electricity | MI | Dispatch-Generation | EmissionsCost | 0 | [6 empty] | 0.40573 | 0
LCP_Inputs_ON_Diverse_Howarth_2023_05_05 | 2043 | Wind Onshore | Generation | Electricity | MI | Dispatch-Generation | FuelCost | 0 | [6 empty] | 0.40573 | 0
LCP_Inputs_ON_Diverse_Howarth_2023_05_05 | 2043 | Wind Onshore | Generation | Electricity | MI | Dispatch-Generation | VOM | 0 | [6 empty] | 0.40573 | 0
LCP_Inputs_ON_Diverse_Howarth_2023_05_05 | 2043 | Wind Onshore | Generation | Electricity | NY | Dispatch-Generation | EmissionsCost | 0 | [6 empty] | 0.40573 | 0
LCP_Inputs_ON_Diverse_Howarth_2023_05_05 | 2043 | Wind Onshore | Generation | Electricity | NY | Dispatch-Generation | FuelCost | 0 | [6 empty] | 0.40573 | 0
LCP_Inputs_ON_Diverse_Howarth_2023_05_05 | 2043 | Wind Onshore | Generation | Electricity | NY | Dispatch-Generation | VOM | 0 | [6 empty] | 0.40573 | 0
LCP_Inputs_ON_Diverse_Howarth_2023_05_05 | 2043 | Wind Onshore | Generation | Electricity | ON | Dispatch-Generation | EmissionsCost | 0 | [6 empty] | 0.40573 | 0
LCP_Inputs_ON_Diverse_Howarth_2023_05_05 | 2043 | Wind Onshore | Generation | Electricity | ON | Dispatch-Generation | FuelCost | 0 | [6 empty] | 0.40573 | 0
LCP_Inputs_ON_Diverse_Howarth_2023_05_05 | 2043 | Wind Onshore | Generation | Electricity | ON | Dispatch-Generation | VOM | 0 | [6 empty] | 0.40573 | 0
LCP_Inputs_ON_Diverse_Howarth_2023_05_05 | 2043 | Wind Onshore | Generation | Electricity | PJ | Dispatch-Generation | EmissionsCost | 0 | [6 empty] | 0.40573 | 0
LCP_Inputs_ON_Diverse_Howarth_2023_05_05 | 2043 | Wind Onshore | Generation | Electricity | PJ | Dispatch-Generation | FuelCost | 0 | [6 empty] | 0.40573 | 0
LCP_Inputs_ON_Diverse_Howarth_2023_05_05 | 2043 | Wind Onshore | Generation | Electricity | PJ | Dispatch-Generation | VOM | 0 | [6 empty] | 0.40573 | 0
LCP_Inputs_ON_Diverse_Howarth_2023_05_05 | 2043 | Wind Onshore | Generation | Electricity | QC | Dispatch-Generation | EmissionsCost | 0 | [6 empty] | 0.40573 | 0
LCP_Inputs_ON_Diverse_Howarth_2023_05_05 | 2043 | Wind Onshore | Generation | Electricity | QC | Dispatch-Generation | FuelCost | 0 | [6 empty] | 0.40573 | 0
LCP_Inputs_ON_Diverse_Howarth_2023_05_05 | 2043 | Wind Onshore | Generation | Electricity | QC | Dispatch-Generation | VOM | 0 | [6 empty] | 0.40573 | 0
LCP_Inputs_ON_Diverse_Howarth_2023_05_05 | 2043 | Wind Onshore | Generation | Electricity | WC | Dispatch-Generation | EmissionsCost | 0 | [6 empty] | 0.40573 | 0
LCP_Inputs_ON_Diverse_Howarth_2023_05_05 | 2043 | Wind Onshore | Generation | Electricity | WC | Dispatch-Generation | FuelCost | 0 | [6 empty] | 0.40573 | 0
LCP_Inputs_ON_Diverse_Howarth_2023_05_05 | 2043 | Wind Onshore | Generation | Electricity | WC | Dispatch-Generation | VOM | 0 | [6 empty] | 0.40573 | 0
LCP_Inputs_ON_Diverse_Howarth_2023_05_05 | 2044 | Anaerobic Digestion | Generation | Methane | MI | Dispatch-Generation | EmissionsCost | 0 | [6 empty] | 0.39012 | 0
LCP_Inputs_ON_Diverse_Howarth_2023_05_05 | 2044 | Anaerobic Digestion | Generation | Methane | MI | Dispatch-Generation | FuelCost | 0 | [6 empty] | 0.39012 | 0
LCP_Inputs_ON_Diverse_Howarth_2023_05_05 | 2044 | Anaerobic Digestion | Generation | Methane | MI | Dispatch-Generation | VOM | 0 | [6 empty] | 0.39012 | 0
LCP_Inputs_ON_Diverse_Howarth_2023_05_05 | 2044 | Anaerobic Digestion | Generation | Methane | NY | Dispatch-Generation | EmissionsCost | 0 | [6 empty] | 0.39012 | 0
LCP_Inputs_ON_Diverse_Howarth_2023_05_05 | 2044 | Anaerobic Digestion | Generation | Methane | NY | Dispatch-Generation | FuelCost | 0 | [6 empty] | 0.39012 | 0
LCP_Inputs_ON_Diverse_Howarth_2023_05_05 | 2044 | Anaerobic Digestion | Generation | Methane | NY | Dispatch-Generation | VOM | 0 | [6 empty] | 0.39012 | 0
LCP_Inputs_ON_Diverse_Howarth_2023_05_05 | 2044 | Anaerobic Digestion | Generation | Methane | ON | Dispatch-Generation | EmissionsCost | 3867281.1607 | [6 empty] | 0.39012 | 1508709.4281
LCP_Inputs_ON_Diverse_Howarth_2023_05_05 | 2044 | Anaerobic Digestion | Generation | Methane | ON | Dispatch-Generation | FuelCost | 0 | [6 empty] | 0.39012 | 0
LCP_Inputs_ON_Diverse_Howarth_2023_05_05 | 2044 | Anaerobic Digestion | Generation | Methane | ON | Dispatch-Generation | VOM | 1742440000 | [6 empty] | 0.39012 | 679763261.7562
LCP_Inputs_ON_Diverse_Howarth_2023_05_05 | 2044 | Anaerobic Digestion | Generation | Methane | PJ | Dispatch-Generation | EmissionsCost | 0 | [6 empty] | 0.39012 | 0
LCP_Inputs_ON_Diverse_Howarth_2023_05_05 | 2044 | Anaerobic Digestion | Generation | Methane | PJ | Dispatch-Generation | FuelCost | 0 | [6 empty] | 0.39012 | 0
LCP_Inputs_ON_Diverse_Howarth_2023_05_05 | 2044 | Anaerobic Digestion | Generation | Methane | PJ | Dispatch-Generation | VOM | 0 | [6 empty] | 0.39012 | 0
LCP_Inputs_ON_Diverse_Howarth_2023_05_05 | 2044 | Anaerobic Digestion | Generation | Methane | QC | Dispatch-Generation | EmissionsCost | 0 | [6 empty] | 0.39012 | 0
LCP_Inputs_ON_Diverse_Howarth_2023_05_05 | 2044 | Anaerobic Digestion | Generation | Methane | QC | Dispatch-Generation | FuelCost | 0 | [6 empty] | 0.39012 | 0
LCP_Inputs_ON_Diverse_Howarth_2023_05_05 | 2044 | Anaerobic Digestion | Generation | Methane | QC | Dispatch-Generation | VOM | 0 | [6 empty] | 0.39012 | 0
LCP_Inputs_ON_Diverse_Howarth_2023_05_05 | 2044 | Anaerobic Digestion | Generation | Methane | WC | Dispatch-Generation | EmissionsCost | 0 | [6 empty] | 0.39012 | 0
LCP_Inputs_ON_Diverse_Howarth_2023_05_05 | 2044 | Anaerobic Digestion | Generation | Methane | WC | Dispatch-Generation | FuelCost | 0 | [6 empty] | 0.39012 | 0
LCP_Inputs_ON_Diverse_Howarth_2023_05_05 | 2044 | Anaerobic Digestion | Generation | Methane | WC | Dispatch-Generation | VOM | 0 | [6 empty] | 0.39012 | 0
LCP_Inputs_ON_Diverse_Howarth_2023_05_05 | 2044 | Battery Storage | Storage | Electricity | MI | Dispatch-Storage | EmissionsCost | 0 | [6 empty] | 0.39012 | 0
LCP_Inputs_ON_Diverse_Howarth_2023_05_05 | 2044 | Battery Storage | Storage | Electricity | MI | Dispatch-Storage | FuelCost | 0 | [6 empty] | 0.39012 | 0
LCP_Inputs_ON_Diverse_Howarth_2023_05_05 | 2044 | Battery Storage | Storage | Electricity | MI | Dispatch-Storage | VOM | 0 | [6 empty] | 0.39012 | 0
LCP_Inputs_ON_Diverse_Howarth_2023_05_05 | 2044 | Battery Storage | Storage | Electricity | NY | Dispatch-Storage | EmissionsCost | 0 | [6 empty] | 0.39012 | 0
LCP_Inputs_ON_Diverse_Howarth_2023_05_05 | 2044 | Battery Storage | Storage | Electricity | NY | Dispatch-Storage | FuelCost | 0 | [6 empty] | 0.39012 | 0
LCP_Inputs_ON_Diverse_Howarth_2023_05_05 | 2044 | Battery Storage | Storage | Electricity | NY | Dispatch-Storage | VOM | 0 | [6 empty] | 0.39012 | 0
LCP_Inputs_ON_Diverse_Howarth_2023_05_05 | 2044 | Battery Storage | Storage | Electricity | ON | Dispatch-Storage | EmissionsCost | 0 | [6 empty] | 0.39012 | 0
LCP_Inputs_ON_Diverse_Howarth_2023_05_05 | 2044 | Battery Storage | Storage | Electricity | ON | Dispatch-Storage | FuelCost | 0 | [6 empty] | 0.39012 | 0
LCP_Inputs_ON_Diverse_Howarth_2023_05_05 | 2044 | Battery Storage | Storage | Electricity | ON | Dispatch-Storage | VOM | 0 | [6 empty] | 0.39012 | 0
LCP_Inputs_ON_Diverse_Howarth_2023_05_05 | 2044 | Battery Storage | Storage | Electricity | PJ | Dispatch-Storage | EmissionsCost | 0 | [6 empty] | 0.39012 | 0
LCP_Inputs_ON_Diverse_Howarth_2023_05_05 | 2044 | Battery Storage | Storage | Electricity | PJ | Dispatch-Storage | FuelCost | 0 | [6 empty] | 0.39012 | 0
LCP_Inputs_ON_Diverse_Howarth_2023_05_05 | 2044 | Battery Storage | Storage | Electricity | PJ | Dispatch-Storage | VOM | 0 | [6 empty] | 0.39012 | 0
LCP_Inputs_ON_Diverse_Howarth_2023_05_05 | 2044 | Battery Storage | Storage | Electricity | QC | Dispatch-Storage | EmissionsCost | 0 | [6 empty] | 0.39012 | 0
LCP_Inputs_ON_Diverse_Howarth_2023_05_05 | 2044 | Battery Storage | Storage | Electricity | QC | Dispatch-Storage | FuelCost | 0 | [6 empty] | 0.39012 | 0
LCP_Inputs_ON_Diverse_Howarth_2023_05_05 | 2044 | Battery Storage | Storage | Electricity | QC | Dispatch-Storage | VOM | 0 | [6 empty] | 0.39012 | 0
LCP_Inputs_ON_Diverse_Howarth_2023_05_05 | 2044 | Battery Storage | Storage | Electricity | WC | Dispatch-Storage | EmissionsCost | 0 | [6 empty] | 0.39012 | 0
LCP_Inputs_ON_Diverse_Howarth_2023_05_05 | 2044 | Battery Storage | Storage | Electricity | WC | Dispatch-Storage | FuelCost | 0 | [6 empty] | 0.39012 | 0
LCP_Inputs_ON_Diverse_Howarth_2023_05_05 | 2044 | Battery Storage | Storage | Electricity | WC | Dispatch-Storage | VOM | 0 | [6 empty] | 0.39012 | 0
LCP_Inputs_ON_Diverse_Howarth_2023_05_05 | 2044 | Biomass | Generation | Electricity | MI | Dispatch-Generation | EmissionsCost | 0 | [6 empty] | 0.39012 | 0
LCP_Inputs_ON_Diverse_Howarth_2023_05_05 | 2044 | Biomass | Generation | Electricity | MI | Dispatch-Generation | FuelCost | 0 | [6 empty] | 0.39012 | 0
LCP_Inputs_ON_Diverse_Howarth_2023_05_05 | 2044 | Biomass | Generation | Electricity | MI | Dispatch-Generation | VOM | 0 | [6 empty] | 0.39012 | 0
LCP_Inputs_ON_Diverse_Howarth_2023_05_05 | 2044 | Biomass | Generation | Electricity | NY | Dispatch-Generation | EmissionsCost | 0 | [6 empty] | 0.39012 | 0
LCP_Inputs_ON_Diverse_Howarth_2023_05_05 | 2044 | Biomass | Generation | Electricity | NY | Dispatch-Generation | FuelCost | 0 | [6 empty] | 0.39012 | 0
LCP_Inputs_ON_Diverse_Howarth_2023_05_05 | 2044 | Biomass | Generation | Electricity | NY | Dispatch-Generation | VOM | 0 | [6 empty] | 0.39012 | 0
LCP_Inputs_ON_Diverse_Howarth_2023_05_05 | 2044 | Biomass | Generation | Electricity | ON | Dispatch-Generation | EmissionsCost | 0 | [6 empty] | 0.39012 | 0
LCP_Inputs_ON_Diverse_Howarth_2023_05_05 | 2044 | Biomass | Generation | Electricity | ON | Dispatch-Generation | FuelCost | 2449112.7273 | [6 empty] | 0.39012 | 955451.468
LCP_Inputs_ON_Diverse_Howarth_2023_05_05 | 2044 | Biomass | Generation | Electricity | ON | Dispatch-Generation | VOM | 31430.28 | [6 empty] | 0.39012 | 12261.6272
LCP_Inputs_ON_Diverse_Howarth_2023_05_05 | 2044 | Biomass | Generation | Electricity | PJ | Dispatch-Generation | EmissionsCost | 0 | [6 empty] | 0.39012 | 0
LCP_Inputs_ON_Diverse_Howarth_2023_05_05 | 2044 | Biomass | Generation | Electricity | PJ | Dispatch-Generation | FuelCost | 0 | [6 empty] | 0.39012 | 0
LCP_Inputs_ON_Diverse_Howarth_2023_05_05 | 2044 | Biomass | Generation | Electricity | PJ | Dispatch-Generation | VOM | 0 | [6 empty] | 0.39012 | 0
LCP_Inputs_ON_Diverse_Howarth_2023_05_05 | 2044 | Biomass | Generation | Electricity | QC | Dispatch-Generation | EmissionsCost | 0 | [6 empty] | 0.39012 | 0
LCP_Inputs_ON_Diverse_Howarth_2023_05_05 | 2044 | Biomass | Generation | Electricity | QC | Dispatch-Generation | FuelCost | 128334.5455 | [6 empty] | 0.39012 | 50066.0621
LCP_Inputs_ON_Diverse_Howarth_2023_05_05 | 2044 | Biomass | Generation | Electricity | QC | Dispatch-Generation | VOM | 1646.96 | [6 empty] | 0.39012 | 642.5145
LCP_Inputs_ON_Diverse_Howarth_2023_05_05 | 2044 | Biomass | Generation | Electricity | WC | Dispatch-Generation | EmissionsCost | 0 | [6 empty] | 0.39012 | 0
LCP_Inputs_ON_Diverse_Howarth_2023_05_05 | 2044 | Biomass | Generation | Electricity | WC | Dispatch-Generation | FuelCost | 0 | [6 empty] | 0.39012 | 0
LCP_Inputs_ON_Diverse_Howarth_2023_05_05 | 2044 | Biomass | Generation | Electricity | WC | Dispatch-Generation | VOM | 0 | [6 empty] | 0.39012 | 0
LCP_Inputs_ON_Diverse_Howarth_2023_05_05 | 2044 | Biomass + CCS | Generation | Electricity | MI | Dispatch-Generation | EmissionsCost | 0 | [6 empty] | 0.39012 | 0
LCP_Inputs_ON_Diverse_Howarth_2023_05_05 | 2044 | Biomass + CCS | Generation | Electricity | MI | Dispatch-Generation | FuelCost | 0 | [6 empty] | 0.39012 | 0
LCP_Inputs_ON_Diverse_Howarth_2023_05_05 | 2044 | Biomass + CCS | Generation | Electricity | MI | Dispatch-Generation | VOM | 0 | [6 empty] | 0.39012 | 0
LCP_Inputs_ON_Diverse_Howarth_2023_05_05 | 2044 | Biomass + CCS | Generation | Electricity | NY | Dispatch-Generation | EmissionsCost | 0 | [6 empty] | 0.39012 | 0
LCP_Inputs_ON_Diverse_Howarth_2023_05_05 | 2044 | Biomass + CCS | Generation | Electricity | NY | Dispatch-Generation | FuelCost | 0 | [6 empty] | 0.39012 | 0
LCP_Inputs_ON_Diverse_Howarth_2023_05_05 | 2044 | Biomass + CCS | Generation | Electricity | NY | Dispatch-Generation | VOM | 0 | [6 empty] | 0.39012 | 0
LCP_Inputs_ON_Diverse_Howarth_2023_05_05 | 2044 | Biomass + CCS | Generation | Electricity | ON | Dispatch-Generation | EmissionsCost | 0 | [6 empty] | 0.39012 | 0
LCP_Inputs_ON_Diverse_Howarth_2023_05_05 | 2044 | Biomass + CCS | Generation | Electricity | ON | Dispatch-Generation | FuelCost | 0 | [6 empty] | 0.39012 | 0
LCP_Inputs_ON_Diverse_Howarth_2023_05_05 | 2044 | Biomass + CCS | Generation | Electricity | ON | Dispatch-Generation | VOM | 0 | [6 empty] | 0.39012 | 0
LCP_Inputs_ON_Diverse_Howarth_2023_05_05 | 2044 | Biomass + CCS | Generation | Electricity | PJ | Dispatch-Generation | EmissionsCost | 0 | [6 empty] | 0.39012 | 0
LCP_Inputs_ON_Diverse_Howarth_2023_05_05 | 2044 | Biomass + CCS | Generation | Electricity | PJ | Dispatch-Generation | FuelCost | 0 | [6 empty] | 0.39012 | 0
LCP_Inputs_ON_Diverse_Howarth_2023_05_05 | 2044 | Biomass + CCS | Generation | Electricity | PJ | Dispatch-Generation | VOM | 0 | [6 empty] | 0.39012 | 0
LCP_Inputs_ON_Diverse_Howarth_2023_05_05 | 2044 | Biomass + CCS | Generation | Electricity | QC | Dispatch-Generation | EmissionsCost | 0 | [6 empty] | 0.39012 | 0
LCP_Inputs_ON_Diverse_Howarth_2023_05_05 | 2044 | Biomass + CCS | Generation | Electricity | QC | Dispatch-Generation | FuelCost | 0 | [6 empty] | 0.39012 | 0
LCP_Inputs_ON_Diverse_Howarth_2023_05_05 | 2044 | Biomass + CCS | Generation | Electricity | QC | Dispatch-Generation | VOM | 0 | [6 empty] | 0.39012 | 0
LCP_Inputs_ON_Diverse_Howarth_2023_05_05 | 2044 | Biomass + CCS | Generation | Electricity | WC | Dispatch-Generation | EmissionsCost | 0 | [6 empty] | 0.39012 | 0
LCP_Inputs_ON_Diverse_Howarth_2023_05_05 | 2044 | Biomass + CCS | Generation | Electricity | WC | Dispatch-Generation | FuelCost | 0 | [6 empty] | 0.39012 | 0
LCP_Inputs_ON_Diverse_Howarth_2023_05_05 | 2044 | Biomass + CCS | Generation | Electricity | WC | Dispatch-Generation | VOM | 0 | [6 empty] | 0.39012 | 0
LCP_Inputs_ON_Diverse_Howarth_2023_05_05 | 2044 | CH4 + CCS | Generation | Methane | MI | Dispatch-Generation | EmissionsCost | 0 | [6 empty] | 0.39012 | 0
LCP_Inputs_ON_Diverse_Howarth_2023_05_05 | 2044 | CH4 + CCS | Generation | Methane | MI | Dispatch-Generation | FuelCost | 0 | [6 empty] | 0.39012 | 0
LCP_Inputs_ON_Diverse_Howarth_2023_05_05 | 2044 | CH4 + CCS | Generation | Methane | MI | Dispatch-Generation | VOM | 0 | [6 empty] | 0.39012 | 0
LCP_Inputs_ON_Diverse_Howarth_2023_05_05 | 2044 | CH4 + CCS | Generation | Methane | NY | Dispatch-Generation | EmissionsCost | 0 | [6 empty] | 0.39012 | 0
LCP_Inputs_ON_Diverse_Howarth_2023_05_05 | 2044 | CH4 + CCS | Generation | Methane | NY | Dispatch-Generation | FuelCost | 0 | [6 empty] | 0.39012 | 0
LCP_Inputs_ON_Diverse_Howarth_2023_05_05 | 2044 | CH4 + CCS | Generation | Methane | NY | Dispatch-Generation | VOM | 0 | [6 empty] | 0.39012 | 0
LCP_Inputs_ON_Diverse_Howarth_2023_05_05 | 2044 | CH4 + CCS | Generation | Methane | ON | Dispatch-Generation | EmissionsCost | 88472420.6398 | [6 empty] | 0.39012 | 34514991.1788
LCP_Inputs_ON_Diverse_Howarth_2023_05_05 | 2044 | CH4 + CCS | Generation | Methane | ON | Dispatch-Generation | FuelCost | 483825119.2369 | [6 empty] | 0.39012 | 188750568.8414
LCP_Inputs_ON_Diverse_Howarth_2023_05_05 | 2044 | CH4 + CCS | Generation | Methane | ON | Dispatch-Generation | VOM | 46000331.6667 | [6 empty] | 0.39012 | 17945717.2101
LCP_Inputs_ON_Diverse_Howarth_2023_05_05 | 2044 | CH4 + CCS | Generation | Methane | PJ | Dispatch-Generation | EmissionsCost | 0 | [6 empty] | 0.39012 | 0
LCP_Inputs_ON_Diverse_Howarth_2023_05_05 | 2044 | CH4 + CCS | Generation | Methane | PJ | Dispatch-Generation | FuelCost | 0 | [6 empty] | 0.39012 | 0
LCP_Inputs_ON_Diverse_Howarth_2023_05_05 | 2044 | CH4 + CCS | Generation | Methane | PJ | Dispatch-Generation | VOM | 0 | [6 empty] | 0.39012 | 0
LCP_Inputs_ON_Diverse_Howarth_2023_05_05 | 2044 | CH4 + CCS | Generation | Methane | QC | Dispatch-Generation | EmissionsCost | 0 | [6 empty] | 0.39012 | 0
LCP_Inputs_ON_Diverse_Howarth_2023_05_05 | 2044 | CH4 + CCS | Generation | Methane | QC | Dispatch-Generation | FuelCost | 0 | [6 empty] | 0.39012 | 0
LCP_Inputs_ON_Diverse_Howarth_2023_05_05 | 2044 | CH4 + CCS | Generation | Methane | QC | Dispatch-Generation | VOM | 0 | [6 empty] | 0.39012 | 0
LCP_Inputs_ON_Diverse_Howarth_2023_05_05 | 2044 | CH4 + CCS | Generation | Methane | WC | Dispatch-Generation | EmissionsCost | 0 | [6 empty] | 0.39012 | 0
LCP_Inputs_ON_Diverse_Howarth_2023_05_05 | 2044 | CH4 + CCS | Generation | Methane | WC | Dispatch-Generation | FuelCost | 0 | [6 empty] | 0.39012 | 0
LCP_Inputs_ON_Diverse_Howarth_2023_05_05 | 2044 | CH4 + CCS | Generation | Methane | WC | Dispatch-Generation | VOM | 0 | [6 empty] | 0.39012 | 0
LCP_Inputs_ON_Diverse_Howarth_2023_05_05 | 2044 | CH4 Import - NY 2020 | Import | Methane | MI | Dispatch-Import | EmissionsCost | 0 | [6 empty] | 0.39012 | 0
LCP_Inputs_ON_Diverse_Howarth_2023_05_05 | 2044 | CH4 Import - NY 2020 | Import | Methane | MI | Dispatch-Import | FuelCost | 0 | [6 empty] | 0.39012 | 0
LCP_Inputs_ON_Diverse_Howarth_2023_05_05 | 2044 | CH4 Import - NY 2020 | Import | Methane | MI | Dispatch-Import | VOM | 0 | [6 empty] | 0.39012 | 0
LCP_Inputs_ON_Diverse_Howarth_2023_05_05 | 2044 | CH4 Import - NY 2020 | Import | Methane | NY | Dispatch-Import | EmissionsCost | 0 | [6 empty] | 0.39012 | 0
LCP_Inputs_ON_Diverse_Howarth_2023_05_05 | 2044 | CH4 Import - NY 2020 | Import | Methane | NY | Dispatch-Import | FuelCost | 0 | [6 empty] | 0.39012 | 0
LCP_Inputs_ON_Diverse_Howarth_2023_05_05 | 2044 | CH4 Import - NY 2020 | Import | Methane | NY | Dispatch-Import | VOM | 0 | [6 empty] | 0.39012 | 0
LCP_Inputs_ON_Diverse_Howarth_2023_05_05 | 2044 | CH4 Import - NY 2020 | Import | Methane | ON | Dispatch-Import | EmissionsCost | 0 | [6 empty] | 0.39012 | 0
LCP_Inputs_ON_Diverse_Howarth_2023_05_05 | 2044 | CH4 Import - NY 2020 | Import | Methane | ON | Dispatch-Import | FuelCost | 0 | [6 empty] | 0.39012 | 0
LCP_Inputs_ON_Diverse_Howarth_2023_05_05 | 2044 | CH4 Import - NY 2020 | Import | Methane | ON | Dispatch-Import | VOM | 0 | [6 empty] | 0.39012 | 0
LCP_Inputs_ON_Diverse_Howarth_2023_05_05 | 2044 | CH4 Import - NY 2020 | Import | Methane | PJ | Dispatch-Import | EmissionsCost | 0 | [6 empty] | 0.39012 | 0
LCP_Inputs_ON_Diverse_Howarth_2023_05_05 | 2044 | CH4 Import - NY 2020 | Import | Methane | PJ | Dispatch-Import | FuelCost | 0 | [6 empty] | 0.39012 | 0
LCP_Inputs_ON_Diverse_Howarth_2023_05_05 | 2044 | CH4 Import - NY 2020 | Import | Methane | PJ | Dispatch-Import | VOM | 0 | [6 empty] | 0.39012 | 0
LCP_Inputs_ON_Diverse_Howarth_2023_05_05 | 2044 | CH4 Import - NY 2020 | Import | Methane | QC | Dispatch-Import | EmissionsCost | 0 | [6 empty] | 0.39012 | 0
LCP_Inputs_ON_Diverse_Howarth_2023_05_05 | 2044 | CH4 Import - NY 2020 | Import | Methane | QC | Dispatch-Import | FuelCost | 0 | [6 empty] | 0.39012 | 0
LCP_Inputs_ON_Diverse_Howarth_2023_05_05 | 2044 | CH4 Import - NY 2020 | Import | Methane | QC | Dispatch-Import | VOM | 0 | [6 empty] | 0.39012 | 0
LCP_Inputs_ON_Diverse_Howarth_2023_05_05 | 2044 | CH4 Import - NY 2020 | Import | Methane | WC | Dispatch-Import | EmissionsCost | 0 | [6 empty] | 0.39012 | 0
LCP_Inputs_ON_Diverse_Howarth_2023_05_05 | 2044 | CH4 Import - NY 2020 | Import | Methane | WC | Dispatch-Import | FuelCost | 0 | [6 empty] | 0.39012 | 0
LCP_Inputs_ON_Diverse_Howarth_2023_05_05 | 2044 | CH4 Import - NY 2020 | Import | Methane | WC | Dispatch-Import | VOM | 0 | [6 empty] | 0.39012 | 0
LCP_Inputs_ON_Diverse_Howarth_2023_05_05 | 2044 | CH4 Import - NY 2030 | Import | Methane | MI | Dispatch-Import | EmissionsCost | 0 | [6 empty] | 0.39012 | 0
LCP_Inputs_ON_Diverse_Howarth_2023_05_05 | 2044 | CH4 Import - NY 2030 | Import | Methane | MI | Dispatch-Import | FuelCost | 0 | [6 empty] | 0.39012 | 0
LCP_Inputs_ON_Diverse_Howarth_2023_05_05 | 2044 | CH4 Import - NY 2030 | Import | Methane | MI | Dispatch-Import | VOM | 0 | [6 empty] | 0.39012 | 0
LCP_Inputs_ON_Diverse_Howarth_2023_05_05 | 2044 | CH4 Import - NY 2030 | Import | Methane | NY | Dispatch-Import | EmissionsCost | 0 | [6 empty] | 0.39012 | 0
LCP_Inputs_ON_Diverse_Howarth_2023_05_05 | 2044 | CH4 Import - NY 2030 | Import | Methane | NY | Dispatch-Import | FuelCost | 0 | [6 empty] | 0.39012 | 0
LCP_Inputs_ON_Diverse_Howarth_2023_05_05 | 2044 | CH4 Import - NY 2030 | Import | Methane | NY | Dispatch-Import | VOM | 0 | [6 empty] | 0.39012 | 0
LCP_Inputs_ON_Diverse_Howarth_2023_05_05 | 2044 | CH4 Import - NY 2030 | Import | Methane | ON | Dispatch-Import | EmissionsCost | 0 | [6 empty] | 0.39012 | 0
LCP_Inputs_ON_Diverse_Howarth_2023_05_05 | 2044 | CH4 Import - NY 2030 | Import | Methane | ON | Dispatch-Import | FuelCost | 0 | [6 empty] | 0.39012 | 0
LCP_Inputs_ON_Diverse_Howarth_2023_05_05 | 2044 | CH4 Import - NY 2030 | Import | Methane | ON | Dispatch-Import | VOM | 0 | [6 empty] | 0.39012 | 0
LCP_Inputs_ON_Diverse_Howarth_2023_05_05 | 2044 | CH4 Import - NY 2030 | Import | Methane | PJ | Dispatch-Import | EmissionsCost | 0 | [6 empty] | 0.39012 | 0
LCP_Inputs_ON_Diverse_Howarth_2023_05_05 | 2044 | CH4 Import - NY 2030 | Import | Methane | PJ | Dispatch-Import | FuelCost | 0 | [6 empty] | 0.39012 | 0
LCP_Inputs_ON_Diverse_Howarth_2023_05_05 | 2044 | CH4 Import - NY 2030 | Import | Methane | PJ | Dispatch-Import | VOM | 0 | [6 empty] | 0.39012 | 0
LCP_Inputs_ON_Diverse_Howarth_2023_05_05 | 2044 | CH4 Import - NY 2030 | Import | Methane | QC | Dispatch-Import | EmissionsCost | 0 | [6 empty] | 0.39012 | 0
LCP_Inputs_ON_Diverse_Howarth_2023_05_05 | 2044 | CH4 Import - NY 2030 | Import | Methane | QC | Dispatch-Import | FuelCost | 0 | [6 empty] | 0.39012 | 0
LCP_Inputs_ON_Diverse_Howarth_2023_05_05 | 2044 | CH4 Import - NY 2030 | Import | Methane | QC | Dispatch-Import | VOM | 0 | [6 empty] | 0.39012 | 0
LCP_Inputs_ON_Diverse_Howarth_2023_05_05 | 2044 | CH4 Import - NY 2030 | Import | Methane | WC | Dispatch-Import | EmissionsCost | 0 | [6 empty] | 0.39012 | 0
LCP_Inputs_ON_Diverse_Howarth_2023_05_05 | 2044 | CH4 Import - NY 2030 | Import | Methane | WC | Dispatch-Import | FuelCost | 0 | [6 empty] | 0.39012 | 0
LCP_Inputs_ON_Diverse_Howarth_2023_05_05 | 2044 | CH4 Import - NY 2030 | Import | Methane | WC | Dispatch-Import | VOM | 0 | [6 empty] | 0.39012 | 0
LCP_Inputs_ON_Diverse_Howarth_2023_05_05 | 2044 | CH4 Import - NY 2040 | Import | Methane | MI | Dispatch-Import | EmissionsCost | 0 | [6 empty] | 0.39012 | 0
LCP_Inputs_ON_Diverse_Howarth_2023_05_05 | 2044 | CH4 Import - NY 2040 | Import | Methane | MI | Dispatch-Import | FuelCost | 0 | [6 empty] | 0.39012 | 0
LCP_Inputs_ON_Diverse_Howarth_2023_05_05 | 2044 | CH4 Import - NY 2040 | Import | Methane | MI | Dispatch-Import | VOM | 0 | [6 empty] | 0.39012 | 0
LCP_Inputs_ON_Diverse_Howarth_2023_05_05 | 2044 | CH4 Import - NY 2040 | Import | Methane | NY | Dispatch-Import | EmissionsCost | 1424811807.9426 | [6 empty] | 0.39012 | 555849683.1775
LCP_Inputs_ON_Diverse_Howarth_2023_05_05 | 2044 | CH4 Import - NY 2040 | Import | Methane | NY | Dispatch-Import | FuelCost | 758346581.876 | [6 empty] | 0.39012 | 295847286.5853
LCP_Inputs_ON_Diverse_Howarth_2023_05_05 | 2044 | CH4 Import - NY 2040 | Import | Methane | NY | Dispatch-Import | VOM | 0 | [6 empty] | 0.39012 | 0
LCP_Inputs_ON_Diverse_Howarth_2023_05_05 | 2044 | CH4 Import - NY 2040 | Import | Methane | ON | Dispatch-Import | EmissionsCost | 0 | [6 empty] | 0.39012 | 0
LCP_Inputs_ON_Diverse_Howarth_2023_05_05 | 2044 | CH4 Import - NY 2040 | Import | Methane | ON | Dispatch-Import | FuelCost | 0 | [6 empty] | 0.39012 | 0
LCP_Inputs_ON_Diverse_Howarth_2023_05_05 | 2044 | CH4 Import - NY 2040 | Import | Methane | ON | Dispatch-Import | VOM | 0 | [6 empty] | 0.39012 | 0
LCP_Inputs_ON_Diverse_Howarth_2023_05_05 | 2044 | CH4 Import - NY 2040 | Import | Methane | PJ | Dispatch-Import | EmissionsCost | 0 | [6 empty] | 0.39012 | 0
LCP_Inputs_ON_Diverse_Howarth_2023_05_05 | 2044 | CH4 Import - NY 2040 | Import | Methane | PJ | Dispatch-Import | FuelCost | 0 | [6 empty] | 0.39012 | 0
LCP_Inputs_ON_Diverse_Howarth_2023_05_05 | 2044 | CH4 Import - NY 2040 | Import | Methane | PJ | Dispatch-Import | VOM | 0 | [6 empty] | 0.39012 | 0
LCP_Inputs_ON_Diverse_Howarth_2023_05_05 | 2044 | CH4 Import - NY 2040 | Import | Methane | QC | Dispatch-Import | EmissionsCost | 0 | [6 empty] | 0.39012 | 0
LCP_Inputs_ON_Diverse_Howarth_2023_05_05 | 2044 | CH4 Import - NY 2040 | Import | Methane | QC | Dispatch-Import | FuelCost | 0 | [6 empty] | 0.39012 | 0
LCP_Inputs_ON_Diverse_Howarth_2023_05_05 | 2044 | CH4 Import - NY 2040 | Import | Methane | QC | Dispatch-Import | VOM | 0 | [6 empty] | 0.39012 | 0
LCP_Inputs_ON_Diverse_Howarth_2023_05_05 | 2044 | CH4 Import - NY 2040 | Import | Methane | WC | Dispatch-Import | EmissionsCost | 0 | [6 empty] | 0.39012 | 0
LCP_Inputs_ON_Diverse_Howarth_2023_05_05 | 2044 | CH4 Import - NY 2040 | Import | Methane | WC | Dispatch-Import | FuelCost | 0 | [6 empty] | 0.39012 | 0
LCP_Inputs_ON_Diverse_Howarth_2023_05_05 | 2044 | CH4 Import - NY 2040 | Import | Methane | WC | Dispatch-Import | VOM | 0 | [6 empty] | 0.39012 | 0
LCP_Inputs_ON_Diverse_Howarth_2023_05_05 | 2044 | CH4 Import - NY 2050 | Import | Methane | MI | Dispatch-Import | EmissionsCost | 0 | [6 empty] | 0.39012 | 0
LCP_Inputs_ON_Diverse_Howarth_2023_05_05 | 2044 | CH4 Import - NY 2050 | Import | Methane | MI | Dispatch-Import | FuelCost | 0 | [6 empty] | 0.39012 | 0
LCP_Inputs_ON_Diverse_Howarth_2023_05_05 | 2044 | CH4 Import - NY 2050 | Import | Methane | MI | Dispatch-Import | VOM | 0 | [6 empty] | 0.39012 | 0
LCP_Inputs_ON_Diverse_Howarth_2023_05_05 | 2044 | CH4 Import - NY 2050 | Import | Methane | NY | Dispatch-Import | EmissionsCost | 0 | [6 empty] | 0.39012 | 0
LCP_Inputs_ON_Diverse_Howarth_2023_05_05 | 2044 | CH4 Import - NY 2050 | Import | Methane | NY | Dispatch-Import | FuelCost | 0 | [6 empty] | 0.39012 | 0
LCP_Inputs_ON_Diverse_Howarth_2023_05_05 | 2044 | CH4 Import - NY 2050 | Import | Methane | NY | Dispatch-Import | VOM | 0 | [6 empty] | 0.39012 | 0
LCP_Inputs_ON_Diverse_Howarth_2023_05_05 | 2044 | CH4 Import - NY 2050 | Import | Methane | ON | Dispatch-Import | EmissionsCost | 0 | [6 empty] | 0.39012 | 0
LCP_Inputs_ON_Diverse_Howarth_2023_05_05 | 2044 | CH4 Import - NY 2050 | Import | Methane | ON | Dispatch-Import | FuelCost | 0 | [6 empty] | 0.39012 | 0
LCP_Inputs_ON_Diverse_Howarth_2023_05_05 | 2044 | CH4 Import - NY 2050 | Import | Methane | ON | Dispatch-Import | VOM | 0 | [6 empty] | 0.39012 | 0
LCP_Inputs_ON_Diverse_Howarth_2023_05_05 | 2044 | CH4 Import - NY 2050 | Import | Methane | PJ | Dispatch-Import | EmissionsCost | 0 | [6 empty] | 0.39012 | 0
LCP_Inputs_ON_Diverse_Howarth_2023_05_05 | 2044 | CH4 Import - NY 2050 | Import | Methane | PJ | Dispatch-Import | FuelCost | 0 | [6 empty] | 0.39012 | 0
LCP_Inputs_ON_Diverse_Howarth_2023_05_05 | 2044 | CH4 Import - NY 2050 | Import | Methane | PJ | Dispatch-Import | VOM | 0 | [6 empty] | 0.39012 | 0
LCP_Inputs_ON_Diverse_Howarth_2023_05_05 | 2044 | CH4 Import - NY 2050 | Import | Methane | QC | Dispatch-Import | EmissionsCost | 0 | [6 empty] | 0.39012 | 0
LCP_Inputs_ON_Diverse_Howarth_2023_05_05 | 2044 | CH4 Import - NY 2050 | Import | Methane | QC | Dispatch-Import | FuelCost | 0 | [6 empty] | 0.39012 | 0
LCP_Inputs_ON_Diverse_Howarth_2023_05_05 | 2044 | CH4 Import - NY 2050 | Import | Methane | QC | Dispatch-Import | VOM | 0 | [6 empty] | 0.39012 | 0
LCP_Inputs_ON_Diverse_Howarth_2023_05_05 | 2044 | CH4 Import - NY 2050 | Import | Methane | WC | Dispatch-Import | EmissionsCost | 0 | [6 empty] | 0.39012 | 0
LCP_Inputs_ON_Diverse_Howarth_2023_05_05 | 2044 | CH4 Import - NY 2050 | Import | Methane | WC | Dispatch-Import | FuelCost | 0 | [6 empty] | 0.39012 | 0
LCP_Inputs_ON_Diverse_Howarth_2023_05_05 | 2044 | CH4 Import - NY 2050 | Import | Methane | WC | Dispatch-Import | VOM | 0 | [6 empty] | 0.39012 | 0
LCP_Inputs_ON_Diverse_Howarth_2023_05_05 | 2044 | CH4 Import - WC 2020 | Import | Methane | MI | Dispatch-Import | EmissionsCost | 0 | [6 empty] | 0.39012 | 0
LCP_Inputs_ON_Diverse_Howarth_2023_05_05 | 2044 | CH4 Import - WC 2020 | Import | Methane | MI | Dispatch-Import | FuelCost | 0 | [6 empty] | 0.39012 | 0
LCP_Inputs_ON_Diverse_Howarth_2023_05_05 | 2044 | CH4 Import - WC 2020 | Import | Methane | MI | Dispatch-Import | VOM | 0 | [6 empty] | 0.39012 | 0
LCP_Inputs_ON_Diverse_Howarth_2023_05_05 | 2044 | CH4 Import - WC 2020 | Import | Methane | NY | Dispatch-Import | EmissionsCost | 0 | [6 empty] | 0.39012 | 0
LCP_Inputs_ON_Diverse_Howarth_2023_05_05 | 2044 | CH4 Import - WC 2020 | Import | Methane | NY | Dispatch-Import | FuelCost | 0 | [6 empty] | 0.39012 | 0
LCP_Inputs_ON_Diverse_Howarth_2023_05_05 | 2044 | CH4 Import - WC 2020 | Import | Methane | NY | Dispatch-Import | VOM | 0 | [6 empty] | 0.39012 | 0
LCP_Inputs_ON_Diverse_Howarth_2023_05_05 | 2044 | CH4 Import - WC 2020 | Import | Methane | ON | Dispatch-Import | EmissionsCost | 0 | [6 empty] | 0.39012 | 0
LCP_Inputs_ON_Diverse_Howarth_2023_05_05 | 2044 | CH4 Import - WC 2020 | Import | Methane | ON | Dispatch-Import | FuelCost | 0 | [6 empty] | 0.39012 | 0
LCP_Inputs_ON_Diverse_Howarth_2023_05_05 | 2044 | CH4 Import - WC 2020 | Import | Methane | ON | Dispatch-Import | VOM | 0 | [6 empty] | 0.39012 | 0
LCP_Inputs_ON_Diverse_Howarth_2023_05_05 | 2044 | CH4 Import - WC 2020 | Import | Methane | PJ | Dispatch-Import | EmissionsCost | 0 | [6 empty] | 0.39012 | 0
LCP_Inputs_ON_Diverse_Howarth_2023_05_05 | 2044 | CH4 Import - WC 2020 | Import | Methane | PJ | Dispatch-Import | FuelCost | 0 | [6 empty] | 0.39012 | 0
LCP_Inputs_ON_Diverse_Howarth_2023_05_05 | 2044 | CH4 Import - WC 2020 | Import | Methane | PJ | Dispatch-Import | VOM | 0 | [6 empty] | 0.39012 | 0
LCP_Inputs_ON_Diverse_Howarth_2023_05_05 | 2044 | CH4 Import - WC 2020 | Import | Methane | QC | Dispatch-Import | EmissionsCost | 0 | [6 empty] | 0.39012 | 0
LCP_Inputs_ON_Diverse_Howarth_2023_05_05 | 2044 | CH4 Import - WC 2020 | Import | Methane | QC | Dispatch-Import | FuelCost | 0 | [6 empty] | 0.39012 | 0
LCP_Inputs_ON_Diverse_Howarth_2023_05_05 | 2044 | CH4 Import - WC 2020 | Import | Methane | QC | Dispatch-Import | VOM | 0 | [6 empty] | 0.39012 | 0
LCP_Inputs_ON_Diverse_Howarth_2023_05_05 | 2044 | CH4 Import - WC 2020 | Import | Methane | WC | Dispatch-Import | EmissionsCost | 0 | [6 empty] | 0.39012 | 0
LCP_Inputs_ON_Diverse_Howarth_2023_05_05 | 2044 | CH4 Import - WC 2020 | Import | Methane | WC | Dispatch-Import | FuelCost | 0 | [6 empty] | 0.39012 | 0
LCP_Inputs_ON_Diverse_Howarth_2023_05_05 | 2044 | CH4 Import - WC 2020 | Import | Methane | WC | Dispatch-Import | VOM | 0 | [6 empty] | 0.39012 | 0
LCP_Inputs_ON_Diverse_Howarth_2023_05_05 | 2044 | CH4 Import - WC 2030 | Import | Methane | MI | Dispatch-Import | EmissionsCost | 0 | [6 empty] | 0.39012 | 0
LCP_Inputs_ON_Diverse_Howarth_2023_05_05 | 2044 | CH4 Import - WC 2030 | Import | Methane | MI | Dispatch-Import | FuelCost | 0 | [6 empty] | 0.39012 | 0
LCP_Inputs_ON_Diverse_Howarth_2023_05_05 | 2044 | CH4 Import - WC 2030 | Import | Methane | MI | Dispatch-Import | VOM | 0 | [6 empty] | 0.39012 | 0
LCP_Inputs_ON_Diverse_Howarth_2023_05_05 | 2044 | CH4 Import - WC 2030 | Import | Methane | NY | Dispatch-Import | EmissionsCost | 0 | [6 empty] | 0.39012 | 0
LCP_Inputs_ON_Diverse_Howarth_2023_05_05 | 2044 | CH4 Import - WC 2030 | Import | Methane | NY | Dispatch-Import | FuelCost | 0 | [6 empty] | 0.39012 | 0
LCP_Inputs_ON_Diverse_Howarth_2023_05_05 | 2044 | CH4 Import - WC 2030 | Import | Methane | NY | Dispatch-Import | VOM | 0 | [6 empty] | 0.39012 | 0
LCP_Inputs_ON_Diverse_Howarth_2023_05_05 | 2044 | CH4 Import - WC 2030 | Import | Methane | ON | Dispatch-Import | EmissionsCost | 0 | [6 empty] | 0.39012 | 0
LCP_Inputs_ON_Diverse_Howarth_2023_05_05 | 2044 | CH4 Import - WC 2030 | Import | Methane | ON | Dispatch-Import | FuelCost | 0 | [6 empty] | 0.39012 | 0
LCP_Inputs_ON_Diverse_Howarth_2023_05_05 | 2044 | CH4 Import - WC 2030 | Import | Methane | ON | Dispatch-Import | VOM | 0 | [6 empty] | 0.39012 | 0
LCP_Inputs_ON_Diverse_Howarth_2023_05_05 | 2044 | CH4 Import - WC 2030 | Import | Methane | PJ | Dispatch-Import | EmissionsCost | 0 | [6 empty] | 0.39012 | 0
LCP_Inputs_ON_Diverse_Howarth_2023_05_05 | 2044 | CH4 Import - WC 2030 | Import | Methane | PJ | Dispatch-Import | FuelCost | 0 | [6 empty] | 0.39012 | 0
LCP_Inputs_ON_Diverse_Howarth_2023_05_05 | 2044 | CH4 Import - WC 2030 | Import | Methane | PJ | Dispatch-Import | VOM | 0 | [6 empty] | 0.39012 | 0
LCP_Inputs_ON_Diverse_Howarth_2023_05_05 | 2044 | CH4 Import - WC 2030 | Import | Methane | QC | Dispatch-Import | EmissionsCost | 0 | [6 empty] | 0.39012 | 0
LCP_Inputs_ON_Diverse_Howarth_2023_05_05 | 2044 | CH4 Import - WC 2030 | Import | Methane | QC | Dispatch-Import | FuelCost | 0 | [6 empty] | 0.39012 | 0
LCP_Inputs_ON_Diverse_Howarth_2023_05_05 | 2044 | CH4 Import - WC 2030 | Import | Methane | QC | Dispatch-Import | VOM | 0 | [6 empty] | 0.39012 | 0
LCP_Inputs_ON_Diverse_Howarth_2023_05_05 | 2044 | CH4 Import - WC 2030 | Import | Methane | WC | Dispatch-Import | EmissionsCost | 0 | [6 empty] | 0.39012 | 0
LCP_Inputs_ON_Diverse_Howarth_2023_05_05 | 2044 | CH4 Import - WC 2030 | Import | Methane | WC | Dispatch-Import | FuelCost | 0 | [6 empty] | 0.39012 | 0
LCP_Inputs_ON_Diverse_Howarth_2023_05_05 | 2044 | CH4 Import - WC 2030 | Import | Methane | WC | Dispatch-Import | VOM | 0 | [6 empty] | 0.39012 | 0
LCP_Inputs_ON_Diverse_Howarth_2023_05_05 | 2044 | CH4 Import - WC 2040 | Import | Methane | MI | Dispatch-Import | EmissionsCost | 0 | [6 empty] | 0.39012 | 0
LCP_Inputs_ON_Diverse_Howarth_2023_05_05 | 2044 | CH4 Import - WC 2040 | Import | Methane | MI | Dispatch-Import | FuelCost | 0 | [6 empty] | 0.39012 | 0
LCP_Inputs_ON_Diverse_Howarth_2023_05_05 | 2044 | CH4 Import - WC 2040 | Import | Methane | MI | Dispatch-Import | VOM | 0 | [6 empty] | 0.39012 | 0
LCP_Inputs_ON_Diverse_Howarth_2023_05_05 | 2044 | CH4 Import - WC 2040 | Import | Methane | NY | Dispatch-Import | EmissionsCost | 0 | [6 empty] | 0.39012 | 0
LCP_Inputs_ON_Diverse_Howarth_2023_05_05 | 2044 | CH4 Import - WC 2040 | Import | Methane | NY | Dispatch-Import | FuelCost | 0 | [6 empty] | 0.39012 | 0
LCP_Inputs_ON_Diverse_Howarth_2023_05_05 | 2044 | CH4 Import - WC 2040 | Import | Methane | NY | Dispatch-Import | VOM | 0 | [6 empty] | 0.39012 | 0
LCP_Inputs_ON_Diverse_Howarth_2023_05_05 | 2044 | CH4 Import - WC 2040 | Import | Methane | ON | Dispatch-Import | EmissionsCost | 0 | [6 empty] | 0.39012 | 0
LCP_Inputs_ON_Diverse_Howarth_2023_05_05 | 2044 | CH4 Import - WC 2040 | Import | Methane | ON | Dispatch-Import | FuelCost | 0 | [6 empty] | 0.39012 | 0
LCP_Inputs_ON_Diverse_Howarth_2023_05_05 | 2044 | CH4 Import - WC 2040 | Import | Methane | ON | Dispatch-Import | VOM | 0 | [6 empty] | 0.39012 | 0
LCP_Inputs_ON_Diverse_Howarth_2023_05_05 | 2044 | CH4 Import - WC 2040 | Import | Methane | PJ | Dispatch-Import | EmissionsCost | 0 | [6 empty] | 0.39012 | 0
LCP_Inputs_ON_Diverse_Howarth_2023_05_05 | 2044 | CH4 Import - WC 2040 | Import | Methane | PJ | Dispatch-Import | FuelCost | 0 | [6 empty] | 0.39012 | 0
LCP_Inputs_ON_Diverse_Howarth_2023_05_05 | 2044 | CH4 Import - WC 2040 | Import | Methane | PJ | Dispatch-Import | VOM | 0 | [6 empty] | 0.39012 | 0
LCP_Inputs_ON_Diverse_Howarth_2023_05_05 | 2044 | CH4 Import - WC 2040 | Import | Methane | QC | Dispatch-Import | EmissionsCost | 0 | [6 empty] | 0.39012 | 0
LCP_Inputs_ON_Diverse_Howarth_2023_05_05 | 2044 | CH4 Import - WC 2040 | Import | Methane | QC | Dispatch-Import | FuelCost | 0 | [6 empty] | 0.39012 | 0
LCP_Inputs_ON_Diverse_Howarth_2023_05_05 | 2044 | CH4 Import - WC 2040 | Import | Methane | QC | Dispatch-Import | VOM | 0 | [6 empty] | 0.39012 | 0
LCP_Inputs_ON_Diverse_Howarth_2023_05_05 | 2044 | CH4 Import - WC 2040 | Import | Methane | WC | Dispatch-Import | EmissionsCost | 2117477751.305 | [6 empty] | 0.39012 | 826073542.23
LCP_Inputs_ON_Diverse_Howarth_2023_05_05 | 2044 | CH4 Import - WC 2040 | Import | Methane | WC | Dispatch-Import | FuelCost | 1127013410.4372 | [6 empty] | 0.39012 | 439672133.2854
LCP_Inputs_ON_Diverse_Howarth_2023_05_05 | 2044 | CH4 Import - WC 2040 | Import | Methane | WC | Dispatch-Import | VOM | 0 | [6 empty] | 0.39012 | 0
LCP_Inputs_ON_Diverse_Howarth_2023_05_05 | 2044 | CH4 Import - WC 2050 | Import | Methane | MI | Dispatch-Import | EmissionsCost | 0 | [6 empty] | 0.39012 | 0
LCP_Inputs_ON_Diverse_Howarth_2023_05_05 | 2044 | CH4 Import - WC 2050 | Import | Methane | MI | Dispatch-Import | FuelCost | 0 | [6 empty] | 0.39012 | 0
LCP_Inputs_ON_Diverse_Howarth_2023_05_05 | 2044 | CH4 Import - WC 2050 | Import | Methane | MI | Dispatch-Import | VOM | 0 | [6 empty] | 0.39012 | 0
LCP_Inputs_ON_Diverse_Howarth_2023_05_05 | 2044 | CH4 Import - WC 2050 | Import | Methane | NY | Dispatch-Import | EmissionsCost | 0 | [6 empty] | 0.39012 | 0
LCP_Inputs_ON_Diverse_Howarth_2023_05_05 | 2044 | CH4 Import - WC 2050 | Import | Methane | NY | Dispatch-Import | FuelCost | 0 | [6 empty] | 0.39012 | 0
LCP_Inputs_ON_Diverse_Howarth_2023_05_05 | 2044 | CH4 Import - WC 2050 | Import | Methane | NY | Dispatch-Import | VOM | 0 | [6 empty] | 0.39012 | 0
LCP_Inputs_ON_Diverse_Howarth_2023_05_05 | 2044 | CH4 Import - WC 2050 | Import | Methane | ON | Dispatch-Import | EmissionsCost | 0 | [6 empty] | 0.39012 | 0
LCP_Inputs_ON_Diverse_Howarth_2023_05_05 | 2044 | CH4 Import - WC 2050 | Import | Methane | ON | Dispatch-Import | FuelCost | 0 | [6 empty] | 0.39012 | 0
LCP_Inputs_ON_Diverse_Howarth_2023_05_05 | 2044 | CH4 Import - WC 2050 | Import | Methane | ON | Dispatch-Import | VOM | 0 | [6 empty] | 0.39012 | 0
LCP_Inputs_ON_Diverse_Howarth_2023_05_05 | 2044 | CH4 Import - WC 2050 | Import | Methane | PJ | Dispatch-Import | EmissionsCost | 0 | [6 empty] | 0.39012 | 0
LCP_Inputs_ON_Diverse_Howarth_2023_05_05 | 2044 | CH4 Import - WC 2050 | Import | Methane | PJ | Dispatch-Import | FuelCost | 0 | [6 empty] | 0.39012 | 0
LCP_Inputs_ON_Diverse_Howarth_2023_05_05 | 2044 | CH4 Import - WC 2050 | Import | Methane | PJ | Dispatch-Import | VOM | 0 | [6 empty] | 0.39012 | 0
LCP_Inputs_ON_Diverse_Howarth_2023_05_05 | 2044 | CH4 Import - WC 2050 | Import | Methane | QC | Dispatch-Import | EmissionsCost | 0 | [6 empty] | 0.39012 | 0
LCP_Inputs_ON_Diverse_Howarth_2023_05_05 | 2044 | CH4 Import - WC 2050 | Import | Methane | QC | Dispatch-Import | FuelCost | 0 | [6 empty] | 0.39012 | 0
LCP_Inputs_ON_Diverse_Howarth_2023_05_05 | 2044 | CH4 Import - WC 2050 | Import | Methane | QC | Dispatch-Import | VOM | 0 | [6 empty] | 0.39012 | 0
LCP_Inputs_ON_Diverse_Howarth_2023_05_05 | 2044 | CH4 Import - WC 2050 | Import | Methane | WC | Dispatch-Import | EmissionsCost | 0 | [6 empty] | 0.39012 | 0
LCP_Inputs_ON_Diverse_Howarth_2023_05_05 | 2044 | CH4 Import - WC 2050 | Import | Methane | WC | Dispatch-Import | FuelCost | 0 | [6 empty] | 0.39012 | 0
LCP_Inputs_ON_Diverse_Howarth_2023_05_05 | 2044 | CH4 Import - WC 2050 | Import | Methane | WC | Dispatch-Import | VOM | 0 | [6 empty] | 0.39012 | 0
LCP_Inputs_ON_Diverse_Howarth_2023_05_05 | 2044 | CH4 Salt Cavern Storage - ON | Storage | Methane | MI | Dispatch-Storage | EmissionsCost | 0 | [6 empty] | 0.39012 | 0
LCP_Inputs_ON_Diverse_Howarth_2023_05_05 | 2044 | CH4 Salt Cavern Storage - ON | Storage | Methane | MI | Dispatch-Storage | FuelCost | 0 | [6 empty] | 0.39012 | 0
LCP_Inputs_ON_Diverse_Howarth_2023_05_05 | 2044 | CH4 Salt Cavern Storage - ON | Storage | Methane | MI | Dispatch-Storage | VOM | 0 | [6 empty] | 0.39012 | 0
LCP_Inputs_ON_Diverse_Howarth_2023_05_05 | 2044 | CH4 Salt Cavern Storage - ON | Storage | Methane | NY | Dispatch-Storage | EmissionsCost | 0 | [6 empty] | 0.39012 | 0
LCP_Inputs_ON_Diverse_Howarth_2023_05_05 | 2044 | CH4 Salt Cavern Storage - ON | Storage | Methane | NY | Dispatch-Storage | FuelCost | 0 | [6 empty] | 0.39012 | 0
LCP_Inputs_ON_Diverse_Howarth_2023_05_05 | 2044 | CH4 Salt Cavern Storage - ON | Storage | Methane | NY | Dispatch-Storage | VOM | 0 | [6 empty] | 0.39012 | 0
LCP_Inputs_ON_Diverse_Howarth_2023_05_05 | 2044 | CH4 Salt Cavern Storage - ON | Storage | Methane | ON | Dispatch-Storage | EmissionsCost | 0 | [6 empty] | 0.39012 | 0
LCP_Inputs_ON_Diverse_Howarth_2023_05_05 | 2044 | CH4 Salt Cavern Storage - ON | Storage | Methane | ON | Dispatch-Storage | FuelCost | 0 | [6 empty] | 0.39012 | 0
LCP_Inputs_ON_Diverse_Howarth_2023_05_05 | 2044 | CH4 Salt Cavern Storage - ON | Storage | Methane | ON | Dispatch-Storage | VOM | 0 | [6 empty] | 0.39012 | 0
LCP_Inputs_ON_Diverse_Howarth_2023_05_05 | 2044 | CH4 Salt Cavern Storage - ON | Storage | Methane | PJ | Dispatch-Storage | EmissionsCost | 0 | [6 empty] | 0.39012 | 0
LCP_Inputs_ON_Diverse_Howarth_2023_05_05 | 2044 | CH4 Salt Cavern Storage - ON | Storage | Methane | PJ | Dispatch-Storage | FuelCost | 0 | [6 empty] | 0.39012 | 0
LCP_Inputs_ON_Diverse_Howarth_2023_05_05 | 2044 | CH4 Salt Cavern Storage - ON | Storage | Methane | PJ | Dispatch-Storage | VOM | 0 | [6 empty] | 0.39012 | 0
LCP_Inputs_ON_Diverse_Howarth_2023_05_05 | 2044 | CH4 Salt Cavern Storage - ON | Storage | Methane | QC | Dispatch-Storage | EmissionsCost | 0 | [6 empty] | 0.39012 | 0
LCP_Inputs_ON_Diverse_Howarth_2023_05_05 | 2044 | CH4 Salt Cavern Storage - ON | Storage | Methane | QC | Dispatch-Storage | FuelCost | 0 | [6 empty] | 0.39012 | 0
LCP_Inputs_ON_Diverse_Howarth_2023_05_05 | 2044 | CH4 Salt Cavern Storage - ON | Storage | Methane | QC | Dispatch-Storage | VOM | 0 | [6 empty] | 0.39012 | 0
LCP_Inputs_ON_Diverse_Howarth_2023_05_05 | 2044 | CH4 Salt Cavern Storage - ON | Storage | Methane | WC | Dispatch-Storage | EmissionsCost | 0 | [6 empty] | 0.39012 | 0
LCP_Inputs_ON_Diverse_Howarth_2023_05_05 | 2044 | CH4 Salt Cavern Storage - ON | Storage | Methane | WC | Dispatch-Storage | FuelCost | 0 | [6 empty] | 0.39012 | 0
LCP_Inputs_ON_Diverse_Howarth_2023_05_05 | 2044 | CH4 Salt Cavern Storage - ON | Storage | Methane | WC | Dispatch-Storage | VOM | 0 | [6 empty] | 0.39012 | 0
LCP_Inputs_ON_Diverse_Howarth_2023_05_05 | 2044 | Electrolyser 2020/2030 | Crossload | Hydrogen | MI | Dispatch-Crossload | EmissionsCost | 0 | [6 empty] | 0.39012 | 0
LCP_Inputs_ON_Diverse_Howarth_2023_05_05 | 2044 | Electrolyser 2020/2030 | Crossload | Hydrogen | MI | Dispatch-Crossload | FuelCost | 0 | [6 empty] | 0.39012 | 0
LCP_Inputs_ON_Diverse_Howarth_2023_05_05 | 2044 | Electrolyser 2020/2030 | Crossload | Hydrogen | MI | Dispatch-Crossload | VOM | 0 | [6 empty] | 0.39012 | 0
LCP_Inputs_ON_Diverse_Howarth_2023_05_05 | 2044 | Electrolyser 2020/2030 | Crossload | Hydrogen | NY | Dispatch-Crossload | EmissionsCost | 0 | [6 empty] | 0.39012 | 0
LCP_Inputs_ON_Diverse_Howarth_2023_05_05 | 2044 | Electrolyser 2020/2030 | Crossload | Hydrogen | NY | Dispatch-Crossload | FuelCost | 0 | [6 empty] | 0.39012 | 0
LCP_Inputs_ON_Diverse_Howarth_2023_05_05 | 2044 | Electrolyser 2020/2030 | Crossload | Hydrogen | NY | Dispatch-Crossload | VOM | 0 | [6 empty] | 0.39012 | 0
LCP_Inputs_ON_Diverse_Howarth_2023_05_05 | 2044 | Electrolyser 2020/2030 | Crossload | Hydrogen | ON | Dispatch-Crossload | EmissionsCost | 0 | [6 empty] | 0.39012 | 0
LCP_Inputs_ON_Diverse_Howarth_2023_05_05 | 2044 | Electrolyser 2020/2030 | Crossload | Hydrogen | ON | Dispatch-Crossload | FuelCost | 0 | [6 empty] | 0.39012 | 0
LCP_Inputs_ON_Diverse_Howarth_2023_05_05 | 2044 | Electrolyser 2020/2030 | Crossload | Hydrogen | ON | Dispatch-Crossload | VOM | 0 | [6 empty] | 0.39012 | 0
LCP_Inputs_ON_Diverse_Howarth_2023_05_05 | 2044 | Electrolyser 2020/2030 | Crossload | Hydrogen | PJ | Dispatch-Crossload | EmissionsCost | 0 | [6 empty] | 0.39012 | 0
LCP_Inputs_ON_Diverse_Howarth_2023_05_05 | 2044 | Electrolyser 2020/2030 | Crossload | Hydrogen | PJ | Dispatch-Crossload | FuelCost | 0 | [6 empty] | 0.39012 | 0
LCP_Inputs_ON_Diverse_Howarth_2023_05_05 | 2044 | Electrolyser 2020/2030 | Crossload | Hydrogen | PJ | Dispatch-Crossload | VOM | 0 | [6 empty] | 0.39012 | 0
LCP_Inputs_ON_Diverse_Howarth_2023_05_05 | 2044 | Electrolyser 2020/2030 | Crossload | Hydrogen | QC | Dispatch-Crossload | EmissionsCost | 0 | [6 empty] | 0.39012 | 0
LCP_Inputs_ON_Diverse_Howarth_2023_05_05 | 2044 | Electrolyser 2020/2030 | Crossload | Hydrogen | QC | Dispatch-Crossload | FuelCost | 0 | [6 empty] | 0.39012 | 0
LCP_Inputs_ON_Diverse_Howarth_2023_05_05 | 2044 | Electrolyser 2020/2030 | Crossload | Hydrogen | QC | Dispatch-Crossload | VOM | 0 | [6 empty] | 0.39012 | 0
LCP_Inputs_ON_Diverse_Howarth_2023_05_05 | 2044 | Electrolyser 2020/2030 | Crossload | Hydrogen | WC | Dispatch-Crossload | EmissionsCost | 0 | [6 empty] | 0.39012 | 0
LCP_Inputs_ON_Diverse_Howarth_2023_05_05 | 2044 | Electrolyser 2020/2030 | Crossload | Hydrogen | WC | Dispatch-Crossload | FuelCost | 0 | [6 empty] | 0.39012 | 0
LCP_Inputs_ON_Diverse_Howarth_2023_05_05 | 2044 | Electrolyser 2020/2030 | Crossload | Hydrogen | WC | Dispatch-Crossload | VOM | 0 | [6 empty] | 0.39012 | 0
LCP_Inputs_ON_Diverse_Howarth_2023_05_05 | 2044 | Electrolyser 2040 | Crossload | Hydrogen | MI | Dispatch-Crossload | EmissionsCost | 0 | [6 empty] | 0.39012 | 0
LCP_Inputs_ON_Diverse_Howarth_2023_05_05 | 2044 | Electrolyser 2040 | Crossload | Hydrogen | MI | Dispatch-Crossload | FuelCost | 0 | [6 empty] | 0.39012 | 0
LCP_Inputs_ON_Diverse_Howarth_2023_05_05 | 2044 | Electrolyser 2040 | Crossload | Hydrogen | MI | Dispatch-Crossload | VOM | 0 | [6 empty] | 0.39012 | 0
LCP_Inputs_ON_Diverse_Howarth_2023_05_05 | 2044 | Electrolyser 2040 | Crossload | Hydrogen | NY | Dispatch-Crossload | EmissionsCost | 0 | [6 empty] | 0.39012 | 0
LCP_Inputs_ON_Diverse_Howarth_2023_05_05 | 2044 | Electrolyser 2040 | Crossload | Hydrogen | NY | Dispatch-Crossload | FuelCost | 0 | [6 empty] | 0.39012 | 0
LCP_Inputs_ON_Diverse_Howarth_2023_05_05 | 2044 | Electrolyser 2040 | Crossload | Hydrogen | NY | Dispatch-Crossload | VOM | 0 | [6 empty] | 0.39012 | 0
LCP_Inputs_ON_Diverse_Howarth_2023_05_05 | 2044 | Electrolyser 2040 | Crossload | Hydrogen | ON | Dispatch-Crossload | EmissionsCost | 0 | [6 empty] | 0.39012 | 0
LCP_Inputs_ON_Diverse_Howarth_2023_05_05 | 2044 | Electrolyser 2040 | Crossload | Hydrogen | ON | Dispatch-Crossload | FuelCost | 0 | [6 empty] | 0.39012 | 0
LCP_Inputs_ON_Diverse_Howarth_2023_05_05 | 2044 | Electrolyser 2040 | Crossload | Hydrogen | ON | Dispatch-Crossload | VOM | 0 | [6 empty] | 0.39012 | 0
LCP_Inputs_ON_Diverse_Howarth_2023_05_05 | 2044 | Electrolyser 2040 | Crossload | Hydrogen | PJ | Dispatch-Crossload | EmissionsCost | 0 | [6 empty] | 0.39012 | 0
LCP_Inputs_ON_Diverse_Howarth_2023_05_05 | 2044 | Electrolyser 2040 | Crossload | Hydrogen | PJ | Dispatch-Crossload | FuelCost | 0 | [6 empty] | 0.39012 | 0
LCP_Inputs_ON_Diverse_Howarth_2023_05_05 | 2044 | Electrolyser 2040 | Crossload | Hydrogen | PJ | Dispatch-Crossload | VOM | 0 | [6 empty] | 0.39012 | 0
LCP_Inputs_ON_Diverse_Howarth_2023_05_05 | 2044 | Electrolyser 2040 | Crossload | Hydrogen | QC | Dispatch-Crossload | EmissionsCost | 0 | [6 empty] | 0.39012 | 0
LCP_Inputs_ON_Diverse_Howarth_2023_05_05 | 2044 | Electrolyser 2040 | Crossload | Hydrogen | QC | Dispatch-Crossload | FuelCost | 0 | [6 empty] | 0.39012 | 0
LCP_Inputs_ON_Diverse_Howarth_2023_05_05 | 2044 | Electrolyser 2040 | Crossload | Hydrogen | QC | Dispatch-Crossload | VOM | 0 | [6 empty] | 0.39012 | 0
LCP_Inputs_ON_Diverse_Howarth_2023_05_05 | 2044 | Electrolyser 2040 | Crossload | Hydrogen | WC | Dispatch-Crossload | EmissionsCost | 0 | [6 empty] | 0.39012 | 0
LCP_Inputs_ON_Diverse_Howarth_2023_05_05 | 2044 | Electrolyser 2040 | Crossload | Hydrogen | WC | Dispatch-Crossload | FuelCost | 0 | [6 empty] | 0.39012 | 0
LCP_Inputs_ON_Diverse_Howarth_2023_05_05 | 2044 | Electrolyser 2040 | Crossload | Hydrogen | WC | Dispatch-Crossload | VOM | 0 | [6 empty] | 0.39012 | 0
LCP_Inputs_ON_Diverse_Howarth_2023_05_05 | 2044 | Electrolyser 2050 | Crossload | Hydrogen | MI | Dispatch-Crossload | EmissionsCost | 0 | [6 empty] | 0.39012 | 0
LCP_Inputs_ON_Diverse_Howarth_2023_05_05 | 2044 | Electrolyser 2050 | Crossload | Hydrogen | MI | Dispatch-Crossload | FuelCost | 0 | [6 empty] | 0.39012 | 0
LCP_Inputs_ON_Diverse_Howarth_2023_05_05 | 2044 | Electrolyser 2050 | Crossload | Hydrogen | MI | Dispatch-Crossload | VOM | 0 | [6 empty] | 0.39012 | 0
LCP_Inputs_ON_Diverse_Howarth_2023_05_05 | 2044 | Electrolyser 2050 | Crossload | Hydrogen | NY | Dispatch-Crossload | EmissionsCost | 0 | [6 empty] | 0.39012 | 0
LCP_Inputs_ON_Diverse_Howarth_2023_05_05 | 2044 | Electrolyser 2050 | Crossload | Hydrogen | NY | Dispatch-Crossload | FuelCost | 0 | [6 empty] | 0.39012 | 0
LCP_Inputs_ON_Diverse_Howarth_2023_05_05 | 2044 | Electrolyser 2050 | Crossload | Hydrogen | NY | Dispatch-Crossload | VOM | 0 | [6 empty] | 0.39012 | 0
LCP_Inputs_ON_Diverse_Howarth_2023_05_05 | 2044 | Electrolyser 2050 | Crossload | Hydrogen | ON | Dispatch-Crossload | EmissionsCost | 0 | [6 empty] | 0.39012 | 0
LCP_Inputs_ON_Diverse_Howarth_2023_05_05 | 2044 | Electrolyser 2050 | Crossload | Hydrogen | ON | Dispatch-Crossload | FuelCost | 0 | [6 empty] | 0.39012 | 0
LCP_Inputs_ON_Diverse_Howarth_2023_05_05 | 2044 | Electrolyser 2050 | Crossload | Hydrogen | ON | Dispatch-Crossload | VOM | 0 | [6 empty] | 0.39012 | 0
LCP_Inputs_ON_Diverse_Howarth_2023_05_05 | 2044 | Electrolyser 2050 | Crossload | Hydrogen | PJ | Dispatch-Crossload | EmissionsCost | 0 | [6 empty] | 0.39012 | 0
LCP_Inputs_ON_Diverse_Howarth_2023_05_05 | 2044 | Electrolyser 2050 | Crossload | Hydrogen | PJ | Dispatch-Crossload | FuelCost | 0 | [6 empty] | 0.39012 | 0
LCP_Inputs_ON_Diverse_Howarth_2023_05_05 | 2044 | Electrolyser 2050 | Crossload | Hydrogen | PJ | Dispatch-Crossload | VOM | 0 | [6 empty] | 0.39012 | 0
LCP_Inputs_ON_Diverse_Howarth_2023_05_05 | 2044 | Electrolyser 2050 | Crossload | Hydrogen | QC | Dispatch-Crossload | EmissionsCost | 0 | [6 empty] | 0.39012 | 0
LCP_Inputs_ON_Diverse_Howarth_2023_05_05 | 2044 | Electrolyser 2050 | Crossload | Hydrogen | QC | Dispatch-Crossload | FuelCost | 0 | [6 empty] | 0.39012 | 0
LCP_Inputs_ON_Diverse_Howarth_2023_05_05 | 2044 | Electrolyser 2050 | Crossload | Hydrogen | QC | Dispatch-Crossload | VOM | 0 | [6 empty] | 0.39012 | 0
LCP_Inputs_ON_Diverse_Howarth_2023_05_05 | 2044 | Electrolyser 2050 | Crossload | Hydrogen | WC | Dispatch-Crossload | EmissionsCost | 0 | [6 empty] | 0.39012 | 0
LCP_Inputs_ON_Diverse_Howarth_2023_05_05 | 2044 | Electrolyser 2050 | Crossload | Hydrogen | WC | Dispatch-Crossload | FuelCost | 0 | [6 empty] | 0.39012 | 0
LCP_Inputs_ON_Diverse_Howarth_2023_05_05 | 2044 | Electrolyser 2050 | Crossload | Hydrogen | WC | Dispatch-Crossload | VOM | 0 | [6 empty] | 0.39012 | 0
LCP_Inputs_ON_Diverse_Howarth_2023_05_05 | 2044 | Fossil Fuel Thermal (Coal, Peat, Oil) | Generation | Electricity | MI | Dispatch-Generation | EmissionsCost | 0 | [6 empty] | 0.39012 | 0
LCP_Inputs_ON_Diverse_Howarth_2023_05_05 | 2044 | Fossil Fuel Thermal (Coal, Peat, Oil) | Generation | Electricity | MI | Dispatch-Generation | FuelCost | 0 | [6 empty] | 0.39012 | 0
LCP_Inputs_ON_Diverse_Howarth_2023_05_05 | 2044 | Fossil Fuel Thermal (Coal, Peat, Oil) | Generation | Electricity | MI | Dispatch-Generation | VOM | 0 | [6 empty] | 0.39012 | 0
LCP_Inputs_ON_Diverse_Howarth_2023_05_05 | 2044 | Fossil Fuel Thermal (Coal, Peat, Oil) | Generation | Electricity | NY | Dispatch-Generation | EmissionsCost | 0 | [6 empty] | 0.39012 | 0
LCP_Inputs_ON_Diverse_Howarth_2023_05_05 | 2044 | Fossil Fuel Thermal (Coal, Peat, Oil) | Generation | Electricity | NY | Dispatch-Generation | FuelCost | 0 | [6 empty] | 0.39012 | 0
LCP_Inputs_ON_Diverse_Howarth_2023_05_05 | 2044 | Fossil Fuel Thermal (Coal, Peat, Oil) | Generation | Electricity | NY | Dispatch-Generation | VOM | 0 | [6 empty] | 0.39012 | 0
LCP_Inputs_ON_Diverse_Howarth_2023_05_05 | 2044 | Fossil Fuel Thermal (Coal, Peat, Oil) | Generation | Electricity | ON | Dispatch-Generation | EmissionsCost | 0 | [6 empty] | 0.39012 | 0
LCP_Inputs_ON_Diverse_Howarth_2023_05_05 | 2044 | Fossil Fuel Thermal (Coal, Peat, Oil) | Generation | Electricity | ON | Dispatch-Generation | FuelCost | 0 | [6 empty] | 0.39012 | 0
LCP_Inputs_ON_Diverse_Howarth_2023_05_05 | 2044 | Fossil Fuel Thermal (Coal, Peat, Oil) | Generation | Electricity | ON | Dispatch-Generation | VOM | 0 | [6 empty] | 0.39012 | 0
LCP_Inputs_ON_Diverse_Howarth_2023_05_05 | 2044 | Fossil Fuel Thermal (Coal, Peat, Oil) | Generation | Electricity | PJ | Dispatch-Generation | EmissionsCost | 0 | [6 empty] | 0.39012 | 0
LCP_Inputs_ON_Diverse_Howarth_2023_05_05 | 2044 | Fossil Fuel Thermal (Coal, Peat, Oil) | Generation | Electricity | PJ | Dispatch-Generation | FuelCost | 0 | [6 empty] | 0.39012 | 0
LCP_Inputs_ON_Diverse_Howarth_2023_05_05 | 2044 | Fossil Fuel Thermal (Coal, Peat, Oil) | Generation | Electricity | PJ | Dispatch-Generation | VOM | 0 | [6 empty] | 0.39012 | 0
LCP_Inputs_ON_Diverse_Howarth_2023_05_05 | 2044 | Fossil Fuel Thermal (Coal, Peat, Oil) | Generation | Electricity | QC | Dispatch-Generation | EmissionsCost | 0 | [6 empty] | 0.39012 | 0
LCP_Inputs_ON_Diverse_Howarth_2023_05_05 | 2044 | Fossil Fuel Thermal (Coal, Peat, Oil) | Generation | Electricity | QC | Dispatch-Generation | FuelCost | 0 | [6 empty] | 0.39012 | 0
LCP_Inputs_ON_Diverse_Howarth_2023_05_05 | 2044 | Fossil Fuel Thermal (Coal, Peat, Oil) | Generation | Electricity | QC | Dispatch-Generation | VOM | 0 | [6 empty] | 0.39012 | 0
LCP_Inputs_ON_Diverse_Howarth_2023_05_05 | 2044 | Fossil Fuel Thermal (Coal, Peat, Oil) | Generation | Electricity | WC | Dispatch-Generation | EmissionsCost | 0 | [6 empty] | 0.39012 | 0
LCP_Inputs_ON_Diverse_Howarth_2023_05_05 | 2044 | Fossil Fuel Thermal (Coal, Peat, Oil) | Generation | Electricity | WC | Dispatch-Generation | FuelCost | 0 | [6 empty] | 0.39012 | 0
LCP_Inputs_ON_Diverse_Howarth_2023_05_05 | 2044 | Fossil Fuel Thermal (Coal, Peat, Oil) | Generation | Electricity | WC | Dispatch-Generation | VOM | 0 | [6 empty] | 0.39012 | 0
LCP_Inputs_ON_Diverse_Howarth_2023_05_05 | 2044 | Generic - Generator | Generation | Electricity | MI | Dispatch-Generation | EmissionsCost | 0 | [6 empty] | 0.39012 | 0
LCP_Inputs_ON_Diverse_Howarth_2023_05_05 | 2044 | Generic - Generator | Generation | Electricity | MI | Dispatch-Generation | FuelCost | 779066036.8313 | [6 empty] | 0.39012 | 303930390.9001
LCP_Inputs_ON_Diverse_Howarth_2023_05_05 | 2044 | Generic - Generator | Generation | Electricity | MI | Dispatch-Generation | VOM | 25479285.0987 | [6 empty] | 0.39012 | 9940016.2679
LCP_Inputs_ON_Diverse_Howarth_2023_05_05 | 2044 | Generic - Generator | Generation | Electricity | NY | Dispatch-Generation | EmissionsCost | 0 | [6 empty] | 0.39012 | 0
LCP_Inputs_ON_Diverse_Howarth_2023_05_05 | 2044 | Generic - Generator | Generation | Electricity | NY | Dispatch-Generation | FuelCost | 89518783.8946 | [6 empty] | 0.39012 | 34923199.9544
LCP_Inputs_ON_Diverse_Howarth_2023_05_05 | 2044 | Generic - Generator | Generation | Electricity | NY | Dispatch-Generation | VOM | 2927703.8257 | [6 empty] | 0.39012 | 1142160.1329
LCP_Inputs_ON_Diverse_Howarth_2023_05_05 | 2044 | Generic - Generator | Generation | Electricity | ON | Dispatch-Generation | EmissionsCost | 0 | [6 empty] | 0.39012 | 0
LCP_Inputs_ON_Diverse_Howarth_2023_05_05 | 2044 | Generic - Generator | Generation | Electricity | ON | Dispatch-Generation | FuelCost | 0 | [6 empty] | 0.39012 | 0
LCP_Inputs_ON_Diverse_Howarth_2023_05_05 | 2044 | Generic - Generator | Generation | Electricity | ON | Dispatch-Generation | VOM | 0 | [6 empty] | 0.39012 | 0
LCP_Inputs_ON_Diverse_Howarth_2023_05_05 | 2044 | Generic - Generator | Generation | Electricity | PJ | Dispatch-Generation | EmissionsCost | 0 | [6 empty] | 0.39012 | 0
LCP_Inputs_ON_Diverse_Howarth_2023_05_05 | 2044 | Generic - Generator | Generation | Electricity | PJ | Dispatch-Generation | FuelCost | 5285282840.0619 | [6 empty] | 0.39012 | 2061902333.8907
LCP_Inputs_ON_Diverse_Howarth_2023_05_05 | 2044 | Generic - Generator | Generation | Electricity | PJ | Dispatch-Generation | VOM | 172854702.8655 | [6 empty] | 0.39012 | 67434331.5292
LCP_Inputs_ON_Diverse_Howarth_2023_05_05 | 2044 | Generic - Generator | Generation | Electricity | QC | Dispatch-Generation | EmissionsCost | 0 | [6 empty] | 0.39012 | 0
LCP_Inputs_ON_Diverse_Howarth_2023_05_05 | 2044 | Generic - Generator | Generation | Electricity | QC | Dispatch-Generation | FuelCost | 0 | [6 empty] | 0.39012 | 0
LCP_Inputs_ON_Diverse_Howarth_2023_05_05 | 2044 | Generic - Generator | Generation | Electricity | QC | Dispatch-Generation | VOM | 0 | [6 empty] | 0.39012 | 0
LCP_Inputs_ON_Diverse_Howarth_2023_05_05 | 2044 | Generic - Generator | Generation | Electricity | WC | Dispatch-Generation | EmissionsCost | 0 | [6 empty] | 0.39012 | 0
LCP_Inputs_ON_Diverse_Howarth_2023_05_05 | 2044 | Generic - Generator | Generation | Electricity | WC | Dispatch-Generation | FuelCost | 0 | [6 empty] | 0.39012 | 0
LCP_Inputs_ON_Diverse_Howarth_2023_05_05 | 2044 | Generic - Generator | Generation | Electricity | WC | Dispatch-Generation | VOM | 0 | [6 empty] | 0.39012 | 0
LCP_Inputs_ON_Diverse_Howarth_2023_05_05 | 2044 | H2 Import - QC | Import | Hydrogen | MI | Dispatch-Import | EmissionsCost | 0 | [6 empty] | 0.39012 | 0
LCP_Inputs_ON_Diverse_Howarth_2023_05_05 | 2044 | H2 Import - QC | Import | Hydrogen | MI | Dispatch-Import | FuelCost | 0 | [6 empty] | 0.39012 | 0
LCP_Inputs_ON_Diverse_Howarth_2023_05_05 | 2044 | H2 Import - QC | Import | Hydrogen | MI | Dispatch-Import | VOM | 0 | [6 empty] | 0.39012 | 0
LCP_Inputs_ON_Diverse_Howarth_2023_05_05 | 2044 | H2 Import - QC | Import | Hydrogen | NY | Dispatch-Import | EmissionsCost | 0 | [6 empty] | 0.39012 | 0
LCP_Inputs_ON_Diverse_Howarth_2023_05_05 | 2044 | H2 Import - QC | Import | Hydrogen | NY | Dispatch-Import | FuelCost | 0 | [6 empty] | 0.39012 | 0
LCP_Inputs_ON_Diverse_Howarth_2023_05_05 | 2044 | H2 Import - QC | Import | Hydrogen | NY | Dispatch-Import | VOM | 0 | [6 empty] | 0.39012 | 0
LCP_Inputs_ON_Diverse_Howarth_2023_05_05 | 2044 | H2 Import - QC | Import | Hydrogen | ON | Dispatch-Import | EmissionsCost | 0 | [6 empty] | 0.39012 | 0
LCP_Inputs_ON_Diverse_Howarth_2023_05_05 | 2044 | H2 Import - QC | Import | Hydrogen | ON | Dispatch-Import | FuelCost | 0 | [6 empty] | 0.39012 | 0
LCP_Inputs_ON_Diverse_Howarth_2023_05_05 | 2044 | H2 Import - QC | Import | Hydrogen | ON | Dispatch-Import | VOM | 0 | [6 empty] | 0.39012 | 0
LCP_Inputs_ON_Diverse_Howarth_2023_05_05 | 2044 | H2 Import - QC | Import | Hydrogen | PJ | Dispatch-Import | EmissionsCost | 0 | [6 empty] | 0.39012 | 0
LCP_Inputs_ON_Diverse_Howarth_2023_05_05 | 2044 | H2 Import - QC | Import | Hydrogen | PJ | Dispatch-Import | FuelCost | 0 | [6 empty] | 0.39012 | 0
LCP_Inputs_ON_Diverse_Howarth_2023_05_05 | 2044 | H2 Import - QC | Import | Hydrogen | PJ | Dispatch-Import | VOM | 0 | [6 empty] | 0.39012 | 0
LCP_Inputs_ON_Diverse_Howarth_2023_05_05 | 2044 | H2 Import - QC | Import | Hydrogen | QC | Dispatch-Import | EmissionsCost | 0 | [6 empty] | 0.39012 | 0
LCP_Inputs_ON_Diverse_Howarth_2023_05_05 | 2044 | H2 Import - QC | Import | Hydrogen | QC | Dispatch-Import | FuelCost | 0 | [6 empty] | 0.39012 | 0
LCP_Inputs_ON_Diverse_Howarth_2023_05_05 | 2044 | H2 Import - QC | Import | Hydrogen | QC | Dispatch-Import | VOM | 0 | [6 empty] | 0.39012 | 0
LCP_Inputs_ON_Diverse_Howarth_2023_05_05 | 2044 | H2 Import - QC | Import | Hydrogen | WC | Dispatch-Import | EmissionsCost | 0 | [6 empty] | 0.39012 | 0
LCP_Inputs_ON_Diverse_Howarth_2023_05_05 | 2044 | H2 Import - QC | Import | Hydrogen | WC | Dispatch-Import | FuelCost | 0 | [6 empty] | 0.39012 | 0
LCP_Inputs_ON_Diverse_Howarth_2023_05_05 | 2044 | H2 Import - QC | Import | Hydrogen | WC | Dispatch-Import | VOM | 0 | [6 empty] | 0.39012 | 0
LCP_Inputs_ON_Diverse_Howarth_2023_05_05 | 2044 | H2 Import - WC | Import | Hydrogen | MI | Dispatch-Import | EmissionsCost | 0 | [6 empty] | 0.39012 | 0
LCP_Inputs_ON_Diverse_Howarth_2023_05_05 | 2044 | H2 Import - WC | Import | Hydrogen | MI | Dispatch-Import | FuelCost | 0 | [6 empty] | 0.39012 | 0
LCP_Inputs_ON_Diverse_Howarth_2023_05_05 | 2044 | H2 Import - WC | Import | Hydrogen | MI | Dispatch-Import | VOM | 0 | [6 empty] | 0.39012 | 0
LCP_Inputs_ON_Diverse_Howarth_2023_05_05 | 2044 | H2 Import - WC | Import | Hydrogen | NY | Dispatch-Import | EmissionsCost | 0 | [6 empty] | 0.39012 | 0
LCP_Inputs_ON_Diverse_Howarth_2023_05_05 | 2044 | H2 Import - WC | Import | Hydrogen | NY | Dispatch-Import | FuelCost | 0 | [6 empty] | 0.39012 | 0
LCP_Inputs_ON_Diverse_Howarth_2023_05_05 | 2044 | H2 Import - WC | Import | Hydrogen | NY | Dispatch-Import | VOM | 0 | [6 empty] | 0.39012 | 0
LCP_Inputs_ON_Diverse_Howarth_2023_05_05 | 2044 | H2 Import - WC | Import | Hydrogen | ON | Dispatch-Import | EmissionsCost | 0 | [6 empty] | 0.39012 | 0
LCP_Inputs_ON_Diverse_Howarth_2023_05_05 | 2044 | H2 Import - WC | Import | Hydrogen | ON | Dispatch-Import | FuelCost | 0 | [6 empty] | 0.39012 | 0
LCP_Inputs_ON_Diverse_Howarth_2023_05_05 | 2044 | H2 Import - WC | Import | Hydrogen | ON | Dispatch-Import | VOM | 0 | [6 empty] | 0.39012 | 0
LCP_Inputs_ON_Diverse_Howarth_2023_05_05 | 2044 | H2 Import - WC | Import | Hydrogen | PJ | Dispatch-Import | EmissionsCost | 0 | [6 empty] | 0.39012 | 0
LCP_Inputs_ON_Diverse_Howarth_2023_05_05 | 2044 | H2 Import - WC | Import | Hydrogen | PJ | Dispatch-Import | FuelCost | 0 | [6 empty] | 0.39012 | 0
LCP_Inputs_ON_Diverse_Howarth_2023_05_05 | 2044 | H2 Import - WC | Import | Hydrogen | PJ | Dispatch-Import | VOM | 0 | [6 empty] | 0.39012 | 0
LCP_Inputs_ON_Diverse_Howarth_2023_05_05 | 2044 | H2 Import - WC | Import | Hydrogen | QC | Dispatch-Import | EmissionsCost | 0 | [6 empty] | 0.39012 | 0
LCP_Inputs_ON_Diverse_Howarth_2023_05_05 | 2044 | H2 Import - WC | Import | Hydrogen | QC | Dispatch-Import | FuelCost | 0 | [6 empty] | 0.39012 | 0
LCP_Inputs_ON_Diverse_Howarth_2023_05_05 | 2044 | H2 Import - WC | Import | Hydrogen | QC | Dispatch-Import | VOM | 0 | [6 empty] | 0.39012 | 0
LCP_Inputs_ON_Diverse_Howarth_2023_05_05 | 2044 | H2 Import - WC | Import | Hydrogen | WC | Dispatch-Import | EmissionsCost | 0 | [6 empty] | 0.39012 | 0
LCP_Inputs_ON_Diverse_Howarth_2023_05_05 | 2044 | H2 Import - WC | Import | Hydrogen | WC | Dispatch-Import | FuelCost | 8016738.2099 | [6 empty] | 0.39012 | 3127501.7299
LCP_Inputs_ON_Diverse_Howarth_2023_05_05 | 2044 | H2 Import - WC | Import | Hydrogen | WC | Dispatch-Import | VOM | 0 | [6 empty] | 0.39012 | 0
LCP_Inputs_ON_Diverse_Howarth_2023_05_05 | 2044 | H2 Salt Cavern Storage - ON | Storage | Hydrogen | MI | Dispatch-Storage | EmissionsCost | 0 | [6 empty] | 0.39012 | 0
LCP_Inputs_ON_Diverse_Howarth_2023_05_05 | 2044 | H2 Salt Cavern Storage - ON | Storage | Hydrogen | MI | Dispatch-Storage | FuelCost | 0 | [6 empty] | 0.39012 | 0
LCP_Inputs_ON_Diverse_Howarth_2023_05_05 | 2044 | H2 Salt Cavern Storage - ON | Storage | Hydrogen | MI | Dispatch-Storage | VOM | 0 | [6 empty] | 0.39012 | 0
LCP_Inputs_ON_Diverse_Howarth_2023_05_05 | 2044 | H2 Salt Cavern Storage - ON | Storage | Hydrogen | NY | Dispatch-Storage | EmissionsCost | 0 | [6 empty] | 0.39012 | 0
LCP_Inputs_ON_Diverse_Howarth_2023_05_05 | 2044 | H2 Salt Cavern Storage - ON | Storage | Hydrogen | NY | Dispatch-Storage | FuelCost | 0 | [6 empty] | 0.39012 | 0
LCP_Inputs_ON_Diverse_Howarth_2023_05_05 | 2044 | H2 Salt Cavern Storage - ON | Storage | Hydrogen | NY | Dispatch-Storage | VOM | 0 | [6 empty] | 0.39012 | 0
LCP_Inputs_ON_Diverse_Howarth_2023_05_05 | 2044 | H2 Salt Cavern Storage - ON | Storage | Hydrogen | ON | Dispatch-Storage | EmissionsCost | 0 | [6 empty] | 0.39012 | 0
LCP_Inputs_ON_Diverse_Howarth_2023_05_05 | 2044 | H2 Salt Cavern Storage - ON | Storage | Hydrogen | ON | Dispatch-Storage | FuelCost | 0 | [6 empty] | 0.39012 | 0
LCP_Inputs_ON_Diverse_Howarth_2023_05_05 | 2044 | H2 Salt Cavern Storage - ON | Storage | Hydrogen | ON | Dispatch-Storage | VOM | 56003241.9784 | [6 empty] | 0.39012 | 21848067.3287
LCP_Inputs_ON_Diverse_Howarth_2023_05_05 | 2044 | H2 Salt Cavern Storage - ON | Storage | Hydrogen | PJ | Dispatch-Storage | EmissionsCost | 0 | [6 empty] | 0.39012 | 0
LCP_Inputs_ON_Diverse_Howarth_2023_05_05 | 2044 | H2 Salt Cavern Storage - ON | Storage | Hydrogen | PJ | Dispatch-Storage | FuelCost | 0 | [6 empty] | 0.39012 | 0
LCP_Inputs_ON_Diverse_Howarth_2023_05_05 | 2044 | H2 Salt Cavern Storage - ON | Storage | Hydrogen | PJ | Dispatch-Storage | VOM | 0 | [6 empty] | 0.39012 | 0
LCP_Inputs_ON_Diverse_Howarth_2023_05_05 | 2044 | H2 Salt Cavern Storage - ON | Storage | Hydrogen | QC | Dispatch-Storage | EmissionsCost | 0 | [6 empty] | 0.39012 | 0
LCP_Inputs_ON_Diverse_Howarth_2023_05_05 | 2044 | H2 Salt Cavern Storage - ON | Storage | Hydrogen | QC | Dispatch-Storage | FuelCost | 0 | [6 empty] | 0.39012 | 0
LCP_Inputs_ON_Diverse_Howarth_2023_05_05 | 2044 | H2 Salt Cavern Storage - ON | Storage | Hydrogen | QC | Dispatch-Storage | VOM | 0 | [6 empty] | 0.39012 | 0
LCP_Inputs_ON_Diverse_Howarth_2023_05_05 | 2044 | H2 Salt Cavern Storage - ON | Storage | Hydrogen | WC | Dispatch-Storage | EmissionsCost | 0 | [6 empty] | 0.39012 | 0
LCP_Inputs_ON_Diverse_Howarth_2023_05_05 | 2044 | H2 Salt Cavern Storage - ON | Storage | Hydrogen | WC | Dispatch-Storage | FuelCost | 0 | [6 empty] | 0.39012 | 0
LCP_Inputs_ON_Diverse_Howarth_2023_05_05 | 2044 | H2 Salt Cavern Storage - ON | Storage | Hydrogen | WC | Dispatch-Storage | VOM | 0 | [6 empty] | 0.39012 | 0
LCP_Inputs_ON_Diverse_Howarth_2023_05_05 | 2044 | Hydro | Generation | Electricity | MI | Dispatch-Generation | EmissionsCost | 0 | [6 empty] | 0.39012 | 0
LCP_Inputs_ON_Diverse_Howarth_2023_05_05 | 2044 | Hydro | Generation | Electricity | MI | Dispatch-Generation | FuelCost | 0 | [6 empty] | 0.39012 | 0
LCP_Inputs_ON_Diverse_Howarth_2023_05_05 | 2044 | Hydro | Generation | Electricity | MI | Dispatch-Generation | VOM | 0 | [6 empty] | 0.39012 | 0
LCP_Inputs_ON_Diverse_Howarth_2023_05_05 | 2044 | Hydro | Generation | Electricity | NY | Dispatch-Generation | EmissionsCost | 0 | [6 empty] | 0.39012 | 0
LCP_Inputs_ON_Diverse_Howarth_2023_05_05 | 2044 | Hydro | Generation | Electricity | NY | Dispatch-Generation | FuelCost | 0 | [6 empty] | 0.39012 | 0
LCP_Inputs_ON_Diverse_Howarth_2023_05_05 | 2044 | Hydro | Generation | Electricity | NY | Dispatch-Generation | VOM | 0 | [6 empty] | 0.39012 | 0
LCP_Inputs_ON_Diverse_Howarth_2023_05_05 | 2044 | Hydro | Generation | Electricity | ON | Dispatch-Generation | EmissionsCost | 0 | [6 empty] | 0.39012 | 0
LCP_Inputs_ON_Diverse_Howarth_2023_05_05 | 2044 | Hydro | Generation | Electricity | ON | Dispatch-Generation | FuelCost | 0 | [6 empty] | 0.39012 | 0
LCP_Inputs_ON_Diverse_Howarth_2023_05_05 | 2044 | Hydro | Generation | Electricity | ON | Dispatch-Generation | VOM | 0 | [6 empty] | 0.39012 | 0
LCP_Inputs_ON_Diverse_Howarth_2023_05_05 | 2044 | Hydro | Generation | Electricity | PJ | Dispatch-Generation | EmissionsCost | 0 | [6 empty] | 0.39012 | 0
LCP_Inputs_ON_Diverse_Howarth_2023_05_05 | 2044 | Hydro | Generation | Electricity | PJ | Dispatch-Generation | FuelCost | 0 | [6 empty] | 0.39012 | 0
LCP_Inputs_ON_Diverse_Howarth_2023_05_05 | 2044 | Hydro | Generation | Electricity | PJ | Dispatch-Generation | VOM | 0 | [6 empty] | 0.39012 | 0
LCP_Inputs_ON_Diverse_Howarth_2023_05_05 | 2044 | Hydro | Generation | Electricity | QC | Dispatch-Generation | EmissionsCost | 0 | [6 empty] | 0.39012 | 0
LCP_Inputs_ON_Diverse_Howarth_2023_05_05 | 2044 | Hydro | Generation | Electricity | QC | Dispatch-Generation | FuelCost | 0 | [6 empty] | 0.39012 | 0
LCP_Inputs_ON_Diverse_Howarth_2023_05_05 | 2044 | Hydro | Generation | Electricity | QC | Dispatch-Generation | VOM | 0 | [6 empty] | 0.39012 | 0
LCP_Inputs_ON_Diverse_Howarth_2023_05_05 | 2044 | Hydro | Generation | Electricity | WC | Dispatch-Generation | EmissionsCost | 0 | [6 empty] | 0.39012 | 0
LCP_Inputs_ON_Diverse_Howarth_2023_05_05 | 2044 | Hydro | Generation | Electricity | WC | Dispatch-Generation | FuelCost | 0 | [6 empty] | 0.39012 | 0
LCP_Inputs_ON_Diverse_Howarth_2023_05_05 | 2044 | Hydro | Generation | Electricity | WC | Dispatch-Generation | VOM | 0 | [6 empty] | 0.39012 | 0
LCP_Inputs_ON_Diverse_Howarth_2023_05_05 | 2044 | Hydro Pumped Storage | Storage | Electricity | MI | Dispatch-Storage | EmissionsCost | 0 | [6 empty] | 0.39012 | 0
LCP_Inputs_ON_Diverse_Howarth_2023_05_05 | 2044 | Hydro Pumped Storage | Storage | Electricity | MI | Dispatch-Storage | FuelCost | 0 | [6 empty] | 0.39012 | 0
LCP_Inputs_ON_Diverse_Howarth_2023_05_05 | 2044 | Hydro Pumped Storage | Storage | Electricity | MI | Dispatch-Storage | VOM | 0 | [6 empty] | 0.39012 | 0
LCP_Inputs_ON_Diverse_Howarth_2023_05_05 | 2044 | Hydro Pumped Storage | Storage | Electricity | NY | Dispatch-Storage | EmissionsCost | 0 | [6 empty] | 0.39012 | 0
LCP_Inputs_ON_Diverse_Howarth_2023_05_05 | 2044 | Hydro Pumped Storage | Storage | Electricity | NY | Dispatch-Storage | FuelCost | 0 | [6 empty] | 0.39012 | 0
LCP_Inputs_ON_Diverse_Howarth_2023_05_05 | 2044 | Hydro Pumped Storage | Storage | Electricity | NY | Dispatch-Storage | VOM | 0 | [6 empty] | 0.39012 | 0
LCP_Inputs_ON_Diverse_Howarth_2023_05_05 | 2044 | Hydro Pumped Storage | Storage | Electricity | ON | Dispatch-Storage | EmissionsCost | 0 | [6 empty] | 0.39012 | 0
LCP_Inputs_ON_Diverse_Howarth_2023_05_05 | 2044 | Hydro Pumped Storage | Storage | Electricity | ON | Dispatch-Storage | FuelCost | 0 | [6 empty] | 0.39012 | 0
LCP_Inputs_ON_Diverse_Howarth_2023_05_05 | 2044 | Hydro Pumped Storage | Storage | Electricity | ON | Dispatch-Storage | VOM | 0 | [6 empty] | 0.39012 | 0
LCP_Inputs_ON_Diverse_Howarth_2023_05_05 | 2044 | Hydro Pumped Storage | Storage | Electricity | PJ | Dispatch-Storage | EmissionsCost | 0 | [6 empty] | 0.39012 | 0
LCP_Inputs_ON_Diverse_Howarth_2023_05_05 | 2044 | Hydro Pumped Storage | Storage | Electricity | PJ | Dispatch-Storage | FuelCost | 0 | [6 empty] | 0.39012 | 0
LCP_Inputs_ON_Diverse_Howarth_2023_05_05 | 2044 | Hydro Pumped Storage | Storage | Electricity | PJ | Dispatch-Storage | VOM | 0 | [6 empty] | 0.39012 | 0
LCP_Inputs_ON_Diverse_Howarth_2023_05_05 | 2044 | Hydro Pumped Storage | Storage | Electricity | QC | Dispatch-Storage | EmissionsCost | 0 | [6 empty] | 0.39012 | 0
LCP_Inputs_ON_Diverse_Howarth_2023_05_05 | 2044 | Hydro Pumped Storage | Storage | Electricity | QC | Dispatch-Storage | FuelCost | 0 | [6 empty] | 0.39012 | 0
LCP_Inputs_ON_Diverse_Howarth_2023_05_05 | 2044 | Hydro Pumped Storage | Storage | Electricity | QC | Dispatch-Storage | VOM | 0 | [6 empty] | 0.39012 | 0
LCP_Inputs_ON_Diverse_Howarth_2023_05_05 | 2044 | Hydro Pumped Storage | Storage | Electricity | WC | Dispatch-Storage | EmissionsCost | 0 | [6 empty] | 0.39012 | 0
LCP_Inputs_ON_Diverse_Howarth_2023_05_05 | 2044 | Hydro Pumped Storage | Storage | Electricity | WC | Dispatch-Storage | FuelCost | 0 | [6 empty] | 0.39012 | 0
LCP_Inputs_ON_Diverse_Howarth_2023_05_05 | 2044 | Hydro Pumped Storage | Storage | Electricity | WC | Dispatch-Storage | VOM | 0 | [6 empty] | 0.39012 | 0
LCP_Inputs_ON_Diverse_Howarth_2023_05_05 | 2044 | Nuclear | Generation | Electricity | MI | Dispatch-Generation | EmissionsCost | 0 | [6 empty] | 0.39012 | 0
LCP_Inputs_ON_Diverse_Howarth_2023_05_05 | 2044 | Nuclear | Generation | Electricity | MI | Dispatch-Generation | FuelCost | 0 | [6 empty] | 0.39012 | 0
LCP_Inputs_ON_Diverse_Howarth_2023_05_05 | 2044 | Nuclear | Generation | Electricity | MI | Dispatch-Generation | VOM | 2762866296.96 | [6 empty] | 0.39012 | 1077853473.1857
LCP_Inputs_ON_Diverse_Howarth_2023_05_05 | 2044 | Nuclear | Generation | Electricity | NY | Dispatch-Generation | EmissionsCost | 0 | [6 empty] | 0.39012 | 0
LCP_Inputs_ON_Diverse_Howarth_2023_05_05 | 2044 | Nuclear | Generation | Electricity | NY | Dispatch-Generation | FuelCost | 0 | [6 empty] | 0.39012 | 0
LCP_Inputs_ON_Diverse_Howarth_2023_05_05 | 2044 | Nuclear | Generation | Electricity | NY | Dispatch-Generation | VOM | 2246155230.144 | [6 empty] | 0.39012 | 876273389.9895
LCP_Inputs_ON_Diverse_Howarth_2023_05_05 | 2044 | Nuclear | Generation | Electricity | ON | Dispatch-Generation | EmissionsCost | 0 | [6 empty] | 0.39012 | 0
LCP_Inputs_ON_Diverse_Howarth_2023_05_05 | 2044 | Nuclear | Generation | Electricity | ON | Dispatch-Generation | FuelCost | 0 | [6 empty] | 0.39012 | 0
LCP_Inputs_ON_Diverse_Howarth_2023_05_05 | 2044 | Nuclear | Generation | Electricity | ON | Dispatch-Generation | VOM | 7837478141.9618 | [6 empty] | 0.39012 | 3057568527.882
LCP_Inputs_ON_Diverse_Howarth_2023_05_05 | 2044 | Nuclear | Generation | Electricity | PJ | Dispatch-Generation | EmissionsCost | 0 | [6 empty] | 0.39012 | 0
LCP_Inputs_ON_Diverse_Howarth_2023_05_05 | 2044 | Nuclear | Generation | Electricity | PJ | Dispatch-Generation | FuelCost | 0 | [6 empty] | 0.39012 | 0
LCP_Inputs_ON_Diverse_Howarth_2023_05_05 | 2044 | Nuclear | Generation | Electricity | PJ | Dispatch-Generation | VOM | 6401347648.6848 | [6 empty] | 0.39012 | 2497303182.4942
LCP_Inputs_ON_Diverse_Howarth_2023_05_05 | 2044 | Nuclear | Generation | Electricity | QC | Dispatch-Generation | EmissionsCost | 0 | [6 empty] | 0.39012 | 0
LCP_Inputs_ON_Diverse_Howarth_2023_05_05 | 2044 | Nuclear | Generation | Electricity | QC | Dispatch-Generation | FuelCost | 0 | [6 empty] | 0.39012 | 0
LCP_Inputs_ON_Diverse_Howarth_2023_05_05 | 2044 | Nuclear | Generation | Electricity | QC | Dispatch-Generation | VOM | 0 | [6 empty] | 0.39012 | 0
LCP_Inputs_ON_Diverse_Howarth_2023_05_05 | 2044 | Nuclear | Generation | Electricity | WC | Dispatch-Generation | EmissionsCost | 0 | [6 empty] | 0.39012 | 0
LCP_Inputs_ON_Diverse_Howarth_2023_05_05 | 2044 | Nuclear | Generation | Electricity | WC | Dispatch-Generation | FuelCost | 0 | [6 empty] | 0.39012 | 0
LCP_Inputs_ON_Diverse_Howarth_2023_05_05 | 2044 | Nuclear | Generation | Electricity | WC | Dispatch-Generation | VOM | 0 | [6 empty] | 0.39012 | 0
LCP_Inputs_ON_Diverse_Howarth_2023_05_05 | 2044 | Nuclear SMR | Generation | Electricity | MI | Dispatch-Generation | EmissionsCost | 0 | [6 empty] | 0.39012 | 0
LCP_Inputs_ON_Diverse_Howarth_2023_05_05 | 2044 | Nuclear SMR | Generation | Electricity | MI | Dispatch-Generation | FuelCost | 0 | [6 empty] | 0.39012 | 0
LCP_Inputs_ON_Diverse_Howarth_2023_05_05 | 2044 | Nuclear SMR | Generation | Electricity | MI | Dispatch-Generation | VOM | 0 | [6 empty] | 0.39012 | 0
LCP_Inputs_ON_Diverse_Howarth_2023_05_05 | 2044 | Nuclear SMR | Generation | Electricity | NY | Dispatch-Generation | EmissionsCost | 0 | [6 empty] | 0.39012 | 0
LCP_Inputs_ON_Diverse_Howarth_2023_05_05 | 2044 | Nuclear SMR | Generation | Electricity | NY | Dispatch-Generation | FuelCost | 0 | [6 empty] | 0.39012 | 0
LCP_Inputs_ON_Diverse_Howarth_2023_05_05 | 2044 | Nuclear SMR | Generation | Electricity | NY | Dispatch-Generation | VOM | 0 | [6 empty] | 0.39012 | 0
LCP_Inputs_ON_Diverse_Howarth_2023_05_05 | 2044 | Nuclear SMR | Generation | Electricity | ON | Dispatch-Generation | EmissionsCost | 0 | [6 empty] | 0.39012 | 0
LCP_Inputs_ON_Diverse_Howarth_2023_05_05 | 2044 | Nuclear SMR | Generation | Electricity | ON | Dispatch-Generation | FuelCost | 0 | [6 empty] | 0.39012 | 0
LCP_Inputs_ON_Diverse_Howarth_2023_05_05 | 2044 | Nuclear SMR | Generation | Electricity | ON | Dispatch-Generation | VOM | 209585025.0029 | [6 empty] | 0.39012 | 81763618.9546
LCP_Inputs_ON_Diverse_Howarth_2023_05_05 | 2044 | Nuclear SMR | Generation | Electricity | PJ | Dispatch-Generation | EmissionsCost | 0 | [6 empty] | 0.39012 | 0
LCP_Inputs_ON_Diverse_Howarth_2023_05_05 | 2044 | Nuclear SMR | Generation | Electricity | PJ | Dispatch-Generation | FuelCost | 0 | [6 empty] | 0.39012 | 0
LCP_Inputs_ON_Diverse_Howarth_2023_05_05 | 2044 | Nuclear SMR | Generation | Electricity | PJ | Dispatch-Generation | VOM | 0 | [6 empty] | 0.39012 | 0
LCP_Inputs_ON_Diverse_Howarth_2023_05_05 | 2044 | Nuclear SMR | Generation | Electricity | QC | Dispatch-Generation | EmissionsCost | 0 | [6 empty] | 0.39012 | 0
LCP_Inputs_ON_Diverse_Howarth_2023_05_05 | 2044 | Nuclear SMR | Generation | Electricity | QC | Dispatch-Generation | FuelCost | 0 | [6 empty] | 0.39012 | 0
LCP_Inputs_ON_Diverse_Howarth_2023_05_05 | 2044 | Nuclear SMR | Generation | Electricity | QC | Dispatch-Generation | VOM | 0 | [6 empty] | 0.39012 | 0
LCP_Inputs_ON_Diverse_Howarth_2023_05_05 | 2044 | Nuclear SMR | Generation | Electricity | WC | Dispatch-Generation | EmissionsCost | 0 | [6 empty] | 0.39012 | 0
LCP_Inputs_ON_Diverse_Howarth_2023_05_05 | 2044 | Nuclear SMR | Generation | Electricity | WC | Dispatch-Generation | FuelCost | 0 | [6 empty] | 0.39012 | 0
LCP_Inputs_ON_Diverse_Howarth_2023_05_05 | 2044 | Nuclear SMR | Generation | Electricity | WC | Dispatch-Generation | VOM | 0 | [6 empty] | 0.39012 | 0
LCP_Inputs_ON_Diverse_Howarth_2023_05_05 | 2044 | O/CCGT - CH4 Existing | Crossload | Electricity | MI | Dispatch-Crossload | EmissionsCost | 0 | [6 empty] | 0.39012 | 0
LCP_Inputs_ON_Diverse_Howarth_2023_05_05 | 2044 | O/CCGT - CH4 Existing | Crossload | Electricity | MI | Dispatch-Crossload | FuelCost | 0 | [6 empty] | 0.39012 | 0
LCP_Inputs_ON_Diverse_Howarth_2023_05_05 | 2044 | O/CCGT - CH4 Existing | Crossload | Electricity | MI | Dispatch-Crossload | VOM | 0 | [6 empty] | 0.39012 | 0
LCP_Inputs_ON_Diverse_Howarth_2023_05_05 | 2044 | O/CCGT - CH4 Existing | Crossload | Electricity | NY | Dispatch-Crossload | EmissionsCost | 0 | [6 empty] | 0.39012 | 0
LCP_Inputs_ON_Diverse_Howarth_2023_05_05 | 2044 | O/CCGT - CH4 Existing | Crossload | Electricity | NY | Dispatch-Crossload | FuelCost | 0 | [6 empty] | 0.39012 | 0
LCP_Inputs_ON_Diverse_Howarth_2023_05_05 | 2044 | O/CCGT - CH4 Existing | Crossload | Electricity | NY | Dispatch-Crossload | VOM | 0 | [6 empty] | 0.39012 | 0
LCP_Inputs_ON_Diverse_Howarth_2023_05_05 | 2044 | O/CCGT - CH4 Existing | Crossload | Electricity | ON | Dispatch-Crossload | EmissionsCost | 3390434.5216 | [6 empty] | 0.39012 | 1322681.3142
LCP_Inputs_ON_Diverse_Howarth_2023_05_05 | 2044 | O/CCGT - CH4 Existing | Crossload | Electricity | ON | Dispatch-Crossload | FuelCost | 0 | [6 empty] | 0.39012 | 0
LCP_Inputs_ON_Diverse_Howarth_2023_05_05 | 2044 | O/CCGT - CH4 Existing | Crossload | Electricity | ON | Dispatch-Crossload | VOM | 205052.9936 | [6 empty] | 0.39012 | 79995.5762
LCP_Inputs_ON_Diverse_Howarth_2023_05_05 | 2044 | O/CCGT - CH4 Existing | Crossload | Electricity | PJ | Dispatch-Crossload | EmissionsCost | 0 | [6 empty] | 0.39012 | 0
LCP_Inputs_ON_Diverse_Howarth_2023_05_05 | 2044 | O/CCGT - CH4 Existing | Crossload | Electricity | PJ | Dispatch-Crossload | FuelCost | 0 | [6 empty] | 0.39012 | 0
LCP_Inputs_ON_Diverse_Howarth_2023_05_05 | 2044 | O/CCGT - CH4 Existing | Crossload | Electricity | PJ | Dispatch-Crossload | VOM | 0 | [6 empty] | 0.39012 | 0
LCP_Inputs_ON_Diverse_Howarth_2023_05_05 | 2044 | O/CCGT - CH4 Existing | Crossload | Electricity | QC | Dispatch-Crossload | EmissionsCost | 0 | [6 empty] | 0.39012 | 0
LCP_Inputs_ON_Diverse_Howarth_2023_05_05 | 2044 | O/CCGT - CH4 Existing | Crossload | Electricity | QC | Dispatch-Crossload | FuelCost | 0 | [6 empty] | 0.39012 | 0
LCP_Inputs_ON_Diverse_Howarth_2023_05_05 | 2044 | O/CCGT - CH4 Existing | Crossload | Electricity | QC | Dispatch-Crossload | VOM | 0 | [6 empty] | 0.39012 | 0
LCP_Inputs_ON_Diverse_Howarth_2023_05_05 | 2044 | O/CCGT - CH4 Existing | Crossload | Electricity | WC | Dispatch-Crossload | EmissionsCost | 0 | [6 empty] | 0.39012 | 0
LCP_Inputs_ON_Diverse_Howarth_2023_05_05 | 2044 | O/CCGT - CH4 Existing | Crossload | Electricity | WC | Dispatch-Crossload | FuelCost | 0 | [6 empty] | 0.39012 | 0
LCP_Inputs_ON_Diverse_Howarth_2023_05_05 | 2044 | O/CCGT - CH4 Existing | Crossload | Electricity | WC | Dispatch-Crossload | VOM | 0 | [6 empty] | 0.39012 | 0
LCP_Inputs_ON_Diverse_Howarth_2023_05_05 | 2044 | O/CCGT - CH4 New | Crossload | Electricity | MI | Dispatch-Crossload | EmissionsCost | 0 | [6 empty] | 0.39012 | 0
LCP_Inputs_ON_Diverse_Howarth_2023_05_05 | 2044 | O/CCGT - CH4 New | Crossload | Electricity | MI | Dispatch-Crossload | FuelCost | 0 | [6 empty] | 0.39012 | 0
LCP_Inputs_ON_Diverse_Howarth_2023_05_05 | 2044 | O/CCGT - CH4 New | Crossload | Electricity | MI | Dispatch-Crossload | VOM | 0 | [6 empty] | 0.39012 | 0
LCP_Inputs_ON_Diverse_Howarth_2023_05_05 | 2044 | O/CCGT - CH4 New | Crossload | Electricity | NY | Dispatch-Crossload | EmissionsCost | 0 | [6 empty] | 0.39012 | 0
LCP_Inputs_ON_Diverse_Howarth_2023_05_05 | 2044 | O/CCGT - CH4 New | Crossload | Electricity | NY | Dispatch-Crossload | FuelCost | 0 | [6 empty] | 0.39012 | 0
LCP_Inputs_ON_Diverse_Howarth_2023_05_05 | 2044 | O/CCGT - CH4 New | Crossload | Electricity | NY | Dispatch-Crossload | VOM | 0 | [6 empty] | 0.39012 | 0
LCP_Inputs_ON_Diverse_Howarth_2023_05_05 | 2044 | O/CCGT - CH4 New | Crossload | Electricity | ON | Dispatch-Crossload | EmissionsCost | 1511114.6946 | [6 empty] | 0.39012 | 589518.2926
LCP_Inputs_ON_Diverse_Howarth_2023_05_05 | 2044 | O/CCGT - CH4 New | Crossload | Electricity | ON | Dispatch-Crossload | FuelCost | 0 | [6 empty] | 0.39012 | 0
LCP_Inputs_ON_Diverse_Howarth_2023_05_05 | 2044 | O/CCGT - CH4 New | Crossload | Electricity | ON | Dispatch-Crossload | VOM | 91392 | [6 empty] | 0.39012 | 35653.9818
LCP_Inputs_ON_Diverse_Howarth_2023_05_05 | 2044 | O/CCGT - CH4 New | Crossload | Electricity | PJ | Dispatch-Crossload | EmissionsCost | 0 | [6 empty] | 0.39012 | 0
LCP_Inputs_ON_Diverse_Howarth_2023_05_05 | 2044 | O/CCGT - CH4 New | Crossload | Electricity | PJ | Dispatch-Crossload | FuelCost | 0 | [6 empty] | 0.39012 | 0
LCP_Inputs_ON_Diverse_Howarth_2023_05_05 | 2044 | O/CCGT - CH4 New | Crossload | Electricity | PJ | Dispatch-Crossload | VOM | 0 | [6 empty] | 0.39012 | 0
LCP_Inputs_ON_Diverse_Howarth_2023_05_05 | 2044 | O/CCGT - CH4 New | Crossload | Electricity | QC | Dispatch-Crossload | EmissionsCost | 0 | [6 empty] | 0.39012 | 0
LCP_Inputs_ON_Diverse_Howarth_2023_05_05 | 2044 | O/CCGT - CH4 New | Crossload | Electricity | QC | Dispatch-Crossload | FuelCost | 0 | [6 empty] | 0.39012 | 0
LCP_Inputs_ON_Diverse_Howarth_2023_05_05 | 2044 | O/CCGT - CH4 New | Crossload | Electricity | QC | Dispatch-Crossload | VOM | 0 | [6 empty] | 0.39012 | 0
LCP_Inputs_ON_Diverse_Howarth_2023_05_05 | 2044 | O/CCGT - CH4 New | Crossload | Electricity | WC | Dispatch-Crossload | EmissionsCost | 0 | [6 empty] | 0.39012 | 0
LCP_Inputs_ON_Diverse_Howarth_2023_05_05 | 2044 | O/CCGT - CH4 New | Crossload | Electricity | WC | Dispatch-Crossload | FuelCost | 0 | [6 empty] | 0.39012 | 0
LCP_Inputs_ON_Diverse_Howarth_2023_05_05 | 2044 | O/CCGT - CH4 New | Crossload | Electricity | WC | Dispatch-Crossload | VOM | 0 | [6 empty] | 0.39012 | 0
LCP_Inputs_ON_Diverse_Howarth_2023_05_05 | 2044 | O/CCGT - H2 New | Crossload | Electricity | MI | Dispatch-Crossload | EmissionsCost | 0 | [6 empty] | 0.39012 | 0
LCP_Inputs_ON_Diverse_Howarth_2023_05_05 | 2044 | O/CCGT - H2 New | Crossload | Electricity | MI | Dispatch-Crossload | FuelCost | 0 | [6 empty] | 0.39012 | 0
LCP_Inputs_ON_Diverse_Howarth_2023_05_05 | 2044 | O/CCGT - H2 New | Crossload | Electricity | MI | Dispatch-Crossload | VOM | 0 | [6 empty] | 0.39012 | 0
LCP_Inputs_ON_Diverse_Howarth_2023_05_05 | 2044 | O/CCGT - H2 New | Crossload | Electricity | NY | Dispatch-Crossload | EmissionsCost | 0 | [6 empty] | 0.39012 | 0
LCP_Inputs_ON_Diverse_Howarth_2023_05_05 | 2044 | O/CCGT - H2 New | Crossload | Electricity | NY | Dispatch-Crossload | FuelCost | 0 | [6 empty] | 0.39012 | 0
LCP_Inputs_ON_Diverse_Howarth_2023_05_05 | 2044 | O/CCGT - H2 New | Crossload | Electricity | NY | Dispatch-Crossload | VOM | 0 | [6 empty] | 0.39012 | 0
LCP_Inputs_ON_Diverse_Howarth_2023_05_05 | 2044 | O/CCGT - H2 New | Crossload | Electricity | ON | Dispatch-Crossload | EmissionsCost | 0 | [6 empty] | 0.39012 | 0
LCP_Inputs_ON_Diverse_Howarth_2023_05_05 | 2044 | O/CCGT - H2 New | Crossload | Electricity | ON | Dispatch-Crossload | FuelCost | 0 | [6 empty] | 0.39012 | 0
LCP_Inputs_ON_Diverse_Howarth_2023_05_05 | 2044 | O/CCGT - H2 New | Crossload | Electricity | ON | Dispatch-Crossload | VOM | 380530.774 | [6 empty] | 0.39012 | 148453.2266
LCP_Inputs_ON_Diverse_Howarth_2023_05_05 | 2044 | O/CCGT - H2 New | Crossload | Electricity | PJ | Dispatch-Crossload | EmissionsCost | 0 | [6 empty] | 0.39012 | 0
LCP_Inputs_ON_Diverse_Howarth_2023_05_05 | 2044 | O/CCGT - H2 New | Crossload | Electricity | PJ | Dispatch-Crossload | FuelCost | 0 | [6 empty] | 0.39012 | 0
LCP_Inputs_ON_Diverse_Howarth_2023_05_05 | 2044 | O/CCGT - H2 New | Crossload | Electricity | PJ | Dispatch-Crossload | VOM | 0 | [6 empty] | 0.39012 | 0
LCP_Inputs_ON_Diverse_Howarth_2023_05_05 | 2044 | O/CCGT - H2 New | Crossload | Electricity | QC | Dispatch-Crossload | EmissionsCost | 0 | [6 empty] | 0.39012 | 0
LCP_Inputs_ON_Diverse_Howarth_2023_05_05 | 2044 | O/CCGT - H2 New | Crossload | Electricity | QC | Dispatch-Crossload | FuelCost | 0 | [6 empty] | 0.39012 | 0
LCP_Inputs_ON_Diverse_Howarth_2023_05_05 | 2044 | O/CCGT - H2 New | Crossload | Electricity | QC | Dispatch-Crossload | VOM | 0 | [6 empty] | 0.39012 | 0
LCP_Inputs_ON_Diverse_Howarth_2023_05_05 | 2044 | O/CCGT - H2 New | Crossload | Electricity | WC | Dispatch-Crossload | EmissionsCost | 0 | [6 empty] | 0.39012 | 0
LCP_Inputs_ON_Diverse_Howarth_2023_05_05 | 2044 | O/CCGT - H2 New | Crossload | Electricity | WC | Dispatch-Crossload | FuelCost | 0 | [6 empty] | 0.39012 | 0
LCP_Inputs_ON_Diverse_Howarth_2023_05_05 | 2044 | O/CCGT - H2 New | Crossload | Electricity | WC | Dispatch-Crossload | VOM | 0 | [6 empty] | 0.39012 | 0
LCP_Inputs_ON_Diverse_Howarth_2023_05_05 | 2044 | SMR CCS | Generation | Hydrogen | MI | Dispatch-Generation | EmissionsCost | 0 | [6 empty] | 0.39012 | 0
LCP_Inputs_ON_Diverse_Howarth_2023_05_05 | 2044 | SMR CCS | Generation | Hydrogen | MI | Dispatch-Generation | FuelCost | 0 | [6 empty] | 0.39012 | 0
LCP_Inputs_ON_Diverse_Howarth_2023_05_05 | 2044 | SMR CCS | Generation | Hydrogen | MI | Dispatch-Generation | VOM | 0 | [6 empty] | 0.39012 | 0
LCP_Inputs_ON_Diverse_Howarth_2023_05_05 | 2044 | SMR CCS | Generation | Hydrogen | NY | Dispatch-Generation | EmissionsCost | 0 | [6 empty] | 0.39012 | 0
LCP_Inputs_ON_Diverse_Howarth_2023_05_05 | 2044 | SMR CCS | Generation | Hydrogen | NY | Dispatch-Generation | FuelCost | 0 | [6 empty] | 0.39012 | 0
LCP_Inputs_ON_Diverse_Howarth_2023_05_05 | 2044 | SMR CCS | Generation | Hydrogen | NY | Dispatch-Generation | VOM | 0 | [6 empty] | 0.39012 | 0
LCP_Inputs_ON_Diverse_Howarth_2023_05_05 | 2044 | SMR CCS | Generation | Hydrogen | ON | Dispatch-Generation | EmissionsCost | 388566288.3194 | [6 empty] | 0.39012 | 151588053.2796
LCP_Inputs_ON_Diverse_Howarth_2023_05_05 | 2044 | SMR CCS | Generation | Hydrogen | ON | Dispatch-Generation | FuelCost | 299932601.302 | [6 empty] | 0.39012 | 117010148.6238
LCP_Inputs_ON_Diverse_Howarth_2023_05_05 | 2044 | SMR CCS | Generation | Hydrogen | ON | Dispatch-Generation | VOM | 0 | [6 empty] | 0.39012 | 0
LCP_Inputs_ON_Diverse_Howarth_2023_05_05 | 2044 | SMR CCS | Generation | Hydrogen | PJ | Dispatch-Generation | EmissionsCost | 0 | [6 empty] | 0.39012 | 0
LCP_Inputs_ON_Diverse_Howarth_2023_05_05 | 2044 | SMR CCS | Generation | Hydrogen | PJ | Dispatch-Generation | FuelCost | 0 | [6 empty] | 0.39012 | 0
LCP_Inputs_ON_Diverse_Howarth_2023_05_05 | 2044 | SMR CCS | Generation | Hydrogen | PJ | Dispatch-Generation | VOM | 0 | [6 empty] | 0.39012 | 0
LCP_Inputs_ON_Diverse_Howarth_2023_05_05 | 2044 | SMR CCS | Generation | Hydrogen | QC | Dispatch-Generation | EmissionsCost | 0 | [6 empty] | 0.39012 | 0
LCP_Inputs_ON_Diverse_Howarth_2023_05_05 | 2044 | SMR CCS | Generation | Hydrogen | QC | Dispatch-Generation | FuelCost | 0 | [6 empty] | 0.39012 | 0
LCP_Inputs_ON_Diverse_Howarth_2023_05_05 | 2044 | SMR CCS | Generation | Hydrogen | QC | Dispatch-Generation | VOM | 0 | [6 empty] | 0.39012 | 0
LCP_Inputs_ON_Diverse_Howarth_2023_05_05 | 2044 | SMR CCS | Generation | Hydrogen | WC | Dispatch-Generation | EmissionsCost | 0 | [6 empty] | 0.39012 | 0
LCP_Inputs_ON_Diverse_Howarth_2023_05_05 | 2044 | SMR CCS | Generation | Hydrogen | WC | Dispatch-Generation | FuelCost | 0 | [6 empty] | 0.39012 | 0
LCP_Inputs_ON_Diverse_Howarth_2023_05_05 | 2044 | SMR CCS | Generation | Hydrogen | WC | Dispatch-Generation | VOM | 0 | [6 empty] | 0.39012 | 0
LCP_Inputs_ON_Diverse_Howarth_2023_05_05 | 2044 | Solar PV | Generation | Electricity | MI | Dispatch-Generation | EmissionsCost | 0 | [6 empty] | 0.39012 | 0
LCP_Inputs_ON_Diverse_Howarth_2023_05_05 | 2044 | Solar PV | Generation | Electricity | MI | Dispatch-Generation | FuelCost | 0 | [6 empty] | 0.39012 | 0
LCP_Inputs_ON_Diverse_Howarth_2023_05_05 | 2044 | Solar PV | Generation | Electricity | MI | Dispatch-Generation | VOM | 0 | [6 empty] | 0.39012 | 0
LCP_Inputs_ON_Diverse_Howarth_2023_05_05 | 2044 | Solar PV | Generation | Electricity | NY | Dispatch-Generation | EmissionsCost | 0 | [6 empty] | 0.39012 | 0
LCP_Inputs_ON_Diverse_Howarth_2023_05_05 | 2044 | Solar PV | Generation | Electricity | NY | Dispatch-Generation | FuelCost | 0 | [6 empty] | 0.39012 | 0
LCP_Inputs_ON_Diverse_Howarth_2023_05_05 | 2044 | Solar PV | Generation | Electricity | NY | Dispatch-Generation | VOM | 0 | [6 empty] | 0.39012 | 0
LCP_Inputs_ON_Diverse_Howarth_2023_05_05 | 2044 | Solar PV | Generation | Electricity | ON | Dispatch-Generation | EmissionsCost | 0 | [6 empty] | 0.39012 | 0
LCP_Inputs_ON_Diverse_Howarth_2023_05_05 | 2044 | Solar PV | Generation | Electricity | ON | Dispatch-Generation | FuelCost | 0 | [6 empty] | 0.39012 | 0
LCP_Inputs_ON_Diverse_Howarth_2023_05_05 | 2044 | Solar PV | Generation | Electricity | ON | Dispatch-Generation | VOM | 0 | [6 empty] | 0.39012 | 0
LCP_Inputs_ON_Diverse_Howarth_2023_05_05 | 2044 | Solar PV | Generation | Electricity | PJ | Dispatch-Generation | EmissionsCost | 0 | [6 empty] | 0.39012 | 0
LCP_Inputs_ON_Diverse_Howarth_2023_05_05 | 2044 | Solar PV | Generation | Electricity | PJ | Dispatch-Generation | FuelCost | 0 | [6 empty] | 0.39012 | 0
LCP_Inputs_ON_Diverse_Howarth_2023_05_05 | 2044 | Solar PV | Generation | Electricity | PJ | Dispatch-Generation | VOM | 0 | [6 empty] | 0.39012 | 0
LCP_Inputs_ON_Diverse_Howarth_2023_05_05 | 2044 | Solar PV | Generation | Electricity | QC | Dispatch-Generation | EmissionsCost | 0 | [6 empty] | 0.39012 | 0
LCP_Inputs_ON_Diverse_Howarth_2023_05_05 | 2044 | Solar PV | Generation | Electricity | QC | Dispatch-Generation | FuelCost | 0 | [6 empty] | 0.39012 | 0
LCP_Inputs_ON_Diverse_Howarth_2023_05_05 | 2044 | Solar PV | Generation | Electricity | QC | Dispatch-Generation | VOM | 0 | [6 empty] | 0.39012 | 0
LCP_Inputs_ON_Diverse_Howarth_2023_05_05 | 2044 | Solar PV | Generation | Electricity | WC | Dispatch-Generation | EmissionsCost | 0 | [6 empty] | 0.39012 | 0
LCP_Inputs_ON_Diverse_Howarth_2023_05_05 | 2044 | Solar PV | Generation | Electricity | WC | Dispatch-Generation | FuelCost | 0 | [6 empty] | 0.39012 | 0
LCP_Inputs_ON_Diverse_Howarth_2023_05_05 | 2044 | Solar PV | Generation | Electricity | WC | Dispatch-Generation | VOM | 0 | [6 empty] | 0.39012 | 0
LCP_Inputs_ON_Diverse_Howarth_2023_05_05 | 2044 | Wind Offshore | Generation | Electricity | MI | Dispatch-Generation | EmissionsCost | 0 | [6 empty] | 0.39012 | 0
LCP_Inputs_ON_Diverse_Howarth_2023_05_05 | 2044 | Wind Offshore | Generation | Electricity | MI | Dispatch-Generation | FuelCost | 0 | [6 empty] | 0.39012 | 0
LCP_Inputs_ON_Diverse_Howarth_2023_05_05 | 2044 | Wind Offshore | Generation | Electricity | MI | Dispatch-Generation | VOM | 0 | [6 empty] | 0.39012 | 0
LCP_Inputs_ON_Diverse_Howarth_2023_05_05 | 2044 | Wind Offshore | Generation | Electricity | NY | Dispatch-Generation | EmissionsCost | 0 | [6 empty] | 0.39012 | 0
LCP_Inputs_ON_Diverse_Howarth_2023_05_05 | 2044 | Wind Offshore | Generation | Electricity | NY | Dispatch-Generation | FuelCost | 0 | [6 empty] | 0.39012 | 0
LCP_Inputs_ON_Diverse_Howarth_2023_05_05 | 2044 | Wind Offshore | Generation | Electricity | NY | Dispatch-Generation | VOM | 0 | [6 empty] | 0.39012 | 0
LCP_Inputs_ON_Diverse_Howarth_2023_05_05 | 2044 | Wind Offshore | Generation | Electricity | ON | Dispatch-Generation | EmissionsCost | 0 | [6 empty] | 0.39012 | 0
LCP_Inputs_ON_Diverse_Howarth_2023_05_05 | 2044 | Wind Offshore | Generation | Electricity | ON | Dispatch-Generation | FuelCost | 0 | [6 empty] | 0.39012 | 0
LCP_Inputs_ON_Diverse_Howarth_2023_05_05 | 2044 | Wind Offshore | Generation | Electricity | ON | Dispatch-Generation | VOM | 0 | [6 empty] | 0.39012 | 0
LCP_Inputs_ON_Diverse_Howarth_2023_05_05 | 2044 | Wind Offshore | Generation | Electricity | PJ | Dispatch-Generation | EmissionsCost | 0 | [6 empty] | 0.39012 | 0
LCP_Inputs_ON_Diverse_Howarth_2023_05_05 | 2044 | Wind Offshore | Generation | Electricity | PJ | Dispatch-Generation | FuelCost | 0 | [6 empty] | 0.39012 | 0
LCP_Inputs_ON_Diverse_Howarth_2023_05_05 | 2044 | Wind Offshore | Generation | Electricity | PJ | Dispatch-Generation | VOM | 0 | [6 empty] | 0.39012 | 0
LCP_Inputs_ON_Diverse_Howarth_2023_05_05 | 2044 | Wind Offshore | Generation | Electricity | QC | Dispatch-Generation | EmissionsCost | 0 | [6 empty] | 0.39012 | 0
LCP_Inputs_ON_Diverse_Howarth_2023_05_05 | 2044 | Wind Offshore | Generation | Electricity | QC | Dispatch-Generation | FuelCost | 0 | [6 empty] | 0.39012 | 0
LCP_Inputs_ON_Diverse_Howarth_2023_05_05 | 2044 | Wind Offshore | Generation | Electricity | QC | Dispatch-Generation | VOM | 0 | [6 empty] | 0.39012 | 0
LCP_Inputs_ON_Diverse_Howarth_2023_05_05 | 2044 | Wind Offshore | Generation | Electricity | WC | Dispatch-Generation | EmissionsCost | 0 | [6 empty] | 0.39012 | 0
LCP_Inputs_ON_Diverse_Howarth_2023_05_05 | 2044 | Wind Offshore | Generation | Electricity | WC | Dispatch-Generation | FuelCost | 0 | [6 empty] | 0.39012 | 0
LCP_Inputs_ON_Diverse_Howarth_2023_05_05 | 2044 | Wind Offshore | Generation | Electricity | WC | Dispatch-Generation | VOM | 0 | [6 empty] | 0.39012 | 0
LCP_Inputs_ON_Diverse_Howarth_2023_05_05 | 2044 | Wind Onshore | Generation | Electricity | MI | Dispatch-Generation | EmissionsCost | 0 | [6 empty] | 0.39012 | 0
LCP_Inputs_ON_Diverse_Howarth_2023_05_05 | 2044 | Wind Onshore | Generation | Electricity | MI | Dispatch-Generation | FuelCost | 0 | [6 empty] | 0.39012 | 0
LCP_Inputs_ON_Diverse_Howarth_2023_05_05 | 2044 | Wind Onshore | Generation | Electricity | MI | Dispatch-Generation | VOM | 0 | [6 empty] | 0.39012 | 0
LCP_Inputs_ON_Diverse_Howarth_2023_05_05 | 2044 | Wind Onshore | Generation | Electricity | NY | Dispatch-Generation | EmissionsCost | 0 | [6 empty] | 0.39012 | 0
LCP_Inputs_ON_Diverse_Howarth_2023_05_05 | 2044 | Wind Onshore | Generation | Electricity | NY | Dispatch-Generation | FuelCost | 0 | [6 empty] | 0.39012 | 0
LCP_Inputs_ON_Diverse_Howarth_2023_05_05 | 2044 | Wind Onshore | Generation | Electricity | NY | Dispatch-Generation | VOM | 0 | [6 empty] | 0.39012 | 0
LCP_Inputs_ON_Diverse_Howarth_2023_05_05 | 2044 | Wind Onshore | Generation | Electricity | ON | Dispatch-Generation | EmissionsCost | 0 | [6 empty] | 0.39012 | 0
LCP_Inputs_ON_Diverse_Howarth_2023_05_05 | 2044 | Wind Onshore | Generation | Electricity | ON | Dispatch-Generation | FuelCost | 0 | [6 empty] | 0.39012 | 0
LCP_Inputs_ON_Diverse_Howarth_2023_05_05 | 2044 | Wind Onshore | Generation | Electricity | ON | Dispatch-Generation | VOM | 0 | [6 empty] | 0.39012 | 0
LCP_Inputs_ON_Diverse_Howarth_2023_05_05 | 2044 | Wind Onshore | Generation | Electricity | PJ | Dispatch-Generation | EmissionsCost | 0 | [6 empty] | 0.39012 | 0
LCP_Inputs_ON_Diverse_Howarth_2023_05_05 | 2044 | Wind Onshore | Generation | Electricity | PJ | Dispatch-Generation | FuelCost | 0 | [6 empty] | 0.39012 | 0
LCP_Inputs_ON_Diverse_Howarth_2023_05_05 | 2044 | Wind Onshore | Generation | Electricity | PJ | Dispatch-Generation | VOM | 0 | [6 empty] | 0.39012 | 0
LCP_Inputs_ON_Diverse_Howarth_2023_05_05 | 2044 | Wind Onshore | Generation | Electricity | QC | Dispatch-Generation | EmissionsCost | 0 | [6 empty] | 0.39012 | 0
LCP_Inputs_ON_Diverse_Howarth_2023_05_05 | 2044 | Wind Onshore | Generation | Electricity | QC | Dispatch-Generation | FuelCost | 0 | [6 empty] | 0.39012 | 0
LCP_Inputs_ON_Diverse_Howarth_2023_05_05 | 2044 | Wind Onshore | Generation | Electricity | QC | Dispatch-Generation | VOM | 0 | [6 empty] | 0.39012 | 0
LCP_Inputs_ON_Diverse_Howarth_2023_05_05 | 2044 | Wind Onshore | Generation | Electricity | WC | Dispatch-Generation | EmissionsCost | 0 | [6 empty] | 0.39012 | 0
LCP_Inputs_ON_Diverse_Howarth_2023_05_05 | 2044 | Wind Onshore | Generation | Electricity | WC | Dispatch-Generation | FuelCost | 0 | [6 empty] | 0.39012 | 0
LCP_Inputs_ON_Diverse_Howarth_2023_05_05 | 2044 | Wind Onshore | Generation | Electricity | WC | Dispatch-Generation | VOM | 0 | [6 empty] | 0.39012 | 0
LCP_Inputs_ON_Diverse_Howarth_2023_05_05 | 2045 | Anaerobic Digestion | Generation | Methane | MI | Dispatch-Generation | EmissionsCost | 0 | [6 empty] | 0.37512 | 0
LCP_Inputs_ON_Diverse_Howarth_2023_05_05 | 2045 | Anaerobic Digestion | Generation | Methane | MI | Dispatch-Generation | FuelCost | 0 | [6 empty] | 0.37512 | 0
LCP_Inputs_ON_Diverse_Howarth_2023_05_05 | 2045 | Anaerobic Digestion | Generation | Methane | MI | Dispatch-Generation | VOM | 0 | [6 empty] | 0.37512 | 0
LCP_Inputs_ON_Diverse_Howarth_2023_05_05 | 2045 | Anaerobic Digestion | Generation | Methane | NY | Dispatch-Generation | EmissionsCost | 0 | [6 empty] | 0.37512 | 0
LCP_Inputs_ON_Diverse_Howarth_2023_05_05 | 2045 | Anaerobic Digestion | Generation | Methane | NY | Dispatch-Generation | FuelCost | 0 | [6 empty] | 0.37512 | 0
LCP_Inputs_ON_Diverse_Howarth_2023_05_05 | 2045 | Anaerobic Digestion | Generation | Methane | NY | Dispatch-Generation | VOM | 0 | [6 empty] | 0.37512 | 0
LCP_Inputs_ON_Diverse_Howarth_2023_05_05 | 2045 | Anaerobic Digestion | Generation | Methane | ON | Dispatch-Generation | EmissionsCost | 3867281.1607 | [6 empty] | 0.37512 | 1450682.1424
LCP_Inputs_ON_Diverse_Howarth_2023_05_05 | 2045 | Anaerobic Digestion | Generation | Methane | ON | Dispatch-Generation | FuelCost | 0 | [6 empty] | 0.37512 | 0
LCP_Inputs_ON_Diverse_Howarth_2023_05_05 | 2045 | Anaerobic Digestion | Generation | Methane | ON | Dispatch-Generation | VOM | 1742440000 | [6 empty] | 0.37512 | 653618520.9194
LCP_Inputs_ON_Diverse_Howarth_2023_05_05 | 2045 | Anaerobic Digestion | Generation | Methane | PJ | Dispatch-Generation | EmissionsCost | 0 | [6 empty] | 0.37512 | 0
LCP_Inputs_ON_Diverse_Howarth_2023_05_05 | 2045 | Anaerobic Digestion | Generation | Methane | PJ | Dispatch-Generation | FuelCost | 0 | [6 empty] | 0.37512 | 0
LCP_Inputs_ON_Diverse_Howarth_2023_05_05 | 2045 | Anaerobic Digestion | Generation | Methane | PJ | Dispatch-Generation | VOM | 0 | [6 empty] | 0.37512 | 0
LCP_Inputs_ON_Diverse_Howarth_2023_05_05 | 2045 | Anaerobic Digestion | Generation | Methane | QC | Dispatch-Generation | EmissionsCost | 0 | [6 empty] | 0.37512 | 0
LCP_Inputs_ON_Diverse_Howarth_2023_05_05 | 2045 | Anaerobic Digestion | Generation | Methane | QC | Dispatch-Generation | FuelCost | 0 | [6 empty] | 0.37512 | 0
LCP_Inputs_ON_Diverse_Howarth_2023_05_05 | 2045 | Anaerobic Digestion | Generation | Methane | QC | Dispatch-Generation | VOM | 0 | [6 empty] | 0.37512 | 0
LCP_Inputs_ON_Diverse_Howarth_2023_05_05 | 2045 | Anaerobic Digestion | Generation | Methane | WC | Dispatch-Generation | EmissionsCost | 0 | [6 empty] | 0.37512 | 0
LCP_Inputs_ON_Diverse_Howarth_2023_05_05 | 2045 | Anaerobic Digestion | Generation | Methane | WC | Dispatch-Generation | FuelCost | 0 | [6 empty] | 0.37512 | 0
LCP_Inputs_ON_Diverse_Howarth_2023_05_05 | 2045 | Anaerobic Digestion | Generation | Methane | WC | Dispatch-Generation | VOM | 0 | [6 empty] | 0.37512 | 0
LCP_Inputs_ON_Diverse_Howarth_2023_05_05 | 2045 | Battery Storage | Storage | Electricity | MI | Dispatch-Storage | EmissionsCost | 0 | [6 empty] | 0.37512 | 0
LCP_Inputs_ON_Diverse_Howarth_2023_05_05 | 2045 | Battery Storage | Storage | Electricity | MI | Dispatch-Storage | FuelCost | 0 | [6 empty] | 0.37512 | 0
LCP_Inputs_ON_Diverse_Howarth_2023_05_05 | 2045 | Battery Storage | Storage | Electricity | MI | Dispatch-Storage | VOM | 0 | [6 empty] | 0.37512 | 0
LCP_Inputs_ON_Diverse_Howarth_2023_05_05 | 2045 | Battery Storage | Storage | Electricity | NY | Dispatch-Storage | EmissionsCost | 0 | [6 empty] | 0.37512 | 0
LCP_Inputs_ON_Diverse_Howarth_2023_05_05 | 2045 | Battery Storage | Storage | Electricity | NY | Dispatch-Storage | FuelCost | 0 | [6 empty] | 0.37512 | 0
LCP_Inputs_ON_Diverse_Howarth_2023_05_05 | 2045 | Battery Storage | Storage | Electricity | NY | Dispatch-Storage | VOM | 0 | [6 empty] | 0.37512 | 0
LCP_Inputs_ON_Diverse_Howarth_2023_05_05 | 2045 | Battery Storage | Storage | Electricity | ON | Dispatch-Storage | EmissionsCost | 0 | [6 empty] | 0.37512 | 0
LCP_Inputs_ON_Diverse_Howarth_2023_05_05 | 2045 | Battery Storage | Storage | Electricity | ON | Dispatch-Storage | FuelCost | 0 | [6 empty] | 0.37512 | 0
LCP_Inputs_ON_Diverse_Howarth_2023_05_05 | 2045 | Battery Storage | Storage | Electricity | ON | Dispatch-Storage | VOM | 0 | [6 empty] | 0.37512 | 0
LCP_Inputs_ON_Diverse_Howarth_2023_05_05 | 2045 | Battery Storage | Storage | Electricity | PJ | Dispatch-Storage | EmissionsCost | 0 | [6 empty] | 0.37512 | 0
LCP_Inputs_ON_Diverse_Howarth_2023_05_05 | 2045 | Battery Storage | Storage | Electricity | PJ | Dispatch-Storage | FuelCost | 0 | [6 empty] | 0.37512 | 0
LCP_Inputs_ON_Diverse_Howarth_2023_05_05 | 2045 | Battery Storage | Storage | Electricity | PJ | Dispatch-Storage | VOM | 0 | [6 empty] | 0.37512 | 0
LCP_Inputs_ON_Diverse_Howarth_2023_05_05 | 2045 | Battery Storage | Storage | Electricity | QC | Dispatch-Storage | EmissionsCost | 0 | [6 empty] | 0.37512 | 0
LCP_Inputs_ON_Diverse_Howarth_2023_05_05 | 2045 | Battery Storage | Storage | Electricity | QC | Dispatch-Storage | FuelCost | 0 | [6 empty] | 0.37512 | 0
LCP_Inputs_ON_Diverse_Howarth_2023_05_05 | 2045 | Battery Storage | Storage | Electricity | QC | Dispatch-Storage | VOM | 0 | [6 empty] | 0.37512 | 0
LCP_Inputs_ON_Diverse_Howarth_2023_05_05 | 2045 | Battery Storage | Storage | Electricity | WC | Dispatch-Storage | EmissionsCost | 0 | [6 empty] | 0.37512 | 0
LCP_Inputs_ON_Diverse_Howarth_2023_05_05 | 2045 | Battery Storage | Storage | Electricity | WC | Dispatch-Storage | FuelCost | 0 | [6 empty] | 0.37512 | 0
LCP_Inputs_ON_Diverse_Howarth_2023_05_05 | 2045 | Battery Storage | Storage | Electricity | WC | Dispatch-Storage | VOM | 0 | [6 empty] | 0.37512 | 0
LCP_Inputs_ON_Diverse_Howarth_2023_05_05 | 2045 | Biomass | Generation | Electricity | MI | Dispatch-Generation | EmissionsCost | 0 | [6 empty] | 0.37512 | 0
LCP_Inputs_ON_Diverse_Howarth_2023_05_05 | 2045 | Biomass | Generation | Electricity | MI | Dispatch-Generation | FuelCost | 0 | [6 empty] | 0.37512 | 0
LCP_Inputs_ON_Diverse_Howarth_2023_05_05 | 2045 | Biomass | Generation | Electricity | MI | Dispatch-Generation | VOM | 0 | [6 empty] | 0.37512 | 0
LCP_Inputs_ON_Diverse_Howarth_2023_05_05 | 2045 | Biomass | Generation | Electricity | NY | Dispatch-Generation | EmissionsCost | 0 | [6 empty] | 0.37512 | 0
LCP_Inputs_ON_Diverse_Howarth_2023_05_05 | 2045 | Biomass | Generation | Electricity | NY | Dispatch-Generation | FuelCost | 0 | [6 empty] | 0.37512 | 0
LCP_Inputs_ON_Diverse_Howarth_2023_05_05 | 2045 | Biomass | Generation | Electricity | NY | Dispatch-Generation | VOM | 0 | [6 empty] | 0.37512 | 0
LCP_Inputs_ON_Diverse_Howarth_2023_05_05 | 2045 | Biomass | Generation | Electricity | ON | Dispatch-Generation | EmissionsCost | 0 | [6 empty] | 0.37512 | 0
LCP_Inputs_ON_Diverse_Howarth_2023_05_05 | 2045 | Biomass | Generation | Electricity | ON | Dispatch-Generation | FuelCost | 2449112.7273 | [6 empty] | 0.37512 | 918703.3346
LCP_Inputs_ON_Diverse_Howarth_2023_05_05 | 2045 | Biomass | Generation | Electricity | ON | Dispatch-Generation | VOM | 31430.28 | [6 empty] | 0.37512 | 11790.0261
LCP_Inputs_ON_Diverse_Howarth_2023_05_05 | 2045 | Biomass | Generation | Electricity | PJ | Dispatch-Generation | EmissionsCost | 0 | [6 empty] | 0.37512 | 0
LCP_Inputs_ON_Diverse_Howarth_2023_05_05 | 2045 | Biomass | Generation | Electricity | PJ | Dispatch-Generation | FuelCost | 0 | [6 empty] | 0.37512 | 0
LCP_Inputs_ON_Diverse_Howarth_2023_05_05 | 2045 | Biomass | Generation | Electricity | PJ | Dispatch-Generation | VOM | 0 | [6 empty] | 0.37512 | 0
LCP_Inputs_ON_Diverse_Howarth_2023_05_05 | 2045 | Biomass | Generation | Electricity | QC | Dispatch-Generation | EmissionsCost | 0 | [6 empty] | 0.37512 | 0
LCP_Inputs_ON_Diverse_Howarth_2023_05_05 | 2045 | Biomass | Generation | Electricity | QC | Dispatch-Generation | FuelCost | 128334.5455 | [6 empty] | 0.37512 | 48140.4443
LCP_Inputs_ON_Diverse_Howarth_2023_05_05 | 2045 | Biomass | Generation | Electricity | QC | Dispatch-Generation | VOM | 1646.96 | [6 empty] | 0.37512 | 617.8024
LCP_Inputs_ON_Diverse_Howarth_2023_05_05 | 2045 | Biomass | Generation | Electricity | WC | Dispatch-Generation | EmissionsCost | 0 | [6 empty] | 0.37512 | 0
LCP_Inputs_ON_Diverse_Howarth_2023_05_05 | 2045 | Biomass | Generation | Electricity | WC | Dispatch-Generation | FuelCost | 0 | [6 empty] | 0.37512 | 0
LCP_Inputs_ON_Diverse_Howarth_2023_05_05 | 2045 | Biomass | Generation | Electricity | WC | Dispatch-Generation | VOM | 0 | [6 empty] | 0.37512 | 0
LCP_Inputs_ON_Diverse_Howarth_2023_05_05 | 2045 | Biomass + CCS | Generation | Electricity | MI | Dispatch-Generation | EmissionsCost | 0 | [6 empty] | 0.37512 | 0
LCP_Inputs_ON_Diverse_Howarth_2023_05_05 | 2045 | Biomass + CCS | Generation | Electricity | MI | Dispatch-Generation | FuelCost | 0 | [6 empty] | 0.37512 | 0
LCP_Inputs_ON_Diverse_Howarth_2023_05_05 | 2045 | Biomass + CCS | Generation | Electricity | MI | Dispatch-Generation | VOM | 0 | [6 empty] | 0.37512 | 0
LCP_Inputs_ON_Diverse_Howarth_2023_05_05 | 2045 | Biomass + CCS | Generation | Electricity | NY | Dispatch-Generation | EmissionsCost | 0 | [6 empty] | 0.37512 | 0
LCP_Inputs_ON_Diverse_Howarth_2023_05_05 | 2045 | Biomass + CCS | Generation | Electricity | NY | Dispatch-Generation | FuelCost | 0 | [6 empty] | 0.37512 | 0
LCP_Inputs_ON_Diverse_Howarth_2023_05_05 | 2045 | Biomass + CCS | Generation | Electricity | NY | Dispatch-Generation | VOM | 0 | [6 empty] | 0.37512 | 0
LCP_Inputs_ON_Diverse_Howarth_2023_05_05 | 2045 | Biomass + CCS | Generation | Electricity | ON | Dispatch-Generation | EmissionsCost | 0 | [6 empty] | 0.37512 | 0
LCP_Inputs_ON_Diverse_Howarth_2023_05_05 | 2045 | Biomass + CCS | Generation | Electricity | ON | Dispatch-Generation | FuelCost | 0 | [6 empty] | 0.37512 | 0
LCP_Inputs_ON_Diverse_Howarth_2023_05_05 | 2045 | Biomass + CCS | Generation | Electricity | ON | Dispatch-Generation | VOM | 0 | [6 empty] | 0.37512 | 0
LCP_Inputs_ON_Diverse_Howarth_2023_05_05 | 2045 | Biomass + CCS | Generation | Electricity | PJ | Dispatch-Generation | EmissionsCost | 0 | [6 empty] | 0.37512 | 0
LCP_Inputs_ON_Diverse_Howarth_2023_05_05 | 2045 | Biomass + CCS | Generation | Electricity | PJ | Dispatch-Generation | FuelCost | 0 | [6 empty] | 0.37512 | 0
LCP_Inputs_ON_Diverse_Howarth_2023_05_05 | 2045 | Biomass + CCS | Generation | Electricity | PJ | Dispatch-Generation | VOM | 0 | [6 empty] | 0.37512 | 0
LCP_Inputs_ON_Diverse_Howarth_2023_05_05 | 2045 | Biomass + CCS | Generation | Electricity | QC | Dispatch-Generation | EmissionsCost | 0 | [6 empty] | 0.37512 | 0
LCP_Inputs_ON_Diverse_Howarth_2023_05_05 | 2045 | Biomass + CCS | Generation | Electricity | QC | Dispatch-Generation | FuelCost | 0 | [6 empty] | 0.37512 | 0
LCP_Inputs_ON_Diverse_Howarth_2023_05_05 | 2045 | Biomass + CCS | Generation | Electricity | QC | Dispatch-Generation | VOM | 0 | [6 empty] | 0.37512 | 0
LCP_Inputs_ON_Diverse_Howarth_2023_05_05 | 2045 | Biomass + CCS | Generation | Electricity | WC | Dispatch-Generation | EmissionsCost | 0 | [6 empty] | 0.37512 | 0
LCP_Inputs_ON_Diverse_Howarth_2023_05_05 | 2045 | Biomass + CCS | Generation | Electricity | WC | Dispatch-Generation | FuelCost | 0 | [6 empty] | 0.37512 | 0
LCP_Inputs_ON_Diverse_Howarth_2023_05_05 | 2045 | Biomass + CCS | Generation | Electricity | WC | Dispatch-Generation | VOM | 0 | [6 empty] | 0.37512 | 0
LCP_Inputs_ON_Diverse_Howarth_2023_05_05 | 2045 | CH4 + CCS | Generation | Methane | MI | Dispatch-Generation | EmissionsCost | 0 | [6 empty] | 0.37512 | 0
LCP_Inputs_ON_Diverse_Howarth_2023_05_05 | 2045 | CH4 + CCS | Generation | Methane | MI | Dispatch-Generation | FuelCost | 0 | [6 empty] | 0.37512 | 0
LCP_Inputs_ON_Diverse_Howarth_2023_05_05 | 2045 | CH4 + CCS | Generation | Methane | MI | Dispatch-Generation | VOM | 0 | [6 empty] | 0.37512 | 0
LCP_Inputs_ON_Diverse_Howarth_2023_05_05 | 2045 | CH4 + CCS | Generation | Methane | NY | Dispatch-Generation | EmissionsCost | 0 | [6 empty] | 0.37512 | 0
LCP_Inputs_ON_Diverse_Howarth_2023_05_05 | 2045 | CH4 + CCS | Generation | Methane | NY | Dispatch-Generation | FuelCost | 0 | [6 empty] | 0.37512 | 0
LCP_Inputs_ON_Diverse_Howarth_2023_05_05 | 2045 | CH4 + CCS | Generation | Methane | NY | Dispatch-Generation | VOM | 0 | [6 empty] | 0.37512 | 0
LCP_Inputs_ON_Diverse_Howarth_2023_05_05 | 2045 | CH4 + CCS | Generation | Methane | ON | Dispatch-Generation | EmissionsCost | 88472420.6398 | [6 empty] | 0.37512 | 33187491.5181
LCP_Inputs_ON_Diverse_Howarth_2023_05_05 | 2045 | CH4 + CCS | Generation | Methane | ON | Dispatch-Generation | FuelCost | 483825119.2369 | [6 empty] | 0.37512 | 181490931.5783
LCP_Inputs_ON_Diverse_Howarth_2023_05_05 | 2045 | CH4 + CCS | Generation | Methane | ON | Dispatch-Generation | VOM | 46000331.6667 | [6 empty] | 0.37512 | 17255497.3174
LCP_Inputs_ON_Diverse_Howarth_2023_05_05 | 2045 | CH4 + CCS | Generation | Methane | PJ | Dispatch-Generation | EmissionsCost | 0 | [6 empty] | 0.37512 | 0
LCP_Inputs_ON_Diverse_Howarth_2023_05_05 | 2045 | CH4 + CCS | Generation | Methane | PJ | Dispatch-Generation | FuelCost | 0 | [6 empty] | 0.37512 | 0
LCP_Inputs_ON_Diverse_Howarth_2023_05_05 | 2045 | CH4 + CCS | Generation | Methane | PJ | Dispatch-Generation | VOM | 0 | [6 empty] | 0.37512 | 0
LCP_Inputs_ON_Diverse_Howarth_2023_05_05 | 2045 | CH4 + CCS | Generation | Methane | QC | Dispatch-Generation | EmissionsCost | 0 | [6 empty] | 0.37512 | 0
LCP_Inputs_ON_Diverse_Howarth_2023_05_05 | 2045 | CH4 + CCS | Generation | Methane | QC | Dispatch-Generation | FuelCost | 0 | [6 empty] | 0.37512 | 0
LCP_Inputs_ON_Diverse_Howarth_2023_05_05 | 2045 | CH4 + CCS | Generation | Methane | QC | Dispatch-Generation | VOM | 0 | [6 empty] | 0.37512 | 0
LCP_Inputs_ON_Diverse_Howarth_2023_05_05 | 2045 | CH4 + CCS | Generation | Methane | WC | Dispatch-Generation | EmissionsCost | 0 | [6 empty] | 0.37512 | 0
LCP_Inputs_ON_Diverse_Howarth_2023_05_05 | 2045 | CH4 + CCS | Generation | Methane | WC | Dispatch-Generation | FuelCost | 0 | [6 empty] | 0.37512 | 0
LCP_Inputs_ON_Diverse_Howarth_2023_05_05 | 2045 | CH4 + CCS | Generation | Methane | WC | Dispatch-Generation | VOM | 0 | [6 empty] | 0.37512 | 0
LCP_Inputs_ON_Diverse_Howarth_2023_05_05 | 2045 | CH4 Import - NY 2020 | Import | Methane | MI | Dispatch-Import | EmissionsCost | 0 | [6 empty] | 0.37512 | 0
LCP_Inputs_ON_Diverse_Howarth_2023_05_05 | 2045 | CH4 Import - NY 2020 | Import | Methane | MI | Dispatch-Import | FuelCost | 0 | [6 empty] | 0.37512 | 0
LCP_Inputs_ON_Diverse_Howarth_2023_05_05 | 2045 | CH4 Import - NY 2020 | Import | Methane | MI | Dispatch-Import | VOM | 0 | [6 empty] | 0.37512 | 0
LCP_Inputs_ON_Diverse_Howarth_2023_05_05 | 2045 | CH4 Import - NY 2020 | Import | Methane | NY | Dispatch-Import | EmissionsCost | 0 | [6 empty] | 0.37512 | 0
LCP_Inputs_ON_Diverse_Howarth_2023_05_05 | 2045 | CH4 Import - NY 2020 | Import | Methane | NY | Dispatch-Import | FuelCost | 0 | [6 empty] | 0.37512 | 0
LCP_Inputs_ON_Diverse_Howarth_2023_05_05 | 2045 | CH4 Import - NY 2020 | Import | Methane | NY | Dispatch-Import | VOM | 0 | [6 empty] | 0.37512 | 0
LCP_Inputs_ON_Diverse_Howarth_2023_05_05 | 2045 | CH4 Import - NY 2020 | Import | Methane | ON | Dispatch-Import | EmissionsCost | 0 | [6 empty] | 0.37512 | 0
LCP_Inputs_ON_Diverse_Howarth_2023_05_05 | 2045 | CH4 Import - NY 2020 | Import | Methane | ON | Dispatch-Import | FuelCost | 0 | [6 empty] | 0.37512 | 0
LCP_Inputs_ON_Diverse_Howarth_2023_05_05 | 2045 | CH4 Import - NY 2020 | Import | Methane | ON | Dispatch-Import | VOM | 0 | [6 empty] | 0.37512 | 0
LCP_Inputs_ON_Diverse_Howarth_2023_05_05 | 2045 | CH4 Import - NY 2020 | Import | Methane | PJ | Dispatch-Import | EmissionsCost | 0 | [6 empty] | 0.37512 | 0
LCP_Inputs_ON_Diverse_Howarth_2023_05_05 | 2045 | CH4 Import - NY 2020 | Import | Methane | PJ | Dispatch-Import | FuelCost | 0 | [6 empty] | 0.37512 | 0
LCP_Inputs_ON_Diverse_Howarth_2023_05_05 | 2045 | CH4 Import - NY 2020 | Import | Methane | PJ | Dispatch-Import | VOM | 0 | [6 empty] | 0.37512 | 0
LCP_Inputs_ON_Diverse_Howarth_2023_05_05 | 2045 | CH4 Import - NY 2020 | Import | Methane | QC | Dispatch-Import | EmissionsCost | 0 | [6 empty] | 0.37512 | 0
LCP_Inputs_ON_Diverse_Howarth_2023_05_05 | 2045 | CH4 Import - NY 2020 | Import | Methane | QC | Dispatch-Import | FuelCost | 0 | [6 empty] | 0.37512 | 0
LCP_Inputs_ON_Diverse_Howarth_2023_05_05 | 2045 | CH4 Import - NY 2020 | Import | Methane | QC | Dispatch-Import | VOM | 0 | [6 empty] | 0.37512 | 0
LCP_Inputs_ON_Diverse_Howarth_2023_05_05 | 2045 | CH4 Import - NY 2020 | Import | Methane | WC | Dispatch-Import | EmissionsCost | 0 | [6 empty] | 0.37512 | 0
LCP_Inputs_ON_Diverse_Howarth_2023_05_05 | 2045 | CH4 Import - NY 2020 | Import | Methane | WC | Dispatch-Import | FuelCost | 0 | [6 empty] | 0.37512 | 0
LCP_Inputs_ON_Diverse_Howarth_2023_05_05 | 2045 | CH4 Import - NY 2020 | Import | Methane | WC | Dispatch-Import | VOM | 0 | [6 empty] | 0.37512 | 0
LCP_Inputs_ON_Diverse_Howarth_2023_05_05 | 2045 | CH4 Import - NY 2030 | Import | Methane | MI | Dispatch-Import | EmissionsCost | 0 | [6 empty] | 0.37512 | 0
LCP_Inputs_ON_Diverse_Howarth_2023_05_05 | 2045 | CH4 Import - NY 2030 | Import | Methane | MI | Dispatch-Import | FuelCost | 0 | [6 empty] | 0.37512 | 0
LCP_Inputs_ON_Diverse_Howarth_2023_05_05 | 2045 | CH4 Import - NY 2030 | Import | Methane | MI | Dispatch-Import | VOM | 0 | [6 empty] | 0.37512 | 0
LCP_Inputs_ON_Diverse_Howarth_2023_05_05 | 2045 | CH4 Import - NY 2030 | Import | Methane | NY | Dispatch-Import | EmissionsCost | 0 | [6 empty] | 0.37512 | 0
LCP_Inputs_ON_Diverse_Howarth_2023_05_05 | 2045 | CH4 Import - NY 2030 | Import | Methane | NY | Dispatch-Import | FuelCost | 0 | [6 empty] | 0.37512 | 0
LCP_Inputs_ON_Diverse_Howarth_2023_05_05 | 2045 | CH4 Import - NY 2030 | Import | Methane | NY | Dispatch-Import | VOM | 0 | [6 empty] | 0.37512 | 0
LCP_Inputs_ON_Diverse_Howarth_2023_05_05 | 2045 | CH4 Import - NY 2030 | Import | Methane | ON | Dispatch-Import | EmissionsCost | 0 | [6 empty] | 0.37512 | 0
LCP_Inputs_ON_Diverse_Howarth_2023_05_05 | 2045 | CH4 Import - NY 2030 | Import | Methane | ON | Dispatch-Import | FuelCost | 0 | [6 empty] | 0.37512 | 0
LCP_Inputs_ON_Diverse_Howarth_2023_05_05 | 2045 | CH4 Import - NY 2030 | Import | Methane | ON | Dispatch-Import | VOM | 0 | [6 empty] | 0.37512 | 0
LCP_Inputs_ON_Diverse_Howarth_2023_05_05 | 2045 | CH4 Import - NY 2030 | Import | Methane | PJ | Dispatch-Import | EmissionsCost | 0 | [6 empty] | 0.37512 | 0
LCP_Inputs_ON_Diverse_Howarth_2023_05_05 | 2045 | CH4 Import - NY 2030 | Import | Methane | PJ | Dispatch-Import | FuelCost | 0 | [6 empty] | 0.37512 | 0
LCP_Inputs_ON_Diverse_Howarth_2023_05_05 | 2045 | CH4 Import - NY 2030 | Import | Methane | PJ | Dispatch-Import | VOM | 0 | [6 empty] | 0.37512 | 0
LCP_Inputs_ON_Diverse_Howarth_2023_05_05 | 2045 | CH4 Import - NY 2030 | Import | Methane | QC | Dispatch-Import | EmissionsCost | 0 | [6 empty] | 0.37512 | 0
LCP_Inputs_ON_Diverse_Howarth_2023_05_05 | 2045 | CH4 Import - NY 2030 | Import | Methane | QC | Dispatch-Import | FuelCost | 0 | [6 empty] | 0.37512 | 0
LCP_Inputs_ON_Diverse_Howarth_2023_05_05 | 2045 | CH4 Import - NY 2030 | Import | Methane | QC | Dispatch-Import | VOM | 0 | [6 empty] | 0.37512 | 0
LCP_Inputs_ON_Diverse_Howarth_2023_05_05 | 2045 | CH4 Import - NY 2030 | Import | Methane | WC | Dispatch-Import | EmissionsCost | 0 | [6 empty] | 0.37512 | 0
LCP_Inputs_ON_Diverse_Howarth_2023_05_05 | 2045 | CH4 Import - NY 2030 | Import | Methane | WC | Dispatch-Import | FuelCost | 0 | [6 empty] | 0.37512 | 0
LCP_Inputs_ON_Diverse_Howarth_2023_05_05 | 2045 | CH4 Import - NY 2030 | Import | Methane | WC | Dispatch-Import | VOM | 0 | [6 empty] | 0.37512 | 0
LCP_Inputs_ON_Diverse_Howarth_2023_05_05 | 2045 | CH4 Import - NY 2040 | Import | Methane | MI | Dispatch-Import | EmissionsCost | 0 | [6 empty] | 0.37512 | 0
LCP_Inputs_ON_Diverse_Howarth_2023_05_05 | 2045 | CH4 Import - NY 2040 | Import | Methane | MI | Dispatch-Import | FuelCost | 0 | [6 empty] | 0.37512 | 0
LCP_Inputs_ON_Diverse_Howarth_2023_05_05 | 2045 | CH4 Import - NY 2040 | Import | Methane | MI | Dispatch-Import | VOM | 0 | [6 empty] | 0.37512 | 0
LCP_Inputs_ON_Diverse_Howarth_2023_05_05 | 2045 | CH4 Import - NY 2040 | Import | Methane | NY | Dispatch-Import | EmissionsCost | 1424811807.9426 | [6 empty] | 0.37512 | 534470849.2091
LCP_Inputs_ON_Diverse_Howarth_2023_05_05 | 2045 | CH4 Import - NY 2040 | Import | Methane | NY | Dispatch-Import | FuelCost | 758346581.876 | [6 empty] | 0.37512 | 284468544.7935
LCP_Inputs_ON_Diverse_Howarth_2023_05_05 | 2045 | CH4 Import - NY 2040 | Import | Methane | NY | Dispatch-Import | VOM | 0 | [6 empty] | 0.37512 | 0
LCP_Inputs_ON_Diverse_Howarth_2023_05_05 | 2045 | CH4 Import - NY 2040 | Import | Methane | ON | Dispatch-Import | EmissionsCost | 0 | [6 empty] | 0.37512 | 0
LCP_Inputs_ON_Diverse_Howarth_2023_05_05 | 2045 | CH4 Import - NY 2040 | Import | Methane | ON | Dispatch-Import | FuelCost | 0 | [6 empty] | 0.37512 | 0
LCP_Inputs_ON_Diverse_Howarth_2023_05_05 | 2045 | CH4 Import - NY 2040 | Import | Methane | ON | Dispatch-Import | VOM | 0 | [6 empty] | 0.37512 | 0
LCP_Inputs_ON_Diverse_Howarth_2023_05_05 | 2045 | CH4 Import - NY 2040 | Import | Methane | PJ | Dispatch-Import | EmissionsCost | 0 | [6 empty] | 0.37512 | 0
LCP_Inputs_ON_Diverse_Howarth_2023_05_05 | 2045 | CH4 Import - NY 2040 | Import | Methane | PJ | Dispatch-Import | FuelCost | 0 | [6 empty] | 0.37512 | 0
LCP_Inputs_ON_Diverse_Howarth_2023_05_05 | 2045 | CH4 Import - NY 2040 | Import | Methane | PJ | Dispatch-Import | VOM | 0 | [6 empty] | 0.37512 | 0
LCP_Inputs_ON_Diverse_Howarth_2023_05_05 | 2045 | CH4 Import - NY 2040 | Import | Methane | QC | Dispatch-Import | EmissionsCost | 0 | [6 empty] | 0.37512 | 0
LCP_Inputs_ON_Diverse_Howarth_2023_05_05 | 2045 | CH4 Import - NY 2040 | Import | Methane | QC | Dispatch-Import | FuelCost | 0 | [6 empty] | 0.37512 | 0
LCP_Inputs_ON_Diverse_Howarth_2023_05_05 | 2045 | CH4 Import - NY 2040 | Import | Methane | QC | Dispatch-Import | VOM | 0 | [6 empty] | 0.37512 | 0
LCP_Inputs_ON_Diverse_Howarth_2023_05_05 | 2045 | CH4 Import - NY 2040 | Import | Methane | WC | Dispatch-Import | EmissionsCost | 0 | [6 empty] | 0.37512 | 0
LCP_Inputs_ON_Diverse_Howarth_2023_05_05 | 2045 | CH4 Import - NY 2040 | Import | Methane | WC | Dispatch-Import | FuelCost | 0 | [6 empty] | 0.37512 | 0
LCP_Inputs_ON_Diverse_Howarth_2023_05_05 | 2045 | CH4 Import - NY 2040 | Import | Methane | WC | Dispatch-Import | VOM | 0 | [6 empty] | 0.37512 | 0
LCP_Inputs_ON_Diverse_Howarth_2023_05_05 | 2045 | CH4 Import - NY 2050 | Import | Methane | MI | Dispatch-Import | EmissionsCost | 0 | [6 empty] | 0.37512 | 0
LCP_Inputs_ON_Diverse_Howarth_2023_05_05 | 2045 | CH4 Import - NY 2050 | Import | Methane | MI | Dispatch-Import | FuelCost | 0 | [6 empty] | 0.37512 | 0
LCP_Inputs_ON_Diverse_Howarth_2023_05_05 | 2045 | CH4 Import - NY 2050 | Import | Methane | MI | Dispatch-Import | VOM | 0 | [6 empty] | 0.37512 | 0
LCP_Inputs_ON_Diverse_Howarth_2023_05_05 | 2045 | CH4 Import - NY 2050 | Import | Methane | NY | Dispatch-Import | EmissionsCost | 0 | [6 empty] | 0.37512 | 0
LCP_Inputs_ON_Diverse_Howarth_2023_05_05 | 2045 | CH4 Import - NY 2050 | Import | Methane | NY | Dispatch-Import | FuelCost | 0 | [6 empty] | 0.37512 | 0
LCP_Inputs_ON_Diverse_Howarth_2023_05_05 | 2045 | CH4 Import - NY 2050 | Import | Methane | NY | Dispatch-Import | VOM | 0 | [6 empty] | 0.37512 | 0
LCP_Inputs_ON_Diverse_Howarth_2023_05_05 | 2045 | CH4 Import - NY 2050 | Import | Methane | ON | Dispatch-Import | EmissionsCost | 0 | [6 empty] | 0.37512 | 0
LCP_Inputs_ON_Diverse_Howarth_2023_05_05 | 2045 | CH4 Import - NY 2050 | Import | Methane | ON | Dispatch-Import | FuelCost | 0 | [6 empty] | 0.37512 | 0
LCP_Inputs_ON_Diverse_Howarth_2023_05_05 | 2045 | CH4 Import - NY 2050 | Import | Methane | ON | Dispatch-Import | VOM | 0 | [6 empty] | 0.37512 | 0
LCP_Inputs_ON_Diverse_Howarth_2023_05_05 | 2045 | CH4 Import - NY 2050 | Import | Methane | PJ | Dispatch-Import | EmissionsCost | 0 | [6 empty] | 0.37512 | 0
LCP_Inputs_ON_Diverse_Howarth_2023_05_05 | 2045 | CH4 Import - NY 2050 | Import | Methane | PJ | Dispatch-Import | FuelCost | 0 | [6 empty] | 0.37512 | 0
LCP_Inputs_ON_Diverse_Howarth_2023_05_05 | 2045 | CH4 Import - NY 2050 | Import | Methane | PJ | Dispatch-Import | VOM | 0 | [6 empty] | 0.37512 | 0
LCP_Inputs_ON_Diverse_Howarth_2023_05_05 | 2045 | CH4 Import - NY 2050 | Import | Methane | QC | Dispatch-Import | EmissionsCost | 0 | [6 empty] | 0.37512 | 0
LCP_Inputs_ON_Diverse_Howarth_2023_05_05 | 2045 | CH4 Import - NY 2050 | Import | Methane | QC | Dispatch-Import | FuelCost | 0 | [6 empty] | 0.37512 | 0
LCP_Inputs_ON_Diverse_Howarth_2023_05_05 | 2045 | CH4 Import - NY 2050 | Import | Methane | QC | Dispatch-Import | VOM | 0 | [6 empty] | 0.37512 | 0
LCP_Inputs_ON_Diverse_Howarth_2023_05_05 | 2045 | CH4 Import - NY 2050 | Import | Methane | WC | Dispatch-Import | EmissionsCost | 0 | [6 empty] | 0.37512 | 0
LCP_Inputs_ON_Diverse_Howarth_2023_05_05 | 2045 | CH4 Import - NY 2050 | Import | Methane | WC | Dispatch-Import | FuelCost | 0 | [6 empty] | 0.37512 | 0
LCP_Inputs_ON_Diverse_Howarth_2023_05_05 | 2045 | CH4 Import - NY 2050 | Import | Methane | WC | Dispatch-Import | VOM | 0 | [6 empty] | 0.37512 | 0
LCP_Inputs_ON_Diverse_Howarth_2023_05_05 | 2045 | CH4 Import - WC 2020 | Import | Methane | MI | Dispatch-Import | EmissionsCost | 0 | [6 empty] | 0.37512 | 0
LCP_Inputs_ON_Diverse_Howarth_2023_05_05 | 2045 | CH4 Import - WC 2020 | Import | Methane | MI | Dispatch-Import | FuelCost | 0 | [6 empty] | 0.37512 | 0
LCP_Inputs_ON_Diverse_Howarth_2023_05_05 | 2045 | CH4 Import - WC 2020 | Import | Methane | MI | Dispatch-Import | VOM | 0 | [6 empty] | 0.37512 | 0
LCP_Inputs_ON_Diverse_Howarth_2023_05_05 | 2045 | CH4 Import - WC 2020 | Import | Methane | NY | Dispatch-Import | EmissionsCost | 0 | [6 empty] | 0.37512 | 0
LCP_Inputs_ON_Diverse_Howarth_2023_05_05 | 2045 | CH4 Import - WC 2020 | Import | Methane | NY | Dispatch-Import | FuelCost | 0 | [6 empty] | 0.37512 | 0
LCP_Inputs_ON_Diverse_Howarth_2023_05_05 | 2045 | CH4 Import - WC 2020 | Import | Methane | NY | Dispatch-Import | VOM | 0 | [6 empty] | 0.37512 | 0
LCP_Inputs_ON_Diverse_Howarth_2023_05_05 | 2045 | CH4 Import - WC 2020 | Import | Methane | ON | Dispatch-Import | EmissionsCost | 0 | [6 empty] | 0.37512 | 0
LCP_Inputs_ON_Diverse_Howarth_2023_05_05 | 2045 | CH4 Import - WC 2020 | Import | Methane | ON | Dispatch-Import | FuelCost | 0 | [6 empty] | 0.37512 | 0
LCP_Inputs_ON_Diverse_Howarth_2023_05_05 | 2045 | CH4 Import - WC 2020 | Import | Methane | ON | Dispatch-Import | VOM | 0 | [6 empty] | 0.37512 | 0
LCP_Inputs_ON_Diverse_Howarth_2023_05_05 | 2045 | CH4 Import - WC 2020 | Import | Methane | PJ | Dispatch-Import | EmissionsCost | 0 | [6 empty] | 0.37512 | 0
LCP_Inputs_ON_Diverse_Howarth_2023_05_05 | 2045 | CH4 Import - WC 2020 | Import | Methane | PJ | Dispatch-Import | FuelCost | 0 | [6 empty] | 0.37512 | 0
LCP_Inputs_ON_Diverse_Howarth_2023_05_05 | 2045 | CH4 Import - WC 2020 | Import | Methane | PJ | Dispatch-Import | VOM | 0 | [6 empty] | 0.37512 | 0
LCP_Inputs_ON_Diverse_Howarth_2023_05_05 | 2045 | CH4 Import - WC 2020 | Import | Methane | QC | Dispatch-Import | EmissionsCost | 0 | [6 empty] | 0.37512 | 0
LCP_Inputs_ON_Diverse_Howarth_2023_05_05 | 2045 | CH4 Import - WC 2020 | Import | Methane | QC | Dispatch-Import | FuelCost | 0 | [6 empty] | 0.37512 | 0
LCP_Inputs_ON_Diverse_Howarth_2023_05_05 | 2045 | CH4 Import - WC 2020 | Import | Methane | QC | Dispatch-Import | VOM | 0 | [6 empty] | 0.37512 | 0
LCP_Inputs_ON_Diverse_Howarth_2023_05_05 | 2045 | CH4 Import - WC 2020 | Import | Methane | WC | Dispatch-Import | EmissionsCost | 0 | [6 empty] | 0.37512 | 0
LCP_Inputs_ON_Diverse_Howarth_2023_05_05 | 2045 | CH4 Import - WC 2020 | Import | Methane | WC | Dispatch-Import | FuelCost | 0 | [6 empty] | 0.37512 | 0
LCP_Inputs_ON_Diverse_Howarth_2023_05_05 | 2045 | CH4 Import - WC 2020 | Import | Methane | WC | Dispatch-Import | VOM | 0 | [6 empty] | 0.37512 | 0
LCP_Inputs_ON_Diverse_Howarth_2023_05_05 | 2045 | CH4 Import - WC 2030 | Import | Methane | MI | Dispatch-Import | EmissionsCost | 0 | [6 empty] | 0.37512 | 0
LCP_Inputs_ON_Diverse_Howarth_2023_05_05 | 2045 | CH4 Import - WC 2030 | Import | Methane | MI | Dispatch-Import | FuelCost | 0 | [6 empty] | 0.37512 | 0
LCP_Inputs_ON_Diverse_Howarth_2023_05_05 | 2045 | CH4 Import - WC 2030 | Import | Methane | MI | Dispatch-Import | VOM | 0 | [6 empty] | 0.37512 | 0
LCP_Inputs_ON_Diverse_Howarth_2023_05_05 | 2045 | CH4 Import - WC 2030 | Import | Methane | NY | Dispatch-Import | EmissionsCost | 0 | [6 empty] | 0.37512 | 0
LCP_Inputs_ON_Diverse_Howarth_2023_05_05 | 2045 | CH4 Import - WC 2030 | Import | Methane | NY | Dispatch-Import | FuelCost | 0 | [6 empty] | 0.37512 | 0
LCP_Inputs_ON_Diverse_Howarth_2023_05_05 | 2045 | CH4 Import - WC 2030 | Import | Methane | NY | Dispatch-Import | VOM | 0 | [6 empty] | 0.37512 | 0
LCP_Inputs_ON_Diverse_Howarth_2023_05_05 | 2045 | CH4 Import - WC 2030 | Import | Methane | ON | Dispatch-Import | EmissionsCost | 0 | [6 empty] | 0.37512 | 0
LCP_Inputs_ON_Diverse_Howarth_2023_05_05 | 2045 | CH4 Import - WC 2030 | Import | Methane | ON | Dispatch-Import | FuelCost | 0 | [6 empty] | 0.37512 | 0
LCP_Inputs_ON_Diverse_Howarth_2023_05_05 | 2045 | CH4 Import - WC 2030 | Import | Methane | ON | Dispatch-Import | VOM | 0 | [6 empty] | 0.37512 | 0
LCP_Inputs_ON_Diverse_Howarth_2023_05_05 | 2045 | CH4 Import - WC 2030 | Import | Methane | PJ | Dispatch-Import | EmissionsCost | 0 | [6 empty] | 0.37512 | 0
LCP_Inputs_ON_Diverse_Howarth_2023_05_05 | 2045 | CH4 Import - WC 2030 | Import | Methane | PJ | Dispatch-Import | FuelCost | 0 | [6 empty] | 0.37512 | 0
LCP_Inputs_ON_Diverse_Howarth_2023_05_05 | 2045 | CH4 Import - WC 2030 | Import | Methane | PJ | Dispatch-Import | VOM | 0 | [6 empty] | 0.37512 | 0
LCP_Inputs_ON_Diverse_Howarth_2023_05_05 | 2045 | CH4 Import - WC 2030 | Import | Methane | QC | Dispatch-Import | EmissionsCost | 0 | [6 empty] | 0.37512 | 0
LCP_Inputs_ON_Diverse_Howarth_2023_05_05 | 2045 | CH4 Import - WC 2030 | Import | Methane | QC | Dispatch-Import | FuelCost | 0 | [6 empty] | 0.37512 | 0
LCP_Inputs_ON_Diverse_Howarth_2023_05_05 | 2045 | CH4 Import - WC 2030 | Import | Methane | QC | Dispatch-Import | VOM | 0 | [6 empty] | 0.37512 | 0
LCP_Inputs_ON_Diverse_Howarth_2023_05_05 | 2045 | CH4 Import - WC 2030 | Import | Methane | WC | Dispatch-Import | EmissionsCost | 0 | [6 empty] | 0.37512 | 0
LCP_Inputs_ON_Diverse_Howarth_2023_05_05 | 2045 | CH4 Import - WC 2030 | Import | Methane | WC | Dispatch-Import | FuelCost | 0 | [6 empty] | 0.37512 | 0
LCP_Inputs_ON_Diverse_Howarth_2023_05_05 | 2045 | CH4 Import - WC 2030 | Import | Methane | WC | Dispatch-Import | VOM | 0 | [6 empty] | 0.37512 | 0
LCP_Inputs_ON_Diverse_Howarth_2023_05_05 | 2045 | CH4 Import - WC 2040 | Import | Methane | MI | Dispatch-Import | EmissionsCost | 0 | [6 empty] | 0.37512 | 0
LCP_Inputs_ON_Diverse_Howarth_2023_05_05 | 2045 | CH4 Import - WC 2040 | Import | Methane | MI | Dispatch-Import | FuelCost | 0 | [6 empty] | 0.37512 | 0
LCP_Inputs_ON_Diverse_Howarth_2023_05_05 | 2045 | CH4 Import - WC 2040 | Import | Methane | MI | Dispatch-Import | VOM | 0 | [6 empty] | 0.37512 | 0
LCP_Inputs_ON_Diverse_Howarth_2023_05_05 | 2045 | CH4 Import - WC 2040 | Import | Methane | NY | Dispatch-Import | EmissionsCost | 0 | [6 empty] | 0.37512 | 0
LCP_Inputs_ON_Diverse_Howarth_2023_05_05 | 2045 | CH4 Import - WC 2040 | Import | Methane | NY | Dispatch-Import | FuelCost | 0 | [6 empty] | 0.37512 | 0
LCP_Inputs_ON_Diverse_Howarth_2023_05_05 | 2045 | CH4 Import - WC 2040 | Import | Methane | NY | Dispatch-Import | VOM | 0 | [6 empty] | 0.37512 | 0
LCP_Inputs_ON_Diverse_Howarth_2023_05_05 | 2045 | CH4 Import - WC 2040 | Import | Methane | ON | Dispatch-Import | EmissionsCost | 0 | [6 empty] | 0.37512 | 0
LCP_Inputs_ON_Diverse_Howarth_2023_05_05 | 2045 | CH4 Import - WC 2040 | Import | Methane | ON | Dispatch-Import | FuelCost | 0 | [6 empty] | 0.37512 | 0
LCP_Inputs_ON_Diverse_Howarth_2023_05_05 | 2045 | CH4 Import - WC 2040 | Import | Methane | ON | Dispatch-Import | VOM | 0 | [6 empty] | 0.37512 | 0
LCP_Inputs_ON_Diverse_Howarth_2023_05_05 | 2045 | CH4 Import - WC 2040 | Import | Methane | PJ | Dispatch-Import | EmissionsCost | 0 | [6 empty] | 0.37512 | 0
LCP_Inputs_ON_Diverse_Howarth_2023_05_05 | 2045 | CH4 Import - WC 2040 | Import | Methane | PJ | Dispatch-Import | FuelCost | 0 | [6 empty] | 0.37512 | 0
LCP_Inputs_ON_Diverse_Howarth_2023_05_05 | 2045 | CH4 Import - WC 2040 | Import | Methane | PJ | Dispatch-Import | VOM | 0 | [6 empty] | 0.37512 | 0
LCP_Inputs_ON_Diverse_Howarth_2023_05_05 | 2045 | CH4 Import - WC 2040 | Import | Methane | QC | Dispatch-Import | EmissionsCost | 0 | [6 empty] | 0.37512 | 0
LCP_Inputs_ON_Diverse_Howarth_2023_05_05 | 2045 | CH4 Import - WC 2040 | Import | Methane | QC | Dispatch-Import | FuelCost | 0 | [6 empty] | 0.37512 | 0
LCP_Inputs_ON_Diverse_Howarth_2023_05_05 | 2045 | CH4 Import - WC 2040 | Import | Methane | QC | Dispatch-Import | VOM | 0 | [6 empty] | 0.37512 | 0
LCP_Inputs_ON_Diverse_Howarth_2023_05_05 | 2045 | CH4 Import - WC 2040 | Import | Methane | WC | Dispatch-Import | EmissionsCost | 2117477751.305 | [6 empty] | 0.37512 | 794301482.9135
LCP_Inputs_ON_Diverse_Howarth_2023_05_05 | 2045 | CH4 Import - WC 2040 | Import | Methane | WC | Dispatch-Import | FuelCost | 1127013410.4372 | [6 empty] | 0.37512 | 422761666.6206
LCP_Inputs_ON_Diverse_Howarth_2023_05_05 | 2045 | CH4 Import - WC 2040 | Import | Methane | WC | Dispatch-Import | VOM | 0 | [6 empty] | 0.37512 | 0
LCP_Inputs_ON_Diverse_Howarth_2023_05_05 | 2045 | CH4 Import - WC 2050 | Import | Methane | MI | Dispatch-Import | EmissionsCost | 0 | [6 empty] | 0.37512 | 0
LCP_Inputs_ON_Diverse_Howarth_2023_05_05 | 2045 | CH4 Import - WC 2050 | Import | Methane | MI | Dispatch-Import | FuelCost | 0 | [6 empty] | 0.37512 | 0
LCP_Inputs_ON_Diverse_Howarth_2023_05_05 | 2045 | CH4 Import - WC 2050 | Import | Methane | MI | Dispatch-Import | VOM | 0 | [6 empty] | 0.37512 | 0
LCP_Inputs_ON_Diverse_Howarth_2023_05_05 | 2045 | CH4 Import - WC 2050 | Import | Methane | NY | Dispatch-Import | EmissionsCost | 0 | [6 empty] | 0.37512 | 0
LCP_Inputs_ON_Diverse_Howarth_2023_05_05 | 2045 | CH4 Import - WC 2050 | Import | Methane | NY | Dispatch-Import | FuelCost | 0 | [6 empty] | 0.37512 | 0
LCP_Inputs_ON_Diverse_Howarth_2023_05_05 | 2045 | CH4 Import - WC 2050 | Import | Methane | NY | Dispatch-Import | VOM | 0 | [6 empty] | 0.37512 | 0
LCP_Inputs_ON_Diverse_Howarth_2023_05_05 | 2045 | CH4 Import - WC 2050 | Import | Methane | ON | Dispatch-Import | EmissionsCost | 0 | [6 empty] | 0.37512 | 0
LCP_Inputs_ON_Diverse_Howarth_2023_05_05 | 2045 | CH4 Import - WC 2050 | Import | Methane | ON | Dispatch-Import | FuelCost | 0 | [6 empty] | 0.37512 | 0
LCP_Inputs_ON_Diverse_Howarth_2023_05_05 | 2045 | CH4 Import - WC 2050 | Import | Methane | ON | Dispatch-Import | VOM | 0 | [6 empty] | 0.37512 | 0
LCP_Inputs_ON_Diverse_Howarth_2023_05_05 | 2045 | CH4 Import - WC 2050 | Import | Methane | PJ | Dispatch-Import | EmissionsCost | 0 | [6 empty] | 0.37512 | 0
LCP_Inputs_ON_Diverse_Howarth_2023_05_05 | 2045 | CH4 Import - WC 2050 | Import | Methane | PJ | Dispatch-Import | FuelCost | 0 | [6 empty] | 0.37512 | 0
LCP_Inputs_ON_Diverse_Howarth_2023_05_05 | 2045 | CH4 Import - WC 2050 | Import | Methane | PJ | Dispatch-Import | VOM | 0 | [6 empty] | 0.37512 | 0
LCP_Inputs_ON_Diverse_Howarth_2023_05_05 | 2045 | CH4 Import - WC 2050 | Import | Methane | QC | Dispatch-Import | EmissionsCost | 0 | [6 empty] | 0.37512 | 0
LCP_Inputs_ON_Diverse_Howarth_2023_05_05 | 2045 | CH4 Import - WC 2050 | Import | Methane | QC | Dispatch-Import | FuelCost | 0 | [6 empty] | 0.37512 | 0
LCP_Inputs_ON_Diverse_Howarth_2023_05_05 | 2045 | CH4 Import - WC 2050 | Import | Methane | QC | Dispatch-Import | VOM | 0 | [6 empty] | 0.37512 | 0
LCP_Inputs_ON_Diverse_Howarth_2023_05_05 | 2045 | CH4 Import - WC 2050 | Import | Methane | WC | Dispatch-Import | EmissionsCost | 0 | [6 empty] | 0.37512 | 0
LCP_Inputs_ON_Diverse_Howarth_2023_05_05 | 2045 | CH4 Import - WC 2050 | Import | Methane | WC | Dispatch-Import | FuelCost | 0 | [6 empty] | 0.37512 | 0
LCP_Inputs_ON_Diverse_Howarth_2023_05_05 | 2045 | CH4 Import - WC 2050 | Import | Methane | WC | Dispatch-Import | VOM | 0 | [6 empty] | 0.37512 | 0
LCP_Inputs_ON_Diverse_Howarth_2023_05_05 | 2045 | CH4 Salt Cavern Storage - ON | Storage | Methane | MI | Dispatch-Storage | EmissionsCost | 0 | [6 empty] | 0.37512 | 0
LCP_Inputs_ON_Diverse_Howarth_2023_05_05 | 2045 | CH4 Salt Cavern Storage - ON | Storage | Methane | MI | Dispatch-Storage | FuelCost | 0 | [6 empty] | 0.37512 | 0
LCP_Inputs_ON_Diverse_Howarth_2023_05_05 | 2045 | CH4 Salt Cavern Storage - ON | Storage | Methane | MI | Dispatch-Storage | VOM | 0 | [6 empty] | 0.37512 | 0
LCP_Inputs_ON_Diverse_Howarth_2023_05_05 | 2045 | CH4 Salt Cavern Storage - ON | Storage | Methane | NY | Dispatch-Storage | EmissionsCost | 0 | [6 empty] | 0.37512 | 0
LCP_Inputs_ON_Diverse_Howarth_2023_05_05 | 2045 | CH4 Salt Cavern Storage - ON | Storage | Methane | NY | Dispatch-Storage | FuelCost | 0 | [6 empty] | 0.37512 | 0
LCP_Inputs_ON_Diverse_Howarth_2023_05_05 | 2045 | CH4 Salt Cavern Storage - ON | Storage | Methane | NY | Dispatch-Storage | VOM | 0 | [6 empty] | 0.37512 | 0
LCP_Inputs_ON_Diverse_Howarth_2023_05_05 | 2045 | CH4 Salt Cavern Storage - ON | Storage | Methane | ON | Dispatch-Storage | EmissionsCost | 0 | [6 empty] | 0.37512 | 0
LCP_Inputs_ON_Diverse_Howarth_2023_05_05 | 2045 | CH4 Salt Cavern Storage - ON | Storage | Methane | ON | Dispatch-Storage | FuelCost | 0 | [6 empty] | 0.37512 | 0
LCP_Inputs_ON_Diverse_Howarth_2023_05_05 | 2045 | CH4 Salt Cavern Storage - ON | Storage | Methane | ON | Dispatch-Storage | VOM | 0 | [6 empty] | 0.37512 | 0
LCP_Inputs_ON_Diverse_Howarth_2023_05_05 | 2045 | CH4 Salt Cavern Storage - ON | Storage | Methane | PJ | Dispatch-Storage | EmissionsCost | 0 | [6 empty] | 0.37512 | 0
LCP_Inputs_ON_Diverse_Howarth_2023_05_05 | 2045 | CH4 Salt Cavern Storage - ON | Storage | Methane | PJ | Dispatch-Storage | FuelCost | 0 | [6 empty] | 0.37512 | 0
LCP_Inputs_ON_Diverse_Howarth_2023_05_05 | 2045 | CH4 Salt Cavern Storage - ON | Storage | Methane | PJ | Dispatch-Storage | VOM | 0 | [6 empty] | 0.37512 | 0
LCP_Inputs_ON_Diverse_Howarth_2023_05_05 | 2045 | CH4 Salt Cavern Storage - ON | Storage | Methane | QC | Dispatch-Storage | EmissionsCost | 0 | [6 empty] | 0.37512 | 0
LCP_Inputs_ON_Diverse_Howarth_2023_05_05 | 2045 | CH4 Salt Cavern Storage - ON | Storage | Methane | QC | Dispatch-Storage | FuelCost | 0 | [6 empty] | 0.37512 | 0
LCP_Inputs_ON_Diverse_Howarth_2023_05_05 | 2045 | CH4 Salt Cavern Storage - ON | Storage | Methane | QC | Dispatch-Storage | VOM | 0 | [6 empty] | 0.37512 | 0
LCP_Inputs_ON_Diverse_Howarth_2023_05_05 | 2045 | CH4 Salt Cavern Storage - ON | Storage | Methane | WC | Dispatch-Storage | EmissionsCost | 0 | [6 empty] | 0.37512 | 0
LCP_Inputs_ON_Diverse_Howarth_2023_05_05 | 2045 | CH4 Salt Cavern Storage - ON | Storage | Methane | WC | Dispatch-Storage | FuelCost | 0 | [6 empty] | 0.37512 | 0
LCP_Inputs_ON_Diverse_Howarth_2023_05_05 | 2045 | CH4 Salt Cavern Storage - ON | Storage | Methane | WC | Dispatch-Storage | VOM | 0 | [6 empty] | 0.37512 | 0
LCP_Inputs_ON_Diverse_Howarth_2023_05_05 | 2045 | Electrolyser 2020/2030 | Crossload | Hydrogen | MI | Dispatch-Crossload | EmissionsCost | 0 | [6 empty] | 0.37512 | 0
LCP_Inputs_ON_Diverse_Howarth_2023_05_05 | 2045 | Electrolyser 2020/2030 | Crossload | Hydrogen | MI | Dispatch-Crossload | FuelCost | 0 | [6 empty] | 0.37512 | 0
LCP_Inputs_ON_Diverse_Howarth_2023_05_05 | 2045 | Electrolyser 2020/2030 | Crossload | Hydrogen | MI | Dispatch-Crossload | VOM | 0 | [6 empty] | 0.37512 | 0
LCP_Inputs_ON_Diverse_Howarth_2023_05_05 | 2045 | Electrolyser 2020/2030 | Crossload | Hydrogen | NY | Dispatch-Crossload | EmissionsCost | 0 | [6 empty] | 0.37512 | 0
LCP_Inputs_ON_Diverse_Howarth_2023_05_05 | 2045 | Electrolyser 2020/2030 | Crossload | Hydrogen | NY | Dispatch-Crossload | FuelCost | 0 | [6 empty] | 0.37512 | 0
LCP_Inputs_ON_Diverse_Howarth_2023_05_05 | 2045 | Electrolyser 2020/2030 | Crossload | Hydrogen | NY | Dispatch-Crossload | VOM | 0 | [6 empty] | 0.37512 | 0
LCP_Inputs_ON_Diverse_Howarth_2023_05_05 | 2045 | Electrolyser 2020/2030 | Crossload | Hydrogen | ON | Dispatch-Crossload | EmissionsCost | 0 | [6 empty] | 0.37512 | 0
LCP_Inputs_ON_Diverse_Howarth_2023_05_05 | 2045 | Electrolyser 2020/2030 | Crossload | Hydrogen | ON | Dispatch-Crossload | FuelCost | 0 | [6 empty] | 0.37512 | 0
LCP_Inputs_ON_Diverse_Howarth_2023_05_05 | 2045 | Electrolyser 2020/2030 | Crossload | Hydrogen | ON | Dispatch-Crossload | VOM | 0 | [6 empty] | 0.37512 | 0
LCP_Inputs_ON_Diverse_Howarth_2023_05_05 | 2045 | Electrolyser 2020/2030 | Crossload | Hydrogen | PJ | Dispatch-Crossload | EmissionsCost | 0 | [6 empty] | 0.37512 | 0
LCP_Inputs_ON_Diverse_Howarth_2023_05_05 | 2045 | Electrolyser 2020/2030 | Crossload | Hydrogen | PJ | Dispatch-Crossload | FuelCost | 0 | [6 empty] | 0.37512 | 0
LCP_Inputs_ON_Diverse_Howarth_2023_05_05 | 2045 | Electrolyser 2020/2030 | Crossload | Hydrogen | PJ | Dispatch-Crossload | VOM | 0 | [6 empty] | 0.37512 | 0
LCP_Inputs_ON_Diverse_Howarth_2023_05_05 | 2045 | Electrolyser 2020/2030 | Crossload | Hydrogen | QC | Dispatch-Crossload | EmissionsCost | 0 | [6 empty] | 0.37512 | 0
LCP_Inputs_ON_Diverse_Howarth_2023_05_05 | 2045 | Electrolyser 2020/2030 | Crossload | Hydrogen | QC | Dispatch-Crossload | FuelCost | 0 | [6 empty] | 0.37512 | 0
LCP_Inputs_ON_Diverse_Howarth_2023_05_05 | 2045 | Electrolyser 2020/2030 | Crossload | Hydrogen | QC | Dispatch-Crossload | VOM | 0 | [6 empty] | 0.37512 | 0
LCP_Inputs_ON_Diverse_Howarth_2023_05_05 | 2045 | Electrolyser 2020/2030 | Crossload | Hydrogen | WC | Dispatch-Crossload | EmissionsCost | 0 | [6 empty] | 0.37512 | 0
LCP_Inputs_ON_Diverse_Howarth_2023_05_05 | 2045 | Electrolyser 2020/2030 | Crossload | Hydrogen | WC | Dispatch-Crossload | FuelCost | 0 | [6 empty] | 0.37512 | 0
LCP_Inputs_ON_Diverse_Howarth_2023_05_05 | 2045 | Electrolyser 2020/2030 | Crossload | Hydrogen | WC | Dispatch-Crossload | VOM | 0 | [6 empty] | 0.37512 | 0
LCP_Inputs_ON_Diverse_Howarth_2023_05_05 | 2045 | Electrolyser 2040 | Crossload | Hydrogen | MI | Dispatch-Crossload | EmissionsCost | 0 | [6 empty] | 0.37512 | 0
LCP_Inputs_ON_Diverse_Howarth_2023_05_05 | 2045 | Electrolyser 2040 | Crossload | Hydrogen | MI | Dispatch-Crossload | FuelCost | 0 | [6 empty] | 0.37512 | 0
LCP_Inputs_ON_Diverse_Howarth_2023_05_05 | 2045 | Electrolyser 2040 | Crossload | Hydrogen | MI | Dispatch-Crossload | VOM | 0 | [6 empty] | 0.37512 | 0
LCP_Inputs_ON_Diverse_Howarth_2023_05_05 | 2045 | Electrolyser 2040 | Crossload | Hydrogen | NY | Dispatch-Crossload | EmissionsCost | 0 | [6 empty] | 0.37512 | 0
LCP_Inputs_ON_Diverse_Howarth_2023_05_05 | 2045 | Electrolyser 2040 | Crossload | Hydrogen | NY | Dispatch-Crossload | FuelCost | 0 | [6 empty] | 0.37512 | 0
LCP_Inputs_ON_Diverse_Howarth_2023_05_05 | 2045 | Electrolyser 2040 | Crossload | Hydrogen | NY | Dispatch-Crossload | VOM | 0 | [6 empty] | 0.37512 | 0
LCP_Inputs_ON_Diverse_Howarth_2023_05_05 | 2045 | Electrolyser 2040 | Crossload | Hydrogen | ON | Dispatch-Crossload | EmissionsCost | 0 | [6 empty] | 0.37512 | 0
LCP_Inputs_ON_Diverse_Howarth_2023_05_05 | 2045 | Electrolyser 2040 | Crossload | Hydrogen | ON | Dispatch-Crossload | FuelCost | 0 | [6 empty] | 0.37512 | 0
LCP_Inputs_ON_Diverse_Howarth_2023_05_05 | 2045 | Electrolyser 2040 | Crossload | Hydrogen | ON | Dispatch-Crossload | VOM | 0 | [6 empty] | 0.37512 | 0
LCP_Inputs_ON_Diverse_Howarth_2023_05_05 | 2045 | Electrolyser 2040 | Crossload | Hydrogen | PJ | Dispatch-Crossload | EmissionsCost | 0 | [6 empty] | 0.37512 | 0
LCP_Inputs_ON_Diverse_Howarth_2023_05_05 | 2045 | Electrolyser 2040 | Crossload | Hydrogen | PJ | Dispatch-Crossload | FuelCost | 0 | [6 empty] | 0.37512 | 0
LCP_Inputs_ON_Diverse_Howarth_2023_05_05 | 2045 | Electrolyser 2040 | Crossload | Hydrogen | PJ | Dispatch-Crossload | VOM | 0 | [6 empty] | 0.37512 | 0
LCP_Inputs_ON_Diverse_Howarth_2023_05_05 | 2045 | Electrolyser 2040 | Crossload | Hydrogen | QC | Dispatch-Crossload | EmissionsCost | 0 | [6 empty] | 0.37512 | 0
LCP_Inputs_ON_Diverse_Howarth_2023_05_05 | 2045 | Electrolyser 2040 | Crossload | Hydrogen | QC | Dispatch-Crossload | FuelCost | 0 | [6 empty] | 0.37512 | 0
LCP_Inputs_ON_Diverse_Howarth_2023_05_05 | 2045 | Electrolyser 2040 | Crossload | Hydrogen | QC | Dispatch-Crossload | VOM | 0 | [6 empty] | 0.37512 | 0
LCP_Inputs_ON_Diverse_Howarth_2023_05_05 | 2045 | Electrolyser 2040 | Crossload | Hydrogen | WC | Dispatch-Crossload | EmissionsCost | 0 | [6 empty] | 0.37512 | 0
LCP_Inputs_ON_Diverse_Howarth_2023_05_05 | 2045 | Electrolyser 2040 | Crossload | Hydrogen | WC | Dispatch-Crossload | FuelCost | 0 | [6 empty] | 0.37512 | 0
LCP_Inputs_ON_Diverse_Howarth_2023_05_05 | 2045 | Electrolyser 2040 | Crossload | Hydrogen | WC | Dispatch-Crossload | VOM | 0 | [6 empty] | 0.37512 | 0
LCP_Inputs_ON_Diverse_Howarth_2023_05_05 | 2045 | Electrolyser 2050 | Crossload | Hydrogen | MI | Dispatch-Crossload | EmissionsCost | 0 | [6 empty] | 0.37512 | 0
LCP_Inputs_ON_Diverse_Howarth_2023_05_05 | 2045 | Electrolyser 2050 | Crossload | Hydrogen | MI | Dispatch-Crossload | FuelCost | 0 | [6 empty] | 0.37512 | 0
LCP_Inputs_ON_Diverse_Howarth_2023_05_05 | 2045 | Electrolyser 2050 | Crossload | Hydrogen | MI | Dispatch-Crossload | VOM | 0 | [6 empty] | 0.37512 | 0
LCP_Inputs_ON_Diverse_Howarth_2023_05_05 | 2045 | Electrolyser 2050 | Crossload | Hydrogen | NY | Dispatch-Crossload | EmissionsCost | 0 | [6 empty] | 0.37512 | 0
LCP_Inputs_ON_Diverse_Howarth_2023_05_05 | 2045 | Electrolyser 2050 | Crossload | Hydrogen | NY | Dispatch-Crossload | FuelCost | 0 | [6 empty] | 0.37512 | 0
LCP_Inputs_ON_Diverse_Howarth_2023_05_05 | 2045 | Electrolyser 2050 | Crossload | Hydrogen | NY | Dispatch-Crossload | VOM | 0 | [6 empty] | 0.37512 | 0
LCP_Inputs_ON_Diverse_Howarth_2023_05_05 | 2045 | Electrolyser 2050 | Crossload | Hydrogen | ON | Dispatch-Crossload | EmissionsCost | 0 | [6 empty] | 0.37512 | 0
LCP_Inputs_ON_Diverse_Howarth_2023_05_05 | 2045 | Electrolyser 2050 | Crossload | Hydrogen | ON | Dispatch-Crossload | FuelCost | 0 | [6 empty] | 0.37512 | 0
LCP_Inputs_ON_Diverse_Howarth_2023_05_05 | 2045 | Electrolyser 2050 | Crossload | Hydrogen | ON | Dispatch-Crossload | VOM | 0 | [6 empty] | 0.37512 | 0
LCP_Inputs_ON_Diverse_Howarth_2023_05_05 | 2045 | Electrolyser 2050 | Crossload | Hydrogen | PJ | Dispatch-Crossload | EmissionsCost | 0 | [6 empty] | 0.37512 | 0
LCP_Inputs_ON_Diverse_Howarth_2023_05_05 | 2045 | Electrolyser 2050 | Crossload | Hydrogen | PJ | Dispatch-Crossload | FuelCost | 0 | [6 empty] | 0.37512 | 0
LCP_Inputs_ON_Diverse_Howarth_2023_05_05 | 2045 | Electrolyser 2050 | Crossload | Hydrogen | PJ | Dispatch-Crossload | VOM | 0 | [6 empty] | 0.37512 | 0
LCP_Inputs_ON_Diverse_Howarth_2023_05_05 | 2045 | Electrolyser 2050 | Crossload | Hydrogen | QC | Dispatch-Crossload | EmissionsCost | 0 | [6 empty] | 0.37512 | 0
LCP_Inputs_ON_Diverse_Howarth_2023_05_05 | 2045 | Electrolyser 2050 | Crossload | Hydrogen | QC | Dispatch-Crossload | FuelCost | 0 | [6 empty] | 0.37512 | 0
LCP_Inputs_ON_Diverse_Howarth_2023_05_05 | 2045 | Electrolyser 2050 | Crossload | Hydrogen | QC | Dispatch-Crossload | VOM | 0 | [6 empty] | 0.37512 | 0
LCP_Inputs_ON_Diverse_Howarth_2023_05_05 | 2045 | Electrolyser 2050 | Crossload | Hydrogen | WC | Dispatch-Crossload | EmissionsCost | 0 | [6 empty] | 0.37512 | 0
LCP_Inputs_ON_Diverse_Howarth_2023_05_05 | 2045 | Electrolyser 2050 | Crossload | Hydrogen | WC | Dispatch-Crossload | FuelCost | 0 | [6 empty] | 0.37512 | 0
LCP_Inputs_ON_Diverse_Howarth_2023_05_05 | 2045 | Electrolyser 2050 | Crossload | Hydrogen | WC | Dispatch-Crossload | VOM | 0 | [6 empty] | 0.37512 | 0
LCP_Inputs_ON_Diverse_Howarth_2023_05_05 | 2045 | Fossil Fuel Thermal (Coal, Peat, Oil) | Generation | Electricity | MI | Dispatch-Generation | EmissionsCost | 0 | [6 empty] | 0.37512 | 0
LCP_Inputs_ON_Diverse_Howarth_2023_05_05 | 2045 | Fossil Fuel Thermal (Coal, Peat, Oil) | Generation | Electricity | MI | Dispatch-Generation | FuelCost | 0 | [6 empty] | 0.37512 | 0
LCP_Inputs_ON_Diverse_Howarth_2023_05_05 | 2045 | Fossil Fuel Thermal (Coal, Peat, Oil) | Generation | Electricity | MI | Dispatch-Generation | VOM | 0 | [6 empty] | 0.37512 | 0
LCP_Inputs_ON_Diverse_Howarth_2023_05_05 | 2045 | Fossil Fuel Thermal (Coal, Peat, Oil) | Generation | Electricity | NY | Dispatch-Generation | EmissionsCost | 0 | [6 empty] | 0.37512 | 0
LCP_Inputs_ON_Diverse_Howarth_2023_05_05 | 2045 | Fossil Fuel Thermal (Coal, Peat, Oil) | Generation | Electricity | NY | Dispatch-Generation | FuelCost | 0 | [6 empty] | 0.37512 | 0
LCP_Inputs_ON_Diverse_Howarth_2023_05_05 | 2045 | Fossil Fuel Thermal (Coal, Peat, Oil) | Generation | Electricity | NY | Dispatch-Generation | VOM | 0 | [6 empty] | 0.37512 | 0
LCP_Inputs_ON_Diverse_Howarth_2023_05_05 | 2045 | Fossil Fuel Thermal (Coal, Peat, Oil) | Generation | Electricity | ON | Dispatch-Generation | EmissionsCost | 0 | [6 empty] | 0.37512 | 0
LCP_Inputs_ON_Diverse_Howarth_2023_05_05 | 2045 | Fossil Fuel Thermal (Coal, Peat, Oil) | Generation | Electricity | ON | Dispatch-Generation | FuelCost | 0 | [6 empty] | 0.37512 | 0
LCP_Inputs_ON_Diverse_Howarth_2023_05_05 | 2045 | Fossil Fuel Thermal (Coal, Peat, Oil) | Generation | Electricity | ON | Dispatch-Generation | VOM | 0 | [6 empty] | 0.37512 | 0
LCP_Inputs_ON_Diverse_Howarth_2023_05_05 | 2045 | Fossil Fuel Thermal (Coal, Peat, Oil) | Generation | Electricity | PJ | Dispatch-Generation | EmissionsCost | 0 | [6 empty] | 0.37512 | 0
LCP_Inputs_ON_Diverse_Howarth_2023_05_05 | 2045 | Fossil Fuel Thermal (Coal, Peat, Oil) | Generation | Electricity | PJ | Dispatch-Generation | FuelCost | 0 | [6 empty] | 0.37512 | 0
LCP_Inputs_ON_Diverse_Howarth_2023_05_05 | 2045 | Fossil Fuel Thermal (Coal, Peat, Oil) | Generation | Electricity | PJ | Dispatch-Generation | VOM | 0 | [6 empty] | 0.37512 | 0
LCP_Inputs_ON_Diverse_Howarth_2023_05_05 | 2045 | Fossil Fuel Thermal (Coal, Peat, Oil) | Generation | Electricity | QC | Dispatch-Generation | EmissionsCost | 0 | [6 empty] | 0.37512 | 0
LCP_Inputs_ON_Diverse_Howarth_2023_05_05 | 2045 | Fossil Fuel Thermal (Coal, Peat, Oil) | Generation | Electricity | QC | Dispatch-Generation | FuelCost | 0 | [6 empty] | 0.37512 | 0
LCP_Inputs_ON_Diverse_Howarth_2023_05_05 | 2045 | Fossil Fuel Thermal (Coal, Peat, Oil) | Generation | Electricity | QC | Dispatch-Generation | VOM | 0 | [6 empty] | 0.37512 | 0
LCP_Inputs_ON_Diverse_Howarth_2023_05_05 | 2045 | Fossil Fuel Thermal (Coal, Peat, Oil) | Generation | Electricity | WC | Dispatch-Generation | EmissionsCost | 0 | [6 empty] | 0.37512 | 0
LCP_Inputs_ON_Diverse_Howarth_2023_05_05 | 2045 | Fossil Fuel Thermal (Coal, Peat, Oil) | Generation | Electricity | WC | Dispatch-Generation | FuelCost | 0 | [6 empty] | 0.37512 | 0
LCP_Inputs_ON_Diverse_Howarth_2023_05_05 | 2045 | Fossil Fuel Thermal (Coal, Peat, Oil) | Generation | Electricity | WC | Dispatch-Generation | VOM | 0 | [6 empty] | 0.37512 | 0
LCP_Inputs_ON_Diverse_Howarth_2023_05_05 | 2045 | Generic - Generator | Generation | Electricity | MI | Dispatch-Generation | EmissionsCost | 0 | [6 empty] | 0.37512 | 0
LCP_Inputs_ON_Diverse_Howarth_2023_05_05 | 2045 | Generic - Generator | Generation | Electricity | MI | Dispatch-Generation | FuelCost | 779066036.8313 | [6 empty] | 0.37512 | 292240760.4808
LCP_Inputs_ON_Diverse_Howarth_2023_05_05 | 2045 | Generic - Generator | Generation | Electricity | MI | Dispatch-Generation | VOM | 25479285.0987 | [6 empty] | 0.37512 | 9557707.9499
LCP_Inputs_ON_Diverse_Howarth_2023_05_05 | 2045 | Generic - Generator | Generation | Electricity | NY | Dispatch-Generation | EmissionsCost | 0 | [6 empty] | 0.37512 | 0
LCP_Inputs_ON_Diverse_Howarth_2023_05_05 | 2045 | Generic - Generator | Generation | Electricity | NY | Dispatch-Generation | FuelCost | 89518783.8946 | [6 empty] | 0.37512 | 33579999.9562
LCP_Inputs_ON_Diverse_Howarth_2023_05_05 | 2045 | Generic - Generator | Generation | Electricity | NY | Dispatch-Generation | VOM | 2927703.8257 | [6 empty] | 0.37512 | 1098230.8971
LCP_Inputs_ON_Diverse_Howarth_2023_05_05 | 2045 | Generic - Generator | Generation | Electricity | ON | Dispatch-Generation | EmissionsCost | 0 | [6 empty] | 0.37512 | 0
LCP_Inputs_ON_Diverse_Howarth_2023_05_05 | 2045 | Generic - Generator | Generation | Electricity | ON | Dispatch-Generation | FuelCost | 0 | [6 empty] | 0.37512 | 0
LCP_Inputs_ON_Diverse_Howarth_2023_05_05 | 2045 | Generic - Generator | Generation | Electricity | ON | Dispatch-Generation | VOM | 0 | [6 empty] | 0.37512 | 0
LCP_Inputs_ON_Diverse_Howarth_2023_05_05 | 2045 | Generic - Generator | Generation | Electricity | PJ | Dispatch-Generation | EmissionsCost | 0 | [6 empty] | 0.37512 | 0
LCP_Inputs_ON_Diverse_Howarth_2023_05_05 | 2045 | Generic - Generator | Generation | Electricity | PJ | Dispatch-Generation | FuelCost | 5285282840.0619 | [6 empty] | 0.37512 | 1982598397.9718
LCP_Inputs_ON_Diverse_Howarth_2023_05_05 | 2045 | Generic - Generator | Generation | Electricity | PJ | Dispatch-Generation | VOM | 172854702.8655 | [6 empty] | 0.37512 | 64840703.3935
LCP_Inputs_ON_Diverse_Howarth_2023_05_05 | 2045 | Generic - Generator | Generation | Electricity | QC | Dispatch-Generation | EmissionsCost | 0 | [6 empty] | 0.37512 | 0
LCP_Inputs_ON_Diverse_Howarth_2023_05_05 | 2045 | Generic - Generator | Generation | Electricity | QC | Dispatch-Generation | FuelCost | 0 | [6 empty] | 0.37512 | 0
LCP_Inputs_ON_Diverse_Howarth_2023_05_05 | 2045 | Generic - Generator | Generation | Electricity | QC | Dispatch-Generation | VOM | 0 | [6 empty] | 0.37512 | 0
LCP_Inputs_ON_Diverse_Howarth_2023_05_05 | 2045 | Generic - Generator | Generation | Electricity | WC | Dispatch-Generation | EmissionsCost | 0 | [6 empty] | 0.37512 | 0
LCP_Inputs_ON_Diverse_Howarth_2023_05_05 | 2045 | Generic - Generator | Generation | Electricity | WC | Dispatch-Generation | FuelCost | 0 | [6 empty] | 0.37512 | 0
LCP_Inputs_ON_Diverse_Howarth_2023_05_05 | 2045 | Generic - Generator | Generation | Electricity | WC | Dispatch-Generation | VOM | 0 | [6 empty] | 0.37512 | 0
LCP_Inputs_ON_Diverse_Howarth_2023_05_05 | 2045 | H2 Import - QC | Import | Hydrogen | MI | Dispatch-Import | EmissionsCost | 0 | [6 empty] | 0.37512 | 0
LCP_Inputs_ON_Diverse_Howarth_2023_05_05 | 2045 | H2 Import - QC | Import | Hydrogen | MI | Dispatch-Import | FuelCost | 0 | [6 empty] | 0.37512 | 0
LCP_Inputs_ON_Diverse_Howarth_2023_05_05 | 2045 | H2 Import - QC | Import | Hydrogen | MI | Dispatch-Import | VOM | 0 | [6 empty] | 0.37512 | 0
LCP_Inputs_ON_Diverse_Howarth_2023_05_05 | 2045 | H2 Import - QC | Import | Hydrogen | NY | Dispatch-Import | EmissionsCost | 0 | [6 empty] | 0.37512 | 0
LCP_Inputs_ON_Diverse_Howarth_2023_05_05 | 2045 | H2 Import - QC | Import | Hydrogen | NY | Dispatch-Import | FuelCost | 0 | [6 empty] | 0.37512 | 0
LCP_Inputs_ON_Diverse_Howarth_2023_05_05 | 2045 | H2 Import - QC | Import | Hydrogen | NY | Dispatch-Import | VOM | 0 | [6 empty] | 0.37512 | 0
LCP_Inputs_ON_Diverse_Howarth_2023_05_05 | 2045 | H2 Import - QC | Import | Hydrogen | ON | Dispatch-Import | EmissionsCost | 0 | [6 empty] | 0.37512 | 0
LCP_Inputs_ON_Diverse_Howarth_2023_05_05 | 2045 | H2 Import - QC | Import | Hydrogen | ON | Dispatch-Import | FuelCost | 0 | [6 empty] | 0.37512 | 0
LCP_Inputs_ON_Diverse_Howarth_2023_05_05 | 2045 | H2 Import - QC | Import | Hydrogen | ON | Dispatch-Import | VOM | 0 | [6 empty] | 0.37512 | 0
LCP_Inputs_ON_Diverse_Howarth_2023_05_05 | 2045 | H2 Import - QC | Import | Hydrogen | PJ | Dispatch-Import | EmissionsCost | 0 | [6 empty] | 0.37512 | 0
LCP_Inputs_ON_Diverse_Howarth_2023_05_05 | 2045 | H2 Import - QC | Import | Hydrogen | PJ | Dispatch-Import | FuelCost | 0 | [6 empty] | 0.37512 | 0
LCP_Inputs_ON_Diverse_Howarth_2023_05_05 | 2045 | H2 Import - QC | Import | Hydrogen | PJ | Dispatch-Import | VOM | 0 | [6 empty] | 0.37512 | 0
LCP_Inputs_ON_Diverse_Howarth_2023_05_05 | 2045 | H2 Import - QC | Import | Hydrogen | QC | Dispatch-Import | EmissionsCost | 0 | [6 empty] | 0.37512 | 0
LCP_Inputs_ON_Diverse_Howarth_2023_05_05 | 2045 | H2 Import - QC | Import | Hydrogen | QC | Dispatch-Import | FuelCost | 0 | [6 empty] | 0.37512 | 0
LCP_Inputs_ON_Diverse_Howarth_2023_05_05 | 2045 | H2 Import - QC | Import | Hydrogen | QC | Dispatch-Import | VOM | 0 | [6 empty] | 0.37512 | 0
LCP_Inputs_ON_Diverse_Howarth_2023_05_05 | 2045 | H2 Import - QC | Import | Hydrogen | WC | Dispatch-Import | EmissionsCost | 0 | [6 empty] | 0.37512 | 0
LCP_Inputs_ON_Diverse_Howarth_2023_05_05 | 2045 | H2 Import - QC | Import | Hydrogen | WC | Dispatch-Import | FuelCost | 0 | [6 empty] | 0.37512 | 0
LCP_Inputs_ON_Diverse_Howarth_2023_05_05 | 2045 | H2 Import - QC | Import | Hydrogen | WC | Dispatch-Import | VOM | 0 | [6 empty] | 0.37512 | 0
LCP_Inputs_ON_Diverse_Howarth_2023_05_05 | 2045 | H2 Import - WC | Import | Hydrogen | MI | Dispatch-Import | EmissionsCost | 0 | [6 empty] | 0.37512 | 0
LCP_Inputs_ON_Diverse_Howarth_2023_05_05 | 2045 | H2 Import - WC | Import | Hydrogen | MI | Dispatch-Import | FuelCost | 0 | [6 empty] | 0.37512 | 0
LCP_Inputs_ON_Diverse_Howarth_2023_05_05 | 2045 | H2 Import - WC | Import | Hydrogen | MI | Dispatch-Import | VOM | 0 | [6 empty] | 0.37512 | 0
LCP_Inputs_ON_Diverse_Howarth_2023_05_05 | 2045 | H2 Import - WC | Import | Hydrogen | NY | Dispatch-Import | EmissionsCost | 0 | [6 empty] | 0.37512 | 0
LCP_Inputs_ON_Diverse_Howarth_2023_05_05 | 2045 | H2 Import - WC | Import | Hydrogen | NY | Dispatch-Import | FuelCost | 0 | [6 empty] | 0.37512 | 0
LCP_Inputs_ON_Diverse_Howarth_2023_05_05 | 2045 | H2 Import - WC | Import | Hydrogen | NY | Dispatch-Import | VOM | 0 | [6 empty] | 0.37512 | 0
LCP_Inputs_ON_Diverse_Howarth_2023_05_05 | 2045 | H2 Import - WC | Import | Hydrogen | ON | Dispatch-Import | EmissionsCost | 0 | [6 empty] | 0.37512 | 0
LCP_Inputs_ON_Diverse_Howarth_2023_05_05 | 2045 | H2 Import - WC | Import | Hydrogen | ON | Dispatch-Import | FuelCost | 0 | [6 empty] | 0.37512 | 0
LCP_Inputs_ON_Diverse_Howarth_2023_05_05 | 2045 | H2 Import - WC | Import | Hydrogen | ON | Dispatch-Import | VOM | 0 | [6 empty] | 0.37512 | 0
LCP_Inputs_ON_Diverse_Howarth_2023_05_05 | 2045 | H2 Import - WC | Import | Hydrogen | PJ | Dispatch-Import | EmissionsCost | 0 | [6 empty] | 0.37512 | 0
LCP_Inputs_ON_Diverse_Howarth_2023_05_05 | 2045 | H2 Import - WC | Import | Hydrogen | PJ | Dispatch-Import | FuelCost | 0 | [6 empty] | 0.37512 | 0
LCP_Inputs_ON_Diverse_Howarth_2023_05_05 | 2045 | H2 Import - WC | Import | Hydrogen | PJ | Dispatch-Import | VOM | 0 | [6 empty] | 0.37512 | 0
LCP_Inputs_ON_Diverse_Howarth_2023_05_05 | 2045 | H2 Import - WC | Import | Hydrogen | QC | Dispatch-Import | EmissionsCost | 0 | [6 empty] | 0.37512 | 0
LCP_Inputs_ON_Diverse_Howarth_2023_05_05 | 2045 | H2 Import - WC | Import | Hydrogen | QC | Dispatch-Import | FuelCost | 0 | [6 empty] | 0.37512 | 0
LCP_Inputs_ON_Diverse_Howarth_2023_05_05 | 2045 | H2 Import - WC | Import | Hydrogen | QC | Dispatch-Import | VOM | 0 | [6 empty] | 0.37512 | 0
LCP_Inputs_ON_Diverse_Howarth_2023_05_05 | 2045 | H2 Import - WC | Import | Hydrogen | WC | Dispatch-Import | EmissionsCost | 0 | [6 empty] | 0.37512 | 0
LCP_Inputs_ON_Diverse_Howarth_2023_05_05 | 2045 | H2 Import - WC | Import | Hydrogen | WC | Dispatch-Import | FuelCost | 8016738.2099 | [6 empty] | 0.37512 | 3007213.2018
LCP_Inputs_ON_Diverse_Howarth_2023_05_05 | 2045 | H2 Import - WC | Import | Hydrogen | WC | Dispatch-Import | VOM | 0 | [6 empty] | 0.37512 | 0
LCP_Inputs_ON_Diverse_Howarth_2023_05_05 | 2045 | H2 Salt Cavern Storage - ON | Storage | Hydrogen | MI | Dispatch-Storage | EmissionsCost | 0 | [6 empty] | 0.37512 | 0
LCP_Inputs_ON_Diverse_Howarth_2023_05_05 | 2045 | H2 Salt Cavern Storage - ON | Storage | Hydrogen | MI | Dispatch-Storage | FuelCost | 0 | [6 empty] | 0.37512 | 0
LCP_Inputs_ON_Diverse_Howarth_2023_05_05 | 2045 | H2 Salt Cavern Storage - ON | Storage | Hydrogen | MI | Dispatch-Storage | VOM | 0 | [6 empty] | 0.37512 | 0
LCP_Inputs_ON_Diverse_Howarth_2023_05_05 | 2045 | H2 Salt Cavern Storage - ON | Storage | Hydrogen | NY | Dispatch-Storage | EmissionsCost | 0 | [6 empty] | 0.37512 | 0
LCP_Inputs_ON_Diverse_Howarth_2023_05_05 | 2045 | H2 Salt Cavern Storage - ON | Storage | Hydrogen | NY | Dispatch-Storage | FuelCost | 0 | [6 empty] | 0.37512 | 0
LCP_Inputs_ON_Diverse_Howarth_2023_05_05 | 2045 | H2 Salt Cavern Storage - ON | Storage | Hydrogen | NY | Dispatch-Storage | VOM | 0 | [6 empty] | 0.37512 | 0
LCP_Inputs_ON_Diverse_Howarth_2023_05_05 | 2045 | H2 Salt Cavern Storage - ON | Storage | Hydrogen | ON | Dispatch-Storage | EmissionsCost | 0 | [6 empty] | 0.37512 | 0
LCP_Inputs_ON_Diverse_Howarth_2023_05_05 | 2045 | H2 Salt Cavern Storage - ON | Storage | Hydrogen | ON | Dispatch-Storage | FuelCost | 0 | [6 empty] | 0.37512 | 0
LCP_Inputs_ON_Diverse_Howarth_2023_05_05 | 2045 | H2 Salt Cavern Storage - ON | Storage | Hydrogen | ON | Dispatch-Storage | VOM | 56003241.9784 | [6 empty] | 0.37512 | 21007757.0468
LCP_Inputs_ON_Diverse_Howarth_2023_05_05 | 2045 | H2 Salt Cavern Storage - ON | Storage | Hydrogen | PJ | Dispatch-Storage | EmissionsCost | 0 | [6 empty] | 0.37512 | 0
LCP_Inputs_ON_Diverse_Howarth_2023_05_05 | 2045 | H2 Salt Cavern Storage - ON | Storage | Hydrogen | PJ | Dispatch-Storage | FuelCost | 0 | [6 empty] | 0.37512 | 0
LCP_Inputs_ON_Diverse_Howarth_2023_05_05 | 2045 | H2 Salt Cavern Storage - ON | Storage | Hydrogen | PJ | Dispatch-Storage | VOM | 0 | [6 empty] | 0.37512 | 0
LCP_Inputs_ON_Diverse_Howarth_2023_05_05 | 2045 | H2 Salt Cavern Storage - ON | Storage | Hydrogen | QC | Dispatch-Storage | EmissionsCost | 0 | [6 empty] | 0.37512 | 0
LCP_Inputs_ON_Diverse_Howarth_2023_05_05 | 2045 | H2 Salt Cavern Storage - ON | Storage | Hydrogen | QC | Dispatch-Storage | FuelCost | 0 | [6 empty] | 0.37512 | 0
LCP_Inputs_ON_Diverse_Howarth_2023_05_05 | 2045 | H2 Salt Cavern Storage - ON | Storage | Hydrogen | QC | Dispatch-Storage | VOM | 0 | [6 empty] | 0.37512 | 0
LCP_Inputs_ON_Diverse_Howarth_2023_05_05 | 2045 | H2 Salt Cavern Storage - ON | Storage | Hydrogen | WC | Dispatch-Storage | EmissionsCost | 0 | [6 empty] | 0.37512 | 0
LCP_Inputs_ON_Diverse_Howarth_2023_05_05 | 2045 | H2 Salt Cavern Storage - ON | Storage | Hydrogen | WC | Dispatch-Storage | FuelCost | 0 | [6 empty] | 0.37512 | 0
LCP_Inputs_ON_Diverse_Howarth_2023_05_05 | 2045 | H2 Salt Cavern Storage - ON | Storage | Hydrogen | WC | Dispatch-Storage | VOM | 0 | [6 empty] | 0.37512 | 0
LCP_Inputs_ON_Diverse_Howarth_2023_05_05 | 2045 | Hydro | Generation | Electricity | MI | Dispatch-Generation | EmissionsCost | 0 | [6 empty] | 0.37512 | 0
LCP_Inputs_ON_Diverse_Howarth_2023_05_05 | 2045 | Hydro | Generation | Electricity | MI | Dispatch-Generation | FuelCost | 0 | [6 empty] | 0.37512 | 0
LCP_Inputs_ON_Diverse_Howarth_2023_05_05 | 2045 | Hydro | Generation | Electricity | MI | Dispatch-Generation | VOM | 0 | [6 empty] | 0.37512 | 0
LCP_Inputs_ON_Diverse_Howarth_2023_05_05 | 2045 | Hydro | Generation | Electricity | NY | Dispatch-Generation | EmissionsCost | 0 | [6 empty] | 0.37512 | 0
LCP_Inputs_ON_Diverse_Howarth_2023_05_05 | 2045 | Hydro | Generation | Electricity | NY | Dispatch-Generation | FuelCost | 0 | [6 empty] | 0.37512 | 0
LCP_Inputs_ON_Diverse_Howarth_2023_05_05 | 2045 | Hydro | Generation | Electricity | NY | Dispatch-Generation | VOM | 0 | [6 empty] | 0.37512 | 0
LCP_Inputs_ON_Diverse_Howarth_2023_05_05 | 2045 | Hydro | Generation | Electricity | ON | Dispatch-Generation | EmissionsCost | 0 | [6 empty] | 0.37512 | 0
LCP_Inputs_ON_Diverse_Howarth_2023_05_05 | 2045 | Hydro | Generation | Electricity | ON | Dispatch-Generation | FuelCost | 0 | [6 empty] | 0.37512 | 0
LCP_Inputs_ON_Diverse_Howarth_2023_05_05 | 2045 | Hydro | Generation | Electricity | ON | Dispatch-Generation | VOM | 0 | [6 empty] | 0.37512 | 0
LCP_Inputs_ON_Diverse_Howarth_2023_05_05 | 2045 | Hydro | Generation | Electricity | PJ | Dispatch-Generation | EmissionsCost | 0 | [6 empty] | 0.37512 | 0
LCP_Inputs_ON_Diverse_Howarth_2023_05_05 | 2045 | Hydro | Generation | Electricity | PJ | Dispatch-Generation | FuelCost | 0 | [6 empty] | 0.37512 | 0
LCP_Inputs_ON_Diverse_Howarth_2023_05_05 | 2045 | Hydro | Generation | Electricity | PJ | Dispatch-Generation | VOM | 0 | [6 empty] | 0.37512 | 0
LCP_Inputs_ON_Diverse_Howarth_2023_05_05 | 2045 | Hydro | Generation | Electricity | QC | Dispatch-Generation | EmissionsCost | 0 | [6 empty] | 0.37512 | 0
LCP_Inputs_ON_Diverse_Howarth_2023_05_05 | 2045 | Hydro | Generation | Electricity | QC | Dispatch-Generation | FuelCost | 0 | [6 empty] | 0.37512 | 0
LCP_Inputs_ON_Diverse_Howarth_2023_05_05 | 2045 | Hydro | Generation | Electricity | QC | Dispatch-Generation | VOM | 0 | [6 empty] | 0.37512 | 0
LCP_Inputs_ON_Diverse_Howarth_2023_05_05 | 2045 | Hydro | Generation | Electricity | WC | Dispatch-Generation | EmissionsCost | 0 | [6 empty] | 0.37512 | 0
LCP_Inputs_ON_Diverse_Howarth_2023_05_05 | 2045 | Hydro | Generation | Electricity | WC | Dispatch-Generation | FuelCost | 0 | [6 empty] | 0.37512 | 0
LCP_Inputs_ON_Diverse_Howarth_2023_05_05 | 2045 | Hydro | Generation | Electricity | WC | Dispatch-Generation | VOM | 0 | [6 empty] | 0.37512 | 0
LCP_Inputs_ON_Diverse_Howarth_2023_05_05 | 2045 | Hydro Pumped Storage | Storage | Electricity | MI | Dispatch-Storage | EmissionsCost | 0 | [6 empty] | 0.37512 | 0
LCP_Inputs_ON_Diverse_Howarth_2023_05_05 | 2045 | Hydro Pumped Storage | Storage | Electricity | MI | Dispatch-Storage | FuelCost | 0 | [6 empty] | 0.37512 | 0
LCP_Inputs_ON_Diverse_Howarth_2023_05_05 | 2045 | Hydro Pumped Storage | Storage | Electricity | MI | Dispatch-Storage | VOM | 0 | [6 empty] | 0.37512 | 0
LCP_Inputs_ON_Diverse_Howarth_2023_05_05 | 2045 | Hydro Pumped Storage | Storage | Electricity | NY | Dispatch-Storage | EmissionsCost | 0 | [6 empty] | 0.37512 | 0
LCP_Inputs_ON_Diverse_Howarth_2023_05_05 | 2045 | Hydro Pumped Storage | Storage | Electricity | NY | Dispatch-Storage | FuelCost | 0 | [6 empty] | 0.37512 | 0
LCP_Inputs_ON_Diverse_Howarth_2023_05_05 | 2045 | Hydro Pumped Storage | Storage | Electricity | NY | Dispatch-Storage | VOM | 0 | [6 empty] | 0.37512 | 0
LCP_Inputs_ON_Diverse_Howarth_2023_05_05 | 2045 | Hydro Pumped Storage | Storage | Electricity | ON | Dispatch-Storage | EmissionsCost | 0 | [6 empty] | 0.37512 | 0
LCP_Inputs_ON_Diverse_Howarth_2023_05_05 | 2045 | Hydro Pumped Storage | Storage | Electricity | ON | Dispatch-Storage | FuelCost | 0 | [6 empty] | 0.37512 | 0
LCP_Inputs_ON_Diverse_Howarth_2023_05_05 | 2045 | Hydro Pumped Storage | Storage | Electricity | ON | Dispatch-Storage | VOM | 0 | [6 empty] | 0.37512 | 0
LCP_Inputs_ON_Diverse_Howarth_2023_05_05 | 2045 | Hydro Pumped Storage | Storage | Electricity | PJ | Dispatch-Storage | EmissionsCost | 0 | [6 empty] | 0.37512 | 0
LCP_Inputs_ON_Diverse_Howarth_2023_05_05 | 2045 | Hydro Pumped Storage | Storage | Electricity | PJ | Dispatch-Storage | FuelCost | 0 | [6 empty] | 0.37512 | 0
LCP_Inputs_ON_Diverse_Howarth_2023_05_05 | 2045 | Hydro Pumped Storage | Storage | Electricity | PJ | Dispatch-Storage | VOM | 0 | [6 empty] | 0.37512 | 0
LCP_Inputs_ON_Diverse_Howarth_2023_05_05 | 2045 | Hydro Pumped Storage | Storage | Electricity | QC | Dispatch-Storage | EmissionsCost | 0 | [6 empty] | 0.37512 | 0
LCP_Inputs_ON_Diverse_Howarth_2023_05_05 | 2045 | Hydro Pumped Storage | Storage | Electricity | QC | Dispatch-Storage | FuelCost | 0 | [6 empty] | 0.37512 | 0
LCP_Inputs_ON_Diverse_Howarth_2023_05_05 | 2045 | Hydro Pumped Storage | Storage | Electricity | QC | Dispatch-Storage | VOM | 0 | [6 empty] | 0.37512 | 0
LCP_Inputs_ON_Diverse_Howarth_2023_05_05 | 2045 | Hydro Pumped Storage | Storage | Electricity | WC | Dispatch-Storage | EmissionsCost | 0 | [6 empty] | 0.37512 | 0
LCP_Inputs_ON_Diverse_Howarth_2023_05_05 | 2045 | Hydro Pumped Storage | Storage | Electricity | WC | Dispatch-Storage | FuelCost | 0 | [6 empty] | 0.37512 | 0
LCP_Inputs_ON_Diverse_Howarth_2023_05_05 | 2045 | Hydro Pumped Storage | Storage | Electricity | WC | Dispatch-Storage | VOM | 0 | [6 empty] | 0.37512 | 0
LCP_Inputs_ON_Diverse_Howarth_2023_05_05 | 2045 | Nuclear | Generation | Electricity | MI | Dispatch-Generation | EmissionsCost | 0 | [6 empty] | 0.37512 | 0
LCP_Inputs_ON_Diverse_Howarth_2023_05_05 | 2045 | Nuclear | Generation | Electricity | MI | Dispatch-Generation | FuelCost | 0 | [6 empty] | 0.37512 | 0
LCP_Inputs_ON_Diverse_Howarth_2023_05_05 | 2045 | Nuclear | Generation | Electricity | MI | Dispatch-Generation | VOM | 2762866296.96 | [6 empty] | 0.37512 | 1036397570.3709
LCP_Inputs_ON_Diverse_Howarth_2023_05_05 | 2045 | Nuclear | Generation | Electricity | NY | Dispatch-Generation | EmissionsCost | 0 | [6 empty] | 0.37512 | 0
LCP_Inputs_ON_Diverse_Howarth_2023_05_05 | 2045 | Nuclear | Generation | Electricity | NY | Dispatch-Generation | FuelCost | 0 | [6 empty] | 0.37512 | 0
LCP_Inputs_ON_Diverse_Howarth_2023_05_05 | 2045 | Nuclear | Generation | Electricity | NY | Dispatch-Generation | VOM | 2246155230.144 | [6 empty] | 0.37512 | 842570567.2976
LCP_Inputs_ON_Diverse_Howarth_2023_05_05 | 2045 | Nuclear | Generation | Electricity | ON | Dispatch-Generation | EmissionsCost | 0 | [6 empty] | 0.37512 | 0
LCP_Inputs_ON_Diverse_Howarth_2023_05_05 | 2045 | Nuclear | Generation | Electricity | ON | Dispatch-Generation | FuelCost | 0 | [6 empty] | 0.37512 | 0
LCP_Inputs_ON_Diverse_Howarth_2023_05_05 | 2045 | Nuclear | Generation | Electricity | ON | Dispatch-Generation | VOM | 7837478141.9618 | [6 empty] | 0.37512 | 2939969738.348
LCP_Inputs_ON_Diverse_Howarth_2023_05_05 | 2045 | Nuclear | Generation | Electricity | PJ | Dispatch-Generation | EmissionsCost | 0 | [6 empty] | 0.37512 | 0
LCP_Inputs_ON_Diverse_Howarth_2023_05_05 | 2045 | Nuclear | Generation | Electricity | PJ | Dispatch-Generation | FuelCost | 0 | [6 empty] | 0.37512 | 0
LCP_Inputs_ON_Diverse_Howarth_2023_05_05 | 2045 | Nuclear | Generation | Electricity | PJ | Dispatch-Generation | VOM | 6401347648.6848 | [6 empty] | 0.37512 | 2401253060.0906
LCP_Inputs_ON_Diverse_Howarth_2023_05_05 | 2045 | Nuclear | Generation | Electricity | QC | Dispatch-Generation | EmissionsCost | 0 | [6 empty] | 0.37512 | 0
LCP_Inputs_ON_Diverse_Howarth_2023_05_05 | 2045 | Nuclear | Generation | Electricity | QC | Dispatch-Generation | FuelCost | 0 | [6 empty] | 0.37512 | 0
LCP_Inputs_ON_Diverse_Howarth_2023_05_05 | 2045 | Nuclear | Generation | Electricity | QC | Dispatch-Generation | VOM | 0 | [6 empty] | 0.37512 | 0
LCP_Inputs_ON_Diverse_Howarth_2023_05_05 | 2045 | Nuclear | Generation | Electricity | WC | Dispatch-Generation | EmissionsCost | 0 | [6 empty] | 0.37512 | 0
LCP_Inputs_ON_Diverse_Howarth_2023_05_05 | 2045 | Nuclear | Generation | Electricity | WC | Dispatch-Generation | FuelCost | 0 | [6 empty] | 0.37512 | 0
LCP_Inputs_ON_Diverse_Howarth_2023_05_05 | 2045 | Nuclear | Generation | Electricity | WC | Dispatch-Generation | VOM | 0 | [6 empty] | 0.37512 | 0
LCP_Inputs_ON_Diverse_Howarth_2023_05_05 | 2045 | Nuclear SMR | Generation | Electricity | MI | Dispatch-Generation | EmissionsCost | 0 | [6 empty] | 0.37512 | 0
LCP_Inputs_ON_Diverse_Howarth_2023_05_05 | 2045 | Nuclear SMR | Generation | Electricity | MI | Dispatch-Generation | FuelCost | 0 | [6 empty] | 0.37512 | 0
LCP_Inputs_ON_Diverse_Howarth_2023_05_05 | 2045 | Nuclear SMR | Generation | Electricity | MI | Dispatch-Generation | VOM | 0 | [6 empty] | 0.37512 | 0
LCP_Inputs_ON_Diverse_Howarth_2023_05_05 | 2045 | Nuclear SMR | Generation | Electricity | NY | Dispatch-Generation | EmissionsCost | 0 | [6 empty] | 0.37512 | 0
LCP_Inputs_ON_Diverse_Howarth_2023_05_05 | 2045 | Nuclear SMR | Generation | Electricity | NY | Dispatch-Generation | FuelCost | 0 | [6 empty] | 0.37512 | 0
LCP_Inputs_ON_Diverse_Howarth_2023_05_05 | 2045 | Nuclear SMR | Generation | Electricity | NY | Dispatch-Generation | VOM | 0 | [6 empty] | 0.37512 | 0
LCP_Inputs_ON_Diverse_Howarth_2023_05_05 | 2045 | Nuclear SMR | Generation | Electricity | ON | Dispatch-Generation | EmissionsCost | 0 | [6 empty] | 0.37512 | 0
LCP_Inputs_ON_Diverse_Howarth_2023_05_05 | 2045 | Nuclear SMR | Generation | Electricity | ON | Dispatch-Generation | FuelCost | 0 | [6 empty] | 0.37512 | 0
LCP_Inputs_ON_Diverse_Howarth_2023_05_05 | 2045 | Nuclear SMR | Generation | Electricity | ON | Dispatch-Generation | VOM | 209585025.0029 | [6 empty] | 0.37512 | 78618864.3794
LCP_Inputs_ON_Diverse_Howarth_2023_05_05 | 2045 | Nuclear SMR | Generation | Electricity | PJ | Dispatch-Generation | EmissionsCost | 0 | [6 empty] | 0.37512 | 0
LCP_Inputs_ON_Diverse_Howarth_2023_05_05 | 2045 | Nuclear SMR | Generation | Electricity | PJ | Dispatch-Generation | FuelCost | 0 | [6 empty] | 0.37512 | 0
LCP_Inputs_ON_Diverse_Howarth_2023_05_05 | 2045 | Nuclear SMR | Generation | Electricity | PJ | Dispatch-Generation | VOM | 0 | [6 empty] | 0.37512 | 0
LCP_Inputs_ON_Diverse_Howarth_2023_05_05 | 2045 | Nuclear SMR | Generation | Electricity | QC | Dispatch-Generation | EmissionsCost | 0 | [6 empty] | 0.37512 | 0
LCP_Inputs_ON_Diverse_Howarth_2023_05_05 | 2045 | Nuclear SMR | Generation | Electricity | QC | Dispatch-Generation | FuelCost | 0 | [6 empty] | 0.37512 | 0
LCP_Inputs_ON_Diverse_Howarth_2023_05_05 | 2045 | Nuclear SMR | Generation | Electricity | QC | Dispatch-Generation | VOM | 0 | [6 empty] | 0.37512 | 0
LCP_Inputs_ON_Diverse_Howarth_2023_05_05 | 2045 | Nuclear SMR | Generation | Electricity | WC | Dispatch-Generation | EmissionsCost | 0 | [6 empty] | 0.37512 | 0
LCP_Inputs_ON_Diverse_Howarth_2023_05_05 | 2045 | Nuclear SMR | Generation | Electricity | WC | Dispatch-Generation | FuelCost | 0 | [6 empty] | 0.37512 | 0
LCP_Inputs_ON_Diverse_Howarth_2023_05_05 | 2045 | Nuclear SMR | Generation | Electricity | WC | Dispatch-Generation | VOM | 0 | [6 empty] | 0.37512 | 0
LCP_Inputs_ON_Diverse_Howarth_2023_05_05 | 2045 | O/CCGT - CH4 Existing | Crossload | Electricity | MI | Dispatch-Crossload | EmissionsCost | 0 | [6 empty] | 0.37512 | 0
LCP_Inputs_ON_Diverse_Howarth_2023_05_05 | 2045 | O/CCGT - CH4 Existing | Crossload | Electricity | MI | Dispatch-Crossload | FuelCost | 0 | [6 empty] | 0.37512 | 0
LCP_Inputs_ON_Diverse_Howarth_2023_05_05 | 2045 | O/CCGT - CH4 Existing | Crossload | Electricity | MI | Dispatch-Crossload | VOM | 0 | [6 empty] | 0.37512 | 0
LCP_Inputs_ON_Diverse_Howarth_2023_05_05 | 2045 | O/CCGT - CH4 Existing | Crossload | Electricity | NY | Dispatch-Crossload | EmissionsCost | 0 | [6 empty] | 0.37512 | 0
LCP_Inputs_ON_Diverse_Howarth_2023_05_05 | 2045 | O/CCGT - CH4 Existing | Crossload | Electricity | NY | Dispatch-Crossload | FuelCost | 0 | [6 empty] | 0.37512 | 0
LCP_Inputs_ON_Diverse_Howarth_2023_05_05 | 2045 | O/CCGT - CH4 Existing | Crossload | Electricity | NY | Dispatch-Crossload | VOM | 0 | [6 empty] | 0.37512 | 0
LCP_Inputs_ON_Diverse_Howarth_2023_05_05 | 2045 | O/CCGT - CH4 Existing | Crossload | Electricity | ON | Dispatch-Crossload | EmissionsCost | 3390434.5216 | [6 empty] | 0.37512 | 1271808.956
LCP_Inputs_ON_Diverse_Howarth_2023_05_05 | 2045 | O/CCGT - CH4 Existing | Crossload | Electricity | ON | Dispatch-Crossload | FuelCost | 0 | [6 empty] | 0.37512 | 0
LCP_Inputs_ON_Diverse_Howarth_2023_05_05 | 2045 | O/CCGT - CH4 Existing | Crossload | Electricity | ON | Dispatch-Crossload | VOM | 205052.9936 | [6 empty] | 0.37512 | 76918.8233
LCP_Inputs_ON_Diverse_Howarth_2023_05_05 | 2045 | O/CCGT - CH4 Existing | Crossload | Electricity | PJ | Dispatch-Crossload | EmissionsCost | 0 | [6 empty] | 0.37512 | 0
LCP_Inputs_ON_Diverse_Howarth_2023_05_05 | 2045 | O/CCGT - CH4 Existing | Crossload | Electricity | PJ | Dispatch-Crossload | FuelCost | 0 | [6 empty] | 0.37512 | 0
LCP_Inputs_ON_Diverse_Howarth_2023_05_05 | 2045 | O/CCGT - CH4 Existing | Crossload | Electricity | PJ | Dispatch-Crossload | VOM | 0 | [6 empty] | 0.37512 | 0
LCP_Inputs_ON_Diverse_Howarth_2023_05_05 | 2045 | O/CCGT - CH4 Existing | Crossload | Electricity | QC | Dispatch-Crossload | EmissionsCost | 0 | [6 empty] | 0.37512 | 0
LCP_Inputs_ON_Diverse_Howarth_2023_05_05 | 2045 | O/CCGT - CH4 Existing | Crossload | Electricity | QC | Dispatch-Crossload | FuelCost | 0 | [6 empty] | 0.37512 | 0
LCP_Inputs_ON_Diverse_Howarth_2023_05_05 | 2045 | O/CCGT - CH4 Existing | Crossload | Electricity | QC | Dispatch-Crossload | VOM | 0 | [6 empty] | 0.37512 | 0
LCP_Inputs_ON_Diverse_Howarth_2023_05_05 | 2045 | O/CCGT - CH4 Existing | Crossload | Electricity | WC | Dispatch-Crossload | EmissionsCost | 0 | [6 empty] | 0.37512 | 0
LCP_Inputs_ON_Diverse_Howarth_2023_05_05 | 2045 | O/CCGT - CH4 Existing | Crossload | Electricity | WC | Dispatch-Crossload | FuelCost | 0 | [6 empty] | 0.37512 | 0
LCP_Inputs_ON_Diverse_Howarth_2023_05_05 | 2045 | O/CCGT - CH4 Existing | Crossload | Electricity | WC | Dispatch-Crossload | VOM | 0 | [6 empty] | 0.37512 | 0
LCP_Inputs_ON_Diverse_Howarth_2023_05_05 | 2045 | O/CCGT - CH4 New | Crossload | Electricity | MI | Dispatch-Crossload | EmissionsCost | 0 | [6 empty] | 0.37512 | 0
LCP_Inputs_ON_Diverse_Howarth_2023_05_05 | 2045 | O/CCGT - CH4 New | Crossload | Electricity | MI | Dispatch-Crossload | FuelCost | 0 | [6 empty] | 0.37512 | 0
LCP_Inputs_ON_Diverse_Howarth_2023_05_05 | 2045 | O/CCGT - CH4 New | Crossload | Electricity | MI | Dispatch-Crossload | VOM | 0 | [6 empty] | 0.37512 | 0
LCP_Inputs_ON_Diverse_Howarth_2023_05_05 | 2045 | O/CCGT - CH4 New | Crossload | Electricity | NY | Dispatch-Crossload | EmissionsCost | 0 | [6 empty] | 0.37512 | 0
LCP_Inputs_ON_Diverse_Howarth_2023_05_05 | 2045 | O/CCGT - CH4 New | Crossload | Electricity | NY | Dispatch-Crossload | FuelCost | 0 | [6 empty] | 0.37512 | 0
LCP_Inputs_ON_Diverse_Howarth_2023_05_05 | 2045 | O/CCGT - CH4 New | Crossload | Electricity | NY | Dispatch-Crossload | VOM | 0 | [6 empty] | 0.37512 | 0
LCP_Inputs_ON_Diverse_Howarth_2023_05_05 | 2045 | O/CCGT - CH4 New | Crossload | Electricity | ON | Dispatch-Crossload | EmissionsCost | 1511114.6946 | [6 empty] | 0.37512 | 566844.5121
LCP_Inputs_ON_Diverse_Howarth_2023_05_05 | 2045 | O/CCGT - CH4 New | Crossload | Electricity | ON | Dispatch-Crossload | FuelCost | 0 | [6 empty] | 0.37512 | 0
LCP_Inputs_ON_Diverse_Howarth_2023_05_05 | 2045 | O/CCGT - CH4 New | Crossload | Electricity | ON | Dispatch-Crossload | VOM | 91392 | [6 empty] | 0.37512 | 34282.6748
LCP_Inputs_ON_Diverse_Howarth_2023_05_05 | 2045 | O/CCGT - CH4 New | Crossload | Electricity | PJ | Dispatch-Crossload | EmissionsCost | 0 | [6 empty] | 0.37512 | 0
LCP_Inputs_ON_Diverse_Howarth_2023_05_05 | 2045 | O/CCGT - CH4 New | Crossload | Electricity | PJ | Dispatch-Crossload | FuelCost | 0 | [6 empty] | 0.37512 | 0
LCP_Inputs_ON_Diverse_Howarth_2023_05_05 | 2045 | O/CCGT - CH4 New | Crossload | Electricity | PJ | Dispatch-Crossload | VOM | 0 | [6 empty] | 0.37512 | 0
LCP_Inputs_ON_Diverse_Howarth_2023_05_05 | 2045 | O/CCGT - CH4 New | Crossload | Electricity | QC | Dispatch-Crossload | EmissionsCost | 0 | [6 empty] | 0.37512 | 0
LCP_Inputs_ON_Diverse_Howarth_2023_05_05 | 2045 | O/CCGT - CH4 New | Crossload | Electricity | QC | Dispatch-Crossload | FuelCost | 0 | [6 empty] | 0.37512 | 0
LCP_Inputs_ON_Diverse_Howarth_2023_05_05 | 2045 | O/CCGT - CH4 New | Crossload | Electricity | QC | Dispatch-Crossload | VOM | 0 | [6 empty] | 0.37512 | 0
LCP_Inputs_ON_Diverse_Howarth_2023_05_05 | 2045 | O/CCGT - CH4 New | Crossload | Electricity | WC | Dispatch-Crossload | EmissionsCost | 0 | [6 empty] | 0.37512 | 0
LCP_Inputs_ON_Diverse_Howarth_2023_05_05 | 2045 | O/CCGT - CH4 New | Crossload | Electricity | WC | Dispatch-Crossload | FuelCost | 0 | [6 empty] | 0.37512 | 0
LCP_Inputs_ON_Diverse_Howarth_2023_05_05 | 2045 | O/CCGT - CH4 New | Crossload | Electricity | WC | Dispatch-Crossload | VOM | 0 | [6 empty] | 0.37512 | 0
LCP_Inputs_ON_Diverse_Howarth_2023_05_05 | 2045 | O/CCGT - H2 New | Crossload | Electricity | MI | Dispatch-Crossload | EmissionsCost | 0 | [6 empty] | 0.37512 | 0
LCP_Inputs_ON_Diverse_Howarth_2023_05_05 | 2045 | O/CCGT - H2 New | Crossload | Electricity | MI | Dispatch-Crossload | FuelCost | 0 | [6 empty] | 0.37512 | 0
LCP_Inputs_ON_Diverse_Howarth_2023_05_05 | 2045 | O/CCGT - H2 New | Crossload | Electricity | MI | Dispatch-Crossload | VOM | 0 | [6 empty] | 0.37512 | 0
LCP_Inputs_ON_Diverse_Howarth_2023_05_05 | 2045 | O/CCGT - H2 New | Crossload | Electricity | NY | Dispatch-Crossload | EmissionsCost | 0 | [6 empty] | 0.37512 | 0
LCP_Inputs_ON_Diverse_Howarth_2023_05_05 | 2045 | O/CCGT - H2 New | Crossload | Electricity | NY | Dispatch-Crossload | FuelCost | 0 | [6 empty] | 0.37512 | 0
LCP_Inputs_ON_Diverse_Howarth_2023_05_05 | 2045 | O/CCGT - H2 New | Crossload | Electricity | NY | Dispatch-Crossload | VOM | 0 | [6 empty] | 0.37512 | 0
LCP_Inputs_ON_Diverse_Howarth_2023_05_05 | 2045 | O/CCGT - H2 New | Crossload | Electricity | ON | Dispatch-Crossload | EmissionsCost | 0 | [6 empty] | 0.37512 | 0
LCP_Inputs_ON_Diverse_Howarth_2023_05_05 | 2045 | O/CCGT - H2 New | Crossload | Electricity | ON | Dispatch-Crossload | FuelCost | 0 | [6 empty] | 0.37512 | 0
LCP_Inputs_ON_Diverse_Howarth_2023_05_05 | 2045 | O/CCGT - H2 New | Crossload | Electricity | ON | Dispatch-Crossload | VOM | 380530.774 | [6 empty] | 0.37512 | 142743.4871
LCP_Inputs_ON_Diverse_Howarth_2023_05_05 | 2045 | O/CCGT - H2 New | Crossload | Electricity | PJ | Dispatch-Crossload | EmissionsCost | 0 | [6 empty] | 0.37512 | 0
LCP_Inputs_ON_Diverse_Howarth_2023_05_05 | 2045 | O/CCGT - H2 New | Crossload | Electricity | PJ | Dispatch-Crossload | FuelCost | 0 | [6 empty] | 0.37512 | 0
LCP_Inputs_ON_Diverse_Howarth_2023_05_05 | 2045 | O/CCGT - H2 New | Crossload | Electricity | PJ | Dispatch-Crossload | VOM | 0 | [6 empty] | 0.37512 | 0
LCP_Inputs_ON_Diverse_Howarth_2023_05_05 | 2045 | O/CCGT - H2 New | Crossload | Electricity | QC | Dispatch-Crossload | EmissionsCost | 0 | [6 empty] | 0.37512 | 0
LCP_Inputs_ON_Diverse_Howarth_2023_05_05 | 2045 | O/CCGT - H2 New | Crossload | Electricity | QC | Dispatch-Crossload | FuelCost | 0 | [6 empty] | 0.37512 | 0
LCP_Inputs_ON_Diverse_Howarth_2023_05_05 | 2045 | O/CCGT - H2 New | Crossload | Electricity | QC | Dispatch-Crossload | VOM | 0 | [6 empty] | 0.37512 | 0
LCP_Inputs_ON_Diverse_Howarth_2023_05_05 | 2045 | O/CCGT - H2 New | Crossload | Electricity | WC | Dispatch-Crossload | EmissionsCost | 0 | [6 empty] | 0.37512 | 0
LCP_Inputs_ON_Diverse_Howarth_2023_05_05 | 2045 | O/CCGT - H2 New | Crossload | Electricity | WC | Dispatch-Crossload | FuelCost | 0 | [6 empty] | 0.37512 | 0
LCP_Inputs_ON_Diverse_Howarth_2023_05_05 | 2045 | O/CCGT - H2 New | Crossload | Electricity | WC | Dispatch-Crossload | VOM | 0 | [6 empty] | 0.37512 | 0
LCP_Inputs_ON_Diverse_Howarth_2023_05_05 | 2045 | SMR CCS | Generation | Hydrogen | MI | Dispatch-Generation | EmissionsCost | 0 | [6 empty] | 0.37512 | 0
LCP_Inputs_ON_Diverse_Howarth_2023_05_05 | 2045 | SMR CCS | Generation | Hydrogen | MI | Dispatch-Generation | FuelCost | 0 | [6 empty] | 0.37512 | 0
LCP_Inputs_ON_Diverse_Howarth_2023_05_05 | 2045 | SMR CCS | Generation | Hydrogen | MI | Dispatch-Generation | VOM | 0 | [6 empty] | 0.37512 | 0
LCP_Inputs_ON_Diverse_Howarth_2023_05_05 | 2045 | SMR CCS | Generation | Hydrogen | NY | Dispatch-Generation | EmissionsCost | 0 | [6 empty] | 0.37512 | 0
LCP_Inputs_ON_Diverse_Howarth_2023_05_05 | 2045 | SMR CCS | Generation | Hydrogen | NY | Dispatch-Generation | FuelCost | 0 | [6 empty] | 0.37512 | 0
LCP_Inputs_ON_Diverse_Howarth_2023_05_05 | 2045 | SMR CCS | Generation | Hydrogen | NY | Dispatch-Generation | VOM | 0 | [6 empty] | 0.37512 | 0
LCP_Inputs_ON_Diverse_Howarth_2023_05_05 | 2045 | SMR CCS | Generation | Hydrogen | ON | Dispatch-Generation | EmissionsCost | 388566288.3194 | [6 empty] | 0.37512 | 145757743.538
LCP_Inputs_ON_Diverse_Howarth_2023_05_05 | 2045 | SMR CCS | Generation | Hydrogen | ON | Dispatch-Generation | FuelCost | 299932601.302 | [6 empty] | 0.37512 | 112509758.2921
LCP_Inputs_ON_Diverse_Howarth_2023_05_05 | 2045 | SMR CCS | Generation | Hydrogen | ON | Dispatch-Generation | VOM | 0 | [6 empty] | 0.37512 | 0
LCP_Inputs_ON_Diverse_Howarth_2023_05_05 | 2045 | SMR CCS | Generation | Hydrogen | PJ | Dispatch-Generation | EmissionsCost | 0 | [6 empty] | 0.37512 | 0
LCP_Inputs_ON_Diverse_Howarth_2023_05_05 | 2045 | SMR CCS | Generation | Hydrogen | PJ | Dispatch-Generation | FuelCost | 0 | [6 empty] | 0.37512 | 0
LCP_Inputs_ON_Diverse_Howarth_2023_05_05 | 2045 | SMR CCS | Generation | Hydrogen | PJ | Dispatch-Generation | VOM | 0 | [6 empty] | 0.37512 | 0
LCP_Inputs_ON_Diverse_Howarth_2023_05_05 | 2045 | SMR CCS | Generation | Hydrogen | QC | Dispatch-Generation | EmissionsCost | 0 | [6 empty] | 0.37512 | 0
LCP_Inputs_ON_Diverse_Howarth_2023_05_05 | 2045 | SMR CCS | Generation | Hydrogen | QC | Dispatch-Generation | FuelCost | 0 | [6 empty] | 0.37512 | 0
LCP_Inputs_ON_Diverse_Howarth_2023_05_05 | 2045 | SMR CCS | Generation | Hydrogen | QC | Dispatch-Generation | VOM | 0 | [6 empty] | 0.37512 | 0
LCP_Inputs_ON_Diverse_Howarth_2023_05_05 | 2045 | SMR CCS | Generation | Hydrogen | WC | Dispatch-Generation | EmissionsCost | 0 | [6 empty] | 0.37512 | 0
LCP_Inputs_ON_Diverse_Howarth_2023_05_05 | 2045 | SMR CCS | Generation | Hydrogen | WC | Dispatch-Generation | FuelCost | 0 | [6 empty] | 0.37512 | 0
LCP_Inputs_ON_Diverse_Howarth_2023_05_05 | 2045 | SMR CCS | Generation | Hydrogen | WC | Dispatch-Generation | VOM | 0 | [6 empty] | 0.37512 | 0
LCP_Inputs_ON_Diverse_Howarth_2023_05_05 | 2045 | Solar PV | Generation | Electricity | MI | Dispatch-Generation | EmissionsCost | 0 | [6 empty] | 0.37512 | 0
LCP_Inputs_ON_Diverse_Howarth_2023_05_05 | 2045 | Solar PV | Generation | Electricity | MI | Dispatch-Generation | FuelCost | 0 | [6 empty] | 0.37512 | 0
LCP_Inputs_ON_Diverse_Howarth_2023_05_05 | 2045 | Solar PV | Generation | Electricity | MI | Dispatch-Generation | VOM | 0 | [6 empty] | 0.37512 | 0
LCP_Inputs_ON_Diverse_Howarth_2023_05_05 | 2045 | Solar PV | Generation | Electricity | NY | Dispatch-Generation | EmissionsCost | 0 | [6 empty] | 0.37512 | 0
LCP_Inputs_ON_Diverse_Howarth_2023_05_05 | 2045 | Solar PV | Generation | Electricity | NY | Dispatch-Generation | FuelCost | 0 | [6 empty] | 0.37512 | 0
LCP_Inputs_ON_Diverse_Howarth_2023_05_05 | 2045 | Solar PV | Generation | Electricity | NY | Dispatch-Generation | VOM | 0 | [6 empty] | 0.37512 | 0
LCP_Inputs_ON_Diverse_Howarth_2023_05_05 | 2045 | Solar PV | Generation | Electricity | ON | Dispatch-Generation | EmissionsCost | 0 | [6 empty] | 0.37512 | 0
LCP_Inputs_ON_Diverse_Howarth_2023_05_05 | 2045 | Solar PV | Generation | Electricity | ON | Dispatch-Generation | FuelCost | 0 | [6 empty] | 0.37512 | 0
LCP_Inputs_ON_Diverse_Howarth_2023_05_05 | 2045 | Solar PV | Generation | Electricity | ON | Dispatch-Generation | VOM | 0 | [6 empty] | 0.37512 | 0
LCP_Inputs_ON_Diverse_Howarth_2023_05_05 | 2045 | Solar PV | Generation | Electricity | PJ | Dispatch-Generation | EmissionsCost | 0 | [6 empty] | 0.37512 | 0
LCP_Inputs_ON_Diverse_Howarth_2023_05_05 | 2045 | Solar PV | Generation | Electricity | PJ | Dispatch-Generation | FuelCost | 0 | [6 empty] | 0.37512 | 0
LCP_Inputs_ON_Diverse_Howarth_2023_05_05 | 2045 | Solar PV | Generation | Electricity | PJ | Dispatch-Generation | VOM | 0 | [6 empty] | 0.37512 | 0
LCP_Inputs_ON_Diverse_Howarth_2023_05_05 | 2045 | Solar PV | Generation | Electricity | QC | Dispatch-Generation | EmissionsCost | 0 | [6 empty] | 0.37512 | 0
LCP_Inputs_ON_Diverse_Howarth_2023_05_05 | 2045 | Solar PV | Generation | Electricity | QC | Dispatch-Generation | FuelCost | 0 | [6 empty] | 0.37512 | 0
LCP_Inputs_ON_Diverse_Howarth_2023_05_05 | 2045 | Solar PV | Generation | Electricity | QC | Dispatch-Generation | VOM | 0 | [6 empty] | 0.37512 | 0
LCP_Inputs_ON_Diverse_Howarth_2023_05_05 | 2045 | Solar PV | Generation | Electricity | WC | Dispatch-Generation | EmissionsCost | 0 | [6 empty] | 0.37512 | 0
LCP_Inputs_ON_Diverse_Howarth_2023_05_05 | 2045 | Solar PV | Generation | Electricity | WC | Dispatch-Generation | FuelCost | 0 | [6 empty] | 0.37512 | 0
LCP_Inputs_ON_Diverse_Howarth_2023_05_05 | 2045 | Solar PV | Generation | Electricity | WC | Dispatch-Generation | VOM | 0 | [6 empty] | 0.37512 | 0
LCP_Inputs_ON_Diverse_Howarth_2023_05_05 | 2045 | Wind Offshore | Generation | Electricity | MI | Dispatch-Generation | EmissionsCost | 0 | [6 empty] | 0.37512 | 0
LCP_Inputs_ON_Diverse_Howarth_2023_05_05 | 2045 | Wind Offshore | Generation | Electricity | MI | Dispatch-Generation | FuelCost | 0 | [6 empty] | 0.37512 | 0
LCP_Inputs_ON_Diverse_Howarth_2023_05_05 | 2045 | Wind Offshore | Generation | Electricity | MI | Dispatch-Generation | VOM | 0 | [6 empty] | 0.37512 | 0
LCP_Inputs_ON_Diverse_Howarth_2023_05_05 | 2045 | Wind Offshore | Generation | Electricity | NY | Dispatch-Generation | EmissionsCost | 0 | [6 empty] | 0.37512 | 0
LCP_Inputs_ON_Diverse_Howarth_2023_05_05 | 2045 | Wind Offshore | Generation | Electricity | NY | Dispatch-Generation | FuelCost | 0 | [6 empty] | 0.37512 | 0
LCP_Inputs_ON_Diverse_Howarth_2023_05_05 | 2045 | Wind Offshore | Generation | Electricity | NY | Dispatch-Generation | VOM | 0 | [6 empty] | 0.37512 | 0
LCP_Inputs_ON_Diverse_Howarth_2023_05_05 | 2045 | Wind Offshore | Generation | Electricity | ON | Dispatch-Generation | EmissionsCost | 0 | [6 empty] | 0.37512 | 0
LCP_Inputs_ON_Diverse_Howarth_2023_05_05 | 2045 | Wind Offshore | Generation | Electricity | ON | Dispatch-Generation | FuelCost | 0 | [6 empty] | 0.37512 | 0
LCP_Inputs_ON_Diverse_Howarth_2023_05_05 | 2045 | Wind Offshore | Generation | Electricity | ON | Dispatch-Generation | VOM | 0 | [6 empty] | 0.37512 | 0
LCP_Inputs_ON_Diverse_Howarth_2023_05_05 | 2045 | Wind Offshore | Generation | Electricity | PJ | Dispatch-Generation | EmissionsCost | 0 | [6 empty] | 0.37512 | 0
LCP_Inputs_ON_Diverse_Howarth_2023_05_05 | 2045 | Wind Offshore | Generation | Electricity | PJ | Dispatch-Generation | FuelCost | 0 | [6 empty] | 0.37512 | 0
LCP_Inputs_ON_Diverse_Howarth_2023_05_05 | 2045 | Wind Offshore | Generation | Electricity | PJ | Dispatch-Generation | VOM | 0 | [6 empty] | 0.37512 | 0
LCP_Inputs_ON_Diverse_Howarth_2023_05_05 | 2045 | Wind Offshore | Generation | Electricity | QC | Dispatch-Generation | EmissionsCost | 0 | [6 empty] | 0.37512 | 0
LCP_Inputs_ON_Diverse_Howarth_2023_05_05 | 2045 | Wind Offshore | Generation | Electricity | QC | Dispatch-Generation | FuelCost | 0 | [6 empty] | 0.37512 | 0
LCP_Inputs_ON_Diverse_Howarth_2023_05_05 | 2045 | Wind Offshore | Generation | Electricity | QC | Dispatch-Generation | VOM | 0 | [6 empty] | 0.37512 | 0
LCP_Inputs_ON_Diverse_Howarth_2023_05_05 | 2045 | Wind Offshore | Generation | Electricity | WC | Dispatch-Generation | EmissionsCost | 0 | [6 empty] | 0.37512 | 0
LCP_Inputs_ON_Diverse_Howarth_2023_05_05 | 2045 | Wind Offshore | Generation | Electricity | WC | Dispatch-Generation | FuelCost | 0 | [6 empty] | 0.37512 | 0
LCP_Inputs_ON_Diverse_Howarth_2023_05_05 | 2045 | Wind Offshore | Generation | Electricity | WC | Dispatch-Generation | VOM | 0 | [6 empty] | 0.37512 | 0
LCP_Inputs_ON_Diverse_Howarth_2023_05_05 | 2045 | Wind Onshore | Generation | Electricity | MI | Dispatch-Generation | EmissionsCost | 0 | [6 empty] | 0.37512 | 0
LCP_Inputs_ON_Diverse_Howarth_2023_05_05 | 2045 | Wind Onshore | Generation | Electricity | MI | Dispatch-Generation | FuelCost | 0 | [6 empty] | 0.37512 | 0
LCP_Inputs_ON_Diverse_Howarth_2023_05_05 | 2045 | Wind Onshore | Generation | Electricity | MI | Dispatch-Generation | VOM | 0 | [6 empty] | 0.37512 | 0
LCP_Inputs_ON_Diverse_Howarth_2023_05_05 | 2045 | Wind Onshore | Generation | Electricity | NY | Dispatch-Generation | EmissionsCost | 0 | [6 empty] | 0.37512 | 0
LCP_Inputs_ON_Diverse_Howarth_2023_05_05 | 2045 | Wind Onshore | Generation | Electricity | NY | Dispatch-Generation | FuelCost | 0 | [6 empty] | 0.37512 | 0
LCP_Inputs_ON_Diverse_Howarth_2023_05_05 | 2045 | Wind Onshore | Generation | Electricity | NY | Dispatch-Generation | VOM | 0 | [6 empty] | 0.37512 | 0
LCP_Inputs_ON_Diverse_Howarth_2023_05_05 | 2045 | Wind Onshore | Generation | Electricity | ON | Dispatch-Generation | EmissionsCost | 0 | [6 empty] | 0.37512 | 0
LCP_Inputs_ON_Diverse_Howarth_2023_05_05 | 2045 | Wind Onshore | Generation | Electricity | ON | Dispatch-Generation | FuelCost | 0 | [6 empty] | 0.37512 | 0
LCP_Inputs_ON_Diverse_Howarth_2023_05_05 | 2045 | Wind Onshore | Generation | Electricity | ON | Dispatch-Generation | VOM | 0 | [6 empty] | 0.37512 | 0
LCP_Inputs_ON_Diverse_Howarth_2023_05_05 | 2045 | Wind Onshore | Generation | Electricity | PJ | Dispatch-Generation | EmissionsCost | 0 | [6 empty] | 0.37512 | 0
LCP_Inputs_ON_Diverse_Howarth_2023_05_05 | 2045 | Wind Onshore | Generation | Electricity | PJ | Dispatch-Generation | FuelCost | 0 | [6 empty] | 0.37512 | 0
LCP_Inputs_ON_Diverse_Howarth_2023_05_05 | 2045 | Wind Onshore | Generation | Electricity | PJ | Dispatch-Generation | VOM | 0 | [6 empty] | 0.37512 | 0
LCP_Inputs_ON_Diverse_Howarth_2023_05_05 | 2045 | Wind Onshore | Generation | Electricity | QC | Dispatch-Generation | EmissionsCost | 0 | [6 empty] | 0.37512 | 0
LCP_Inputs_ON_Diverse_Howarth_2023_05_05 | 2045 | Wind Onshore | Generation | Electricity | QC | Dispatch-Generation | FuelCost | 0 | [6 empty] | 0.37512 | 0
LCP_Inputs_ON_Diverse_Howarth_2023_05_05 | 2045 | Wind Onshore | Generation | Electricity | QC | Dispatch-Generation | VOM | 0 | [6 empty] | 0.37512 | 0
LCP_Inputs_ON_Diverse_Howarth_2023_05_05 | 2045 | Wind Onshore | Generation | Electricity | WC | Dispatch-Generation | EmissionsCost | 0 | [6 empty] | 0.37512 | 0
LCP_Inputs_ON_Diverse_Howarth_2023_05_05 | 2045 | Wind Onshore | Generation | Electricity | WC | Dispatch-Generation | FuelCost | 0 | [6 empty] | 0.37512 | 0
LCP_Inputs_ON_Diverse_Howarth_2023_05_05 | 2045 | Wind Onshore | Generation | Electricity | WC | Dispatch-Generation | VOM | 0 | [6 empty] | 0.37512 | 0
LCP_Inputs_ON_Diverse_Howarth_2023_05_05 | 2046 | Anaerobic Digestion | Generation | Methane | MI | Dispatch-Generation | EmissionsCost | 0 | [6 empty] | 0.36069 | 0
LCP_Inputs_ON_Diverse_Howarth_2023_05_05 | 2046 | Anaerobic Digestion | Generation | Methane | MI | Dispatch-Generation | FuelCost | 0 | [6 empty] | 0.36069 | 0
LCP_Inputs_ON_Diverse_Howarth_2023_05_05 | 2046 | Anaerobic Digestion | Generation | Methane | MI | Dispatch-Generation | VOM | 0 | [6 empty] | 0.36069 | 0
LCP_Inputs_ON_Diverse_Howarth_2023_05_05 | 2046 | Anaerobic Digestion | Generation | Methane | NY | Dispatch-Generation | EmissionsCost | 0 | [6 empty] | 0.36069 | 0
LCP_Inputs_ON_Diverse_Howarth_2023_05_05 | 2046 | Anaerobic Digestion | Generation | Methane | NY | Dispatch-Generation | FuelCost | 0 | [6 empty] | 0.36069 | 0
LCP_Inputs_ON_Diverse_Howarth_2023_05_05 | 2046 | Anaerobic Digestion | Generation | Methane | NY | Dispatch-Generation | VOM | 0 | [6 empty] | 0.36069 | 0
LCP_Inputs_ON_Diverse_Howarth_2023_05_05 | 2046 | Anaerobic Digestion | Generation | Methane | ON | Dispatch-Generation | EmissionsCost | 3867281.1607 | [6 empty] | 0.36069 | 1394886.6754
LCP_Inputs_ON_Diverse_Howarth_2023_05_05 | 2046 | Anaerobic Digestion | Generation | Methane | ON | Dispatch-Generation | FuelCost | 0 | [6 empty] | 0.36069 | 0
LCP_Inputs_ON_Diverse_Howarth_2023_05_05 | 2046 | Anaerobic Digestion | Generation | Methane | ON | Dispatch-Generation | VOM | 1742440000 | [6 empty] | 0.36069 | 628479347.0379
LCP_Inputs_ON_Diverse_Howarth_2023_05_05 | 2046 | Anaerobic Digestion | Generation | Methane | PJ | Dispatch-Generation | EmissionsCost | 0 | [6 empty] | 0.36069 | 0
LCP_Inputs_ON_Diverse_Howarth_2023_05_05 | 2046 | Anaerobic Digestion | Generation | Methane | PJ | Dispatch-Generation | FuelCost | 0 | [6 empty] | 0.36069 | 0
LCP_Inputs_ON_Diverse_Howarth_2023_05_05 | 2046 | Anaerobic Digestion | Generation | Methane | PJ | Dispatch-Generation | VOM | 0 | [6 empty] | 0.36069 | 0
LCP_Inputs_ON_Diverse_Howarth_2023_05_05 | 2046 | Anaerobic Digestion | Generation | Methane | QC | Dispatch-Generation | EmissionsCost | 0 | [6 empty] | 0.36069 | 0
LCP_Inputs_ON_Diverse_Howarth_2023_05_05 | 2046 | Anaerobic Digestion | Generation | Methane | QC | Dispatch-Generation | FuelCost | 0 | [6 empty] | 0.36069 | 0
LCP_Inputs_ON_Diverse_Howarth_2023_05_05 | 2046 | Anaerobic Digestion | Generation | Methane | QC | Dispatch-Generation | VOM | 0 | [6 empty] | 0.36069 | 0
LCP_Inputs_ON_Diverse_Howarth_2023_05_05 | 2046 | Anaerobic Digestion | Generation | Methane | WC | Dispatch-Generation | EmissionsCost | 0 | [6 empty] | 0.36069 | 0
LCP_Inputs_ON_Diverse_Howarth_2023_05_05 | 2046 | Anaerobic Digestion | Generation | Methane | WC | Dispatch-Generation | FuelCost | 0 | [6 empty] | 0.36069 | 0
LCP_Inputs_ON_Diverse_Howarth_2023_05_05 | 2046 | Anaerobic Digestion | Generation | Methane | WC | Dispatch-Generation | VOM | 0 | [6 empty] | 0.36069 | 0
LCP_Inputs_ON_Diverse_Howarth_2023_05_05 | 2046 | Battery Storage | Storage | Electricity | MI | Dispatch-Storage | EmissionsCost | 0 | [6 empty] | 0.36069 | 0
LCP_Inputs_ON_Diverse_Howarth_2023_05_05 | 2046 | Battery Storage | Storage | Electricity | MI | Dispatch-Storage | FuelCost | 0 | [6 empty] | 0.36069 | 0
LCP_Inputs_ON_Diverse_Howarth_2023_05_05 | 2046 | Battery Storage | Storage | Electricity | MI | Dispatch-Storage | VOM | 0 | [6 empty] | 0.36069 | 0
LCP_Inputs_ON_Diverse_Howarth_2023_05_05 | 2046 | Battery Storage | Storage | Electricity | NY | Dispatch-Storage | EmissionsCost | 0 | [6 empty] | 0.36069 | 0
LCP_Inputs_ON_Diverse_Howarth_2023_05_05 | 2046 | Battery Storage | Storage | Electricity | NY | Dispatch-Storage | FuelCost | 0 | [6 empty] | 0.36069 | 0
LCP_Inputs_ON_Diverse_Howarth_2023_05_05 | 2046 | Battery Storage | Storage | Electricity | NY | Dispatch-Storage | VOM | 0 | [6 empty] | 0.36069 | 0
LCP_Inputs_ON_Diverse_Howarth_2023_05_05 | 2046 | Battery Storage | Storage | Electricity | ON | Dispatch-Storage | EmissionsCost | 0 | [6 empty] | 0.36069 | 0
LCP_Inputs_ON_Diverse_Howarth_2023_05_05 | 2046 | Battery Storage | Storage | Electricity | ON | Dispatch-Storage | FuelCost | 0 | [6 empty] | 0.36069 | 0
LCP_Inputs_ON_Diverse_Howarth_2023_05_05 | 2046 | Battery Storage | Storage | Electricity | ON | Dispatch-Storage | VOM | 0 | [6 empty] | 0.36069 | 0
LCP_Inputs_ON_Diverse_Howarth_2023_05_05 | 2046 | Battery Storage | Storage | Electricity | PJ | Dispatch-Storage | EmissionsCost | 0 | [6 empty] | 0.36069 | 0
LCP_Inputs_ON_Diverse_Howarth_2023_05_05 | 2046 | Battery Storage | Storage | Electricity | PJ | Dispatch-Storage | FuelCost | 0 | [6 empty] | 0.36069 | 0
LCP_Inputs_ON_Diverse_Howarth_2023_05_05 | 2046 | Battery Storage | Storage | Electricity | PJ | Dispatch-Storage | VOM | 0 | [6 empty] | 0.36069 | 0
LCP_Inputs_ON_Diverse_Howarth_2023_05_05 | 2046 | Battery Storage | Storage | Electricity | QC | Dispatch-Storage | EmissionsCost | 0 | [6 empty] | 0.36069 | 0
LCP_Inputs_ON_Diverse_Howarth_2023_05_05 | 2046 | Battery Storage | Storage | Electricity | QC | Dispatch-Storage | FuelCost | 0 | [6 empty] | 0.36069 | 0
LCP_Inputs_ON_Diverse_Howarth_2023_05_05 | 2046 | Battery Storage | Storage | Electricity | QC | Dispatch-Storage | VOM | 0 | [6 empty] | 0.36069 | 0
LCP_Inputs_ON_Diverse_Howarth_2023_05_05 | 2046 | Battery Storage | Storage | Electricity | WC | Dispatch-Storage | EmissionsCost | 0 | [6 empty] | 0.36069 | 0
LCP_Inputs_ON_Diverse_Howarth_2023_05_05 | 2046 | Battery Storage | Storage | Electricity | WC | Dispatch-Storage | FuelCost | 0 | [6 empty] | 0.36069 | 0
LCP_Inputs_ON_Diverse_Howarth_2023_05_05 | 2046 | Battery Storage | Storage | Electricity | WC | Dispatch-Storage | VOM | 0 | [6 empty] | 0.36069 | 0
LCP_Inputs_ON_Diverse_Howarth_2023_05_05 | 2046 | Biomass | Generation | Electricity | MI | Dispatch-Generation | EmissionsCost | 0 | [6 empty] | 0.36069 | 0
LCP_Inputs_ON_Diverse_Howarth_2023_05_05 | 2046 | Biomass | Generation | Electricity | MI | Dispatch-Generation | FuelCost | 0 | [6 empty] | 0.36069 | 0
LCP_Inputs_ON_Diverse_Howarth_2023_05_05 | 2046 | Biomass | Generation | Electricity | MI | Dispatch-Generation | VOM | 0 | [6 empty] | 0.36069 | 0
LCP_Inputs_ON_Diverse_Howarth_2023_05_05 | 2046 | Biomass | Generation | Electricity | NY | Dispatch-Generation | EmissionsCost | 0 | [6 empty] | 0.36069 | 0
LCP_Inputs_ON_Diverse_Howarth_2023_05_05 | 2046 | Biomass | Generation | Electricity | NY | Dispatch-Generation | FuelCost | 0 | [6 empty] | 0.36069 | 0
LCP_Inputs_ON_Diverse_Howarth_2023_05_05 | 2046 | Biomass | Generation | Electricity | NY | Dispatch-Generation | VOM | 0 | [6 empty] | 0.36069 | 0
LCP_Inputs_ON_Diverse_Howarth_2023_05_05 | 2046 | Biomass | Generation | Electricity | ON | Dispatch-Generation | EmissionsCost | 0 | [6 empty] | 0.36069 | 0
LCP_Inputs_ON_Diverse_Howarth_2023_05_05 | 2046 | Biomass | Generation | Electricity | ON | Dispatch-Generation | FuelCost | 2449112.7273 | [6 empty] | 0.36069 | 883368.591
LCP_Inputs_ON_Diverse_Howarth_2023_05_05 | 2046 | Biomass | Generation | Electricity | ON | Dispatch-Generation | VOM | 31430.28 | [6 empty] | 0.36069 | 11336.5636
LCP_Inputs_ON_Diverse_Howarth_2023_05_05 | 2046 | Biomass | Generation | Electricity | PJ | Dispatch-Generation | EmissionsCost | 0 | [6 empty] | 0.36069 | 0
LCP_Inputs_ON_Diverse_Howarth_2023_05_05 | 2046 | Biomass | Generation | Electricity | PJ | Dispatch-Generation | FuelCost | 0 | [6 empty] | 0.36069 | 0
LCP_Inputs_ON_Diverse_Howarth_2023_05_05 | 2046 | Biomass | Generation | Electricity | PJ | Dispatch-Generation | VOM | 0 | [6 empty] | 0.36069 | 0
LCP_Inputs_ON_Diverse_Howarth_2023_05_05 | 2046 | Biomass | Generation | Electricity | QC | Dispatch-Generation | EmissionsCost | 0 | [6 empty] | 0.36069 | 0
LCP_Inputs_ON_Diverse_Howarth_2023_05_05 | 2046 | Biomass | Generation | Electricity | QC | Dispatch-Generation | FuelCost | 128334.5455 | [6 empty] | 0.36069 | 46288.8888
LCP_Inputs_ON_Diverse_Howarth_2023_05_05 | 2046 | Biomass | Generation | Electricity | QC | Dispatch-Generation | VOM | 1646.96 | [6 empty] | 0.36069 | 594.0407
LCP_Inputs_ON_Diverse_Howarth_2023_05_05 | 2046 | Biomass | Generation | Electricity | WC | Dispatch-Generation | EmissionsCost | 0 | [6 empty] | 0.36069 | 0
LCP_Inputs_ON_Diverse_Howarth_2023_05_05 | 2046 | Biomass | Generation | Electricity | WC | Dispatch-Generation | FuelCost | 0 | [6 empty] | 0.36069 | 0
LCP_Inputs_ON_Diverse_Howarth_2023_05_05 | 2046 | Biomass | Generation | Electricity | WC | Dispatch-Generation | VOM | 0 | [6 empty] | 0.36069 | 0
LCP_Inputs_ON_Diverse_Howarth_2023_05_05 | 2046 | Biomass + CCS | Generation | Electricity | MI | Dispatch-Generation | EmissionsCost | 0 | [6 empty] | 0.36069 | 0
LCP_Inputs_ON_Diverse_Howarth_2023_05_05 | 2046 | Biomass + CCS | Generation | Electricity | MI | Dispatch-Generation | FuelCost | 0 | [6 empty] | 0.36069 | 0
LCP_Inputs_ON_Diverse_Howarth_2023_05_05 | 2046 | Biomass + CCS | Generation | Electricity | MI | Dispatch-Generation | VOM | 0 | [6 empty] | 0.36069 | 0
LCP_Inputs_ON_Diverse_Howarth_2023_05_05 | 2046 | Biomass + CCS | Generation | Electricity | NY | Dispatch-Generation | EmissionsCost | 0 | [6 empty] | 0.36069 | 0
LCP_Inputs_ON_Diverse_Howarth_2023_05_05 | 2046 | Biomass + CCS | Generation | Electricity | NY | Dispatch-Generation | FuelCost | 0 | [6 empty] | 0.36069 | 0
LCP_Inputs_ON_Diverse_Howarth_2023_05_05 | 2046 | Biomass + CCS | Generation | Electricity | NY | Dispatch-Generation | VOM | 0 | [6 empty] | 0.36069 | 0
LCP_Inputs_ON_Diverse_Howarth_2023_05_05 | 2046 | Biomass + CCS | Generation | Electricity | ON | Dispatch-Generation | EmissionsCost | 0 | [6 empty] | 0.36069 | 0
LCP_Inputs_ON_Diverse_Howarth_2023_05_05 | 2046 | Biomass + CCS | Generation | Electricity | ON | Dispatch-Generation | FuelCost | 0 | [6 empty] | 0.36069 | 0
LCP_Inputs_ON_Diverse_Howarth_2023_05_05 | 2046 | Biomass + CCS | Generation | Electricity | ON | Dispatch-Generation | VOM | 0 | [6 empty] | 0.36069 | 0
LCP_Inputs_ON_Diverse_Howarth_2023_05_05 | 2046 | Biomass + CCS | Generation | Electricity | PJ | Dispatch-Generation | EmissionsCost | 0 | [6 empty] | 0.36069 | 0
LCP_Inputs_ON_Diverse_Howarth_2023_05_05 | 2046 | Biomass + CCS | Generation | Electricity | PJ | Dispatch-Generation | FuelCost | 0 | [6 empty] | 0.36069 | 0
LCP_Inputs_ON_Diverse_Howarth_2023_05_05 | 2046 | Biomass + CCS | Generation | Electricity | PJ | Dispatch-Generation | VOM | 0 | [6 empty] | 0.36069 | 0
LCP_Inputs_ON_Diverse_Howarth_2023_05_05 | 2046 | Biomass + CCS | Generation | Electricity | QC | Dispatch-Generation | EmissionsCost | 0 | [6 empty] | 0.36069 | 0
LCP_Inputs_ON_Diverse_Howarth_2023_05_05 | 2046 | Biomass + CCS | Generation | Electricity | QC | Dispatch-Generation | FuelCost | 0 | [6 empty] | 0.36069 | 0
LCP_Inputs_ON_Diverse_Howarth_2023_05_05 | 2046 | Biomass + CCS | Generation | Electricity | QC | Dispatch-Generation | VOM | 0 | [6 empty] | 0.36069 | 0
LCP_Inputs_ON_Diverse_Howarth_2023_05_05 | 2046 | Biomass + CCS | Generation | Electricity | WC | Dispatch-Generation | EmissionsCost | 0 | [6 empty] | 0.36069 | 0
LCP_Inputs_ON_Diverse_Howarth_2023_05_05 | 2046 | Biomass + CCS | Generation | Electricity | WC | Dispatch-Generation | FuelCost | 0 | [6 empty] | 0.36069 | 0
LCP_Inputs_ON_Diverse_Howarth_2023_05_05 | 2046 | Biomass + CCS | Generation | Electricity | WC | Dispatch-Generation | VOM | 0 | [6 empty] | 0.36069 | 0
LCP_Inputs_ON_Diverse_Howarth_2023_05_05 | 2046 | CH4 + CCS | Generation | Methane | MI | Dispatch-Generation | EmissionsCost | 0 | [6 empty] | 0.36069 | 0
LCP_Inputs_ON_Diverse_Howarth_2023_05_05 | 2046 | CH4 + CCS | Generation | Methane | MI | Dispatch-Generation | FuelCost | 0 | [6 empty] | 0.36069 | 0
LCP_Inputs_ON_Diverse_Howarth_2023_05_05 | 2046 | CH4 + CCS | Generation | Methane | MI | Dispatch-Generation | VOM | 0 | [6 empty] | 0.36069 | 0
LCP_Inputs_ON_Diverse_Howarth_2023_05_05 | 2046 | CH4 + CCS | Generation | Methane | NY | Dispatch-Generation | EmissionsCost | 0 | [6 empty] | 0.36069 | 0
LCP_Inputs_ON_Diverse_Howarth_2023_05_05 | 2046 | CH4 + CCS | Generation | Methane | NY | Dispatch-Generation | FuelCost | 0 | [6 empty] | 0.36069 | 0
LCP_Inputs_ON_Diverse_Howarth_2023_05_05 | 2046 | CH4 + CCS | Generation | Methane | NY | Dispatch-Generation | VOM | 0 | [6 empty] | 0.36069 | 0
LCP_Inputs_ON_Diverse_Howarth_2023_05_05 | 2046 | CH4 + CCS | Generation | Methane | ON | Dispatch-Generation | EmissionsCost | 88472420.6398 | [6 empty] | 0.36069 | 31911049.5366
LCP_Inputs_ON_Diverse_Howarth_2023_05_05 | 2046 | CH4 + CCS | Generation | Methane | ON | Dispatch-Generation | FuelCost | 483825119.2369 | [6 empty] | 0.36069 | 174510511.133
LCP_Inputs_ON_Diverse_Howarth_2023_05_05 | 2046 | CH4 + CCS | Generation | Methane | ON | Dispatch-Generation | VOM | 46000331.6667 | [6 empty] | 0.36069 | 16591824.3437
LCP_Inputs_ON_Diverse_Howarth_2023_05_05 | 2046 | CH4 + CCS | Generation | Methane | PJ | Dispatch-Generation | EmissionsCost | 0 | [6 empty] | 0.36069 | 0
LCP_Inputs_ON_Diverse_Howarth_2023_05_05 | 2046 | CH4 + CCS | Generation | Methane | PJ | Dispatch-Generation | FuelCost | 0 | [6 empty] | 0.36069 | 0
LCP_Inputs_ON_Diverse_Howarth_2023_05_05 | 2046 | CH4 + CCS | Generation | Methane | PJ | Dispatch-Generation | VOM | 0 | [6 empty] | 0.36069 | 0
LCP_Inputs_ON_Diverse_Howarth_2023_05_05 | 2046 | CH4 + CCS | Generation | Methane | QC | Dispatch-Generation | EmissionsCost | 0 | [6 empty] | 0.36069 | 0
LCP_Inputs_ON_Diverse_Howarth_2023_05_05 | 2046 | CH4 + CCS | Generation | Methane | QC | Dispatch-Generation | FuelCost | 0 | [6 empty] | 0.36069 | 0
LCP_Inputs_ON_Diverse_Howarth_2023_05_05 | 2046 | CH4 + CCS | Generation | Methane | QC | Dispatch-Generation | VOM | 0 | [6 empty] | 0.36069 | 0
LCP_Inputs_ON_Diverse_Howarth_2023_05_05 | 2046 | CH4 + CCS | Generation | Methane | WC | Dispatch-Generation | EmissionsCost | 0 | [6 empty] | 0.36069 | 0
LCP_Inputs_ON_Diverse_Howarth_2023_05_05 | 2046 | CH4 + CCS | Generation | Methane | WC | Dispatch-Generation | FuelCost | 0 | [6 empty] | 0.36069 | 0
LCP_Inputs_ON_Diverse_Howarth_2023_05_05 | 2046 | CH4 + CCS | Generation | Methane | WC | Dispatch-Generation | VOM | 0 | [6 empty] | 0.36069 | 0
LCP_Inputs_ON_Diverse_Howarth_2023_05_05 | 2046 | CH4 Import - NY 2020 | Import | Methane | MI | Dispatch-Import | EmissionsCost | 0 | [6 empty] | 0.36069 | 0
LCP_Inputs_ON_Diverse_Howarth_2023_05_05 | 2046 | CH4 Import - NY 2020 | Import | Methane | MI | Dispatch-Import | FuelCost | 0 | [6 empty] | 0.36069 | 0
LCP_Inputs_ON_Diverse_Howarth_2023_05_05 | 2046 | CH4 Import - NY 2020 | Import | Methane | MI | Dispatch-Import | VOM | 0 | [6 empty] | 0.36069 | 0
LCP_Inputs_ON_Diverse_Howarth_2023_05_05 | 2046 | CH4 Import - NY 2020 | Import | Methane | NY | Dispatch-Import | EmissionsCost | 0 | [6 empty] | 0.36069 | 0
LCP_Inputs_ON_Diverse_Howarth_2023_05_05 | 2046 | CH4 Import - NY 2020 | Import | Methane | NY | Dispatch-Import | FuelCost | 0 | [6 empty] | 0.36069 | 0
LCP_Inputs_ON_Diverse_Howarth_2023_05_05 | 2046 | CH4 Import - NY 2020 | Import | Methane | NY | Dispatch-Import | VOM | 0 | [6 empty] | 0.36069 | 0
LCP_Inputs_ON_Diverse_Howarth_2023_05_05 | 2046 | CH4 Import - NY 2020 | Import | Methane | ON | Dispatch-Import | EmissionsCost | 0 | [6 empty] | 0.36069 | 0
LCP_Inputs_ON_Diverse_Howarth_2023_05_05 | 2046 | CH4 Import - NY 2020 | Import | Methane | ON | Dispatch-Import | FuelCost | 0 | [6 empty] | 0.36069 | 0
LCP_Inputs_ON_Diverse_Howarth_2023_05_05 | 2046 | CH4 Import - NY 2020 | Import | Methane | ON | Dispatch-Import | VOM | 0 | [6 empty] | 0.36069 | 0
LCP_Inputs_ON_Diverse_Howarth_2023_05_05 | 2046 | CH4 Import - NY 2020 | Import | Methane | PJ | Dispatch-Import | EmissionsCost | 0 | [6 empty] | 0.36069 | 0
LCP_Inputs_ON_Diverse_Howarth_2023_05_05 | 2046 | CH4 Import - NY 2020 | Import | Methane | PJ | Dispatch-Import | FuelCost | 0 | [6 empty] | 0.36069 | 0
LCP_Inputs_ON_Diverse_Howarth_2023_05_05 | 2046 | CH4 Import - NY 2020 | Import | Methane | PJ | Dispatch-Import | VOM | 0 | [6 empty] | 0.36069 | 0
LCP_Inputs_ON_Diverse_Howarth_2023_05_05 | 2046 | CH4 Import - NY 2020 | Import | Methane | QC | Dispatch-Import | EmissionsCost | 0 | [6 empty] | 0.36069 | 0
LCP_Inputs_ON_Diverse_Howarth_2023_05_05 | 2046 | CH4 Import - NY 2020 | Import | Methane | QC | Dispatch-Import | FuelCost | 0 | [6 empty] | 0.36069 | 0
LCP_Inputs_ON_Diverse_Howarth_2023_05_05 | 2046 | CH4 Import - NY 2020 | Import | Methane | QC | Dispatch-Import | VOM | 0 | [6 empty] | 0.36069 | 0
LCP_Inputs_ON_Diverse_Howarth_2023_05_05 | 2046 | CH4 Import - NY 2020 | Import | Methane | WC | Dispatch-Import | EmissionsCost | 0 | [6 empty] | 0.36069 | 0
LCP_Inputs_ON_Diverse_Howarth_2023_05_05 | 2046 | CH4 Import - NY 2020 | Import | Methane | WC | Dispatch-Import | FuelCost | 0 | [6 empty] | 0.36069 | 0
LCP_Inputs_ON_Diverse_Howarth_2023_05_05 | 2046 | CH4 Import - NY 2020 | Import | Methane | WC | Dispatch-Import | VOM | 0 | [6 empty] | 0.36069 | 0
LCP_Inputs_ON_Diverse_Howarth_2023_05_05 | 2046 | CH4 Import - NY 2030 | Import | Methane | MI | Dispatch-Import | EmissionsCost | 0 | [6 empty] | 0.36069 | 0
LCP_Inputs_ON_Diverse_Howarth_2023_05_05 | 2046 | CH4 Import - NY 2030 | Import | Methane | MI | Dispatch-Import | FuelCost | 0 | [6 empty] | 0.36069 | 0
LCP_Inputs_ON_Diverse_Howarth_2023_05_05 | 2046 | CH4 Import - NY 2030 | Import | Methane | MI | Dispatch-Import | VOM | 0 | [6 empty] | 0.36069 | 0
LCP_Inputs_ON_Diverse_Howarth_2023_05_05 | 2046 | CH4 Import - NY 2030 | Import | Methane | NY | Dispatch-Import | EmissionsCost | 0 | [6 empty] | 0.36069 | 0
LCP_Inputs_ON_Diverse_Howarth_2023_05_05 | 2046 | CH4 Import - NY 2030 | Import | Methane | NY | Dispatch-Import | FuelCost | 0 | [6 empty] | 0.36069 | 0
LCP_Inputs_ON_Diverse_Howarth_2023_05_05 | 2046 | CH4 Import - NY 2030 | Import | Methane | NY | Dispatch-Import | VOM | 0 | [6 empty] | 0.36069 | 0
LCP_Inputs_ON_Diverse_Howarth_2023_05_05 | 2046 | CH4 Import - NY 2030 | Import | Methane | ON | Dispatch-Import | EmissionsCost | 0 | [6 empty] | 0.36069 | 0
LCP_Inputs_ON_Diverse_Howarth_2023_05_05 | 2046 | CH4 Import - NY 2030 | Import | Methane | ON | Dispatch-Import | FuelCost | 0 | [6 empty] | 0.36069 | 0
LCP_Inputs_ON_Diverse_Howarth_2023_05_05 | 2046 | CH4 Import - NY 2030 | Import | Methane | ON | Dispatch-Import | VOM | 0 | [6 empty] | 0.36069 | 0
LCP_Inputs_ON_Diverse_Howarth_2023_05_05 | 2046 | CH4 Import - NY 2030 | Import | Methane | PJ | Dispatch-Import | EmissionsCost | 0 | [6 empty] | 0.36069 | 0
LCP_Inputs_ON_Diverse_Howarth_2023_05_05 | 2046 | CH4 Import - NY 2030 | Import | Methane | PJ | Dispatch-Import | FuelCost | 0 | [6 empty] | 0.36069 | 0
LCP_Inputs_ON_Diverse_Howarth_2023_05_05 | 2046 | CH4 Import - NY 2030 | Import | Methane | PJ | Dispatch-Import | VOM | 0 | [6 empty] | 0.36069 | 0
LCP_Inputs_ON_Diverse_Howarth_2023_05_05 | 2046 | CH4 Import - NY 2030 | Import | Methane | QC | Dispatch-Import | EmissionsCost | 0 | [6 empty] | 0.36069 | 0
LCP_Inputs_ON_Diverse_Howarth_2023_05_05 | 2046 | CH4 Import - NY 2030 | Import | Methane | QC | Dispatch-Import | FuelCost | 0 | [6 empty] | 0.36069 | 0
LCP_Inputs_ON_Diverse_Howarth_2023_05_05 | 2046 | CH4 Import - NY 2030 | Import | Methane | QC | Dispatch-Import | VOM | 0 | [6 empty] | 0.36069 | 0
LCP_Inputs_ON_Diverse_Howarth_2023_05_05 | 2046 | CH4 Import - NY 2030 | Import | Methane | WC | Dispatch-Import | EmissionsCost | 0 | [6 empty] | 0.36069 | 0
LCP_Inputs_ON_Diverse_Howarth_2023_05_05 | 2046 | CH4 Import - NY 2030 | Import | Methane | WC | Dispatch-Import | FuelCost | 0 | [6 empty] | 0.36069 | 0
LCP_Inputs_ON_Diverse_Howarth_2023_05_05 | 2046 | CH4 Import - NY 2030 | Import | Methane | WC | Dispatch-Import | VOM | 0 | [6 empty] | 0.36069 | 0
LCP_Inputs_ON_Diverse_Howarth_2023_05_05 | 2046 | CH4 Import - NY 2040 | Import | Methane | MI | Dispatch-Import | EmissionsCost | 0 | [6 empty] | 0.36069 | 0
LCP_Inputs_ON_Diverse_Howarth_2023_05_05 | 2046 | CH4 Import - NY 2040 | Import | Methane | MI | Dispatch-Import | FuelCost | 0 | [6 empty] | 0.36069 | 0
LCP_Inputs_ON_Diverse_Howarth_2023_05_05 | 2046 | CH4 Import - NY 2040 | Import | Methane | MI | Dispatch-Import | VOM | 0 | [6 empty] | 0.36069 | 0
LCP_Inputs_ON_Diverse_Howarth_2023_05_05 | 2046 | CH4 Import - NY 2040 | Import | Methane | NY | Dispatch-Import | EmissionsCost | 1424811807.9426 | [6 empty] | 0.36069 | 513914278.0857
LCP_Inputs_ON_Diverse_Howarth_2023_05_05 | 2046 | CH4 Import - NY 2040 | Import | Methane | NY | Dispatch-Import | FuelCost | 758346581.876 | [6 empty] | 0.36069 | 273527446.9169
LCP_Inputs_ON_Diverse_Howarth_2023_05_05 | 2046 | CH4 Import - NY 2040 | Import | Methane | NY | Dispatch-Import | VOM | 0 | [6 empty] | 0.36069 | 0
LCP_Inputs_ON_Diverse_Howarth_2023_05_05 | 2046 | CH4 Import - NY 2040 | Import | Methane | ON | Dispatch-Import | EmissionsCost | 0 | [6 empty] | 0.36069 | 0
LCP_Inputs_ON_Diverse_Howarth_2023_05_05 | 2046 | CH4 Import - NY 2040 | Import | Methane | ON | Dispatch-Import | FuelCost | 0 | [6 empty] | 0.36069 | 0
LCP_Inputs_ON_Diverse_Howarth_2023_05_05 | 2046 | CH4 Import - NY 2040 | Import | Methane | ON | Dispatch-Import | VOM | 0 | [6 empty] | 0.36069 | 0
LCP_Inputs_ON_Diverse_Howarth_2023_05_05 | 2046 | CH4 Import - NY 2040 | Import | Methane | PJ | Dispatch-Import | EmissionsCost | 0 | [6 empty] | 0.36069 | 0
LCP_Inputs_ON_Diverse_Howarth_2023_05_05 | 2046 | CH4 Import - NY 2040 | Import | Methane | PJ | Dispatch-Import | FuelCost | 0 | [6 empty] | 0.36069 | 0
LCP_Inputs_ON_Diverse_Howarth_2023_05_05 | 2046 | CH4 Import - NY 2040 | Import | Methane | PJ | Dispatch-Import | VOM | 0 | [6 empty] | 0.36069 | 0
LCP_Inputs_ON_Diverse_Howarth_2023_05_05 | 2046 | CH4 Import - NY 2040 | Import | Methane | QC | Dispatch-Import | EmissionsCost | 0 | [6 empty] | 0.36069 | 0
LCP_Inputs_ON_Diverse_Howarth_2023_05_05 | 2046 | CH4 Import - NY 2040 | Import | Methane | QC | Dispatch-Import | FuelCost | 0 | [6 empty] | 0.36069 | 0
LCP_Inputs_ON_Diverse_Howarth_2023_05_05 | 2046 | CH4 Import - NY 2040 | Import | Methane | QC | Dispatch-Import | VOM | 0 | [6 empty] | 0.36069 | 0
LCP_Inputs_ON_Diverse_Howarth_2023_05_05 | 2046 | CH4 Import - NY 2040 | Import | Methane | WC | Dispatch-Import | EmissionsCost | 0 | [6 empty] | 0.36069 | 0
LCP_Inputs_ON_Diverse_Howarth_2023_05_05 | 2046 | CH4 Import - NY 2040 | Import | Methane | WC | Dispatch-Import | FuelCost | 0 | [6 empty] | 0.36069 | 0
LCP_Inputs_ON_Diverse_Howarth_2023_05_05 | 2046 | CH4 Import - NY 2040 | Import | Methane | WC | Dispatch-Import | VOM | 0 | [6 empty] | 0.36069 | 0
LCP_Inputs_ON_Diverse_Howarth_2023_05_05 | 2046 | CH4 Import - NY 2050 | Import | Methane | MI | Dispatch-Import | EmissionsCost | 0 | [6 empty] | 0.36069 | 0
LCP_Inputs_ON_Diverse_Howarth_2023_05_05 | 2046 | CH4 Import - NY 2050 | Import | Methane | MI | Dispatch-Import | FuelCost | 0 | [6 empty] | 0.36069 | 0
LCP_Inputs_ON_Diverse_Howarth_2023_05_05 | 2046 | CH4 Import - NY 2050 | Import | Methane | MI | Dispatch-Import | VOM | 0 | [6 empty] | 0.36069 | 0
LCP_Inputs_ON_Diverse_Howarth_2023_05_05 | 2046 | CH4 Import - NY 2050 | Import | Methane | NY | Dispatch-Import | EmissionsCost | 0 | [6 empty] | 0.36069 | 0
LCP_Inputs_ON_Diverse_Howarth_2023_05_05 | 2046 | CH4 Import - NY 2050 | Import | Methane | NY | Dispatch-Import | FuelCost | 0 | [6 empty] | 0.36069 | 0
LCP_Inputs_ON_Diverse_Howarth_2023_05_05 | 2046 | CH4 Import - NY 2050 | Import | Methane | NY | Dispatch-Import | VOM | 0 | [6 empty] | 0.36069 | 0
LCP_Inputs_ON_Diverse_Howarth_2023_05_05 | 2046 | CH4 Import - NY 2050 | Import | Methane | ON | Dispatch-Import | EmissionsCost | 0 | [6 empty] | 0.36069 | 0
LCP_Inputs_ON_Diverse_Howarth_2023_05_05 | 2046 | CH4 Import - NY 2050 | Import | Methane | ON | Dispatch-Import | FuelCost | 0 | [6 empty] | 0.36069 | 0
LCP_Inputs_ON_Diverse_Howarth_2023_05_05 | 2046 | CH4 Import - NY 2050 | Import | Methane | ON | Dispatch-Import | VOM | 0 | [6 empty] | 0.36069 | 0
LCP_Inputs_ON_Diverse_Howarth_2023_05_05 | 2046 | CH4 Import - NY 2050 | Import | Methane | PJ | Dispatch-Import | EmissionsCost | 0 | [6 empty] | 0.36069 | 0
LCP_Inputs_ON_Diverse_Howarth_2023_05_05 | 2046 | CH4 Import - NY 2050 | Import | Methane | PJ | Dispatch-Import | FuelCost | 0 | [6 empty] | 0.36069 | 0
LCP_Inputs_ON_Diverse_Howarth_2023_05_05 | 2046 | CH4 Import - NY 2050 | Import | Methane | PJ | Dispatch-Import | VOM | 0 | [6 empty] | 0.36069 | 0
LCP_Inputs_ON_Diverse_Howarth_2023_05_05 | 2046 | CH4 Import - NY 2050 | Import | Methane | QC | Dispatch-Import | EmissionsCost | 0 | [6 empty] | 0.36069 | 0
LCP_Inputs_ON_Diverse_Howarth_2023_05_05 | 2046 | CH4 Import - NY 2050 | Import | Methane | QC | Dispatch-Import | FuelCost | 0 | [6 empty] | 0.36069 | 0
LCP_Inputs_ON_Diverse_Howarth_2023_05_05 | 2046 | CH4 Import - NY 2050 | Import | Methane | QC | Dispatch-Import | VOM | 0 | [6 empty] | 0.36069 | 0
LCP_Inputs_ON_Diverse_Howarth_2023_05_05 | 2046 | CH4 Import - NY 2050 | Import | Methane | WC | Dispatch-Import | EmissionsCost | 0 | [6 empty] | 0.36069 | 0
LCP_Inputs_ON_Diverse_Howarth_2023_05_05 | 2046 | CH4 Import - NY 2050 | Import | Methane | WC | Dispatch-Import | FuelCost | 0 | [6 empty] | 0.36069 | 0
LCP_Inputs_ON_Diverse_Howarth_2023_05_05 | 2046 | CH4 Import - NY 2050 | Import | Methane | WC | Dispatch-Import | VOM | 0 | [6 empty] | 0.36069 | 0
LCP_Inputs_ON_Diverse_Howarth_2023_05_05 | 2046 | CH4 Import - WC 2020 | Import | Methane | MI | Dispatch-Import | EmissionsCost | 0 | [6 empty] | 0.36069 | 0
LCP_Inputs_ON_Diverse_Howarth_2023_05_05 | 2046 | CH4 Import - WC 2020 | Import | Methane | MI | Dispatch-Import | FuelCost | 0 | [6 empty] | 0.36069 | 0
LCP_Inputs_ON_Diverse_Howarth_2023_05_05 | 2046 | CH4 Import - WC 2020 | Import | Methane | MI | Dispatch-Import | VOM | 0 | [6 empty] | 0.36069 | 0
LCP_Inputs_ON_Diverse_Howarth_2023_05_05 | 2046 | CH4 Import - WC 2020 | Import | Methane | NY | Dispatch-Import | EmissionsCost | 0 | [6 empty] | 0.36069 | 0
LCP_Inputs_ON_Diverse_Howarth_2023_05_05 | 2046 | CH4 Import - WC 2020 | Import | Methane | NY | Dispatch-Import | FuelCost | 0 | [6 empty] | 0.36069 | 0
LCP_Inputs_ON_Diverse_Howarth_2023_05_05 | 2046 | CH4 Import - WC 2020 | Import | Methane | NY | Dispatch-Import | VOM | 0 | [6 empty] | 0.36069 | 0
LCP_Inputs_ON_Diverse_Howarth_2023_05_05 | 2046 | CH4 Import - WC 2020 | Import | Methane | ON | Dispatch-Import | EmissionsCost | 0 | [6 empty] | 0.36069 | 0
LCP_Inputs_ON_Diverse_Howarth_2023_05_05 | 2046 | CH4 Import - WC 2020 | Import | Methane | ON | Dispatch-Import | FuelCost | 0 | [6 empty] | 0.36069 | 0
LCP_Inputs_ON_Diverse_Howarth_2023_05_05 | 2046 | CH4 Import - WC 2020 | Import | Methane | ON | Dispatch-Import | VOM | 0 | [6 empty] | 0.36069 | 0
LCP_Inputs_ON_Diverse_Howarth_2023_05_05 | 2046 | CH4 Import - WC 2020 | Import | Methane | PJ | Dispatch-Import | EmissionsCost | 0 | [6 empty] | 0.36069 | 0
LCP_Inputs_ON_Diverse_Howarth_2023_05_05 | 2046 | CH4 Import - WC 2020 | Import | Methane | PJ | Dispatch-Import | FuelCost | 0 | [6 empty] | 0.36069 | 0
LCP_Inputs_ON_Diverse_Howarth_2023_05_05 | 2046 | CH4 Import - WC 2020 | Import | Methane | PJ | Dispatch-Import | VOM | 0 | [6 empty] | 0.36069 | 0
LCP_Inputs_ON_Diverse_Howarth_2023_05_05 | 2046 | CH4 Import - WC 2020 | Import | Methane | QC | Dispatch-Import | EmissionsCost | 0 | [6 empty] | 0.36069 | 0
LCP_Inputs_ON_Diverse_Howarth_2023_05_05 | 2046 | CH4 Import - WC 2020 | Import | Methane | QC | Dispatch-Import | FuelCost | 0 | [6 empty] | 0.36069 | 0
LCP_Inputs_ON_Diverse_Howarth_2023_05_05 | 2046 | CH4 Import - WC 2020 | Import | Methane | QC | Dispatch-Import | VOM | 0 | [6 empty] | 0.36069 | 0
LCP_Inputs_ON_Diverse_Howarth_2023_05_05 | 2046 | CH4 Import - WC 2020 | Import | Methane | WC | Dispatch-Import | EmissionsCost | 0 | [6 empty] | 0.36069 | 0
LCP_Inputs_ON_Diverse_Howarth_2023_05_05 | 2046 | CH4 Import - WC 2020 | Import | Methane | WC | Dispatch-Import | FuelCost | 0 | [6 empty] | 0.36069 | 0
LCP_Inputs_ON_Diverse_Howarth_2023_05_05 | 2046 | CH4 Import - WC 2020 | Import | Methane | WC | Dispatch-Import | VOM | 0 | [6 empty] | 0.36069 | 0
LCP_Inputs_ON_Diverse_Howarth_2023_05_05 | 2046 | CH4 Import - WC 2030 | Import | Methane | MI | Dispatch-Import | EmissionsCost | 0 | [6 empty] | 0.36069 | 0
LCP_Inputs_ON_Diverse_Howarth_2023_05_05 | 2046 | CH4 Import - WC 2030 | Import | Methane | MI | Dispatch-Import | FuelCost | 0 | [6 empty] | 0.36069 | 0
LCP_Inputs_ON_Diverse_Howarth_2023_05_05 | 2046 | CH4 Import - WC 2030 | Import | Methane | MI | Dispatch-Import | VOM | 0 | [6 empty] | 0.36069 | 0
LCP_Inputs_ON_Diverse_Howarth_2023_05_05 | 2046 | CH4 Import - WC 2030 | Import | Methane | NY | Dispatch-Import | EmissionsCost | 0 | [6 empty] | 0.36069 | 0
LCP_Inputs_ON_Diverse_Howarth_2023_05_05 | 2046 | CH4 Import - WC 2030 | Import | Methane | NY | Dispatch-Import | FuelCost | 0 | [6 empty] | 0.36069 | 0
LCP_Inputs_ON_Diverse_Howarth_2023_05_05 | 2046 | CH4 Import - WC 2030 | Import | Methane | NY | Dispatch-Import | VOM | 0 | [6 empty] | 0.36069 | 0
LCP_Inputs_ON_Diverse_Howarth_2023_05_05 | 2046 | CH4 Import - WC 2030 | Import | Methane | ON | Dispatch-Import | EmissionsCost | 0 | [6 empty] | 0.36069 | 0
LCP_Inputs_ON_Diverse_Howarth_2023_05_05 | 2046 | CH4 Import - WC 2030 | Import | Methane | ON | Dispatch-Import | FuelCost | 0 | [6 empty] | 0.36069 | 0
LCP_Inputs_ON_Diverse_Howarth_2023_05_05 | 2046 | CH4 Import - WC 2030 | Import | Methane | ON | Dispatch-Import | VOM | 0 | [6 empty] | 0.36069 | 0
LCP_Inputs_ON_Diverse_Howarth_2023_05_05 | 2046 | CH4 Import - WC 2030 | Import | Methane | PJ | Dispatch-Import | EmissionsCost | 0 | [6 empty] | 0.36069 | 0
LCP_Inputs_ON_Diverse_Howarth_2023_05_05 | 2046 | CH4 Import - WC 2030 | Import | Methane | PJ | Dispatch-Import | FuelCost | 0 | [6 empty] | 0.36069 | 0
LCP_Inputs_ON_Diverse_Howarth_2023_05_05 | 2046 | CH4 Import - WC 2030 | Import | Methane | PJ | Dispatch-Import | VOM | 0 | [6 empty] | 0.36069 | 0
LCP_Inputs_ON_Diverse_Howarth_2023_05_05 | 2046 | CH4 Import - WC 2030 | Import | Methane | QC | Dispatch-Import | EmissionsCost | 0 | [6 empty] | 0.36069 | 0
LCP_Inputs_ON_Diverse_Howarth_2023_05_05 | 2046 | CH4 Import - WC 2030 | Import | Methane | QC | Dispatch-Import | FuelCost | 0 | [6 empty] | 0.36069 | 0
LCP_Inputs_ON_Diverse_Howarth_2023_05_05 | 2046 | CH4 Import - WC 2030 | Import | Methane | QC | Dispatch-Import | VOM | 0 | [6 empty] | 0.36069 | 0
LCP_Inputs_ON_Diverse_Howarth_2023_05_05 | 2046 | CH4 Import - WC 2030 | Import | Methane | WC | Dispatch-Import | EmissionsCost | 0 | [6 empty] | 0.36069 | 0
LCP_Inputs_ON_Diverse_Howarth_2023_05_05 | 2046 | CH4 Import - WC 2030 | Import | Methane | WC | Dispatch-Import | FuelCost | 0 | [6 empty] | 0.36069 | 0
LCP_Inputs_ON_Diverse_Howarth_2023_05_05 | 2046 | CH4 Import - WC 2030 | Import | Methane | WC | Dispatch-Import | VOM | 0 | [6 empty] | 0.36069 | 0
LCP_Inputs_ON_Diverse_Howarth_2023_05_05 | 2046 | CH4 Import - WC 2040 | Import | Methane | MI | Dispatch-Import | EmissionsCost | 0 | [6 empty] | 0.36069 | 0
LCP_Inputs_ON_Diverse_Howarth_2023_05_05 | 2046 | CH4 Import - WC 2040 | Import | Methane | MI | Dispatch-Import | FuelCost | 0 | [6 empty] | 0.36069 | 0
LCP_Inputs_ON_Diverse_Howarth_2023_05_05 | 2046 | CH4 Import - WC 2040 | Import | Methane | MI | Dispatch-Import | VOM | 0 | [6 empty] | 0.36069 | 0
LCP_Inputs_ON_Diverse_Howarth_2023_05_05 | 2046 | CH4 Import - WC 2040 | Import | Methane | NY | Dispatch-Import | EmissionsCost | 0 | [6 empty] | 0.36069 | 0
LCP_Inputs_ON_Diverse_Howarth_2023_05_05 | 2046 | CH4 Import - WC 2040 | Import | Methane | NY | Dispatch-Import | FuelCost | 0 | [6 empty] | 0.36069 | 0
LCP_Inputs_ON_Diverse_Howarth_2023_05_05 | 2046 | CH4 Import - WC 2040 | Import | Methane | NY | Dispatch-Import | VOM | 0 | [6 empty] | 0.36069 | 0
LCP_Inputs_ON_Diverse_Howarth_2023_05_05 | 2046 | CH4 Import - WC 2040 | Import | Methane | ON | Dispatch-Import | EmissionsCost | 0 | [6 empty] | 0.36069 | 0
LCP_Inputs_ON_Diverse_Howarth_2023_05_05 | 2046 | CH4 Import - WC 2040 | Import | Methane | ON | Dispatch-Import | FuelCost | 0 | [6 empty] | 0.36069 | 0
LCP_Inputs_ON_Diverse_Howarth_2023_05_05 | 2046 | CH4 Import - WC 2040 | Import | Methane | ON | Dispatch-Import | VOM | 0 | [6 empty] | 0.36069 | 0
LCP_Inputs_ON_Diverse_Howarth_2023_05_05 | 2046 | CH4 Import - WC 2040 | Import | Methane | PJ | Dispatch-Import | EmissionsCost | 0 | [6 empty] | 0.36069 | 0
LCP_Inputs_ON_Diverse_Howarth_2023_05_05 | 2046 | CH4 Import - WC 2040 | Import | Methane | PJ | Dispatch-Import | FuelCost | 0 | [6 empty] | 0.36069 | 0
LCP_Inputs_ON_Diverse_Howarth_2023_05_05 | 2046 | CH4 Import - WC 2040 | Import | Methane | PJ | Dispatch-Import | VOM | 0 | [6 empty] | 0.36069 | 0
LCP_Inputs_ON_Diverse_Howarth_2023_05_05 | 2046 | CH4 Import - WC 2040 | Import | Methane | QC | Dispatch-Import | EmissionsCost | 0 | [6 empty] | 0.36069 | 0
LCP_Inputs_ON_Diverse_Howarth_2023_05_05 | 2046 | CH4 Import - WC 2040 | Import | Methane | QC | Dispatch-Import | FuelCost | 0 | [6 empty] | 0.36069 | 0
LCP_Inputs_ON_Diverse_Howarth_2023_05_05 | 2046 | CH4 Import - WC 2040 | Import | Methane | QC | Dispatch-Import | VOM | 0 | [6 empty] | 0.36069 | 0
LCP_Inputs_ON_Diverse_Howarth_2023_05_05 | 2046 | CH4 Import - WC 2040 | Import | Methane | WC | Dispatch-Import | EmissionsCost | 2117477751.305 | [6 empty] | 0.36069 | 763751425.8783
LCP_Inputs_ON_Diverse_Howarth_2023_05_05 | 2046 | CH4 Import - WC 2040 | Import | Methane | WC | Dispatch-Import | FuelCost | 1127013410.4372 | [6 empty] | 0.36069 | 406501602.5198
LCP_Inputs_ON_Diverse_Howarth_2023_05_05 | 2046 | CH4 Import - WC 2040 | Import | Methane | WC | Dispatch-Import | VOM | 0 | [6 empty] | 0.36069 | 0
LCP_Inputs_ON_Diverse_Howarth_2023_05_05 | 2046 | CH4 Import - WC 2050 | Import | Methane | MI | Dispatch-Import | EmissionsCost | 0 | [6 empty] | 0.36069 | 0
LCP_Inputs_ON_Diverse_Howarth_2023_05_05 | 2046 | CH4 Import - WC 2050 | Import | Methane | MI | Dispatch-Import | FuelCost | 0 | [6 empty] | 0.36069 | 0
LCP_Inputs_ON_Diverse_Howarth_2023_05_05 | 2046 | CH4 Import - WC 2050 | Import | Methane | MI | Dispatch-Import | VOM | 0 | [6 empty] | 0.36069 | 0
LCP_Inputs_ON_Diverse_Howarth_2023_05_05 | 2046 | CH4 Import - WC 2050 | Import | Methane | NY | Dispatch-Import | EmissionsCost | 0 | [6 empty] | 0.36069 | 0
LCP_Inputs_ON_Diverse_Howarth_2023_05_05 | 2046 | CH4 Import - WC 2050 | Import | Methane | NY | Dispatch-Import | FuelCost | 0 | [6 empty] | 0.36069 | 0
LCP_Inputs_ON_Diverse_Howarth_2023_05_05 | 2046 | CH4 Import - WC 2050 | Import | Methane | NY | Dispatch-Import | VOM | 0 | [6 empty] | 0.36069 | 0
LCP_Inputs_ON_Diverse_Howarth_2023_05_05 | 2046 | CH4 Import - WC 2050 | Import | Methane | ON | Dispatch-Import | EmissionsCost | 0 | [6 empty] | 0.36069 | 0
LCP_Inputs_ON_Diverse_Howarth_2023_05_05 | 2046 | CH4 Import - WC 2050 | Import | Methane | ON | Dispatch-Import | FuelCost | 0 | [6 empty] | 0.36069 | 0
LCP_Inputs_ON_Diverse_Howarth_2023_05_05 | 2046 | CH4 Import - WC 2050 | Import | Methane | ON | Dispatch-Import | VOM | 0 | [6 empty] | 0.36069 | 0
LCP_Inputs_ON_Diverse_Howarth_2023_05_05 | 2046 | CH4 Import - WC 2050 | Import | Methane | PJ | Dispatch-Import | EmissionsCost | 0 | [6 empty] | 0.36069 | 0
LCP_Inputs_ON_Diverse_Howarth_2023_05_05 | 2046 | CH4 Import - WC 2050 | Import | Methane | PJ | Dispatch-Import | FuelCost | 0 | [6 empty] | 0.36069 | 0
LCP_Inputs_ON_Diverse_Howarth_2023_05_05 | 2046 | CH4 Import - WC 2050 | Import | Methane | PJ | Dispatch-Import | VOM | 0 | [6 empty] | 0.36069 | 0
LCP_Inputs_ON_Diverse_Howarth_2023_05_05 | 2046 | CH4 Import - WC 2050 | Import | Methane | QC | Dispatch-Import | EmissionsCost | 0 | [6 empty] | 0.36069 | 0
LCP_Inputs_ON_Diverse_Howarth_2023_05_05 | 2046 | CH4 Import - WC 2050 | Import | Methane | QC | Dispatch-Import | FuelCost | 0 | [6 empty] | 0.36069 | 0
LCP_Inputs_ON_Diverse_Howarth_2023_05_05 | 2046 | CH4 Import - WC 2050 | Import | Methane | QC | Dispatch-Import | VOM | 0 | [6 empty] | 0.36069 | 0
LCP_Inputs_ON_Diverse_Howarth_2023_05_05 | 2046 | CH4 Import - WC 2050 | Import | Methane | WC | Dispatch-Import | EmissionsCost | 0 | [6 empty] | 0.36069 | 0
LCP_Inputs_ON_Diverse_Howarth_2023_05_05 | 2046 | CH4 Import - WC 2050 | Import | Methane | WC | Dispatch-Import | FuelCost | 0 | [6 empty] | 0.36069 | 0
LCP_Inputs_ON_Diverse_Howarth_2023_05_05 | 2046 | CH4 Import - WC 2050 | Import | Methane | WC | Dispatch-Import | VOM | 0 | [6 empty] | 0.36069 | 0
LCP_Inputs_ON_Diverse_Howarth_2023_05_05 | 2046 | CH4 Salt Cavern Storage - ON | Storage | Methane | MI | Dispatch-Storage | EmissionsCost | 0 | [6 empty] | 0.36069 | 0
LCP_Inputs_ON_Diverse_Howarth_2023_05_05 | 2046 | CH4 Salt Cavern Storage - ON | Storage | Methane | MI | Dispatch-Storage | FuelCost | 0 | [6 empty] | 0.36069 | 0
LCP_Inputs_ON_Diverse_Howarth_2023_05_05 | 2046 | CH4 Salt Cavern Storage - ON | Storage | Methane | MI | Dispatch-Storage | VOM | 0 | [6 empty] | 0.36069 | 0
LCP_Inputs_ON_Diverse_Howarth_2023_05_05 | 2046 | CH4 Salt Cavern Storage - ON | Storage | Methane | NY | Dispatch-Storage | EmissionsCost | 0 | [6 empty] | 0.36069 | 0
LCP_Inputs_ON_Diverse_Howarth_2023_05_05 | 2046 | CH4 Salt Cavern Storage - ON | Storage | Methane | NY | Dispatch-Storage | FuelCost | 0 | [6 empty] | 0.36069 | 0
LCP_Inputs_ON_Diverse_Howarth_2023_05_05 | 2046 | CH4 Salt Cavern Storage - ON | Storage | Methane | NY | Dispatch-Storage | VOM | 0 | [6 empty] | 0.36069 | 0
LCP_Inputs_ON_Diverse_Howarth_2023_05_05 | 2046 | CH4 Salt Cavern Storage - ON | Storage | Methane | ON | Dispatch-Storage | EmissionsCost | 0 | [6 empty] | 0.36069 | 0
LCP_Inputs_ON_Diverse_Howarth_2023_05_05 | 2046 | CH4 Salt Cavern Storage - ON | Storage | Methane | ON | Dispatch-Storage | FuelCost | 0 | [6 empty] | 0.36069 | 0
LCP_Inputs_ON_Diverse_Howarth_2023_05_05 | 2046 | CH4 Salt Cavern Storage - ON | Storage | Methane | ON | Dispatch-Storage | VOM | 0 | [6 empty] | 0.36069 | 0
LCP_Inputs_ON_Diverse_Howarth_2023_05_05 | 2046 | CH4 Salt Cavern Storage - ON | Storage | Methane | PJ | Dispatch-Storage | EmissionsCost | 0 | [6 empty] | 0.36069 | 0
LCP_Inputs_ON_Diverse_Howarth_2023_05_05 | 2046 | CH4 Salt Cavern Storage - ON | Storage | Methane | PJ | Dispatch-Storage | FuelCost | 0 | [6 empty] | 0.36069 | 0
LCP_Inputs_ON_Diverse_Howarth_2023_05_05 | 2046 | CH4 Salt Cavern Storage - ON | Storage | Methane | PJ | Dispatch-Storage | VOM | 0 | [6 empty] | 0.36069 | 0
LCP_Inputs_ON_Diverse_Howarth_2023_05_05 | 2046 | CH4 Salt Cavern Storage - ON | Storage | Methane | QC | Dispatch-Storage | EmissionsCost | 0 | [6 empty] | 0.36069 | 0
LCP_Inputs_ON_Diverse_Howarth_2023_05_05 | 2046 | CH4 Salt Cavern Storage - ON | Storage | Methane | QC | Dispatch-Storage | FuelCost | 0 | [6 empty] | 0.36069 | 0
LCP_Inputs_ON_Diverse_Howarth_2023_05_05 | 2046 | CH4 Salt Cavern Storage - ON | Storage | Methane | QC | Dispatch-Storage | VOM | 0 | [6 empty] | 0.36069 | 0
LCP_Inputs_ON_Diverse_Howarth_2023_05_05 | 2046 | CH4 Salt Cavern Storage - ON | Storage | Methane | WC | Dispatch-Storage | EmissionsCost | 0 | [6 empty] | 0.36069 | 0
LCP_Inputs_ON_Diverse_Howarth_2023_05_05 | 2046 | CH4 Salt Cavern Storage - ON | Storage | Methane | WC | Dispatch-Storage | FuelCost | 0 | [6 empty] | 0.36069 | 0
LCP_Inputs_ON_Diverse_Howarth_2023_05_05 | 2046 | CH4 Salt Cavern Storage - ON | Storage | Methane | WC | Dispatch-Storage | VOM | 0 | [6 empty] | 0.36069 | 0
LCP_Inputs_ON_Diverse_Howarth_2023_05_05 | 2046 | Electrolyser 2020/2030 | Crossload | Hydrogen | MI | Dispatch-Crossload | EmissionsCost | 0 | [6 empty] | 0.36069 | 0
LCP_Inputs_ON_Diverse_Howarth_2023_05_05 | 2046 | Electrolyser 2020/2030 | Crossload | Hydrogen | MI | Dispatch-Crossload | FuelCost | 0 | [6 empty] | 0.36069 | 0
LCP_Inputs_ON_Diverse_Howarth_2023_05_05 | 2046 | Electrolyser 2020/2030 | Crossload | Hydrogen | MI | Dispatch-Crossload | VOM | 0 | [6 empty] | 0.36069 | 0
LCP_Inputs_ON_Diverse_Howarth_2023_05_05 | 2046 | Electrolyser 2020/2030 | Crossload | Hydrogen | NY | Dispatch-Crossload | EmissionsCost | 0 | [6 empty] | 0.36069 | 0
LCP_Inputs_ON_Diverse_Howarth_2023_05_05 | 2046 | Electrolyser 2020/2030 | Crossload | Hydrogen | NY | Dispatch-Crossload | FuelCost | 0 | [6 empty] | 0.36069 | 0
LCP_Inputs_ON_Diverse_Howarth_2023_05_05 | 2046 | Electrolyser 2020/2030 | Crossload | Hydrogen | NY | Dispatch-Crossload | VOM | 0 | [6 empty] | 0.36069 | 0
LCP_Inputs_ON_Diverse_Howarth_2023_05_05 | 2046 | Electrolyser 2020/2030 | Crossload | Hydrogen | ON | Dispatch-Crossload | EmissionsCost | 0 | [6 empty] | 0.36069 | 0
LCP_Inputs_ON_Diverse_Howarth_2023_05_05 | 2046 | Electrolyser 2020/2030 | Crossload | Hydrogen | ON | Dispatch-Crossload | FuelCost | 0 | [6 empty] | 0.36069 | 0
LCP_Inputs_ON_Diverse_Howarth_2023_05_05 | 2046 | Electrolyser 2020/2030 | Crossload | Hydrogen | ON | Dispatch-Crossload | VOM | 0 | [6 empty] | 0.36069 | 0
LCP_Inputs_ON_Diverse_Howarth_2023_05_05 | 2046 | Electrolyser 2020/2030 | Crossload | Hydrogen | PJ | Dispatch-Crossload | EmissionsCost | 0 | [6 empty] | 0.36069 | 0
LCP_Inputs_ON_Diverse_Howarth_2023_05_05 | 2046 | Electrolyser 2020/2030 | Crossload | Hydrogen | PJ | Dispatch-Crossload | FuelCost | 0 | [6 empty] | 0.36069 | 0
LCP_Inputs_ON_Diverse_Howarth_2023_05_05 | 2046 | Electrolyser 2020/2030 | Crossload | Hydrogen | PJ | Dispatch-Crossload | VOM | 0 | [6 empty] | 0.36069 | 0
LCP_Inputs_ON_Diverse_Howarth_2023_05_05 | 2046 | Electrolyser 2020/2030 | Crossload | Hydrogen | QC | Dispatch-Crossload | EmissionsCost | 0 | [6 empty] | 0.36069 | 0
LCP_Inputs_ON_Diverse_Howarth_2023_05_05 | 2046 | Electrolyser 2020/2030 | Crossload | Hydrogen | QC | Dispatch-Crossload | FuelCost | 0 | [6 empty] | 0.36069 | 0
LCP_Inputs_ON_Diverse_Howarth_2023_05_05 | 2046 | Electrolyser 2020/2030 | Crossload | Hydrogen | QC | Dispatch-Crossload | VOM | 0 | [6 empty] | 0.36069 | 0
LCP_Inputs_ON_Diverse_Howarth_2023_05_05 | 2046 | Electrolyser 2020/2030 | Crossload | Hydrogen | WC | Dispatch-Crossload | EmissionsCost | 0 | [6 empty] | 0.36069 | 0
LCP_Inputs_ON_Diverse_Howarth_2023_05_05 | 2046 | Electrolyser 2020/2030 | Crossload | Hydrogen | WC | Dispatch-Crossload | FuelCost | 0 | [6 empty] | 0.36069 | 0
LCP_Inputs_ON_Diverse_Howarth_2023_05_05 | 2046 | Electrolyser 2020/2030 | Crossload | Hydrogen | WC | Dispatch-Crossload | VOM | 0 | [6 empty] | 0.36069 | 0
LCP_Inputs_ON_Diverse_Howarth_2023_05_05 | 2046 | Electrolyser 2040 | Crossload | Hydrogen | MI | Dispatch-Crossload | EmissionsCost | 0 | [6 empty] | 0.36069 | 0
LCP_Inputs_ON_Diverse_Howarth_2023_05_05 | 2046 | Electrolyser 2040 | Crossload | Hydrogen | MI | Dispatch-Crossload | FuelCost | 0 | [6 empty] | 0.36069 | 0
LCP_Inputs_ON_Diverse_Howarth_2023_05_05 | 2046 | Electrolyser 2040 | Crossload | Hydrogen | MI | Dispatch-Crossload | VOM | 0 | [6 empty] | 0.36069 | 0
LCP_Inputs_ON_Diverse_Howarth_2023_05_05 | 2046 | Electrolyser 2040 | Crossload | Hydrogen | NY | Dispatch-Crossload | EmissionsCost | 0 | [6 empty] | 0.36069 | 0
LCP_Inputs_ON_Diverse_Howarth_2023_05_05 | 2046 | Electrolyser 2040 | Crossload | Hydrogen | NY | Dispatch-Crossload | FuelCost | 0 | [6 empty] | 0.36069 | 0
LCP_Inputs_ON_Diverse_Howarth_2023_05_05 | 2046 | Electrolyser 2040 | Crossload | Hydrogen | NY | Dispatch-Crossload | VOM | 0 | [6 empty] | 0.36069 | 0
LCP_Inputs_ON_Diverse_Howarth_2023_05_05 | 2046 | Electrolyser 2040 | Crossload | Hydrogen | ON | Dispatch-Crossload | EmissionsCost | 0 | [6 empty] | 0.36069 | 0
LCP_Inputs_ON_Diverse_Howarth_2023_05_05 | 2046 | Electrolyser 2040 | Crossload | Hydrogen | ON | Dispatch-Crossload | FuelCost | 0 | [6 empty] | 0.36069 | 0
LCP_Inputs_ON_Diverse_Howarth_2023_05_05 | 2046 | Electrolyser 2040 | Crossload | Hydrogen | ON | Dispatch-Crossload | VOM | 0 | [6 empty] | 0.36069 | 0
LCP_Inputs_ON_Diverse_Howarth_2023_05_05 | 2046 | Electrolyser 2040 | Crossload | Hydrogen | PJ | Dispatch-Crossload | EmissionsCost | 0 | [6 empty] | 0.36069 | 0
LCP_Inputs_ON_Diverse_Howarth_2023_05_05 | 2046 | Electrolyser 2040 | Crossload | Hydrogen | PJ | Dispatch-Crossload | FuelCost | 0 | [6 empty] | 0.36069 | 0
LCP_Inputs_ON_Diverse_Howarth_2023_05_05 | 2046 | Electrolyser 2040 | Crossload | Hydrogen | PJ | Dispatch-Crossload | VOM | 0 | [6 empty] | 0.36069 | 0
LCP_Inputs_ON_Diverse_Howarth_2023_05_05 | 2046 | Electrolyser 2040 | Crossload | Hydrogen | QC | Dispatch-Crossload | EmissionsCost | 0 | [6 empty] | 0.36069 | 0
LCP_Inputs_ON_Diverse_Howarth_2023_05_05 | 2046 | Electrolyser 2040 | Crossload | Hydrogen | QC | Dispatch-Crossload | FuelCost | 0 | [6 empty] | 0.36069 | 0
LCP_Inputs_ON_Diverse_Howarth_2023_05_05 | 2046 | Electrolyser 2040 | Crossload | Hydrogen | QC | Dispatch-Crossload | VOM | 0 | [6 empty] | 0.36069 | 0
LCP_Inputs_ON_Diverse_Howarth_2023_05_05 | 2046 | Electrolyser 2040 | Crossload | Hydrogen | WC | Dispatch-Crossload | EmissionsCost | 0 | [6 empty] | 0.36069 | 0
LCP_Inputs_ON_Diverse_Howarth_2023_05_05 | 2046 | Electrolyser 2040 | Crossload | Hydrogen | WC | Dispatch-Crossload | FuelCost | 0 | [6 empty] | 0.36069 | 0
LCP_Inputs_ON_Diverse_Howarth_2023_05_05 | 2046 | Electrolyser 2040 | Crossload | Hydrogen | WC | Dispatch-Crossload | VOM | 0 | [6 empty] | 0.36069 | 0
LCP_Inputs_ON_Diverse_Howarth_2023_05_05 | 2046 | Electrolyser 2050 | Crossload | Hydrogen | MI | Dispatch-Crossload | EmissionsCost | 0 | [6 empty] | 0.36069 | 0
LCP_Inputs_ON_Diverse_Howarth_2023_05_05 | 2046 | Electrolyser 2050 | Crossload | Hydrogen | MI | Dispatch-Crossload | FuelCost | 0 | [6 empty] | 0.36069 | 0
LCP_Inputs_ON_Diverse_Howarth_2023_05_05 | 2046 | Electrolyser 2050 | Crossload | Hydrogen | MI | Dispatch-Crossload | VOM | 0 | [6 empty] | 0.36069 | 0
LCP_Inputs_ON_Diverse_Howarth_2023_05_05 | 2046 | Electrolyser 2050 | Crossload | Hydrogen | NY | Dispatch-Crossload | EmissionsCost | 0 | [6 empty] | 0.36069 | 0
LCP_Inputs_ON_Diverse_Howarth_2023_05_05 | 2046 | Electrolyser 2050 | Crossload | Hydrogen | NY | Dispatch-Crossload | FuelCost | 0 | [6 empty] | 0.36069 | 0
LCP_Inputs_ON_Diverse_Howarth_2023_05_05 | 2046 | Electrolyser 2050 | Crossload | Hydrogen | NY | Dispatch-Crossload | VOM | 0 | [6 empty] | 0.36069 | 0
LCP_Inputs_ON_Diverse_Howarth_2023_05_05 | 2046 | Electrolyser 2050 | Crossload | Hydrogen | ON | Dispatch-Crossload | EmissionsCost | 0 | [6 empty] | 0.36069 | 0
LCP_Inputs_ON_Diverse_Howarth_2023_05_05 | 2046 | Electrolyser 2050 | Crossload | Hydrogen | ON | Dispatch-Crossload | FuelCost | 0 | [6 empty] | 0.36069 | 0
LCP_Inputs_ON_Diverse_Howarth_2023_05_05 | 2046 | Electrolyser 2050 | Crossload | Hydrogen | ON | Dispatch-Crossload | VOM | 0 | [6 empty] | 0.36069 | 0
LCP_Inputs_ON_Diverse_Howarth_2023_05_05 | 2046 | Electrolyser 2050 | Crossload | Hydrogen | PJ | Dispatch-Crossload | EmissionsCost | 0 | [6 empty] | 0.36069 | 0
LCP_Inputs_ON_Diverse_Howarth_2023_05_05 | 2046 | Electrolyser 2050 | Crossload | Hydrogen | PJ | Dispatch-Crossload | FuelCost | 0 | [6 empty] | 0.36069 | 0
LCP_Inputs_ON_Diverse_Howarth_2023_05_05 | 2046 | Electrolyser 2050 | Crossload | Hydrogen | PJ | Dispatch-Crossload | VOM | 0 | [6 empty] | 0.36069 | 0
LCP_Inputs_ON_Diverse_Howarth_2023_05_05 | 2046 | Electrolyser 2050 | Crossload | Hydrogen | QC | Dispatch-Crossload | EmissionsCost | 0 | [6 empty] | 0.36069 | 0
LCP_Inputs_ON_Diverse_Howarth_2023_05_05 | 2046 | Electrolyser 2050 | Crossload | Hydrogen | QC | Dispatch-Crossload | FuelCost | 0 | [6 empty] | 0.36069 | 0
LCP_Inputs_ON_Diverse_Howarth_2023_05_05 | 2046 | Electrolyser 2050 | Crossload | Hydrogen | QC | Dispatch-Crossload | VOM | 0 | [6 empty] | 0.36069 | 0
LCP_Inputs_ON_Diverse_Howarth_2023_05_05 | 2046 | Electrolyser 2050 | Crossload | Hydrogen | WC | Dispatch-Crossload | EmissionsCost | 0 | [6 empty] | 0.36069 | 0
LCP_Inputs_ON_Diverse_Howarth_2023_05_05 | 2046 | Electrolyser 2050 | Crossload | Hydrogen | WC | Dispatch-Crossload | FuelCost | 0 | [6 empty] | 0.36069 | 0
LCP_Inputs_ON_Diverse_Howarth_2023_05_05 | 2046 | Electrolyser 2050 | Crossload | Hydrogen | WC | Dispatch-Crossload | VOM | 0 | [6 empty] | 0.36069 | 0
LCP_Inputs_ON_Diverse_Howarth_2023_05_05 | 2046 | Fossil Fuel Thermal (Coal, Peat, Oil) | Generation | Electricity | MI | Dispatch-Generation | EmissionsCost | 0 | [6 empty] | 0.36069 | 0
LCP_Inputs_ON_Diverse_Howarth_2023_05_05 | 2046 | Fossil Fuel Thermal (Coal, Peat, Oil) | Generation | Electricity | MI | Dispatch-Generation | FuelCost | 0 | [6 empty] | 0.36069 | 0
LCP_Inputs_ON_Diverse_Howarth_2023_05_05 | 2046 | Fossil Fuel Thermal (Coal, Peat, Oil) | Generation | Electricity | MI | Dispatch-Generation | VOM | 0 | [6 empty] | 0.36069 | 0
LCP_Inputs_ON_Diverse_Howarth_2023_05_05 | 2046 | Fossil Fuel Thermal (Coal, Peat, Oil) | Generation | Electricity | NY | Dispatch-Generation | EmissionsCost | 0 | [6 empty] | 0.36069 | 0
LCP_Inputs_ON_Diverse_Howarth_2023_05_05 | 2046 | Fossil Fuel Thermal (Coal, Peat, Oil) | Generation | Electricity | NY | Dispatch-Generation | FuelCost | 0 | [6 empty] | 0.36069 | 0
LCP_Inputs_ON_Diverse_Howarth_2023_05_05 | 2046 | Fossil Fuel Thermal (Coal, Peat, Oil) | Generation | Electricity | NY | Dispatch-Generation | VOM | 0 | [6 empty] | 0.36069 | 0
LCP_Inputs_ON_Diverse_Howarth_2023_05_05 | 2046 | Fossil Fuel Thermal (Coal, Peat, Oil) | Generation | Electricity | ON | Dispatch-Generation | EmissionsCost | 0 | [6 empty] | 0.36069 | 0
LCP_Inputs_ON_Diverse_Howarth_2023_05_05 | 2046 | Fossil Fuel Thermal (Coal, Peat, Oil) | Generation | Electricity | ON | Dispatch-Generation | FuelCost | 0 | [6 empty] | 0.36069 | 0
LCP_Inputs_ON_Diverse_Howarth_2023_05_05 | 2046 | Fossil Fuel Thermal (Coal, Peat, Oil) | Generation | Electricity | ON | Dispatch-Generation | VOM | 0 | [6 empty] | 0.36069 | 0
LCP_Inputs_ON_Diverse_Howarth_2023_05_05 | 2046 | Fossil Fuel Thermal (Coal, Peat, Oil) | Generation | Electricity | PJ | Dispatch-Generation | EmissionsCost | 0 | [6 empty] | 0.36069 | 0
LCP_Inputs_ON_Diverse_Howarth_2023_05_05 | 2046 | Fossil Fuel Thermal (Coal, Peat, Oil) | Generation | Electricity | PJ | Dispatch-Generation | FuelCost | 0 | [6 empty] | 0.36069 | 0
LCP_Inputs_ON_Diverse_Howarth_2023_05_05 | 2046 | Fossil Fuel Thermal (Coal, Peat, Oil) | Generation | Electricity | PJ | Dispatch-Generation | VOM | 0 | [6 empty] | 0.36069 | 0
LCP_Inputs_ON_Diverse_Howarth_2023_05_05 | 2046 | Fossil Fuel Thermal (Coal, Peat, Oil) | Generation | Electricity | QC | Dispatch-Generation | EmissionsCost | 0 | [6 empty] | 0.36069 | 0
LCP_Inputs_ON_Diverse_Howarth_2023_05_05 | 2046 | Fossil Fuel Thermal (Coal, Peat, Oil) | Generation | Electricity | QC | Dispatch-Generation | FuelCost | 0 | [6 empty] | 0.36069 | 0
LCP_Inputs_ON_Diverse_Howarth_2023_05_05 | 2046 | Fossil Fuel Thermal (Coal, Peat, Oil) | Generation | Electricity | QC | Dispatch-Generation | VOM | 0 | [6 empty] | 0.36069 | 0
LCP_Inputs_ON_Diverse_Howarth_2023_05_05 | 2046 | Fossil Fuel Thermal (Coal, Peat, Oil) | Generation | Electricity | WC | Dispatch-Generation | EmissionsCost | 0 | [6 empty] | 0.36069 | 0
LCP_Inputs_ON_Diverse_Howarth_2023_05_05 | 2046 | Fossil Fuel Thermal (Coal, Peat, Oil) | Generation | Electricity | WC | Dispatch-Generation | FuelCost | 0 | [6 empty] | 0.36069 | 0
LCP_Inputs_ON_Diverse_Howarth_2023_05_05 | 2046 | Fossil Fuel Thermal (Coal, Peat, Oil) | Generation | Electricity | WC | Dispatch-Generation | VOM | 0 | [6 empty] | 0.36069 | 0
LCP_Inputs_ON_Diverse_Howarth_2023_05_05 | 2046 | Generic - Generator | Generation | Electricity | MI | Dispatch-Generation | EmissionsCost | 0 | [6 empty] | 0.36069 | 0
LCP_Inputs_ON_Diverse_Howarth_2023_05_05 | 2046 | Generic - Generator | Generation | Electricity | MI | Dispatch-Generation | FuelCost | 779066036.8313 | [6 empty] | 0.36069 | 281000731.2316
LCP_Inputs_ON_Diverse_Howarth_2023_05_05 | 2046 | Generic - Generator | Generation | Electricity | MI | Dispatch-Generation | VOM | 25479285.0987 | [6 empty] | 0.36069 | 9190103.798
LCP_Inputs_ON_Diverse_Howarth_2023_05_05 | 2046 | Generic - Generator | Generation | Electricity | NY | Dispatch-Generation | EmissionsCost | 0 | [6 empty] | 0.36069 | 0
LCP_Inputs_ON_Diverse_Howarth_2023_05_05 | 2046 | Generic - Generator | Generation | Electricity | NY | Dispatch-Generation | FuelCost | 89518783.8946 | [6 empty] | 0.36069 | 32288461.4963
LCP_Inputs_ON_Diverse_Howarth_2023_05_05 | 2046 | Generic - Generator | Generation | Electricity | NY | Dispatch-Generation | VOM | 2927703.8257 | [6 empty] | 0.36069 | 1055991.2472
LCP_Inputs_ON_Diverse_Howarth_2023_05_05 | 2046 | Generic - Generator | Generation | Electricity | ON | Dispatch-Generation | EmissionsCost | 0 | [6 empty] | 0.36069 | 0
LCP_Inputs_ON_Diverse_Howarth_2023_05_05 | 2046 | Generic - Generator | Generation | Electricity | ON | Dispatch-Generation | FuelCost | 0 | [6 empty] | 0.36069 | 0
LCP_Inputs_ON_Diverse_Howarth_2023_05_05 | 2046 | Generic - Generator | Generation | Electricity | ON | Dispatch-Generation | VOM | 0 | [6 empty] | 0.36069 | 0
LCP_Inputs_ON_Diverse_Howarth_2023_05_05 | 2046 | Generic - Generator | Generation | Electricity | PJ | Dispatch-Generation | EmissionsCost | 0 | [6 empty] | 0.36069 | 0
LCP_Inputs_ON_Diverse_Howarth_2023_05_05 | 2046 | Generic - Generator | Generation | Electricity | PJ | Dispatch-Generation | FuelCost | 5285282840.0619 | [6 empty] | 0.36069 | 1906344613.4344
LCP_Inputs_ON_Diverse_Howarth_2023_05_05 | 2046 | Generic - Generator | Generation | Electricity | PJ | Dispatch-Generation | VOM | 172854702.8655 | [6 empty] | 0.36069 | 62346830.186
LCP_Inputs_ON_Diverse_Howarth_2023_05_05 | 2046 | Generic - Generator | Generation | Electricity | QC | Dispatch-Generation | EmissionsCost | 0 | [6 empty] | 0.36069 | 0
LCP_Inputs_ON_Diverse_Howarth_2023_05_05 | 2046 | Generic - Generator | Generation | Electricity | QC | Dispatch-Generation | FuelCost | 0 | [6 empty] | 0.36069 | 0
LCP_Inputs_ON_Diverse_Howarth_2023_05_05 | 2046 | Generic - Generator | Generation | Electricity | QC | Dispatch-Generation | VOM | 0 | [6 empty] | 0.36069 | 0
LCP_Inputs_ON_Diverse_Howarth_2023_05_05 | 2046 | Generic - Generator | Generation | Electricity | WC | Dispatch-Generation | EmissionsCost | 0 | [6 empty] | 0.36069 | 0
LCP_Inputs_ON_Diverse_Howarth_2023_05_05 | 2046 | Generic - Generator | Generation | Electricity | WC | Dispatch-Generation | FuelCost | 0 | [6 empty] | 0.36069 | 0
LCP_Inputs_ON_Diverse_Howarth_2023_05_05 | 2046 | Generic - Generator | Generation | Electricity | WC | Dispatch-Generation | VOM | 0 | [6 empty] | 0.36069 | 0
LCP_Inputs_ON_Diverse_Howarth_2023_05_05 | 2046 | H2 Import - QC | Import | Hydrogen | MI | Dispatch-Import | EmissionsCost | 0 | [6 empty] | 0.36069 | 0
LCP_Inputs_ON_Diverse_Howarth_2023_05_05 | 2046 | H2 Import - QC | Import | Hydrogen | MI | Dispatch-Import | FuelCost | 0 | [6 empty] | 0.36069 | 0
LCP_Inputs_ON_Diverse_Howarth_2023_05_05 | 2046 | H2 Import - QC | Import | Hydrogen | MI | Dispatch-Import | VOM | 0 | [6 empty] | 0.36069 | 0
LCP_Inputs_ON_Diverse_Howarth_2023_05_05 | 2046 | H2 Import - QC | Import | Hydrogen | NY | Dispatch-Import | EmissionsCost | 0 | [6 empty] | 0.36069 | 0
LCP_Inputs_ON_Diverse_Howarth_2023_05_05 | 2046 | H2 Import - QC | Import | Hydrogen | NY | Dispatch-Import | FuelCost | 0 | [6 empty] | 0.36069 | 0
LCP_Inputs_ON_Diverse_Howarth_2023_05_05 | 2046 | H2 Import - QC | Import | Hydrogen | NY | Dispatch-Import | VOM | 0 | [6 empty] | 0.36069 | 0
LCP_Inputs_ON_Diverse_Howarth_2023_05_05 | 2046 | H2 Import - QC | Import | Hydrogen | ON | Dispatch-Import | EmissionsCost | 0 | [6 empty] | 0.36069 | 0
LCP_Inputs_ON_Diverse_Howarth_2023_05_05 | 2046 | H2 Import - QC | Import | Hydrogen | ON | Dispatch-Import | FuelCost | 0 | [6 empty] | 0.36069 | 0
LCP_Inputs_ON_Diverse_Howarth_2023_05_05 | 2046 | H2 Import - QC | Import | Hydrogen | ON | Dispatch-Import | VOM | 0 | [6 empty] | 0.36069 | 0
LCP_Inputs_ON_Diverse_Howarth_2023_05_05 | 2046 | H2 Import - QC | Import | Hydrogen | PJ | Dispatch-Import | EmissionsCost | 0 | [6 empty] | 0.36069 | 0
LCP_Inputs_ON_Diverse_Howarth_2023_05_05 | 2046 | H2 Import - QC | Import | Hydrogen | PJ | Dispatch-Import | FuelCost | 0 | [6 empty] | 0.36069 | 0
LCP_Inputs_ON_Diverse_Howarth_2023_05_05 | 2046 | H2 Import - QC | Import | Hydrogen | PJ | Dispatch-Import | VOM | 0 | [6 empty] | 0.36069 | 0
LCP_Inputs_ON_Diverse_Howarth_2023_05_05 | 2046 | H2 Import - QC | Import | Hydrogen | QC | Dispatch-Import | EmissionsCost | 0 | [6 empty] | 0.36069 | 0
LCP_Inputs_ON_Diverse_Howarth_2023_05_05 | 2046 | H2 Import - QC | Import | Hydrogen | QC | Dispatch-Import | FuelCost | 0 | [6 empty] | 0.36069 | 0
LCP_Inputs_ON_Diverse_Howarth_2023_05_05 | 2046 | H2 Import - QC | Import | Hydrogen | QC | Dispatch-Import | VOM | 0 | [6 empty] | 0.36069 | 0
LCP_Inputs_ON_Diverse_Howarth_2023_05_05 | 2046 | H2 Import - QC | Import | Hydrogen | WC | Dispatch-Import | EmissionsCost | 0 | [6 empty] | 0.36069 | 0
LCP_Inputs_ON_Diverse_Howarth_2023_05_05 | 2046 | H2 Import - QC | Import | Hydrogen | WC | Dispatch-Import | FuelCost | 0 | [6 empty] | 0.36069 | 0
LCP_Inputs_ON_Diverse_Howarth_2023_05_05 | 2046 | H2 Import - QC | Import | Hydrogen | WC | Dispatch-Import | VOM | 0 | [6 empty] | 0.36069 | 0
LCP_Inputs_ON_Diverse_Howarth_2023_05_05 | 2046 | H2 Import - WC | Import | Hydrogen | MI | Dispatch-Import | EmissionsCost | 0 | [6 empty] | 0.36069 | 0
LCP_Inputs_ON_Diverse_Howarth_2023_05_05 | 2046 | H2 Import - WC | Import | Hydrogen | MI | Dispatch-Import | FuelCost | 0 | [6 empty] | 0.36069 | 0
LCP_Inputs_ON_Diverse_Howarth_2023_05_05 | 2046 | H2 Import - WC | Import | Hydrogen | MI | Dispatch-Import | VOM | 0 | [6 empty] | 0.36069 | 0
LCP_Inputs_ON_Diverse_Howarth_2023_05_05 | 2046 | H2 Import - WC | Import | Hydrogen | NY | Dispatch-Import | EmissionsCost | 0 | [6 empty] | 0.36069 | 0
LCP_Inputs_ON_Diverse_Howarth_2023_05_05 | 2046 | H2 Import - WC | Import | Hydrogen | NY | Dispatch-Import | FuelCost | 0 | [6 empty] | 0.36069 | 0
LCP_Inputs_ON_Diverse_Howarth_2023_05_05 | 2046 | H2 Import - WC | Import | Hydrogen | NY | Dispatch-Import | VOM | 0 | [6 empty] | 0.36069 | 0
LCP_Inputs_ON_Diverse_Howarth_2023_05_05 | 2046 | H2 Import - WC | Import | Hydrogen | ON | Dispatch-Import | EmissionsCost | 0 | [6 empty] | 0.36069 | 0
LCP_Inputs_ON_Diverse_Howarth_2023_05_05 | 2046 | H2 Import - WC | Import | Hydrogen | ON | Dispatch-Import | FuelCost | 0 | [6 empty] | 0.36069 | 0
LCP_Inputs_ON_Diverse_Howarth_2023_05_05 | 2046 | H2 Import - WC | Import | Hydrogen | ON | Dispatch-Import | VOM | 0 | [6 empty] | 0.36069 | 0
LCP_Inputs_ON_Diverse_Howarth_2023_05_05 | 2046 | H2 Import - WC | Import | Hydrogen | PJ | Dispatch-Import | EmissionsCost | 0 | [6 empty] | 0.36069 | 0
LCP_Inputs_ON_Diverse_Howarth_2023_05_05 | 2046 | H2 Import - WC | Import | Hydrogen | PJ | Dispatch-Import | FuelCost | 0 | [6 empty] | 0.36069 | 0
LCP_Inputs_ON_Diverse_Howarth_2023_05_05 | 2046 | H2 Import - WC | Import | Hydrogen | PJ | Dispatch-Import | VOM | 0 | [6 empty] | 0.36069 | 0
LCP_Inputs_ON_Diverse_Howarth_2023_05_05 | 2046 | H2 Import - WC | Import | Hydrogen | QC | Dispatch-Import | EmissionsCost | 0 | [6 empty] | 0.36069 | 0
LCP_Inputs_ON_Diverse_Howarth_2023_05_05 | 2046 | H2 Import - WC | Import | Hydrogen | QC | Dispatch-Import | FuelCost | 0 | [6 empty] | 0.36069 | 0
LCP_Inputs_ON_Diverse_Howarth_2023_05_05 | 2046 | H2 Import - WC | Import | Hydrogen | QC | Dispatch-Import | VOM | 0 | [6 empty] | 0.36069 | 0
LCP_Inputs_ON_Diverse_Howarth_2023_05_05 | 2046 | H2 Import - WC | Import | Hydrogen | WC | Dispatch-Import | EmissionsCost | 0 | [6 empty] | 0.36069 | 0
LCP_Inputs_ON_Diverse_Howarth_2023_05_05 | 2046 | H2 Import - WC | Import | Hydrogen | WC | Dispatch-Import | FuelCost | 8016738.2099 | [6 empty] | 0.36069 | 2891551.1556
LCP_Inputs_ON_Diverse_Howarth_2023_05_05 | 2046 | H2 Import - WC | Import | Hydrogen | WC | Dispatch-Import | VOM | 0 | [6 empty] | 0.36069 | 0
LCP_Inputs_ON_Diverse_Howarth_2023_05_05 | 2046 | H2 Salt Cavern Storage - ON | Storage | Hydrogen | MI | Dispatch-Storage | EmissionsCost | 0 | [6 empty] | 0.36069 | 0
LCP_Inputs_ON_Diverse_Howarth_2023_05_05 | 2046 | H2 Salt Cavern Storage - ON | Storage | Hydrogen | MI | Dispatch-Storage | FuelCost | 0 | [6 empty] | 0.36069 | 0
LCP_Inputs_ON_Diverse_Howarth_2023_05_05 | 2046 | H2 Salt Cavern Storage - ON | Storage | Hydrogen | MI | Dispatch-Storage | VOM | 0 | [6 empty] | 0.36069 | 0
LCP_Inputs_ON_Diverse_Howarth_2023_05_05 | 2046 | H2 Salt Cavern Storage - ON | Storage | Hydrogen | NY | Dispatch-Storage | EmissionsCost | 0 | [6 empty] | 0.36069 | 0
LCP_Inputs_ON_Diverse_Howarth_2023_05_05 | 2046 | H2 Salt Cavern Storage - ON | Storage | Hydrogen | NY | Dispatch-Storage | FuelCost | 0 | [6 empty] | 0.36069 | 0
LCP_Inputs_ON_Diverse_Howarth_2023_05_05 | 2046 | H2 Salt Cavern Storage - ON | Storage | Hydrogen | NY | Dispatch-Storage | VOM | 0 | [6 empty] | 0.36069 | 0
LCP_Inputs_ON_Diverse_Howarth_2023_05_05 | 2046 | H2 Salt Cavern Storage - ON | Storage | Hydrogen | ON | Dispatch-Storage | EmissionsCost | 0 | [6 empty] | 0.36069 | 0
LCP_Inputs_ON_Diverse_Howarth_2023_05_05 | 2046 | H2 Salt Cavern Storage - ON | Storage | Hydrogen | ON | Dispatch-Storage | FuelCost | 0 | [6 empty] | 0.36069 | 0
LCP_Inputs_ON_Diverse_Howarth_2023_05_05 | 2046 | H2 Salt Cavern Storage - ON | Storage | Hydrogen | ON | Dispatch-Storage | VOM | 56003241.9784 | [6 empty] | 0.36069 | 20199766.3912
LCP_Inputs_ON_Diverse_Howarth_2023_05_05 | 2046 | H2 Salt Cavern Storage - ON | Storage | Hydrogen | PJ | Dispatch-Storage | EmissionsCost | 0 | [6 empty] | 0.36069 | 0
LCP_Inputs_ON_Diverse_Howarth_2023_05_05 | 2046 | H2 Salt Cavern Storage - ON | Storage | Hydrogen | PJ | Dispatch-Storage | FuelCost | 0 | [6 empty] | 0.36069 | 0
LCP_Inputs_ON_Diverse_Howarth_2023_05_05 | 2046 | H2 Salt Cavern Storage - ON | Storage | Hydrogen | PJ | Dispatch-Storage | VOM | 0 | [6 empty] | 0.36069 | 0
LCP_Inputs_ON_Diverse_Howarth_2023_05_05 | 2046 | H2 Salt Cavern Storage - ON | Storage | Hydrogen | QC | Dispatch-Storage | EmissionsCost | 0 | [6 empty] | 0.36069 | 0
LCP_Inputs_ON_Diverse_Howarth_2023_05_05 | 2046 | H2 Salt Cavern Storage - ON | Storage | Hydrogen | QC | Dispatch-Storage | FuelCost | 0 | [6 empty] | 0.36069 | 0
LCP_Inputs_ON_Diverse_Howarth_2023_05_05 | 2046 | H2 Salt Cavern Storage - ON | Storage | Hydrogen | QC | Dispatch-Storage | VOM | 0 | [6 empty] | 0.36069 | 0
LCP_Inputs_ON_Diverse_Howarth_2023_05_05 | 2046 | H2 Salt Cavern Storage - ON | Storage | Hydrogen | WC | Dispatch-Storage | EmissionsCost | 0 | [6 empty] | 0.36069 | 0
LCP_Inputs_ON_Diverse_Howarth_2023_05_05 | 2046 | H2 Salt Cavern Storage - ON | Storage | Hydrogen | WC | Dispatch-Storage | FuelCost | 0 | [6 empty] | 0.36069 | 0
LCP_Inputs_ON_Diverse_Howarth_2023_05_05 | 2046 | H2 Salt Cavern Storage - ON | Storage | Hydrogen | WC | Dispatch-Storage | VOM | 0 | [6 empty] | 0.36069 | 0
LCP_Inputs_ON_Diverse_Howarth_2023_05_05 | 2046 | Hydro | Generation | Electricity | MI | Dispatch-Generation | EmissionsCost | 0 | [6 empty] | 0.36069 | 0
LCP_Inputs_ON_Diverse_Howarth_2023_05_05 | 2046 | Hydro | Generation | Electricity | MI | Dispatch-Generation | FuelCost | 0 | [6 empty] | 0.36069 | 0
LCP_Inputs_ON_Diverse_Howarth_2023_05_05 | 2046 | Hydro | Generation | Electricity | MI | Dispatch-Generation | VOM | 0 | [6 empty] | 0.36069 | 0
LCP_Inputs_ON_Diverse_Howarth_2023_05_05 | 2046 | Hydro | Generation | Electricity | NY | Dispatch-Generation | EmissionsCost | 0 | [6 empty] | 0.36069 | 0
LCP_Inputs_ON_Diverse_Howarth_2023_05_05 | 2046 | Hydro | Generation | Electricity | NY | Dispatch-Generation | FuelCost | 0 | [6 empty] | 0.36069 | 0
LCP_Inputs_ON_Diverse_Howarth_2023_05_05 | 2046 | Hydro | Generation | Electricity | NY | Dispatch-Generation | VOM | 0 | [6 empty] | 0.36069 | 0
LCP_Inputs_ON_Diverse_Howarth_2023_05_05 | 2046 | Hydro | Generation | Electricity | ON | Dispatch-Generation | EmissionsCost | 0 | [6 empty] | 0.36069 | 0
LCP_Inputs_ON_Diverse_Howarth_2023_05_05 | 2046 | Hydro | Generation | Electricity | ON | Dispatch-Generation | FuelCost | 0 | [6 empty] | 0.36069 | 0
LCP_Inputs_ON_Diverse_Howarth_2023_05_05 | 2046 | Hydro | Generation | Electricity | ON | Dispatch-Generation | VOM | 0 | [6 empty] | 0.36069 | 0
LCP_Inputs_ON_Diverse_Howarth_2023_05_05 | 2046 | Hydro | Generation | Electricity | PJ | Dispatch-Generation | EmissionsCost | 0 | [6 empty] | 0.36069 | 0
LCP_Inputs_ON_Diverse_Howarth_2023_05_05 | 2046 | Hydro | Generation | Electricity | PJ | Dispatch-Generation | FuelCost | 0 | [6 empty] | 0.36069 | 0
LCP_Inputs_ON_Diverse_Howarth_2023_05_05 | 2046 | Hydro | Generation | Electricity | PJ | Dispatch-Generation | VOM | 0 | [6 empty] | 0.36069 | 0
LCP_Inputs_ON_Diverse_Howarth_2023_05_05 | 2046 | Hydro | Generation | Electricity | QC | Dispatch-Generation | EmissionsCost | 0 | [6 empty] | 0.36069 | 0
LCP_Inputs_ON_Diverse_Howarth_2023_05_05 | 2046 | Hydro | Generation | Electricity | QC | Dispatch-Generation | FuelCost | 0 | [6 empty] | 0.36069 | 0
LCP_Inputs_ON_Diverse_Howarth_2023_05_05 | 2046 | Hydro | Generation | Electricity | QC | Dispatch-Generation | VOM | 0 | [6 empty] | 0.36069 | 0
LCP_Inputs_ON_Diverse_Howarth_2023_05_05 | 2046 | Hydro | Generation | Electricity | WC | Dispatch-Generation | EmissionsCost | 0 | [6 empty] | 0.36069 | 0
LCP_Inputs_ON_Diverse_Howarth_2023_05_05 | 2046 | Hydro | Generation | Electricity | WC | Dispatch-Generation | FuelCost | 0 | [6 empty] | 0.36069 | 0
LCP_Inputs_ON_Diverse_Howarth_2023_05_05 | 2046 | Hydro | Generation | Electricity | WC | Dispatch-Generation | VOM | 0 | [6 empty] | 0.36069 | 0
LCP_Inputs_ON_Diverse_Howarth_2023_05_05 | 2046 | Hydro Pumped Storage | Storage | Electricity | MI | Dispatch-Storage | EmissionsCost | 0 | [6 empty] | 0.36069 | 0
LCP_Inputs_ON_Diverse_Howarth_2023_05_05 | 2046 | Hydro Pumped Storage | Storage | Electricity | MI | Dispatch-Storage | FuelCost | 0 | [6 empty] | 0.36069 | 0
LCP_Inputs_ON_Diverse_Howarth_2023_05_05 | 2046 | Hydro Pumped Storage | Storage | Electricity | MI | Dispatch-Storage | VOM | 0 | [6 empty] | 0.36069 | 0
LCP_Inputs_ON_Diverse_Howarth_2023_05_05 | 2046 | Hydro Pumped Storage | Storage | Electricity | NY | Dispatch-Storage | EmissionsCost | 0 | [6 empty] | 0.36069 | 0
LCP_Inputs_ON_Diverse_Howarth_2023_05_05 | 2046 | Hydro Pumped Storage | Storage | Electricity | NY | Dispatch-Storage | FuelCost | 0 | [6 empty] | 0.36069 | 0
LCP_Inputs_ON_Diverse_Howarth_2023_05_05 | 2046 | Hydro Pumped Storage | Storage | Electricity | NY | Dispatch-Storage | VOM | 0 | [6 empty] | 0.36069 | 0
LCP_Inputs_ON_Diverse_Howarth_2023_05_05 | 2046 | Hydro Pumped Storage | Storage | Electricity | ON | Dispatch-Storage | EmissionsCost | 0 | [6 empty] | 0.36069 | 0
LCP_Inputs_ON_Diverse_Howarth_2023_05_05 | 2046 | Hydro Pumped Storage | Storage | Electricity | ON | Dispatch-Storage | FuelCost | 0 | [6 empty] | 0.36069 | 0
LCP_Inputs_ON_Diverse_Howarth_2023_05_05 | 2046 | Hydro Pumped Storage | Storage | Electricity | ON | Dispatch-Storage | VOM | 0 | [6 empty] | 0.36069 | 0
LCP_Inputs_ON_Diverse_Howarth_2023_05_05 | 2046 | Hydro Pumped Storage | Storage | Electricity | PJ | Dispatch-Storage | EmissionsCost | 0 | [6 empty] | 0.36069 | 0
LCP_Inputs_ON_Diverse_Howarth_2023_05_05 | 2046 | Hydro Pumped Storage | Storage | Electricity | PJ | Dispatch-Storage | FuelCost | 0 | [6 empty] | 0.36069 | 0
LCP_Inputs_ON_Diverse_Howarth_2023_05_05 | 2046 | Hydro Pumped Storage | Storage | Electricity | PJ | Dispatch-Storage | VOM | 0 | [6 empty] | 0.36069 | 0
LCP_Inputs_ON_Diverse_Howarth_2023_05_05 | 2046 | Hydro Pumped Storage | Storage | Electricity | QC | Dispatch-Storage | EmissionsCost | 0 | [6 empty] | 0.36069 | 0
LCP_Inputs_ON_Diverse_Howarth_2023_05_05 | 2046 | Hydro Pumped Storage | Storage | Electricity | QC | Dispatch-Storage | FuelCost | 0 | [6 empty] | 0.36069 | 0
LCP_Inputs_ON_Diverse_Howarth_2023_05_05 | 2046 | Hydro Pumped Storage | Storage | Electricity | QC | Dispatch-Storage | VOM | 0 | [6 empty] | 0.36069 | 0
LCP_Inputs_ON_Diverse_Howarth_2023_05_05 | 2046 | Hydro Pumped Storage | Storage | Electricity | WC | Dispatch-Storage | EmissionsCost | 0 | [6 empty] | 0.36069 | 0
LCP_Inputs_ON_Diverse_Howarth_2023_05_05 | 2046 | Hydro Pumped Storage | Storage | Electricity | WC | Dispatch-Storage | FuelCost | 0 | [6 empty] | 0.36069 | 0
LCP_Inputs_ON_Diverse_Howarth_2023_05_05 | 2046 | Hydro Pumped Storage | Storage | Electricity | WC | Dispatch-Storage | VOM | 0 | [6 empty] | 0.36069 | 0
LCP_Inputs_ON_Diverse_Howarth_2023_05_05 | 2046 | Nuclear | Generation | Electricity | MI | Dispatch-Generation | EmissionsCost | 0 | [6 empty] | 0.36069 | 0
LCP_Inputs_ON_Diverse_Howarth_2023_05_05 | 2046 | Nuclear | Generation | Electricity | MI | Dispatch-Generation | FuelCost | 0 | [6 empty] | 0.36069 | 0
LCP_Inputs_ON_Diverse_Howarth_2023_05_05 | 2046 | Nuclear | Generation | Electricity | MI | Dispatch-Generation | VOM | 2762866296.96 | [6 empty] | 0.36069 | 996536125.3566
LCP_Inputs_ON_Diverse_Howarth_2023_05_05 | 2046 | Nuclear | Generation | Electricity | NY | Dispatch-Generation | EmissionsCost | 0 | [6 empty] | 0.36069 | 0
LCP_Inputs_ON_Diverse_Howarth_2023_05_05 | 2046 | Nuclear | Generation | Electricity | NY | Dispatch-Generation | FuelCost | 0 | [6 empty] | 0.36069 | 0
LCP_Inputs_ON_Diverse_Howarth_2023_05_05 | 2046 | Nuclear | Generation | Electricity | NY | Dispatch-Generation | VOM | 2246155230.144 | [6 empty] | 0.36069 | 810164007.017
LCP_Inputs_ON_Diverse_Howarth_2023_05_05 | 2046 | Nuclear | Generation | Electricity | ON | Dispatch-Generation | EmissionsCost | 0 | [6 empty] | 0.36069 | 0
LCP_Inputs_ON_Diverse_Howarth_2023_05_05 | 2046 | Nuclear | Generation | Electricity | ON | Dispatch-Generation | FuelCost | 0 | [6 empty] | 0.36069 | 0
LCP_Inputs_ON_Diverse_Howarth_2023_05_05 | 2046 | Nuclear | Generation | Electricity | ON | Dispatch-Generation | VOM | 7837478141.9618 | [6 empty] | 0.36069 | 2826893979.1808
LCP_Inputs_ON_Diverse_Howarth_2023_05_05 | 2046 | Nuclear | Generation | Electricity | PJ | Dispatch-Generation | EmissionsCost | 0 | [6 empty] | 0.36069 | 0
LCP_Inputs_ON_Diverse_Howarth_2023_05_05 | 2046 | Nuclear | Generation | Electricity | PJ | Dispatch-Generation | FuelCost | 0 | [6 empty] | 0.36069 | 0
LCP_Inputs_ON_Diverse_Howarth_2023_05_05 | 2046 | Nuclear | Generation | Electricity | PJ | Dispatch-Generation | VOM | 6401347648.6848 | [6 empty] | 0.36069 | 2308897173.164
LCP_Inputs_ON_Diverse_Howarth_2023_05_05 | 2046 | Nuclear | Generation | Electricity | QC | Dispatch-Generation | EmissionsCost | 0 | [6 empty] | 0.36069 | 0
LCP_Inputs_ON_Diverse_Howarth_2023_05_05 | 2046 | Nuclear | Generation | Electricity | QC | Dispatch-Generation | FuelCost | 0 | [6 empty] | 0.36069 | 0
LCP_Inputs_ON_Diverse_Howarth_2023_05_05 | 2046 | Nuclear | Generation | Electricity | QC | Dispatch-Generation | VOM | 0 | [6 empty] | 0.36069 | 0
LCP_Inputs_ON_Diverse_Howarth_2023_05_05 | 2046 | Nuclear | Generation | Electricity | WC | Dispatch-Generation | EmissionsCost | 0 | [6 empty] | 0.36069 | 0
LCP_Inputs_ON_Diverse_Howarth_2023_05_05 | 2046 | Nuclear | Generation | Electricity | WC | Dispatch-Generation | FuelCost | 0 | [6 empty] | 0.36069 | 0
LCP_Inputs_ON_Diverse_Howarth_2023_05_05 | 2046 | Nuclear | Generation | Electricity | WC | Dispatch-Generation | VOM | 0 | [6 empty] | 0.36069 | 0
LCP_Inputs_ON_Diverse_Howarth_2023_05_05 | 2046 | Nuclear SMR | Generation | Electricity | MI | Dispatch-Generation | EmissionsCost | 0 | [6 empty] | 0.36069 | 0
LCP_Inputs_ON_Diverse_Howarth_2023_05_05 | 2046 | Nuclear SMR | Generation | Electricity | MI | Dispatch-Generation | FuelCost | 0 | [6 empty] | 0.36069 | 0
LCP_Inputs_ON_Diverse_Howarth_2023_05_05 | 2046 | Nuclear SMR | Generation | Electricity | MI | Dispatch-Generation | VOM | 0 | [6 empty] | 0.36069 | 0
LCP_Inputs_ON_Diverse_Howarth_2023_05_05 | 2046 | Nuclear SMR | Generation | Electricity | NY | Dispatch-Generation | EmissionsCost | 0 | [6 empty] | 0.36069 | 0
LCP_Inputs_ON_Diverse_Howarth_2023_05_05 | 2046 | Nuclear SMR | Generation | Electricity | NY | Dispatch-Generation | FuelCost | 0 | [6 empty] | 0.36069 | 0
LCP_Inputs_ON_Diverse_Howarth_2023_05_05 | 2046 | Nuclear SMR | Generation | Electricity | NY | Dispatch-Generation | VOM | 0 | [6 empty] | 0.36069 | 0
LCP_Inputs_ON_Diverse_Howarth_2023_05_05 | 2046 | Nuclear SMR | Generation | Electricity | ON | Dispatch-Generation | EmissionsCost | 0 | [6 empty] | 0.36069 | 0
LCP_Inputs_ON_Diverse_Howarth_2023_05_05 | 2046 | Nuclear SMR | Generation | Electricity | ON | Dispatch-Generation | FuelCost | 0 | [6 empty] | 0.36069 | 0
LCP_Inputs_ON_Diverse_Howarth_2023_05_05 | 2046 | Nuclear SMR | Generation | Electricity | ON | Dispatch-Generation | VOM | 209585025.0029 | [6 empty] | 0.36069 | 75595061.9033
LCP_Inputs_ON_Diverse_Howarth_2023_05_05 | 2046 | Nuclear SMR | Generation | Electricity | PJ | Dispatch-Generation | EmissionsCost | 0 | [6 empty] | 0.36069 | 0
LCP_Inputs_ON_Diverse_Howarth_2023_05_05 | 2046 | Nuclear SMR | Generation | Electricity | PJ | Dispatch-Generation | FuelCost | 0 | [6 empty] | 0.36069 | 0
LCP_Inputs_ON_Diverse_Howarth_2023_05_05 | 2046 | Nuclear SMR | Generation | Electricity | PJ | Dispatch-Generation | VOM | 0 | [6 empty] | 0.36069 | 0
LCP_Inputs_ON_Diverse_Howarth_2023_05_05 | 2046 | Nuclear SMR | Generation | Electricity | QC | Dispatch-Generation | EmissionsCost | 0 | [6 empty] | 0.36069 | 0
LCP_Inputs_ON_Diverse_Howarth_2023_05_05 | 2046 | Nuclear SMR | Generation | Electricity | QC | Dispatch-Generation | FuelCost | 0 | [6 empty] | 0.36069 | 0
LCP_Inputs_ON_Diverse_Howarth_2023_05_05 | 2046 | Nuclear SMR | Generation | Electricity | QC | Dispatch-Generation | VOM | 0 | [6 empty] | 0.36069 | 0
LCP_Inputs_ON_Diverse_Howarth_2023_05_05 | 2046 | Nuclear SMR | Generation | Electricity | WC | Dispatch-Generation | EmissionsCost | 0 | [6 empty] | 0.36069 | 0
LCP_Inputs_ON_Diverse_Howarth_2023_05_05 | 2046 | Nuclear SMR | Generation | Electricity | WC | Dispatch-Generation | FuelCost | 0 | [6 empty] | 0.36069 | 0
LCP_Inputs_ON_Diverse_Howarth_2023_05_05 | 2046 | Nuclear SMR | Generation | Electricity | WC | Dispatch-Generation | VOM | 0 | [6 empty] | 0.36069 | 0
LCP_Inputs_ON_Diverse_Howarth_2023_05_05 | 2046 | O/CCGT - CH4 Existing | Crossload | Electricity | MI | Dispatch-Crossload | EmissionsCost | 0 | [6 empty] | 0.36069 | 0
LCP_Inputs_ON_Diverse_Howarth_2023_05_05 | 2046 | O/CCGT - CH4 Existing | Crossload | Electricity | MI | Dispatch-Crossload | FuelCost | 0 | [6 empty] | 0.36069 | 0
LCP_Inputs_ON_Diverse_Howarth_2023_05_05 | 2046 | O/CCGT - CH4 Existing | Crossload | Electricity | MI | Dispatch-Crossload | VOM | 0 | [6 empty] | 0.36069 | 0
LCP_Inputs_ON_Diverse_Howarth_2023_05_05 | 2046 | O/CCGT - CH4 Existing | Crossload | Electricity | NY | Dispatch-Crossload | EmissionsCost | 0 | [6 empty] | 0.36069 | 0
LCP_Inputs_ON_Diverse_Howarth_2023_05_05 | 2046 | O/CCGT - CH4 Existing | Crossload | Electricity | NY | Dispatch-Crossload | FuelCost | 0 | [6 empty] | 0.36069 | 0
LCP_Inputs_ON_Diverse_Howarth_2023_05_05 | 2046 | O/CCGT - CH4 Existing | Crossload | Electricity | NY | Dispatch-Crossload | VOM | 0 | [6 empty] | 0.36069 | 0
LCP_Inputs_ON_Diverse_Howarth_2023_05_05 | 2046 | O/CCGT - CH4 Existing | Crossload | Electricity | ON | Dispatch-Crossload | EmissionsCost | 3390434.5216 | [6 empty] | 0.36069 | 1222893.2269
LCP_Inputs_ON_Diverse_Howarth_2023_05_05 | 2046 | O/CCGT - CH4 Existing | Crossload | Electricity | ON | Dispatch-Crossload | FuelCost | 0 | [6 empty] | 0.36069 | 0
LCP_Inputs_ON_Diverse_Howarth_2023_05_05 | 2046 | O/CCGT - CH4 Existing | Crossload | Electricity | ON | Dispatch-Crossload | VOM | 205052.9936 | [6 empty] | 0.36069 | 73960.407
LCP_Inputs_ON_Diverse_Howarth_2023_05_05 | 2046 | O/CCGT - CH4 Existing | Crossload | Electricity | PJ | Dispatch-Crossload | EmissionsCost | 0 | [6 empty] | 0.36069 | 0
LCP_Inputs_ON_Diverse_Howarth_2023_05_05 | 2046 | O/CCGT - CH4 Existing | Crossload | Electricity | PJ | Dispatch-Crossload | FuelCost | 0 | [6 empty] | 0.36069 | 0
LCP_Inputs_ON_Diverse_Howarth_2023_05_05 | 2046 | O/CCGT - CH4 Existing | Crossload | Electricity | PJ | Dispatch-Crossload | VOM | 0 | [6 empty] | 0.36069 | 0
LCP_Inputs_ON_Diverse_Howarth_2023_05_05 | 2046 | O/CCGT - CH4 Existing | Crossload | Electricity | QC | Dispatch-Crossload | EmissionsCost | 0 | [6 empty] | 0.36069 | 0
LCP_Inputs_ON_Diverse_Howarth_2023_05_05 | 2046 | O/CCGT - CH4 Existing | Crossload | Electricity | QC | Dispatch-Crossload | FuelCost | 0 | [6 empty] | 0.36069 | 0
LCP_Inputs_ON_Diverse_Howarth_2023_05_05 | 2046 | O/CCGT - CH4 Existing | Crossload | Electricity | QC | Dispatch-Crossload | VOM | 0 | [6 empty] | 0.36069 | 0
LCP_Inputs_ON_Diverse_Howarth_2023_05_05 | 2046 | O/CCGT - CH4 Existing | Crossload | Electricity | WC | Dispatch-Crossload | EmissionsCost | 0 | [6 empty] | 0.36069 | 0
LCP_Inputs_ON_Diverse_Howarth_2023_05_05 | 2046 | O/CCGT - CH4 Existing | Crossload | Electricity | WC | Dispatch-Crossload | FuelCost | 0 | [6 empty] | 0.36069 | 0
LCP_Inputs_ON_Diverse_Howarth_2023_05_05 | 2046 | O/CCGT - CH4 Existing | Crossload | Electricity | WC | Dispatch-Crossload | VOM | 0 | [6 empty] | 0.36069 | 0
LCP_Inputs_ON_Diverse_Howarth_2023_05_05 | 2046 | O/CCGT - CH4 New | Crossload | Electricity | MI | Dispatch-Crossload | EmissionsCost | 0 | [6 empty] | 0.36069 | 0
LCP_Inputs_ON_Diverse_Howarth_2023_05_05 | 2046 | O/CCGT - CH4 New | Crossload | Electricity | MI | Dispatch-Crossload | FuelCost | 0 | [6 empty] | 0.36069 | 0
LCP_Inputs_ON_Diverse_Howarth_2023_05_05 | 2046 | O/CCGT - CH4 New | Crossload | Electricity | MI | Dispatch-Crossload | VOM | 0 | [6 empty] | 0.36069 | 0
LCP_Inputs_ON_Diverse_Howarth_2023_05_05 | 2046 | O/CCGT - CH4 New | Crossload | Electricity | NY | Dispatch-Crossload | EmissionsCost | 0 | [6 empty] | 0.36069 | 0
LCP_Inputs_ON_Diverse_Howarth_2023_05_05 | 2046 | O/CCGT - CH4 New | Crossload | Electricity | NY | Dispatch-Crossload | FuelCost | 0 | [6 empty] | 0.36069 | 0
LCP_Inputs_ON_Diverse_Howarth_2023_05_05 | 2046 | O/CCGT - CH4 New | Crossload | Electricity | NY | Dispatch-Crossload | VOM | 0 | [6 empty] | 0.36069 | 0
LCP_Inputs_ON_Diverse_Howarth_2023_05_05 | 2046 | O/CCGT - CH4 New | Crossload | Electricity | ON | Dispatch-Crossload | EmissionsCost | 1511114.6946 | [6 empty] | 0.36069 | 545042.8001
LCP_Inputs_ON_Diverse_Howarth_2023_05_05 | 2046 | O/CCGT - CH4 New | Crossload | Electricity | ON | Dispatch-Crossload | FuelCost | 0 | [6 empty] | 0.36069 | 0
LCP_Inputs_ON_Diverse_Howarth_2023_05_05 | 2046 | O/CCGT - CH4 New | Crossload | Electricity | ON | Dispatch-Crossload | VOM | 91392 | [6 empty] | 0.36069 | 32964.1104
LCP_Inputs_ON_Diverse_Howarth_2023_05_05 | 2046 | O/CCGT - CH4 New | Crossload | Electricity | PJ | Dispatch-Crossload | EmissionsCost | 0 | [6 empty] | 0.36069 | 0
LCP_Inputs_ON_Diverse_Howarth_2023_05_05 | 2046 | O/CCGT - CH4 New | Crossload | Electricity | PJ | Dispatch-Crossload | FuelCost | 0 | [6 empty] | 0.36069 | 0
LCP_Inputs_ON_Diverse_Howarth_2023_05_05 | 2046 | O/CCGT - CH4 New | Crossload | Electricity | PJ | Dispatch-Crossload | VOM | 0 | [6 empty] | 0.36069 | 0
LCP_Inputs_ON_Diverse_Howarth_2023_05_05 | 2046 | O/CCGT - CH4 New | Crossload | Electricity | QC | Dispatch-Crossload | EmissionsCost | 0 | [6 empty] | 0.36069 | 0
LCP_Inputs_ON_Diverse_Howarth_2023_05_05 | 2046 | O/CCGT - CH4 New | Crossload | Electricity | QC | Dispatch-Crossload | FuelCost | 0 | [6 empty] | 0.36069 | 0
LCP_Inputs_ON_Diverse_Howarth_2023_05_05 | 2046 | O/CCGT - CH4 New | Crossload | Electricity | QC | Dispatch-Crossload | VOM | 0 | [6 empty] | 0.36069 | 0
LCP_Inputs_ON_Diverse_Howarth_2023_05_05 | 2046 | O/CCGT - CH4 New | Crossload | Electricity | WC | Dispatch-Crossload | EmissionsCost | 0 | [6 empty] | 0.36069 | 0
LCP_Inputs_ON_Diverse_Howarth_2023_05_05 | 2046 | O/CCGT - CH4 New | Crossload | Electricity | WC | Dispatch-Crossload | FuelCost | 0 | [6 empty] | 0.36069 | 0
LCP_Inputs_ON_Diverse_Howarth_2023_05_05 | 2046 | O/CCGT - CH4 New | Crossload | Electricity | WC | Dispatch-Crossload | VOM | 0 | [6 empty] | 0.36069 | 0
LCP_Inputs_ON_Diverse_Howarth_2023_05_05 | 2046 | O/CCGT - H2 New | Crossload | Electricity | MI | Dispatch-Crossload | EmissionsCost | 0 | [6 empty] | 0.36069 | 0
LCP_Inputs_ON_Diverse_Howarth_2023_05_05 | 2046 | O/CCGT - H2 New | Crossload | Electricity | MI | Dispatch-Crossload | FuelCost | 0 | [6 empty] | 0.36069 | 0
LCP_Inputs_ON_Diverse_Howarth_2023_05_05 | 2046 | O/CCGT - H2 New | Crossload | Electricity | MI | Dispatch-Crossload | VOM | 0 | [6 empty] | 0.36069 | 0
LCP_Inputs_ON_Diverse_Howarth_2023_05_05 | 2046 | O/CCGT - H2 New | Crossload | Electricity | NY | Dispatch-Crossload | EmissionsCost | 0 | [6 empty] | 0.36069 | 0
LCP_Inputs_ON_Diverse_Howarth_2023_05_05 | 2046 | O/CCGT - H2 New | Crossload | Electricity | NY | Dispatch-Crossload | FuelCost | 0 | [6 empty] | 0.36069 | 0
LCP_Inputs_ON_Diverse_Howarth_2023_05_05 | 2046 | O/CCGT - H2 New | Crossload | Electricity | NY | Dispatch-Crossload | VOM | 0 | [6 empty] | 0.36069 | 0
LCP_Inputs_ON_Diverse_Howarth_2023_05_05 | 2046 | O/CCGT - H2 New | Crossload | Electricity | ON | Dispatch-Crossload | EmissionsCost | 0 | [6 empty] | 0.36069 | 0
LCP_Inputs_ON_Diverse_Howarth_2023_05_05 | 2046 | O/CCGT - H2 New | Crossload | Electricity | ON | Dispatch-Crossload | FuelCost | 0 | [6 empty] | 0.36069 | 0
LCP_Inputs_ON_Diverse_Howarth_2023_05_05 | 2046 | O/CCGT - H2 New | Crossload | Electricity | ON | Dispatch-Crossload | VOM | 380530.774 | [6 empty] | 0.36069 | 137253.353
LCP_Inputs_ON_Diverse_Howarth_2023_05_05 | 2046 | O/CCGT - H2 New | Crossload | Electricity | PJ | Dispatch-Crossload | EmissionsCost | 0 | [6 empty] | 0.36069 | 0
LCP_Inputs_ON_Diverse_Howarth_2023_05_05 | 2046 | O/CCGT - H2 New | Crossload | Electricity | PJ | Dispatch-Crossload | FuelCost | 0 | [6 empty] | 0.36069 | 0
LCP_Inputs_ON_Diverse_Howarth_2023_05_05 | 2046 | O/CCGT - H2 New | Crossload | Electricity | PJ | Dispatch-Crossload | VOM | 0 | [6 empty] | 0.36069 | 0
LCP_Inputs_ON_Diverse_Howarth_2023_05_05 | 2046 | O/CCGT - H2 New | Crossload | Electricity | QC | Dispatch-Crossload | EmissionsCost | 0 | [6 empty] | 0.36069 | 0
LCP_Inputs_ON_Diverse_Howarth_2023_05_05 | 2046 | O/CCGT - H2 New | Crossload | Electricity | QC | Dispatch-Crossload | FuelCost | 0 | [6 empty] | 0.36069 | 0
LCP_Inputs_ON_Diverse_Howarth_2023_05_05 | 2046 | O/CCGT - H2 New | Crossload | Electricity | QC | Dispatch-Crossload | VOM | 0 | [6 empty] | 0.36069 | 0
LCP_Inputs_ON_Diverse_Howarth_2023_05_05 | 2046 | O/CCGT - H2 New | Crossload | Electricity | WC | Dispatch-Crossload | EmissionsCost | 0 | [6 empty] | 0.36069 | 0
LCP_Inputs_ON_Diverse_Howarth_2023_05_05 | 2046 | O/CCGT - H2 New | Crossload | Electricity | WC | Dispatch-Crossload | FuelCost | 0 | [6 empty] | 0.36069 | 0
LCP_Inputs_ON_Diverse_Howarth_2023_05_05 | 2046 | O/CCGT - H2 New | Crossload | Electricity | WC | Dispatch-Crossload | VOM | 0 | [6 empty] | 0.36069 | 0
LCP_Inputs_ON_Diverse_Howarth_2023_05_05 | 2046 | SMR CCS | Generation | Hydrogen | MI | Dispatch-Generation | EmissionsCost | 0 | [6 empty] | 0.36069 | 0
LCP_Inputs_ON_Diverse_Howarth_2023_05_05 | 2046 | SMR CCS | Generation | Hydrogen | MI | Dispatch-Generation | FuelCost | 0 | [6 empty] | 0.36069 | 0
LCP_Inputs_ON_Diverse_Howarth_2023_05_05 | 2046 | SMR CCS | Generation | Hydrogen | MI | Dispatch-Generation | VOM | 0 | [6 empty] | 0.36069 | 0
LCP_Inputs_ON_Diverse_Howarth_2023_05_05 | 2046 | SMR CCS | Generation | Hydrogen | NY | Dispatch-Generation | EmissionsCost | 0 | [6 empty] | 0.36069 | 0
LCP_Inputs_ON_Diverse_Howarth_2023_05_05 | 2046 | SMR CCS | Generation | Hydrogen | NY | Dispatch-Generation | FuelCost | 0 | [6 empty] | 0.36069 | 0
LCP_Inputs_ON_Diverse_Howarth_2023_05_05 | 2046 | SMR CCS | Generation | Hydrogen | NY | Dispatch-Generation | VOM | 0 | [6 empty] | 0.36069 | 0
LCP_Inputs_ON_Diverse_Howarth_2023_05_05 | 2046 | SMR CCS | Generation | Hydrogen | ON | Dispatch-Generation | EmissionsCost | 388566288.3194 | [6 empty] | 0.36069 | 140151676.4789
LCP_Inputs_ON_Diverse_Howarth_2023_05_05 | 2046 | SMR CCS | Generation | Hydrogen | ON | Dispatch-Generation | FuelCost | 299932601.302 | [6 empty] | 0.36069 | 108182459.8963
LCP_Inputs_ON_Diverse_Howarth_2023_05_05 | 2046 | SMR CCS | Generation | Hydrogen | ON | Dispatch-Generation | VOM | 0 | [6 empty] | 0.36069 | 0
LCP_Inputs_ON_Diverse_Howarth_2023_05_05 | 2046 | SMR CCS | Generation | Hydrogen | PJ | Dispatch-Generation | EmissionsCost | 0 | [6 empty] | 0.36069 | 0
LCP_Inputs_ON_Diverse_Howarth_2023_05_05 | 2046 | SMR CCS | Generation | Hydrogen | PJ | Dispatch-Generation | FuelCost | 0 | [6 empty] | 0.36069 | 0
LCP_Inputs_ON_Diverse_Howarth_2023_05_05 | 2046 | SMR CCS | Generation | Hydrogen | PJ | Dispatch-Generation | VOM | 0 | [6 empty] | 0.36069 | 0
LCP_Inputs_ON_Diverse_Howarth_2023_05_05 | 2046 | SMR CCS | Generation | Hydrogen | QC | Dispatch-Generation | EmissionsCost | 0 | [6 empty] | 0.36069 | 0
LCP_Inputs_ON_Diverse_Howarth_2023_05_05 | 2046 | SMR CCS | Generation | Hydrogen | QC | Dispatch-Generation | FuelCost | 0 | [6 empty] | 0.36069 | 0
LCP_Inputs_ON_Diverse_Howarth_2023_05_05 | 2046 | SMR CCS | Generation | Hydrogen | QC | Dispatch-Generation | VOM | 0 | [6 empty] | 0.36069 | 0
LCP_Inputs_ON_Diverse_Howarth_2023_05_05 | 2046 | SMR CCS | Generation | Hydrogen | WC | Dispatch-Generation | EmissionsCost | 0 | [6 empty] | 0.36069 | 0
LCP_Inputs_ON_Diverse_Howarth_2023_05_05 | 2046 | SMR CCS | Generation | Hydrogen | WC | Dispatch-Generation | FuelCost | 0 | [6 empty] | 0.36069 | 0
LCP_Inputs_ON_Diverse_Howarth_2023_05_05 | 2046 | SMR CCS | Generation | Hydrogen | WC | Dispatch-Generation | VOM | 0 | [6 empty] | 0.36069 | 0
LCP_Inputs_ON_Diverse_Howarth_2023_05_05 | 2046 | Solar PV | Generation | Electricity | MI | Dispatch-Generation | EmissionsCost | 0 | [6 empty] | 0.36069 | 0
LCP_Inputs_ON_Diverse_Howarth_2023_05_05 | 2046 | Solar PV | Generation | Electricity | MI | Dispatch-Generation | FuelCost | 0 | [6 empty] | 0.36069 | 0
LCP_Inputs_ON_Diverse_Howarth_2023_05_05 | 2046 | Solar PV | Generation | Electricity | MI | Dispatch-Generation | VOM | 0 | [6 empty] | 0.36069 | 0
LCP_Inputs_ON_Diverse_Howarth_2023_05_05 | 2046 | Solar PV | Generation | Electricity | NY | Dispatch-Generation | EmissionsCost | 0 | [6 empty] | 0.36069 | 0
LCP_Inputs_ON_Diverse_Howarth_2023_05_05 | 2046 | Solar PV | Generation | Electricity | NY | Dispatch-Generation | FuelCost | 0 | [6 empty] | 0.36069 | 0
LCP_Inputs_ON_Diverse_Howarth_2023_05_05 | 2046 | Solar PV | Generation | Electricity | NY | Dispatch-Generation | VOM | 0 | [6 empty] | 0.36069 | 0
LCP_Inputs_ON_Diverse_Howarth_2023_05_05 | 2046 | Solar PV | Generation | Electricity | ON | Dispatch-Generation | EmissionsCost | 0 | [6 empty] | 0.36069 | 0
LCP_Inputs_ON_Diverse_Howarth_2023_05_05 | 2046 | Solar PV | Generation | Electricity | ON | Dispatch-Generation | FuelCost | 0 | [6 empty] | 0.36069 | 0
LCP_Inputs_ON_Diverse_Howarth_2023_05_05 | 2046 | Solar PV | Generation | Electricity | ON | Dispatch-Generation | VOM | 0 | [6 empty] | 0.36069 | 0
LCP_Inputs_ON_Diverse_Howarth_2023_05_05 | 2046 | Solar PV | Generation | Electricity | PJ | Dispatch-Generation | EmissionsCost | 0 | [6 empty] | 0.36069 | 0
LCP_Inputs_ON_Diverse_Howarth_2023_05_05 | 2046 | Solar PV | Generation | Electricity | PJ | Dispatch-Generation | FuelCost | 0 | [6 empty] | 0.36069 | 0
LCP_Inputs_ON_Diverse_Howarth_2023_05_05 | 2046 | Solar PV | Generation | Electricity | PJ | Dispatch-Generation | VOM | 0 | [6 empty] | 0.36069 | 0
LCP_Inputs_ON_Diverse_Howarth_2023_05_05 | 2046 | Solar PV | Generation | Electricity | QC | Dispatch-Generation | EmissionsCost | 0 | [6 empty] | 0.36069 | 0
LCP_Inputs_ON_Diverse_Howarth_2023_05_05 | 2046 | Solar PV | Generation | Electricity | QC | Dispatch-Generation | FuelCost | 0 | [6 empty] | 0.36069 | 0
LCP_Inputs_ON_Diverse_Howarth_2023_05_05 | 2046 | Solar PV | Generation | Electricity | QC | Dispatch-Generation | VOM | 0 | [6 empty] | 0.36069 | 0
LCP_Inputs_ON_Diverse_Howarth_2023_05_05 | 2046 | Solar PV | Generation | Electricity | WC | Dispatch-Generation | EmissionsCost | 0 | [6 empty] | 0.36069 | 0
LCP_Inputs_ON_Diverse_Howarth_2023_05_05 | 2046 | Solar PV | Generation | Electricity | WC | Dispatch-Generation | FuelCost | 0 | [6 empty] | 0.36069 | 0
LCP_Inputs_ON_Diverse_Howarth_2023_05_05 | 2046 | Solar PV | Generation | Electricity | WC | Dispatch-Generation | VOM | 0 | [6 empty] | 0.36069 | 0
LCP_Inputs_ON_Diverse_Howarth_2023_05_05 | 2046 | Wind Offshore | Generation | Electricity | MI | Dispatch-Generation | EmissionsCost | 0 | [6 empty] | 0.36069 | 0
LCP_Inputs_ON_Diverse_Howarth_2023_05_05 | 2046 | Wind Offshore | Generation | Electricity | MI | Dispatch-Generation | FuelCost | 0 | [6 empty] | 0.36069 | 0
LCP_Inputs_ON_Diverse_Howarth_2023_05_05 | 2046 | Wind Offshore | Generation | Electricity | MI | Dispatch-Generation | VOM | 0 | [6 empty] | 0.36069 | 0
LCP_Inputs_ON_Diverse_Howarth_2023_05_05 | 2046 | Wind Offshore | Generation | Electricity | NY | Dispatch-Generation | EmissionsCost | 0 | [6 empty] | 0.36069 | 0
LCP_Inputs_ON_Diverse_Howarth_2023_05_05 | 2046 | Wind Offshore | Generation | Electricity | NY | Dispatch-Generation | FuelCost | 0 | [6 empty] | 0.36069 | 0
LCP_Inputs_ON_Diverse_Howarth_2023_05_05 | 2046 | Wind Offshore | Generation | Electricity | NY | Dispatch-Generation | VOM | 0 | [6 empty] | 0.36069 | 0
LCP_Inputs_ON_Diverse_Howarth_2023_05_05 | 2046 | Wind Offshore | Generation | Electricity | ON | Dispatch-Generation | EmissionsCost | 0 | [6 empty] | 0.36069 | 0
LCP_Inputs_ON_Diverse_Howarth_2023_05_05 | 2046 | Wind Offshore | Generation | Electricity | ON | Dispatch-Generation | FuelCost | 0 | [6 empty] | 0.36069 | 0
LCP_Inputs_ON_Diverse_Howarth_2023_05_05 | 2046 | Wind Offshore | Generation | Electricity | ON | Dispatch-Generation | VOM | 0 | [6 empty] | 0.36069 | 0
LCP_Inputs_ON_Diverse_Howarth_2023_05_05 | 2046 | Wind Offshore | Generation | Electricity | PJ | Dispatch-Generation | EmissionsCost | 0 | [6 empty] | 0.36069 | 0
LCP_Inputs_ON_Diverse_Howarth_2023_05_05 | 2046 | Wind Offshore | Generation | Electricity | PJ | Dispatch-Generation | FuelCost | 0 | [6 empty] | 0.36069 | 0
LCP_Inputs_ON_Diverse_Howarth_2023_05_05 | 2046 | Wind Offshore | Generation | Electricity | PJ | Dispatch-Generation | VOM | 0 | [6 empty] | 0.36069 | 0
LCP_Inputs_ON_Diverse_Howarth_2023_05_05 | 2046 | Wind Offshore | Generation | Electricity | QC | Dispatch-Generation | EmissionsCost | 0 | [6 empty] | 0.36069 | 0
LCP_Inputs_ON_Diverse_Howarth_2023_05_05 | 2046 | Wind Offshore | Generation | Electricity | QC | Dispatch-Generation | FuelCost | 0 | [6 empty] | 0.36069 | 0
LCP_Inputs_ON_Diverse_Howarth_2023_05_05 | 2046 | Wind Offshore | Generation | Electricity | QC | Dispatch-Generation | VOM | 0 | [6 empty] | 0.36069 | 0
LCP_Inputs_ON_Diverse_Howarth_2023_05_05 | 2046 | Wind Offshore | Generation | Electricity | WC | Dispatch-Generation | EmissionsCost | 0 | [6 empty] | 0.36069 | 0
LCP_Inputs_ON_Diverse_Howarth_2023_05_05 | 2046 | Wind Offshore | Generation | Electricity | WC | Dispatch-Generation | FuelCost | 0 | [6 empty] | 0.36069 | 0
LCP_Inputs_ON_Diverse_Howarth_2023_05_05 | 2046 | Wind Offshore | Generation | Electricity | WC | Dispatch-Generation | VOM | 0 | [6 empty] | 0.36069 | 0
LCP_Inputs_ON_Diverse_Howarth_2023_05_05 | 2046 | Wind Onshore | Generation | Electricity | MI | Dispatch-Generation | EmissionsCost | 0 | [6 empty] | 0.36069 | 0
LCP_Inputs_ON_Diverse_Howarth_2023_05_05 | 2046 | Wind Onshore | Generation | Electricity | MI | Dispatch-Generation | FuelCost | 0 | [6 empty] | 0.36069 | 0
LCP_Inputs_ON_Diverse_Howarth_2023_05_05 | 2046 | Wind Onshore | Generation | Electricity | MI | Dispatch-Generation | VOM | 0 | [6 empty] | 0.36069 | 0
LCP_Inputs_ON_Diverse_Howarth_2023_05_05 | 2046 | Wind Onshore | Generation | Electricity | NY | Dispatch-Generation | EmissionsCost | 0 | [6 empty] | 0.36069 | 0
LCP_Inputs_ON_Diverse_Howarth_2023_05_05 | 2046 | Wind Onshore | Generation | Electricity | NY | Dispatch-Generation | FuelCost | 0 | [6 empty] | 0.36069 | 0
LCP_Inputs_ON_Diverse_Howarth_2023_05_05 | 2046 | Wind Onshore | Generation | Electricity | NY | Dispatch-Generation | VOM | 0 | [6 empty] | 0.36069 | 0
LCP_Inputs_ON_Diverse_Howarth_2023_05_05 | 2046 | Wind Onshore | Generation | Electricity | ON | Dispatch-Generation | EmissionsCost | 0 | [6 empty] | 0.36069 | 0
LCP_Inputs_ON_Diverse_Howarth_2023_05_05 | 2046 | Wind Onshore | Generation | Electricity | ON | Dispatch-Generation | FuelCost | 0 | [6 empty] | 0.36069 | 0
LCP_Inputs_ON_Diverse_Howarth_2023_05_05 | 2046 | Wind Onshore | Generation | Electricity | ON | Dispatch-Generation | VOM | 0 | [6 empty] | 0.36069 | 0
LCP_Inputs_ON_Diverse_Howarth_2023_05_05 | 2046 | Wind Onshore | Generation | Electricity | PJ | Dispatch-Generation | EmissionsCost | 0 | [6 empty] | 0.36069 | 0
LCP_Inputs_ON_Diverse_Howarth_2023_05_05 | 2046 | Wind Onshore | Generation | Electricity | PJ | Dispatch-Generation | FuelCost | 0 | [6 empty] | 0.36069 | 0
LCP_Inputs_ON_Diverse_Howarth_2023_05_05 | 2046 | Wind Onshore | Generation | Electricity | PJ | Dispatch-Generation | VOM | 0 | [6 empty] | 0.36069 | 0
LCP_Inputs_ON_Diverse_Howarth_2023_05_05 | 2046 | Wind Onshore | Generation | Electricity | QC | Dispatch-Generation | EmissionsCost | 0 | [6 empty] | 0.36069 | 0
LCP_Inputs_ON_Diverse_Howarth_2023_05_05 | 2046 | Wind Onshore | Generation | Electricity | QC | Dispatch-Generation | FuelCost | 0 | [6 empty] | 0.36069 | 0
LCP_Inputs_ON_Diverse_Howarth_2023_05_05 | 2046 | Wind Onshore | Generation | Electricity | QC | Dispatch-Generation | VOM | 0 | [6 empty] | 0.36069 | 0
LCP_Inputs_ON_Diverse_Howarth_2023_05_05 | 2046 | Wind Onshore | Generation | Electricity | WC | Dispatch-Generation | EmissionsCost | 0 | [6 empty] | 0.36069 | 0
LCP_Inputs_ON_Diverse_Howarth_2023_05_05 | 2046 | Wind Onshore | Generation | Electricity | WC | Dispatch-Generation | FuelCost | 0 | [6 empty] | 0.36069 | 0
LCP_Inputs_ON_Diverse_Howarth_2023_05_05 | 2046 | Wind Onshore | Generation | Electricity | WC | Dispatch-Generation | VOM | 0 | [6 empty] | 0.36069 | 0
LCP_Inputs_ON_Diverse_Howarth_2023_05_05 | 2047 | Anaerobic Digestion | Generation | Methane | MI | Dispatch-Generation | EmissionsCost | 0 | [6 empty] | 0.34682 | 0
LCP_Inputs_ON_Diverse_Howarth_2023_05_05 | 2047 | Anaerobic Digestion | Generation | Methane | MI | Dispatch-Generation | FuelCost | 0 | [6 empty] | 0.34682 | 0
LCP_Inputs_ON_Diverse_Howarth_2023_05_05 | 2047 | Anaerobic Digestion | Generation | Methane | MI | Dispatch-Generation | VOM | 0 | [6 empty] | 0.34682 | 0
LCP_Inputs_ON_Diverse_Howarth_2023_05_05 | 2047 | Anaerobic Digestion | Generation | Methane | NY | Dispatch-Generation | EmissionsCost | 0 | [6 empty] | 0.34682 | 0
LCP_Inputs_ON_Diverse_Howarth_2023_05_05 | 2047 | Anaerobic Digestion | Generation | Methane | NY | Dispatch-Generation | FuelCost | 0 | [6 empty] | 0.34682 | 0
LCP_Inputs_ON_Diverse_Howarth_2023_05_05 | 2047 | Anaerobic Digestion | Generation | Methane | NY | Dispatch-Generation | VOM | 0 | [6 empty] | 0.34682 | 0
LCP_Inputs_ON_Diverse_Howarth_2023_05_05 | 2047 | Anaerobic Digestion | Generation | Methane | ON | Dispatch-Generation | EmissionsCost | 3867281.1607 | [6 empty] | 0.34682 | 1341237.1879
LCP_Inputs_ON_Diverse_Howarth_2023_05_05 | 2047 | Anaerobic Digestion | Generation | Methane | ON | Dispatch-Generation | FuelCost | 0 | [6 empty] | 0.34682 | 0
LCP_Inputs_ON_Diverse_Howarth_2023_05_05 | 2047 | Anaerobic Digestion | Generation | Methane | ON | Dispatch-Generation | VOM | 1742440000 | [6 empty] | 0.34682 | 604307064.4595
LCP_Inputs_ON_Diverse_Howarth_2023_05_05 | 2047 | Anaerobic Digestion | Generation | Methane | PJ | Dispatch-Generation | EmissionsCost | 0 | [6 empty] | 0.34682 | 0
LCP_Inputs_ON_Diverse_Howarth_2023_05_05 | 2047 | Anaerobic Digestion | Generation | Methane | PJ | Dispatch-Generation | FuelCost | 0 | [6 empty] | 0.34682 | 0
LCP_Inputs_ON_Diverse_Howarth_2023_05_05 | 2047 | Anaerobic Digestion | Generation | Methane | PJ | Dispatch-Generation | VOM | 0 | [6 empty] | 0.34682 | 0
LCP_Inputs_ON_Diverse_Howarth_2023_05_05 | 2047 | Anaerobic Digestion | Generation | Methane | QC | Dispatch-Generation | EmissionsCost | 0 | [6 empty] | 0.34682 | 0
LCP_Inputs_ON_Diverse_Howarth_2023_05_05 | 2047 | Anaerobic Digestion | Generation | Methane | QC | Dispatch-Generation | FuelCost | 0 | [6 empty] | 0.34682 | 0
LCP_Inputs_ON_Diverse_Howarth_2023_05_05 | 2047 | Anaerobic Digestion | Generation | Methane | QC | Dispatch-Generation | VOM | 0 | [6 empty] | 0.34682 | 0
LCP_Inputs_ON_Diverse_Howarth_2023_05_05 | 2047 | Anaerobic Digestion | Generation | Methane | WC | Dispatch-Generation | EmissionsCost | 0 | [6 empty] | 0.34682 | 0
LCP_Inputs_ON_Diverse_Howarth_2023_05_05 | 2047 | Anaerobic Digestion | Generation | Methane | WC | Dispatch-Generation | FuelCost | 0 | [6 empty] | 0.34682 | 0
LCP_Inputs_ON_Diverse_Howarth_2023_05_05 | 2047 | Anaerobic Digestion | Generation | Methane | WC | Dispatch-Generation | VOM | 0 | [6 empty] | 0.34682 | 0
LCP_Inputs_ON_Diverse_Howarth_2023_05_05 | 2047 | Battery Storage | Storage | Electricity | MI | Dispatch-Storage | EmissionsCost | 0 | [6 empty] | 0.34682 | 0
LCP_Inputs_ON_Diverse_Howarth_2023_05_05 | 2047 | Battery Storage | Storage | Electricity | MI | Dispatch-Storage | FuelCost | 0 | [6 empty] | 0.34682 | 0
LCP_Inputs_ON_Diverse_Howarth_2023_05_05 | 2047 | Battery Storage | Storage | Electricity | MI | Dispatch-Storage | VOM | 0 | [6 empty] | 0.34682 | 0
LCP_Inputs_ON_Diverse_Howarth_2023_05_05 | 2047 | Battery Storage | Storage | Electricity | NY | Dispatch-Storage | EmissionsCost | 0 | [6 empty] | 0.34682 | 0
LCP_Inputs_ON_Diverse_Howarth_2023_05_05 | 2047 | Battery Storage | Storage | Electricity | NY | Dispatch-Storage | FuelCost | 0 | [6 empty] | 0.34682 | 0
LCP_Inputs_ON_Diverse_Howarth_2023_05_05 | 2047 | Battery Storage | Storage | Electricity | NY | Dispatch-Storage | VOM | 0 | [6 empty] | 0.34682 | 0
LCP_Inputs_ON_Diverse_Howarth_2023_05_05 | 2047 | Battery Storage | Storage | Electricity | ON | Dispatch-Storage | EmissionsCost | 0 | [6 empty] | 0.34682 | 0
LCP_Inputs_ON_Diverse_Howarth_2023_05_05 | 2047 | Battery Storage | Storage | Electricity | ON | Dispatch-Storage | FuelCost | 0 | [6 empty] | 0.34682 | 0
LCP_Inputs_ON_Diverse_Howarth_2023_05_05 | 2047 | Battery Storage | Storage | Electricity | ON | Dispatch-Storage | VOM | 0 | [6 empty] | 0.34682 | 0
LCP_Inputs_ON_Diverse_Howarth_2023_05_05 | 2047 | Battery Storage | Storage | Electricity | PJ | Dispatch-Storage | EmissionsCost | 0 | [6 empty] | 0.34682 | 0
LCP_Inputs_ON_Diverse_Howarth_2023_05_05 | 2047 | Battery Storage | Storage | Electricity | PJ | Dispatch-Storage | FuelCost | 0 | [6 empty] | 0.34682 | 0
LCP_Inputs_ON_Diverse_Howarth_2023_05_05 | 2047 | Battery Storage | Storage | Electricity | PJ | Dispatch-Storage | VOM | 0 | [6 empty] | 0.34682 | 0
LCP_Inputs_ON_Diverse_Howarth_2023_05_05 | 2047 | Battery Storage | Storage | Electricity | QC | Dispatch-Storage | EmissionsCost | 0 | [6 empty] | 0.34682 | 0
LCP_Inputs_ON_Diverse_Howarth_2023_05_05 | 2047 | Battery Storage | Storage | Electricity | QC | Dispatch-Storage | FuelCost | 0 | [6 empty] | 0.34682 | 0
LCP_Inputs_ON_Diverse_Howarth_2023_05_05 | 2047 | Battery Storage | Storage | Electricity | QC | Dispatch-Storage | VOM | 0 | [6 empty] | 0.34682 | 0
LCP_Inputs_ON_Diverse_Howarth_2023_05_05 | 2047 | Battery Storage | Storage | Electricity | WC | Dispatch-Storage | EmissionsCost | 0 | [6 empty] | 0.34682 | 0
LCP_Inputs_ON_Diverse_Howarth_2023_05_05 | 2047 | Battery Storage | Storage | Electricity | WC | Dispatch-Storage | FuelCost | 0 | [6 empty] | 0.34682 | 0
LCP_Inputs_ON_Diverse_Howarth_2023_05_05 | 2047 | Battery Storage | Storage | Electricity | WC | Dispatch-Storage | VOM | 0 | [6 empty] | 0.34682 | 0
LCP_Inputs_ON_Diverse_Howarth_2023_05_05 | 2047 | Biomass | Generation | Electricity | MI | Dispatch-Generation | EmissionsCost | 0 | [6 empty] | 0.34682 | 0
LCP_Inputs_ON_Diverse_Howarth_2023_05_05 | 2047 | Biomass | Generation | Electricity | MI | Dispatch-Generation | FuelCost | 0 | [6 empty] | 0.34682 | 0
LCP_Inputs_ON_Diverse_Howarth_2023_05_05 | 2047 | Biomass | Generation | Electricity | MI | Dispatch-Generation | VOM | 0 | [6 empty] | 0.34682 | 0
LCP_Inputs_ON_Diverse_Howarth_2023_05_05 | 2047 | Biomass | Generation | Electricity | NY | Dispatch-Generation | EmissionsCost | 0 | [6 empty] | 0.34682 | 0
LCP_Inputs_ON_Diverse_Howarth_2023_05_05 | 2047 | Biomass | Generation | Electricity | NY | Dispatch-Generation | FuelCost | 0 | [6 empty] | 0.34682 | 0
LCP_Inputs_ON_Diverse_Howarth_2023_05_05 | 2047 | Biomass | Generation | Electricity | NY | Dispatch-Generation | VOM | 0 | [6 empty] | 0.34682 | 0
LCP_Inputs_ON_Diverse_Howarth_2023_05_05 | 2047 | Biomass | Generation | Electricity | ON | Dispatch-Generation | EmissionsCost | 0 | [6 empty] | 0.34682 | 0
LCP_Inputs_ON_Diverse_Howarth_2023_05_05 | 2047 | Biomass | Generation | Electricity | ON | Dispatch-Generation | FuelCost | 2449112.7273 | [6 empty] | 0.34682 | 849392.8759
LCP_Inputs_ON_Diverse_Howarth_2023_05_05 | 2047 | Biomass | Generation | Electricity | ON | Dispatch-Generation | VOM | 31430.28 | [6 empty] | 0.34682 | 10900.5419
LCP_Inputs_ON_Diverse_Howarth_2023_05_05 | 2047 | Biomass | Generation | Electricity | PJ | Dispatch-Generation | EmissionsCost | 0 | [6 empty] | 0.34682 | 0
LCP_Inputs_ON_Diverse_Howarth_2023_05_05 | 2047 | Biomass | Generation | Electricity | PJ | Dispatch-Generation | FuelCost | 0 | [6 empty] | 0.34682 | 0
LCP_Inputs_ON_Diverse_Howarth_2023_05_05 | 2047 | Biomass | Generation | Electricity | PJ | Dispatch-Generation | VOM | 0 | [6 empty] | 0.34682 | 0
LCP_Inputs_ON_Diverse_Howarth_2023_05_05 | 2047 | Biomass | Generation | Electricity | QC | Dispatch-Generation | EmissionsCost | 0 | [6 empty] | 0.34682 | 0
LCP_Inputs_ON_Diverse_Howarth_2023_05_05 | 2047 | Biomass | Generation | Electricity | QC | Dispatch-Generation | FuelCost | 128334.5455 | [6 empty] | 0.34682 | 44508.5469
LCP_Inputs_ON_Diverse_Howarth_2023_05_05 | 2047 | Biomass | Generation | Electricity | QC | Dispatch-Generation | VOM | 1646.96 | [6 empty] | 0.34682 | 571.193
LCP_Inputs_ON_Diverse_Howarth_2023_05_05 | 2047 | Biomass | Generation | Electricity | WC | Dispatch-Generation | EmissionsCost | 0 | [6 empty] | 0.34682 | 0
LCP_Inputs_ON_Diverse_Howarth_2023_05_05 | 2047 | Biomass | Generation | Electricity | WC | Dispatch-Generation | FuelCost | 0 | [6 empty] | 0.34682 | 0
LCP_Inputs_ON_Diverse_Howarth_2023_05_05 | 2047 | Biomass | Generation | Electricity | WC | Dispatch-Generation | VOM | 0 | [6 empty] | 0.34682 | 0
LCP_Inputs_ON_Diverse_Howarth_2023_05_05 | 2047 | Biomass + CCS | Generation | Electricity | MI | Dispatch-Generation | EmissionsCost | 0 | [6 empty] | 0.34682 | 0
LCP_Inputs_ON_Diverse_Howarth_2023_05_05 | 2047 | Biomass + CCS | Generation | Electricity | MI | Dispatch-Generation | FuelCost | 0 | [6 empty] | 0.34682 | 0
LCP_Inputs_ON_Diverse_Howarth_2023_05_05 | 2047 | Biomass + CCS | Generation | Electricity | MI | Dispatch-Generation | VOM | 0 | [6 empty] | 0.34682 | 0
LCP_Inputs_ON_Diverse_Howarth_2023_05_05 | 2047 | Biomass + CCS | Generation | Electricity | NY | Dispatch-Generation | EmissionsCost | 0 | [6 empty] | 0.34682 | 0
LCP_Inputs_ON_Diverse_Howarth_2023_05_05 | 2047 | Biomass + CCS | Generation | Electricity | NY | Dispatch-Generation | FuelCost | 0 | [6 empty] | 0.34682 | 0
LCP_Inputs_ON_Diverse_Howarth_2023_05_05 | 2047 | Biomass + CCS | Generation | Electricity | NY | Dispatch-Generation | VOM | 0 | [6 empty] | 0.34682 | 0
LCP_Inputs_ON_Diverse_Howarth_2023_05_05 | 2047 | Biomass + CCS | Generation | Electricity | ON | Dispatch-Generation | EmissionsCost | 0 | [6 empty] | 0.34682 | 0
LCP_Inputs_ON_Diverse_Howarth_2023_05_05 | 2047 | Biomass + CCS | Generation | Electricity | ON | Dispatch-Generation | FuelCost | 0 | [6 empty] | 0.34682 | 0
LCP_Inputs_ON_Diverse_Howarth_2023_05_05 | 2047 | Biomass + CCS | Generation | Electricity | ON | Dispatch-Generation | VOM | 0 | [6 empty] | 0.34682 | 0
LCP_Inputs_ON_Diverse_Howarth_2023_05_05 | 2047 | Biomass + CCS | Generation | Electricity | PJ | Dispatch-Generation | EmissionsCost | 0 | [6 empty] | 0.34682 | 0
LCP_Inputs_ON_Diverse_Howarth_2023_05_05 | 2047 | Biomass + CCS | Generation | Electricity | PJ | Dispatch-Generation | FuelCost | 0 | [6 empty] | 0.34682 | 0
LCP_Inputs_ON_Diverse_Howarth_2023_05_05 | 2047 | Biomass + CCS | Generation | Electricity | PJ | Dispatch-Generation | VOM | 0 | [6 empty] | 0.34682 | 0
LCP_Inputs_ON_Diverse_Howarth_2023_05_05 | 2047 | Biomass + CCS | Generation | Electricity | QC | Dispatch-Generation | EmissionsCost | 0 | [6 empty] | 0.34682 | 0
LCP_Inputs_ON_Diverse_Howarth_2023_05_05 | 2047 | Biomass + CCS | Generation | Electricity | QC | Dispatch-Generation | FuelCost | 0 | [6 empty] | 0.34682 | 0
LCP_Inputs_ON_Diverse_Howarth_2023_05_05 | 2047 | Biomass + CCS | Generation | Electricity | QC | Dispatch-Generation | VOM | 0 | [6 empty] | 0.34682 | 0
LCP_Inputs_ON_Diverse_Howarth_2023_05_05 | 2047 | Biomass + CCS | Generation | Electricity | WC | Dispatch-Generation | EmissionsCost | 0 | [6 empty] | 0.34682 | 0
LCP_Inputs_ON_Diverse_Howarth_2023_05_05 | 2047 | Biomass + CCS | Generation | Electricity | WC | Dispatch-Generation | FuelCost | 0 | [6 empty] | 0.34682 | 0
LCP_Inputs_ON_Diverse_Howarth_2023_05_05 | 2047 | Biomass + CCS | Generation | Electricity | WC | Dispatch-Generation | VOM | 0 | [6 empty] | 0.34682 | 0
LCP_Inputs_ON_Diverse_Howarth_2023_05_05 | 2047 | CH4 + CCS | Generation | Methane | MI | Dispatch-Generation | EmissionsCost | 0 | [6 empty] | 0.34682 | 0
LCP_Inputs_ON_Diverse_Howarth_2023_05_05 | 2047 | CH4 + CCS | Generation | Methane | MI | Dispatch-Generation | FuelCost | 0 | [6 empty] | 0.34682 | 0
LCP_Inputs_ON_Diverse_Howarth_2023_05_05 | 2047 | CH4 + CCS | Generation | Methane | MI | Dispatch-Generation | VOM | 0 | [6 empty] | 0.34682 | 0
LCP_Inputs_ON_Diverse_Howarth_2023_05_05 | 2047 | CH4 + CCS | Generation | Methane | NY | Dispatch-Generation | EmissionsCost | 0 | [6 empty] | 0.34682 | 0
LCP_Inputs_ON_Diverse_Howarth_2023_05_05 | 2047 | CH4 + CCS | Generation | Methane | NY | Dispatch-Generation | FuelCost | 0 | [6 empty] | 0.34682 | 0
LCP_Inputs_ON_Diverse_Howarth_2023_05_05 | 2047 | CH4 + CCS | Generation | Methane | NY | Dispatch-Generation | VOM | 0 | [6 empty] | 0.34682 | 0
LCP_Inputs_ON_Diverse_Howarth_2023_05_05 | 2047 | CH4 + CCS | Generation | Methane | ON | Dispatch-Generation | EmissionsCost | 88472420.6398 | [6 empty] | 0.34682 | 30683701.4775
LCP_Inputs_ON_Diverse_Howarth_2023_05_05 | 2047 | CH4 + CCS | Generation | Methane | ON | Dispatch-Generation | FuelCost | 483825119.2369 | [6 empty] | 0.34682 | 167798568.3971
LCP_Inputs_ON_Diverse_Howarth_2023_05_05 | 2047 | CH4 + CCS | Generation | Methane | ON | Dispatch-Generation | VOM | 46000331.6667 | [6 empty] | 0.34682 | 15953677.2535
LCP_Inputs_ON_Diverse_Howarth_2023_05_05 | 2047 | CH4 + CCS | Generation | Methane | PJ | Dispatch-Generation | EmissionsCost | 0 | [6 empty] | 0.34682 | 0
LCP_Inputs_ON_Diverse_Howarth_2023_05_05 | 2047 | CH4 + CCS | Generation | Methane | PJ | Dispatch-Generation | FuelCost | 0 | [6 empty] | 0.34682 | 0
LCP_Inputs_ON_Diverse_Howarth_2023_05_05 | 2047 | CH4 + CCS | Generation | Methane | PJ | Dispatch-Generation | VOM | 0 | [6 empty] | 0.34682 | 0
LCP_Inputs_ON_Diverse_Howarth_2023_05_05 | 2047 | CH4 + CCS | Generation | Methane | QC | Dispatch-Generation | EmissionsCost | 0 | [6 empty] | 0.34682 | 0
LCP_Inputs_ON_Diverse_Howarth_2023_05_05 | 2047 | CH4 + CCS | Generation | Methane | QC | Dispatch-Generation | FuelCost | 0 | [6 empty] | 0.34682 | 0
LCP_Inputs_ON_Diverse_Howarth_2023_05_05 | 2047 | CH4 + CCS | Generation | Methane | QC | Dispatch-Generation | VOM | 0 | [6 empty] | 0.34682 | 0
LCP_Inputs_ON_Diverse_Howarth_2023_05_05 | 2047 | CH4 + CCS | Generation | Methane | WC | Dispatch-Generation | EmissionsCost | 0 | [6 empty] | 0.34682 | 0
LCP_Inputs_ON_Diverse_Howarth_2023_05_05 | 2047 | CH4 + CCS | Generation | Methane | WC | Dispatch-Generation | FuelCost | 0 | [6 empty] | 0.34682 | 0
LCP_Inputs_ON_Diverse_Howarth_2023_05_05 | 2047 | CH4 + CCS | Generation | Methane | WC | Dispatch-Generation | VOM | 0 | [6 empty] | 0.34682 | 0
LCP_Inputs_ON_Diverse_Howarth_2023_05_05 | 2047 | CH4 Import - NY 2020 | Import | Methane | MI | Dispatch-Import | EmissionsCost | 0 | [6 empty] | 0.34682 | 0
LCP_Inputs_ON_Diverse_Howarth_2023_05_05 | 2047 | CH4 Import - NY 2020 | Import | Methane | MI | Dispatch-Import | FuelCost | 0 | [6 empty] | 0.34682 | 0
LCP_Inputs_ON_Diverse_Howarth_2023_05_05 | 2047 | CH4 Import - NY 2020 | Import | Methane | MI | Dispatch-Import | VOM | 0 | [6 empty] | 0.34682 | 0
LCP_Inputs_ON_Diverse_Howarth_2023_05_05 | 2047 | CH4 Import - NY 2020 | Import | Methane | NY | Dispatch-Import | EmissionsCost | 0 | [6 empty] | 0.34682 | 0
LCP_Inputs_ON_Diverse_Howarth_2023_05_05 | 2047 | CH4 Import - NY 2020 | Import | Methane | NY | Dispatch-Import | FuelCost | 0 | [6 empty] | 0.34682 | 0
LCP_Inputs_ON_Diverse_Howarth_2023_05_05 | 2047 | CH4 Import - NY 2020 | Import | Methane | NY | Dispatch-Import | VOM | 0 | [6 empty] | 0.34682 | 0
LCP_Inputs_ON_Diverse_Howarth_2023_05_05 | 2047 | CH4 Import - NY 2020 | Import | Methane | ON | Dispatch-Import | EmissionsCost | 0 | [6 empty] | 0.34682 | 0
LCP_Inputs_ON_Diverse_Howarth_2023_05_05 | 2047 | CH4 Import - NY 2020 | Import | Methane | ON | Dispatch-Import | FuelCost | 0 | [6 empty] | 0.34682 | 0
LCP_Inputs_ON_Diverse_Howarth_2023_05_05 | 2047 | CH4 Import - NY 2020 | Import | Methane | ON | Dispatch-Import | VOM | 0 | [6 empty] | 0.34682 | 0
LCP_Inputs_ON_Diverse_Howarth_2023_05_05 | 2047 | CH4 Import - NY 2020 | Import | Methane | PJ | Dispatch-Import | EmissionsCost | 0 | [6 empty] | 0.34682 | 0
LCP_Inputs_ON_Diverse_Howarth_2023_05_05 | 2047 | CH4 Import - NY 2020 | Import | Methane | PJ | Dispatch-Import | FuelCost | 0 | [6 empty] | 0.34682 | 0
LCP_Inputs_ON_Diverse_Howarth_2023_05_05 | 2047 | CH4 Import - NY 2020 | Import | Methane | PJ | Dispatch-Import | VOM | 0 | [6 empty] | 0.34682 | 0
LCP_Inputs_ON_Diverse_Howarth_2023_05_05 | 2047 | CH4 Import - NY 2020 | Import | Methane | QC | Dispatch-Import | EmissionsCost | 0 | [6 empty] | 0.34682 | 0
LCP_Inputs_ON_Diverse_Howarth_2023_05_05 | 2047 | CH4 Import - NY 2020 | Import | Methane | QC | Dispatch-Import | FuelCost | 0 | [6 empty] | 0.34682 | 0
LCP_Inputs_ON_Diverse_Howarth_2023_05_05 | 2047 | CH4 Import - NY 2020 | Import | Methane | QC | Dispatch-Import | VOM | 0 | [6 empty] | 0.34682 | 0
LCP_Inputs_ON_Diverse_Howarth_2023_05_05 | 2047 | CH4 Import - NY 2020 | Import | Methane | WC | Dispatch-Import | EmissionsCost | 0 | [6 empty] | 0.34682 | 0
LCP_Inputs_ON_Diverse_Howarth_2023_05_05 | 2047 | CH4 Import - NY 2020 | Import | Methane | WC | Dispatch-Import | FuelCost | 0 | [6 empty] | 0.34682 | 0
LCP_Inputs_ON_Diverse_Howarth_2023_05_05 | 2047 | CH4 Import - NY 2020 | Import | Methane | WC | Dispatch-Import | VOM | 0 | [6 empty] | 0.34682 | 0
LCP_Inputs_ON_Diverse_Howarth_2023_05_05 | 2047 | CH4 Import - NY 2030 | Import | Methane | MI | Dispatch-Import | EmissionsCost | 0 | [6 empty] | 0.34682 | 0
LCP_Inputs_ON_Diverse_Howarth_2023_05_05 | 2047 | CH4 Import - NY 2030 | Import | Methane | MI | Dispatch-Import | FuelCost | 0 | [6 empty] | 0.34682 | 0
LCP_Inputs_ON_Diverse_Howarth_2023_05_05 | 2047 | CH4 Import - NY 2030 | Import | Methane | MI | Dispatch-Import | VOM | 0 | [6 empty] | 0.34682 | 0
LCP_Inputs_ON_Diverse_Howarth_2023_05_05 | 2047 | CH4 Import - NY 2030 | Import | Methane | NY | Dispatch-Import | EmissionsCost | 0 | [6 empty] | 0.34682 | 0
LCP_Inputs_ON_Diverse_Howarth_2023_05_05 | 2047 | CH4 Import - NY 2030 | Import | Methane | NY | Dispatch-Import | FuelCost | 0 | [6 empty] | 0.34682 | 0
LCP_Inputs_ON_Diverse_Howarth_2023_05_05 | 2047 | CH4 Import - NY 2030 | Import | Methane | NY | Dispatch-Import | VOM | 0 | [6 empty] | 0.34682 | 0
LCP_Inputs_ON_Diverse_Howarth_2023_05_05 | 2047 | CH4 Import - NY 2030 | Import | Methane | ON | Dispatch-Import | EmissionsCost | 0 | [6 empty] | 0.34682 | 0
LCP_Inputs_ON_Diverse_Howarth_2023_05_05 | 2047 | CH4 Import - NY 2030 | Import | Methane | ON | Dispatch-Import | FuelCost | 0 | [6 empty] | 0.34682 | 0
LCP_Inputs_ON_Diverse_Howarth_2023_05_05 | 2047 | CH4 Import - NY 2030 | Import | Methane | ON | Dispatch-Import | VOM | 0 | [6 empty] | 0.34682 | 0
LCP_Inputs_ON_Diverse_Howarth_2023_05_05 | 2047 | CH4 Import - NY 2030 | Import | Methane | PJ | Dispatch-Import | EmissionsCost | 0 | [6 empty] | 0.34682 | 0
LCP_Inputs_ON_Diverse_Howarth_2023_05_05 | 2047 | CH4 Import - NY 2030 | Import | Methane | PJ | Dispatch-Import | FuelCost | 0 | [6 empty] | 0.34682 | 0
LCP_Inputs_ON_Diverse_Howarth_2023_05_05 | 2047 | CH4 Import - NY 2030 | Import | Methane | PJ | Dispatch-Import | VOM | 0 | [6 empty] | 0.34682 | 0
LCP_Inputs_ON_Diverse_Howarth_2023_05_05 | 2047 | CH4 Import - NY 2030 | Import | Methane | QC | Dispatch-Import | EmissionsCost | 0 | [6 empty] | 0.34682 | 0
LCP_Inputs_ON_Diverse_Howarth_2023_05_05 | 2047 | CH4 Import - NY 2030 | Import | Methane | QC | Dispatch-Import | FuelCost | 0 | [6 empty] | 0.34682 | 0
LCP_Inputs_ON_Diverse_Howarth_2023_05_05 | 2047 | CH4 Import - NY 2030 | Import | Methane | QC | Dispatch-Import | VOM | 0 | [6 empty] | 0.34682 | 0
LCP_Inputs_ON_Diverse_Howarth_2023_05_05 | 2047 | CH4 Import - NY 2030 | Import | Methane | WC | Dispatch-Import | EmissionsCost | 0 | [6 empty] | 0.34682 | 0
LCP_Inputs_ON_Diverse_Howarth_2023_05_05 | 2047 | CH4 Import - NY 2030 | Import | Methane | WC | Dispatch-Import | FuelCost | 0 | [6 empty] | 0.34682 | 0
LCP_Inputs_ON_Diverse_Howarth_2023_05_05 | 2047 | CH4 Import - NY 2030 | Import | Methane | WC | Dispatch-Import | VOM | 0 | [6 empty] | 0.34682 | 0
LCP_Inputs_ON_Diverse_Howarth_2023_05_05 | 2047 | CH4 Import - NY 2040 | Import | Methane | MI | Dispatch-Import | EmissionsCost | 0 | [6 empty] | 0.34682 | 0
LCP_Inputs_ON_Diverse_Howarth_2023_05_05 | 2047 | CH4 Import - NY 2040 | Import | Methane | MI | Dispatch-Import | FuelCost | 0 | [6 empty] | 0.34682 | 0
LCP_Inputs_ON_Diverse_Howarth_2023_05_05 | 2047 | CH4 Import - NY 2040 | Import | Methane | MI | Dispatch-Import | VOM | 0 | [6 empty] | 0.34682 | 0
LCP_Inputs_ON_Diverse_Howarth_2023_05_05 | 2047 | CH4 Import - NY 2040 | Import | Methane | NY | Dispatch-Import | EmissionsCost | 1424811807.9426 | [6 empty] | 0.34682 | 494148344.3132
LCP_Inputs_ON_Diverse_Howarth_2023_05_05 | 2047 | CH4 Import - NY 2040 | Import | Methane | NY | Dispatch-Import | FuelCost | 758346581.876 | [6 empty] | 0.34682 | 263007160.497
LCP_Inputs_ON_Diverse_Howarth_2023_05_05 | 2047 | CH4 Import - NY 2040 | Import | Methane | NY | Dispatch-Import | VOM | 0 | [6 empty] | 0.34682 | 0
LCP_Inputs_ON_Diverse_Howarth_2023_05_05 | 2047 | CH4 Import - NY 2040 | Import | Methane | ON | Dispatch-Import | EmissionsCost | 0 | [6 empty] | 0.34682 | 0
LCP_Inputs_ON_Diverse_Howarth_2023_05_05 | 2047 | CH4 Import - NY 2040 | Import | Methane | ON | Dispatch-Import | FuelCost | 0 | [6 empty] | 0.34682 | 0
LCP_Inputs_ON_Diverse_Howarth_2023_05_05 | 2047 | CH4 Import - NY 2040 | Import | Methane | ON | Dispatch-Import | VOM | 0 | [6 empty] | 0.34682 | 0
LCP_Inputs_ON_Diverse_Howarth_2023_05_05 | 2047 | CH4 Import - NY 2040 | Import | Methane | PJ | Dispatch-Import | EmissionsCost | 0 | [6 empty] | 0.34682 | 0
LCP_Inputs_ON_Diverse_Howarth_2023_05_05 | 2047 | CH4 Import - NY 2040 | Import | Methane | PJ | Dispatch-Import | FuelCost | 0 | [6 empty] | 0.34682 | 0
LCP_Inputs_ON_Diverse_Howarth_2023_05_05 | 2047 | CH4 Import - NY 2040 | Import | Methane | PJ | Dispatch-Import | VOM | 0 | [6 empty] | 0.34682 | 0
LCP_Inputs_ON_Diverse_Howarth_2023_05_05 | 2047 | CH4 Import - NY 2040 | Import | Methane | QC | Dispatch-Import | EmissionsCost | 0 | [6 empty] | 0.34682 | 0
LCP_Inputs_ON_Diverse_Howarth_2023_05_05 | 2047 | CH4 Import - NY 2040 | Import | Methane | QC | Dispatch-Import | FuelCost | 0 | [6 empty] | 0.34682 | 0
LCP_Inputs_ON_Diverse_Howarth_2023_05_05 | 2047 | CH4 Import - NY 2040 | Import | Methane | QC | Dispatch-Import | VOM | 0 | [6 empty] | 0.34682 | 0
LCP_Inputs_ON_Diverse_Howarth_2023_05_05 | 2047 | CH4 Import - NY 2040 | Import | Methane | WC | Dispatch-Import | EmissionsCost | 0 | [6 empty] | 0.34682 | 0
LCP_Inputs_ON_Diverse_Howarth_2023_05_05 | 2047 | CH4 Import - NY 2040 | Import | Methane | WC | Dispatch-Import | FuelCost | 0 | [6 empty] | 0.34682 | 0
LCP_Inputs_ON_Diverse_Howarth_2023_05_05 | 2047 | CH4 Import - NY 2040 | Import | Methane | WC | Dispatch-Import | VOM | 0 | [6 empty] | 0.34682 | 0
LCP_Inputs_ON_Diverse_Howarth_2023_05_05 | 2047 | CH4 Import - NY 2050 | Import | Methane | MI | Dispatch-Import | EmissionsCost | 0 | [6 empty] | 0.34682 | 0
LCP_Inputs_ON_Diverse_Howarth_2023_05_05 | 2047 | CH4 Import - NY 2050 | Import | Methane | MI | Dispatch-Import | FuelCost | 0 | [6 empty] | 0.34682 | 0
LCP_Inputs_ON_Diverse_Howarth_2023_05_05 | 2047 | CH4 Import - NY 2050 | Import | Methane | MI | Dispatch-Import | VOM | 0 | [6 empty] | 0.34682 | 0
LCP_Inputs_ON_Diverse_Howarth_2023_05_05 | 2047 | CH4 Import - NY 2050 | Import | Methane | NY | Dispatch-Import | EmissionsCost | 0 | [6 empty] | 0.34682 | 0
LCP_Inputs_ON_Diverse_Howarth_2023_05_05 | 2047 | CH4 Import - NY 2050 | Import | Methane | NY | Dispatch-Import | FuelCost | 0 | [6 empty] | 0.34682 | 0
LCP_Inputs_ON_Diverse_Howarth_2023_05_05 | 2047 | CH4 Import - NY 2050 | Import | Methane | NY | Dispatch-Import | VOM | 0 | [6 empty] | 0.34682 | 0
LCP_Inputs_ON_Diverse_Howarth_2023_05_05 | 2047 | CH4 Import - NY 2050 | Import | Methane | ON | Dispatch-Import | EmissionsCost | 0 | [6 empty] | 0.34682 | 0
LCP_Inputs_ON_Diverse_Howarth_2023_05_05 | 2047 | CH4 Import - NY 2050 | Import | Methane | ON | Dispatch-Import | FuelCost | 0 | [6 empty] | 0.34682 | 0
LCP_Inputs_ON_Diverse_Howarth_2023_05_05 | 2047 | CH4 Import - NY 2050 | Import | Methane | ON | Dispatch-Import | VOM | 0 | [6 empty] | 0.34682 | 0
LCP_Inputs_ON_Diverse_Howarth_2023_05_05 | 2047 | CH4 Import - NY 2050 | Import | Methane | PJ | Dispatch-Import | EmissionsCost | 0 | [6 empty] | 0.34682 | 0
LCP_Inputs_ON_Diverse_Howarth_2023_05_05 | 2047 | CH4 Import - NY 2050 | Import | Methane | PJ | Dispatch-Import | FuelCost | 0 | [6 empty] | 0.34682 | 0
LCP_Inputs_ON_Diverse_Howarth_2023_05_05 | 2047 | CH4 Import - NY 2050 | Import | Methane | PJ | Dispatch-Import | VOM | 0 | [6 empty] | 0.34682 | 0
LCP_Inputs_ON_Diverse_Howarth_2023_05_05 | 2047 | CH4 Import - NY 2050 | Import | Methane | QC | Dispatch-Import | EmissionsCost | 0 | [6 empty] | 0.34682 | 0
LCP_Inputs_ON_Diverse_Howarth_2023_05_05 | 2047 | CH4 Import - NY 2050 | Import | Methane | QC | Dispatch-Import | FuelCost | 0 | [6 empty] | 0.34682 | 0
LCP_Inputs_ON_Diverse_Howarth_2023_05_05 | 2047 | CH4 Import - NY 2050 | Import | Methane | QC | Dispatch-Import | VOM | 0 | [6 empty] | 0.34682 | 0
LCP_Inputs_ON_Diverse_Howarth_2023_05_05 | 2047 | CH4 Import - NY 2050 | Import | Methane | WC | Dispatch-Import | EmissionsCost | 0 | [6 empty] | 0.34682 | 0
LCP_Inputs_ON_Diverse_Howarth_2023_05_05 | 2047 | CH4 Import - NY 2050 | Import | Methane | WC | Dispatch-Import | FuelCost | 0 | [6 empty] | 0.34682 | 0
LCP_Inputs_ON_Diverse_Howarth_2023_05_05 | 2047 | CH4 Import - NY 2050 | Import | Methane | WC | Dispatch-Import | VOM | 0 | [6 empty] | 0.34682 | 0
LCP_Inputs_ON_Diverse_Howarth_2023_05_05 | 2047 | CH4 Import - WC 2020 | Import | Methane | MI | Dispatch-Import | EmissionsCost | 0 | [6 empty] | 0.34682 | 0
LCP_Inputs_ON_Diverse_Howarth_2023_05_05 | 2047 | CH4 Import - WC 2020 | Import | Methane | MI | Dispatch-Import | FuelCost | 0 | [6 empty] | 0.34682 | 0
LCP_Inputs_ON_Diverse_Howarth_2023_05_05 | 2047 | CH4 Import - WC 2020 | Import | Methane | MI | Dispatch-Import | VOM | 0 | [6 empty] | 0.34682 | 0
LCP_Inputs_ON_Diverse_Howarth_2023_05_05 | 2047 | CH4 Import - WC 2020 | Import | Methane | NY | Dispatch-Import | EmissionsCost | 0 | [6 empty] | 0.34682 | 0
LCP_Inputs_ON_Diverse_Howarth_2023_05_05 | 2047 | CH4 Import - WC 2020 | Import | Methane | NY | Dispatch-Import | FuelCost | 0 | [6 empty] | 0.34682 | 0
LCP_Inputs_ON_Diverse_Howarth_2023_05_05 | 2047 | CH4 Import - WC 2020 | Import | Methane | NY | Dispatch-Import | VOM | 0 | [6 empty] | 0.34682 | 0
LCP_Inputs_ON_Diverse_Howarth_2023_05_05 | 2047 | CH4 Import - WC 2020 | Import | Methane | ON | Dispatch-Import | EmissionsCost | 0 | [6 empty] | 0.34682 | 0
LCP_Inputs_ON_Diverse_Howarth_2023_05_05 | 2047 | CH4 Import - WC 2020 | Import | Methane | ON | Dispatch-Import | FuelCost | 0 | [6 empty] | 0.34682 | 0
LCP_Inputs_ON_Diverse_Howarth_2023_05_05 | 2047 | CH4 Import - WC 2020 | Import | Methane | ON | Dispatch-Import | VOM | 0 | [6 empty] | 0.34682 | 0
LCP_Inputs_ON_Diverse_Howarth_2023_05_05 | 2047 | CH4 Import - WC 2020 | Import | Methane | PJ | Dispatch-Import | EmissionsCost | 0 | [6 empty] | 0.34682 | 0
LCP_Inputs_ON_Diverse_Howarth_2023_05_05 | 2047 | CH4 Import - WC 2020 | Import | Methane | PJ | Dispatch-Import | FuelCost | 0 | [6 empty] | 0.34682 | 0
LCP_Inputs_ON_Diverse_Howarth_2023_05_05 | 2047 | CH4 Import - WC 2020 | Import | Methane | PJ | Dispatch-Import | VOM | 0 | [6 empty] | 0.34682 | 0
LCP_Inputs_ON_Diverse_Howarth_2023_05_05 | 2047 | CH4 Import - WC 2020 | Import | Methane | QC | Dispatch-Import | EmissionsCost | 0 | [6 empty] | 0.34682 | 0
LCP_Inputs_ON_Diverse_Howarth_2023_05_05 | 2047 | CH4 Import - WC 2020 | Import | Methane | QC | Dispatch-Import | FuelCost | 0 | [6 empty] | 0.34682 | 0
LCP_Inputs_ON_Diverse_Howarth_2023_05_05 | 2047 | CH4 Import - WC 2020 | Import | Methane | QC | Dispatch-Import | VOM | 0 | [6 empty] | 0.34682 | 0
LCP_Inputs_ON_Diverse_Howarth_2023_05_05 | 2047 | CH4 Import - WC 2020 | Import | Methane | WC | Dispatch-Import | EmissionsCost | 0 | [6 empty] | 0.34682 | 0
LCP_Inputs_ON_Diverse_Howarth_2023_05_05 | 2047 | CH4 Import - WC 2020 | Import | Methane | WC | Dispatch-Import | FuelCost | 0 | [6 empty] | 0.34682 | 0
LCP_Inputs_ON_Diverse_Howarth_2023_05_05 | 2047 | CH4 Import - WC 2020 | Import | Methane | WC | Dispatch-Import | VOM | 0 | [6 empty] | 0.34682 | 0
LCP_Inputs_ON_Diverse_Howarth_2023_05_05 | 2047 | CH4 Import - WC 2030 | Import | Methane | MI | Dispatch-Import | EmissionsCost | 0 | [6 empty] | 0.34682 | 0
LCP_Inputs_ON_Diverse_Howarth_2023_05_05 | 2047 | CH4 Import - WC 2030 | Import | Methane | MI | Dispatch-Import | FuelCost | 0 | [6 empty] | 0.34682 | 0
LCP_Inputs_ON_Diverse_Howarth_2023_05_05 | 2047 | CH4 Import - WC 2030 | Import | Methane | MI | Dispatch-Import | VOM | 0 | [6 empty] | 0.34682 | 0
LCP_Inputs_ON_Diverse_Howarth_2023_05_05 | 2047 | CH4 Import - WC 2030 | Import | Methane | NY | Dispatch-Import | EmissionsCost | 0 | [6 empty] | 0.34682 | 0
LCP_Inputs_ON_Diverse_Howarth_2023_05_05 | 2047 | CH4 Import - WC 2030 | Import | Methane | NY | Dispatch-Import | FuelCost | 0 | [6 empty] | 0.34682 | 0
LCP_Inputs_ON_Diverse_Howarth_2023_05_05 | 2047 | CH4 Import - WC 2030 | Import | Methane | NY | Dispatch-Import | VOM | 0 | [6 empty] | 0.34682 | 0
LCP_Inputs_ON_Diverse_Howarth_2023_05_05 | 2047 | CH4 Import - WC 2030 | Import | Methane | ON | Dispatch-Import | EmissionsCost | 0 | [6 empty] | 0.34682 | 0
LCP_Inputs_ON_Diverse_Howarth_2023_05_05 | 2047 | CH4 Import - WC 2030 | Import | Methane | ON | Dispatch-Import | FuelCost | 0 | [6 empty] | 0.34682 | 0
LCP_Inputs_ON_Diverse_Howarth_2023_05_05 | 2047 | CH4 Import - WC 2030 | Import | Methane | ON | Dispatch-Import | VOM | 0 | [6 empty] | 0.34682 | 0
LCP_Inputs_ON_Diverse_Howarth_2023_05_05 | 2047 | CH4 Import - WC 2030 | Import | Methane | PJ | Dispatch-Import | EmissionsCost | 0 | [6 empty] | 0.34682 | 0
LCP_Inputs_ON_Diverse_Howarth_2023_05_05 | 2047 | CH4 Import - WC 2030 | Import | Methane | PJ | Dispatch-Import | FuelCost | 0 | [6 empty] | 0.34682 | 0
LCP_Inputs_ON_Diverse_Howarth_2023_05_05 | 2047 | CH4 Import - WC 2030 | Import | Methane | PJ | Dispatch-Import | VOM | 0 | [6 empty] | 0.34682 | 0
LCP_Inputs_ON_Diverse_Howarth_2023_05_05 | 2047 | CH4 Import - WC 2030 | Import | Methane | QC | Dispatch-Import | EmissionsCost | 0 | [6 empty] | 0.34682 | 0
LCP_Inputs_ON_Diverse_Howarth_2023_05_05 | 2047 | CH4 Import - WC 2030 | Import | Methane | QC | Dispatch-Import | FuelCost | 0 | [6 empty] | 0.34682 | 0
LCP_Inputs_ON_Diverse_Howarth_2023_05_05 | 2047 | CH4 Import - WC 2030 | Import | Methane | QC | Dispatch-Import | VOM | 0 | [6 empty] | 0.34682 | 0
LCP_Inputs_ON_Diverse_Howarth_2023_05_05 | 2047 | CH4 Import - WC 2030 | Import | Methane | WC | Dispatch-Import | EmissionsCost | 0 | [6 empty] | 0.34682 | 0
LCP_Inputs_ON_Diverse_Howarth_2023_05_05 | 2047 | CH4 Import - WC 2030 | Import | Methane | WC | Dispatch-Import | FuelCost | 0 | [6 empty] | 0.34682 | 0
LCP_Inputs_ON_Diverse_Howarth_2023_05_05 | 2047 | CH4 Import - WC 2030 | Import | Methane | WC | Dispatch-Import | VOM | 0 | [6 empty] | 0.34682 | 0
LCP_Inputs_ON_Diverse_Howarth_2023_05_05 | 2047 | CH4 Import - WC 2040 | Import | Methane | MI | Dispatch-Import | EmissionsCost | 0 | [6 empty] | 0.34682 | 0
LCP_Inputs_ON_Diverse_Howarth_2023_05_05 | 2047 | CH4 Import - WC 2040 | Import | Methane | MI | Dispatch-Import | FuelCost | 0 | [6 empty] | 0.34682 | 0
LCP_Inputs_ON_Diverse_Howarth_2023_05_05 | 2047 | CH4 Import - WC 2040 | Import | Methane | MI | Dispatch-Import | VOM | 0 | [6 empty] | 0.34682 | 0
LCP_Inputs_ON_Diverse_Howarth_2023_05_05 | 2047 | CH4 Import - WC 2040 | Import | Methane | NY | Dispatch-Import | EmissionsCost | 0 | [6 empty] | 0.34682 | 0
LCP_Inputs_ON_Diverse_Howarth_2023_05_05 | 2047 | CH4 Import - WC 2040 | Import | Methane | NY | Dispatch-Import | FuelCost | 0 | [6 empty] | 0.34682 | 0
LCP_Inputs_ON_Diverse_Howarth_2023_05_05 | 2047 | CH4 Import - WC 2040 | Import | Methane | NY | Dispatch-Import | VOM | 0 | [6 empty] | 0.34682 | 0
LCP_Inputs_ON_Diverse_Howarth_2023_05_05 | 2047 | CH4 Import - WC 2040 | Import | Methane | ON | Dispatch-Import | EmissionsCost | 0 | [6 empty] | 0.34682 | 0
LCP_Inputs_ON_Diverse_Howarth_2023_05_05 | 2047 | CH4 Import - WC 2040 | Import | Methane | ON | Dispatch-Import | FuelCost | 0 | [6 empty] | 0.34682 | 0
LCP_Inputs_ON_Diverse_Howarth_2023_05_05 | 2047 | CH4 Import - WC 2040 | Import | Methane | ON | Dispatch-Import | VOM | 0 | [6 empty] | 0.34682 | 0
LCP_Inputs_ON_Diverse_Howarth_2023_05_05 | 2047 | CH4 Import - WC 2040 | Import | Methane | PJ | Dispatch-Import | EmissionsCost | 0 | [6 empty] | 0.34682 | 0
LCP_Inputs_ON_Diverse_Howarth_2023_05_05 | 2047 | CH4 Import - WC 2040 | Import | Methane | PJ | Dispatch-Import | FuelCost | 0 | [6 empty] | 0.34682 | 0
LCP_Inputs_ON_Diverse_Howarth_2023_05_05 | 2047 | CH4 Import - WC 2040 | Import | Methane | PJ | Dispatch-Import | VOM | 0 | [6 empty] | 0.34682 | 0
LCP_Inputs_ON_Diverse_Howarth_2023_05_05 | 2047 | CH4 Import - WC 2040 | Import | Methane | QC | Dispatch-Import | EmissionsCost | 0 | [6 empty] | 0.34682 | 0
LCP_Inputs_ON_Diverse_Howarth_2023_05_05 | 2047 | CH4 Import - WC 2040 | Import | Methane | QC | Dispatch-Import | FuelCost | 0 | [6 empty] | 0.34682 | 0
LCP_Inputs_ON_Diverse_Howarth_2023_05_05 | 2047 | CH4 Import - WC 2040 | Import | Methane | QC | Dispatch-Import | VOM | 0 | [6 empty] | 0.34682 | 0
LCP_Inputs_ON_Diverse_Howarth_2023_05_05 | 2047 | CH4 Import - WC 2040 | Import | Methane | WC | Dispatch-Import | EmissionsCost | 2117477751.305 | [6 empty] | 0.34682 | 734376371.0369
LCP_Inputs_ON_Diverse_Howarth_2023_05_05 | 2047 | CH4 Import - WC 2040 | Import | Methane | WC | Dispatch-Import | FuelCost | 1127013410.4372 | [6 empty] | 0.34682 | 390866925.4998
LCP_Inputs_ON_Diverse_Howarth_2023_05_05 | 2047 | CH4 Import - WC 2040 | Import | Methane | WC | Dispatch-Import | VOM | 0 | [6 empty] | 0.34682 | 0
LCP_Inputs_ON_Diverse_Howarth_2023_05_05 | 2047 | CH4 Import - WC 2050 | Import | Methane | MI | Dispatch-Import | EmissionsCost | 0 | [6 empty] | 0.34682 | 0
LCP_Inputs_ON_Diverse_Howarth_2023_05_05 | 2047 | CH4 Import - WC 2050 | Import | Methane | MI | Dispatch-Import | FuelCost | 0 | [6 empty] | 0.34682 | 0
LCP_Inputs_ON_Diverse_Howarth_2023_05_05 | 2047 | CH4 Import - WC 2050 | Import | Methane | MI | Dispatch-Import | VOM | 0 | [6 empty] | 0.34682 | 0
LCP_Inputs_ON_Diverse_Howarth_2023_05_05 | 2047 | CH4 Import - WC 2050 | Import | Methane | NY | Dispatch-Import | EmissionsCost | 0 | [6 empty] | 0.34682 | 0
LCP_Inputs_ON_Diverse_Howarth_2023_05_05 | 2047 | CH4 Import - WC 2050 | Import | Methane | NY | Dispatch-Import | FuelCost | 0 | [6 empty] | 0.34682 | 0
LCP_Inputs_ON_Diverse_Howarth_2023_05_05 | 2047 | CH4 Import - WC 2050 | Import | Methane | NY | Dispatch-Import | VOM | 0 | [6 empty] | 0.34682 | 0
LCP_Inputs_ON_Diverse_Howarth_2023_05_05 | 2047 | CH4 Import - WC 2050 | Import | Methane | ON | Dispatch-Import | EmissionsCost | 0 | [6 empty] | 0.34682 | 0
LCP_Inputs_ON_Diverse_Howarth_2023_05_05 | 2047 | CH4 Import - WC 2050 | Import | Methane | ON | Dispatch-Import | FuelCost | 0 | [6 empty] | 0.34682 | 0
LCP_Inputs_ON_Diverse_Howarth_2023_05_05 | 2047 | CH4 Import - WC 2050 | Import | Methane | ON | Dispatch-Import | VOM | 0 | [6 empty] | 0.34682 | 0
LCP_Inputs_ON_Diverse_Howarth_2023_05_05 | 2047 | CH4 Import - WC 2050 | Import | Methane | PJ | Dispatch-Import | EmissionsCost | 0 | [6 empty] | 0.34682 | 0
LCP_Inputs_ON_Diverse_Howarth_2023_05_05 | 2047 | CH4 Import - WC 2050 | Import | Methane | PJ | Dispatch-Import | FuelCost | 0 | [6 empty] | 0.34682 | 0
LCP_Inputs_ON_Diverse_Howarth_2023_05_05 | 2047 | CH4 Import - WC 2050 | Import | Methane | PJ | Dispatch-Import | VOM | 0 | [6 empty] | 0.34682 | 0
LCP_Inputs_ON_Diverse_Howarth_2023_05_05 | 2047 | CH4 Import - WC 2050 | Import | Methane | QC | Dispatch-Import | EmissionsCost | 0 | [6 empty] | 0.34682 | 0
LCP_Inputs_ON_Diverse_Howarth_2023_05_05 | 2047 | CH4 Import - WC 2050 | Import | Methane | QC | Dispatch-Import | FuelCost | 0 | [6 empty] | 0.34682 | 0
LCP_Inputs_ON_Diverse_Howarth_2023_05_05 | 2047 | CH4 Import - WC 2050 | Import | Methane | QC | Dispatch-Import | VOM | 0 | [6 empty] | 0.34682 | 0
LCP_Inputs_ON_Diverse_Howarth_2023_05_05 | 2047 | CH4 Import - WC 2050 | Import | Methane | WC | Dispatch-Import | EmissionsCost | 0 | [6 empty] | 0.34682 | 0
LCP_Inputs_ON_Diverse_Howarth_2023_05_05 | 2047 | CH4 Import - WC 2050 | Import | Methane | WC | Dispatch-Import | FuelCost | 0 | [6 empty] | 0.34682 | 0
LCP_Inputs_ON_Diverse_Howarth_2023_05_05 | 2047 | CH4 Import - WC 2050 | Import | Methane | WC | Dispatch-Import | VOM | 0 | [6 empty] | 0.34682 | 0
LCP_Inputs_ON_Diverse_Howarth_2023_05_05 | 2047 | CH4 Salt Cavern Storage - ON | Storage | Methane | MI | Dispatch-Storage | EmissionsCost | 0 | [6 empty] | 0.34682 | 0
LCP_Inputs_ON_Diverse_Howarth_2023_05_05 | 2047 | CH4 Salt Cavern Storage - ON | Storage | Methane | MI | Dispatch-Storage | FuelCost | 0 | [6 empty] | 0.34682 | 0
LCP_Inputs_ON_Diverse_Howarth_2023_05_05 | 2047 | CH4 Salt Cavern Storage - ON | Storage | Methane | MI | Dispatch-Storage | VOM | 0 | [6 empty] | 0.34682 | 0
LCP_Inputs_ON_Diverse_Howarth_2023_05_05 | 2047 | CH4 Salt Cavern Storage - ON | Storage | Methane | NY | Dispatch-Storage | EmissionsCost | 0 | [6 empty] | 0.34682 | 0
LCP_Inputs_ON_Diverse_Howarth_2023_05_05 | 2047 | CH4 Salt Cavern Storage - ON | Storage | Methane | NY | Dispatch-Storage | FuelCost | 0 | [6 empty] | 0.34682 | 0
LCP_Inputs_ON_Diverse_Howarth_2023_05_05 | 2047 | CH4 Salt Cavern Storage - ON | Storage | Methane | NY | Dispatch-Storage | VOM | 0 | [6 empty] | 0.34682 | 0
LCP_Inputs_ON_Diverse_Howarth_2023_05_05 | 2047 | CH4 Salt Cavern Storage - ON | Storage | Methane | ON | Dispatch-Storage | EmissionsCost | 0 | [6 empty] | 0.34682 | 0
LCP_Inputs_ON_Diverse_Howarth_2023_05_05 | 2047 | CH4 Salt Cavern Storage - ON | Storage | Methane | ON | Dispatch-Storage | FuelCost | 0 | [6 empty] | 0.34682 | 0
LCP_Inputs_ON_Diverse_Howarth_2023_05_05 | 2047 | CH4 Salt Cavern Storage - ON | Storage | Methane | ON | Dispatch-Storage | VOM | 0 | [6 empty] | 0.34682 | 0
LCP_Inputs_ON_Diverse_Howarth_2023_05_05 | 2047 | CH4 Salt Cavern Storage - ON | Storage | Methane | PJ | Dispatch-Storage | EmissionsCost | 0 | [6 empty] | 0.34682 | 0
LCP_Inputs_ON_Diverse_Howarth_2023_05_05 | 2047 | CH4 Salt Cavern Storage - ON | Storage | Methane | PJ | Dispatch-Storage | FuelCost | 0 | [6 empty] | 0.34682 | 0
LCP_Inputs_ON_Diverse_Howarth_2023_05_05 | 2047 | CH4 Salt Cavern Storage - ON | Storage | Methane | PJ | Dispatch-Storage | VOM | 0 | [6 empty] | 0.34682 | 0
LCP_Inputs_ON_Diverse_Howarth_2023_05_05 | 2047 | CH4 Salt Cavern Storage - ON | Storage | Methane | QC | Dispatch-Storage | EmissionsCost | 0 | [6 empty] | 0.34682 | 0
LCP_Inputs_ON_Diverse_Howarth_2023_05_05 | 2047 | CH4 Salt Cavern Storage - ON | Storage | Methane | QC | Dispatch-Storage | FuelCost | 0 | [6 empty] | 0.34682 | 0
LCP_Inputs_ON_Diverse_Howarth_2023_05_05 | 2047 | CH4 Salt Cavern Storage - ON | Storage | Methane | QC | Dispatch-Storage | VOM | 0 | [6 empty] | 0.34682 | 0
LCP_Inputs_ON_Diverse_Howarth_2023_05_05 | 2047 | CH4 Salt Cavern Storage - ON | Storage | Methane | WC | Dispatch-Storage | EmissionsCost | 0 | [6 empty] | 0.34682 | 0
LCP_Inputs_ON_Diverse_Howarth_2023_05_05 | 2047 | CH4 Salt Cavern Storage - ON | Storage | Methane | WC | Dispatch-Storage | FuelCost | 0 | [6 empty] | 0.34682 | 0
LCP_Inputs_ON_Diverse_Howarth_2023_05_05 | 2047 | CH4 Salt Cavern Storage - ON | Storage | Methane | WC | Dispatch-Storage | VOM | 0 | [6 empty] | 0.34682 | 0
LCP_Inputs_ON_Diverse_Howarth_2023_05_05 | 2047 | Electrolyser 2020/2030 | Crossload | Hydrogen | MI | Dispatch-Crossload | EmissionsCost | 0 | [6 empty] | 0.34682 | 0
LCP_Inputs_ON_Diverse_Howarth_2023_05_05 | 2047 | Electrolyser 2020/2030 | Crossload | Hydrogen | MI | Dispatch-Crossload | FuelCost | 0 | [6 empty] | 0.34682 | 0
LCP_Inputs_ON_Diverse_Howarth_2023_05_05 | 2047 | Electrolyser 2020/2030 | Crossload | Hydrogen | MI | Dispatch-Crossload | VOM | 0 | [6 empty] | 0.34682 | 0
LCP_Inputs_ON_Diverse_Howarth_2023_05_05 | 2047 | Electrolyser 2020/2030 | Crossload | Hydrogen | NY | Dispatch-Crossload | EmissionsCost | 0 | [6 empty] | 0.34682 | 0
LCP_Inputs_ON_Diverse_Howarth_2023_05_05 | 2047 | Electrolyser 2020/2030 | Crossload | Hydrogen | NY | Dispatch-Crossload | FuelCost | 0 | [6 empty] | 0.34682 | 0
LCP_Inputs_ON_Diverse_Howarth_2023_05_05 | 2047 | Electrolyser 2020/2030 | Crossload | Hydrogen | NY | Dispatch-Crossload | VOM | 0 | [6 empty] | 0.34682 | 0
LCP_Inputs_ON_Diverse_Howarth_2023_05_05 | 2047 | Electrolyser 2020/2030 | Crossload | Hydrogen | ON | Dispatch-Crossload | EmissionsCost | 0 | [6 empty] | 0.34682 | 0
LCP_Inputs_ON_Diverse_Howarth_2023_05_05 | 2047 | Electrolyser 2020/2030 | Crossload | Hydrogen | ON | Dispatch-Crossload | FuelCost | 0 | [6 empty] | 0.34682 | 0
LCP_Inputs_ON_Diverse_Howarth_2023_05_05 | 2047 | Electrolyser 2020/2030 | Crossload | Hydrogen | ON | Dispatch-Crossload | VOM | 0 | [6 empty] | 0.34682 | 0
LCP_Inputs_ON_Diverse_Howarth_2023_05_05 | 2047 | Electrolyser 2020/2030 | Crossload | Hydrogen | PJ | Dispatch-Crossload | EmissionsCost | 0 | [6 empty] | 0.34682 | 0
LCP_Inputs_ON_Diverse_Howarth_2023_05_05 | 2047 | Electrolyser 2020/2030 | Crossload | Hydrogen | PJ | Dispatch-Crossload | FuelCost | 0 | [6 empty] | 0.34682 | 0
LCP_Inputs_ON_Diverse_Howarth_2023_05_05 | 2047 | Electrolyser 2020/2030 | Crossload | Hydrogen | PJ | Dispatch-Crossload | VOM | 0 | [6 empty] | 0.34682 | 0
LCP_Inputs_ON_Diverse_Howarth_2023_05_05 | 2047 | Electrolyser 2020/2030 | Crossload | Hydrogen | QC | Dispatch-Crossload | EmissionsCost | 0 | [6 empty] | 0.34682 | 0
LCP_Inputs_ON_Diverse_Howarth_2023_05_05 | 2047 | Electrolyser 2020/2030 | Crossload | Hydrogen | QC | Dispatch-Crossload | FuelCost | 0 | [6 empty] | 0.34682 | 0
LCP_Inputs_ON_Diverse_Howarth_2023_05_05 | 2047 | Electrolyser 2020/2030 | Crossload | Hydrogen | QC | Dispatch-Crossload | VOM | 0 | [6 empty] | 0.34682 | 0
LCP_Inputs_ON_Diverse_Howarth_2023_05_05 | 2047 | Electrolyser 2020/2030 | Crossload | Hydrogen | WC | Dispatch-Crossload | EmissionsCost | 0 | [6 empty] | 0.34682 | 0
LCP_Inputs_ON_Diverse_Howarth_2023_05_05 | 2047 | Electrolyser 2020/2030 | Crossload | Hydrogen | WC | Dispatch-Crossload | FuelCost | 0 | [6 empty] | 0.34682 | 0
LCP_Inputs_ON_Diverse_Howarth_2023_05_05 | 2047 | Electrolyser 2020/2030 | Crossload | Hydrogen | WC | Dispatch-Crossload | VOM | 0 | [6 empty] | 0.34682 | 0
LCP_Inputs_ON_Diverse_Howarth_2023_05_05 | 2047 | Electrolyser 2040 | Crossload | Hydrogen | MI | Dispatch-Crossload | EmissionsCost | 0 | [6 empty] | 0.34682 | 0
LCP_Inputs_ON_Diverse_Howarth_2023_05_05 | 2047 | Electrolyser 2040 | Crossload | Hydrogen | MI | Dispatch-Crossload | FuelCost | 0 | [6 empty] | 0.34682 | 0
LCP_Inputs_ON_Diverse_Howarth_2023_05_05 | 2047 | Electrolyser 2040 | Crossload | Hydrogen | MI | Dispatch-Crossload | VOM | 0 | [6 empty] | 0.34682 | 0
LCP_Inputs_ON_Diverse_Howarth_2023_05_05 | 2047 | Electrolyser 2040 | Crossload | Hydrogen | NY | Dispatch-Crossload | EmissionsCost | 0 | [6 empty] | 0.34682 | 0
LCP_Inputs_ON_Diverse_Howarth_2023_05_05 | 2047 | Electrolyser 2040 | Crossload | Hydrogen | NY | Dispatch-Crossload | FuelCost | 0 | [6 empty] | 0.34682 | 0
LCP_Inputs_ON_Diverse_Howarth_2023_05_05 | 2047 | Electrolyser 2040 | Crossload | Hydrogen | NY | Dispatch-Crossload | VOM | 0 | [6 empty] | 0.34682 | 0
LCP_Inputs_ON_Diverse_Howarth_2023_05_05 | 2047 | Electrolyser 2040 | Crossload | Hydrogen | ON | Dispatch-Crossload | EmissionsCost | 0 | [6 empty] | 0.34682 | 0
LCP_Inputs_ON_Diverse_Howarth_2023_05_05 | 2047 | Electrolyser 2040 | Crossload | Hydrogen | ON | Dispatch-Crossload | FuelCost | 0 | [6 empty] | 0.34682 | 0
LCP_Inputs_ON_Diverse_Howarth_2023_05_05 | 2047 | Electrolyser 2040 | Crossload | Hydrogen | ON | Dispatch-Crossload | VOM | 0 | [6 empty] | 0.34682 | 0
LCP_Inputs_ON_Diverse_Howarth_2023_05_05 | 2047 | Electrolyser 2040 | Crossload | Hydrogen | PJ | Dispatch-Crossload | EmissionsCost | 0 | [6 empty] | 0.34682 | 0
LCP_Inputs_ON_Diverse_Howarth_2023_05_05 | 2047 | Electrolyser 2040 | Crossload | Hydrogen | PJ | Dispatch-Crossload | FuelCost | 0 | [6 empty] | 0.34682 | 0
LCP_Inputs_ON_Diverse_Howarth_2023_05_05 | 2047 | Electrolyser 2040 | Crossload | Hydrogen | PJ | Dispatch-Crossload | VOM | 0 | [6 empty] | 0.34682 | 0
LCP_Inputs_ON_Diverse_Howarth_2023_05_05 | 2047 | Electrolyser 2040 | Crossload | Hydrogen | QC | Dispatch-Crossload | EmissionsCost | 0 | [6 empty] | 0.34682 | 0
LCP_Inputs_ON_Diverse_Howarth_2023_05_05 | 2047 | Electrolyser 2040 | Crossload | Hydrogen | QC | Dispatch-Crossload | FuelCost | 0 | [6 empty] | 0.34682 | 0
LCP_Inputs_ON_Diverse_Howarth_2023_05_05 | 2047 | Electrolyser 2040 | Crossload | Hydrogen | QC | Dispatch-Crossload | VOM | 0 | [6 empty] | 0.34682 | 0
LCP_Inputs_ON_Diverse_Howarth_2023_05_05 | 2047 | Electrolyser 2040 | Crossload | Hydrogen | WC | Dispatch-Crossload | EmissionsCost | 0 | [6 empty] | 0.34682 | 0
LCP_Inputs_ON_Diverse_Howarth_2023_05_05 | 2047 | Electrolyser 2040 | Crossload | Hydrogen | WC | Dispatch-Crossload | FuelCost | 0 | [6 empty] | 0.34682 | 0
LCP_Inputs_ON_Diverse_Howarth_2023_05_05 | 2047 | Electrolyser 2040 | Crossload | Hydrogen | WC | Dispatch-Crossload | VOM | 0 | [6 empty] | 0.34682 | 0
LCP_Inputs_ON_Diverse_Howarth_2023_05_05 | 2047 | Electrolyser 2050 | Crossload | Hydrogen | MI | Dispatch-Crossload | EmissionsCost | 0 | [6 empty] | 0.34682 | 0
LCP_Inputs_ON_Diverse_Howarth_2023_05_05 | 2047 | Electrolyser 2050 | Crossload | Hydrogen | MI | Dispatch-Crossload | FuelCost | 0 | [6 empty] | 0.34682 | 0
LCP_Inputs_ON_Diverse_Howarth_2023_05_05 | 2047 | Electrolyser 2050 | Crossload | Hydrogen | MI | Dispatch-Crossload | VOM | 0 | [6 empty] | 0.34682 | 0
LCP_Inputs_ON_Diverse_Howarth_2023_05_05 | 2047 | Electrolyser 2050 | Crossload | Hydrogen | NY | Dispatch-Crossload | EmissionsCost | 0 | [6 empty] | 0.34682 | 0
LCP_Inputs_ON_Diverse_Howarth_2023_05_05 | 2047 | Electrolyser 2050 | Crossload | Hydrogen | NY | Dispatch-Crossload | FuelCost | 0 | [6 empty] | 0.34682 | 0
LCP_Inputs_ON_Diverse_Howarth_2023_05_05 | 2047 | Electrolyser 2050 | Crossload | Hydrogen | NY | Dispatch-Crossload | VOM | 0 | [6 empty] | 0.34682 | 0
LCP_Inputs_ON_Diverse_Howarth_2023_05_05 | 2047 | Electrolyser 2050 | Crossload | Hydrogen | ON | Dispatch-Crossload | EmissionsCost | 0 | [6 empty] | 0.34682 | 0
LCP_Inputs_ON_Diverse_Howarth_2023_05_05 | 2047 | Electrolyser 2050 | Crossload | Hydrogen | ON | Dispatch-Crossload | FuelCost | 0 | [6 empty] | 0.34682 | 0
LCP_Inputs_ON_Diverse_Howarth_2023_05_05 | 2047 | Electrolyser 2050 | Crossload | Hydrogen | ON | Dispatch-Crossload | VOM | 0 | [6 empty] | 0.34682 | 0
LCP_Inputs_ON_Diverse_Howarth_2023_05_05 | 2047 | Electrolyser 2050 | Crossload | Hydrogen | PJ | Dispatch-Crossload | EmissionsCost | 0 | [6 empty] | 0.34682 | 0
LCP_Inputs_ON_Diverse_Howarth_2023_05_05 | 2047 | Electrolyser 2050 | Crossload | Hydrogen | PJ | Dispatch-Crossload | FuelCost | 0 | [6 empty] | 0.34682 | 0
LCP_Inputs_ON_Diverse_Howarth_2023_05_05 | 2047 | Electrolyser 2050 | Crossload | Hydrogen | PJ | Dispatch-Crossload | VOM | 0 | [6 empty] | 0.34682 | 0
LCP_Inputs_ON_Diverse_Howarth_2023_05_05 | 2047 | Electrolyser 2050 | Crossload | Hydrogen | QC | Dispatch-Crossload | EmissionsCost | 0 | [6 empty] | 0.34682 | 0
LCP_Inputs_ON_Diverse_Howarth_2023_05_05 | 2047 | Electrolyser 2050 | Crossload | Hydrogen | QC | Dispatch-Crossload | FuelCost | 0 | [6 empty] | 0.34682 | 0
LCP_Inputs_ON_Diverse_Howarth_2023_05_05 | 2047 | Electrolyser 2050 | Crossload | Hydrogen | QC | Dispatch-Crossload | VOM | 0 | [6 empty] | 0.34682 | 0
LCP_Inputs_ON_Diverse_Howarth_2023_05_05 | 2047 | Electrolyser 2050 | Crossload | Hydrogen | WC | Dispatch-Crossload | EmissionsCost | 0 | [6 empty] | 0.34682 | 0
LCP_Inputs_ON_Diverse_Howarth_2023_05_05 | 2047 | Electrolyser 2050 | Crossload | Hydrogen | WC | Dispatch-Crossload | FuelCost | 0 | [6 empty] | 0.34682 | 0
LCP_Inputs_ON_Diverse_Howarth_2023_05_05 | 2047 | Electrolyser 2050 | Crossload | Hydrogen | WC | Dispatch-Crossload | VOM | 0 | [6 empty] | 0.34682 | 0
LCP_Inputs_ON_Diverse_Howarth_2023_05_05 | 2047 | Fossil Fuel Thermal (Coal, Peat, Oil) | Generation | Electricity | MI | Dispatch-Generation | EmissionsCost | 0 | [6 empty] | 0.34682 | 0
LCP_Inputs_ON_Diverse_Howarth_2023_05_05 | 2047 | Fossil Fuel Thermal (Coal, Peat, Oil) | Generation | Electricity | MI | Dispatch-Generation | FuelCost | 0 | [6 empty] | 0.34682 | 0
LCP_Inputs_ON_Diverse_Howarth_2023_05_05 | 2047 | Fossil Fuel Thermal (Coal, Peat, Oil) | Generation | Electricity | MI | Dispatch-Generation | VOM | 0 | [6 empty] | 0.34682 | 0
LCP_Inputs_ON_Diverse_Howarth_2023_05_05 | 2047 | Fossil Fuel Thermal (Coal, Peat, Oil) | Generation | Electricity | NY | Dispatch-Generation | EmissionsCost | 0 | [6 empty] | 0.34682 | 0
LCP_Inputs_ON_Diverse_Howarth_2023_05_05 | 2047 | Fossil Fuel Thermal (Coal, Peat, Oil) | Generation | Electricity | NY | Dispatch-Generation | FuelCost | 0 | [6 empty] | 0.34682 | 0
LCP_Inputs_ON_Diverse_Howarth_2023_05_05 | 2047 | Fossil Fuel Thermal (Coal, Peat, Oil) | Generation | Electricity | NY | Dispatch-Generation | VOM | 0 | [6 empty] | 0.34682 | 0
LCP_Inputs_ON_Diverse_Howarth_2023_05_05 | 2047 | Fossil Fuel Thermal (Coal, Peat, Oil) | Generation | Electricity | ON | Dispatch-Generation | EmissionsCost | 0 | [6 empty] | 0.34682 | 0
LCP_Inputs_ON_Diverse_Howarth_2023_05_05 | 2047 | Fossil Fuel Thermal (Coal, Peat, Oil) | Generation | Electricity | ON | Dispatch-Generation | FuelCost | 0 | [6 empty] | 0.34682 | 0
LCP_Inputs_ON_Diverse_Howarth_2023_05_05 | 2047 | Fossil Fuel Thermal (Coal, Peat, Oil) | Generation | Electricity | ON | Dispatch-Generation | VOM | 0 | [6 empty] | 0.34682 | 0
LCP_Inputs_ON_Diverse_Howarth_2023_05_05 | 2047 | Fossil Fuel Thermal (Coal, Peat, Oil) | Generation | Electricity | PJ | Dispatch-Generation | EmissionsCost | 0 | [6 empty] | 0.34682 | 0
LCP_Inputs_ON_Diverse_Howarth_2023_05_05 | 2047 | Fossil Fuel Thermal (Coal, Peat, Oil) | Generation | Electricity | PJ | Dispatch-Generation | FuelCost | 0 | [6 empty] | 0.34682 | 0
LCP_Inputs_ON_Diverse_Howarth_2023_05_05 | 2047 | Fossil Fuel Thermal (Coal, Peat, Oil) | Generation | Electricity | PJ | Dispatch-Generation | VOM | 0 | [6 empty] | 0.34682 | 0
LCP_Inputs_ON_Diverse_Howarth_2023_05_05 | 2047 | Fossil Fuel Thermal (Coal, Peat, Oil) | Generation | Electricity | QC | Dispatch-Generation | EmissionsCost | 0 | [6 empty] | 0.34682 | 0
LCP_Inputs_ON_Diverse_Howarth_2023_05_05 | 2047 | Fossil Fuel Thermal (Coal, Peat, Oil) | Generation | Electricity | QC | Dispatch-Generation | FuelCost | 0 | [6 empty] | 0.34682 | 0
LCP_Inputs_ON_Diverse_Howarth_2023_05_05 | 2047 | Fossil Fuel Thermal (Coal, Peat, Oil) | Generation | Electricity | QC | Dispatch-Generation | VOM | 0 | [6 empty] | 0.34682 | 0
LCP_Inputs_ON_Diverse_Howarth_2023_05_05 | 2047 | Fossil Fuel Thermal (Coal, Peat, Oil) | Generation | Electricity | WC | Dispatch-Generation | EmissionsCost | 0 | [6 empty] | 0.34682 | 0
LCP_Inputs_ON_Diverse_Howarth_2023_05_05 | 2047 | Fossil Fuel Thermal (Coal, Peat, Oil) | Generation | Electricity | WC | Dispatch-Generation | FuelCost | 0 | [6 empty] | 0.34682 | 0
LCP_Inputs_ON_Diverse_Howarth_2023_05_05 | 2047 | Fossil Fuel Thermal (Coal, Peat, Oil) | Generation | Electricity | WC | Dispatch-Generation | VOM | 0 | [6 empty] | 0.34682 | 0
LCP_Inputs_ON_Diverse_Howarth_2023_05_05 | 2047 | Generic - Generator | Generation | Electricity | MI | Dispatch-Generation | EmissionsCost | 0 | [6 empty] | 0.34682 | 0
LCP_Inputs_ON_Diverse_Howarth_2023_05_05 | 2047 | Generic - Generator | Generation | Electricity | MI | Dispatch-Generation | FuelCost | 779066036.8313 | [6 empty] | 0.34682 | 270193010.7996
LCP_Inputs_ON_Diverse_Howarth_2023_05_05 | 2047 | Generic - Generator | Generation | Electricity | MI | Dispatch-Generation | VOM | 25479285.0987 | [6 empty] | 0.34682 | 8836638.2673
LCP_Inputs_ON_Diverse_Howarth_2023_05_05 | 2047 | Generic - Generator | Generation | Electricity | NY | Dispatch-Generation | EmissionsCost | 0 | [6 empty] | 0.34682 | 0
LCP_Inputs_ON_Diverse_Howarth_2023_05_05 | 2047 | Generic - Generator | Generation | Electricity | NY | Dispatch-Generation | FuelCost | 89518783.8946 | [6 empty] | 0.34682 | 31046597.5926
LCP_Inputs_ON_Diverse_Howarth_2023_05_05 | 2047 | Generic - Generator | Generation | Electricity | NY | Dispatch-Generation | VOM | 2927703.8257 | [6 empty] | 0.34682 | 1015376.1992
LCP_Inputs_ON_Diverse_Howarth_2023_05_05 | 2047 | Generic - Generator | Generation | Electricity | ON | Dispatch-Generation | EmissionsCost | 0 | [6 empty] | 0.34682 | 0
LCP_Inputs_ON_Diverse_Howarth_2023_05_05 | 2047 | Generic - Generator | Generation | Electricity | ON | Dispatch-Generation | FuelCost | 0 | [6 empty] | 0.34682 | 0
LCP_Inputs_ON_Diverse_Howarth_2023_05_05 | 2047 | Generic - Generator | Generation | Electricity | ON | Dispatch-Generation | VOM | 0 | [6 empty] | 0.34682 | 0
LCP_Inputs_ON_Diverse_Howarth_2023_05_05 | 2047 | Generic - Generator | Generation | Electricity | PJ | Dispatch-Generation | EmissionsCost | 0 | [6 empty] | 0.34682 | 0
LCP_Inputs_ON_Diverse_Howarth_2023_05_05 | 2047 | Generic - Generator | Generation | Electricity | PJ | Dispatch-Generation | FuelCost | 5285282840.0619 | [6 empty] | 0.34682 | 1833023666.7638
LCP_Inputs_ON_Diverse_Howarth_2023_05_05 | 2047 | Generic - Generator | Generation | Electricity | PJ | Dispatch-Generation | VOM | 172854702.8655 | [6 empty] | 0.34682 | 59948875.1789
LCP_Inputs_ON_Diverse_Howarth_2023_05_05 | 2047 | Generic - Generator | Generation | Electricity | QC | Dispatch-Generation | EmissionsCost | 0 | [6 empty] | 0.34682 | 0
LCP_Inputs_ON_Diverse_Howarth_2023_05_05 | 2047 | Generic - Generator | Generation | Electricity | QC | Dispatch-Generation | FuelCost | 0 | [6 empty] | 0.34682 | 0
LCP_Inputs_ON_Diverse_Howarth_2023_05_05 | 2047 | Generic - Generator | Generation | Electricity | QC | Dispatch-Generation | VOM | 0 | [6 empty] | 0.34682 | 0
LCP_Inputs_ON_Diverse_Howarth_2023_05_05 | 2047 | Generic - Generator | Generation | Electricity | WC | Dispatch-Generation | EmissionsCost | 0 | [6 empty] | 0.34682 | 0
LCP_Inputs_ON_Diverse_Howarth_2023_05_05 | 2047 | Generic - Generator | Generation | Electricity | WC | Dispatch-Generation | FuelCost | 0 | [6 empty] | 0.34682 | 0
LCP_Inputs_ON_Diverse_Howarth_2023_05_05 | 2047 | Generic - Generator | Generation | Electricity | WC | Dispatch-Generation | VOM | 0 | [6 empty] | 0.34682 | 0
LCP_Inputs_ON_Diverse_Howarth_2023_05_05 | 2047 | H2 Import - QC | Import | Hydrogen | MI | Dispatch-Import | EmissionsCost | 0 | [6 empty] | 0.34682 | 0
LCP_Inputs_ON_Diverse_Howarth_2023_05_05 | 2047 | H2 Import - QC | Import | Hydrogen | MI | Dispatch-Import | FuelCost | 0 | [6 empty] | 0.34682 | 0
LCP_Inputs_ON_Diverse_Howarth_2023_05_05 | 2047 | H2 Import - QC | Import | Hydrogen | MI | Dispatch-Import | VOM | 0 | [6 empty] | 0.34682 | 0
LCP_Inputs_ON_Diverse_Howarth_2023_05_05 | 2047 | H2 Import - QC | Import | Hydrogen | NY | Dispatch-Import | EmissionsCost | 0 | [6 empty] | 0.34682 | 0
LCP_Inputs_ON_Diverse_Howarth_2023_05_05 | 2047 | H2 Import - QC | Import | Hydrogen | NY | Dispatch-Import | FuelCost | 0 | [6 empty] | 0.34682 | 0
LCP_Inputs_ON_Diverse_Howarth_2023_05_05 | 2047 | H2 Import - QC | Import | Hydrogen | NY | Dispatch-Import | VOM | 0 | [6 empty] | 0.34682 | 0
LCP_Inputs_ON_Diverse_Howarth_2023_05_05 | 2047 | H2 Import - QC | Import | Hydrogen | ON | Dispatch-Import | EmissionsCost | 0 | [6 empty] | 0.34682 | 0
LCP_Inputs_ON_Diverse_Howarth_2023_05_05 | 2047 | H2 Import - QC | Import | Hydrogen | ON | Dispatch-Import | FuelCost | 0 | [6 empty] | 0.34682 | 0
LCP_Inputs_ON_Diverse_Howarth_2023_05_05 | 2047 | H2 Import - QC | Import | Hydrogen | ON | Dispatch-Import | VOM | 0 | [6 empty] | 0.34682 | 0
LCP_Inputs_ON_Diverse_Howarth_2023_05_05 | 2047 | H2 Import - QC | Import | Hydrogen | PJ | Dispatch-Import | EmissionsCost | 0 | [6 empty] | 0.34682 | 0
LCP_Inputs_ON_Diverse_Howarth_2023_05_05 | 2047 | H2 Import - QC | Import | Hydrogen | PJ | Dispatch-Import | FuelCost | 0 | [6 empty] | 0.34682 | 0
LCP_Inputs_ON_Diverse_Howarth_2023_05_05 | 2047 | H2 Import - QC | Import | Hydrogen | PJ | Dispatch-Import | VOM | 0 | [6 empty] | 0.34682 | 0
LCP_Inputs_ON_Diverse_Howarth_2023_05_05 | 2047 | H2 Import - QC | Import | Hydrogen | QC | Dispatch-Import | EmissionsCost | 0 | [6 empty] | 0.34682 | 0
LCP_Inputs_ON_Diverse_Howarth_2023_05_05 | 2047 | H2 Import - QC | Import | Hydrogen | QC | Dispatch-Import | FuelCost | 0 | [6 empty] | 0.34682 | 0
LCP_Inputs_ON_Diverse_Howarth_2023_05_05 | 2047 | H2 Import - QC | Import | Hydrogen | QC | Dispatch-Import | VOM | 0 | [6 empty] | 0.34682 | 0
LCP_Inputs_ON_Diverse_Howarth_2023_05_05 | 2047 | H2 Import - QC | Import | Hydrogen | WC | Dispatch-Import | EmissionsCost | 0 | [6 empty] | 0.34682 | 0
LCP_Inputs_ON_Diverse_Howarth_2023_05_05 | 2047 | H2 Import - QC | Import | Hydrogen | WC | Dispatch-Import | FuelCost | 0 | [6 empty] | 0.34682 | 0
LCP_Inputs_ON_Diverse_Howarth_2023_05_05 | 2047 | H2 Import - QC | Import | Hydrogen | WC | Dispatch-Import | VOM | 0 | [6 empty] | 0.34682 | 0
LCP_Inputs_ON_Diverse_Howarth_2023_05_05 | 2047 | H2 Import - WC | Import | Hydrogen | MI | Dispatch-Import | EmissionsCost | 0 | [6 empty] | 0.34682 | 0
LCP_Inputs_ON_Diverse_Howarth_2023_05_05 | 2047 | H2 Import - WC | Import | Hydrogen | MI | Dispatch-Import | FuelCost | 0 | [6 empty] | 0.34682 | 0
LCP_Inputs_ON_Diverse_Howarth_2023_05_05 | 2047 | H2 Import - WC | Import | Hydrogen | MI | Dispatch-Import | VOM | 0 | [6 empty] | 0.34682 | 0
LCP_Inputs_ON_Diverse_Howarth_2023_05_05 | 2047 | H2 Import - WC | Import | Hydrogen | NY | Dispatch-Import | EmissionsCost | 0 | [6 empty] | 0.34682 | 0
LCP_Inputs_ON_Diverse_Howarth_2023_05_05 | 2047 | H2 Import - WC | Import | Hydrogen | NY | Dispatch-Import | FuelCost | 0 | [6 empty] | 0.34682 | 0
LCP_Inputs_ON_Diverse_Howarth_2023_05_05 | 2047 | H2 Import - WC | Import | Hydrogen | NY | Dispatch-Import | VOM | 0 | [6 empty] | 0.34682 | 0
LCP_Inputs_ON_Diverse_Howarth_2023_05_05 | 2047 | H2 Import - WC | Import | Hydrogen | ON | Dispatch-Import | EmissionsCost | 0 | [6 empty] | 0.34682 | 0
LCP_Inputs_ON_Diverse_Howarth_2023_05_05 | 2047 | H2 Import - WC | Import | Hydrogen | ON | Dispatch-Import | FuelCost | 0 | [6 empty] | 0.34682 | 0
LCP_Inputs_ON_Diverse_Howarth_2023_05_05 | 2047 | H2 Import - WC | Import | Hydrogen | ON | Dispatch-Import | VOM | 0 | [6 empty] | 0.34682 | 0
LCP_Inputs_ON_Diverse_Howarth_2023_05_05 | 2047 | H2 Import - WC | Import | Hydrogen | PJ | Dispatch-Import | EmissionsCost | 0 | [6 empty] | 0.34682 | 0
LCP_Inputs_ON_Diverse_Howarth_2023_05_05 | 2047 | H2 Import - WC | Import | Hydrogen | PJ | Dispatch-Import | FuelCost | 0 | [6 empty] | 0.34682 | 0
LCP_Inputs_ON_Diverse_Howarth_2023_05_05 | 2047 | H2 Import - WC | Import | Hydrogen | PJ | Dispatch-Import | VOM | 0 | [6 empty] | 0.34682 | 0
LCP_Inputs_ON_Diverse_Howarth_2023_05_05 | 2047 | H2 Import - WC | Import | Hydrogen | QC | Dispatch-Import | EmissionsCost | 0 | [6 empty] | 0.34682 | 0
LCP_Inputs_ON_Diverse_Howarth_2023_05_05 | 2047 | H2 Import - WC | Import | Hydrogen | QC | Dispatch-Import | FuelCost | 0 | [6 empty] | 0.34682 | 0
LCP_Inputs_ON_Diverse_Howarth_2023_05_05 | 2047 | H2 Import - WC | Import | Hydrogen | QC | Dispatch-Import | VOM | 0 | [6 empty] | 0.34682 | 0
LCP_Inputs_ON_Diverse_Howarth_2023_05_05 | 2047 | H2 Import - WC | Import | Hydrogen | WC | Dispatch-Import | EmissionsCost | 0 | [6 empty] | 0.34682 | 0
LCP_Inputs_ON_Diverse_Howarth_2023_05_05 | 2047 | H2 Import - WC | Import | Hydrogen | WC | Dispatch-Import | FuelCost | 8016738.2099 | [6 empty] | 0.34682 | 2780337.6496
LCP_Inputs_ON_Diverse_Howarth_2023_05_05 | 2047 | H2 Import - WC | Import | Hydrogen | WC | Dispatch-Import | VOM | 0 | [6 empty] | 0.34682 | 0
LCP_Inputs_ON_Diverse_Howarth_2023_05_05 | 2047 | H2 Salt Cavern Storage - ON | Storage | Hydrogen | MI | Dispatch-Storage | EmissionsCost | 0 | [6 empty] | 0.34682 | 0
LCP_Inputs_ON_Diverse_Howarth_2023_05_05 | 2047 | H2 Salt Cavern Storage - ON | Storage | Hydrogen | MI | Dispatch-Storage | FuelCost | 0 | [6 empty] | 0.34682 | 0
LCP_Inputs_ON_Diverse_Howarth_2023_05_05 | 2047 | H2 Salt Cavern Storage - ON | Storage | Hydrogen | MI | Dispatch-Storage | VOM | 0 | [6 empty] | 0.34682 | 0
LCP_Inputs_ON_Diverse_Howarth_2023_05_05 | 2047 | H2 Salt Cavern Storage - ON | Storage | Hydrogen | NY | Dispatch-Storage | EmissionsCost | 0 | [6 empty] | 0.34682 | 0
LCP_Inputs_ON_Diverse_Howarth_2023_05_05 | 2047 | H2 Salt Cavern Storage - ON | Storage | Hydrogen | NY | Dispatch-Storage | FuelCost | 0 | [6 empty] | 0.34682 | 0
LCP_Inputs_ON_Diverse_Howarth_2023_05_05 | 2047 | H2 Salt Cavern Storage - ON | Storage | Hydrogen | NY | Dispatch-Storage | VOM | 0 | [6 empty] | 0.34682 | 0
LCP_Inputs_ON_Diverse_Howarth_2023_05_05 | 2047 | H2 Salt Cavern Storage - ON | Storage | Hydrogen | ON | Dispatch-Storage | EmissionsCost | 0 | [6 empty] | 0.34682 | 0
LCP_Inputs_ON_Diverse_Howarth_2023_05_05 | 2047 | H2 Salt Cavern Storage - ON | Storage | Hydrogen | ON | Dispatch-Storage | FuelCost | 0 | [6 empty] | 0.34682 | 0
LCP_Inputs_ON_Diverse_Howarth_2023_05_05 | 2047 | H2 Salt Cavern Storage - ON | Storage | Hydrogen | ON | Dispatch-Storage | VOM | 56003241.9784 | [6 empty] | 0.34682 | 19422852.2992
LCP_Inputs_ON_Diverse_Howarth_2023_05_05 | 2047 | H2 Salt Cavern Storage - ON | Storage | Hydrogen | PJ | Dispatch-Storage | EmissionsCost | 0 | [6 empty] | 0.34682 | 0
LCP_Inputs_ON_Diverse_Howarth_2023_05_05 | 2047 | H2 Salt Cavern Storage - ON | Storage | Hydrogen | PJ | Dispatch-Storage | FuelCost | 0 | [6 empty] | 0.34682 | 0
LCP_Inputs_ON_Diverse_Howarth_2023_05_05 | 2047 | H2 Salt Cavern Storage - ON | Storage | Hydrogen | PJ | Dispatch-Storage | VOM | 0 | [6 empty] | 0.34682 | 0
LCP_Inputs_ON_Diverse_Howarth_2023_05_05 | 2047 | H2 Salt Cavern Storage - ON | Storage | Hydrogen | QC | Dispatch-Storage | EmissionsCost | 0 | [6 empty] | 0.34682 | 0
LCP_Inputs_ON_Diverse_Howarth_2023_05_05 | 2047 | H2 Salt Cavern Storage - ON | Storage | Hydrogen | QC | Dispatch-Storage | FuelCost | 0 | [6 empty] | 0.34682 | 0
LCP_Inputs_ON_Diverse_Howarth_2023_05_05 | 2047 | H2 Salt Cavern Storage - ON | Storage | Hydrogen | QC | Dispatch-Storage | VOM | 0 | [6 empty] | 0.34682 | 0
LCP_Inputs_ON_Diverse_Howarth_2023_05_05 | 2047 | H2 Salt Cavern Storage - ON | Storage | Hydrogen | WC | Dispatch-Storage | EmissionsCost | 0 | [6 empty] | 0.34682 | 0
LCP_Inputs_ON_Diverse_Howarth_2023_05_05 | 2047 | H2 Salt Cavern Storage - ON | Storage | Hydrogen | WC | Dispatch-Storage | FuelCost | 0 | [6 empty] | 0.34682 | 0
LCP_Inputs_ON_Diverse_Howarth_2023_05_05 | 2047 | H2 Salt Cavern Storage - ON | Storage | Hydrogen | WC | Dispatch-Storage | VOM | 0 | [6 empty] | 0.34682 | 0
LCP_Inputs_ON_Diverse_Howarth_2023_05_05 | 2047 | Hydro | Generation | Electricity | MI | Dispatch-Generation | EmissionsCost | 0 | [6 empty] | 0.34682 | 0
LCP_Inputs_ON_Diverse_Howarth_2023_05_05 | 2047 | Hydro | Generation | Electricity | MI | Dispatch-Generation | FuelCost | 0 | [6 empty] | 0.34682 | 0
LCP_Inputs_ON_Diverse_Howarth_2023_05_05 | 2047 | Hydro | Generation | Electricity | MI | Dispatch-Generation | VOM | 0 | [6 empty] | 0.34682 | 0
LCP_Inputs_ON_Diverse_Howarth_2023_05_05 | 2047 | Hydro | Generation | Electricity | NY | Dispatch-Generation | EmissionsCost | 0 | [6 empty] | 0.34682 | 0
LCP_Inputs_ON_Diverse_Howarth_2023_05_05 | 2047 | Hydro | Generation | Electricity | NY | Dispatch-Generation | FuelCost | 0 | [6 empty] | 0.34682 | 0
LCP_Inputs_ON_Diverse_Howarth_2023_05_05 | 2047 | Hydro | Generation | Electricity | NY | Dispatch-Generation | VOM | 0 | [6 empty] | 0.34682 | 0
LCP_Inputs_ON_Diverse_Howarth_2023_05_05 | 2047 | Hydro | Generation | Electricity | ON | Dispatch-Generation | EmissionsCost | 0 | [6 empty] | 0.34682 | 0
LCP_Inputs_ON_Diverse_Howarth_2023_05_05 | 2047 | Hydro | Generation | Electricity | ON | Dispatch-Generation | FuelCost | 0 | [6 empty] | 0.34682 | 0
LCP_Inputs_ON_Diverse_Howarth_2023_05_05 | 2047 | Hydro | Generation | Electricity | ON | Dispatch-Generation | VOM | 0 | [6 empty] | 0.34682 | 0
LCP_Inputs_ON_Diverse_Howarth_2023_05_05 | 2047 | Hydro | Generation | Electricity | PJ | Dispatch-Generation | EmissionsCost | 0 | [6 empty] | 0.34682 | 0
LCP_Inputs_ON_Diverse_Howarth_2023_05_05 | 2047 | Hydro | Generation | Electricity | PJ | Dispatch-Generation | FuelCost | 0 | [6 empty] | 0.34682 | 0
LCP_Inputs_ON_Diverse_Howarth_2023_05_05 | 2047 | Hydro | Generation | Electricity | PJ | Dispatch-Generation | VOM | 0 | [6 empty] | 0.34682 | 0
LCP_Inputs_ON_Diverse_Howarth_2023_05_05 | 2047 | Hydro | Generation | Electricity | QC | Dispatch-Generation | EmissionsCost | 0 | [6 empty] | 0.34682 | 0
LCP_Inputs_ON_Diverse_Howarth_2023_05_05 | 2047 | Hydro | Generation | Electricity | QC | Dispatch-Generation | FuelCost | 0 | [6 empty] | 0.34682 | 0
LCP_Inputs_ON_Diverse_Howarth_2023_05_05 | 2047 | Hydro | Generation | Electricity | QC | Dispatch-Generation | VOM | 0 | [6 empty] | 0.34682 | 0
LCP_Inputs_ON_Diverse_Howarth_2023_05_05 | 2047 | Hydro | Generation | Electricity | WC | Dispatch-Generation | EmissionsCost | 0 | [6 empty] | 0.34682 | 0
LCP_Inputs_ON_Diverse_Howarth_2023_05_05 | 2047 | Hydro | Generation | Electricity | WC | Dispatch-Generation | FuelCost | 0 | [6 empty] | 0.34682 | 0
LCP_Inputs_ON_Diverse_Howarth_2023_05_05 | 2047 | Hydro | Generation | Electricity | WC | Dispatch-Generation | VOM | 0 | [6 empty] | 0.34682 | 0
LCP_Inputs_ON_Diverse_Howarth_2023_05_05 | 2047 | Hydro Pumped Storage | Storage | Electricity | MI | Dispatch-Storage | EmissionsCost | 0 | [6 empty] | 0.34682 | 0
LCP_Inputs_ON_Diverse_Howarth_2023_05_05 | 2047 | Hydro Pumped Storage | Storage | Electricity | MI | Dispatch-Storage | FuelCost | 0 | [6 empty] | 0.34682 | 0
LCP_Inputs_ON_Diverse_Howarth_2023_05_05 | 2047 | Hydro Pumped Storage | Storage | Electricity | MI | Dispatch-Storage | VOM | 0 | [6 empty] | 0.34682 | 0
LCP_Inputs_ON_Diverse_Howarth_2023_05_05 | 2047 | Hydro Pumped Storage | Storage | Electricity | NY | Dispatch-Storage | EmissionsCost | 0 | [6 empty] | 0.34682 | 0
LCP_Inputs_ON_Diverse_Howarth_2023_05_05 | 2047 | Hydro Pumped Storage | Storage | Electricity | NY | Dispatch-Storage | FuelCost | 0 | [6 empty] | 0.34682 | 0
LCP_Inputs_ON_Diverse_Howarth_2023_05_05 | 2047 | Hydro Pumped Storage | Storage | Electricity | NY | Dispatch-Storage | VOM | 0 | [6 empty] | 0.34682 | 0
LCP_Inputs_ON_Diverse_Howarth_2023_05_05 | 2047 | Hydro Pumped Storage | Storage | Electricity | ON | Dispatch-Storage | EmissionsCost | 0 | [6 empty] | 0.34682 | 0
LCP_Inputs_ON_Diverse_Howarth_2023_05_05 | 2047 | Hydro Pumped Storage | Storage | Electricity | ON | Dispatch-Storage | FuelCost | 0 | [6 empty] | 0.34682 | 0
LCP_Inputs_ON_Diverse_Howarth_2023_05_05 | 2047 | Hydro Pumped Storage | Storage | Electricity | ON | Dispatch-Storage | VOM | 0 | [6 empty] | 0.34682 | 0
LCP_Inputs_ON_Diverse_Howarth_2023_05_05 | 2047 | Hydro Pumped Storage | Storage | Electricity | PJ | Dispatch-Storage | EmissionsCost | 0 | [6 empty] | 0.34682 | 0
LCP_Inputs_ON_Diverse_Howarth_2023_05_05 | 2047 | Hydro Pumped Storage | Storage | Electricity | PJ | Dispatch-Storage | FuelCost | 0 | [6 empty] | 0.34682 | 0
LCP_Inputs_ON_Diverse_Howarth_2023_05_05 | 2047 | Hydro Pumped Storage | Storage | Electricity | PJ | Dispatch-Storage | VOM | 0 | [6 empty] | 0.34682 | 0
LCP_Inputs_ON_Diverse_Howarth_2023_05_05 | 2047 | Hydro Pumped Storage | Storage | Electricity | QC | Dispatch-Storage | EmissionsCost | 0 | [6 empty] | 0.34682 | 0
LCP_Inputs_ON_Diverse_Howarth_2023_05_05 | 2047 | Hydro Pumped Storage | Storage | Electricity | QC | Dispatch-Storage | FuelCost | 0 | [6 empty] | 0.34682 | 0
LCP_Inputs_ON_Diverse_Howarth_2023_05_05 | 2047 | Hydro Pumped Storage | Storage | Electricity | QC | Dispatch-Storage | VOM | 0 | [6 empty] | 0.34682 | 0
LCP_Inputs_ON_Diverse_Howarth_2023_05_05 | 2047 | Hydro Pumped Storage | Storage | Electricity | WC | Dispatch-Storage | EmissionsCost | 0 | [6 empty] | 0.34682 | 0
LCP_Inputs_ON_Diverse_Howarth_2023_05_05 | 2047 | Hydro Pumped Storage | Storage | Electricity | WC | Dispatch-Storage | FuelCost | 0 | [6 empty] | 0.34682 | 0
LCP_Inputs_ON_Diverse_Howarth_2023_05_05 | 2047 | Hydro Pumped Storage | Storage | Electricity | WC | Dispatch-Storage | VOM | 0 | [6 empty] | 0.34682 | 0
LCP_Inputs_ON_Diverse_Howarth_2023_05_05 | 2047 | Nuclear | Generation | Electricity | MI | Dispatch-Generation | EmissionsCost | 0 | [6 empty] | 0.34682 | 0
LCP_Inputs_ON_Diverse_Howarth_2023_05_05 | 2047 | Nuclear | Generation | Electricity | MI | Dispatch-Generation | FuelCost | 0 | [6 empty] | 0.34682 | 0
LCP_Inputs_ON_Diverse_Howarth_2023_05_05 | 2047 | Nuclear | Generation | Electricity | MI | Dispatch-Generation | VOM | 2762866296.96 | [6 empty] | 0.34682 | 958207812.8429
LCP_Inputs_ON_Diverse_Howarth_2023_05_05 | 2047 | Nuclear | Generation | Electricity | NY | Dispatch-Generation | EmissionsCost | 0 | [6 empty] | 0.34682 | 0
LCP_Inputs_ON_Diverse_Howarth_2023_05_05 | 2047 | Nuclear | Generation | Electricity | NY | Dispatch-Generation | FuelCost | 0 | [6 empty] | 0.34682 | 0
LCP_Inputs_ON_Diverse_Howarth_2023_05_05 | 2047 | Nuclear | Generation | Electricity | NY | Dispatch-Generation | VOM | 2246155230.144 | [6 empty] | 0.34682 | 779003852.9009
LCP_Inputs_ON_Diverse_Howarth_2023_05_05 | 2047 | Nuclear | Generation | Electricity | ON | Dispatch-Generation | EmissionsCost | 0 | [6 empty] | 0.34682 | 0
LCP_Inputs_ON_Diverse_Howarth_2023_05_05 | 2047 | Nuclear | Generation | Electricity | ON | Dispatch-Generation | FuelCost | 0 | [6 empty] | 0.34682 | 0
LCP_Inputs_ON_Diverse_Howarth_2023_05_05 | 2047 | Nuclear | Generation | Electricity | ON | Dispatch-Generation | VOM | 7837478141.9618 | [6 empty] | 0.34682 | 2718167287.6739
LCP_Inputs_ON_Diverse_Howarth_2023_05_05 | 2047 | Nuclear | Generation | Electricity | PJ | Dispatch-Generation | EmissionsCost | 0 | [6 empty] | 0.34682 | 0
LCP_Inputs_ON_Diverse_Howarth_2023_05_05 | 2047 | Nuclear | Generation | Electricity | PJ | Dispatch-Generation | FuelCost | 0 | [6 empty] | 0.34682 | 0
LCP_Inputs_ON_Diverse_Howarth_2023_05_05 | 2047 | Nuclear | Generation | Electricity | PJ | Dispatch-Generation | VOM | 6401347648.6848 | [6 empty] | 0.34682 | 2220093435.7346
LCP_Inputs_ON_Diverse_Howarth_2023_05_05 | 2047 | Nuclear | Generation | Electricity | QC | Dispatch-Generation | EmissionsCost | 0 | [6 empty] | 0.34682 | 0
LCP_Inputs_ON_Diverse_Howarth_2023_05_05 | 2047 | Nuclear | Generation | Electricity | QC | Dispatch-Generation | FuelCost | 0 | [6 empty] | 0.34682 | 0
LCP_Inputs_ON_Diverse_Howarth_2023_05_05 | 2047 | Nuclear | Generation | Electricity | QC | Dispatch-Generation | VOM | 0 | [6 empty] | 0.34682 | 0
LCP_Inputs_ON_Diverse_Howarth_2023_05_05 | 2047 | Nuclear | Generation | Electricity | WC | Dispatch-Generation | EmissionsCost | 0 | [6 empty] | 0.34682 | 0
LCP_Inputs_ON_Diverse_Howarth_2023_05_05 | 2047 | Nuclear | Generation | Electricity | WC | Dispatch-Generation | FuelCost | 0 | [6 empty] | 0.34682 | 0
LCP_Inputs_ON_Diverse_Howarth_2023_05_05 | 2047 | Nuclear | Generation | Electricity | WC | Dispatch-Generation | VOM | 0 | [6 empty] | 0.34682 | 0
LCP_Inputs_ON_Diverse_Howarth_2023_05_05 | 2047 | Nuclear SMR | Generation | Electricity | MI | Dispatch-Generation | EmissionsCost | 0 | [6 empty] | 0.34682 | 0
LCP_Inputs_ON_Diverse_Howarth_2023_05_05 | 2047 | Nuclear SMR | Generation | Electricity | MI | Dispatch-Generation | FuelCost | 0 | [6 empty] | 0.34682 | 0
LCP_Inputs_ON_Diverse_Howarth_2023_05_05 | 2047 | Nuclear SMR | Generation | Electricity | MI | Dispatch-Generation | VOM | 0 | [6 empty] | 0.34682 | 0
LCP_Inputs_ON_Diverse_Howarth_2023_05_05 | 2047 | Nuclear SMR | Generation | Electricity | NY | Dispatch-Generation | EmissionsCost | 0 | [6 empty] | 0.34682 | 0
LCP_Inputs_ON_Diverse_Howarth_2023_05_05 | 2047 | Nuclear SMR | Generation | Electricity | NY | Dispatch-Generation | FuelCost | 0 | [6 empty] | 0.34682 | 0
LCP_Inputs_ON_Diverse_Howarth_2023_05_05 | 2047 | Nuclear SMR | Generation | Electricity | NY | Dispatch-Generation | VOM | 0 | [6 empty] | 0.34682 | 0
LCP_Inputs_ON_Diverse_Howarth_2023_05_05 | 2047 | Nuclear SMR | Generation | Electricity | ON | Dispatch-Generation | EmissionsCost | 0 | [6 empty] | 0.34682 | 0
LCP_Inputs_ON_Diverse_Howarth_2023_05_05 | 2047 | Nuclear SMR | Generation | Electricity | ON | Dispatch-Generation | FuelCost | 0 | [6 empty] | 0.34682 | 0
LCP_Inputs_ON_Diverse_Howarth_2023_05_05 | 2047 | Nuclear SMR | Generation | Electricity | ON | Dispatch-Generation | VOM | 209585025.0029 | [6 empty] | 0.34682 | 72687559.5224
LCP_Inputs_ON_Diverse_Howarth_2023_05_05 | 2047 | Nuclear SMR | Generation | Electricity | PJ | Dispatch-Generation | EmissionsCost | 0 | [6 empty] | 0.34682 | 0
LCP_Inputs_ON_Diverse_Howarth_2023_05_05 | 2047 | Nuclear SMR | Generation | Electricity | PJ | Dispatch-Generation | FuelCost | 0 | [6 empty] | 0.34682 | 0
LCP_Inputs_ON_Diverse_Howarth_2023_05_05 | 2047 | Nuclear SMR | Generation | Electricity | PJ | Dispatch-Generation | VOM | 0 | [6 empty] | 0.34682 | 0
LCP_Inputs_ON_Diverse_Howarth_2023_05_05 | 2047 | Nuclear SMR | Generation | Electricity | QC | Dispatch-Generation | EmissionsCost | 0 | [6 empty] | 0.34682 | 0
LCP_Inputs_ON_Diverse_Howarth_2023_05_05 | 2047 | Nuclear SMR | Generation | Electricity | QC | Dispatch-Generation | FuelCost | 0 | [6 empty] | 0.34682 | 0
LCP_Inputs_ON_Diverse_Howarth_2023_05_05 | 2047 | Nuclear SMR | Generation | Electricity | QC | Dispatch-Generation | VOM | 0 | [6 empty] | 0.34682 | 0
LCP_Inputs_ON_Diverse_Howarth_2023_05_05 | 2047 | Nuclear SMR | Generation | Electricity | WC | Dispatch-Generation | EmissionsCost | 0 | [6 empty] | 0.34682 | 0
LCP_Inputs_ON_Diverse_Howarth_2023_05_05 | 2047 | Nuclear SMR | Generation | Electricity | WC | Dispatch-Generation | FuelCost | 0 | [6 empty] | 0.34682 | 0
LCP_Inputs_ON_Diverse_Howarth_2023_05_05 | 2047 | Nuclear SMR | Generation | Electricity | WC | Dispatch-Generation | VOM | 0 | [6 empty] | 0.34682 | 0
LCP_Inputs_ON_Diverse_Howarth_2023_05_05 | 2047 | O/CCGT - CH4 Existing | Crossload | Electricity | MI | Dispatch-Crossload | EmissionsCost | 0 | [6 empty] | 0.34682 | 0
LCP_Inputs_ON_Diverse_Howarth_2023_05_05 | 2047 | O/CCGT - CH4 Existing | Crossload | Electricity | MI | Dispatch-Crossload | FuelCost | 0 | [6 empty] | 0.34682 | 0
LCP_Inputs_ON_Diverse_Howarth_2023_05_05 | 2047 | O/CCGT - CH4 Existing | Crossload | Electricity | MI | Dispatch-Crossload | VOM | 0 | [6 empty] | 0.34682 | 0
LCP_Inputs_ON_Diverse_Howarth_2023_05_05 | 2047 | O/CCGT - CH4 Existing | Crossload | Electricity | NY | Dispatch-Crossload | EmissionsCost | 0 | [6 empty] | 0.34682 | 0
LCP_Inputs_ON_Diverse_Howarth_2023_05_05 | 2047 | O/CCGT - CH4 Existing | Crossload | Electricity | NY | Dispatch-Crossload | FuelCost | 0 | [6 empty] | 0.34682 | 0
LCP_Inputs_ON_Diverse_Howarth_2023_05_05 | 2047 | O/CCGT - CH4 Existing | Crossload | Electricity | NY | Dispatch-Crossload | VOM | 0 | [6 empty] | 0.34682 | 0
LCP_Inputs_ON_Diverse_Howarth_2023_05_05 | 2047 | O/CCGT - CH4 Existing | Crossload | Electricity | ON | Dispatch-Crossload | EmissionsCost | 3390434.5216 | [6 empty] | 0.34682 | 1175858.872
LCP_Inputs_ON_Diverse_Howarth_2023_05_05 | 2047 | O/CCGT - CH4 Existing | Crossload | Electricity | ON | Dispatch-Crossload | FuelCost | 0 | [6 empty] | 0.34682 | 0
LCP_Inputs_ON_Diverse_Howarth_2023_05_05 | 2047 | O/CCGT - CH4 Existing | Crossload | Electricity | ON | Dispatch-Crossload | VOM | 205052.9936 | [6 empty] | 0.34682 | 71115.7759
LCP_Inputs_ON_Diverse_Howarth_2023_05_05 | 2047 | O/CCGT - CH4 Existing | Crossload | Electricity | PJ | Dispatch-Crossload | EmissionsCost | 0 | [6 empty] | 0.34682 | 0
LCP_Inputs_ON_Diverse_Howarth_2023_05_05 | 2047 | O/CCGT - CH4 Existing | Crossload | Electricity | PJ | Dispatch-Crossload | FuelCost | 0 | [6 empty] | 0.34682 | 0
LCP_Inputs_ON_Diverse_Howarth_2023_05_05 | 2047 | O/CCGT - CH4 Existing | Crossload | Electricity | PJ | Dispatch-Crossload | VOM | 0 | [6 empty] | 0.34682 | 0
LCP_Inputs_ON_Diverse_Howarth_2023_05_05 | 2047 | O/CCGT - CH4 Existing | Crossload | Electricity | QC | Dispatch-Crossload | EmissionsCost | 0 | [6 empty] | 0.34682 | 0
LCP_Inputs_ON_Diverse_Howarth_2023_05_05 | 2047 | O/CCGT - CH4 Existing | Crossload | Electricity | QC | Dispatch-Crossload | FuelCost | 0 | [6 empty] | 0.34682 | 0
LCP_Inputs_ON_Diverse_Howarth_2023_05_05 | 2047 | O/CCGT - CH4 Existing | Crossload | Electricity | QC | Dispatch-Crossload | VOM | 0 | [6 empty] | 0.34682 | 0
LCP_Inputs_ON_Diverse_Howarth_2023_05_05 | 2047 | O/CCGT - CH4 Existing | Crossload | Electricity | WC | Dispatch-Crossload | EmissionsCost | 0 | [6 empty] | 0.34682 | 0
LCP_Inputs_ON_Diverse_Howarth_2023_05_05 | 2047 | O/CCGT - CH4 Existing | Crossload | Electricity | WC | Dispatch-Crossload | FuelCost | 0 | [6 empty] | 0.34682 | 0
LCP_Inputs_ON_Diverse_Howarth_2023_05_05 | 2047 | O/CCGT - CH4 Existing | Crossload | Electricity | WC | Dispatch-Crossload | VOM | 0 | [6 empty] | 0.34682 | 0
LCP_Inputs_ON_Diverse_Howarth_2023_05_05 | 2047 | O/CCGT - CH4 New | Crossload | Electricity | MI | Dispatch-Crossload | EmissionsCost | 0 | [6 empty] | 0.34682 | 0
LCP_Inputs_ON_Diverse_Howarth_2023_05_05 | 2047 | O/CCGT - CH4 New | Crossload | Electricity | MI | Dispatch-Crossload | FuelCost | 0 | [6 empty] | 0.34682 | 0
LCP_Inputs_ON_Diverse_Howarth_2023_05_05 | 2047 | O/CCGT - CH4 New | Crossload | Electricity | MI | Dispatch-Crossload | VOM | 0 | [6 empty] | 0.34682 | 0
LCP_Inputs_ON_Diverse_Howarth_2023_05_05 | 2047 | O/CCGT - CH4 New | Crossload | Electricity | NY | Dispatch-Crossload | EmissionsCost | 0 | [6 empty] | 0.34682 | 0
LCP_Inputs_ON_Diverse_Howarth_2023_05_05 | 2047 | O/CCGT - CH4 New | Crossload | Electricity | NY | Dispatch-Crossload | FuelCost | 0 | [6 empty] | 0.34682 | 0
LCP_Inputs_ON_Diverse_Howarth_2023_05_05 | 2047 | O/CCGT - CH4 New | Crossload | Electricity | NY | Dispatch-Crossload | VOM | 0 | [6 empty] | 0.34682 | 0
LCP_Inputs_ON_Diverse_Howarth_2023_05_05 | 2047 | O/CCGT - CH4 New | Crossload | Electricity | ON | Dispatch-Crossload | EmissionsCost | 1511114.6946 | [6 empty] | 0.34682 | 524079.6155
LCP_Inputs_ON_Diverse_Howarth_2023_05_05 | 2047 | O/CCGT - CH4 New | Crossload | Electricity | ON | Dispatch-Crossload | FuelCost | 0 | [6 empty] | 0.34682 | 0
LCP_Inputs_ON_Diverse_Howarth_2023_05_05 | 2047 | O/CCGT - CH4 New | Crossload | Electricity | ON | Dispatch-Crossload | VOM | 91392 | [6 empty] | 0.34682 | 31696.26
LCP_Inputs_ON_Diverse_Howarth_2023_05_05 | 2047 | O/CCGT - CH4 New | Crossload | Electricity | PJ | Dispatch-Crossload | EmissionsCost | 0 | [6 empty] | 0.34682 | 0
LCP_Inputs_ON_Diverse_Howarth_2023_05_05 | 2047 | O/CCGT - CH4 New | Crossload | Electricity | PJ | Dispatch-Crossload | FuelCost | 0 | [6 empty] | 0.34682 | 0
LCP_Inputs_ON_Diverse_Howarth_2023_05_05 | 2047 | O/CCGT - CH4 New | Crossload | Electricity | PJ | Dispatch-Crossload | VOM | 0 | [6 empty] | 0.34682 | 0
LCP_Inputs_ON_Diverse_Howarth_2023_05_05 | 2047 | O/CCGT - CH4 New | Crossload | Electricity | QC | Dispatch-Crossload | EmissionsCost | 0 | [6 empty] | 0.34682 | 0
LCP_Inputs_ON_Diverse_Howarth_2023_05_05 | 2047 | O/CCGT - CH4 New | Crossload | Electricity | QC | Dispatch-Crossload | FuelCost | 0 | [6 empty] | 0.34682 | 0
LCP_Inputs_ON_Diverse_Howarth_2023_05_05 | 2047 | O/CCGT - CH4 New | Crossload | Electricity | QC | Dispatch-Crossload | VOM | 0 | [6 empty] | 0.34682 | 0
LCP_Inputs_ON_Diverse_Howarth_2023_05_05 | 2047 | O/CCGT - CH4 New | Crossload | Electricity | WC | Dispatch-Crossload | EmissionsCost | 0 | [6 empty] | 0.34682 | 0
LCP_Inputs_ON_Diverse_Howarth_2023_05_05 | 2047 | O/CCGT - CH4 New | Crossload | Electricity | WC | Dispatch-Crossload | FuelCost | 0 | [6 empty] | 0.34682 | 0
LCP_Inputs_ON_Diverse_Howarth_2023_05_05 | 2047 | O/CCGT - CH4 New | Crossload | Electricity | WC | Dispatch-Crossload | VOM | 0 | [6 empty] | 0.34682 | 0
LCP_Inputs_ON_Diverse_Howarth_2023_05_05 | 2047 | O/CCGT - H2 New | Crossload | Electricity | MI | Dispatch-Crossload | EmissionsCost | 0 | [6 empty] | 0.34682 | 0
LCP_Inputs_ON_Diverse_Howarth_2023_05_05 | 2047 | O/CCGT - H2 New | Crossload | Electricity | MI | Dispatch-Crossload | FuelCost | 0 | [6 empty] | 0.34682 | 0
LCP_Inputs_ON_Diverse_Howarth_2023_05_05 | 2047 | O/CCGT - H2 New | Crossload | Electricity | MI | Dispatch-Crossload | VOM | 0 | [6 empty] | 0.34682 | 0
LCP_Inputs_ON_Diverse_Howarth_2023_05_05 | 2047 | O/CCGT - H2 New | Crossload | Electricity | NY | Dispatch-Crossload | EmissionsCost | 0 | [6 empty] | 0.34682 | 0
LCP_Inputs_ON_Diverse_Howarth_2023_05_05 | 2047 | O/CCGT - H2 New | Crossload | Electricity | NY | Dispatch-Crossload | FuelCost | 0 | [6 empty] | 0.34682 | 0
LCP_Inputs_ON_Diverse_Howarth_2023_05_05 | 2047 | O/CCGT - H2 New | Crossload | Electricity | NY | Dispatch-Crossload | VOM | 0 | [6 empty] | 0.34682 | 0
LCP_Inputs_ON_Diverse_Howarth_2023_05_05 | 2047 | O/CCGT - H2 New | Crossload | Electricity | ON | Dispatch-Crossload | EmissionsCost | 0 | [6 empty] | 0.34682 | 0
LCP_Inputs_ON_Diverse_Howarth_2023_05_05 | 2047 | O/CCGT - H2 New | Crossload | Electricity | ON | Dispatch-Crossload | FuelCost | 0 | [6 empty] | 0.34682 | 0
LCP_Inputs_ON_Diverse_Howarth_2023_05_05 | 2047 | O/CCGT - H2 New | Crossload | Electricity | ON | Dispatch-Crossload | VOM | 380530.774 | [6 empty] | 0.34682 | 131974.3779
LCP_Inputs_ON_Diverse_Howarth_2023_05_05 | 2047 | O/CCGT - H2 New | Crossload | Electricity | PJ | Dispatch-Crossload | EmissionsCost | 0 | [6 empty] | 0.34682 | 0
LCP_Inputs_ON_Diverse_Howarth_2023_05_05 | 2047 | O/CCGT - H2 New | Crossload | Electricity | PJ | Dispatch-Crossload | FuelCost | 0 | [6 empty] | 0.34682 | 0
LCP_Inputs_ON_Diverse_Howarth_2023_05_05 | 2047 | O/CCGT - H2 New | Crossload | Electricity | PJ | Dispatch-Crossload | VOM | 0 | [6 empty] | 0.34682 | 0
LCP_Inputs_ON_Diverse_Howarth_2023_05_05 | 2047 | O/CCGT - H2 New | Crossload | Electricity | QC | Dispatch-Crossload | EmissionsCost | 0 | [6 empty] | 0.34682 | 0
LCP_Inputs_ON_Diverse_Howarth_2023_05_05 | 2047 | O/CCGT - H2 New | Crossload | Electricity | QC | Dispatch-Crossload | FuelCost | 0 | [6 empty] | 0.34682 | 0
LCP_Inputs_ON_Diverse_Howarth_2023_05_05 | 2047 | O/CCGT - H2 New | Crossload | Electricity | QC | Dispatch-Crossload | VOM | 0 | [6 empty] | 0.34682 | 0
LCP_Inputs_ON_Diverse_Howarth_2023_05_05 | 2047 | O/CCGT - H2 New | Crossload | Electricity | WC | Dispatch-Crossload | EmissionsCost | 0 | [6 empty] | 0.34682 | 0
LCP_Inputs_ON_Diverse_Howarth_2023_05_05 | 2047 | O/CCGT - H2 New | Crossload | Electricity | WC | Dispatch-Crossload | FuelCost | 0 | [6 empty] | 0.34682 | 0
LCP_Inputs_ON_Diverse_Howarth_2023_05_05 | 2047 | O/CCGT - H2 New | Crossload | Electricity | WC | Dispatch-Crossload | VOM | 0 | [6 empty] | 0.34682 | 0
LCP_Inputs_ON_Diverse_Howarth_2023_05_05 | 2047 | SMR CCS | Generation | Hydrogen | MI | Dispatch-Generation | EmissionsCost | 0 | [6 empty] | 0.34682 | 0
LCP_Inputs_ON_Diverse_Howarth_2023_05_05 | 2047 | SMR CCS | Generation | Hydrogen | MI | Dispatch-Generation | FuelCost | 0 | [6 empty] | 0.34682 | 0
LCP_Inputs_ON_Diverse_Howarth_2023_05_05 | 2047 | SMR CCS | Generation | Hydrogen | MI | Dispatch-Generation | VOM | 0 | [6 empty] | 0.34682 | 0
LCP_Inputs_ON_Diverse_Howarth_2023_05_05 | 2047 | SMR CCS | Generation | Hydrogen | NY | Dispatch-Generation | EmissionsCost | 0 | [6 empty] | 0.34682 | 0
LCP_Inputs_ON_Diverse_Howarth_2023_05_05 | 2047 | SMR CCS | Generation | Hydrogen | NY | Dispatch-Generation | FuelCost | 0 | [6 empty] | 0.34682 | 0
LCP_Inputs_ON_Diverse_Howarth_2023_05_05 | 2047 | SMR CCS | Generation | Hydrogen | NY | Dispatch-Generation | VOM | 0 | [6 empty] | 0.34682 | 0
LCP_Inputs_ON_Diverse_Howarth_2023_05_05 | 2047 | SMR CCS | Generation | Hydrogen | ON | Dispatch-Generation | EmissionsCost | 388566288.3194 | [6 empty] | 0.34682 | 134761227.3835
LCP_Inputs_ON_Diverse_Howarth_2023_05_05 | 2047 | SMR CCS | Generation | Hydrogen | ON | Dispatch-Generation | FuelCost | 299932601.302 | [6 empty] | 0.34682 | 104021596.0541
LCP_Inputs_ON_Diverse_Howarth_2023_05_05 | 2047 | SMR CCS | Generation | Hydrogen | ON | Dispatch-Generation | VOM | 0 | [6 empty] | 0.34682 | 0
LCP_Inputs_ON_Diverse_Howarth_2023_05_05 | 2047 | SMR CCS | Generation | Hydrogen | PJ | Dispatch-Generation | EmissionsCost | 0 | [6 empty] | 0.34682 | 0
LCP_Inputs_ON_Diverse_Howarth_2023_05_05 | 2047 | SMR CCS | Generation | Hydrogen | PJ | Dispatch-Generation | FuelCost | 0 | [6 empty] | 0.34682 | 0
LCP_Inputs_ON_Diverse_Howarth_2023_05_05 | 2047 | SMR CCS | Generation | Hydrogen | PJ | Dispatch-Generation | VOM | 0 | [6 empty] | 0.34682 | 0
LCP_Inputs_ON_Diverse_Howarth_2023_05_05 | 2047 | SMR CCS | Generation | Hydrogen | QC | Dispatch-Generation | EmissionsCost | 0 | [6 empty] | 0.34682 | 0
LCP_Inputs_ON_Diverse_Howarth_2023_05_05 | 2047 | SMR CCS | Generation | Hydrogen | QC | Dispatch-Generation | FuelCost | 0 | [6 empty] | 0.34682 | 0
LCP_Inputs_ON_Diverse_Howarth_2023_05_05 | 2047 | SMR CCS | Generation | Hydrogen | QC | Dispatch-Generation | VOM | 0 | [6 empty] | 0.34682 | 0
LCP_Inputs_ON_Diverse_Howarth_2023_05_05 | 2047 | SMR CCS | Generation | Hydrogen | WC | Dispatch-Generation | EmissionsCost | 0 | [6 empty] | 0.34682 | 0
LCP_Inputs_ON_Diverse_Howarth_2023_05_05 | 2047 | SMR CCS | Generation | Hydrogen | WC | Dispatch-Generation | FuelCost | 0 | [6 empty] | 0.34682 | 0
LCP_Inputs_ON_Diverse_Howarth_2023_05_05 | 2047 | SMR CCS | Generation | Hydrogen | WC | Dispatch-Generation | VOM | 0 | [6 empty] | 0.34682 | 0
LCP_Inputs_ON_Diverse_Howarth_2023_05_05 | 2047 | Solar PV | Generation | Electricity | MI | Dispatch-Generation | EmissionsCost | 0 | [6 empty] | 0.34682 | 0
LCP_Inputs_ON_Diverse_Howarth_2023_05_05 | 2047 | Solar PV | Generation | Electricity | MI | Dispatch-Generation | FuelCost | 0 | [6 empty] | 0.34682 | 0
LCP_Inputs_ON_Diverse_Howarth_2023_05_05 | 2047 | Solar PV | Generation | Electricity | MI | Dispatch-Generation | VOM | 0 | [6 empty] | 0.34682 | 0
LCP_Inputs_ON_Diverse_Howarth_2023_05_05 | 2047 | Solar PV | Generation | Electricity | NY | Dispatch-Generation | EmissionsCost | 0 | [6 empty] | 0.34682 | 0
LCP_Inputs_ON_Diverse_Howarth_2023_05_05 | 2047 | Solar PV | Generation | Electricity | NY | Dispatch-Generation | FuelCost | 0 | [6 empty] | 0.34682 | 0
LCP_Inputs_ON_Diverse_Howarth_2023_05_05 | 2047 | Solar PV | Generation | Electricity | NY | Dispatch-Generation | VOM | 0 | [6 empty] | 0.34682 | 0
LCP_Inputs_ON_Diverse_Howarth_2023_05_05 | 2047 | Solar PV | Generation | Electricity | ON | Dispatch-Generation | EmissionsCost | 0 | [6 empty] | 0.34682 | 0
LCP_Inputs_ON_Diverse_Howarth_2023_05_05 | 2047 | Solar PV | Generation | Electricity | ON | Dispatch-Generation | FuelCost | 0 | [6 empty] | 0.34682 | 0
LCP_Inputs_ON_Diverse_Howarth_2023_05_05 | 2047 | Solar PV | Generation | Electricity | ON | Dispatch-Generation | VOM | 0 | [6 empty] | 0.34682 | 0
LCP_Inputs_ON_Diverse_Howarth_2023_05_05 | 2047 | Solar PV | Generation | Electricity | PJ | Dispatch-Generation | EmissionsCost | 0 | [6 empty] | 0.34682 | 0
LCP_Inputs_ON_Diverse_Howarth_2023_05_05 | 2047 | Solar PV | Generation | Electricity | PJ | Dispatch-Generation | FuelCost | 0 | [6 empty] | 0.34682 | 0
LCP_Inputs_ON_Diverse_Howarth_2023_05_05 | 2047 | Solar PV | Generation | Electricity | PJ | Dispatch-Generation | VOM | 0 | [6 empty] | 0.34682 | 0
LCP_Inputs_ON_Diverse_Howarth_2023_05_05 | 2047 | Solar PV | Generation | Electricity | QC | Dispatch-Generation | EmissionsCost | 0 | [6 empty] | 0.34682 | 0
LCP_Inputs_ON_Diverse_Howarth_2023_05_05 | 2047 | Solar PV | Generation | Electricity | QC | Dispatch-Generation | FuelCost | 0 | [6 empty] | 0.34682 | 0
LCP_Inputs_ON_Diverse_Howarth_2023_05_05 | 2047 | Solar PV | Generation | Electricity | QC | Dispatch-Generation | VOM | 0 | [6 empty] | 0.34682 | 0
LCP_Inputs_ON_Diverse_Howarth_2023_05_05 | 2047 | Solar PV | Generation | Electricity | WC | Dispatch-Generation | EmissionsCost | 0 | [6 empty] | 0.34682 | 0
LCP_Inputs_ON_Diverse_Howarth_2023_05_05 | 2047 | Solar PV | Generation | Electricity | WC | Dispatch-Generation | FuelCost | 0 | [6 empty] | 0.34682 | 0
LCP_Inputs_ON_Diverse_Howarth_2023_05_05 | 2047 | Solar PV | Generation | Electricity | WC | Dispatch-Generation | VOM | 0 | [6 empty] | 0.34682 | 0
LCP_Inputs_ON_Diverse_Howarth_2023_05_05 | 2047 | Wind Offshore | Generation | Electricity | MI | Dispatch-Generation | EmissionsCost | 0 | [6 empty] | 0.34682 | 0
LCP_Inputs_ON_Diverse_Howarth_2023_05_05 | 2047 | Wind Offshore | Generation | Electricity | MI | Dispatch-Generation | FuelCost | 0 | [6 empty] | 0.34682 | 0
LCP_Inputs_ON_Diverse_Howarth_2023_05_05 | 2047 | Wind Offshore | Generation | Electricity | MI | Dispatch-Generation | VOM | 0 | [6 empty] | 0.34682 | 0
LCP_Inputs_ON_Diverse_Howarth_2023_05_05 | 2047 | Wind Offshore | Generation | Electricity | NY | Dispatch-Generation | EmissionsCost | 0 | [6 empty] | 0.34682 | 0
LCP_Inputs_ON_Diverse_Howarth_2023_05_05 | 2047 | Wind Offshore | Generation | Electricity | NY | Dispatch-Generation | FuelCost | 0 | [6 empty] | 0.34682 | 0
LCP_Inputs_ON_Diverse_Howarth_2023_05_05 | 2047 | Wind Offshore | Generation | Electricity | NY | Dispatch-Generation | VOM | 0 | [6 empty] | 0.34682 | 0
LCP_Inputs_ON_Diverse_Howarth_2023_05_05 | 2047 | Wind Offshore | Generation | Electricity | ON | Dispatch-Generation | EmissionsCost | 0 | [6 empty] | 0.34682 | 0
LCP_Inputs_ON_Diverse_Howarth_2023_05_05 | 2047 | Wind Offshore | Generation | Electricity | ON | Dispatch-Generation | FuelCost | 0 | [6 empty] | 0.34682 | 0
LCP_Inputs_ON_Diverse_Howarth_2023_05_05 | 2047 | Wind Offshore | Generation | Electricity | ON | Dispatch-Generation | VOM | 0 | [6 empty] | 0.34682 | 0
LCP_Inputs_ON_Diverse_Howarth_2023_05_05 | 2047 | Wind Offshore | Generation | Electricity | PJ | Dispatch-Generation | EmissionsCost | 0 | [6 empty] | 0.34682 | 0
LCP_Inputs_ON_Diverse_Howarth_2023_05_05 | 2047 | Wind Offshore | Generation | Electricity | PJ | Dispatch-Generation | FuelCost | 0 | [6 empty] | 0.34682 | 0
LCP_Inputs_ON_Diverse_Howarth_2023_05_05 | 2047 | Wind Offshore | Generation | Electricity | PJ | Dispatch-Generation | VOM | 0 | [6 empty] | 0.34682 | 0
LCP_Inputs_ON_Diverse_Howarth_2023_05_05 | 2047 | Wind Offshore | Generation | Electricity | QC | Dispatch-Generation | EmissionsCost | 0 | [6 empty] | 0.34682 | 0
LCP_Inputs_ON_Diverse_Howarth_2023_05_05 | 2047 | Wind Offshore | Generation | Electricity | QC | Dispatch-Generation | FuelCost | 0 | [6 empty] | 0.34682 | 0
LCP_Inputs_ON_Diverse_Howarth_2023_05_05 | 2047 | Wind Offshore | Generation | Electricity | QC | Dispatch-Generation | VOM | 0 | [6 empty] | 0.34682 | 0
LCP_Inputs_ON_Diverse_Howarth_2023_05_05 | 2047 | Wind Offshore | Generation | Electricity | WC | Dispatch-Generation | EmissionsCost | 0 | [6 empty] | 0.34682 | 0
LCP_Inputs_ON_Diverse_Howarth_2023_05_05 | 2047 | Wind Offshore | Generation | Electricity | WC | Dispatch-Generation | FuelCost | 0 | [6 empty] | 0.34682 | 0
LCP_Inputs_ON_Diverse_Howarth_2023_05_05 | 2047 | Wind Offshore | Generation | Electricity | WC | Dispatch-Generation | VOM | 0 | [6 empty] | 0.34682 | 0
LCP_Inputs_ON_Diverse_Howarth_2023_05_05 | 2047 | Wind Onshore | Generation | Electricity | MI | Dispatch-Generation | EmissionsCost | 0 | [6 empty] | 0.34682 | 0
LCP_Inputs_ON_Diverse_Howarth_2023_05_05 | 2047 | Wind Onshore | Generation | Electricity | MI | Dispatch-Generation | FuelCost | 0 | [6 empty] | 0.34682 | 0
LCP_Inputs_ON_Diverse_Howarth_2023_05_05 | 2047 | Wind Onshore | Generation | Electricity | MI | Dispatch-Generation | VOM | 0 | [6 empty] | 0.34682 | 0
LCP_Inputs_ON_Diverse_Howarth_2023_05_05 | 2047 | Wind Onshore | Generation | Electricity | NY | Dispatch-Generation | EmissionsCost | 0 | [6 empty] | 0.34682 | 0
LCP_Inputs_ON_Diverse_Howarth_2023_05_05 | 2047 | Wind Onshore | Generation | Electricity | NY | Dispatch-Generation | FuelCost | 0 | [6 empty] | 0.34682 | 0
LCP_Inputs_ON_Diverse_Howarth_2023_05_05 | 2047 | Wind Onshore | Generation | Electricity | NY | Dispatch-Generation | VOM | 0 | [6 empty] | 0.34682 | 0
LCP_Inputs_ON_Diverse_Howarth_2023_05_05 | 2047 | Wind Onshore | Generation | Electricity | ON | Dispatch-Generation | EmissionsCost | 0 | [6 empty] | 0.34682 | 0
LCP_Inputs_ON_Diverse_Howarth_2023_05_05 | 2047 | Wind Onshore | Generation | Electricity | ON | Dispatch-Generation | FuelCost | 0 | [6 empty] | 0.34682 | 0
LCP_Inputs_ON_Diverse_Howarth_2023_05_05 | 2047 | Wind Onshore | Generation | Electricity | ON | Dispatch-Generation | VOM | 0 | [6 empty] | 0.34682 | 0
LCP_Inputs_ON_Diverse_Howarth_2023_05_05 | 2047 | Wind Onshore | Generation | Electricity | PJ | Dispatch-Generation | EmissionsCost | 0 | [6 empty] | 0.34682 | 0
LCP_Inputs_ON_Diverse_Howarth_2023_05_05 | 2047 | Wind Onshore | Generation | Electricity | PJ | Dispatch-Generation | FuelCost | 0 | [6 empty] | 0.34682 | 0
LCP_Inputs_ON_Diverse_Howarth_2023_05_05 | 2047 | Wind Onshore | Generation | Electricity | PJ | Dispatch-Generation | VOM | 0 | [6 empty] | 0.34682 | 0
LCP_Inputs_ON_Diverse_Howarth_2023_05_05 | 2047 | Wind Onshore | Generation | Electricity | QC | Dispatch-Generation | EmissionsCost | 0 | [6 empty] | 0.34682 | 0
LCP_Inputs_ON_Diverse_Howarth_2023_05_05 | 2047 | Wind Onshore | Generation | Electricity | QC | Dispatch-Generation | FuelCost | 0 | [6 empty] | 0.34682 | 0
LCP_Inputs_ON_Diverse_Howarth_2023_05_05 | 2047 | Wind Onshore | Generation | Electricity | QC | Dispatch-Generation | VOM | 0 | [6 empty] | 0.34682 | 0
LCP_Inputs_ON_Diverse_Howarth_2023_05_05 | 2047 | Wind Onshore | Generation | Electricity | WC | Dispatch-Generation | EmissionsCost | 0 | [6 empty] | 0.34682 | 0
LCP_Inputs_ON_Diverse_Howarth_2023_05_05 | 2047 | Wind Onshore | Generation | Electricity | WC | Dispatch-Generation | FuelCost | 0 | [6 empty] | 0.34682 | 0
LCP_Inputs_ON_Diverse_Howarth_2023_05_05 | 2047 | Wind Onshore | Generation | Electricity | WC | Dispatch-Generation | VOM | 0 | [6 empty] | 0.34682 | 0
LCP_Inputs_ON_Diverse_Howarth_2023_05_05 | 2048 | Anaerobic Digestion | Generation | Methane | MI | Dispatch-Generation | EmissionsCost | 0 | [6 empty] | 0.33348 | 0
LCP_Inputs_ON_Diverse_Howarth_2023_05_05 | 2048 | Anaerobic Digestion | Generation | Methane | MI | Dispatch-Generation | FuelCost | 0 | [6 empty] | 0.33348 | 0
LCP_Inputs_ON_Diverse_Howarth_2023_05_05 | 2048 | Anaerobic Digestion | Generation | Methane | MI | Dispatch-Generation | VOM | 0 | [6 empty] | 0.33348 | 0
LCP_Inputs_ON_Diverse_Howarth_2023_05_05 | 2048 | Anaerobic Digestion | Generation | Methane | NY | Dispatch-Generation | EmissionsCost | 0 | [6 empty] | 0.33348 | 0
LCP_Inputs_ON_Diverse_Howarth_2023_05_05 | 2048 | Anaerobic Digestion | Generation | Methane | NY | Dispatch-Generation | FuelCost | 0 | [6 empty] | 0.33348 | 0
LCP_Inputs_ON_Diverse_Howarth_2023_05_05 | 2048 | Anaerobic Digestion | Generation | Methane | NY | Dispatch-Generation | VOM | 0 | [6 empty] | 0.33348 | 0
LCP_Inputs_ON_Diverse_Howarth_2023_05_05 | 2048 | Anaerobic Digestion | Generation | Methane | ON | Dispatch-Generation | EmissionsCost | 3867281.1607 | [6 empty] | 0.33348 | 1289651.1422
LCP_Inputs_ON_Diverse_Howarth_2023_05_05 | 2048 | Anaerobic Digestion | Generation | Methane | ON | Dispatch-Generation | FuelCost | 0 | [6 empty] | 0.33348 | 0
LCP_Inputs_ON_Diverse_Howarth_2023_05_05 | 2048 | Anaerobic Digestion | Generation | Methane | ON | Dispatch-Generation | VOM | 1742440000 | [6 empty] | 0.33348 | 581064485.0572
LCP_Inputs_ON_Diverse_Howarth_2023_05_05 | 2048 | Anaerobic Digestion | Generation | Methane | PJ | Dispatch-Generation | EmissionsCost | 0 | [6 empty] | 0.33348 | 0
LCP_Inputs_ON_Diverse_Howarth_2023_05_05 | 2048 | Anaerobic Digestion | Generation | Methane | PJ | Dispatch-Generation | FuelCost | 0 | [6 empty] | 0.33348 | 0
LCP_Inputs_ON_Diverse_Howarth_2023_05_05 | 2048 | Anaerobic Digestion | Generation | Methane | PJ | Dispatch-Generation | VOM | 0 | [6 empty] | 0.33348 | 0
LCP_Inputs_ON_Diverse_Howarth_2023_05_05 | 2048 | Anaerobic Digestion | Generation | Methane | QC | Dispatch-Generation | EmissionsCost | 0 | [6 empty] | 0.33348 | 0
LCP_Inputs_ON_Diverse_Howarth_2023_05_05 | 2048 | Anaerobic Digestion | Generation | Methane | QC | Dispatch-Generation | FuelCost | 0 | [6 empty] | 0.33348 | 0
LCP_Inputs_ON_Diverse_Howarth_2023_05_05 | 2048 | Anaerobic Digestion | Generation | Methane | QC | Dispatch-Generation | VOM | 0 | [6 empty] | 0.33348 | 0
LCP_Inputs_ON_Diverse_Howarth_2023_05_05 | 2048 | Anaerobic Digestion | Generation | Methane | WC | Dispatch-Generation | EmissionsCost | 0 | [6 empty] | 0.33348 | 0
LCP_Inputs_ON_Diverse_Howarth_2023_05_05 | 2048 | Anaerobic Digestion | Generation | Methane | WC | Dispatch-Generation | FuelCost | 0 | [6 empty] | 0.33348 | 0
LCP_Inputs_ON_Diverse_Howarth_2023_05_05 | 2048 | Anaerobic Digestion | Generation | Methane | WC | Dispatch-Generation | VOM | 0 | [6 empty] | 0.33348 | 0
LCP_Inputs_ON_Diverse_Howarth_2023_05_05 | 2048 | Battery Storage | Storage | Electricity | MI | Dispatch-Storage | EmissionsCost | 0 | [6 empty] | 0.33348 | 0
LCP_Inputs_ON_Diverse_Howarth_2023_05_05 | 2048 | Battery Storage | Storage | Electricity | MI | Dispatch-Storage | FuelCost | 0 | [6 empty] | 0.33348 | 0
LCP_Inputs_ON_Diverse_Howarth_2023_05_05 | 2048 | Battery Storage | Storage | Electricity | MI | Dispatch-Storage | VOM | 0 | [6 empty] | 0.33348 | 0
LCP_Inputs_ON_Diverse_Howarth_2023_05_05 | 2048 | Battery Storage | Storage | Electricity | NY | Dispatch-Storage | EmissionsCost | 0 | [6 empty] | 0.33348 | 0
LCP_Inputs_ON_Diverse_Howarth_2023_05_05 | 2048 | Battery Storage | Storage | Electricity | NY | Dispatch-Storage | FuelCost | 0 | [6 empty] | 0.33348 | 0
LCP_Inputs_ON_Diverse_Howarth_2023_05_05 | 2048 | Battery Storage | Storage | Electricity | NY | Dispatch-Storage | VOM | 0 | [6 empty] | 0.33348 | 0
LCP_Inputs_ON_Diverse_Howarth_2023_05_05 | 2048 | Battery Storage | Storage | Electricity | ON | Dispatch-Storage | EmissionsCost | 0 | [6 empty] | 0.33348 | 0
LCP_Inputs_ON_Diverse_Howarth_2023_05_05 | 2048 | Battery Storage | Storage | Electricity | ON | Dispatch-Storage | FuelCost | 0 | [6 empty] | 0.33348 | 0
LCP_Inputs_ON_Diverse_Howarth_2023_05_05 | 2048 | Battery Storage | Storage | Electricity | ON | Dispatch-Storage | VOM | 0 | [6 empty] | 0.33348 | 0
LCP_Inputs_ON_Diverse_Howarth_2023_05_05 | 2048 | Battery Storage | Storage | Electricity | PJ | Dispatch-Storage | EmissionsCost | 0 | [6 empty] | 0.33348 | 0
LCP_Inputs_ON_Diverse_Howarth_2023_05_05 | 2048 | Battery Storage | Storage | Electricity | PJ | Dispatch-Storage | FuelCost | 0 | [6 empty] | 0.33348 | 0
LCP_Inputs_ON_Diverse_Howarth_2023_05_05 | 2048 | Battery Storage | Storage | Electricity | PJ | Dispatch-Storage | VOM | 0 | [6 empty] | 0.33348 | 0
LCP_Inputs_ON_Diverse_Howarth_2023_05_05 | 2048 | Battery Storage | Storage | Electricity | QC | Dispatch-Storage | EmissionsCost | 0 | [6 empty] | 0.33348 | 0
LCP_Inputs_ON_Diverse_Howarth_2023_05_05 | 2048 | Battery Storage | Storage | Electricity | QC | Dispatch-Storage | FuelCost | 0 | [6 empty] | 0.33348 | 0
LCP_Inputs_ON_Diverse_Howarth_2023_05_05 | 2048 | Battery Storage | Storage | Electricity | QC | Dispatch-Storage | VOM | 0 | [6 empty] | 0.33348 | 0
LCP_Inputs_ON_Diverse_Howarth_2023_05_05 | 2048 | Battery Storage | Storage | Electricity | WC | Dispatch-Storage | EmissionsCost | 0 | [6 empty] | 0.33348 | 0
LCP_Inputs_ON_Diverse_Howarth_2023_05_05 | 2048 | Battery Storage | Storage | Electricity | WC | Dispatch-Storage | FuelCost | 0 | [6 empty] | 0.33348 | 0
LCP_Inputs_ON_Diverse_Howarth_2023_05_05 | 2048 | Battery Storage | Storage | Electricity | WC | Dispatch-Storage | VOM | 0 | [6 empty] | 0.33348 | 0
LCP_Inputs_ON_Diverse_Howarth_2023_05_05 | 2048 | Biomass | Generation | Electricity | MI | Dispatch-Generation | EmissionsCost | 0 | [6 empty] | 0.33348 | 0
LCP_Inputs_ON_Diverse_Howarth_2023_05_05 | 2048 | Biomass | Generation | Electricity | MI | Dispatch-Generation | FuelCost | 0 | [6 empty] | 0.33348 | 0
LCP_Inputs_ON_Diverse_Howarth_2023_05_05 | 2048 | Biomass | Generation | Electricity | MI | Dispatch-Generation | VOM | 0 | [6 empty] | 0.33348 | 0
LCP_Inputs_ON_Diverse_Howarth_2023_05_05 | 2048 | Biomass | Generation | Electricity | NY | Dispatch-Generation | EmissionsCost | 0 | [6 empty] | 0.33348 | 0
LCP_Inputs_ON_Diverse_Howarth_2023_05_05 | 2048 | Biomass | Generation | Electricity | NY | Dispatch-Generation | FuelCost | 0 | [6 empty] | 0.33348 | 0
LCP_Inputs_ON_Diverse_Howarth_2023_05_05 | 2048 | Biomass | Generation | Electricity | NY | Dispatch-Generation | VOM | 0 | [6 empty] | 0.33348 | 0
LCP_Inputs_ON_Diverse_Howarth_2023_05_05 | 2048 | Biomass | Generation | Electricity | ON | Dispatch-Generation | EmissionsCost | 0 | [6 empty] | 0.33348 | 0
LCP_Inputs_ON_Diverse_Howarth_2023_05_05 | 2048 | Biomass | Generation | Electricity | ON | Dispatch-Generation | FuelCost | 2449112.7273 | [6 empty] | 0.33348 | 816723.9192
LCP_Inputs_ON_Diverse_Howarth_2023_05_05 | 2048 | Biomass | Generation | Electricity | ON | Dispatch-Generation | VOM | 31430.28 | [6 empty] | 0.33348 | 10481.2903
LCP_Inputs_ON_Diverse_Howarth_2023_05_05 | 2048 | Biomass | Generation | Electricity | PJ | Dispatch-Generation | EmissionsCost | 0 | [6 empty] | 0.33348 | 0
LCP_Inputs_ON_Diverse_Howarth_2023_05_05 | 2048 | Biomass | Generation | Electricity | PJ | Dispatch-Generation | FuelCost | 0 | [6 empty] | 0.33348 | 0
LCP_Inputs_ON_Diverse_Howarth_2023_05_05 | 2048 | Biomass | Generation | Electricity | PJ | Dispatch-Generation | VOM | 0 | [6 empty] | 0.33348 | 0
LCP_Inputs_ON_Diverse_Howarth_2023_05_05 | 2048 | Biomass | Generation | Electricity | QC | Dispatch-Generation | EmissionsCost | 0 | [6 empty] | 0.33348 | 0
LCP_Inputs_ON_Diverse_Howarth_2023_05_05 | 2048 | Biomass | Generation | Electricity | QC | Dispatch-Generation | FuelCost | 128334.5455 | [6 empty] | 0.33348 | 42796.6797
LCP_Inputs_ON_Diverse_Howarth_2023_05_05 | 2048 | Biomass | Generation | Electricity | QC | Dispatch-Generation | VOM | 1646.96 | [6 empty] | 0.33348 | 549.2241
LCP_Inputs_ON_Diverse_Howarth_2023_05_05 | 2048 | Biomass | Generation | Electricity | WC | Dispatch-Generation | EmissionsCost | 0 | [6 empty] | 0.33348 | 0
LCP_Inputs_ON_Diverse_Howarth_2023_05_05 | 2048 | Biomass | Generation | Electricity | WC | Dispatch-Generation | FuelCost | 0 | [6 empty] | 0.33348 | 0
LCP_Inputs_ON_Diverse_Howarth_2023_05_05 | 2048 | Biomass | Generation | Electricity | WC | Dispatch-Generation | VOM | 0 | [6 empty] | 0.33348 | 0
LCP_Inputs_ON_Diverse_Howarth_2023_05_05 | 2048 | Biomass + CCS | Generation | Electricity | MI | Dispatch-Generation | EmissionsCost | 0 | [6 empty] | 0.33348 | 0
LCP_Inputs_ON_Diverse_Howarth_2023_05_05 | 2048 | Biomass + CCS | Generation | Electricity | MI | Dispatch-Generation | FuelCost | 0 | [6 empty] | 0.33348 | 0
LCP_Inputs_ON_Diverse_Howarth_2023_05_05 | 2048 | Biomass + CCS | Generation | Electricity | MI | Dispatch-Generation | VOM | 0 | [6 empty] | 0.33348 | 0
LCP_Inputs_ON_Diverse_Howarth_2023_05_05 | 2048 | Biomass + CCS | Generation | Electricity | NY | Dispatch-Generation | EmissionsCost | 0 | [6 empty] | 0.33348 | 0
LCP_Inputs_ON_Diverse_Howarth_2023_05_05 | 2048 | Biomass + CCS | Generation | Electricity | NY | Dispatch-Generation | FuelCost | 0 | [6 empty] | 0.33348 | 0
LCP_Inputs_ON_Diverse_Howarth_2023_05_05 | 2048 | Biomass + CCS | Generation | Electricity | NY | Dispatch-Generation | VOM | 0 | [6 empty] | 0.33348 | 0
LCP_Inputs_ON_Diverse_Howarth_2023_05_05 | 2048 | Biomass + CCS | Generation | Electricity | ON | Dispatch-Generation | EmissionsCost | 0 | [6 empty] | 0.33348 | 0
LCP_Inputs_ON_Diverse_Howarth_2023_05_05 | 2048 | Biomass + CCS | Generation | Electricity | ON | Dispatch-Generation | FuelCost | 0 | [6 empty] | 0.33348 | 0
LCP_Inputs_ON_Diverse_Howarth_2023_05_05 | 2048 | Biomass + CCS | Generation | Electricity | ON | Dispatch-Generation | VOM | 0 | [6 empty] | 0.33348 | 0
LCP_Inputs_ON_Diverse_Howarth_2023_05_05 | 2048 | Biomass + CCS | Generation | Electricity | PJ | Dispatch-Generation | EmissionsCost | 0 | [6 empty] | 0.33348 | 0
LCP_Inputs_ON_Diverse_Howarth_2023_05_05 | 2048 | Biomass + CCS | Generation | Electricity | PJ | Dispatch-Generation | FuelCost | 0 | [6 empty] | 0.33348 | 0
LCP_Inputs_ON_Diverse_Howarth_2023_05_05 | 2048 | Biomass + CCS | Generation | Electricity | PJ | Dispatch-Generation | VOM | 0 | [6 empty] | 0.33348 | 0
LCP_Inputs_ON_Diverse_Howarth_2023_05_05 | 2048 | Biomass + CCS | Generation | Electricity | QC | Dispatch-Generation | EmissionsCost | 0 | [6 empty] | 0.33348 | 0
LCP_Inputs_ON_Diverse_Howarth_2023_05_05 | 2048 | Biomass + CCS | Generation | Electricity | QC | Dispatch-Generation | FuelCost | 0 | [6 empty] | 0.33348 | 0
LCP_Inputs_ON_Diverse_Howarth_2023_05_05 | 2048 | Biomass + CCS | Generation | Electricity | QC | Dispatch-Generation | VOM | 0 | [6 empty] | 0.33348 | 0
LCP_Inputs_ON_Diverse_Howarth_2023_05_05 | 2048 | Biomass + CCS | Generation | Electricity | WC | Dispatch-Generation | EmissionsCost | 0 | [6 empty] | 0.33348 | 0
LCP_Inputs_ON_Diverse_Howarth_2023_05_05 | 2048 | Biomass + CCS | Generation | Electricity | WC | Dispatch-Generation | FuelCost | 0 | [6 empty] | 0.33348 | 0
LCP_Inputs_ON_Diverse_Howarth_2023_05_05 | 2048 | Biomass + CCS | Generation | Electricity | WC | Dispatch-Generation | VOM | 0 | [6 empty] | 0.33348 | 0
LCP_Inputs_ON_Diverse_Howarth_2023_05_05 | 2048 | CH4 + CCS | Generation | Methane | MI | Dispatch-Generation | EmissionsCost | 0 | [6 empty] | 0.33348 | 0
LCP_Inputs_ON_Diverse_Howarth_2023_05_05 | 2048 | CH4 + CCS | Generation | Methane | MI | Dispatch-Generation | FuelCost | 0 | [6 empty] | 0.33348 | 0
LCP_Inputs_ON_Diverse_Howarth_2023_05_05 | 2048 | CH4 + CCS | Generation | Methane | MI | Dispatch-Generation | VOM | 0 | [6 empty] | 0.33348 | 0
LCP_Inputs_ON_Diverse_Howarth_2023_05_05 | 2048 | CH4 + CCS | Generation | Methane | NY | Dispatch-Generation | EmissionsCost | 0 | [6 empty] | 0.33348 | 0
LCP_Inputs_ON_Diverse_Howarth_2023_05_05 | 2048 | CH4 + CCS | Generation | Methane | NY | Dispatch-Generation | FuelCost | 0 | [6 empty] | 0.33348 | 0
LCP_Inputs_ON_Diverse_Howarth_2023_05_05 | 2048 | CH4 + CCS | Generation | Methane | NY | Dispatch-Generation | VOM | 0 | [6 empty] | 0.33348 | 0
LCP_Inputs_ON_Diverse_Howarth_2023_05_05 | 2048 | CH4 + CCS | Generation | Methane | ON | Dispatch-Generation | EmissionsCost | 88472420.6398 | [6 empty] | 0.33348 | 29503559.113
LCP_Inputs_ON_Diverse_Howarth_2023_05_05 | 2048 | CH4 + CCS | Generation | Methane | ON | Dispatch-Generation | FuelCost | 483825119.2369 | [6 empty] | 0.33348 | 161344777.3049
LCP_Inputs_ON_Diverse_Howarth_2023_05_05 | 2048 | CH4 + CCS | Generation | Methane | ON | Dispatch-Generation | VOM | 46000331.6667 | [6 empty] | 0.33348 | 15340074.2822
LCP_Inputs_ON_Diverse_Howarth_2023_05_05 | 2048 | CH4 + CCS | Generation | Methane | PJ | Dispatch-Generation | EmissionsCost | 0 | [6 empty] | 0.33348 | 0
LCP_Inputs_ON_Diverse_Howarth_2023_05_05 | 2048 | CH4 + CCS | Generation | Methane | PJ | Dispatch-Generation | FuelCost | 0 | [6 empty] | 0.33348 | 0
LCP_Inputs_ON_Diverse_Howarth_2023_05_05 | 2048 | CH4 + CCS | Generation | Methane | PJ | Dispatch-Generation | VOM | 0 | [6 empty] | 0.33348 | 0
LCP_Inputs_ON_Diverse_Howarth_2023_05_05 | 2048 | CH4 + CCS | Generation | Methane | QC | Dispatch-Generation | EmissionsCost | 0 | [6 empty] | 0.33348 | 0
LCP_Inputs_ON_Diverse_Howarth_2023_05_05 | 2048 | CH4 + CCS | Generation | Methane | QC | Dispatch-Generation | FuelCost | 0 | [6 empty] | 0.33348 | 0
LCP_Inputs_ON_Diverse_Howarth_2023_05_05 | 2048 | CH4 + CCS | Generation | Methane | QC | Dispatch-Generation | VOM | 0 | [6 empty] | 0.33348 | 0
LCP_Inputs_ON_Diverse_Howarth_2023_05_05 | 2048 | CH4 + CCS | Generation | Methane | WC | Dispatch-Generation | EmissionsCost | 0 | [6 empty] | 0.33348 | 0
LCP_Inputs_ON_Diverse_Howarth_2023_05_05 | 2048 | CH4 + CCS | Generation | Methane | WC | Dispatch-Generation | FuelCost | 0 | [6 empty] | 0.33348 | 0
LCP_Inputs_ON_Diverse_Howarth_2023_05_05 | 2048 | CH4 + CCS | Generation | Methane | WC | Dispatch-Generation | VOM | 0 | [6 empty] | 0.33348 | 0
LCP_Inputs_ON_Diverse_Howarth_2023_05_05 | 2048 | CH4 Import - NY 2020 | Import | Methane | MI | Dispatch-Import | EmissionsCost | 0 | [6 empty] | 0.33348 | 0
LCP_Inputs_ON_Diverse_Howarth_2023_05_05 | 2048 | CH4 Import - NY 2020 | Import | Methane | MI | Dispatch-Import | FuelCost | 0 | [6 empty] | 0.33348 | 0
LCP_Inputs_ON_Diverse_Howarth_2023_05_05 | 2048 | CH4 Import - NY 2020 | Import | Methane | MI | Dispatch-Import | VOM | 0 | [6 empty] | 0.33348 | 0
LCP_Inputs_ON_Diverse_Howarth_2023_05_05 | 2048 | CH4 Import - NY 2020 | Import | Methane | NY | Dispatch-Import | EmissionsCost | 0 | [6 empty] | 0.33348 | 0
LCP_Inputs_ON_Diverse_Howarth_2023_05_05 | 2048 | CH4 Import - NY 2020 | Import | Methane | NY | Dispatch-Import | FuelCost | 0 | [6 empty] | 0.33348 | 0
LCP_Inputs_ON_Diverse_Howarth_2023_05_05 | 2048 | CH4 Import - NY 2020 | Import | Methane | NY | Dispatch-Import | VOM | 0 | [6 empty] | 0.33348 | 0
LCP_Inputs_ON_Diverse_Howarth_2023_05_05 | 2048 | CH4 Import - NY 2020 | Import | Methane | ON | Dispatch-Import | EmissionsCost | 0 | [6 empty] | 0.33348 | 0
LCP_Inputs_ON_Diverse_Howarth_2023_05_05 | 2048 | CH4 Import - NY 2020 | Import | Methane | ON | Dispatch-Import | FuelCost | 0 | [6 empty] | 0.33348 | 0
LCP_Inputs_ON_Diverse_Howarth_2023_05_05 | 2048 | CH4 Import - NY 2020 | Import | Methane | ON | Dispatch-Import | VOM | 0 | [6 empty] | 0.33348 | 0
LCP_Inputs_ON_Diverse_Howarth_2023_05_05 | 2048 | CH4 Import - NY 2020 | Import | Methane | PJ | Dispatch-Import | EmissionsCost | 0 | [6 empty] | 0.33348 | 0
LCP_Inputs_ON_Diverse_Howarth_2023_05_05 | 2048 | CH4 Import - NY 2020 | Import | Methane | PJ | Dispatch-Import | FuelCost | 0 | [6 empty] | 0.33348 | 0
LCP_Inputs_ON_Diverse_Howarth_2023_05_05 | 2048 | CH4 Import - NY 2020 | Import | Methane | PJ | Dispatch-Import | VOM | 0 | [6 empty] | 0.33348 | 0
LCP_Inputs_ON_Diverse_Howarth_2023_05_05 | 2048 | CH4 Import - NY 2020 | Import | Methane | QC | Dispatch-Import | EmissionsCost | 0 | [6 empty] | 0.33348 | 0
LCP_Inputs_ON_Diverse_Howarth_2023_05_05 | 2048 | CH4 Import - NY 2020 | Import | Methane | QC | Dispatch-Import | FuelCost | 0 | [6 empty] | 0.33348 | 0
LCP_Inputs_ON_Diverse_Howarth_2023_05_05 | 2048 | CH4 Import - NY 2020 | Import | Methane | QC | Dispatch-Import | VOM | 0 | [6 empty] | 0.33348 | 0
LCP_Inputs_ON_Diverse_Howarth_2023_05_05 | 2048 | CH4 Import - NY 2020 | Import | Methane | WC | Dispatch-Import | EmissionsCost | 0 | [6 empty] | 0.33348 | 0
LCP_Inputs_ON_Diverse_Howarth_2023_05_05 | 2048 | CH4 Import - NY 2020 | Import | Methane | WC | Dispatch-Import | FuelCost | 0 | [6 empty] | 0.33348 | 0
LCP_Inputs_ON_Diverse_Howarth_2023_05_05 | 2048 | CH4 Import - NY 2020 | Import | Methane | WC | Dispatch-Import | VOM | 0 | [6 empty] | 0.33348 | 0
LCP_Inputs_ON_Diverse_Howarth_2023_05_05 | 2048 | CH4 Import - NY 2030 | Import | Methane | MI | Dispatch-Import | EmissionsCost | 0 | [6 empty] | 0.33348 | 0
LCP_Inputs_ON_Diverse_Howarth_2023_05_05 | 2048 | CH4 Import - NY 2030 | Import | Methane | MI | Dispatch-Import | FuelCost | 0 | [6 empty] | 0.33348 | 0
LCP_Inputs_ON_Diverse_Howarth_2023_05_05 | 2048 | CH4 Import - NY 2030 | Import | Methane | MI | Dispatch-Import | VOM | 0 | [6 empty] | 0.33348 | 0
LCP_Inputs_ON_Diverse_Howarth_2023_05_05 | 2048 | CH4 Import - NY 2030 | Import | Methane | NY | Dispatch-Import | EmissionsCost | 0 | [6 empty] | 0.33348 | 0
LCP_Inputs_ON_Diverse_Howarth_2023_05_05 | 2048 | CH4 Import - NY 2030 | Import | Methane | NY | Dispatch-Import | FuelCost | 0 | [6 empty] | 0.33348 | 0
LCP_Inputs_ON_Diverse_Howarth_2023_05_05 | 2048 | CH4 Import - NY 2030 | Import | Methane | NY | Dispatch-Import | VOM | 0 | [6 empty] | 0.33348 | 0
LCP_Inputs_ON_Diverse_Howarth_2023_05_05 | 2048 | CH4 Import - NY 2030 | Import | Methane | ON | Dispatch-Import | EmissionsCost | 0 | [6 empty] | 0.33348 | 0
LCP_Inputs_ON_Diverse_Howarth_2023_05_05 | 2048 | CH4 Import - NY 2030 | Import | Methane | ON | Dispatch-Import | FuelCost | 0 | [6 empty] | 0.33348 | 0
LCP_Inputs_ON_Diverse_Howarth_2023_05_05 | 2048 | CH4 Import - NY 2030 | Import | Methane | ON | Dispatch-Import | VOM | 0 | [6 empty] | 0.33348 | 0
LCP_Inputs_ON_Diverse_Howarth_2023_05_05 | 2048 | CH4 Import - NY 2030 | Import | Methane | PJ | Dispatch-Import | EmissionsCost | 0 | [6 empty] | 0.33348 | 0
LCP_Inputs_ON_Diverse_Howarth_2023_05_05 | 2048 | CH4 Import - NY 2030 | Import | Methane | PJ | Dispatch-Import | FuelCost | 0 | [6 empty] | 0.33348 | 0
LCP_Inputs_ON_Diverse_Howarth_2023_05_05 | 2048 | CH4 Import - NY 2030 | Import | Methane | PJ | Dispatch-Import | VOM | 0 | [6 empty] | 0.33348 | 0
LCP_Inputs_ON_Diverse_Howarth_2023_05_05 | 2048 | CH4 Import - NY 2030 | Import | Methane | QC | Dispatch-Import | EmissionsCost | 0 | [6 empty] | 0.33348 | 0
LCP_Inputs_ON_Diverse_Howarth_2023_05_05 | 2048 | CH4 Import - NY 2030 | Import | Methane | QC | Dispatch-Import | FuelCost | 0 | [6 empty] | 0.33348 | 0
LCP_Inputs_ON_Diverse_Howarth_2023_05_05 | 2048 | CH4 Import - NY 2030 | Import | Methane | QC | Dispatch-Import | VOM | 0 | [6 empty] | 0.33348 | 0
LCP_Inputs_ON_Diverse_Howarth_2023_05_05 | 2048 | CH4 Import - NY 2030 | Import | Methane | WC | Dispatch-Import | EmissionsCost | 0 | [6 empty] | 0.33348 | 0
LCP_Inputs_ON_Diverse_Howarth_2023_05_05 | 2048 | CH4 Import - NY 2030 | Import | Methane | WC | Dispatch-Import | FuelCost | 0 | [6 empty] | 0.33348 | 0
LCP_Inputs_ON_Diverse_Howarth_2023_05_05 | 2048 | CH4 Import - NY 2030 | Import | Methane | WC | Dispatch-Import | VOM | 0 | [6 empty] | 0.33348 | 0
LCP_Inputs_ON_Diverse_Howarth_2023_05_05 | 2048 | CH4 Import - NY 2040 | Import | Methane | MI | Dispatch-Import | EmissionsCost | 0 | [6 empty] | 0.33348 | 0
LCP_Inputs_ON_Diverse_Howarth_2023_05_05 | 2048 | CH4 Import - NY 2040 | Import | Methane | MI | Dispatch-Import | FuelCost | 0 | [6 empty] | 0.33348 | 0
LCP_Inputs_ON_Diverse_Howarth_2023_05_05 | 2048 | CH4 Import - NY 2040 | Import | Methane | MI | Dispatch-Import | VOM | 0 | [6 empty] | 0.33348 | 0
LCP_Inputs_ON_Diverse_Howarth_2023_05_05 | 2048 | CH4 Import - NY 2040 | Import | Methane | NY | Dispatch-Import | EmissionsCost | 1424811807.9426 | [6 empty] | 0.33348 | 475142638.7627
LCP_Inputs_ON_Diverse_Howarth_2023_05_05 | 2048 | CH4 Import - NY 2040 | Import | Methane | NY | Dispatch-Import | FuelCost | 758346581.876 | [6 empty] | 0.33348 | 252891500.4779
LCP_Inputs_ON_Diverse_Howarth_2023_05_05 | 2048 | CH4 Import - NY 2040 | Import | Methane | NY | Dispatch-Import | VOM | 0 | [6 empty] | 0.33348 | 0
LCP_Inputs_ON_Diverse_Howarth_2023_05_05 | 2048 | CH4 Import - NY 2040 | Import | Methane | ON | Dispatch-Import | EmissionsCost | 0 | [6 empty] | 0.33348 | 0
LCP_Inputs_ON_Diverse_Howarth_2023_05_05 | 2048 | CH4 Import - NY 2040 | Import | Methane | ON | Dispatch-Import | FuelCost | 0 | [6 empty] | 0.33348 | 0
LCP_Inputs_ON_Diverse_Howarth_2023_05_05 | 2048 | CH4 Import - NY 2040 | Import | Methane | ON | Dispatch-Import | VOM | 0 | [6 empty] | 0.33348 | 0
LCP_Inputs_ON_Diverse_Howarth_2023_05_05 | 2048 | CH4 Import - NY 2040 | Import | Methane | PJ | Dispatch-Import | EmissionsCost | 0 | [6 empty] | 0.33348 | 0
LCP_Inputs_ON_Diverse_Howarth_2023_05_05 | 2048 | CH4 Import - NY 2040 | Import | Methane | PJ | Dispatch-Import | FuelCost | 0 | [6 empty] | 0.33348 | 0
LCP_Inputs_ON_Diverse_Howarth_2023_05_05 | 2048 | CH4 Import - NY 2040 | Import | Methane | PJ | Dispatch-Import | VOM | 0 | [6 empty] | 0.33348 | 0
LCP_Inputs_ON_Diverse_Howarth_2023_05_05 | 2048 | CH4 Import - NY 2040 | Import | Methane | QC | Dispatch-Import | EmissionsCost | 0 | [6 empty] | 0.33348 | 0
LCP_Inputs_ON_Diverse_Howarth_2023_05_05 | 2048 | CH4 Import - NY 2040 | Import | Methane | QC | Dispatch-Import | FuelCost | 0 | [6 empty] | 0.33348 | 0
LCP_Inputs_ON_Diverse_Howarth_2023_05_05 | 2048 | CH4 Import - NY 2040 | Import | Methane | QC | Dispatch-Import | VOM | 0 | [6 empty] | 0.33348 | 0
LCP_Inputs_ON_Diverse_Howarth_2023_05_05 | 2048 | CH4 Import - NY 2040 | Import | Methane | WC | Dispatch-Import | EmissionsCost | 0 | [6 empty] | 0.33348 | 0
LCP_Inputs_ON_Diverse_Howarth_2023_05_05 | 2048 | CH4 Import - NY 2040 | Import | Methane | WC | Dispatch-Import | FuelCost | 0 | [6 empty] | 0.33348 | 0
LCP_Inputs_ON_Diverse_Howarth_2023_05_05 | 2048 | CH4 Import - NY 2040 | Import | Methane | WC | Dispatch-Import | VOM | 0 | [6 empty] | 0.33348 | 0
LCP_Inputs_ON_Diverse_Howarth_2023_05_05 | 2048 | CH4 Import - NY 2050 | Import | Methane | MI | Dispatch-Import | EmissionsCost | 0 | [6 empty] | 0.33348 | 0
LCP_Inputs_ON_Diverse_Howarth_2023_05_05 | 2048 | CH4 Import - NY 2050 | Import | Methane | MI | Dispatch-Import | FuelCost | 0 | [6 empty] | 0.33348 | 0
LCP_Inputs_ON_Diverse_Howarth_2023_05_05 | 2048 | CH4 Import - NY 2050 | Import | Methane | MI | Dispatch-Import | VOM | 0 | [6 empty] | 0.33348 | 0
LCP_Inputs_ON_Diverse_Howarth_2023_05_05 | 2048 | CH4 Import - NY 2050 | Import | Methane | NY | Dispatch-Import | EmissionsCost | 0 | [6 empty] | 0.33348 | 0
LCP_Inputs_ON_Diverse_Howarth_2023_05_05 | 2048 | CH4 Import - NY 2050 | Import | Methane | NY | Dispatch-Import | FuelCost | 0 | [6 empty] | 0.33348 | 0
LCP_Inputs_ON_Diverse_Howarth_2023_05_05 | 2048 | CH4 Import - NY 2050 | Import | Methane | NY | Dispatch-Import | VOM | 0 | [6 empty] | 0.33348 | 0
LCP_Inputs_ON_Diverse_Howarth_2023_05_05 | 2048 | CH4 Import - NY 2050 | Import | Methane | ON | Dispatch-Import | EmissionsCost | 0 | [6 empty] | 0.33348 | 0
LCP_Inputs_ON_Diverse_Howarth_2023_05_05 | 2048 | CH4 Import - NY 2050 | Import | Methane | ON | Dispatch-Import | FuelCost | 0 | [6 empty] | 0.33348 | 0
LCP_Inputs_ON_Diverse_Howarth_2023_05_05 | 2048 | CH4 Import - NY 2050 | Import | Methane | ON | Dispatch-Import | VOM | 0 | [6 empty] | 0.33348 | 0
LCP_Inputs_ON_Diverse_Howarth_2023_05_05 | 2048 | CH4 Import - NY 2050 | Import | Methane | PJ | Dispatch-Import | EmissionsCost | 0 | [6 empty] | 0.33348 | 0
LCP_Inputs_ON_Diverse_Howarth_2023_05_05 | 2048 | CH4 Import - NY 2050 | Import | Methane | PJ | Dispatch-Import | FuelCost | 0 | [6 empty] | 0.33348 | 0
LCP_Inputs_ON_Diverse_Howarth_2023_05_05 | 2048 | CH4 Import - NY 2050 | Import | Methane | PJ | Dispatch-Import | VOM | 0 | [6 empty] | 0.33348 | 0
LCP_Inputs_ON_Diverse_Howarth_2023_05_05 | 2048 | CH4 Import - NY 2050 | Import | Methane | QC | Dispatch-Import | EmissionsCost | 0 | [6 empty] | 0.33348 | 0
LCP_Inputs_ON_Diverse_Howarth_2023_05_05 | 2048 | CH4 Import - NY 2050 | Import | Methane | QC | Dispatch-Import | FuelCost | 0 | [6 empty] | 0.33348 | 0
LCP_Inputs_ON_Diverse_Howarth_2023_05_05 | 2048 | CH4 Import - NY 2050 | Import | Methane | QC | Dispatch-Import | VOM | 0 | [6 empty] | 0.33348 | 0
LCP_Inputs_ON_Diverse_Howarth_2023_05_05 | 2048 | CH4 Import - NY 2050 | Import | Methane | WC | Dispatch-Import | EmissionsCost | 0 | [6 empty] | 0.33348 | 0
LCP_Inputs_ON_Diverse_Howarth_2023_05_05 | 2048 | CH4 Import - NY 2050 | Import | Methane | WC | Dispatch-Import | FuelCost | 0 | [6 empty] | 0.33348 | 0
LCP_Inputs_ON_Diverse_Howarth_2023_05_05 | 2048 | CH4 Import - NY 2050 | Import | Methane | WC | Dispatch-Import | VOM | 0 | [6 empty] | 0.33348 | 0
LCP_Inputs_ON_Diverse_Howarth_2023_05_05 | 2048 | CH4 Import - WC 2020 | Import | Methane | MI | Dispatch-Import | EmissionsCost | 0 | [6 empty] | 0.33348 | 0
LCP_Inputs_ON_Diverse_Howarth_2023_05_05 | 2048 | CH4 Import - WC 2020 | Import | Methane | MI | Dispatch-Import | FuelCost | 0 | [6 empty] | 0.33348 | 0
LCP_Inputs_ON_Diverse_Howarth_2023_05_05 | 2048 | CH4 Import - WC 2020 | Import | Methane | MI | Dispatch-Import | VOM | 0 | [6 empty] | 0.33348 | 0
LCP_Inputs_ON_Diverse_Howarth_2023_05_05 | 2048 | CH4 Import - WC 2020 | Import | Methane | NY | Dispatch-Import | EmissionsCost | 0 | [6 empty] | 0.33348 | 0
LCP_Inputs_ON_Diverse_Howarth_2023_05_05 | 2048 | CH4 Import - WC 2020 | Import | Methane | NY | Dispatch-Import | FuelCost | 0 | [6 empty] | 0.33348 | 0
LCP_Inputs_ON_Diverse_Howarth_2023_05_05 | 2048 | CH4 Import - WC 2020 | Import | Methane | NY | Dispatch-Import | VOM | 0 | [6 empty] | 0.33348 | 0
LCP_Inputs_ON_Diverse_Howarth_2023_05_05 | 2048 | CH4 Import - WC 2020 | Import | Methane | ON | Dispatch-Import | EmissionsCost | 0 | [6 empty] | 0.33348 | 0
LCP_Inputs_ON_Diverse_Howarth_2023_05_05 | 2048 | CH4 Import - WC 2020 | Import | Methane | ON | Dispatch-Import | FuelCost | 0 | [6 empty] | 0.33348 | 0
LCP_Inputs_ON_Diverse_Howarth_2023_05_05 | 2048 | CH4 Import - WC 2020 | Import | Methane | ON | Dispatch-Import | VOM | 0 | [6 empty] | 0.33348 | 0
LCP_Inputs_ON_Diverse_Howarth_2023_05_05 | 2048 | CH4 Import - WC 2020 | Import | Methane | PJ | Dispatch-Import | EmissionsCost | 0 | [6 empty] | 0.33348 | 0
LCP_Inputs_ON_Diverse_Howarth_2023_05_05 | 2048 | CH4 Import - WC 2020 | Import | Methane | PJ | Dispatch-Import | FuelCost | 0 | [6 empty] | 0.33348 | 0
LCP_Inputs_ON_Diverse_Howarth_2023_05_05 | 2048 | CH4 Import - WC 2020 | Import | Methane | PJ | Dispatch-Import | VOM | 0 | [6 empty] | 0.33348 | 0
LCP_Inputs_ON_Diverse_Howarth_2023_05_05 | 2048 | CH4 Import - WC 2020 | Import | Methane | QC | Dispatch-Import | EmissionsCost | 0 | [6 empty] | 0.33348 | 0
LCP_Inputs_ON_Diverse_Howarth_2023_05_05 | 2048 | CH4 Import - WC 2020 | Import | Methane | QC | Dispatch-Import | FuelCost | 0 | [6 empty] | 0.33348 | 0
LCP_Inputs_ON_Diverse_Howarth_2023_05_05 | 2048 | CH4 Import - WC 2020 | Import | Methane | QC | Dispatch-Import | VOM | 0 | [6 empty] | 0.33348 | 0
LCP_Inputs_ON_Diverse_Howarth_2023_05_05 | 2048 | CH4 Import - WC 2020 | Import | Methane | WC | Dispatch-Import | EmissionsCost | 0 | [6 empty] | 0.33348 | 0
LCP_Inputs_ON_Diverse_Howarth_2023_05_05 | 2048 | CH4 Import - WC 2020 | Import | Methane | WC | Dispatch-Import | FuelCost | 0 | [6 empty] | 0.33348 | 0
LCP_Inputs_ON_Diverse_Howarth_2023_05_05 | 2048 | CH4 Import - WC 2020 | Import | Methane | WC | Dispatch-Import | VOM | 0 | [6 empty] | 0.33348 | 0
LCP_Inputs_ON_Diverse_Howarth_2023_05_05 | 2048 | CH4 Import - WC 2030 | Import | Methane | MI | Dispatch-Import | EmissionsCost | 0 | [6 empty] | 0.33348 | 0
LCP_Inputs_ON_Diverse_Howarth_2023_05_05 | 2048 | CH4 Import - WC 2030 | Import | Methane | MI | Dispatch-Import | FuelCost | 0 | [6 empty] | 0.33348 | 0
LCP_Inputs_ON_Diverse_Howarth_2023_05_05 | 2048 | CH4 Import - WC 2030 | Import | Methane | MI | Dispatch-Import | VOM | 0 | [6 empty] | 0.33348 | 0
LCP_Inputs_ON_Diverse_Howarth_2023_05_05 | 2048 | CH4 Import - WC 2030 | Import | Methane | NY | Dispatch-Import | EmissionsCost | 0 | [6 empty] | 0.33348 | 0
LCP_Inputs_ON_Diverse_Howarth_2023_05_05 | 2048 | CH4 Import - WC 2030 | Import | Methane | NY | Dispatch-Import | FuelCost | 0 | [6 empty] | 0.33348 | 0
LCP_Inputs_ON_Diverse_Howarth_2023_05_05 | 2048 | CH4 Import - WC 2030 | Import | Methane | NY | Dispatch-Import | VOM | 0 | [6 empty] | 0.33348 | 0
LCP_Inputs_ON_Diverse_Howarth_2023_05_05 | 2048 | CH4 Import - WC 2030 | Import | Methane | ON | Dispatch-Import | EmissionsCost | 0 | [6 empty] | 0.33348 | 0
LCP_Inputs_ON_Diverse_Howarth_2023_05_05 | 2048 | CH4 Import - WC 2030 | Import | Methane | ON | Dispatch-Import | FuelCost | 0 | [6 empty] | 0.33348 | 0
LCP_Inputs_ON_Diverse_Howarth_2023_05_05 | 2048 | CH4 Import - WC 2030 | Import | Methane | ON | Dispatch-Import | VOM | 0 | [6 empty] | 0.33348 | 0
LCP_Inputs_ON_Diverse_Howarth_2023_05_05 | 2048 | CH4 Import - WC 2030 | Import | Methane | PJ | Dispatch-Import | EmissionsCost | 0 | [6 empty] | 0.33348 | 0
LCP_Inputs_ON_Diverse_Howarth_2023_05_05 | 2048 | CH4 Import - WC 2030 | Import | Methane | PJ | Dispatch-Import | FuelCost | 0 | [6 empty] | 0.33348 | 0
LCP_Inputs_ON_Diverse_Howarth_2023_05_05 | 2048 | CH4 Import - WC 2030 | Import | Methane | PJ | Dispatch-Import | VOM | 0 | [6 empty] | 0.33348 | 0
LCP_Inputs_ON_Diverse_Howarth_2023_05_05 | 2048 | CH4 Import - WC 2030 | Import | Methane | QC | Dispatch-Import | EmissionsCost | 0 | [6 empty] | 0.33348 | 0
LCP_Inputs_ON_Diverse_Howarth_2023_05_05 | 2048 | CH4 Import - WC 2030 | Import | Methane | QC | Dispatch-Import | FuelCost | 0 | [6 empty] | 0.33348 | 0
LCP_Inputs_ON_Diverse_Howarth_2023_05_05 | 2048 | CH4 Import - WC 2030 | Import | Methane | QC | Dispatch-Import | VOM | 0 | [6 empty] | 0.33348 | 0
LCP_Inputs_ON_Diverse_Howarth_2023_05_05 | 2048 | CH4 Import - WC 2030 | Import | Methane | WC | Dispatch-Import | EmissionsCost | 0 | [6 empty] | 0.33348 | 0
LCP_Inputs_ON_Diverse_Howarth_2023_05_05 | 2048 | CH4 Import - WC 2030 | Import | Methane | WC | Dispatch-Import | FuelCost | 0 | [6 empty] | 0.33348 | 0
LCP_Inputs_ON_Diverse_Howarth_2023_05_05 | 2048 | CH4 Import - WC 2030 | Import | Methane | WC | Dispatch-Import | VOM | 0 | [6 empty] | 0.33348 | 0
LCP_Inputs_ON_Diverse_Howarth_2023_05_05 | 2048 | CH4 Import - WC 2040 | Import | Methane | MI | Dispatch-Import | EmissionsCost | 0 | [6 empty] | 0.33348 | 0
LCP_Inputs_ON_Diverse_Howarth_2023_05_05 | 2048 | CH4 Import - WC 2040 | Import | Methane | MI | Dispatch-Import | FuelCost | 0 | [6 empty] | 0.33348 | 0
LCP_Inputs_ON_Diverse_Howarth_2023_05_05 | 2048 | CH4 Import - WC 2040 | Import | Methane | MI | Dispatch-Import | VOM | 0 | [6 empty] | 0.33348 | 0
LCP_Inputs_ON_Diverse_Howarth_2023_05_05 | 2048 | CH4 Import - WC 2040 | Import | Methane | NY | Dispatch-Import | EmissionsCost | 0 | [6 empty] | 0.33348 | 0
LCP_Inputs_ON_Diverse_Howarth_2023_05_05 | 2048 | CH4 Import - WC 2040 | Import | Methane | NY | Dispatch-Import | FuelCost | 0 | [6 empty] | 0.33348 | 0
LCP_Inputs_ON_Diverse_Howarth_2023_05_05 | 2048 | CH4 Import - WC 2040 | Import | Methane | NY | Dispatch-Import | VOM | 0 | [6 empty] | 0.33348 | 0
LCP_Inputs_ON_Diverse_Howarth_2023_05_05 | 2048 | CH4 Import - WC 2040 | Import | Methane | ON | Dispatch-Import | EmissionsCost | 0 | [6 empty] | 0.33348 | 0
LCP_Inputs_ON_Diverse_Howarth_2023_05_05 | 2048 | CH4 Import - WC 2040 | Import | Methane | ON | Dispatch-Import | FuelCost | 0 | [6 empty] | 0.33348 | 0
LCP_Inputs_ON_Diverse_Howarth_2023_05_05 | 2048 | CH4 Import - WC 2040 | Import | Methane | ON | Dispatch-Import | VOM | 0 | [6 empty] | 0.33348 | 0
LCP_Inputs_ON_Diverse_Howarth_2023_05_05 | 2048 | CH4 Import - WC 2040 | Import | Methane | PJ | Dispatch-Import | EmissionsCost | 0 | [6 empty] | 0.33348 | 0
LCP_Inputs_ON_Diverse_Howarth_2023_05_05 | 2048 | CH4 Import - WC 2040 | Import | Methane | PJ | Dispatch-Import | FuelCost | 0 | [6 empty] | 0.33348 | 0
LCP_Inputs_ON_Diverse_Howarth_2023_05_05 | 2048 | CH4 Import - WC 2040 | Import | Methane | PJ | Dispatch-Import | VOM | 0 | [6 empty] | 0.33348 | 0
LCP_Inputs_ON_Diverse_Howarth_2023_05_05 | 2048 | CH4 Import - WC 2040 | Import | Methane | QC | Dispatch-Import | EmissionsCost | 0 | [6 empty] | 0.33348 | 0
LCP_Inputs_ON_Diverse_Howarth_2023_05_05 | 2048 | CH4 Import - WC 2040 | Import | Methane | QC | Dispatch-Import | FuelCost | 0 | [6 empty] | 0.33348 | 0
LCP_Inputs_ON_Diverse_Howarth_2023_05_05 | 2048 | CH4 Import - WC 2040 | Import | Methane | QC | Dispatch-Import | VOM | 0 | [6 empty] | 0.33348 | 0
LCP_Inputs_ON_Diverse_Howarth_2023_05_05 | 2048 | CH4 Import - WC 2040 | Import | Methane | WC | Dispatch-Import | EmissionsCost | 2117477751.305 | [6 empty] | 0.33348 | 706131125.997
LCP_Inputs_ON_Diverse_Howarth_2023_05_05 | 2048 | CH4 Import - WC 2040 | Import | Methane | WC | Dispatch-Import | FuelCost | 1127013410.4372 | [6 empty] | 0.33348 | 375833582.2113
LCP_Inputs_ON_Diverse_Howarth_2023_05_05 | 2048 | CH4 Import - WC 2040 | Import | Methane | WC | Dispatch-Import | VOM | 0 | [6 empty] | 0.33348 | 0
LCP_Inputs_ON_Diverse_Howarth_2023_05_05 | 2048 | CH4 Import - WC 2050 | Import | Methane | MI | Dispatch-Import | EmissionsCost | 0 | [6 empty] | 0.33348 | 0
LCP_Inputs_ON_Diverse_Howarth_2023_05_05 | 2048 | CH4 Import - WC 2050 | Import | Methane | MI | Dispatch-Import | FuelCost | 0 | [6 empty] | 0.33348 | 0
LCP_Inputs_ON_Diverse_Howarth_2023_05_05 | 2048 | CH4 Import - WC 2050 | Import | Methane | MI | Dispatch-Import | VOM | 0 | [6 empty] | 0.33348 | 0
LCP_Inputs_ON_Diverse_Howarth_2023_05_05 | 2048 | CH4 Import - WC 2050 | Import | Methane | NY | Dispatch-Import | EmissionsCost | 0 | [6 empty] | 0.33348 | 0
LCP_Inputs_ON_Diverse_Howarth_2023_05_05 | 2048 | CH4 Import - WC 2050 | Import | Methane | NY | Dispatch-Import | FuelCost | 0 | [6 empty] | 0.33348 | 0
LCP_Inputs_ON_Diverse_Howarth_2023_05_05 | 2048 | CH4 Import - WC 2050 | Import | Methane | NY | Dispatch-Import | VOM | 0 | [6 empty] | 0.33348 | 0
LCP_Inputs_ON_Diverse_Howarth_2023_05_05 | 2048 | CH4 Import - WC 2050 | Import | Methane | ON | Dispatch-Import | EmissionsCost | 0 | [6 empty] | 0.33348 | 0
LCP_Inputs_ON_Diverse_Howarth_2023_05_05 | 2048 | CH4 Import - WC 2050 | Import | Methane | ON | Dispatch-Import | FuelCost | 0 | [6 empty] | 0.33348 | 0
LCP_Inputs_ON_Diverse_Howarth_2023_05_05 | 2048 | CH4 Import - WC 2050 | Import | Methane | ON | Dispatch-Import | VOM | 0 | [6 empty] | 0.33348 | 0
LCP_Inputs_ON_Diverse_Howarth_2023_05_05 | 2048 | CH4 Import - WC 2050 | Import | Methane | PJ | Dispatch-Import | EmissionsCost | 0 | [6 empty] | 0.33348 | 0
LCP_Inputs_ON_Diverse_Howarth_2023_05_05 | 2048 | CH4 Import - WC 2050 | Import | Methane | PJ | Dispatch-Import | FuelCost | 0 | [6 empty] | 0.33348 | 0
LCP_Inputs_ON_Diverse_Howarth_2023_05_05 | 2048 | CH4 Import - WC 2050 | Import | Methane | PJ | Dispatch-Import | VOM | 0 | [6 empty] | 0.33348 | 0
LCP_Inputs_ON_Diverse_Howarth_2023_05_05 | 2048 | CH4 Import - WC 2050 | Import | Methane | QC | Dispatch-Import | EmissionsCost | 0 | [6 empty] | 0.33348 | 0
LCP_Inputs_ON_Diverse_Howarth_2023_05_05 | 2048 | CH4 Import - WC 2050 | Import | Methane | QC | Dispatch-Import | FuelCost | 0 | [6 empty] | 0.33348 | 0
LCP_Inputs_ON_Diverse_Howarth_2023_05_05 | 2048 | CH4 Import - WC 2050 | Import | Methane | QC | Dispatch-Import | VOM | 0 | [6 empty] | 0.33348 | 0
LCP_Inputs_ON_Diverse_Howarth_2023_05_05 | 2048 | CH4 Import - WC 2050 | Import | Methane | WC | Dispatch-Import | EmissionsCost | 0 | [6 empty] | 0.33348 | 0
LCP_Inputs_ON_Diverse_Howarth_2023_05_05 | 2048 | CH4 Import - WC 2050 | Import | Methane | WC | Dispatch-Import | FuelCost | 0 | [6 empty] | 0.33348 | 0
LCP_Inputs_ON_Diverse_Howarth_2023_05_05 | 2048 | CH4 Import - WC 2050 | Import | Methane | WC | Dispatch-Import | VOM | 0 | [6 empty] | 0.33348 | 0
LCP_Inputs_ON_Diverse_Howarth_2023_05_05 | 2048 | CH4 Salt Cavern Storage - ON | Storage | Methane | MI | Dispatch-Storage | EmissionsCost | 0 | [6 empty] | 0.33348 | 0
LCP_Inputs_ON_Diverse_Howarth_2023_05_05 | 2048 | CH4 Salt Cavern Storage - ON | Storage | Methane | MI | Dispatch-Storage | FuelCost | 0 | [6 empty] | 0.33348 | 0
LCP_Inputs_ON_Diverse_Howarth_2023_05_05 | 2048 | CH4 Salt Cavern Storage - ON | Storage | Methane | MI | Dispatch-Storage | VOM | 0 | [6 empty] | 0.33348 | 0
LCP_Inputs_ON_Diverse_Howarth_2023_05_05 | 2048 | CH4 Salt Cavern Storage - ON | Storage | Methane | NY | Dispatch-Storage | EmissionsCost | 0 | [6 empty] | 0.33348 | 0
LCP_Inputs_ON_Diverse_Howarth_2023_05_05 | 2048 | CH4 Salt Cavern Storage - ON | Storage | Methane | NY | Dispatch-Storage | FuelCost | 0 | [6 empty] | 0.33348 | 0
LCP_Inputs_ON_Diverse_Howarth_2023_05_05 | 2048 | CH4 Salt Cavern Storage - ON | Storage | Methane | NY | Dispatch-Storage | VOM | 0 | [6 empty] | 0.33348 | 0
LCP_Inputs_ON_Diverse_Howarth_2023_05_05 | 2048 | CH4 Salt Cavern Storage - ON | Storage | Methane | ON | Dispatch-Storage | EmissionsCost | 0 | [6 empty] | 0.33348 | 0
LCP_Inputs_ON_Diverse_Howarth_2023_05_05 | 2048 | CH4 Salt Cavern Storage - ON | Storage | Methane | ON | Dispatch-Storage | FuelCost | 0 | [6 empty] | 0.33348 | 0
LCP_Inputs_ON_Diverse_Howarth_2023_05_05 | 2048 | CH4 Salt Cavern Storage - ON | Storage | Methane | ON | Dispatch-Storage | VOM | 0 | [6 empty] | 0.33348 | 0
LCP_Inputs_ON_Diverse_Howarth_2023_05_05 | 2048 | CH4 Salt Cavern Storage - ON | Storage | Methane | PJ | Dispatch-Storage | EmissionsCost | 0 | [6 empty] | 0.33348 | 0
LCP_Inputs_ON_Diverse_Howarth_2023_05_05 | 2048 | CH4 Salt Cavern Storage - ON | Storage | Methane | PJ | Dispatch-Storage | FuelCost | 0 | [6 empty] | 0.33348 | 0
LCP_Inputs_ON_Diverse_Howarth_2023_05_05 | 2048 | CH4 Salt Cavern Storage - ON | Storage | Methane | PJ | Dispatch-Storage | VOM | 0 | [6 empty] | 0.33348 | 0
LCP_Inputs_ON_Diverse_Howarth_2023_05_05 | 2048 | CH4 Salt Cavern Storage - ON | Storage | Methane | QC | Dispatch-Storage | EmissionsCost | 0 | [6 empty] | 0.33348 | 0
LCP_Inputs_ON_Diverse_Howarth_2023_05_05 | 2048 | CH4 Salt Cavern Storage - ON | Storage | Methane | QC | Dispatch-Storage | FuelCost | 0 | [6 empty] | 0.33348 | 0
LCP_Inputs_ON_Diverse_Howarth_2023_05_05 | 2048 | CH4 Salt Cavern Storage - ON | Storage | Methane | QC | Dispatch-Storage | VOM | 0 | [6 empty] | 0.33348 | 0
LCP_Inputs_ON_Diverse_Howarth_2023_05_05 | 2048 | CH4 Salt Cavern Storage - ON | Storage | Methane | WC | Dispatch-Storage | EmissionsCost | 0 | [6 empty] | 0.33348 | 0
LCP_Inputs_ON_Diverse_Howarth_2023_05_05 | 2048 | CH4 Salt Cavern Storage - ON | Storage | Methane | WC | Dispatch-Storage | FuelCost | 0 | [6 empty] | 0.33348 | 0
LCP_Inputs_ON_Diverse_Howarth_2023_05_05 | 2048 | CH4 Salt Cavern Storage - ON | Storage | Methane | WC | Dispatch-Storage | VOM | 0 | [6 empty] | 0.33348 | 0
LCP_Inputs_ON_Diverse_Howarth_2023_05_05 | 2048 | Electrolyser 2020/2030 | Crossload | Hydrogen | MI | Dispatch-Crossload | EmissionsCost | 0 | [6 empty] | 0.33348 | 0
LCP_Inputs_ON_Diverse_Howarth_2023_05_05 | 2048 | Electrolyser 2020/2030 | Crossload | Hydrogen | MI | Dispatch-Crossload | FuelCost | 0 | [6 empty] | 0.33348 | 0
LCP_Inputs_ON_Diverse_Howarth_2023_05_05 | 2048 | Electrolyser 2020/2030 | Crossload | Hydrogen | MI | Dispatch-Crossload | VOM | 0 | [6 empty] | 0.33348 | 0
LCP_Inputs_ON_Diverse_Howarth_2023_05_05 | 2048 | Electrolyser 2020/2030 | Crossload | Hydrogen | NY | Dispatch-Crossload | EmissionsCost | 0 | [6 empty] | 0.33348 | 0
LCP_Inputs_ON_Diverse_Howarth_2023_05_05 | 2048 | Electrolyser 2020/2030 | Crossload | Hydrogen | NY | Dispatch-Crossload | FuelCost | 0 | [6 empty] | 0.33348 | 0
LCP_Inputs_ON_Diverse_Howarth_2023_05_05 | 2048 | Electrolyser 2020/2030 | Crossload | Hydrogen | NY | Dispatch-Crossload | VOM | 0 | [6 empty] | 0.33348 | 0
LCP_Inputs_ON_Diverse_Howarth_2023_05_05 | 2048 | Electrolyser 2020/2030 | Crossload | Hydrogen | ON | Dispatch-Crossload | EmissionsCost | 0 | [6 empty] | 0.33348 | 0
LCP_Inputs_ON_Diverse_Howarth_2023_05_05 | 2048 | Electrolyser 2020/2030 | Crossload | Hydrogen | ON | Dispatch-Crossload | FuelCost | 0 | [6 empty] | 0.33348 | 0
LCP_Inputs_ON_Diverse_Howarth_2023_05_05 | 2048 | Electrolyser 2020/2030 | Crossload | Hydrogen | ON | Dispatch-Crossload | VOM | 0 | [6 empty] | 0.33348 | 0
LCP_Inputs_ON_Diverse_Howarth_2023_05_05 | 2048 | Electrolyser 2020/2030 | Crossload | Hydrogen | PJ | Dispatch-Crossload | EmissionsCost | 0 | [6 empty] | 0.33348 | 0
LCP_Inputs_ON_Diverse_Howarth_2023_05_05 | 2048 | Electrolyser 2020/2030 | Crossload | Hydrogen | PJ | Dispatch-Crossload | FuelCost | 0 | [6 empty] | 0.33348 | 0
LCP_Inputs_ON_Diverse_Howarth_2023_05_05 | 2048 | Electrolyser 2020/2030 | Crossload | Hydrogen | PJ | Dispatch-Crossload | VOM | 0 | [6 empty] | 0.33348 | 0
LCP_Inputs_ON_Diverse_Howarth_2023_05_05 | 2048 | Electrolyser 2020/2030 | Crossload | Hydrogen | QC | Dispatch-Crossload | EmissionsCost | 0 | [6 empty] | 0.33348 | 0
LCP_Inputs_ON_Diverse_Howarth_2023_05_05 | 2048 | Electrolyser 2020/2030 | Crossload | Hydrogen | QC | Dispatch-Crossload | FuelCost | 0 | [6 empty] | 0.33348 | 0
LCP_Inputs_ON_Diverse_Howarth_2023_05_05 | 2048 | Electrolyser 2020/2030 | Crossload | Hydrogen | QC | Dispatch-Crossload | VOM | 0 | [6 empty] | 0.33348 | 0
LCP_Inputs_ON_Diverse_Howarth_2023_05_05 | 2048 | Electrolyser 2020/2030 | Crossload | Hydrogen | WC | Dispatch-Crossload | EmissionsCost | 0 | [6 empty] | 0.33348 | 0
LCP_Inputs_ON_Diverse_Howarth_2023_05_05 | 2048 | Electrolyser 2020/2030 | Crossload | Hydrogen | WC | Dispatch-Crossload | FuelCost | 0 | [6 empty] | 0.33348 | 0
LCP_Inputs_ON_Diverse_Howarth_2023_05_05 | 2048 | Electrolyser 2020/2030 | Crossload | Hydrogen | WC | Dispatch-Crossload | VOM | 0 | [6 empty] | 0.33348 | 0
LCP_Inputs_ON_Diverse_Howarth_2023_05_05 | 2048 | Electrolyser 2040 | Crossload | Hydrogen | MI | Dispatch-Crossload | EmissionsCost | 0 | [6 empty] | 0.33348 | 0
LCP_Inputs_ON_Diverse_Howarth_2023_05_05 | 2048 | Electrolyser 2040 | Crossload | Hydrogen | MI | Dispatch-Crossload | FuelCost | 0 | [6 empty] | 0.33348 | 0
LCP_Inputs_ON_Diverse_Howarth_2023_05_05 | 2048 | Electrolyser 2040 | Crossload | Hydrogen | MI | Dispatch-Crossload | VOM | 0 | [6 empty] | 0.33348 | 0
LCP_Inputs_ON_Diverse_Howarth_2023_05_05 | 2048 | Electrolyser 2040 | Crossload | Hydrogen | NY | Dispatch-Crossload | EmissionsCost | 0 | [6 empty] | 0.33348 | 0
LCP_Inputs_ON_Diverse_Howarth_2023_05_05 | 2048 | Electrolyser 2040 | Crossload | Hydrogen | NY | Dispatch-Crossload | FuelCost | 0 | [6 empty] | 0.33348 | 0
LCP_Inputs_ON_Diverse_Howarth_2023_05_05 | 2048 | Electrolyser 2040 | Crossload | Hydrogen | NY | Dispatch-Crossload | VOM | 0 | [6 empty] | 0.33348 | 0
LCP_Inputs_ON_Diverse_Howarth_2023_05_05 | 2048 | Electrolyser 2040 | Crossload | Hydrogen | ON | Dispatch-Crossload | EmissionsCost | 0 | [6 empty] | 0.33348 | 0
LCP_Inputs_ON_Diverse_Howarth_2023_05_05 | 2048 | Electrolyser 2040 | Crossload | Hydrogen | ON | Dispatch-Crossload | FuelCost | 0 | [6 empty] | 0.33348 | 0
LCP_Inputs_ON_Diverse_Howarth_2023_05_05 | 2048 | Electrolyser 2040 | Crossload | Hydrogen | ON | Dispatch-Crossload | VOM | 0 | [6 empty] | 0.33348 | 0
LCP_Inputs_ON_Diverse_Howarth_2023_05_05 | 2048 | Electrolyser 2040 | Crossload | Hydrogen | PJ | Dispatch-Crossload | EmissionsCost | 0 | [6 empty] | 0.33348 | 0
LCP_Inputs_ON_Diverse_Howarth_2023_05_05 | 2048 | Electrolyser 2040 | Crossload | Hydrogen | PJ | Dispatch-Crossload | FuelCost | 0 | [6 empty] | 0.33348 | 0
LCP_Inputs_ON_Diverse_Howarth_2023_05_05 | 2048 | Electrolyser 2040 | Crossload | Hydrogen | PJ | Dispatch-Crossload | VOM | 0 | [6 empty] | 0.33348 | 0
LCP_Inputs_ON_Diverse_Howarth_2023_05_05 | 2048 | Electrolyser 2040 | Crossload | Hydrogen | QC | Dispatch-Crossload | EmissionsCost | 0 | [6 empty] | 0.33348 | 0
LCP_Inputs_ON_Diverse_Howarth_2023_05_05 | 2048 | Electrolyser 2040 | Crossload | Hydrogen | QC | Dispatch-Crossload | FuelCost | 0 | [6 empty] | 0.33348 | 0
LCP_Inputs_ON_Diverse_Howarth_2023_05_05 | 2048 | Electrolyser 2040 | Crossload | Hydrogen | QC | Dispatch-Crossload | VOM | 0 | [6 empty] | 0.33348 | 0
LCP_Inputs_ON_Diverse_Howarth_2023_05_05 | 2048 | Electrolyser 2040 | Crossload | Hydrogen | WC | Dispatch-Crossload | EmissionsCost | 0 | [6 empty] | 0.33348 | 0
LCP_Inputs_ON_Diverse_Howarth_2023_05_05 | 2048 | Electrolyser 2040 | Crossload | Hydrogen | WC | Dispatch-Crossload | FuelCost | 0 | [6 empty] | 0.33348 | 0
LCP_Inputs_ON_Diverse_Howarth_2023_05_05 | 2048 | Electrolyser 2040 | Crossload | Hydrogen | WC | Dispatch-Crossload | VOM | 0 | [6 empty] | 0.33348 | 0
LCP_Inputs_ON_Diverse_Howarth_2023_05_05 | 2048 | Electrolyser 2050 | Crossload | Hydrogen | MI | Dispatch-Crossload | EmissionsCost | 0 | [6 empty] | 0.33348 | 0
LCP_Inputs_ON_Diverse_Howarth_2023_05_05 | 2048 | Electrolyser 2050 | Crossload | Hydrogen | MI | Dispatch-Crossload | FuelCost | 0 | [6 empty] | 0.33348 | 0
LCP_Inputs_ON_Diverse_Howarth_2023_05_05 | 2048 | Electrolyser 2050 | Crossload | Hydrogen | MI | Dispatch-Crossload | VOM | 0 | [6 empty] | 0.33348 | 0
LCP_Inputs_ON_Diverse_Howarth_2023_05_05 | 2048 | Electrolyser 2050 | Crossload | Hydrogen | NY | Dispatch-Crossload | EmissionsCost | 0 | [6 empty] | 0.33348 | 0
LCP_Inputs_ON_Diverse_Howarth_2023_05_05 | 2048 | Electrolyser 2050 | Crossload | Hydrogen | NY | Dispatch-Crossload | FuelCost | 0 | [6 empty] | 0.33348 | 0
LCP_Inputs_ON_Diverse_Howarth_2023_05_05 | 2048 | Electrolyser 2050 | Crossload | Hydrogen | NY | Dispatch-Crossload | VOM | 0 | [6 empty] | 0.33348 | 0
LCP_Inputs_ON_Diverse_Howarth_2023_05_05 | 2048 | Electrolyser 2050 | Crossload | Hydrogen | ON | Dispatch-Crossload | EmissionsCost | 0 | [6 empty] | 0.33348 | 0
LCP_Inputs_ON_Diverse_Howarth_2023_05_05 | 2048 | Electrolyser 2050 | Crossload | Hydrogen | ON | Dispatch-Crossload | FuelCost | 0 | [6 empty] | 0.33348 | 0
LCP_Inputs_ON_Diverse_Howarth_2023_05_05 | 2048 | Electrolyser 2050 | Crossload | Hydrogen | ON | Dispatch-Crossload | VOM | 0 | [6 empty] | 0.33348 | 0
LCP_Inputs_ON_Diverse_Howarth_2023_05_05 | 2048 | Electrolyser 2050 | Crossload | Hydrogen | PJ | Dispatch-Crossload | EmissionsCost | 0 | [6 empty] | 0.33348 | 0
LCP_Inputs_ON_Diverse_Howarth_2023_05_05 | 2048 | Electrolyser 2050 | Crossload | Hydrogen | PJ | Dispatch-Crossload | FuelCost | 0 | [6 empty] | 0.33348 | 0
LCP_Inputs_ON_Diverse_Howarth_2023_05_05 | 2048 | Electrolyser 2050 | Crossload | Hydrogen | PJ | Dispatch-Crossload | VOM | 0 | [6 empty] | 0.33348 | 0
LCP_Inputs_ON_Diverse_Howarth_2023_05_05 | 2048 | Electrolyser 2050 | Crossload | Hydrogen | QC | Dispatch-Crossload | EmissionsCost | 0 | [6 empty] | 0.33348 | 0
LCP_Inputs_ON_Diverse_Howarth_2023_05_05 | 2048 | Electrolyser 2050 | Crossload | Hydrogen | QC | Dispatch-Crossload | FuelCost | 0 | [6 empty] | 0.33348 | 0
LCP_Inputs_ON_Diverse_Howarth_2023_05_05 | 2048 | Electrolyser 2050 | Crossload | Hydrogen | QC | Dispatch-Crossload | VOM | 0 | [6 empty] | 0.33348 | 0
LCP_Inputs_ON_Diverse_Howarth_2023_05_05 | 2048 | Electrolyser 2050 | Crossload | Hydrogen | WC | Dispatch-Crossload | EmissionsCost | 0 | [6 empty] | 0.33348 | 0
LCP_Inputs_ON_Diverse_Howarth_2023_05_05 | 2048 | Electrolyser 2050 | Crossload | Hydrogen | WC | Dispatch-Crossload | FuelCost | 0 | [6 empty] | 0.33348 | 0
LCP_Inputs_ON_Diverse_Howarth_2023_05_05 | 2048 | Electrolyser 2050 | Crossload | Hydrogen | WC | Dispatch-Crossload | VOM | 0 | [6 empty] | 0.33348 | 0
LCP_Inputs_ON_Diverse_Howarth_2023_05_05 | 2048 | Fossil Fuel Thermal (Coal, Peat, Oil) | Generation | Electricity | MI | Dispatch-Generation | EmissionsCost | 0 | [6 empty] | 0.33348 | 0
LCP_Inputs_ON_Diverse_Howarth_2023_05_05 | 2048 | Fossil Fuel Thermal (Coal, Peat, Oil) | Generation | Electricity | MI | Dispatch-Generation | FuelCost | 0 | [6 empty] | 0.33348 | 0
LCP_Inputs_ON_Diverse_Howarth_2023_05_05 | 2048 | Fossil Fuel Thermal (Coal, Peat, Oil) | Generation | Electricity | MI | Dispatch-Generation | VOM | 0 | [6 empty] | 0.33348 | 0
LCP_Inputs_ON_Diverse_Howarth_2023_05_05 | 2048 | Fossil Fuel Thermal (Coal, Peat, Oil) | Generation | Electricity | NY | Dispatch-Generation | EmissionsCost | 0 | [6 empty] | 0.33348 | 0
LCP_Inputs_ON_Diverse_Howarth_2023_05_05 | 2048 | Fossil Fuel Thermal (Coal, Peat, Oil) | Generation | Electricity | NY | Dispatch-Generation | FuelCost | 0 | [6 empty] | 0.33348 | 0
LCP_Inputs_ON_Diverse_Howarth_2023_05_05 | 2048 | Fossil Fuel Thermal (Coal, Peat, Oil) | Generation | Electricity | NY | Dispatch-Generation | VOM | 0 | [6 empty] | 0.33348 | 0
LCP_Inputs_ON_Diverse_Howarth_2023_05_05 | 2048 | Fossil Fuel Thermal (Coal, Peat, Oil) | Generation | Electricity | ON | Dispatch-Generation | EmissionsCost | 0 | [6 empty] | 0.33348 | 0
LCP_Inputs_ON_Diverse_Howarth_2023_05_05 | 2048 | Fossil Fuel Thermal (Coal, Peat, Oil) | Generation | Electricity | ON | Dispatch-Generation | FuelCost | 0 | [6 empty] | 0.33348 | 0
LCP_Inputs_ON_Diverse_Howarth_2023_05_05 | 2048 | Fossil Fuel Thermal (Coal, Peat, Oil) | Generation | Electricity | ON | Dispatch-Generation | VOM | 0 | [6 empty] | 0.33348 | 0
LCP_Inputs_ON_Diverse_Howarth_2023_05_05 | 2048 | Fossil Fuel Thermal (Coal, Peat, Oil) | Generation | Electricity | PJ | Dispatch-Generation | EmissionsCost | 0 | [6 empty] | 0.33348 | 0
LCP_Inputs_ON_Diverse_Howarth_2023_05_05 | 2048 | Fossil Fuel Thermal (Coal, Peat, Oil) | Generation | Electricity | PJ | Dispatch-Generation | FuelCost | 0 | [6 empty] | 0.33348 | 0
LCP_Inputs_ON_Diverse_Howarth_2023_05_05 | 2048 | Fossil Fuel Thermal (Coal, Peat, Oil) | Generation | Electricity | PJ | Dispatch-Generation | VOM | 0 | [6 empty] | 0.33348 | 0
LCP_Inputs_ON_Diverse_Howarth_2023_05_05 | 2048 | Fossil Fuel Thermal (Coal, Peat, Oil) | Generation | Electricity | QC | Dispatch-Generation | EmissionsCost | 0 | [6 empty] | 0.33348 | 0
LCP_Inputs_ON_Diverse_Howarth_2023_05_05 | 2048 | Fossil Fuel Thermal (Coal, Peat, Oil) | Generation | Electricity | QC | Dispatch-Generation | FuelCost | 0 | [6 empty] | 0.33348 | 0
LCP_Inputs_ON_Diverse_Howarth_2023_05_05 | 2048 | Fossil Fuel Thermal (Coal, Peat, Oil) | Generation | Electricity | QC | Dispatch-Generation | VOM | 0 | [6 empty] | 0.33348 | 0
LCP_Inputs_ON_Diverse_Howarth_2023_05_05 | 2048 | Fossil Fuel Thermal (Coal, Peat, Oil) | Generation | Electricity | WC | Dispatch-Generation | EmissionsCost | 0 | [6 empty] | 0.33348 | 0
LCP_Inputs_ON_Diverse_Howarth_2023_05_05 | 2048 | Fossil Fuel Thermal (Coal, Peat, Oil) | Generation | Electricity | WC | Dispatch-Generation | FuelCost | 0 | [6 empty] | 0.33348 | 0
LCP_Inputs_ON_Diverse_Howarth_2023_05_05 | 2048 | Fossil Fuel Thermal (Coal, Peat, Oil) | Generation | Electricity | WC | Dispatch-Generation | VOM | 0 | [6 empty] | 0.33348 | 0
LCP_Inputs_ON_Diverse_Howarth_2023_05_05 | 2048 | Generic - Generator | Generation | Electricity | MI | Dispatch-Generation | EmissionsCost | 0 | [6 empty] | 0.33348 | 0
LCP_Inputs_ON_Diverse_Howarth_2023_05_05 | 2048 | Generic - Generator | Generation | Electricity | MI | Dispatch-Generation | FuelCost | 779066036.8313 | [6 empty] | 0.33348 | 259800971.9227
LCP_Inputs_ON_Diverse_Howarth_2023_05_05 | 2048 | Generic - Generator | Generation | Electricity | MI | Dispatch-Generation | VOM | 25479285.0987 | [6 empty] | 0.33348 | 8496767.5647
LCP_Inputs_ON_Diverse_Howarth_2023_05_05 | 2048 | Generic - Generator | Generation | Electricity | NY | Dispatch-Generation | EmissionsCost | 0 | [6 empty] | 0.33348 | 0
LCP_Inputs_ON_Diverse_Howarth_2023_05_05 | 2048 | Generic - Generator | Generation | Electricity | NY | Dispatch-Generation | FuelCost | 89518783.8946 | [6 empty] | 0.33348 | 29852497.6852
LCP_Inputs_ON_Diverse_Howarth_2023_05_05 | 2048 | Generic - Generator | Generation | Electricity | NY | Dispatch-Generation | VOM | 2927703.8257 | [6 empty] | 0.33348 | 976323.2685
LCP_Inputs_ON_Diverse_Howarth_2023_05_05 | 2048 | Generic - Generator | Generation | Electricity | ON | Dispatch-Generation | EmissionsCost | 0 | [6 empty] | 0.33348 | 0
LCP_Inputs_ON_Diverse_Howarth_2023_05_05 | 2048 | Generic - Generator | Generation | Electricity | ON | Dispatch-Generation | FuelCost | 0 | [6 empty] | 0.33348 | 0
LCP_Inputs_ON_Diverse_Howarth_2023_05_05 | 2048 | Generic - Generator | Generation | Electricity | ON | Dispatch-Generation | VOM | 0 | [6 empty] | 0.33348 | 0
LCP_Inputs_ON_Diverse_Howarth_2023_05_05 | 2048 | Generic - Generator | Generation | Electricity | PJ | Dispatch-Generation | EmissionsCost | 0 | [6 empty] | 0.33348 | 0
LCP_Inputs_ON_Diverse_Howarth_2023_05_05 | 2048 | Generic - Generator | Generation | Electricity | PJ | Dispatch-Generation | FuelCost | 5285282840.0619 | [6 empty] | 0.33348 | 1762522756.5037
LCP_Inputs_ON_Diverse_Howarth_2023_05_05 | 2048 | Generic - Generator | Generation | Electricity | PJ | Dispatch-Generation | VOM | 172854702.8655 | [6 empty] | 0.33348 | 57643149.2105
LCP_Inputs_ON_Diverse_Howarth_2023_05_05 | 2048 | Generic - Generator | Generation | Electricity | QC | Dispatch-Generation | EmissionsCost | 0 | [6 empty] | 0.33348 | 0
LCP_Inputs_ON_Diverse_Howarth_2023_05_05 | 2048 | Generic - Generator | Generation | Electricity | QC | Dispatch-Generation | FuelCost | 0 | [6 empty] | 0.33348 | 0
LCP_Inputs_ON_Diverse_Howarth_2023_05_05 | 2048 | Generic - Generator | Generation | Electricity | QC | Dispatch-Generation | VOM | 0 | [6 empty] | 0.33348 | 0
LCP_Inputs_ON_Diverse_Howarth_2023_05_05 | 2048 | Generic - Generator | Generation | Electricity | WC | Dispatch-Generation | EmissionsCost | 0 | [6 empty] | 0.33348 | 0
LCP_Inputs_ON_Diverse_Howarth_2023_05_05 | 2048 | Generic - Generator | Generation | Electricity | WC | Dispatch-Generation | FuelCost | 0 | [6 empty] | 0.33348 | 0
LCP_Inputs_ON_Diverse_Howarth_2023_05_05 | 2048 | Generic - Generator | Generation | Electricity | WC | Dispatch-Generation | VOM | 0 | [6 empty] | 0.33348 | 0
LCP_Inputs_ON_Diverse_Howarth_2023_05_05 | 2048 | H2 Import - QC | Import | Hydrogen | MI | Dispatch-Import | EmissionsCost | 0 | [6 empty] | 0.33348 | 0
LCP_Inputs_ON_Diverse_Howarth_2023_05_05 | 2048 | H2 Import - QC | Import | Hydrogen | MI | Dispatch-Import | FuelCost | 0 | [6 empty] | 0.33348 | 0
LCP_Inputs_ON_Diverse_Howarth_2023_05_05 | 2048 | H2 Import - QC | Import | Hydrogen | MI | Dispatch-Import | VOM | 0 | [6 empty] | 0.33348 | 0
LCP_Inputs_ON_Diverse_Howarth_2023_05_05 | 2048 | H2 Import - QC | Import | Hydrogen | NY | Dispatch-Import | EmissionsCost | 0 | [6 empty] | 0.33348 | 0
LCP_Inputs_ON_Diverse_Howarth_2023_05_05 | 2048 | H2 Import - QC | Import | Hydrogen | NY | Dispatch-Import | FuelCost | 0 | [6 empty] | 0.33348 | 0
LCP_Inputs_ON_Diverse_Howarth_2023_05_05 | 2048 | H2 Import - QC | Import | Hydrogen | NY | Dispatch-Import | VOM | 0 | [6 empty] | 0.33348 | 0
LCP_Inputs_ON_Diverse_Howarth_2023_05_05 | 2048 | H2 Import - QC | Import | Hydrogen | ON | Dispatch-Import | EmissionsCost | 0 | [6 empty] | 0.33348 | 0
LCP_Inputs_ON_Diverse_Howarth_2023_05_05 | 2048 | H2 Import - QC | Import | Hydrogen | ON | Dispatch-Import | FuelCost | 0 | [6 empty] | 0.33348 | 0
LCP_Inputs_ON_Diverse_Howarth_2023_05_05 | 2048 | H2 Import - QC | Import | Hydrogen | ON | Dispatch-Import | VOM | 0 | [6 empty] | 0.33348 | 0
LCP_Inputs_ON_Diverse_Howarth_2023_05_05 | 2048 | H2 Import - QC | Import | Hydrogen | PJ | Dispatch-Import | EmissionsCost | 0 | [6 empty] | 0.33348 | 0
LCP_Inputs_ON_Diverse_Howarth_2023_05_05 | 2048 | H2 Import - QC | Import | Hydrogen | PJ | Dispatch-Import | FuelCost | 0 | [6 empty] | 0.33348 | 0
LCP_Inputs_ON_Diverse_Howarth_2023_05_05 | 2048 | H2 Import - QC | Import | Hydrogen | PJ | Dispatch-Import | VOM | 0 | [6 empty] | 0.33348 | 0
LCP_Inputs_ON_Diverse_Howarth_2023_05_05 | 2048 | H2 Import - QC | Import | Hydrogen | QC | Dispatch-Import | EmissionsCost | 0 | [6 empty] | 0.33348 | 0
LCP_Inputs_ON_Diverse_Howarth_2023_05_05 | 2048 | H2 Import - QC | Import | Hydrogen | QC | Dispatch-Import | FuelCost | 0 | [6 empty] | 0.33348 | 0
LCP_Inputs_ON_Diverse_Howarth_2023_05_05 | 2048 | H2 Import - QC | Import | Hydrogen | QC | Dispatch-Import | VOM | 0 | [6 empty] | 0.33348 | 0
LCP_Inputs_ON_Diverse_Howarth_2023_05_05 | 2048 | H2 Import - QC | Import | Hydrogen | WC | Dispatch-Import | EmissionsCost | 0 | [6 empty] | 0.33348 | 0
LCP_Inputs_ON_Diverse_Howarth_2023_05_05 | 2048 | H2 Import - QC | Import | Hydrogen | WC | Dispatch-Import | FuelCost | 0 | [6 empty] | 0.33348 | 0
LCP_Inputs_ON_Diverse_Howarth_2023_05_05 | 2048 | H2 Import - QC | Import | Hydrogen | WC | Dispatch-Import | VOM | 0 | [6 empty] | 0.33348 | 0
LCP_Inputs_ON_Diverse_Howarth_2023_05_05 | 2048 | H2 Import - WC | Import | Hydrogen | MI | Dispatch-Import | EmissionsCost | 0 | [6 empty] | 0.33348 | 0
LCP_Inputs_ON_Diverse_Howarth_2023_05_05 | 2048 | H2 Import - WC | Import | Hydrogen | MI | Dispatch-Import | FuelCost | 0 | [6 empty] | 0.33348 | 0
LCP_Inputs_ON_Diverse_Howarth_2023_05_05 | 2048 | H2 Import - WC | Import | Hydrogen | MI | Dispatch-Import | VOM | 0 | [6 empty] | 0.33348 | 0
LCP_Inputs_ON_Diverse_Howarth_2023_05_05 | 2048 | H2 Import - WC | Import | Hydrogen | NY | Dispatch-Import | EmissionsCost | 0 | [6 empty] | 0.33348 | 0
LCP_Inputs_ON_Diverse_Howarth_2023_05_05 | 2048 | H2 Import - WC | Import | Hydrogen | NY | Dispatch-Import | FuelCost | 0 | [6 empty] | 0.33348 | 0
LCP_Inputs_ON_Diverse_Howarth_2023_05_05 | 2048 | H2 Import - WC | Import | Hydrogen | NY | Dispatch-Import | VOM | 0 | [6 empty] | 0.33348 | 0
LCP_Inputs_ON_Diverse_Howarth_2023_05_05 | 2048 | H2 Import - WC | Import | Hydrogen | ON | Dispatch-Import | EmissionsCost | 0 | [6 empty] | 0.33348 | 0
LCP_Inputs_ON_Diverse_Howarth_2023_05_05 | 2048 | H2 Import - WC | Import | Hydrogen | ON | Dispatch-Import | FuelCost | 0 | [6 empty] | 0.33348 | 0
LCP_Inputs_ON_Diverse_Howarth_2023_05_05 | 2048 | H2 Import - WC | Import | Hydrogen | ON | Dispatch-Import | VOM | 0 | [6 empty] | 0.33348 | 0
LCP_Inputs_ON_Diverse_Howarth_2023_05_05 | 2048 | H2 Import - WC | Import | Hydrogen | PJ | Dispatch-Import | EmissionsCost | 0 | [6 empty] | 0.33348 | 0
LCP_Inputs_ON_Diverse_Howarth_2023_05_05 | 2048 | H2 Import - WC | Import | Hydrogen | PJ | Dispatch-Import | FuelCost | 0 | [6 empty] | 0.33348 | 0
LCP_Inputs_ON_Diverse_Howarth_2023_05_05 | 2048 | H2 Import - WC | Import | Hydrogen | PJ | Dispatch-Import | VOM | 0 | [6 empty] | 0.33348 | 0
LCP_Inputs_ON_Diverse_Howarth_2023_05_05 | 2048 | H2 Import - WC | Import | Hydrogen | QC | Dispatch-Import | EmissionsCost | 0 | [6 empty] | 0.33348 | 0
LCP_Inputs_ON_Diverse_Howarth_2023_05_05 | 2048 | H2 Import - WC | Import | Hydrogen | QC | Dispatch-Import | FuelCost | 0 | [6 empty] | 0.33348 | 0
LCP_Inputs_ON_Diverse_Howarth_2023_05_05 | 2048 | H2 Import - WC | Import | Hydrogen | QC | Dispatch-Import | VOM | 0 | [6 empty] | 0.33348 | 0
LCP_Inputs_ON_Diverse_Howarth_2023_05_05 | 2048 | H2 Import - WC | Import | Hydrogen | WC | Dispatch-Import | EmissionsCost | 0 | [6 empty] | 0.33348 | 0
LCP_Inputs_ON_Diverse_Howarth_2023_05_05 | 2048 | H2 Import - WC | Import | Hydrogen | WC | Dispatch-Import | FuelCost | 8016738.2099 | [6 empty] | 0.33348 | 2673401.5861
LCP_Inputs_ON_Diverse_Howarth_2023_05_05 | 2048 | H2 Import - WC | Import | Hydrogen | WC | Dispatch-Import | VOM | 0 | [6 empty] | 0.33348 | 0
LCP_Inputs_ON_Diverse_Howarth_2023_05_05 | 2048 | H2 Salt Cavern Storage - ON | Storage | Hydrogen | MI | Dispatch-Storage | EmissionsCost | 0 | [6 empty] | 0.33348 | 0
LCP_Inputs_ON_Diverse_Howarth_2023_05_05 | 2048 | H2 Salt Cavern Storage - ON | Storage | Hydrogen | MI | Dispatch-Storage | FuelCost | 0 | [6 empty] | 0.33348 | 0
LCP_Inputs_ON_Diverse_Howarth_2023_05_05 | 2048 | H2 Salt Cavern Storage - ON | Storage | Hydrogen | MI | Dispatch-Storage | VOM | 0 | [6 empty] | 0.33348 | 0
LCP_Inputs_ON_Diverse_Howarth_2023_05_05 | 2048 | H2 Salt Cavern Storage - ON | Storage | Hydrogen | NY | Dispatch-Storage | EmissionsCost | 0 | [6 empty] | 0.33348 | 0
LCP_Inputs_ON_Diverse_Howarth_2023_05_05 | 2048 | H2 Salt Cavern Storage - ON | Storage | Hydrogen | NY | Dispatch-Storage | FuelCost | 0 | [6 empty] | 0.33348 | 0
LCP_Inputs_ON_Diverse_Howarth_2023_05_05 | 2048 | H2 Salt Cavern Storage - ON | Storage | Hydrogen | NY | Dispatch-Storage | VOM | 0 | [6 empty] | 0.33348 | 0
LCP_Inputs_ON_Diverse_Howarth_2023_05_05 | 2048 | H2 Salt Cavern Storage - ON | Storage | Hydrogen | ON | Dispatch-Storage | EmissionsCost | 0 | [6 empty] | 0.33348 | 0
LCP_Inputs_ON_Diverse_Howarth_2023_05_05 | 2048 | H2 Salt Cavern Storage - ON | Storage | Hydrogen | ON | Dispatch-Storage | FuelCost | 0 | [6 empty] | 0.33348 | 0
LCP_Inputs_ON_Diverse_Howarth_2023_05_05 | 2048 | H2 Salt Cavern Storage - ON | Storage | Hydrogen | ON | Dispatch-Storage | VOM | 56003241.9784 | [6 empty] | 0.33348 | 18675819.5185
LCP_Inputs_ON_Diverse_Howarth_2023_05_05 | 2048 | H2 Salt Cavern Storage - ON | Storage | Hydrogen | PJ | Dispatch-Storage | EmissionsCost | 0 | [6 empty] | 0.33348 | 0
LCP_Inputs_ON_Diverse_Howarth_2023_05_05 | 2048 | H2 Salt Cavern Storage - ON | Storage | Hydrogen | PJ | Dispatch-Storage | FuelCost | 0 | [6 empty] | 0.33348 | 0
LCP_Inputs_ON_Diverse_Howarth_2023_05_05 | 2048 | H2 Salt Cavern Storage - ON | Storage | Hydrogen | PJ | Dispatch-Storage | VOM | 0 | [6 empty] | 0.33348 | 0
LCP_Inputs_ON_Diverse_Howarth_2023_05_05 | 2048 | H2 Salt Cavern Storage - ON | Storage | Hydrogen | QC | Dispatch-Storage | EmissionsCost | 0 | [6 empty] | 0.33348 | 0
LCP_Inputs_ON_Diverse_Howarth_2023_05_05 | 2048 | H2 Salt Cavern Storage - ON | Storage | Hydrogen | QC | Dispatch-Storage | FuelCost | 0 | [6 empty] | 0.33348 | 0
LCP_Inputs_ON_Diverse_Howarth_2023_05_05 | 2048 | H2 Salt Cavern Storage - ON | Storage | Hydrogen | QC | Dispatch-Storage | VOM | 0 | [6 empty] | 0.33348 | 0
LCP_Inputs_ON_Diverse_Howarth_2023_05_05 | 2048 | H2 Salt Cavern Storage - ON | Storage | Hydrogen | WC | Dispatch-Storage | EmissionsCost | 0 | [6 empty] | 0.33348 | 0
LCP_Inputs_ON_Diverse_Howarth_2023_05_05 | 2048 | H2 Salt Cavern Storage - ON | Storage | Hydrogen | WC | Dispatch-Storage | FuelCost | 0 | [6 empty] | 0.33348 | 0
LCP_Inputs_ON_Diverse_Howarth_2023_05_05 | 2048 | H2 Salt Cavern Storage - ON | Storage | Hydrogen | WC | Dispatch-Storage | VOM | 0 | [6 empty] | 0.33348 | 0
LCP_Inputs_ON_Diverse_Howarth_2023_05_05 | 2048 | Hydro | Generation | Electricity | MI | Dispatch-Generation | EmissionsCost | 0 | [6 empty] | 0.33348 | 0
LCP_Inputs_ON_Diverse_Howarth_2023_05_05 | 2048 | Hydro | Generation | Electricity | MI | Dispatch-Generation | FuelCost | 0 | [6 empty] | 0.33348 | 0
LCP_Inputs_ON_Diverse_Howarth_2023_05_05 | 2048 | Hydro | Generation | Electricity | MI | Dispatch-Generation | VOM | 0 | [6 empty] | 0.33348 | 0
LCP_Inputs_ON_Diverse_Howarth_2023_05_05 | 2048 | Hydro | Generation | Electricity | NY | Dispatch-Generation | EmissionsCost | 0 | [6 empty] | 0.33348 | 0
LCP_Inputs_ON_Diverse_Howarth_2023_05_05 | 2048 | Hydro | Generation | Electricity | NY | Dispatch-Generation | FuelCost | 0 | [6 empty] | 0.33348 | 0
LCP_Inputs_ON_Diverse_Howarth_2023_05_05 | 2048 | Hydro | Generation | Electricity | NY | Dispatch-Generation | VOM | 0 | [6 empty] | 0.33348 | 0
LCP_Inputs_ON_Diverse_Howarth_2023_05_05 | 2048 | Hydro | Generation | Electricity | ON | Dispatch-Generation | EmissionsCost | 0 | [6 empty] | 0.33348 | 0
LCP_Inputs_ON_Diverse_Howarth_2023_05_05 | 2048 | Hydro | Generation | Electricity | ON | Dispatch-Generation | FuelCost | 0 | [6 empty] | 0.33348 | 0
LCP_Inputs_ON_Diverse_Howarth_2023_05_05 | 2048 | Hydro | Generation | Electricity | ON | Dispatch-Generation | VOM | 0 | [6 empty] | 0.33348 | 0
LCP_Inputs_ON_Diverse_Howarth_2023_05_05 | 2048 | Hydro | Generation | Electricity | PJ | Dispatch-Generation | EmissionsCost | 0 | [6 empty] | 0.33348 | 0
LCP_Inputs_ON_Diverse_Howarth_2023_05_05 | 2048 | Hydro | Generation | Electricity | PJ | Dispatch-Generation | FuelCost | 0 | [6 empty] | 0.33348 | 0
LCP_Inputs_ON_Diverse_Howarth_2023_05_05 | 2048 | Hydro | Generation | Electricity | PJ | Dispatch-Generation | VOM | 0 | [6 empty] | 0.33348 | 0
LCP_Inputs_ON_Diverse_Howarth_2023_05_05 | 2048 | Hydro | Generation | Electricity | QC | Dispatch-Generation | EmissionsCost | 0 | [6 empty] | 0.33348 | 0
LCP_Inputs_ON_Diverse_Howarth_2023_05_05 | 2048 | Hydro | Generation | Electricity | QC | Dispatch-Generation | FuelCost | 0 | [6 empty] | 0.33348 | 0
LCP_Inputs_ON_Diverse_Howarth_2023_05_05 | 2048 | Hydro | Generation | Electricity | QC | Dispatch-Generation | VOM | 0 | [6 empty] | 0.33348 | 0
LCP_Inputs_ON_Diverse_Howarth_2023_05_05 | 2048 | Hydro | Generation | Electricity | WC | Dispatch-Generation | EmissionsCost | 0 | [6 empty] | 0.33348 | 0
LCP_Inputs_ON_Diverse_Howarth_2023_05_05 | 2048 | Hydro | Generation | Electricity | WC | Dispatch-Generation | FuelCost | 0 | [6 empty] | 0.33348 | 0
LCP_Inputs_ON_Diverse_Howarth_2023_05_05 | 2048 | Hydro | Generation | Electricity | WC | Dispatch-Generation | VOM | 0 | [6 empty] | 0.33348 | 0
LCP_Inputs_ON_Diverse_Howarth_2023_05_05 | 2048 | Hydro Pumped Storage | Storage | Electricity | MI | Dispatch-Storage | EmissionsCost | 0 | [6 empty] | 0.33348 | 0
LCP_Inputs_ON_Diverse_Howarth_2023_05_05 | 2048 | Hydro Pumped Storage | Storage | Electricity | MI | Dispatch-Storage | FuelCost | 0 | [6 empty] | 0.33348 | 0
LCP_Inputs_ON_Diverse_Howarth_2023_05_05 | 2048 | Hydro Pumped Storage | Storage | Electricity | MI | Dispatch-Storage | VOM | 0 | [6 empty] | 0.33348 | 0
LCP_Inputs_ON_Diverse_Howarth_2023_05_05 | 2048 | Hydro Pumped Storage | Storage | Electricity | NY | Dispatch-Storage | EmissionsCost | 0 | [6 empty] | 0.33348 | 0
LCP_Inputs_ON_Diverse_Howarth_2023_05_05 | 2048 | Hydro Pumped Storage | Storage | Electricity | NY | Dispatch-Storage | FuelCost | 0 | [6 empty] | 0.33348 | 0
LCP_Inputs_ON_Diverse_Howarth_2023_05_05 | 2048 | Hydro Pumped Storage | Storage | Electricity | NY | Dispatch-Storage | VOM | 0 | [6 empty] | 0.33348 | 0
LCP_Inputs_ON_Diverse_Howarth_2023_05_05 | 2048 | Hydro Pumped Storage | Storage | Electricity | ON | Dispatch-Storage | EmissionsCost | 0 | [6 empty] | 0.33348 | 0
LCP_Inputs_ON_Diverse_Howarth_2023_05_05 | 2048 | Hydro Pumped Storage | Storage | Electricity | ON | Dispatch-Storage | FuelCost | 0 | [6 empty] | 0.33348 | 0
LCP_Inputs_ON_Diverse_Howarth_2023_05_05 | 2048 | Hydro Pumped Storage | Storage | Electricity | ON | Dispatch-Storage | VOM | 0 | [6 empty] | 0.33348 | 0
LCP_Inputs_ON_Diverse_Howarth_2023_05_05 | 2048 | Hydro Pumped Storage | Storage | Electricity | PJ | Dispatch-Storage | EmissionsCost | 0 | [6 empty] | 0.33348 | 0
LCP_Inputs_ON_Diverse_Howarth_2023_05_05 | 2048 | Hydro Pumped Storage | Storage | Electricity | PJ | Dispatch-Storage | FuelCost | 0 | [6 empty] | 0.33348 | 0
LCP_Inputs_ON_Diverse_Howarth_2023_05_05 | 2048 | Hydro Pumped Storage | Storage | Electricity | PJ | Dispatch-Storage | VOM | 0 | [6 empty] | 0.33348 | 0
LCP_Inputs_ON_Diverse_Howarth_2023_05_05 | 2048 | Hydro Pumped Storage | Storage | Electricity | QC | Dispatch-Storage | EmissionsCost | 0 | [6 empty] | 0.33348 | 0
LCP_Inputs_ON_Diverse_Howarth_2023_05_05 | 2048 | Hydro Pumped Storage | Storage | Electricity | QC | Dispatch-Storage | FuelCost | 0 | [6 empty] | 0.33348 | 0
LCP_Inputs_ON_Diverse_Howarth_2023_05_05 | 2048 | Hydro Pumped Storage | Storage | Electricity | QC | Dispatch-Storage | VOM | 0 | [6 empty] | 0.33348 | 0
LCP_Inputs_ON_Diverse_Howarth_2023_05_05 | 2048 | Hydro Pumped Storage | Storage | Electricity | WC | Dispatch-Storage | EmissionsCost | 0 | [6 empty] | 0.33348 | 0
LCP_Inputs_ON_Diverse_Howarth_2023_05_05 | 2048 | Hydro Pumped Storage | Storage | Electricity | WC | Dispatch-Storage | FuelCost | 0 | [6 empty] | 0.33348 | 0
LCP_Inputs_ON_Diverse_Howarth_2023_05_05 | 2048 | Hydro Pumped Storage | Storage | Electricity | WC | Dispatch-Storage | VOM | 0 | [6 empty] | 0.33348 | 0
LCP_Inputs_ON_Diverse_Howarth_2023_05_05 | 2048 | Nuclear | Generation | Electricity | MI | Dispatch-Generation | EmissionsCost | 0 | [6 empty] | 0.33348 | 0
LCP_Inputs_ON_Diverse_Howarth_2023_05_05 | 2048 | Nuclear | Generation | Electricity | MI | Dispatch-Generation | FuelCost | 0 | [6 empty] | 0.33348 | 0
LCP_Inputs_ON_Diverse_Howarth_2023_05_05 | 2048 | Nuclear | Generation | Electricity | MI | Dispatch-Generation | VOM | 2762866296.96 | [6 empty] | 0.33348 | 921353666.1951
LCP_Inputs_ON_Diverse_Howarth_2023_05_05 | 2048 | Nuclear | Generation | Electricity | NY | Dispatch-Generation | EmissionsCost | 0 | [6 empty] | 0.33348 | 0
LCP_Inputs_ON_Diverse_Howarth_2023_05_05 | 2048 | Nuclear | Generation | Electricity | NY | Dispatch-Generation | FuelCost | 0 | [6 empty] | 0.33348 | 0
LCP_Inputs_ON_Diverse_Howarth_2023_05_05 | 2048 | Nuclear | Generation | Electricity | NY | Dispatch-Generation | VOM | 2246155230.144 | [6 empty] | 0.33348 | 749042166.2509
LCP_Inputs_ON_Diverse_Howarth_2023_05_05 | 2048 | Nuclear | Generation | Electricity | ON | Dispatch-Generation | EmissionsCost | 0 | [6 empty] | 0.33348 | 0
LCP_Inputs_ON_Diverse_Howarth_2023_05_05 | 2048 | Nuclear | Generation | Electricity | ON | Dispatch-Generation | FuelCost | 0 | [6 empty] | 0.33348 | 0
LCP_Inputs_ON_Diverse_Howarth_2023_05_05 | 2048 | Nuclear | Generation | Electricity | ON | Dispatch-Generation | VOM | 7837478141.9618 | [6 empty] | 0.33348 | 2613622391.9941
LCP_Inputs_ON_Diverse_Howarth_2023_05_05 | 2048 | Nuclear | Generation | Electricity | PJ | Dispatch-Generation | EmissionsCost | 0 | [6 empty] | 0.33348 | 0
LCP_Inputs_ON_Diverse_Howarth_2023_05_05 | 2048 | Nuclear | Generation | Electricity | PJ | Dispatch-Generation | FuelCost | 0 | [6 empty] | 0.33348 | 0
LCP_Inputs_ON_Diverse_Howarth_2023_05_05 | 2048 | Nuclear | Generation | Electricity | PJ | Dispatch-Generation | VOM | 6401347648.6848 | [6 empty] | 0.33348 | 2134705226.6679
LCP_Inputs_ON_Diverse_Howarth_2023_05_05 | 2048 | Nuclear | Generation | Electricity | QC | Dispatch-Generation | EmissionsCost | 0 | [6 empty] | 0.33348 | 0
LCP_Inputs_ON_Diverse_Howarth_2023_05_05 | 2048 | Nuclear | Generation | Electricity | QC | Dispatch-Generation | FuelCost | 0 | [6 empty] | 0.33348 | 0
LCP_Inputs_ON_Diverse_Howarth_2023_05_05 | 2048 | Nuclear | Generation | Electricity | QC | Dispatch-Generation | VOM | 0 | [6 empty] | 0.33348 | 0
LCP_Inputs_ON_Diverse_Howarth_2023_05_05 | 2048 | Nuclear | Generation | Electricity | WC | Dispatch-Generation | EmissionsCost | 0 | [6 empty] | 0.33348 | 0
LCP_Inputs_ON_Diverse_Howarth_2023_05_05 | 2048 | Nuclear | Generation | Electricity | WC | Dispatch-Generation | FuelCost | 0 | [6 empty] | 0.33348 | 0
LCP_Inputs_ON_Diverse_Howarth_2023_05_05 | 2048 | Nuclear | Generation | Electricity | WC | Dispatch-Generation | VOM | 0 | [6 empty] | 0.33348 | 0
LCP_Inputs_ON_Diverse_Howarth_2023_05_05 | 2048 | Nuclear SMR | Generation | Electricity | MI | Dispatch-Generation | EmissionsCost | 0 | [6 empty] | 0.33348 | 0
LCP_Inputs_ON_Diverse_Howarth_2023_05_05 | 2048 | Nuclear SMR | Generation | Electricity | MI | Dispatch-Generation | FuelCost | 0 | [6 empty] | 0.33348 | 0
LCP_Inputs_ON_Diverse_Howarth_2023_05_05 | 2048 | Nuclear SMR | Generation | Electricity | MI | Dispatch-Generation | VOM | 0 | [6 empty] | 0.33348 | 0
LCP_Inputs_ON_Diverse_Howarth_2023_05_05 | 2048 | Nuclear SMR | Generation | Electricity | NY | Dispatch-Generation | EmissionsCost | 0 | [6 empty] | 0.33348 | 0
LCP_Inputs_ON_Diverse_Howarth_2023_05_05 | 2048 | Nuclear SMR | Generation | Electricity | NY | Dispatch-Generation | FuelCost | 0 | [6 empty] | 0.33348 | 0
LCP_Inputs_ON_Diverse_Howarth_2023_05_05 | 2048 | Nuclear SMR | Generation | Electricity | NY | Dispatch-Generation | VOM | 0 | [6 empty] | 0.33348 | 0
LCP_Inputs_ON_Diverse_Howarth_2023_05_05 | 2048 | Nuclear SMR | Generation | Electricity | ON | Dispatch-Generation | EmissionsCost | 0 | [6 empty] | 0.33348 | 0
LCP_Inputs_ON_Diverse_Howarth_2023_05_05 | 2048 | Nuclear SMR | Generation | Electricity | ON | Dispatch-Generation | FuelCost | 0 | [6 empty] | 0.33348 | 0
LCP_Inputs_ON_Diverse_Howarth_2023_05_05 | 2048 | Nuclear SMR | Generation | Electricity | ON | Dispatch-Generation | VOM | 209585025.0029 | [6 empty] | 0.33348 | 69891884.1561
LCP_Inputs_ON_Diverse_Howarth_2023_05_05 | 2048 | Nuclear SMR | Generation | Electricity | PJ | Dispatch-Generation | EmissionsCost | 0 | [6 empty] | 0.33348 | 0
LCP_Inputs_ON_Diverse_Howarth_2023_05_05 | 2048 | Nuclear SMR | Generation | Electricity | PJ | Dispatch-Generation | FuelCost | 0 | [6 empty] | 0.33348 | 0
LCP_Inputs_ON_Diverse_Howarth_2023_05_05 | 2048 | Nuclear SMR | Generation | Electricity | PJ | Dispatch-Generation | VOM | 0 | [6 empty] | 0.33348 | 0
LCP_Inputs_ON_Diverse_Howarth_2023_05_05 | 2048 | Nuclear SMR | Generation | Electricity | QC | Dispatch-Generation | EmissionsCost | 0 | [6 empty] | 0.33348 | 0
LCP_Inputs_ON_Diverse_Howarth_2023_05_05 | 2048 | Nuclear SMR | Generation | Electricity | QC | Dispatch-Generation | FuelCost | 0 | [6 empty] | 0.33348 | 0
LCP_Inputs_ON_Diverse_Howarth_2023_05_05 | 2048 | Nuclear SMR | Generation | Electricity | QC | Dispatch-Generation | VOM | 0 | [6 empty] | 0.33348 | 0
LCP_Inputs_ON_Diverse_Howarth_2023_05_05 | 2048 | Nuclear SMR | Generation | Electricity | WC | Dispatch-Generation | EmissionsCost | 0 | [6 empty] | 0.33348 | 0
LCP_Inputs_ON_Diverse_Howarth_2023_05_05 | 2048 | Nuclear SMR | Generation | Electricity | WC | Dispatch-Generation | FuelCost | 0 | [6 empty] | 0.33348 | 0
LCP_Inputs_ON_Diverse_Howarth_2023_05_05 | 2048 | Nuclear SMR | Generation | Electricity | WC | Dispatch-Generation | VOM | 0 | [6 empty] | 0.33348 | 0
LCP_Inputs_ON_Diverse_Howarth_2023_05_05 | 2048 | O/CCGT - CH4 Existing | Crossload | Electricity | MI | Dispatch-Crossload | EmissionsCost | 0 | [6 empty] | 0.33348 | 0
LCP_Inputs_ON_Diverse_Howarth_2023_05_05 | 2048 | O/CCGT - CH4 Existing | Crossload | Electricity | MI | Dispatch-Crossload | FuelCost | 0 | [6 empty] | 0.33348 | 0
LCP_Inputs_ON_Diverse_Howarth_2023_05_05 | 2048 | O/CCGT - CH4 Existing | Crossload | Electricity | MI | Dispatch-Crossload | VOM | 0 | [6 empty] | 0.33348 | 0
LCP_Inputs_ON_Diverse_Howarth_2023_05_05 | 2048 | O/CCGT - CH4 Existing | Crossload | Electricity | NY | Dispatch-Crossload | EmissionsCost | 0 | [6 empty] | 0.33348 | 0
LCP_Inputs_ON_Diverse_Howarth_2023_05_05 | 2048 | O/CCGT - CH4 Existing | Crossload | Electricity | NY | Dispatch-Crossload | FuelCost | 0 | [6 empty] | 0.33348 | 0
LCP_Inputs_ON_Diverse_Howarth_2023_05_05 | 2048 | O/CCGT - CH4 Existing | Crossload | Electricity | NY | Dispatch-Crossload | VOM | 0 | [6 empty] | 0.33348 | 0
LCP_Inputs_ON_Diverse_Howarth_2023_05_05 | 2048 | O/CCGT - CH4 Existing | Crossload | Electricity | ON | Dispatch-Crossload | EmissionsCost | 3390434.5216 | [6 empty] | 0.33348 | 1130633.5308
LCP_Inputs_ON_Diverse_Howarth_2023_05_05 | 2048 | O/CCGT - CH4 Existing | Crossload | Electricity | ON | Dispatch-Crossload | FuelCost | 0 | [6 empty] | 0.33348 | 0
LCP_Inputs_ON_Diverse_Howarth_2023_05_05 | 2048 | O/CCGT - CH4 Existing | Crossload | Electricity | ON | Dispatch-Crossload | VOM | 205052.9936 | [6 empty] | 0.33348 | 68380.5538
LCP_Inputs_ON_Diverse_Howarth_2023_05_05 | 2048 | O/CCGT - CH4 Existing | Crossload | Electricity | PJ | Dispatch-Crossload | EmissionsCost | 0 | [6 empty] | 0.33348 | 0
LCP_Inputs_ON_Diverse_Howarth_2023_05_05 | 2048 | O/CCGT - CH4 Existing | Crossload | Electricity | PJ | Dispatch-Crossload | FuelCost | 0 | [6 empty] | 0.33348 | 0
LCP_Inputs_ON_Diverse_Howarth_2023_05_05 | 2048 | O/CCGT - CH4 Existing | Crossload | Electricity | PJ | Dispatch-Crossload | VOM | 0 | [6 empty] | 0.33348 | 0
LCP_Inputs_ON_Diverse_Howarth_2023_05_05 | 2048 | O/CCGT - CH4 Existing | Crossload | Electricity | QC | Dispatch-Crossload | EmissionsCost | 0 | [6 empty] | 0.33348 | 0
LCP_Inputs_ON_Diverse_Howarth_2023_05_05 | 2048 | O/CCGT - CH4 Existing | Crossload | Electricity | QC | Dispatch-Crossload | FuelCost | 0 | [6 empty] | 0.33348 | 0
LCP_Inputs_ON_Diverse_Howarth_2023_05_05 | 2048 | O/CCGT - CH4 Existing | Crossload | Electricity | QC | Dispatch-Crossload | VOM | 0 | [6 empty] | 0.33348 | 0
LCP_Inputs_ON_Diverse_Howarth_2023_05_05 | 2048 | O/CCGT - CH4 Existing | Crossload | Electricity | WC | Dispatch-Crossload | EmissionsCost | 0 | [6 empty] | 0.33348 | 0
LCP_Inputs_ON_Diverse_Howarth_2023_05_05 | 2048 | O/CCGT - CH4 Existing | Crossload | Electricity | WC | Dispatch-Crossload | FuelCost | 0 | [6 empty] | 0.33348 | 0
LCP_Inputs_ON_Diverse_Howarth_2023_05_05 | 2048 | O/CCGT - CH4 Existing | Crossload | Electricity | WC | Dispatch-Crossload | VOM | 0 | [6 empty] | 0.33348 | 0
LCP_Inputs_ON_Diverse_Howarth_2023_05_05 | 2048 | O/CCGT - CH4 New | Crossload | Electricity | MI | Dispatch-Crossload | EmissionsCost | 0 | [6 empty] | 0.33348 | 0
LCP_Inputs_ON_Diverse_Howarth_2023_05_05 | 2048 | O/CCGT - CH4 New | Crossload | Electricity | MI | Dispatch-Crossload | FuelCost | 0 | [6 empty] | 0.33348 | 0
LCP_Inputs_ON_Diverse_Howarth_2023_05_05 | 2048 | O/CCGT - CH4 New | Crossload | Electricity | MI | Dispatch-Crossload | VOM | 0 | [6 empty] | 0.33348 | 0
LCP_Inputs_ON_Diverse_Howarth_2023_05_05 | 2048 | O/CCGT - CH4 New | Crossload | Electricity | NY | Dispatch-Crossload | EmissionsCost | 0 | [6 empty] | 0.33348 | 0
LCP_Inputs_ON_Diverse_Howarth_2023_05_05 | 2048 | O/CCGT - CH4 New | Crossload | Electricity | NY | Dispatch-Crossload | FuelCost | 0 | [6 empty] | 0.33348 | 0
LCP_Inputs_ON_Diverse_Howarth_2023_05_05 | 2048 | O/CCGT - CH4 New | Crossload | Electricity | NY | Dispatch-Crossload | VOM | 0 | [6 empty] | 0.33348 | 0
LCP_Inputs_ON_Diverse_Howarth_2023_05_05 | 2048 | O/CCGT - CH4 New | Crossload | Electricity | ON | Dispatch-Crossload | EmissionsCost | 1511114.6946 | [6 empty] | 0.33348 | 503922.7072
LCP_Inputs_ON_Diverse_Howarth_2023_05_05 | 2048 | O/CCGT - CH4 New | Crossload | Electricity | ON | Dispatch-Crossload | FuelCost | 0 | [6 empty] | 0.33348 | 0
LCP_Inputs_ON_Diverse_Howarth_2023_05_05 | 2048 | O/CCGT - CH4 New | Crossload | Electricity | ON | Dispatch-Crossload | VOM | 91392 | [6 empty] | 0.33348 | 30477.1731
LCP_Inputs_ON_Diverse_Howarth_2023_05_05 | 2048 | O/CCGT - CH4 New | Crossload | Electricity | PJ | Dispatch-Crossload | EmissionsCost | 0 | [6 empty] | 0.33348 | 0
LCP_Inputs_ON_Diverse_Howarth_2023_05_05 | 2048 | O/CCGT - CH4 New | Crossload | Electricity | PJ | Dispatch-Crossload | FuelCost | 0 | [6 empty] | 0.33348 | 0
LCP_Inputs_ON_Diverse_Howarth_2023_05_05 | 2048 | O/CCGT - CH4 New | Crossload | Electricity | PJ | Dispatch-Crossload | VOM | 0 | [6 empty] | 0.33348 | 0
LCP_Inputs_ON_Diverse_Howarth_2023_05_05 | 2048 | O/CCGT - CH4 New | Crossload | Electricity | QC | Dispatch-Crossload | EmissionsCost | 0 | [6 empty] | 0.33348 | 0
LCP_Inputs_ON_Diverse_Howarth_2023_05_05 | 2048 | O/CCGT - CH4 New | Crossload | Electricity | QC | Dispatch-Crossload | FuelCost | 0 | [6 empty] | 0.33348 | 0
LCP_Inputs_ON_Diverse_Howarth_2023_05_05 | 2048 | O/CCGT - CH4 New | Crossload | Electricity | QC | Dispatch-Crossload | VOM | 0 | [6 empty] | 0.33348 | 0
LCP_Inputs_ON_Diverse_Howarth_2023_05_05 | 2048 | O/CCGT - CH4 New | Crossload | Electricity | WC | Dispatch-Crossload | EmissionsCost | 0 | [6 empty] | 0.33348 | 0
LCP_Inputs_ON_Diverse_Howarth_2023_05_05 | 2048 | O/CCGT - CH4 New | Crossload | Electricity | WC | Dispatch-Crossload | FuelCost | 0 | [6 empty] | 0.33348 | 0
LCP_Inputs_ON_Diverse_Howarth_2023_05_05 | 2048 | O/CCGT - CH4 New | Crossload | Electricity | WC | Dispatch-Crossload | VOM | 0 | [6 empty] | 0.33348 | 0
LCP_Inputs_ON_Diverse_Howarth_2023_05_05 | 2048 | O/CCGT - H2 New | Crossload | Electricity | MI | Dispatch-Crossload | EmissionsCost | 0 | [6 empty] | 0.33348 | 0
LCP_Inputs_ON_Diverse_Howarth_2023_05_05 | 2048 | O/CCGT - H2 New | Crossload | Electricity | MI | Dispatch-Crossload | FuelCost | 0 | [6 empty] | 0.33348 | 0
LCP_Inputs_ON_Diverse_Howarth_2023_05_05 | 2048 | O/CCGT - H2 New | Crossload | Electricity | MI | Dispatch-Crossload | VOM | 0 | [6 empty] | 0.33348 | 0
LCP_Inputs_ON_Diverse_Howarth_2023_05_05 | 2048 | O/CCGT - H2 New | Crossload | Electricity | NY | Dispatch-Crossload | EmissionsCost | 0 | [6 empty] | 0.33348 | 0
LCP_Inputs_ON_Diverse_Howarth_2023_05_05 | 2048 | O/CCGT - H2 New | Crossload | Electricity | NY | Dispatch-Crossload | FuelCost | 0 | [6 empty] | 0.33348 | 0
LCP_Inputs_ON_Diverse_Howarth_2023_05_05 | 2048 | O/CCGT - H2 New | Crossload | Electricity | NY | Dispatch-Crossload | VOM | 0 | [6 empty] | 0.33348 | 0
LCP_Inputs_ON_Diverse_Howarth_2023_05_05 | 2048 | O/CCGT - H2 New | Crossload | Electricity | ON | Dispatch-Crossload | EmissionsCost | 0 | [6 empty] | 0.33348 | 0
LCP_Inputs_ON_Diverse_Howarth_2023_05_05 | 2048 | O/CCGT - H2 New | Crossload | Electricity | ON | Dispatch-Crossload | FuelCost | 0 | [6 empty] | 0.33348 | 0
LCP_Inputs_ON_Diverse_Howarth_2023_05_05 | 2048 | O/CCGT - H2 New | Crossload | Electricity | ON | Dispatch-Crossload | VOM | 380530.774 | [6 empty] | 0.33348 | 126898.4403
LCP_Inputs_ON_Diverse_Howarth_2023_05_05 | 2048 | O/CCGT - H2 New | Crossload | Electricity | PJ | Dispatch-Crossload | EmissionsCost | 0 | [6 empty] | 0.33348 | 0
LCP_Inputs_ON_Diverse_Howarth_2023_05_05 | 2048 | O/CCGT - H2 New | Crossload | Electricity | PJ | Dispatch-Crossload | FuelCost | 0 | [6 empty] | 0.33348 | 0
LCP_Inputs_ON_Diverse_Howarth_2023_05_05 | 2048 | O/CCGT - H2 New | Crossload | Electricity | PJ | Dispatch-Crossload | VOM | 0 | [6 empty] | 0.33348 | 0
LCP_Inputs_ON_Diverse_Howarth_2023_05_05 | 2048 | O/CCGT - H2 New | Crossload | Electricity | QC | Dispatch-Crossload | EmissionsCost | 0 | [6 empty] | 0.33348 | 0
LCP_Inputs_ON_Diverse_Howarth_2023_05_05 | 2048 | O/CCGT - H2 New | Crossload | Electricity | QC | Dispatch-Crossload | FuelCost | 0 | [6 empty] | 0.33348 | 0
LCP_Inputs_ON_Diverse_Howarth_2023_05_05 | 2048 | O/CCGT - H2 New | Crossload | Electricity | QC | Dispatch-Crossload | VOM | 0 | [6 empty] | 0.33348 | 0
LCP_Inputs_ON_Diverse_Howarth_2023_05_05 | 2048 | O/CCGT - H2 New | Crossload | Electricity | WC | Dispatch-Crossload | EmissionsCost | 0 | [6 empty] | 0.33348 | 0
LCP_Inputs_ON_Diverse_Howarth_2023_05_05 | 2048 | O/CCGT - H2 New | Crossload | Electricity | WC | Dispatch-Crossload | FuelCost | 0 | [6 empty] | 0.33348 | 0
LCP_Inputs_ON_Diverse_Howarth_2023_05_05 | 2048 | O/CCGT - H2 New | Crossload | Electricity | WC | Dispatch-Crossload | VOM | 0 | [6 empty] | 0.33348 | 0
LCP_Inputs_ON_Diverse_Howarth_2023_05_05 | 2048 | SMR CCS | Generation | Hydrogen | MI | Dispatch-Generation | EmissionsCost | 0 | [6 empty] | 0.33348 | 0
LCP_Inputs_ON_Diverse_Howarth_2023_05_05 | 2048 | SMR CCS | Generation | Hydrogen | MI | Dispatch-Generation | FuelCost | 0 | [6 empty] | 0.33348 | 0
LCP_Inputs_ON_Diverse_Howarth_2023_05_05 | 2048 | SMR CCS | Generation | Hydrogen | MI | Dispatch-Generation | VOM | 0 | [6 empty] | 0.33348 | 0
LCP_Inputs_ON_Diverse_Howarth_2023_05_05 | 2048 | SMR CCS | Generation | Hydrogen | NY | Dispatch-Generation | EmissionsCost | 0 | [6 empty] | 0.33348 | 0
LCP_Inputs_ON_Diverse_Howarth_2023_05_05 | 2048 | SMR CCS | Generation | Hydrogen | NY | Dispatch-Generation | FuelCost | 0 | [6 empty] | 0.33348 | 0
LCP_Inputs_ON_Diverse_Howarth_2023_05_05 | 2048 | SMR CCS | Generation | Hydrogen | NY | Dispatch-Generation | VOM | 0 | [6 empty] | 0.33348 | 0
LCP_Inputs_ON_Diverse_Howarth_2023_05_05 | 2048 | SMR CCS | Generation | Hydrogen | ON | Dispatch-Generation | EmissionsCost | 388566288.3194 | [6 empty] | 0.33348 | 129578103.2534
LCP_Inputs_ON_Diverse_Howarth_2023_05_05 | 2048 | SMR CCS | Generation | Hydrogen | ON | Dispatch-Generation | FuelCost | 299932601.302 | [6 empty] | 0.33348 | 100020765.4366
LCP_Inputs_ON_Diverse_Howarth_2023_05_05 | 2048 | SMR CCS | Generation | Hydrogen | ON | Dispatch-Generation | VOM | 0 | [6 empty] | 0.33348 | 0
LCP_Inputs_ON_Diverse_Howarth_2023_05_05 | 2048 | SMR CCS | Generation | Hydrogen | PJ | Dispatch-Generation | EmissionsCost | 0 | [6 empty] | 0.33348 | 0
LCP_Inputs_ON_Diverse_Howarth_2023_05_05 | 2048 | SMR CCS | Generation | Hydrogen | PJ | Dispatch-Generation | FuelCost | 0 | [6 empty] | 0.33348 | 0
LCP_Inputs_ON_Diverse_Howarth_2023_05_05 | 2048 | SMR CCS | Generation | Hydrogen | PJ | Dispatch-Generation | VOM | 0 | [6 empty] | 0.33348 | 0
LCP_Inputs_ON_Diverse_Howarth_2023_05_05 | 2048 | SMR CCS | Generation | Hydrogen | QC | Dispatch-Generation | EmissionsCost | 0 | [6 empty] | 0.33348 | 0
LCP_Inputs_ON_Diverse_Howarth_2023_05_05 | 2048 | SMR CCS | Generation | Hydrogen | QC | Dispatch-Generation | FuelCost | 0 | [6 empty] | 0.33348 | 0
LCP_Inputs_ON_Diverse_Howarth_2023_05_05 | 2048 | SMR CCS | Generation | Hydrogen | QC | Dispatch-Generation | VOM | 0 | [6 empty] | 0.33348 | 0
LCP_Inputs_ON_Diverse_Howarth_2023_05_05 | 2048 | SMR CCS | Generation | Hydrogen | WC | Dispatch-Generation | EmissionsCost | 0 | [6 empty] | 0.33348 | 0
LCP_Inputs_ON_Diverse_Howarth_2023_05_05 | 2048 | SMR CCS | Generation | Hydrogen | WC | Dispatch-Generation | FuelCost | 0 | [6 empty] | 0.33348 | 0
LCP_Inputs_ON_Diverse_Howarth_2023_05_05 | 2048 | SMR CCS | Generation | Hydrogen | WC | Dispatch-Generation | VOM | 0 | [6 empty] | 0.33348 | 0
LCP_Inputs_ON_Diverse_Howarth_2023_05_05 | 2048 | Solar PV | Generation | Electricity | MI | Dispatch-Generation | EmissionsCost | 0 | [6 empty] | 0.33348 | 0
LCP_Inputs_ON_Diverse_Howarth_2023_05_05 | 2048 | Solar PV | Generation | Electricity | MI | Dispatch-Generation | FuelCost | 0 | [6 empty] | 0.33348 | 0
LCP_Inputs_ON_Diverse_Howarth_2023_05_05 | 2048 | Solar PV | Generation | Electricity | MI | Dispatch-Generation | VOM | 0 | [6 empty] | 0.33348 | 0
LCP_Inputs_ON_Diverse_Howarth_2023_05_05 | 2048 | Solar PV | Generation | Electricity | NY | Dispatch-Generation | EmissionsCost | 0 | [6 empty] | 0.33348 | 0
LCP_Inputs_ON_Diverse_Howarth_2023_05_05 | 2048 | Solar PV | Generation | Electricity | NY | Dispatch-Generation | FuelCost | 0 | [6 empty] | 0.33348 | 0
LCP_Inputs_ON_Diverse_Howarth_2023_05_05 | 2048 | Solar PV | Generation | Electricity | NY | Dispatch-Generation | VOM | 0 | [6 empty] | 0.33348 | 0
LCP_Inputs_ON_Diverse_Howarth_2023_05_05 | 2048 | Solar PV | Generation | Electricity | ON | Dispatch-Generation | EmissionsCost | 0 | [6 empty] | 0.33348 | 0
LCP_Inputs_ON_Diverse_Howarth_2023_05_05 | 2048 | Solar PV | Generation | Electricity | ON | Dispatch-Generation | FuelCost | 0 | [6 empty] | 0.33348 | 0
LCP_Inputs_ON_Diverse_Howarth_2023_05_05 | 2048 | Solar PV | Generation | Electricity | ON | Dispatch-Generation | VOM | 0 | [6 empty] | 0.33348 | 0
LCP_Inputs_ON_Diverse_Howarth_2023_05_05 | 2048 | Solar PV | Generation | Electricity | PJ | Dispatch-Generation | EmissionsCost | 0 | [6 empty] | 0.33348 | 0
LCP_Inputs_ON_Diverse_Howarth_2023_05_05 | 2048 | Solar PV | Generation | Electricity | PJ | Dispatch-Generation | FuelCost | 0 | [6 empty] | 0.33348 | 0
LCP_Inputs_ON_Diverse_Howarth_2023_05_05 | 2048 | Solar PV | Generation | Electricity | PJ | Dispatch-Generation | VOM | 0 | [6 empty] | 0.33348 | 0
LCP_Inputs_ON_Diverse_Howarth_2023_05_05 | 2048 | Solar PV | Generation | Electricity | QC | Dispatch-Generation | EmissionsCost | 0 | [6 empty] | 0.33348 | 0
LCP_Inputs_ON_Diverse_Howarth_2023_05_05 | 2048 | Solar PV | Generation | Electricity | QC | Dispatch-Generation | FuelCost | 0 | [6 empty] | 0.33348 | 0
LCP_Inputs_ON_Diverse_Howarth_2023_05_05 | 2048 | Solar PV | Generation | Electricity | QC | Dispatch-Generation | VOM | 0 | [6 empty] | 0.33348 | 0
LCP_Inputs_ON_Diverse_Howarth_2023_05_05 | 2048 | Solar PV | Generation | Electricity | WC | Dispatch-Generation | EmissionsCost | 0 | [6 empty] | 0.33348 | 0
LCP_Inputs_ON_Diverse_Howarth_2023_05_05 | 2048 | Solar PV | Generation | Electricity | WC | Dispatch-Generation | FuelCost | 0 | [6 empty] | 0.33348 | 0
LCP_Inputs_ON_Diverse_Howarth_2023_05_05 | 2048 | Solar PV | Generation | Electricity | WC | Dispatch-Generation | VOM | 0 | [6 empty] | 0.33348 | 0
LCP_Inputs_ON_Diverse_Howarth_2023_05_05 | 2048 | Wind Offshore | Generation | Electricity | MI | Dispatch-Generation | EmissionsCost | 0 | [6 empty] | 0.33348 | 0
LCP_Inputs_ON_Diverse_Howarth_2023_05_05 | 2048 | Wind Offshore | Generation | Electricity | MI | Dispatch-Generation | FuelCost | 0 | [6 empty] | 0.33348 | 0
LCP_Inputs_ON_Diverse_Howarth_2023_05_05 | 2048 | Wind Offshore | Generation | Electricity | MI | Dispatch-Generation | VOM | 0 | [6 empty] | 0.33348 | 0
LCP_Inputs_ON_Diverse_Howarth_2023_05_05 | 2048 | Wind Offshore | Generation | Electricity | NY | Dispatch-Generation | EmissionsCost | 0 | [6 empty] | 0.33348 | 0
LCP_Inputs_ON_Diverse_Howarth_2023_05_05 | 2048 | Wind Offshore | Generation | Electricity | NY | Dispatch-Generation | FuelCost | 0 | [6 empty] | 0.33348 | 0
LCP_Inputs_ON_Diverse_Howarth_2023_05_05 | 2048 | Wind Offshore | Generation | Electricity | NY | Dispatch-Generation | VOM | 0 | [6 empty] | 0.33348 | 0
LCP_Inputs_ON_Diverse_Howarth_2023_05_05 | 2048 | Wind Offshore | Generation | Electricity | ON | Dispatch-Generation | EmissionsCost | 0 | [6 empty] | 0.33348 | 0
LCP_Inputs_ON_Diverse_Howarth_2023_05_05 | 2048 | Wind Offshore | Generation | Electricity | ON | Dispatch-Generation | FuelCost | 0 | [6 empty] | 0.33348 | 0
LCP_Inputs_ON_Diverse_Howarth_2023_05_05 | 2048 | Wind Offshore | Generation | Electricity | ON | Dispatch-Generation | VOM | 0 | [6 empty] | 0.33348 | 0
LCP_Inputs_ON_Diverse_Howarth_2023_05_05 | 2048 | Wind Offshore | Generation | Electricity | PJ | Dispatch-Generation | EmissionsCost | 0 | [6 empty] | 0.33348 | 0
LCP_Inputs_ON_Diverse_Howarth_2023_05_05 | 2048 | Wind Offshore | Generation | Electricity | PJ | Dispatch-Generation | FuelCost | 0 | [6 empty] | 0.33348 | 0
LCP_Inputs_ON_Diverse_Howarth_2023_05_05 | 2048 | Wind Offshore | Generation | Electricity | PJ | Dispatch-Generation | VOM | 0 | [6 empty] | 0.33348 | 0
LCP_Inputs_ON_Diverse_Howarth_2023_05_05 | 2048 | Wind Offshore | Generation | Electricity | QC | Dispatch-Generation | EmissionsCost | 0 | [6 empty] | 0.33348 | 0
LCP_Inputs_ON_Diverse_Howarth_2023_05_05 | 2048 | Wind Offshore | Generation | Electricity | QC | Dispatch-Generation | FuelCost | 0 | [6 empty] | 0.33348 | 0
LCP_Inputs_ON_Diverse_Howarth_2023_05_05 | 2048 | Wind Offshore | Generation | Electricity | QC | Dispatch-Generation | VOM | 0 | [6 empty] | 0.33348 | 0
LCP_Inputs_ON_Diverse_Howarth_2023_05_05 | 2048 | Wind Offshore | Generation | Electricity | WC | Dispatch-Generation | EmissionsCost | 0 | [6 empty] | 0.33348 | 0
LCP_Inputs_ON_Diverse_Howarth_2023_05_05 | 2048 | Wind Offshore | Generation | Electricity | WC | Dispatch-Generation | FuelCost | 0 | [6 empty] | 0.33348 | 0
LCP_Inputs_ON_Diverse_Howarth_2023_05_05 | 2048 | Wind Offshore | Generation | Electricity | WC | Dispatch-Generation | VOM | 0 | [6 empty] | 0.33348 | 0
LCP_Inputs_ON_Diverse_Howarth_2023_05_05 | 2048 | Wind Onshore | Generation | Electricity | MI | Dispatch-Generation | EmissionsCost | 0 | [6 empty] | 0.33348 | 0
LCP_Inputs_ON_Diverse_Howarth_2023_05_05 | 2048 | Wind Onshore | Generation | Electricity | MI | Dispatch-Generation | FuelCost | 0 | [6 empty] | 0.33348 | 0
LCP_Inputs_ON_Diverse_Howarth_2023_05_05 | 2048 | Wind Onshore | Generation | Electricity | MI | Dispatch-Generation | VOM | 0 | [6 empty] | 0.33348 | 0
LCP_Inputs_ON_Diverse_Howarth_2023_05_05 | 2048 | Wind Onshore | Generation | Electricity | NY | Dispatch-Generation | EmissionsCost | 0 | [6 empty] | 0.33348 | 0
LCP_Inputs_ON_Diverse_Howarth_2023_05_05 | 2048 | Wind Onshore | Generation | Electricity | NY | Dispatch-Generation | FuelCost | 0 | [6 empty] | 0.33348 | 0
LCP_Inputs_ON_Diverse_Howarth_2023_05_05 | 2048 | Wind Onshore | Generation | Electricity | NY | Dispatch-Generation | VOM | 0 | [6 empty] | 0.33348 | 0
LCP_Inputs_ON_Diverse_Howarth_2023_05_05 | 2048 | Wind Onshore | Generation | Electricity | ON | Dispatch-Generation | EmissionsCost | 0 | [6 empty] | 0.33348 | 0
LCP_Inputs_ON_Diverse_Howarth_2023_05_05 | 2048 | Wind Onshore | Generation | Electricity | ON | Dispatch-Generation | FuelCost | 0 | [6 empty] | 0.33348 | 0
LCP_Inputs_ON_Diverse_Howarth_2023_05_05 | 2048 | Wind Onshore | Generation | Electricity | ON | Dispatch-Generation | VOM | 0 | [6 empty] | 0.33348 | 0
LCP_Inputs_ON_Diverse_Howarth_2023_05_05 | 2048 | Wind Onshore | Generation | Electricity | PJ | Dispatch-Generation | EmissionsCost | 0 | [6 empty] | 0.33348 | 0
LCP_Inputs_ON_Diverse_Howarth_2023_05_05 | 2048 | Wind Onshore | Generation | Electricity | PJ | Dispatch-Generation | FuelCost | 0 | [6 empty] | 0.33348 | 0
LCP_Inputs_ON_Diverse_Howarth_2023_05_05 | 2048 | Wind Onshore | Generation | Electricity | PJ | Dispatch-Generation | VOM | 0 | [6 empty] | 0.33348 | 0
LCP_Inputs_ON_Diverse_Howarth_2023_05_05 | 2048 | Wind Onshore | Generation | Electricity | QC | Dispatch-Generation | EmissionsCost | 0 | [6 empty] | 0.33348 | 0
LCP_Inputs_ON_Diverse_Howarth_2023_05_05 | 2048 | Wind Onshore | Generation | Electricity | QC | Dispatch-Generation | FuelCost | 0 | [6 empty] | 0.33348 | 0
LCP_Inputs_ON_Diverse_Howarth_2023_05_05 | 2048 | Wind Onshore | Generation | Electricity | QC | Dispatch-Generation | VOM | 0 | [6 empty] | 0.33348 | 0
LCP_Inputs_ON_Diverse_Howarth_2023_05_05 | 2048 | Wind Onshore | Generation | Electricity | WC | Dispatch-Generation | EmissionsCost | 0 | [6 empty] | 0.33348 | 0
LCP_Inputs_ON_Diverse_Howarth_2023_05_05 | 2048 | Wind Onshore | Generation | Electricity | WC | Dispatch-Generation | FuelCost | 0 | [6 empty] | 0.33348 | 0
LCP_Inputs_ON_Diverse_Howarth_2023_05_05 | 2048 | Wind Onshore | Generation | Electricity | WC | Dispatch-Generation | VOM | 0 | [6 empty] | 0.33348 | 0
LCP_Inputs_ON_Diverse_Howarth_2023_05_05 | 2049 | Anaerobic Digestion | Generation | Methane | MI | Dispatch-Generation | EmissionsCost | 0 | [6 empty] | 0.32065 | 0
LCP_Inputs_ON_Diverse_Howarth_2023_05_05 | 2049 | Anaerobic Digestion | Generation | Methane | MI | Dispatch-Generation | FuelCost | 0 | [6 empty] | 0.32065 | 0
LCP_Inputs_ON_Diverse_Howarth_2023_05_05 | 2049 | Anaerobic Digestion | Generation | Methane | MI | Dispatch-Generation | VOM | 0 | [6 empty] | 0.32065 | 0
LCP_Inputs_ON_Diverse_Howarth_2023_05_05 | 2049 | Anaerobic Digestion | Generation | Methane | NY | Dispatch-Generation | EmissionsCost | 0 | [6 empty] | 0.32065 | 0
LCP_Inputs_ON_Diverse_Howarth_2023_05_05 | 2049 | Anaerobic Digestion | Generation | Methane | NY | Dispatch-Generation | FuelCost | 0 | [6 empty] | 0.32065 | 0
LCP_Inputs_ON_Diverse_Howarth_2023_05_05 | 2049 | Anaerobic Digestion | Generation | Methane | NY | Dispatch-Generation | VOM | 0 | [6 empty] | 0.32065 | 0
LCP_Inputs_ON_Diverse_Howarth_2023_05_05 | 2049 | Anaerobic Digestion | Generation | Methane | ON | Dispatch-Generation | EmissionsCost | 3867281.1607 | [6 empty] | 0.32065 | 1240049.1752
LCP_Inputs_ON_Diverse_Howarth_2023_05_05 | 2049 | Anaerobic Digestion | Generation | Methane | ON | Dispatch-Generation | FuelCost | 0 | [6 empty] | 0.32065 | 0
LCP_Inputs_ON_Diverse_Howarth_2023_05_05 | 2049 | Anaerobic Digestion | Generation | Methane | ON | Dispatch-Generation | VOM | 1742440000 | [6 empty] | 0.32065 | 558715851.0165
LCP_Inputs_ON_Diverse_Howarth_2023_05_05 | 2049 | Anaerobic Digestion | Generation | Methane | PJ | Dispatch-Generation | EmissionsCost | 0 | [6 empty] | 0.32065 | 0
LCP_Inputs_ON_Diverse_Howarth_2023_05_05 | 2049 | Anaerobic Digestion | Generation | Methane | PJ | Dispatch-Generation | FuelCost | 0 | [6 empty] | 0.32065 | 0
LCP_Inputs_ON_Diverse_Howarth_2023_05_05 | 2049 | Anaerobic Digestion | Generation | Methane | PJ | Dispatch-Generation | VOM | 0 | [6 empty] | 0.32065 | 0
LCP_Inputs_ON_Diverse_Howarth_2023_05_05 | 2049 | Anaerobic Digestion | Generation | Methane | QC | Dispatch-Generation | EmissionsCost | 0 | [6 empty] | 0.32065 | 0
LCP_Inputs_ON_Diverse_Howarth_2023_05_05 | 2049 | Anaerobic Digestion | Generation | Methane | QC | Dispatch-Generation | FuelCost | 0 | [6 empty] | 0.32065 | 0
LCP_Inputs_ON_Diverse_Howarth_2023_05_05 | 2049 | Anaerobic Digestion | Generation | Methane | QC | Dispatch-Generation | VOM | 0 | [6 empty] | 0.32065 | 0
LCP_Inputs_ON_Diverse_Howarth_2023_05_05 | 2049 | Anaerobic Digestion | Generation | Methane | WC | Dispatch-Generation | EmissionsCost | 0 | [6 empty] | 0.32065 | 0
LCP_Inputs_ON_Diverse_Howarth_2023_05_05 | 2049 | Anaerobic Digestion | Generation | Methane | WC | Dispatch-Generation | FuelCost | 0 | [6 empty] | 0.32065 | 0
LCP_Inputs_ON_Diverse_Howarth_2023_05_05 | 2049 | Anaerobic Digestion | Generation | Methane | WC | Dispatch-Generation | VOM | 0 | [6 empty] | 0.32065 | 0
LCP_Inputs_ON_Diverse_Howarth_2023_05_05 | 2049 | Battery Storage | Storage | Electricity | MI | Dispatch-Storage | EmissionsCost | 0 | [6 empty] | 0.32065 | 0
LCP_Inputs_ON_Diverse_Howarth_2023_05_05 | 2049 | Battery Storage | Storage | Electricity | MI | Dispatch-Storage | FuelCost | 0 | [6 empty] | 0.32065 | 0
LCP_Inputs_ON_Diverse_Howarth_2023_05_05 | 2049 | Battery Storage | Storage | Electricity | MI | Dispatch-Storage | VOM | 0 | [6 empty] | 0.32065 | 0
LCP_Inputs_ON_Diverse_Howarth_2023_05_05 | 2049 | Battery Storage | Storage | Electricity | NY | Dispatch-Storage | EmissionsCost | 0 | [6 empty] | 0.32065 | 0
LCP_Inputs_ON_Diverse_Howarth_2023_05_05 | 2049 | Battery Storage | Storage | Electricity | NY | Dispatch-Storage | FuelCost | 0 | [6 empty] | 0.32065 | 0
LCP_Inputs_ON_Diverse_Howarth_2023_05_05 | 2049 | Battery Storage | Storage | Electricity | NY | Dispatch-Storage | VOM | 0 | [6 empty] | 0.32065 | 0
LCP_Inputs_ON_Diverse_Howarth_2023_05_05 | 2049 | Battery Storage | Storage | Electricity | ON | Dispatch-Storage | EmissionsCost | 0 | [6 empty] | 0.32065 | 0
LCP_Inputs_ON_Diverse_Howarth_2023_05_05 | 2049 | Battery Storage | Storage | Electricity | ON | Dispatch-Storage | FuelCost | 0 | [6 empty] | 0.32065 | 0
LCP_Inputs_ON_Diverse_Howarth_2023_05_05 | 2049 | Battery Storage | Storage | Electricity | ON | Dispatch-Storage | VOM | 0 | [6 empty] | 0.32065 | 0
LCP_Inputs_ON_Diverse_Howarth_2023_05_05 | 2049 | Battery Storage | Storage | Electricity | PJ | Dispatch-Storage | EmissionsCost | 0 | [6 empty] | 0.32065 | 0
LCP_Inputs_ON_Diverse_Howarth_2023_05_05 | 2049 | Battery Storage | Storage | Electricity | PJ | Dispatch-Storage | FuelCost | 0 | [6 empty] | 0.32065 | 0
LCP_Inputs_ON_Diverse_Howarth_2023_05_05 | 2049 | Battery Storage | Storage | Electricity | PJ | Dispatch-Storage | VOM | 0 | [6 empty] | 0.32065 | 0
LCP_Inputs_ON_Diverse_Howarth_2023_05_05 | 2049 | Battery Storage | Storage | Electricity | QC | Dispatch-Storage | EmissionsCost | 0 | [6 empty] | 0.32065 | 0
LCP_Inputs_ON_Diverse_Howarth_2023_05_05 | 2049 | Battery Storage | Storage | Electricity | QC | Dispatch-Storage | FuelCost | 0 | [6 empty] | 0.32065 | 0
LCP_Inputs_ON_Diverse_Howarth_2023_05_05 | 2049 | Battery Storage | Storage | Electricity | QC | Dispatch-Storage | VOM | 0 | [6 empty] | 0.32065 | 0
LCP_Inputs_ON_Diverse_Howarth_2023_05_05 | 2049 | Battery Storage | Storage | Electricity | WC | Dispatch-Storage | EmissionsCost | 0 | [6 empty] | 0.32065 | 0
LCP_Inputs_ON_Diverse_Howarth_2023_05_05 | 2049 | Battery Storage | Storage | Electricity | WC | Dispatch-Storage | FuelCost | 0 | [6 empty] | 0.32065 | 0
LCP_Inputs_ON_Diverse_Howarth_2023_05_05 | 2049 | Battery Storage | Storage | Electricity | WC | Dispatch-Storage | VOM | 0 | [6 empty] | 0.32065 | 0
LCP_Inputs_ON_Diverse_Howarth_2023_05_05 | 2049 | Biomass | Generation | Electricity | MI | Dispatch-Generation | EmissionsCost | 0 | [6 empty] | 0.32065 | 0
LCP_Inputs_ON_Diverse_Howarth_2023_05_05 | 2049 | Biomass | Generation | Electricity | MI | Dispatch-Generation | FuelCost | 0 | [6 empty] | 0.32065 | 0
LCP_Inputs_ON_Diverse_Howarth_2023_05_05 | 2049 | Biomass | Generation | Electricity | MI | Dispatch-Generation | VOM | 0 | [6 empty] | 0.32065 | 0
LCP_Inputs_ON_Diverse_Howarth_2023_05_05 | 2049 | Biomass | Generation | Electricity | NY | Dispatch-Generation | EmissionsCost | 0 | [6 empty] | 0.32065 | 0
LCP_Inputs_ON_Diverse_Howarth_2023_05_05 | 2049 | Biomass | Generation | Electricity | NY | Dispatch-Generation | FuelCost | 0 | [6 empty] | 0.32065 | 0
LCP_Inputs_ON_Diverse_Howarth_2023_05_05 | 2049 | Biomass | Generation | Electricity | NY | Dispatch-Generation | VOM | 0 | [6 empty] | 0.32065 | 0
LCP_Inputs_ON_Diverse_Howarth_2023_05_05 | 2049 | Biomass | Generation | Electricity | ON | Dispatch-Generation | EmissionsCost | 0 | [6 empty] | 0.32065 | 0
LCP_Inputs_ON_Diverse_Howarth_2023_05_05 | 2049 | Biomass | Generation | Electricity | ON | Dispatch-Generation | FuelCost | 2449112.7273 | [6 empty] | 0.32065 | 785311.4607
LCP_Inputs_ON_Diverse_Howarth_2023_05_05 | 2049 | Biomass | Generation | Electricity | ON | Dispatch-Generation | VOM | 31430.28 | [6 empty] | 0.32065 | 10078.1637
LCP_Inputs_ON_Diverse_Howarth_2023_05_05 | 2049 | Biomass | Generation | Electricity | PJ | Dispatch-Generation | EmissionsCost | 0 | [6 empty] | 0.32065 | 0
LCP_Inputs_ON_Diverse_Howarth_2023_05_05 | 2049 | Biomass | Generation | Electricity | PJ | Dispatch-Generation | FuelCost | 0 | [6 empty] | 0.32065 | 0
LCP_Inputs_ON_Diverse_Howarth_2023_05_05 | 2049 | Biomass | Generation | Electricity | PJ | Dispatch-Generation | VOM | 0 | [6 empty] | 0.32065 | 0
LCP_Inputs_ON_Diverse_Howarth_2023_05_05 | 2049 | Biomass | Generation | Electricity | QC | Dispatch-Generation | EmissionsCost | 0 | [6 empty] | 0.32065 | 0
LCP_Inputs_ON_Diverse_Howarth_2023_05_05 | 2049 | Biomass | Generation | Electricity | QC | Dispatch-Generation | FuelCost | 128334.5455 | [6 empty] | 0.32065 | 41150.6536
LCP_Inputs_ON_Diverse_Howarth_2023_05_05 | 2049 | Biomass | Generation | Electricity | QC | Dispatch-Generation | VOM | 1646.96 | [6 empty] | 0.32065 | 528.1001
LCP_Inputs_ON_Diverse_Howarth_2023_05_05 | 2049 | Biomass | Generation | Electricity | WC | Dispatch-Generation | EmissionsCost | 0 | [6 empty] | 0.32065 | 0
LCP_Inputs_ON_Diverse_Howarth_2023_05_05 | 2049 | Biomass | Generation | Electricity | WC | Dispatch-Generation | FuelCost | 0 | [6 empty] | 0.32065 | 0
LCP_Inputs_ON_Diverse_Howarth_2023_05_05 | 2049 | Biomass | Generation | Electricity | WC | Dispatch-Generation | VOM | 0 | [6 empty] | 0.32065 | 0
LCP_Inputs_ON_Diverse_Howarth_2023_05_05 | 2049 | Biomass + CCS | Generation | Electricity | MI | Dispatch-Generation | EmissionsCost | 0 | [6 empty] | 0.32065 | 0
LCP_Inputs_ON_Diverse_Howarth_2023_05_05 | 2049 | Biomass + CCS | Generation | Electricity | MI | Dispatch-Generation | FuelCost | 0 | [6 empty] | 0.32065 | 0
LCP_Inputs_ON_Diverse_Howarth_2023_05_05 | 2049 | Biomass + CCS | Generation | Electricity | MI | Dispatch-Generation | VOM | 0 | [6 empty] | 0.32065 | 0
LCP_Inputs_ON_Diverse_Howarth_2023_05_05 | 2049 | Biomass + CCS | Generation | Electricity | NY | Dispatch-Generation | EmissionsCost | 0 | [6 empty] | 0.32065 | 0
LCP_Inputs_ON_Diverse_Howarth_2023_05_05 | 2049 | Biomass + CCS | Generation | Electricity | NY | Dispatch-Generation | FuelCost | 0 | [6 empty] | 0.32065 | 0
LCP_Inputs_ON_Diverse_Howarth_2023_05_05 | 2049 | Biomass + CCS | Generation | Electricity | NY | Dispatch-Generation | VOM | 0 | [6 empty] | 0.32065 | 0
LCP_Inputs_ON_Diverse_Howarth_2023_05_05 | 2049 | Biomass + CCS | Generation | Electricity | ON | Dispatch-Generation | EmissionsCost | 0 | [6 empty] | 0.32065 | 0
LCP_Inputs_ON_Diverse_Howarth_2023_05_05 | 2049 | Biomass + CCS | Generation | Electricity | ON | Dispatch-Generation | FuelCost | 0 | [6 empty] | 0.32065 | 0
LCP_Inputs_ON_Diverse_Howarth_2023_05_05 | 2049 | Biomass + CCS | Generation | Electricity | ON | Dispatch-Generation | VOM | 0 | [6 empty] | 0.32065 | 0
LCP_Inputs_ON_Diverse_Howarth_2023_05_05 | 2049 | Biomass + CCS | Generation | Electricity | PJ | Dispatch-Generation | EmissionsCost | 0 | [6 empty] | 0.32065 | 0
LCP_Inputs_ON_Diverse_Howarth_2023_05_05 | 2049 | Biomass + CCS | Generation | Electricity | PJ | Dispatch-Generation | FuelCost | 0 | [6 empty] | 0.32065 | 0
LCP_Inputs_ON_Diverse_Howarth_2023_05_05 | 2049 | Biomass + CCS | Generation | Electricity | PJ | Dispatch-Generation | VOM | 0 | [6 empty] | 0.32065 | 0
LCP_Inputs_ON_Diverse_Howarth_2023_05_05 | 2049 | Biomass + CCS | Generation | Electricity | QC | Dispatch-Generation | EmissionsCost | 0 | [6 empty] | 0.32065 | 0
LCP_Inputs_ON_Diverse_Howarth_2023_05_05 | 2049 | Biomass + CCS | Generation | Electricity | QC | Dispatch-Generation | FuelCost | 0 | [6 empty] | 0.32065 | 0
LCP_Inputs_ON_Diverse_Howarth_2023_05_05 | 2049 | Biomass + CCS | Generation | Electricity | QC | Dispatch-Generation | VOM | 0 | [6 empty] | 0.32065 | 0
LCP_Inputs_ON_Diverse_Howarth_2023_05_05 | 2049 | Biomass + CCS | Generation | Electricity | WC | Dispatch-Generation | EmissionsCost | 0 | [6 empty] | 0.32065 | 0
LCP_Inputs_ON_Diverse_Howarth_2023_05_05 | 2049 | Biomass + CCS | Generation | Electricity | WC | Dispatch-Generation | FuelCost | 0 | [6 empty] | 0.32065 | 0
LCP_Inputs_ON_Diverse_Howarth_2023_05_05 | 2049 | Biomass + CCS | Generation | Electricity | WC | Dispatch-Generation | VOM | 0 | [6 empty] | 0.32065 | 0
LCP_Inputs_ON_Diverse_Howarth_2023_05_05 | 2049 | CH4 + CCS | Generation | Methane | MI | Dispatch-Generation | EmissionsCost | 0 | [6 empty] | 0.32065 | 0
LCP_Inputs_ON_Diverse_Howarth_2023_05_05 | 2049 | CH4 + CCS | Generation | Methane | MI | Dispatch-Generation | FuelCost | 0 | [6 empty] | 0.32065 | 0
LCP_Inputs_ON_Diverse_Howarth_2023_05_05 | 2049 | CH4 + CCS | Generation | Methane | MI | Dispatch-Generation | VOM | 0 | [6 empty] | 0.32065 | 0
LCP_Inputs_ON_Diverse_Howarth_2023_05_05 | 2049 | CH4 + CCS | Generation | Methane | NY | Dispatch-Generation | EmissionsCost | 0 | [6 empty] | 0.32065 | 0
LCP_Inputs_ON_Diverse_Howarth_2023_05_05 | 2049 | CH4 + CCS | Generation | Methane | NY | Dispatch-Generation | FuelCost | 0 | [6 empty] | 0.32065 | 0
LCP_Inputs_ON_Diverse_Howarth_2023_05_05 | 2049 | CH4 + CCS | Generation | Methane | NY | Dispatch-Generation | VOM | 0 | [6 empty] | 0.32065 | 0
LCP_Inputs_ON_Diverse_Howarth_2023_05_05 | 2049 | CH4 + CCS | Generation | Methane | ON | Dispatch-Generation | EmissionsCost | 88472420.6398 | [6 empty] | 0.32065 | 28368806.8394
LCP_Inputs_ON_Diverse_Howarth_2023_05_05 | 2049 | CH4 + CCS | Generation | Methane | ON | Dispatch-Generation | FuelCost | 483825119.2369 | [6 empty] | 0.32065 | 155139208.947
LCP_Inputs_ON_Diverse_Howarth_2023_05_05 | 2049 | CH4 + CCS | Generation | Methane | ON | Dispatch-Generation | VOM | 46000331.6667 | [6 empty] | 0.32065 | 14750071.4252
LCP_Inputs_ON_Diverse_Howarth_2023_05_05 | 2049 | CH4 + CCS | Generation | Methane | PJ | Dispatch-Generation | EmissionsCost | 0 | [6 empty] | 0.32065 | 0
LCP_Inputs_ON_Diverse_Howarth_2023_05_05 | 2049 | CH4 + CCS | Generation | Methane | PJ | Dispatch-Generation | FuelCost | 0 | [6 empty] | 0.32065 | 0
LCP_Inputs_ON_Diverse_Howarth_2023_05_05 | 2049 | CH4 + CCS | Generation | Methane | PJ | Dispatch-Generation | VOM | 0 | [6 empty] | 0.32065 | 0
LCP_Inputs_ON_Diverse_Howarth_2023_05_05 | 2049 | CH4 + CCS | Generation | Methane | QC | Dispatch-Generation | EmissionsCost | 0 | [6 empty] | 0.32065 | 0
LCP_Inputs_ON_Diverse_Howarth_2023_05_05 | 2049 | CH4 + CCS | Generation | Methane | QC | Dispatch-Generation | FuelCost | 0 | [6 empty] | 0.32065 | 0
LCP_Inputs_ON_Diverse_Howarth_2023_05_05 | 2049 | CH4 + CCS | Generation | Methane | QC | Dispatch-Generation | VOM | 0 | [6 empty] | 0.32065 | 0
LCP_Inputs_ON_Diverse_Howarth_2023_05_05 | 2049 | CH4 + CCS | Generation | Methane | WC | Dispatch-Generation | EmissionsCost | 0 | [6 empty] | 0.32065 | 0
LCP_Inputs_ON_Diverse_Howarth_2023_05_05 | 2049 | CH4 + CCS | Generation | Methane | WC | Dispatch-Generation | FuelCost | 0 | [6 empty] | 0.32065 | 0
LCP_Inputs_ON_Diverse_Howarth_2023_05_05 | 2049 | CH4 + CCS | Generation | Methane | WC | Dispatch-Generation | VOM | 0 | [6 empty] | 0.32065 | 0
LCP_Inputs_ON_Diverse_Howarth_2023_05_05 | 2049 | CH4 Import - NY 2020 | Import | Methane | MI | Dispatch-Import | EmissionsCost | 0 | [6 empty] | 0.32065 | 0
LCP_Inputs_ON_Diverse_Howarth_2023_05_05 | 2049 | CH4 Import - NY 2020 | Import | Methane | MI | Dispatch-Import | FuelCost | 0 | [6 empty] | 0.32065 | 0
LCP_Inputs_ON_Diverse_Howarth_2023_05_05 | 2049 | CH4 Import - NY 2020 | Import | Methane | MI | Dispatch-Import | VOM | 0 | [6 empty] | 0.32065 | 0
LCP_Inputs_ON_Diverse_Howarth_2023_05_05 | 2049 | CH4 Import - NY 2020 | Import | Methane | NY | Dispatch-Import | EmissionsCost | 0 | [6 empty] | 0.32065 | 0
LCP_Inputs_ON_Diverse_Howarth_2023_05_05 | 2049 | CH4 Import - NY 2020 | Import | Methane | NY | Dispatch-Import | FuelCost | 0 | [6 empty] | 0.32065 | 0
LCP_Inputs_ON_Diverse_Howarth_2023_05_05 | 2049 | CH4 Import - NY 2020 | Import | Methane | NY | Dispatch-Import | VOM | 0 | [6 empty] | 0.32065 | 0
LCP_Inputs_ON_Diverse_Howarth_2023_05_05 | 2049 | CH4 Import - NY 2020 | Import | Methane | ON | Dispatch-Import | EmissionsCost | 0 | [6 empty] | 0.32065 | 0
LCP_Inputs_ON_Diverse_Howarth_2023_05_05 | 2049 | CH4 Import - NY 2020 | Import | Methane | ON | Dispatch-Import | FuelCost | 0 | [6 empty] | 0.32065 | 0
LCP_Inputs_ON_Diverse_Howarth_2023_05_05 | 2049 | CH4 Import - NY 2020 | Import | Methane | ON | Dispatch-Import | VOM | 0 | [6 empty] | 0.32065 | 0
LCP_Inputs_ON_Diverse_Howarth_2023_05_05 | 2049 | CH4 Import - NY 2020 | Import | Methane | PJ | Dispatch-Import | EmissionsCost | 0 | [6 empty] | 0.32065 | 0
LCP_Inputs_ON_Diverse_Howarth_2023_05_05 | 2049 | CH4 Import - NY 2020 | Import | Methane | PJ | Dispatch-Import | FuelCost | 0 | [6 empty] | 0.32065 | 0
LCP_Inputs_ON_Diverse_Howarth_2023_05_05 | 2049 | CH4 Import - NY 2020 | Import | Methane | PJ | Dispatch-Import | VOM | 0 | [6 empty] | 0.32065 | 0
LCP_Inputs_ON_Diverse_Howarth_2023_05_05 | 2049 | CH4 Import - NY 2020 | Import | Methane | QC | Dispatch-Import | EmissionsCost | 0 | [6 empty] | 0.32065 | 0
LCP_Inputs_ON_Diverse_Howarth_2023_05_05 | 2049 | CH4 Import - NY 2020 | Import | Methane | QC | Dispatch-Import | FuelCost | 0 | [6 empty] | 0.32065 | 0
LCP_Inputs_ON_Diverse_Howarth_2023_05_05 | 2049 | CH4 Import - NY 2020 | Import | Methane | QC | Dispatch-Import | VOM | 0 | [6 empty] | 0.32065 | 0
LCP_Inputs_ON_Diverse_Howarth_2023_05_05 | 2049 | CH4 Import - NY 2020 | Import | Methane | WC | Dispatch-Import | EmissionsCost | 0 | [6 empty] | 0.32065 | 0
LCP_Inputs_ON_Diverse_Howarth_2023_05_05 | 2049 | CH4 Import - NY 2020 | Import | Methane | WC | Dispatch-Import | FuelCost | 0 | [6 empty] | 0.32065 | 0
LCP_Inputs_ON_Diverse_Howarth_2023_05_05 | 2049 | CH4 Import - NY 2020 | Import | Methane | WC | Dispatch-Import | VOM | 0 | [6 empty] | 0.32065 | 0
LCP_Inputs_ON_Diverse_Howarth_2023_05_05 | 2049 | CH4 Import - NY 2030 | Import | Methane | MI | Dispatch-Import | EmissionsCost | 0 | [6 empty] | 0.32065 | 0
LCP_Inputs_ON_Diverse_Howarth_2023_05_05 | 2049 | CH4 Import - NY 2030 | Import | Methane | MI | Dispatch-Import | FuelCost | 0 | [6 empty] | 0.32065 | 0
LCP_Inputs_ON_Diverse_Howarth_2023_05_05 | 2049 | CH4 Import - NY 2030 | Import | Methane | MI | Dispatch-Import | VOM | 0 | [6 empty] | 0.32065 | 0
LCP_Inputs_ON_Diverse_Howarth_2023_05_05 | 2049 | CH4 Import - NY 2030 | Import | Methane | NY | Dispatch-Import | EmissionsCost | 0 | [6 empty] | 0.32065 | 0
LCP_Inputs_ON_Diverse_Howarth_2023_05_05 | 2049 | CH4 Import - NY 2030 | Import | Methane | NY | Dispatch-Import | FuelCost | 0 | [6 empty] | 0.32065 | 0
LCP_Inputs_ON_Diverse_Howarth_2023_05_05 | 2049 | CH4 Import - NY 2030 | Import | Methane | NY | Dispatch-Import | VOM | 0 | [6 empty] | 0.32065 | 0
LCP_Inputs_ON_Diverse_Howarth_2023_05_05 | 2049 | CH4 Import - NY 2030 | Import | Methane | ON | Dispatch-Import | EmissionsCost | 0 | [6 empty] | 0.32065 | 0
LCP_Inputs_ON_Diverse_Howarth_2023_05_05 | 2049 | CH4 Import - NY 2030 | Import | Methane | ON | Dispatch-Import | FuelCost | 0 | [6 empty] | 0.32065 | 0
LCP_Inputs_ON_Diverse_Howarth_2023_05_05 | 2049 | CH4 Import - NY 2030 | Import | Methane | ON | Dispatch-Import | VOM | 0 | [6 empty] | 0.32065 | 0
LCP_Inputs_ON_Diverse_Howarth_2023_05_05 | 2049 | CH4 Import - NY 2030 | Import | Methane | PJ | Dispatch-Import | EmissionsCost | 0 | [6 empty] | 0.32065 | 0
LCP_Inputs_ON_Diverse_Howarth_2023_05_05 | 2049 | CH4 Import - NY 2030 | Import | Methane | PJ | Dispatch-Import | FuelCost | 0 | [6 empty] | 0.32065 | 0
LCP_Inputs_ON_Diverse_Howarth_2023_05_05 | 2049 | CH4 Import - NY 2030 | Import | Methane | PJ | Dispatch-Import | VOM | 0 | [6 empty] | 0.32065 | 0
LCP_Inputs_ON_Diverse_Howarth_2023_05_05 | 2049 | CH4 Import - NY 2030 | Import | Methane | QC | Dispatch-Import | EmissionsCost | 0 | [6 empty] | 0.32065 | 0
LCP_Inputs_ON_Diverse_Howarth_2023_05_05 | 2049 | CH4 Import - NY 2030 | Import | Methane | QC | Dispatch-Import | FuelCost | 0 | [6 empty] | 0.32065 | 0
LCP_Inputs_ON_Diverse_Howarth_2023_05_05 | 2049 | CH4 Import - NY 2030 | Import | Methane | QC | Dispatch-Import | VOM | 0 | [6 empty] | 0.32065 | 0
LCP_Inputs_ON_Diverse_Howarth_2023_05_05 | 2049 | CH4 Import - NY 2030 | Import | Methane | WC | Dispatch-Import | EmissionsCost | 0 | [6 empty] | 0.32065 | 0
LCP_Inputs_ON_Diverse_Howarth_2023_05_05 | 2049 | CH4 Import - NY 2030 | Import | Methane | WC | Dispatch-Import | FuelCost | 0 | [6 empty] | 0.32065 | 0
LCP_Inputs_ON_Diverse_Howarth_2023_05_05 | 2049 | CH4 Import - NY 2030 | Import | Methane | WC | Dispatch-Import | VOM | 0 | [6 empty] | 0.32065 | 0
LCP_Inputs_ON_Diverse_Howarth_2023_05_05 | 2049 | CH4 Import - NY 2040 | Import | Methane | MI | Dispatch-Import | EmissionsCost | 0 | [6 empty] | 0.32065 | 0
LCP_Inputs_ON_Diverse_Howarth_2023_05_05 | 2049 | CH4 Import - NY 2040 | Import | Methane | MI | Dispatch-Import | FuelCost | 0 | [6 empty] | 0.32065 | 0
LCP_Inputs_ON_Diverse_Howarth_2023_05_05 | 2049 | CH4 Import - NY 2040 | Import | Methane | MI | Dispatch-Import | VOM | 0 | [6 empty] | 0.32065 | 0
LCP_Inputs_ON_Diverse_Howarth_2023_05_05 | 2049 | CH4 Import - NY 2040 | Import | Methane | NY | Dispatch-Import | EmissionsCost | 1424811807.9426 | [6 empty] | 0.32065 | 456867921.8872
LCP_Inputs_ON_Diverse_Howarth_2023_05_05 | 2049 | CH4 Import - NY 2040 | Import | Methane | NY | Dispatch-Import | FuelCost | 758346581.876 | [6 empty] | 0.32065 | 243164904.3057
LCP_Inputs_ON_Diverse_Howarth_2023_05_05 | 2049 | CH4 Import - NY 2040 | Import | Methane | NY | Dispatch-Import | VOM | 0 | [6 empty] | 0.32065 | 0
LCP_Inputs_ON_Diverse_Howarth_2023_05_05 | 2049 | CH4 Import - NY 2040 | Import | Methane | ON | Dispatch-Import | EmissionsCost | 0 | [6 empty] | 0.32065 | 0
LCP_Inputs_ON_Diverse_Howarth_2023_05_05 | 2049 | CH4 Import - NY 2040 | Import | Methane | ON | Dispatch-Import | FuelCost | 0 | [6 empty] | 0.32065 | 0
LCP_Inputs_ON_Diverse_Howarth_2023_05_05 | 2049 | CH4 Import - NY 2040 | Import | Methane | ON | Dispatch-Import | VOM | 0 | [6 empty] | 0.32065 | 0
LCP_Inputs_ON_Diverse_Howarth_2023_05_05 | 2049 | CH4 Import - NY 2040 | Import | Methane | PJ | Dispatch-Import | EmissionsCost | 0 | [6 empty] | 0.32065 | 0
LCP_Inputs_ON_Diverse_Howarth_2023_05_05 | 2049 | CH4 Import - NY 2040 | Import | Methane | PJ | Dispatch-Import | FuelCost | 0 | [6 empty] | 0.32065 | 0
LCP_Inputs_ON_Diverse_Howarth_2023_05_05 | 2049 | CH4 Import - NY 2040 | Import | Methane | PJ | Dispatch-Import | VOM | 0 | [6 empty] | 0.32065 | 0
LCP_Inputs_ON_Diverse_Howarth_2023_05_05 | 2049 | CH4 Import - NY 2040 | Import | Methane | QC | Dispatch-Import | EmissionsCost | 0 | [6 empty] | 0.32065 | 0
LCP_Inputs_ON_Diverse_Howarth_2023_05_05 | 2049 | CH4 Import - NY 2040 | Import | Methane | QC | Dispatch-Import | FuelCost | 0 | [6 empty] | 0.32065 | 0
LCP_Inputs_ON_Diverse_Howarth_2023_05_05 | 2049 | CH4 Import - NY 2040 | Import | Methane | QC | Dispatch-Import | VOM | 0 | [6 empty] | 0.32065 | 0
LCP_Inputs_ON_Diverse_Howarth_2023_05_05 | 2049 | CH4 Import - NY 2040 | Import | Methane | WC | Dispatch-Import | EmissionsCost | 0 | [6 empty] | 0.32065 | 0
LCP_Inputs_ON_Diverse_Howarth_2023_05_05 | 2049 | CH4 Import - NY 2040 | Import | Methane | WC | Dispatch-Import | FuelCost | 0 | [6 empty] | 0.32065 | 0
LCP_Inputs_ON_Diverse_Howarth_2023_05_05 | 2049 | CH4 Import - NY 2040 | Import | Methane | WC | Dispatch-Import | VOM | 0 | [6 empty] | 0.32065 | 0
LCP_Inputs_ON_Diverse_Howarth_2023_05_05 | 2049 | CH4 Import - NY 2050 | Import | Methane | MI | Dispatch-Import | EmissionsCost | 0 | [6 empty] | 0.32065 | 0
LCP_Inputs_ON_Diverse_Howarth_2023_05_05 | 2049 | CH4 Import - NY 2050 | Import | Methane | MI | Dispatch-Import | FuelCost | 0 | [6 empty] | 0.32065 | 0
LCP_Inputs_ON_Diverse_Howarth_2023_05_05 | 2049 | CH4 Import - NY 2050 | Import | Methane | MI | Dispatch-Import | VOM | 0 | [6 empty] | 0.32065 | 0
LCP_Inputs_ON_Diverse_Howarth_2023_05_05 | 2049 | CH4 Import - NY 2050 | Import | Methane | NY | Dispatch-Import | EmissionsCost | 0 | [6 empty] | 0.32065 | 0
LCP_Inputs_ON_Diverse_Howarth_2023_05_05 | 2049 | CH4 Import - NY 2050 | Import | Methane | NY | Dispatch-Import | FuelCost | 0 | [6 empty] | 0.32065 | 0
LCP_Inputs_ON_Diverse_Howarth_2023_05_05 | 2049 | CH4 Import - NY 2050 | Import | Methane | NY | Dispatch-Import | VOM | 0 | [6 empty] | 0.32065 | 0
LCP_Inputs_ON_Diverse_Howarth_2023_05_05 | 2049 | CH4 Import - NY 2050 | Import | Methane | ON | Dispatch-Import | EmissionsCost | 0 | [6 empty] | 0.32065 | 0
LCP_Inputs_ON_Diverse_Howarth_2023_05_05 | 2049 | CH4 Import - NY 2050 | Import | Methane | ON | Dispatch-Import | FuelCost | 0 | [6 empty] | 0.32065 | 0
LCP_Inputs_ON_Diverse_Howarth_2023_05_05 | 2049 | CH4 Import - NY 2050 | Import | Methane | ON | Dispatch-Import | VOM | 0 | [6 empty] | 0.32065 | 0
LCP_Inputs_ON_Diverse_Howarth_2023_05_05 | 2049 | CH4 Import - NY 2050 | Import | Methane | PJ | Dispatch-Import | EmissionsCost | 0 | [6 empty] | 0.32065 | 0
LCP_Inputs_ON_Diverse_Howarth_2023_05_05 | 2049 | CH4 Import - NY 2050 | Import | Methane | PJ | Dispatch-Import | FuelCost | 0 | [6 empty] | 0.32065 | 0
LCP_Inputs_ON_Diverse_Howarth_2023_05_05 | 2049 | CH4 Import - NY 2050 | Import | Methane | PJ | Dispatch-Import | VOM | 0 | [6 empty] | 0.32065 | 0
LCP_Inputs_ON_Diverse_Howarth_2023_05_05 | 2049 | CH4 Import - NY 2050 | Import | Methane | QC | Dispatch-Import | EmissionsCost | 0 | [6 empty] | 0.32065 | 0
LCP_Inputs_ON_Diverse_Howarth_2023_05_05 | 2049 | CH4 Import - NY 2050 | Import | Methane | QC | Dispatch-Import | FuelCost | 0 | [6 empty] | 0.32065 | 0
LCP_Inputs_ON_Diverse_Howarth_2023_05_05 | 2049 | CH4 Import - NY 2050 | Import | Methane | QC | Dispatch-Import | VOM | 0 | [6 empty] | 0.32065 | 0
LCP_Inputs_ON_Diverse_Howarth_2023_05_05 | 2049 | CH4 Import - NY 2050 | Import | Methane | WC | Dispatch-Import | EmissionsCost | 0 | [6 empty] | 0.32065 | 0
LCP_Inputs_ON_Diverse_Howarth_2023_05_05 | 2049 | CH4 Import - NY 2050 | Import | Methane | WC | Dispatch-Import | FuelCost | 0 | [6 empty] | 0.32065 | 0
LCP_Inputs_ON_Diverse_Howarth_2023_05_05 | 2049 | CH4 Import - NY 2050 | Import | Methane | WC | Dispatch-Import | VOM | 0 | [6 empty] | 0.32065 | 0
LCP_Inputs_ON_Diverse_Howarth_2023_05_05 | 2049 | CH4 Import - WC 2020 | Import | Methane | MI | Dispatch-Import | EmissionsCost | 0 | [6 empty] | 0.32065 | 0
LCP_Inputs_ON_Diverse_Howarth_2023_05_05 | 2049 | CH4 Import - WC 2020 | Import | Methane | MI | Dispatch-Import | FuelCost | 0 | [6 empty] | 0.32065 | 0
LCP_Inputs_ON_Diverse_Howarth_2023_05_05 | 2049 | CH4 Import - WC 2020 | Import | Methane | MI | Dispatch-Import | VOM | 0 | [6 empty] | 0.32065 | 0
LCP_Inputs_ON_Diverse_Howarth_2023_05_05 | 2049 | CH4 Import - WC 2020 | Import | Methane | NY | Dispatch-Import | EmissionsCost | 0 | [6 empty] | 0.32065 | 0
LCP_Inputs_ON_Diverse_Howarth_2023_05_05 | 2049 | CH4 Import - WC 2020 | Import | Methane | NY | Dispatch-Import | FuelCost | 0 | [6 empty] | 0.32065 | 0
LCP_Inputs_ON_Diverse_Howarth_2023_05_05 | 2049 | CH4 Import - WC 2020 | Import | Methane | NY | Dispatch-Import | VOM | 0 | [6 empty] | 0.32065 | 0
LCP_Inputs_ON_Diverse_Howarth_2023_05_05 | 2049 | CH4 Import - WC 2020 | Import | Methane | ON | Dispatch-Import | EmissionsCost | 0 | [6 empty] | 0.32065 | 0
LCP_Inputs_ON_Diverse_Howarth_2023_05_05 | 2049 | CH4 Import - WC 2020 | Import | Methane | ON | Dispatch-Import | FuelCost | 0 | [6 empty] | 0.32065 | 0
LCP_Inputs_ON_Diverse_Howarth_2023_05_05 | 2049 | CH4 Import - WC 2020 | Import | Methane | ON | Dispatch-Import | VOM | 0 | [6 empty] | 0.32065 | 0
LCP_Inputs_ON_Diverse_Howarth_2023_05_05 | 2049 | CH4 Import - WC 2020 | Import | Methane | PJ | Dispatch-Import | EmissionsCost | 0 | [6 empty] | 0.32065 | 0
LCP_Inputs_ON_Diverse_Howarth_2023_05_05 | 2049 | CH4 Import - WC 2020 | Import | Methane | PJ | Dispatch-Import | FuelCost | 0 | [6 empty] | 0.32065 | 0
LCP_Inputs_ON_Diverse_Howarth_2023_05_05 | 2049 | CH4 Import - WC 2020 | Import | Methane | PJ | Dispatch-Import | VOM | 0 | [6 empty] | 0.32065 | 0
LCP_Inputs_ON_Diverse_Howarth_2023_05_05 | 2049 | CH4 Import - WC 2020 | Import | Methane | QC | Dispatch-Import | EmissionsCost | 0 | [6 empty] | 0.32065 | 0
LCP_Inputs_ON_Diverse_Howarth_2023_05_05 | 2049 | CH4 Import - WC 2020 | Import | Methane | QC | Dispatch-Import | FuelCost | 0 | [6 empty] | 0.32065 | 0
LCP_Inputs_ON_Diverse_Howarth_2023_05_05 | 2049 | CH4 Import - WC 2020 | Import | Methane | QC | Dispatch-Import | VOM | 0 | [6 empty] | 0.32065 | 0
LCP_Inputs_ON_Diverse_Howarth_2023_05_05 | 2049 | CH4 Import - WC 2020 | Import | Methane | WC | Dispatch-Import | EmissionsCost | 0 | [6 empty] | 0.32065 | 0
LCP_Inputs_ON_Diverse_Howarth_2023_05_05 | 2049 | CH4 Import - WC 2020 | Import | Methane | WC | Dispatch-Import | FuelCost | 0 | [6 empty] | 0.32065 | 0
LCP_Inputs_ON_Diverse_Howarth_2023_05_05 | 2049 | CH4 Import - WC 2020 | Import | Methane | WC | Dispatch-Import | VOM | 0 | [6 empty] | 0.32065 | 0
LCP_Inputs_ON_Diverse_Howarth_2023_05_05 | 2049 | CH4 Import - WC 2030 | Import | Methane | MI | Dispatch-Import | EmissionsCost | 0 | [6 empty] | 0.32065 | 0
LCP_Inputs_ON_Diverse_Howarth_2023_05_05 | 2049 | CH4 Import - WC 2030 | Import | Methane | MI | Dispatch-Import | FuelCost | 0 | [6 empty] | 0.32065 | 0
LCP_Inputs_ON_Diverse_Howarth_2023_05_05 | 2049 | CH4 Import - WC 2030 | Import | Methane | MI | Dispatch-Import | VOM | 0 | [6 empty] | 0.32065 | 0
LCP_Inputs_ON_Diverse_Howarth_2023_05_05 | 2049 | CH4 Import - WC 2030 | Import | Methane | NY | Dispatch-Import | EmissionsCost | 0 | [6 empty] | 0.32065 | 0
LCP_Inputs_ON_Diverse_Howarth_2023_05_05 | 2049 | CH4 Import - WC 2030 | Import | Methane | NY | Dispatch-Import | FuelCost | 0 | [6 empty] | 0.32065 | 0
LCP_Inputs_ON_Diverse_Howarth_2023_05_05 | 2049 | CH4 Import - WC 2030 | Import | Methane | NY | Dispatch-Import | VOM | 0 | [6 empty] | 0.32065 | 0
LCP_Inputs_ON_Diverse_Howarth_2023_05_05 | 2049 | CH4 Import - WC 2030 | Import | Methane | ON | Dispatch-Import | EmissionsCost | 0 | [6 empty] | 0.32065 | 0
LCP_Inputs_ON_Diverse_Howarth_2023_05_05 | 2049 | CH4 Import - WC 2030 | Import | Methane | ON | Dispatch-Import | FuelCost | 0 | [6 empty] | 0.32065 | 0
LCP_Inputs_ON_Diverse_Howarth_2023_05_05 | 2049 | CH4 Import - WC 2030 | Import | Methane | ON | Dispatch-Import | VOM | 0 | [6 empty] | 0.32065 | 0
LCP_Inputs_ON_Diverse_Howarth_2023_05_05 | 2049 | CH4 Import - WC 2030 | Import | Methane | PJ | Dispatch-Import | EmissionsCost | 0 | [6 empty] | 0.32065 | 0
LCP_Inputs_ON_Diverse_Howarth_2023_05_05 | 2049 | CH4 Import - WC 2030 | Import | Methane | PJ | Dispatch-Import | FuelCost | 0 | [6 empty] | 0.32065 | 0
LCP_Inputs_ON_Diverse_Howarth_2023_05_05 | 2049 | CH4 Import - WC 2030 | Import | Methane | PJ | Dispatch-Import | VOM | 0 | [6 empty] | 0.32065 | 0
LCP_Inputs_ON_Diverse_Howarth_2023_05_05 | 2049 | CH4 Import - WC 2030 | Import | Methane | QC | Dispatch-Import | EmissionsCost | 0 | [6 empty] | 0.32065 | 0
LCP_Inputs_ON_Diverse_Howarth_2023_05_05 | 2049 | CH4 Import - WC 2030 | Import | Methane | QC | Dispatch-Import | FuelCost | 0 | [6 empty] | 0.32065 | 0
LCP_Inputs_ON_Diverse_Howarth_2023_05_05 | 2049 | CH4 Import - WC 2030 | Import | Methane | QC | Dispatch-Import | VOM | 0 | [6 empty] | 0.32065 | 0
LCP_Inputs_ON_Diverse_Howarth_2023_05_05 | 2049 | CH4 Import - WC 2030 | Import | Methane | WC | Dispatch-Import | EmissionsCost | 0 | [6 empty] | 0.32065 | 0
LCP_Inputs_ON_Diverse_Howarth_2023_05_05 | 2049 | CH4 Import - WC 2030 | Import | Methane | WC | Dispatch-Import | FuelCost | 0 | [6 empty] | 0.32065 | 0
LCP_Inputs_ON_Diverse_Howarth_2023_05_05 | 2049 | CH4 Import - WC 2030 | Import | Methane | WC | Dispatch-Import | VOM | 0 | [6 empty] | 0.32065 | 0
LCP_Inputs_ON_Diverse_Howarth_2023_05_05 | 2049 | CH4 Import - WC 2040 | Import | Methane | MI | Dispatch-Import | EmissionsCost | 0 | [6 empty] | 0.32065 | 0
LCP_Inputs_ON_Diverse_Howarth_2023_05_05 | 2049 | CH4 Import - WC 2040 | Import | Methane | MI | Dispatch-Import | FuelCost | 0 | [6 empty] | 0.32065 | 0
LCP_Inputs_ON_Diverse_Howarth_2023_05_05 | 2049 | CH4 Import - WC 2040 | Import | Methane | MI | Dispatch-Import | VOM | 0 | [6 empty] | 0.32065 | 0
LCP_Inputs_ON_Diverse_Howarth_2023_05_05 | 2049 | CH4 Import - WC 2040 | Import | Methane | NY | Dispatch-Import | EmissionsCost | 0 | [6 empty] | 0.32065 | 0
LCP_Inputs_ON_Diverse_Howarth_2023_05_05 | 2049 | CH4 Import - WC 2040 | Import | Methane | NY | Dispatch-Import | FuelCost | 0 | [6 empty] | 0.32065 | 0
LCP_Inputs_ON_Diverse_Howarth_2023_05_05 | 2049 | CH4 Import - WC 2040 | Import | Methane | NY | Dispatch-Import | VOM | 0 | [6 empty] | 0.32065 | 0
LCP_Inputs_ON_Diverse_Howarth_2023_05_05 | 2049 | CH4 Import - WC 2040 | Import | Methane | ON | Dispatch-Import | EmissionsCost | 0 | [6 empty] | 0.32065 | 0
LCP_Inputs_ON_Diverse_Howarth_2023_05_05 | 2049 | CH4 Import - WC 2040 | Import | Methane | ON | Dispatch-Import | FuelCost | 0 | [6 empty] | 0.32065 | 0
LCP_Inputs_ON_Diverse_Howarth_2023_05_05 | 2049 | CH4 Import - WC 2040 | Import | Methane | ON | Dispatch-Import | VOM | 0 | [6 empty] | 0.32065 | 0
LCP_Inputs_ON_Diverse_Howarth_2023_05_05 | 2049 | CH4 Import - WC 2040 | Import | Methane | PJ | Dispatch-Import | EmissionsCost | 0 | [6 empty] | 0.32065 | 0
LCP_Inputs_ON_Diverse_Howarth_2023_05_05 | 2049 | CH4 Import - WC 2040 | Import | Methane | PJ | Dispatch-Import | FuelCost | 0 | [6 empty] | 0.32065 | 0
LCP_Inputs_ON_Diverse_Howarth_2023_05_05 | 2049 | CH4 Import - WC 2040 | Import | Methane | PJ | Dispatch-Import | VOM | 0 | [6 empty] | 0.32065 | 0
LCP_Inputs_ON_Diverse_Howarth_2023_05_05 | 2049 | CH4 Import - WC 2040 | Import | Methane | QC | Dispatch-Import | EmissionsCost | 0 | [6 empty] | 0.32065 | 0
LCP_Inputs_ON_Diverse_Howarth_2023_05_05 | 2049 | CH4 Import - WC 2040 | Import | Methane | QC | Dispatch-Import | FuelCost | 0 | [6 empty] | 0.32065 | 0
LCP_Inputs_ON_Diverse_Howarth_2023_05_05 | 2049 | CH4 Import - WC 2040 | Import | Methane | QC | Dispatch-Import | VOM | 0 | [6 empty] | 0.32065 | 0
LCP_Inputs_ON_Diverse_Howarth_2023_05_05 | 2049 | CH4 Import - WC 2040 | Import | Methane | WC | Dispatch-Import | EmissionsCost | 2117477751.305 | [6 empty] | 0.32065 | 678972236.5356
LCP_Inputs_ON_Diverse_Howarth_2023_05_05 | 2049 | CH4 Import - WC 2040 | Import | Methane | WC | Dispatch-Import | FuelCost | 1127013410.4372 | [6 empty] | 0.32065 | 361378444.434
LCP_Inputs_ON_Diverse_Howarth_2023_05_05 | 2049 | CH4 Import - WC 2040 | Import | Methane | WC | Dispatch-Import | VOM | 0 | [6 empty] | 0.32065 | 0
LCP_Inputs_ON_Diverse_Howarth_2023_05_05 | 2049 | CH4 Import - WC 2050 | Import | Methane | MI | Dispatch-Import | EmissionsCost | 0 | [6 empty] | 0.32065 | 0
LCP_Inputs_ON_Diverse_Howarth_2023_05_05 | 2049 | CH4 Import - WC 2050 | Import | Methane | MI | Dispatch-Import | FuelCost | 0 | [6 empty] | 0.32065 | 0
LCP_Inputs_ON_Diverse_Howarth_2023_05_05 | 2049 | CH4 Import - WC 2050 | Import | Methane | MI | Dispatch-Import | VOM | 0 | [6 empty] | 0.32065 | 0
LCP_Inputs_ON_Diverse_Howarth_2023_05_05 | 2049 | CH4 Import - WC 2050 | Import | Methane | NY | Dispatch-Import | EmissionsCost | 0 | [6 empty] | 0.32065 | 0
LCP_Inputs_ON_Diverse_Howarth_2023_05_05 | 2049 | CH4 Import - WC 2050 | Import | Methane | NY | Dispatch-Import | FuelCost | 0 | [6 empty] | 0.32065 | 0
LCP_Inputs_ON_Diverse_Howarth_2023_05_05 | 2049 | CH4 Import - WC 2050 | Import | Methane | NY | Dispatch-Import | VOM | 0 | [6 empty] | 0.32065 | 0
LCP_Inputs_ON_Diverse_Howarth_2023_05_05 | 2049 | CH4 Import - WC 2050 | Import | Methane | ON | Dispatch-Import | EmissionsCost | 0 | [6 empty] | 0.32065 | 0
LCP_Inputs_ON_Diverse_Howarth_2023_05_05 | 2049 | CH4 Import - WC 2050 | Import | Methane | ON | Dispatch-Import | FuelCost | 0 | [6 empty] | 0.32065 | 0
LCP_Inputs_ON_Diverse_Howarth_2023_05_05 | 2049 | CH4 Import - WC 2050 | Import | Methane | ON | Dispatch-Import | VOM | 0 | [6 empty] | 0.32065 | 0
LCP_Inputs_ON_Diverse_Howarth_2023_05_05 | 2049 | CH4 Import - WC 2050 | Import | Methane | PJ | Dispatch-Import | EmissionsCost | 0 | [6 empty] | 0.32065 | 0
LCP_Inputs_ON_Diverse_Howarth_2023_05_05 | 2049 | CH4 Import - WC 2050 | Import | Methane | PJ | Dispatch-Import | FuelCost | 0 | [6 empty] | 0.32065 | 0
LCP_Inputs_ON_Diverse_Howarth_2023_05_05 | 2049 | CH4 Import - WC 2050 | Import | Methane | PJ | Dispatch-Import | VOM | 0 | [6 empty] | 0.32065 | 0
LCP_Inputs_ON_Diverse_Howarth_2023_05_05 | 2049 | CH4 Import - WC 2050 | Import | Methane | QC | Dispatch-Import | EmissionsCost | 0 | [6 empty] | 0.32065 | 0
LCP_Inputs_ON_Diverse_Howarth_2023_05_05 | 2049 | CH4 Import - WC 2050 | Import | Methane | QC | Dispatch-Import | FuelCost | 0 | [6 empty] | 0.32065 | 0
LCP_Inputs_ON_Diverse_Howarth_2023_05_05 | 2049 | CH4 Import - WC 2050 | Import | Methane | QC | Dispatch-Import | VOM | 0 | [6 empty] | 0.32065 | 0
LCP_Inputs_ON_Diverse_Howarth_2023_05_05 | 2049 | CH4 Import - WC 2050 | Import | Methane | WC | Dispatch-Import | EmissionsCost | 0 | [6 empty] | 0.32065 | 0
LCP_Inputs_ON_Diverse_Howarth_2023_05_05 | 2049 | CH4 Import - WC 2050 | Import | Methane | WC | Dispatch-Import | FuelCost | 0 | [6 empty] | 0.32065 | 0
LCP_Inputs_ON_Diverse_Howarth_2023_05_05 | 2049 | CH4 Import - WC 2050 | Import | Methane | WC | Dispatch-Import | VOM | 0 | [6 empty] | 0.32065 | 0
LCP_Inputs_ON_Diverse_Howarth_2023_05_05 | 2049 | CH4 Salt Cavern Storage - ON | Storage | Methane | MI | Dispatch-Storage | EmissionsCost | 0 | [6 empty] | 0.32065 | 0
LCP_Inputs_ON_Diverse_Howarth_2023_05_05 | 2049 | CH4 Salt Cavern Storage - ON | Storage | Methane | MI | Dispatch-Storage | FuelCost | 0 | [6 empty] | 0.32065 | 0
LCP_Inputs_ON_Diverse_Howarth_2023_05_05 | 2049 | CH4 Salt Cavern Storage - ON | Storage | Methane | MI | Dispatch-Storage | VOM | 0 | [6 empty] | 0.32065 | 0
LCP_Inputs_ON_Diverse_Howarth_2023_05_05 | 2049 | CH4 Salt Cavern Storage - ON | Storage | Methane | NY | Dispatch-Storage | EmissionsCost | 0 | [6 empty] | 0.32065 | 0
LCP_Inputs_ON_Diverse_Howarth_2023_05_05 | 2049 | CH4 Salt Cavern Storage - ON | Storage | Methane | NY | Dispatch-Storage | FuelCost | 0 | [6 empty] | 0.32065 | 0
LCP_Inputs_ON_Diverse_Howarth_2023_05_05 | 2049 | CH4 Salt Cavern Storage - ON | Storage | Methane | NY | Dispatch-Storage | VOM | 0 | [6 empty] | 0.32065 | 0
LCP_Inputs_ON_Diverse_Howarth_2023_05_05 | 2049 | CH4 Salt Cavern Storage - ON | Storage | Methane | ON | Dispatch-Storage | EmissionsCost | 0 | [6 empty] | 0.32065 | 0
LCP_Inputs_ON_Diverse_Howarth_2023_05_05 | 2049 | CH4 Salt Cavern Storage - ON | Storage | Methane | ON | Dispatch-Storage | FuelCost | 0 | [6 empty] | 0.32065 | 0
LCP_Inputs_ON_Diverse_Howarth_2023_05_05 | 2049 | CH4 Salt Cavern Storage - ON | Storage | Methane | ON | Dispatch-Storage | VOM | 0 | [6 empty] | 0.32065 | 0
LCP_Inputs_ON_Diverse_Howarth_2023_05_05 | 2049 | CH4 Salt Cavern Storage - ON | Storage | Methane | PJ | Dispatch-Storage | EmissionsCost | 0 | [6 empty] | 0.32065 | 0
LCP_Inputs_ON_Diverse_Howarth_2023_05_05 | 2049 | CH4 Salt Cavern Storage - ON | Storage | Methane | PJ | Dispatch-Storage | FuelCost | 0 | [6 empty] | 0.32065 | 0
LCP_Inputs_ON_Diverse_Howarth_2023_05_05 | 2049 | CH4 Salt Cavern Storage - ON | Storage | Methane | PJ | Dispatch-Storage | VOM | 0 | [6 empty] | 0.32065 | 0
LCP_Inputs_ON_Diverse_Howarth_2023_05_05 | 2049 | CH4 Salt Cavern Storage - ON | Storage | Methane | QC | Dispatch-Storage | EmissionsCost | 0 | [6 empty] | 0.32065 | 0
LCP_Inputs_ON_Diverse_Howarth_2023_05_05 | 2049 | CH4 Salt Cavern Storage - ON | Storage | Methane | QC | Dispatch-Storage | FuelCost | 0 | [6 empty] | 0.32065 | 0
LCP_Inputs_ON_Diverse_Howarth_2023_05_05 | 2049 | CH4 Salt Cavern Storage - ON | Storage | Methane | QC | Dispatch-Storage | VOM | 0 | [6 empty] | 0.32065 | 0
LCP_Inputs_ON_Diverse_Howarth_2023_05_05 | 2049 | CH4 Salt Cavern Storage - ON | Storage | Methane | WC | Dispatch-Storage | EmissionsCost | 0 | [6 empty] | 0.32065 | 0
LCP_Inputs_ON_Diverse_Howarth_2023_05_05 | 2049 | CH4 Salt Cavern Storage - ON | Storage | Methane | WC | Dispatch-Storage | FuelCost | 0 | [6 empty] | 0.32065 | 0
LCP_Inputs_ON_Diverse_Howarth_2023_05_05 | 2049 | CH4 Salt Cavern Storage - ON | Storage | Methane | WC | Dispatch-Storage | VOM | 0 | [6 empty] | 0.32065 | 0
LCP_Inputs_ON_Diverse_Howarth_2023_05_05 | 2049 | Electrolyser 2020/2030 | Crossload | Hydrogen | MI | Dispatch-Crossload | EmissionsCost | 0 | [6 empty] | 0.32065 | 0
LCP_Inputs_ON_Diverse_Howarth_2023_05_05 | 2049 | Electrolyser 2020/2030 | Crossload | Hydrogen | MI | Dispatch-Crossload | FuelCost | 0 | [6 empty] | 0.32065 | 0
LCP_Inputs_ON_Diverse_Howarth_2023_05_05 | 2049 | Electrolyser 2020/2030 | Crossload | Hydrogen | MI | Dispatch-Crossload | VOM | 0 | [6 empty] | 0.32065 | 0
LCP_Inputs_ON_Diverse_Howarth_2023_05_05 | 2049 | Electrolyser 2020/2030 | Crossload | Hydrogen | NY | Dispatch-Crossload | EmissionsCost | 0 | [6 empty] | 0.32065 | 0
LCP_Inputs_ON_Diverse_Howarth_2023_05_05 | 2049 | Electrolyser 2020/2030 | Crossload | Hydrogen | NY | Dispatch-Crossload | FuelCost | 0 | [6 empty] | 0.32065 | 0
LCP_Inputs_ON_Diverse_Howarth_2023_05_05 | 2049 | Electrolyser 2020/2030 | Crossload | Hydrogen | NY | Dispatch-Crossload | VOM | 0 | [6 empty] | 0.32065 | 0
LCP_Inputs_ON_Diverse_Howarth_2023_05_05 | 2049 | Electrolyser 2020/2030 | Crossload | Hydrogen | ON | Dispatch-Crossload | EmissionsCost | 0 | [6 empty] | 0.32065 | 0
LCP_Inputs_ON_Diverse_Howarth_2023_05_05 | 2049 | Electrolyser 2020/2030 | Crossload | Hydrogen | ON | Dispatch-Crossload | FuelCost | 0 | [6 empty] | 0.32065 | 0
LCP_Inputs_ON_Diverse_Howarth_2023_05_05 | 2049 | Electrolyser 2020/2030 | Crossload | Hydrogen | ON | Dispatch-Crossload | VOM | 0 | [6 empty] | 0.32065 | 0
LCP_Inputs_ON_Diverse_Howarth_2023_05_05 | 2049 | Electrolyser 2020/2030 | Crossload | Hydrogen | PJ | Dispatch-Crossload | EmissionsCost | 0 | [6 empty] | 0.32065 | 0
LCP_Inputs_ON_Diverse_Howarth_2023_05_05 | 2049 | Electrolyser 2020/2030 | Crossload | Hydrogen | PJ | Dispatch-Crossload | FuelCost | 0 | [6 empty] | 0.32065 | 0
LCP_Inputs_ON_Diverse_Howarth_2023_05_05 | 2049 | Electrolyser 2020/2030 | Crossload | Hydrogen | PJ | Dispatch-Crossload | VOM | 0 | [6 empty] | 0.32065 | 0
LCP_Inputs_ON_Diverse_Howarth_2023_05_05 | 2049 | Electrolyser 2020/2030 | Crossload | Hydrogen | QC | Dispatch-Crossload | EmissionsCost | 0 | [6 empty] | 0.32065 | 0
LCP_Inputs_ON_Diverse_Howarth_2023_05_05 | 2049 | Electrolyser 2020/2030 | Crossload | Hydrogen | QC | Dispatch-Crossload | FuelCost | 0 | [6 empty] | 0.32065 | 0
LCP_Inputs_ON_Diverse_Howarth_2023_05_05 | 2049 | Electrolyser 2020/2030 | Crossload | Hydrogen | QC | Dispatch-Crossload | VOM | 0 | [6 empty] | 0.32065 | 0
LCP_Inputs_ON_Diverse_Howarth_2023_05_05 | 2049 | Electrolyser 2020/2030 | Crossload | Hydrogen | WC | Dispatch-Crossload | EmissionsCost | 0 | [6 empty] | 0.32065 | 0
LCP_Inputs_ON_Diverse_Howarth_2023_05_05 | 2049 | Electrolyser 2020/2030 | Crossload | Hydrogen | WC | Dispatch-Crossload | FuelCost | 0 | [6 empty] | 0.32065 | 0
LCP_Inputs_ON_Diverse_Howarth_2023_05_05 | 2049 | Electrolyser 2020/2030 | Crossload | Hydrogen | WC | Dispatch-Crossload | VOM | 0 | [6 empty] | 0.32065 | 0
LCP_Inputs_ON_Diverse_Howarth_2023_05_05 | 2049 | Electrolyser 2040 | Crossload | Hydrogen | MI | Dispatch-Crossload | EmissionsCost | 0 | [6 empty] | 0.32065 | 0
LCP_Inputs_ON_Diverse_Howarth_2023_05_05 | 2049 | Electrolyser 2040 | Crossload | Hydrogen | MI | Dispatch-Crossload | FuelCost | 0 | [6 empty] | 0.32065 | 0
LCP_Inputs_ON_Diverse_Howarth_2023_05_05 | 2049 | Electrolyser 2040 | Crossload | Hydrogen | MI | Dispatch-Crossload | VOM | 0 | [6 empty] | 0.32065 | 0
LCP_Inputs_ON_Diverse_Howarth_2023_05_05 | 2049 | Electrolyser 2040 | Crossload | Hydrogen | NY | Dispatch-Crossload | EmissionsCost | 0 | [6 empty] | 0.32065 | 0
LCP_Inputs_ON_Diverse_Howarth_2023_05_05 | 2049 | Electrolyser 2040 | Crossload | Hydrogen | NY | Dispatch-Crossload | FuelCost | 0 | [6 empty] | 0.32065 | 0
LCP_Inputs_ON_Diverse_Howarth_2023_05_05 | 2049 | Electrolyser 2040 | Crossload | Hydrogen | NY | Dispatch-Crossload | VOM | 0 | [6 empty] | 0.32065 | 0
LCP_Inputs_ON_Diverse_Howarth_2023_05_05 | 2049 | Electrolyser 2040 | Crossload | Hydrogen | ON | Dispatch-Crossload | EmissionsCost | 0 | [6 empty] | 0.32065 | 0
LCP_Inputs_ON_Diverse_Howarth_2023_05_05 | 2049 | Electrolyser 2040 | Crossload | Hydrogen | ON | Dispatch-Crossload | FuelCost | 0 | [6 empty] | 0.32065 | 0
LCP_Inputs_ON_Diverse_Howarth_2023_05_05 | 2049 | Electrolyser 2040 | Crossload | Hydrogen | ON | Dispatch-Crossload | VOM | 0 | [6 empty] | 0.32065 | 0
LCP_Inputs_ON_Diverse_Howarth_2023_05_05 | 2049 | Electrolyser 2040 | Crossload | Hydrogen | PJ | Dispatch-Crossload | EmissionsCost | 0 | [6 empty] | 0.32065 | 0
LCP_Inputs_ON_Diverse_Howarth_2023_05_05 | 2049 | Electrolyser 2040 | Crossload | Hydrogen | PJ | Dispatch-Crossload | FuelCost | 0 | [6 empty] | 0.32065 | 0
LCP_Inputs_ON_Diverse_Howarth_2023_05_05 | 2049 | Electrolyser 2040 | Crossload | Hydrogen | PJ | Dispatch-Crossload | VOM | 0 | [6 empty] | 0.32065 | 0
LCP_Inputs_ON_Diverse_Howarth_2023_05_05 | 2049 | Electrolyser 2040 | Crossload | Hydrogen | QC | Dispatch-Crossload | EmissionsCost | 0 | [6 empty] | 0.32065 | 0
LCP_Inputs_ON_Diverse_Howarth_2023_05_05 | 2049 | Electrolyser 2040 | Crossload | Hydrogen | QC | Dispatch-Crossload | FuelCost | 0 | [6 empty] | 0.32065 | 0
LCP_Inputs_ON_Diverse_Howarth_2023_05_05 | 2049 | Electrolyser 2040 | Crossload | Hydrogen | QC | Dispatch-Crossload | VOM | 0 | [6 empty] | 0.32065 | 0
LCP_Inputs_ON_Diverse_Howarth_2023_05_05 | 2049 | Electrolyser 2040 | Crossload | Hydrogen | WC | Dispatch-Crossload | EmissionsCost | 0 | [6 empty] | 0.32065 | 0
LCP_Inputs_ON_Diverse_Howarth_2023_05_05 | 2049 | Electrolyser 2040 | Crossload | Hydrogen | WC | Dispatch-Crossload | FuelCost | 0 | [6 empty] | 0.32065 | 0
LCP_Inputs_ON_Diverse_Howarth_2023_05_05 | 2049 | Electrolyser 2040 | Crossload | Hydrogen | WC | Dispatch-Crossload | VOM | 0 | [6 empty] | 0.32065 | 0
LCP_Inputs_ON_Diverse_Howarth_2023_05_05 | 2049 | Electrolyser 2050 | Crossload | Hydrogen | MI | Dispatch-Crossload | EmissionsCost | 0 | [6 empty] | 0.32065 | 0
LCP_Inputs_ON_Diverse_Howarth_2023_05_05 | 2049 | Electrolyser 2050 | Crossload | Hydrogen | MI | Dispatch-Crossload | FuelCost | 0 | [6 empty] | 0.32065 | 0
LCP_Inputs_ON_Diverse_Howarth_2023_05_05 | 2049 | Electrolyser 2050 | Crossload | Hydrogen | MI | Dispatch-Crossload | VOM | 0 | [6 empty] | 0.32065 | 0
LCP_Inputs_ON_Diverse_Howarth_2023_05_05 | 2049 | Electrolyser 2050 | Crossload | Hydrogen | NY | Dispatch-Crossload | EmissionsCost | 0 | [6 empty] | 0.32065 | 0
LCP_Inputs_ON_Diverse_Howarth_2023_05_05 | 2049 | Electrolyser 2050 | Crossload | Hydrogen | NY | Dispatch-Crossload | FuelCost | 0 | [6 empty] | 0.32065 | 0
LCP_Inputs_ON_Diverse_Howarth_2023_05_05 | 2049 | Electrolyser 2050 | Crossload | Hydrogen | NY | Dispatch-Crossload | VOM | 0 | [6 empty] | 0.32065 | 0
LCP_Inputs_ON_Diverse_Howarth_2023_05_05 | 2049 | Electrolyser 2050 | Crossload | Hydrogen | ON | Dispatch-Crossload | EmissionsCost | 0 | [6 empty] | 0.32065 | 0
LCP_Inputs_ON_Diverse_Howarth_2023_05_05 | 2049 | Electrolyser 2050 | Crossload | Hydrogen | ON | Dispatch-Crossload | FuelCost | 0 | [6 empty] | 0.32065 | 0
LCP_Inputs_ON_Diverse_Howarth_2023_05_05 | 2049 | Electrolyser 2050 | Crossload | Hydrogen | ON | Dispatch-Crossload | VOM | 0 | [6 empty] | 0.32065 | 0
LCP_Inputs_ON_Diverse_Howarth_2023_05_05 | 2049 | Electrolyser 2050 | Crossload | Hydrogen | PJ | Dispatch-Crossload | EmissionsCost | 0 | [6 empty] | 0.32065 | 0
LCP_Inputs_ON_Diverse_Howarth_2023_05_05 | 2049 | Electrolyser 2050 | Crossload | Hydrogen | PJ | Dispatch-Crossload | FuelCost | 0 | [6 empty] | 0.32065 | 0
LCP_Inputs_ON_Diverse_Howarth_2023_05_05 | 2049 | Electrolyser 2050 | Crossload | Hydrogen | PJ | Dispatch-Crossload | VOM | 0 | [6 empty] | 0.32065 | 0
LCP_Inputs_ON_Diverse_Howarth_2023_05_05 | 2049 | Electrolyser 2050 | Crossload | Hydrogen | QC | Dispatch-Crossload | EmissionsCost | 0 | [6 empty] | 0.32065 | 0
LCP_Inputs_ON_Diverse_Howarth_2023_05_05 | 2049 | Electrolyser 2050 | Crossload | Hydrogen | QC | Dispatch-Crossload | FuelCost | 0 | [6 empty] | 0.32065 | 0
LCP_Inputs_ON_Diverse_Howarth_2023_05_05 | 2049 | Electrolyser 2050 | Crossload | Hydrogen | QC | Dispatch-Crossload | VOM | 0 | [6 empty] | 0.32065 | 0
LCP_Inputs_ON_Diverse_Howarth_2023_05_05 | 2049 | Electrolyser 2050 | Crossload | Hydrogen | WC | Dispatch-Crossload | EmissionsCost | 0 | [6 empty] | 0.32065 | 0
LCP_Inputs_ON_Diverse_Howarth_2023_05_05 | 2049 | Electrolyser 2050 | Crossload | Hydrogen | WC | Dispatch-Crossload | FuelCost | 0 | [6 empty] | 0.32065 | 0
LCP_Inputs_ON_Diverse_Howarth_2023_05_05 | 2049 | Electrolyser 2050 | Crossload | Hydrogen | WC | Dispatch-Crossload | VOM | 0 | [6 empty] | 0.32065 | 0
LCP_Inputs_ON_Diverse_Howarth_2023_05_05 | 2049 | Fossil Fuel Thermal (Coal, Peat, Oil) | Generation | Electricity | MI | Dispatch-Generation | EmissionsCost | 0 | [6 empty] | 0.32065 | 0
LCP_Inputs_ON_Diverse_Howarth_2023_05_05 | 2049 | Fossil Fuel Thermal (Coal, Peat, Oil) | Generation | Electricity | MI | Dispatch-Generation | FuelCost | 0 | [6 empty] | 0.32065 | 0
LCP_Inputs_ON_Diverse_Howarth_2023_05_05 | 2049 | Fossil Fuel Thermal (Coal, Peat, Oil) | Generation | Electricity | MI | Dispatch-Generation | VOM | 0 | [6 empty] | 0.32065 | 0
LCP_Inputs_ON_Diverse_Howarth_2023_05_05 | 2049 | Fossil Fuel Thermal (Coal, Peat, Oil) | Generation | Electricity | NY | Dispatch-Generation | EmissionsCost | 0 | [6 empty] | 0.32065 | 0
LCP_Inputs_ON_Diverse_Howarth_2023_05_05 | 2049 | Fossil Fuel Thermal (Coal, Peat, Oil) | Generation | Electricity | NY | Dispatch-Generation | FuelCost | 0 | [6 empty] | 0.32065 | 0
LCP_Inputs_ON_Diverse_Howarth_2023_05_05 | 2049 | Fossil Fuel Thermal (Coal, Peat, Oil) | Generation | Electricity | NY | Dispatch-Generation | VOM | 0 | [6 empty] | 0.32065 | 0
LCP_Inputs_ON_Diverse_Howarth_2023_05_05 | 2049 | Fossil Fuel Thermal (Coal, Peat, Oil) | Generation | Electricity | ON | Dispatch-Generation | EmissionsCost | 0 | [6 empty] | 0.32065 | 0
LCP_Inputs_ON_Diverse_Howarth_2023_05_05 | 2049 | Fossil Fuel Thermal (Coal, Peat, Oil) | Generation | Electricity | ON | Dispatch-Generation | FuelCost | 0 | [6 empty] | 0.32065 | 0
LCP_Inputs_ON_Diverse_Howarth_2023_05_05 | 2049 | Fossil Fuel Thermal (Coal, Peat, Oil) | Generation | Electricity | ON | Dispatch-Generation | VOM | 0 | [6 empty] | 0.32065 | 0
LCP_Inputs_ON_Diverse_Howarth_2023_05_05 | 2049 | Fossil Fuel Thermal (Coal, Peat, Oil) | Generation | Electricity | PJ | Dispatch-Generation | EmissionsCost | 0 | [6 empty] | 0.32065 | 0
LCP_Inputs_ON_Diverse_Howarth_2023_05_05 | 2049 | Fossil Fuel Thermal (Coal, Peat, Oil) | Generation | Electricity | PJ | Dispatch-Generation | FuelCost | 0 | [6 empty] | 0.32065 | 0
LCP_Inputs_ON_Diverse_Howarth_2023_05_05 | 2049 | Fossil Fuel Thermal (Coal, Peat, Oil) | Generation | Electricity | PJ | Dispatch-Generation | VOM | 0 | [6 empty] | 0.32065 | 0
LCP_Inputs_ON_Diverse_Howarth_2023_05_05 | 2049 | Fossil Fuel Thermal (Coal, Peat, Oil) | Generation | Electricity | QC | Dispatch-Generation | EmissionsCost | 0 | [6 empty] | 0.32065 | 0
LCP_Inputs_ON_Diverse_Howarth_2023_05_05 | 2049 | Fossil Fuel Thermal (Coal, Peat, Oil) | Generation | Electricity | QC | Dispatch-Generation | FuelCost | 0 | [6 empty] | 0.32065 | 0
LCP_Inputs_ON_Diverse_Howarth_2023_05_05 | 2049 | Fossil Fuel Thermal (Coal, Peat, Oil) | Generation | Electricity | QC | Dispatch-Generation | VOM | 0 | [6 empty] | 0.32065 | 0
LCP_Inputs_ON_Diverse_Howarth_2023_05_05 | 2049 | Fossil Fuel Thermal (Coal, Peat, Oil) | Generation | Electricity | WC | Dispatch-Generation | EmissionsCost | 0 | [6 empty] | 0.32065 | 0
LCP_Inputs_ON_Diverse_Howarth_2023_05_05 | 2049 | Fossil Fuel Thermal (Coal, Peat, Oil) | Generation | Electricity | WC | Dispatch-Generation | FuelCost | 0 | [6 empty] | 0.32065 | 0
LCP_Inputs_ON_Diverse_Howarth_2023_05_05 | 2049 | Fossil Fuel Thermal (Coal, Peat, Oil) | Generation | Electricity | WC | Dispatch-Generation | VOM | 0 | [6 empty] | 0.32065 | 0
LCP_Inputs_ON_Diverse_Howarth_2023_05_05 | 2049 | Generic - Generator | Generation | Electricity | MI | Dispatch-Generation | EmissionsCost | 0 | [6 empty] | 0.32065 | 0
LCP_Inputs_ON_Diverse_Howarth_2023_05_05 | 2049 | Generic - Generator | Generation | Electricity | MI | Dispatch-Generation | FuelCost | 779066036.8313 | [6 empty] | 0.32065 | 249808626.8487
LCP_Inputs_ON_Diverse_Howarth_2023_05_05 | 2049 | Generic - Generator | Generation | Electricity | MI | Dispatch-Generation | VOM | 25479285.0987 | [6 empty] | 0.32065 | 8169968.8122
LCP_Inputs_ON_Diverse_Howarth_2023_05_05 | 2049 | Generic - Generator | Generation | Electricity | NY | Dispatch-Generation | EmissionsCost | 0 | [6 empty] | 0.32065 | 0
LCP_Inputs_ON_Diverse_Howarth_2023_05_05 | 2049 | Generic - Generator | Generation | Electricity | NY | Dispatch-Generation | FuelCost | 89518783.8946 | [6 empty] | 0.32065 | 28704324.6973
LCP_Inputs_ON_Diverse_Howarth_2023_05_05 | 2049 | Generic - Generator | Generation | Electricity | NY | Dispatch-Generation | VOM | 2927703.8257 | [6 empty] | 0.32065 | 938772.3735
LCP_Inputs_ON_Diverse_Howarth_2023_05_05 | 2049 | Generic - Generator | Generation | Electricity | ON | Dispatch-Generation | EmissionsCost | 0 | [6 empty] | 0.32065 | 0
LCP_Inputs_ON_Diverse_Howarth_2023_05_05 | 2049 | Generic - Generator | Generation | Electricity | ON | Dispatch-Generation | FuelCost | 0 | [6 empty] | 0.32065 | 0
LCP_Inputs_ON_Diverse_Howarth_2023_05_05 | 2049 | Generic - Generator | Generation | Electricity | ON | Dispatch-Generation | VOM | 0 | [6 empty] | 0.32065 | 0
LCP_Inputs_ON_Diverse_Howarth_2023_05_05 | 2049 | Generic - Generator | Generation | Electricity | PJ | Dispatch-Generation | EmissionsCost | 0 | [6 empty] | 0.32065 | 0
LCP_Inputs_ON_Diverse_Howarth_2023_05_05 | 2049 | Generic - Generator | Generation | Electricity | PJ | Dispatch-Generation | FuelCost | 5285282840.0619 | [6 empty] | 0.32065 | 1694733419.7151
LCP_Inputs_ON_Diverse_Howarth_2023_05_05 | 2049 | Generic - Generator | Generation | Electricity | PJ | Dispatch-Generation | VOM | 172854702.8655 | [6 empty] | 0.32065 | 55426105.0101
LCP_Inputs_ON_Diverse_Howarth_2023_05_05 | 2049 | Generic - Generator | Generation | Electricity | QC | Dispatch-Generation | EmissionsCost | 0 | [6 empty] | 0.32065 | 0
LCP_Inputs_ON_Diverse_Howarth_2023_05_05 | 2049 | Generic - Generator | Generation | Electricity | QC | Dispatch-Generation | FuelCost | 0 | [6 empty] | 0.32065 | 0
LCP_Inputs_ON_Diverse_Howarth_2023_05_05 | 2049 | Generic - Generator | Generation | Electricity | QC | Dispatch-Generation | VOM | 0 | [6 empty] | 0.32065 | 0
LCP_Inputs_ON_Diverse_Howarth_2023_05_05 | 2049 | Generic - Generator | Generation | Electricity | WC | Dispatch-Generation | EmissionsCost | 0 | [6 empty] | 0.32065 | 0
LCP_Inputs_ON_Diverse_Howarth_2023_05_05 | 2049 | Generic - Generator | Generation | Electricity | WC | Dispatch-Generation | FuelCost | 0 | [6 empty] | 0.32065 | 0
LCP_Inputs_ON_Diverse_Howarth_2023_05_05 | 2049 | Generic - Generator | Generation | Electricity | WC | Dispatch-Generation | VOM | 0 | [6 empty] | 0.32065 | 0
LCP_Inputs_ON_Diverse_Howarth_2023_05_05 | 2049 | H2 Import - QC | Import | Hydrogen | MI | Dispatch-Import | EmissionsCost | 0 | [6 empty] | 0.32065 | 0
LCP_Inputs_ON_Diverse_Howarth_2023_05_05 | 2049 | H2 Import - QC | Import | Hydrogen | MI | Dispatch-Import | FuelCost | 0 | [6 empty] | 0.32065 | 0
LCP_Inputs_ON_Diverse_Howarth_2023_05_05 | 2049 | H2 Import - QC | Import | Hydrogen | MI | Dispatch-Import | VOM | 0 | [6 empty] | 0.32065 | 0
LCP_Inputs_ON_Diverse_Howarth_2023_05_05 | 2049 | H2 Import - QC | Import | Hydrogen | NY | Dispatch-Import | EmissionsCost | 0 | [6 empty] | 0.32065 | 0
LCP_Inputs_ON_Diverse_Howarth_2023_05_05 | 2049 | H2 Import - QC | Import | Hydrogen | NY | Dispatch-Import | FuelCost | 0 | [6 empty] | 0.32065 | 0
LCP_Inputs_ON_Diverse_Howarth_2023_05_05 | 2049 | H2 Import - QC | Import | Hydrogen | NY | Dispatch-Import | VOM | 0 | [6 empty] | 0.32065 | 0
LCP_Inputs_ON_Diverse_Howarth_2023_05_05 | 2049 | H2 Import - QC | Import | Hydrogen | ON | Dispatch-Import | EmissionsCost | 0 | [6 empty] | 0.32065 | 0
LCP_Inputs_ON_Diverse_Howarth_2023_05_05 | 2049 | H2 Import - QC | Import | Hydrogen | ON | Dispatch-Import | FuelCost | 0 | [6 empty] | 0.32065 | 0
LCP_Inputs_ON_Diverse_Howarth_2023_05_05 | 2049 | H2 Import - QC | Import | Hydrogen | ON | Dispatch-Import | VOM | 0 | [6 empty] | 0.32065 | 0
LCP_Inputs_ON_Diverse_Howarth_2023_05_05 | 2049 | H2 Import - QC | Import | Hydrogen | PJ | Dispatch-Import | EmissionsCost | 0 | [6 empty] | 0.32065 | 0
LCP_Inputs_ON_Diverse_Howarth_2023_05_05 | 2049 | H2 Import - QC | Import | Hydrogen | PJ | Dispatch-Import | FuelCost | 0 | [6 empty] | 0.32065 | 0
LCP_Inputs_ON_Diverse_Howarth_2023_05_05 | 2049 | H2 Import - QC | Import | Hydrogen | PJ | Dispatch-Import | VOM | 0 | [6 empty] | 0.32065 | 0
LCP_Inputs_ON_Diverse_Howarth_2023_05_05 | 2049 | H2 Import - QC | Import | Hydrogen | QC | Dispatch-Import | EmissionsCost | 0 | [6 empty] | 0.32065 | 0
LCP_Inputs_ON_Diverse_Howarth_2023_05_05 | 2049 | H2 Import - QC | Import | Hydrogen | QC | Dispatch-Import | FuelCost | 0 | [6 empty] | 0.32065 | 0
LCP_Inputs_ON_Diverse_Howarth_2023_05_05 | 2049 | H2 Import - QC | Import | Hydrogen | QC | Dispatch-Import | VOM | 0 | [6 empty] | 0.32065 | 0
LCP_Inputs_ON_Diverse_Howarth_2023_05_05 | 2049 | H2 Import - QC | Import | Hydrogen | WC | Dispatch-Import | EmissionsCost | 0 | [6 empty] | 0.32065 | 0
LCP_Inputs_ON_Diverse_Howarth_2023_05_05 | 2049 | H2 Import - QC | Import | Hydrogen | WC | Dispatch-Import | FuelCost | 0 | [6 empty] | 0.32065 | 0
LCP_Inputs_ON_Diverse_Howarth_2023_05_05 | 2049 | H2 Import - QC | Import | Hydrogen | WC | Dispatch-Import | VOM | 0 | [6 empty] | 0.32065 | 0
LCP_Inputs_ON_Diverse_Howarth_2023_05_05 | 2049 | H2 Import - WC | Import | Hydrogen | MI | Dispatch-Import | EmissionsCost | 0 | [6 empty] | 0.32065 | 0
LCP_Inputs_ON_Diverse_Howarth_2023_05_05 | 2049 | H2 Import - WC | Import | Hydrogen | MI | Dispatch-Import | FuelCost | 0 | [6 empty] | 0.32065 | 0
LCP_Inputs_ON_Diverse_Howarth_2023_05_05 | 2049 | H2 Import - WC | Import | Hydrogen | MI | Dispatch-Import | VOM | 0 | [6 empty] | 0.32065 | 0
LCP_Inputs_ON_Diverse_Howarth_2023_05_05 | 2049 | H2 Import - WC | Import | Hydrogen | NY | Dispatch-Import | EmissionsCost | 0 | [6 empty] | 0.32065 | 0
LCP_Inputs_ON_Diverse_Howarth_2023_05_05 | 2049 | H2 Import - WC | Import | Hydrogen | NY | Dispatch-Import | FuelCost | 0 | [6 empty] | 0.32065 | 0
LCP_Inputs_ON_Diverse_Howarth_2023_05_05 | 2049 | H2 Import - WC | Import | Hydrogen | NY | Dispatch-Import | VOM | 0 | [6 empty] | 0.32065 | 0
LCP_Inputs_ON_Diverse_Howarth_2023_05_05 | 2049 | H2 Import - WC | Import | Hydrogen | ON | Dispatch-Import | EmissionsCost | 0 | [6 empty] | 0.32065 | 0
LCP_Inputs_ON_Diverse_Howarth_2023_05_05 | 2049 | H2 Import - WC | Import | Hydrogen | ON | Dispatch-Import | FuelCost | 0 | [6 empty] | 0.32065 | 0
LCP_Inputs_ON_Diverse_Howarth_2023_05_05 | 2049 | H2 Import - WC | Import | Hydrogen | ON | Dispatch-Import | VOM | 0 | [6 empty] | 0.32065 | 0
LCP_Inputs_ON_Diverse_Howarth_2023_05_05 | 2049 | H2 Import - WC | Import | Hydrogen | PJ | Dispatch-Import | EmissionsCost | 0 | [6 empty] | 0.32065 | 0
LCP_Inputs_ON_Diverse_Howarth_2023_05_05 | 2049 | H2 Import - WC | Import | Hydrogen | PJ | Dispatch-Import | FuelCost | 0 | [6 empty] | 0.32065 | 0
LCP_Inputs_ON_Diverse_Howarth_2023_05_05 | 2049 | H2 Import - WC | Import | Hydrogen | PJ | Dispatch-Import | VOM | 0 | [6 empty] | 0.32065 | 0
LCP_Inputs_ON_Diverse_Howarth_2023_05_05 | 2049 | H2 Import - WC | Import | Hydrogen | QC | Dispatch-Import | EmissionsCost | 0 | [6 empty] | 0.32065 | 0
LCP_Inputs_ON_Diverse_Howarth_2023_05_05 | 2049 | H2 Import - WC | Import | Hydrogen | QC | Dispatch-Import | FuelCost | 0 | [6 empty] | 0.32065 | 0
LCP_Inputs_ON_Diverse_Howarth_2023_05_05 | 2049 | H2 Import - WC | Import | Hydrogen | QC | Dispatch-Import | VOM | 0 | [6 empty] | 0.32065 | 0
LCP_Inputs_ON_Diverse_Howarth_2023_05_05 | 2049 | H2 Import - WC | Import | Hydrogen | WC | Dispatch-Import | EmissionsCost | 0 | [6 empty] | 0.32065 | 0
LCP_Inputs_ON_Diverse_Howarth_2023_05_05 | 2049 | H2 Import - WC | Import | Hydrogen | WC | Dispatch-Import | FuelCost | 8016738.2099 | [6 empty] | 0.32065 | 2570578.4482
LCP_Inputs_ON_Diverse_Howarth_2023_05_05 | 2049 | H2 Import - WC | Import | Hydrogen | WC | Dispatch-Import | VOM | 0 | [6 empty] | 0.32065 | 0
LCP_Inputs_ON_Diverse_Howarth_2023_05_05 | 2049 | H2 Salt Cavern Storage - ON | Storage | Hydrogen | MI | Dispatch-Storage | EmissionsCost | 0 | [6 empty] | 0.32065 | 0
LCP_Inputs_ON_Diverse_Howarth_2023_05_05 | 2049 | H2 Salt Cavern Storage - ON | Storage | Hydrogen | MI | Dispatch-Storage | FuelCost | 0 | [6 empty] | 0.32065 | 0
LCP_Inputs_ON_Diverse_Howarth_2023_05_05 | 2049 | H2 Salt Cavern Storage - ON | Storage | Hydrogen | MI | Dispatch-Storage | VOM | 0 | [6 empty] | 0.32065 | 0
LCP_Inputs_ON_Diverse_Howarth_2023_05_05 | 2049 | H2 Salt Cavern Storage - ON | Storage | Hydrogen | NY | Dispatch-Storage | EmissionsCost | 0 | [6 empty] | 0.32065 | 0
LCP_Inputs_ON_Diverse_Howarth_2023_05_05 | 2049 | H2 Salt Cavern Storage - ON | Storage | Hydrogen | NY | Dispatch-Storage | FuelCost | 0 | [6 empty] | 0.32065 | 0
LCP_Inputs_ON_Diverse_Howarth_2023_05_05 | 2049 | H2 Salt Cavern Storage - ON | Storage | Hydrogen | NY | Dispatch-Storage | VOM | 0 | [6 empty] | 0.32065 | 0
LCP_Inputs_ON_Diverse_Howarth_2023_05_05 | 2049 | H2 Salt Cavern Storage - ON | Storage | Hydrogen | ON | Dispatch-Storage | EmissionsCost | 0 | [6 empty] | 0.32065 | 0
LCP_Inputs_ON_Diverse_Howarth_2023_05_05 | 2049 | H2 Salt Cavern Storage - ON | Storage | Hydrogen | ON | Dispatch-Storage | FuelCost | 0 | [6 empty] | 0.32065 | 0
LCP_Inputs_ON_Diverse_Howarth_2023_05_05 | 2049 | H2 Salt Cavern Storage - ON | Storage | Hydrogen | ON | Dispatch-Storage | VOM | 56003241.9784 | [6 empty] | 0.32065 | 17957518.7677
LCP_Inputs_ON_Diverse_Howarth_2023_05_05 | 2049 | H2 Salt Cavern Storage - ON | Storage | Hydrogen | PJ | Dispatch-Storage | EmissionsCost | 0 | [6 empty] | 0.32065 | 0
LCP_Inputs_ON_Diverse_Howarth_2023_05_05 | 2049 | H2 Salt Cavern Storage - ON | Storage | Hydrogen | PJ | Dispatch-Storage | FuelCost | 0 | [6 empty] | 0.32065 | 0
LCP_Inputs_ON_Diverse_Howarth_2023_05_05 | 2049 | H2 Salt Cavern Storage - ON | Storage | Hydrogen | PJ | Dispatch-Storage | VOM | 0 | [6 empty] | 0.32065 | 0
LCP_Inputs_ON_Diverse_Howarth_2023_05_05 | 2049 | H2 Salt Cavern Storage - ON | Storage | Hydrogen | QC | Dispatch-Storage | EmissionsCost | 0 | [6 empty] | 0.32065 | 0
LCP_Inputs_ON_Diverse_Howarth_2023_05_05 | 2049 | H2 Salt Cavern Storage - ON | Storage | Hydrogen | QC | Dispatch-Storage | FuelCost | 0 | [6 empty] | 0.32065 | 0
LCP_Inputs_ON_Diverse_Howarth_2023_05_05 | 2049 | H2 Salt Cavern Storage - ON | Storage | Hydrogen | QC | Dispatch-Storage | VOM | 0 | [6 empty] | 0.32065 | 0
LCP_Inputs_ON_Diverse_Howarth_2023_05_05 | 2049 | H2 Salt Cavern Storage - ON | Storage | Hydrogen | WC | Dispatch-Storage | EmissionsCost | 0 | [6 empty] | 0.32065 | 0
LCP_Inputs_ON_Diverse_Howarth_2023_05_05 | 2049 | H2 Salt Cavern Storage - ON | Storage | Hydrogen | WC | Dispatch-Storage | FuelCost | 0 | [6 empty] | 0.32065 | 0
LCP_Inputs_ON_Diverse_Howarth_2023_05_05 | 2049 | H2 Salt Cavern Storage - ON | Storage | Hydrogen | WC | Dispatch-Storage | VOM | 0 | [6 empty] | 0.32065 | 0
LCP_Inputs_ON_Diverse_Howarth_2023_05_05 | 2049 | Hydro | Generation | Electricity | MI | Dispatch-Generation | EmissionsCost | 0 | [6 empty] | 0.32065 | 0
LCP_Inputs_ON_Diverse_Howarth_2023_05_05 | 2049 | Hydro | Generation | Electricity | MI | Dispatch-Generation | FuelCost | 0 | [6 empty] | 0.32065 | 0
LCP_Inputs_ON_Diverse_Howarth_2023_05_05 | 2049 | Hydro | Generation | Electricity | MI | Dispatch-Generation | VOM | 0 | [6 empty] | 0.32065 | 0
LCP_Inputs_ON_Diverse_Howarth_2023_05_05 | 2049 | Hydro | Generation | Electricity | NY | Dispatch-Generation | EmissionsCost | 0 | [6 empty] | 0.32065 | 0
LCP_Inputs_ON_Diverse_Howarth_2023_05_05 | 2049 | Hydro | Generation | Electricity | NY | Dispatch-Generation | FuelCost | 0 | [6 empty] | 0.32065 | 0
LCP_Inputs_ON_Diverse_Howarth_2023_05_05 | 2049 | Hydro | Generation | Electricity | NY | Dispatch-Generation | VOM | 0 | [6 empty] | 0.32065 | 0
LCP_Inputs_ON_Diverse_Howarth_2023_05_05 | 2049 | Hydro | Generation | Electricity | ON | Dispatch-Generation | EmissionsCost | 0 | [6 empty] | 0.32065 | 0
LCP_Inputs_ON_Diverse_Howarth_2023_05_05 | 2049 | Hydro | Generation | Electricity | ON | Dispatch-Generation | FuelCost | 0 | [6 empty] | 0.32065 | 0
LCP_Inputs_ON_Diverse_Howarth_2023_05_05 | 2049 | Hydro | Generation | Electricity | ON | Dispatch-Generation | VOM | 0 | [6 empty] | 0.32065 | 0
LCP_Inputs_ON_Diverse_Howarth_2023_05_05 | 2049 | Hydro | Generation | Electricity | PJ | Dispatch-Generation | EmissionsCost | 0 | [6 empty] | 0.32065 | 0
LCP_Inputs_ON_Diverse_Howarth_2023_05_05 | 2049 | Hydro | Generation | Electricity | PJ | Dispatch-Generation | FuelCost | 0 | [6 empty] | 0.32065 | 0
LCP_Inputs_ON_Diverse_Howarth_2023_05_05 | 2049 | Hydro | Generation | Electricity | PJ | Dispatch-Generation | VOM | 0 | [6 empty] | 0.32065 | 0
LCP_Inputs_ON_Diverse_Howarth_2023_05_05 | 2049 | Hydro | Generation | Electricity | QC | Dispatch-Generation | EmissionsCost | 0 | [6 empty] | 0.32065 | 0
LCP_Inputs_ON_Diverse_Howarth_2023_05_05 | 2049 | Hydro | Generation | Electricity | QC | Dispatch-Generation | FuelCost | 0 | [6 empty] | 0.32065 | 0
LCP_Inputs_ON_Diverse_Howarth_2023_05_05 | 2049 | Hydro | Generation | Electricity | QC | Dispatch-Generation | VOM | 0 | [6 empty] | 0.32065 | 0
LCP_Inputs_ON_Diverse_Howarth_2023_05_05 | 2049 | Hydro | Generation | Electricity | WC | Dispatch-Generation | EmissionsCost | 0 | [6 empty] | 0.32065 | 0
LCP_Inputs_ON_Diverse_Howarth_2023_05_05 | 2049 | Hydro | Generation | Electricity | WC | Dispatch-Generation | FuelCost | 0 | [6 empty] | 0.32065 | 0
LCP_Inputs_ON_Diverse_Howarth_2023_05_05 | 2049 | Hydro | Generation | Electricity | WC | Dispatch-Generation | VOM | 0 | [6 empty] | 0.32065 | 0
LCP_Inputs_ON_Diverse_Howarth_2023_05_05 | 2049 | Hydro Pumped Storage | Storage | Electricity | MI | Dispatch-Storage | EmissionsCost | 0 | [6 empty] | 0.32065 | 0
LCP_Inputs_ON_Diverse_Howarth_2023_05_05 | 2049 | Hydro Pumped Storage | Storage | Electricity | MI | Dispatch-Storage | FuelCost | 0 | [6 empty] | 0.32065 | 0
LCP_Inputs_ON_Diverse_Howarth_2023_05_05 | 2049 | Hydro Pumped Storage | Storage | Electricity | MI | Dispatch-Storage | VOM | 0 | [6 empty] | 0.32065 | 0
LCP_Inputs_ON_Diverse_Howarth_2023_05_05 | 2049 | Hydro Pumped Storage | Storage | Electricity | NY | Dispatch-Storage | EmissionsCost | 0 | [6 empty] | 0.32065 | 0
LCP_Inputs_ON_Diverse_Howarth_2023_05_05 | 2049 | Hydro Pumped Storage | Storage | Electricity | NY | Dispatch-Storage | FuelCost | 0 | [6 empty] | 0.32065 | 0
LCP_Inputs_ON_Diverse_Howarth_2023_05_05 | 2049 | Hydro Pumped Storage | Storage | Electricity | NY | Dispatch-Storage | VOM | 0 | [6 empty] | 0.32065 | 0
LCP_Inputs_ON_Diverse_Howarth_2023_05_05 | 2049 | Hydro Pumped Storage | Storage | Electricity | ON | Dispatch-Storage | EmissionsCost | 0 | [6 empty] | 0.32065 | 0
LCP_Inputs_ON_Diverse_Howarth_2023_05_05 | 2049 | Hydro Pumped Storage | Storage | Electricity | ON | Dispatch-Storage | FuelCost | 0 | [6 empty] | 0.32065 | 0
LCP_Inputs_ON_Diverse_Howarth_2023_05_05 | 2049 | Hydro Pumped Storage | Storage | Electricity | ON | Dispatch-Storage | VOM | 0 | [6 empty] | 0.32065 | 0
LCP_Inputs_ON_Diverse_Howarth_2023_05_05 | 2049 | Hydro Pumped Storage | Storage | Electricity | PJ | Dispatch-Storage | EmissionsCost | 0 | [6 empty] | 0.32065 | 0
LCP_Inputs_ON_Diverse_Howarth_2023_05_05 | 2049 | Hydro Pumped Storage | Storage | Electricity | PJ | Dispatch-Storage | FuelCost | 0 | [6 empty] | 0.32065 | 0
LCP_Inputs_ON_Diverse_Howarth_2023_05_05 | 2049 | Hydro Pumped Storage | Storage | Electricity | PJ | Dispatch-Storage | VOM | 0 | [6 empty] | 0.32065 | 0
LCP_Inputs_ON_Diverse_Howarth_2023_05_05 | 2049 | Hydro Pumped Storage | Storage | Electricity | QC | Dispatch-Storage | EmissionsCost | 0 | [6 empty] | 0.32065 | 0
LCP_Inputs_ON_Diverse_Howarth_2023_05_05 | 2049 | Hydro Pumped Storage | Storage | Electricity | QC | Dispatch-Storage | FuelCost | 0 | [6 empty] | 0.32065 | 0
LCP_Inputs_ON_Diverse_Howarth_2023_05_05 | 2049 | Hydro Pumped Storage | Storage | Electricity | QC | Dispatch-Storage | VOM | 0 | [6 empty] | 0.32065 | 0
LCP_Inputs_ON_Diverse_Howarth_2023_05_05 | 2049 | Hydro Pumped Storage | Storage | Electricity | WC | Dispatch-Storage | EmissionsCost | 0 | [6 empty] | 0.32065 | 0
LCP_Inputs_ON_Diverse_Howarth_2023_05_05 | 2049 | Hydro Pumped Storage | Storage | Electricity | WC | Dispatch-Storage | FuelCost | 0 | [6 empty] | 0.32065 | 0
LCP_Inputs_ON_Diverse_Howarth_2023_05_05 | 2049 | Hydro Pumped Storage | Storage | Electricity | WC | Dispatch-Storage | VOM | 0 | [6 empty] | 0.32065 | 0
LCP_Inputs_ON_Diverse_Howarth_2023_05_05 | 2049 | Nuclear | Generation | Electricity | MI | Dispatch-Generation | EmissionsCost | 0 | [6 empty] | 0.32065 | 0
LCP_Inputs_ON_Diverse_Howarth_2023_05_05 | 2049 | Nuclear | Generation | Electricity | MI | Dispatch-Generation | FuelCost | 0 | [6 empty] | 0.32065 | 0
LCP_Inputs_ON_Diverse_Howarth_2023_05_05 | 2049 | Nuclear | Generation | Electricity | MI | Dispatch-Generation | VOM | 2762866296.96 | [6 empty] | 0.32065 | 885916986.7261
LCP_Inputs_ON_Diverse_Howarth_2023_05_05 | 2049 | Nuclear | Generation | Electricity | NY | Dispatch-Generation | EmissionsCost | 0 | [6 empty] | 0.32065 | 0
LCP_Inputs_ON_Diverse_Howarth_2023_05_05 | 2049 | Nuclear | Generation | Electricity | NY | Dispatch-Generation | FuelCost | 0 | [6 empty] | 0.32065 | 0
LCP_Inputs_ON_Diverse_Howarth_2023_05_05 | 2049 | Nuclear | Generation | Electricity | NY | Dispatch-Generation | VOM | 2246155230.144 | [6 empty] | 0.32065 | 720232852.1643
LCP_Inputs_ON_Diverse_Howarth_2023_05_05 | 2049 | Nuclear | Generation | Electricity | ON | Dispatch-Generation | EmissionsCost | 0 | [6 empty] | 0.32065 | 0
LCP_Inputs_ON_Diverse_Howarth_2023_05_05 | 2049 | Nuclear | Generation | Electricity | ON | Dispatch-Generation | FuelCost | 0 | [6 empty] | 0.32065 | 0
LCP_Inputs_ON_Diverse_Howarth_2023_05_05 | 2049 | Nuclear | Generation | Electricity | ON | Dispatch-Generation | VOM | 7837478141.9618 | [6 empty] | 0.32065 | 2513098453.8405
LCP_Inputs_ON_Diverse_Howarth_2023_05_05 | 2049 | Nuclear | Generation | Electricity | PJ | Dispatch-Generation | EmissionsCost | 0 | [6 empty] | 0.32065 | 0
LCP_Inputs_ON_Diverse_Howarth_2023_05_05 | 2049 | Nuclear | Generation | Electricity | PJ | Dispatch-Generation | FuelCost | 0 | [6 empty] | 0.32065 | 0
LCP_Inputs_ON_Diverse_Howarth_2023_05_05 | 2049 | Nuclear | Generation | Electricity | PJ | Dispatch-Generation | VOM | 6401347648.6848 | [6 empty] | 0.32065 | 2052601179.4884
LCP_Inputs_ON_Diverse_Howarth_2023_05_05 | 2049 | Nuclear | Generation | Electricity | QC | Dispatch-Generation | EmissionsCost | 0 | [6 empty] | 0.32065 | 0
LCP_Inputs_ON_Diverse_Howarth_2023_05_05 | 2049 | Nuclear | Generation | Electricity | QC | Dispatch-Generation | FuelCost | 0 | [6 empty] | 0.32065 | 0
LCP_Inputs_ON_Diverse_Howarth_2023_05_05 | 2049 | Nuclear | Generation | Electricity | QC | Dispatch-Generation | VOM | 0 | [6 empty] | 0.32065 | 0
LCP_Inputs_ON_Diverse_Howarth_2023_05_05 | 2049 | Nuclear | Generation | Electricity | WC | Dispatch-Generation | EmissionsCost | 0 | [6 empty] | 0.32065 | 0
LCP_Inputs_ON_Diverse_Howarth_2023_05_05 | 2049 | Nuclear | Generation | Electricity | WC | Dispatch-Generation | FuelCost | 0 | [6 empty] | 0.32065 | 0
LCP_Inputs_ON_Diverse_Howarth_2023_05_05 | 2049 | Nuclear | Generation | Electricity | WC | Dispatch-Generation | VOM | 0 | [6 empty] | 0.32065 | 0
LCP_Inputs_ON_Diverse_Howarth_2023_05_05 | 2049 | Nuclear SMR | Generation | Electricity | MI | Dispatch-Generation | EmissionsCost | 0 | [6 empty] | 0.32065 | 0
LCP_Inputs_ON_Diverse_Howarth_2023_05_05 | 2049 | Nuclear SMR | Generation | Electricity | MI | Dispatch-Generation | FuelCost | 0 | [6 empty] | 0.32065 | 0
LCP_Inputs_ON_Diverse_Howarth_2023_05_05 | 2049 | Nuclear SMR | Generation | Electricity | MI | Dispatch-Generation | VOM | 0 | [6 empty] | 0.32065 | 0
LCP_Inputs_ON_Diverse_Howarth_2023_05_05 | 2049 | Nuclear SMR | Generation | Electricity | NY | Dispatch-Generation | EmissionsCost | 0 | [6 empty] | 0.32065 | 0
LCP_Inputs_ON_Diverse_Howarth_2023_05_05 | 2049 | Nuclear SMR | Generation | Electricity | NY | Dispatch-Generation | FuelCost | 0 | [6 empty] | 0.32065 | 0
LCP_Inputs_ON_Diverse_Howarth_2023_05_05 | 2049 | Nuclear SMR | Generation | Electricity | NY | Dispatch-Generation | VOM | 0 | [6 empty] | 0.32065 | 0
LCP_Inputs_ON_Diverse_Howarth_2023_05_05 | 2049 | Nuclear SMR | Generation | Electricity | ON | Dispatch-Generation | EmissionsCost | 0 | [6 empty] | 0.32065 | 0
LCP_Inputs_ON_Diverse_Howarth_2023_05_05 | 2049 | Nuclear SMR | Generation | Electricity | ON | Dispatch-Generation | FuelCost | 0 | [6 empty] | 0.32065 | 0
LCP_Inputs_ON_Diverse_Howarth_2023_05_05 | 2049 | Nuclear SMR | Generation | Electricity | ON | Dispatch-Generation | VOM | 209585025.0029 | [6 empty] | 0.32065 | 67203734.7655
LCP_Inputs_ON_Diverse_Howarth_2023_05_05 | 2049 | Nuclear SMR | Generation | Electricity | PJ | Dispatch-Generation | EmissionsCost | 0 | [6 empty] | 0.32065 | 0
LCP_Inputs_ON_Diverse_Howarth_2023_05_05 | 2049 | Nuclear SMR | Generation | Electricity | PJ | Dispatch-Generation | FuelCost | 0 | [6 empty] | 0.32065 | 0
LCP_Inputs_ON_Diverse_Howarth_2023_05_05 | 2049 | Nuclear SMR | Generation | Electricity | PJ | Dispatch-Generation | VOM | 0 | [6 empty] | 0.32065 | 0
LCP_Inputs_ON_Diverse_Howarth_2023_05_05 | 2049 | Nuclear SMR | Generation | Electricity | QC | Dispatch-Generation | EmissionsCost | 0 | [6 empty] | 0.32065 | 0
LCP_Inputs_ON_Diverse_Howarth_2023_05_05 | 2049 | Nuclear SMR | Generation | Electricity | QC | Dispatch-Generation | FuelCost | 0 | [6 empty] | 0.32065 | 0
LCP_Inputs_ON_Diverse_Howarth_2023_05_05 | 2049 | Nuclear SMR | Generation | Electricity | QC | Dispatch-Generation | VOM | 0 | [6 empty] | 0.32065 | 0
LCP_Inputs_ON_Diverse_Howarth_2023_05_05 | 2049 | Nuclear SMR | Generation | Electricity | WC | Dispatch-Generation | EmissionsCost | 0 | [6 empty] | 0.32065 | 0
LCP_Inputs_ON_Diverse_Howarth_2023_05_05 | 2049 | Nuclear SMR | Generation | Electricity | WC | Dispatch-Generation | FuelCost | 0 | [6 empty] | 0.32065 | 0
LCP_Inputs_ON_Diverse_Howarth_2023_05_05 | 2049 | Nuclear SMR | Generation | Electricity | WC | Dispatch-Generation | VOM | 0 | [6 empty] | 0.32065 | 0
LCP_Inputs_ON_Diverse_Howarth_2023_05_05 | 2049 | O/CCGT - CH4 Existing | Crossload | Electricity | MI | Dispatch-Crossload | EmissionsCost | 0 | [6 empty] | 0.32065 | 0
LCP_Inputs_ON_Diverse_Howarth_2023_05_05 | 2049 | O/CCGT - CH4 Existing | Crossload | Electricity | MI | Dispatch-Crossload | FuelCost | 0 | [6 empty] | 0.32065 | 0
LCP_Inputs_ON_Diverse_Howarth_2023_05_05 | 2049 | O/CCGT - CH4 Existing | Crossload | Electricity | MI | Dispatch-Crossload | VOM | 0 | [6 empty] | 0.32065 | 0
LCP_Inputs_ON_Diverse_Howarth_2023_05_05 | 2049 | O/CCGT - CH4 Existing | Crossload | Electricity | NY | Dispatch-Crossload | EmissionsCost | 0 | [6 empty] | 0.32065 | 0
LCP_Inputs_ON_Diverse_Howarth_2023_05_05 | 2049 | O/CCGT - CH4 Existing | Crossload | Electricity | NY | Dispatch-Crossload | FuelCost | 0 | [6 empty] | 0.32065 | 0
LCP_Inputs_ON_Diverse_Howarth_2023_05_05 | 2049 | O/CCGT - CH4 Existing | Crossload | Electricity | NY | Dispatch-Crossload | VOM | 0 | [6 empty] | 0.32065 | 0
LCP_Inputs_ON_Diverse_Howarth_2023_05_05 | 2049 | O/CCGT - CH4 Existing | Crossload | Electricity | ON | Dispatch-Crossload | EmissionsCost | 3390434.5216 | [6 empty] | 0.32065 | 1087147.6258
LCP_Inputs_ON_Diverse_Howarth_2023_05_05 | 2049 | O/CCGT - CH4 Existing | Crossload | Electricity | ON | Dispatch-Crossload | FuelCost | 0 | [6 empty] | 0.32065 | 0
LCP_Inputs_ON_Diverse_Howarth_2023_05_05 | 2049 | O/CCGT - CH4 Existing | Crossload | Electricity | ON | Dispatch-Crossload | VOM | 205052.9936 | [6 empty] | 0.32065 | 65750.5325
LCP_Inputs_ON_Diverse_Howarth_2023_05_05 | 2049 | O/CCGT - CH4 Existing | Crossload | Electricity | PJ | Dispatch-Crossload | EmissionsCost | 0 | [6 empty] | 0.32065 | 0
LCP_Inputs_ON_Diverse_Howarth_2023_05_05 | 2049 | O/CCGT - CH4 Existing | Crossload | Electricity | PJ | Dispatch-Crossload | FuelCost | 0 | [6 empty] | 0.32065 | 0
LCP_Inputs_ON_Diverse_Howarth_2023_05_05 | 2049 | O/CCGT - CH4 Existing | Crossload | Electricity | PJ | Dispatch-Crossload | VOM | 0 | [6 empty] | 0.32065 | 0
LCP_Inputs_ON_Diverse_Howarth_2023_05_05 | 2049 | O/CCGT - CH4 Existing | Crossload | Electricity | QC | Dispatch-Crossload | EmissionsCost | 0 | [6 empty] | 0.32065 | 0
LCP_Inputs_ON_Diverse_Howarth_2023_05_05 | 2049 | O/CCGT - CH4 Existing | Crossload | Electricity | QC | Dispatch-Crossload | FuelCost | 0 | [6 empty] | 0.32065 | 0
LCP_Inputs_ON_Diverse_Howarth_2023_05_05 | 2049 | O/CCGT - CH4 Existing | Crossload | Electricity | QC | Dispatch-Crossload | VOM | 0 | [6 empty] | 0.32065 | 0
LCP_Inputs_ON_Diverse_Howarth_2023_05_05 | 2049 | O/CCGT - CH4 Existing | Crossload | Electricity | WC | Dispatch-Crossload | EmissionsCost | 0 | [6 empty] | 0.32065 | 0
LCP_Inputs_ON_Diverse_Howarth_2023_05_05 | 2049 | O/CCGT - CH4 Existing | Crossload | Electricity | WC | Dispatch-Crossload | FuelCost | 0 | [6 empty] | 0.32065 | 0
LCP_Inputs_ON_Diverse_Howarth_2023_05_05 | 2049 | O/CCGT - CH4 Existing | Crossload | Electricity | WC | Dispatch-Crossload | VOM | 0 | [6 empty] | 0.32065 | 0
LCP_Inputs_ON_Diverse_Howarth_2023_05_05 | 2049 | O/CCGT - CH4 New | Crossload | Electricity | MI | Dispatch-Crossload | EmissionsCost | 0 | [6 empty] | 0.32065 | 0
LCP_Inputs_ON_Diverse_Howarth_2023_05_05 | 2049 | O/CCGT - CH4 New | Crossload | Electricity | MI | Dispatch-Crossload | FuelCost | 0 | [6 empty] | 0.32065 | 0
LCP_Inputs_ON_Diverse_Howarth_2023_05_05 | 2049 | O/CCGT - CH4 New | Crossload | Electricity | MI | Dispatch-Crossload | VOM | 0 | [6 empty] | 0.32065 | 0
LCP_Inputs_ON_Diverse_Howarth_2023_05_05 | 2049 | O/CCGT - CH4 New | Crossload | Electricity | NY | Dispatch-Crossload | EmissionsCost | 0 | [6 empty] | 0.32065 | 0
LCP_Inputs_ON_Diverse_Howarth_2023_05_05 | 2049 | O/CCGT - CH4 New | Crossload | Electricity | NY | Dispatch-Crossload | FuelCost | 0 | [6 empty] | 0.32065 | 0
LCP_Inputs_ON_Diverse_Howarth_2023_05_05 | 2049 | O/CCGT - CH4 New | Crossload | Electricity | NY | Dispatch-Crossload | VOM | 0 | [6 empty] | 0.32065 | 0
LCP_Inputs_ON_Diverse_Howarth_2023_05_05 | 2049 | O/CCGT - CH4 New | Crossload | Electricity | ON | Dispatch-Crossload | EmissionsCost | 1511114.6946 | [6 empty] | 0.32065 | 484541.0646
LCP_Inputs_ON_Diverse_Howarth_2023_05_05 | 2049 | O/CCGT - CH4 New | Crossload | Electricity | ON | Dispatch-Crossload | FuelCost | 0 | [6 empty] | 0.32065 | 0
LCP_Inputs_ON_Diverse_Howarth_2023_05_05 | 2049 | O/CCGT - CH4 New | Crossload | Electricity | ON | Dispatch-Crossload | VOM | 91392 | [6 empty] | 0.32065 | 29304.9741
LCP_Inputs_ON_Diverse_Howarth_2023_05_05 | 2049 | O/CCGT - CH4 New | Crossload | Electricity | PJ | Dispatch-Crossload | EmissionsCost | 0 | [6 empty] | 0.32065 | 0
LCP_Inputs_ON_Diverse_Howarth_2023_05_05 | 2049 | O/CCGT - CH4 New | Crossload | Electricity | PJ | Dispatch-Crossload | FuelCost | 0 | [6 empty] | 0.32065 | 0
LCP_Inputs_ON_Diverse_Howarth_2023_05_05 | 2049 | O/CCGT - CH4 New | Crossload | Electricity | PJ | Dispatch-Crossload | VOM | 0 | [6 empty] | 0.32065 | 0
LCP_Inputs_ON_Diverse_Howarth_2023_05_05 | 2049 | O/CCGT - CH4 New | Crossload | Electricity | QC | Dispatch-Crossload | EmissionsCost | 0 | [6 empty] | 0.32065 | 0
LCP_Inputs_ON_Diverse_Howarth_2023_05_05 | 2049 | O/CCGT - CH4 New | Crossload | Electricity | QC | Dispatch-Crossload | FuelCost | 0 | [6 empty] | 0.32065 | 0
LCP_Inputs_ON_Diverse_Howarth_2023_05_05 | 2049 | O/CCGT - CH4 New | Crossload | Electricity | QC | Dispatch-Crossload | VOM | 0 | [6 empty] | 0.32065 | 0
LCP_Inputs_ON_Diverse_Howarth_2023_05_05 | 2049 | O/CCGT - CH4 New | Crossload | Electricity | WC | Dispatch-Crossload | EmissionsCost | 0 | [6 empty] | 0.32065 | 0
LCP_Inputs_ON_Diverse_Howarth_2023_05_05 | 2049 | O/CCGT - CH4 New | Crossload | Electricity | WC | Dispatch-Crossload | FuelCost | 0 | [6 empty] | 0.32065 | 0
LCP_Inputs_ON_Diverse_Howarth_2023_05_05 | 2049 | O/CCGT - CH4 New | Crossload | Electricity | WC | Dispatch-Crossload | VOM | 0 | [6 empty] | 0.32065 | 0
LCP_Inputs_ON_Diverse_Howarth_2023_05_05 | 2049 | O/CCGT - H2 New | Crossload | Electricity | MI | Dispatch-Crossload | EmissionsCost | 0 | [6 empty] | 0.32065 | 0
LCP_Inputs_ON_Diverse_Howarth_2023_05_05 | 2049 | O/CCGT - H2 New | Crossload | Electricity | MI | Dispatch-Crossload | FuelCost | 0 | [6 empty] | 0.32065 | 0
LCP_Inputs_ON_Diverse_Howarth_2023_05_05 | 2049 | O/CCGT - H2 New | Crossload | Electricity | MI | Dispatch-Crossload | VOM | 0 | [6 empty] | 0.32065 | 0
LCP_Inputs_ON_Diverse_Howarth_2023_05_05 | 2049 | O/CCGT - H2 New | Crossload | Electricity | NY | Dispatch-Crossload | EmissionsCost | 0 | [6 empty] | 0.32065 | 0
LCP_Inputs_ON_Diverse_Howarth_2023_05_05 | 2049 | O/CCGT - H2 New | Crossload | Electricity | NY | Dispatch-Crossload | FuelCost | 0 | [6 empty] | 0.32065 | 0
LCP_Inputs_ON_Diverse_Howarth_2023_05_05 | 2049 | O/CCGT - H2 New | Crossload | Electricity | NY | Dispatch-Crossload | VOM | 0 | [6 empty] | 0.32065 | 0
LCP_Inputs_ON_Diverse_Howarth_2023_05_05 | 2049 | O/CCGT - H2 New | Crossload | Electricity | ON | Dispatch-Crossload | EmissionsCost | 0 | [6 empty] | 0.32065 | 0
LCP_Inputs_ON_Diverse_Howarth_2023_05_05 | 2049 | O/CCGT - H2 New | Crossload | Electricity | ON | Dispatch-Crossload | FuelCost | 0 | [6 empty] | 0.32065 | 0
LCP_Inputs_ON_Diverse_Howarth_2023_05_05 | 2049 | O/CCGT - H2 New | Crossload | Electricity | ON | Dispatch-Crossload | VOM | 380530.774 | [6 empty] | 0.32065 | 122017.731
LCP_Inputs_ON_Diverse_Howarth_2023_05_05 | 2049 | O/CCGT - H2 New | Crossload | Electricity | PJ | Dispatch-Crossload | EmissionsCost | 0 | [6 empty] | 0.32065 | 0
LCP_Inputs_ON_Diverse_Howarth_2023_05_05 | 2049 | O/CCGT - H2 New | Crossload | Electricity | PJ | Dispatch-Crossload | FuelCost | 0 | [6 empty] | 0.32065 | 0
LCP_Inputs_ON_Diverse_Howarth_2023_05_05 | 2049 | O/CCGT - H2 New | Crossload | Electricity | PJ | Dispatch-Crossload | VOM | 0 | [6 empty] | 0.32065 | 0
LCP_Inputs_ON_Diverse_Howarth_2023_05_05 | 2049 | O/CCGT - H2 New | Crossload | Electricity | QC | Dispatch-Crossload | EmissionsCost | 0 | [6 empty] | 0.32065 | 0
LCP_Inputs_ON_Diverse_Howarth_2023_05_05 | 2049 | O/CCGT - H2 New | Crossload | Electricity | QC | Dispatch-Crossload | FuelCost | 0 | [6 empty] | 0.32065 | 0
LCP_Inputs_ON_Diverse_Howarth_2023_05_05 | 2049 | O/CCGT - H2 New | Crossload | Electricity | QC | Dispatch-Crossload | VOM | 0 | [6 empty] | 0.32065 | 0
LCP_Inputs_ON_Diverse_Howarth_2023_05_05 | 2049 | O/CCGT - H2 New | Crossload | Electricity | WC | Dispatch-Crossload | EmissionsCost | 0 | [6 empty] | 0.32065 | 0
LCP_Inputs_ON_Diverse_Howarth_2023_05_05 | 2049 | O/CCGT - H2 New | Crossload | Electricity | WC | Dispatch-Crossload | FuelCost | 0 | [6 empty] | 0.32065 | 0
LCP_Inputs_ON_Diverse_Howarth_2023_05_05 | 2049 | O/CCGT - H2 New | Crossload | Electricity | WC | Dispatch-Crossload | VOM | 0 | [6 empty] | 0.32065 | 0
LCP_Inputs_ON_Diverse_Howarth_2023_05_05 | 2049 | SMR CCS | Generation | Hydrogen | MI | Dispatch-Generation | EmissionsCost | 0 | [6 empty] | 0.32065 | 0
LCP_Inputs_ON_Diverse_Howarth_2023_05_05 | 2049 | SMR CCS | Generation | Hydrogen | MI | Dispatch-Generation | FuelCost | 0 | [6 empty] | 0.32065 | 0
LCP_Inputs_ON_Diverse_Howarth_2023_05_05 | 2049 | SMR CCS | Generation | Hydrogen | MI | Dispatch-Generation | VOM | 0 | [6 empty] | 0.32065 | 0
LCP_Inputs_ON_Diverse_Howarth_2023_05_05 | 2049 | SMR CCS | Generation | Hydrogen | NY | Dispatch-Generation | EmissionsCost | 0 | [6 empty] | 0.32065 | 0
LCP_Inputs_ON_Diverse_Howarth_2023_05_05 | 2049 | SMR CCS | Generation | Hydrogen | NY | Dispatch-Generation | FuelCost | 0 | [6 empty] | 0.32065 | 0
LCP_Inputs_ON_Diverse_Howarth_2023_05_05 | 2049 | SMR CCS | Generation | Hydrogen | NY | Dispatch-Generation | VOM | 0 | [6 empty] | 0.32065 | 0
LCP_Inputs_ON_Diverse_Howarth_2023_05_05 | 2049 | SMR CCS | Generation | Hydrogen | ON | Dispatch-Generation | EmissionsCost | 388566288.3194 | [6 empty] | 0.32065 | 124594330.0514
LCP_Inputs_ON_Diverse_Howarth_2023_05_05 | 2049 | SMR CCS | Generation | Hydrogen | ON | Dispatch-Generation | FuelCost | 299932601.302 | [6 empty] | 0.32065 | 96173812.9198
LCP_Inputs_ON_Diverse_Howarth_2023_05_05 | 2049 | SMR CCS | Generation | Hydrogen | ON | Dispatch-Generation | VOM | 0 | [6 empty] | 0.32065 | 0
LCP_Inputs_ON_Diverse_Howarth_2023_05_05 | 2049 | SMR CCS | Generation | Hydrogen | PJ | Dispatch-Generation | EmissionsCost | 0 | [6 empty] | 0.32065 | 0
LCP_Inputs_ON_Diverse_Howarth_2023_05_05 | 2049 | SMR CCS | Generation | Hydrogen | PJ | Dispatch-Generation | FuelCost | 0 | [6 empty] | 0.32065 | 0
LCP_Inputs_ON_Diverse_Howarth_2023_05_05 | 2049 | SMR CCS | Generation | Hydrogen | PJ | Dispatch-Generation | VOM | 0 | [6 empty] | 0.32065 | 0
LCP_Inputs_ON_Diverse_Howarth_2023_05_05 | 2049 | SMR CCS | Generation | Hydrogen | QC | Dispatch-Generation | EmissionsCost | 0 | [6 empty] | 0.32065 | 0
LCP_Inputs_ON_Diverse_Howarth_2023_05_05 | 2049 | SMR CCS | Generation | Hydrogen | QC | Dispatch-Generation | FuelCost | 0 | [6 empty] | 0.32065 | 0
LCP_Inputs_ON_Diverse_Howarth_2023_05_05 | 2049 | SMR CCS | Generation | Hydrogen | QC | Dispatch-Generation | VOM | 0 | [6 empty] | 0.32065 | 0
LCP_Inputs_ON_Diverse_Howarth_2023_05_05 | 2049 | SMR CCS | Generation | Hydrogen | WC | Dispatch-Generation | EmissionsCost | 0 | [6 empty] | 0.32065 | 0
LCP_Inputs_ON_Diverse_Howarth_2023_05_05 | 2049 | SMR CCS | Generation | Hydrogen | WC | Dispatch-Generation | FuelCost | 0 | [6 empty] | 0.32065 | 0
LCP_Inputs_ON_Diverse_Howarth_2023_05_05 | 2049 | SMR CCS | Generation | Hydrogen | WC | Dispatch-Generation | VOM | 0 | [6 empty] | 0.32065 | 0
LCP_Inputs_ON_Diverse_Howarth_2023_05_05 | 2049 | Solar PV | Generation | Electricity | MI | Dispatch-Generation | EmissionsCost | 0 | [6 empty] | 0.32065 | 0
LCP_Inputs_ON_Diverse_Howarth_2023_05_05 | 2049 | Solar PV | Generation | Electricity | MI | Dispatch-Generation | FuelCost | 0 | [6 empty] | 0.32065 | 0
LCP_Inputs_ON_Diverse_Howarth_2023_05_05 | 2049 | Solar PV | Generation | Electricity | MI | Dispatch-Generation | VOM | 0 | [6 empty] | 0.32065 | 0
LCP_Inputs_ON_Diverse_Howarth_2023_05_05 | 2049 | Solar PV | Generation | Electricity | NY | Dispatch-Generation | EmissionsCost | 0 | [6 empty] | 0.32065 | 0
LCP_Inputs_ON_Diverse_Howarth_2023_05_05 | 2049 | Solar PV | Generation | Electricity | NY | Dispatch-Generation | FuelCost | 0 | [6 empty] | 0.32065 | 0
LCP_Inputs_ON_Diverse_Howarth_2023_05_05 | 2049 | Solar PV | Generation | Electricity | NY | Dispatch-Generation | VOM | 0 | [6 empty] | 0.32065 | 0
LCP_Inputs_ON_Diverse_Howarth_2023_05_05 | 2049 | Solar PV | Generation | Electricity | ON | Dispatch-Generation | EmissionsCost | 0 | [6 empty] | 0.32065 | 0
LCP_Inputs_ON_Diverse_Howarth_2023_05_05 | 2049 | Solar PV | Generation | Electricity | ON | Dispatch-Generation | FuelCost | 0 | [6 empty] | 0.32065 | 0
LCP_Inputs_ON_Diverse_Howarth_2023_05_05 | 2049 | Solar PV | Generation | Electricity | ON | Dispatch-Generation | VOM | 0 | [6 empty] | 0.32065 | 0
LCP_Inputs_ON_Diverse_Howarth_2023_05_05 | 2049 | Solar PV | Generation | Electricity | PJ | Dispatch-Generation | EmissionsCost | 0 | [6 empty] | 0.32065 | 0
LCP_Inputs_ON_Diverse_Howarth_2023_05_05 | 2049 | Solar PV | Generation | Electricity | PJ | Dispatch-Generation | FuelCost | 0 | [6 empty] | 0.32065 | 0
LCP_Inputs_ON_Diverse_Howarth_2023_05_05 | 2049 | Solar PV | Generation | Electricity | PJ | Dispatch-Generation | VOM | 0 | [6 empty] | 0.32065 | 0
LCP_Inputs_ON_Diverse_Howarth_2023_05_05 | 2049 | Solar PV | Generation | Electricity | QC | Dispatch-Generation | EmissionsCost | 0 | [6 empty] | 0.32065 | 0
LCP_Inputs_ON_Diverse_Howarth_2023_05_05 | 2049 | Solar PV | Generation | Electricity | QC | Dispatch-Generation | FuelCost | 0 | [6 empty] | 0.32065 | 0
LCP_Inputs_ON_Diverse_Howarth_2023_05_05 | 2049 | Solar PV | Generation | Electricity | QC | Dispatch-Generation | VOM | 0 | [6 empty] | 0.32065 | 0
LCP_Inputs_ON_Diverse_Howarth_2023_05_05 | 2049 | Solar PV | Generation | Electricity | WC | Dispatch-Generation | EmissionsCost | 0 | [6 empty] | 0.32065 | 0
LCP_Inputs_ON_Diverse_Howarth_2023_05_05 | 2049 | Solar PV | Generation | Electricity | WC | Dispatch-Generation | FuelCost | 0 | [6 empty] | 0.32065 | 0
LCP_Inputs_ON_Diverse_Howarth_2023_05_05 | 2049 | Solar PV | Generation | Electricity | WC | Dispatch-Generation | VOM | 0 | [6 empty] | 0.32065 | 0
LCP_Inputs_ON_Diverse_Howarth_2023_05_05 | 2049 | Wind Offshore | Generation | Electricity | MI | Dispatch-Generation | EmissionsCost | 0 | [6 empty] | 0.32065 | 0
LCP_Inputs_ON_Diverse_Howarth_2023_05_05 | 2049 | Wind Offshore | Generation | Electricity | MI | Dispatch-Generation | FuelCost | 0 | [6 empty] | 0.32065 | 0
LCP_Inputs_ON_Diverse_Howarth_2023_05_05 | 2049 | Wind Offshore | Generation | Electricity | MI | Dispatch-Generation | VOM | 0 | [6 empty] | 0.32065 | 0
LCP_Inputs_ON_Diverse_Howarth_2023_05_05 | 2049 | Wind Offshore | Generation | Electricity | NY | Dispatch-Generation | EmissionsCost | 0 | [6 empty] | 0.32065 | 0
LCP_Inputs_ON_Diverse_Howarth_2023_05_05 | 2049 | Wind Offshore | Generation | Electricity | NY | Dispatch-Generation | FuelCost | 0 | [6 empty] | 0.32065 | 0
LCP_Inputs_ON_Diverse_Howarth_2023_05_05 | 2049 | Wind Offshore | Generation | Electricity | NY | Dispatch-Generation | VOM | 0 | [6 empty] | 0.32065 | 0
LCP_Inputs_ON_Diverse_Howarth_2023_05_05 | 2049 | Wind Offshore | Generation | Electricity | ON | Dispatch-Generation | EmissionsCost | 0 | [6 empty] | 0.32065 | 0
LCP_Inputs_ON_Diverse_Howarth_2023_05_05 | 2049 | Wind Offshore | Generation | Electricity | ON | Dispatch-Generation | FuelCost | 0 | [6 empty] | 0.32065 | 0
LCP_Inputs_ON_Diverse_Howarth_2023_05_05 | 2049 | Wind Offshore | Generation | Electricity | ON | Dispatch-Generation | VOM | 0 | [6 empty] | 0.32065 | 0
LCP_Inputs_ON_Diverse_Howarth_2023_05_05 | 2049 | Wind Offshore | Generation | Electricity | PJ | Dispatch-Generation | EmissionsCost | 0 | [6 empty] | 0.32065 | 0
LCP_Inputs_ON_Diverse_Howarth_2023_05_05 | 2049 | Wind Offshore | Generation | Electricity | PJ | Dispatch-Generation | FuelCost | 0 | [6 empty] | 0.32065 | 0
LCP_Inputs_ON_Diverse_Howarth_2023_05_05 | 2049 | Wind Offshore | Generation | Electricity | PJ | Dispatch-Generation | VOM | 0 | [6 empty] | 0.32065 | 0
LCP_Inputs_ON_Diverse_Howarth_2023_05_05 | 2049 | Wind Offshore | Generation | Electricity | QC | Dispatch-Generation | EmissionsCost | 0 | [6 empty] | 0.32065 | 0
LCP_Inputs_ON_Diverse_Howarth_2023_05_05 | 2049 | Wind Offshore | Generation | Electricity | QC | Dispatch-Generation | FuelCost | 0 | [6 empty] | 0.32065 | 0
LCP_Inputs_ON_Diverse_Howarth_2023_05_05 | 2049 | Wind Offshore | Generation | Electricity | QC | Dispatch-Generation | VOM | 0 | [6 empty] | 0.32065 | 0
LCP_Inputs_ON_Diverse_Howarth_2023_05_05 | 2049 | Wind Offshore | Generation | Electricity | WC | Dispatch-Generation | EmissionsCost | 0 | [6 empty] | 0.32065 | 0
LCP_Inputs_ON_Diverse_Howarth_2023_05_05 | 2049 | Wind Offshore | Generation | Electricity | WC | Dispatch-Generation | FuelCost | 0 | [6 empty] | 0.32065 | 0
LCP_Inputs_ON_Diverse_Howarth_2023_05_05 | 2049 | Wind Offshore | Generation | Electricity | WC | Dispatch-Generation | VOM | 0 | [6 empty] | 0.32065 | 0
LCP_Inputs_ON_Diverse_Howarth_2023_05_05 | 2049 | Wind Onshore | Generation | Electricity | MI | Dispatch-Generation | EmissionsCost | 0 | [6 empty] | 0.32065 | 0
LCP_Inputs_ON_Diverse_Howarth_2023_05_05 | 2049 | Wind Onshore | Generation | Electricity | MI | Dispatch-Generation | FuelCost | 0 | [6 empty] | 0.32065 | 0
LCP_Inputs_ON_Diverse_Howarth_2023_05_05 | 2049 | Wind Onshore | Generation | Electricity | MI | Dispatch-Generation | VOM | 0 | [6 empty] | 0.32065 | 0
LCP_Inputs_ON_Diverse_Howarth_2023_05_05 | 2049 | Wind Onshore | Generation | Electricity | NY | Dispatch-Generation | EmissionsCost | 0 | [6 empty] | 0.32065 | 0
LCP_Inputs_ON_Diverse_Howarth_2023_05_05 | 2049 | Wind Onshore | Generation | Electricity | NY | Dispatch-Generation | FuelCost | 0 | [6 empty] | 0.32065 | 0
LCP_Inputs_ON_Diverse_Howarth_2023_05_05 | 2049 | Wind Onshore | Generation | Electricity | NY | Dispatch-Generation | VOM | 0 | [6 empty] | 0.32065 | 0
LCP_Inputs_ON_Diverse_Howarth_2023_05_05 | 2049 | Wind Onshore | Generation | Electricity | ON | Dispatch-Generation | EmissionsCost | 0 | [6 empty] | 0.32065 | 0
LCP_Inputs_ON_Diverse_Howarth_2023_05_05 | 2049 | Wind Onshore | Generation | Electricity | ON | Dispatch-Generation | FuelCost | 0 | [6 empty] | 0.32065 | 0
LCP_Inputs_ON_Diverse_Howarth_2023_05_05 | 2049 | Wind Onshore | Generation | Electricity | ON | Dispatch-Generation | VOM | 0 | [6 empty] | 0.32065 | 0
LCP_Inputs_ON_Diverse_Howarth_2023_05_05 | 2049 | Wind Onshore | Generation | Electricity | PJ | Dispatch-Generation | EmissionsCost | 0 | [6 empty] | 0.32065 | 0
LCP_Inputs_ON_Diverse_Howarth_2023_05_05 | 2049 | Wind Onshore | Generation | Electricity | PJ | Dispatch-Generation | FuelCost | 0 | [6 empty] | 0.32065 | 0
LCP_Inputs_ON_Diverse_Howarth_2023_05_05 | 2049 | Wind Onshore | Generation | Electricity | PJ | Dispatch-Generation | VOM | 0 | [6 empty] | 0.32065 | 0
LCP_Inputs_ON_Diverse_Howarth_2023_05_05 | 2049 | Wind Onshore | Generation | Electricity | QC | Dispatch-Generation | EmissionsCost | 0 | [6 empty] | 0.32065 | 0
LCP_Inputs_ON_Diverse_Howarth_2023_05_05 | 2049 | Wind Onshore | Generation | Electricity | QC | Dispatch-Generation | FuelCost | 0 | [6 empty] | 0.32065 | 0
LCP_Inputs_ON_Diverse_Howarth_2023_05_05 | 2049 | Wind Onshore | Generation | Electricity | QC | Dispatch-Generation | VOM | 0 | [6 empty] | 0.32065 | 0
LCP_Inputs_ON_Diverse_Howarth_2023_05_05 | 2049 | Wind Onshore | Generation | Electricity | WC | Dispatch-Generation | EmissionsCost | 0 | [6 empty] | 0.32065 | 0
LCP_Inputs_ON_Diverse_Howarth_2023_05_05 | 2049 | Wind Onshore | Generation | Electricity | WC | Dispatch-Generation | FuelCost | 0 | [6 empty] | 0.32065 | 0
LCP_Inputs_ON_Diverse_Howarth_2023_05_05 | 2049 | Wind Onshore | Generation | Electricity | WC | Dispatch-Generation | VOM | 0 | [6 empty] | 0.32065 | 0
LCP_Inputs_ON_Diverse_Howarth_2023_05_05 | 2050 | Anaerobic Digestion | Generation | Methane | MI | Dispatch-Generation | EmissionsCost | 0 | [6 empty] | 0.30832 | 0
LCP_Inputs_ON_Diverse_Howarth_2023_05_05 | 2050 | Anaerobic Digestion | Generation | Methane | MI | Dispatch-Generation | FuelCost | 0 | [6 empty] | 0.30832 | 0
LCP_Inputs_ON_Diverse_Howarth_2023_05_05 | 2050 | Anaerobic Digestion | Generation | Methane | MI | Dispatch-Generation | VOM | 0 | [6 empty] | 0.30832 | 0
LCP_Inputs_ON_Diverse_Howarth_2023_05_05 | 2050 | Anaerobic Digestion | Generation | Methane | NY | Dispatch-Generation | EmissionsCost | 0 | [6 empty] | 0.30832 | 0
LCP_Inputs_ON_Diverse_Howarth_2023_05_05 | 2050 | Anaerobic Digestion | Generation | Methane | NY | Dispatch-Generation | FuelCost | 0 | [6 empty] | 0.30832 | 0
LCP_Inputs_ON_Diverse_Howarth_2023_05_05 | 2050 | Anaerobic Digestion | Generation | Methane | NY | Dispatch-Generation | VOM | 0 | [6 empty] | 0.30832 | 0
LCP_Inputs_ON_Diverse_Howarth_2023_05_05 | 2050 | Anaerobic Digestion | Generation | Methane | ON | Dispatch-Generation | EmissionsCost | 7216894.7644 | [6 empty] | 0.30832 | 2225103.3807
LCP_Inputs_ON_Diverse_Howarth_2023_05_05 | 2050 | Anaerobic Digestion | Generation | Methane | ON | Dispatch-Generation | FuelCost | 0 | [6 empty] | 0.30832 | 0
LCP_Inputs_ON_Diverse_Howarth_2023_05_05 | 2050 | Anaerobic Digestion | Generation | Methane | ON | Dispatch-Generation | VOM | 3180540000 | [6 empty] | 0.30832 | 980619856.2362
LCP_Inputs_ON_Diverse_Howarth_2023_05_05 | 2050 | Anaerobic Digestion | Generation | Methane | PJ | Dispatch-Generation | EmissionsCost | 0 | [6 empty] | 0.30832 | 0
LCP_Inputs_ON_Diverse_Howarth_2023_05_05 | 2050 | Anaerobic Digestion | Generation | Methane | PJ | Dispatch-Generation | FuelCost | 0 | [6 empty] | 0.30832 | 0
LCP_Inputs_ON_Diverse_Howarth_2023_05_05 | 2050 | Anaerobic Digestion | Generation | Methane | PJ | Dispatch-Generation | VOM | 0 | [6 empty] | 0.30832 | 0
LCP_Inputs_ON_Diverse_Howarth_2023_05_05 | 2050 | Anaerobic Digestion | Generation | Methane | QC | Dispatch-Generation | EmissionsCost | 0 | [6 empty] | 0.30832 | 0
LCP_Inputs_ON_Diverse_Howarth_2023_05_05 | 2050 | Anaerobic Digestion | Generation | Methane | QC | Dispatch-Generation | FuelCost | 0 | [6 empty] | 0.30832 | 0
LCP_Inputs_ON_Diverse_Howarth_2023_05_05 | 2050 | Anaerobic Digestion | Generation | Methane | QC | Dispatch-Generation | VOM | 0 | [6 empty] | 0.30832 | 0
LCP_Inputs_ON_Diverse_Howarth_2023_05_05 | 2050 | Anaerobic Digestion | Generation | Methane | WC | Dispatch-Generation | EmissionsCost | 0 | [6 empty] | 0.30832 | 0
LCP_Inputs_ON_Diverse_Howarth_2023_05_05 | 2050 | Anaerobic Digestion | Generation | Methane | WC | Dispatch-Generation | FuelCost | 0 | [6 empty] | 0.30832 | 0
LCP_Inputs_ON_Diverse_Howarth_2023_05_05 | 2050 | Anaerobic Digestion | Generation | Methane | WC | Dispatch-Generation | VOM | 0 | [6 empty] | 0.30832 | 0
LCP_Inputs_ON_Diverse_Howarth_2023_05_05 | 2050 | Battery Storage | Storage | Electricity | MI | Dispatch-Storage | EmissionsCost | 0 | [6 empty] | 0.30832 | 0
LCP_Inputs_ON_Diverse_Howarth_2023_05_05 | 2050 | Battery Storage | Storage | Electricity | MI | Dispatch-Storage | FuelCost | 0 | [6 empty] | 0.30832 | 0
LCP_Inputs_ON_Diverse_Howarth_2023_05_05 | 2050 | Battery Storage | Storage | Electricity | MI | Dispatch-Storage | VOM | 0 | [6 empty] | 0.30832 | 0
LCP_Inputs_ON_Diverse_Howarth_2023_05_05 | 2050 | Battery Storage | Storage | Electricity | NY | Dispatch-Storage | EmissionsCost | 0 | [6 empty] | 0.30832 | 0
LCP_Inputs_ON_Diverse_Howarth_2023_05_05 | 2050 | Battery Storage | Storage | Electricity | NY | Dispatch-Storage | FuelCost | 0 | [6 empty] | 0.30832 | 0
LCP_Inputs_ON_Diverse_Howarth_2023_05_05 | 2050 | Battery Storage | Storage | Electricity | NY | Dispatch-Storage | VOM | 0 | [6 empty] | 0.30832 | 0
LCP_Inputs_ON_Diverse_Howarth_2023_05_05 | 2050 | Battery Storage | Storage | Electricity | ON | Dispatch-Storage | EmissionsCost | 0 | [6 empty] | 0.30832 | 0
LCP_Inputs_ON_Diverse_Howarth_2023_05_05 | 2050 | Battery Storage | Storage | Electricity | ON | Dispatch-Storage | FuelCost | 0 | [6 empty] | 0.30832 | 0
LCP_Inputs_ON_Diverse_Howarth_2023_05_05 | 2050 | Battery Storage | Storage | Electricity | ON | Dispatch-Storage | VOM | 0 | [6 empty] | 0.30832 | 0
LCP_Inputs_ON_Diverse_Howarth_2023_05_05 | 2050 | Battery Storage | Storage | Electricity | PJ | Dispatch-Storage | EmissionsCost | 0 | [6 empty] | 0.30832 | 0
LCP_Inputs_ON_Diverse_Howarth_2023_05_05 | 2050 | Battery Storage | Storage | Electricity | PJ | Dispatch-Storage | FuelCost | 0 | [6 empty] | 0.30832 | 0
LCP_Inputs_ON_Diverse_Howarth_2023_05_05 | 2050 | Battery Storage | Storage | Electricity | PJ | Dispatch-Storage | VOM | 0 | [6 empty] | 0.30832 | 0
LCP_Inputs_ON_Diverse_Howarth_2023_05_05 | 2050 | Battery Storage | Storage | Electricity | QC | Dispatch-Storage | EmissionsCost | 0 | [6 empty] | 0.30832 | 0
LCP_Inputs_ON_Diverse_Howarth_2023_05_05 | 2050 | Battery Storage | Storage | Electricity | QC | Dispatch-Storage | FuelCost | 0 | [6 empty] | 0.30832 | 0
LCP_Inputs_ON_Diverse_Howarth_2023_05_05 | 2050 | Battery Storage | Storage | Electricity | QC | Dispatch-Storage | VOM | 0 | [6 empty] | 0.30832 | 0
LCP_Inputs_ON_Diverse_Howarth_2023_05_05 | 2050 | Battery Storage | Storage | Electricity | WC | Dispatch-Storage | EmissionsCost | 0 | [6 empty] | 0.30832 | 0
LCP_Inputs_ON_Diverse_Howarth_2023_05_05 | 2050 | Battery Storage | Storage | Electricity | WC | Dispatch-Storage | FuelCost | 0 | [6 empty] | 0.30832 | 0
LCP_Inputs_ON_Diverse_Howarth_2023_05_05 | 2050 | Battery Storage | Storage | Electricity | WC | Dispatch-Storage | VOM | 0 | [6 empty] | 0.30832 | 0
LCP_Inputs_ON_Diverse_Howarth_2023_05_05 | 2050 | Biomass | Generation | Electricity | MI | Dispatch-Generation | EmissionsCost | 0 | [6 empty] | 0.30832 | 0
LCP_Inputs_ON_Diverse_Howarth_2023_05_05 | 2050 | Biomass | Generation | Electricity | MI | Dispatch-Generation | FuelCost | 0 | [6 empty] | 0.30832 | 0
LCP_Inputs_ON_Diverse_Howarth_2023_05_05 | 2050 | Biomass | Generation | Electricity | MI | Dispatch-Generation | VOM | 0 | [6 empty] | 0.30832 | 0
LCP_Inputs_ON_Diverse_Howarth_2023_05_05 | 2050 | Biomass | Generation | Electricity | NY | Dispatch-Generation | EmissionsCost | 0 | [6 empty] | 0.30832 | 0
LCP_Inputs_ON_Diverse_Howarth_2023_05_05 | 2050 | Biomass | Generation | Electricity | NY | Dispatch-Generation | FuelCost | 0 | [6 empty] | 0.30832 | 0
LCP_Inputs_ON_Diverse_Howarth_2023_05_05 | 2050 | Biomass | Generation | Electricity | NY | Dispatch-Generation | VOM | 0 | [6 empty] | 0.30832 | 0
LCP_Inputs_ON_Diverse_Howarth_2023_05_05 | 2050 | Biomass | Generation | Electricity | ON | Dispatch-Generation | EmissionsCost | 0 | [6 empty] | 0.30832 | 0
LCP_Inputs_ON_Diverse_Howarth_2023_05_05 | 2050 | Biomass | Generation | Electricity | ON | Dispatch-Generation | FuelCost | 2449112.7273 | [6 empty] | 0.30832 | 755107.1738
LCP_Inputs_ON_Diverse_Howarth_2023_05_05 | 2050 | Biomass | Generation | Electricity | ON | Dispatch-Generation | VOM | 31430.28 | [6 empty] | 0.30832 | 9690.5421
LCP_Inputs_ON_Diverse_Howarth_2023_05_05 | 2050 | Biomass | Generation | Electricity | PJ | Dispatch-Generation | EmissionsCost | 0 | [6 empty] | 0.30832 | 0
LCP_Inputs_ON_Diverse_Howarth_2023_05_05 | 2050 | Biomass | Generation | Electricity | PJ | Dispatch-Generation | FuelCost | 0 | [6 empty] | 0.30832 | 0
LCP_Inputs_ON_Diverse_Howarth_2023_05_05 | 2050 | Biomass | Generation | Electricity | PJ | Dispatch-Generation | VOM | 0 | [6 empty] | 0.30832 | 0
LCP_Inputs_ON_Diverse_Howarth_2023_05_05 | 2050 | Biomass | Generation | Electricity | QC | Dispatch-Generation | EmissionsCost | 0 | [6 empty] | 0.30832 | 0
LCP_Inputs_ON_Diverse_Howarth_2023_05_05 | 2050 | Biomass | Generation | Electricity | QC | Dispatch-Generation | FuelCost | 128334.5455 | [6 empty] | 0.30832 | 39567.9361
LCP_Inputs_ON_Diverse_Howarth_2023_05_05 | 2050 | Biomass | Generation | Electricity | QC | Dispatch-Generation | VOM | 1646.96 | [6 empty] | 0.30832 | 507.7885
LCP_Inputs_ON_Diverse_Howarth_2023_05_05 | 2050 | Biomass | Generation | Electricity | WC | Dispatch-Generation | EmissionsCost | 0 | [6 empty] | 0.30832 | 0
LCP_Inputs_ON_Diverse_Howarth_2023_05_05 | 2050 | Biomass | Generation | Electricity | WC | Dispatch-Generation | FuelCost | 0 | [6 empty] | 0.30832 | 0
LCP_Inputs_ON_Diverse_Howarth_2023_05_05 | 2050 | Biomass | Generation | Electricity | WC | Dispatch-Generation | VOM | 0 | [6 empty] | 0.30832 | 0
LCP_Inputs_ON_Diverse_Howarth_2023_05_05 | 2050 | Biomass + CCS | Generation | Electricity | MI | Dispatch-Generation | EmissionsCost | 0 | [6 empty] | 0.30832 | 0
LCP_Inputs_ON_Diverse_Howarth_2023_05_05 | 2050 | Biomass + CCS | Generation | Electricity | MI | Dispatch-Generation | FuelCost | 0 | [6 empty] | 0.30832 | 0
LCP_Inputs_ON_Diverse_Howarth_2023_05_05 | 2050 | Biomass + CCS | Generation | Electricity | MI | Dispatch-Generation | VOM | 0 | [6 empty] | 0.30832 | 0
LCP_Inputs_ON_Diverse_Howarth_2023_05_05 | 2050 | Biomass + CCS | Generation | Electricity | NY | Dispatch-Generation | EmissionsCost | 0 | [6 empty] | 0.30832 | 0
LCP_Inputs_ON_Diverse_Howarth_2023_05_05 | 2050 | Biomass + CCS | Generation | Electricity | NY | Dispatch-Generation | FuelCost | 0 | [6 empty] | 0.30832 | 0
LCP_Inputs_ON_Diverse_Howarth_2023_05_05 | 2050 | Biomass + CCS | Generation | Electricity | NY | Dispatch-Generation | VOM | 0 | [6 empty] | 0.30832 | 0
LCP_Inputs_ON_Diverse_Howarth_2023_05_05 | 2050 | Biomass + CCS | Generation | Electricity | ON | Dispatch-Generation | EmissionsCost | -112085064.8929 | [6 empty] | 0.30832 | -34557917.9075
LCP_Inputs_ON_Diverse_Howarth_2023_05_05 | 2050 | Biomass + CCS | Generation | Electricity | ON | Dispatch-Generation | FuelCost | 153312509.3002 | [6 empty] | 0.30832 | 47269108.6511
LCP_Inputs_ON_Diverse_Howarth_2023_05_05 | 2050 | Biomass + CCS | Generation | Electricity | ON | Dispatch-Generation | VOM | 1192093.6911 | [6 empty] | 0.30832 | 367544.7389
LCP_Inputs_ON_Diverse_Howarth_2023_05_05 | 2050 | Biomass + CCS | Generation | Electricity | PJ | Dispatch-Generation | EmissionsCost | 7.227e-09 | [6 empty] | 0.30832 | 2.2282e-09
LCP_Inputs_ON_Diverse_Howarth_2023_05_05 | 2050 | Biomass + CCS | Generation | Electricity | PJ | Dispatch-Generation | FuelCost | -9.8853e-09 | [6 empty] | 0.30832 | -3.0478e-09
LCP_Inputs_ON_Diverse_Howarth_2023_05_05 | 2050 | Biomass + CCS | Generation | Electricity | PJ | Dispatch-Generation | VOM | -7.6864e-11 | [6 empty] | 0.30832 | -2.3699e-11
LCP_Inputs_ON_Diverse_Howarth_2023_05_05 | 2050 | Biomass + CCS | Generation | Electricity | QC | Dispatch-Generation | EmissionsCost | 0 | [6 empty] | 0.30832 | 0
LCP_Inputs_ON_Diverse_Howarth_2023_05_05 | 2050 | Biomass + CCS | Generation | Electricity | QC | Dispatch-Generation | FuelCost | 0 | [6 empty] | 0.30832 | 0
LCP_Inputs_ON_Diverse_Howarth_2023_05_05 | 2050 | Biomass + CCS | Generation | Electricity | QC | Dispatch-Generation | VOM | 0 | [6 empty] | 0.30832 | 0
LCP_Inputs_ON_Diverse_Howarth_2023_05_05 | 2050 | Biomass + CCS | Generation | Electricity | WC | Dispatch-Generation | EmissionsCost | -3.0794e-21 | [6 empty] | 0.30832 | -9.4945e-22
LCP_Inputs_ON_Diverse_Howarth_2023_05_05 | 2050 | Biomass + CCS | Generation | Electricity | WC | Dispatch-Generation | FuelCost | 4.2121e-21 | [6 empty] | 0.30832 | 1.2987e-21
LCP_Inputs_ON_Diverse_Howarth_2023_05_05 | 2050 | Biomass + CCS | Generation | Electricity | WC | Dispatch-Generation | VOM | 3.2752e-23 | [6 empty] | 0.30832 | 1.0098e-23
LCP_Inputs_ON_Diverse_Howarth_2023_05_05 | 2050 | CH4 + CCS | Generation | Methane | MI | Dispatch-Generation | EmissionsCost | 0 | [6 empty] | 0.30832 | 0
LCP_Inputs_ON_Diverse_Howarth_2023_05_05 | 2050 | CH4 + CCS | Generation | Methane | MI | Dispatch-Generation | FuelCost | 0 | [6 empty] | 0.30832 | 0
LCP_Inputs_ON_Diverse_Howarth_2023_05_05 | 2050 | CH4 + CCS | Generation | Methane | MI | Dispatch-Generation | VOM | 0 | [6 empty] | 0.30832 | 0
LCP_Inputs_ON_Diverse_Howarth_2023_05_05 | 2050 | CH4 + CCS | Generation | Methane | NY | Dispatch-Generation | EmissionsCost | 0 | [6 empty] | 0.30832 | 0
LCP_Inputs_ON_Diverse_Howarth_2023_05_05 | 2050 | CH4 + CCS | Generation | Methane | NY | Dispatch-Generation | FuelCost | 0 | [6 empty] | 0.30832 | 0
LCP_Inputs_ON_Diverse_Howarth_2023_05_05 | 2050 | CH4 + CCS | Generation | Methane | NY | Dispatch-Generation | VOM | 0 | [6 empty] | 0.30832 | 0
LCP_Inputs_ON_Diverse_Howarth_2023_05_05 | 2050 | CH4 + CCS | Generation | Methane | ON | Dispatch-Generation | EmissionsCost | 103661005.2499 | [6 empty] | 0.30832 | 31960623.0594
LCP_Inputs_ON_Diverse_Howarth_2023_05_05 | 2050 | CH4 + CCS | Generation | Methane | ON | Dispatch-Generation | FuelCost | 566886243.9004 | [6 empty] | 0.30832 | 174781611.6118
LCP_Inputs_ON_Diverse_Howarth_2023_05_05 | 2050 | CH4 + CCS | Generation | Methane | ON | Dispatch-Generation | VOM | 53897481.135 | [6 empty] | 0.30832 | 16617599.5907
LCP_Inputs_ON_Diverse_Howarth_2023_05_05 | 2050 | CH4 + CCS | Generation | Methane | PJ | Dispatch-Generation | EmissionsCost | 0 | [6 empty] | 0.30832 | 0
LCP_Inputs_ON_Diverse_Howarth_2023_05_05 | 2050 | CH4 + CCS | Generation | Methane | PJ | Dispatch-Generation | FuelCost | 0 | [6 empty] | 0.30832 | 0
LCP_Inputs_ON_Diverse_Howarth_2023_05_05 | 2050 | CH4 + CCS | Generation | Methane | PJ | Dispatch-Generation | VOM | 0 | [6 empty] | 0.30832 | 0
LCP_Inputs_ON_Diverse_Howarth_2023_05_05 | 2050 | CH4 + CCS | Generation | Methane | QC | Dispatch-Generation | EmissionsCost | 0 | [6 empty] | 0.30832 | 0
LCP_Inputs_ON_Diverse_Howarth_2023_05_05 | 2050 | CH4 + CCS | Generation | Methane | QC | Dispatch-Generation | FuelCost | 0 | [6 empty] | 0.30832 | 0
LCP_Inputs_ON_Diverse_Howarth_2023_05_05 | 2050 | CH4 + CCS | Generation | Methane | QC | Dispatch-Generation | VOM | 0 | [6 empty] | 0.30832 | 0
LCP_Inputs_ON_Diverse_Howarth_2023_05_05 | 2050 | CH4 + CCS | Generation | Methane | WC | Dispatch-Generation | EmissionsCost | 0 | [6 empty] | 0.30832 | 0
LCP_Inputs_ON_Diverse_Howarth_2023_05_05 | 2050 | CH4 + CCS | Generation | Methane | WC | Dispatch-Generation | FuelCost | 0 | [6 empty] | 0.30832 | 0
LCP_Inputs_ON_Diverse_Howarth_2023_05_05 | 2050 | CH4 + CCS | Generation | Methane | WC | Dispatch-Generation | VOM | 0 | [6 empty] | 0.30832 | 0
LCP_Inputs_ON_Diverse_Howarth_2023_05_05 | 2050 | CH4 Import - NY 2020 | Import | Methane | MI | Dispatch-Import | EmissionsCost | 0 | [6 empty] | 0.30832 | 0
LCP_Inputs_ON_Diverse_Howarth_2023_05_05 | 2050 | CH4 Import - NY 2020 | Import | Methane | MI | Dispatch-Import | FuelCost | 0 | [6 empty] | 0.30832 | 0
LCP_Inputs_ON_Diverse_Howarth_2023_05_05 | 2050 | CH4 Import - NY 2020 | Import | Methane | MI | Dispatch-Import | VOM | 0 | [6 empty] | 0.30832 | 0
LCP_Inputs_ON_Diverse_Howarth_2023_05_05 | 2050 | CH4 Import - NY 2020 | Import | Methane | NY | Dispatch-Import | EmissionsCost | 0 | [6 empty] | 0.30832 | 0
LCP_Inputs_ON_Diverse_Howarth_2023_05_05 | 2050 | CH4 Import - NY 2020 | Import | Methane | NY | Dispatch-Import | FuelCost | 0 | [6 empty] | 0.30832 | 0
LCP_Inputs_ON_Diverse_Howarth_2023_05_05 | 2050 | CH4 Import - NY 2020 | Import | Methane | NY | Dispatch-Import | VOM | 0 | [6 empty] | 0.30832 | 0
LCP_Inputs_ON_Diverse_Howarth_2023_05_05 | 2050 | CH4 Import - NY 2020 | Import | Methane | ON | Dispatch-Import | EmissionsCost | 0 | [6 empty] | 0.30832 | 0
LCP_Inputs_ON_Diverse_Howarth_2023_05_05 | 2050 | CH4 Import - NY 2020 | Import | Methane | ON | Dispatch-Import | FuelCost | 0 | [6 empty] | 0.30832 | 0
LCP_Inputs_ON_Diverse_Howarth_2023_05_05 | 2050 | CH4 Import - NY 2020 | Import | Methane | ON | Dispatch-Import | VOM | 0 | [6 empty] | 0.30832 | 0
LCP_Inputs_ON_Diverse_Howarth_2023_05_05 | 2050 | CH4 Import - NY 2020 | Import | Methane | PJ | Dispatch-Import | EmissionsCost | 0 | [6 empty] | 0.30832 | 0
LCP_Inputs_ON_Diverse_Howarth_2023_05_05 | 2050 | CH4 Import - NY 2020 | Import | Methane | PJ | Dispatch-Import | FuelCost | 0 | [6 empty] | 0.30832 | 0
LCP_Inputs_ON_Diverse_Howarth_2023_05_05 | 2050 | CH4 Import - NY 2020 | Import | Methane | PJ | Dispatch-Import | VOM | 0 | [6 empty] | 0.30832 | 0
LCP_Inputs_ON_Diverse_Howarth_2023_05_05 | 2050 | CH4 Import - NY 2020 | Import | Methane | QC | Dispatch-Import | EmissionsCost | 0 | [6 empty] | 0.30832 | 0
LCP_Inputs_ON_Diverse_Howarth_2023_05_05 | 2050 | CH4 Import - NY 2020 | Import | Methane | QC | Dispatch-Import | FuelCost | 0 | [6 empty] | 0.30832 | 0
LCP_Inputs_ON_Diverse_Howarth_2023_05_05 | 2050 | CH4 Import - NY 2020 | Import | Methane | QC | Dispatch-Import | VOM | 0 | [6 empty] | 0.30832 | 0
LCP_Inputs_ON_Diverse_Howarth_2023_05_05 | 2050 | CH4 Import - NY 2020 | Import | Methane | WC | Dispatch-Import | EmissionsCost | 0 | [6 empty] | 0.30832 | 0
LCP_Inputs_ON_Diverse_Howarth_2023_05_05 | 2050 | CH4 Import - NY 2020 | Import | Methane | WC | Dispatch-Import | FuelCost | 0 | [6 empty] | 0.30832 | 0
LCP_Inputs_ON_Diverse_Howarth_2023_05_05 | 2050 | CH4 Import - NY 2020 | Import | Methane | WC | Dispatch-Import | VOM | 0 | [6 empty] | 0.30832 | 0
LCP_Inputs_ON_Diverse_Howarth_2023_05_05 | 2050 | CH4 Import - NY 2030 | Import | Methane | MI | Dispatch-Import | EmissionsCost | 0 | [6 empty] | 0.30832 | 0
LCP_Inputs_ON_Diverse_Howarth_2023_05_05 | 2050 | CH4 Import - NY 2030 | Import | Methane | MI | Dispatch-Import | FuelCost | 0 | [6 empty] | 0.30832 | 0
LCP_Inputs_ON_Diverse_Howarth_2023_05_05 | 2050 | CH4 Import - NY 2030 | Import | Methane | MI | Dispatch-Import | VOM | 0 | [6 empty] | 0.30832 | 0
LCP_Inputs_ON_Diverse_Howarth_2023_05_05 | 2050 | CH4 Import - NY 2030 | Import | Methane | NY | Dispatch-Import | EmissionsCost | 0 | [6 empty] | 0.30832 | 0
LCP_Inputs_ON_Diverse_Howarth_2023_05_05 | 2050 | CH4 Import - NY 2030 | Import | Methane | NY | Dispatch-Import | FuelCost | 0 | [6 empty] | 0.30832 | 0
LCP_Inputs_ON_Diverse_Howarth_2023_05_05 | 2050 | CH4 Import - NY 2030 | Import | Methane | NY | Dispatch-Import | VOM | 0 | [6 empty] | 0.30832 | 0
LCP_Inputs_ON_Diverse_Howarth_2023_05_05 | 2050 | CH4 Import - NY 2030 | Import | Methane | ON | Dispatch-Import | EmissionsCost | 0 | [6 empty] | 0.30832 | 0
LCP_Inputs_ON_Diverse_Howarth_2023_05_05 | 2050 | CH4 Import - NY 2030 | Import | Methane | ON | Dispatch-Import | FuelCost | 0 | [6 empty] | 0.30832 | 0
LCP_Inputs_ON_Diverse_Howarth_2023_05_05 | 2050 | CH4 Import - NY 2030 | Import | Methane | ON | Dispatch-Import | VOM | 0 | [6 empty] | 0.30832 | 0
LCP_Inputs_ON_Diverse_Howarth_2023_05_05 | 2050 | CH4 Import - NY 2030 | Import | Methane | PJ | Dispatch-Import | EmissionsCost | 0 | [6 empty] | 0.30832 | 0
LCP_Inputs_ON_Diverse_Howarth_2023_05_05 | 2050 | CH4 Import - NY 2030 | Import | Methane | PJ | Dispatch-Import | FuelCost | 0 | [6 empty] | 0.30832 | 0
LCP_Inputs_ON_Diverse_Howarth_2023_05_05 | 2050 | CH4 Import - NY 2030 | Import | Methane | PJ | Dispatch-Import | VOM | 0 | [6 empty] | 0.30832 | 0
LCP_Inputs_ON_Diverse_Howarth_2023_05_05 | 2050 | CH4 Import - NY 2030 | Import | Methane | QC | Dispatch-Import | EmissionsCost | 0 | [6 empty] | 0.30832 | 0
LCP_Inputs_ON_Diverse_Howarth_2023_05_05 | 2050 | CH4 Import - NY 2030 | Import | Methane | QC | Dispatch-Import | FuelCost | 0 | [6 empty] | 0.30832 | 0
LCP_Inputs_ON_Diverse_Howarth_2023_05_05 | 2050 | CH4 Import - NY 2030 | Import | Methane | QC | Dispatch-Import | VOM | 0 | [6 empty] | 0.30832 | 0
LCP_Inputs_ON_Diverse_Howarth_2023_05_05 | 2050 | CH4 Import - NY 2030 | Import | Methane | WC | Dispatch-Import | EmissionsCost | 0 | [6 empty] | 0.30832 | 0
LCP_Inputs_ON_Diverse_Howarth_2023_05_05 | 2050 | CH4 Import - NY 2030 | Import | Methane | WC | Dispatch-Import | FuelCost | 0 | [6 empty] | 0.30832 | 0
LCP_Inputs_ON_Diverse_Howarth_2023_05_05 | 2050 | CH4 Import - NY 2030 | Import | Methane | WC | Dispatch-Import | VOM | 0 | [6 empty] | 0.30832 | 0
LCP_Inputs_ON_Diverse_Howarth_2023_05_05 | 2050 | CH4 Import - NY 2040 | Import | Methane | MI | Dispatch-Import | EmissionsCost | 0 | [6 empty] | 0.30832 | 0
LCP_Inputs_ON_Diverse_Howarth_2023_05_05 | 2050 | CH4 Import - NY 2040 | Import | Methane | MI | Dispatch-Import | FuelCost | 0 | [6 empty] | 0.30832 | 0
LCP_Inputs_ON_Diverse_Howarth_2023_05_05 | 2050 | CH4 Import - NY 2040 | Import | Methane | MI | Dispatch-Import | VOM | 0 | [6 empty] | 0.30832 | 0
LCP_Inputs_ON_Diverse_Howarth_2023_05_05 | 2050 | CH4 Import - NY 2040 | Import | Methane | NY | Dispatch-Import | EmissionsCost | 0 | [6 empty] | 0.30832 | 0
LCP_Inputs_ON_Diverse_Howarth_2023_05_05 | 2050 | CH4 Import - NY 2040 | Import | Methane | NY | Dispatch-Import | FuelCost | 0 | [6 empty] | 0.30832 | 0
LCP_Inputs_ON_Diverse_Howarth_2023_05_05 | 2050 | CH4 Import - NY 2040 | Import | Methane | NY | Dispatch-Import | VOM | 0 | [6 empty] | 0.30832 | 0
LCP_Inputs_ON_Diverse_Howarth_2023_05_05 | 2050 | CH4 Import - NY 2040 | Import | Methane | ON | Dispatch-Import | EmissionsCost | 0 | [6 empty] | 0.30832 | 0
LCP_Inputs_ON_Diverse_Howarth_2023_05_05 | 2050 | CH4 Import - NY 2040 | Import | Methane | ON | Dispatch-Import | FuelCost | 0 | [6 empty] | 0.30832 | 0
LCP_Inputs_ON_Diverse_Howarth_2023_05_05 | 2050 | CH4 Import - NY 2040 | Import | Methane | ON | Dispatch-Import | VOM | 0 | [6 empty] | 0.30832 | 0
LCP_Inputs_ON_Diverse_Howarth_2023_05_05 | 2050 | CH4 Import - NY 2040 | Import | Methane | PJ | Dispatch-Import | EmissionsCost | 0 | [6 empty] | 0.30832 | 0
LCP_Inputs_ON_Diverse_Howarth_2023_05_05 | 2050 | CH4 Import - NY 2040 | Import | Methane | PJ | Dispatch-Import | FuelCost | 0 | [6 empty] | 0.30832 | 0
LCP_Inputs_ON_Diverse_Howarth_2023_05_05 | 2050 | CH4 Import - NY 2040 | Import | Methane | PJ | Dispatch-Import | VOM | 0 | [6 empty] | 0.30832 | 0
LCP_Inputs_ON_Diverse_Howarth_2023_05_05 | 2050 | CH4 Import - NY 2040 | Import | Methane | QC | Dispatch-Import | EmissionsCost | 0 | [6 empty] | 0.30832 | 0
LCP_Inputs_ON_Diverse_Howarth_2023_05_05 | 2050 | CH4 Import - NY 2040 | Import | Methane | QC | Dispatch-Import | FuelCost | 0 | [6 empty] | 0.30832 | 0
LCP_Inputs_ON_Diverse_Howarth_2023_05_05 | 2050 | CH4 Import - NY 2040 | Import | Methane | QC | Dispatch-Import | VOM | 0 | [6 empty] | 0.30832 | 0
LCP_Inputs_ON_Diverse_Howarth_2023_05_05 | 2050 | CH4 Import - NY 2040 | Import | Methane | WC | Dispatch-Import | EmissionsCost | 0 | [6 empty] | 0.30832 | 0
LCP_Inputs_ON_Diverse_Howarth_2023_05_05 | 2050 | CH4 Import - NY 2040 | Import | Methane | WC | Dispatch-Import | FuelCost | 0 | [6 empty] | 0.30832 | 0
LCP_Inputs_ON_Diverse_Howarth_2023_05_05 | 2050 | CH4 Import - NY 2040 | Import | Methane | WC | Dispatch-Import | VOM | 0 | [6 empty] | 0.30832 | 0
LCP_Inputs_ON_Diverse_Howarth_2023_05_05 | 2050 | CH4 Import - NY 2050 | Import | Methane | MI | Dispatch-Import | EmissionsCost | 0 | [6 empty] | 0.30832 | 0
LCP_Inputs_ON_Diverse_Howarth_2023_05_05 | 2050 | CH4 Import - NY 2050 | Import | Methane | MI | Dispatch-Import | FuelCost | 0 | [6 empty] | 0.30832 | 0
LCP_Inputs_ON_Diverse_Howarth_2023_05_05 | 2050 | CH4 Import - NY 2050 | Import | Methane | MI | Dispatch-Import | VOM | 0 | [6 empty] | 0.30832 | 0
LCP_Inputs_ON_Diverse_Howarth_2023_05_05 | 2050 | CH4 Import - NY 2050 | Import | Methane | NY | Dispatch-Import | EmissionsCost | 0 | [6 empty] | 0.30832 | 0
LCP_Inputs_ON_Diverse_Howarth_2023_05_05 | 2050 | CH4 Import - NY 2050 | Import | Methane | NY | Dispatch-Import | FuelCost | 0 | [6 empty] | 0.30832 | 0
LCP_Inputs_ON_Diverse_Howarth_2023_05_05 | 2050 | CH4 Import - NY 2050 | Import | Methane | NY | Dispatch-Import | VOM | 0 | [6 empty] | 0.30832 | 0
LCP_Inputs_ON_Diverse_Howarth_2023_05_05 | 2050 | CH4 Import - NY 2050 | Import | Methane | ON | Dispatch-Import | EmissionsCost | 0 | [6 empty] | 0.30832 | 0
LCP_Inputs_ON_Diverse_Howarth_2023_05_05 | 2050 | CH4 Import - NY 2050 | Import | Methane | ON | Dispatch-Import | FuelCost | 0 | [6 empty] | 0.30832 | 0
LCP_Inputs_ON_Diverse_Howarth_2023_05_05 | 2050 | CH4 Import - NY 2050 | Import | Methane | ON | Dispatch-Import | VOM | 0 | [6 empty] | 0.30832 | 0
LCP_Inputs_ON_Diverse_Howarth_2023_05_05 | 2050 | CH4 Import - NY 2050 | Import | Methane | PJ | Dispatch-Import | EmissionsCost | 0 | [6 empty] | 0.30832 | 0
LCP_Inputs_ON_Diverse_Howarth_2023_05_05 | 2050 | CH4 Import - NY 2050 | Import | Methane | PJ | Dispatch-Import | FuelCost | 0 | [6 empty] | 0.30832 | 0
LCP_Inputs_ON_Diverse_Howarth_2023_05_05 | 2050 | CH4 Import - NY 2050 | Import | Methane | PJ | Dispatch-Import | VOM | 0 | [6 empty] | 0.30832 | 0
LCP_Inputs_ON_Diverse_Howarth_2023_05_05 | 2050 | CH4 Import - NY 2050 | Import | Methane | QC | Dispatch-Import | EmissionsCost | 0 | [6 empty] | 0.30832 | 0
LCP_Inputs_ON_Diverse_Howarth_2023_05_05 | 2050 | CH4 Import - NY 2050 | Import | Methane | QC | Dispatch-Import | FuelCost | 0 | [6 empty] | 0.30832 | 0
LCP_Inputs_ON_Diverse_Howarth_2023_05_05 | 2050 | CH4 Import - NY 2050 | Import | Methane | QC | Dispatch-Import | VOM | 0 | [6 empty] | 0.30832 | 0
LCP_Inputs_ON_Diverse_Howarth_2023_05_05 | 2050 | CH4 Import - NY 2050 | Import | Methane | WC | Dispatch-Import | EmissionsCost | 0 | [6 empty] | 0.30832 | 0
LCP_Inputs_ON_Diverse_Howarth_2023_05_05 | 2050 | CH4 Import - NY 2050 | Import | Methane | WC | Dispatch-Import | FuelCost | 0 | [6 empty] | 0.30832 | 0
LCP_Inputs_ON_Diverse_Howarth_2023_05_05 | 2050 | CH4 Import - NY 2050 | Import | Methane | WC | Dispatch-Import | VOM | 0 | [6 empty] | 0.30832 | 0
LCP_Inputs_ON_Diverse_Howarth_2023_05_05 | 2050 | CH4 Import - WC 2020 | Import | Methane | MI | Dispatch-Import | EmissionsCost | 0 | [6 empty] | 0.30832 | 0
LCP_Inputs_ON_Diverse_Howarth_2023_05_05 | 2050 | CH4 Import - WC 2020 | Import | Methane | MI | Dispatch-Import | FuelCost | 0 | [6 empty] | 0.30832 | 0
LCP_Inputs_ON_Diverse_Howarth_2023_05_05 | 2050 | CH4 Import - WC 2020 | Import | Methane | MI | Dispatch-Import | VOM | 0 | [6 empty] | 0.30832 | 0
LCP_Inputs_ON_Diverse_Howarth_2023_05_05 | 2050 | CH4 Import - WC 2020 | Import | Methane | NY | Dispatch-Import | EmissionsCost | 0 | [6 empty] | 0.30832 | 0
LCP_Inputs_ON_Diverse_Howarth_2023_05_05 | 2050 | CH4 Import - WC 2020 | Import | Methane | NY | Dispatch-Import | FuelCost | 0 | [6 empty] | 0.30832 | 0
LCP_Inputs_ON_Diverse_Howarth_2023_05_05 | 2050 | CH4 Import - WC 2020 | Import | Methane | NY | Dispatch-Import | VOM | 0 | [6 empty] | 0.30832 | 0
LCP_Inputs_ON_Diverse_Howarth_2023_05_05 | 2050 | CH4 Import - WC 2020 | Import | Methane | ON | Dispatch-Import | EmissionsCost | 0 | [6 empty] | 0.30832 | 0
LCP_Inputs_ON_Diverse_Howarth_2023_05_05 | 2050 | CH4 Import - WC 2020 | Import | Methane | ON | Dispatch-Import | FuelCost | 0 | [6 empty] | 0.30832 | 0
LCP_Inputs_ON_Diverse_Howarth_2023_05_05 | 2050 | CH4 Import - WC 2020 | Import | Methane | ON | Dispatch-Import | VOM | 0 | [6 empty] | 0.30832 | 0
LCP_Inputs_ON_Diverse_Howarth_2023_05_05 | 2050 | CH4 Import - WC 2020 | Import | Methane | PJ | Dispatch-Import | EmissionsCost | 0 | [6 empty] | 0.30832 | 0
LCP_Inputs_ON_Diverse_Howarth_2023_05_05 | 2050 | CH4 Import - WC 2020 | Import | Methane | PJ | Dispatch-Import | FuelCost | 0 | [6 empty] | 0.30832 | 0
LCP_Inputs_ON_Diverse_Howarth_2023_05_05 | 2050 | CH4 Import - WC 2020 | Import | Methane | PJ | Dispatch-Import | VOM | 0 | [6 empty] | 0.30832 | 0
LCP_Inputs_ON_Diverse_Howarth_2023_05_05 | 2050 | CH4 Import - WC 2020 | Import | Methane | QC | Dispatch-Import | EmissionsCost | 0 | [6 empty] | 0.30832 | 0
LCP_Inputs_ON_Diverse_Howarth_2023_05_05 | 2050 | CH4 Import - WC 2020 | Import | Methane | QC | Dispatch-Import | FuelCost | 0 | [6 empty] | 0.30832 | 0
LCP_Inputs_ON_Diverse_Howarth_2023_05_05 | 2050 | CH4 Import - WC 2020 | Import | Methane | QC | Dispatch-Import | VOM | 0 | [6 empty] | 0.30832 | 0
LCP_Inputs_ON_Diverse_Howarth_2023_05_05 | 2050 | CH4 Import - WC 2020 | Import | Methane | WC | Dispatch-Import | EmissionsCost | 0 | [6 empty] | 0.30832 | 0
LCP_Inputs_ON_Diverse_Howarth_2023_05_05 | 2050 | CH4 Import - WC 2020 | Import | Methane | WC | Dispatch-Import | FuelCost | 0 | [6 empty] | 0.30832 | 0
LCP_Inputs_ON_Diverse_Howarth_2023_05_05 | 2050 | CH4 Import - WC 2020 | Import | Methane | WC | Dispatch-Import | VOM | 0 | [6 empty] | 0.30832 | 0
LCP_Inputs_ON_Diverse_Howarth_2023_05_05 | 2050 | CH4 Import - WC 2030 | Import | Methane | MI | Dispatch-Import | EmissionsCost | 0 | [6 empty] | 0.30832 | 0
LCP_Inputs_ON_Diverse_Howarth_2023_05_05 | 2050 | CH4 Import - WC 2030 | Import | Methane | MI | Dispatch-Import | FuelCost | 0 | [6 empty] | 0.30832 | 0
LCP_Inputs_ON_Diverse_Howarth_2023_05_05 | 2050 | CH4 Import - WC 2030 | Import | Methane | MI | Dispatch-Import | VOM | 0 | [6 empty] | 0.30832 | 0
LCP_Inputs_ON_Diverse_Howarth_2023_05_05 | 2050 | CH4 Import - WC 2030 | Import | Methane | NY | Dispatch-Import | EmissionsCost | 0 | [6 empty] | 0.30832 | 0
LCP_Inputs_ON_Diverse_Howarth_2023_05_05 | 2050 | CH4 Import - WC 2030 | Import | Methane | NY | Dispatch-Import | FuelCost | 0 | [6 empty] | 0.30832 | 0
LCP_Inputs_ON_Diverse_Howarth_2023_05_05 | 2050 | CH4 Import - WC 2030 | Import | Methane | NY | Dispatch-Import | VOM | 0 | [6 empty] | 0.30832 | 0
LCP_Inputs_ON_Diverse_Howarth_2023_05_05 | 2050 | CH4 Import - WC 2030 | Import | Methane | ON | Dispatch-Import | EmissionsCost | 0 | [6 empty] | 0.30832 | 0
LCP_Inputs_ON_Diverse_Howarth_2023_05_05 | 2050 | CH4 Import - WC 2030 | Import | Methane | ON | Dispatch-Import | FuelCost | 0 | [6 empty] | 0.30832 | 0
LCP_Inputs_ON_Diverse_Howarth_2023_05_05 | 2050 | CH4 Import - WC 2030 | Import | Methane | ON | Dispatch-Import | VOM | 0 | [6 empty] | 0.30832 | 0
LCP_Inputs_ON_Diverse_Howarth_2023_05_05 | 2050 | CH4 Import - WC 2030 | Import | Methane | PJ | Dispatch-Import | EmissionsCost | 0 | [6 empty] | 0.30832 | 0
LCP_Inputs_ON_Diverse_Howarth_2023_05_05 | 2050 | CH4 Import - WC 2030 | Import | Methane | PJ | Dispatch-Import | FuelCost | 0 | [6 empty] | 0.30832 | 0
LCP_Inputs_ON_Diverse_Howarth_2023_05_05 | 2050 | CH4 Import - WC 2030 | Import | Methane | PJ | Dispatch-Import | VOM | 0 | [6 empty] | 0.30832 | 0
LCP_Inputs_ON_Diverse_Howarth_2023_05_05 | 2050 | CH4 Import - WC 2030 | Import | Methane | QC | Dispatch-Import | EmissionsCost | 0 | [6 empty] | 0.30832 | 0
LCP_Inputs_ON_Diverse_Howarth_2023_05_05 | 2050 | CH4 Import - WC 2030 | Import | Methane | QC | Dispatch-Import | FuelCost | 0 | [6 empty] | 0.30832 | 0
LCP_Inputs_ON_Diverse_Howarth_2023_05_05 | 2050 | CH4 Import - WC 2030 | Import | Methane | QC | Dispatch-Import | VOM | 0 | [6 empty] | 0.30832 | 0
LCP_Inputs_ON_Diverse_Howarth_2023_05_05 | 2050 | CH4 Import - WC 2030 | Import | Methane | WC | Dispatch-Import | EmissionsCost | 0 | [6 empty] | 0.30832 | 0
LCP_Inputs_ON_Diverse_Howarth_2023_05_05 | 2050 | CH4 Import - WC 2030 | Import | Methane | WC | Dispatch-Import | FuelCost | 0 | [6 empty] | 0.30832 | 0
LCP_Inputs_ON_Diverse_Howarth_2023_05_05 | 2050 | CH4 Import - WC 2030 | Import | Methane | WC | Dispatch-Import | VOM | 0 | [6 empty] | 0.30832 | 0
LCP_Inputs_ON_Diverse_Howarth_2023_05_05 | 2050 | CH4 Import - WC 2040 | Import | Methane | MI | Dispatch-Import | EmissionsCost | 0 | [6 empty] | 0.30832 | 0
LCP_Inputs_ON_Diverse_Howarth_2023_05_05 | 2050 | CH4 Import - WC 2040 | Import | Methane | MI | Dispatch-Import | FuelCost | 0 | [6 empty] | 0.30832 | 0
LCP_Inputs_ON_Diverse_Howarth_2023_05_05 | 2050 | CH4 Import - WC 2040 | Import | Methane | MI | Dispatch-Import | VOM | 0 | [6 empty] | 0.30832 | 0
LCP_Inputs_ON_Diverse_Howarth_2023_05_05 | 2050 | CH4 Import - WC 2040 | Import | Methane | NY | Dispatch-Import | EmissionsCost | 0 | [6 empty] | 0.30832 | 0
LCP_Inputs_ON_Diverse_Howarth_2023_05_05 | 2050 | CH4 Import - WC 2040 | Import | Methane | NY | Dispatch-Import | FuelCost | 0 | [6 empty] | 0.30832 | 0
LCP_Inputs_ON_Diverse_Howarth_2023_05_05 | 2050 | CH4 Import - WC 2040 | Import | Methane | NY | Dispatch-Import | VOM | 0 | [6 empty] | 0.30832 | 0
LCP_Inputs_ON_Diverse_Howarth_2023_05_05 | 2050 | CH4 Import - WC 2040 | Import | Methane | ON | Dispatch-Import | EmissionsCost | 0 | [6 empty] | 0.30832 | 0
LCP_Inputs_ON_Diverse_Howarth_2023_05_05 | 2050 | CH4 Import - WC 2040 | Import | Methane | ON | Dispatch-Import | FuelCost | 0 | [6 empty] | 0.30832 | 0
LCP_Inputs_ON_Diverse_Howarth_2023_05_05 | 2050 | CH4 Import - WC 2040 | Import | Methane | ON | Dispatch-Import | VOM | 0 | [6 empty] | 0.30832 | 0
LCP_Inputs_ON_Diverse_Howarth_2023_05_05 | 2050 | CH4 Import - WC 2040 | Import | Methane | PJ | Dispatch-Import | EmissionsCost | 0 | [6 empty] | 0.30832 | 0
LCP_Inputs_ON_Diverse_Howarth_2023_05_05 | 2050 | CH4 Import - WC 2040 | Import | Methane | PJ | Dispatch-Import | FuelCost | 0 | [6 empty] | 0.30832 | 0
LCP_Inputs_ON_Diverse_Howarth_2023_05_05 | 2050 | CH4 Import - WC 2040 | Import | Methane | PJ | Dispatch-Import | VOM | 0 | [6 empty] | 0.30832 | 0
LCP_Inputs_ON_Diverse_Howarth_2023_05_05 | 2050 | CH4 Import - WC 2040 | Import | Methane | QC | Dispatch-Import | EmissionsCost | 0 | [6 empty] | 0.30832 | 0
LCP_Inputs_ON_Diverse_Howarth_2023_05_05 | 2050 | CH4 Import - WC 2040 | Import | Methane | QC | Dispatch-Import | FuelCost | 0 | [6 empty] | 0.30832 | 0
LCP_Inputs_ON_Diverse_Howarth_2023_05_05 | 2050 | CH4 Import - WC 2040 | Import | Methane | QC | Dispatch-Import | VOM | 0 | [6 empty] | 0.30832 | 0
LCP_Inputs_ON_Diverse_Howarth_2023_05_05 | 2050 | CH4 Import - WC 2040 | Import | Methane | WC | Dispatch-Import | EmissionsCost | 0 | [6 empty] | 0.30832 | 0
LCP_Inputs_ON_Diverse_Howarth_2023_05_05 | 2050 | CH4 Import - WC 2040 | Import | Methane | WC | Dispatch-Import | FuelCost | 0 | [6 empty] | 0.30832 | 0
LCP_Inputs_ON_Diverse_Howarth_2023_05_05 | 2050 | CH4 Import - WC 2040 | Import | Methane | WC | Dispatch-Import | VOM | 0 | [6 empty] | 0.30832 | 0
LCP_Inputs_ON_Diverse_Howarth_2023_05_05 | 2050 | CH4 Import - WC 2050 | Import | Methane | MI | Dispatch-Import | EmissionsCost | 0 | [6 empty] | 0.30832 | 0
LCP_Inputs_ON_Diverse_Howarth_2023_05_05 | 2050 | CH4 Import - WC 2050 | Import | Methane | MI | Dispatch-Import | FuelCost | 0 | [6 empty] | 0.30832 | 0
LCP_Inputs_ON_Diverse_Howarth_2023_05_05 | 2050 | CH4 Import - WC 2050 | Import | Methane | MI | Dispatch-Import | VOM | 0 | [6 empty] | 0.30832 | 0
LCP_Inputs_ON_Diverse_Howarth_2023_05_05 | 2050 | CH4 Import - WC 2050 | Import | Methane | NY | Dispatch-Import | EmissionsCost | 0 | [6 empty] | 0.30832 | 0
LCP_Inputs_ON_Diverse_Howarth_2023_05_05 | 2050 | CH4 Import - WC 2050 | Import | Methane | NY | Dispatch-Import | FuelCost | 0 | [6 empty] | 0.30832 | 0
LCP_Inputs_ON_Diverse_Howarth_2023_05_05 | 2050 | CH4 Import - WC 2050 | Import | Methane | NY | Dispatch-Import | VOM | 0 | [6 empty] | 0.30832 | 0
LCP_Inputs_ON_Diverse_Howarth_2023_05_05 | 2050 | CH4 Import - WC 2050 | Import | Methane | ON | Dispatch-Import | EmissionsCost | 0 | [6 empty] | 0.30832 | 0
LCP_Inputs_ON_Diverse_Howarth_2023_05_05 | 2050 | CH4 Import - WC 2050 | Import | Methane | ON | Dispatch-Import | FuelCost | 0 | [6 empty] | 0.30832 | 0
LCP_Inputs_ON_Diverse_Howarth_2023_05_05 | 2050 | CH4 Import - WC 2050 | Import | Methane | ON | Dispatch-Import | VOM | 0 | [6 empty] | 0.30832 | 0
LCP_Inputs_ON_Diverse_Howarth_2023_05_05 | 2050 | CH4 Import - WC 2050 | Import | Methane | PJ | Dispatch-Import | EmissionsCost | 0 | [6 empty] | 0.30832 | 0
LCP_Inputs_ON_Diverse_Howarth_2023_05_05 | 2050 | CH4 Import - WC 2050 | Import | Methane | PJ | Dispatch-Import | FuelCost | 0 | [6 empty] | 0.30832 | 0
LCP_Inputs_ON_Diverse_Howarth_2023_05_05 | 2050 | CH4 Import - WC 2050 | Import | Methane | PJ | Dispatch-Import | VOM | 0 | [6 empty] | 0.30832 | 0
LCP_Inputs_ON_Diverse_Howarth_2023_05_05 | 2050 | CH4 Import - WC 2050 | Import | Methane | QC | Dispatch-Import | EmissionsCost | 0 | [6 empty] | 0.30832 | 0
LCP_Inputs_ON_Diverse_Howarth_2023_05_05 | 2050 | CH4 Import - WC 2050 | Import | Methane | QC | Dispatch-Import | FuelCost | 0 | [6 empty] | 0.30832 | 0
LCP_Inputs_ON_Diverse_Howarth_2023_05_05 | 2050 | CH4 Import - WC 2050 | Import | Methane | QC | Dispatch-Import | VOM | 0 | [6 empty] | 0.30832 | 0
LCP_Inputs_ON_Diverse_Howarth_2023_05_05 | 2050 | CH4 Import - WC 2050 | Import | Methane | WC | Dispatch-Import | EmissionsCost | 0 | [6 empty] | 0.30832 | 0
LCP_Inputs_ON_Diverse_Howarth_2023_05_05 | 2050 | CH4 Import - WC 2050 | Import | Methane | WC | Dispatch-Import | FuelCost | 0 | [6 empty] | 0.30832 | 0
LCP_Inputs_ON_Diverse_Howarth_2023_05_05 | 2050 | CH4 Import - WC 2050 | Import | Methane | WC | Dispatch-Import | VOM | 0 | [6 empty] | 0.30832 | 0
LCP_Inputs_ON_Diverse_Howarth_2023_05_05 | 2050 | CH4 Salt Cavern Storage - ON | Storage | Methane | MI | Dispatch-Storage | EmissionsCost | 0 | [6 empty] | 0.30832 | 0
LCP_Inputs_ON_Diverse_Howarth_2023_05_05 | 2050 | CH4 Salt Cavern Storage - ON | Storage | Methane | MI | Dispatch-Storage | FuelCost | 0 | [6 empty] | 0.30832 | 0
LCP_Inputs_ON_Diverse_Howarth_2023_05_05 | 2050 | CH4 Salt Cavern Storage - ON | Storage | Methane | MI | Dispatch-Storage | VOM | 0 | [6 empty] | 0.30832 | 0
LCP_Inputs_ON_Diverse_Howarth_2023_05_05 | 2050 | CH4 Salt Cavern Storage - ON | Storage | Methane | NY | Dispatch-Storage | EmissionsCost | 0 | [6 empty] | 0.30832 | 0
LCP_Inputs_ON_Diverse_Howarth_2023_05_05 | 2050 | CH4 Salt Cavern Storage - ON | Storage | Methane | NY | Dispatch-Storage | FuelCost | 0 | [6 empty] | 0.30832 | 0
LCP_Inputs_ON_Diverse_Howarth_2023_05_05 | 2050 | CH4 Salt Cavern Storage - ON | Storage | Methane | NY | Dispatch-Storage | VOM | 0 | [6 empty] | 0.30832 | 0
LCP_Inputs_ON_Diverse_Howarth_2023_05_05 | 2050 | CH4 Salt Cavern Storage - ON | Storage | Methane | ON | Dispatch-Storage | EmissionsCost | 0 | [6 empty] | 0.30832 | 0
LCP_Inputs_ON_Diverse_Howarth_2023_05_05 | 2050 | CH4 Salt Cavern Storage - ON | Storage | Methane | ON | Dispatch-Storage | FuelCost | 0 | [6 empty] | 0.30832 | 0
LCP_Inputs_ON_Diverse_Howarth_2023_05_05 | 2050 | CH4 Salt Cavern Storage - ON | Storage | Methane | ON | Dispatch-Storage | VOM | 0 | [6 empty] | 0.30832 | 0
LCP_Inputs_ON_Diverse_Howarth_2023_05_05 | 2050 | CH4 Salt Cavern Storage - ON | Storage | Methane | PJ | Dispatch-Storage | EmissionsCost | 0 | [6 empty] | 0.30832 | 0
LCP_Inputs_ON_Diverse_Howarth_2023_05_05 | 2050 | CH4 Salt Cavern Storage - ON | Storage | Methane | PJ | Dispatch-Storage | FuelCost | 0 | [6 empty] | 0.30832 | 0
LCP_Inputs_ON_Diverse_Howarth_2023_05_05 | 2050 | CH4 Salt Cavern Storage - ON | Storage | Methane | PJ | Dispatch-Storage | VOM | 0 | [6 empty] | 0.30832 | 0
LCP_Inputs_ON_Diverse_Howarth_2023_05_05 | 2050 | CH4 Salt Cavern Storage - ON | Storage | Methane | QC | Dispatch-Storage | EmissionsCost | 0 | [6 empty] | 0.30832 | 0
LCP_Inputs_ON_Diverse_Howarth_2023_05_05 | 2050 | CH4 Salt Cavern Storage - ON | Storage | Methane | QC | Dispatch-Storage | FuelCost | 0 | [6 empty] | 0.30832 | 0
LCP_Inputs_ON_Diverse_Howarth_2023_05_05 | 2050 | CH4 Salt Cavern Storage - ON | Storage | Methane | QC | Dispatch-Storage | VOM | 0 | [6 empty] | 0.30832 | 0
LCP_Inputs_ON_Diverse_Howarth_2023_05_05 | 2050 | CH4 Salt Cavern Storage - ON | Storage | Methane | WC | Dispatch-Storage | EmissionsCost | 0 | [6 empty] | 0.30832 | 0
LCP_Inputs_ON_Diverse_Howarth_2023_05_05 | 2050 | CH4 Salt Cavern Storage - ON | Storage | Methane | WC | Dispatch-Storage | FuelCost | 0 | [6 empty] | 0.30832 | 0
LCP_Inputs_ON_Diverse_Howarth_2023_05_05 | 2050 | CH4 Salt Cavern Storage - ON | Storage | Methane | WC | Dispatch-Storage | VOM | 0 | [6 empty] | 0.30832 | 0
LCP_Inputs_ON_Diverse_Howarth_2023_05_05 | 2050 | Electrolyser 2020/2030 | Crossload | Hydrogen | MI | Dispatch-Crossload | EmissionsCost | 0 | [6 empty] | 0.30832 | 0
LCP_Inputs_ON_Diverse_Howarth_2023_05_05 | 2050 | Electrolyser 2020/2030 | Crossload | Hydrogen | MI | Dispatch-Crossload | FuelCost | 0 | [6 empty] | 0.30832 | 0
LCP_Inputs_ON_Diverse_Howarth_2023_05_05 | 2050 | Electrolyser 2020/2030 | Crossload | Hydrogen | MI | Dispatch-Crossload | VOM | 0 | [6 empty] | 0.30832 | 0
LCP_Inputs_ON_Diverse_Howarth_2023_05_05 | 2050 | Electrolyser 2020/2030 | Crossload | Hydrogen | NY | Dispatch-Crossload | EmissionsCost | 0 | [6 empty] | 0.30832 | 0
LCP_Inputs_ON_Diverse_Howarth_2023_05_05 | 2050 | Electrolyser 2020/2030 | Crossload | Hydrogen | NY | Dispatch-Crossload | FuelCost | 0 | [6 empty] | 0.30832 | 0
LCP_Inputs_ON_Diverse_Howarth_2023_05_05 | 2050 | Electrolyser 2020/2030 | Crossload | Hydrogen | NY | Dispatch-Crossload | VOM | 0 | [6 empty] | 0.30832 | 0
LCP_Inputs_ON_Diverse_Howarth_2023_05_05 | 2050 | Electrolyser 2020/2030 | Crossload | Hydrogen | ON | Dispatch-Crossload | EmissionsCost | 0 | [6 empty] | 0.30832 | 0
LCP_Inputs_ON_Diverse_Howarth_2023_05_05 | 2050 | Electrolyser 2020/2030 | Crossload | Hydrogen | ON | Dispatch-Crossload | FuelCost | 0 | [6 empty] | 0.30832 | 0
LCP_Inputs_ON_Diverse_Howarth_2023_05_05 | 2050 | Electrolyser 2020/2030 | Crossload | Hydrogen | ON | Dispatch-Crossload | VOM | 0 | [6 empty] | 0.30832 | 0
LCP_Inputs_ON_Diverse_Howarth_2023_05_05 | 2050 | Electrolyser 2020/2030 | Crossload | Hydrogen | PJ | Dispatch-Crossload | EmissionsCost | 0 | [6 empty] | 0.30832 | 0
LCP_Inputs_ON_Diverse_Howarth_2023_05_05 | 2050 | Electrolyser 2020/2030 | Crossload | Hydrogen | PJ | Dispatch-Crossload | FuelCost | 0 | [6 empty] | 0.30832 | 0
LCP_Inputs_ON_Diverse_Howarth_2023_05_05 | 2050 | Electrolyser 2020/2030 | Crossload | Hydrogen | PJ | Dispatch-Crossload | VOM | 0 | [6 empty] | 0.30832 | 0
LCP_Inputs_ON_Diverse_Howarth_2023_05_05 | 2050 | Electrolyser 2020/2030 | Crossload | Hydrogen | QC | Dispatch-Crossload | EmissionsCost | 0 | [6 empty] | 0.30832 | 0
LCP_Inputs_ON_Diverse_Howarth_2023_05_05 | 2050 | Electrolyser 2020/2030 | Crossload | Hydrogen | QC | Dispatch-Crossload | FuelCost | 0 | [6 empty] | 0.30832 | 0
LCP_Inputs_ON_Diverse_Howarth_2023_05_05 | 2050 | Electrolyser 2020/2030 | Crossload | Hydrogen | QC | Dispatch-Crossload | VOM | 0 | [6 empty] | 0.30832 | 0
LCP_Inputs_ON_Diverse_Howarth_2023_05_05 | 2050 | Electrolyser 2020/2030 | Crossload | Hydrogen | WC | Dispatch-Crossload | EmissionsCost | 0 | [6 empty] | 0.30832 | 0
LCP_Inputs_ON_Diverse_Howarth_2023_05_05 | 2050 | Electrolyser 2020/2030 | Crossload | Hydrogen | WC | Dispatch-Crossload | FuelCost | 0 | [6 empty] | 0.30832 | 0
LCP_Inputs_ON_Diverse_Howarth_2023_05_05 | 2050 | Electrolyser 2020/2030 | Crossload | Hydrogen | WC | Dispatch-Crossload | VOM | 0 | [6 empty] | 0.30832 | 0
LCP_Inputs_ON_Diverse_Howarth_2023_05_05 | 2050 | Electrolyser 2040 | Crossload | Hydrogen | MI | Dispatch-Crossload | EmissionsCost | 0 | [6 empty] | 0.30832 | 0
LCP_Inputs_ON_Diverse_Howarth_2023_05_05 | 2050 | Electrolyser 2040 | Crossload | Hydrogen | MI | Dispatch-Crossload | FuelCost | 0 | [6 empty] | 0.30832 | 0
LCP_Inputs_ON_Diverse_Howarth_2023_05_05 | 2050 | Electrolyser 2040 | Crossload | Hydrogen | MI | Dispatch-Crossload | VOM | 0 | [6 empty] | 0.30832 | 0
LCP_Inputs_ON_Diverse_Howarth_2023_05_05 | 2050 | Electrolyser 2040 | Crossload | Hydrogen | NY | Dispatch-Crossload | EmissionsCost | 0 | [6 empty] | 0.30832 | 0
LCP_Inputs_ON_Diverse_Howarth_2023_05_05 | 2050 | Electrolyser 2040 | Crossload | Hydrogen | NY | Dispatch-Crossload | FuelCost | 0 | [6 empty] | 0.30832 | 0
LCP_Inputs_ON_Diverse_Howarth_2023_05_05 | 2050 | Electrolyser 2040 | Crossload | Hydrogen | NY | Dispatch-Crossload | VOM | 0 | [6 empty] | 0.30832 | 0
LCP_Inputs_ON_Diverse_Howarth_2023_05_05 | 2050 | Electrolyser 2040 | Crossload | Hydrogen | ON | Dispatch-Crossload | EmissionsCost | 0 | [6 empty] | 0.30832 | 0
LCP_Inputs_ON_Diverse_Howarth_2023_05_05 | 2050 | Electrolyser 2040 | Crossload | Hydrogen | ON | Dispatch-Crossload | FuelCost | 0 | [6 empty] | 0.30832 | 0
LCP_Inputs_ON_Diverse_Howarth_2023_05_05 | 2050 | Electrolyser 2040 | Crossload | Hydrogen | ON | Dispatch-Crossload | VOM | 0 | [6 empty] | 0.30832 | 0
LCP_Inputs_ON_Diverse_Howarth_2023_05_05 | 2050 | Electrolyser 2040 | Crossload | Hydrogen | PJ | Dispatch-Crossload | EmissionsCost | 0 | [6 empty] | 0.30832 | 0
LCP_Inputs_ON_Diverse_Howarth_2023_05_05 | 2050 | Electrolyser 2040 | Crossload | Hydrogen | PJ | Dispatch-Crossload | FuelCost | 0 | [6 empty] | 0.30832 | 0
LCP_Inputs_ON_Diverse_Howarth_2023_05_05 | 2050 | Electrolyser 2040 | Crossload | Hydrogen | PJ | Dispatch-Crossload | VOM | 0 | [6 empty] | 0.30832 | 0
LCP_Inputs_ON_Diverse_Howarth_2023_05_05 | 2050 | Electrolyser 2040 | Crossload | Hydrogen | QC | Dispatch-Crossload | EmissionsCost | 0 | [6 empty] | 0.30832 | 0
LCP_Inputs_ON_Diverse_Howarth_2023_05_05 | 2050 | Electrolyser 2040 | Crossload | Hydrogen | QC | Dispatch-Crossload | FuelCost | 0 | [6 empty] | 0.30832 | 0
LCP_Inputs_ON_Diverse_Howarth_2023_05_05 | 2050 | Electrolyser 2040 | Crossload | Hydrogen | QC | Dispatch-Crossload | VOM | 0 | [6 empty] | 0.30832 | 0
LCP_Inputs_ON_Diverse_Howarth_2023_05_05 | 2050 | Electrolyser 2040 | Crossload | Hydrogen | WC | Dispatch-Crossload | EmissionsCost | 0 | [6 empty] | 0.30832 | 0
LCP_Inputs_ON_Diverse_Howarth_2023_05_05 | 2050 | Electrolyser 2040 | Crossload | Hydrogen | WC | Dispatch-Crossload | FuelCost | 0 | [6 empty] | 0.30832 | 0
LCP_Inputs_ON_Diverse_Howarth_2023_05_05 | 2050 | Electrolyser 2040 | Crossload | Hydrogen | WC | Dispatch-Crossload | VOM | 0 | [6 empty] | 0.30832 | 0
LCP_Inputs_ON_Diverse_Howarth_2023_05_05 | 2050 | Electrolyser 2050 | Crossload | Hydrogen | MI | Dispatch-Crossload | EmissionsCost | 0 | [6 empty] | 0.30832 | 0
LCP_Inputs_ON_Diverse_Howarth_2023_05_05 | 2050 | Electrolyser 2050 | Crossload | Hydrogen | MI | Dispatch-Crossload | FuelCost | 0 | [6 empty] | 0.30832 | 0
LCP_Inputs_ON_Diverse_Howarth_2023_05_05 | 2050 | Electrolyser 2050 | Crossload | Hydrogen | MI | Dispatch-Crossload | VOM | 0 | [6 empty] | 0.30832 | 0
LCP_Inputs_ON_Diverse_Howarth_2023_05_05 | 2050 | Electrolyser 2050 | Crossload | Hydrogen | NY | Dispatch-Crossload | EmissionsCost | 0 | [6 empty] | 0.30832 | 0
LCP_Inputs_ON_Diverse_Howarth_2023_05_05 | 2050 | Electrolyser 2050 | Crossload | Hydrogen | NY | Dispatch-Crossload | FuelCost | 0 | [6 empty] | 0.30832 | 0
LCP_Inputs_ON_Diverse_Howarth_2023_05_05 | 2050 | Electrolyser 2050 | Crossload | Hydrogen | NY | Dispatch-Crossload | VOM | 0 | [6 empty] | 0.30832 | 0
LCP_Inputs_ON_Diverse_Howarth_2023_05_05 | 2050 | Electrolyser 2050 | Crossload | Hydrogen | ON | Dispatch-Crossload | EmissionsCost | 0 | [6 empty] | 0.30832 | 0
LCP_Inputs_ON_Diverse_Howarth_2023_05_05 | 2050 | Electrolyser 2050 | Crossload | Hydrogen | ON | Dispatch-Crossload | FuelCost | 0 | [6 empty] | 0.30832 | 0
LCP_Inputs_ON_Diverse_Howarth_2023_05_05 | 2050 | Electrolyser 2050 | Crossload | Hydrogen | ON | Dispatch-Crossload | VOM | 0 | [6 empty] | 0.30832 | 0
LCP_Inputs_ON_Diverse_Howarth_2023_05_05 | 2050 | Electrolyser 2050 | Crossload | Hydrogen | PJ | Dispatch-Crossload | EmissionsCost | 0 | [6 empty] | 0.30832 | 0
LCP_Inputs_ON_Diverse_Howarth_2023_05_05 | 2050 | Electrolyser 2050 | Crossload | Hydrogen | PJ | Dispatch-Crossload | FuelCost | 0 | [6 empty] | 0.30832 | 0
LCP_Inputs_ON_Diverse_Howarth_2023_05_05 | 2050 | Electrolyser 2050 | Crossload | Hydrogen | PJ | Dispatch-Crossload | VOM | 0 | [6 empty] | 0.30832 | 0
LCP_Inputs_ON_Diverse_Howarth_2023_05_05 | 2050 | Electrolyser 2050 | Crossload | Hydrogen | QC | Dispatch-Crossload | EmissionsCost | 0 | [6 empty] | 0.30832 | 0
LCP_Inputs_ON_Diverse_Howarth_2023_05_05 | 2050 | Electrolyser 2050 | Crossload | Hydrogen | QC | Dispatch-Crossload | FuelCost | 0 | [6 empty] | 0.30832 | 0
LCP_Inputs_ON_Diverse_Howarth_2023_05_05 | 2050 | Electrolyser 2050 | Crossload | Hydrogen | QC | Dispatch-Crossload | VOM | 0 | [6 empty] | 0.30832 | 0
LCP_Inputs_ON_Diverse_Howarth_2023_05_05 | 2050 | Electrolyser 2050 | Crossload | Hydrogen | WC | Dispatch-Crossload | EmissionsCost | 0 | [6 empty] | 0.30832 | 0
LCP_Inputs_ON_Diverse_Howarth_2023_05_05 | 2050 | Electrolyser 2050 | Crossload | Hydrogen | WC | Dispatch-Crossload | FuelCost | 0 | [6 empty] | 0.30832 | 0
LCP_Inputs_ON_Diverse_Howarth_2023_05_05 | 2050 | Electrolyser 2050 | Crossload | Hydrogen | WC | Dispatch-Crossload | VOM | 0 | [6 empty] | 0.30832 | 0
LCP_Inputs_ON_Diverse_Howarth_2023_05_05 | 2050 | Fossil Fuel Thermal (Coal, Peat, Oil) | Generation | Electricity | MI | Dispatch-Generation | EmissionsCost | 0 | [6 empty] | 0.30832 | 0
LCP_Inputs_ON_Diverse_Howarth_2023_05_05 | 2050 | Fossil Fuel Thermal (Coal, Peat, Oil) | Generation | Electricity | MI | Dispatch-Generation | FuelCost | 0 | [6 empty] | 0.30832 | 0
LCP_Inputs_ON_Diverse_Howarth_2023_05_05 | 2050 | Fossil Fuel Thermal (Coal, Peat, Oil) | Generation | Electricity | MI | Dispatch-Generation | VOM | 0 | [6 empty] | 0.30832 | 0
LCP_Inputs_ON_Diverse_Howarth_2023_05_05 | 2050 | Fossil Fuel Thermal (Coal, Peat, Oil) | Generation | Electricity | NY | Dispatch-Generation | EmissionsCost | 0 | [6 empty] | 0.30832 | 0
LCP_Inputs_ON_Diverse_Howarth_2023_05_05 | 2050 | Fossil Fuel Thermal (Coal, Peat, Oil) | Generation | Electricity | NY | Dispatch-Generation | FuelCost | 0 | [6 empty] | 0.30832 | 0
LCP_Inputs_ON_Diverse_Howarth_2023_05_05 | 2050 | Fossil Fuel Thermal (Coal, Peat, Oil) | Generation | Electricity | NY | Dispatch-Generation | VOM | 0 | [6 empty] | 0.30832 | 0
LCP_Inputs_ON_Diverse_Howarth_2023_05_05 | 2050 | Fossil Fuel Thermal (Coal, Peat, Oil) | Generation | Electricity | ON | Dispatch-Generation | EmissionsCost | 0 | [6 empty] | 0.30832 | 0
LCP_Inputs_ON_Diverse_Howarth_2023_05_05 | 2050 | Fossil Fuel Thermal (Coal, Peat, Oil) | Generation | Electricity | ON | Dispatch-Generation | FuelCost | 0 | [6 empty] | 0.30832 | 0
LCP_Inputs_ON_Diverse_Howarth_2023_05_05 | 2050 | Fossil Fuel Thermal (Coal, Peat, Oil) | Generation | Electricity | ON | Dispatch-Generation | VOM | 0 | [6 empty] | 0.30832 | 0
LCP_Inputs_ON_Diverse_Howarth_2023_05_05 | 2050 | Fossil Fuel Thermal (Coal, Peat, Oil) | Generation | Electricity | PJ | Dispatch-Generation | EmissionsCost | 0 | [6 empty] | 0.30832 | 0
LCP_Inputs_ON_Diverse_Howarth_2023_05_05 | 2050 | Fossil Fuel Thermal (Coal, Peat, Oil) | Generation | Electricity | PJ | Dispatch-Generation | FuelCost | 0 | [6 empty] | 0.30832 | 0
LCP_Inputs_ON_Diverse_Howarth_2023_05_05 | 2050 | Fossil Fuel Thermal (Coal, Peat, Oil) | Generation | Electricity | PJ | Dispatch-Generation | VOM | 0 | [6 empty] | 0.30832 | 0
LCP_Inputs_ON_Diverse_Howarth_2023_05_05 | 2050 | Fossil Fuel Thermal (Coal, Peat, Oil) | Generation | Electricity | QC | Dispatch-Generation | EmissionsCost | 0 | [6 empty] | 0.30832 | 0
LCP_Inputs_ON_Diverse_Howarth_2023_05_05 | 2050 | Fossil Fuel Thermal (Coal, Peat, Oil) | Generation | Electricity | QC | Dispatch-Generation | FuelCost | 0 | [6 empty] | 0.30832 | 0
LCP_Inputs_ON_Diverse_Howarth_2023_05_05 | 2050 | Fossil Fuel Thermal (Coal, Peat, Oil) | Generation | Electricity | QC | Dispatch-Generation | VOM | 0 | [6 empty] | 0.30832 | 0
LCP_Inputs_ON_Diverse_Howarth_2023_05_05 | 2050 | Fossil Fuel Thermal (Coal, Peat, Oil) | Generation | Electricity | WC | Dispatch-Generation | EmissionsCost | 0 | [6 empty] | 0.30832 | 0
LCP_Inputs_ON_Diverse_Howarth_2023_05_05 | 2050 | Fossil Fuel Thermal (Coal, Peat, Oil) | Generation | Electricity | WC | Dispatch-Generation | FuelCost | 0 | [6 empty] | 0.30832 | 0
LCP_Inputs_ON_Diverse_Howarth_2023_05_05 | 2050 | Fossil Fuel Thermal (Coal, Peat, Oil) | Generation | Electricity | WC | Dispatch-Generation | VOM | 0 | [6 empty] | 0.30832 | 0
LCP_Inputs_ON_Diverse_Howarth_2023_05_05 | 2050 | Generic - Generator | Generation | Electricity | MI | Dispatch-Generation | EmissionsCost | 0 | [6 empty] | 0.30832 | 0
LCP_Inputs_ON_Diverse_Howarth_2023_05_05 | 2050 | Generic - Generator | Generation | Electricity | MI | Dispatch-Generation | FuelCost | 21769452.9645 | [6 empty] | 0.30832 | 6711928.7405
LCP_Inputs_ON_Diverse_Howarth_2023_05_05 | 2050 | Generic - Generator | Generation | Electricity | MI | Dispatch-Generation | VOM | 711968.0134 | [6 empty] | 0.30832 | 219513.0295
LCP_Inputs_ON_Diverse_Howarth_2023_05_05 | 2050 | Generic - Generator | Generation | Electricity | NY | Dispatch-Generation | EmissionsCost | 0 | [6 empty] | 0.30832 | 0
LCP_Inputs_ON_Diverse_Howarth_2023_05_05 | 2050 | Generic - Generator | Generation | Electricity | NY | Dispatch-Generation | FuelCost | 30616415.8718 | [6 empty] | 0.30832 | 9439612.5597
LCP_Inputs_ON_Diverse_Howarth_2023_05_05 | 2050 | Generic - Generator | Generation | Electricity | NY | Dispatch-Generation | VOM | 1001307.1445 | [6 empty] | 0.30832 | 308721.685
LCP_Inputs_ON_Diverse_Howarth_2023_05_05 | 2050 | Generic - Generator | Generation | Electricity | ON | Dispatch-Generation | EmissionsCost | 0 | [6 empty] | 0.30832 | 0
LCP_Inputs_ON_Diverse_Howarth_2023_05_05 | 2050 | Generic - Generator | Generation | Electricity | ON | Dispatch-Generation | FuelCost | 0 | [6 empty] | 0.30832 | 0
LCP_Inputs_ON_Diverse_Howarth_2023_05_05 | 2050 | Generic - Generator | Generation | Electricity | ON | Dispatch-Generation | VOM | 0 | [6 empty] | 0.30832 | 0
LCP_Inputs_ON_Diverse_Howarth_2023_05_05 | 2050 | Generic - Generator | Generation | Electricity | PJ | Dispatch-Generation | EmissionsCost | 0 | [6 empty] | 0.30832 | 0
LCP_Inputs_ON_Diverse_Howarth_2023_05_05 | 2050 | Generic - Generator | Generation | Electricity | PJ | Dispatch-Generation | FuelCost | 3607554356.6936 | [6 empty] | 0.30832 | 1112276353.8975
LCP_Inputs_ON_Diverse_Howarth_2023_05_05 | 2050 | Generic - Generator | Generation | Electricity | PJ | Dispatch-Generation | VOM | 117984742.7787 | [6 empty] | 0.30832 | 36376898.7347
LCP_Inputs_ON_Diverse_Howarth_2023_05_05 | 2050 | Generic - Generator | Generation | Electricity | QC | Dispatch-Generation | EmissionsCost | 0 | [6 empty] | 0.30832 | 0
LCP_Inputs_ON_Diverse_Howarth_2023_05_05 | 2050 | Generic - Generator | Generation | Electricity | QC | Dispatch-Generation | FuelCost | 0 | [6 empty] | 0.30832 | 0
LCP_Inputs_ON_Diverse_Howarth_2023_05_05 | 2050 | Generic - Generator | Generation | Electricity | QC | Dispatch-Generation | VOM | 0 | [6 empty] | 0.30832 | 0
LCP_Inputs_ON_Diverse_Howarth_2023_05_05 | 2050 | Generic - Generator | Generation | Electricity | WC | Dispatch-Generation | EmissionsCost | 0 | [6 empty] | 0.30832 | 0
LCP_Inputs_ON_Diverse_Howarth_2023_05_05 | 2050 | Generic - Generator | Generation | Electricity | WC | Dispatch-Generation | FuelCost | 0 | [6 empty] | 0.30832 | 0
LCP_Inputs_ON_Diverse_Howarth_2023_05_05 | 2050 | Generic - Generator | Generation | Electricity | WC | Dispatch-Generation | VOM | 0 | [6 empty] | 0.30832 | 0
LCP_Inputs_ON_Diverse_Howarth_2023_05_05 | 2050 | H2 Import - QC | Import | Hydrogen | MI | Dispatch-Import | EmissionsCost | 0 | [6 empty] | 0.30832 | 0
LCP_Inputs_ON_Diverse_Howarth_2023_05_05 | 2050 | H2 Import - QC | Import | Hydrogen | MI | Dispatch-Import | FuelCost | 0 | [6 empty] | 0.30832 | 0
LCP_Inputs_ON_Diverse_Howarth_2023_05_05 | 2050 | H2 Import - QC | Import | Hydrogen | MI | Dispatch-Import | VOM | 0 | [6 empty] | 0.30832 | 0
LCP_Inputs_ON_Diverse_Howarth_2023_05_05 | 2050 | H2 Import - QC | Import | Hydrogen | NY | Dispatch-Import | EmissionsCost | 0 | [6 empty] | 0.30832 | 0
LCP_Inputs_ON_Diverse_Howarth_2023_05_05 | 2050 | H2 Import - QC | Import | Hydrogen | NY | Dispatch-Import | FuelCost | 0 | [6 empty] | 0.30832 | 0
LCP_Inputs_ON_Diverse_Howarth_2023_05_05 | 2050 | H2 Import - QC | Import | Hydrogen | NY | Dispatch-Import | VOM | 0 | [6 empty] | 0.30832 | 0
LCP_Inputs_ON_Diverse_Howarth_2023_05_05 | 2050 | H2 Import - QC | Import | Hydrogen | ON | Dispatch-Import | EmissionsCost | 0 | [6 empty] | 0.30832 | 0
LCP_Inputs_ON_Diverse_Howarth_2023_05_05 | 2050 | H2 Import - QC | Import | Hydrogen | ON | Dispatch-Import | FuelCost | 0 | [6 empty] | 0.30832 | 0
LCP_Inputs_ON_Diverse_Howarth_2023_05_05 | 2050 | H2 Import - QC | Import | Hydrogen | ON | Dispatch-Import | VOM | 0 | [6 empty] | 0.30832 | 0
LCP_Inputs_ON_Diverse_Howarth_2023_05_05 | 2050 | H2 Import - QC | Import | Hydrogen | PJ | Dispatch-Import | EmissionsCost | 0 | [6 empty] | 0.30832 | 0
LCP_Inputs_ON_Diverse_Howarth_2023_05_05 | 2050 | H2 Import - QC | Import | Hydrogen | PJ | Dispatch-Import | FuelCost | 0 | [6 empty] | 0.30832 | 0
LCP_Inputs_ON_Diverse_Howarth_2023_05_05 | 2050 | H2 Import - QC | Import | Hydrogen | PJ | Dispatch-Import | VOM | 0 | [6 empty] | 0.30832 | 0
LCP_Inputs_ON_Diverse_Howarth_2023_05_05 | 2050 | H2 Import - QC | Import | Hydrogen | QC | Dispatch-Import | EmissionsCost | 0 | [6 empty] | 0.30832 | 0
LCP_Inputs_ON_Diverse_Howarth_2023_05_05 | 2050 | H2 Import - QC | Import | Hydrogen | QC | Dispatch-Import | FuelCost | 716495249.7517 | [6 empty] | 0.30832 | 220908861.0127
LCP_Inputs_ON_Diverse_Howarth_2023_05_05 | 2050 | H2 Import - QC | Import | Hydrogen | QC | Dispatch-Import | VOM | 0 | [6 empty] | 0.30832 | 0
LCP_Inputs_ON_Diverse_Howarth_2023_05_05 | 2050 | H2 Import - QC | Import | Hydrogen | WC | Dispatch-Import | EmissionsCost | 0 | [6 empty] | 0.30832 | 0
LCP_Inputs_ON_Diverse_Howarth_2023_05_05 | 2050 | H2 Import - QC | Import | Hydrogen | WC | Dispatch-Import | FuelCost | 0 | [6 empty] | 0.30832 | 0
LCP_Inputs_ON_Diverse_Howarth_2023_05_05 | 2050 | H2 Import - QC | Import | Hydrogen | WC | Dispatch-Import | VOM | 0 | [6 empty] | 0.30832 | 0
LCP_Inputs_ON_Diverse_Howarth_2023_05_05 | 2050 | H2 Import - WC | Import | Hydrogen | MI | Dispatch-Import | EmissionsCost | 0 | [6 empty] | 0.30832 | 0
LCP_Inputs_ON_Diverse_Howarth_2023_05_05 | 2050 | H2 Import - WC | Import | Hydrogen | MI | Dispatch-Import | FuelCost | 0 | [6 empty] | 0.30832 | 0
LCP_Inputs_ON_Diverse_Howarth_2023_05_05 | 2050 | H2 Import - WC | Import | Hydrogen | MI | Dispatch-Import | VOM | 0 | [6 empty] | 0.30832 | 0
LCP_Inputs_ON_Diverse_Howarth_2023_05_05 | 2050 | H2 Import - WC | Import | Hydrogen | NY | Dispatch-Import | EmissionsCost | 0 | [6 empty] | 0.30832 | 0
LCP_Inputs_ON_Diverse_Howarth_2023_05_05 | 2050 | H2 Import - WC | Import | Hydrogen | NY | Dispatch-Import | FuelCost | 0 | [6 empty] | 0.30832 | 0
LCP_Inputs_ON_Diverse_Howarth_2023_05_05 | 2050 | H2 Import - WC | Import | Hydrogen | NY | Dispatch-Import | VOM | 0 | [6 empty] | 0.30832 | 0
LCP_Inputs_ON_Diverse_Howarth_2023_05_05 | 2050 | H2 Import - WC | Import | Hydrogen | ON | Dispatch-Import | EmissionsCost | 0 | [6 empty] | 0.30832 | 0
LCP_Inputs_ON_Diverse_Howarth_2023_05_05 | 2050 | H2 Import - WC | Import | Hydrogen | ON | Dispatch-Import | FuelCost | 0 | [6 empty] | 0.30832 | 0
LCP_Inputs_ON_Diverse_Howarth_2023_05_05 | 2050 | H2 Import - WC | Import | Hydrogen | ON | Dispatch-Import | VOM | 0 | [6 empty] | 0.30832 | 0
LCP_Inputs_ON_Diverse_Howarth_2023_05_05 | 2050 | H2 Import - WC | Import | Hydrogen | PJ | Dispatch-Import | EmissionsCost | 0 | [6 empty] | 0.30832 | 0
LCP_Inputs_ON_Diverse_Howarth_2023_05_05 | 2050 | H2 Import - WC | Import | Hydrogen | PJ | Dispatch-Import | FuelCost | 0 | [6 empty] | 0.30832 | 0
LCP_Inputs_ON_Diverse_Howarth_2023_05_05 | 2050 | H2 Import - WC | Import | Hydrogen | PJ | Dispatch-Import | VOM | 0 | [6 empty] | 0.30832 | 0
LCP_Inputs_ON_Diverse_Howarth_2023_05_05 | 2050 | H2 Import - WC | Import | Hydrogen | QC | Dispatch-Import | EmissionsCost | 0 | [6 empty] | 0.30832 | 0
LCP_Inputs_ON_Diverse_Howarth_2023_05_05 | 2050 | H2 Import - WC | Import | Hydrogen | QC | Dispatch-Import | FuelCost | 0 | [6 empty] | 0.30832 | 0
LCP_Inputs_ON_Diverse_Howarth_2023_05_05 | 2050 | H2 Import - WC | Import | Hydrogen | QC | Dispatch-Import | VOM | 0 | [6 empty] | 0.30832 | 0
LCP_Inputs_ON_Diverse_Howarth_2023_05_05 | 2050 | H2 Import - WC | Import | Hydrogen | WC | Dispatch-Import | EmissionsCost | 0 | [6 empty] | 0.30832 | 0
LCP_Inputs_ON_Diverse_Howarth_2023_05_05 | 2050 | H2 Import - WC | Import | Hydrogen | WC | Dispatch-Import | FuelCost | 33930011.4876 | [6 empty] | 0.30832 | 10461255.9462
LCP_Inputs_ON_Diverse_Howarth_2023_05_05 | 2050 | H2 Import - WC | Import | Hydrogen | WC | Dispatch-Import | VOM | 0 | [6 empty] | 0.30832 | 0
LCP_Inputs_ON_Diverse_Howarth_2023_05_05 | 2050 | H2 Salt Cavern Storage - ON | Storage | Hydrogen | MI | Dispatch-Storage | EmissionsCost | 0 | [6 empty] | 0.30832 | 0
LCP_Inputs_ON_Diverse_Howarth_2023_05_05 | 2050 | H2 Salt Cavern Storage - ON | Storage | Hydrogen | MI | Dispatch-Storage | FuelCost | 0 | [6 empty] | 0.30832 | 0
LCP_Inputs_ON_Diverse_Howarth_2023_05_05 | 2050 | H2 Salt Cavern Storage - ON | Storage | Hydrogen | MI | Dispatch-Storage | VOM | 0 | [6 empty] | 0.30832 | 0
LCP_Inputs_ON_Diverse_Howarth_2023_05_05 | 2050 | H2 Salt Cavern Storage - ON | Storage | Hydrogen | NY | Dispatch-Storage | EmissionsCost | 0 | [6 empty] | 0.30832 | 0
LCP_Inputs_ON_Diverse_Howarth_2023_05_05 | 2050 | H2 Salt Cavern Storage - ON | Storage | Hydrogen | NY | Dispatch-Storage | FuelCost | 0 | [6 empty] | 0.30832 | 0
LCP_Inputs_ON_Diverse_Howarth_2023_05_05 | 2050 | H2 Salt Cavern Storage - ON | Storage | Hydrogen | NY | Dispatch-Storage | VOM | 0 | [6 empty] | 0.30832 | 0
LCP_Inputs_ON_Diverse_Howarth_2023_05_05 | 2050 | H2 Salt Cavern Storage - ON | Storage | Hydrogen | ON | Dispatch-Storage | EmissionsCost | 0 | [6 empty] | 0.30832 | 0
LCP_Inputs_ON_Diverse_Howarth_2023_05_05 | 2050 | H2 Salt Cavern Storage - ON | Storage | Hydrogen | ON | Dispatch-Storage | FuelCost | 0 | [6 empty] | 0.30832 | 0
LCP_Inputs_ON_Diverse_Howarth_2023_05_05 | 2050 | H2 Salt Cavern Storage - ON | Storage | Hydrogen | ON | Dispatch-Storage | VOM | 140324520.4711 | [6 empty] | 0.30832 | 43264669.2356
LCP_Inputs_ON_Diverse_Howarth_2023_05_05 | 2050 | H2 Salt Cavern Storage - ON | Storage | Hydrogen | PJ | Dispatch-Storage | EmissionsCost | 0 | [6 empty] | 0.30832 | 0
LCP_Inputs_ON_Diverse_Howarth_2023_05_05 | 2050 | H2 Salt Cavern Storage - ON | Storage | Hydrogen | PJ | Dispatch-Storage | FuelCost | 0 | [6 empty] | 0.30832 | 0
LCP_Inputs_ON_Diverse_Howarth_2023_05_05 | 2050 | H2 Salt Cavern Storage - ON | Storage | Hydrogen | PJ | Dispatch-Storage | VOM | 0 | [6 empty] | 0.30832 | 0
LCP_Inputs_ON_Diverse_Howarth_2023_05_05 | 2050 | H2 Salt Cavern Storage - ON | Storage | Hydrogen | QC | Dispatch-Storage | EmissionsCost | 0 | [6 empty] | 0.30832 | 0
LCP_Inputs_ON_Diverse_Howarth_2023_05_05 | 2050 | H2 Salt Cavern Storage - ON | Storage | Hydrogen | QC | Dispatch-Storage | FuelCost | 0 | [6 empty] | 0.30832 | 0
LCP_Inputs_ON_Diverse_Howarth_2023_05_05 | 2050 | H2 Salt Cavern Storage - ON | Storage | Hydrogen | QC | Dispatch-Storage | VOM | 0 | [6 empty] | 0.30832 | 0
LCP_Inputs_ON_Diverse_Howarth_2023_05_05 | 2050 | H2 Salt Cavern Storage - ON | Storage | Hydrogen | WC | Dispatch-Storage | EmissionsCost | 0 | [6 empty] | 0.30832 | 0
LCP_Inputs_ON_Diverse_Howarth_2023_05_05 | 2050 | H2 Salt Cavern Storage - ON | Storage | Hydrogen | WC | Dispatch-Storage | FuelCost | 0 | [6 empty] | 0.30832 | 0
LCP_Inputs_ON_Diverse_Howarth_2023_05_05 | 2050 | H2 Salt Cavern Storage - ON | Storage | Hydrogen | WC | Dispatch-Storage | VOM | 0 | [6 empty] | 0.30832 | 0
LCP_Inputs_ON_Diverse_Howarth_2023_05_05 | 2050 | Hydro | Generation | Electricity | MI | Dispatch-Generation | EmissionsCost | 0 | [6 empty] | 0.30832 | 0
LCP_Inputs_ON_Diverse_Howarth_2023_05_05 | 2050 | Hydro | Generation | Electricity | MI | Dispatch-Generation | FuelCost | 0 | [6 empty] | 0.30832 | 0
LCP_Inputs_ON_Diverse_Howarth_2023_05_05 | 2050 | Hydro | Generation | Electricity | MI | Dispatch-Generation | VOM | 0 | [6 empty] | 0.30832 | 0
LCP_Inputs_ON_Diverse_Howarth_2023_05_05 | 2050 | Hydro | Generation | Electricity | NY | Dispatch-Generation | EmissionsCost | 0 | [6 empty] | 0.30832 | 0
LCP_Inputs_ON_Diverse_Howarth_2023_05_05 | 2050 | Hydro | Generation | Electricity | NY | Dispatch-Generation | FuelCost | 0 | [6 empty] | 0.30832 | 0
LCP_Inputs_ON_Diverse_Howarth_2023_05_05 | 2050 | Hydro | Generation | Electricity | NY | Dispatch-Generation | VOM | 0 | [6 empty] | 0.30832 | 0
LCP_Inputs_ON_Diverse_Howarth_2023_05_05 | 2050 | Hydro | Generation | Electricity | ON | Dispatch-Generation | EmissionsCost | 0 | [6 empty] | 0.30832 | 0
LCP_Inputs_ON_Diverse_Howarth_2023_05_05 | 2050 | Hydro | Generation | Electricity | ON | Dispatch-Generation | FuelCost | 0 | [6 empty] | 0.30832 | 0
LCP_Inputs_ON_Diverse_Howarth_2023_05_05 | 2050 | Hydro | Generation | Electricity | ON | Dispatch-Generation | VOM | 0 | [6 empty] | 0.30832 | 0
LCP_Inputs_ON_Diverse_Howarth_2023_05_05 | 2050 | Hydro | Generation | Electricity | PJ | Dispatch-Generation | EmissionsCost | 0 | [6 empty] | 0.30832 | 0
LCP_Inputs_ON_Diverse_Howarth_2023_05_05 | 2050 | Hydro | Generation | Electricity | PJ | Dispatch-Generation | FuelCost | 0 | [6 empty] | 0.30832 | 0
LCP_Inputs_ON_Diverse_Howarth_2023_05_05 | 2050 | Hydro | Generation | Electricity | PJ | Dispatch-Generation | VOM | 0 | [6 empty] | 0.30832 | 0
LCP_Inputs_ON_Diverse_Howarth_2023_05_05 | 2050 | Hydro | Generation | Electricity | QC | Dispatch-Generation | EmissionsCost | 0 | [6 empty] | 0.30832 | 0
LCP_Inputs_ON_Diverse_Howarth_2023_05_05 | 2050 | Hydro | Generation | Electricity | QC | Dispatch-Generation | FuelCost | 0 | [6 empty] | 0.30832 | 0
LCP_Inputs_ON_Diverse_Howarth_2023_05_05 | 2050 | Hydro | Generation | Electricity | QC | Dispatch-Generation | VOM | 0 | [6 empty] | 0.30832 | 0
LCP_Inputs_ON_Diverse_Howarth_2023_05_05 | 2050 | Hydro | Generation | Electricity | WC | Dispatch-Generation | EmissionsCost | 0 | [6 empty] | 0.30832 | 0
LCP_Inputs_ON_Diverse_Howarth_2023_05_05 | 2050 | Hydro | Generation | Electricity | WC | Dispatch-Generation | FuelCost | 0 | [6 empty] | 0.30832 | 0
LCP_Inputs_ON_Diverse_Howarth_2023_05_05 | 2050 | Hydro | Generation | Electricity | WC | Dispatch-Generation | VOM | 0 | [6 empty] | 0.30832 | 0
LCP_Inputs_ON_Diverse_Howarth_2023_05_05 | 2050 | Hydro Pumped Storage | Storage | Electricity | MI | Dispatch-Storage | EmissionsCost | 0 | [6 empty] | 0.30832 | 0
LCP_Inputs_ON_Diverse_Howarth_2023_05_05 | 2050 | Hydro Pumped Storage | Storage | Electricity | MI | Dispatch-Storage | FuelCost | 0 | [6 empty] | 0.30832 | 0
LCP_Inputs_ON_Diverse_Howarth_2023_05_05 | 2050 | Hydro Pumped Storage | Storage | Electricity | MI | Dispatch-Storage | VOM | 0 | [6 empty] | 0.30832 | 0
LCP_Inputs_ON_Diverse_Howarth_2023_05_05 | 2050 | Hydro Pumped Storage | Storage | Electricity | NY | Dispatch-Storage | EmissionsCost | 0 | [6 empty] | 0.30832 | 0
LCP_Inputs_ON_Diverse_Howarth_2023_05_05 | 2050 | Hydro Pumped Storage | Storage | Electricity | NY | Dispatch-Storage | FuelCost | 0 | [6 empty] | 0.30832 | 0
LCP_Inputs_ON_Diverse_Howarth_2023_05_05 | 2050 | Hydro Pumped Storage | Storage | Electricity | NY | Dispatch-Storage | VOM | 0 | [6 empty] | 0.30832 | 0
LCP_Inputs_ON_Diverse_Howarth_2023_05_05 | 2050 | Hydro Pumped Storage | Storage | Electricity | ON | Dispatch-Storage | EmissionsCost | 0 | [6 empty] | 0.30832 | 0
LCP_Inputs_ON_Diverse_Howarth_2023_05_05 | 2050 | Hydro Pumped Storage | Storage | Electricity | ON | Dispatch-Storage | FuelCost | 0 | [6 empty] | 0.30832 | 0
LCP_Inputs_ON_Diverse_Howarth_2023_05_05 | 2050 | Hydro Pumped Storage | Storage | Electricity | ON | Dispatch-Storage | VOM | 0 | [6 empty] | 0.30832 | 0
LCP_Inputs_ON_Diverse_Howarth_2023_05_05 | 2050 | Hydro Pumped Storage | Storage | Electricity | PJ | Dispatch-Storage | EmissionsCost | 0 | [6 empty] | 0.30832 | 0
LCP_Inputs_ON_Diverse_Howarth_2023_05_05 | 2050 | Hydro Pumped Storage | Storage | Electricity | PJ | Dispatch-Storage | FuelCost | 0 | [6 empty] | 0.30832 | 0
LCP_Inputs_ON_Diverse_Howarth_2023_05_05 | 2050 | Hydro Pumped Storage | Storage | Electricity | PJ | Dispatch-Storage | VOM | 0 | [6 empty] | 0.30832 | 0
LCP_Inputs_ON_Diverse_Howarth_2023_05_05 | 2050 | Hydro Pumped Storage | Storage | Electricity | QC | Dispatch-Storage | EmissionsCost | 0 | [6 empty] | 0.30832 | 0
LCP_Inputs_ON_Diverse_Howarth_2023_05_05 | 2050 | Hydro Pumped Storage | Storage | Electricity | QC | Dispatch-Storage | FuelCost | 0 | [6 empty] | 0.30832 | 0
LCP_Inputs_ON_Diverse_Howarth_2023_05_05 | 2050 | Hydro Pumped Storage | Storage | Electricity | QC | Dispatch-Storage | VOM | 0 | [6 empty] | 0.30832 | 0
LCP_Inputs_ON_Diverse_Howarth_2023_05_05 | 2050 | Hydro Pumped Storage | Storage | Electricity | WC | Dispatch-Storage | EmissionsCost | 0 | [6 empty] | 0.30832 | 0
LCP_Inputs_ON_Diverse_Howarth_2023_05_05 | 2050 | Hydro Pumped Storage | Storage | Electricity | WC | Dispatch-Storage | FuelCost | 0 | [6 empty] | 0.30832 | 0
LCP_Inputs_ON_Diverse_Howarth_2023_05_05 | 2050 | Hydro Pumped Storage | Storage | Electricity | WC | Dispatch-Storage | VOM | 0 | [6 empty] | 0.30832 | 0
LCP_Inputs_ON_Diverse_Howarth_2023_05_05 | 2050 | Nuclear | Generation | Electricity | MI | Dispatch-Generation | EmissionsCost | 0 | [6 empty] | 0.30832 | 0
LCP_Inputs_ON_Diverse_Howarth_2023_05_05 | 2050 | Nuclear | Generation | Electricity | MI | Dispatch-Generation | FuelCost | 0 | [6 empty] | 0.30832 | 0
LCP_Inputs_ON_Diverse_Howarth_2023_05_05 | 2050 | Nuclear | Generation | Electricity | MI | Dispatch-Generation | VOM | 2762866296.96 | [6 empty] | 0.30832 | 851843256.4674
LCP_Inputs_ON_Diverse_Howarth_2023_05_05 | 2050 | Nuclear | Generation | Electricity | NY | Dispatch-Generation | EmissionsCost | 0 | [6 empty] | 0.30832 | 0
LCP_Inputs_ON_Diverse_Howarth_2023_05_05 | 2050 | Nuclear | Generation | Electricity | NY | Dispatch-Generation | FuelCost | 0 | [6 empty] | 0.30832 | 0
LCP_Inputs_ON_Diverse_Howarth_2023_05_05 | 2050 | Nuclear | Generation | Electricity | NY | Dispatch-Generation | VOM | 2246155230.144 | [6 empty] | 0.30832 | 692531588.6195
LCP_Inputs_ON_Diverse_Howarth_2023_05_05 | 2050 | Nuclear | Generation | Electricity | ON | Dispatch-Generation | EmissionsCost | 0 | [6 empty] | 0.30832 | 0
LCP_Inputs_ON_Diverse_Howarth_2023_05_05 | 2050 | Nuclear | Generation | Electricity | ON | Dispatch-Generation | FuelCost | 0 | [6 empty] | 0.30832 | 0
LCP_Inputs_ON_Diverse_Howarth_2023_05_05 | 2050 | Nuclear | Generation | Electricity | ON | Dispatch-Generation | VOM | 7823178339.984 | [6 empty] | 0.30832 | 2412031925.1024
LCP_Inputs_ON_Diverse_Howarth_2023_05_05 | 2050 | Nuclear | Generation | Electricity | PJ | Dispatch-Generation | EmissionsCost | 0 | [6 empty] | 0.30832 | 0
LCP_Inputs_ON_Diverse_Howarth_2023_05_05 | 2050 | Nuclear | Generation | Electricity | PJ | Dispatch-Generation | FuelCost | 0 | [6 empty] | 0.30832 | 0
LCP_Inputs_ON_Diverse_Howarth_2023_05_05 | 2050 | Nuclear | Generation | Electricity | PJ | Dispatch-Generation | VOM | 6401347648.6848 | [6 empty] | 0.30832 | 1973654980.2773
LCP_Inputs_ON_Diverse_Howarth_2023_05_05 | 2050 | Nuclear | Generation | Electricity | QC | Dispatch-Generation | EmissionsCost | 0 | [6 empty] | 0.30832 | 0
LCP_Inputs_ON_Diverse_Howarth_2023_05_05 | 2050 | Nuclear | Generation | Electricity | QC | Dispatch-Generation | FuelCost | 0 | [6 empty] | 0.30832 | 0
LCP_Inputs_ON_Diverse_Howarth_2023_05_05 | 2050 | Nuclear | Generation | Electricity | QC | Dispatch-Generation | VOM | 0 | [6 empty] | 0.30832 | 0
LCP_Inputs_ON_Diverse_Howarth_2023_05_05 | 2050 | Nuclear | Generation | Electricity | WC | Dispatch-Generation | EmissionsCost | 0 | [6 empty] | 0.30832 | 0
LCP_Inputs_ON_Diverse_Howarth_2023_05_05 | 2050 | Nuclear | Generation | Electricity | WC | Dispatch-Generation | FuelCost | 0 | [6 empty] | 0.30832 | 0
LCP_Inputs_ON_Diverse_Howarth_2023_05_05 | 2050 | Nuclear | Generation | Electricity | WC | Dispatch-Generation | VOM | 0 | [6 empty] | 0.30832 | 0
LCP_Inputs_ON_Diverse_Howarth_2023_05_05 | 2050 | Nuclear SMR | Generation | Electricity | MI | Dispatch-Generation | EmissionsCost | 0 | [6 empty] | 0.30832 | 0
LCP_Inputs_ON_Diverse_Howarth_2023_05_05 | 2050 | Nuclear SMR | Generation | Electricity | MI | Dispatch-Generation | FuelCost | 0 | [6 empty] | 0.30832 | 0
LCP_Inputs_ON_Diverse_Howarth_2023_05_05 | 2050 | Nuclear SMR | Generation | Electricity | MI | Dispatch-Generation | VOM | 0 | [6 empty] | 0.30832 | 0
LCP_Inputs_ON_Diverse_Howarth_2023_05_05 | 2050 | Nuclear SMR | Generation | Electricity | NY | Dispatch-Generation | EmissionsCost | 0 | [6 empty] | 0.30832 | 0
LCP_Inputs_ON_Diverse_Howarth_2023_05_05 | 2050 | Nuclear SMR | Generation | Electricity | NY | Dispatch-Generation | FuelCost | 0 | [6 empty] | 0.30832 | 0
LCP_Inputs_ON_Diverse_Howarth_2023_05_05 | 2050 | Nuclear SMR | Generation | Electricity | NY | Dispatch-Generation | VOM | 0 | [6 empty] | 0.30832 | 0
LCP_Inputs_ON_Diverse_Howarth_2023_05_05 | 2050 | Nuclear SMR | Generation | Electricity | ON | Dispatch-Generation | EmissionsCost | 0 | [6 empty] | 0.30832 | 0
LCP_Inputs_ON_Diverse_Howarth_2023_05_05 | 2050 | Nuclear SMR | Generation | Electricity | ON | Dispatch-Generation | FuelCost | 0 | [6 empty] | 0.30832 | 0
LCP_Inputs_ON_Diverse_Howarth_2023_05_05 | 2050 | Nuclear SMR | Generation | Electricity | ON | Dispatch-Generation | VOM | 520925058.393 | [6 empty] | 0.30832 | 160610920.1177
LCP_Inputs_ON_Diverse_Howarth_2023_05_05 | 2050 | Nuclear SMR | Generation | Electricity | PJ | Dispatch-Generation | EmissionsCost | 0 | [6 empty] | 0.30832 | 0
LCP_Inputs_ON_Diverse_Howarth_2023_05_05 | 2050 | Nuclear SMR | Generation | Electricity | PJ | Dispatch-Generation | FuelCost | 0 | [6 empty] | 0.30832 | 0
LCP_Inputs_ON_Diverse_Howarth_2023_05_05 | 2050 | Nuclear SMR | Generation | Electricity | PJ | Dispatch-Generation | VOM | 0 | [6 empty] | 0.30832 | 0
LCP_Inputs_ON_Diverse_Howarth_2023_05_05 | 2050 | Nuclear SMR | Generation | Electricity | QC | Dispatch-Generation | EmissionsCost | 0 | [6 empty] | 0.30832 | 0
LCP_Inputs_ON_Diverse_Howarth_2023_05_05 | 2050 | Nuclear SMR | Generation | Electricity | QC | Dispatch-Generation | FuelCost | 0 | [6 empty] | 0.30832 | 0
LCP_Inputs_ON_Diverse_Howarth_2023_05_05 | 2050 | Nuclear SMR | Generation | Electricity | QC | Dispatch-Generation | VOM | 0 | [6 empty] | 0.30832 | 0
LCP_Inputs_ON_Diverse_Howarth_2023_05_05 | 2050 | Nuclear SMR | Generation | Electricity | WC | Dispatch-Generation | EmissionsCost | 0 | [6 empty] | 0.30832 | 0
LCP_Inputs_ON_Diverse_Howarth_2023_05_05 | 2050 | Nuclear SMR | Generation | Electricity | WC | Dispatch-Generation | FuelCost | 0 | [6 empty] | 0.30832 | 0
LCP_Inputs_ON_Diverse_Howarth_2023_05_05 | 2050 | Nuclear SMR | Generation | Electricity | WC | Dispatch-Generation | VOM | 0 | [6 empty] | 0.30832 | 0
LCP_Inputs_ON_Diverse_Howarth_2023_05_05 | 2050 | O/CCGT - CH4 Existing | Crossload | Electricity | MI | Dispatch-Crossload | EmissionsCost | 0 | [6 empty] | 0.30832 | 0
LCP_Inputs_ON_Diverse_Howarth_2023_05_05 | 2050 | O/CCGT - CH4 Existing | Crossload | Electricity | MI | Dispatch-Crossload | FuelCost | 0 | [6 empty] | 0.30832 | 0
LCP_Inputs_ON_Diverse_Howarth_2023_05_05 | 2050 | O/CCGT - CH4 Existing | Crossload | Electricity | MI | Dispatch-Crossload | VOM | 0 | [6 empty] | 0.30832 | 0
LCP_Inputs_ON_Diverse_Howarth_2023_05_05 | 2050 | O/CCGT - CH4 Existing | Crossload | Electricity | NY | Dispatch-Crossload | EmissionsCost | 0 | [6 empty] | 0.30832 | 0
LCP_Inputs_ON_Diverse_Howarth_2023_05_05 | 2050 | O/CCGT - CH4 Existing | Crossload | Electricity | NY | Dispatch-Crossload | FuelCost | 0 | [6 empty] | 0.30832 | 0
LCP_Inputs_ON_Diverse_Howarth_2023_05_05 | 2050 | O/CCGT - CH4 Existing | Crossload | Electricity | NY | Dispatch-Crossload | VOM | 0 | [6 empty] | 0.30832 | 0
LCP_Inputs_ON_Diverse_Howarth_2023_05_05 | 2050 | O/CCGT - CH4 Existing | Crossload | Electricity | ON | Dispatch-Crossload | EmissionsCost | 0 | [6 empty] | 0.30832 | 0
LCP_Inputs_ON_Diverse_Howarth_2023_05_05 | 2050 | O/CCGT - CH4 Existing | Crossload | Electricity | ON | Dispatch-Crossload | FuelCost | 0 | [6 empty] | 0.30832 | 0
LCP_Inputs_ON_Diverse_Howarth_2023_05_05 | 2050 | O/CCGT - CH4 Existing | Crossload | Electricity | ON | Dispatch-Crossload | VOM | 0 | [6 empty] | 0.30832 | 0
LCP_Inputs_ON_Diverse_Howarth_2023_05_05 | 2050 | O/CCGT - CH4 Existing | Crossload | Electricity | PJ | Dispatch-Crossload | EmissionsCost | 0 | [6 empty] | 0.30832 | 0
LCP_Inputs_ON_Diverse_Howarth_2023_05_05 | 2050 | O/CCGT - CH4 Existing | Crossload | Electricity | PJ | Dispatch-Crossload | FuelCost | 0 | [6 empty] | 0.30832 | 0
LCP_Inputs_ON_Diverse_Howarth_2023_05_05 | 2050 | O/CCGT - CH4 Existing | Crossload | Electricity | PJ | Dispatch-Crossload | VOM | 0 | [6 empty] | 0.30832 | 0
LCP_Inputs_ON_Diverse_Howarth_2023_05_05 | 2050 | O/CCGT - CH4 Existing | Crossload | Electricity | QC | Dispatch-Crossload | EmissionsCost | 0 | [6 empty] | 0.30832 | 0
LCP_Inputs_ON_Diverse_Howarth_2023_05_05 | 2050 | O/CCGT - CH4 Existing | Crossload | Electricity | QC | Dispatch-Crossload | FuelCost | 0 | [6 empty] | 0.30832 | 0
LCP_Inputs_ON_Diverse_Howarth_2023_05_05 | 2050 | O/CCGT - CH4 Existing | Crossload | Electricity | QC | Dispatch-Crossload | VOM | 0 | [6 empty] | 0.30832 | 0
LCP_Inputs_ON_Diverse_Howarth_2023_05_05 | 2050 | O/CCGT - CH4 Existing | Crossload | Electricity | WC | Dispatch-Crossload | EmissionsCost | 0 | [6 empty] | 0.30832 | 0
LCP_Inputs_ON_Diverse_Howarth_2023_05_05 | 2050 | O/CCGT - CH4 Existing | Crossload | Electricity | WC | Dispatch-Crossload | FuelCost | 0 | [6 empty] | 0.30832 | 0
LCP_Inputs_ON_Diverse_Howarth_2023_05_05 | 2050 | O/CCGT - CH4 Existing | Crossload | Electricity | WC | Dispatch-Crossload | VOM | 0 | [6 empty] | 0.30832 | 0
LCP_Inputs_ON_Diverse_Howarth_2023_05_05 | 2050 | O/CCGT - CH4 New | Crossload | Electricity | MI | Dispatch-Crossload | EmissionsCost | 0 | [6 empty] | 0.30832 | 0
LCP_Inputs_ON_Diverse_Howarth_2023_05_05 | 2050 | O/CCGT - CH4 New | Crossload | Electricity | MI | Dispatch-Crossload | FuelCost | 0 | [6 empty] | 0.30832 | 0
LCP_Inputs_ON_Diverse_Howarth_2023_05_05 | 2050 | O/CCGT - CH4 New | Crossload | Electricity | MI | Dispatch-Crossload | VOM | 0 | [6 empty] | 0.30832 | 0
LCP_Inputs_ON_Diverse_Howarth_2023_05_05 | 2050 | O/CCGT - CH4 New | Crossload | Electricity | NY | Dispatch-Crossload | EmissionsCost | 0 | [6 empty] | 0.30832 | 0
LCP_Inputs_ON_Diverse_Howarth_2023_05_05 | 2050 | O/CCGT - CH4 New | Crossload | Electricity | NY | Dispatch-Crossload | FuelCost | 0 | [6 empty] | 0.30832 | 0
LCP_Inputs_ON_Diverse_Howarth_2023_05_05 | 2050 | O/CCGT - CH4 New | Crossload | Electricity | NY | Dispatch-Crossload | VOM | 0 | [6 empty] | 0.30832 | 0
LCP_Inputs_ON_Diverse_Howarth_2023_05_05 | 2050 | O/CCGT - CH4 New | Crossload | Electricity | ON | Dispatch-Crossload | EmissionsCost | 0 | [6 empty] | 0.30832 | 0
LCP_Inputs_ON_Diverse_Howarth_2023_05_05 | 2050 | O/CCGT - CH4 New | Crossload | Electricity | ON | Dispatch-Crossload | FuelCost | 0 | [6 empty] | 0.30832 | 0
LCP_Inputs_ON_Diverse_Howarth_2023_05_05 | 2050 | O/CCGT - CH4 New | Crossload | Electricity | ON | Dispatch-Crossload | VOM | 0 | [6 empty] | 0.30832 | 0
LCP_Inputs_ON_Diverse_Howarth_2023_05_05 | 2050 | O/CCGT - CH4 New | Crossload | Electricity | PJ | Dispatch-Crossload | EmissionsCost | 0 | [6 empty] | 0.30832 | 0
LCP_Inputs_ON_Diverse_Howarth_2023_05_05 | 2050 | O/CCGT - CH4 New | Crossload | Electricity | PJ | Dispatch-Crossload | FuelCost | 0 | [6 empty] | 0.30832 | 0
LCP_Inputs_ON_Diverse_Howarth_2023_05_05 | 2050 | O/CCGT - CH4 New | Crossload | Electricity | PJ | Dispatch-Crossload | VOM | 0 | [6 empty] | 0.30832 | 0
LCP_Inputs_ON_Diverse_Howarth_2023_05_05 | 2050 | O/CCGT - CH4 New | Crossload | Electricity | QC | Dispatch-Crossload | EmissionsCost | 0 | [6 empty] | 0.30832 | 0
LCP_Inputs_ON_Diverse_Howarth_2023_05_05 | 2050 | O/CCGT - CH4 New | Crossload | Electricity | QC | Dispatch-Crossload | FuelCost | 0 | [6 empty] | 0.30832 | 0
LCP_Inputs_ON_Diverse_Howarth_2023_05_05 | 2050 | O/CCGT - CH4 New | Crossload | Electricity | QC | Dispatch-Crossload | VOM | 0 | [6 empty] | 0.30832 | 0
LCP_Inputs_ON_Diverse_Howarth_2023_05_05 | 2050 | O/CCGT - CH4 New | Crossload | Electricity | WC | Dispatch-Crossload | EmissionsCost | 0 | [6 empty] | 0.30832 | 0
LCP_Inputs_ON_Diverse_Howarth_2023_05_05 | 2050 | O/CCGT - CH4 New | Crossload | Electricity | WC | Dispatch-Crossload | FuelCost | 0 | [6 empty] | 0.30832 | 0
LCP_Inputs_ON_Diverse_Howarth_2023_05_05 | 2050 | O/CCGT - CH4 New | Crossload | Electricity | WC | Dispatch-Crossload | VOM | 0 | [6 empty] | 0.30832 | 0
LCP_Inputs_ON_Diverse_Howarth_2023_05_05 | 2050 | O/CCGT - H2 New | Crossload | Electricity | MI | Dispatch-Crossload | EmissionsCost | 0 | [6 empty] | 0.30832 | 0
LCP_Inputs_ON_Diverse_Howarth_2023_05_05 | 2050 | O/CCGT - H2 New | Crossload | Electricity | MI | Dispatch-Crossload | FuelCost | 0 | [6 empty] | 0.30832 | 0
LCP_Inputs_ON_Diverse_Howarth_2023_05_05 | 2050 | O/CCGT - H2 New | Crossload | Electricity | MI | Dispatch-Crossload | VOM | 0 | [6 empty] | 0.30832 | 0
LCP_Inputs_ON_Diverse_Howarth_2023_05_05 | 2050 | O/CCGT - H2 New | Crossload | Electricity | NY | Dispatch-Crossload | EmissionsCost | 0 | [6 empty] | 0.30832 | 0
LCP_Inputs_ON_Diverse_Howarth_2023_05_05 | 2050 | O/CCGT - H2 New | Crossload | Electricity | NY | Dispatch-Crossload | FuelCost | 0 | [6 empty] | 0.30832 | 0
LCP_Inputs_ON_Diverse_Howarth_2023_05_05 | 2050 | O/CCGT - H2 New | Crossload | Electricity | NY | Dispatch-Crossload | VOM | 0 | [6 empty] | 0.30832 | 0
LCP_Inputs_ON_Diverse_Howarth_2023_05_05 | 2050 | O/CCGT - H2 New | Crossload | Electricity | ON | Dispatch-Crossload | EmissionsCost | 0 | [6 empty] | 0.30832 | 0
LCP_Inputs_ON_Diverse_Howarth_2023_05_05 | 2050 | O/CCGT - H2 New | Crossload | Electricity | ON | Dispatch-Crossload | FuelCost | 0 | [6 empty] | 0.30832 | 0
LCP_Inputs_ON_Diverse_Howarth_2023_05_05 | 2050 | O/CCGT - H2 New | Crossload | Electricity | ON | Dispatch-Crossload | VOM | 998997.0601 | [6 empty] | 0.30832 | 308009.4429
LCP_Inputs_ON_Diverse_Howarth_2023_05_05 | 2050 | O/CCGT - H2 New | Crossload | Electricity | PJ | Dispatch-Crossload | EmissionsCost | 0 | [6 empty] | 0.30832 | 0
LCP_Inputs_ON_Diverse_Howarth_2023_05_05 | 2050 | O/CCGT - H2 New | Crossload | Electricity | PJ | Dispatch-Crossload | FuelCost | 0 | [6 empty] | 0.30832 | 0
LCP_Inputs_ON_Diverse_Howarth_2023_05_05 | 2050 | O/CCGT - H2 New | Crossload | Electricity | PJ | Dispatch-Crossload | VOM | 0 | [6 empty] | 0.30832 | 0
LCP_Inputs_ON_Diverse_Howarth_2023_05_05 | 2050 | O/CCGT - H2 New | Crossload | Electricity | QC | Dispatch-Crossload | EmissionsCost | 0 | [6 empty] | 0.30832 | 0
LCP_Inputs_ON_Diverse_Howarth_2023_05_05 | 2050 | O/CCGT - H2 New | Crossload | Electricity | QC | Dispatch-Crossload | FuelCost | 0 | [6 empty] | 0.30832 | 0
LCP_Inputs_ON_Diverse_Howarth_2023_05_05 | 2050 | O/CCGT - H2 New | Crossload | Electricity | QC | Dispatch-Crossload | VOM | 0 | [6 empty] | 0.30832 | 0
LCP_Inputs_ON_Diverse_Howarth_2023_05_05 | 2050 | O/CCGT - H2 New | Crossload | Electricity | WC | Dispatch-Crossload | EmissionsCost | 0 | [6 empty] | 0.30832 | 0
LCP_Inputs_ON_Diverse_Howarth_2023_05_05 | 2050 | O/CCGT - H2 New | Crossload | Electricity | WC | Dispatch-Crossload | FuelCost | 0 | [6 empty] | 0.30832 | 0
LCP_Inputs_ON_Diverse_Howarth_2023_05_05 | 2050 | O/CCGT - H2 New | Crossload | Electricity | WC | Dispatch-Crossload | VOM | 0 | [6 empty] | 0.30832 | 0
LCP_Inputs_ON_Diverse_Howarth_2023_05_05 | 2050 | SMR CCS | Generation | Hydrogen | MI | Dispatch-Generation | EmissionsCost | 0 | [6 empty] | 0.30832 | 0
LCP_Inputs_ON_Diverse_Howarth_2023_05_05 | 2050 | SMR CCS | Generation | Hydrogen | MI | Dispatch-Generation | FuelCost | 0 | [6 empty] | 0.30832 | 0
LCP_Inputs_ON_Diverse_Howarth_2023_05_05 | 2050 | SMR CCS | Generation | Hydrogen | MI | Dispatch-Generation | VOM | 0 | [6 empty] | 0.30832 | 0
LCP_Inputs_ON_Diverse_Howarth_2023_05_05 | 2050 | SMR CCS | Generation | Hydrogen | NY | Dispatch-Generation | EmissionsCost | 0 | [6 empty] | 0.30832 | 0
LCP_Inputs_ON_Diverse_Howarth_2023_05_05 | 2050 | SMR CCS | Generation | Hydrogen | NY | Dispatch-Generation | FuelCost | 0 | [6 empty] | 0.30832 | 0
LCP_Inputs_ON_Diverse_Howarth_2023_05_05 | 2050 | SMR CCS | Generation | Hydrogen | NY | Dispatch-Generation | VOM | 0 | [6 empty] | 0.30832 | 0
LCP_Inputs_ON_Diverse_Howarth_2023_05_05 | 2050 | SMR CCS | Generation | Hydrogen | ON | Dispatch-Generation | EmissionsCost | 1207164.8785 | [6 empty] | 0.30832 | 372191.4674
LCP_Inputs_ON_Diverse_Howarth_2023_05_05 | 2050 | SMR CCS | Generation | Hydrogen | ON | Dispatch-Generation | FuelCost | 931805.2366 | [6 empty] | 0.30832 | 287292.9494
LCP_Inputs_ON_Diverse_Howarth_2023_05_05 | 2050 | SMR CCS | Generation | Hydrogen | ON | Dispatch-Generation | VOM | 0 | [6 empty] | 0.30832 | 0
LCP_Inputs_ON_Diverse_Howarth_2023_05_05 | 2050 | SMR CCS | Generation | Hydrogen | PJ | Dispatch-Generation | EmissionsCost | 0 | [6 empty] | 0.30832 | 0
LCP_Inputs_ON_Diverse_Howarth_2023_05_05 | 2050 | SMR CCS | Generation | Hydrogen | PJ | Dispatch-Generation | FuelCost | 0 | [6 empty] | 0.30832 | 0
LCP_Inputs_ON_Diverse_Howarth_2023_05_05 | 2050 | SMR CCS | Generation | Hydrogen | PJ | Dispatch-Generation | VOM | 0 | [6 empty] | 0.30832 | 0
LCP_Inputs_ON_Diverse_Howarth_2023_05_05 | 2050 | SMR CCS | Generation | Hydrogen | QC | Dispatch-Generation | EmissionsCost | 0 | [6 empty] | 0.30832 | 0
LCP_Inputs_ON_Diverse_Howarth_2023_05_05 | 2050 | SMR CCS | Generation | Hydrogen | QC | Dispatch-Generation | FuelCost | 0 | [6 empty] | 0.30832 | 0
LCP_Inputs_ON_Diverse_Howarth_2023_05_05 | 2050 | SMR CCS | Generation | Hydrogen | QC | Dispatch-Generation | VOM | 0 | [6 empty] | 0.30832 | 0
LCP_Inputs_ON_Diverse_Howarth_2023_05_05 | 2050 | SMR CCS | Generation | Hydrogen | WC | Dispatch-Generation | EmissionsCost | 0 | [6 empty] | 0.30832 | 0
LCP_Inputs_ON_Diverse_Howarth_2023_05_05 | 2050 | SMR CCS | Generation | Hydrogen | WC | Dispatch-Generation | FuelCost | 0 | [6 empty] | 0.30832 | 0
LCP_Inputs_ON_Diverse_Howarth_2023_05_05 | 2050 | SMR CCS | Generation | Hydrogen | WC | Dispatch-Generation | VOM | 0 | [6 empty] | 0.30832 | 0
LCP_Inputs_ON_Diverse_Howarth_2023_05_05 | 2050 | Solar PV | Generation | Electricity | MI | Dispatch-Generation | EmissionsCost | 0 | [6 empty] | 0.30832 | 0
LCP_Inputs_ON_Diverse_Howarth_2023_05_05 | 2050 | Solar PV | Generation | Electricity | MI | Dispatch-Generation | FuelCost | 0 | [6 empty] | 0.30832 | 0
LCP_Inputs_ON_Diverse_Howarth_2023_05_05 | 2050 | Solar PV | Generation | Electricity | MI | Dispatch-Generation | VOM | 0 | [6 empty] | 0.30832 | 0
LCP_Inputs_ON_Diverse_Howarth_2023_05_05 | 2050 | Solar PV | Generation | Electricity | NY | Dispatch-Generation | EmissionsCost | 0 | [6 empty] | 0.30832 | 0
LCP_Inputs_ON_Diverse_Howarth_2023_05_05 | 2050 | Solar PV | Generation | Electricity | NY | Dispatch-Generation | FuelCost | 0 | [6 empty] | 0.30832 | 0
LCP_Inputs_ON_Diverse_Howarth_2023_05_05 | 2050 | Solar PV | Generation | Electricity | NY | Dispatch-Generation | VOM | 0 | [6 empty] | 0.30832 | 0
LCP_Inputs_ON_Diverse_Howarth_2023_05_05 | 2050 | Solar PV | Generation | Electricity | ON | Dispatch-Generation | EmissionsCost | 0 | [6 empty] | 0.30832 | 0
LCP_Inputs_ON_Diverse_Howarth_2023_05_05 | 2050 | Solar PV | Generation | Electricity | ON | Dispatch-Generation | FuelCost | 0 | [6 empty] | 0.30832 | 0
LCP_Inputs_ON_Diverse_Howarth_2023_05_05 | 2050 | Solar PV | Generation | Electricity | ON | Dispatch-Generation | VOM | 0 | [6 empty] | 0.30832 | 0
LCP_Inputs_ON_Diverse_Howarth_2023_05_05 | 2050 | Solar PV | Generation | Electricity | PJ | Dispatch-Generation | EmissionsCost | 0 | [6 empty] | 0.30832 | 0
LCP_Inputs_ON_Diverse_Howarth_2023_05_05 | 2050 | Solar PV | Generation | Electricity | PJ | Dispatch-Generation | FuelCost | 0 | [6 empty] | 0.30832 | 0
LCP_Inputs_ON_Diverse_Howarth_2023_05_05 | 2050 | Solar PV | Generation | Electricity | PJ | Dispatch-Generation | VOM | 0 | [6 empty] | 0.30832 | 0
LCP_Inputs_ON_Diverse_Howarth_2023_05_05 | 2050 | Solar PV | Generation | Electricity | QC | Dispatch-Generation | EmissionsCost | 0 | [6 empty] | 0.30832 | 0
LCP_Inputs_ON_Diverse_Howarth_2023_05_05 | 2050 | Solar PV | Generation | Electricity | QC | Dispatch-Generation | FuelCost | 0 | [6 empty] | 0.30832 | 0
LCP_Inputs_ON_Diverse_Howarth_2023_05_05 | 2050 | Solar PV | Generation | Electricity | QC | Dispatch-Generation | VOM | 0 | [6 empty] | 0.30832 | 0
LCP_Inputs_ON_Diverse_Howarth_2023_05_05 | 2050 | Solar PV | Generation | Electricity | WC | Dispatch-Generation | EmissionsCost | 0 | [6 empty] | 0.30832 | 0
LCP_Inputs_ON_Diverse_Howarth_2023_05_05 | 2050 | Solar PV | Generation | Electricity | WC | Dispatch-Generation | FuelCost | 0 | [6 empty] | 0.30832 | 0
LCP_Inputs_ON_Diverse_Howarth_2023_05_05 | 2050 | Solar PV | Generation | Electricity | WC | Dispatch-Generation | VOM | 0 | [6 empty] | 0.30832 | 0
LCP_Inputs_ON_Diverse_Howarth_2023_05_05 | 2050 | Wind Offshore | Generation | Electricity | MI | Dispatch-Generation | EmissionsCost | 0 | [6 empty] | 0.30832 | 0
LCP_Inputs_ON_Diverse_Howarth_2023_05_05 | 2050 | Wind Offshore | Generation | Electricity | MI | Dispatch-Generation | FuelCost | 0 | [6 empty] | 0.30832 | 0
LCP_Inputs_ON_Diverse_Howarth_2023_05_05 | 2050 | Wind Offshore | Generation | Electricity | MI | Dispatch-Generation | VOM | 0 | [6 empty] | 0.30832 | 0
LCP_Inputs_ON_Diverse_Howarth_2023_05_05 | 2050 | Wind Offshore | Generation | Electricity | NY | Dispatch-Generation | EmissionsCost | 0 | [6 empty] | 0.30832 | 0
LCP_Inputs_ON_Diverse_Howarth_2023_05_05 | 2050 | Wind Offshore | Generation | Electricity | NY | Dispatch-Generation | FuelCost | 0 | [6 empty] | 0.30832 | 0
LCP_Inputs_ON_Diverse_Howarth_2023_05_05 | 2050 | Wind Offshore | Generation | Electricity | NY | Dispatch-Generation | VOM | 0 | [6 empty] | 0.30832 | 0
LCP_Inputs_ON_Diverse_Howarth_2023_05_05 | 2050 | Wind Offshore | Generation | Electricity | ON | Dispatch-Generation | EmissionsCost | 0 | [6 empty] | 0.30832 | 0
LCP_Inputs_ON_Diverse_Howarth_2023_05_05 | 2050 | Wind Offshore | Generation | Electricity | ON | Dispatch-Generation | FuelCost | 0 | [6 empty] | 0.30832 | 0
LCP_Inputs_ON_Diverse_Howarth_2023_05_05 | 2050 | Wind Offshore | Generation | Electricity | ON | Dispatch-Generation | VOM | 0 | [6 empty] | 0.30832 | 0
LCP_Inputs_ON_Diverse_Howarth_2023_05_05 | 2050 | Wind Offshore | Generation | Electricity | PJ | Dispatch-Generation | EmissionsCost | 0 | [6 empty] | 0.30832 | 0
LCP_Inputs_ON_Diverse_Howarth_2023_05_05 | 2050 | Wind Offshore | Generation | Electricity | PJ | Dispatch-Generation | FuelCost | 0 | [6 empty] | 0.30832 | 0
LCP_Inputs_ON_Diverse_Howarth_2023_05_05 | 2050 | Wind Offshore | Generation | Electricity | PJ | Dispatch-Generation | VOM | 0 | [6 empty] | 0.30832 | 0
LCP_Inputs_ON_Diverse_Howarth_2023_05_05 | 2050 | Wind Offshore | Generation | Electricity | QC | Dispatch-Generation | EmissionsCost | 0 | [6 empty] | 0.30832 | 0
LCP_Inputs_ON_Diverse_Howarth_2023_05_05 | 2050 | Wind Offshore | Generation | Electricity | QC | Dispatch-Generation | FuelCost | 0 | [6 empty] | 0.30832 | 0
LCP_Inputs_ON_Diverse_Howarth_2023_05_05 | 2050 | Wind Offshore | Generation | Electricity | QC | Dispatch-Generation | VOM | 0 | [6 empty] | 0.30832 | 0
LCP_Inputs_ON_Diverse_Howarth_2023_05_05 | 2050 | Wind Offshore | Generation | Electricity | WC | Dispatch-Generation | EmissionsCost | 0 | [6 empty] | 0.30832 | 0
LCP_Inputs_ON_Diverse_Howarth_2023_05_05 | 2050 | Wind Offshore | Generation | Electricity | WC | Dispatch-Generation | FuelCost | 0 | [6 empty] | 0.30832 | 0
LCP_Inputs_ON_Diverse_Howarth_2023_05_05 | 2050 | Wind Offshore | Generation | Electricity | WC | Dispatch-Generation | VOM | 0 | [6 empty] | 0.30832 | 0
LCP_Inputs_ON_Diverse_Howarth_2023_05_05 | 2050 | Wind Onshore | Generation | Electricity | MI | Dispatch-Generation | EmissionsCost | 0 | [6 empty] | 0.30832 | 0
LCP_Inputs_ON_Diverse_Howarth_2023_05_05 | 2050 | Wind Onshore | Generation | Electricity | MI | Dispatch-Generation | FuelCost | 0 | [6 empty] | 0.30832 | 0
LCP_Inputs_ON_Diverse_Howarth_2023_05_05 | 2050 | Wind Onshore | Generation | Electricity | MI | Dispatch-Generation | VOM | 0 | [6 empty] | 0.30832 | 0
LCP_Inputs_ON_Diverse_Howarth_2023_05_05 | 2050 | Wind Onshore | Generation | Electricity | NY | Dispatch-Generation | EmissionsCost | 0 | [6 empty] | 0.30832 | 0
LCP_Inputs_ON_Diverse_Howarth_2023_05_05 | 2050 | Wind Onshore | Generation | Electricity | NY | Dispatch-Generation | FuelCost | 0 | [6 empty] | 0.30832 | 0
LCP_Inputs_ON_Diverse_Howarth_2023_05_05 | 2050 | Wind Onshore | Generation | Electricity | NY | Dispatch-Generation | VOM | 0 | [6 empty] | 0.30832 | 0
LCP_Inputs_ON_Diverse_Howarth_2023_05_05 | 2050 | Wind Onshore | Generation | Electricity | ON | Dispatch-Generation | EmissionsCost | 0 | [6 empty] | 0.30832 | 0
LCP_Inputs_ON_Diverse_Howarth_2023_05_05 | 2050 | Wind Onshore | Generation | Electricity | ON | Dispatch-Generation | FuelCost | 0 | [6 empty] | 0.30832 | 0
LCP_Inputs_ON_Diverse_Howarth_2023_05_05 | 2050 | Wind Onshore | Generation | Electricity | ON | Dispatch-Generation | VOM | 0 | [6 empty] | 0.30832 | 0
LCP_Inputs_ON_Diverse_Howarth_2023_05_05 | 2050 | Wind Onshore | Generation | Electricity | PJ | Dispatch-Generation | EmissionsCost | 0 | [6 empty] | 0.30832 | 0
LCP_Inputs_ON_Diverse_Howarth_2023_05_05 | 2050 | Wind Onshore | Generation | Electricity | PJ | Dispatch-Generation | FuelCost | 0 | [6 empty] | 0.30832 | 0
LCP_Inputs_ON_Diverse_Howarth_2023_05_05 | 2050 | Wind Onshore | Generation | Electricity | PJ | Dispatch-Generation | VOM | 0 | [6 empty] | 0.30832 | 0
LCP_Inputs_ON_Diverse_Howarth_2023_05_05 | 2050 | Wind Onshore | Generation | Electricity | QC | Dispatch-Generation | EmissionsCost | 0 | [6 empty] | 0.30832 | 0
LCP_Inputs_ON_Diverse_Howarth_2023_05_05 | 2050 | Wind Onshore | Generation | Electricity | QC | Dispatch-Generation | FuelCost | 0 | [6 empty] | 0.30832 | 0
LCP_Inputs_ON_Diverse_Howarth_2023_05_05 | 2050 | Wind Onshore | Generation | Electricity | QC | Dispatch-Generation | VOM | 0 | [6 empty] | 0.30832 | 0
LCP_Inputs_ON_Diverse_Howarth_2023_05_05 | 2050 | Wind Onshore | Generation | Electricity | WC | Dispatch-Generation | EmissionsCost | 0 | [6 empty] | 0.30832 | 0
LCP_Inputs_ON_Diverse_Howarth_2023_05_05 | 2050 | Wind Onshore | Generation | Electricity | WC | Dispatch-Generation | FuelCost | 0 | [6 empty] | 0.30832 | 0
LCP_Inputs_ON_Diverse_Howarth_2023_05_05 | 2050 | Wind Onshore | Generation | Electricity | WC | Dispatch-Generation | VOM | 0 | [6 empty] | 0.30832 | 0
LCP_Inputs_ON_Diverse_Howarth_2023_05_05 | 2030 | Anaerobic Digestion | Generation |  | ON | Capacity-Generation | CONE | 527003330.2087 | [6 empty] | 0.67556 | 356024566.7409
LCP_Inputs_ON_Diverse_Howarth_2023_05_05 | 2030 | Anaerobic Digestion | Generation |  | ON | Capacity-Generation | FOM | 125864882.1654 | [6 empty] | 0.67556 | 85029804.5044
LCP_Inputs_ON_Diverse_Howarth_2023_05_05 | 2030 | Anaerobic Digestion | Generation |  | ON | Capacity-Generation | Flex Adder | 0 | [6 empty] | 0.67556 | 0
LCP_Inputs_ON_Diverse_Howarth_2023_05_05 | 2030 | Battery Storage | Storage |  | ON | Capacity-Storage | CONE | 0 | [6 empty] | 0.67556 | 0
LCP_Inputs_ON_Diverse_Howarth_2023_05_05 | 2030 | Battery Storage | Storage |  | ON | Capacity-Storage | FOM | 0 | [6 empty] | 0.67556 | 0
LCP_Inputs_ON_Diverse_Howarth_2023_05_05 | 2030 | Battery Storage | Storage |  | ON | Capacity-Storage | Flex Adder | 0 | [6 empty] | 0.67556 | 0
LCP_Inputs_ON_Diverse_Howarth_2023_05_05 | 2030 | CH4 + CCS | Generation |  | ON | Capacity-Generation | CONE | 125.9277 | [6 empty] | 0.67556 | 85.0722
LCP_Inputs_ON_Diverse_Howarth_2023_05_05 | 2030 | CH4 + CCS | Generation |  | ON | Capacity-Generation | FOM | 0 | [6 empty] | 0.67556 | 0
LCP_Inputs_ON_Diverse_Howarth_2023_05_05 | 2030 | CH4 + CCS | Generation |  | ON | Capacity-Generation | Flex Adder | 0 | [6 empty] | 0.67556 | 0
LCP_Inputs_ON_Diverse_Howarth_2023_05_05 | 2030 | Electrolyser 2020/2030 | Crossload |  | ON | Capacity-Crossload | CONE | 929993284.196 | [6 empty] | 0.67556 | 628270140.0515
LCP_Inputs_ON_Diverse_Howarth_2023_05_05 | 2030 | Electrolyser 2020/2030 | Crossload |  | ON | Capacity-Crossload | FOM | 38846837.268 | [6 empty] | 0.67556 | 26243531.3305
LCP_Inputs_ON_Diverse_Howarth_2023_05_05 | 2030 | Electrolyser 2020/2030 | Crossload |  | ON | Capacity-Crossload | Flex Adder | 0 | [6 empty] | 0.67556 | 0
LCP_Inputs_ON_Diverse_Howarth_2023_05_05 | 2030 | Generic - Generator | Generation |  | MI | Capacity-Generation | CONE | 0 | [6 empty] | 0.67556 | 0
LCP_Inputs_ON_Diverse_Howarth_2023_05_05 | 2030 | Generic - Generator | Generation |  | MI | Capacity-Generation | FOM | 0 | [6 empty] | 0.67556 | 0
LCP_Inputs_ON_Diverse_Howarth_2023_05_05 | 2030 | Generic - Generator | Generation |  | MI | Capacity-Generation | Flex Adder | 0 | [6 empty] | 0.67556 | 0
LCP_Inputs_ON_Diverse_Howarth_2023_05_05 | 2030 | Generic - Generator | Generation |  | NY | Capacity-Generation | CONE | 0 | [6 empty] | 0.67556 | 0
LCP_Inputs_ON_Diverse_Howarth_2023_05_05 | 2030 | Generic - Generator | Generation |  | NY | Capacity-Generation | FOM | 0 | [6 empty] | 0.67556 | 0
LCP_Inputs_ON_Diverse_Howarth_2023_05_05 | 2030 | Generic - Generator | Generation |  | NY | Capacity-Generation | Flex Adder | 0 | [6 empty] | 0.67556 | 0
LCP_Inputs_ON_Diverse_Howarth_2023_05_05 | 2030 | Generic - Generator | Generation |  | PJ | Capacity-Generation | CONE | 0 | [6 empty] | 0.67556 | 0
LCP_Inputs_ON_Diverse_Howarth_2023_05_05 | 2030 | Generic - Generator | Generation |  | PJ | Capacity-Generation | FOM | 0 | [6 empty] | 0.67556 | 0
LCP_Inputs_ON_Diverse_Howarth_2023_05_05 | 2030 | Generic - Generator | Generation |  | PJ | Capacity-Generation | Flex Adder | 0 | [6 empty] | 0.67556 | 0
LCP_Inputs_ON_Diverse_Howarth_2023_05_05 | 2030 | Generic - Generator | Generation |  | QC | Capacity-Generation | CONE | 0 | [6 empty] | 0.67556 | 0
LCP_Inputs_ON_Diverse_Howarth_2023_05_05 | 2030 | Generic - Generator | Generation |  | QC | Capacity-Generation | FOM | 0 | [6 empty] | 0.67556 | 0
LCP_Inputs_ON_Diverse_Howarth_2023_05_05 | 2030 | Generic - Generator | Generation |  | QC | Capacity-Generation | Flex Adder | 0 | [6 empty] | 0.67556 | 0
LCP_Inputs_ON_Diverse_Howarth_2023_05_05 | 2030 | Generic - Generator | Generation |  | WC | Capacity-Generation | CONE | 0 | [6 empty] | 0.67556 | 0
LCP_Inputs_ON_Diverse_Howarth_2023_05_05 | 2030 | Generic - Generator | Generation |  | WC | Capacity-Generation | FOM | 0 | [6 empty] | 0.67556 | 0
LCP_Inputs_ON_Diverse_Howarth_2023_05_05 | 2030 | Generic - Generator | Generation |  | WC | Capacity-Generation | Flex Adder | 0 | [6 empty] | 0.67556 | 0
LCP_Inputs_ON_Diverse_Howarth_2023_05_05 | 2030 | H2 Salt Cavern Storage - ON | Storage |  | ON | Capacity-Storage | CONE | 21 | [6 empty] | 0.67556 | 14.1868
LCP_Inputs_ON_Diverse_Howarth_2023_05_05 | 2030 | H2 Salt Cavern Storage - ON | Storage |  | ON | Capacity-Storage | FOM | 0 | [6 empty] | 0.67556 | 0
LCP_Inputs_ON_Diverse_Howarth_2023_05_05 | 2030 | H2 Salt Cavern Storage - ON | Storage |  | ON | Capacity-Storage | Flex Adder | 0 | [6 empty] | 0.67556 | 0
LCP_Inputs_ON_Diverse_Howarth_2023_05_05 | 2030 | O/CCGT - H2 New | Crossload |  | ON | Capacity-Crossload | CONE | 0 | [6 empty] | 0.67556 | 0
LCP_Inputs_ON_Diverse_Howarth_2023_05_05 | 2030 | O/CCGT - H2 New | Crossload |  | ON | Capacity-Crossload | FOM | 0 | [6 empty] | 0.67556 | 0
LCP_Inputs_ON_Diverse_Howarth_2023_05_05 | 2030 | O/CCGT - H2 New | Crossload |  | ON | Capacity-Crossload | Flex Adder | 0 | [6 empty] | 0.67556 | 0
LCP_Inputs_ON_Diverse_Howarth_2023_05_05 | 2030 | SMR CCS | Generation |  | ON | Capacity-Generation | CONE | 7971619798.3146 | [6 empty] | 0.67556 | 5385340703.2437
LCP_Inputs_ON_Diverse_Howarth_2023_05_05 | 2030 | SMR CCS | Generation |  | ON | Capacity-Generation | FOM | 284700707.0827 | [6 empty] | 0.67556 | 192333596.5444
LCP_Inputs_ON_Diverse_Howarth_2023_05_05 | 2030 | SMR CCS | Generation |  | ON | Capacity-Generation | Flex Adder | 0 | [6 empty] | 0.67556 | 0
LCP_Inputs_ON_Diverse_Howarth_2023_05_05 | 2030 | SMR CCS | Generation |  | WC | Capacity-Generation | CONE | 0 | [6 empty] | 0.67556 | 0
LCP_Inputs_ON_Diverse_Howarth_2023_05_05 | 2030 | SMR CCS | Generation |  | WC | Capacity-Generation | FOM | 0 | [6 empty] | 0.67556 | 0
LCP_Inputs_ON_Diverse_Howarth_2023_05_05 | 2030 | SMR CCS | Generation |  | WC | Capacity-Generation | Flex Adder | 0 | [6 empty] | 0.67556 | 0
LCP_Inputs_ON_Diverse_Howarth_2023_05_05 | 2030 | Solar PV | Generation |  | ON | Capacity-Generation | CONE | 2724141741.3625 | [6 empty] | 0.67556 | 1840332551.2672
LCP_Inputs_ON_Diverse_Howarth_2023_05_05 | 2030 | Solar PV | Generation |  | ON | Capacity-Generation | FOM | 67126020.8554 | [6 empty] | 0.67556 | 45347934.4857
LCP_Inputs_ON_Diverse_Howarth_2023_05_05 | 2030 | Solar PV | Generation |  | ON | Capacity-Generation | Flex Adder | 0 | [6 empty] | 0.67556 | 0
LCP_Inputs_ON_Diverse_Howarth_2023_05_05 | 2030 | Solar PV | Generation |  | WC | Capacity-Generation | CONE | 0 | [6 empty] | 0.67556 | 0
LCP_Inputs_ON_Diverse_Howarth_2023_05_05 | 2030 | Solar PV | Generation |  | WC | Capacity-Generation | FOM | 0 | [6 empty] | 0.67556 | 0
LCP_Inputs_ON_Diverse_Howarth_2023_05_05 | 2030 | Solar PV | Generation |  | WC | Capacity-Generation | Flex Adder | 0 | [6 empty] | 0.67556 | 0
LCP_Inputs_ON_Diverse_Howarth_2023_05_05 | 2030 | Wind Onshore | Generation |  | MI | Capacity-Generation | CONE | 38836905862.2179 | [6 empty] | 0.67556 | 26236822028.5751
LCP_Inputs_ON_Diverse_Howarth_2023_05_05 | 2030 | Wind Onshore | Generation |  | MI | Capacity-Generation | FOM | 818090980.1068 | [6 empty] | 0.67556 | 552672952.9997
LCP_Inputs_ON_Diverse_Howarth_2023_05_05 | 2030 | Wind Onshore | Generation |  | MI | Capacity-Generation | Flex Adder | 0 | [6 empty] | 0.67556 | 0
LCP_Inputs_ON_Diverse_Howarth_2023_05_05 | 2030 | Wind Onshore | Generation |  | NY | Capacity-Generation | CONE | 11194351819.0023 | [6 empty] | 0.67556 | 7562502982.1479
LCP_Inputs_ON_Diverse_Howarth_2023_05_05 | 2030 | Wind Onshore | Generation |  | NY | Capacity-Generation | FOM | 235806587.7791 | [6 empty] | 0.67556 | 159302481.4766
LCP_Inputs_ON_Diverse_Howarth_2023_05_05 | 2030 | Wind Onshore | Generation |  | NY | Capacity-Generation | Flex Adder | 0 | [6 empty] | 0.67556 | 0
LCP_Inputs_ON_Diverse_Howarth_2023_05_05 | 2030 | Wind Onshore | Generation |  | ON | Capacity-Generation | CONE | 17802225000 | [6 empty] | 0.67556 | 12026545335.3749
LCP_Inputs_ON_Diverse_Howarth_2023_05_05 | 2030 | Wind Onshore | Generation |  | ON | Capacity-Generation | FOM | 375000000 | [6 empty] | 0.67556 | 253336563.3097
LCP_Inputs_ON_Diverse_Howarth_2023_05_05 | 2030 | Wind Onshore | Generation |  | ON | Capacity-Generation | Flex Adder | 0 | [6 empty] | 0.67556 | 0
LCP_Inputs_ON_Diverse_Howarth_2023_05_05 | 2030 | Wind Onshore | Generation |  | PJ | Capacity-Generation | CONE | 204264708311.927 | [6 empty] | 0.67556 | 137993917891.191
LCP_Inputs_ON_Diverse_Howarth_2023_05_05 | 2030 | Wind Onshore | Generation |  | PJ | Capacity-Generation | FOM | 4302791680.0834 | [6 empty] | 0.67556 | 2906811884.9861
LCP_Inputs_ON_Diverse_Howarth_2023_05_05 | 2030 | Wind Onshore | Generation |  | PJ | Capacity-Generation | Flex Adder | 0 | [6 empty] | 0.67556 | 0
LCP_Inputs_ON_Diverse_Howarth_2023_05_05 | 2030 | Wind Onshore | Generation |  | WC | Capacity-Generation | CONE | 0 | [6 empty] | 0.67556 | 0
LCP_Inputs_ON_Diverse_Howarth_2023_05_05 | 2030 | Wind Onshore | Generation |  | WC | Capacity-Generation | FOM | 0 | [6 empty] | 0.67556 | 0
LCP_Inputs_ON_Diverse_Howarth_2023_05_05 | 2030 | Wind Onshore | Generation |  | WC | Capacity-Generation | Flex Adder | 0 | [6 empty] | 0.67556 | 0
LCP_Inputs_ON_Diverse_Howarth_2023_05_05 | 2031 | Anaerobic Digestion | Generation |  | ON | Capacity-Generation | FOM | 125864882.1654 | [6 empty] | 0.64958 | 81759427.4081
LCP_Inputs_ON_Diverse_Howarth_2023_05_05 | 2031 | Anaerobic Digestion | Generation |  | ON | Capacity-Generation | Flex Adder | 0 | [6 empty] | 0.64958 | 0
LCP_Inputs_ON_Diverse_Howarth_2023_05_05 | 2031 | Battery Storage | Storage |  | ON | Capacity-Storage | FOM | 0 | [6 empty] | 0.64958 | 0
LCP_Inputs_ON_Diverse_Howarth_2023_05_05 | 2031 | Battery Storage | Storage |  | ON | Capacity-Storage | Flex Adder | 0 | [6 empty] | 0.64958 | 0
LCP_Inputs_ON_Diverse_Howarth_2023_05_05 | 2031 | CH4 + CCS | Generation |  | ON | Capacity-Generation | FOM | 0 | [6 empty] | 0.64958 | 0
LCP_Inputs_ON_Diverse_Howarth_2023_05_05 | 2031 | CH4 + CCS | Generation |  | ON | Capacity-Generation | Flex Adder | 0 | [6 empty] | 0.64958 | 0
LCP_Inputs_ON_Diverse_Howarth_2023_05_05 | 2031 | Electrolyser 2020/2030 | Crossload |  | ON | Capacity-Crossload | FOM | 38846837.268 | [6 empty] | 0.64958 | 25234164.7408
LCP_Inputs_ON_Diverse_Howarth_2023_05_05 | 2031 | Electrolyser 2020/2030 | Crossload |  | ON | Capacity-Crossload | Flex Adder | 0 | [6 empty] | 0.64958 | 0
LCP_Inputs_ON_Diverse_Howarth_2023_05_05 | 2031 | Generic - Generator | Generation |  | MI | Capacity-Generation | FOM | 0 | [6 empty] | 0.64958 | 0
LCP_Inputs_ON_Diverse_Howarth_2023_05_05 | 2031 | Generic - Generator | Generation |  | MI | Capacity-Generation | Flex Adder | 0 | [6 empty] | 0.64958 | 0
LCP_Inputs_ON_Diverse_Howarth_2023_05_05 | 2031 | Generic - Generator | Generation |  | NY | Capacity-Generation | FOM | 0 | [6 empty] | 0.64958 | 0
LCP_Inputs_ON_Diverse_Howarth_2023_05_05 | 2031 | Generic - Generator | Generation |  | NY | Capacity-Generation | Flex Adder | 0 | [6 empty] | 0.64958 | 0
LCP_Inputs_ON_Diverse_Howarth_2023_05_05 | 2031 | Generic - Generator | Generation |  | PJ | Capacity-Generation | FOM | 0 | [6 empty] | 0.64958 | 0
LCP_Inputs_ON_Diverse_Howarth_2023_05_05 | 2031 | Generic - Generator | Generation |  | PJ | Capacity-Generation | Flex Adder | 0 | [6 empty] | 0.64958 | 0
LCP_Inputs_ON_Diverse_Howarth_2023_05_05 | 2031 | Generic - Generator | Generation |  | QC | Capacity-Generation | FOM | 0 | [6 empty] | 0.64958 | 0
LCP_Inputs_ON_Diverse_Howarth_2023_05_05 | 2031 | Generic - Generator | Generation |  | QC | Capacity-Generation | Flex Adder | 0 | [6 empty] | 0.64958 | 0
LCP_Inputs_ON_Diverse_Howarth_2023_05_05 | 2031 | Generic - Generator | Generation |  | WC | Capacity-Generation | FOM | 0 | [6 empty] | 0.64958 | 0
LCP_Inputs_ON_Diverse_Howarth_2023_05_05 | 2031 | Generic - Generator | Generation |  | WC | Capacity-Generation | Flex Adder | 0 | [6 empty] | 0.64958 | 0
LCP_Inputs_ON_Diverse_Howarth_2023_05_05 | 2031 | H2 Salt Cavern Storage - ON | Storage |  | ON | Capacity-Storage | FOM | 0 | [6 empty] | 0.64958 | 0
LCP_Inputs_ON_Diverse_Howarth_2023_05_05 | 2031 | H2 Salt Cavern Storage - ON | Storage |  | ON | Capacity-Storage | Flex Adder | 0 | [6 empty] | 0.64958 | 0
LCP_Inputs_ON_Diverse_Howarth_2023_05_05 | 2031 | O/CCGT - H2 New | Crossload |  | ON | Capacity-Crossload | FOM | 0 | [6 empty] | 0.64958 | 0
LCP_Inputs_ON_Diverse_Howarth_2023_05_05 | 2031 | O/CCGT - H2 New | Crossload |  | ON | Capacity-Crossload | Flex Adder | 0 | [6 empty] | 0.64958 | 0
LCP_Inputs_ON_Diverse_Howarth_2023_05_05 | 2031 | SMR CCS | Generation |  | ON | Capacity-Generation | FOM | 284700707.0827 | [6 empty] | 0.64958 | 184936150.5235
LCP_Inputs_ON_Diverse_Howarth_2023_05_05 | 2031 | SMR CCS | Generation |  | ON | Capacity-Generation | Flex Adder | 0 | [6 empty] | 0.64958 | 0
LCP_Inputs_ON_Diverse_Howarth_2023_05_05 | 2031 | SMR CCS | Generation |  | WC | Capacity-Generation | FOM | 0 | [6 empty] | 0.64958 | 0
LCP_Inputs_ON_Diverse_Howarth_2023_05_05 | 2031 | SMR CCS | Generation |  | WC | Capacity-Generation | Flex Adder | 0 | [6 empty] | 0.64958 | 0
LCP_Inputs_ON_Diverse_Howarth_2023_05_05 | 2031 | Solar PV | Generation |  | ON | Capacity-Generation | FOM | 67126020.8554 | [6 empty] | 0.64958 | 43603783.1594
LCP_Inputs_ON_Diverse_Howarth_2023_05_05 | 2031 | Solar PV | Generation |  | ON | Capacity-Generation | Flex Adder | 0 | [6 empty] | 0.64958 | 0
LCP_Inputs_ON_Diverse_Howarth_2023_05_05 | 2031 | Solar PV | Generation |  | WC | Capacity-Generation | FOM | 0 | [6 empty] | 0.64958 | 0
LCP_Inputs_ON_Diverse_Howarth_2023_05_05 | 2031 | Solar PV | Generation |  | WC | Capacity-Generation | Flex Adder | 0 | [6 empty] | 0.64958 | 0
LCP_Inputs_ON_Diverse_Howarth_2023_05_05 | 2031 | Wind Onshore | Generation |  | MI | Capacity-Generation | FOM | 818090980.1068 | [6 empty] | 0.64958 | 531416300.9613
LCP_Inputs_ON_Diverse_Howarth_2023_05_05 | 2031 | Wind Onshore | Generation |  | MI | Capacity-Generation | Flex Adder | 0 | [6 empty] | 0.64958 | 0
LCP_Inputs_ON_Diverse_Howarth_2023_05_05 | 2031 | Wind Onshore | Generation |  | NY | Capacity-Generation | FOM | 235806587.7791 | [6 empty] | 0.64958 | 153175462.9583
LCP_Inputs_ON_Diverse_Howarth_2023_05_05 | 2031 | Wind Onshore | Generation |  | NY | Capacity-Generation | Flex Adder | 0 | [6 empty] | 0.64958 | 0
LCP_Inputs_ON_Diverse_Howarth_2023_05_05 | 2031 | Wind Onshore | Generation |  | ON | Capacity-Generation | FOM | 375000000 | [6 empty] | 0.64958 | 243592849.3362
LCP_Inputs_ON_Diverse_Howarth_2023_05_05 | 2031 | Wind Onshore | Generation |  | ON | Capacity-Generation | Flex Adder | 0 | [6 empty] | 0.64958 | 0
LCP_Inputs_ON_Diverse_Howarth_2023_05_05 | 2031 | Wind Onshore | Generation |  | PJ | Capacity-Generation | FOM | 4302791680.0834 | [6 empty] | 0.64958 | 2795011427.8713
LCP_Inputs_ON_Diverse_Howarth_2023_05_05 | 2031 | Wind Onshore | Generation |  | PJ | Capacity-Generation | Flex Adder | 0 | [6 empty] | 0.64958 | 0
LCP_Inputs_ON_Diverse_Howarth_2023_05_05 | 2031 | Wind Onshore | Generation |  | WC | Capacity-Generation | FOM | 0 | [6 empty] | 0.64958 | 0
LCP_Inputs_ON_Diverse_Howarth_2023_05_05 | 2031 | Wind Onshore | Generation |  | WC | Capacity-Generation | Flex Adder | 0 | [6 empty] | 0.64958 | 0
LCP_Inputs_ON_Diverse_Howarth_2023_05_05 | 2032 | Anaerobic Digestion | Generation |  | ON | Capacity-Generation | FOM | 125864882.1654 | [6 empty] | 0.6246 | 78614834.0463
LCP_Inputs_ON_Diverse_Howarth_2023_05_05 | 2032 | Anaerobic Digestion | Generation |  | ON | Capacity-Generation | Flex Adder | 0 | [6 empty] | 0.6246 | 0
LCP_Inputs_ON_Diverse_Howarth_2023_05_05 | 2032 | Battery Storage | Storage |  | ON | Capacity-Storage | FOM | 0 | [6 empty] | 0.6246 | 0
LCP_Inputs_ON_Diverse_Howarth_2023_05_05 | 2032 | Battery Storage | Storage |  | ON | Capacity-Storage | Flex Adder | 0 | [6 empty] | 0.6246 | 0
LCP_Inputs_ON_Diverse_Howarth_2023_05_05 | 2032 | CH4 + CCS | Generation |  | ON | Capacity-Generation | FOM | 0 | [6 empty] | 0.6246 | 0
LCP_Inputs_ON_Diverse_Howarth_2023_05_05 | 2032 | CH4 + CCS | Generation |  | ON | Capacity-Generation | Flex Adder | 0 | [6 empty] | 0.6246 | 0
LCP_Inputs_ON_Diverse_Howarth_2023_05_05 | 2032 | Electrolyser 2020/2030 | Crossload |  | ON | Capacity-Crossload | FOM | 38846837.268 | [6 empty] | 0.6246 | 24263619.9431
LCP_Inputs_ON_Diverse_Howarth_2023_05_05 | 2032 | Electrolyser 2020/2030 | Crossload |  | ON | Capacity-Crossload | Flex Adder | 0 | [6 empty] | 0.6246 | 0
LCP_Inputs_ON_Diverse_Howarth_2023_05_05 | 2032 | Generic - Generator | Generation |  | MI | Capacity-Generation | FOM | 0 | [6 empty] | 0.6246 | 0
LCP_Inputs_ON_Diverse_Howarth_2023_05_05 | 2032 | Generic - Generator | Generation |  | MI | Capacity-Generation | Flex Adder | 0 | [6 empty] | 0.6246 | 0
LCP_Inputs_ON_Diverse_Howarth_2023_05_05 | 2032 | Generic - Generator | Generation |  | NY | Capacity-Generation | FOM | 0 | [6 empty] | 0.6246 | 0
LCP_Inputs_ON_Diverse_Howarth_2023_05_05 | 2032 | Generic - Generator | Generation |  | NY | Capacity-Generation | Flex Adder | 0 | [6 empty] | 0.6246 | 0
LCP_Inputs_ON_Diverse_Howarth_2023_05_05 | 2032 | Generic - Generator | Generation |  | PJ | Capacity-Generation | FOM | 0 | [6 empty] | 0.6246 | 0
LCP_Inputs_ON_Diverse_Howarth_2023_05_05 | 2032 | Generic - Generator | Generation |  | PJ | Capacity-Generation | Flex Adder | 0 | [6 empty] | 0.6246 | 0
LCP_Inputs_ON_Diverse_Howarth_2023_05_05 | 2032 | Generic - Generator | Generation |  | QC | Capacity-Generation | FOM | 0 | [6 empty] | 0.6246 | 0
LCP_Inputs_ON_Diverse_Howarth_2023_05_05 | 2032 | Generic - Generator | Generation |  | QC | Capacity-Generation | Flex Adder | 0 | [6 empty] | 0.6246 | 0
LCP_Inputs_ON_Diverse_Howarth_2023_05_05 | 2032 | Generic - Generator | Generation |  | WC | Capacity-Generation | FOM | 0 | [6 empty] | 0.6246 | 0
LCP_Inputs_ON_Diverse_Howarth_2023_05_05 | 2032 | Generic - Generator | Generation |  | WC | Capacity-Generation | Flex Adder | 0 | [6 empty] | 0.6246 | 0
LCP_Inputs_ON_Diverse_Howarth_2023_05_05 | 2032 | H2 Salt Cavern Storage - ON | Storage |  | ON | Capacity-Storage | FOM | 0 | [6 empty] | 0.6246 | 0
LCP_Inputs_ON_Diverse_Howarth_2023_05_05 | 2032 | H2 Salt Cavern Storage - ON | Storage |  | ON | Capacity-Storage | Flex Adder | 0 | [6 empty] | 0.6246 | 0
LCP_Inputs_ON_Diverse_Howarth_2023_05_05 | 2032 | O/CCGT - H2 New | Crossload |  | ON | Capacity-Crossload | FOM | 0 | [6 empty] | 0.6246 | 0
LCP_Inputs_ON_Diverse_Howarth_2023_05_05 | 2032 | O/CCGT - H2 New | Crossload |  | ON | Capacity-Crossload | Flex Adder | 0 | [6 empty] | 0.6246 | 0
LCP_Inputs_ON_Diverse_Howarth_2023_05_05 | 2032 | SMR CCS | Generation |  | ON | Capacity-Generation | FOM | 284700707.0827 | [6 empty] | 0.6246 | 177823221.6572
LCP_Inputs_ON_Diverse_Howarth_2023_05_05 | 2032 | SMR CCS | Generation |  | ON | Capacity-Generation | Flex Adder | 0 | [6 empty] | 0.6246 | 0
LCP_Inputs_ON_Diverse_Howarth_2023_05_05 | 2032 | SMR CCS | Generation |  | WC | Capacity-Generation | FOM | 0 | [6 empty] | 0.6246 | 0
LCP_Inputs_ON_Diverse_Howarth_2023_05_05 | 2032 | SMR CCS | Generation |  | WC | Capacity-Generation | Flex Adder | 0 | [6 empty] | 0.6246 | 0
LCP_Inputs_ON_Diverse_Howarth_2023_05_05 | 2032 | Solar PV | Generation |  | ON | Capacity-Generation | FOM | 67126020.8554 | [6 empty] | 0.6246 | 41926714.5763
LCP_Inputs_ON_Diverse_Howarth_2023_05_05 | 2032 | Solar PV | Generation |  | ON | Capacity-Generation | Flex Adder | 0 | [6 empty] | 0.6246 | 0
LCP_Inputs_ON_Diverse_Howarth_2023_05_05 | 2032 | Solar PV | Generation |  | WC | Capacity-Generation | FOM | 0 | [6 empty] | 0.6246 | 0
LCP_Inputs_ON_Diverse_Howarth_2023_05_05 | 2032 | Solar PV | Generation |  | WC | Capacity-Generation | Flex Adder | 0 | [6 empty] | 0.6246 | 0
LCP_Inputs_ON_Diverse_Howarth_2023_05_05 | 2032 | Wind Onshore | Generation |  | MI | Capacity-Generation | FOM | 818090980.1068 | [6 empty] | 0.6246 | 510977212.4628
LCP_Inputs_ON_Diverse_Howarth_2023_05_05 | 2032 | Wind Onshore | Generation |  | MI | Capacity-Generation | Flex Adder | 0 | [6 empty] | 0.6246 | 0
LCP_Inputs_ON_Diverse_Howarth_2023_05_05 | 2032 | Wind Onshore | Generation |  | NY | Capacity-Generation | FOM | 235806587.7791 | [6 empty] | 0.6246 | 147284098.9984
LCP_Inputs_ON_Diverse_Howarth_2023_05_05 | 2032 | Wind Onshore | Generation |  | NY | Capacity-Generation | Flex Adder | 0 | [6 empty] | 0.6246 | 0
LCP_Inputs_ON_Diverse_Howarth_2023_05_05 | 2032 | Wind Onshore | Generation |  | ON | Capacity-Generation | FOM | 375000000 | [6 empty] | 0.6246 | 234223893.5925
LCP_Inputs_ON_Diverse_Howarth_2023_05_05 | 2032 | Wind Onshore | Generation |  | ON | Capacity-Generation | Flex Adder | 0 | [6 empty] | 0.6246 | 0
LCP_Inputs_ON_Diverse_Howarth_2023_05_05 | 2032 | Wind Onshore | Generation |  | PJ | Capacity-Generation | FOM | 4302791680.0834 | [6 empty] | 0.6246 | 2687510988.3377
LCP_Inputs_ON_Diverse_Howarth_2023_05_05 | 2032 | Wind Onshore | Generation |  | PJ | Capacity-Generation | Flex Adder | 0 | [6 empty] | 0.6246 | 0
LCP_Inputs_ON_Diverse_Howarth_2023_05_05 | 2032 | Wind Onshore | Generation |  | WC | Capacity-Generation | FOM | 0 | [6 empty] | 0.6246 | 0
LCP_Inputs_ON_Diverse_Howarth_2023_05_05 | 2032 | Wind Onshore | Generation |  | WC | Capacity-Generation | Flex Adder | 0 | [6 empty] | 0.6246 | 0
LCP_Inputs_ON_Diverse_Howarth_2023_05_05 | 2033 | Anaerobic Digestion | Generation |  | ON | Capacity-Generation | FOM | 125864882.1654 | [6 empty] | 0.60057 | 75591186.5829
LCP_Inputs_ON_Diverse_Howarth_2023_05_05 | 2033 | Anaerobic Digestion | Generation |  | ON | Capacity-Generation | Flex Adder | 0 | [6 empty] | 0.60057 | 0
LCP_Inputs_ON_Diverse_Howarth_2023_05_05 | 2033 | Battery Storage | Storage |  | ON | Capacity-Storage | FOM | 0 | [6 empty] | 0.60057 | 0
LCP_Inputs_ON_Diverse_Howarth_2023_05_05 | 2033 | Battery Storage | Storage |  | ON | Capacity-Storage | Flex Adder | 0 | [6 empty] | 0.60057 | 0
LCP_Inputs_ON_Diverse_Howarth_2023_05_05 | 2033 | CH4 + CCS | Generation |  | ON | Capacity-Generation | FOM | 0 | [6 empty] | 0.60057 | 0
LCP_Inputs_ON_Diverse_Howarth_2023_05_05 | 2033 | CH4 + CCS | Generation |  | ON | Capacity-Generation | Flex Adder | 0 | [6 empty] | 0.60057 | 0
LCP_Inputs_ON_Diverse_Howarth_2023_05_05 | 2033 | Electrolyser 2020/2030 | Crossload |  | ON | Capacity-Crossload | FOM | 38846837.268 | [6 empty] | 0.60057 | 23330403.7915
LCP_Inputs_ON_Diverse_Howarth_2023_05_05 | 2033 | Electrolyser 2020/2030 | Crossload |  | ON | Capacity-Crossload | Flex Adder | 0 | [6 empty] | 0.60057 | 0
LCP_Inputs_ON_Diverse_Howarth_2023_05_05 | 2033 | Generic - Generator | Generation |  | MI | Capacity-Generation | FOM | 0 | [6 empty] | 0.60057 | 0
LCP_Inputs_ON_Diverse_Howarth_2023_05_05 | 2033 | Generic - Generator | Generation |  | MI | Capacity-Generation | Flex Adder | 0 | [6 empty] | 0.60057 | 0
LCP_Inputs_ON_Diverse_Howarth_2023_05_05 | 2033 | Generic - Generator | Generation |  | NY | Capacity-Generation | FOM | 0 | [6 empty] | 0.60057 | 0
LCP_Inputs_ON_Diverse_Howarth_2023_05_05 | 2033 | Generic - Generator | Generation |  | NY | Capacity-Generation | Flex Adder | 0 | [6 empty] | 0.60057 | 0
LCP_Inputs_ON_Diverse_Howarth_2023_05_05 | 2033 | Generic - Generator | Generation |  | PJ | Capacity-Generation | FOM | 0 | [6 empty] | 0.60057 | 0
LCP_Inputs_ON_Diverse_Howarth_2023_05_05 | 2033 | Generic - Generator | Generation |  | PJ | Capacity-Generation | Flex Adder | 0 | [6 empty] | 0.60057 | 0
LCP_Inputs_ON_Diverse_Howarth_2023_05_05 | 2033 | Generic - Generator | Generation |  | QC | Capacity-Generation | FOM | 0 | [6 empty] | 0.60057 | 0
LCP_Inputs_ON_Diverse_Howarth_2023_05_05 | 2033 | Generic - Generator | Generation |  | QC | Capacity-Generation | Flex Adder | 0 | [6 empty] | 0.60057 | 0
LCP_Inputs_ON_Diverse_Howarth_2023_05_05 | 2033 | Generic - Generator | Generation |  | WC | Capacity-Generation | FOM | 0 | [6 empty] | 0.60057 | 0
LCP_Inputs_ON_Diverse_Howarth_2023_05_05 | 2033 | Generic - Generator | Generation |  | WC | Capacity-Generation | Flex Adder | 0 | [6 empty] | 0.60057 | 0
LCP_Inputs_ON_Diverse_Howarth_2023_05_05 | 2033 | H2 Salt Cavern Storage - ON | Storage |  | ON | Capacity-Storage | FOM | 0 | [6 empty] | 0.60057 | 0
LCP_Inputs_ON_Diverse_Howarth_2023_05_05 | 2033 | H2 Salt Cavern Storage - ON | Storage |  | ON | Capacity-Storage | Flex Adder | 0 | [6 empty] | 0.60057 | 0
LCP_Inputs_ON_Diverse_Howarth_2023_05_05 | 2033 | O/CCGT - H2 New | Crossload |  | ON | Capacity-Crossload | FOM | 0 | [6 empty] | 0.60057 | 0
LCP_Inputs_ON_Diverse_Howarth_2023_05_05 | 2033 | O/CCGT - H2 New | Crossload |  | ON | Capacity-Crossload | Flex Adder | 0 | [6 empty] | 0.60057 | 0
LCP_Inputs_ON_Diverse_Howarth_2023_05_05 | 2033 | SMR CCS | Generation |  | ON | Capacity-Generation | FOM | 284700707.0827 | [6 empty] | 0.60057 | 170983866.9781
LCP_Inputs_ON_Diverse_Howarth_2023_05_05 | 2033 | SMR CCS | Generation |  | ON | Capacity-Generation | Flex Adder | 0 | [6 empty] | 0.60057 | 0
LCP_Inputs_ON_Diverse_Howarth_2023_05_05 | 2033 | SMR CCS | Generation |  | WC | Capacity-Generation | FOM | 0 | [6 empty] | 0.60057 | 0
LCP_Inputs_ON_Diverse_Howarth_2023_05_05 | 2033 | SMR CCS | Generation |  | WC | Capacity-Generation | Flex Adder | 0 | [6 empty] | 0.60057 | 0
LCP_Inputs_ON_Diverse_Howarth_2023_05_05 | 2033 | Solar PV | Generation |  | ON | Capacity-Generation | FOM | 67126020.8554 | [6 empty] | 0.60057 | 40314148.6311
LCP_Inputs_ON_Diverse_Howarth_2023_05_05 | 2033 | Solar PV | Generation |  | ON | Capacity-Generation | Flex Adder | 0 | [6 empty] | 0.60057 | 0
LCP_Inputs_ON_Diverse_Howarth_2023_05_05 | 2033 | Solar PV | Generation |  | WC | Capacity-Generation | FOM | 0 | [6 empty] | 0.60057 | 0
LCP_Inputs_ON_Diverse_Howarth_2023_05_05 | 2033 | Solar PV | Generation |  | WC | Capacity-Generation | Flex Adder | 0 | [6 empty] | 0.60057 | 0
LCP_Inputs_ON_Diverse_Howarth_2023_05_05 | 2033 | Wind Onshore | Generation |  | MI | Capacity-Generation | FOM | 818090980.1068 | [6 empty] | 0.60057 | 491324242.7527
LCP_Inputs_ON_Diverse_Howarth_2023_05_05 | 2033 | Wind Onshore | Generation |  | MI | Capacity-Generation | Flex Adder | 0 | [6 empty] | 0.60057 | 0
LCP_Inputs_ON_Diverse_Howarth_2023_05_05 | 2033 | Wind Onshore | Generation |  | NY | Capacity-Generation | FOM | 235806587.7791 | [6 empty] | 0.60057 | 141619325.96
LCP_Inputs_ON_Diverse_Howarth_2023_05_05 | 2033 | Wind Onshore | Generation |  | NY | Capacity-Generation | Flex Adder | 0 | [6 empty] | 0.60057 | 0
LCP_Inputs_ON_Diverse_Howarth_2023_05_05 | 2033 | Wind Onshore | Generation |  | ON | Capacity-Generation | FOM | 375000000 | [6 empty] | 0.60057 | 225215282.3005
LCP_Inputs_ON_Diverse_Howarth_2023_05_05 | 2033 | Wind Onshore | Generation |  | ON | Capacity-Generation | Flex Adder | 0 | [6 empty] | 0.60057 | 0
LCP_Inputs_ON_Diverse_Howarth_2023_05_05 | 2033 | Wind Onshore | Generation |  | PJ | Capacity-Generation | FOM | 4302791680.0834 | [6 empty] | 0.60057 | 2584145181.094
LCP_Inputs_ON_Diverse_Howarth_2023_05_05 | 2033 | Wind Onshore | Generation |  | PJ | Capacity-Generation | Flex Adder | 0 | [6 empty] | 0.60057 | 0
LCP_Inputs_ON_Diverse_Howarth_2023_05_05 | 2033 | Wind Onshore | Generation |  | WC | Capacity-Generation | FOM | 0 | [6 empty] | 0.60057 | 0
LCP_Inputs_ON_Diverse_Howarth_2023_05_05 | 2033 | Wind Onshore | Generation |  | WC | Capacity-Generation | Flex Adder | 0 | [6 empty] | 0.60057 | 0
LCP_Inputs_ON_Diverse_Howarth_2023_05_05 | 2034 | Anaerobic Digestion | Generation |  | ON | Capacity-Generation | FOM | 125864882.1654 | [6 empty] | 0.57748 | 72683833.2528
LCP_Inputs_ON_Diverse_Howarth_2023_05_05 | 2034 | Anaerobic Digestion | Generation |  | ON | Capacity-Generation | Flex Adder | 0 | [6 empty] | 0.57748 | 0
LCP_Inputs_ON_Diverse_Howarth_2023_05_05 | 2034 | Battery Storage | Storage |  | ON | Capacity-Storage | FOM | 0 | [6 empty] | 0.57748 | 0
LCP_Inputs_ON_Diverse_Howarth_2023_05_05 | 2034 | Battery Storage | Storage |  | ON | Capacity-Storage | Flex Adder | 0 | [6 empty] | 0.57748 | 0
LCP_Inputs_ON_Diverse_Howarth_2023_05_05 | 2034 | CH4 + CCS | Generation |  | ON | Capacity-Generation | FOM | 0 | [6 empty] | 0.57748 | 0
LCP_Inputs_ON_Diverse_Howarth_2023_05_05 | 2034 | CH4 + CCS | Generation |  | ON | Capacity-Generation | Flex Adder | 0 | [6 empty] | 0.57748 | 0
LCP_Inputs_ON_Diverse_Howarth_2023_05_05 | 2034 | Electrolyser 2020/2030 | Crossload |  | ON | Capacity-Crossload | FOM | 38846837.268 | [6 empty] | 0.57748 | 22433080.5687
LCP_Inputs_ON_Diverse_Howarth_2023_05_05 | 2034 | Electrolyser 2020/2030 | Crossload |  | ON | Capacity-Crossload | Flex Adder | 0 | [6 empty] | 0.57748 | 0
LCP_Inputs_ON_Diverse_Howarth_2023_05_05 | 2034 | Generic - Generator | Generation |  | MI | Capacity-Generation | FOM | 0 | [6 empty] | 0.57748 | 0
LCP_Inputs_ON_Diverse_Howarth_2023_05_05 | 2034 | Generic - Generator | Generation |  | MI | Capacity-Generation | Flex Adder | 0 | [6 empty] | 0.57748 | 0
LCP_Inputs_ON_Diverse_Howarth_2023_05_05 | 2034 | Generic - Generator | Generation |  | NY | Capacity-Generation | FOM | 0 | [6 empty] | 0.57748 | 0
LCP_Inputs_ON_Diverse_Howarth_2023_05_05 | 2034 | Generic - Generator | Generation |  | NY | Capacity-Generation | Flex Adder | 0 | [6 empty] | 0.57748 | 0
LCP_Inputs_ON_Diverse_Howarth_2023_05_05 | 2034 | Generic - Generator | Generation |  | PJ | Capacity-Generation | FOM | 0 | [6 empty] | 0.57748 | 0
LCP_Inputs_ON_Diverse_Howarth_2023_05_05 | 2034 | Generic - Generator | Generation |  | PJ | Capacity-Generation | Flex Adder | 0 | [6 empty] | 0.57748 | 0
LCP_Inputs_ON_Diverse_Howarth_2023_05_05 | 2034 | Generic - Generator | Generation |  | QC | Capacity-Generation | FOM | 0 | [6 empty] | 0.57748 | 0
LCP_Inputs_ON_Diverse_Howarth_2023_05_05 | 2034 | Generic - Generator | Generation |  | QC | Capacity-Generation | Flex Adder | 0 | [6 empty] | 0.57748 | 0
LCP_Inputs_ON_Diverse_Howarth_2023_05_05 | 2034 | Generic - Generator | Generation |  | WC | Capacity-Generation | FOM | 0 | [6 empty] | 0.57748 | 0
LCP_Inputs_ON_Diverse_Howarth_2023_05_05 | 2034 | Generic - Generator | Generation |  | WC | Capacity-Generation | Flex Adder | 0 | [6 empty] | 0.57748 | 0
LCP_Inputs_ON_Diverse_Howarth_2023_05_05 | 2034 | H2 Salt Cavern Storage - ON | Storage |  | ON | Capacity-Storage | FOM | 0 | [6 empty] | 0.57748 | 0
LCP_Inputs_ON_Diverse_Howarth_2023_05_05 | 2034 | H2 Salt Cavern Storage - ON | Storage |  | ON | Capacity-Storage | Flex Adder | 0 | [6 empty] | 0.57748 | 0
LCP_Inputs_ON_Diverse_Howarth_2023_05_05 | 2034 | O/CCGT - H2 New | Crossload |  | ON | Capacity-Crossload | FOM | 0 | [6 empty] | 0.57748 | 0
LCP_Inputs_ON_Diverse_Howarth_2023_05_05 | 2034 | O/CCGT - H2 New | Crossload |  | ON | Capacity-Crossload | Flex Adder | 0 | [6 empty] | 0.57748 | 0
LCP_Inputs_ON_Diverse_Howarth_2023_05_05 | 2034 | SMR CCS | Generation |  | ON | Capacity-Generation | FOM | 284700707.0827 | [6 empty] | 0.57748 | 164407564.402
LCP_Inputs_ON_Diverse_Howarth_2023_05_05 | 2034 | SMR CCS | Generation |  | ON | Capacity-Generation | Flex Adder | 0 | [6 empty] | 0.57748 | 0
LCP_Inputs_ON_Diverse_Howarth_2023_05_05 | 2034 | SMR CCS | Generation |  | WC | Capacity-Generation | FOM | 0 | [6 empty] | 0.57748 | 0
LCP_Inputs_ON_Diverse_Howarth_2023_05_05 | 2034 | SMR CCS | Generation |  | WC | Capacity-Generation | Flex Adder | 0 | [6 empty] | 0.57748 | 0
LCP_Inputs_ON_Diverse_Howarth_2023_05_05 | 2034 | Solar PV | Generation |  | ON | Capacity-Generation | FOM | 67126020.8554 | [6 empty] | 0.57748 | 38763604.4529
LCP_Inputs_ON_Diverse_Howarth_2023_05_05 | 2034 | Solar PV | Generation |  | ON | Capacity-Generation | Flex Adder | 0 | [6 empty] | 0.57748 | 0
LCP_Inputs_ON_Diverse_Howarth_2023_05_05 | 2034 | Solar PV | Generation |  | WC | Capacity-Generation | FOM | 0 | [6 empty] | 0.57748 | 0
LCP_Inputs_ON_Diverse_Howarth_2023_05_05 | 2034 | Solar PV | Generation |  | WC | Capacity-Generation | Flex Adder | 0 | [6 empty] | 0.57748 | 0
LCP_Inputs_ON_Diverse_Howarth_2023_05_05 | 2034 | Wind Onshore | Generation |  | MI | Capacity-Generation | FOM | 818090980.1068 | [6 empty] | 0.57748 | 472427156.4929
LCP_Inputs_ON_Diverse_Howarth_2023_05_05 | 2034 | Wind Onshore | Generation |  | MI | Capacity-Generation | Flex Adder | 0 | [6 empty] | 0.57748 | 0
LCP_Inputs_ON_Diverse_Howarth_2023_05_05 | 2034 | Wind Onshore | Generation |  | NY | Capacity-Generation | FOM | 235806587.7791 | [6 empty] | 0.57748 | 136172428.8077
LCP_Inputs_ON_Diverse_Howarth_2023_05_05 | 2034 | Wind Onshore | Generation |  | NY | Capacity-Generation | Flex Adder | 0 | [6 empty] | 0.57748 | 0
LCP_Inputs_ON_Diverse_Howarth_2023_05_05 | 2034 | Wind Onshore | Generation |  | ON | Capacity-Generation | FOM | 375000000 | [6 empty] | 0.57748 | 216553156.0582
LCP_Inputs_ON_Diverse_Howarth_2023_05_05 | 2034 | Wind Onshore | Generation |  | ON | Capacity-Generation | Flex Adder | 0 | [6 empty] | 0.57748 | 0
LCP_Inputs_ON_Diverse_Howarth_2023_05_05 | 2034 | Wind Onshore | Generation |  | PJ | Capacity-Generation | FOM | 4302791680.0834 | [6 empty] | 0.57748 | 2484754981.8211
LCP_Inputs_ON_Diverse_Howarth_2023_05_05 | 2034 | Wind Onshore | Generation |  | PJ | Capacity-Generation | Flex Adder | 0 | [6 empty] | 0.57748 | 0
LCP_Inputs_ON_Diverse_Howarth_2023_05_05 | 2034 | Wind Onshore | Generation |  | WC | Capacity-Generation | FOM | 0 | [6 empty] | 0.57748 | 0
LCP_Inputs_ON_Diverse_Howarth_2023_05_05 | 2034 | Wind Onshore | Generation |  | WC | Capacity-Generation | Flex Adder | 0 | [6 empty] | 0.57748 | 0
LCP_Inputs_ON_Diverse_Howarth_2023_05_05 | 2035 | Anaerobic Digestion | Generation |  | ON | Capacity-Generation | FOM | 125864882.1654 | [6 empty] | 0.55526 | 69888301.2046
LCP_Inputs_ON_Diverse_Howarth_2023_05_05 | 2035 | Anaerobic Digestion | Generation |  | ON | Capacity-Generation | Flex Adder | 0 | [6 empty] | 0.55526 | 0
LCP_Inputs_ON_Diverse_Howarth_2023_05_05 | 2035 | Battery Storage | Storage |  | ON | Capacity-Storage | FOM | 0 | [6 empty] | 0.55526 | 0
LCP_Inputs_ON_Diverse_Howarth_2023_05_05 | 2035 | Battery Storage | Storage |  | ON | Capacity-Storage | Flex Adder | 0 | [6 empty] | 0.55526 | 0
LCP_Inputs_ON_Diverse_Howarth_2023_05_05 | 2035 | CH4 + CCS | Generation |  | ON | Capacity-Generation | FOM | 0 | [6 empty] | 0.55526 | 0
LCP_Inputs_ON_Diverse_Howarth_2023_05_05 | 2035 | CH4 + CCS | Generation |  | ON | Capacity-Generation | Flex Adder | 0 | [6 empty] | 0.55526 | 0
LCP_Inputs_ON_Diverse_Howarth_2023_05_05 | 2035 | Electrolyser 2020/2030 | Crossload |  | ON | Capacity-Crossload | FOM | 38846837.268 | [6 empty] | 0.55526 | 21570269.7776
LCP_Inputs_ON_Diverse_Howarth_2023_05_05 | 2035 | Electrolyser 2020/2030 | Crossload |  | ON | Capacity-Crossload | Flex Adder | 0 | [6 empty] | 0.55526 | 0
LCP_Inputs_ON_Diverse_Howarth_2023_05_05 | 2035 | Generic - Generator | Generation |  | MI | Capacity-Generation | FOM | 0 | [6 empty] | 0.55526 | 0
LCP_Inputs_ON_Diverse_Howarth_2023_05_05 | 2035 | Generic - Generator | Generation |  | MI | Capacity-Generation | Flex Adder | 0 | [6 empty] | 0.55526 | 0
LCP_Inputs_ON_Diverse_Howarth_2023_05_05 | 2035 | Generic - Generator | Generation |  | NY | Capacity-Generation | FOM | 0 | [6 empty] | 0.55526 | 0
LCP_Inputs_ON_Diverse_Howarth_2023_05_05 | 2035 | Generic - Generator | Generation |  | NY | Capacity-Generation | Flex Adder | 0 | [6 empty] | 0.55526 | 0
LCP_Inputs_ON_Diverse_Howarth_2023_05_05 | 2035 | Generic - Generator | Generation |  | PJ | Capacity-Generation | FOM | 0 | [6 empty] | 0.55526 | 0
LCP_Inputs_ON_Diverse_Howarth_2023_05_05 | 2035 | Generic - Generator | Generation |  | PJ | Capacity-Generation | Flex Adder | 0 | [6 empty] | 0.55526 | 0
LCP_Inputs_ON_Diverse_Howarth_2023_05_05 | 2035 | Generic - Generator | Generation |  | QC | Capacity-Generation | FOM | 0 | [6 empty] | 0.55526 | 0
LCP_Inputs_ON_Diverse_Howarth_2023_05_05 | 2035 | Generic - Generator | Generation |  | QC | Capacity-Generation | Flex Adder | 0 | [6 empty] | 0.55526 | 0
LCP_Inputs_ON_Diverse_Howarth_2023_05_05 | 2035 | Generic - Generator | Generation |  | WC | Capacity-Generation | FOM | 0 | [6 empty] | 0.55526 | 0
LCP_Inputs_ON_Diverse_Howarth_2023_05_05 | 2035 | Generic - Generator | Generation |  | WC | Capacity-Generation | Flex Adder | 0 | [6 empty] | 0.55526 | 0
LCP_Inputs_ON_Diverse_Howarth_2023_05_05 | 2035 | H2 Salt Cavern Storage - ON | Storage |  | ON | Capacity-Storage | FOM | 0 | [6 empty] | 0.55526 | 0
LCP_Inputs_ON_Diverse_Howarth_2023_05_05 | 2035 | H2 Salt Cavern Storage - ON | Storage |  | ON | Capacity-Storage | Flex Adder | 0 | [6 empty] | 0.55526 | 0
LCP_Inputs_ON_Diverse_Howarth_2023_05_05 | 2035 | O/CCGT - H2 New | Crossload |  | ON | Capacity-Crossload | FOM | 0 | [6 empty] | 0.55526 | 0
LCP_Inputs_ON_Diverse_Howarth_2023_05_05 | 2035 | O/CCGT - H2 New | Crossload |  | ON | Capacity-Crossload | Flex Adder | 0 | [6 empty] | 0.55526 | 0
LCP_Inputs_ON_Diverse_Howarth_2023_05_05 | 2035 | SMR CCS | Generation |  | ON | Capacity-Generation | FOM | 284700707.0827 | [6 empty] | 0.55526 | 158084196.5404
LCP_Inputs_ON_Diverse_Howarth_2023_05_05 | 2035 | SMR CCS | Generation |  | ON | Capacity-Generation | Flex Adder | 0 | [6 empty] | 0.55526 | 0
LCP_Inputs_ON_Diverse_Howarth_2023_05_05 | 2035 | SMR CCS | Generation |  | WC | Capacity-Generation | FOM | 0 | [6 empty] | 0.55526 | 0
LCP_Inputs_ON_Diverse_Howarth_2023_05_05 | 2035 | SMR CCS | Generation |  | WC | Capacity-Generation | Flex Adder | 0 | [6 empty] | 0.55526 | 0
LCP_Inputs_ON_Diverse_Howarth_2023_05_05 | 2035 | Solar PV | Generation |  | ON | Capacity-Generation | FOM | 67126020.8554 | [6 empty] | 0.55526 | 37272696.5894
LCP_Inputs_ON_Diverse_Howarth_2023_05_05 | 2035 | Solar PV | Generation |  | ON | Capacity-Generation | Flex Adder | 0 | [6 empty] | 0.55526 | 0
LCP_Inputs_ON_Diverse_Howarth_2023_05_05 | 2035 | Solar PV | Generation |  | WC | Capacity-Generation | FOM | 0 | [6 empty] | 0.55526 | 0
LCP_Inputs_ON_Diverse_Howarth_2023_05_05 | 2035 | Solar PV | Generation |  | WC | Capacity-Generation | Flex Adder | 0 | [6 empty] | 0.55526 | 0
LCP_Inputs_ON_Diverse_Howarth_2023_05_05 | 2035 | Wind Onshore | Generation |  | MI | Capacity-Generation | FOM | 818090980.1068 | [6 empty] | 0.55526 | 454256881.2432
LCP_Inputs_ON_Diverse_Howarth_2023_05_05 | 2035 | Wind Onshore | Generation |  | MI | Capacity-Generation | Flex Adder | 0 | [6 empty] | 0.55526 | 0
LCP_Inputs_ON_Diverse_Howarth_2023_05_05 | 2035 | Wind Onshore | Generation |  | NY | Capacity-Generation | FOM | 235806587.7791 | [6 empty] | 0.55526 | 130935027.6997
LCP_Inputs_ON_Diverse_Howarth_2023_05_05 | 2035 | Wind Onshore | Generation |  | NY | Capacity-Generation | Flex Adder | 0 | [6 empty] | 0.55526 | 0
LCP_Inputs_ON_Diverse_Howarth_2023_05_05 | 2035 | Wind Onshore | Generation |  | ON | Capacity-Generation | FOM | 375000000 | [6 empty] | 0.55526 | 208224188.5175
LCP_Inputs_ON_Diverse_Howarth_2023_05_05 | 2035 | Wind Onshore | Generation |  | ON | Capacity-Generation | Flex Adder | 0 | [6 empty] | 0.55526 | 0
LCP_Inputs_ON_Diverse_Howarth_2023_05_05 | 2035 | Wind Onshore | Generation |  | PJ | Capacity-Generation | FOM | 4302791680.0834 | [6 empty] | 0.55526 | 2389187482.5203
LCP_Inputs_ON_Diverse_Howarth_2023_05_05 | 2035 | Wind Onshore | Generation |  | PJ | Capacity-Generation | Flex Adder | 0 | [6 empty] | 0.55526 | 0
LCP_Inputs_ON_Diverse_Howarth_2023_05_05 | 2035 | Wind Onshore | Generation |  | WC | Capacity-Generation | FOM | 0 | [6 empty] | 0.55526 | 0
LCP_Inputs_ON_Diverse_Howarth_2023_05_05 | 2035 | Wind Onshore | Generation |  | WC | Capacity-Generation | Flex Adder | 0 | [6 empty] | 0.55526 | 0
LCP_Inputs_ON_Diverse_Howarth_2023_05_05 | 2036 | Anaerobic Digestion | Generation |  | ON | Capacity-Generation | FOM | 125864882.1654 | [6 empty] | 0.53391 | 67200289.6199
LCP_Inputs_ON_Diverse_Howarth_2023_05_05 | 2036 | Anaerobic Digestion | Generation |  | ON | Capacity-Generation | Flex Adder | 0 | [6 empty] | 0.53391 | 0
LCP_Inputs_ON_Diverse_Howarth_2023_05_05 | 2036 | Battery Storage | Storage |  | ON | Capacity-Storage | FOM | 0 | [6 empty] | 0.53391 | 0
LCP_Inputs_ON_Diverse_Howarth_2023_05_05 | 2036 | Battery Storage | Storage |  | ON | Capacity-Storage | Flex Adder | 0 | [6 empty] | 0.53391 | 0
LCP_Inputs_ON_Diverse_Howarth_2023_05_05 | 2036 | CH4 + CCS | Generation |  | ON | Capacity-Generation | FOM | 0 | [6 empty] | 0.53391 | 0
LCP_Inputs_ON_Diverse_Howarth_2023_05_05 | 2036 | CH4 + CCS | Generation |  | ON | Capacity-Generation | Flex Adder | 0 | [6 empty] | 0.53391 | 0
LCP_Inputs_ON_Diverse_Howarth_2023_05_05 | 2036 | Electrolyser 2020/2030 | Crossload |  | ON | Capacity-Crossload | FOM | 38846837.268 | [6 empty] | 0.53391 | 20740644.0169
LCP_Inputs_ON_Diverse_Howarth_2023_05_05 | 2036 | Electrolyser 2020/2030 | Crossload |  | ON | Capacity-Crossload | Flex Adder | 0 | [6 empty] | 0.53391 | 0
LCP_Inputs_ON_Diverse_Howarth_2023_05_05 | 2036 | Generic - Generator | Generation |  | MI | Capacity-Generation | FOM | 0 | [6 empty] | 0.53391 | 0
LCP_Inputs_ON_Diverse_Howarth_2023_05_05 | 2036 | Generic - Generator | Generation |  | MI | Capacity-Generation | Flex Adder | 0 | [6 empty] | 0.53391 | 0
LCP_Inputs_ON_Diverse_Howarth_2023_05_05 | 2036 | Generic - Generator | Generation |  | NY | Capacity-Generation | FOM | 0 | [6 empty] | 0.53391 | 0
LCP_Inputs_ON_Diverse_Howarth_2023_05_05 | 2036 | Generic - Generator | Generation |  | NY | Capacity-Generation | Flex Adder | 0 | [6 empty] | 0.53391 | 0
LCP_Inputs_ON_Diverse_Howarth_2023_05_05 | 2036 | Generic - Generator | Generation |  | PJ | Capacity-Generation | FOM | 0 | [6 empty] | 0.53391 | 0
LCP_Inputs_ON_Diverse_Howarth_2023_05_05 | 2036 | Generic - Generator | Generation |  | PJ | Capacity-Generation | Flex Adder | 0 | [6 empty] | 0.53391 | 0
LCP_Inputs_ON_Diverse_Howarth_2023_05_05 | 2036 | Generic - Generator | Generation |  | QC | Capacity-Generation | FOM | 0 | [6 empty] | 0.53391 | 0
LCP_Inputs_ON_Diverse_Howarth_2023_05_05 | 2036 | Generic - Generator | Generation |  | QC | Capacity-Generation | Flex Adder | 0 | [6 empty] | 0.53391 | 0
LCP_Inputs_ON_Diverse_Howarth_2023_05_05 | 2036 | Generic - Generator | Generation |  | WC | Capacity-Generation | FOM | 0 | [6 empty] | 0.53391 | 0
LCP_Inputs_ON_Diverse_Howarth_2023_05_05 | 2036 | Generic - Generator | Generation |  | WC | Capacity-Generation | Flex Adder | 0 | [6 empty] | 0.53391 | 0
LCP_Inputs_ON_Diverse_Howarth_2023_05_05 | 2036 | H2 Salt Cavern Storage - ON | Storage |  | ON | Capacity-Storage | FOM | 0 | [6 empty] | 0.53391 | 0
LCP_Inputs_ON_Diverse_Howarth_2023_05_05 | 2036 | H2 Salt Cavern Storage - ON | Storage |  | ON | Capacity-Storage | Flex Adder | 0 | [6 empty] | 0.53391 | 0
LCP_Inputs_ON_Diverse_Howarth_2023_05_05 | 2036 | O/CCGT - H2 New | Crossload |  | ON | Capacity-Crossload | FOM | 0 | [6 empty] | 0.53391 | 0
LCP_Inputs_ON_Diverse_Howarth_2023_05_05 | 2036 | O/CCGT - H2 New | Crossload |  | ON | Capacity-Crossload | Flex Adder | 0 | [6 empty] | 0.53391 | 0
LCP_Inputs_ON_Diverse_Howarth_2023_05_05 | 2036 | SMR CCS | Generation |  | ON | Capacity-Generation | FOM | 284700707.0827 | [6 empty] | 0.53391 | 152004035.135
LCP_Inputs_ON_Diverse_Howarth_2023_05_05 | 2036 | SMR CCS | Generation |  | ON | Capacity-Generation | Flex Adder | 0 | [6 empty] | 0.53391 | 0
LCP_Inputs_ON_Diverse_Howarth_2023_05_05 | 2036 | SMR CCS | Generation |  | WC | Capacity-Generation | FOM | 0 | [6 empty] | 0.53391 | 0
LCP_Inputs_ON_Diverse_Howarth_2023_05_05 | 2036 | SMR CCS | Generation |  | WC | Capacity-Generation | Flex Adder | 0 | [6 empty] | 0.53391 | 0
LCP_Inputs_ON_Diverse_Howarth_2023_05_05 | 2036 | Solar PV | Generation |  | ON | Capacity-Generation | FOM | 67126020.8554 | [6 empty] | 0.53391 | 35839131.3359
LCP_Inputs_ON_Diverse_Howarth_2023_05_05 | 2036 | Solar PV | Generation |  | ON | Capacity-Generation | Flex Adder | 0 | [6 empty] | 0.53391 | 0
LCP_Inputs_ON_Diverse_Howarth_2023_05_05 | 2036 | Solar PV | Generation |  | WC | Capacity-Generation | FOM | 0 | [6 empty] | 0.53391 | 0
LCP_Inputs_ON_Diverse_Howarth_2023_05_05 | 2036 | Solar PV | Generation |  | WC | Capacity-Generation | Flex Adder | 0 | [6 empty] | 0.53391 | 0
LCP_Inputs_ON_Diverse_Howarth_2023_05_05 | 2036 | Wind Onshore | Generation |  | MI | Capacity-Generation | FOM | 818090980.1068 | [6 empty] | 0.53391 | 436785462.7339
LCP_Inputs_ON_Diverse_Howarth_2023_05_05 | 2036 | Wind Onshore | Generation |  | MI | Capacity-Generation | Flex Adder | 0 | [6 empty] | 0.53391 | 0
LCP_Inputs_ON_Diverse_Howarth_2023_05_05 | 2036 | Wind Onshore | Generation |  | NY | Capacity-Generation | FOM | 235806587.7791 | [6 empty] | 0.53391 | 125899065.0958
LCP_Inputs_ON_Diverse_Howarth_2023_05_05 | 2036 | Wind Onshore | Generation |  | NY | Capacity-Generation | Flex Adder | 0 | [6 empty] | 0.53391 | 0
LCP_Inputs_ON_Diverse_Howarth_2023_05_05 | 2036 | Wind Onshore | Generation |  | ON | Capacity-Generation | FOM | 375000000 | [6 empty] | 0.53391 | 200215565.8822
LCP_Inputs_ON_Diverse_Howarth_2023_05_05 | 2036 | Wind Onshore | Generation |  | ON | Capacity-Generation | Flex Adder | 0 | [6 empty] | 0.53391 | 0
LCP_Inputs_ON_Diverse_Howarth_2023_05_05 | 2036 | Wind Onshore | Generation |  | PJ | Capacity-Generation | FOM | 4302791680.0834 | [6 empty] | 0.53391 | 2297295656.2695
LCP_Inputs_ON_Diverse_Howarth_2023_05_05 | 2036 | Wind Onshore | Generation |  | PJ | Capacity-Generation | Flex Adder | 0 | [6 empty] | 0.53391 | 0
LCP_Inputs_ON_Diverse_Howarth_2023_05_05 | 2036 | Wind Onshore | Generation |  | WC | Capacity-Generation | FOM | 0 | [6 empty] | 0.53391 | 0
LCP_Inputs_ON_Diverse_Howarth_2023_05_05 | 2036 | Wind Onshore | Generation |  | WC | Capacity-Generation | Flex Adder | 0 | [6 empty] | 0.53391 | 0
LCP_Inputs_ON_Diverse_Howarth_2023_05_05 | 2037 | Anaerobic Digestion | Generation |  | ON | Capacity-Generation | FOM | 125864882.1654 | [6 empty] | 0.51337 | 64615663.096
LCP_Inputs_ON_Diverse_Howarth_2023_05_05 | 2037 | Anaerobic Digestion | Generation |  | ON | Capacity-Generation | Flex Adder | 0 | [6 empty] | 0.51337 | 0
LCP_Inputs_ON_Diverse_Howarth_2023_05_05 | 2037 | Battery Storage | Storage |  | ON | Capacity-Storage | FOM | 0 | [6 empty] | 0.51337 | 0
LCP_Inputs_ON_Diverse_Howarth_2023_05_05 | 2037 | Battery Storage | Storage |  | ON | Capacity-Storage | Flex Adder | 0 | [6 empty] | 0.51337 | 0
LCP_Inputs_ON_Diverse_Howarth_2023_05_05 | 2037 | CH4 + CCS | Generation |  | ON | Capacity-Generation | FOM | 0 | [6 empty] | 0.51337 | 0
LCP_Inputs_ON_Diverse_Howarth_2023_05_05 | 2037 | CH4 + CCS | Generation |  | ON | Capacity-Generation | Flex Adder | 0 | [6 empty] | 0.51337 | 0
LCP_Inputs_ON_Diverse_Howarth_2023_05_05 | 2037 | Electrolyser 2020/2030 | Crossload |  | ON | Capacity-Crossload | FOM | 38846837.268 | [6 empty] | 0.51337 | 19942926.9394
LCP_Inputs_ON_Diverse_Howarth_2023_05_05 | 2037 | Electrolyser 2020/2030 | Crossload |  | ON | Capacity-Crossload | Flex Adder | 0 | [6 empty] | 0.51337 | 0
LCP_Inputs_ON_Diverse_Howarth_2023_05_05 | 2037 | Generic - Generator | Generation |  | MI | Capacity-Generation | FOM | 0 | [6 empty] | 0.51337 | 0
LCP_Inputs_ON_Diverse_Howarth_2023_05_05 | 2037 | Generic - Generator | Generation |  | MI | Capacity-Generation | Flex Adder | 0 | [6 empty] | 0.51337 | 0
LCP_Inputs_ON_Diverse_Howarth_2023_05_05 | 2037 | Generic - Generator | Generation |  | NY | Capacity-Generation | FOM | 0 | [6 empty] | 0.51337 | 0
LCP_Inputs_ON_Diverse_Howarth_2023_05_05 | 2037 | Generic - Generator | Generation |  | NY | Capacity-Generation | Flex Adder | 0 | [6 empty] | 0.51337 | 0
LCP_Inputs_ON_Diverse_Howarth_2023_05_05 | 2037 | Generic - Generator | Generation |  | PJ | Capacity-Generation | FOM | 0 | [6 empty] | 0.51337 | 0
LCP_Inputs_ON_Diverse_Howarth_2023_05_05 | 2037 | Generic - Generator | Generation |  | PJ | Capacity-Generation | Flex Adder | 0 | [6 empty] | 0.51337 | 0
LCP_Inputs_ON_Diverse_Howarth_2023_05_05 | 2037 | Generic - Generator | Generation |  | QC | Capacity-Generation | FOM | 0 | [6 empty] | 0.51337 | 0
LCP_Inputs_ON_Diverse_Howarth_2023_05_05 | 2037 | Generic - Generator | Generation |  | QC | Capacity-Generation | Flex Adder | 0 | [6 empty] | 0.51337 | 0
LCP_Inputs_ON_Diverse_Howarth_2023_05_05 | 2037 | Generic - Generator | Generation |  | WC | Capacity-Generation | FOM | 0 | [6 empty] | 0.51337 | 0
LCP_Inputs_ON_Diverse_Howarth_2023_05_05 | 2037 | Generic - Generator | Generation |  | WC | Capacity-Generation | Flex Adder | 0 | [6 empty] | 0.51337 | 0
LCP_Inputs_ON_Diverse_Howarth_2023_05_05 | 2037 | H2 Salt Cavern Storage - ON | Storage |  | ON | Capacity-Storage | FOM | 0 | [6 empty] | 0.51337 | 0
LCP_Inputs_ON_Diverse_Howarth_2023_05_05 | 2037 | H2 Salt Cavern Storage - ON | Storage |  | ON | Capacity-Storage | Flex Adder | 0 | [6 empty] | 0.51337 | 0
LCP_Inputs_ON_Diverse_Howarth_2023_05_05 | 2037 | O/CCGT - H2 New | Crossload |  | ON | Capacity-Crossload | FOM | 0 | [6 empty] | 0.51337 | 0
LCP_Inputs_ON_Diverse_Howarth_2023_05_05 | 2037 | O/CCGT - H2 New | Crossload |  | ON | Capacity-Crossload | Flex Adder | 0 | [6 empty] | 0.51337 | 0
LCP_Inputs_ON_Diverse_Howarth_2023_05_05 | 2037 | SMR CCS | Generation |  | ON | Capacity-Generation | FOM | 284700707.0827 | [6 empty] | 0.51337 | 146157726.0913
LCP_Inputs_ON_Diverse_Howarth_2023_05_05 | 2037 | SMR CCS | Generation |  | ON | Capacity-Generation | Flex Adder | 0 | [6 empty] | 0.51337 | 0
LCP_Inputs_ON_Diverse_Howarth_2023_05_05 | 2037 | SMR CCS | Generation |  | WC | Capacity-Generation | FOM | 0 | [6 empty] | 0.51337 | 0
LCP_Inputs_ON_Diverse_Howarth_2023_05_05 | 2037 | SMR CCS | Generation |  | WC | Capacity-Generation | Flex Adder | 0 | [6 empty] | 0.51337 | 0
LCP_Inputs_ON_Diverse_Howarth_2023_05_05 | 2037 | Solar PV | Generation |  | ON | Capacity-Generation | FOM | 67126020.8554 | [6 empty] | 0.51337 | 34460703.2076
LCP_Inputs_ON_Diverse_Howarth_2023_05_05 | 2037 | Solar PV | Generation |  | ON | Capacity-Generation | Flex Adder | 0 | [6 empty] | 0.51337 | 0
LCP_Inputs_ON_Diverse_Howarth_2023_05_05 | 2037 | Solar PV | Generation |  | WC | Capacity-Generation | FOM | 0 | [6 empty] | 0.51337 | 0
LCP_Inputs_ON_Diverse_Howarth_2023_05_05 | 2037 | Solar PV | Generation |  | WC | Capacity-Generation | Flex Adder | 0 | [6 empty] | 0.51337 | 0
LCP_Inputs_ON_Diverse_Howarth_2023_05_05 | 2037 | Wind Onshore | Generation |  | MI | Capacity-Generation | FOM | 818090980.1068 | [6 empty] | 0.51337 | 419986021.8595
LCP_Inputs_ON_Diverse_Howarth_2023_05_05 | 2037 | Wind Onshore | Generation |  | MI | Capacity-Generation | Flex Adder | 0 | [6 empty] | 0.51337 | 0
LCP_Inputs_ON_Diverse_Howarth_2023_05_05 | 2037 | Wind Onshore | Generation |  | NY | Capacity-Generation | FOM | 235806587.7791 | [6 empty] | 0.51337 | 121056793.3614
LCP_Inputs_ON_Diverse_Howarth_2023_05_05 | 2037 | Wind Onshore | Generation |  | NY | Capacity-Generation | Flex Adder | 0 | [6 empty] | 0.51337 | 0
LCP_Inputs_ON_Diverse_Howarth_2023_05_05 | 2037 | Wind Onshore | Generation |  | ON | Capacity-Generation | FOM | 375000000 | [6 empty] | 0.51337 | 192514967.1944
LCP_Inputs_ON_Diverse_Howarth_2023_05_05 | 2037 | Wind Onshore | Generation |  | ON | Capacity-Generation | Flex Adder | 0 | [6 empty] | 0.51337 | 0
LCP_Inputs_ON_Diverse_Howarth_2023_05_05 | 2037 | Wind Onshore | Generation |  | PJ | Capacity-Generation | FOM | 4302791680.0834 | [6 empty] | 0.51337 | 2208938131.0284
LCP_Inputs_ON_Diverse_Howarth_2023_05_05 | 2037 | Wind Onshore | Generation |  | PJ | Capacity-Generation | Flex Adder | 0 | [6 empty] | 0.51337 | 0
LCP_Inputs_ON_Diverse_Howarth_2023_05_05 | 2037 | Wind Onshore | Generation |  | WC | Capacity-Generation | FOM | 0 | [6 empty] | 0.51337 | 0
LCP_Inputs_ON_Diverse_Howarth_2023_05_05 | 2037 | Wind Onshore | Generation |  | WC | Capacity-Generation | Flex Adder | 0 | [6 empty] | 0.51337 | 0
LCP_Inputs_ON_Diverse_Howarth_2023_05_05 | 2038 | Anaerobic Digestion | Generation |  | ON | Capacity-Generation | FOM | 125864882.1654 | [6 empty] | 0.49363 | 62130445.2846
LCP_Inputs_ON_Diverse_Howarth_2023_05_05 | 2038 | Anaerobic Digestion | Generation |  | ON | Capacity-Generation | Flex Adder | 0 | [6 empty] | 0.49363 | 0
LCP_Inputs_ON_Diverse_Howarth_2023_05_05 | 2038 | Battery Storage | Storage |  | ON | Capacity-Storage | FOM | 0 | [6 empty] | 0.49363 | 0
LCP_Inputs_ON_Diverse_Howarth_2023_05_05 | 2038 | Battery Storage | Storage |  | ON | Capacity-Storage | Flex Adder | 0 | [6 empty] | 0.49363 | 0
LCP_Inputs_ON_Diverse_Howarth_2023_05_05 | 2038 | CH4 + CCS | Generation |  | ON | Capacity-Generation | FOM | 0 | [6 empty] | 0.49363 | 0
LCP_Inputs_ON_Diverse_Howarth_2023_05_05 | 2038 | CH4 + CCS | Generation |  | ON | Capacity-Generation | Flex Adder | 0 | [6 empty] | 0.49363 | 0
LCP_Inputs_ON_Diverse_Howarth_2023_05_05 | 2038 | Electrolyser 2020/2030 | Crossload |  | ON | Capacity-Crossload | FOM | 38846837.268 | [6 empty] | 0.49363 | 19175891.2878
LCP_Inputs_ON_Diverse_Howarth_2023_05_05 | 2038 | Electrolyser 2020/2030 | Crossload |  | ON | Capacity-Crossload | Flex Adder | 0 | [6 empty] | 0.49363 | 0
LCP_Inputs_ON_Diverse_Howarth_2023_05_05 | 2038 | Generic - Generator | Generation |  | MI | Capacity-Generation | FOM | 0 | [6 empty] | 0.49363 | 0
LCP_Inputs_ON_Diverse_Howarth_2023_05_05 | 2038 | Generic - Generator | Generation |  | MI | Capacity-Generation | Flex Adder | 0 | [6 empty] | 0.49363 | 0
LCP_Inputs_ON_Diverse_Howarth_2023_05_05 | 2038 | Generic - Generator | Generation |  | NY | Capacity-Generation | FOM | 0 | [6 empty] | 0.49363 | 0
LCP_Inputs_ON_Diverse_Howarth_2023_05_05 | 2038 | Generic - Generator | Generation |  | NY | Capacity-Generation | Flex Adder | 0 | [6 empty] | 0.49363 | 0
LCP_Inputs_ON_Diverse_Howarth_2023_05_05 | 2038 | Generic - Generator | Generation |  | PJ | Capacity-Generation | FOM | 0 | [6 empty] | 0.49363 | 0
LCP_Inputs_ON_Diverse_Howarth_2023_05_05 | 2038 | Generic - Generator | Generation |  | PJ | Capacity-Generation | Flex Adder | 0 | [6 empty] | 0.49363 | 0
LCP_Inputs_ON_Diverse_Howarth_2023_05_05 | 2038 | Generic - Generator | Generation |  | QC | Capacity-Generation | FOM | 0 | [6 empty] | 0.49363 | 0
LCP_Inputs_ON_Diverse_Howarth_2023_05_05 | 2038 | Generic - Generator | Generation |  | QC | Capacity-Generation | Flex Adder | 0 | [6 empty] | 0.49363 | 0
LCP_Inputs_ON_Diverse_Howarth_2023_05_05 | 2038 | Generic - Generator | Generation |  | WC | Capacity-Generation | FOM | 0 | [6 empty] | 0.49363 | 0
LCP_Inputs_ON_Diverse_Howarth_2023_05_05 | 2038 | Generic - Generator | Generation |  | WC | Capacity-Generation | Flex Adder | 0 | [6 empty] | 0.49363 | 0
LCP_Inputs_ON_Diverse_Howarth_2023_05_05 | 2038 | H2 Salt Cavern Storage - ON | Storage |  | ON | Capacity-Storage | FOM | 0 | [6 empty] | 0.49363 | 0
LCP_Inputs_ON_Diverse_Howarth_2023_05_05 | 2038 | H2 Salt Cavern Storage - ON | Storage |  | ON | Capacity-Storage | Flex Adder | 0 | [6 empty] | 0.49363 | 0
LCP_Inputs_ON_Diverse_Howarth_2023_05_05 | 2038 | O/CCGT - H2 New | Crossload |  | ON | Capacity-Crossload | FOM | 0 | [6 empty] | 0.49363 | 0
LCP_Inputs_ON_Diverse_Howarth_2023_05_05 | 2038 | O/CCGT - H2 New | Crossload |  | ON | Capacity-Crossload | Flex Adder | 0 | [6 empty] | 0.49363 | 0
LCP_Inputs_ON_Diverse_Howarth_2023_05_05 | 2038 | SMR CCS | Generation |  | ON | Capacity-Generation | FOM | 284700707.0827 | [6 empty] | 0.49363 | 140536275.0878
LCP_Inputs_ON_Diverse_Howarth_2023_05_05 | 2038 | SMR CCS | Generation |  | ON | Capacity-Generation | Flex Adder | 0 | [6 empty] | 0.49363 | 0
LCP_Inputs_ON_Diverse_Howarth_2023_05_05 | 2038 | SMR CCS | Generation |  | WC | Capacity-Generation | FOM | 0 | [6 empty] | 0.49363 | 0
LCP_Inputs_ON_Diverse_Howarth_2023_05_05 | 2038 | SMR CCS | Generation |  | WC | Capacity-Generation | Flex Adder | 0 | [6 empty] | 0.49363 | 0
LCP_Inputs_ON_Diverse_Howarth_2023_05_05 | 2038 | Solar PV | Generation |  | ON | Capacity-Generation | FOM | 67126020.8554 | [6 empty] | 0.49363 | 33135291.5458
LCP_Inputs_ON_Diverse_Howarth_2023_05_05 | 2038 | Solar PV | Generation |  | ON | Capacity-Generation | Flex Adder | 0 | [6 empty] | 0.49363 | 0
LCP_Inputs_ON_Diverse_Howarth_2023_05_05 | 2038 | Solar PV | Generation |  | WC | Capacity-Generation | FOM | 0 | [6 empty] | 0.49363 | 0
LCP_Inputs_ON_Diverse_Howarth_2023_05_05 | 2038 | Solar PV | Generation |  | WC | Capacity-Generation | Flex Adder | 0 | [6 empty] | 0.49363 | 0
LCP_Inputs_ON_Diverse_Howarth_2023_05_05 | 2038 | Wind Onshore | Generation |  | MI | Capacity-Generation | FOM | 818090980.1068 | [6 empty] | 0.49363 | 403832713.3264
LCP_Inputs_ON_Diverse_Howarth_2023_05_05 | 2038 | Wind Onshore | Generation |  | MI | Capacity-Generation | Flex Adder | 0 | [6 empty] | 0.49363 | 0
LCP_Inputs_ON_Diverse_Howarth_2023_05_05 | 2038 | Wind Onshore | Generation |  | NY | Capacity-Generation | FOM | 235806587.7791 | [6 empty] | 0.49363 | 116400762.8475
LCP_Inputs_ON_Diverse_Howarth_2023_05_05 | 2038 | Wind Onshore | Generation |  | NY | Capacity-Generation | Flex Adder | 0 | [6 empty] | 0.49363 | 0
LCP_Inputs_ON_Diverse_Howarth_2023_05_05 | 2038 | Wind Onshore | Generation |  | ON | Capacity-Generation | FOM | 375000000 | [6 empty] | 0.49363 | 185110545.3792
LCP_Inputs_ON_Diverse_Howarth_2023_05_05 | 2038 | Wind Onshore | Generation |  | ON | Capacity-Generation | Flex Adder | 0 | [6 empty] | 0.49363 | 0
LCP_Inputs_ON_Diverse_Howarth_2023_05_05 | 2038 | Wind Onshore | Generation |  | PJ | Capacity-Generation | FOM | 4302791680.0834 | [6 empty] | 0.49363 | 2123978972.1427
LCP_Inputs_ON_Diverse_Howarth_2023_05_05 | 2038 | Wind Onshore | Generation |  | PJ | Capacity-Generation | Flex Adder | 0 | [6 empty] | 0.49363 | 0
LCP_Inputs_ON_Diverse_Howarth_2023_05_05 | 2038 | Wind Onshore | Generation |  | WC | Capacity-Generation | FOM | 0 | [6 empty] | 0.49363 | 0
LCP_Inputs_ON_Diverse_Howarth_2023_05_05 | 2038 | Wind Onshore | Generation |  | WC | Capacity-Generation | Flex Adder | 0 | [6 empty] | 0.49363 | 0
LCP_Inputs_ON_Diverse_Howarth_2023_05_05 | 2039 | Anaerobic Digestion | Generation |  | ON | Capacity-Generation | FOM | 125864882.1654 | [6 empty] | 0.47464 | 59740812.7737
LCP_Inputs_ON_Diverse_Howarth_2023_05_05 | 2039 | Anaerobic Digestion | Generation |  | ON | Capacity-Generation | Flex Adder | 0 | [6 empty] | 0.47464 | 0
LCP_Inputs_ON_Diverse_Howarth_2023_05_05 | 2039 | Battery Storage | Storage |  | ON | Capacity-Storage | FOM | 0 | [6 empty] | 0.47464 | 0
LCP_Inputs_ON_Diverse_Howarth_2023_05_05 | 2039 | Battery Storage | Storage |  | ON | Capacity-Storage | Flex Adder | 0 | [6 empty] | 0.47464 | 0
LCP_Inputs_ON_Diverse_Howarth_2023_05_05 | 2039 | CH4 + CCS | Generation |  | ON | Capacity-Generation | FOM | 0 | [6 empty] | 0.47464 | 0
LCP_Inputs_ON_Diverse_Howarth_2023_05_05 | 2039 | CH4 + CCS | Generation |  | ON | Capacity-Generation | Flex Adder | 0 | [6 empty] | 0.47464 | 0
LCP_Inputs_ON_Diverse_Howarth_2023_05_05 | 2039 | Electrolyser 2020/2030 | Crossload |  | ON | Capacity-Crossload | FOM | 38846837.268 | [6 empty] | 0.47464 | 18438357.0075
LCP_Inputs_ON_Diverse_Howarth_2023_05_05 | 2039 | Electrolyser 2020/2030 | Crossload |  | ON | Capacity-Crossload | Flex Adder | 0 | [6 empty] | 0.47464 | 0
LCP_Inputs_ON_Diverse_Howarth_2023_05_05 | 2039 | Generic - Generator | Generation |  | MI | Capacity-Generation | FOM | 0 | [6 empty] | 0.47464 | 0
LCP_Inputs_ON_Diverse_Howarth_2023_05_05 | 2039 | Generic - Generator | Generation |  | MI | Capacity-Generation | Flex Adder | 0 | [6 empty] | 0.47464 | 0
LCP_Inputs_ON_Diverse_Howarth_2023_05_05 | 2039 | Generic - Generator | Generation |  | NY | Capacity-Generation | FOM | 0 | [6 empty] | 0.47464 | 0
LCP_Inputs_ON_Diverse_Howarth_2023_05_05 | 2039 | Generic - Generator | Generation |  | NY | Capacity-Generation | Flex Adder | 0 | [6 empty] | 0.47464 | 0
LCP_Inputs_ON_Diverse_Howarth_2023_05_05 | 2039 | Generic - Generator | Generation |  | PJ | Capacity-Generation | FOM | 0 | [6 empty] | 0.47464 | 0
LCP_Inputs_ON_Diverse_Howarth_2023_05_05 | 2039 | Generic - Generator | Generation |  | PJ | Capacity-Generation | Flex Adder | 0 | [6 empty] | 0.47464 | 0
LCP_Inputs_ON_Diverse_Howarth_2023_05_05 | 2039 | Generic - Generator | Generation |  | QC | Capacity-Generation | FOM | 0 | [6 empty] | 0.47464 | 0
LCP_Inputs_ON_Diverse_Howarth_2023_05_05 | 2039 | Generic - Generator | Generation |  | QC | Capacity-Generation | Flex Adder | 0 | [6 empty] | 0.47464 | 0
LCP_Inputs_ON_Diverse_Howarth_2023_05_05 | 2039 | Generic - Generator | Generation |  | WC | Capacity-Generation | FOM | 0 | [6 empty] | 0.47464 | 0
LCP_Inputs_ON_Diverse_Howarth_2023_05_05 | 2039 | Generic - Generator | Generation |  | WC | Capacity-Generation | Flex Adder | 0 | [6 empty] | 0.47464 | 0
LCP_Inputs_ON_Diverse_Howarth_2023_05_05 | 2039 | H2 Salt Cavern Storage - ON | Storage |  | ON | Capacity-Storage | FOM | 0 | [6 empty] | 0.47464 | 0
LCP_Inputs_ON_Diverse_Howarth_2023_05_05 | 2039 | H2 Salt Cavern Storage - ON | Storage |  | ON | Capacity-Storage | Flex Adder | 0 | [6 empty] | 0.47464 | 0
LCP_Inputs_ON_Diverse_Howarth_2023_05_05 | 2039 | O/CCGT - H2 New | Crossload |  | ON | Capacity-Crossload | FOM | 0 | [6 empty] | 0.47464 | 0
LCP_Inputs_ON_Diverse_Howarth_2023_05_05 | 2039 | O/CCGT - H2 New | Crossload |  | ON | Capacity-Crossload | Flex Adder | 0 | [6 empty] | 0.47464 | 0
LCP_Inputs_ON_Diverse_Howarth_2023_05_05 | 2039 | SMR CCS | Generation |  | ON | Capacity-Generation | FOM | 284700707.0827 | [6 empty] | 0.47464 | 135131033.7383
LCP_Inputs_ON_Diverse_Howarth_2023_05_05 | 2039 | SMR CCS | Generation |  | ON | Capacity-Generation | Flex Adder | 0 | [6 empty] | 0.47464 | 0
LCP_Inputs_ON_Diverse_Howarth_2023_05_05 | 2039 | SMR CCS | Generation |  | WC | Capacity-Generation | FOM | 0 | [6 empty] | 0.47464 | 0
LCP_Inputs_ON_Diverse_Howarth_2023_05_05 | 2039 | SMR CCS | Generation |  | WC | Capacity-Generation | Flex Adder | 0 | [6 empty] | 0.47464 | 0
LCP_Inputs_ON_Diverse_Howarth_2023_05_05 | 2039 | Solar PV | Generation |  | ON | Capacity-Generation | FOM | 67126020.8554 | [6 empty] | 0.47464 | 31860857.2556
LCP_Inputs_ON_Diverse_Howarth_2023_05_05 | 2039 | Solar PV | Generation |  | ON | Capacity-Generation | Flex Adder | 0 | [6 empty] | 0.47464 | 0
LCP_Inputs_ON_Diverse_Howarth_2023_05_05 | 2039 | Solar PV | Generation |  | WC | Capacity-Generation | FOM | 0 | [6 empty] | 0.47464 | 0
LCP_Inputs_ON_Diverse_Howarth_2023_05_05 | 2039 | Solar PV | Generation |  | WC | Capacity-Generation | Flex Adder | 0 | [6 empty] | 0.47464 | 0
LCP_Inputs_ON_Diverse_Howarth_2023_05_05 | 2039 | Wind Onshore | Generation |  | MI | Capacity-Generation | FOM | 818090980.1068 | [6 empty] | 0.47464 | 388300685.8908
LCP_Inputs_ON_Diverse_Howarth_2023_05_05 | 2039 | Wind Onshore | Generation |  | MI | Capacity-Generation | Flex Adder | 0 | [6 empty] | 0.47464 | 0
LCP_Inputs_ON_Diverse_Howarth_2023_05_05 | 2039 | Wind Onshore | Generation |  | NY | Capacity-Generation | FOM | 235806587.7791 | [6 empty] | 0.47464 | 111923810.4303
LCP_Inputs_ON_Diverse_Howarth_2023_05_05 | 2039 | Wind Onshore | Generation |  | NY | Capacity-Generation | Flex Adder | 0 | [6 empty] | 0.47464 | 0
LCP_Inputs_ON_Diverse_Howarth_2023_05_05 | 2039 | Wind Onshore | Generation |  | ON | Capacity-Generation | FOM | 375000000 | [6 empty] | 0.47464 | 177990909.0185
LCP_Inputs_ON_Diverse_Howarth_2023_05_05 | 2039 | Wind Onshore | Generation |  | ON | Capacity-Generation | Flex Adder | 0 | [6 empty] | 0.47464 | 0
LCP_Inputs_ON_Diverse_Howarth_2023_05_05 | 2039 | Wind Onshore | Generation |  | PJ | Capacity-Generation | FOM | 4302791680.0834 | [6 empty] | 0.47464 | 2042287473.2141
LCP_Inputs_ON_Diverse_Howarth_2023_05_05 | 2039 | Wind Onshore | Generation |  | PJ | Capacity-Generation | Flex Adder | 0 | [6 empty] | 0.47464 | 0
LCP_Inputs_ON_Diverse_Howarth_2023_05_05 | 2039 | Wind Onshore | Generation |  | WC | Capacity-Generation | FOM | 0 | [6 empty] | 0.47464 | 0
LCP_Inputs_ON_Diverse_Howarth_2023_05_05 | 2039 | Wind Onshore | Generation |  | WC | Capacity-Generation | Flex Adder | 0 | [6 empty] | 0.47464 | 0
LCP_Inputs_ON_Diverse_Howarth_2023_05_05 | 2040 | Anaerobic Digestion | Generation |  | ON | Capacity-Generation | CONE | 294003793.5853 | [6 empty] | 0.45639 | 134179493.526
LCP_Inputs_ON_Diverse_Howarth_2023_05_05 | 2040 | Anaerobic Digestion | Generation |  | ON | Capacity-Generation | FOM | 259916098.1302 | [6 empty] | 0.45639 | 118622314.2942
LCP_Inputs_ON_Diverse_Howarth_2023_05_05 | 2040 | Anaerobic Digestion | Generation |  | ON | Capacity-Generation | Flex Adder | 0 | [6 empty] | 0.45639 | 0
LCP_Inputs_ON_Diverse_Howarth_2023_05_05 | 2040 | Battery Storage | Storage |  | ON | Capacity-Storage | CONE | 0 | [6 empty] | 0.45639 | 0
LCP_Inputs_ON_Diverse_Howarth_2023_05_05 | 2040 | Battery Storage | Storage |  | ON | Capacity-Storage | FOM | 0 | [6 empty] | 0.45639 | 0
LCP_Inputs_ON_Diverse_Howarth_2023_05_05 | 2040 | Battery Storage | Storage |  | ON | Capacity-Storage | Flex Adder | 0 | [6 empty] | 0.45639 | 0
LCP_Inputs_ON_Diverse_Howarth_2023_05_05 | 2040 | Biomass + CCS | Generation |  | ON | Capacity-Generation | CONE | 0 | [6 empty] | 0.45639 | 0
LCP_Inputs_ON_Diverse_Howarth_2023_05_05 | 2040 | Biomass + CCS | Generation |  | ON | Capacity-Generation | FOM | 0 | [6 empty] | 0.45639 | 0
LCP_Inputs_ON_Diverse_Howarth_2023_05_05 | 2040 | Biomass + CCS | Generation |  | ON | Capacity-Generation | Flex Adder | 0 | [6 empty] | 0.45639 | 0
LCP_Inputs_ON_Diverse_Howarth_2023_05_05 | 2040 | CH4 + CCS | Generation |  | ON | Capacity-Generation | CONE | 0 | [6 empty] | 0.45639 | 0
LCP_Inputs_ON_Diverse_Howarth_2023_05_05 | 2040 | CH4 + CCS | Generation |  | ON | Capacity-Generation | FOM | 0 | [6 empty] | 0.45639 | 0
LCP_Inputs_ON_Diverse_Howarth_2023_05_05 | 2040 | CH4 + CCS | Generation |  | ON | Capacity-Generation | Flex Adder | 0 | [6 empty] | 0.45639 | 0
LCP_Inputs_ON_Diverse_Howarth_2023_05_05 | 2040 | Electrolyser 2020/2030 | Crossload |  | ON | Capacity-Crossload | FOM | 38846837.268 | [6 empty] | 0.45639 | 17729189.4303
LCP_Inputs_ON_Diverse_Howarth_2023_05_05 | 2040 | Electrolyser 2020/2030 | Crossload |  | ON | Capacity-Crossload | Flex Adder | 0 | [6 empty] | 0.45639 | 0
LCP_Inputs_ON_Diverse_Howarth_2023_05_05 | 2040 | Electrolyser 2040 | Crossload |  | ON | Capacity-Crossload | CONE | 2474953888.1653 | [6 empty] | 0.45639 | 1129536647.0088
LCP_Inputs_ON_Diverse_Howarth_2023_05_05 | 2040 | Electrolyser 2040 | Crossload |  | ON | Capacity-Crossload | FOM | 201919314.8853 | [6 empty] | 0.45639 | 92153339.4995
LCP_Inputs_ON_Diverse_Howarth_2023_05_05 | 2040 | Electrolyser 2040 | Crossload |  | ON | Capacity-Crossload | Flex Adder | 0 | [6 empty] | 0.45639 | 0
LCP_Inputs_ON_Diverse_Howarth_2023_05_05 | 2040 | Generic - Generator | Generation |  | MI | Capacity-Generation | CONE | 0 | [6 empty] | 0.45639 | 0
LCP_Inputs_ON_Diverse_Howarth_2023_05_05 | 2040 | Generic - Generator | Generation |  | MI | Capacity-Generation | FOM | 0 | [6 empty] | 0.45639 | 0
LCP_Inputs_ON_Diverse_Howarth_2023_05_05 | 2040 | Generic - Generator | Generation |  | MI | Capacity-Generation | Flex Adder | 0 | [6 empty] | 0.45639 | 0
LCP_Inputs_ON_Diverse_Howarth_2023_05_05 | 2040 | Generic - Generator | Generation |  | NY | Capacity-Generation | CONE | 0 | [6 empty] | 0.45639 | 0
LCP_Inputs_ON_Diverse_Howarth_2023_05_05 | 2040 | Generic - Generator | Generation |  | NY | Capacity-Generation | FOM | 0 | [6 empty] | 0.45639 | 0
LCP_Inputs_ON_Diverse_Howarth_2023_05_05 | 2040 | Generic - Generator | Generation |  | NY | Capacity-Generation | Flex Adder | 0 | [6 empty] | 0.45639 | 0
LCP_Inputs_ON_Diverse_Howarth_2023_05_05 | 2040 | Generic - Generator | Generation |  | PJ | Capacity-Generation | CONE | 0 | [6 empty] | 0.45639 | 0
LCP_Inputs_ON_Diverse_Howarth_2023_05_05 | 2040 | Generic - Generator | Generation |  | PJ | Capacity-Generation | FOM | 0 | [6 empty] | 0.45639 | 0
LCP_Inputs_ON_Diverse_Howarth_2023_05_05 | 2040 | Generic - Generator | Generation |  | PJ | Capacity-Generation | Flex Adder | 0 | [6 empty] | 0.45639 | 0
LCP_Inputs_ON_Diverse_Howarth_2023_05_05 | 2040 | Generic - Generator | Generation |  | QC | Capacity-Generation | CONE | 0 | [6 empty] | 0.45639 | 0
LCP_Inputs_ON_Diverse_Howarth_2023_05_05 | 2040 | Generic - Generator | Generation |  | QC | Capacity-Generation | FOM | 0 | [6 empty] | 0.45639 | 0
LCP_Inputs_ON_Diverse_Howarth_2023_05_05 | 2040 | Generic - Generator | Generation |  | QC | Capacity-Generation | Flex Adder | 0 | [6 empty] | 0.45639 | 0
LCP_Inputs_ON_Diverse_Howarth_2023_05_05 | 2040 | Generic - Generator | Generation |  | WC | Capacity-Generation | CONE | 0 | [6 empty] | 0.45639 | 0
LCP_Inputs_ON_Diverse_Howarth_2023_05_05 | 2040 | Generic - Generator | Generation |  | WC | Capacity-Generation | FOM | 0 | [6 empty] | 0.45639 | 0
LCP_Inputs_ON_Diverse_Howarth_2023_05_05 | 2040 | Generic - Generator | Generation |  | WC | Capacity-Generation | Flex Adder | 0 | [6 empty] | 0.45639 | 0
LCP_Inputs_ON_Diverse_Howarth_2023_05_05 | 2040 | H2 Import - WC | Import |  | WC | Capacity-Import | CONE | 20.4589 | [6 empty] | 0.45639 | 9.3372
LCP_Inputs_ON_Diverse_Howarth_2023_05_05 | 2040 | H2 Import - WC | Import |  | WC | Capacity-Import | FOM | 0 | [6 empty] | 0.45639 | 0
LCP_Inputs_ON_Diverse_Howarth_2023_05_05 | 2040 | H2 Import - WC | Import |  | WC | Capacity-Import | Flex Adder | 0 | [6 empty] | 0.45639 | 0
LCP_Inputs_ON_Diverse_Howarth_2023_05_05 | 2040 | H2 Salt Cavern Storage - ON | Storage |  | ON | Capacity-Storage | CONE | 44 | [6 empty] | 0.45639 | 20.081
LCP_Inputs_ON_Diverse_Howarth_2023_05_05 | 2040 | H2 Salt Cavern Storage - ON | Storage |  | ON | Capacity-Storage | FOM | 0 | [6 empty] | 0.45639 | 0
LCP_Inputs_ON_Diverse_Howarth_2023_05_05 | 2040 | H2 Salt Cavern Storage - ON | Storage |  | ON | Capacity-Storage | Flex Adder | 0 | [6 empty] | 0.45639 | 0
LCP_Inputs_ON_Diverse_Howarth_2023_05_05 | 2040 | Hydro | Generation |  | ON | Capacity-Generation | CONE | 0 | [6 empty] | 0.45639 | 0
LCP_Inputs_ON_Diverse_Howarth_2023_05_05 | 2040 | Hydro | Generation |  | ON | Capacity-Generation | FOM | 0 | [6 empty] | 0.45639 | 0
LCP_Inputs_ON_Diverse_Howarth_2023_05_05 | 2040 | Hydro | Generation |  | ON | Capacity-Generation | Flex Adder | 0 | [6 empty] | 0.45639 | 0
LCP_Inputs_ON_Diverse_Howarth_2023_05_05 | 2040 | Nuclear | Generation |  | ON | Capacity-Generation | CONE | 0 | [6 empty] | 0.45639 | 0
LCP_Inputs_ON_Diverse_Howarth_2023_05_05 | 2040 | Nuclear | Generation |  | ON | Capacity-Generation | FOM | 0 | [6 empty] | 0.45639 | 0
LCP_Inputs_ON_Diverse_Howarth_2023_05_05 | 2040 | Nuclear | Generation |  | ON | Capacity-Generation | Flex Adder | 0 | [6 empty] | 0.45639 | 0
LCP_Inputs_ON_Diverse_Howarth_2023_05_05 | 2040 | Nuclear SMR | Generation |  | ON | Capacity-Generation | CONE | 3960000000 | [6 empty] | 0.45639 | 1807292306.9571
LCP_Inputs_ON_Diverse_Howarth_2023_05_05 | 2040 | Nuclear SMR | Generation |  | ON | Capacity-Generation | FOM | 450000000 | [6 empty] | 0.45639 | 205374125.7906
LCP_Inputs_ON_Diverse_Howarth_2023_05_05 | 2040 | Nuclear SMR | Generation |  | ON | Capacity-Generation | Flex Adder | 0 | [6 empty] | 0.45639 | 0
LCP_Inputs_ON_Diverse_Howarth_2023_05_05 | 2040 | O/CCGT - H2 New | Crossload |  | ON | Capacity-Crossload | CONE | 1951182960.9923 | [6 empty] | 0.45639 | 890494433.0473
LCP_Inputs_ON_Diverse_Howarth_2023_05_05 | 2040 | O/CCGT - H2 New | Crossload |  | ON | Capacity-Crossload | FOM | 134378991.8039 | [6 empty] | 0.45639 | 61328817.703
LCP_Inputs_ON_Diverse_Howarth_2023_05_05 | 2040 | O/CCGT - H2 New | Crossload |  | ON | Capacity-Crossload | Flex Adder | 0 | [6 empty] | 0.45639 | 0
LCP_Inputs_ON_Diverse_Howarth_2023_05_05 | 2040 | SMR CCS | Generation |  | ON | Capacity-Generation | CONE | 0 | [6 empty] | 0.45639 | 0
LCP_Inputs_ON_Diverse_Howarth_2023_05_05 | 2040 | SMR CCS | Generation |  | ON | Capacity-Generation | FOM | 284700707.0827 | [6 empty] | 0.45639 | 129933686.2868
LCP_Inputs_ON_Diverse_Howarth_2023_05_05 | 2040 | SMR CCS | Generation |  | ON | Capacity-Generation | Flex Adder | 0 | [6 empty] | 0.45639 | 0
LCP_Inputs_ON_Diverse_Howarth_2023_05_05 | 2040 | SMR CCS | Generation |  | WC | Capacity-Generation | CONE | 0 | [6 empty] | 0.45639 | 0
LCP_Inputs_ON_Diverse_Howarth_2023_05_05 | 2040 | SMR CCS | Generation |  | WC | Capacity-Generation | FOM | 0 | [6 empty] | 0.45639 | 0
LCP_Inputs_ON_Diverse_Howarth_2023_05_05 | 2040 | SMR CCS | Generation |  | WC | Capacity-Generation | Flex Adder | 0 | [6 empty] | 0.45639 | 0
LCP_Inputs_ON_Diverse_Howarth_2023_05_05 | 2040 | Solar PV | Generation |  | ON | Capacity-Generation | CONE | 2889586256.895 | [6 empty] | 0.45639 | 1318769447.5695
LCP_Inputs_ON_Diverse_Howarth_2023_05_05 | 2040 | Solar PV | Generation |  | ON | Capacity-Generation | FOM | 212548560.45 | [6 empty] | 0.45639 | 97004388.4232
LCP_Inputs_ON_Diverse_Howarth_2023_05_05 | 2040 | Solar PV | Generation |  | ON | Capacity-Generation | Flex Adder | 0 | [6 empty] | 0.45639 | 0
LCP_Inputs_ON_Diverse_Howarth_2023_05_05 | 2040 | Solar PV | Generation |  | WC | Capacity-Generation | CONE | 100699809.9342 | [6 empty] | 0.45639 | 45958078.7389
LCP_Inputs_ON_Diverse_Howarth_2023_05_05 | 2040 | Solar PV | Generation |  | WC | Capacity-Generation | FOM | 5067861.2076 | [6 empty] | 0.45639 | 2312905.7003
LCP_Inputs_ON_Diverse_Howarth_2023_05_05 | 2040 | Solar PV | Generation |  | WC | Capacity-Generation | Flex Adder | 0 | [6 empty] | 0.45639 | 0
LCP_Inputs_ON_Diverse_Howarth_2023_05_05 | 2040 | Wind Offshore | Generation |  | ON | Capacity-Generation | CONE | 12567346204.0665 | [6 empty] | 0.45639 | 5735572755.9283
LCP_Inputs_ON_Diverse_Howarth_2023_05_05 | 2040 | Wind Offshore | Generation |  | ON | Capacity-Generation | FOM | 405544347.8264 | [6 empty] | 0.45639 | 185085146.4537
LCP_Inputs_ON_Diverse_Howarth_2023_05_05 | 2040 | Wind Offshore | Generation |  | ON | Capacity-Generation | Flex Adder | 0 | [6 empty] | 0.45639 | 0
LCP_Inputs_ON_Diverse_Howarth_2023_05_05 | 2040 | Wind Onshore | Generation |  | MI | Capacity-Generation | CONE | 0 | [6 empty] | 0.45639 | 0
LCP_Inputs_ON_Diverse_Howarth_2023_05_05 | 2040 | Wind Onshore | Generation |  | MI | Capacity-Generation | FOM | 818090980.1068 | [6 empty] | 0.45639 | 373366044.1258
LCP_Inputs_ON_Diverse_Howarth_2023_05_05 | 2040 | Wind Onshore | Generation |  | MI | Capacity-Generation | Flex Adder | 0 | [6 empty] | 0.45639 | 0
LCP_Inputs_ON_Diverse_Howarth_2023_05_05 | 2040 | Wind Onshore | Generation |  | NY | Capacity-Generation | CONE | 0 | [6 empty] | 0.45639 | 0
LCP_Inputs_ON_Diverse_Howarth_2023_05_05 | 2040 | Wind Onshore | Generation |  | NY | Capacity-Generation | FOM | 235806587.7791 | [6 empty] | 0.45639 | 107619048.4907
LCP_Inputs_ON_Diverse_Howarth_2023_05_05 | 2040 | Wind Onshore | Generation |  | NY | Capacity-Generation | Flex Adder | 0 | [6 empty] | 0.45639 | 0
LCP_Inputs_ON_Diverse_Howarth_2023_05_05 | 2040 | Wind Onshore | Generation |  | ON | Capacity-Generation | CONE | 10673300000 | [6 empty] | 0.45639 | 4871154792.8903
LCP_Inputs_ON_Diverse_Howarth_2023_05_05 | 2040 | Wind Onshore | Generation |  | ON | Capacity-Generation | FOM | 875000000 | [6 empty] | 0.45639 | 399338577.9261
LCP_Inputs_ON_Diverse_Howarth_2023_05_05 | 2040 | Wind Onshore | Generation |  | ON | Capacity-Generation | Flex Adder | 0 | [6 empty] | 0.45639 | 0
LCP_Inputs_ON_Diverse_Howarth_2023_05_05 | 2040 | Wind Onshore | Generation |  | PJ | Capacity-Generation | CONE | 0 | [6 empty] | 0.45639 | 0
LCP_Inputs_ON_Diverse_Howarth_2023_05_05 | 2040 | Wind Onshore | Generation |  | PJ | Capacity-Generation | FOM | 4302791680.0834 | [6 empty] | 0.45639 | 1963737955.0136
LCP_Inputs_ON_Diverse_Howarth_2023_05_05 | 2040 | Wind Onshore | Generation |  | PJ | Capacity-Generation | Flex Adder | 0 | [6 empty] | 0.45639 | 0
LCP_Inputs_ON_Diverse_Howarth_2023_05_05 | 2040 | Wind Onshore | Generation |  | WC | Capacity-Generation | CONE | 0 | [6 empty] | 0.45639 | 0
LCP_Inputs_ON_Diverse_Howarth_2023_05_05 | 2040 | Wind Onshore | Generation |  | WC | Capacity-Generation | FOM | 0 | [6 empty] | 0.45639 | 0
LCP_Inputs_ON_Diverse_Howarth_2023_05_05 | 2040 | Wind Onshore | Generation |  | WC | Capacity-Generation | Flex Adder | 0 | [6 empty] | 0.45639 | 0
LCP_Inputs_ON_Diverse_Howarth_2023_05_05 | 2041 | Anaerobic Digestion | Generation |  | ON | Capacity-Generation | FOM | 259916098.1302 | [6 empty] | 0.43883 | 114059917.5906
LCP_Inputs_ON_Diverse_Howarth_2023_05_05 | 2041 | Anaerobic Digestion | Generation |  | ON | Capacity-Generation | Flex Adder | 0 | [6 empty] | 0.43883 | 0
LCP_Inputs_ON_Diverse_Howarth_2023_05_05 | 2041 | Battery Storage | Storage |  | ON | Capacity-Storage | FOM | 0 | [6 empty] | 0.43883 | 0
LCP_Inputs_ON_Diverse_Howarth_2023_05_05 | 2041 | Battery Storage | Storage |  | ON | Capacity-Storage | Flex Adder | 0 | [6 empty] | 0.43883 | 0
LCP_Inputs_ON_Diverse_Howarth_2023_05_05 | 2041 | Biomass + CCS | Generation |  | ON | Capacity-Generation | FOM | 0 | [6 empty] | 0.43883 | 0
LCP_Inputs_ON_Diverse_Howarth_2023_05_05 | 2041 | Biomass + CCS | Generation |  | ON | Capacity-Generation | Flex Adder | 0 | [6 empty] | 0.43883 | 0
LCP_Inputs_ON_Diverse_Howarth_2023_05_05 | 2041 | CH4 + CCS | Generation |  | ON | Capacity-Generation | FOM | 0 | [6 empty] | 0.43883 | 0
LCP_Inputs_ON_Diverse_Howarth_2023_05_05 | 2041 | CH4 + CCS | Generation |  | ON | Capacity-Generation | Flex Adder | 0 | [6 empty] | 0.43883 | 0
LCP_Inputs_ON_Diverse_Howarth_2023_05_05 | 2041 | Electrolyser 2020/2030 | Crossload |  | ON | Capacity-Crossload | FOM | 38846837.268 | [6 empty] | 0.43883 | 17047297.5292
LCP_Inputs_ON_Diverse_Howarth_2023_05_05 | 2041 | Electrolyser 2020/2030 | Crossload |  | ON | Capacity-Crossload | Flex Adder | 0 | [6 empty] | 0.43883 | 0
LCP_Inputs_ON_Diverse_Howarth_2023_05_05 | 2041 | Electrolyser 2040 | Crossload |  | ON | Capacity-Crossload | FOM | 201919314.8853 | [6 empty] | 0.43883 | 88608980.288
LCP_Inputs_ON_Diverse_Howarth_2023_05_05 | 2041 | Electrolyser 2040 | Crossload |  | ON | Capacity-Crossload | Flex Adder | 0 | [6 empty] | 0.43883 | 0
LCP_Inputs_ON_Diverse_Howarth_2023_05_05 | 2041 | Generic - Generator | Generation |  | MI | Capacity-Generation | FOM | 0 | [6 empty] | 0.43883 | 0
LCP_Inputs_ON_Diverse_Howarth_2023_05_05 | 2041 | Generic - Generator | Generation |  | MI | Capacity-Generation | Flex Adder | 0 | [6 empty] | 0.43883 | 0
LCP_Inputs_ON_Diverse_Howarth_2023_05_05 | 2041 | Generic - Generator | Generation |  | NY | Capacity-Generation | FOM | 0 | [6 empty] | 0.43883 | 0
LCP_Inputs_ON_Diverse_Howarth_2023_05_05 | 2041 | Generic - Generator | Generation |  | NY | Capacity-Generation | Flex Adder | 0 | [6 empty] | 0.43883 | 0
LCP_Inputs_ON_Diverse_Howarth_2023_05_05 | 2041 | Generic - Generator | Generation |  | PJ | Capacity-Generation | FOM | 0 | [6 empty] | 0.43883 | 0
LCP_Inputs_ON_Diverse_Howarth_2023_05_05 | 2041 | Generic - Generator | Generation |  | PJ | Capacity-Generation | Flex Adder | 0 | [6 empty] | 0.43883 | 0
LCP_Inputs_ON_Diverse_Howarth_2023_05_05 | 2041 | Generic - Generator | Generation |  | QC | Capacity-Generation | FOM | 0 | [6 empty] | 0.43883 | 0
LCP_Inputs_ON_Diverse_Howarth_2023_05_05 | 2041 | Generic - Generator | Generation |  | QC | Capacity-Generation | Flex Adder | 0 | [6 empty] | 0.43883 | 0
LCP_Inputs_ON_Diverse_Howarth_2023_05_05 | 2041 | Generic - Generator | Generation |  | WC | Capacity-Generation | FOM | 0 | [6 empty] | 0.43883 | 0
LCP_Inputs_ON_Diverse_Howarth_2023_05_05 | 2041 | Generic - Generator | Generation |  | WC | Capacity-Generation | Flex Adder | 0 | [6 empty] | 0.43883 | 0
LCP_Inputs_ON_Diverse_Howarth_2023_05_05 | 2041 | H2 Import - WC | Import |  | WC | Capacity-Import | FOM | 0 | [6 empty] | 0.43883 | 0
LCP_Inputs_ON_Diverse_Howarth_2023_05_05 | 2041 | H2 Import - WC | Import |  | WC | Capacity-Import | Flex Adder | 0 | [6 empty] | 0.43883 | 0
LCP_Inputs_ON_Diverse_Howarth_2023_05_05 | 2041 | H2 Salt Cavern Storage - ON | Storage |  | ON | Capacity-Storage | FOM | 0 | [6 empty] | 0.43883 | 0
LCP_Inputs_ON_Diverse_Howarth_2023_05_05 | 2041 | H2 Salt Cavern Storage - ON | Storage |  | ON | Capacity-Storage | Flex Adder | 0 | [6 empty] | 0.43883 | 0
LCP_Inputs_ON_Diverse_Howarth_2023_05_05 | 2041 | Hydro | Generation |  | ON | Capacity-Generation | FOM | 0 | [6 empty] | 0.43883 | 0
LCP_Inputs_ON_Diverse_Howarth_2023_05_05 | 2041 | Hydro | Generation |  | ON | Capacity-Generation | Flex Adder | 0 | [6 empty] | 0.43883 | 0
LCP_Inputs_ON_Diverse_Howarth_2023_05_05 | 2041 | Nuclear | Generation |  | ON | Capacity-Generation | FOM | 0 | [6 empty] | 0.43883 | 0
LCP_Inputs_ON_Diverse_Howarth_2023_05_05 | 2041 | Nuclear | Generation |  | ON | Capacity-Generation | Flex Adder | 0 | [6 empty] | 0.43883 | 0
LCP_Inputs_ON_Diverse_Howarth_2023_05_05 | 2041 | Nuclear SMR | Generation |  | ON | Capacity-Generation | FOM | 450000000 | [6 empty] | 0.43883 | 197475120.9525
LCP_Inputs_ON_Diverse_Howarth_2023_05_05 | 2041 | Nuclear SMR | Generation |  | ON | Capacity-Generation | Flex Adder | 0 | [6 empty] | 0.43883 | 0
LCP_Inputs_ON_Diverse_Howarth_2023_05_05 | 2041 | O/CCGT - H2 New | Crossload |  | ON | Capacity-Crossload | FOM | 134378991.8039 | [6 empty] | 0.43883 | 58970017.0221
LCP_Inputs_ON_Diverse_Howarth_2023_05_05 | 2041 | O/CCGT - H2 New | Crossload |  | ON | Capacity-Crossload | Flex Adder | 0 | [6 empty] | 0.43883 | 0
LCP_Inputs_ON_Diverse_Howarth_2023_05_05 | 2041 | SMR CCS | Generation |  | ON | Capacity-Generation | FOM | 284700707.0827 | [6 empty] | 0.43883 | 124936236.8142
LCP_Inputs_ON_Diverse_Howarth_2023_05_05 | 2041 | SMR CCS | Generation |  | ON | Capacity-Generation | Flex Adder | 0 | [6 empty] | 0.43883 | 0
LCP_Inputs_ON_Diverse_Howarth_2023_05_05 | 2041 | SMR CCS | Generation |  | WC | Capacity-Generation | FOM | 0 | [6 empty] | 0.43883 | 0
LCP_Inputs_ON_Diverse_Howarth_2023_05_05 | 2041 | SMR CCS | Generation |  | WC | Capacity-Generation | Flex Adder | 0 | [6 empty] | 0.43883 | 0
LCP_Inputs_ON_Diverse_Howarth_2023_05_05 | 2041 | Solar PV | Generation |  | ON | Capacity-Generation | FOM | 212548560.45 | [6 empty] | 0.43883 | 93273450.407
LCP_Inputs_ON_Diverse_Howarth_2023_05_05 | 2041 | Solar PV | Generation |  | ON | Capacity-Generation | Flex Adder | 0 | [6 empty] | 0.43883 | 0
LCP_Inputs_ON_Diverse_Howarth_2023_05_05 | 2041 | Solar PV | Generation |  | WC | Capacity-Generation | FOM | 5067861.2076 | [6 empty] | 0.43883 | 2223947.7888
LCP_Inputs_ON_Diverse_Howarth_2023_05_05 | 2041 | Solar PV | Generation |  | WC | Capacity-Generation | Flex Adder | 0 | [6 empty] | 0.43883 | 0
LCP_Inputs_ON_Diverse_Howarth_2023_05_05 | 2041 | Wind Offshore | Generation |  | ON | Capacity-Generation | FOM | 405544347.8264 | [6 empty] | 0.43883 | 177966486.9747
LCP_Inputs_ON_Diverse_Howarth_2023_05_05 | 2041 | Wind Offshore | Generation |  | ON | Capacity-Generation | Flex Adder | 0 | [6 empty] | 0.43883 | 0
LCP_Inputs_ON_Diverse_Howarth_2023_05_05 | 2041 | Wind Onshore | Generation |  | MI | Capacity-Generation | FOM | 818090980.1068 | [6 empty] | 0.43883 | 359005811.6594
LCP_Inputs_ON_Diverse_Howarth_2023_05_05 | 2041 | Wind Onshore | Generation |  | MI | Capacity-Generation | Flex Adder | 0 | [6 empty] | 0.43883 | 0
LCP_Inputs_ON_Diverse_Howarth_2023_05_05 | 2041 | Wind Onshore | Generation |  | NY | Capacity-Generation | FOM | 235806587.7791 | [6 empty] | 0.43883 | 103479854.3179
LCP_Inputs_ON_Diverse_Howarth_2023_05_05 | 2041 | Wind Onshore | Generation |  | NY | Capacity-Generation | Flex Adder | 0 | [6 empty] | 0.43883 | 0
LCP_Inputs_ON_Diverse_Howarth_2023_05_05 | 2041 | Wind Onshore | Generation |  | ON | Capacity-Generation | FOM | 875000000 | [6 empty] | 0.43883 | 383979401.852
LCP_Inputs_ON_Diverse_Howarth_2023_05_05 | 2041 | Wind Onshore | Generation |  | ON | Capacity-Generation | Flex Adder | 0 | [6 empty] | 0.43883 | 0
LCP_Inputs_ON_Diverse_Howarth_2023_05_05 | 2041 | Wind Onshore | Generation |  | PJ | Capacity-Generation | FOM | 4302791680.0834 | [6 empty] | 0.43883 | 1888209572.1284
LCP_Inputs_ON_Diverse_Howarth_2023_05_05 | 2041 | Wind Onshore | Generation |  | PJ | Capacity-Generation | Flex Adder | 0 | [6 empty] | 0.43883 | 0
LCP_Inputs_ON_Diverse_Howarth_2023_05_05 | 2041 | Wind Onshore | Generation |  | WC | Capacity-Generation | FOM | 0 | [6 empty] | 0.43883 | 0
LCP_Inputs_ON_Diverse_Howarth_2023_05_05 | 2041 | Wind Onshore | Generation |  | WC | Capacity-Generation | Flex Adder | 0 | [6 empty] | 0.43883 | 0
LCP_Inputs_ON_Diverse_Howarth_2023_05_05 | 2042 | Anaerobic Digestion | Generation |  | ON | Capacity-Generation | FOM | 259916098.1302 | [6 empty] | 0.42196 | 109672997.6832
LCP_Inputs_ON_Diverse_Howarth_2023_05_05 | 2042 | Anaerobic Digestion | Generation |  | ON | Capacity-Generation | Flex Adder | 0 | [6 empty] | 0.42196 | 0
LCP_Inputs_ON_Diverse_Howarth_2023_05_05 | 2042 | Battery Storage | Storage |  | ON | Capacity-Storage | FOM | 0 | [6 empty] | 0.42196 | 0
LCP_Inputs_ON_Diverse_Howarth_2023_05_05 | 2042 | Battery Storage | Storage |  | ON | Capacity-Storage | Flex Adder | 0 | [6 empty] | 0.42196 | 0
LCP_Inputs_ON_Diverse_Howarth_2023_05_05 | 2042 | Biomass + CCS | Generation |  | ON | Capacity-Generation | FOM | 0 | [6 empty] | 0.42196 | 0
LCP_Inputs_ON_Diverse_Howarth_2023_05_05 | 2042 | Biomass + CCS | Generation |  | ON | Capacity-Generation | Flex Adder | 0 | [6 empty] | 0.42196 | 0
LCP_Inputs_ON_Diverse_Howarth_2023_05_05 | 2042 | CH4 + CCS | Generation |  | ON | Capacity-Generation | FOM | 0 | [6 empty] | 0.42196 | 0
LCP_Inputs_ON_Diverse_Howarth_2023_05_05 | 2042 | CH4 + CCS | Generation |  | ON | Capacity-Generation | Flex Adder | 0 | [6 empty] | 0.42196 | 0
LCP_Inputs_ON_Diverse_Howarth_2023_05_05 | 2042 | Electrolyser 2020/2030 | Crossload |  | ON | Capacity-Crossload | FOM | 38846837.268 | [6 empty] | 0.42196 | 16391632.2396
LCP_Inputs_ON_Diverse_Howarth_2023_05_05 | 2042 | Electrolyser 2020/2030 | Crossload |  | ON | Capacity-Crossload | Flex Adder | 0 | [6 empty] | 0.42196 | 0
LCP_Inputs_ON_Diverse_Howarth_2023_05_05 | 2042 | Electrolyser 2040 | Crossload |  | ON | Capacity-Crossload | FOM | 201919314.8853 | [6 empty] | 0.42196 | 85200942.5846
LCP_Inputs_ON_Diverse_Howarth_2023_05_05 | 2042 | Electrolyser 2040 | Crossload |  | ON | Capacity-Crossload | Flex Adder | 0 | [6 empty] | 0.42196 | 0
LCP_Inputs_ON_Diverse_Howarth_2023_05_05 | 2042 | Generic - Generator | Generation |  | MI | Capacity-Generation | FOM | 0 | [6 empty] | 0.42196 | 0
LCP_Inputs_ON_Diverse_Howarth_2023_05_05 | 2042 | Generic - Generator | Generation |  | MI | Capacity-Generation | Flex Adder | 0 | [6 empty] | 0.42196 | 0
LCP_Inputs_ON_Diverse_Howarth_2023_05_05 | 2042 | Generic - Generator | Generation |  | NY | Capacity-Generation | FOM | 0 | [6 empty] | 0.42196 | 0
LCP_Inputs_ON_Diverse_Howarth_2023_05_05 | 2042 | Generic - Generator | Generation |  | NY | Capacity-Generation | Flex Adder | 0 | [6 empty] | 0.42196 | 0
LCP_Inputs_ON_Diverse_Howarth_2023_05_05 | 2042 | Generic - Generator | Generation |  | PJ | Capacity-Generation | FOM | 0 | [6 empty] | 0.42196 | 0
LCP_Inputs_ON_Diverse_Howarth_2023_05_05 | 2042 | Generic - Generator | Generation |  | PJ | Capacity-Generation | Flex Adder | 0 | [6 empty] | 0.42196 | 0
LCP_Inputs_ON_Diverse_Howarth_2023_05_05 | 2042 | Generic - Generator | Generation |  | QC | Capacity-Generation | FOM | 0 | [6 empty] | 0.42196 | 0
LCP_Inputs_ON_Diverse_Howarth_2023_05_05 | 2042 | Generic - Generator | Generation |  | QC | Capacity-Generation | Flex Adder | 0 | [6 empty] | 0.42196 | 0
LCP_Inputs_ON_Diverse_Howarth_2023_05_05 | 2042 | Generic - Generator | Generation |  | WC | Capacity-Generation | FOM | 0 | [6 empty] | 0.42196 | 0
LCP_Inputs_ON_Diverse_Howarth_2023_05_05 | 2042 | Generic - Generator | Generation |  | WC | Capacity-Generation | Flex Adder | 0 | [6 empty] | 0.42196 | 0
LCP_Inputs_ON_Diverse_Howarth_2023_05_05 | 2042 | H2 Import - WC | Import |  | WC | Capacity-Import | FOM | 0 | [6 empty] | 0.42196 | 0
LCP_Inputs_ON_Diverse_Howarth_2023_05_05 | 2042 | H2 Import - WC | Import |  | WC | Capacity-Import | Flex Adder | 0 | [6 empty] | 0.42196 | 0
LCP_Inputs_ON_Diverse_Howarth_2023_05_05 | 2042 | H2 Salt Cavern Storage - ON | Storage |  | ON | Capacity-Storage | FOM | 0 | [6 empty] | 0.42196 | 0
LCP_Inputs_ON_Diverse_Howarth_2023_05_05 | 2042 | H2 Salt Cavern Storage - ON | Storage |  | ON | Capacity-Storage | Flex Adder | 0 | [6 empty] | 0.42196 | 0
LCP_Inputs_ON_Diverse_Howarth_2023_05_05 | 2042 | Hydro | Generation |  | ON | Capacity-Generation | FOM | 0 | [6 empty] | 0.42196 | 0
LCP_Inputs_ON_Diverse_Howarth_2023_05_05 | 2042 | Hydro | Generation |  | ON | Capacity-Generation | Flex Adder | 0 | [6 empty] | 0.42196 | 0
LCP_Inputs_ON_Diverse_Howarth_2023_05_05 | 2042 | Nuclear | Generation |  | ON | Capacity-Generation | FOM | 0 | [6 empty] | 0.42196 | 0
LCP_Inputs_ON_Diverse_Howarth_2023_05_05 | 2042 | Nuclear | Generation |  | ON | Capacity-Generation | Flex Adder | 0 | [6 empty] | 0.42196 | 0
LCP_Inputs_ON_Diverse_Howarth_2023_05_05 | 2042 | Nuclear SMR | Generation |  | ON | Capacity-Generation | FOM | 450000000 | [6 empty] | 0.42196 | 189879923.9928
LCP_Inputs_ON_Diverse_Howarth_2023_05_05 | 2042 | Nuclear SMR | Generation |  | ON | Capacity-Generation | Flex Adder | 0 | [6 empty] | 0.42196 | 0
LCP_Inputs_ON_Diverse_Howarth_2023_05_05 | 2042 | O/CCGT - H2 New | Crossload |  | ON | Capacity-Crossload | FOM | 134378991.8039 | [6 empty] | 0.42196 | 56701939.4443
LCP_Inputs_ON_Diverse_Howarth_2023_05_05 | 2042 | O/CCGT - H2 New | Crossload |  | ON | Capacity-Crossload | Flex Adder | 0 | [6 empty] | 0.42196 | 0
LCP_Inputs_ON_Diverse_Howarth_2023_05_05 | 2042 | SMR CCS | Generation |  | ON | Capacity-Generation | FOM | 284700707.0827 | [6 empty] | 0.42196 | 120130996.9368
LCP_Inputs_ON_Diverse_Howarth_2023_05_05 | 2042 | SMR CCS | Generation |  | ON | Capacity-Generation | Flex Adder | 0 | [6 empty] | 0.42196 | 0
LCP_Inputs_ON_Diverse_Howarth_2023_05_05 | 2042 | SMR CCS | Generation |  | WC | Capacity-Generation | FOM | 0 | [6 empty] | 0.42196 | 0
LCP_Inputs_ON_Diverse_Howarth_2023_05_05 | 2042 | SMR CCS | Generation |  | WC | Capacity-Generation | Flex Adder | 0 | [6 empty] | 0.42196 | 0
LCP_Inputs_ON_Diverse_Howarth_2023_05_05 | 2042 | Solar PV | Generation |  | ON | Capacity-Generation | FOM | 212548560.45 | [6 empty] | 0.42196 | 89686010.0067
LCP_Inputs_ON_Diverse_Howarth_2023_05_05 | 2042 | Solar PV | Generation |  | ON | Capacity-Generation | Flex Adder | 0 | [6 empty] | 0.42196 | 0
LCP_Inputs_ON_Diverse_Howarth_2023_05_05 | 2042 | Solar PV | Generation |  | WC | Capacity-Generation | FOM | 5067861.2076 | [6 empty] | 0.42196 | 2138411.3353
LCP_Inputs_ON_Diverse_Howarth_2023_05_05 | 2042 | Solar PV | Generation |  | WC | Capacity-Generation | Flex Adder | 0 | [6 empty] | 0.42196 | 0
LCP_Inputs_ON_Diverse_Howarth_2023_05_05 | 2042 | Wind Offshore | Generation |  | ON | Capacity-Generation | FOM | 405544347.8264 | [6 empty] | 0.42196 | 171121622.091
LCP_Inputs_ON_Diverse_Howarth_2023_05_05 | 2042 | Wind Offshore | Generation |  | ON | Capacity-Generation | Flex Adder | 0 | [6 empty] | 0.42196 | 0
LCP_Inputs_ON_Diverse_Howarth_2023_05_05 | 2042 | Wind Onshore | Generation |  | MI | Capacity-Generation | FOM | 818090980.1068 | [6 empty] | 0.42196 | 345197895.8263
LCP_Inputs_ON_Diverse_Howarth_2023_05_05 | 2042 | Wind Onshore | Generation |  | MI | Capacity-Generation | Flex Adder | 0 | [6 empty] | 0.42196 | 0
LCP_Inputs_ON_Diverse_Howarth_2023_05_05 | 2042 | Wind Onshore | Generation |  | NY | Capacity-Generation | FOM | 235806587.7791 | [6 empty] | 0.42196 | 99499859.9211
LCP_Inputs_ON_Diverse_Howarth_2023_05_05 | 2042 | Wind Onshore | Generation |  | NY | Capacity-Generation | Flex Adder | 0 | [6 empty] | 0.42196 | 0
LCP_Inputs_ON_Diverse_Howarth_2023_05_05 | 2042 | Wind Onshore | Generation |  | ON | Capacity-Generation | FOM | 875000000 | [6 empty] | 0.42196 | 369210963.3193
LCP_Inputs_ON_Diverse_Howarth_2023_05_05 | 2042 | Wind Onshore | Generation |  | ON | Capacity-Generation | Flex Adder | 0 | [6 empty] | 0.42196 | 0
LCP_Inputs_ON_Diverse_Howarth_2023_05_05 | 2042 | Wind Onshore | Generation |  | PJ | Capacity-Generation | FOM | 4302791680.0834 | [6 empty] | 0.42196 | 1815586127.0466
LCP_Inputs_ON_Diverse_Howarth_2023_05_05 | 2042 | Wind Onshore | Generation |  | PJ | Capacity-Generation | Flex Adder | 0 | [6 empty] | 0.42196 | 0
LCP_Inputs_ON_Diverse_Howarth_2023_05_05 | 2042 | Wind Onshore | Generation |  | WC | Capacity-Generation | FOM | 0 | [6 empty] | 0.42196 | 0
LCP_Inputs_ON_Diverse_Howarth_2023_05_05 | 2042 | Wind Onshore | Generation |  | WC | Capacity-Generation | Flex Adder | 0 | [6 empty] | 0.42196 | 0
LCP_Inputs_ON_Diverse_Howarth_2023_05_05 | 2043 | Anaerobic Digestion | Generation |  | ON | Capacity-Generation | FOM | 259916098.1302 | [6 empty] | 0.40573 | 105454805.4647
LCP_Inputs_ON_Diverse_Howarth_2023_05_05 | 2043 | Anaerobic Digestion | Generation |  | ON | Capacity-Generation | Flex Adder | 0 | [6 empty] | 0.40573 | 0
LCP_Inputs_ON_Diverse_Howarth_2023_05_05 | 2043 | Battery Storage | Storage |  | ON | Capacity-Storage | FOM | 0 | [6 empty] | 0.40573 | 0
LCP_Inputs_ON_Diverse_Howarth_2023_05_05 | 2043 | Battery Storage | Storage |  | ON | Capacity-Storage | Flex Adder | 0 | [6 empty] | 0.40573 | 0
LCP_Inputs_ON_Diverse_Howarth_2023_05_05 | 2043 | Biomass + CCS | Generation |  | ON | Capacity-Generation | FOM | 0 | [6 empty] | 0.40573 | 0
LCP_Inputs_ON_Diverse_Howarth_2023_05_05 | 2043 | Biomass + CCS | Generation |  | ON | Capacity-Generation | Flex Adder | 0 | [6 empty] | 0.40573 | 0
LCP_Inputs_ON_Diverse_Howarth_2023_05_05 | 2043 | CH4 + CCS | Generation |  | ON | Capacity-Generation | FOM | 0 | [6 empty] | 0.40573 | 0
LCP_Inputs_ON_Diverse_Howarth_2023_05_05 | 2043 | CH4 + CCS | Generation |  | ON | Capacity-Generation | Flex Adder | 0 | [6 empty] | 0.40573 | 0
LCP_Inputs_ON_Diverse_Howarth_2023_05_05 | 2043 | Electrolyser 2020/2030 | Crossload |  | ON | Capacity-Crossload | FOM | 38846837.268 | [6 empty] | 0.40573 | 15761184.8457
LCP_Inputs_ON_Diverse_Howarth_2023_05_05 | 2043 | Electrolyser 2020/2030 | Crossload |  | ON | Capacity-Crossload | Flex Adder | 0 | [6 empty] | 0.40573 | 0
LCP_Inputs_ON_Diverse_Howarth_2023_05_05 | 2043 | Electrolyser 2040 | Crossload |  | ON | Capacity-Crossload | FOM | 201919314.8853 | [6 empty] | 0.40573 | 81923983.2545
LCP_Inputs_ON_Diverse_Howarth_2023_05_05 | 2043 | Electrolyser 2040 | Crossload |  | ON | Capacity-Crossload | Flex Adder | 0 | [6 empty] | 0.40573 | 0
LCP_Inputs_ON_Diverse_Howarth_2023_05_05 | 2043 | Generic - Generator | Generation |  | MI | Capacity-Generation | FOM | 0 | [6 empty] | 0.40573 | 0
LCP_Inputs_ON_Diverse_Howarth_2023_05_05 | 2043 | Generic - Generator | Generation |  | MI | Capacity-Generation | Flex Adder | 0 | [6 empty] | 0.40573 | 0
LCP_Inputs_ON_Diverse_Howarth_2023_05_05 | 2043 | Generic - Generator | Generation |  | NY | Capacity-Generation | FOM | 0 | [6 empty] | 0.40573 | 0
LCP_Inputs_ON_Diverse_Howarth_2023_05_05 | 2043 | Generic - Generator | Generation |  | NY | Capacity-Generation | Flex Adder | 0 | [6 empty] | 0.40573 | 0
LCP_Inputs_ON_Diverse_Howarth_2023_05_05 | 2043 | Generic - Generator | Generation |  | PJ | Capacity-Generation | FOM | 0 | [6 empty] | 0.40573 | 0
LCP_Inputs_ON_Diverse_Howarth_2023_05_05 | 2043 | Generic - Generator | Generation |  | PJ | Capacity-Generation | Flex Adder | 0 | [6 empty] | 0.40573 | 0
LCP_Inputs_ON_Diverse_Howarth_2023_05_05 | 2043 | Generic - Generator | Generation |  | QC | Capacity-Generation | FOM | 0 | [6 empty] | 0.40573 | 0
LCP_Inputs_ON_Diverse_Howarth_2023_05_05 | 2043 | Generic - Generator | Generation |  | QC | Capacity-Generation | Flex Adder | 0 | [6 empty] | 0.40573 | 0
LCP_Inputs_ON_Diverse_Howarth_2023_05_05 | 2043 | Generic - Generator | Generation |  | WC | Capacity-Generation | FOM | 0 | [6 empty] | 0.40573 | 0
LCP_Inputs_ON_Diverse_Howarth_2023_05_05 | 2043 | Generic - Generator | Generation |  | WC | Capacity-Generation | Flex Adder | 0 | [6 empty] | 0.40573 | 0
LCP_Inputs_ON_Diverse_Howarth_2023_05_05 | 2043 | H2 Import - WC | Import |  | WC | Capacity-Import | FOM | 0 | [6 empty] | 0.40573 | 0
LCP_Inputs_ON_Diverse_Howarth_2023_05_05 | 2043 | H2 Import - WC | Import |  | WC | Capacity-Import | Flex Adder | 0 | [6 empty] | 0.40573 | 0
LCP_Inputs_ON_Diverse_Howarth_2023_05_05 | 2043 | H2 Salt Cavern Storage - ON | Storage |  | ON | Capacity-Storage | FOM | 0 | [6 empty] | 0.40573 | 0
LCP_Inputs_ON_Diverse_Howarth_2023_05_05 | 2043 | H2 Salt Cavern Storage - ON | Storage |  | ON | Capacity-Storage | Flex Adder | 0 | [6 empty] | 0.40573 | 0
LCP_Inputs_ON_Diverse_Howarth_2023_05_05 | 2043 | Hydro | Generation |  | ON | Capacity-Generation | FOM | 0 | [6 empty] | 0.40573 | 0
LCP_Inputs_ON_Diverse_Howarth_2023_05_05 | 2043 | Hydro | Generation |  | ON | Capacity-Generation | Flex Adder | 0 | [6 empty] | 0.40573 | 0
LCP_Inputs_ON_Diverse_Howarth_2023_05_05 | 2043 | Nuclear | Generation |  | ON | Capacity-Generation | FOM | 0 | [6 empty] | 0.40573 | 0
LCP_Inputs_ON_Diverse_Howarth_2023_05_05 | 2043 | Nuclear | Generation |  | ON | Capacity-Generation | Flex Adder | 0 | [6 empty] | 0.40573 | 0
LCP_Inputs_ON_Diverse_Howarth_2023_05_05 | 2043 | Nuclear SMR | Generation |  | ON | Capacity-Generation | FOM | 450000000 | [6 empty] | 0.40573 | 182576849.993
LCP_Inputs_ON_Diverse_Howarth_2023_05_05 | 2043 | Nuclear SMR | Generation |  | ON | Capacity-Generation | Flex Adder | 0 | [6 empty] | 0.40573 | 0
LCP_Inputs_ON_Diverse_Howarth_2023_05_05 | 2043 | O/CCGT - H2 New | Crossload |  | ON | Capacity-Crossload | FOM | 134378991.8039 | [6 empty] | 0.40573 | 54521095.6195
LCP_Inputs_ON_Diverse_Howarth_2023_05_05 | 2043 | O/CCGT - H2 New | Crossload |  | ON | Capacity-Crossload | Flex Adder | 0 | [6 empty] | 0.40573 | 0
LCP_Inputs_ON_Diverse_Howarth_2023_05_05 | 2043 | SMR CCS | Generation |  | ON | Capacity-Generation | FOM | 284700707.0827 | [6 empty] | 0.40573 | 115510573.9777
LCP_Inputs_ON_Diverse_Howarth_2023_05_05 | 2043 | SMR CCS | Generation |  | ON | Capacity-Generation | Flex Adder | 0 | [6 empty] | 0.40573 | 0
LCP_Inputs_ON_Diverse_Howarth_2023_05_05 | 2043 | SMR CCS | Generation |  | WC | Capacity-Generation | FOM | 0 | [6 empty] | 0.40573 | 0
LCP_Inputs_ON_Diverse_Howarth_2023_05_05 | 2043 | SMR CCS | Generation |  | WC | Capacity-Generation | Flex Adder | 0 | [6 empty] | 0.40573 | 0
LCP_Inputs_ON_Diverse_Howarth_2023_05_05 | 2043 | Solar PV | Generation |  | ON | Capacity-Generation | FOM | 212548560.45 | [6 empty] | 0.40573 | 86236548.0834
LCP_Inputs_ON_Diverse_Howarth_2023_05_05 | 2043 | Solar PV | Generation |  | ON | Capacity-Generation | Flex Adder | 0 | [6 empty] | 0.40573 | 0
LCP_Inputs_ON_Diverse_Howarth_2023_05_05 | 2043 | Solar PV | Generation |  | WC | Capacity-Generation | FOM | 5067861.2076 | [6 empty] | 0.40573 | 2056164.7455
LCP_Inputs_ON_Diverse_Howarth_2023_05_05 | 2043 | Solar PV | Generation |  | WC | Capacity-Generation | Flex Adder | 0 | [6 empty] | 0.40573 | 0
LCP_Inputs_ON_Diverse_Howarth_2023_05_05 | 2043 | Wind Offshore | Generation |  | ON | Capacity-Generation | FOM | 405544347.8264 | [6 empty] | 0.40573 | 164540021.2414
LCP_Inputs_ON_Diverse_Howarth_2023_05_05 | 2043 | Wind Offshore | Generation |  | ON | Capacity-Generation | Flex Adder | 0 | [6 empty] | 0.40573 | 0
LCP_Inputs_ON_Diverse_Howarth_2023_05_05 | 2043 | Wind Onshore | Generation |  | MI | Capacity-Generation | FOM | 818090980.1068 | [6 empty] | 0.40573 | 331921053.6792
LCP_Inputs_ON_Diverse_Howarth_2023_05_05 | 2043 | Wind Onshore | Generation |  | MI | Capacity-Generation | Flex Adder | 0 | [6 empty] | 0.40573 | 0
LCP_Inputs_ON_Diverse_Howarth_2023_05_05 | 2043 | Wind Onshore | Generation |  | NY | Capacity-Generation | FOM | 235806587.7791 | [6 empty] | 0.40573 | 95672942.2318
LCP_Inputs_ON_Diverse_Howarth_2023_05_05 | 2043 | Wind Onshore | Generation |  | NY | Capacity-Generation | Flex Adder | 0 | [6 empty] | 0.40573 | 0
LCP_Inputs_ON_Diverse_Howarth_2023_05_05 | 2043 | Wind Onshore | Generation |  | ON | Capacity-Generation | FOM | 875000000 | [6 empty] | 0.40573 | 355010541.6532
LCP_Inputs_ON_Diverse_Howarth_2023_05_05 | 2043 | Wind Onshore | Generation |  | ON | Capacity-Generation | Flex Adder | 0 | [6 empty] | 0.40573 | 0
LCP_Inputs_ON_Diverse_Howarth_2023_05_05 | 2043 | Wind Onshore | Generation |  | PJ | Capacity-Generation | FOM | 4302791680.0834 | [6 empty] | 0.40573 | 1745755891.3909
LCP_Inputs_ON_Diverse_Howarth_2023_05_05 | 2043 | Wind Onshore | Generation |  | PJ | Capacity-Generation | Flex Adder | 0 | [6 empty] | 0.40573 | 0
LCP_Inputs_ON_Diverse_Howarth_2023_05_05 | 2043 | Wind Onshore | Generation |  | WC | Capacity-Generation | FOM | 0 | [6 empty] | 0.40573 | 0
LCP_Inputs_ON_Diverse_Howarth_2023_05_05 | 2043 | Wind Onshore | Generation |  | WC | Capacity-Generation | Flex Adder | 0 | [6 empty] | 0.40573 | 0
LCP_Inputs_ON_Diverse_Howarth_2023_05_05 | 2044 | Anaerobic Digestion | Generation |  | ON | Capacity-Generation | FOM | 259916098.1302 | [6 empty] | 0.39012 | 101398851.4083
LCP_Inputs_ON_Diverse_Howarth_2023_05_05 | 2044 | Anaerobic Digestion | Generation |  | ON | Capacity-Generation | Flex Adder | 0 | [6 empty] | 0.39012 | 0
LCP_Inputs_ON_Diverse_Howarth_2023_05_05 | 2044 | Battery Storage | Storage |  | ON | Capacity-Storage | FOM | 0 | [6 empty] | 0.39012 | 0
LCP_Inputs_ON_Diverse_Howarth_2023_05_05 | 2044 | Battery Storage | Storage |  | ON | Capacity-Storage | Flex Adder | 0 | [6 empty] | 0.39012 | 0
LCP_Inputs_ON_Diverse_Howarth_2023_05_05 | 2044 | Biomass + CCS | Generation |  | ON | Capacity-Generation | FOM | 0 | [6 empty] | 0.39012 | 0
LCP_Inputs_ON_Diverse_Howarth_2023_05_05 | 2044 | Biomass + CCS | Generation |  | ON | Capacity-Generation | Flex Adder | 0 | [6 empty] | 0.39012 | 0
LCP_Inputs_ON_Diverse_Howarth_2023_05_05 | 2044 | CH4 + CCS | Generation |  | ON | Capacity-Generation | FOM | 0 | [6 empty] | 0.39012 | 0
LCP_Inputs_ON_Diverse_Howarth_2023_05_05 | 2044 | CH4 + CCS | Generation |  | ON | Capacity-Generation | Flex Adder | 0 | [6 empty] | 0.39012 | 0
LCP_Inputs_ON_Diverse_Howarth_2023_05_05 | 2044 | Electrolyser 2020/2030 | Crossload |  | ON | Capacity-Crossload | FOM | 38846837.268 | [6 empty] | 0.39012 | 15154985.4286
LCP_Inputs_ON_Diverse_Howarth_2023_05_05 | 2044 | Electrolyser 2020/2030 | Crossload |  | ON | Capacity-Crossload | Flex Adder | 0 | [6 empty] | 0.39012 | 0
LCP_Inputs_ON_Diverse_Howarth_2023_05_05 | 2044 | Electrolyser 2040 | Crossload |  | ON | Capacity-Crossload | FOM | 201919314.8853 | [6 empty] | 0.39012 | 78773060.8216
LCP_Inputs_ON_Diverse_Howarth_2023_05_05 | 2044 | Electrolyser 2040 | Crossload |  | ON | Capacity-Crossload | Flex Adder | 0 | [6 empty] | 0.39012 | 0
LCP_Inputs_ON_Diverse_Howarth_2023_05_05 | 2044 | Generic - Generator | Generation |  | MI | Capacity-Generation | FOM | 0 | [6 empty] | 0.39012 | 0
LCP_Inputs_ON_Diverse_Howarth_2023_05_05 | 2044 | Generic - Generator | Generation |  | MI | Capacity-Generation | Flex Adder | 0 | [6 empty] | 0.39012 | 0
LCP_Inputs_ON_Diverse_Howarth_2023_05_05 | 2044 | Generic - Generator | Generation |  | NY | Capacity-Generation | FOM | 0 | [6 empty] | 0.39012 | 0
LCP_Inputs_ON_Diverse_Howarth_2023_05_05 | 2044 | Generic - Generator | Generation |  | NY | Capacity-Generation | Flex Adder | 0 | [6 empty] | 0.39012 | 0
LCP_Inputs_ON_Diverse_Howarth_2023_05_05 | 2044 | Generic - Generator | Generation |  | PJ | Capacity-Generation | FOM | 0 | [6 empty] | 0.39012 | 0
LCP_Inputs_ON_Diverse_Howarth_2023_05_05 | 2044 | Generic - Generator | Generation |  | PJ | Capacity-Generation | Flex Adder | 0 | [6 empty] | 0.39012 | 0
LCP_Inputs_ON_Diverse_Howarth_2023_05_05 | 2044 | Generic - Generator | Generation |  | QC | Capacity-Generation | FOM | 0 | [6 empty] | 0.39012 | 0
LCP_Inputs_ON_Diverse_Howarth_2023_05_05 | 2044 | Generic - Generator | Generation |  | QC | Capacity-Generation | Flex Adder | 0 | [6 empty] | 0.39012 | 0
LCP_Inputs_ON_Diverse_Howarth_2023_05_05 | 2044 | Generic - Generator | Generation |  | WC | Capacity-Generation | FOM | 0 | [6 empty] | 0.39012 | 0
LCP_Inputs_ON_Diverse_Howarth_2023_05_05 | 2044 | Generic - Generator | Generation |  | WC | Capacity-Generation | Flex Adder | 0 | [6 empty] | 0.39012 | 0
LCP_Inputs_ON_Diverse_Howarth_2023_05_05 | 2044 | H2 Import - WC | Import |  | WC | Capacity-Import | FOM | 0 | [6 empty] | 0.39012 | 0
LCP_Inputs_ON_Diverse_Howarth_2023_05_05 | 2044 | H2 Import - WC | Import |  | WC | Capacity-Import | Flex Adder | 0 | [6 empty] | 0.39012 | 0
LCP_Inputs_ON_Diverse_Howarth_2023_05_05 | 2044 | H2 Salt Cavern Storage - ON | Storage |  | ON | Capacity-Storage | FOM | 0 | [6 empty] | 0.39012 | 0
LCP_Inputs_ON_Diverse_Howarth_2023_05_05 | 2044 | H2 Salt Cavern Storage - ON | Storage |  | ON | Capacity-Storage | Flex Adder | 0 | [6 empty] | 0.39012 | 0
LCP_Inputs_ON_Diverse_Howarth_2023_05_05 | 2044 | Hydro | Generation |  | ON | Capacity-Generation | FOM | 0 | [6 empty] | 0.39012 | 0
LCP_Inputs_ON_Diverse_Howarth_2023_05_05 | 2044 | Hydro | Generation |  | ON | Capacity-Generation | Flex Adder | 0 | [6 empty] | 0.39012 | 0
LCP_Inputs_ON_Diverse_Howarth_2023_05_05 | 2044 | Nuclear | Generation |  | ON | Capacity-Generation | FOM | 0 | [6 empty] | 0.39012 | 0
LCP_Inputs_ON_Diverse_Howarth_2023_05_05 | 2044 | Nuclear | Generation |  | ON | Capacity-Generation | Flex Adder | 0 | [6 empty] | 0.39012 | 0
LCP_Inputs_ON_Diverse_Howarth_2023_05_05 | 2044 | Nuclear SMR | Generation |  | ON | Capacity-Generation | FOM | 450000000 | [6 empty] | 0.39012 | 175554663.4549
LCP_Inputs_ON_Diverse_Howarth_2023_05_05 | 2044 | Nuclear SMR | Generation |  | ON | Capacity-Generation | Flex Adder | 0 | [6 empty] | 0.39012 | 0
LCP_Inputs_ON_Diverse_Howarth_2023_05_05 | 2044 | O/CCGT - H2 New | Crossload |  | ON | Capacity-Crossload | FOM | 134378991.8039 | [6 empty] | 0.39012 | 52424130.4034
LCP_Inputs_ON_Diverse_Howarth_2023_05_05 | 2044 | O/CCGT - H2 New | Crossload |  | ON | Capacity-Crossload | Flex Adder | 0 | [6 empty] | 0.39012 | 0
LCP_Inputs_ON_Diverse_Howarth_2023_05_05 | 2044 | SMR CCS | Generation |  | ON | Capacity-Generation | FOM | 284700707.0827 | [6 empty] | 0.39012 | 111067859.5939
LCP_Inputs_ON_Diverse_Howarth_2023_05_05 | 2044 | SMR CCS | Generation |  | ON | Capacity-Generation | Flex Adder | 0 | [6 empty] | 0.39012 | 0
LCP_Inputs_ON_Diverse_Howarth_2023_05_05 | 2044 | SMR CCS | Generation |  | WC | Capacity-Generation | FOM | 0 | [6 empty] | 0.39012 | 0
LCP_Inputs_ON_Diverse_Howarth_2023_05_05 | 2044 | SMR CCS | Generation |  | WC | Capacity-Generation | Flex Adder | 0 | [6 empty] | 0.39012 | 0
LCP_Inputs_ON_Diverse_Howarth_2023_05_05 | 2044 | Solar PV | Generation |  | ON | Capacity-Generation | FOM | 212548560.45 | [6 empty] | 0.39012 | 82919757.7725
LCP_Inputs_ON_Diverse_Howarth_2023_05_05 | 2044 | Solar PV | Generation |  | ON | Capacity-Generation | Flex Adder | 0 | [6 empty] | 0.39012 | 0
LCP_Inputs_ON_Diverse_Howarth_2023_05_05 | 2044 | Solar PV | Generation |  | WC | Capacity-Generation | FOM | 5067861.2076 | [6 empty] | 0.39012 | 1977081.4861
LCP_Inputs_ON_Diverse_Howarth_2023_05_05 | 2044 | Solar PV | Generation |  | WC | Capacity-Generation | Flex Adder | 0 | [6 empty] | 0.39012 | 0
LCP_Inputs_ON_Diverse_Howarth_2023_05_05 | 2044 | Wind Offshore | Generation |  | ON | Capacity-Generation | FOM | 405544347.8264 | [6 empty] | 0.39012 | 158211558.8859
LCP_Inputs_ON_Diverse_Howarth_2023_05_05 | 2044 | Wind Offshore | Generation |  | ON | Capacity-Generation | Flex Adder | 0 | [6 empty] | 0.39012 | 0
LCP_Inputs_ON_Diverse_Howarth_2023_05_05 | 2044 | Wind Onshore | Generation |  | MI | Capacity-Generation | FOM | 818090980.1068 | [6 empty] | 0.39012 | 319154859.3069
LCP_Inputs_ON_Diverse_Howarth_2023_05_05 | 2044 | Wind Onshore | Generation |  | MI | Capacity-Generation | Flex Adder | 0 | [6 empty] | 0.39012 | 0
LCP_Inputs_ON_Diverse_Howarth_2023_05_05 | 2044 | Wind Onshore | Generation |  | NY | Capacity-Generation | FOM | 235806587.7791 | [6 empty] | 0.39012 | 91993213.6844
LCP_Inputs_ON_Diverse_Howarth_2023_05_05 | 2044 | Wind Onshore | Generation |  | NY | Capacity-Generation | Flex Adder | 0 | [6 empty] | 0.39012 | 0
LCP_Inputs_ON_Diverse_Howarth_2023_05_05 | 2044 | Wind Onshore | Generation |  | ON | Capacity-Generation | FOM | 875000000 | [6 empty] | 0.39012 | 341356290.0511
LCP_Inputs_ON_Diverse_Howarth_2023_05_05 | 2044 | Wind Onshore | Generation |  | ON | Capacity-Generation | Flex Adder | 0 | [6 empty] | 0.39012 | 0
LCP_Inputs_ON_Diverse_Howarth_2023_05_05 | 2044 | Wind Onshore | Generation |  | PJ | Capacity-Generation | FOM | 4302791680.0834 | [6 empty] | 0.39012 | 1678611434.0298
LCP_Inputs_ON_Diverse_Howarth_2023_05_05 | 2044 | Wind Onshore | Generation |  | PJ | Capacity-Generation | Flex Adder | 0 | [6 empty] | 0.39012 | 0
LCP_Inputs_ON_Diverse_Howarth_2023_05_05 | 2044 | Wind Onshore | Generation |  | WC | Capacity-Generation | FOM | 0 | [6 empty] | 0.39012 | 0
LCP_Inputs_ON_Diverse_Howarth_2023_05_05 | 2044 | Wind Onshore | Generation |  | WC | Capacity-Generation | Flex Adder | 0 | [6 empty] | 0.39012 | 0
LCP_Inputs_ON_Diverse_Howarth_2023_05_05 | 2045 | Anaerobic Digestion | Generation |  | ON | Capacity-Generation | FOM | 259916098.1302 | [6 empty] | 0.37512 | 97498895.5849
LCP_Inputs_ON_Diverse_Howarth_2023_05_05 | 2045 | Anaerobic Digestion | Generation |  | ON | Capacity-Generation | Flex Adder | 0 | [6 empty] | 0.37512 | 0
LCP_Inputs_ON_Diverse_Howarth_2023_05_05 | 2045 | Battery Storage | Storage |  | ON | Capacity-Storage | FOM | 0 | [6 empty] | 0.37512 | 0
LCP_Inputs_ON_Diverse_Howarth_2023_05_05 | 2045 | Battery Storage | Storage |  | ON | Capacity-Storage | Flex Adder | 0 | [6 empty] | 0.37512 | 0
LCP_Inputs_ON_Diverse_Howarth_2023_05_05 | 2045 | Biomass + CCS | Generation |  | ON | Capacity-Generation | FOM | 0 | [6 empty] | 0.37512 | 0
LCP_Inputs_ON_Diverse_Howarth_2023_05_05 | 2045 | Biomass + CCS | Generation |  | ON | Capacity-Generation | Flex Adder | 0 | [6 empty] | 0.37512 | 0
LCP_Inputs_ON_Diverse_Howarth_2023_05_05 | 2045 | CH4 + CCS | Generation |  | ON | Capacity-Generation | FOM | 0 | [6 empty] | 0.37512 | 0
LCP_Inputs_ON_Diverse_Howarth_2023_05_05 | 2045 | CH4 + CCS | Generation |  | ON | Capacity-Generation | Flex Adder | 0 | [6 empty] | 0.37512 | 0
LCP_Inputs_ON_Diverse_Howarth_2023_05_05 | 2045 | Electrolyser 2020/2030 | Crossload |  | ON | Capacity-Crossload | FOM | 38846837.268 | [6 empty] | 0.37512 | 14572101.3737
LCP_Inputs_ON_Diverse_Howarth_2023_05_05 | 2045 | Electrolyser 2020/2030 | Crossload |  | ON | Capacity-Crossload | Flex Adder | 0 | [6 empty] | 0.37512 | 0
LCP_Inputs_ON_Diverse_Howarth_2023_05_05 | 2045 | Electrolyser 2040 | Crossload |  | ON | Capacity-Crossload | FOM | 201919314.8853 | [6 empty] | 0.37512 | 75743327.7131
LCP_Inputs_ON_Diverse_Howarth_2023_05_05 | 2045 | Electrolyser 2040 | Crossload |  | ON | Capacity-Crossload | Flex Adder | 0 | [6 empty] | 0.37512 | 0
LCP_Inputs_ON_Diverse_Howarth_2023_05_05 | 2045 | Generic - Generator | Generation |  | MI | Capacity-Generation | FOM | 0 | [6 empty] | 0.37512 | 0
LCP_Inputs_ON_Diverse_Howarth_2023_05_05 | 2045 | Generic - Generator | Generation |  | MI | Capacity-Generation | Flex Adder | 0 | [6 empty] | 0.37512 | 0
LCP_Inputs_ON_Diverse_Howarth_2023_05_05 | 2045 | Generic - Generator | Generation |  | NY | Capacity-Generation | FOM | 0 | [6 empty] | 0.37512 | 0
LCP_Inputs_ON_Diverse_Howarth_2023_05_05 | 2045 | Generic - Generator | Generation |  | NY | Capacity-Generation | Flex Adder | 0 | [6 empty] | 0.37512 | 0
LCP_Inputs_ON_Diverse_Howarth_2023_05_05 | 2045 | Generic - Generator | Generation |  | PJ | Capacity-Generation | FOM | 0 | [6 empty] | 0.37512 | 0
LCP_Inputs_ON_Diverse_Howarth_2023_05_05 | 2045 | Generic - Generator | Generation |  | PJ | Capacity-Generation | Flex Adder | 0 | [6 empty] | 0.37512 | 0
LCP_Inputs_ON_Diverse_Howarth_2023_05_05 | 2045 | Generic - Generator | Generation |  | QC | Capacity-Generation | FOM | 0 | [6 empty] | 0.37512 | 0
LCP_Inputs_ON_Diverse_Howarth_2023_05_05 | 2045 | Generic - Generator | Generation |  | QC | Capacity-Generation | Flex Adder | 0 | [6 empty] | 0.37512 | 0
LCP_Inputs_ON_Diverse_Howarth_2023_05_05 | 2045 | Generic - Generator | Generation |  | WC | Capacity-Generation | FOM | 0 | [6 empty] | 0.37512 | 0
LCP_Inputs_ON_Diverse_Howarth_2023_05_05 | 2045 | Generic - Generator | Generation |  | WC | Capacity-Generation | Flex Adder | 0 | [6 empty] | 0.37512 | 0
LCP_Inputs_ON_Diverse_Howarth_2023_05_05 | 2045 | H2 Import - WC | Import |  | WC | Capacity-Import | FOM | 0 | [6 empty] | 0.37512 | 0
LCP_Inputs_ON_Diverse_Howarth_2023_05_05 | 2045 | H2 Import - WC | Import |  | WC | Capacity-Import | Flex Adder | 0 | [6 empty] | 0.37512 | 0
LCP_Inputs_ON_Diverse_Howarth_2023_05_05 | 2045 | H2 Salt Cavern Storage - ON | Storage |  | ON | Capacity-Storage | FOM | 0 | [6 empty] | 0.37512 | 0
LCP_Inputs_ON_Diverse_Howarth_2023_05_05 | 2045 | H2 Salt Cavern Storage - ON | Storage |  | ON | Capacity-Storage | Flex Adder | 0 | [6 empty] | 0.37512 | 0
LCP_Inputs_ON_Diverse_Howarth_2023_05_05 | 2045 | Hydro | Generation |  | ON | Capacity-Generation | FOM | 0 | [6 empty] | 0.37512 | 0
LCP_Inputs_ON_Diverse_Howarth_2023_05_05 | 2045 | Hydro | Generation |  | ON | Capacity-Generation | Flex Adder | 0 | [6 empty] | 0.37512 | 0
LCP_Inputs_ON_Diverse_Howarth_2023_05_05 | 2045 | Nuclear | Generation |  | ON | Capacity-Generation | FOM | 0 | [6 empty] | 0.37512 | 0
LCP_Inputs_ON_Diverse_Howarth_2023_05_05 | 2045 | Nuclear | Generation |  | ON | Capacity-Generation | Flex Adder | 0 | [6 empty] | 0.37512 | 0
LCP_Inputs_ON_Diverse_Howarth_2023_05_05 | 2045 | Nuclear SMR | Generation |  | ON | Capacity-Generation | FOM | 450000000 | [6 empty] | 0.37512 | 168802561.0143
LCP_Inputs_ON_Diverse_Howarth_2023_05_05 | 2045 | Nuclear SMR | Generation |  | ON | Capacity-Generation | Flex Adder | 0 | [6 empty] | 0.37512 | 0
LCP_Inputs_ON_Diverse_Howarth_2023_05_05 | 2045 | O/CCGT - H2 New | Crossload |  | ON | Capacity-Crossload | FOM | 134378991.8039 | [6 empty] | 0.37512 | 50407817.6956
LCP_Inputs_ON_Diverse_Howarth_2023_05_05 | 2045 | O/CCGT - H2 New | Crossload |  | ON | Capacity-Crossload | Flex Adder | 0 | [6 empty] | 0.37512 | 0
LCP_Inputs_ON_Diverse_Howarth_2023_05_05 | 2045 | SMR CCS | Generation |  | ON | Capacity-Generation | FOM | 284700707.0827 | [6 empty] | 0.37512 | 106796018.8403
LCP_Inputs_ON_Diverse_Howarth_2023_05_05 | 2045 | SMR CCS | Generation |  | ON | Capacity-Generation | Flex Adder | 0 | [6 empty] | 0.37512 | 0
LCP_Inputs_ON_Diverse_Howarth_2023_05_05 | 2045 | SMR CCS | Generation |  | WC | Capacity-Generation | FOM | 0 | [6 empty] | 0.37512 | 0
LCP_Inputs_ON_Diverse_Howarth_2023_05_05 | 2045 | SMR CCS | Generation |  | WC | Capacity-Generation | Flex Adder | 0 | [6 empty] | 0.37512 | 0
LCP_Inputs_ON_Diverse_Howarth_2023_05_05 | 2045 | Solar PV | Generation |  | ON | Capacity-Generation | FOM | 212548560.45 | [6 empty] | 0.37512 | 79730536.3197
LCP_Inputs_ON_Diverse_Howarth_2023_05_05 | 2045 | Solar PV | Generation |  | ON | Capacity-Generation | Flex Adder | 0 | [6 empty] | 0.37512 | 0
LCP_Inputs_ON_Diverse_Howarth_2023_05_05 | 2045 | Solar PV | Generation |  | WC | Capacity-Generation | FOM | 5067861.2076 | [6 empty] | 0.37512 | 1901039.8905
LCP_Inputs_ON_Diverse_Howarth_2023_05_05 | 2045 | Solar PV | Generation |  | WC | Capacity-Generation | Flex Adder | 0 | [6 empty] | 0.37512 | 0
LCP_Inputs_ON_Diverse_Howarth_2023_05_05 | 2045 | Wind Offshore | Generation |  | ON | Capacity-Generation | FOM | 405544347.8264 | [6 empty] | 0.37512 | 152126498.9288
LCP_Inputs_ON_Diverse_Howarth_2023_05_05 | 2045 | Wind Offshore | Generation |  | ON | Capacity-Generation | Flex Adder | 0 | [6 empty] | 0.37512 | 0
LCP_Inputs_ON_Diverse_Howarth_2023_05_05 | 2045 | Wind Onshore | Generation |  | MI | Capacity-Generation | FOM | 818090980.1068 | [6 empty] | 0.37512 | 306879672.4105
LCP_Inputs_ON_Diverse_Howarth_2023_05_05 | 2045 | Wind Onshore | Generation |  | MI | Capacity-Generation | Flex Adder | 0 | [6 empty] | 0.37512 | 0
LCP_Inputs_ON_Diverse_Howarth_2023_05_05 | 2045 | Wind Onshore | Generation |  | NY | Capacity-Generation | FOM | 235806587.7791 | [6 empty] | 0.37512 | 88455013.1581
LCP_Inputs_ON_Diverse_Howarth_2023_05_05 | 2045 | Wind Onshore | Generation |  | NY | Capacity-Generation | Flex Adder | 0 | [6 empty] | 0.37512 | 0
LCP_Inputs_ON_Diverse_Howarth_2023_05_05 | 2045 | Wind Onshore | Generation |  | ON | Capacity-Generation | FOM | 875000000 | [6 empty] | 0.37512 | 328227201.9722
LCP_Inputs_ON_Diverse_Howarth_2023_05_05 | 2045 | Wind Onshore | Generation |  | ON | Capacity-Generation | Flex Adder | 0 | [6 empty] | 0.37512 | 0
LCP_Inputs_ON_Diverse_Howarth_2023_05_05 | 2045 | Wind Onshore | Generation |  | PJ | Capacity-Generation | FOM | 4302791680.0834 | [6 empty] | 0.37512 | 1614049455.7978
LCP_Inputs_ON_Diverse_Howarth_2023_05_05 | 2045 | Wind Onshore | Generation |  | PJ | Capacity-Generation | Flex Adder | 0 | [6 empty] | 0.37512 | 0
LCP_Inputs_ON_Diverse_Howarth_2023_05_05 | 2045 | Wind Onshore | Generation |  | WC | Capacity-Generation | FOM | 0 | [6 empty] | 0.37512 | 0
LCP_Inputs_ON_Diverse_Howarth_2023_05_05 | 2045 | Wind Onshore | Generation |  | WC | Capacity-Generation | Flex Adder | 0 | [6 empty] | 0.37512 | 0
LCP_Inputs_ON_Diverse_Howarth_2023_05_05 | 2046 | Anaerobic Digestion | Generation |  | ON | Capacity-Generation | FOM | 259916098.1302 | [6 empty] | 0.36069 | 93748938.0624
LCP_Inputs_ON_Diverse_Howarth_2023_05_05 | 2046 | Anaerobic Digestion | Generation |  | ON | Capacity-Generation | Flex Adder | 0 | [6 empty] | 0.36069 | 0
LCP_Inputs_ON_Diverse_Howarth_2023_05_05 | 2046 | Battery Storage | Storage |  | ON | Capacity-Storage | FOM | 0 | [6 empty] | 0.36069 | 0
LCP_Inputs_ON_Diverse_Howarth_2023_05_05 | 2046 | Battery Storage | Storage |  | ON | Capacity-Storage | Flex Adder | 0 | [6 empty] | 0.36069 | 0
LCP_Inputs_ON_Diverse_Howarth_2023_05_05 | 2046 | Biomass + CCS | Generation |  | ON | Capacity-Generation | FOM | 0 | [6 empty] | 0.36069 | 0
LCP_Inputs_ON_Diverse_Howarth_2023_05_05 | 2046 | Biomass + CCS | Generation |  | ON | Capacity-Generation | Flex Adder | 0 | [6 empty] | 0.36069 | 0
LCP_Inputs_ON_Diverse_Howarth_2023_05_05 | 2046 | CH4 + CCS | Generation |  | ON | Capacity-Generation | FOM | 0 | [6 empty] | 0.36069 | 0
LCP_Inputs_ON_Diverse_Howarth_2023_05_05 | 2046 | CH4 + CCS | Generation |  | ON | Capacity-Generation | Flex Adder | 0 | [6 empty] | 0.36069 | 0
LCP_Inputs_ON_Diverse_Howarth_2023_05_05 | 2046 | Electrolyser 2020/2030 | Crossload |  | ON | Capacity-Crossload | FOM | 38846837.268 | [6 empty] | 0.36069 | 14011635.9362
LCP_Inputs_ON_Diverse_Howarth_2023_05_05 | 2046 | Electrolyser 2020/2030 | Crossload |  | ON | Capacity-Crossload | Flex Adder | 0 | [6 empty] | 0.36069 | 0
LCP_Inputs_ON_Diverse_Howarth_2023_05_05 | 2046 | Electrolyser 2040 | Crossload |  | ON | Capacity-Crossload | FOM | 201919314.8853 | [6 empty] | 0.36069 | 72830122.801
LCP_Inputs_ON_Diverse_Howarth_2023_05_05 | 2046 | Electrolyser 2040 | Crossload |  | ON | Capacity-Crossload | Flex Adder | 0 | [6 empty] | 0.36069 | 0
LCP_Inputs_ON_Diverse_Howarth_2023_05_05 | 2046 | Generic - Generator | Generation |  | MI | Capacity-Generation | FOM | 0 | [6 empty] | 0.36069 | 0
LCP_Inputs_ON_Diverse_Howarth_2023_05_05 | 2046 | Generic - Generator | Generation |  | MI | Capacity-Generation | Flex Adder | 0 | [6 empty] | 0.36069 | 0
LCP_Inputs_ON_Diverse_Howarth_2023_05_05 | 2046 | Generic - Generator | Generation |  | NY | Capacity-Generation | FOM | 0 | [6 empty] | 0.36069 | 0
LCP_Inputs_ON_Diverse_Howarth_2023_05_05 | 2046 | Generic - Generator | Generation |  | NY | Capacity-Generation | Flex Adder | 0 | [6 empty] | 0.36069 | 0
LCP_Inputs_ON_Diverse_Howarth_2023_05_05 | 2046 | Generic - Generator | Generation |  | PJ | Capacity-Generation | FOM | 0 | [6 empty] | 0.36069 | 0
LCP_Inputs_ON_Diverse_Howarth_2023_05_05 | 2046 | Generic - Generator | Generation |  | PJ | Capacity-Generation | Flex Adder | 0 | [6 empty] | 0.36069 | 0
LCP_Inputs_ON_Diverse_Howarth_2023_05_05 | 2046 | Generic - Generator | Generation |  | QC | Capacity-Generation | FOM | 0 | [6 empty] | 0.36069 | 0
LCP_Inputs_ON_Diverse_Howarth_2023_05_05 | 2046 | Generic - Generator | Generation |  | QC | Capacity-Generation | Flex Adder | 0 | [6 empty] | 0.36069 | 0
LCP_Inputs_ON_Diverse_Howarth_2023_05_05 | 2046 | Generic - Generator | Generation |  | WC | Capacity-Generation | FOM | 0 | [6 empty] | 0.36069 | 0
LCP_Inputs_ON_Diverse_Howarth_2023_05_05 | 2046 | Generic - Generator | Generation |  | WC | Capacity-Generation | Flex Adder | 0 | [6 empty] | 0.36069 | 0
LCP_Inputs_ON_Diverse_Howarth_2023_05_05 | 2046 | H2 Import - WC | Import |  | WC | Capacity-Import | FOM | 0 | [6 empty] | 0.36069 | 0
LCP_Inputs_ON_Diverse_Howarth_2023_05_05 | 2046 | H2 Import - WC | Import |  | WC | Capacity-Import | Flex Adder | 0 | [6 empty] | 0.36069 | 0
LCP_Inputs_ON_Diverse_Howarth_2023_05_05 | 2046 | H2 Salt Cavern Storage - ON | Storage |  | ON | Capacity-Storage | FOM | 0 | [6 empty] | 0.36069 | 0
LCP_Inputs_ON_Diverse_Howarth_2023_05_05 | 2046 | H2 Salt Cavern Storage - ON | Storage |  | ON | Capacity-Storage | Flex Adder | 0 | [6 empty] | 0.36069 | 0
LCP_Inputs_ON_Diverse_Howarth_2023_05_05 | 2046 | Hydro | Generation |  | ON | Capacity-Generation | FOM | 0 | [6 empty] | 0.36069 | 0
LCP_Inputs_ON_Diverse_Howarth_2023_05_05 | 2046 | Hydro | Generation |  | ON | Capacity-Generation | Flex Adder | 0 | [6 empty] | 0.36069 | 0
LCP_Inputs_ON_Diverse_Howarth_2023_05_05 | 2046 | Nuclear | Generation |  | ON | Capacity-Generation | FOM | 0 | [6 empty] | 0.36069 | 0
LCP_Inputs_ON_Diverse_Howarth_2023_05_05 | 2046 | Nuclear | Generation |  | ON | Capacity-Generation | Flex Adder | 0 | [6 empty] | 0.36069 | 0
LCP_Inputs_ON_Diverse_Howarth_2023_05_05 | 2046 | Nuclear SMR | Generation |  | ON | Capacity-Generation | FOM | 450000000 | [6 empty] | 0.36069 | 162310154.8214
LCP_Inputs_ON_Diverse_Howarth_2023_05_05 | 2046 | Nuclear SMR | Generation |  | ON | Capacity-Generation | Flex Adder | 0 | [6 empty] | 0.36069 | 0
LCP_Inputs_ON_Diverse_Howarth_2023_05_05 | 2046 | O/CCGT - H2 New | Crossload |  | ON | Capacity-Crossload | FOM | 134378991.8039 | [6 empty] | 0.36069 | 48469055.4765
LCP_Inputs_ON_Diverse_Howarth_2023_05_05 | 2046 | O/CCGT - H2 New | Crossload |  | ON | Capacity-Crossload | Flex Adder | 0 | [6 empty] | 0.36069 | 0
LCP_Inputs_ON_Diverse_Howarth_2023_05_05 | 2046 | SMR CCS | Generation |  | ON | Capacity-Generation | FOM | 284700707.0827 | [6 empty] | 0.36069 | 102688479.6541
LCP_Inputs_ON_Diverse_Howarth_2023_05_05 | 2046 | SMR CCS | Generation |  | ON | Capacity-Generation | Flex Adder | 0 | [6 empty] | 0.36069 | 0
LCP_Inputs_ON_Diverse_Howarth_2023_05_05 | 2046 | SMR CCS | Generation |  | WC | Capacity-Generation | FOM | 0 | [6 empty] | 0.36069 | 0
LCP_Inputs_ON_Diverse_Howarth_2023_05_05 | 2046 | SMR CCS | Generation |  | WC | Capacity-Generation | Flex Adder | 0 | [6 empty] | 0.36069 | 0
LCP_Inputs_ON_Diverse_Howarth_2023_05_05 | 2046 | Solar PV | Generation |  | ON | Capacity-Generation | FOM | 212548560.45 | [6 empty] | 0.36069 | 76663977.2305
LCP_Inputs_ON_Diverse_Howarth_2023_05_05 | 2046 | Solar PV | Generation |  | ON | Capacity-Generation | Flex Adder | 0 | [6 empty] | 0.36069 | 0
LCP_Inputs_ON_Diverse_Howarth_2023_05_05 | 2046 | Solar PV | Generation |  | WC | Capacity-Generation | FOM | 5067861.2076 | [6 empty] | 0.36069 | 1827922.9716
LCP_Inputs_ON_Diverse_Howarth_2023_05_05 | 2046 | Solar PV | Generation |  | WC | Capacity-Generation | Flex Adder | 0 | [6 empty] | 0.36069 | 0
LCP_Inputs_ON_Diverse_Howarth_2023_05_05 | 2046 | Wind Offshore | Generation |  | ON | Capacity-Generation | FOM | 405544347.8264 | [6 empty] | 0.36069 | 146275479.7392
LCP_Inputs_ON_Diverse_Howarth_2023_05_05 | 2046 | Wind Offshore | Generation |  | ON | Capacity-Generation | Flex Adder | 0 | [6 empty] | 0.36069 | 0
LCP_Inputs_ON_Diverse_Howarth_2023_05_05 | 2046 | Wind Onshore | Generation |  | MI | Capacity-Generation | FOM | 818090980.1068 | [6 empty] | 0.36069 | 295076608.087
LCP_Inputs_ON_Diverse_Howarth_2023_05_05 | 2046 | Wind Onshore | Generation |  | MI | Capacity-Generation | Flex Adder | 0 | [6 empty] | 0.36069 | 0
LCP_Inputs_ON_Diverse_Howarth_2023_05_05 | 2046 | Wind Onshore | Generation |  | NY | Capacity-Generation | FOM | 235806587.7791 | [6 empty] | 0.36069 | 85052897.2674
LCP_Inputs_ON_Diverse_Howarth_2023_05_05 | 2046 | Wind Onshore | Generation |  | NY | Capacity-Generation | Flex Adder | 0 | [6 empty] | 0.36069 | 0
LCP_Inputs_ON_Diverse_Howarth_2023_05_05 | 2046 | Wind Onshore | Generation |  | ON | Capacity-Generation | FOM | 875000000 | [6 empty] | 0.36069 | 315603078.8194
LCP_Inputs_ON_Diverse_Howarth_2023_05_05 | 2046 | Wind Onshore | Generation |  | ON | Capacity-Generation | Flex Adder | 0 | [6 empty] | 0.36069 | 0
LCP_Inputs_ON_Diverse_Howarth_2023_05_05 | 2046 | Wind Onshore | Generation |  | PJ | Capacity-Generation | FOM | 4302791680.0834 | [6 empty] | 0.36069 | 1551970630.5749
LCP_Inputs_ON_Diverse_Howarth_2023_05_05 | 2046 | Wind Onshore | Generation |  | PJ | Capacity-Generation | Flex Adder | 0 | [6 empty] | 0.36069 | 0
LCP_Inputs_ON_Diverse_Howarth_2023_05_05 | 2046 | Wind Onshore | Generation |  | WC | Capacity-Generation | FOM | 0 | [6 empty] | 0.36069 | 0
LCP_Inputs_ON_Diverse_Howarth_2023_05_05 | 2046 | Wind Onshore | Generation |  | WC | Capacity-Generation | Flex Adder | 0 | [6 empty] | 0.36069 | 0
LCP_Inputs_ON_Diverse_Howarth_2023_05_05 | 2047 | Anaerobic Digestion | Generation |  | ON | Capacity-Generation | FOM | 259916098.1302 | [6 empty] | 0.34682 | 90143209.6754
LCP_Inputs_ON_Diverse_Howarth_2023_05_05 | 2047 | Anaerobic Digestion | Generation |  | ON | Capacity-Generation | Flex Adder | 0 | [6 empty] | 0.34682 | 0
LCP_Inputs_ON_Diverse_Howarth_2023_05_05 | 2047 | Battery Storage | Storage |  | ON | Capacity-Storage | FOM | 0 | [6 empty] | 0.34682 | 0
LCP_Inputs_ON_Diverse_Howarth_2023_05_05 | 2047 | Battery Storage | Storage |  | ON | Capacity-Storage | Flex Adder | 0 | [6 empty] | 0.34682 | 0
LCP_Inputs_ON_Diverse_Howarth_2023_05_05 | 2047 | Biomass + CCS | Generation |  | ON | Capacity-Generation | FOM | 0 | [6 empty] | 0.34682 | 0
LCP_Inputs_ON_Diverse_Howarth_2023_05_05 | 2047 | Biomass + CCS | Generation |  | ON | Capacity-Generation | Flex Adder | 0 | [6 empty] | 0.34682 | 0
LCP_Inputs_ON_Diverse_Howarth_2023_05_05 | 2047 | CH4 + CCS | Generation |  | ON | Capacity-Generation | FOM | 0 | [6 empty] | 0.34682 | 0
LCP_Inputs_ON_Diverse_Howarth_2023_05_05 | 2047 | CH4 + CCS | Generation |  | ON | Capacity-Generation | Flex Adder | 0 | [6 empty] | 0.34682 | 0
LCP_Inputs_ON_Diverse_Howarth_2023_05_05 | 2047 | Electrolyser 2020/2030 | Crossload |  | ON | Capacity-Crossload | FOM | 38846837.268 | [6 empty] | 0.34682 | 13472726.8617
LCP_Inputs_ON_Diverse_Howarth_2023_05_05 | 2047 | Electrolyser 2020/2030 | Crossload |  | ON | Capacity-Crossload | Flex Adder | 0 | [6 empty] | 0.34682 | 0
LCP_Inputs_ON_Diverse_Howarth_2023_05_05 | 2047 | Electrolyser 2040 | Crossload |  | ON | Capacity-Crossload | FOM | 201919314.8853 | [6 empty] | 0.34682 | 70028964.2318
LCP_Inputs_ON_Diverse_Howarth_2023_05_05 | 2047 | Electrolyser 2040 | Crossload |  | ON | Capacity-Crossload | Flex Adder | 0 | [6 empty] | 0.34682 | 0
LCP_Inputs_ON_Diverse_Howarth_2023_05_05 | 2047 | Generic - Generator | Generation |  | MI | Capacity-Generation | FOM | 0 | [6 empty] | 0.34682 | 0
LCP_Inputs_ON_Diverse_Howarth_2023_05_05 | 2047 | Generic - Generator | Generation |  | MI | Capacity-Generation | Flex Adder | 0 | [6 empty] | 0.34682 | 0
LCP_Inputs_ON_Diverse_Howarth_2023_05_05 | 2047 | Generic - Generator | Generation |  | NY | Capacity-Generation | FOM | 0 | [6 empty] | 0.34682 | 0
LCP_Inputs_ON_Diverse_Howarth_2023_05_05 | 2047 | Generic - Generator | Generation |  | NY | Capacity-Generation | Flex Adder | 0 | [6 empty] | 0.34682 | 0
LCP_Inputs_ON_Diverse_Howarth_2023_05_05 | 2047 | Generic - Generator | Generation |  | PJ | Capacity-Generation | FOM | 0 | [6 empty] | 0.34682 | 0
LCP_Inputs_ON_Diverse_Howarth_2023_05_05 | 2047 | Generic - Generator | Generation |  | PJ | Capacity-Generation | Flex Adder | 0 | [6 empty] | 0.34682 | 0
LCP_Inputs_ON_Diverse_Howarth_2023_05_05 | 2047 | Generic - Generator | Generation |  | QC | Capacity-Generation | FOM | 0 | [6 empty] | 0.34682 | 0
LCP_Inputs_ON_Diverse_Howarth_2023_05_05 | 2047 | Generic - Generator | Generation |  | QC | Capacity-Generation | Flex Adder | 0 | [6 empty] | 0.34682 | 0
LCP_Inputs_ON_Diverse_Howarth_2023_05_05 | 2047 | Generic - Generator | Generation |  | WC | Capacity-Generation | FOM | 0 | [6 empty] | 0.34682 | 0
LCP_Inputs_ON_Diverse_Howarth_2023_05_05 | 2047 | Generic - Generator | Generation |  | WC | Capacity-Generation | Flex Adder | 0 | [6 empty] | 0.34682 | 0
LCP_Inputs_ON_Diverse_Howarth_2023_05_05 | 2047 | H2 Import - WC | Import |  | WC | Capacity-Import | FOM | 0 | [6 empty] | 0.34682 | 0
LCP_Inputs_ON_Diverse_Howarth_2023_05_05 | 2047 | H2 Import - WC | Import |  | WC | Capacity-Import | Flex Adder | 0 | [6 empty] | 0.34682 | 0
LCP_Inputs_ON_Diverse_Howarth_2023_05_05 | 2047 | H2 Salt Cavern Storage - ON | Storage |  | ON | Capacity-Storage | FOM | 0 | [6 empty] | 0.34682 | 0
LCP_Inputs_ON_Diverse_Howarth_2023_05_05 | 2047 | H2 Salt Cavern Storage - ON | Storage |  | ON | Capacity-Storage | Flex Adder | 0 | [6 empty] | 0.34682 | 0
LCP_Inputs_ON_Diverse_Howarth_2023_05_05 | 2047 | Hydro | Generation |  | ON | Capacity-Generation | FOM | 0 | [6 empty] | 0.34682 | 0
LCP_Inputs_ON_Diverse_Howarth_2023_05_05 | 2047 | Hydro | Generation |  | ON | Capacity-Generation | Flex Adder | 0 | [6 empty] | 0.34682 | 0
LCP_Inputs_ON_Diverse_Howarth_2023_05_05 | 2047 | Nuclear | Generation |  | ON | Capacity-Generation | FOM | 0 | [6 empty] | 0.34682 | 0
LCP_Inputs_ON_Diverse_Howarth_2023_05_05 | 2047 | Nuclear | Generation |  | ON | Capacity-Generation | Flex Adder | 0 | [6 empty] | 0.34682 | 0
LCP_Inputs_ON_Diverse_Howarth_2023_05_05 | 2047 | Nuclear SMR | Generation |  | ON | Capacity-Generation | FOM | 450000000 | [6 empty] | 0.34682 | 156067456.5591
LCP_Inputs_ON_Diverse_Howarth_2023_05_05 | 2047 | Nuclear SMR | Generation |  | ON | Capacity-Generation | Flex Adder | 0 | [6 empty] | 0.34682 | 0
LCP_Inputs_ON_Diverse_Howarth_2023_05_05 | 2047 | O/CCGT - H2 New | Crossload |  | ON | Capacity-Crossload | FOM | 134378991.8039 | [6 empty] | 0.34682 | 46604861.0351
LCP_Inputs_ON_Diverse_Howarth_2023_05_05 | 2047 | O/CCGT - H2 New | Crossload |  | ON | Capacity-Crossload | Flex Adder | 0 | [6 empty] | 0.34682 | 0
LCP_Inputs_ON_Diverse_Howarth_2023_05_05 | 2047 | SMR CCS | Generation |  | ON | Capacity-Generation | FOM | 284700707.0827 | [6 empty] | 0.34682 | 98738922.7444
LCP_Inputs_ON_Diverse_Howarth_2023_05_05 | 2047 | SMR CCS | Generation |  | ON | Capacity-Generation | Flex Adder | 0 | [6 empty] | 0.34682 | 0
LCP_Inputs_ON_Diverse_Howarth_2023_05_05 | 2047 | SMR CCS | Generation |  | WC | Capacity-Generation | FOM | 0 | [6 empty] | 0.34682 | 0
LCP_Inputs_ON_Diverse_Howarth_2023_05_05 | 2047 | SMR CCS | Generation |  | WC | Capacity-Generation | Flex Adder | 0 | [6 empty] | 0.34682 | 0
LCP_Inputs_ON_Diverse_Howarth_2023_05_05 | 2047 | Solar PV | Generation |  | ON | Capacity-Generation | FOM | 212548560.45 | [6 empty] | 0.34682 | 73715362.7216
LCP_Inputs_ON_Diverse_Howarth_2023_05_05 | 2047 | Solar PV | Generation |  | ON | Capacity-Generation | Flex Adder | 0 | [6 empty] | 0.34682 | 0
LCP_Inputs_ON_Diverse_Howarth_2023_05_05 | 2047 | Solar PV | Generation |  | WC | Capacity-Generation | FOM | 5067861.2076 | [6 empty] | 0.34682 | 1757618.2419
LCP_Inputs_ON_Diverse_Howarth_2023_05_05 | 2047 | Solar PV | Generation |  | WC | Capacity-Generation | Flex Adder | 0 | [6 empty] | 0.34682 | 0
LCP_Inputs_ON_Diverse_Howarth_2023_05_05 | 2047 | Wind Offshore | Generation |  | ON | Capacity-Generation | FOM | 405544347.8264 | [6 empty] | 0.34682 | 140649499.7493
LCP_Inputs_ON_Diverse_Howarth_2023_05_05 | 2047 | Wind Offshore | Generation |  | ON | Capacity-Generation | Flex Adder | 0 | [6 empty] | 0.34682 | 0
LCP_Inputs_ON_Diverse_Howarth_2023_05_05 | 2047 | Wind Onshore | Generation |  | MI | Capacity-Generation | FOM | 818090980.1068 | [6 empty] | 0.34682 | 283727507.776
LCP_Inputs_ON_Diverse_Howarth_2023_05_05 | 2047 | Wind Onshore | Generation |  | MI | Capacity-Generation | Flex Adder | 0 | [6 empty] | 0.34682 | 0
LCP_Inputs_ON_Diverse_Howarth_2023_05_05 | 2047 | Wind Onshore | Generation |  | NY | Capacity-Generation | FOM | 235806587.7791 | [6 empty] | 0.34682 | 81781631.9879
LCP_Inputs_ON_Diverse_Howarth_2023_05_05 | 2047 | Wind Onshore | Generation |  | NY | Capacity-Generation | Flex Adder | 0 | [6 empty] | 0.34682 | 0
LCP_Inputs_ON_Diverse_Howarth_2023_05_05 | 2047 | Wind Onshore | Generation |  | ON | Capacity-Generation | FOM | 875000000 | [6 empty] | 0.34682 | 303464498.8648
LCP_Inputs_ON_Diverse_Howarth_2023_05_05 | 2047 | Wind Onshore | Generation |  | ON | Capacity-Generation | Flex Adder | 0 | [6 empty] | 0.34682 | 0
LCP_Inputs_ON_Diverse_Howarth_2023_05_05 | 2047 | Wind Onshore | Generation |  | PJ | Capacity-Generation | FOM | 4302791680.0834 | [6 empty] | 0.34682 | 1492279452.4758
LCP_Inputs_ON_Diverse_Howarth_2023_05_05 | 2047 | Wind Onshore | Generation |  | PJ | Capacity-Generation | Flex Adder | 0 | [6 empty] | 0.34682 | 0
LCP_Inputs_ON_Diverse_Howarth_2023_05_05 | 2047 | Wind Onshore | Generation |  | WC | Capacity-Generation | FOM | 0 | [6 empty] | 0.34682 | 0
LCP_Inputs_ON_Diverse_Howarth_2023_05_05 | 2047 | Wind Onshore | Generation |  | WC | Capacity-Generation | Flex Adder | 0 | [6 empty] | 0.34682 | 0
LCP_Inputs_ON_Diverse_Howarth_2023_05_05 | 2048 | Anaerobic Digestion | Generation |  | ON | Capacity-Generation | FOM | 259916098.1302 | [6 empty] | 0.33348 | 86676163.1494
LCP_Inputs_ON_Diverse_Howarth_2023_05_05 | 2048 | Anaerobic Digestion | Generation |  | ON | Capacity-Generation | Flex Adder | 0 | [6 empty] | 0.33348 | 0
LCP_Inputs_ON_Diverse_Howarth_2023_05_05 | 2048 | Battery Storage | Storage |  | ON | Capacity-Storage | FOM | 0 | [6 empty] | 0.33348 | 0
LCP_Inputs_ON_Diverse_Howarth_2023_05_05 | 2048 | Battery Storage | Storage |  | ON | Capacity-Storage | Flex Adder | 0 | [6 empty] | 0.33348 | 0
LCP_Inputs_ON_Diverse_Howarth_2023_05_05 | 2048 | Biomass + CCS | Generation |  | ON | Capacity-Generation | FOM | 0 | [6 empty] | 0.33348 | 0
LCP_Inputs_ON_Diverse_Howarth_2023_05_05 | 2048 | Biomass + CCS | Generation |  | ON | Capacity-Generation | Flex Adder | 0 | [6 empty] | 0.33348 | 0
LCP_Inputs_ON_Diverse_Howarth_2023_05_05 | 2048 | CH4 + CCS | Generation |  | ON | Capacity-Generation | FOM | 0 | [6 empty] | 0.33348 | 0
LCP_Inputs_ON_Diverse_Howarth_2023_05_05 | 2048 | CH4 + CCS | Generation |  | ON | Capacity-Generation | Flex Adder | 0 | [6 empty] | 0.33348 | 0
LCP_Inputs_ON_Diverse_Howarth_2023_05_05 | 2048 | Electrolyser 2020/2030 | Crossload |  | ON | Capacity-Crossload | FOM | 38846837.268 | [6 empty] | 0.33348 | 12954545.0594
LCP_Inputs_ON_Diverse_Howarth_2023_05_05 | 2048 | Electrolyser 2020/2030 | Crossload |  | ON | Capacity-Crossload | Flex Adder | 0 | [6 empty] | 0.33348 | 0
LCP_Inputs_ON_Diverse_Howarth_2023_05_05 | 2048 | Electrolyser 2040 | Crossload |  | ON | Capacity-Crossload | FOM | 201919314.8853 | [6 empty] | 0.33348 | 67335542.5305
LCP_Inputs_ON_Diverse_Howarth_2023_05_05 | 2048 | Electrolyser 2040 | Crossload |  | ON | Capacity-Crossload | Flex Adder | 0 | [6 empty] | 0.33348 | 0
LCP_Inputs_ON_Diverse_Howarth_2023_05_05 | 2048 | Generic - Generator | Generation |  | MI | Capacity-Generation | FOM | 0 | [6 empty] | 0.33348 | 0
LCP_Inputs_ON_Diverse_Howarth_2023_05_05 | 2048 | Generic - Generator | Generation |  | MI | Capacity-Generation | Flex Adder | 0 | [6 empty] | 0.33348 | 0
LCP_Inputs_ON_Diverse_Howarth_2023_05_05 | 2048 | Generic - Generator | Generation |  | NY | Capacity-Generation | FOM | 0 | [6 empty] | 0.33348 | 0
LCP_Inputs_ON_Diverse_Howarth_2023_05_05 | 2048 | Generic - Generator | Generation |  | NY | Capacity-Generation | Flex Adder | 0 | [6 empty] | 0.33348 | 0
LCP_Inputs_ON_Diverse_Howarth_2023_05_05 | 2048 | Generic - Generator | Generation |  | PJ | Capacity-Generation | FOM | 0 | [6 empty] | 0.33348 | 0
LCP_Inputs_ON_Diverse_Howarth_2023_05_05 | 2048 | Generic - Generator | Generation |  | PJ | Capacity-Generation | Flex Adder | 0 | [6 empty] | 0.33348 | 0
LCP_Inputs_ON_Diverse_Howarth_2023_05_05 | 2048 | Generic - Generator | Generation |  | QC | Capacity-Generation | FOM | 0 | [6 empty] | 0.33348 | 0
LCP_Inputs_ON_Diverse_Howarth_2023_05_05 | 2048 | Generic - Generator | Generation |  | QC | Capacity-Generation | Flex Adder | 0 | [6 empty] | 0.33348 | 0
LCP_Inputs_ON_Diverse_Howarth_2023_05_05 | 2048 | Generic - Generator | Generation |  | WC | Capacity-Generation | FOM | 0 | [6 empty] | 0.33348 | 0
LCP_Inputs_ON_Diverse_Howarth_2023_05_05 | 2048 | Generic - Generator | Generation |  | WC | Capacity-Generation | Flex Adder | 0 | [6 empty] | 0.33348 | 0
LCP_Inputs_ON_Diverse_Howarth_2023_05_05 | 2048 | H2 Import - WC | Import |  | WC | Capacity-Import | FOM | 0 | [6 empty] | 0.33348 | 0
LCP_Inputs_ON_Diverse_Howarth_2023_05_05 | 2048 | H2 Import - WC | Import |  | WC | Capacity-Import | Flex Adder | 0 | [6 empty] | 0.33348 | 0
LCP_Inputs_ON_Diverse_Howarth_2023_05_05 | 2048 | H2 Salt Cavern Storage - ON | Storage |  | ON | Capacity-Storage | FOM | 0 | [6 empty] | 0.33348 | 0
LCP_Inputs_ON_Diverse_Howarth_2023_05_05 | 2048 | H2 Salt Cavern Storage - ON | Storage |  | ON | Capacity-Storage | Flex Adder | 0 | [6 empty] | 0.33348 | 0
LCP_Inputs_ON_Diverse_Howarth_2023_05_05 | 2048 | Hydro | Generation |  | ON | Capacity-Generation | FOM | 0 | [6 empty] | 0.33348 | 0
LCP_Inputs_ON_Diverse_Howarth_2023_05_05 | 2048 | Hydro | Generation |  | ON | Capacity-Generation | Flex Adder | 0 | [6 empty] | 0.33348 | 0
LCP_Inputs_ON_Diverse_Howarth_2023_05_05 | 2048 | Nuclear | Generation |  | ON | Capacity-Generation | FOM | 0 | [6 empty] | 0.33348 | 0
LCP_Inputs_ON_Diverse_Howarth_2023_05_05 | 2048 | Nuclear | Generation |  | ON | Capacity-Generation | Flex Adder | 0 | [6 empty] | 0.33348 | 0
LCP_Inputs_ON_Diverse_Howarth_2023_05_05 | 2048 | Nuclear SMR | Generation |  | ON | Capacity-Generation | FOM | 450000000 | [6 empty] | 0.33348 | 150064862.076
LCP_Inputs_ON_Diverse_Howarth_2023_05_05 | 2048 | Nuclear SMR | Generation |  | ON | Capacity-Generation | Flex Adder | 0 | [6 empty] | 0.33348 | 0
LCP_Inputs_ON_Diverse_Howarth_2023_05_05 | 2048 | O/CCGT - H2 New | Crossload |  | ON | Capacity-Crossload | FOM | 134378991.8039 | [6 empty] | 0.33348 | 44812366.3799
LCP_Inputs_ON_Diverse_Howarth_2023_05_05 | 2048 | O/CCGT - H2 New | Crossload |  | ON | Capacity-Crossload | Flex Adder | 0 | [6 empty] | 0.33348 | 0
LCP_Inputs_ON_Diverse_Howarth_2023_05_05 | 2048 | SMR CCS | Generation |  | ON | Capacity-Generation | FOM | 284700707.0827 | [6 empty] | 0.33348 | 94941271.8696
LCP_Inputs_ON_Diverse_Howarth_2023_05_05 | 2048 | SMR CCS | Generation |  | ON | Capacity-Generation | Flex Adder | 0 | [6 empty] | 0.33348 | 0
LCP_Inputs_ON_Diverse_Howarth_2023_05_05 | 2048 | SMR CCS | Generation |  | WC | Capacity-Generation | FOM | 0 | [6 empty] | 0.33348 | 0
LCP_Inputs_ON_Diverse_Howarth_2023_05_05 | 2048 | SMR CCS | Generation |  | WC | Capacity-Generation | Flex Adder | 0 | [6 empty] | 0.33348 | 0
LCP_Inputs_ON_Diverse_Howarth_2023_05_05 | 2048 | Solar PV | Generation |  | ON | Capacity-Generation | FOM | 212548560.45 | [6 empty] | 0.33348 | 70880156.4631
LCP_Inputs_ON_Diverse_Howarth_2023_05_05 | 2048 | Solar PV | Generation |  | ON | Capacity-Generation | Flex Adder | 0 | [6 empty] | 0.33348 | 0
LCP_Inputs_ON_Diverse_Howarth_2023_05_05 | 2048 | Solar PV | Generation |  | WC | Capacity-Generation | FOM | 5067861.2076 | [6 empty] | 0.33348 | 1690017.5403
LCP_Inputs_ON_Diverse_Howarth_2023_05_05 | 2048 | Solar PV | Generation |  | WC | Capacity-Generation | Flex Adder | 0 | [6 empty] | 0.33348 | 0
LCP_Inputs_ON_Diverse_Howarth_2023_05_05 | 2048 | Wind Offshore | Generation |  | ON | Capacity-Generation | FOM | 405544347.8264 | [6 empty] | 0.33348 | 135239903.6051
LCP_Inputs_ON_Diverse_Howarth_2023_05_05 | 2048 | Wind Offshore | Generation |  | ON | Capacity-Generation | Flex Adder | 0 | [6 empty] | 0.33348 | 0
LCP_Inputs_ON_Diverse_Howarth_2023_05_05 | 2048 | Wind Onshore | Generation |  | MI | Capacity-Generation | FOM | 818090980.1068 | [6 empty] | 0.33348 | 272814911.323
LCP_Inputs_ON_Diverse_Howarth_2023_05_05 | 2048 | Wind Onshore | Generation |  | MI | Capacity-Generation | Flex Adder | 0 | [6 empty] | 0.33348 | 0
LCP_Inputs_ON_Diverse_Howarth_2023_05_05 | 2048 | Wind Onshore | Generation |  | NY | Capacity-Generation | FOM | 235806587.7791 | [6 empty] | 0.33348 | 78636184.6038
LCP_Inputs_ON_Diverse_Howarth_2023_05_05 | 2048 | Wind Onshore | Generation |  | NY | Capacity-Generation | Flex Adder | 0 | [6 empty] | 0.33348 | 0
LCP_Inputs_ON_Diverse_Howarth_2023_05_05 | 2048 | Wind Onshore | Generation |  | ON | Capacity-Generation | FOM | 875000000 | [6 empty] | 0.33348 | 291792787.37
LCP_Inputs_ON_Diverse_Howarth_2023_05_05 | 2048 | Wind Onshore | Generation |  | ON | Capacity-Generation | Flex Adder | 0 | [6 empty] | 0.33348 | 0
LCP_Inputs_ON_Diverse_Howarth_2023_05_05 | 2048 | Wind Onshore | Generation |  | PJ | Capacity-Generation | FOM | 4302791680.0834 | [6 empty] | 0.33348 | 1434884088.919
LCP_Inputs_ON_Diverse_Howarth_2023_05_05 | 2048 | Wind Onshore | Generation |  | PJ | Capacity-Generation | Flex Adder | 0 | [6 empty] | 0.33348 | 0
LCP_Inputs_ON_Diverse_Howarth_2023_05_05 | 2048 | Wind Onshore | Generation |  | WC | Capacity-Generation | FOM | 0 | [6 empty] | 0.33348 | 0
LCP_Inputs_ON_Diverse_Howarth_2023_05_05 | 2048 | Wind Onshore | Generation |  | WC | Capacity-Generation | Flex Adder | 0 | [6 empty] | 0.33348 | 0
LCP_Inputs_ON_Diverse_Howarth_2023_05_05 | 2049 | Anaerobic Digestion | Generation |  | ON | Capacity-Generation | FOM | 259916098.1302 | [6 empty] | 0.32065 | 83342464.5668
LCP_Inputs_ON_Diverse_Howarth_2023_05_05 | 2049 | Anaerobic Digestion | Generation |  | ON | Capacity-Generation | Flex Adder | 0 | [6 empty] | 0.32065 | 0
LCP_Inputs_ON_Diverse_Howarth_2023_05_05 | 2049 | Battery Storage | Storage |  | ON | Capacity-Storage | FOM | 0 | [6 empty] | 0.32065 | 0
LCP_Inputs_ON_Diverse_Howarth_2023_05_05 | 2049 | Battery Storage | Storage |  | ON | Capacity-Storage | Flex Adder | 0 | [6 empty] | 0.32065 | 0
LCP_Inputs_ON_Diverse_Howarth_2023_05_05 | 2049 | Biomass + CCS | Generation |  | ON | Capacity-Generation | FOM | 0 | [6 empty] | 0.32065 | 0
LCP_Inputs_ON_Diverse_Howarth_2023_05_05 | 2049 | Biomass + CCS | Generation |  | ON | Capacity-Generation | Flex Adder | 0 | [6 empty] | 0.32065 | 0
LCP_Inputs_ON_Diverse_Howarth_2023_05_05 | 2049 | CH4 + CCS | Generation |  | ON | Capacity-Generation | FOM | 0 | [6 empty] | 0.32065 | 0
LCP_Inputs_ON_Diverse_Howarth_2023_05_05 | 2049 | CH4 + CCS | Generation |  | ON | Capacity-Generation | Flex Adder | 0 | [6 empty] | 0.32065 | 0
LCP_Inputs_ON_Diverse_Howarth_2023_05_05 | 2049 | Electrolyser 2020/2030 | Crossload |  | ON | Capacity-Crossload | FOM | 38846837.268 | [6 empty] | 0.32065 | 12456293.3263
LCP_Inputs_ON_Diverse_Howarth_2023_05_05 | 2049 | Electrolyser 2020/2030 | Crossload |  | ON | Capacity-Crossload | Flex Adder | 0 | [6 empty] | 0.32065 | 0
LCP_Inputs_ON_Diverse_Howarth_2023_05_05 | 2049 | Electrolyser 2040 | Crossload |  | ON | Capacity-Crossload | FOM | 201919314.8853 | [6 empty] | 0.32065 | 64745713.9717
LCP_Inputs_ON_Diverse_Howarth_2023_05_05 | 2049 | Electrolyser 2040 | Crossload |  | ON | Capacity-Crossload | Flex Adder | 0 | [6 empty] | 0.32065 | 0
LCP_Inputs_ON_Diverse_Howarth_2023_05_05 | 2049 | Generic - Generator | Generation |  | MI | Capacity-Generation | FOM | 0 | [6 empty] | 0.32065 | 0
LCP_Inputs_ON_Diverse_Howarth_2023_05_05 | 2049 | Generic - Generator | Generation |  | MI | Capacity-Generation | Flex Adder | 0 | [6 empty] | 0.32065 | 0
LCP_Inputs_ON_Diverse_Howarth_2023_05_05 | 2049 | Generic - Generator | Generation |  | NY | Capacity-Generation | FOM | 0 | [6 empty] | 0.32065 | 0
LCP_Inputs_ON_Diverse_Howarth_2023_05_05 | 2049 | Generic - Generator | Generation |  | NY | Capacity-Generation | Flex Adder | 0 | [6 empty] | 0.32065 | 0
LCP_Inputs_ON_Diverse_Howarth_2023_05_05 | 2049 | Generic - Generator | Generation |  | PJ | Capacity-Generation | FOM | 0 | [6 empty] | 0.32065 | 0
LCP_Inputs_ON_Diverse_Howarth_2023_05_05 | 2049 | Generic - Generator | Generation |  | PJ | Capacity-Generation | Flex Adder | 0 | [6 empty] | 0.32065 | 0
LCP_Inputs_ON_Diverse_Howarth_2023_05_05 | 2049 | Generic - Generator | Generation |  | QC | Capacity-Generation | FOM | 0 | [6 empty] | 0.32065 | 0
LCP_Inputs_ON_Diverse_Howarth_2023_05_05 | 2049 | Generic - Generator | Generation |  | QC | Capacity-Generation | Flex Adder | 0 | [6 empty] | 0.32065 | 0
LCP_Inputs_ON_Diverse_Howarth_2023_05_05 | 2049 | Generic - Generator | Generation |  | WC | Capacity-Generation | FOM | 0 | [6 empty] | 0.32065 | 0
LCP_Inputs_ON_Diverse_Howarth_2023_05_05 | 2049 | Generic - Generator | Generation |  | WC | Capacity-Generation | Flex Adder | 0 | [6 empty] | 0.32065 | 0
LCP_Inputs_ON_Diverse_Howarth_2023_05_05 | 2049 | H2 Import - WC | Import |  | WC | Capacity-Import | FOM | 0 | [6 empty] | 0.32065 | 0
LCP_Inputs_ON_Diverse_Howarth_2023_05_05 | 2049 | H2 Import - WC | Import |  | WC | Capacity-Import | Flex Adder | 0 | [6 empty] | 0.32065 | 0
LCP_Inputs_ON_Diverse_Howarth_2023_05_05 | 2049 | H2 Salt Cavern Storage - ON | Storage |  | ON | Capacity-Storage | FOM | 0 | [6 empty] | 0.32065 | 0
LCP_Inputs_ON_Diverse_Howarth_2023_05_05 | 2049 | H2 Salt Cavern Storage - ON | Storage |  | ON | Capacity-Storage | Flex Adder | 0 | [6 empty] | 0.32065 | 0
LCP_Inputs_ON_Diverse_Howarth_2023_05_05 | 2049 | Hydro | Generation |  | ON | Capacity-Generation | FOM | 0 | [6 empty] | 0.32065 | 0
LCP_Inputs_ON_Diverse_Howarth_2023_05_05 | 2049 | Hydro | Generation |  | ON | Capacity-Generation | Flex Adder | 0 | [6 empty] | 0.32065 | 0
LCP_Inputs_ON_Diverse_Howarth_2023_05_05 | 2049 | Nuclear | Generation |  | ON | Capacity-Generation | FOM | 0 | [6 empty] | 0.32065 | 0
LCP_Inputs_ON_Diverse_Howarth_2023_05_05 | 2049 | Nuclear | Generation |  | ON | Capacity-Generation | Flex Adder | 0 | [6 empty] | 0.32065 | 0
LCP_Inputs_ON_Diverse_Howarth_2023_05_05 | 2049 | Nuclear SMR | Generation |  | ON | Capacity-Generation | FOM | 450000000 | [6 empty] | 0.32065 | 144293136.6116
LCP_Inputs_ON_Diverse_Howarth_2023_05_05 | 2049 | Nuclear SMR | Generation |  | ON | Capacity-Generation | Flex Adder | 0 | [6 empty] | 0.32065 | 0
LCP_Inputs_ON_Diverse_Howarth_2023_05_05 | 2049 | O/CCGT - H2 New | Crossload |  | ON | Capacity-Crossload | FOM | 134378991.8039 | [6 empty] | 0.32065 | 43088813.8268
LCP_Inputs_ON_Diverse_Howarth_2023_05_05 | 2049 | O/CCGT - H2 New | Crossload |  | ON | Capacity-Crossload | Flex Adder | 0 | [6 empty] | 0.32065 | 0
LCP_Inputs_ON_Diverse_Howarth_2023_05_05 | 2049 | SMR CCS | Generation |  | ON | Capacity-Generation | FOM | 284700707.0827 | [6 empty] | 0.32065 | 91289684.49
LCP_Inputs_ON_Diverse_Howarth_2023_05_05 | 2049 | SMR CCS | Generation |  | ON | Capacity-Generation | Flex Adder | 0 | [6 empty] | 0.32065 | 0
LCP_Inputs_ON_Diverse_Howarth_2023_05_05 | 2049 | SMR CCS | Generation |  | WC | Capacity-Generation | FOM | 0 | [6 empty] | 0.32065 | 0
LCP_Inputs_ON_Diverse_Howarth_2023_05_05 | 2049 | SMR CCS | Generation |  | WC | Capacity-Generation | Flex Adder | 0 | [6 empty] | 0.32065 | 0
LCP_Inputs_ON_Diverse_Howarth_2023_05_05 | 2049 | Solar PV | Generation |  | ON | Capacity-Generation | FOM | 212548560.45 | [6 empty] | 0.32065 | 68153996.5991
LCP_Inputs_ON_Diverse_Howarth_2023_05_05 | 2049 | Solar PV | Generation |  | ON | Capacity-Generation | Flex Adder | 0 | [6 empty] | 0.32065 | 0
LCP_Inputs_ON_Diverse_Howarth_2023_05_05 | 2049 | Solar PV | Generation |  | WC | Capacity-Generation | FOM | 5067861.2076 | [6 empty] | 0.32065 | 1625016.8657
LCP_Inputs_ON_Diverse_Howarth_2023_05_05 | 2049 | Solar PV | Generation |  | WC | Capacity-Generation | Flex Adder | 0 | [6 empty] | 0.32065 | 0
LCP_Inputs_ON_Diverse_Howarth_2023_05_05 | 2049 | Wind Offshore | Generation |  | ON | Capacity-Generation | FOM | 405544347.8264 | [6 empty] | 0.32065 | 130038368.851
LCP_Inputs_ON_Diverse_Howarth_2023_05_05 | 2049 | Wind Offshore | Generation |  | ON | Capacity-Generation | Flex Adder | 0 | [6 empty] | 0.32065 | 0
LCP_Inputs_ON_Diverse_Howarth_2023_05_05 | 2049 | Wind Onshore | Generation |  | MI | Capacity-Generation | FOM | 818090980.1068 | [6 empty] | 0.32065 | 262322030.1183
LCP_Inputs_ON_Diverse_Howarth_2023_05_05 | 2049 | Wind Onshore | Generation |  | MI | Capacity-Generation | Flex Adder | 0 | [6 empty] | 0.32065 | 0
LCP_Inputs_ON_Diverse_Howarth_2023_05_05 | 2049 | Wind Onshore | Generation |  | NY | Capacity-Generation | FOM | 235806587.7791 | [6 empty] | 0.32065 | 75611715.9651
LCP_Inputs_ON_Diverse_Howarth_2023_05_05 | 2049 | Wind Onshore | Generation |  | NY | Capacity-Generation | Flex Adder | 0 | [6 empty] | 0.32065 | 0
LCP_Inputs_ON_Diverse_Howarth_2023_05_05 | 2049 | Wind Onshore | Generation |  | ON | Capacity-Generation | FOM | 875000000 | [6 empty] | 0.32065 | 280569987.8558
LCP_Inputs_ON_Diverse_Howarth_2023_05_05 | 2049 | Wind Onshore | Generation |  | ON | Capacity-Generation | Flex Adder | 0 | [6 empty] | 0.32065 | 0
LCP_Inputs_ON_Diverse_Howarth_2023_05_05 | 2049 | Wind Onshore | Generation |  | PJ | Capacity-Generation | FOM | 4302791680.0834 | [6 empty] | 0.32065 | 1379696239.3452
LCP_Inputs_ON_Diverse_Howarth_2023_05_05 | 2049 | Wind Onshore | Generation |  | PJ | Capacity-Generation | Flex Adder | 0 | [6 empty] | 0.32065 | 0
LCP_Inputs_ON_Diverse_Howarth_2023_05_05 | 2049 | Wind Onshore | Generation |  | WC | Capacity-Generation | FOM | 0 | [6 empty] | 0.32065 | 0
LCP_Inputs_ON_Diverse_Howarth_2023_05_05 | 2049 | Wind Onshore | Generation |  | WC | Capacity-Generation | Flex Adder | 0 | [6 empty] | 0.32065 | 0
LCP_Inputs_ON_Diverse_Howarth_2023_05_05 | 2050 | Anaerobic Digestion | Generation |  | ON | Capacity-Generation | CONE | 44886075.3565 | [6 empty] | 0.30832 | 13839214.9645
LCP_Inputs_ON_Diverse_Howarth_2023_05_05 | 2050 | Anaerobic Digestion | Generation |  | ON | Capacity-Generation | FOM | 485040277.6131 | [6 empty] | 0.30832 | 149546972.3071
LCP_Inputs_ON_Diverse_Howarth_2023_05_05 | 2050 | Anaerobic Digestion | Generation |  | ON | Capacity-Generation | Flex Adder | 0 | [6 empty] | 0.30832 | 0
LCP_Inputs_ON_Diverse_Howarth_2023_05_05 | 2050 | Battery Storage | Storage |  | ON | Capacity-Storage | CONE | 0 | [6 empty] | 0.30832 | 0
LCP_Inputs_ON_Diverse_Howarth_2023_05_05 | 2050 | Battery Storage | Storage |  | ON | Capacity-Storage | FOM | 0 | [6 empty] | 0.30832 | 0
LCP_Inputs_ON_Diverse_Howarth_2023_05_05 | 2050 | Battery Storage | Storage |  | ON | Capacity-Storage | Flex Adder | 0 | [6 empty] | 0.30832 | 0
LCP_Inputs_ON_Diverse_Howarth_2023_05_05 | 2050 | Biomass + CCS | Generation |  | ON | Capacity-Generation | CONE | 21818446.9095 | [6 empty] | 0.30832 | 6727034.4884
LCP_Inputs_ON_Diverse_Howarth_2023_05_05 | 2050 | Biomass + CCS | Generation |  | ON | Capacity-Generation | FOM | 27112628.8802 | [6 empty] | 0.30832 | 8359329.6216
LCP_Inputs_ON_Diverse_Howarth_2023_05_05 | 2050 | Biomass + CCS | Generation |  | ON | Capacity-Generation | Flex Adder | 0 | [6 empty] | 0.30832 | 0
LCP_Inputs_ON_Diverse_Howarth_2023_05_05 | 2050 | CH4 + CCS | Generation |  | ON | Capacity-Generation | CONE | 0.93684 | [6 empty] | 0.30832 | 0.28884
LCP_Inputs_ON_Diverse_Howarth_2023_05_05 | 2050 | CH4 + CCS | Generation |  | ON | Capacity-Generation | FOM | 0 | [6 empty] | 0.30832 | 0
LCP_Inputs_ON_Diverse_Howarth_2023_05_05 | 2050 | CH4 + CCS | Generation |  | ON | Capacity-Generation | Flex Adder | 0 | [6 empty] | 0.30832 | 0
LCP_Inputs_ON_Diverse_Howarth_2023_05_05 | 2050 | Electrolyser 2020/2030 | Crossload |  | ON | Capacity-Crossload | FOM | 38846837.268 | [6 empty] | 0.30832 | 11977205.1215
LCP_Inputs_ON_Diverse_Howarth_2023_05_05 | 2050 | Electrolyser 2020/2030 | Crossload |  | ON | Capacity-Crossload | Flex Adder | 0 | [6 empty] | 0.30832 | 0
LCP_Inputs_ON_Diverse_Howarth_2023_05_05 | 2050 | Electrolyser 2040 | Crossload |  | ON | Capacity-Crossload | FOM | 201919314.8853 | [6 empty] | 0.30832 | 62255494.2035
LCP_Inputs_ON_Diverse_Howarth_2023_05_05 | 2050 | Electrolyser 2040 | Crossload |  | ON | Capacity-Crossload | Flex Adder | 0 | [6 empty] | 0.30832 | 0
LCP_Inputs_ON_Diverse_Howarth_2023_05_05 | 2050 | Electrolyser 2050 | Crossload |  | ON | Capacity-Crossload | CONE | 133374833.4018 | [6 empty] | 0.30832 | 41121950.9756
LCP_Inputs_ON_Diverse_Howarth_2023_05_05 | 2050 | Electrolyser 2050 | Crossload |  | ON | Capacity-Crossload | FOM | 111145694.5015 | [6 empty] | 0.30832 | 34268292.4797
LCP_Inputs_ON_Diverse_Howarth_2023_05_05 | 2050 | Electrolyser 2050 | Crossload |  | ON | Capacity-Crossload | Flex Adder | 0 | [6 empty] | 0.30832 | 0
LCP_Inputs_ON_Diverse_Howarth_2023_05_05 | 2050 | Generic - Generator | Generation |  | MI | Capacity-Generation | CONE | 0 | [6 empty] | 0.30832 | 0
LCP_Inputs_ON_Diverse_Howarth_2023_05_05 | 2050 | Generic - Generator | Generation |  | MI | Capacity-Generation | FOM | 0 | [6 empty] | 0.30832 | 0
LCP_Inputs_ON_Diverse_Howarth_2023_05_05 | 2050 | Generic - Generator | Generation |  | MI | Capacity-Generation | Flex Adder | 0 | [6 empty] | 0.30832 | 0
LCP_Inputs_ON_Diverse_Howarth_2023_05_05 | 2050 | Generic - Generator | Generation |  | NY | Capacity-Generation | CONE | 0 | [6 empty] | 0.30832 | 0
LCP_Inputs_ON_Diverse_Howarth_2023_05_05 | 2050 | Generic - Generator | Generation |  | NY | Capacity-Generation | FOM | 0 | [6 empty] | 0.30832 | 0
LCP_Inputs_ON_Diverse_Howarth_2023_05_05 | 2050 | Generic - Generator | Generation |  | NY | Capacity-Generation | Flex Adder | 0 | [6 empty] | 0.30832 | 0
LCP_Inputs_ON_Diverse_Howarth_2023_05_05 | 2050 | Generic - Generator | Generation |  | PJ | Capacity-Generation | CONE | 0 | [6 empty] | 0.30832 | 0
LCP_Inputs_ON_Diverse_Howarth_2023_05_05 | 2050 | Generic - Generator | Generation |  | PJ | Capacity-Generation | FOM | 0 | [6 empty] | 0.30832 | 0
LCP_Inputs_ON_Diverse_Howarth_2023_05_05 | 2050 | Generic - Generator | Generation |  | PJ | Capacity-Generation | Flex Adder | 0 | [6 empty] | 0.30832 | 0
LCP_Inputs_ON_Diverse_Howarth_2023_05_05 | 2050 | Generic - Generator | Generation |  | QC | Capacity-Generation | CONE | 0 | [6 empty] | 0.30832 | 0
LCP_Inputs_ON_Diverse_Howarth_2023_05_05 | 2050 | Generic - Generator | Generation |  | QC | Capacity-Generation | FOM | 0 | [6 empty] | 0.30832 | 0
LCP_Inputs_ON_Diverse_Howarth_2023_05_05 | 2050 | Generic - Generator | Generation |  | QC | Capacity-Generation | Flex Adder | 0 | [6 empty] | 0.30832 | 0
LCP_Inputs_ON_Diverse_Howarth_2023_05_05 | 2050 | Generic - Generator | Generation |  | WC | Capacity-Generation | CONE | 0 | [6 empty] | 0.30832 | 0
LCP_Inputs_ON_Diverse_Howarth_2023_05_05 | 2050 | Generic - Generator | Generation |  | WC | Capacity-Generation | FOM | 0 | [6 empty] | 0.30832 | 0
LCP_Inputs_ON_Diverse_Howarth_2023_05_05 | 2050 | Generic - Generator | Generation |  | WC | Capacity-Generation | Flex Adder | 0 | [6 empty] | 0.30832 | 0
LCP_Inputs_ON_Diverse_Howarth_2023_05_05 | 2050 | H2 Import - QC | Import |  | QC | Capacity-Import | CONE | 2 | [6 empty] | 0.30832 | 0.61664
LCP_Inputs_ON_Diverse_Howarth_2023_05_05 | 2050 | H2 Import - QC | Import |  | QC | Capacity-Import | FOM | 0 | [6 empty] | 0.30832 | 0
LCP_Inputs_ON_Diverse_Howarth_2023_05_05 | 2050 | H2 Import - QC | Import |  | QC | Capacity-Import | Flex Adder | 0 | [6 empty] | 0.30832 | 0
LCP_Inputs_ON_Diverse_Howarth_2023_05_05 | 2050 | H2 Import - WC | Import |  | WC | Capacity-Import | CONE | 3.3805 | [6 empty] | 0.30832 | 1.0423
LCP_Inputs_ON_Diverse_Howarth_2023_05_05 | 2050 | H2 Import - WC | Import |  | WC | Capacity-Import | FOM | 0 | [6 empty] | 0.30832 | 0
LCP_Inputs_ON_Diverse_Howarth_2023_05_05 | 2050 | H2 Import - WC | Import |  | WC | Capacity-Import | Flex Adder | 0 | [6 empty] | 0.30832 | 0
LCP_Inputs_ON_Diverse_Howarth_2023_05_05 | 2050 | H2 Salt Cavern Storage - ON | Storage |  | ON | Capacity-Storage | CONE | 2.2 | [6 empty] | 0.30832 | 0.6783
LCP_Inputs_ON_Diverse_Howarth_2023_05_05 | 2050 | H2 Salt Cavern Storage - ON | Storage |  | ON | Capacity-Storage | FOM | 0 | [6 empty] | 0.30832 | 0
LCP_Inputs_ON_Diverse_Howarth_2023_05_05 | 2050 | H2 Salt Cavern Storage - ON | Storage |  | ON | Capacity-Storage | Flex Adder | 0 | [6 empty] | 0.30832 | 0
LCP_Inputs_ON_Diverse_Howarth_2023_05_05 | 2050 | Hydro | Generation |  | ON | Capacity-Generation | CONE | 0 | [6 empty] | 0.30832 | 0
LCP_Inputs_ON_Diverse_Howarth_2023_05_05 | 2050 | Hydro | Generation |  | ON | Capacity-Generation | FOM | 0 | [6 empty] | 0.30832 | 0
LCP_Inputs_ON_Diverse_Howarth_2023_05_05 | 2050 | Hydro | Generation |  | ON | Capacity-Generation | Flex Adder | 0 | [6 empty] | 0.30832 | 0
LCP_Inputs_ON_Diverse_Howarth_2023_05_05 | 2050 | Nuclear | Generation |  | ON | Capacity-Generation | CONE | 0 | [6 empty] | 0.30832 | 0
LCP_Inputs_ON_Diverse_Howarth_2023_05_05 | 2050 | Nuclear | Generation |  | ON | Capacity-Generation | FOM | 0 | [6 empty] | 0.30832 | 0
LCP_Inputs_ON_Diverse_Howarth_2023_05_05 | 2050 | Nuclear | Generation |  | ON | Capacity-Generation | Flex Adder | 0 | [6 empty] | 0.30832 | 0
LCP_Inputs_ON_Diverse_Howarth_2023_05_05 | 2050 | Nuclear SMR | Generation |  | ON | Capacity-Generation | CONE | 489095466.4846 | [6 empty] | 0.30832 | 150797262.7384
LCP_Inputs_ON_Diverse_Howarth_2023_05_05 | 2050 | Nuclear SMR | Generation |  | ON | Capacity-Generation | FOM | 1061369333.1057 | [6 empty] | 0.30832 | 327239979.011
LCP_Inputs_ON_Diverse_Howarth_2023_05_05 | 2050 | Nuclear SMR | Generation |  | ON | Capacity-Generation | Flex Adder | 0 | [6 empty] | 0.30832 | 0
LCP_Inputs_ON_Diverse_Howarth_2023_05_05 | 2050 | O/CCGT - H2 New | Crossload |  | ON | Capacity-Crossload | CONE | 287813071.5459 | [6 empty] | 0.30832 | 88738142.8444
LCP_Inputs_ON_Diverse_Howarth_2023_05_05 | 2050 | O/CCGT - H2 New | Crossload |  | ON | Capacity-Crossload | FOM | 352419197.5204 | [6 empty] | 0.30832 | 108657417.5478
LCP_Inputs_ON_Diverse_Howarth_2023_05_05 | 2050 | O/CCGT - H2 New | Crossload |  | ON | Capacity-Crossload | Flex Adder | 0 | [6 empty] | 0.30832 | 0
LCP_Inputs_ON_Diverse_Howarth_2023_05_05 | 2050 | SMR CCS | Generation |  | ON | Capacity-Generation | CONE | 0 | [6 empty] | 0.30832 | 0
LCP_Inputs_ON_Diverse_Howarth_2023_05_05 | 2050 | SMR CCS | Generation |  | ON | Capacity-Generation | FOM | 284700707.0827 | [6 empty] | 0.30832 | 87778542.7788
LCP_Inputs_ON_Diverse_Howarth_2023_05_05 | 2050 | SMR CCS | Generation |  | ON | Capacity-Generation | Flex Adder | 0 | [6 empty] | 0.30832 | 0
LCP_Inputs_ON_Diverse_Howarth_2023_05_05 | 2050 | SMR CCS | Generation |  | WC | Capacity-Generation | CONE | 0 | [6 empty] | 0.30832 | 0
LCP_Inputs_ON_Diverse_Howarth_2023_05_05 | 2050 | SMR CCS | Generation |  | WC | Capacity-Generation | FOM | 0 | [6 empty] | 0.30832 | 0
LCP_Inputs_ON_Diverse_Howarth_2023_05_05 | 2050 | SMR CCS | Generation |  | WC | Capacity-Generation | Flex Adder | 0 | [6 empty] | 0.30832 | 0
LCP_Inputs_ON_Diverse_Howarth_2023_05_05 | 2050 | Solar PV | Generation |  | ON | Capacity-Generation | CONE | 0 | [6 empty] | 0.30832 | 0
LCP_Inputs_ON_Diverse_Howarth_2023_05_05 | 2050 | Solar PV | Generation |  | ON | Capacity-Generation | FOM | 212548560.45 | [6 empty] | 0.30832 | 65532689.0376
LCP_Inputs_ON_Diverse_Howarth_2023_05_05 | 2050 | Solar PV | Generation |  | ON | Capacity-Generation | Flex Adder | 0 | [6 empty] | 0.30832 | 0
LCP_Inputs_ON_Diverse_Howarth_2023_05_05 | 2050 | Solar PV | Generation |  | WC | Capacity-Generation | CONE | 0 | [6 empty] | 0.30832 | 0
LCP_Inputs_ON_Diverse_Howarth_2023_05_05 | 2050 | Solar PV | Generation |  | WC | Capacity-Generation | FOM | 5067861.2076 | [6 empty] | 0.30832 | 1562516.217
LCP_Inputs_ON_Diverse_Howarth_2023_05_05 | 2050 | Solar PV | Generation |  | WC | Capacity-Generation | Flex Adder | 0 | [6 empty] | 0.30832 | 0
LCP_Inputs_ON_Diverse_Howarth_2023_05_05 | 2050 | Wind Offshore | Generation |  | ON | Capacity-Generation | CONE | 0 | [6 empty] | 0.30832 | 0
LCP_Inputs_ON_Diverse_Howarth_2023_05_05 | 2050 | Wind Offshore | Generation |  | ON | Capacity-Generation | FOM | 405544347.8264 | [6 empty] | 0.30832 | 125036893.126
LCP_Inputs_ON_Diverse_Howarth_2023_05_05 | 2050 | Wind Offshore | Generation |  | ON | Capacity-Generation | Flex Adder | 0 | [6 empty] | 0.30832 | 0
LCP_Inputs_ON_Diverse_Howarth_2023_05_05 | 2050 | Wind Onshore | Generation |  | MI | Capacity-Generation | CONE | 0 | [6 empty] | 0.30832 | 0
LCP_Inputs_ON_Diverse_Howarth_2023_05_05 | 2050 | Wind Onshore | Generation |  | MI | Capacity-Generation | FOM | 818090980.1068 | [6 empty] | 0.30832 | 252232721.2676
LCP_Inputs_ON_Diverse_Howarth_2023_05_05 | 2050 | Wind Onshore | Generation |  | MI | Capacity-Generation | Flex Adder | 0 | [6 empty] | 0.30832 | 0
LCP_Inputs_ON_Diverse_Howarth_2023_05_05 | 2050 | Wind Onshore | Generation |  | NY | Capacity-Generation | CONE | 0 | [6 empty] | 0.30832 | 0
LCP_Inputs_ON_Diverse_Howarth_2023_05_05 | 2050 | Wind Onshore | Generation |  | NY | Capacity-Generation | FOM | 235806587.7791 | [6 empty] | 0.30832 | 72703573.0434
LCP_Inputs_ON_Diverse_Howarth_2023_05_05 | 2050 | Wind Onshore | Generation |  | NY | Capacity-Generation | Flex Adder | 0 | [6 empty] | 0.30832 | 0
LCP_Inputs_ON_Diverse_Howarth_2023_05_05 | 2050 | Wind Onshore | Generation |  | ON | Capacity-Generation | CONE | 1335450000 | [6 empty] | 0.30832 | 411744165.1451
LCP_Inputs_ON_Diverse_Howarth_2023_05_05 | 2050 | Wind Onshore | Generation |  | ON | Capacity-Generation | FOM | 1625000000 | [6 empty] | 0.30832 | 501017835.4568
LCP_Inputs_ON_Diverse_Howarth_2023_05_05 | 2050 | Wind Onshore | Generation |  | ON | Capacity-Generation | Flex Adder | 0 | [6 empty] | 0.30832 | 0
LCP_Inputs_ON_Diverse_Howarth_2023_05_05 | 2050 | Wind Onshore | Generation |  | PJ | Capacity-Generation | CONE | 0 | [6 empty] | 0.30832 | 0
LCP_Inputs_ON_Diverse_Howarth_2023_05_05 | 2050 | Wind Onshore | Generation |  | PJ | Capacity-Generation | FOM | 4302791680.0834 | [6 empty] | 0.30832 | 1326630999.3704
LCP_Inputs_ON_Diverse_Howarth_2023_05_05 | 2050 | Wind Onshore | Generation |  | PJ | Capacity-Generation | Flex Adder | 0 | [6 empty] | 0.30832 | 0
LCP_Inputs_ON_Diverse_Howarth_2023_05_05 | 2050 | Wind Onshore | Generation |  | WC | Capacity-Generation | CONE | 0 | [6 empty] | 0.30832 | 0
LCP_Inputs_ON_Diverse_Howarth_2023_05_05 | 2050 | Wind Onshore | Generation |  | WC | Capacity-Generation | FOM | 0 | [6 empty] | 0.30832 | 0
LCP_Inputs_ON_Diverse_Howarth_2023_05_05 | 2050 | Wind Onshore | Generation |  | WC | Capacity-Generation | Flex Adder | 0 | [6 empty] | 0.30832 | 0
LCP_Inputs_ON_Diverse_Howarth_2023_05_05 | 2020 | Battery Storage | Storage | Electricity | MI | Charging-Storage | O&M | 0 | [6 empty] | 1 | 0
LCP_Inputs_ON_Diverse_Howarth_2023_05_05 | 2020 | Battery Storage | Storage | Electricity | NY | Charging-Storage | O&M | 0 | [6 empty] | 1 | 0
LCP_Inputs_ON_Diverse_Howarth_2023_05_05 | 2020 | Battery Storage | Storage | Electricity | ON | Charging-Storage | O&M | 0 | [6 empty] | 1 | 0
LCP_Inputs_ON_Diverse_Howarth_2023_05_05 | 2020 | Battery Storage | Storage | Electricity | PJ | Charging-Storage | O&M | 0 | [6 empty] | 1 | 0
LCP_Inputs_ON_Diverse_Howarth_2023_05_05 | 2020 | Battery Storage | Storage | Electricity | QC | Charging-Storage | O&M | 0 | [6 empty] | 1 | 0
LCP_Inputs_ON_Diverse_Howarth_2023_05_05 | 2020 | Battery Storage | Storage | Electricity | WC | Charging-Storage | O&M | 0 | [6 empty] | 1 | 0
LCP_Inputs_ON_Diverse_Howarth_2023_05_05 | 2020 | CH4 Salt Cavern Storage - ON | Storage | Methane | MI | Charging-Storage | O&M | 0 | [6 empty] | 1 | 0
LCP_Inputs_ON_Diverse_Howarth_2023_05_05 | 2020 | CH4 Salt Cavern Storage - ON | Storage | Methane | NY | Charging-Storage | O&M | 0 | [6 empty] | 1 | 0
LCP_Inputs_ON_Diverse_Howarth_2023_05_05 | 2020 | CH4 Salt Cavern Storage - ON | Storage | Methane | ON | Charging-Storage | O&M | 0 | [6 empty] | 1 | 0
LCP_Inputs_ON_Diverse_Howarth_2023_05_05 | 2020 | CH4 Salt Cavern Storage - ON | Storage | Methane | PJ | Charging-Storage | O&M | 0 | [6 empty] | 1 | 0
LCP_Inputs_ON_Diverse_Howarth_2023_05_05 | 2020 | CH4 Salt Cavern Storage - ON | Storage | Methane | QC | Charging-Storage | O&M | 0 | [6 empty] | 1 | 0
LCP_Inputs_ON_Diverse_Howarth_2023_05_05 | 2020 | CH4 Salt Cavern Storage - ON | Storage | Methane | WC | Charging-Storage | O&M | 0 | [6 empty] | 1 | 0
LCP_Inputs_ON_Diverse_Howarth_2023_05_05 | 2020 | H2 Salt Cavern Storage - ON | Storage | Hydrogen | MI | Charging-Storage | O&M | 0 | [6 empty] | 1 | 0
LCP_Inputs_ON_Diverse_Howarth_2023_05_05 | 2020 | H2 Salt Cavern Storage - ON | Storage | Hydrogen | NY | Charging-Storage | O&M | 0 | [6 empty] | 1 | 0
LCP_Inputs_ON_Diverse_Howarth_2023_05_05 | 2020 | H2 Salt Cavern Storage - ON | Storage | Hydrogen | ON | Charging-Storage | O&M | 0 | [6 empty] | 1 | 0
LCP_Inputs_ON_Diverse_Howarth_2023_05_05 | 2020 | H2 Salt Cavern Storage - ON | Storage | Hydrogen | PJ | Charging-Storage | O&M | 0 | [6 empty] | 1 | 0
LCP_Inputs_ON_Diverse_Howarth_2023_05_05 | 2020 | H2 Salt Cavern Storage - ON | Storage | Hydrogen | QC | Charging-Storage | O&M | 0 | [6 empty] | 1 | 0
LCP_Inputs_ON_Diverse_Howarth_2023_05_05 | 2020 | H2 Salt Cavern Storage - ON | Storage | Hydrogen | WC | Charging-Storage | O&M | 0 | [6 empty] | 1 | 0
LCP_Inputs_ON_Diverse_Howarth_2023_05_05 | 2020 | Hydro Pumped Storage | Storage | Electricity | MI | Charging-Storage | O&M | 0 | [6 empty] | 1 | 0
LCP_Inputs_ON_Diverse_Howarth_2023_05_05 | 2020 | Hydro Pumped Storage | Storage | Electricity | NY | Charging-Storage | O&M | 0 | [6 empty] | 1 | 0
LCP_Inputs_ON_Diverse_Howarth_2023_05_05 | 2020 | Hydro Pumped Storage | Storage | Electricity | ON | Charging-Storage | O&M | 0 | [6 empty] | 1 | 0
LCP_Inputs_ON_Diverse_Howarth_2023_05_05 | 2020 | Hydro Pumped Storage | Storage | Electricity | PJ | Charging-Storage | O&M | 0 | [6 empty] | 1 | 0
LCP_Inputs_ON_Diverse_Howarth_2023_05_05 | 2020 | Hydro Pumped Storage | Storage | Electricity | QC | Charging-Storage | O&M | 0 | [6 empty] | 1 | 0
LCP_Inputs_ON_Diverse_Howarth_2023_05_05 | 2020 | Hydro Pumped Storage | Storage | Electricity | WC | Charging-Storage | O&M | 0 | [6 empty] | 1 | 0
LCP_Inputs_ON_Diverse_Howarth_2023_05_05 | 2030 | Battery Storage | Storage | Electricity | MI | Charging-Storage | O&M | 0 | [6 empty] | 0.67556 | 0
LCP_Inputs_ON_Diverse_Howarth_2023_05_05 | 2030 | Battery Storage | Storage | Electricity | NY | Charging-Storage | O&M | 0 | [6 empty] | 0.67556 | 0
LCP_Inputs_ON_Diverse_Howarth_2023_05_05 | 2030 | Battery Storage | Storage | Electricity | ON | Charging-Storage | O&M | 0 | [6 empty] | 0.67556 | 0
LCP_Inputs_ON_Diverse_Howarth_2023_05_05 | 2030 | Battery Storage | Storage | Electricity | PJ | Charging-Storage | O&M | 0 | [6 empty] | 0.67556 | 0
LCP_Inputs_ON_Diverse_Howarth_2023_05_05 | 2030 | Battery Storage | Storage | Electricity | QC | Charging-Storage | O&M | 0 | [6 empty] | 0.67556 | 0
LCP_Inputs_ON_Diverse_Howarth_2023_05_05 | 2030 | Battery Storage | Storage | Electricity | WC | Charging-Storage | O&M | 0 | [6 empty] | 0.67556 | 0
LCP_Inputs_ON_Diverse_Howarth_2023_05_05 | 2030 | CH4 Salt Cavern Storage - ON | Storage | Methane | MI | Charging-Storage | O&M | 0 | [6 empty] | 0.67556 | 0
LCP_Inputs_ON_Diverse_Howarth_2023_05_05 | 2030 | CH4 Salt Cavern Storage - ON | Storage | Methane | NY | Charging-Storage | O&M | 0 | [6 empty] | 0.67556 | 0
LCP_Inputs_ON_Diverse_Howarth_2023_05_05 | 2030 | CH4 Salt Cavern Storage - ON | Storage | Methane | ON | Charging-Storage | O&M | 0 | [6 empty] | 0.67556 | 0
LCP_Inputs_ON_Diverse_Howarth_2023_05_05 | 2030 | CH4 Salt Cavern Storage - ON | Storage | Methane | PJ | Charging-Storage | O&M | 0 | [6 empty] | 0.67556 | 0
LCP_Inputs_ON_Diverse_Howarth_2023_05_05 | 2030 | CH4 Salt Cavern Storage - ON | Storage | Methane | QC | Charging-Storage | O&M | 0 | [6 empty] | 0.67556 | 0
LCP_Inputs_ON_Diverse_Howarth_2023_05_05 | 2030 | CH4 Salt Cavern Storage - ON | Storage | Methane | WC | Charging-Storage | O&M | 0 | [6 empty] | 0.67556 | 0
LCP_Inputs_ON_Diverse_Howarth_2023_05_05 | 2030 | H2 Salt Cavern Storage - ON | Storage | Hydrogen | MI | Charging-Storage | O&M | 0 | [6 empty] | 0.67556 | 0
LCP_Inputs_ON_Diverse_Howarth_2023_05_05 | 2030 | H2 Salt Cavern Storage - ON | Storage | Hydrogen | NY | Charging-Storage | O&M | 0 | [6 empty] | 0.67556 | 0
LCP_Inputs_ON_Diverse_Howarth_2023_05_05 | 2030 | H2 Salt Cavern Storage - ON | Storage | Hydrogen | ON | Charging-Storage | O&M | 0 | [6 empty] | 0.67556 | 0
LCP_Inputs_ON_Diverse_Howarth_2023_05_05 | 2030 | H2 Salt Cavern Storage - ON | Storage | Hydrogen | PJ | Charging-Storage | O&M | 0 | [6 empty] | 0.67556 | 0
LCP_Inputs_ON_Diverse_Howarth_2023_05_05 | 2030 | H2 Salt Cavern Storage - ON | Storage | Hydrogen | QC | Charging-Storage | O&M | 0 | [6 empty] | 0.67556 | 0
LCP_Inputs_ON_Diverse_Howarth_2023_05_05 | 2030 | H2 Salt Cavern Storage - ON | Storage | Hydrogen | WC | Charging-Storage | O&M | 0 | [6 empty] | 0.67556 | 0
LCP_Inputs_ON_Diverse_Howarth_2023_05_05 | 2030 | Hydro Pumped Storage | Storage | Electricity | MI | Charging-Storage | O&M | 0 | [6 empty] | 0.67556 | 0
LCP_Inputs_ON_Diverse_Howarth_2023_05_05 | 2030 | Hydro Pumped Storage | Storage | Electricity | NY | Charging-Storage | O&M | 0 | [6 empty] | 0.67556 | 0
LCP_Inputs_ON_Diverse_Howarth_2023_05_05 | 2030 | Hydro Pumped Storage | Storage | Electricity | ON | Charging-Storage | O&M | 0 | [6 empty] | 0.67556 | 0
LCP_Inputs_ON_Diverse_Howarth_2023_05_05 | 2030 | Hydro Pumped Storage | Storage | Electricity | PJ | Charging-Storage | O&M | 0 | [6 empty] | 0.67556 | 0
LCP_Inputs_ON_Diverse_Howarth_2023_05_05 | 2030 | Hydro Pumped Storage | Storage | Electricity | QC | Charging-Storage | O&M | 0 | [6 empty] | 0.67556 | 0
LCP_Inputs_ON_Diverse_Howarth_2023_05_05 | 2030 | Hydro Pumped Storage | Storage | Electricity | WC | Charging-Storage | O&M | 0 | [6 empty] | 0.67556 | 0
LCP_Inputs_ON_Diverse_Howarth_2023_05_05 | 2040 | Battery Storage | Storage | Electricity | MI | Charging-Storage | O&M | 0 | [6 empty] | 0.45639 | 0
LCP_Inputs_ON_Diverse_Howarth_2023_05_05 | 2040 | Battery Storage | Storage | Electricity | NY | Charging-Storage | O&M | 0 | [6 empty] | 0.45639 | 0
LCP_Inputs_ON_Diverse_Howarth_2023_05_05 | 2040 | Battery Storage | Storage | Electricity | ON | Charging-Storage | O&M | 0 | [6 empty] | 0.45639 | 0
LCP_Inputs_ON_Diverse_Howarth_2023_05_05 | 2040 | Battery Storage | Storage | Electricity | PJ | Charging-Storage | O&M | 0 | [6 empty] | 0.45639 | 0
LCP_Inputs_ON_Diverse_Howarth_2023_05_05 | 2040 | Battery Storage | Storage | Electricity | QC | Charging-Storage | O&M | 0 | [6 empty] | 0.45639 | 0
LCP_Inputs_ON_Diverse_Howarth_2023_05_05 | 2040 | Battery Storage | Storage | Electricity | WC | Charging-Storage | O&M | 0 | [6 empty] | 0.45639 | 0
LCP_Inputs_ON_Diverse_Howarth_2023_05_05 | 2040 | CH4 Salt Cavern Storage - ON | Storage | Methane | MI | Charging-Storage | O&M | 0 | [6 empty] | 0.45639 | 0
LCP_Inputs_ON_Diverse_Howarth_2023_05_05 | 2040 | CH4 Salt Cavern Storage - ON | Storage | Methane | NY | Charging-Storage | O&M | 0 | [6 empty] | 0.45639 | 0
LCP_Inputs_ON_Diverse_Howarth_2023_05_05 | 2040 | CH4 Salt Cavern Storage - ON | Storage | Methane | ON | Charging-Storage | O&M | 0 | [6 empty] | 0.45639 | 0
LCP_Inputs_ON_Diverse_Howarth_2023_05_05 | 2040 | CH4 Salt Cavern Storage - ON | Storage | Methane | PJ | Charging-Storage | O&M | 0 | [6 empty] | 0.45639 | 0
LCP_Inputs_ON_Diverse_Howarth_2023_05_05 | 2040 | CH4 Salt Cavern Storage - ON | Storage | Methane | QC | Charging-Storage | O&M | 0 | [6 empty] | 0.45639 | 0
LCP_Inputs_ON_Diverse_Howarth_2023_05_05 | 2040 | CH4 Salt Cavern Storage - ON | Storage | Methane | WC | Charging-Storage | O&M | 0 | [6 empty] | 0.45639 | 0
LCP_Inputs_ON_Diverse_Howarth_2023_05_05 | 2040 | H2 Salt Cavern Storage - ON | Storage | Hydrogen | MI | Charging-Storage | O&M | 0 | [6 empty] | 0.45639 | 0
LCP_Inputs_ON_Diverse_Howarth_2023_05_05 | 2040 | H2 Salt Cavern Storage - ON | Storage | Hydrogen | NY | Charging-Storage | O&M | 0 | [6 empty] | 0.45639 | 0
LCP_Inputs_ON_Diverse_Howarth_2023_05_05 | 2040 | H2 Salt Cavern Storage - ON | Storage | Hydrogen | ON | Charging-Storage | O&M | 0 | [6 empty] | 0.45639 | 0
LCP_Inputs_ON_Diverse_Howarth_2023_05_05 | 2040 | H2 Salt Cavern Storage - ON | Storage | Hydrogen | PJ | Charging-Storage | O&M | 0 | [6 empty] | 0.45639 | 0
LCP_Inputs_ON_Diverse_Howarth_2023_05_05 | 2040 | H2 Salt Cavern Storage - ON | Storage | Hydrogen | QC | Charging-Storage | O&M | 0 | [6 empty] | 0.45639 | 0
LCP_Inputs_ON_Diverse_Howarth_2023_05_05 | 2040 | H2 Salt Cavern Storage - ON | Storage | Hydrogen | WC | Charging-Storage | O&M | 0 | [6 empty] | 0.45639 | 0
LCP_Inputs_ON_Diverse_Howarth_2023_05_05 | 2040 | Hydro Pumped Storage | Storage | Electricity | MI | Charging-Storage | O&M | 0 | [6 empty] | 0.45639 | 0
LCP_Inputs_ON_Diverse_Howarth_2023_05_05 | 2040 | Hydro Pumped Storage | Storage | Electricity | NY | Charging-Storage | O&M | 0 | [6 empty] | 0.45639 | 0
LCP_Inputs_ON_Diverse_Howarth_2023_05_05 | 2040 | Hydro Pumped Storage | Storage | Electricity | ON | Charging-Storage | O&M | 0 | [6 empty] | 0.45639 | 0
LCP_Inputs_ON_Diverse_Howarth_2023_05_05 | 2040 | Hydro Pumped Storage | Storage | Electricity | PJ | Charging-Storage | O&M | 0 | [6 empty] | 0.45639 | 0
LCP_Inputs_ON_Diverse_Howarth_2023_05_05 | 2040 | Hydro Pumped Storage | Storage | Electricity | QC | Charging-Storage | O&M | 0 | [6 empty] | 0.45639 | 0
LCP_Inputs_ON_Diverse_Howarth_2023_05_05 | 2040 | Hydro Pumped Storage | Storage | Electricity | WC | Charging-Storage | O&M | 0 | [6 empty] | 0.45639 | 0
LCP_Inputs_ON_Diverse_Howarth_2023_05_05 | 2050 | Battery Storage | Storage | Electricity | MI | Charging-Storage | O&M | 0 | [6 empty] | 0.30832 | 0
LCP_Inputs_ON_Diverse_Howarth_2023_05_05 | 2050 | Battery Storage | Storage | Electricity | NY | Charging-Storage | O&M | 0 | [6 empty] | 0.30832 | 0
LCP_Inputs_ON_Diverse_Howarth_2023_05_05 | 2050 | Battery Storage | Storage | Electricity | ON | Charging-Storage | O&M | 0 | [6 empty] | 0.30832 | 0
LCP_Inputs_ON_Diverse_Howarth_2023_05_05 | 2050 | Battery Storage | Storage | Electricity | PJ | Charging-Storage | O&M | 0 | [6 empty] | 0.30832 | 0
LCP_Inputs_ON_Diverse_Howarth_2023_05_05 | 2050 | Battery Storage | Storage | Electricity | QC | Charging-Storage | O&M | 0 | [6 empty] | 0.30832 | 0
LCP_Inputs_ON_Diverse_Howarth_2023_05_05 | 2050 | Battery Storage | Storage | Electricity | WC | Charging-Storage | O&M | 0 | [6 empty] | 0.30832 | 0
LCP_Inputs_ON_Diverse_Howarth_2023_05_05 | 2050 | CH4 Salt Cavern Storage - ON | Storage | Methane | MI | Charging-Storage | O&M | 0 | [6 empty] | 0.30832 | 0
LCP_Inputs_ON_Diverse_Howarth_2023_05_05 | 2050 | CH4 Salt Cavern Storage - ON | Storage | Methane | NY | Charging-Storage | O&M | 0 | [6 empty] | 0.30832 | 0
LCP_Inputs_ON_Diverse_Howarth_2023_05_05 | 2050 | CH4 Salt Cavern Storage - ON | Storage | Methane | ON | Charging-Storage | O&M | 0 | [6 empty] | 0.30832 | 0
LCP_Inputs_ON_Diverse_Howarth_2023_05_05 | 2050 | CH4 Salt Cavern Storage - ON | Storage | Methane | PJ | Charging-Storage | O&M | 0 | [6 empty] | 0.30832 | 0
LCP_Inputs_ON_Diverse_Howarth_2023_05_05 | 2050 | CH4 Salt Cavern Storage - ON | Storage | Methane | QC | Charging-Storage | O&M | 0 | [6 empty] | 0.30832 | 0
LCP_Inputs_ON_Diverse_Howarth_2023_05_05 | 2050 | CH4 Salt Cavern Storage - ON | Storage | Methane | WC | Charging-Storage | O&M | 0 | [6 empty] | 0.30832 | 0
LCP_Inputs_ON_Diverse_Howarth_2023_05_05 | 2050 | H2 Salt Cavern Storage - ON | Storage | Hydrogen | MI | Charging-Storage | O&M | 0 | [6 empty] | 0.30832 | 0
LCP_Inputs_ON_Diverse_Howarth_2023_05_05 | 2050 | H2 Salt Cavern Storage - ON | Storage | Hydrogen | NY | Charging-Storage | O&M | 0 | [6 empty] | 0.30832 | 0
LCP_Inputs_ON_Diverse_Howarth_2023_05_05 | 2050 | H2 Salt Cavern Storage - ON | Storage | Hydrogen | ON | Charging-Storage | O&M | 0 | [6 empty] | 0.30832 | 0
LCP_Inputs_ON_Diverse_Howarth_2023_05_05 | 2050 | H2 Salt Cavern Storage - ON | Storage | Hydrogen | PJ | Charging-Storage | O&M | 0 | [6 empty] | 0.30832 | 0
LCP_Inputs_ON_Diverse_Howarth_2023_05_05 | 2050 | H2 Salt Cavern Storage - ON | Storage | Hydrogen | QC | Charging-Storage | O&M | 0 | [6 empty] | 0.30832 | 0
LCP_Inputs_ON_Diverse_Howarth_2023_05_05 | 2050 | H2 Salt Cavern Storage - ON | Storage | Hydrogen | WC | Charging-Storage | O&M | 0 | [6 empty] | 0.30832 | 0
LCP_Inputs_ON_Diverse_Howarth_2023_05_05 | 2050 | Hydro Pumped Storage | Storage | Electricity | MI | Charging-Storage | O&M | 0 | [6 empty] | 0.30832 | 0
LCP_Inputs_ON_Diverse_Howarth_2023_05_05 | 2050 | Hydro Pumped Storage | Storage | Electricity | NY | Charging-Storage | O&M | 0 | [6 empty] | 0.30832 | 0
LCP_Inputs_ON_Diverse_Howarth_2023_05_05 | 2050 | Hydro Pumped Storage | Storage | Electricity | ON | Charging-Storage | O&M | 0 | [6 empty] | 0.30832 | 0
LCP_Inputs_ON_Diverse_Howarth_2023_05_05 | 2050 | Hydro Pumped Storage | Storage | Electricity | PJ | Charging-Storage | O&M | 0 | [6 empty] | 0.30832 | 0
LCP_Inputs_ON_Diverse_Howarth_2023_05_05 | 2050 | Hydro Pumped Storage | Storage | Electricity | QC | Charging-Storage | O&M | 0 | [6 empty] | 0.30832 | 0
LCP_Inputs_ON_Diverse_Howarth_2023_05_05 | 2050 | Hydro Pumped Storage | Storage | Electricity | WC | Charging-Storage | O&M | 0 | [6 empty] | 0.30832 | 0
LCP_Inputs_ON_Diverse_Howarth_2023_05_05 | 2020 | CH4 Salt Cavern Storage - ON | Storage | Methane | MI | Storage-Carryover | O&M | 0 | [6 empty] | 1 | 0
LCP_Inputs_ON_Diverse_Howarth_2023_05_05 | 2020 | CH4 Salt Cavern Storage - ON | Storage | Methane | NY | Storage-Carryover | O&M | 0 | [6 empty] | 1 | 0
LCP_Inputs_ON_Diverse_Howarth_2023_05_05 | 2020 | CH4 Salt Cavern Storage - ON | Storage | Methane | ON | Storage-Carryover | O&M | 0 | [6 empty] | 1 | 0
LCP_Inputs_ON_Diverse_Howarth_2023_05_05 | 2020 | CH4 Salt Cavern Storage - ON | Storage | Methane | PJ | Storage-Carryover | O&M | 0 | [6 empty] | 1 | 0
LCP_Inputs_ON_Diverse_Howarth_2023_05_05 | 2020 | CH4 Salt Cavern Storage - ON | Storage | Methane | QC | Storage-Carryover | O&M | 0 | [6 empty] | 1 | 0
LCP_Inputs_ON_Diverse_Howarth_2023_05_05 | 2020 | CH4 Salt Cavern Storage - ON | Storage | Methane | WC | Storage-Carryover | O&M | 0 | [6 empty] | 1 | 0
LCP_Inputs_ON_Diverse_Howarth_2023_05_05 | 2020 | H2 Salt Cavern Storage - ON | Storage | Hydrogen | MI | Storage-Carryover | O&M | 0 | [6 empty] | 1 | 0
LCP_Inputs_ON_Diverse_Howarth_2023_05_05 | 2020 | H2 Salt Cavern Storage - ON | Storage | Hydrogen | NY | Storage-Carryover | O&M | 0 | [6 empty] | 1 | 0
LCP_Inputs_ON_Diverse_Howarth_2023_05_05 | 2020 | H2 Salt Cavern Storage - ON | Storage | Hydrogen | ON | Storage-Carryover | O&M | 0 | [6 empty] | 1 | 0
LCP_Inputs_ON_Diverse_Howarth_2023_05_05 | 2020 | H2 Salt Cavern Storage - ON | Storage | Hydrogen | PJ | Storage-Carryover | O&M | 0 | [6 empty] | 1 | 0
LCP_Inputs_ON_Diverse_Howarth_2023_05_05 | 2020 | H2 Salt Cavern Storage - ON | Storage | Hydrogen | QC | Storage-Carryover | O&M | 0 | [6 empty] | 1 | 0
LCP_Inputs_ON_Diverse_Howarth_2023_05_05 | 2020 | H2 Salt Cavern Storage - ON | Storage | Hydrogen | WC | Storage-Carryover | O&M | 0 | [6 empty] | 1 | 0
LCP_Inputs_ON_Diverse_Howarth_2023_05_05 | 2030 | CH4 Salt Cavern Storage - ON | Storage | Methane | MI | Storage-Carryover | O&M | 0 | [6 empty] | 0.67556 | 0
LCP_Inputs_ON_Diverse_Howarth_2023_05_05 | 2030 | CH4 Salt Cavern Storage - ON | Storage | Methane | NY | Storage-Carryover | O&M | 0 | [6 empty] | 0.67556 | 0
LCP_Inputs_ON_Diverse_Howarth_2023_05_05 | 2030 | CH4 Salt Cavern Storage - ON | Storage | Methane | ON | Storage-Carryover | O&M | 0 | [6 empty] | 0.67556 | 0
LCP_Inputs_ON_Diverse_Howarth_2023_05_05 | 2030 | CH4 Salt Cavern Storage - ON | Storage | Methane | PJ | Storage-Carryover | O&M | 0 | [6 empty] | 0.67556 | 0
LCP_Inputs_ON_Diverse_Howarth_2023_05_05 | 2030 | CH4 Salt Cavern Storage - ON | Storage | Methane | QC | Storage-Carryover | O&M | 0 | [6 empty] | 0.67556 | 0
LCP_Inputs_ON_Diverse_Howarth_2023_05_05 | 2030 | CH4 Salt Cavern Storage - ON | Storage | Methane | WC | Storage-Carryover | O&M | 0 | [6 empty] | 0.67556 | 0
LCP_Inputs_ON_Diverse_Howarth_2023_05_05 | 2030 | H2 Salt Cavern Storage - ON | Storage | Hydrogen | MI | Storage-Carryover | O&M | 0 | [6 empty] | 0.67556 | 0
LCP_Inputs_ON_Diverse_Howarth_2023_05_05 | 2030 | H2 Salt Cavern Storage - ON | Storage | Hydrogen | NY | Storage-Carryover | O&M | 0 | [6 empty] | 0.67556 | 0
LCP_Inputs_ON_Diverse_Howarth_2023_05_05 | 2030 | H2 Salt Cavern Storage - ON | Storage | Hydrogen | ON | Storage-Carryover | O&M | 0 | [6 empty] | 0.67556 | 0
LCP_Inputs_ON_Diverse_Howarth_2023_05_05 | 2030 | H2 Salt Cavern Storage - ON | Storage | Hydrogen | PJ | Storage-Carryover | O&M | 0 | [6 empty] | 0.67556 | 0
LCP_Inputs_ON_Diverse_Howarth_2023_05_05 | 2030 | H2 Salt Cavern Storage - ON | Storage | Hydrogen | QC | Storage-Carryover | O&M | 0 | [6 empty] | 0.67556 | 0
LCP_Inputs_ON_Diverse_Howarth_2023_05_05 | 2030 | H2 Salt Cavern Storage - ON | Storage | Hydrogen | WC | Storage-Carryover | O&M | 0 | [6 empty] | 0.67556 | 0
LCP_Inputs_ON_Diverse_Howarth_2023_05_05 | 2040 | CH4 Salt Cavern Storage - ON | Storage | Methane | MI | Storage-Carryover | O&M | 0 | [6 empty] | 0.45639 | 0
LCP_Inputs_ON_Diverse_Howarth_2023_05_05 | 2040 | CH4 Salt Cavern Storage - ON | Storage | Methane | NY | Storage-Carryover | O&M | 0 | [6 empty] | 0.45639 | 0
LCP_Inputs_ON_Diverse_Howarth_2023_05_05 | 2040 | CH4 Salt Cavern Storage - ON | Storage | Methane | ON | Storage-Carryover | O&M | 0 | [6 empty] | 0.45639 | 0
LCP_Inputs_ON_Diverse_Howarth_2023_05_05 | 2040 | CH4 Salt Cavern Storage - ON | Storage | Methane | PJ | Storage-Carryover | O&M | 0 | [6 empty] | 0.45639 | 0
LCP_Inputs_ON_Diverse_Howarth_2023_05_05 | 2040 | CH4 Salt Cavern Storage - ON | Storage | Methane | QC | Storage-Carryover | O&M | 0 | [6 empty] | 0.45639 | 0
LCP_Inputs_ON_Diverse_Howarth_2023_05_05 | 2040 | CH4 Salt Cavern Storage - ON | Storage | Methane | WC | Storage-Carryover | O&M | 0 | [6 empty] | 0.45639 | 0
LCP_Inputs_ON_Diverse_Howarth_2023_05_05 | 2040 | H2 Salt Cavern Storage - ON | Storage | Hydrogen | MI | Storage-Carryover | O&M | 0 | [6 empty] | 0.45639 | 0
LCP_Inputs_ON_Diverse_Howarth_2023_05_05 | 2040 | H2 Salt Cavern Storage - ON | Storage | Hydrogen | NY | Storage-Carryover | O&M | 0 | [6 empty] | 0.45639 | 0
LCP_Inputs_ON_Diverse_Howarth_2023_05_05 | 2040 | H2 Salt Cavern Storage - ON | Storage | Hydrogen | ON | Storage-Carryover | O&M | 0 | [6 empty] | 0.45639 | 0
LCP_Inputs_ON_Diverse_Howarth_2023_05_05 | 2040 | H2 Salt Cavern Storage - ON | Storage | Hydrogen | PJ | Storage-Carryover | O&M | 0 | [6 empty] | 0.45639 | 0
LCP_Inputs_ON_Diverse_Howarth_2023_05_05 | 2040 | H2 Salt Cavern Storage - ON | Storage | Hydrogen | QC | Storage-Carryover | O&M | 0 | [6 empty] | 0.45639 | 0
LCP_Inputs_ON_Diverse_Howarth_2023_05_05 | 2040 | H2 Salt Cavern Storage - ON | Storage | Hydrogen | WC | Storage-Carryover | O&M | 0 | [6 empty] | 0.45639 | 0
LCP_Inputs_ON_Diverse_Howarth_2023_05_05 | 2050 | CH4 Salt Cavern Storage - ON | Storage | Methane | MI | Storage-Carryover | O&M | 0 | [6 empty] | 0.30832 | 0
LCP_Inputs_ON_Diverse_Howarth_2023_05_05 | 2050 | CH4 Salt Cavern Storage - ON | Storage | Methane | NY | Storage-Carryover | O&M | 0 | [6 empty] | 0.30832 | 0
LCP_Inputs_ON_Diverse_Howarth_2023_05_05 | 2050 | CH4 Salt Cavern Storage - ON | Storage | Methane | ON | Storage-Carryover | O&M | 0 | [6 empty] | 0.30832 | 0
LCP_Inputs_ON_Diverse_Howarth_2023_05_05 | 2050 | CH4 Salt Cavern Storage - ON | Storage | Methane | PJ | Storage-Carryover | O&M | 0 | [6 empty] | 0.30832 | 0
LCP_Inputs_ON_Diverse_Howarth_2023_05_05 | 2050 | CH4 Salt Cavern Storage - ON | Storage | Methane | QC | Storage-Carryover | O&M | 0 | [6 empty] | 0.30832 | 0
LCP_Inputs_ON_Diverse_Howarth_2023_05_05 | 2050 | CH4 Salt Cavern Storage - ON | Storage | Methane | WC | Storage-Carryover | O&M | 0 | [6 empty] | 0.30832 | 0
LCP_Inputs_ON_Diverse_Howarth_2023_05_05 | 2050 | H2 Salt Cavern Storage - ON | Storage | Hydrogen | MI | Storage-Carryover | O&M | 0 | [6 empty] | 0.30832 | 0
LCP_Inputs_ON_Diverse_Howarth_2023_05_05 | 2050 | H2 Salt Cavern Storage - ON | Storage | Hydrogen | NY | Storage-Carryover | O&M | 0 | [6 empty] | 0.30832 | 0
LCP_Inputs_ON_Diverse_Howarth_2023_05_05 | 2050 | H2 Salt Cavern Storage - ON | Storage | Hydrogen | ON | Storage-Carryover | O&M | 0 | [6 empty] | 0.30832 | 0
LCP_Inputs_ON_Diverse_Howarth_2023_05_05 | 2050 | H2 Salt Cavern Storage - ON | Storage | Hydrogen | PJ | Storage-Carryover | O&M | 0 | [6 empty] | 0.30832 | 0
LCP_Inputs_ON_Diverse_Howarth_2023_05_05 | 2050 | H2 Salt Cavern Storage - ON | Storage | Hydrogen | QC | Storage-Carryover | O&M | 0 | [6 empty] | 0.30832 | 0
LCP_Inputs_ON_Diverse_Howarth_2023_05_05 | 2050 | H2 Salt Cavern Storage - ON | Storage | Hydrogen | WC | Storage-Carryover | O&M | 0 | [6 empty] | 0.30832 | 0
LCP_Inputs_ON_Diverse_Howarth_2023_05_05 | 2020 |  |  | Methane |  | Dispatch-Intraconnection | VOM | 0 | MI | MI | CH4 Pipeline |  |  |  | 1 | 0
LCP_Inputs_ON_Diverse_Howarth_2023_05_05 | 2020 |  |  | Electricity |  | Dispatch-Intraconnection | VOM | 0 | MI | MI | Electricity Transmission Line |  |  |  | 1 | 0
LCP_Inputs_ON_Diverse_Howarth_2023_05_05 | 2020 |  |  | Hydrogen |  | Dispatch-Intraconnection | VOM | 0 | MI | MI | H2 Pipeline - New |  |  |  | 1 | 0
LCP_Inputs_ON_Diverse_Howarth_2023_05_05 | 2020 |  |  | Hydrogen |  | Dispatch-Intraconnection | VOM | 0 | MI | MI | H2 Pipeline - Repurposed |  |  |  | 1 | 0
LCP_Inputs_ON_Diverse_Howarth_2023_05_05 | 2020 |  |  | Methane |  | Dispatch-Interconnection | VOM | 0 | MI | ON | CH4 Pipeline |  |  |  | 1 | 0
LCP_Inputs_ON_Diverse_Howarth_2023_05_05 | 2020 |  |  | Electricity |  | Dispatch-Interconnection | VOM | 1068129.3076 | MI | ON | Electricity Transmission Line |  |  |  | 1 | 1068129.3076
LCP_Inputs_ON_Diverse_Howarth_2023_05_05 | 2020 |  |  | Hydrogen |  | Dispatch-Interconnection | VOM | 0 | MI | ON | H2 Pipeline - New |  |  |  | 1 | 0
LCP_Inputs_ON_Diverse_Howarth_2023_05_05 | 2020 |  |  | Hydrogen |  | Dispatch-Interconnection | VOM | 0 | MI | ON | H2 Pipeline - Repurposed |  |  |  | 1 | 0
LCP_Inputs_ON_Diverse_Howarth_2023_05_05 | 2020 |  |  | Electricity |  | Dispatch-Interconnection | VOM | 1598406.6308 | MI | WC | Electricity Transmission Line |  |  |  | 1 | 1598406.6308
LCP_Inputs_ON_Diverse_Howarth_2023_05_05 | 2020 |  |  | Methane |  | Dispatch-Intraconnection | VOM | 0 | NY | NY | CH4 Pipeline |  |  |  | 1 | 0
LCP_Inputs_ON_Diverse_Howarth_2023_05_05 | 2020 |  |  | Electricity |  | Dispatch-Intraconnection | VOM | 0 | NY | NY | Electricity Transmission Line |  |  |  | 1 | 0
LCP_Inputs_ON_Diverse_Howarth_2023_05_05 | 2020 |  |  | Hydrogen |  | Dispatch-Intraconnection | VOM | 0 | NY | NY | H2 Pipeline - New |  |  |  | 1 | 0
LCP_Inputs_ON_Diverse_Howarth_2023_05_05 | 2020 |  |  | Hydrogen |  | Dispatch-Intraconnection | VOM | 0 | NY | NY | H2 Pipeline - Repurposed |  |  |  | 1 | 0
LCP_Inputs_ON_Diverse_Howarth_2023_05_05 | 2020 |  |  | Methane |  | Dispatch-Interconnection | VOM | 0 | NY | ON | CH4 Pipeline |  |  |  | 1 | 0
LCP_Inputs_ON_Diverse_Howarth_2023_05_05 | 2020 |  |  | Electricity |  | Dispatch-Interconnection | VOM | 5282747.2806 | NY | ON | Electricity Transmission Line |  |  |  | 1 | 5282747.2806
LCP_Inputs_ON_Diverse_Howarth_2023_05_05 | 2020 |  |  | Hydrogen |  | Dispatch-Interconnection | VOM | 0 | NY | ON | H2 Pipeline - New |  |  |  | 1 | 0
LCP_Inputs_ON_Diverse_Howarth_2023_05_05 | 2020 |  |  | Hydrogen |  | Dispatch-Interconnection | VOM | 0 | NY | ON | H2 Pipeline - Repurposed |  |  |  | 1 | 0
LCP_Inputs_ON_Diverse_Howarth_2023_05_05 | 2020 |  |  | Electricity |  | Dispatch-Interconnection | VOM | 6651284.2408 | NY | QC | Electricity Transmission Line |  |  |  | 1 | 6651284.2408
LCP_Inputs_ON_Diverse_Howarth_2023_05_05 | 2020 |  |  | Methane |  | Dispatch-Interconnection | VOM | 0 | ON | MI | CH4 Pipeline |  |  |  | 1 | 0
LCP_Inputs_ON_Diverse_Howarth_2023_05_05 | 2020 |  |  | Electricity |  | Dispatch-Interconnection | VOM | 16592249.3976 | ON | MI | Electricity Transmission Line |  |  |  | 1 | 16592249.3976
LCP_Inputs_ON_Diverse_Howarth_2023_05_05 | 2020 |  |  | Hydrogen |  | Dispatch-Interconnection | VOM | 0 | ON | MI | H2 Pipeline - New |  |  |  | 1 | 0
LCP_Inputs_ON_Diverse_Howarth_2023_05_05 | 2020 |  |  | Hydrogen |  | Dispatch-Interconnection | VOM | 0 | ON | MI | H2 Pipeline - Repurposed |  |  |  | 1 | 0
LCP_Inputs_ON_Diverse_Howarth_2023_05_05 | 2020 |  |  | Methane |  | Dispatch-Interconnection | VOM | 0 | ON | NY | CH4 Pipeline |  |  |  | 1 | 0
LCP_Inputs_ON_Diverse_Howarth_2023_05_05 | 2020 |  |  | Electricity |  | Dispatch-Interconnection | VOM | 18849351.0134 | ON | NY | Electricity Transmission Line |  |  |  | 1 | 18849351.0134
LCP_Inputs_ON_Diverse_Howarth_2023_05_05 | 2020 |  |  | Hydrogen |  | Dispatch-Interconnection | VOM | 0 | ON | NY | H2 Pipeline - New |  |  |  | 1 | 0
LCP_Inputs_ON_Diverse_Howarth_2023_05_05 | 2020 |  |  | Hydrogen |  | Dispatch-Interconnection | VOM | 0 | ON | NY | H2 Pipeline - Repurposed |  |  |  | 1 | 0
LCP_Inputs_ON_Diverse_Howarth_2023_05_05 | 2020 |  |  | Methane |  | Dispatch-Intraconnection | VOM | 775556548.9 | ON | ON | CH4 Pipeline |  |  |  | 1 | 775556548.9
LCP_Inputs_ON_Diverse_Howarth_2023_05_05 | 2020 |  |  | Electricity |  | Dispatch-Intraconnection | VOM | 0 | ON | ON | Electricity Transmission Line |  |  |  | 1 | 0
LCP_Inputs_ON_Diverse_Howarth_2023_05_05 | 2020 |  |  | Hydrogen |  | Dispatch-Intraconnection | VOM | 0 | ON | ON | H2 Pipeline - New |  |  |  | 1 | 0
LCP_Inputs_ON_Diverse_Howarth_2023_05_05 | 2020 |  |  | Hydrogen |  | Dispatch-Intraconnection | VOM | 0 | ON | ON | H2 Pipeline - Repurposed |  |  |  | 1 | 0
LCP_Inputs_ON_Diverse_Howarth_2023_05_05 | 2020 |  |  | Methane |  | Dispatch-Interconnection | VOM | 0 | ON | PJ | CH4 Pipeline |  |  |  | 1 | 0
LCP_Inputs_ON_Diverse_Howarth_2023_05_05 | 2020 |  |  | Electricity |  | Dispatch-Interconnection | VOM | 0 | ON | PJ | Electricity Transmission Line |  |  |  | 1 | 0
LCP_Inputs_ON_Diverse_Howarth_2023_05_05 | 2020 |  |  | Hydrogen |  | Dispatch-Interconnection | VOM | 0 | ON | PJ | H2 Pipeline - New |  |  |  | 1 | 0
LCP_Inputs_ON_Diverse_Howarth_2023_05_05 | 2020 |  |  | Hydrogen |  | Dispatch-Interconnection | VOM | 0 | ON | PJ | H2 Pipeline - Repurposed |  |  |  | 1 | 0
LCP_Inputs_ON_Diverse_Howarth_2023_05_05 | 2020 |  |  | Methane |  | Dispatch-Interconnection | VOM | 0 | ON | QC | CH4 Pipeline |  |  |  | 1 | 0
LCP_Inputs_ON_Diverse_Howarth_2023_05_05 | 2020 |  |  | Electricity |  | Dispatch-Interconnection | VOM | 3255394.417 | ON | QC | Electricity Transmission Line |  |  |  | 1 | 3255394.417
LCP_Inputs_ON_Diverse_Howarth_2023_05_05 | 2020 |  |  | Hydrogen |  | Dispatch-Interconnection | VOM | 0 | ON | QC | H2 Pipeline - New |  |  |  | 1 | 0
LCP_Inputs_ON_Diverse_Howarth_2023_05_05 | 2020 |  |  | Hydrogen |  | Dispatch-Interconnection | VOM | 0 | ON | QC | H2 Pipeline - Repurposed |  |  |  | 1 | 0
LCP_Inputs_ON_Diverse_Howarth_2023_05_05 | 2020 |  |  | Methane |  | Dispatch-Interconnection | VOM | 0 | ON | WC | CH4 Pipeline |  |  |  | 1 | 0
LCP_Inputs_ON_Diverse_Howarth_2023_05_05 | 2020 |  |  | Electricity |  | Dispatch-Interconnection | VOM | 102579.9117 | ON | WC | Electricity Transmission Line |  |  |  | 1 | 102579.9117
LCP_Inputs_ON_Diverse_Howarth_2023_05_05 | 2020 |  |  | Hydrogen |  | Dispatch-Interconnection | VOM | 0 | ON | WC | H2 Pipeline - New |  |  |  | 1 | 0
LCP_Inputs_ON_Diverse_Howarth_2023_05_05 | 2020 |  |  | Hydrogen |  | Dispatch-Interconnection | VOM | 0 | ON | WC | H2 Pipeline - Repurposed |  |  |  | 1 | 0
LCP_Inputs_ON_Diverse_Howarth_2023_05_05 | 2020 |  |  | Methane |  | Dispatch-Interconnection | VOM | 0 | PJ | ON | CH4 Pipeline |  |  |  | 1 | 0
LCP_Inputs_ON_Diverse_Howarth_2023_05_05 | 2020 |  |  | Electricity |  | Dispatch-Interconnection | VOM | 0 | PJ | ON | Electricity Transmission Line |  |  |  | 1 | 0
LCP_Inputs_ON_Diverse_Howarth_2023_05_05 | 2020 |  |  | Hydrogen |  | Dispatch-Interconnection | VOM | 0 | PJ | ON | H2 Pipeline - New |  |  |  | 1 | 0
LCP_Inputs_ON_Diverse_Howarth_2023_05_05 | 2020 |  |  | Hydrogen |  | Dispatch-Interconnection | VOM | 0 | PJ | ON | H2 Pipeline - Repurposed |  |  |  | 1 | 0
LCP_Inputs_ON_Diverse_Howarth_2023_05_05 | 2020 |  |  | Methane |  | Dispatch-Intraconnection | VOM | 0 | PJ | PJ | CH4 Pipeline |  |  |  | 1 | 0
LCP_Inputs_ON_Diverse_Howarth_2023_05_05 | 2020 |  |  | Electricity |  | Dispatch-Intraconnection | VOM | 0 | PJ | PJ | Electricity Transmission Line |  |  |  | 1 | 0
LCP_Inputs_ON_Diverse_Howarth_2023_05_05 | 2020 |  |  | Hydrogen |  | Dispatch-Intraconnection | VOM | 0 | PJ | PJ | H2 Pipeline - New |  |  |  | 1 | 0
LCP_Inputs_ON_Diverse_Howarth_2023_05_05 | 2020 |  |  | Hydrogen |  | Dispatch-Intraconnection | VOM | 0 | PJ | PJ | H2 Pipeline - Repurposed |  |  |  | 1 | 0
LCP_Inputs_ON_Diverse_Howarth_2023_05_05 | 2020 |  |  | Electricity |  | Dispatch-Interconnection | VOM | 64147633.0874 | QC | NY | Electricity Transmission Line |  |  |  | 1 | 64147633.0874
LCP_Inputs_ON_Diverse_Howarth_2023_05_05 | 2020 |  |  | Methane |  | Dispatch-Interconnection | VOM | 0 | QC | ON | CH4 Pipeline |  |  |  | 1 | 0
LCP_Inputs_ON_Diverse_Howarth_2023_05_05 | 2020 |  |  | Electricity |  | Dispatch-Interconnection | VOM | 6033405.9492 | QC | ON | Electricity Transmission Line |  |  |  | 1 | 6033405.9492
LCP_Inputs_ON_Diverse_Howarth_2023_05_05 | 2020 |  |  | Hydrogen |  | Dispatch-Interconnection | VOM | 0 | QC | ON | H2 Pipeline - New |  |  |  | 1 | 0
LCP_Inputs_ON_Diverse_Howarth_2023_05_05 | 2020 |  |  | Hydrogen |  | Dispatch-Interconnection | VOM | 0 | QC | ON | H2 Pipeline - Repurposed |  |  |  | 1 | 0
LCP_Inputs_ON_Diverse_Howarth_2023_05_05 | 2020 |  |  | Methane |  | Dispatch-Intraconnection | VOM | 0 | QC | QC | CH4 Pipeline |  |  |  | 1 | 0
LCP_Inputs_ON_Diverse_Howarth_2023_05_05 | 2020 |  |  | Electricity |  | Dispatch-Intraconnection | VOM | 0 | QC | QC | Electricity Transmission Line |  |  |  | 1 | 0
LCP_Inputs_ON_Diverse_Howarth_2023_05_05 | 2020 |  |  | Hydrogen |  | Dispatch-Intraconnection | VOM | 0 | QC | QC | H2 Pipeline - New |  |  |  | 1 | 0
LCP_Inputs_ON_Diverse_Howarth_2023_05_05 | 2020 |  |  | Hydrogen |  | Dispatch-Intraconnection | VOM | 0 | QC | QC | H2 Pipeline - Repurposed |  |  |  | 1 | 0
LCP_Inputs_ON_Diverse_Howarth_2023_05_05 | 2020 |  |  | Electricity |  | Dispatch-Interconnection | VOM | 15700985.7774 | WC | MI | Electricity Transmission Line |  |  |  | 1 | 15700985.7774
LCP_Inputs_ON_Diverse_Howarth_2023_05_05 | 2020 |  |  | Methane |  | Dispatch-Interconnection | VOM | 0 | WC | ON | CH4 Pipeline |  |  |  | 1 | 0
LCP_Inputs_ON_Diverse_Howarth_2023_05_05 | 2020 |  |  | Electricity |  | Dispatch-Interconnection | VOM | 406211.2837 | WC | ON | Electricity Transmission Line |  |  |  | 1 | 406211.2837
LCP_Inputs_ON_Diverse_Howarth_2023_05_05 | 2020 |  |  | Hydrogen |  | Dispatch-Interconnection | VOM | 0 | WC | ON | H2 Pipeline - New |  |  |  | 1 | 0
LCP_Inputs_ON_Diverse_Howarth_2023_05_05 | 2020 |  |  | Hydrogen |  | Dispatch-Interconnection | VOM | 0 | WC | ON | H2 Pipeline - Repurposed |  |  |  | 1 | 0
LCP_Inputs_ON_Diverse_Howarth_2023_05_05 | 2020 |  |  | Methane |  | Dispatch-Intraconnection | VOM | 0 | WC | WC | CH4 Pipeline |  |  |  | 1 | 0
LCP_Inputs_ON_Diverse_Howarth_2023_05_05 | 2020 |  |  | Electricity |  | Dispatch-Intraconnection | VOM | 0 | WC | WC | Electricity Transmission Line |  |  |  | 1 | 0
LCP_Inputs_ON_Diverse_Howarth_2023_05_05 | 2020 |  |  | Hydrogen |  | Dispatch-Intraconnection | VOM | 0 | WC | WC | H2 Pipeline - New |  |  |  | 1 | 0
LCP_Inputs_ON_Diverse_Howarth_2023_05_05 | 2020 |  |  | Hydrogen |  | Dispatch-Intraconnection | VOM | 0 | WC | WC | H2 Pipeline - Repurposed |  |  |  | 1 | 0
LCP_Inputs_ON_Diverse_Howarth_2023_05_05 | 2021 |  |  | Methane |  | Dispatch-Intraconnection | VOM | 0 | MI | MI | CH4 Pipeline |  |  |  | 0.96154 | 0
LCP_Inputs_ON_Diverse_Howarth_2023_05_05 | 2021 |  |  | Electricity |  | Dispatch-Intraconnection | VOM | 0 | MI | MI | Electricity Transmission Line |  |  |  | 0.96154 | 0
LCP_Inputs_ON_Diverse_Howarth_2023_05_05 | 2021 |  |  | Hydrogen |  | Dispatch-Intraconnection | VOM | 0 | MI | MI | H2 Pipeline - New |  |  |  | 0.96154 | 0
LCP_Inputs_ON_Diverse_Howarth_2023_05_05 | 2021 |  |  | Hydrogen |  | Dispatch-Intraconnection | VOM | 0 | MI | MI | H2 Pipeline - Repurposed |  |  |  | 0.96154 | 0
LCP_Inputs_ON_Diverse_Howarth_2023_05_05 | 2021 |  |  | Methane |  | Dispatch-Interconnection | VOM | 0 | MI | ON | CH4 Pipeline |  |  |  | 0.96154 | 0
LCP_Inputs_ON_Diverse_Howarth_2023_05_05 | 2021 |  |  | Electricity |  | Dispatch-Interconnection | VOM | 1068129.3076 | MI | ON | Electricity Transmission Line |  |  |  | 0.96154 | 1027047.4111
LCP_Inputs_ON_Diverse_Howarth_2023_05_05 | 2021 |  |  | Hydrogen |  | Dispatch-Interconnection | VOM | 0 | MI | ON | H2 Pipeline - New |  |  |  | 0.96154 | 0
LCP_Inputs_ON_Diverse_Howarth_2023_05_05 | 2021 |  |  | Hydrogen |  | Dispatch-Interconnection | VOM | 0 | MI | ON | H2 Pipeline - Repurposed |  |  |  | 0.96154 | 0
LCP_Inputs_ON_Diverse_Howarth_2023_05_05 | 2021 |  |  | Electricity |  | Dispatch-Interconnection | VOM | 1598406.6308 | MI | WC | Electricity Transmission Line |  |  |  | 0.96154 | 1536929.4527
LCP_Inputs_ON_Diverse_Howarth_2023_05_05 | 2021 |  |  | Methane |  | Dispatch-Intraconnection | VOM | 0 | NY | NY | CH4 Pipeline |  |  |  | 0.96154 | 0
LCP_Inputs_ON_Diverse_Howarth_2023_05_05 | 2021 |  |  | Electricity |  | Dispatch-Intraconnection | VOM | 0 | NY | NY | Electricity Transmission Line |  |  |  | 0.96154 | 0
LCP_Inputs_ON_Diverse_Howarth_2023_05_05 | 2021 |  |  | Hydrogen |  | Dispatch-Intraconnection | VOM | 0 | NY | NY | H2 Pipeline - New |  |  |  | 0.96154 | 0
LCP_Inputs_ON_Diverse_Howarth_2023_05_05 | 2021 |  |  | Hydrogen |  | Dispatch-Intraconnection | VOM | 0 | NY | NY | H2 Pipeline - Repurposed |  |  |  | 0.96154 | 0
LCP_Inputs_ON_Diverse_Howarth_2023_05_05 | 2021 |  |  | Methane |  | Dispatch-Interconnection | VOM | 0 | NY | ON | CH4 Pipeline |  |  |  | 0.96154 | 0
LCP_Inputs_ON_Diverse_Howarth_2023_05_05 | 2021 |  |  | Electricity |  | Dispatch-Interconnection | VOM | 5282747.2806 | NY | ON | Electricity Transmission Line |  |  |  | 0.96154 | 5079564.6929
LCP_Inputs_ON_Diverse_Howarth_2023_05_05 | 2021 |  |  | Hydrogen |  | Dispatch-Interconnection | VOM | 0 | NY | ON | H2 Pipeline - New |  |  |  | 0.96154 | 0
LCP_Inputs_ON_Diverse_Howarth_2023_05_05 | 2021 |  |  | Hydrogen |  | Dispatch-Interconnection | VOM | 0 | NY | ON | H2 Pipeline - Repurposed |  |  |  | 0.96154 | 0
LCP_Inputs_ON_Diverse_Howarth_2023_05_05 | 2021 |  |  | Electricity |  | Dispatch-Interconnection | VOM | 6651284.2408 | NY | QC | Electricity Transmission Line |  |  |  | 0.96154 | 6395465.6161
LCP_Inputs_ON_Diverse_Howarth_2023_05_05 | 2021 |  |  | Methane |  | Dispatch-Interconnection | VOM | 0 | ON | MI | CH4 Pipeline |  |  |  | 0.96154 | 0
LCP_Inputs_ON_Diverse_Howarth_2023_05_05 | 2021 |  |  | Electricity |  | Dispatch-Interconnection | VOM | 16592249.3976 | ON | MI | Electricity Transmission Line |  |  |  | 0.96154 | 15954085.9592
LCP_Inputs_ON_Diverse_Howarth_2023_05_05 | 2021 |  |  | Hydrogen |  | Dispatch-Interconnection | VOM | 0 | ON | MI | H2 Pipeline - New |  |  |  | 0.96154 | 0
LCP_Inputs_ON_Diverse_Howarth_2023_05_05 | 2021 |  |  | Hydrogen |  | Dispatch-Interconnection | VOM | 0 | ON | MI | H2 Pipeline - Repurposed |  |  |  | 0.96154 | 0
LCP_Inputs_ON_Diverse_Howarth_2023_05_05 | 2021 |  |  | Methane |  | Dispatch-Interconnection | VOM | 0 | ON | NY | CH4 Pipeline |  |  |  | 0.96154 | 0
LCP_Inputs_ON_Diverse_Howarth_2023_05_05 | 2021 |  |  | Electricity |  | Dispatch-Interconnection | VOM | 18849351.0134 | ON | NY | Electricity Transmission Line |  |  |  | 0.96154 | 18124375.9744
LCP_Inputs_ON_Diverse_Howarth_2023_05_05 | 2021 |  |  | Hydrogen |  | Dispatch-Interconnection | VOM | 0 | ON | NY | H2 Pipeline - New |  |  |  | 0.96154 | 0
LCP_Inputs_ON_Diverse_Howarth_2023_05_05 | 2021 |  |  | Hydrogen |  | Dispatch-Interconnection | VOM | 0 | ON | NY | H2 Pipeline - Repurposed |  |  |  | 0.96154 | 0
LCP_Inputs_ON_Diverse_Howarth_2023_05_05 | 2021 |  |  | Methane |  | Dispatch-Intraconnection | VOM | 775556548.9 | ON | ON | CH4 Pipeline |  |  |  | 0.96154 | 745727450.8654
LCP_Inputs_ON_Diverse_Howarth_2023_05_05 | 2021 |  |  | Electricity |  | Dispatch-Intraconnection | VOM | 0 | ON | ON | Electricity Transmission Line |  |  |  | 0.96154 | 0
LCP_Inputs_ON_Diverse_Howarth_2023_05_05 | 2021 |  |  | Hydrogen |  | Dispatch-Intraconnection | VOM | 0 | ON | ON | H2 Pipeline - New |  |  |  | 0.96154 | 0
LCP_Inputs_ON_Diverse_Howarth_2023_05_05 | 2021 |  |  | Hydrogen |  | Dispatch-Intraconnection | VOM | 0 | ON | ON | H2 Pipeline - Repurposed |  |  |  | 0.96154 | 0
LCP_Inputs_ON_Diverse_Howarth_2023_05_05 | 2021 |  |  | Methane |  | Dispatch-Interconnection | VOM | 0 | ON | PJ | CH4 Pipeline |  |  |  | 0.96154 | 0
LCP_Inputs_ON_Diverse_Howarth_2023_05_05 | 2021 |  |  | Electricity |  | Dispatch-Interconnection | VOM | 0 | ON | PJ | Electricity Transmission Line |  |  |  | 0.96154 | 0
LCP_Inputs_ON_Diverse_Howarth_2023_05_05 | 2021 |  |  | Hydrogen |  | Dispatch-Interconnection | VOM | 0 | ON | PJ | H2 Pipeline - New |  |  |  | 0.96154 | 0
LCP_Inputs_ON_Diverse_Howarth_2023_05_05 | 2021 |  |  | Hydrogen |  | Dispatch-Interconnection | VOM | 0 | ON | PJ | H2 Pipeline - Repurposed |  |  |  | 0.96154 | 0
LCP_Inputs_ON_Diverse_Howarth_2023_05_05 | 2021 |  |  | Methane |  | Dispatch-Interconnection | VOM | 0 | ON | QC | CH4 Pipeline |  |  |  | 0.96154 | 0
LCP_Inputs_ON_Diverse_Howarth_2023_05_05 | 2021 |  |  | Electricity |  | Dispatch-Interconnection | VOM | 3255394.417 | ON | QC | Electricity Transmission Line |  |  |  | 0.96154 | 3130186.9394
LCP_Inputs_ON_Diverse_Howarth_2023_05_05 | 2021 |  |  | Hydrogen |  | Dispatch-Interconnection | VOM | 0 | ON | QC | H2 Pipeline - New |  |  |  | 0.96154 | 0
LCP_Inputs_ON_Diverse_Howarth_2023_05_05 | 2021 |  |  | Hydrogen |  | Dispatch-Interconnection | VOM | 0 | ON | QC | H2 Pipeline - Repurposed |  |  |  | 0.96154 | 0
LCP_Inputs_ON_Diverse_Howarth_2023_05_05 | 2021 |  |  | Methane |  | Dispatch-Interconnection | VOM | 0 | ON | WC | CH4 Pipeline |  |  |  | 0.96154 | 0
LCP_Inputs_ON_Diverse_Howarth_2023_05_05 | 2021 |  |  | Electricity |  | Dispatch-Interconnection | VOM | 102579.9117 | ON | WC | Electricity Transmission Line |  |  |  | 0.96154 | 98634.5305
LCP_Inputs_ON_Diverse_Howarth_2023_05_05 | 2021 |  |  | Hydrogen |  | Dispatch-Interconnection | VOM | 0 | ON | WC | H2 Pipeline - New |  |  |  | 0.96154 | 0
LCP_Inputs_ON_Diverse_Howarth_2023_05_05 | 2021 |  |  | Hydrogen |  | Dispatch-Interconnection | VOM | 0 | ON | WC | H2 Pipeline - Repurposed |  |  |  | 0.96154 | 0
LCP_Inputs_ON_Diverse_Howarth_2023_05_05 | 2021 |  |  | Methane |  | Dispatch-Interconnection | VOM | 0 | PJ | ON | CH4 Pipeline |  |  |  | 0.96154 | 0
LCP_Inputs_ON_Diverse_Howarth_2023_05_05 | 2021 |  |  | Electricity |  | Dispatch-Interconnection | VOM | 0 | PJ | ON | Electricity Transmission Line |  |  |  | 0.96154 | 0
LCP_Inputs_ON_Diverse_Howarth_2023_05_05 | 2021 |  |  | Hydrogen |  | Dispatch-Interconnection | VOM | 0 | PJ | ON | H2 Pipeline - New |  |  |  | 0.96154 | 0
LCP_Inputs_ON_Diverse_Howarth_2023_05_05 | 2021 |  |  | Hydrogen |  | Dispatch-Interconnection | VOM | 0 | PJ | ON | H2 Pipeline - Repurposed |  |  |  | 0.96154 | 0
LCP_Inputs_ON_Diverse_Howarth_2023_05_05 | 2021 |  |  | Methane |  | Dispatch-Intraconnection | VOM | 0 | PJ | PJ | CH4 Pipeline |  |  |  | 0.96154 | 0
LCP_Inputs_ON_Diverse_Howarth_2023_05_05 | 2021 |  |  | Electricity |  | Dispatch-Intraconnection | VOM | 0 | PJ | PJ | Electricity Transmission Line |  |  |  | 0.96154 | 0
LCP_Inputs_ON_Diverse_Howarth_2023_05_05 | 2021 |  |  | Hydrogen |  | Dispatch-Intraconnection | VOM | 0 | PJ | PJ | H2 Pipeline - New |  |  |  | 0.96154 | 0
LCP_Inputs_ON_Diverse_Howarth_2023_05_05 | 2021 |  |  | Hydrogen |  | Dispatch-Intraconnection | VOM | 0 | PJ | PJ | H2 Pipeline - Repurposed |  |  |  | 0.96154 | 0
LCP_Inputs_ON_Diverse_Howarth_2023_05_05 | 2021 |  |  | Electricity |  | Dispatch-Interconnection | VOM | 64147633.0874 | QC | NY | Electricity Transmission Line |  |  |  | 0.96154 | 61680416.4302
LCP_Inputs_ON_Diverse_Howarth_2023_05_05 | 2021 |  |  | Methane |  | Dispatch-Interconnection | VOM | 0 | QC | ON | CH4 Pipeline |  |  |  | 0.96154 | 0
LCP_Inputs_ON_Diverse_Howarth_2023_05_05 | 2021 |  |  | Electricity |  | Dispatch-Interconnection | VOM | 6033405.9492 | QC | ON | Electricity Transmission Line |  |  |  | 0.96154 | 5801351.8743
LCP_Inputs_ON_Diverse_Howarth_2023_05_05 | 2021 |  |  | Hydrogen |  | Dispatch-Interconnection | VOM | 0 | QC | ON | H2 Pipeline - New |  |  |  | 0.96154 | 0
LCP_Inputs_ON_Diverse_Howarth_2023_05_05 | 2021 |  |  | Hydrogen |  | Dispatch-Interconnection | VOM | 0 | QC | ON | H2 Pipeline - Repurposed |  |  |  | 0.96154 | 0
LCP_Inputs_ON_Diverse_Howarth_2023_05_05 | 2021 |  |  | Methane |  | Dispatch-Intraconnection | VOM | 0 | QC | QC | CH4 Pipeline |  |  |  | 0.96154 | 0
LCP_Inputs_ON_Diverse_Howarth_2023_05_05 | 2021 |  |  | Electricity |  | Dispatch-Intraconnection | VOM | 0 | QC | QC | Electricity Transmission Line |  |  |  | 0.96154 | 0
LCP_Inputs_ON_Diverse_Howarth_2023_05_05 | 2021 |  |  | Hydrogen |  | Dispatch-Intraconnection | VOM | 0 | QC | QC | H2 Pipeline - New |  |  |  | 0.96154 | 0
LCP_Inputs_ON_Diverse_Howarth_2023_05_05 | 2021 |  |  | Hydrogen |  | Dispatch-Intraconnection | VOM | 0 | QC | QC | H2 Pipeline - Repurposed |  |  |  | 0.96154 | 0
LCP_Inputs_ON_Diverse_Howarth_2023_05_05 | 2021 |  |  | Electricity |  | Dispatch-Interconnection | VOM | 15700985.7774 | WC | MI | Electricity Transmission Line |  |  |  | 0.96154 | 15097101.709
LCP_Inputs_ON_Diverse_Howarth_2023_05_05 | 2021 |  |  | Methane |  | Dispatch-Interconnection | VOM | 0 | WC | ON | CH4 Pipeline |  |  |  | 0.96154 | 0
LCP_Inputs_ON_Diverse_Howarth_2023_05_05 | 2021 |  |  | Electricity |  | Dispatch-Interconnection | VOM | 406211.2837 | WC | ON | Electricity Transmission Line |  |  |  | 0.96154 | 390587.7728
LCP_Inputs_ON_Diverse_Howarth_2023_05_05 | 2021 |  |  | Hydrogen |  | Dispatch-Interconnection | VOM | 0 | WC | ON | H2 Pipeline - New |  |  |  | 0.96154 | 0
LCP_Inputs_ON_Diverse_Howarth_2023_05_05 | 2021 |  |  | Hydrogen |  | Dispatch-Interconnection | VOM | 0 | WC | ON | H2 Pipeline - Repurposed |  |  |  | 0.96154 | 0
LCP_Inputs_ON_Diverse_Howarth_2023_05_05 | 2021 |  |  | Methane |  | Dispatch-Intraconnection | VOM | 0 | WC | WC | CH4 Pipeline |  |  |  | 0.96154 | 0
LCP_Inputs_ON_Diverse_Howarth_2023_05_05 | 2021 |  |  | Electricity |  | Dispatch-Intraconnection | VOM | 0 | WC | WC | Electricity Transmission Line |  |  |  | 0.96154 | 0
LCP_Inputs_ON_Diverse_Howarth_2023_05_05 | 2021 |  |  | Hydrogen |  | Dispatch-Intraconnection | VOM | 0 | WC | WC | H2 Pipeline - New |  |  |  | 0.96154 | 0
LCP_Inputs_ON_Diverse_Howarth_2023_05_05 | 2021 |  |  | Hydrogen |  | Dispatch-Intraconnection | VOM | 0 | WC | WC | H2 Pipeline - Repurposed |  |  |  | 0.96154 | 0
LCP_Inputs_ON_Diverse_Howarth_2023_05_05 | 2022 |  |  | Methane |  | Dispatch-Intraconnection | VOM | 0 | MI | MI | CH4 Pipeline |  |  |  | 0.92456 | 0
LCP_Inputs_ON_Diverse_Howarth_2023_05_05 | 2022 |  |  | Electricity |  | Dispatch-Intraconnection | VOM | 0 | MI | MI | Electricity Transmission Line |  |  |  | 0.92456 | 0
LCP_Inputs_ON_Diverse_Howarth_2023_05_05 | 2022 |  |  | Hydrogen |  | Dispatch-Intraconnection | VOM | 0 | MI | MI | H2 Pipeline - New |  |  |  | 0.92456 | 0
LCP_Inputs_ON_Diverse_Howarth_2023_05_05 | 2022 |  |  | Hydrogen |  | Dispatch-Intraconnection | VOM | 0 | MI | MI | H2 Pipeline - Repurposed |  |  |  | 0.92456 | 0
LCP_Inputs_ON_Diverse_Howarth_2023_05_05 | 2022 |  |  | Methane |  | Dispatch-Interconnection | VOM | 0 | MI | ON | CH4 Pipeline |  |  |  | 0.92456 | 0
LCP_Inputs_ON_Diverse_Howarth_2023_05_05 | 2022 |  |  | Electricity |  | Dispatch-Interconnection | VOM | 1068129.3076 | MI | ON | Electricity Transmission Line |  |  |  | 0.92456 | 987545.5876
LCP_Inputs_ON_Diverse_Howarth_2023_05_05 | 2022 |  |  | Hydrogen |  | Dispatch-Interconnection | VOM | 0 | MI | ON | H2 Pipeline - New |  |  |  | 0.92456 | 0
LCP_Inputs_ON_Diverse_Howarth_2023_05_05 | 2022 |  |  | Hydrogen |  | Dispatch-Interconnection | VOM | 0 | MI | ON | H2 Pipeline - Repurposed |  |  |  | 0.92456 | 0
LCP_Inputs_ON_Diverse_Howarth_2023_05_05 | 2022 |  |  | Electricity |  | Dispatch-Interconnection | VOM | 1598406.6308 | MI | WC | Electricity Transmission Line |  |  |  | 0.92456 | 1477816.7814
LCP_Inputs_ON_Diverse_Howarth_2023_05_05 | 2022 |  |  | Methane |  | Dispatch-Intraconnection | VOM | 0 | NY | NY | CH4 Pipeline |  |  |  | 0.92456 | 0
LCP_Inputs_ON_Diverse_Howarth_2023_05_05 | 2022 |  |  | Electricity |  | Dispatch-Intraconnection | VOM | 0 | NY | NY | Electricity Transmission Line |  |  |  | 0.92456 | 0
LCP_Inputs_ON_Diverse_Howarth_2023_05_05 | 2022 |  |  | Hydrogen |  | Dispatch-Intraconnection | VOM | 0 | NY | NY | H2 Pipeline - New |  |  |  | 0.92456 | 0
LCP_Inputs_ON_Diverse_Howarth_2023_05_05 | 2022 |  |  | Hydrogen |  | Dispatch-Intraconnection | VOM | 0 | NY | NY | H2 Pipeline - Repurposed |  |  |  | 0.92456 | 0
LCP_Inputs_ON_Diverse_Howarth_2023_05_05 | 2022 |  |  | Methane |  | Dispatch-Interconnection | VOM | 0 | NY | ON | CH4 Pipeline |  |  |  | 0.92456 | 0
LCP_Inputs_ON_Diverse_Howarth_2023_05_05 | 2022 |  |  | Electricity |  | Dispatch-Interconnection | VOM | 5282747.2806 | NY | ON | Electricity Transmission Line |  |  |  | 0.92456 | 4884196.8201
LCP_Inputs_ON_Diverse_Howarth_2023_05_05 | 2022 |  |  | Hydrogen |  | Dispatch-Interconnection | VOM | 0 | NY | ON | H2 Pipeline - New |  |  |  | 0.92456 | 0
LCP_Inputs_ON_Diverse_Howarth_2023_05_05 | 2022 |  |  | Hydrogen |  | Dispatch-Interconnection | VOM | 0 | NY | ON | H2 Pipeline - Repurposed |  |  |  | 0.92456 | 0
LCP_Inputs_ON_Diverse_Howarth_2023_05_05 | 2022 |  |  | Electricity |  | Dispatch-Interconnection | VOM | 6651284.2408 | NY | QC | Electricity Transmission Line |  |  |  | 0.92456 | 6149486.1693
LCP_Inputs_ON_Diverse_Howarth_2023_05_05 | 2022 |  |  | Methane |  | Dispatch-Interconnection | VOM | 0 | ON | MI | CH4 Pipeline |  |  |  | 0.92456 | 0
LCP_Inputs_ON_Diverse_Howarth_2023_05_05 | 2022 |  |  | Electricity |  | Dispatch-Interconnection | VOM | 16592249.3976 | ON | MI | Electricity Transmission Line |  |  |  | 0.92456 | 15340467.2685
LCP_Inputs_ON_Diverse_Howarth_2023_05_05 | 2022 |  |  | Hydrogen |  | Dispatch-Interconnection | VOM | 0 | ON | MI | H2 Pipeline - New |  |  |  | 0.92456 | 0
LCP_Inputs_ON_Diverse_Howarth_2023_05_05 | 2022 |  |  | Hydrogen |  | Dispatch-Interconnection | VOM | 0 | ON | MI | H2 Pipeline - Repurposed |  |  |  | 0.92456 | 0
LCP_Inputs_ON_Diverse_Howarth_2023_05_05 | 2022 |  |  | Methane |  | Dispatch-Interconnection | VOM | 0 | ON | NY | CH4 Pipeline |  |  |  | 0.92456 | 0
LCP_Inputs_ON_Diverse_Howarth_2023_05_05 | 2022 |  |  | Electricity |  | Dispatch-Interconnection | VOM | 18849351.0134 | ON | NY | Electricity Transmission Line |  |  |  | 0.92456 | 17427284.5908
LCP_Inputs_ON_Diverse_Howarth_2023_05_05 | 2022 |  |  | Hydrogen |  | Dispatch-Interconnection | VOM | 0 | ON | NY | H2 Pipeline - New |  |  |  | 0.92456 | 0
LCP_Inputs_ON_Diverse_Howarth_2023_05_05 | 2022 |  |  | Hydrogen |  | Dispatch-Interconnection | VOM | 0 | ON | NY | H2 Pipeline - Repurposed |  |  |  | 0.92456 | 0
LCP_Inputs_ON_Diverse_Howarth_2023_05_05 | 2022 |  |  | Methane |  | Dispatch-Intraconnection | VOM | 775556548.9 | ON | ON | CH4 Pipeline |  |  |  | 0.92456 | 717045625.8321
LCP_Inputs_ON_Diverse_Howarth_2023_05_05 | 2022 |  |  | Electricity |  | Dispatch-Intraconnection | VOM | 0 | ON | ON | Electricity Transmission Line |  |  |  | 0.92456 | 0
LCP_Inputs_ON_Diverse_Howarth_2023_05_05 | 2022 |  |  | Hydrogen |  | Dispatch-Intraconnection | VOM | 0 | ON | ON | H2 Pipeline - New |  |  |  | 0.92456 | 0
LCP_Inputs_ON_Diverse_Howarth_2023_05_05 | 2022 |  |  | Hydrogen |  | Dispatch-Intraconnection | VOM | 0 | ON | ON | H2 Pipeline - Repurposed |  |  |  | 0.92456 | 0
LCP_Inputs_ON_Diverse_Howarth_2023_05_05 | 2022 |  |  | Methane |  | Dispatch-Interconnection | VOM | 0 | ON | PJ | CH4 Pipeline |  |  |  | 0.92456 | 0
LCP_Inputs_ON_Diverse_Howarth_2023_05_05 | 2022 |  |  | Electricity |  | Dispatch-Interconnection | VOM | 0 | ON | PJ | Electricity Transmission Line |  |  |  | 0.92456 | 0
LCP_Inputs_ON_Diverse_Howarth_2023_05_05 | 2022 |  |  | Hydrogen |  | Dispatch-Interconnection | VOM | 0 | ON | PJ | H2 Pipeline - New |  |  |  | 0.92456 | 0
LCP_Inputs_ON_Diverse_Howarth_2023_05_05 | 2022 |  |  | Hydrogen |  | Dispatch-Interconnection | VOM | 0 | ON | PJ | H2 Pipeline - Repurposed |  |  |  | 0.92456 | 0
LCP_Inputs_ON_Diverse_Howarth_2023_05_05 | 2022 |  |  | Methane |  | Dispatch-Interconnection | VOM | 0 | ON | QC | CH4 Pipeline |  |  |  | 0.92456 | 0
LCP_Inputs_ON_Diverse_Howarth_2023_05_05 | 2022 |  |  | Electricity |  | Dispatch-Interconnection | VOM | 3255394.417 | ON | QC | Electricity Transmission Line |  |  |  | 0.92456 | 3009795.134
LCP_Inputs_ON_Diverse_Howarth_2023_05_05 | 2022 |  |  | Hydrogen |  | Dispatch-Interconnection | VOM | 0 | ON | QC | H2 Pipeline - New |  |  |  | 0.92456 | 0
LCP_Inputs_ON_Diverse_Howarth_2023_05_05 | 2022 |  |  | Hydrogen |  | Dispatch-Interconnection | VOM | 0 | ON | QC | H2 Pipeline - Repurposed |  |  |  | 0.92456 | 0
LCP_Inputs_ON_Diverse_Howarth_2023_05_05 | 2022 |  |  | Methane |  | Dispatch-Interconnection | VOM | 0 | ON | WC | CH4 Pipeline |  |  |  | 0.92456 | 0
LCP_Inputs_ON_Diverse_Howarth_2023_05_05 | 2022 |  |  | Electricity |  | Dispatch-Interconnection | VOM | 102579.9117 | ON | WC | Electricity Transmission Line |  |  |  | 0.92456 | 94840.8947
LCP_Inputs_ON_Diverse_Howarth_2023_05_05 | 2022 |  |  | Hydrogen |  | Dispatch-Interconnection | VOM | 0 | ON | WC | H2 Pipeline - New |  |  |  | 0.92456 | 0
LCP_Inputs_ON_Diverse_Howarth_2023_05_05 | 2022 |  |  | Hydrogen |  | Dispatch-Interconnection | VOM | 0 | ON | WC | H2 Pipeline - Repurposed |  |  |  | 0.92456 | 0
LCP_Inputs_ON_Diverse_Howarth_2023_05_05 | 2022 |  |  | Methane |  | Dispatch-Interconnection | VOM | 0 | PJ | ON | CH4 Pipeline |  |  |  | 0.92456 | 0
LCP_Inputs_ON_Diverse_Howarth_2023_05_05 | 2022 |  |  | Electricity |  | Dispatch-Interconnection | VOM | 0 | PJ | ON | Electricity Transmission Line |  |  |  | 0.92456 | 0
LCP_Inputs_ON_Diverse_Howarth_2023_05_05 | 2022 |  |  | Hydrogen |  | Dispatch-Interconnection | VOM | 0 | PJ | ON | H2 Pipeline - New |  |  |  | 0.92456 | 0
LCP_Inputs_ON_Diverse_Howarth_2023_05_05 | 2022 |  |  | Hydrogen |  | Dispatch-Interconnection | VOM | 0 | PJ | ON | H2 Pipeline - Repurposed |  |  |  | 0.92456 | 0
LCP_Inputs_ON_Diverse_Howarth_2023_05_05 | 2022 |  |  | Methane |  | Dispatch-Intraconnection | VOM | 0 | PJ | PJ | CH4 Pipeline |  |  |  | 0.92456 | 0
LCP_Inputs_ON_Diverse_Howarth_2023_05_05 | 2022 |  |  | Electricity |  | Dispatch-Intraconnection | VOM | 0 | PJ | PJ | Electricity Transmission Line |  |  |  | 0.92456 | 0
LCP_Inputs_ON_Diverse_Howarth_2023_05_05 | 2022 |  |  | Hydrogen |  | Dispatch-Intraconnection | VOM | 0 | PJ | PJ | H2 Pipeline - New |  |  |  | 0.92456 | 0
LCP_Inputs_ON_Diverse_Howarth_2023_05_05 | 2022 |  |  | Hydrogen |  | Dispatch-Intraconnection | VOM | 0 | PJ | PJ | H2 Pipeline - Repurposed |  |  |  | 0.92456 | 0
LCP_Inputs_ON_Diverse_Howarth_2023_05_05 | 2022 |  |  | Electricity |  | Dispatch-Interconnection | VOM | 64147633.0874 | QC | NY | Electricity Transmission Line |  |  |  | 0.92456 | 59308092.7213
LCP_Inputs_ON_Diverse_Howarth_2023_05_05 | 2022 |  |  | Methane |  | Dispatch-Interconnection | VOM | 0 | QC | ON | CH4 Pipeline |  |  |  | 0.92456 | 0
LCP_Inputs_ON_Diverse_Howarth_2023_05_05 | 2022 |  |  | Electricity |  | Dispatch-Interconnection | VOM | 6033405.9492 | QC | ON | Electricity Transmission Line |  |  |  | 0.92456 | 5578222.956
LCP_Inputs_ON_Diverse_Howarth_2023_05_05 | 2022 |  |  | Hydrogen |  | Dispatch-Interconnection | VOM | 0 | QC | ON | H2 Pipeline - New |  |  |  | 0.92456 | 0
LCP_Inputs_ON_Diverse_Howarth_2023_05_05 | 2022 |  |  | Hydrogen |  | Dispatch-Interconnection | VOM | 0 | QC | ON | H2 Pipeline - Repurposed |  |  |  | 0.92456 | 0
LCP_Inputs_ON_Diverse_Howarth_2023_05_05 | 2022 |  |  | Methane |  | Dispatch-Intraconnection | VOM | 0 | QC | QC | CH4 Pipeline |  |  |  | 0.92456 | 0
LCP_Inputs_ON_Diverse_Howarth_2023_05_05 | 2022 |  |  | Electricity |  | Dispatch-Intraconnection | VOM | 0 | QC | QC | Electricity Transmission Line |  |  |  | 0.92456 | 0
LCP_Inputs_ON_Diverse_Howarth_2023_05_05 | 2022 |  |  | Hydrogen |  | Dispatch-Intraconnection | VOM | 0 | QC | QC | H2 Pipeline - New |  |  |  | 0.92456 | 0
LCP_Inputs_ON_Diverse_Howarth_2023_05_05 | 2022 |  |  | Hydrogen |  | Dispatch-Intraconnection | VOM | 0 | QC | QC | H2 Pipeline - Repurposed |  |  |  | 0.92456 | 0
LCP_Inputs_ON_Diverse_Howarth_2023_05_05 | 2022 |  |  | Electricity |  | Dispatch-Interconnection | VOM | 15700985.7774 | WC | MI | Electricity Transmission Line |  |  |  | 0.92456 | 14516443.951
LCP_Inputs_ON_Diverse_Howarth_2023_05_05 | 2022 |  |  | Methane |  | Dispatch-Interconnection | VOM | 0 | WC | ON | CH4 Pipeline |  |  |  | 0.92456 | 0
LCP_Inputs_ON_Diverse_Howarth_2023_05_05 | 2022 |  |  | Electricity |  | Dispatch-Interconnection | VOM | 406211.2837 | WC | ON | Electricity Transmission Line |  |  |  | 0.92456 | 375565.1661
LCP_Inputs_ON_Diverse_Howarth_2023_05_05 | 2022 |  |  | Hydrogen |  | Dispatch-Interconnection | VOM | 0 | WC | ON | H2 Pipeline - New |  |  |  | 0.92456 | 0
LCP_Inputs_ON_Diverse_Howarth_2023_05_05 | 2022 |  |  | Hydrogen |  | Dispatch-Interconnection | VOM | 0 | WC | ON | H2 Pipeline - Repurposed |  |  |  | 0.92456 | 0
LCP_Inputs_ON_Diverse_Howarth_2023_05_05 | 2022 |  |  | Methane |  | Dispatch-Intraconnection | VOM | 0 | WC | WC | CH4 Pipeline |  |  |  | 0.92456 | 0
LCP_Inputs_ON_Diverse_Howarth_2023_05_05 | 2022 |  |  | Electricity |  | Dispatch-Intraconnection | VOM | 0 | WC | WC | Electricity Transmission Line |  |  |  | 0.92456 | 0
LCP_Inputs_ON_Diverse_Howarth_2023_05_05 | 2022 |  |  | Hydrogen |  | Dispatch-Intraconnection | VOM | 0 | WC | WC | H2 Pipeline - New |  |  |  | 0.92456 | 0
LCP_Inputs_ON_Diverse_Howarth_2023_05_05 | 2022 |  |  | Hydrogen |  | Dispatch-Intraconnection | VOM | 0 | WC | WC | H2 Pipeline - Repurposed |  |  |  | 0.92456 | 0
LCP_Inputs_ON_Diverse_Howarth_2023_05_05 | 2023 |  |  | Methane |  | Dispatch-Intraconnection | VOM | 0 | MI | MI | CH4 Pipeline |  |  |  | 0.889 | 0
LCP_Inputs_ON_Diverse_Howarth_2023_05_05 | 2023 |  |  | Electricity |  | Dispatch-Intraconnection | VOM | 0 | MI | MI | Electricity Transmission Line |  |  |  | 0.889 | 0
LCP_Inputs_ON_Diverse_Howarth_2023_05_05 | 2023 |  |  | Hydrogen |  | Dispatch-Intraconnection | VOM | 0 | MI | MI | H2 Pipeline - New |  |  |  | 0.889 | 0
LCP_Inputs_ON_Diverse_Howarth_2023_05_05 | 2023 |  |  | Hydrogen |  | Dispatch-Intraconnection | VOM | 0 | MI | MI | H2 Pipeline - Repurposed |  |  |  | 0.889 | 0
LCP_Inputs_ON_Diverse_Howarth_2023_05_05 | 2023 |  |  | Methane |  | Dispatch-Interconnection | VOM | 0 | MI | ON | CH4 Pipeline |  |  |  | 0.889 | 0
LCP_Inputs_ON_Diverse_Howarth_2023_05_05 | 2023 |  |  | Electricity |  | Dispatch-Interconnection | VOM | 1068129.3076 | MI | ON | Electricity Transmission Line |  |  |  | 0.889 | 949563.065
LCP_Inputs_ON_Diverse_Howarth_2023_05_05 | 2023 |  |  | Hydrogen |  | Dispatch-Interconnection | VOM | 0 | MI | ON | H2 Pipeline - New |  |  |  | 0.889 | 0
LCP_Inputs_ON_Diverse_Howarth_2023_05_05 | 2023 |  |  | Hydrogen |  | Dispatch-Interconnection | VOM | 0 | MI | ON | H2 Pipeline - Repurposed |  |  |  | 0.889 | 0
LCP_Inputs_ON_Diverse_Howarth_2023_05_05 | 2023 |  |  | Electricity |  | Dispatch-Interconnection | VOM | 1598406.6308 | MI | WC | Electricity Transmission Line |  |  |  | 0.889 | 1420977.6744
LCP_Inputs_ON_Diverse_Howarth_2023_05_05 | 2023 |  |  | Methane |  | Dispatch-Intraconnection | VOM | 0 | NY | NY | CH4 Pipeline |  |  |  | 0.889 | 0
LCP_Inputs_ON_Diverse_Howarth_2023_05_05 | 2023 |  |  | Electricity |  | Dispatch-Intraconnection | VOM | 0 | NY | NY | Electricity Transmission Line |  |  |  | 0.889 | 0
LCP_Inputs_ON_Diverse_Howarth_2023_05_05 | 2023 |  |  | Hydrogen |  | Dispatch-Intraconnection | VOM | 0 | NY | NY | H2 Pipeline - New |  |  |  | 0.889 | 0
LCP_Inputs_ON_Diverse_Howarth_2023_05_05 | 2023 |  |  | Hydrogen |  | Dispatch-Intraconnection | VOM | 0 | NY | NY | H2 Pipeline - Repurposed |  |  |  | 0.889 | 0
LCP_Inputs_ON_Diverse_Howarth_2023_05_05 | 2023 |  |  | Methane |  | Dispatch-Interconnection | VOM | 0 | NY | ON | CH4 Pipeline |  |  |  | 0.889 | 0
LCP_Inputs_ON_Diverse_Howarth_2023_05_05 | 2023 |  |  | Electricity |  | Dispatch-Interconnection | VOM | 5282747.2806 | NY | ON | Electricity Transmission Line |  |  |  | 0.889 | 4696343.0962
LCP_Inputs_ON_Diverse_Howarth_2023_05_05 | 2023 |  |  | Hydrogen |  | Dispatch-Interconnection | VOM | 0 | NY | ON | H2 Pipeline - New |  |  |  | 0.889 | 0
LCP_Inputs_ON_Diverse_Howarth_2023_05_05 | 2023 |  |  | Hydrogen |  | Dispatch-Interconnection | VOM | 0 | NY | ON | H2 Pipeline - Repurposed |  |  |  | 0.889 | 0
LCP_Inputs_ON_Diverse_Howarth_2023_05_05 | 2023 |  |  | Electricity |  | Dispatch-Interconnection | VOM | 6651284.2408 | NY | QC | Electricity Transmission Line |  |  |  | 0.889 | 5912967.4705
LCP_Inputs_ON_Diverse_Howarth_2023_05_05 | 2023 |  |  | Methane |  | Dispatch-Interconnection | VOM | 0 | ON | MI | CH4 Pipeline |  |  |  | 0.889 | 0
LCP_Inputs_ON_Diverse_Howarth_2023_05_05 | 2023 |  |  | Electricity |  | Dispatch-Interconnection | VOM | 16592249.3976 | ON | MI | Electricity Transmission Line |  |  |  | 0.889 | 14750449.2966
LCP_Inputs_ON_Diverse_Howarth_2023_05_05 | 2023 |  |  | Hydrogen |  | Dispatch-Interconnection | VOM | 0 | ON | MI | H2 Pipeline - New |  |  |  | 0.889 | 0
LCP_Inputs_ON_Diverse_Howarth_2023_05_05 | 2023 |  |  | Hydrogen |  | Dispatch-Interconnection | VOM | 0 | ON | MI | H2 Pipeline - Repurposed |  |  |  | 0.889 | 0
LCP_Inputs_ON_Diverse_Howarth_2023_05_05 | 2023 |  |  | Methane |  | Dispatch-Interconnection | VOM | 0 | ON | NY | CH4 Pipeline |  |  |  | 0.889 | 0
LCP_Inputs_ON_Diverse_Howarth_2023_05_05 | 2023 |  |  | Electricity |  | Dispatch-Interconnection | VOM | 18849351.0134 | ON | NY | Electricity Transmission Line |  |  |  | 0.889 | 16757004.4142
LCP_Inputs_ON_Diverse_Howarth_2023_05_05 | 2023 |  |  | Hydrogen |  | Dispatch-Interconnection | VOM | 0 | ON | NY | H2 Pipeline - New |  |  |  | 0.889 | 0
LCP_Inputs_ON_Diverse_Howarth_2023_05_05 | 2023 |  |  | Hydrogen |  | Dispatch-Interconnection | VOM | 0 | ON | NY | H2 Pipeline - Repurposed |  |  |  | 0.889 | 0
LCP_Inputs_ON_Diverse_Howarth_2023_05_05 | 2023 |  |  | Methane |  | Dispatch-Intraconnection | VOM | 775556548.9 | ON | ON | CH4 Pipeline |  |  |  | 0.889 | 689466947.9155
LCP_Inputs_ON_Diverse_Howarth_2023_05_05 | 2023 |  |  | Electricity |  | Dispatch-Intraconnection | VOM | 0 | ON | ON | Electricity Transmission Line |  |  |  | 0.889 | 0
LCP_Inputs_ON_Diverse_Howarth_2023_05_05 | 2023 |  |  | Hydrogen |  | Dispatch-Intraconnection | VOM | 0 | ON | ON | H2 Pipeline - New |  |  |  | 0.889 | 0
LCP_Inputs_ON_Diverse_Howarth_2023_05_05 | 2023 |  |  | Hydrogen |  | Dispatch-Intraconnection | VOM | 0 | ON | ON | H2 Pipeline - Repurposed |  |  |  | 0.889 | 0
LCP_Inputs_ON_Diverse_Howarth_2023_05_05 | 2023 |  |  | Methane |  | Dispatch-Interconnection | VOM | 0 | ON | PJ | CH4 Pipeline |  |  |  | 0.889 | 0
LCP_Inputs_ON_Diverse_Howarth_2023_05_05 | 2023 |  |  | Electricity |  | Dispatch-Interconnection | VOM | 0 | ON | PJ | Electricity Transmission Line |  |  |  | 0.889 | 0
LCP_Inputs_ON_Diverse_Howarth_2023_05_05 | 2023 |  |  | Hydrogen |  | Dispatch-Interconnection | VOM | 0 | ON | PJ | H2 Pipeline - New |  |  |  | 0.889 | 0
LCP_Inputs_ON_Diverse_Howarth_2023_05_05 | 2023 |  |  | Hydrogen |  | Dispatch-Interconnection | VOM | 0 | ON | PJ | H2 Pipeline - Repurposed |  |  |  | 0.889 | 0
LCP_Inputs_ON_Diverse_Howarth_2023_05_05 | 2023 |  |  | Methane |  | Dispatch-Interconnection | VOM | 0 | ON | QC | CH4 Pipeline |  |  |  | 0.889 | 0
LCP_Inputs_ON_Diverse_Howarth_2023_05_05 | 2023 |  |  | Electricity |  | Dispatch-Interconnection | VOM | 3255394.417 | ON | QC | Electricity Transmission Line |  |  |  | 0.889 | 2894033.7827
LCP_Inputs_ON_Diverse_Howarth_2023_05_05 | 2023 |  |  | Hydrogen |  | Dispatch-Interconnection | VOM | 0 | ON | QC | H2 Pipeline - New |  |  |  | 0.889 | 0
LCP_Inputs_ON_Diverse_Howarth_2023_05_05 | 2023 |  |  | Hydrogen |  | Dispatch-Interconnection | VOM | 0 | ON | QC | H2 Pipeline - Repurposed |  |  |  | 0.889 | 0
LCP_Inputs_ON_Diverse_Howarth_2023_05_05 | 2023 |  |  | Methane |  | Dispatch-Interconnection | VOM | 0 | ON | WC | CH4 Pipeline |  |  |  | 0.889 | 0
LCP_Inputs_ON_Diverse_Howarth_2023_05_05 | 2023 |  |  | Electricity |  | Dispatch-Interconnection | VOM | 102579.9117 | ON | WC | Electricity Transmission Line |  |  |  | 0.889 | 91193.168
LCP_Inputs_ON_Diverse_Howarth_2023_05_05 | 2023 |  |  | Hydrogen |  | Dispatch-Interconnection | VOM | 0 | ON | WC | H2 Pipeline - New |  |  |  | 0.889 | 0
LCP_Inputs_ON_Diverse_Howarth_2023_05_05 | 2023 |  |  | Hydrogen |  | Dispatch-Interconnection | VOM | 0 | ON | WC | H2 Pipeline - Repurposed |  |  |  | 0.889 | 0
LCP_Inputs_ON_Diverse_Howarth_2023_05_05 | 2023 |  |  | Methane |  | Dispatch-Interconnection | VOM | 0 | PJ | ON | CH4 Pipeline |  |  |  | 0.889 | 0
LCP_Inputs_ON_Diverse_Howarth_2023_05_05 | 2023 |  |  | Electricity |  | Dispatch-Interconnection | VOM | 0 | PJ | ON | Electricity Transmission Line |  |  |  | 0.889 | 0
LCP_Inputs_ON_Diverse_Howarth_2023_05_05 | 2023 |  |  | Hydrogen |  | Dispatch-Interconnection | VOM | 0 | PJ | ON | H2 Pipeline - New |  |  |  | 0.889 | 0
LCP_Inputs_ON_Diverse_Howarth_2023_05_05 | 2023 |  |  | Hydrogen |  | Dispatch-Interconnection | VOM | 0 | PJ | ON | H2 Pipeline - Repurposed |  |  |  | 0.889 | 0
LCP_Inputs_ON_Diverse_Howarth_2023_05_05 | 2023 |  |  | Methane |  | Dispatch-Intraconnection | VOM | 0 | PJ | PJ | CH4 Pipeline |  |  |  | 0.889 | 0
LCP_Inputs_ON_Diverse_Howarth_2023_05_05 | 2023 |  |  | Electricity |  | Dispatch-Intraconnection | VOM | 0 | PJ | PJ | Electricity Transmission Line |  |  |  | 0.889 | 0
LCP_Inputs_ON_Diverse_Howarth_2023_05_05 | 2023 |  |  | Hydrogen |  | Dispatch-Intraconnection | VOM | 0 | PJ | PJ | H2 Pipeline - New |  |  |  | 0.889 | 0
LCP_Inputs_ON_Diverse_Howarth_2023_05_05 | 2023 |  |  | Hydrogen |  | Dispatch-Intraconnection | VOM | 0 | PJ | PJ | H2 Pipeline - Repurposed |  |  |  | 0.889 | 0
LCP_Inputs_ON_Diverse_Howarth_2023_05_05 | 2023 |  |  | Electricity |  | Dispatch-Interconnection | VOM | 64147633.0874 | QC | NY | Electricity Transmission Line |  |  |  | 0.889 | 57027012.2321
LCP_Inputs_ON_Diverse_Howarth_2023_05_05 | 2023 |  |  | Methane |  | Dispatch-Interconnection | VOM | 0 | QC | ON | CH4 Pipeline |  |  |  | 0.889 | 0
LCP_Inputs_ON_Diverse_Howarth_2023_05_05 | 2023 |  |  | Electricity |  | Dispatch-Interconnection | VOM | 6033405.9492 | QC | ON | Electricity Transmission Line |  |  |  | 0.889 | 5363675.9193
LCP_Inputs_ON_Diverse_Howarth_2023_05_05 | 2023 |  |  | Hydrogen |  | Dispatch-Interconnection | VOM | 0 | QC | ON | H2 Pipeline - New |  |  |  | 0.889 | 0
LCP_Inputs_ON_Diverse_Howarth_2023_05_05 | 2023 |  |  | Hydrogen |  | Dispatch-Interconnection | VOM | 0 | QC | ON | H2 Pipeline - Repurposed |  |  |  | 0.889 | 0
LCP_Inputs_ON_Diverse_Howarth_2023_05_05 | 2023 |  |  | Methane |  | Dispatch-Intraconnection | VOM | 0 | QC | QC | CH4 Pipeline |  |  |  | 0.889 | 0
LCP_Inputs_ON_Diverse_Howarth_2023_05_05 | 2023 |  |  | Electricity |  | Dispatch-Intraconnection | VOM | 0 | QC | QC | Electricity Transmission Line |  |  |  | 0.889 | 0
LCP_Inputs_ON_Diverse_Howarth_2023_05_05 | 2023 |  |  | Hydrogen |  | Dispatch-Intraconnection | VOM | 0 | QC | QC | H2 Pipeline - New |  |  |  | 0.889 | 0
LCP_Inputs_ON_Diverse_Howarth_2023_05_05 | 2023 |  |  | Hydrogen |  | Dispatch-Intraconnection | VOM | 0 | QC | QC | H2 Pipeline - Repurposed |  |  |  | 0.889 | 0
LCP_Inputs_ON_Diverse_Howarth_2023_05_05 | 2023 |  |  | Electricity |  | Dispatch-Interconnection | VOM | 15700985.7774 | WC | MI | Electricity Transmission Line |  |  |  | 0.889 | 13958119.1837
LCP_Inputs_ON_Diverse_Howarth_2023_05_05 | 2023 |  |  | Methane |  | Dispatch-Interconnection | VOM | 0 | WC | ON | CH4 Pipeline |  |  |  | 0.889 | 0
LCP_Inputs_ON_Diverse_Howarth_2023_05_05 | 2023 |  |  | Electricity |  | Dispatch-Interconnection | VOM | 406211.2837 | WC | ON | Electricity Transmission Line |  |  |  | 0.889 | 361120.352
LCP_Inputs_ON_Diverse_Howarth_2023_05_05 | 2023 |  |  | Hydrogen |  | Dispatch-Interconnection | VOM | 0 | WC | ON | H2 Pipeline - New |  |  |  | 0.889 | 0
LCP_Inputs_ON_Diverse_Howarth_2023_05_05 | 2023 |  |  | Hydrogen |  | Dispatch-Interconnection | VOM | 0 | WC | ON | H2 Pipeline - Repurposed |  |  |  | 0.889 | 0
LCP_Inputs_ON_Diverse_Howarth_2023_05_05 | 2023 |  |  | Methane |  | Dispatch-Intraconnection | VOM | 0 | WC | WC | CH4 Pipeline |  |  |  | 0.889 | 0
LCP_Inputs_ON_Diverse_Howarth_2023_05_05 | 2023 |  |  | Electricity |  | Dispatch-Intraconnection | VOM | 0 | WC | WC | Electricity Transmission Line |  |  |  | 0.889 | 0
LCP_Inputs_ON_Diverse_Howarth_2023_05_05 | 2023 |  |  | Hydrogen |  | Dispatch-Intraconnection | VOM | 0 | WC | WC | H2 Pipeline - New |  |  |  | 0.889 | 0
LCP_Inputs_ON_Diverse_Howarth_2023_05_05 | 2023 |  |  | Hydrogen |  | Dispatch-Intraconnection | VOM | 0 | WC | WC | H2 Pipeline - Repurposed |  |  |  | 0.889 | 0
LCP_Inputs_ON_Diverse_Howarth_2023_05_05 | 2024 |  |  | Methane |  | Dispatch-Intraconnection | VOM | 0 | MI | MI | CH4 Pipeline |  |  |  | 0.8548 | 0
LCP_Inputs_ON_Diverse_Howarth_2023_05_05 | 2024 |  |  | Electricity |  | Dispatch-Intraconnection | VOM | 0 | MI | MI | Electricity Transmission Line |  |  |  | 0.8548 | 0
LCP_Inputs_ON_Diverse_Howarth_2023_05_05 | 2024 |  |  | Hydrogen |  | Dispatch-Intraconnection | VOM | 0 | MI | MI | H2 Pipeline - New |  |  |  | 0.8548 | 0
LCP_Inputs_ON_Diverse_Howarth_2023_05_05 | 2024 |  |  | Hydrogen |  | Dispatch-Intraconnection | VOM | 0 | MI | MI | H2 Pipeline - Repurposed |  |  |  | 0.8548 | 0
LCP_Inputs_ON_Diverse_Howarth_2023_05_05 | 2024 |  |  | Methane |  | Dispatch-Interconnection | VOM | 0 | MI | ON | CH4 Pipeline |  |  |  | 0.8548 | 0
LCP_Inputs_ON_Diverse_Howarth_2023_05_05 | 2024 |  |  | Electricity |  | Dispatch-Interconnection | VOM | 1068129.3076 | MI | ON | Electricity Transmission Line |  |  |  | 0.8548 | 913041.4087
LCP_Inputs_ON_Diverse_Howarth_2023_05_05 | 2024 |  |  | Hydrogen |  | Dispatch-Interconnection | VOM | 0 | MI | ON | H2 Pipeline - New |  |  |  | 0.8548 | 0
LCP_Inputs_ON_Diverse_Howarth_2023_05_05 | 2024 |  |  | Hydrogen |  | Dispatch-Interconnection | VOM | 0 | MI | ON | H2 Pipeline - Repurposed |  |  |  | 0.8548 | 0
LCP_Inputs_ON_Diverse_Howarth_2023_05_05 | 2024 |  |  | Electricity |  | Dispatch-Interconnection | VOM | 1598406.6308 | MI | WC | Electricity Transmission Line |  |  |  | 0.8548 | 1366324.687
LCP_Inputs_ON_Diverse_Howarth_2023_05_05 | 2024 |  |  | Methane |  | Dispatch-Intraconnection | VOM | 0 | NY | NY | CH4 Pipeline |  |  |  | 0.8548 | 0
LCP_Inputs_ON_Diverse_Howarth_2023_05_05 | 2024 |  |  | Electricity |  | Dispatch-Intraconnection | VOM | 0 | NY | NY | Electricity Transmission Line |  |  |  | 0.8548 | 0
LCP_Inputs_ON_Diverse_Howarth_2023_05_05 | 2024 |  |  | Hydrogen |  | Dispatch-Intraconnection | VOM | 0 | NY | NY | H2 Pipeline - New |  |  |  | 0.8548 | 0
LCP_Inputs_ON_Diverse_Howarth_2023_05_05 | 2024 |  |  | Hydrogen |  | Dispatch-Intraconnection | VOM | 0 | NY | NY | H2 Pipeline - Repurposed |  |  |  | 0.8548 | 0
LCP_Inputs_ON_Diverse_Howarth_2023_05_05 | 2024 |  |  | Methane |  | Dispatch-Interconnection | VOM | 0 | NY | ON | CH4 Pipeline |  |  |  | 0.8548 | 0
LCP_Inputs_ON_Diverse_Howarth_2023_05_05 | 2024 |  |  | Electricity |  | Dispatch-Interconnection | VOM | 5282747.2806 | NY | ON | Electricity Transmission Line |  |  |  | 0.8548 | 4515714.5156
LCP_Inputs_ON_Diverse_Howarth_2023_05_05 | 2024 |  |  | Hydrogen |  | Dispatch-Interconnection | VOM | 0 | NY | ON | H2 Pipeline - New |  |  |  | 0.8548 | 0
LCP_Inputs_ON_Diverse_Howarth_2023_05_05 | 2024 |  |  | Hydrogen |  | Dispatch-Interconnection | VOM | 0 | NY | ON | H2 Pipeline - Repurposed |  |  |  | 0.8548 | 0
LCP_Inputs_ON_Diverse_Howarth_2023_05_05 | 2024 |  |  | Electricity |  | Dispatch-Interconnection | VOM | 6651284.2408 | NY | QC | Electricity Transmission Line |  |  |  | 0.8548 | 5685545.6447
LCP_Inputs_ON_Diverse_Howarth_2023_05_05 | 2024 |  |  | Methane |  | Dispatch-Interconnection | VOM | 0 | ON | MI | CH4 Pipeline |  |  |  | 0.8548 | 0
LCP_Inputs_ON_Diverse_Howarth_2023_05_05 | 2024 |  |  | Electricity |  | Dispatch-Interconnection | VOM | 16592249.3976 | ON | MI | Electricity Transmission Line |  |  |  | 0.8548 | 14183124.3236
LCP_Inputs_ON_Diverse_Howarth_2023_05_05 | 2024 |  |  | Hydrogen |  | Dispatch-Interconnection | VOM | 0 | ON | MI | H2 Pipeline - New |  |  |  | 0.8548 | 0
LCP_Inputs_ON_Diverse_Howarth_2023_05_05 | 2024 |  |  | Hydrogen |  | Dispatch-Interconnection | VOM | 0 | ON | MI | H2 Pipeline - Repurposed |  |  |  | 0.8548 | 0
LCP_Inputs_ON_Diverse_Howarth_2023_05_05 | 2024 |  |  | Methane |  | Dispatch-Interconnection | VOM | 0 | ON | NY | CH4 Pipeline |  |  |  | 0.8548 | 0
LCP_Inputs_ON_Diverse_Howarth_2023_05_05 | 2024 |  |  | Electricity |  | Dispatch-Interconnection | VOM | 18849351.0134 | ON | NY | Electricity Transmission Line |  |  |  | 0.8548 | 16112504.2444
LCP_Inputs_ON_Diverse_Howarth_2023_05_05 | 2024 |  |  | Hydrogen |  | Dispatch-Interconnection | VOM | 0 | ON | NY | H2 Pipeline - New |  |  |  | 0.8548 | 0
LCP_Inputs_ON_Diverse_Howarth_2023_05_05 | 2024 |  |  | Hydrogen |  | Dispatch-Interconnection | VOM | 0 | ON | NY | H2 Pipeline - Repurposed |  |  |  | 0.8548 | 0
LCP_Inputs_ON_Diverse_Howarth_2023_05_05 | 2024 |  |  | Methane |  | Dispatch-Intraconnection | VOM | 775556548.9 | ON | ON | CH4 Pipeline |  |  |  | 0.8548 | 662948988.3803
LCP_Inputs_ON_Diverse_Howarth_2023_05_05 | 2024 |  |  | Electricity |  | Dispatch-Intraconnection | VOM | 0 | ON | ON | Electricity Transmission Line |  |  |  | 0.8548 | 0
LCP_Inputs_ON_Diverse_Howarth_2023_05_05 | 2024 |  |  | Hydrogen |  | Dispatch-Intraconnection | VOM | 0 | ON | ON | H2 Pipeline - New |  |  |  | 0.8548 | 0
LCP_Inputs_ON_Diverse_Howarth_2023_05_05 | 2024 |  |  | Hydrogen |  | Dispatch-Intraconnection | VOM | 0 | ON | ON | H2 Pipeline - Repurposed |  |  |  | 0.8548 | 0
LCP_Inputs_ON_Diverse_Howarth_2023_05_05 | 2024 |  |  | Methane |  | Dispatch-Interconnection | VOM | 0 | ON | PJ | CH4 Pipeline |  |  |  | 0.8548 | 0
LCP_Inputs_ON_Diverse_Howarth_2023_05_05 | 2024 |  |  | Electricity |  | Dispatch-Interconnection | VOM | 0 | ON | PJ | Electricity Transmission Line |  |  |  | 0.8548 | 0
LCP_Inputs_ON_Diverse_Howarth_2023_05_05 | 2024 |  |  | Hydrogen |  | Dispatch-Interconnection | VOM | 0 | ON | PJ | H2 Pipeline - New |  |  |  | 0.8548 | 0
LCP_Inputs_ON_Diverse_Howarth_2023_05_05 | 2024 |  |  | Hydrogen |  | Dispatch-Interconnection | VOM | 0 | ON | PJ | H2 Pipeline - Repurposed |  |  |  | 0.8548 | 0
LCP_Inputs_ON_Diverse_Howarth_2023_05_05 | 2024 |  |  | Methane |  | Dispatch-Interconnection | VOM | 0 | ON | QC | CH4 Pipeline |  |  |  | 0.8548 | 0
LCP_Inputs_ON_Diverse_Howarth_2023_05_05 | 2024 |  |  | Electricity |  | Dispatch-Interconnection | VOM | 3255394.417 | ON | QC | Electricity Transmission Line |  |  |  | 0.8548 | 2782724.7911
LCP_Inputs_ON_Diverse_Howarth_2023_05_05 | 2024 |  |  | Hydrogen |  | Dispatch-Interconnection | VOM | 0 | ON | QC | H2 Pipeline - New |  |  |  | 0.8548 | 0
LCP_Inputs_ON_Diverse_Howarth_2023_05_05 | 2024 |  |  | Hydrogen |  | Dispatch-Interconnection | VOM | 0 | ON | QC | H2 Pipeline - Repurposed |  |  |  | 0.8548 | 0
LCP_Inputs_ON_Diverse_Howarth_2023_05_05 | 2024 |  |  | Methane |  | Dispatch-Interconnection | VOM | 0 | ON | WC | CH4 Pipeline |  |  |  | 0.8548 | 0
LCP_Inputs_ON_Diverse_Howarth_2023_05_05 | 2024 |  |  | Electricity |  | Dispatch-Interconnection | VOM | 102579.9117 | ON | WC | Electricity Transmission Line |  |  |  | 0.8548 | 87685.7384
LCP_Inputs_ON_Diverse_Howarth_2023_05_05 | 2024 |  |  | Hydrogen |  | Dispatch-Interconnection | VOM | 0 | ON | WC | H2 Pipeline - New |  |  |  | 0.8548 | 0
LCP_Inputs_ON_Diverse_Howarth_2023_05_05 | 2024 |  |  | Hydrogen |  | Dispatch-Interconnection | VOM | 0 | ON | WC | H2 Pipeline - Repurposed |  |  |  | 0.8548 | 0
LCP_Inputs_ON_Diverse_Howarth_2023_05_05 | 2024 |  |  | Methane |  | Dispatch-Interconnection | VOM | 0 | PJ | ON | CH4 Pipeline |  |  |  | 0.8548 | 0
LCP_Inputs_ON_Diverse_Howarth_2023_05_05 | 2024 |  |  | Electricity |  | Dispatch-Interconnection | VOM | 0 | PJ | ON | Electricity Transmission Line |  |  |  | 0.8548 | 0
LCP_Inputs_ON_Diverse_Howarth_2023_05_05 | 2024 |  |  | Hydrogen |  | Dispatch-Interconnection | VOM | 0 | PJ | ON | H2 Pipeline - New |  |  |  | 0.8548 | 0
LCP_Inputs_ON_Diverse_Howarth_2023_05_05 | 2024 |  |  | Hydrogen |  | Dispatch-Interconnection | VOM | 0 | PJ | ON | H2 Pipeline - Repurposed |  |  |  | 0.8548 | 0
LCP_Inputs_ON_Diverse_Howarth_2023_05_05 | 2024 |  |  | Methane |  | Dispatch-Intraconnection | VOM | 0 | PJ | PJ | CH4 Pipeline |  |  |  | 0.8548 | 0
LCP_Inputs_ON_Diverse_Howarth_2023_05_05 | 2024 |  |  | Electricity |  | Dispatch-Intraconnection | VOM | 0 | PJ | PJ | Electricity Transmission Line |  |  |  | 0.8548 | 0
LCP_Inputs_ON_Diverse_Howarth_2023_05_05 | 2024 |  |  | Hydrogen |  | Dispatch-Intraconnection | VOM | 0 | PJ | PJ | H2 Pipeline - New |  |  |  | 0.8548 | 0
LCP_Inputs_ON_Diverse_Howarth_2023_05_05 | 2024 |  |  | Hydrogen |  | Dispatch-Intraconnection | VOM | 0 | PJ | PJ | H2 Pipeline - Repurposed |  |  |  | 0.8548 | 0
LCP_Inputs_ON_Diverse_Howarth_2023_05_05 | 2024 |  |  | Electricity |  | Dispatch-Interconnection | VOM | 64147633.0874 | QC | NY | Electricity Transmission Line |  |  |  | 0.8548 | 54833665.6078
LCP_Inputs_ON_Diverse_Howarth_2023_05_05 | 2024 |  |  | Methane |  | Dispatch-Interconnection | VOM | 0 | QC | ON | CH4 Pipeline |  |  |  | 0.8548 | 0
LCP_Inputs_ON_Diverse_Howarth_2023_05_05 | 2024 |  |  | Electricity |  | Dispatch-Interconnection | VOM | 6033405.9492 | QC | ON | Electricity Transmission Line |  |  |  | 0.8548 | 5157380.6916
LCP_Inputs_ON_Diverse_Howarth_2023_05_05 | 2024 |  |  | Hydrogen |  | Dispatch-Interconnection | VOM | 0 | QC | ON | H2 Pipeline - New |  |  |  | 0.8548 | 0
LCP_Inputs_ON_Diverse_Howarth_2023_05_05 | 2024 |  |  | Hydrogen |  | Dispatch-Interconnection | VOM | 0 | QC | ON | H2 Pipeline - Repurposed |  |  |  | 0.8548 | 0
LCP_Inputs_ON_Diverse_Howarth_2023_05_05 | 2024 |  |  | Methane |  | Dispatch-Intraconnection | VOM | 0 | QC | QC | CH4 Pipeline |  |  |  | 0.8548 | 0
LCP_Inputs_ON_Diverse_Howarth_2023_05_05 | 2024 |  |  | Electricity |  | Dispatch-Intraconnection | VOM | 0 | QC | QC | Electricity Transmission Line |  |  |  | 0.8548 | 0
LCP_Inputs_ON_Diverse_Howarth_2023_05_05 | 2024 |  |  | Hydrogen |  | Dispatch-Intraconnection | VOM | 0 | QC | QC | H2 Pipeline - New |  |  |  | 0.8548 | 0
LCP_Inputs_ON_Diverse_Howarth_2023_05_05 | 2024 |  |  | Hydrogen |  | Dispatch-Intraconnection | VOM | 0 | QC | QC | H2 Pipeline - Repurposed |  |  |  | 0.8548 | 0
LCP_Inputs_ON_Diverse_Howarth_2023_05_05 | 2024 |  |  | Electricity |  | Dispatch-Interconnection | VOM | 15700985.7774 | WC | MI | Electricity Transmission Line |  |  |  | 0.8548 | 13421268.4458
LCP_Inputs_ON_Diverse_Howarth_2023_05_05 | 2024 |  |  | Methane |  | Dispatch-Interconnection | VOM | 0 | WC | ON | CH4 Pipeline |  |  |  | 0.8548 | 0
LCP_Inputs_ON_Diverse_Howarth_2023_05_05 | 2024 |  |  | Electricity |  | Dispatch-Interconnection | VOM | 406211.2837 | WC | ON | Electricity Transmission Line |  |  |  | 0.8548 | 347231.1077
LCP_Inputs_ON_Diverse_Howarth_2023_05_05 | 2024 |  |  | Hydrogen |  | Dispatch-Interconnection | VOM | 0 | WC | ON | H2 Pipeline - New |  |  |  | 0.8548 | 0
LCP_Inputs_ON_Diverse_Howarth_2023_05_05 | 2024 |  |  | Hydrogen |  | Dispatch-Interconnection | VOM | 0 | WC | ON | H2 Pipeline - Repurposed |  |  |  | 0.8548 | 0
LCP_Inputs_ON_Diverse_Howarth_2023_05_05 | 2024 |  |  | Methane |  | Dispatch-Intraconnection | VOM | 0 | WC | WC | CH4 Pipeline |  |  |  | 0.8548 | 0
LCP_Inputs_ON_Diverse_Howarth_2023_05_05 | 2024 |  |  | Electricity |  | Dispatch-Intraconnection | VOM | 0 | WC | WC | Electricity Transmission Line |  |  |  | 0.8548 | 0
LCP_Inputs_ON_Diverse_Howarth_2023_05_05 | 2024 |  |  | Hydrogen |  | Dispatch-Intraconnection | VOM | 0 | WC | WC | H2 Pipeline - New |  |  |  | 0.8548 | 0
LCP_Inputs_ON_Diverse_Howarth_2023_05_05 | 2024 |  |  | Hydrogen |  | Dispatch-Intraconnection | VOM | 0 | WC | WC | H2 Pipeline - Repurposed |  |  |  | 0.8548 | 0
LCP_Inputs_ON_Diverse_Howarth_2023_05_05 | 2025 |  |  | Methane |  | Dispatch-Intraconnection | VOM | 0 | MI | MI | CH4 Pipeline |  |  |  | 0.82193 | 0
LCP_Inputs_ON_Diverse_Howarth_2023_05_05 | 2025 |  |  | Electricity |  | Dispatch-Intraconnection | VOM | 0 | MI | MI | Electricity Transmission Line |  |  |  | 0.82193 | 0
LCP_Inputs_ON_Diverse_Howarth_2023_05_05 | 2025 |  |  | Hydrogen |  | Dispatch-Intraconnection | VOM | 0 | MI | MI | H2 Pipeline - New |  |  |  | 0.82193 | 0
LCP_Inputs_ON_Diverse_Howarth_2023_05_05 | 2025 |  |  | Hydrogen |  | Dispatch-Intraconnection | VOM | 0 | MI | MI | H2 Pipeline - Repurposed |  |  |  | 0.82193 | 0
LCP_Inputs_ON_Diverse_Howarth_2023_05_05 | 2025 |  |  | Methane |  | Dispatch-Interconnection | VOM | 0 | MI | ON | CH4 Pipeline |  |  |  | 0.82193 | 0
LCP_Inputs_ON_Diverse_Howarth_2023_05_05 | 2025 |  |  | Electricity |  | Dispatch-Interconnection | VOM | 1068129.3076 | MI | ON | Electricity Transmission Line |  |  |  | 0.82193 | 877924.4314
LCP_Inputs_ON_Diverse_Howarth_2023_05_05 | 2025 |  |  | Hydrogen |  | Dispatch-Interconnection | VOM | 0 | MI | ON | H2 Pipeline - New |  |  |  | 0.82193 | 0
LCP_Inputs_ON_Diverse_Howarth_2023_05_05 | 2025 |  |  | Hydrogen |  | Dispatch-Interconnection | VOM | 0 | MI | ON | H2 Pipeline - Repurposed |  |  |  | 0.82193 | 0
LCP_Inputs_ON_Diverse_Howarth_2023_05_05 | 2025 |  |  | Electricity |  | Dispatch-Interconnection | VOM | 1598406.6308 | MI | WC | Electricity Transmission Line |  |  |  | 0.82193 | 1313773.7375
LCP_Inputs_ON_Diverse_Howarth_2023_05_05 | 2025 |  |  | Methane |  | Dispatch-Intraconnection | VOM | 0 | NY | NY | CH4 Pipeline |  |  |  | 0.82193 | 0
LCP_Inputs_ON_Diverse_Howarth_2023_05_05 | 2025 |  |  | Electricity |  | Dispatch-Intraconnection | VOM | 0 | NY | NY | Electricity Transmission Line |  |  |  | 0.82193 | 0
LCP_Inputs_ON_Diverse_Howarth_2023_05_05 | 2025 |  |  | Hydrogen |  | Dispatch-Intraconnection | VOM | 0 | NY | NY | H2 Pipeline - New |  |  |  | 0.82193 | 0
LCP_Inputs_ON_Diverse_Howarth_2023_05_05 | 2025 |  |  | Hydrogen |  | Dispatch-Intraconnection | VOM | 0 | NY | NY | H2 Pipeline - Repurposed |  |  |  | 0.82193 | 0
LCP_Inputs_ON_Diverse_Howarth_2023_05_05 | 2025 |  |  | Methane |  | Dispatch-Interconnection | VOM | 0 | NY | ON | CH4 Pipeline |  |  |  | 0.82193 | 0
LCP_Inputs_ON_Diverse_Howarth_2023_05_05 | 2025 |  |  | Electricity |  | Dispatch-Interconnection | VOM | 5282747.2806 | NY | ON | Electricity Transmission Line |  |  |  | 0.82193 | 4342033.1881
LCP_Inputs_ON_Diverse_Howarth_2023_05_05 | 2025 |  |  | Hydrogen |  | Dispatch-Interconnection | VOM | 0 | NY | ON | H2 Pipeline - New |  |  |  | 0.82193 | 0
LCP_Inputs_ON_Diverse_Howarth_2023_05_05 | 2025 |  |  | Hydrogen |  | Dispatch-Interconnection | VOM | 0 | NY | ON | H2 Pipeline - Repurposed |  |  |  | 0.82193 | 0
LCP_Inputs_ON_Diverse_Howarth_2023_05_05 | 2025 |  |  | Electricity |  | Dispatch-Interconnection | VOM | 6651284.2408 | NY | QC | Electricity Transmission Line |  |  |  | 0.82193 | 5466870.8122
LCP_Inputs_ON_Diverse_Howarth_2023_05_05 | 2025 |  |  | Methane |  | Dispatch-Interconnection | VOM | 0 | ON | MI | CH4 Pipeline |  |  |  | 0.82193 | 0
LCP_Inputs_ON_Diverse_Howarth_2023_05_05 | 2025 |  |  | Electricity |  | Dispatch-Interconnection | VOM | 16592249.3976 | ON | MI | Electricity Transmission Line |  |  |  | 0.82193 | 13637619.542
LCP_Inputs_ON_Diverse_Howarth_2023_05_05 | 2025 |  |  | Hydrogen |  | Dispatch-Interconnection | VOM | 0 | ON | MI | H2 Pipeline - New |  |  |  | 0.82193 | 0
LCP_Inputs_ON_Diverse_Howarth_2023_05_05 | 2025 |  |  | Hydrogen |  | Dispatch-Interconnection | VOM | 0 | ON | MI | H2 Pipeline - Repurposed |  |  |  | 0.82193 | 0
LCP_Inputs_ON_Diverse_Howarth_2023_05_05 | 2025 |  |  | Methane |  | Dispatch-Interconnection | VOM | 0 | ON | NY | CH4 Pipeline |  |  |  | 0.82193 | 0
LCP_Inputs_ON_Diverse_Howarth_2023_05_05 | 2025 |  |  | Electricity |  | Dispatch-Interconnection | VOM | 18849351.0134 | ON | NY | Electricity Transmission Line |  |  |  | 0.82193 | 15492792.5427
LCP_Inputs_ON_Diverse_Howarth_2023_05_05 | 2025 |  |  | Hydrogen |  | Dispatch-Interconnection | VOM | 0 | ON | NY | H2 Pipeline - New |  |  |  | 0.82193 | 0
LCP_Inputs_ON_Diverse_Howarth_2023_05_05 | 2025 |  |  | Hydrogen |  | Dispatch-Interconnection | VOM | 0 | ON | NY | H2 Pipeline - Repurposed |  |  |  | 0.82193 | 0
LCP_Inputs_ON_Diverse_Howarth_2023_05_05 | 2025 |  |  | Methane |  | Dispatch-Intraconnection | VOM | 775556548.9 | ON | ON | CH4 Pipeline |  |  |  | 0.82193 | 637450950.3657
LCP_Inputs_ON_Diverse_Howarth_2023_05_05 | 2025 |  |  | Electricity |  | Dispatch-Intraconnection | VOM | 0 | ON | ON | Electricity Transmission Line |  |  |  | 0.82193 | 0
LCP_Inputs_ON_Diverse_Howarth_2023_05_05 | 2025 |  |  | Hydrogen |  | Dispatch-Intraconnection | VOM | 0 | ON | ON | H2 Pipeline - New |  |  |  | 0.82193 | 0
LCP_Inputs_ON_Diverse_Howarth_2023_05_05 | 2025 |  |  | Hydrogen |  | Dispatch-Intraconnection | VOM | 0 | ON | ON | H2 Pipeline - Repurposed |  |  |  | 0.82193 | 0
LCP_Inputs_ON_Diverse_Howarth_2023_05_05 | 2025 |  |  | Methane |  | Dispatch-Interconnection | VOM | 0 | ON | PJ | CH4 Pipeline |  |  |  | 0.82193 | 0
LCP_Inputs_ON_Diverse_Howarth_2023_05_05 | 2025 |  |  | Electricity |  | Dispatch-Interconnection | VOM | 0 | ON | PJ | Electricity Transmission Line |  |  |  | 0.82193 | 0
LCP_Inputs_ON_Diverse_Howarth_2023_05_05 | 2025 |  |  | Hydrogen |  | Dispatch-Interconnection | VOM | 0 | ON | PJ | H2 Pipeline - New |  |  |  | 0.82193 | 0
LCP_Inputs_ON_Diverse_Howarth_2023_05_05 | 2025 |  |  | Hydrogen |  | Dispatch-Interconnection | VOM | 0 | ON | PJ | H2 Pipeline - Repurposed |  |  |  | 0.82193 | 0
LCP_Inputs_ON_Diverse_Howarth_2023_05_05 | 2025 |  |  | Methane |  | Dispatch-Interconnection | VOM | 0 | ON | QC | CH4 Pipeline |  |  |  | 0.82193 | 0
LCP_Inputs_ON_Diverse_Howarth_2023_05_05 | 2025 |  |  | Electricity |  | Dispatch-Interconnection | VOM | 3255394.417 | ON | QC | Electricity Transmission Line |  |  |  | 0.82193 | 2675696.9145
LCP_Inputs_ON_Diverse_Howarth_2023_05_05 | 2025 |  |  | Hydrogen |  | Dispatch-Interconnection | VOM | 0 | ON | QC | H2 Pipeline - New |  |  |  | 0.82193 | 0
LCP_Inputs_ON_Diverse_Howarth_2023_05_05 | 2025 |  |  | Hydrogen |  | Dispatch-Interconnection | VOM | 0 | ON | QC | H2 Pipeline - Repurposed |  |  |  | 0.82193 | 0
LCP_Inputs_ON_Diverse_Howarth_2023_05_05 | 2025 |  |  | Methane |  | Dispatch-Interconnection | VOM | 0 | ON | WC | CH4 Pipeline |  |  |  | 0.82193 | 0
LCP_Inputs_ON_Diverse_Howarth_2023_05_05 | 2025 |  |  | Electricity |  | Dispatch-Interconnection | VOM | 102579.9117 | ON | WC | Electricity Transmission Line |  |  |  | 0.82193 | 84313.21
LCP_Inputs_ON_Diverse_Howarth_2023_05_05 | 2025 |  |  | Hydrogen |  | Dispatch-Interconnection | VOM | 0 | ON | WC | H2 Pipeline - New |  |  |  | 0.82193 | 0
LCP_Inputs_ON_Diverse_Howarth_2023_05_05 | 2025 |  |  | Hydrogen |  | Dispatch-Interconnection | VOM | 0 | ON | WC | H2 Pipeline - Repurposed |  |  |  | 0.82193 | 0
LCP_Inputs_ON_Diverse_Howarth_2023_05_05 | 2025 |  |  | Methane |  | Dispatch-Interconnection | VOM | 0 | PJ | ON | CH4 Pipeline |  |  |  | 0.82193 | 0
LCP_Inputs_ON_Diverse_Howarth_2023_05_05 | 2025 |  |  | Electricity |  | Dispatch-Interconnection | VOM | 0 | PJ | ON | Electricity Transmission Line |  |  |  | 0.82193 | 0
LCP_Inputs_ON_Diverse_Howarth_2023_05_05 | 2025 |  |  | Hydrogen |  | Dispatch-Interconnection | VOM | 0 | PJ | ON | H2 Pipeline - New |  |  |  | 0.82193 | 0
LCP_Inputs_ON_Diverse_Howarth_2023_05_05 | 2025 |  |  | Hydrogen |  | Dispatch-Interconnection | VOM | 0 | PJ | ON | H2 Pipeline - Repurposed |  |  |  | 0.82193 | 0
LCP_Inputs_ON_Diverse_Howarth_2023_05_05 | 2025 |  |  | Methane |  | Dispatch-Intraconnection | VOM | 0 | PJ | PJ | CH4 Pipeline |  |  |  | 0.82193 | 0
LCP_Inputs_ON_Diverse_Howarth_2023_05_05 | 2025 |  |  | Electricity |  | Dispatch-Intraconnection | VOM | 0 | PJ | PJ | Electricity Transmission Line |  |  |  | 0.82193 | 0
LCP_Inputs_ON_Diverse_Howarth_2023_05_05 | 2025 |  |  | Hydrogen |  | Dispatch-Intraconnection | VOM | 0 | PJ | PJ | H2 Pipeline - New |  |  |  | 0.82193 | 0
LCP_Inputs_ON_Diverse_Howarth_2023_05_05 | 2025 |  |  | Hydrogen |  | Dispatch-Intraconnection | VOM | 0 | PJ | PJ | H2 Pipeline - Repurposed |  |  |  | 0.82193 | 0
LCP_Inputs_ON_Diverse_Howarth_2023_05_05 | 2025 |  |  | Electricity |  | Dispatch-Interconnection | VOM | 64147633.0874 | QC | NY | Electricity Transmission Line |  |  |  | 0.82193 | 52724678.469
LCP_Inputs_ON_Diverse_Howarth_2023_05_05 | 2025 |  |  | Methane |  | Dispatch-Interconnection | VOM | 0 | QC | ON | CH4 Pipeline |  |  |  | 0.82193 | 0
LCP_Inputs_ON_Diverse_Howarth_2023_05_05 | 2025 |  |  | Electricity |  | Dispatch-Interconnection | VOM | 6033405.9492 | QC | ON | Electricity Transmission Line |  |  |  | 0.82193 | 4959019.8958
LCP_Inputs_ON_Diverse_Howarth_2023_05_05 | 2025 |  |  | Hydrogen |  | Dispatch-Interconnection | VOM | 0 | QC | ON | H2 Pipeline - New |  |  |  | 0.82193 | 0
LCP_Inputs_ON_Diverse_Howarth_2023_05_05 | 2025 |  |  | Hydrogen |  | Dispatch-Interconnection | VOM | 0 | QC | ON | H2 Pipeline - Repurposed |  |  |  | 0.82193 | 0
LCP_Inputs_ON_Diverse_Howarth_2023_05_05 | 2025 |  |  | Methane |  | Dispatch-Intraconnection | VOM | 0 | QC | QC | CH4 Pipeline |  |  |  | 0.82193 | 0
LCP_Inputs_ON_Diverse_Howarth_2023_05_05 | 2025 |  |  | Electricity |  | Dispatch-Intraconnection | VOM | 0 | QC | QC | Electricity Transmission Line |  |  |  | 0.82193 | 0
LCP_Inputs_ON_Diverse_Howarth_2023_05_05 | 2025 |  |  | Hydrogen |  | Dispatch-Intraconnection | VOM | 0 | QC | QC | H2 Pipeline - New |  |  |  | 0.82193 | 0
LCP_Inputs_ON_Diverse_Howarth_2023_05_05 | 2025 |  |  | Hydrogen |  | Dispatch-Intraconnection | VOM | 0 | QC | QC | H2 Pipeline - Repurposed |  |  |  | 0.82193 | 0
LCP_Inputs_ON_Diverse_Howarth_2023_05_05 | 2025 |  |  | Electricity |  | Dispatch-Interconnection | VOM | 15700985.7774 | WC | MI | Electricity Transmission Line |  |  |  | 0.82193 | 12905065.8133
LCP_Inputs_ON_Diverse_Howarth_2023_05_05 | 2025 |  |  | Methane |  | Dispatch-Interconnection | VOM | 0 | WC | ON | CH4 Pipeline |  |  |  | 0.82193 | 0
LCP_Inputs_ON_Diverse_Howarth_2023_05_05 | 2025 |  |  | Electricity |  | Dispatch-Interconnection | VOM | 406211.2837 | WC | ON | Electricity Transmission Line |  |  |  | 0.82193 | 333876.0651
LCP_Inputs_ON_Diverse_Howarth_2023_05_05 | 2025 |  |  | Hydrogen |  | Dispatch-Interconnection | VOM | 0 | WC | ON | H2 Pipeline - New |  |  |  | 0.82193 | 0
LCP_Inputs_ON_Diverse_Howarth_2023_05_05 | 2025 |  |  | Hydrogen |  | Dispatch-Interconnection | VOM | 0 | WC | ON | H2 Pipeline - Repurposed |  |  |  | 0.82193 | 0
LCP_Inputs_ON_Diverse_Howarth_2023_05_05 | 2025 |  |  | Methane |  | Dispatch-Intraconnection | VOM | 0 | WC | WC | CH4 Pipeline |  |  |  | 0.82193 | 0
LCP_Inputs_ON_Diverse_Howarth_2023_05_05 | 2025 |  |  | Electricity |  | Dispatch-Intraconnection | VOM | 0 | WC | WC | Electricity Transmission Line |  |  |  | 0.82193 | 0
LCP_Inputs_ON_Diverse_Howarth_2023_05_05 | 2025 |  |  | Hydrogen |  | Dispatch-Intraconnection | VOM | 0 | WC | WC | H2 Pipeline - New |  |  |  | 0.82193 | 0
LCP_Inputs_ON_Diverse_Howarth_2023_05_05 | 2025 |  |  | Hydrogen |  | Dispatch-Intraconnection | VOM | 0 | WC | WC | H2 Pipeline - Repurposed |  |  |  | 0.82193 | 0
LCP_Inputs_ON_Diverse_Howarth_2023_05_05 | 2026 |  |  | Methane |  | Dispatch-Intraconnection | VOM | 0 | MI | MI | CH4 Pipeline |  |  |  | 0.79031 | 0
LCP_Inputs_ON_Diverse_Howarth_2023_05_05 | 2026 |  |  | Electricity |  | Dispatch-Intraconnection | VOM | 0 | MI | MI | Electricity Transmission Line |  |  |  | 0.79031 | 0
LCP_Inputs_ON_Diverse_Howarth_2023_05_05 | 2026 |  |  | Hydrogen |  | Dispatch-Intraconnection | VOM | 0 | MI | MI | H2 Pipeline - New |  |  |  | 0.79031 | 0
LCP_Inputs_ON_Diverse_Howarth_2023_05_05 | 2026 |  |  | Hydrogen |  | Dispatch-Intraconnection | VOM | 0 | MI | MI | H2 Pipeline - Repurposed |  |  |  | 0.79031 | 0
LCP_Inputs_ON_Diverse_Howarth_2023_05_05 | 2026 |  |  | Methane |  | Dispatch-Interconnection | VOM | 0 | MI | ON | CH4 Pipeline |  |  |  | 0.79031 | 0
LCP_Inputs_ON_Diverse_Howarth_2023_05_05 | 2026 |  |  | Electricity |  | Dispatch-Interconnection | VOM | 1068129.3076 | MI | ON | Electricity Transmission Line |  |  |  | 0.79031 | 844158.1071
LCP_Inputs_ON_Diverse_Howarth_2023_05_05 | 2026 |  |  | Hydrogen |  | Dispatch-Interconnection | VOM | 0 | MI | ON | H2 Pipeline - New |  |  |  | 0.79031 | 0
LCP_Inputs_ON_Diverse_Howarth_2023_05_05 | 2026 |  |  | Hydrogen |  | Dispatch-Interconnection | VOM | 0 | MI | ON | H2 Pipeline - Repurposed |  |  |  | 0.79031 | 0
LCP_Inputs_ON_Diverse_Howarth_2023_05_05 | 2026 |  |  | Electricity |  | Dispatch-Interconnection | VOM | 1598406.6308 | MI | WC | Electricity Transmission Line |  |  |  | 0.79031 | 1263243.9783
LCP_Inputs_ON_Diverse_Howarth_2023_05_05 | 2026 |  |  | Methane |  | Dispatch-Intraconnection | VOM | 0 | NY | NY | CH4 Pipeline |  |  |  | 0.79031 | 0
LCP_Inputs_ON_Diverse_Howarth_2023_05_05 | 2026 |  |  | Electricity |  | Dispatch-Intraconnection | VOM | 0 | NY | NY | Electricity Transmission Line |  |  |  | 0.79031 | 0
LCP_Inputs_ON_Diverse_Howarth_2023_05_05 | 2026 |  |  | Hydrogen |  | Dispatch-Intraconnection | VOM | 0 | NY | NY | H2 Pipeline - New |  |  |  | 0.79031 | 0
LCP_Inputs_ON_Diverse_Howarth_2023_05_05 | 2026 |  |  | Hydrogen |  | Dispatch-Intraconnection | VOM | 0 | NY | NY | H2 Pipeline - Repurposed |  |  |  | 0.79031 | 0
LCP_Inputs_ON_Diverse_Howarth_2023_05_05 | 2026 |  |  | Methane |  | Dispatch-Interconnection | VOM | 0 | NY | ON | CH4 Pipeline |  |  |  | 0.79031 | 0
LCP_Inputs_ON_Diverse_Howarth_2023_05_05 | 2026 |  |  | Electricity |  | Dispatch-Interconnection | VOM | 5282747.2806 | NY | ON | Electricity Transmission Line |  |  |  | 0.79031 | 4175031.9116
LCP_Inputs_ON_Diverse_Howarth_2023_05_05 | 2026 |  |  | Hydrogen |  | Dispatch-Interconnection | VOM | 0 | NY | ON | H2 Pipeline - New |  |  |  | 0.79031 | 0
LCP_Inputs_ON_Diverse_Howarth_2023_05_05 | 2026 |  |  | Hydrogen |  | Dispatch-Interconnection | VOM | 0 | NY | ON | H2 Pipeline - Repurposed |  |  |  | 0.79031 | 0
LCP_Inputs_ON_Diverse_Howarth_2023_05_05 | 2026 |  |  | Electricity |  | Dispatch-Interconnection | VOM | 6651284.2408 | NY | QC | Electricity Transmission Line |  |  |  | 0.79031 | 5256606.5502
LCP_Inputs_ON_Diverse_Howarth_2023_05_05 | 2026 |  |  | Methane |  | Dispatch-Interconnection | VOM | 0 | ON | MI | CH4 Pipeline |  |  |  | 0.79031 | 0
LCP_Inputs_ON_Diverse_Howarth_2023_05_05 | 2026 |  |  | Electricity |  | Dispatch-Interconnection | VOM | 16592249.3976 | ON | MI | Electricity Transmission Line |  |  |  | 0.79031 | 13113095.7134
LCP_Inputs_ON_Diverse_Howarth_2023_05_05 | 2026 |  |  | Hydrogen |  | Dispatch-Interconnection | VOM | 0 | ON | MI | H2 Pipeline - New |  |  |  | 0.79031 | 0
LCP_Inputs_ON_Diverse_Howarth_2023_05_05 | 2026 |  |  | Hydrogen |  | Dispatch-Interconnection | VOM | 0 | ON | MI | H2 Pipeline - Repurposed |  |  |  | 0.79031 | 0
LCP_Inputs_ON_Diverse_Howarth_2023_05_05 | 2026 |  |  | Methane |  | Dispatch-Interconnection | VOM | 0 | ON | NY | CH4 Pipeline |  |  |  | 0.79031 | 0
LCP_Inputs_ON_Diverse_Howarth_2023_05_05 | 2026 |  |  | Electricity |  | Dispatch-Interconnection | VOM | 18849351.0134 | ON | NY | Electricity Transmission Line |  |  |  | 0.79031 | 14896915.9064
LCP_Inputs_ON_Diverse_Howarth_2023_05_05 | 2026 |  |  | Hydrogen |  | Dispatch-Interconnection | VOM | 0 | ON | NY | H2 Pipeline - New |  |  |  | 0.79031 | 0
LCP_Inputs_ON_Diverse_Howarth_2023_05_05 | 2026 |  |  | Hydrogen |  | Dispatch-Interconnection | VOM | 0 | ON | NY | H2 Pipeline - Repurposed |  |  |  | 0.79031 | 0
LCP_Inputs_ON_Diverse_Howarth_2023_05_05 | 2026 |  |  | Methane |  | Dispatch-Intraconnection | VOM | 775556548.9 | ON | ON | CH4 Pipeline |  |  |  | 0.79031 | 612933606.1208
LCP_Inputs_ON_Diverse_Howarth_2023_05_05 | 2026 |  |  | Electricity |  | Dispatch-Intraconnection | VOM | 0 | ON | ON | Electricity Transmission Line |  |  |  | 0.79031 | 0
LCP_Inputs_ON_Diverse_Howarth_2023_05_05 | 2026 |  |  | Hydrogen |  | Dispatch-Intraconnection | VOM | 0 | ON | ON | H2 Pipeline - New |  |  |  | 0.79031 | 0
LCP_Inputs_ON_Diverse_Howarth_2023_05_05 | 2026 |  |  | Hydrogen |  | Dispatch-Intraconnection | VOM | 0 | ON | ON | H2 Pipeline - Repurposed |  |  |  | 0.79031 | 0
LCP_Inputs_ON_Diverse_Howarth_2023_05_05 | 2026 |  |  | Methane |  | Dispatch-Interconnection | VOM | 0 | ON | PJ | CH4 Pipeline |  |  |  | 0.79031 | 0
LCP_Inputs_ON_Diverse_Howarth_2023_05_05 | 2026 |  |  | Electricity |  | Dispatch-Interconnection | VOM | 0 | ON | PJ | Electricity Transmission Line |  |  |  | 0.79031 | 0
LCP_Inputs_ON_Diverse_Howarth_2023_05_05 | 2026 |  |  | Hydrogen |  | Dispatch-Interconnection | VOM | 0 | ON | PJ | H2 Pipeline - New |  |  |  | 0.79031 | 0
LCP_Inputs_ON_Diverse_Howarth_2023_05_05 | 2026 |  |  | Hydrogen |  | Dispatch-Interconnection | VOM | 0 | ON | PJ | H2 Pipeline - Repurposed |  |  |  | 0.79031 | 0
LCP_Inputs_ON_Diverse_Howarth_2023_05_05 | 2026 |  |  | Methane |  | Dispatch-Interconnection | VOM | 0 | ON | QC | CH4 Pipeline |  |  |  | 0.79031 | 0
LCP_Inputs_ON_Diverse_Howarth_2023_05_05 | 2026 |  |  | Electricity |  | Dispatch-Interconnection | VOM | 3255394.417 | ON | QC | Electricity Transmission Line |  |  |  | 0.79031 | 2572785.4947
LCP_Inputs_ON_Diverse_Howarth_2023_05_05 | 2026 |  |  | Hydrogen |  | Dispatch-Interconnection | VOM | 0 | ON | QC | H2 Pipeline - New |  |  |  | 0.79031 | 0
LCP_Inputs_ON_Diverse_Howarth_2023_05_05 | 2026 |  |  | Hydrogen |  | Dispatch-Interconnection | VOM | 0 | ON | QC | H2 Pipeline - Repurposed |  |  |  | 0.79031 | 0
LCP_Inputs_ON_Diverse_Howarth_2023_05_05 | 2026 |  |  | Methane |  | Dispatch-Interconnection | VOM | 0 | ON | WC | CH4 Pipeline |  |  |  | 0.79031 | 0
LCP_Inputs_ON_Diverse_Howarth_2023_05_05 | 2026 |  |  | Electricity |  | Dispatch-Interconnection | VOM | 102579.9117 | ON | WC | Electricity Transmission Line |  |  |  | 0.79031 | 81070.3943
LCP_Inputs_ON_Diverse_Howarth_2023_05_05 | 2026 |  |  | Hydrogen |  | Dispatch-Interconnection | VOM | 0 | ON | WC | H2 Pipeline - New |  |  |  | 0.79031 | 0
LCP_Inputs_ON_Diverse_Howarth_2023_05_05 | 2026 |  |  | Hydrogen |  | Dispatch-Interconnection | VOM | 0 | ON | WC | H2 Pipeline - Repurposed |  |  |  | 0.79031 | 0
LCP_Inputs_ON_Diverse_Howarth_2023_05_05 | 2026 |  |  | Methane |  | Dispatch-Interconnection | VOM | 0 | PJ | ON | CH4 Pipeline |  |  |  | 0.79031 | 0
LCP_Inputs_ON_Diverse_Howarth_2023_05_05 | 2026 |  |  | Electricity |  | Dispatch-Interconnection | VOM | 0 | PJ | ON | Electricity Transmission Line |  |  |  | 0.79031 | 0
LCP_Inputs_ON_Diverse_Howarth_2023_05_05 | 2026 |  |  | Hydrogen |  | Dispatch-Interconnection | VOM | 0 | PJ | ON | H2 Pipeline - New |  |  |  | 0.79031 | 0
LCP_Inputs_ON_Diverse_Howarth_2023_05_05 | 2026 |  |  | Hydrogen |  | Dispatch-Interconnection | VOM | 0 | PJ | ON | H2 Pipeline - Repurposed |  |  |  | 0.79031 | 0
LCP_Inputs_ON_Diverse_Howarth_2023_05_05 | 2026 |  |  | Methane |  | Dispatch-Intraconnection | VOM | 0 | PJ | PJ | CH4 Pipeline |  |  |  | 0.79031 | 0
LCP_Inputs_ON_Diverse_Howarth_2023_05_05 | 2026 |  |  | Electricity |  | Dispatch-Intraconnection | VOM | 0 | PJ | PJ | Electricity Transmission Line |  |  |  | 0.79031 | 0
LCP_Inputs_ON_Diverse_Howarth_2023_05_05 | 2026 |  |  | Hydrogen |  | Dispatch-Intraconnection | VOM | 0 | PJ | PJ | H2 Pipeline - New |  |  |  | 0.79031 | 0
LCP_Inputs_ON_Diverse_Howarth_2023_05_05 | 2026 |  |  | Hydrogen |  | Dispatch-Intraconnection | VOM | 0 | PJ | PJ | H2 Pipeline - Repurposed |  |  |  | 0.79031 | 0
LCP_Inputs_ON_Diverse_Howarth_2023_05_05 | 2026 |  |  | Electricity |  | Dispatch-Interconnection | VOM | 64147633.0874 | QC | NY | Electricity Transmission Line |  |  |  | 0.79031 | 50696806.2202
LCP_Inputs_ON_Diverse_Howarth_2023_05_05 | 2026 |  |  | Methane |  | Dispatch-Interconnection | VOM | 0 | QC | ON | CH4 Pipeline |  |  |  | 0.79031 | 0
LCP_Inputs_ON_Diverse_Howarth_2023_05_05 | 2026 |  |  | Electricity |  | Dispatch-Interconnection | VOM | 6033405.9492 | QC | ON | Electricity Transmission Line |  |  |  | 0.79031 | 4768288.3613
LCP_Inputs_ON_Diverse_Howarth_2023_05_05 | 2026 |  |  | Hydrogen |  | Dispatch-Interconnection | VOM | 0 | QC | ON | H2 Pipeline - New |  |  |  | 0.79031 | 0
LCP_Inputs_ON_Diverse_Howarth_2023_05_05 | 2026 |  |  | Hydrogen |  | Dispatch-Interconnection | VOM | 0 | QC | ON | H2 Pipeline - Repurposed |  |  |  | 0.79031 | 0
LCP_Inputs_ON_Diverse_Howarth_2023_05_05 | 2026 |  |  | Methane |  | Dispatch-Intraconnection | VOM | 0 | QC | QC | CH4 Pipeline |  |  |  | 0.79031 | 0
LCP_Inputs_ON_Diverse_Howarth_2023_05_05 | 2026 |  |  | Electricity |  | Dispatch-Intraconnection | VOM | 0 | QC | QC | Electricity Transmission Line |  |  |  | 0.79031 | 0
LCP_Inputs_ON_Diverse_Howarth_2023_05_05 | 2026 |  |  | Hydrogen |  | Dispatch-Intraconnection | VOM | 0 | QC | QC | H2 Pipeline - New |  |  |  | 0.79031 | 0
LCP_Inputs_ON_Diverse_Howarth_2023_05_05 | 2026 |  |  | Hydrogen |  | Dispatch-Intraconnection | VOM | 0 | QC | QC | H2 Pipeline - Repurposed |  |  |  | 0.79031 | 0
LCP_Inputs_ON_Diverse_Howarth_2023_05_05 | 2026 |  |  | Electricity |  | Dispatch-Interconnection | VOM | 15700985.7774 | WC | MI | Electricity Transmission Line |  |  |  | 0.79031 | 12408717.1282
LCP_Inputs_ON_Diverse_Howarth_2023_05_05 | 2026 |  |  | Methane |  | Dispatch-Interconnection | VOM | 0 | WC | ON | CH4 Pipeline |  |  |  | 0.79031 | 0
LCP_Inputs_ON_Diverse_Howarth_2023_05_05 | 2026 |  |  | Electricity |  | Dispatch-Interconnection | VOM | 406211.2837 | WC | ON | Electricity Transmission Line |  |  |  | 0.79031 | 321034.678
LCP_Inputs_ON_Diverse_Howarth_2023_05_05 | 2026 |  |  | Hydrogen |  | Dispatch-Interconnection | VOM | 0 | WC | ON | H2 Pipeline - New |  |  |  | 0.79031 | 0
LCP_Inputs_ON_Diverse_Howarth_2023_05_05 | 2026 |  |  | Hydrogen |  | Dispatch-Interconnection | VOM | 0 | WC | ON | H2 Pipeline - Repurposed |  |  |  | 0.79031 | 0
LCP_Inputs_ON_Diverse_Howarth_2023_05_05 | 2026 |  |  | Methane |  | Dispatch-Intraconnection | VOM | 0 | WC | WC | CH4 Pipeline |  |  |  | 0.79031 | 0
LCP_Inputs_ON_Diverse_Howarth_2023_05_05 | 2026 |  |  | Electricity |  | Dispatch-Intraconnection | VOM | 0 | WC | WC | Electricity Transmission Line |  |  |  | 0.79031 | 0
LCP_Inputs_ON_Diverse_Howarth_2023_05_05 | 2026 |  |  | Hydrogen |  | Dispatch-Intraconnection | VOM | 0 | WC | WC | H2 Pipeline - New |  |  |  | 0.79031 | 0
LCP_Inputs_ON_Diverse_Howarth_2023_05_05 | 2026 |  |  | Hydrogen |  | Dispatch-Intraconnection | VOM | 0 | WC | WC | H2 Pipeline - Repurposed |  |  |  | 0.79031 | 0
LCP_Inputs_ON_Diverse_Howarth_2023_05_05 | 2027 |  |  | Methane |  | Dispatch-Intraconnection | VOM | 0 | MI | MI | CH4 Pipeline |  |  |  | 0.75992 | 0
LCP_Inputs_ON_Diverse_Howarth_2023_05_05 | 2027 |  |  | Electricity |  | Dispatch-Intraconnection | VOM | 0 | MI | MI | Electricity Transmission Line |  |  |  | 0.75992 | 0
LCP_Inputs_ON_Diverse_Howarth_2023_05_05 | 2027 |  |  | Hydrogen |  | Dispatch-Intraconnection | VOM | 0 | MI | MI | H2 Pipeline - New |  |  |  | 0.75992 | 0
LCP_Inputs_ON_Diverse_Howarth_2023_05_05 | 2027 |  |  | Hydrogen |  | Dispatch-Intraconnection | VOM | 0 | MI | MI | H2 Pipeline - Repurposed |  |  |  | 0.75992 | 0
LCP_Inputs_ON_Diverse_Howarth_2023_05_05 | 2027 |  |  | Methane |  | Dispatch-Interconnection | VOM | 0 | MI | ON | CH4 Pipeline |  |  |  | 0.75992 | 0
LCP_Inputs_ON_Diverse_Howarth_2023_05_05 | 2027 |  |  | Electricity |  | Dispatch-Interconnection | VOM | 1068129.3076 | MI | ON | Electricity Transmission Line |  |  |  | 0.75992 | 811690.4876
LCP_Inputs_ON_Diverse_Howarth_2023_05_05 | 2027 |  |  | Hydrogen |  | Dispatch-Interconnection | VOM | 0 | MI | ON | H2 Pipeline - New |  |  |  | 0.75992 | 0
LCP_Inputs_ON_Diverse_Howarth_2023_05_05 | 2027 |  |  | Hydrogen |  | Dispatch-Interconnection | VOM | 0 | MI | ON | H2 Pipeline - Repurposed |  |  |  | 0.75992 | 0
LCP_Inputs_ON_Diverse_Howarth_2023_05_05 | 2027 |  |  | Electricity |  | Dispatch-Interconnection | VOM | 1598406.6308 | MI | WC | Electricity Transmission Line |  |  |  | 0.75992 | 1214657.6715
LCP_Inputs_ON_Diverse_Howarth_2023_05_05 | 2027 |  |  | Methane |  | Dispatch-Intraconnection | VOM | 0 | NY | NY | CH4 Pipeline |  |  |  | 0.75992 | 0
LCP_Inputs_ON_Diverse_Howarth_2023_05_05 | 2027 |  |  | Electricity |  | Dispatch-Intraconnection | VOM | 0 | NY | NY | Electricity Transmission Line |  |  |  | 0.75992 | 0
LCP_Inputs_ON_Diverse_Howarth_2023_05_05 | 2027 |  |  | Hydrogen |  | Dispatch-Intraconnection | VOM | 0 | NY | NY | H2 Pipeline - New |  |  |  | 0.75992 | 0
LCP_Inputs_ON_Diverse_Howarth_2023_05_05 | 2027 |  |  | Hydrogen |  | Dispatch-Intraconnection | VOM | 0 | NY | NY | H2 Pipeline - Repurposed |  |  |  | 0.75992 | 0
LCP_Inputs_ON_Diverse_Howarth_2023_05_05 | 2027 |  |  | Methane |  | Dispatch-Interconnection | VOM | 0 | NY | ON | CH4 Pipeline |  |  |  | 0.75992 | 0
LCP_Inputs_ON_Diverse_Howarth_2023_05_05 | 2027 |  |  | Electricity |  | Dispatch-Interconnection | VOM | 5282747.2806 | NY | ON | Electricity Transmission Line |  |  |  | 0.75992 | 4014453.7612
LCP_Inputs_ON_Diverse_Howarth_2023_05_05 | 2027 |  |  | Hydrogen |  | Dispatch-Interconnection | VOM | 0 | NY | ON | H2 Pipeline - New |  |  |  | 0.75992 | 0
LCP_Inputs_ON_Diverse_Howarth_2023_05_05 | 2027 |  |  | Hydrogen |  | Dispatch-Interconnection | VOM | 0 | NY | ON | H2 Pipeline - Repurposed |  |  |  | 0.75992 | 0
LCP_Inputs_ON_Diverse_Howarth_2023_05_05 | 2027 |  |  | Electricity |  | Dispatch-Interconnection | VOM | 6651284.2408 | NY | QC | Electricity Transmission Line |  |  |  | 0.75992 | 5054429.3752
LCP_Inputs_ON_Diverse_Howarth_2023_05_05 | 2027 |  |  | Methane |  | Dispatch-Interconnection | VOM | 0 | ON | MI | CH4 Pipeline |  |  |  | 0.75992 | 0
LCP_Inputs_ON_Diverse_Howarth_2023_05_05 | 2027 |  |  | Electricity |  | Dispatch-Interconnection | VOM | 16592249.3976 | ON | MI | Electricity Transmission Line |  |  |  | 0.75992 | 12608745.8783
LCP_Inputs_ON_Diverse_Howarth_2023_05_05 | 2027 |  |  | Hydrogen |  | Dispatch-Interconnection | VOM | 0 | ON | MI | H2 Pipeline - New |  |  |  | 0.75992 | 0
LCP_Inputs_ON_Diverse_Howarth_2023_05_05 | 2027 |  |  | Hydrogen |  | Dispatch-Interconnection | VOM | 0 | ON | MI | H2 Pipeline - Repurposed |  |  |  | 0.75992 | 0
LCP_Inputs_ON_Diverse_Howarth_2023_05_05 | 2027 |  |  | Methane |  | Dispatch-Interconnection | VOM | 0 | ON | NY | CH4 Pipeline |  |  |  | 0.75992 | 0
LCP_Inputs_ON_Diverse_Howarth_2023_05_05 | 2027 |  |  | Electricity |  | Dispatch-Interconnection | VOM | 18849351.0134 | ON | NY | Electricity Transmission Line |  |  |  | 0.75992 | 14323957.6024
LCP_Inputs_ON_Diverse_Howarth_2023_05_05 | 2027 |  |  | Hydrogen |  | Dispatch-Interconnection | VOM | 0 | ON | NY | H2 Pipeline - New |  |  |  | 0.75992 | 0
LCP_Inputs_ON_Diverse_Howarth_2023_05_05 | 2027 |  |  | Hydrogen |  | Dispatch-Interconnection | VOM | 0 | ON | NY | H2 Pipeline - Repurposed |  |  |  | 0.75992 | 0
LCP_Inputs_ON_Diverse_Howarth_2023_05_05 | 2027 |  |  | Methane |  | Dispatch-Intraconnection | VOM | 775556548.9 | ON | ON | CH4 Pipeline |  |  |  | 0.75992 | 589359236.6546
LCP_Inputs_ON_Diverse_Howarth_2023_05_05 | 2027 |  |  | Electricity |  | Dispatch-Intraconnection | VOM | 0 | ON | ON | Electricity Transmission Line |  |  |  | 0.75992 | 0
LCP_Inputs_ON_Diverse_Howarth_2023_05_05 | 2027 |  |  | Hydrogen |  | Dispatch-Intraconnection | VOM | 0 | ON | ON | H2 Pipeline - New |  |  |  | 0.75992 | 0
LCP_Inputs_ON_Diverse_Howarth_2023_05_05 | 2027 |  |  | Hydrogen |  | Dispatch-Intraconnection | VOM | 0 | ON | ON | H2 Pipeline - Repurposed |  |  |  | 0.75992 | 0
LCP_Inputs_ON_Diverse_Howarth_2023_05_05 | 2027 |  |  | Methane |  | Dispatch-Interconnection | VOM | 0 | ON | PJ | CH4 Pipeline |  |  |  | 0.75992 | 0
LCP_Inputs_ON_Diverse_Howarth_2023_05_05 | 2027 |  |  | Electricity |  | Dispatch-Interconnection | VOM | 0 | ON | PJ | Electricity Transmission Line |  |  |  | 0.75992 | 0
LCP_Inputs_ON_Diverse_Howarth_2023_05_05 | 2027 |  |  | Hydrogen |  | Dispatch-Interconnection | VOM | 0 | ON | PJ | H2 Pipeline - New |  |  |  | 0.75992 | 0
LCP_Inputs_ON_Diverse_Howarth_2023_05_05 | 2027 |  |  | Hydrogen |  | Dispatch-Interconnection | VOM | 0 | ON | PJ | H2 Pipeline - Repurposed |  |  |  | 0.75992 | 0
LCP_Inputs_ON_Diverse_Howarth_2023_05_05 | 2027 |  |  | Methane |  | Dispatch-Interconnection | VOM | 0 | ON | QC | CH4 Pipeline |  |  |  | 0.75992 | 0
LCP_Inputs_ON_Diverse_Howarth_2023_05_05 | 2027 |  |  | Electricity |  | Dispatch-Interconnection | VOM | 3255394.417 | ON | QC | Electricity Transmission Line |  |  |  | 0.75992 | 2473832.2064
LCP_Inputs_ON_Diverse_Howarth_2023_05_05 | 2027 |  |  | Hydrogen |  | Dispatch-Interconnection | VOM | 0 | ON | QC | H2 Pipeline - New |  |  |  | 0.75992 | 0
LCP_Inputs_ON_Diverse_Howarth_2023_05_05 | 2027 |  |  | Hydrogen |  | Dispatch-Interconnection | VOM | 0 | ON | QC | H2 Pipeline - Repurposed |  |  |  | 0.75992 | 0
LCP_Inputs_ON_Diverse_Howarth_2023_05_05 | 2027 |  |  | Methane |  | Dispatch-Interconnection | VOM | 0 | ON | WC | CH4 Pipeline |  |  |  | 0.75992 | 0
LCP_Inputs_ON_Diverse_Howarth_2023_05_05 | 2027 |  |  | Electricity |  | Dispatch-Interconnection | VOM | 102579.9117 | ON | WC | Electricity Transmission Line |  |  |  | 0.75992 | 77952.3022
LCP_Inputs_ON_Diverse_Howarth_2023_05_05 | 2027 |  |  | Hydrogen |  | Dispatch-Interconnection | VOM | 0 | ON | WC | H2 Pipeline - New |  |  |  | 0.75992 | 0
LCP_Inputs_ON_Diverse_Howarth_2023_05_05 | 2027 |  |  | Hydrogen |  | Dispatch-Interconnection | VOM | 0 | ON | WC | H2 Pipeline - Repurposed |  |  |  | 0.75992 | 0
LCP_Inputs_ON_Diverse_Howarth_2023_05_05 | 2027 |  |  | Methane |  | Dispatch-Interconnection | VOM | 0 | PJ | ON | CH4 Pipeline |  |  |  | 0.75992 | 0
LCP_Inputs_ON_Diverse_Howarth_2023_05_05 | 2027 |  |  | Electricity |  | Dispatch-Interconnection | VOM | 0 | PJ | ON | Electricity Transmission Line |  |  |  | 0.75992 | 0
LCP_Inputs_ON_Diverse_Howarth_2023_05_05 | 2027 |  |  | Hydrogen |  | Dispatch-Interconnection | VOM | 0 | PJ | ON | H2 Pipeline - New |  |  |  | 0.75992 | 0
LCP_Inputs_ON_Diverse_Howarth_2023_05_05 | 2027 |  |  | Hydrogen |  | Dispatch-Interconnection | VOM | 0 | PJ | ON | H2 Pipeline - Repurposed |  |  |  | 0.75992 | 0
LCP_Inputs_ON_Diverse_Howarth_2023_05_05 | 2027 |  |  | Methane |  | Dispatch-Intraconnection | VOM | 0 | PJ | PJ | CH4 Pipeline |  |  |  | 0.75992 | 0
LCP_Inputs_ON_Diverse_Howarth_2023_05_05 | 2027 |  |  | Electricity |  | Dispatch-Intraconnection | VOM | 0 | PJ | PJ | Electricity Transmission Line |  |  |  | 0.75992 | 0
LCP_Inputs_ON_Diverse_Howarth_2023_05_05 | 2027 |  |  | Hydrogen |  | Dispatch-Intraconnection | VOM | 0 | PJ | PJ | H2 Pipeline - New |  |  |  | 0.75992 | 0
LCP_Inputs_ON_Diverse_Howarth_2023_05_05 | 2027 |  |  | Hydrogen |  | Dispatch-Intraconnection | VOM | 0 | PJ | PJ | H2 Pipeline - Repurposed |  |  |  | 0.75992 | 0
LCP_Inputs_ON_Diverse_Howarth_2023_05_05 | 2027 |  |  | Electricity |  | Dispatch-Interconnection | VOM | 64147633.0874 | QC | NY | Electricity Transmission Line |  |  |  | 0.75992 | 48746929.0579
LCP_Inputs_ON_Diverse_Howarth_2023_05_05 | 2027 |  |  | Methane |  | Dispatch-Interconnection | VOM | 0 | QC | ON | CH4 Pipeline |  |  |  | 0.75992 | 0
LCP_Inputs_ON_Diverse_Howarth_2023_05_05 | 2027 |  |  | Electricity |  | Dispatch-Interconnection | VOM | 6033405.9492 | QC | ON | Electricity Transmission Line |  |  |  | 0.75992 | 4584892.6551
LCP_Inputs_ON_Diverse_Howarth_2023_05_05 | 2027 |  |  | Hydrogen |  | Dispatch-Interconnection | VOM | 0 | QC | ON | H2 Pipeline - New |  |  |  | 0.75992 | 0
LCP_Inputs_ON_Diverse_Howarth_2023_05_05 | 2027 |  |  | Hydrogen |  | Dispatch-Interconnection | VOM | 0 | QC | ON | H2 Pipeline - Repurposed |  |  |  | 0.75992 | 0
LCP_Inputs_ON_Diverse_Howarth_2023_05_05 | 2027 |  |  | Methane |  | Dispatch-Intraconnection | VOM | 0 | QC | QC | CH4 Pipeline |  |  |  | 0.75992 | 0
LCP_Inputs_ON_Diverse_Howarth_2023_05_05 | 2027 |  |  | Electricity |  | Dispatch-Intraconnection | VOM | 0 | QC | QC | Electricity Transmission Line |  |  |  | 0.75992 | 0
LCP_Inputs_ON_Diverse_Howarth_2023_05_05 | 2027 |  |  | Hydrogen |  | Dispatch-Intraconnection | VOM | 0 | QC | QC | H2 Pipeline - New |  |  |  | 0.75992 | 0
LCP_Inputs_ON_Diverse_Howarth_2023_05_05 | 2027 |  |  | Hydrogen |  | Dispatch-Intraconnection | VOM | 0 | QC | QC | H2 Pipeline - Repurposed |  |  |  | 0.75992 | 0
LCP_Inputs_ON_Diverse_Howarth_2023_05_05 | 2027 |  |  | Electricity |  | Dispatch-Interconnection | VOM | 15700985.7774 | WC | MI | Electricity Transmission Line |  |  |  | 0.75992 | 11931458.7771
LCP_Inputs_ON_Diverse_Howarth_2023_05_05 | 2027 |  |  | Methane |  | Dispatch-Interconnection | VOM | 0 | WC | ON | CH4 Pipeline |  |  |  | 0.75992 | 0
LCP_Inputs_ON_Diverse_Howarth_2023_05_05 | 2027 |  |  | Electricity |  | Dispatch-Interconnection | VOM | 406211.2837 | WC | ON | Electricity Transmission Line |  |  |  | 0.75992 | 308687.1904
LCP_Inputs_ON_Diverse_Howarth_2023_05_05 | 2027 |  |  | Hydrogen |  | Dispatch-Interconnection | VOM | 0 | WC | ON | H2 Pipeline - New |  |  |  | 0.75992 | 0
LCP_Inputs_ON_Diverse_Howarth_2023_05_05 | 2027 |  |  | Hydrogen |  | Dispatch-Interconnection | VOM | 0 | WC | ON | H2 Pipeline - Repurposed |  |  |  | 0.75992 | 0
LCP_Inputs_ON_Diverse_Howarth_2023_05_05 | 2027 |  |  | Methane |  | Dispatch-Intraconnection | VOM | 0 | WC | WC | CH4 Pipeline |  |  |  | 0.75992 | 0
LCP_Inputs_ON_Diverse_Howarth_2023_05_05 | 2027 |  |  | Electricity |  | Dispatch-Intraconnection | VOM | 0 | WC | WC | Electricity Transmission Line |  |  |  | 0.75992 | 0
LCP_Inputs_ON_Diverse_Howarth_2023_05_05 | 2027 |  |  | Hydrogen |  | Dispatch-Intraconnection | VOM | 0 | WC | WC | H2 Pipeline - New |  |  |  | 0.75992 | 0
LCP_Inputs_ON_Diverse_Howarth_2023_05_05 | 2027 |  |  | Hydrogen |  | Dispatch-Intraconnection | VOM | 0 | WC | WC | H2 Pipeline - Repurposed |  |  |  | 0.75992 | 0
LCP_Inputs_ON_Diverse_Howarth_2023_05_05 | 2028 |  |  | Methane |  | Dispatch-Intraconnection | VOM | 0 | MI | MI | CH4 Pipeline |  |  |  | 0.73069 | 0
LCP_Inputs_ON_Diverse_Howarth_2023_05_05 | 2028 |  |  | Electricity |  | Dispatch-Intraconnection | VOM | 0 | MI | MI | Electricity Transmission Line |  |  |  | 0.73069 | 0
LCP_Inputs_ON_Diverse_Howarth_2023_05_05 | 2028 |  |  | Hydrogen |  | Dispatch-Intraconnection | VOM | 0 | MI | MI | H2 Pipeline - New |  |  |  | 0.73069 | 0
LCP_Inputs_ON_Diverse_Howarth_2023_05_05 | 2028 |  |  | Hydrogen |  | Dispatch-Intraconnection | VOM | 0 | MI | MI | H2 Pipeline - Repurposed |  |  |  | 0.73069 | 0
LCP_Inputs_ON_Diverse_Howarth_2023_05_05 | 2028 |  |  | Methane |  | Dispatch-Interconnection | VOM | 0 | MI | ON | CH4 Pipeline |  |  |  | 0.73069 | 0
LCP_Inputs_ON_Diverse_Howarth_2023_05_05 | 2028 |  |  | Electricity |  | Dispatch-Interconnection | VOM | 1068129.3076 | MI | ON | Electricity Transmission Line |  |  |  | 0.73069 | 780471.6227
LCP_Inputs_ON_Diverse_Howarth_2023_05_05 | 2028 |  |  | Hydrogen |  | Dispatch-Interconnection | VOM | 0 | MI | ON | H2 Pipeline - New |  |  |  | 0.73069 | 0
LCP_Inputs_ON_Diverse_Howarth_2023_05_05 | 2028 |  |  | Hydrogen |  | Dispatch-Interconnection | VOM | 0 | MI | ON | H2 Pipeline - Repurposed |  |  |  | 0.73069 | 0
LCP_Inputs_ON_Diverse_Howarth_2023_05_05 | 2028 |  |  | Electricity |  | Dispatch-Interconnection | VOM | 1598406.6308 | MI | WC | Electricity Transmission Line |  |  |  | 0.73069 | 1167940.0687
LCP_Inputs_ON_Diverse_Howarth_2023_05_05 | 2028 |  |  | Methane |  | Dispatch-Intraconnection | VOM | 0 | NY | NY | CH4 Pipeline |  |  |  | 0.73069 | 0
LCP_Inputs_ON_Diverse_Howarth_2023_05_05 | 2028 |  |  | Electricity |  | Dispatch-Intraconnection | VOM | 0 | NY | NY | Electricity Transmission Line |  |  |  | 0.73069 | 0
LCP_Inputs_ON_Diverse_Howarth_2023_05_05 | 2028 |  |  | Hydrogen |  | Dispatch-Intraconnection | VOM | 0 | NY | NY | H2 Pipeline - New |  |  |  | 0.73069 | 0
LCP_Inputs_ON_Diverse_Howarth_2023_05_05 | 2028 |  |  | Hydrogen |  | Dispatch-Intraconnection | VOM | 0 | NY | NY | H2 Pipeline - Repurposed |  |  |  | 0.73069 | 0
LCP_Inputs_ON_Diverse_Howarth_2023_05_05 | 2028 |  |  | Methane |  | Dispatch-Interconnection | VOM | 0 | NY | ON | CH4 Pipeline |  |  |  | 0.73069 | 0
LCP_Inputs_ON_Diverse_Howarth_2023_05_05 | 2028 |  |  | Electricity |  | Dispatch-Interconnection | VOM | 5282747.2806 | NY | ON | Electricity Transmission Line |  |  |  | 0.73069 | 3860051.6934
LCP_Inputs_ON_Diverse_Howarth_2023_05_05 | 2028 |  |  | Hydrogen |  | Dispatch-Interconnection | VOM | 0 | NY | ON | H2 Pipeline - New |  |  |  | 0.73069 | 0
LCP_Inputs_ON_Diverse_Howarth_2023_05_05 | 2028 |  |  | Hydrogen |  | Dispatch-Interconnection | VOM | 0 | NY | ON | H2 Pipeline - Repurposed |  |  |  | 0.73069 | 0
LCP_Inputs_ON_Diverse_Howarth_2023_05_05 | 2028 |  |  | Electricity |  | Dispatch-Interconnection | VOM | 6651284.2408 | NY | QC | Electricity Transmission Line |  |  |  | 0.73069 | 4860028.2454
LCP_Inputs_ON_Diverse_Howarth_2023_05_05 | 2028 |  |  | Methane |  | Dispatch-Interconnection | VOM | 0 | ON | MI | CH4 Pipeline |  |  |  | 0.73069 | 0
LCP_Inputs_ON_Diverse_Howarth_2023_05_05 | 2028 |  |  | Electricity |  | Dispatch-Interconnection | VOM | 16592249.3976 | ON | MI | Electricity Transmission Line |  |  |  | 0.73069 | 12123794.1137
LCP_Inputs_ON_Diverse_Howarth_2023_05_05 | 2028 |  |  | Hydrogen |  | Dispatch-Interconnection | VOM | 0 | ON | MI | H2 Pipeline - New |  |  |  | 0.73069 | 0
LCP_Inputs_ON_Diverse_Howarth_2023_05_05 | 2028 |  |  | Hydrogen |  | Dispatch-Interconnection | VOM | 0 | ON | MI | H2 Pipeline - Repurposed |  |  |  | 0.73069 | 0
LCP_Inputs_ON_Diverse_Howarth_2023_05_05 | 2028 |  |  | Methane |  | Dispatch-Interconnection | VOM | 0 | ON | NY | CH4 Pipeline |  |  |  | 0.73069 | 0
LCP_Inputs_ON_Diverse_Howarth_2023_05_05 | 2028 |  |  | Electricity |  | Dispatch-Interconnection | VOM | 18849351.0134 | ON | NY | Electricity Transmission Line |  |  |  | 0.73069 | 13773036.1561
LCP_Inputs_ON_Diverse_Howarth_2023_05_05 | 2028 |  |  | Hydrogen |  | Dispatch-Interconnection | VOM | 0 | ON | NY | H2 Pipeline - New |  |  |  | 0.73069 | 0
LCP_Inputs_ON_Diverse_Howarth_2023_05_05 | 2028 |  |  | Hydrogen |  | Dispatch-Interconnection | VOM | 0 | ON | NY | H2 Pipeline - Repurposed |  |  |  | 0.73069 | 0
LCP_Inputs_ON_Diverse_Howarth_2023_05_05 | 2028 |  |  | Methane |  | Dispatch-Intraconnection | VOM | 775556548.9 | ON | ON | CH4 Pipeline |  |  |  | 0.73069 | 566691573.7064
LCP_Inputs_ON_Diverse_Howarth_2023_05_05 | 2028 |  |  | Electricity |  | Dispatch-Intraconnection | VOM | 0 | ON | ON | Electricity Transmission Line |  |  |  | 0.73069 | 0
LCP_Inputs_ON_Diverse_Howarth_2023_05_05 | 2028 |  |  | Hydrogen |  | Dispatch-Intraconnection | VOM | 0 | ON | ON | H2 Pipeline - New |  |  |  | 0.73069 | 0
LCP_Inputs_ON_Diverse_Howarth_2023_05_05 | 2028 |  |  | Hydrogen |  | Dispatch-Intraconnection | VOM | 0 | ON | ON | H2 Pipeline - Repurposed |  |  |  | 0.73069 | 0
LCP_Inputs_ON_Diverse_Howarth_2023_05_05 | 2028 |  |  | Methane |  | Dispatch-Interconnection | VOM | 0 | ON | PJ | CH4 Pipeline |  |  |  | 0.73069 | 0
LCP_Inputs_ON_Diverse_Howarth_2023_05_05 | 2028 |  |  | Electricity |  | Dispatch-Interconnection | VOM | 0 | ON | PJ | Electricity Transmission Line |  |  |  | 0.73069 | 0
LCP_Inputs_ON_Diverse_Howarth_2023_05_05 | 2028 |  |  | Hydrogen |  | Dispatch-Interconnection | VOM | 0 | ON | PJ | H2 Pipeline - New |  |  |  | 0.73069 | 0
LCP_Inputs_ON_Diverse_Howarth_2023_05_05 | 2028 |  |  | Hydrogen |  | Dispatch-Interconnection | VOM | 0 | ON | PJ | H2 Pipeline - Repurposed |  |  |  | 0.73069 | 0
LCP_Inputs_ON_Diverse_Howarth_2023_05_05 | 2028 |  |  | Methane |  | Dispatch-Interconnection | VOM | 0 | ON | QC | CH4 Pipeline |  |  |  | 0.73069 | 0
LCP_Inputs_ON_Diverse_Howarth_2023_05_05 | 2028 |  |  | Electricity |  | Dispatch-Interconnection | VOM | 3255394.417 | ON | QC | Electricity Transmission Line |  |  |  | 0.73069 | 2378684.8139
LCP_Inputs_ON_Diverse_Howarth_2023_05_05 | 2028 |  |  | Hydrogen |  | Dispatch-Interconnection | VOM | 0 | ON | QC | H2 Pipeline - New |  |  |  | 0.73069 | 0
LCP_Inputs_ON_Diverse_Howarth_2023_05_05 | 2028 |  |  | Hydrogen |  | Dispatch-Interconnection | VOM | 0 | ON | QC | H2 Pipeline - Repurposed |  |  |  | 0.73069 | 0
LCP_Inputs_ON_Diverse_Howarth_2023_05_05 | 2028 |  |  | Methane |  | Dispatch-Interconnection | VOM | 0 | ON | WC | CH4 Pipeline |  |  |  | 0.73069 | 0
LCP_Inputs_ON_Diverse_Howarth_2023_05_05 | 2028 |  |  | Electricity |  | Dispatch-Interconnection | VOM | 102579.9117 | ON | WC | Electricity Transmission Line |  |  |  | 0.73069 | 74954.1367
LCP_Inputs_ON_Diverse_Howarth_2023_05_05 | 2028 |  |  | Hydrogen |  | Dispatch-Interconnection | VOM | 0 | ON | WC | H2 Pipeline - New |  |  |  | 0.73069 | 0
LCP_Inputs_ON_Diverse_Howarth_2023_05_05 | 2028 |  |  | Hydrogen |  | Dispatch-Interconnection | VOM | 0 | ON | WC | H2 Pipeline - Repurposed |  |  |  | 0.73069 | 0
LCP_Inputs_ON_Diverse_Howarth_2023_05_05 | 2028 |  |  | Methane |  | Dispatch-Interconnection | VOM | 0 | PJ | ON | CH4 Pipeline |  |  |  | 0.73069 | 0
LCP_Inputs_ON_Diverse_Howarth_2023_05_05 | 2028 |  |  | Electricity |  | Dispatch-Interconnection | VOM | 0 | PJ | ON | Electricity Transmission Line |  |  |  | 0.73069 | 0
LCP_Inputs_ON_Diverse_Howarth_2023_05_05 | 2028 |  |  | Hydrogen |  | Dispatch-Interconnection | VOM | 0 | PJ | ON | H2 Pipeline - New |  |  |  | 0.73069 | 0
LCP_Inputs_ON_Diverse_Howarth_2023_05_05 | 2028 |  |  | Hydrogen |  | Dispatch-Interconnection | VOM | 0 | PJ | ON | H2 Pipeline - Repurposed |  |  |  | 0.73069 | 0
LCP_Inputs_ON_Diverse_Howarth_2023_05_05 | 2028 |  |  | Methane |  | Dispatch-Intraconnection | VOM | 0 | PJ | PJ | CH4 Pipeline |  |  |  | 0.73069 | 0
LCP_Inputs_ON_Diverse_Howarth_2023_05_05 | 2028 |  |  | Electricity |  | Dispatch-Intraconnection | VOM | 0 | PJ | PJ | Electricity Transmission Line |  |  |  | 0.73069 | 0
LCP_Inputs_ON_Diverse_Howarth_2023_05_05 | 2028 |  |  | Hydrogen |  | Dispatch-Intraconnection | VOM | 0 | PJ | PJ | H2 Pipeline - New |  |  |  | 0.73069 | 0
LCP_Inputs_ON_Diverse_Howarth_2023_05_05 | 2028 |  |  | Hydrogen |  | Dispatch-Intraconnection | VOM | 0 | PJ | PJ | H2 Pipeline - Repurposed |  |  |  | 0.73069 | 0
LCP_Inputs_ON_Diverse_Howarth_2023_05_05 | 2028 |  |  | Electricity |  | Dispatch-Interconnection | VOM | 64147633.0874 | QC | NY | Electricity Transmission Line |  |  |  | 0.73069 | 46872047.171
LCP_Inputs_ON_Diverse_Howarth_2023_05_05 | 2028 |  |  | Methane |  | Dispatch-Interconnection | VOM | 0 | QC | ON | CH4 Pipeline |  |  |  | 0.73069 | 0
LCP_Inputs_ON_Diverse_Howarth_2023_05_05 | 2028 |  |  | Electricity |  | Dispatch-Interconnection | VOM | 6033405.9492 | QC | ON | Electricity Transmission Line |  |  |  | 0.73069 | 4408550.6299
LCP_Inputs_ON_Diverse_Howarth_2023_05_05 | 2028 |  |  | Hydrogen |  | Dispatch-Interconnection | VOM | 0 | QC | ON | H2 Pipeline - New |  |  |  | 0.73069 | 0
LCP_Inputs_ON_Diverse_Howarth_2023_05_05 | 2028 |  |  | Hydrogen |  | Dispatch-Interconnection | VOM | 0 | QC | ON | H2 Pipeline - Repurposed |  |  |  | 0.73069 | 0
LCP_Inputs_ON_Diverse_Howarth_2023_05_05 | 2028 |  |  | Methane |  | Dispatch-Intraconnection | VOM | 0 | QC | QC | CH4 Pipeline |  |  |  | 0.73069 | 0
LCP_Inputs_ON_Diverse_Howarth_2023_05_05 | 2028 |  |  | Electricity |  | Dispatch-Intraconnection | VOM | 0 | QC | QC | Electricity Transmission Line |  |  |  | 0.73069 | 0
LCP_Inputs_ON_Diverse_Howarth_2023_05_05 | 2028 |  |  | Hydrogen |  | Dispatch-Intraconnection | VOM | 0 | QC | QC | H2 Pipeline - New |  |  |  | 0.73069 | 0
LCP_Inputs_ON_Diverse_Howarth_2023_05_05 | 2028 |  |  | Hydrogen |  | Dispatch-Intraconnection | VOM | 0 | QC | QC | H2 Pipeline - Repurposed |  |  |  | 0.73069 | 0
LCP_Inputs_ON_Diverse_Howarth_2023_05_05 | 2028 |  |  | Electricity |  | Dispatch-Interconnection | VOM | 15700985.7774 | WC | MI | Electricity Transmission Line |  |  |  | 0.73069 | 11472556.5164
LCP_Inputs_ON_Diverse_Howarth_2023_05_05 | 2028 |  |  | Methane |  | Dispatch-Interconnection | VOM | 0 | WC | ON | CH4 Pipeline |  |  |  | 0.73069 | 0
LCP_Inputs_ON_Diverse_Howarth_2023_05_05 | 2028 |  |  | Electricity |  | Dispatch-Interconnection | VOM | 406211.2837 | WC | ON | Electricity Transmission Line |  |  |  | 0.73069 | 296814.6061
LCP_Inputs_ON_Diverse_Howarth_2023_05_05 | 2028 |  |  | Hydrogen |  | Dispatch-Interconnection | VOM | 0 | WC | ON | H2 Pipeline - New |  |  |  | 0.73069 | 0
LCP_Inputs_ON_Diverse_Howarth_2023_05_05 | 2028 |  |  | Hydrogen |  | Dispatch-Interconnection | VOM | 0 | WC | ON | H2 Pipeline - Repurposed |  |  |  | 0.73069 | 0
LCP_Inputs_ON_Diverse_Howarth_2023_05_05 | 2028 |  |  | Methane |  | Dispatch-Intraconnection | VOM | 0 | WC | WC | CH4 Pipeline |  |  |  | 0.73069 | 0
LCP_Inputs_ON_Diverse_Howarth_2023_05_05 | 2028 |  |  | Electricity |  | Dispatch-Intraconnection | VOM | 0 | WC | WC | Electricity Transmission Line |  |  |  | 0.73069 | 0
LCP_Inputs_ON_Diverse_Howarth_2023_05_05 | 2028 |  |  | Hydrogen |  | Dispatch-Intraconnection | VOM | 0 | WC | WC | H2 Pipeline - New |  |  |  | 0.73069 | 0
LCP_Inputs_ON_Diverse_Howarth_2023_05_05 | 2028 |  |  | Hydrogen |  | Dispatch-Intraconnection | VOM | 0 | WC | WC | H2 Pipeline - Repurposed |  |  |  | 0.73069 | 0
LCP_Inputs_ON_Diverse_Howarth_2023_05_05 | 2029 |  |  | Methane |  | Dispatch-Intraconnection | VOM | 0 | MI | MI | CH4 Pipeline |  |  |  | 0.70259 | 0
LCP_Inputs_ON_Diverse_Howarth_2023_05_05 | 2029 |  |  | Electricity |  | Dispatch-Intraconnection | VOM | 0 | MI | MI | Electricity Transmission Line |  |  |  | 0.70259 | 0
LCP_Inputs_ON_Diverse_Howarth_2023_05_05 | 2029 |  |  | Hydrogen |  | Dispatch-Intraconnection | VOM | 0 | MI | MI | H2 Pipeline - New |  |  |  | 0.70259 | 0
LCP_Inputs_ON_Diverse_Howarth_2023_05_05 | 2029 |  |  | Hydrogen |  | Dispatch-Intraconnection | VOM | 0 | MI | MI | H2 Pipeline - Repurposed |  |  |  | 0.70259 | 0
LCP_Inputs_ON_Diverse_Howarth_2023_05_05 | 2029 |  |  | Methane |  | Dispatch-Interconnection | VOM | 0 | MI | ON | CH4 Pipeline |  |  |  | 0.70259 | 0
LCP_Inputs_ON_Diverse_Howarth_2023_05_05 | 2029 |  |  | Electricity |  | Dispatch-Interconnection | VOM | 1068129.3076 | MI | ON | Electricity Transmission Line |  |  |  | 0.70259 | 750453.4834
LCP_Inputs_ON_Diverse_Howarth_2023_05_05 | 2029 |  |  | Hydrogen |  | Dispatch-Interconnection | VOM | 0 | MI | ON | H2 Pipeline - New |  |  |  | 0.70259 | 0
LCP_Inputs_ON_Diverse_Howarth_2023_05_05 | 2029 |  |  | Hydrogen |  | Dispatch-Interconnection | VOM | 0 | MI | ON | H2 Pipeline - Repurposed |  |  |  | 0.70259 | 0
LCP_Inputs_ON_Diverse_Howarth_2023_05_05 | 2029 |  |  | Electricity |  | Dispatch-Interconnection | VOM | 1598406.6308 | MI | WC | Electricity Transmission Line |  |  |  | 0.70259 | 1123019.2969
LCP_Inputs_ON_Diverse_Howarth_2023_05_05 | 2029 |  |  | Methane |  | Dispatch-Intraconnection | VOM | 0 | NY | NY | CH4 Pipeline |  |  |  | 0.70259 | 0
LCP_Inputs_ON_Diverse_Howarth_2023_05_05 | 2029 |  |  | Electricity |  | Dispatch-Intraconnection | VOM | 0 | NY | NY | Electricity Transmission Line |  |  |  | 0.70259 | 0
LCP_Inputs_ON_Diverse_Howarth_2023_05_05 | 2029 |  |  | Hydrogen |  | Dispatch-Intraconnection | VOM | 0 | NY | NY | H2 Pipeline - New |  |  |  | 0.70259 | 0
LCP_Inputs_ON_Diverse_Howarth_2023_05_05 | 2029 |  |  | Hydrogen |  | Dispatch-Intraconnection | VOM | 0 | NY | NY | H2 Pipeline - Repurposed |  |  |  | 0.70259 | 0
LCP_Inputs_ON_Diverse_Howarth_2023_05_05 | 2029 |  |  | Methane |  | Dispatch-Interconnection | VOM | 0 | NY | ON | CH4 Pipeline |  |  |  | 0.70259 | 0
LCP_Inputs_ON_Diverse_Howarth_2023_05_05 | 2029 |  |  | Electricity |  | Dispatch-Interconnection | VOM | 5282747.2806 | NY | ON | Electricity Transmission Line |  |  |  | 0.70259 | 3711588.1667
LCP_Inputs_ON_Diverse_Howarth_2023_05_05 | 2029 |  |  | Hydrogen |  | Dispatch-Interconnection | VOM | 0 | NY | ON | H2 Pipeline - New |  |  |  | 0.70259 | 0
LCP_Inputs_ON_Diverse_Howarth_2023_05_05 | 2029 |  |  | Hydrogen |  | Dispatch-Interconnection | VOM | 0 | NY | ON | H2 Pipeline - Repurposed |  |  |  | 0.70259 | 0
LCP_Inputs_ON_Diverse_Howarth_2023_05_05 | 2029 |  |  | Electricity |  | Dispatch-Interconnection | VOM | 6651284.2408 | NY | QC | Electricity Transmission Line |  |  |  | 0.70259 | 4673104.0821
LCP_Inputs_ON_Diverse_Howarth_2023_05_05 | 2029 |  |  | Methane |  | Dispatch-Interconnection | VOM | 0 | ON | MI | CH4 Pipeline |  |  |  | 0.70259 | 0
LCP_Inputs_ON_Diverse_Howarth_2023_05_05 | 2029 |  |  | Electricity |  | Dispatch-Interconnection | VOM | 16592249.3976 | ON | MI | Electricity Transmission Line |  |  |  | 0.70259 | 11657494.3401
LCP_Inputs_ON_Diverse_Howarth_2023_05_05 | 2029 |  |  | Hydrogen |  | Dispatch-Interconnection | VOM | 0 | ON | MI | H2 Pipeline - New |  |  |  | 0.70259 | 0
LCP_Inputs_ON_Diverse_Howarth_2023_05_05 | 2029 |  |  | Hydrogen |  | Dispatch-Interconnection | VOM | 0 | ON | MI | H2 Pipeline - Repurposed |  |  |  | 0.70259 | 0
LCP_Inputs_ON_Diverse_Howarth_2023_05_05 | 2029 |  |  | Methane |  | Dispatch-Interconnection | VOM | 0 | ON | NY | CH4 Pipeline |  |  |  | 0.70259 | 0
LCP_Inputs_ON_Diverse_Howarth_2023_05_05 | 2029 |  |  | Electricity |  | Dispatch-Interconnection | VOM | 18849351.0134 | ON | NY | Electricity Transmission Line |  |  |  | 0.70259 | 13243303.9963
LCP_Inputs_ON_Diverse_Howarth_2023_05_05 | 2029 |  |  | Hydrogen |  | Dispatch-Interconnection | VOM | 0 | ON | NY | H2 Pipeline - New |  |  |  | 0.70259 | 0
LCP_Inputs_ON_Diverse_Howarth_2023_05_05 | 2029 |  |  | Hydrogen |  | Dispatch-Interconnection | VOM | 0 | ON | NY | H2 Pipeline - Repurposed |  |  |  | 0.70259 | 0
LCP_Inputs_ON_Diverse_Howarth_2023_05_05 | 2029 |  |  | Methane |  | Dispatch-Intraconnection | VOM | 775556548.9 | ON | ON | CH4 Pipeline |  |  |  | 0.70259 | 544895743.9484
LCP_Inputs_ON_Diverse_Howarth_2023_05_05 | 2029 |  |  | Electricity |  | Dispatch-Intraconnection | VOM | 0 | ON | ON | Electricity Transmission Line |  |  |  | 0.70259 | 0
LCP_Inputs_ON_Diverse_Howarth_2023_05_05 | 2029 |  |  | Hydrogen |  | Dispatch-Intraconnection | VOM | 0 | ON | ON | H2 Pipeline - New |  |  |  | 0.70259 | 0
LCP_Inputs_ON_Diverse_Howarth_2023_05_05 | 2029 |  |  | Hydrogen |  | Dispatch-Intraconnection | VOM | 0 | ON | ON | H2 Pipeline - Repurposed |  |  |  | 0.70259 | 0
LCP_Inputs_ON_Diverse_Howarth_2023_05_05 | 2029 |  |  | Methane |  | Dispatch-Interconnection | VOM | 0 | ON | PJ | CH4 Pipeline |  |  |  | 0.70259 | 0
LCP_Inputs_ON_Diverse_Howarth_2023_05_05 | 2029 |  |  | Electricity |  | Dispatch-Interconnection | VOM | 0 | ON | PJ | Electricity Transmission Line |  |  |  | 0.70259 | 0
LCP_Inputs_ON_Diverse_Howarth_2023_05_05 | 2029 |  |  | Hydrogen |  | Dispatch-Interconnection | VOM | 0 | ON | PJ | H2 Pipeline - New |  |  |  | 0.70259 | 0
LCP_Inputs_ON_Diverse_Howarth_2023_05_05 | 2029 |  |  | Hydrogen |  | Dispatch-Interconnection | VOM | 0 | ON | PJ | H2 Pipeline - Repurposed |  |  |  | 0.70259 | 0
LCP_Inputs_ON_Diverse_Howarth_2023_05_05 | 2029 |  |  | Methane |  | Dispatch-Interconnection | VOM | 0 | ON | QC | CH4 Pipeline |  |  |  | 0.70259 | 0
LCP_Inputs_ON_Diverse_Howarth_2023_05_05 | 2029 |  |  | Electricity |  | Dispatch-Interconnection | VOM | 3255394.417 | ON | QC | Electricity Transmission Line |  |  |  | 0.70259 | 2287196.9364
LCP_Inputs_ON_Diverse_Howarth_2023_05_05 | 2029 |  |  | Hydrogen |  | Dispatch-Interconnection | VOM | 0 | ON | QC | H2 Pipeline - New |  |  |  | 0.70259 | 0
LCP_Inputs_ON_Diverse_Howarth_2023_05_05 | 2029 |  |  | Hydrogen |  | Dispatch-Interconnection | VOM | 0 | ON | QC | H2 Pipeline - Repurposed |  |  |  | 0.70259 | 0
LCP_Inputs_ON_Diverse_Howarth_2023_05_05 | 2029 |  |  | Methane |  | Dispatch-Interconnection | VOM | 0 | ON | WC | CH4 Pipeline |  |  |  | 0.70259 | 0
LCP_Inputs_ON_Diverse_Howarth_2023_05_05 | 2029 |  |  | Electricity |  | Dispatch-Interconnection | VOM | 102579.9117 | ON | WC | Electricity Transmission Line |  |  |  | 0.70259 | 72071.2853
LCP_Inputs_ON_Diverse_Howarth_2023_05_05 | 2029 |  |  | Hydrogen |  | Dispatch-Interconnection | VOM | 0 | ON | WC | H2 Pipeline - New |  |  |  | 0.70259 | 0
LCP_Inputs_ON_Diverse_Howarth_2023_05_05 | 2029 |  |  | Hydrogen |  | Dispatch-Interconnection | VOM | 0 | ON | WC | H2 Pipeline - Repurposed |  |  |  | 0.70259 | 0
LCP_Inputs_ON_Diverse_Howarth_2023_05_05 | 2029 |  |  | Methane |  | Dispatch-Interconnection | VOM | 0 | PJ | ON | CH4 Pipeline |  |  |  | 0.70259 | 0
LCP_Inputs_ON_Diverse_Howarth_2023_05_05 | 2029 |  |  | Electricity |  | Dispatch-Interconnection | VOM | 0 | PJ | ON | Electricity Transmission Line |  |  |  | 0.70259 | 0
LCP_Inputs_ON_Diverse_Howarth_2023_05_05 | 2029 |  |  | Hydrogen |  | Dispatch-Interconnection | VOM | 0 | PJ | ON | H2 Pipeline - New |  |  |  | 0.70259 | 0
LCP_Inputs_ON_Diverse_Howarth_2023_05_05 | 2029 |  |  | Hydrogen |  | Dispatch-Interconnection | VOM | 0 | PJ | ON | H2 Pipeline - Repurposed |  |  |  | 0.70259 | 0
LCP_Inputs_ON_Diverse_Howarth_2023_05_05 | 2029 |  |  | Methane |  | Dispatch-Intraconnection | VOM | 0 | PJ | PJ | CH4 Pipeline |  |  |  | 0.70259 | 0
LCP_Inputs_ON_Diverse_Howarth_2023_05_05 | 2029 |  |  | Electricity |  | Dispatch-Intraconnection | VOM | 0 | PJ | PJ | Electricity Transmission Line |  |  |  | 0.70259 | 0
LCP_Inputs_ON_Diverse_Howarth_2023_05_05 | 2029 |  |  | Hydrogen |  | Dispatch-Intraconnection | VOM | 0 | PJ | PJ | H2 Pipeline - New |  |  |  | 0.70259 | 0
LCP_Inputs_ON_Diverse_Howarth_2023_05_05 | 2029 |  |  | Hydrogen |  | Dispatch-Intraconnection | VOM | 0 | PJ | PJ | H2 Pipeline - Repurposed |  |  |  | 0.70259 | 0
LCP_Inputs_ON_Diverse_Howarth_2023_05_05 | 2029 |  |  | Electricity |  | Dispatch-Interconnection | VOM | 64147633.0874 | QC | NY | Electricity Transmission Line |  |  |  | 0.70259 | 45069276.126
LCP_Inputs_ON_Diverse_Howarth_2023_05_05 | 2029 |  |  | Methane |  | Dispatch-Interconnection | VOM | 0 | QC | ON | CH4 Pipeline |  |  |  | 0.70259 | 0
LCP_Inputs_ON_Diverse_Howarth_2023_05_05 | 2029 |  |  | Electricity |  | Dispatch-Interconnection | VOM | 6033405.9492 | QC | ON | Electricity Transmission Line |  |  |  | 0.70259 | 4238990.9903
LCP_Inputs_ON_Diverse_Howarth_2023_05_05 | 2029 |  |  | Hydrogen |  | Dispatch-Interconnection | VOM | 0 | QC | ON | H2 Pipeline - New |  |  |  | 0.70259 | 0
LCP_Inputs_ON_Diverse_Howarth_2023_05_05 | 2029 |  |  | Hydrogen |  | Dispatch-Interconnection | VOM | 0 | QC | ON | H2 Pipeline - Repurposed |  |  |  | 0.70259 | 0
LCP_Inputs_ON_Diverse_Howarth_2023_05_05 | 2029 |  |  | Methane |  | Dispatch-Intraconnection | VOM | 0 | QC | QC | CH4 Pipeline |  |  |  | 0.70259 | 0
LCP_Inputs_ON_Diverse_Howarth_2023_05_05 | 2029 |  |  | Electricity |  | Dispatch-Intraconnection | VOM | 0 | QC | QC | Electricity Transmission Line |  |  |  | 0.70259 | 0
LCP_Inputs_ON_Diverse_Howarth_2023_05_05 | 2029 |  |  | Hydrogen |  | Dispatch-Intraconnection | VOM | 0 | QC | QC | H2 Pipeline - New |  |  |  | 0.70259 | 0
LCP_Inputs_ON_Diverse_Howarth_2023_05_05 | 2029 |  |  | Hydrogen |  | Dispatch-Intraconnection | VOM | 0 | QC | QC | H2 Pipeline - Repurposed |  |  |  | 0.70259 | 0
LCP_Inputs_ON_Diverse_Howarth_2023_05_05 | 2029 |  |  | Electricity |  | Dispatch-Interconnection | VOM | 15700985.7774 | WC | MI | Electricity Transmission Line |  |  |  | 0.70259 | 11031304.3427
LCP_Inputs_ON_Diverse_Howarth_2023_05_05 | 2029 |  |  | Methane |  | Dispatch-Interconnection | VOM | 0 | WC | ON | CH4 Pipeline |  |  |  | 0.70259 | 0
LCP_Inputs_ON_Diverse_Howarth_2023_05_05 | 2029 |  |  | Electricity |  | Dispatch-Interconnection | VOM | 406211.2837 | WC | ON | Electricity Transmission Line |  |  |  | 0.70259 | 285398.6598
LCP_Inputs_ON_Diverse_Howarth_2023_05_05 | 2029 |  |  | Hydrogen |  | Dispatch-Interconnection | VOM | 0 | WC | ON | H2 Pipeline - New |  |  |  | 0.70259 | 0
LCP_Inputs_ON_Diverse_Howarth_2023_05_05 | 2029 |  |  | Hydrogen |  | Dispatch-Interconnection | VOM | 0 | WC | ON | H2 Pipeline - Repurposed |  |  |  | 0.70259 | 0
LCP_Inputs_ON_Diverse_Howarth_2023_05_05 | 2029 |  |  | Methane |  | Dispatch-Intraconnection | VOM | 0 | WC | WC | CH4 Pipeline |  |  |  | 0.70259 | 0
LCP_Inputs_ON_Diverse_Howarth_2023_05_05 | 2029 |  |  | Electricity |  | Dispatch-Intraconnection | VOM | 0 | WC | WC | Electricity Transmission Line |  |  |  | 0.70259 | 0
LCP_Inputs_ON_Diverse_Howarth_2023_05_05 | 2029 |  |  | Hydrogen |  | Dispatch-Intraconnection | VOM | 0 | WC | WC | H2 Pipeline - New |  |  |  | 0.70259 | 0
LCP_Inputs_ON_Diverse_Howarth_2023_05_05 | 2029 |  |  | Hydrogen |  | Dispatch-Intraconnection | VOM | 0 | WC | WC | H2 Pipeline - Repurposed |  |  |  | 0.70259 | 0
LCP_Inputs_ON_Diverse_Howarth_2023_05_05 | 2030 |  |  | Methane |  | Dispatch-Intraconnection | VOM | 0 | MI | MI | CH4 Pipeline |  |  |  | 0.67556 | 0
LCP_Inputs_ON_Diverse_Howarth_2023_05_05 | 2030 |  |  | Electricity |  | Dispatch-Intraconnection | VOM | 0 | MI | MI | Electricity Transmission Line |  |  |  | 0.67556 | 0
LCP_Inputs_ON_Diverse_Howarth_2023_05_05 | 2030 |  |  | Hydrogen |  | Dispatch-Intraconnection | VOM | 0 | MI | MI | H2 Pipeline - New |  |  |  | 0.67556 | 0
LCP_Inputs_ON_Diverse_Howarth_2023_05_05 | 2030 |  |  | Hydrogen |  | Dispatch-Intraconnection | VOM | 0 | MI | MI | H2 Pipeline - Repurposed |  |  |  | 0.67556 | 0
LCP_Inputs_ON_Diverse_Howarth_2023_05_05 | 2030 |  |  | Methane |  | Dispatch-Interconnection | VOM | 0 | MI | ON | CH4 Pipeline |  |  |  | 0.67556 | 0
LCP_Inputs_ON_Diverse_Howarth_2023_05_05 | 2030 |  |  | Electricity |  | Dispatch-Interconnection | VOM | 21034161.2822 | MI | ON | Electricity Transmission Line |  |  |  | 0.67556 | 14209925.6835
LCP_Inputs_ON_Diverse_Howarth_2023_05_05 | 2030 |  |  | Hydrogen |  | Dispatch-Interconnection | VOM | 0 | MI | ON | H2 Pipeline - New |  |  |  | 0.67556 | 0
LCP_Inputs_ON_Diverse_Howarth_2023_05_05 | 2030 |  |  | Hydrogen |  | Dispatch-Interconnection | VOM | 0 | MI | ON | H2 Pipeline - Repurposed |  |  |  | 0.67556 | 0
LCP_Inputs_ON_Diverse_Howarth_2023_05_05 | 2030 |  |  | Electricity |  | Dispatch-Interconnection | VOM | 3476335.5809 | MI | WC | Electricity Transmission Line |  |  |  | 0.67556 | 2348487.7573
LCP_Inputs_ON_Diverse_Howarth_2023_05_05 | 2030 |  |  | Methane |  | Dispatch-Intraconnection | VOM | 0 | NY | NY | CH4 Pipeline |  |  |  | 0.67556 | 0
LCP_Inputs_ON_Diverse_Howarth_2023_05_05 | 2030 |  |  | Electricity |  | Dispatch-Intraconnection | VOM | 0 | NY | NY | Electricity Transmission Line |  |  |  | 0.67556 | 0
LCP_Inputs_ON_Diverse_Howarth_2023_05_05 | 2030 |  |  | Hydrogen |  | Dispatch-Intraconnection | VOM | 0 | NY | NY | H2 Pipeline - New |  |  |  | 0.67556 | 0
LCP_Inputs_ON_Diverse_Howarth_2023_05_05 | 2030 |  |  | Hydrogen |  | Dispatch-Intraconnection | VOM | 0 | NY | NY | H2 Pipeline - Repurposed |  |  |  | 0.67556 | 0
LCP_Inputs_ON_Diverse_Howarth_2023_05_05 | 2030 |  |  | Methane |  | Dispatch-Interconnection | VOM | 0 | NY | ON | CH4 Pipeline |  |  |  | 0.67556 | 0
LCP_Inputs_ON_Diverse_Howarth_2023_05_05 | 2030 |  |  | Electricity |  | Dispatch-Interconnection | VOM | 12085661.3199 | NY | ON | Electricity Transmission Line |  |  |  | 0.67556 | 8164639.7443
LCP_Inputs_ON_Diverse_Howarth_2023_05_05 | 2030 |  |  | Hydrogen |  | Dispatch-Interconnection | VOM | 0 | NY | ON | H2 Pipeline - New |  |  |  | 0.67556 | 0
LCP_Inputs_ON_Diverse_Howarth_2023_05_05 | 2030 |  |  | Hydrogen |  | Dispatch-Interconnection | VOM | 0 | NY | ON | H2 Pipeline - Repurposed |  |  |  | 0.67556 | 0
LCP_Inputs_ON_Diverse_Howarth_2023_05_05 | 2030 |  |  | Electricity |  | Dispatch-Interconnection | VOM | 22836790.1001 | NY | QC | Electricity Transmission Line |  |  |  | 0.67556 | 15427717.1226
LCP_Inputs_ON_Diverse_Howarth_2023_05_05 | 2030 |  |  | Methane |  | Dispatch-Interconnection | VOM | 0 | ON | MI | CH4 Pipeline |  |  |  | 0.67556 | 0
LCP_Inputs_ON_Diverse_Howarth_2023_05_05 | 2030 |  |  | Electricity |  | Dispatch-Interconnection | VOM | 484213.6315 | ON | MI | Electricity Transmission Line |  |  |  | 0.67556 | 327117.3795
LCP_Inputs_ON_Diverse_Howarth_2023_05_05 | 2030 |  |  | Hydrogen |  | Dispatch-Interconnection | VOM | 0 | ON | MI | H2 Pipeline - New |  |  |  | 0.67556 | 0
LCP_Inputs_ON_Diverse_Howarth_2023_05_05 | 2030 |  |  | Hydrogen |  | Dispatch-Interconnection | VOM | 0 | ON | MI | H2 Pipeline - Repurposed |  |  |  | 0.67556 | 0
LCP_Inputs_ON_Diverse_Howarth_2023_05_05 | 2030 |  |  | Methane |  | Dispatch-Interconnection | VOM | 0 | ON | NY | CH4 Pipeline |  |  |  | 0.67556 | 0
LCP_Inputs_ON_Diverse_Howarth_2023_05_05 | 2030 |  |  | Electricity |  | Dispatch-Interconnection | VOM | 12265818.1528 | ON | NY | Electricity Transmission Line |  |  |  | 0.67556 | 8286347.2453
LCP_Inputs_ON_Diverse_Howarth_2023_05_05 | 2030 |  |  | Hydrogen |  | Dispatch-Interconnection | VOM | 0 | ON | NY | H2 Pipeline - New |  |  |  | 0.67556 | 0
LCP_Inputs_ON_Diverse_Howarth_2023_05_05 | 2030 |  |  | Hydrogen |  | Dispatch-Interconnection | VOM | 0 | ON | NY | H2 Pipeline - Repurposed |  |  |  | 0.67556 | 0
LCP_Inputs_ON_Diverse_Howarth_2023_05_05 | 2030 |  |  | Methane |  | Dispatch-Intraconnection | VOM | 727112349.4526 | ON | ON | CH4 Pipeline |  |  |  | 0.67556 | 491211050.0009
LCP_Inputs_ON_Diverse_Howarth_2023_05_05 | 2030 |  |  | Electricity |  | Dispatch-Intraconnection | VOM | 0 | ON | ON | Electricity Transmission Line |  |  |  | 0.67556 | 0
LCP_Inputs_ON_Diverse_Howarth_2023_05_05 | 2030 |  |  | Hydrogen |  | Dispatch-Intraconnection | VOM | 0 | ON | ON | H2 Pipeline - New |  |  |  | 0.67556 | 0
LCP_Inputs_ON_Diverse_Howarth_2023_05_05 | 2030 |  |  | Hydrogen |  | Dispatch-Intraconnection | VOM | 291122573.1747 | ON | ON | H2 Pipeline - Repurposed |  |  |  | 0.67556 | 196671979.1732
LCP_Inputs_ON_Diverse_Howarth_2023_05_05 | 2030 |  |  | Methane |  | Dispatch-Interconnection | VOM | 0 | ON | PJ | CH4 Pipeline |  |  |  | 0.67556 | 0
LCP_Inputs_ON_Diverse_Howarth_2023_05_05 | 2030 |  |  | Electricity |  | Dispatch-Interconnection | VOM | 6726019.0733 | ON | PJ | Electricity Transmission Line |  |  |  | 0.67556 | 4543857.4847
LCP_Inputs_ON_Diverse_Howarth_2023_05_05 | 2030 |  |  | Hydrogen |  | Dispatch-Interconnection | VOM | 0 | ON | PJ | H2 Pipeline - New |  |  |  | 0.67556 | 0
LCP_Inputs_ON_Diverse_Howarth_2023_05_05 | 2030 |  |  | Hydrogen |  | Dispatch-Interconnection | VOM | 0 | ON | PJ | H2 Pipeline - Repurposed |  |  |  | 0.67556 | 0
LCP_Inputs_ON_Diverse_Howarth_2023_05_05 | 2030 |  |  | Methane |  | Dispatch-Interconnection | VOM | 0 | ON | QC | CH4 Pipeline |  |  |  | 0.67556 | 0
LCP_Inputs_ON_Diverse_Howarth_2023_05_05 | 2030 |  |  | Electricity |  | Dispatch-Interconnection | VOM | 7440945.5634 | ON | QC | Electricity Transmission Line |  |  |  | 0.67556 | 5026836.2048
LCP_Inputs_ON_Diverse_Howarth_2023_05_05 | 2030 |  |  | Hydrogen |  | Dispatch-Interconnection | VOM | 0 | ON | QC | H2 Pipeline - New |  |  |  | 0.67556 | 0
LCP_Inputs_ON_Diverse_Howarth_2023_05_05 | 2030 |  |  | Hydrogen |  | Dispatch-Interconnection | VOM | 0 | ON | QC | H2 Pipeline - Repurposed |  |  |  | 0.67556 | 0
LCP_Inputs_ON_Diverse_Howarth_2023_05_05 | 2030 |  |  | Methane |  | Dispatch-Interconnection | VOM | 0 | ON | WC | CH4 Pipeline |  |  |  | 0.67556 | 0
LCP_Inputs_ON_Diverse_Howarth_2023_05_05 | 2030 |  |  | Electricity |  | Dispatch-Interconnection | VOM | 0 | ON | WC | Electricity Transmission Line |  |  |  | 0.67556 | 0
LCP_Inputs_ON_Diverse_Howarth_2023_05_05 | 2030 |  |  | Hydrogen |  | Dispatch-Interconnection | VOM | 0 | ON | WC | H2 Pipeline - New |  |  |  | 0.67556 | 0
LCP_Inputs_ON_Diverse_Howarth_2023_05_05 | 2030 |  |  | Hydrogen |  | Dispatch-Interconnection | VOM | 0 | ON | WC | H2 Pipeline - Repurposed |  |  |  | 0.67556 | 0
LCP_Inputs_ON_Diverse_Howarth_2023_05_05 | 2030 |  |  | Methane |  | Dispatch-Interconnection | VOM | 0 | PJ | ON | CH4 Pipeline |  |  |  | 0.67556 | 0
LCP_Inputs_ON_Diverse_Howarth_2023_05_05 | 2030 |  |  | Electricity |  | Dispatch-Interconnection | VOM | 9555737.5838 | PJ | ON | Electricity Transmission Line |  |  |  | 0.67556 | 6455513.9183
LCP_Inputs_ON_Diverse_Howarth_2023_05_05 | 2030 |  |  | Hydrogen |  | Dispatch-Interconnection | VOM | 0 | PJ | ON | H2 Pipeline - New |  |  |  | 0.67556 | 0
LCP_Inputs_ON_Diverse_Howarth_2023_05_05 | 2030 |  |  | Hydrogen |  | Dispatch-Interconnection | VOM | 0 | PJ | ON | H2 Pipeline - Repurposed |  |  |  | 0.67556 | 0
LCP_Inputs_ON_Diverse_Howarth_2023_05_05 | 2030 |  |  | Methane |  | Dispatch-Intraconnection | VOM | 0 | PJ | PJ | CH4 Pipeline |  |  |  | 0.67556 | 0
LCP_Inputs_ON_Diverse_Howarth_2023_05_05 | 2030 |  |  | Electricity |  | Dispatch-Intraconnection | VOM | 0 | PJ | PJ | Electricity Transmission Line |  |  |  | 0.67556 | 0
LCP_Inputs_ON_Diverse_Howarth_2023_05_05 | 2030 |  |  | Hydrogen |  | Dispatch-Intraconnection | VOM | 0 | PJ | PJ | H2 Pipeline - New |  |  |  | 0.67556 | 0
LCP_Inputs_ON_Diverse_Howarth_2023_05_05 | 2030 |  |  | Hydrogen |  | Dispatch-Intraconnection | VOM | 0 | PJ | PJ | H2 Pipeline - Repurposed |  |  |  | 0.67556 | 0
LCP_Inputs_ON_Diverse_Howarth_2023_05_05 | 2030 |  |  | Electricity |  | Dispatch-Interconnection | VOM | 23734810.7235 | QC | NY | Electricity Transmission Line |  |  |  | 0.67556 | 16034387.6787
LCP_Inputs_ON_Diverse_Howarth_2023_05_05 | 2030 |  |  | Methane |  | Dispatch-Interconnection | VOM | 0 | QC | ON | CH4 Pipeline |  |  |  | 0.67556 | 0
LCP_Inputs_ON_Diverse_Howarth_2023_05_05 | 2030 |  |  | Electricity |  | Dispatch-Interconnection | VOM | 9988033.5795 | QC | ON | Electricity Transmission Line |  |  |  | 0.67556 | 6747557.6034
LCP_Inputs_ON_Diverse_Howarth_2023_05_05 | 2030 |  |  | Hydrogen |  | Dispatch-Interconnection | VOM | 0 | QC | ON | H2 Pipeline - New |  |  |  | 0.67556 | 0
LCP_Inputs_ON_Diverse_Howarth_2023_05_05 | 2030 |  |  | Hydrogen |  | Dispatch-Interconnection | VOM | 0 | QC | ON | H2 Pipeline - Repurposed |  |  |  | 0.67556 | 0
LCP_Inputs_ON_Diverse_Howarth_2023_05_05 | 2030 |  |  | Methane |  | Dispatch-Intraconnection | VOM | 0 | QC | QC | CH4 Pipeline |  |  |  | 0.67556 | 0
LCP_Inputs_ON_Diverse_Howarth_2023_05_05 | 2030 |  |  | Electricity |  | Dispatch-Intraconnection | VOM | 0 | QC | QC | Electricity Transmission Line |  |  |  | 0.67556 | 0
LCP_Inputs_ON_Diverse_Howarth_2023_05_05 | 2030 |  |  | Hydrogen |  | Dispatch-Intraconnection | VOM | 0 | QC | QC | H2 Pipeline - New |  |  |  | 0.67556 | 0
LCP_Inputs_ON_Diverse_Howarth_2023_05_05 | 2030 |  |  | Hydrogen |  | Dispatch-Intraconnection | VOM | 0 | QC | QC | H2 Pipeline - Repurposed |  |  |  | 0.67556 | 0
LCP_Inputs_ON_Diverse_Howarth_2023_05_05 | 2030 |  |  | Electricity |  | Dispatch-Interconnection | VOM | 10371430.7427 | WC | MI | Electricity Transmission Line |  |  |  | 0.67556 | 7006566.9892
LCP_Inputs_ON_Diverse_Howarth_2023_05_05 | 2030 |  |  | Methane |  | Dispatch-Interconnection | VOM | 0 | WC | ON | CH4 Pipeline |  |  |  | 0.67556 | 0
LCP_Inputs_ON_Diverse_Howarth_2023_05_05 | 2030 |  |  | Electricity |  | Dispatch-Interconnection | VOM | 6158009.6633 | WC | ON | Electricity Transmission Line |  |  |  | 0.67556 | 4160130.6798
LCP_Inputs_ON_Diverse_Howarth_2023_05_05 | 2030 |  |  | Hydrogen |  | Dispatch-Interconnection | VOM | 0 | WC | ON | H2 Pipeline - New |  |  |  | 0.67556 | 0
LCP_Inputs_ON_Diverse_Howarth_2023_05_05 | 2030 |  |  | Hydrogen |  | Dispatch-Interconnection | VOM | 0 | WC | ON | H2 Pipeline - Repurposed |  |  |  | 0.67556 | 0
LCP_Inputs_ON_Diverse_Howarth_2023_05_05 | 2030 |  |  | Methane |  | Dispatch-Intraconnection | VOM | 0 | WC | WC | CH4 Pipeline |  |  |  | 0.67556 | 0
LCP_Inputs_ON_Diverse_Howarth_2023_05_05 | 2030 |  |  | Electricity |  | Dispatch-Intraconnection | VOM | 0 | WC | WC | Electricity Transmission Line |  |  |  | 0.67556 | 0
LCP_Inputs_ON_Diverse_Howarth_2023_05_05 | 2030 |  |  | Hydrogen |  | Dispatch-Intraconnection | VOM | 0 | WC | WC | H2 Pipeline - New |  |  |  | 0.67556 | 0
LCP_Inputs_ON_Diverse_Howarth_2023_05_05 | 2030 |  |  | Hydrogen |  | Dispatch-Intraconnection | VOM | 0 | WC | WC | H2 Pipeline - Repurposed |  |  |  | 0.67556 | 0
LCP_Inputs_ON_Diverse_Howarth_2023_05_05 | 2031 |  |  | Methane |  | Dispatch-Intraconnection | VOM | 0 | MI | MI | CH4 Pipeline |  |  |  | 0.64958 | 0
LCP_Inputs_ON_Diverse_Howarth_2023_05_05 | 2031 |  |  | Electricity |  | Dispatch-Intraconnection | VOM | 0 | MI | MI | Electricity Transmission Line |  |  |  | 0.64958 | 0
LCP_Inputs_ON_Diverse_Howarth_2023_05_05 | 2031 |  |  | Hydrogen |  | Dispatch-Intraconnection | VOM | 0 | MI | MI | H2 Pipeline - New |  |  |  | 0.64958 | 0
LCP_Inputs_ON_Diverse_Howarth_2023_05_05 | 2031 |  |  | Hydrogen |  | Dispatch-Intraconnection | VOM | 0 | MI | MI | H2 Pipeline - Repurposed |  |  |  | 0.64958 | 0
LCP_Inputs_ON_Diverse_Howarth_2023_05_05 | 2031 |  |  | Methane |  | Dispatch-Interconnection | VOM | 0 | MI | ON | CH4 Pipeline |  |  |  | 0.64958 | 0
LCP_Inputs_ON_Diverse_Howarth_2023_05_05 | 2031 |  |  | Electricity |  | Dispatch-Interconnection | VOM | 21034161.2822 | MI | ON | Electricity Transmission Line |  |  |  | 0.64958 | 13663390.0803
LCP_Inputs_ON_Diverse_Howarth_2023_05_05 | 2031 |  |  | Hydrogen |  | Dispatch-Interconnection | VOM | 0 | MI | ON | H2 Pipeline - New |  |  |  | 0.64958 | 0
LCP_Inputs_ON_Diverse_Howarth_2023_05_05 | 2031 |  |  | Hydrogen |  | Dispatch-Interconnection | VOM | 0 | MI | ON | H2 Pipeline - Repurposed |  |  |  | 0.64958 | 0
LCP_Inputs_ON_Diverse_Howarth_2023_05_05 | 2031 |  |  | Electricity |  | Dispatch-Interconnection | VOM | 3476335.5809 | MI | WC | Electricity Transmission Line |  |  |  | 0.64958 | 2258161.3051
LCP_Inputs_ON_Diverse_Howarth_2023_05_05 | 2031 |  |  | Methane |  | Dispatch-Intraconnection | VOM | 0 | NY | NY | CH4 Pipeline |  |  |  | 0.64958 | 0
LCP_Inputs_ON_Diverse_Howarth_2023_05_05 | 2031 |  |  | Electricity |  | Dispatch-Intraconnection | VOM | 0 | NY | NY | Electricity Transmission Line |  |  |  | 0.64958 | 0
LCP_Inputs_ON_Diverse_Howarth_2023_05_05 | 2031 |  |  | Hydrogen |  | Dispatch-Intraconnection | VOM | 0 | NY | NY | H2 Pipeline - New |  |  |  | 0.64958 | 0
LCP_Inputs_ON_Diverse_Howarth_2023_05_05 | 2031 |  |  | Hydrogen |  | Dispatch-Intraconnection | VOM | 0 | NY | NY | H2 Pipeline - Repurposed |  |  |  | 0.64958 | 0
LCP_Inputs_ON_Diverse_Howarth_2023_05_05 | 2031 |  |  | Methane |  | Dispatch-Interconnection | VOM | 0 | NY | ON | CH4 Pipeline |  |  |  | 0.64958 | 0
LCP_Inputs_ON_Diverse_Howarth_2023_05_05 | 2031 |  |  | Electricity |  | Dispatch-Interconnection | VOM | 12085661.3199 | NY | ON | Electricity Transmission Line |  |  |  | 0.64958 | 7850615.1387
LCP_Inputs_ON_Diverse_Howarth_2023_05_05 | 2031 |  |  | Hydrogen |  | Dispatch-Interconnection | VOM | 0 | NY | ON | H2 Pipeline - New |  |  |  | 0.64958 | 0
LCP_Inputs_ON_Diverse_Howarth_2023_05_05 | 2031 |  |  | Hydrogen |  | Dispatch-Interconnection | VOM | 0 | NY | ON | H2 Pipeline - Repurposed |  |  |  | 0.64958 | 0
LCP_Inputs_ON_Diverse_Howarth_2023_05_05 | 2031 |  |  | Electricity |  | Dispatch-Interconnection | VOM | 22836790.1001 | NY | QC | Electricity Transmission Line |  |  |  | 0.64958 | 14834343.3871
LCP_Inputs_ON_Diverse_Howarth_2023_05_05 | 2031 |  |  | Methane |  | Dispatch-Interconnection | VOM | 0 | ON | MI | CH4 Pipeline |  |  |  | 0.64958 | 0
LCP_Inputs_ON_Diverse_Howarth_2023_05_05 | 2031 |  |  | Electricity |  | Dispatch-Interconnection | VOM | 484213.6315 | ON | MI | Electricity Transmission Line |  |  |  | 0.64958 | 314535.9418
LCP_Inputs_ON_Diverse_Howarth_2023_05_05 | 2031 |  |  | Hydrogen |  | Dispatch-Interconnection | VOM | 0 | ON | MI | H2 Pipeline - New |  |  |  | 0.64958 | 0
LCP_Inputs_ON_Diverse_Howarth_2023_05_05 | 2031 |  |  | Hydrogen |  | Dispatch-Interconnection | VOM | 0 | ON | MI | H2 Pipeline - Repurposed |  |  |  | 0.64958 | 0
LCP_Inputs_ON_Diverse_Howarth_2023_05_05 | 2031 |  |  | Methane |  | Dispatch-Interconnection | VOM | 0 | ON | NY | CH4 Pipeline |  |  |  | 0.64958 | 0
LCP_Inputs_ON_Diverse_Howarth_2023_05_05 | 2031 |  |  | Electricity |  | Dispatch-Interconnection | VOM | 12265818.1528 | ON | NY | Electricity Transmission Line |  |  |  | 0.64958 | 7967641.582
LCP_Inputs_ON_Diverse_Howarth_2023_05_05 | 2031 |  |  | Hydrogen |  | Dispatch-Interconnection | VOM | 0 | ON | NY | H2 Pipeline - New |  |  |  | 0.64958 | 0
LCP_Inputs_ON_Diverse_Howarth_2023_05_05 | 2031 |  |  | Hydrogen |  | Dispatch-Interconnection | VOM | 0 | ON | NY | H2 Pipeline - Repurposed |  |  |  | 0.64958 | 0
LCP_Inputs_ON_Diverse_Howarth_2023_05_05 | 2031 |  |  | Methane |  | Dispatch-Intraconnection | VOM | 727112349.4526 | ON | ON | CH4 Pipeline |  |  |  | 0.64958 | 472318317.3086
LCP_Inputs_ON_Diverse_Howarth_2023_05_05 | 2031 |  |  | Electricity |  | Dispatch-Intraconnection | VOM | 0 | ON | ON | Electricity Transmission Line |  |  |  | 0.64958 | 0
LCP_Inputs_ON_Diverse_Howarth_2023_05_05 | 2031 |  |  | Hydrogen |  | Dispatch-Intraconnection | VOM | 0 | ON | ON | H2 Pipeline - New |  |  |  | 0.64958 | 0
LCP_Inputs_ON_Diverse_Howarth_2023_05_05 | 2031 |  |  | Hydrogen |  | Dispatch-Intraconnection | VOM | 291122573.1747 | ON | ON | H2 Pipeline - Repurposed |  |  |  | 0.64958 | 189107672.2819
LCP_Inputs_ON_Diverse_Howarth_2023_05_05 | 2031 |  |  | Methane |  | Dispatch-Interconnection | VOM | 0 | ON | PJ | CH4 Pipeline |  |  |  | 0.64958 | 0
LCP_Inputs_ON_Diverse_Howarth_2023_05_05 | 2031 |  |  | Electricity |  | Dispatch-Interconnection | VOM | 6726019.0733 | ON | PJ | Electricity Transmission Line |  |  |  | 0.64958 | 4369093.7353
LCP_Inputs_ON_Diverse_Howarth_2023_05_05 | 2031 |  |  | Hydrogen |  | Dispatch-Interconnection | VOM | 0 | ON | PJ | H2 Pipeline - New |  |  |  | 0.64958 | 0
LCP_Inputs_ON_Diverse_Howarth_2023_05_05 | 2031 |  |  | Hydrogen |  | Dispatch-Interconnection | VOM | 0 | ON | PJ | H2 Pipeline - Repurposed |  |  |  | 0.64958 | 0
LCP_Inputs_ON_Diverse_Howarth_2023_05_05 | 2031 |  |  | Methane |  | Dispatch-Interconnection | VOM | 0 | ON | QC | CH4 Pipeline |  |  |  | 0.64958 | 0
LCP_Inputs_ON_Diverse_Howarth_2023_05_05 | 2031 |  |  | Electricity |  | Dispatch-Interconnection | VOM | 7440945.5634 | ON | QC | Electricity Transmission Line |  |  |  | 0.64958 | 4833496.3508
LCP_Inputs_ON_Diverse_Howarth_2023_05_05 | 2031 |  |  | Hydrogen |  | Dispatch-Interconnection | VOM | 0 | ON | QC | H2 Pipeline - New |  |  |  | 0.64958 | 0
LCP_Inputs_ON_Diverse_Howarth_2023_05_05 | 2031 |  |  | Hydrogen |  | Dispatch-Interconnection | VOM | 0 | ON | QC | H2 Pipeline - Repurposed |  |  |  | 0.64958 | 0
LCP_Inputs_ON_Diverse_Howarth_2023_05_05 | 2031 |  |  | Methane |  | Dispatch-Interconnection | VOM | 0 | ON | WC | CH4 Pipeline |  |  |  | 0.64958 | 0
LCP_Inputs_ON_Diverse_Howarth_2023_05_05 | 2031 |  |  | Electricity |  | Dispatch-Interconnection | VOM | 0 | ON | WC | Electricity Transmission Line |  |  |  | 0.64958 | 0
LCP_Inputs_ON_Diverse_Howarth_2023_05_05 | 2031 |  |  | Hydrogen |  | Dispatch-Interconnection | VOM | 0 | ON | WC | H2 Pipeline - New |  |  |  | 0.64958 | 0
LCP_Inputs_ON_Diverse_Howarth_2023_05_05 | 2031 |  |  | Hydrogen |  | Dispatch-Interconnection | VOM | 0 | ON | WC | H2 Pipeline - Repurposed |  |  |  | 0.64958 | 0
LCP_Inputs_ON_Diverse_Howarth_2023_05_05 | 2031 |  |  | Methane |  | Dispatch-Interconnection | VOM | 0 | PJ | ON | CH4 Pipeline |  |  |  | 0.64958 | 0
LCP_Inputs_ON_Diverse_Howarth_2023_05_05 | 2031 |  |  | Electricity |  | Dispatch-Interconnection | VOM | 9555737.5838 | PJ | ON | Electricity Transmission Line |  |  |  | 0.64958 | 6207224.9215
LCP_Inputs_ON_Diverse_Howarth_2023_05_05 | 2031 |  |  | Hydrogen |  | Dispatch-Interconnection | VOM | 0 | PJ | ON | H2 Pipeline - New |  |  |  | 0.64958 | 0
LCP_Inputs_ON_Diverse_Howarth_2023_05_05 | 2031 |  |  | Hydrogen |  | Dispatch-Interconnection | VOM | 0 | PJ | ON | H2 Pipeline - Repurposed |  |  |  | 0.64958 | 0
LCP_Inputs_ON_Diverse_Howarth_2023_05_05 | 2031 |  |  | Methane |  | Dispatch-Intraconnection | VOM | 0 | PJ | PJ | CH4 Pipeline |  |  |  | 0.64958 | 0
LCP_Inputs_ON_Diverse_Howarth_2023_05_05 | 2031 |  |  | Electricity |  | Dispatch-Intraconnection | VOM | 0 | PJ | PJ | Electricity Transmission Line |  |  |  | 0.64958 | 0
LCP_Inputs_ON_Diverse_Howarth_2023_05_05 | 2031 |  |  | Hydrogen |  | Dispatch-Intraconnection | VOM | 0 | PJ | PJ | H2 Pipeline - New |  |  |  | 0.64958 | 0
LCP_Inputs_ON_Diverse_Howarth_2023_05_05 | 2031 |  |  | Hydrogen |  | Dispatch-Intraconnection | VOM | 0 | PJ | PJ | H2 Pipeline - Repurposed |  |  |  | 0.64958 | 0
LCP_Inputs_ON_Diverse_Howarth_2023_05_05 | 2031 |  |  | Electricity |  | Dispatch-Interconnection | VOM | 23734810.7235 | QC | NY | Electricity Transmission Line |  |  |  | 0.64958 | 15417680.4603
LCP_Inputs_ON_Diverse_Howarth_2023_05_05 | 2031 |  |  | Methane |  | Dispatch-Interconnection | VOM | 0 | QC | ON | CH4 Pipeline |  |  |  | 0.64958 | 0
LCP_Inputs_ON_Diverse_Howarth_2023_05_05 | 2031 |  |  | Electricity |  | Dispatch-Interconnection | VOM | 9988033.5795 | QC | ON | Electricity Transmission Line |  |  |  | 0.64958 | 6488036.1571
LCP_Inputs_ON_Diverse_Howarth_2023_05_05 | 2031 |  |  | Hydrogen |  | Dispatch-Interconnection | VOM | 0 | QC | ON | H2 Pipeline - New |  |  |  | 0.64958 | 0
LCP_Inputs_ON_Diverse_Howarth_2023_05_05 | 2031 |  |  | Hydrogen |  | Dispatch-Interconnection | VOM | 0 | QC | ON | H2 Pipeline - Repurposed |  |  |  | 0.64958 | 0
LCP_Inputs_ON_Diverse_Howarth_2023_05_05 | 2031 |  |  | Methane |  | Dispatch-Intraconnection | VOM | 0 | QC | QC | CH4 Pipeline |  |  |  | 0.64958 | 0
LCP_Inputs_ON_Diverse_Howarth_2023_05_05 | 2031 |  |  | Electricity |  | Dispatch-Intraconnection | VOM | 0 | QC | QC | Electricity Transmission Line |  |  |  | 0.64958 | 0
LCP_Inputs_ON_Diverse_Howarth_2023_05_05 | 2031 |  |  | Hydrogen |  | Dispatch-Intraconnection | VOM | 0 | QC | QC | H2 Pipeline - New |  |  |  | 0.64958 | 0
LCP_Inputs_ON_Diverse_Howarth_2023_05_05 | 2031 |  |  | Hydrogen |  | Dispatch-Intraconnection | VOM | 0 | QC | QC | H2 Pipeline - Repurposed |  |  |  | 0.64958 | 0
LCP_Inputs_ON_Diverse_Howarth_2023_05_05 | 2031 |  |  | Electricity |  | Dispatch-Interconnection | VOM | 10371430.7427 | WC | MI | Electricity Transmission Line |  |  |  | 0.64958 | 6737083.6435
LCP_Inputs_ON_Diverse_Howarth_2023_05_05 | 2031 |  |  | Methane |  | Dispatch-Interconnection | VOM | 0 | WC | ON | CH4 Pipeline |  |  |  | 0.64958 | 0
LCP_Inputs_ON_Diverse_Howarth_2023_05_05 | 2031 |  |  | Electricity |  | Dispatch-Interconnection | VOM | 6158009.6633 | WC | ON | Electricity Transmission Line |  |  |  | 0.64958 | 4000125.6537
LCP_Inputs_ON_Diverse_Howarth_2023_05_05 | 2031 |  |  | Hydrogen |  | Dispatch-Interconnection | VOM | 0 | WC | ON | H2 Pipeline - New |  |  |  | 0.64958 | 0
LCP_Inputs_ON_Diverse_Howarth_2023_05_05 | 2031 |  |  | Hydrogen |  | Dispatch-Interconnection | VOM | 0 | WC | ON | H2 Pipeline - Repurposed |  |  |  | 0.64958 | 0
LCP_Inputs_ON_Diverse_Howarth_2023_05_05 | 2031 |  |  | Methane |  | Dispatch-Intraconnection | VOM | 0 | WC | WC | CH4 Pipeline |  |  |  | 0.64958 | 0
LCP_Inputs_ON_Diverse_Howarth_2023_05_05 | 2031 |  |  | Electricity |  | Dispatch-Intraconnection | VOM | 0 | WC | WC | Electricity Transmission Line |  |  |  | 0.64958 | 0
LCP_Inputs_ON_Diverse_Howarth_2023_05_05 | 2031 |  |  | Hydrogen |  | Dispatch-Intraconnection | VOM | 0 | WC | WC | H2 Pipeline - New |  |  |  | 0.64958 | 0
LCP_Inputs_ON_Diverse_Howarth_2023_05_05 | 2031 |  |  | Hydrogen |  | Dispatch-Intraconnection | VOM | 0 | WC | WC | H2 Pipeline - Repurposed |  |  |  | 0.64958 | 0
LCP_Inputs_ON_Diverse_Howarth_2023_05_05 | 2032 |  |  | Methane |  | Dispatch-Intraconnection | VOM | 0 | MI | MI | CH4 Pipeline |  |  |  | 0.6246 | 0
LCP_Inputs_ON_Diverse_Howarth_2023_05_05 | 2032 |  |  | Electricity |  | Dispatch-Intraconnection | VOM | 0 | MI | MI | Electricity Transmission Line |  |  |  | 0.6246 | 0
LCP_Inputs_ON_Diverse_Howarth_2023_05_05 | 2032 |  |  | Hydrogen |  | Dispatch-Intraconnection | VOM | 0 | MI | MI | H2 Pipeline - New |  |  |  | 0.6246 | 0
LCP_Inputs_ON_Diverse_Howarth_2023_05_05 | 2032 |  |  | Hydrogen |  | Dispatch-Intraconnection | VOM | 0 | MI | MI | H2 Pipeline - Repurposed |  |  |  | 0.6246 | 0
LCP_Inputs_ON_Diverse_Howarth_2023_05_05 | 2032 |  |  | Methane |  | Dispatch-Interconnection | VOM | 0 | MI | ON | CH4 Pipeline |  |  |  | 0.6246 | 0
LCP_Inputs_ON_Diverse_Howarth_2023_05_05 | 2032 |  |  | Electricity |  | Dispatch-Interconnection | VOM | 21034161.2822 | MI | ON | Electricity Transmission Line |  |  |  | 0.6246 | 13137875.0772
LCP_Inputs_ON_Diverse_Howarth_2023_05_05 | 2032 |  |  | Hydrogen |  | Dispatch-Interconnection | VOM | 0 | MI | ON | H2 Pipeline - New |  |  |  | 0.6246 | 0
LCP_Inputs_ON_Diverse_Howarth_2023_05_05 | 2032 |  |  | Hydrogen |  | Dispatch-Interconnection | VOM | 0 | MI | ON | H2 Pipeline - Repurposed |  |  |  | 0.6246 | 0
LCP_Inputs_ON_Diverse_Howarth_2023_05_05 | 2032 |  |  | Electricity |  | Dispatch-Interconnection | VOM | 3476335.5809 | MI | WC | Electricity Transmission Line |  |  |  | 0.6246 | 2171308.9472
LCP_Inputs_ON_Diverse_Howarth_2023_05_05 | 2032 |  |  | Methane |  | Dispatch-Intraconnection | VOM | 0 | NY | NY | CH4 Pipeline |  |  |  | 0.6246 | 0
LCP_Inputs_ON_Diverse_Howarth_2023_05_05 | 2032 |  |  | Electricity |  | Dispatch-Intraconnection | VOM | 0 | NY | NY | Electricity Transmission Line |  |  |  | 0.6246 | 0
LCP_Inputs_ON_Diverse_Howarth_2023_05_05 | 2032 |  |  | Hydrogen |  | Dispatch-Intraconnection | VOM | 0 | NY | NY | H2 Pipeline - New |  |  |  | 0.6246 | 0
LCP_Inputs_ON_Diverse_Howarth_2023_05_05 | 2032 |  |  | Hydrogen |  | Dispatch-Intraconnection | VOM | 0 | NY | NY | H2 Pipeline - Repurposed |  |  |  | 0.6246 | 0
LCP_Inputs_ON_Diverse_Howarth_2023_05_05 | 2032 |  |  | Methane |  | Dispatch-Interconnection | VOM | 0 | NY | ON | CH4 Pipeline |  |  |  | 0.6246 | 0
LCP_Inputs_ON_Diverse_Howarth_2023_05_05 | 2032 |  |  | Electricity |  | Dispatch-Interconnection | VOM | 12085661.3199 | NY | ON | Electricity Transmission Line |  |  |  | 0.6246 | 7548668.4026
LCP_Inputs_ON_Diverse_Howarth_2023_05_05 | 2032 |  |  | Hydrogen |  | Dispatch-Interconnection | VOM | 0 | NY | ON | H2 Pipeline - New |  |  |  | 0.6246 | 0
LCP_Inputs_ON_Diverse_Howarth_2023_05_05 | 2032 |  |  | Hydrogen |  | Dispatch-Interconnection | VOM | 0 | NY | ON | H2 Pipeline - Repurposed |  |  |  | 0.6246 | 0
LCP_Inputs_ON_Diverse_Howarth_2023_05_05 | 2032 |  |  | Electricity |  | Dispatch-Interconnection | VOM | 22836790.1001 | NY | QC | Electricity Transmission Line |  |  |  | 0.6246 | 14263791.7184
LCP_Inputs_ON_Diverse_Howarth_2023_05_05 | 2032 |  |  | Methane |  | Dispatch-Interconnection | VOM | 0 | ON | MI | CH4 Pipeline |  |  |  | 0.6246 | 0
LCP_Inputs_ON_Diverse_Howarth_2023_05_05 | 2032 |  |  | Electricity |  | Dispatch-Interconnection | VOM | 484213.6315 | ON | MI | Electricity Transmission Line |  |  |  | 0.6246 | 302438.4056
LCP_Inputs_ON_Diverse_Howarth_2023_05_05 | 2032 |  |  | Hydrogen |  | Dispatch-Interconnection | VOM | 0 | ON | MI | H2 Pipeline - New |  |  |  | 0.6246 | 0
LCP_Inputs_ON_Diverse_Howarth_2023_05_05 | 2032 |  |  | Hydrogen |  | Dispatch-Interconnection | VOM | 0 | ON | MI | H2 Pipeline - Repurposed |  |  |  | 0.6246 | 0
LCP_Inputs_ON_Diverse_Howarth_2023_05_05 | 2032 |  |  | Methane |  | Dispatch-Interconnection | VOM | 0 | ON | NY | CH4 Pipeline |  |  |  | 0.6246 | 0
LCP_Inputs_ON_Diverse_Howarth_2023_05_05 | 2032 |  |  | Electricity |  | Dispatch-Interconnection | VOM | 12265818.1528 | ON | NY | Electricity Transmission Line |  |  |  | 0.6246 | 7661193.8289
LCP_Inputs_ON_Diverse_Howarth_2023_05_05 | 2032 |  |  | Hydrogen |  | Dispatch-Interconnection | VOM | 0 | ON | NY | H2 Pipeline - New |  |  |  | 0.6246 | 0
LCP_Inputs_ON_Diverse_Howarth_2023_05_05 | 2032 |  |  | Hydrogen |  | Dispatch-Interconnection | VOM | 0 | ON | NY | H2 Pipeline - Repurposed |  |  |  | 0.6246 | 0
LCP_Inputs_ON_Diverse_Howarth_2023_05_05 | 2032 |  |  | Methane |  | Dispatch-Intraconnection | VOM | 727112349.4526 | ON | ON | CH4 Pipeline |  |  |  | 0.6246 | 454152228.1813
LCP_Inputs_ON_Diverse_Howarth_2023_05_05 | 2032 |  |  | Electricity |  | Dispatch-Intraconnection | VOM | 0 | ON | ON | Electricity Transmission Line |  |  |  | 0.6246 | 0
LCP_Inputs_ON_Diverse_Howarth_2023_05_05 | 2032 |  |  | Hydrogen |  | Dispatch-Intraconnection | VOM | 0 | ON | ON | H2 Pipeline - New |  |  |  | 0.6246 | 0
LCP_Inputs_ON_Diverse_Howarth_2023_05_05 | 2032 |  |  | Hydrogen |  | Dispatch-Intraconnection | VOM | 291122573.1747 | ON | ON | H2 Pipeline - Repurposed |  |  |  | 0.6246 | 181834300.2711
LCP_Inputs_ON_Diverse_Howarth_2023_05_05 | 2032 |  |  | Methane |  | Dispatch-Interconnection | VOM | 0 | ON | PJ | CH4 Pipeline |  |  |  | 0.6246 | 0
LCP_Inputs_ON_Diverse_Howarth_2023_05_05 | 2032 |  |  | Electricity |  | Dispatch-Interconnection | VOM | 6726019.0733 | ON | PJ | Electricity Transmission Line |  |  |  | 0.6246 | 4201051.6686
LCP_Inputs_ON_Diverse_Howarth_2023_05_05 | 2032 |  |  | Hydrogen |  | Dispatch-Interconnection | VOM | 0 | ON | PJ | H2 Pipeline - New |  |  |  | 0.6246 | 0
LCP_Inputs_ON_Diverse_Howarth_2023_05_05 | 2032 |  |  | Hydrogen |  | Dispatch-Interconnection | VOM | 0 | ON | PJ | H2 Pipeline - Repurposed |  |  |  | 0.6246 | 0
LCP_Inputs_ON_Diverse_Howarth_2023_05_05 | 2032 |  |  | Methane |  | Dispatch-Interconnection | VOM | 0 | ON | QC | CH4 Pipeline |  |  |  | 0.6246 | 0
LCP_Inputs_ON_Diverse_Howarth_2023_05_05 | 2032 |  |  | Electricity |  | Dispatch-Interconnection | VOM | 7440945.5634 | ON | QC | Electricity Transmission Line |  |  |  | 0.6246 | 4647592.645
LCP_Inputs_ON_Diverse_Howarth_2023_05_05 | 2032 |  |  | Hydrogen |  | Dispatch-Interconnection | VOM | 0 | ON | QC | H2 Pipeline - New |  |  |  | 0.6246 | 0
LCP_Inputs_ON_Diverse_Howarth_2023_05_05 | 2032 |  |  | Hydrogen |  | Dispatch-Interconnection | VOM | 0 | ON | QC | H2 Pipeline - Repurposed |  |  |  | 0.6246 | 0
LCP_Inputs_ON_Diverse_Howarth_2023_05_05 | 2032 |  |  | Methane |  | Dispatch-Interconnection | VOM | 0 | ON | WC | CH4 Pipeline |  |  |  | 0.6246 | 0
LCP_Inputs_ON_Diverse_Howarth_2023_05_05 | 2032 |  |  | Electricity |  | Dispatch-Interconnection | VOM | 0 | ON | WC | Electricity Transmission Line |  |  |  | 0.6246 | 0
LCP_Inputs_ON_Diverse_Howarth_2023_05_05 | 2032 |  |  | Hydrogen |  | Dispatch-Interconnection | VOM | 0 | ON | WC | H2 Pipeline - New |  |  |  | 0.6246 | 0
LCP_Inputs_ON_Diverse_Howarth_2023_05_05 | 2032 |  |  | Hydrogen |  | Dispatch-Interconnection | VOM | 0 | ON | WC | H2 Pipeline - Repurposed |  |  |  | 0.6246 | 0
LCP_Inputs_ON_Diverse_Howarth_2023_05_05 | 2032 |  |  | Methane |  | Dispatch-Interconnection | VOM | 0 | PJ | ON | CH4 Pipeline |  |  |  | 0.6246 | 0
LCP_Inputs_ON_Diverse_Howarth_2023_05_05 | 2032 |  |  | Electricity |  | Dispatch-Interconnection | VOM | 9555737.5838 | PJ | ON | Electricity Transmission Line |  |  |  | 0.6246 | 5968485.5014
LCP_Inputs_ON_Diverse_Howarth_2023_05_05 | 2032 |  |  | Hydrogen |  | Dispatch-Interconnection | VOM | 0 | PJ | ON | H2 Pipeline - New |  |  |  | 0.6246 | 0
LCP_Inputs_ON_Diverse_Howarth_2023_05_05 | 2032 |  |  | Hydrogen |  | Dispatch-Interconnection | VOM | 0 | PJ | ON | H2 Pipeline - Repurposed |  |  |  | 0.6246 | 0
LCP_Inputs_ON_Diverse_Howarth_2023_05_05 | 2032 |  |  | Methane |  | Dispatch-Intraconnection | VOM | 0 | PJ | PJ | CH4 Pipeline |  |  |  | 0.6246 | 0
LCP_Inputs_ON_Diverse_Howarth_2023_05_05 | 2032 |  |  | Electricity |  | Dispatch-Intraconnection | VOM | 0 | PJ | PJ | Electricity Transmission Line |  |  |  | 0.6246 | 0
LCP_Inputs_ON_Diverse_Howarth_2023_05_05 | 2032 |  |  | Hydrogen |  | Dispatch-Intraconnection | VOM | 0 | PJ | PJ | H2 Pipeline - New |  |  |  | 0.6246 | 0
LCP_Inputs_ON_Diverse_Howarth_2023_05_05 | 2032 |  |  | Hydrogen |  | Dispatch-Intraconnection | VOM | 0 | PJ | PJ | H2 Pipeline - Repurposed |  |  |  | 0.6246 | 0
LCP_Inputs_ON_Diverse_Howarth_2023_05_05 | 2032 |  |  | Electricity |  | Dispatch-Interconnection | VOM | 23734810.7235 | QC | NY | Electricity Transmission Line |  |  |  | 0.6246 | 14824692.7502
LCP_Inputs_ON_Diverse_Howarth_2023_05_05 | 2032 |  |  | Methane |  | Dispatch-Interconnection | VOM | 0 | QC | ON | CH4 Pipeline |  |  |  | 0.6246 | 0
LCP_Inputs_ON_Diverse_Howarth_2023_05_05 | 2032 |  |  | Electricity |  | Dispatch-Interconnection | VOM | 9988033.5795 | QC | ON | Electricity Transmission Line |  |  |  | 0.6246 | 6238496.3049
LCP_Inputs_ON_Diverse_Howarth_2023_05_05 | 2032 |  |  | Hydrogen |  | Dispatch-Interconnection | VOM | 0 | QC | ON | H2 Pipeline - New |  |  |  | 0.6246 | 0
LCP_Inputs_ON_Diverse_Howarth_2023_05_05 | 2032 |  |  | Hydrogen |  | Dispatch-Interconnection | VOM | 0 | QC | ON | H2 Pipeline - Repurposed |  |  |  | 0.6246 | 0
LCP_Inputs_ON_Diverse_Howarth_2023_05_05 | 2032 |  |  | Methane |  | Dispatch-Intraconnection | VOM | 0 | QC | QC | CH4 Pipeline |  |  |  | 0.6246 | 0
LCP_Inputs_ON_Diverse_Howarth_2023_05_05 | 2032 |  |  | Electricity |  | Dispatch-Intraconnection | VOM | 0 | QC | QC | Electricity Transmission Line |  |  |  | 0.6246 | 0
LCP_Inputs_ON_Diverse_Howarth_2023_05_05 | 2032 |  |  | Hydrogen |  | Dispatch-Intraconnection | VOM | 0 | QC | QC | H2 Pipeline - New |  |  |  | 0.6246 | 0
LCP_Inputs_ON_Diverse_Howarth_2023_05_05 | 2032 |  |  | Hydrogen |  | Dispatch-Intraconnection | VOM | 0 | QC | QC | H2 Pipeline - Repurposed |  |  |  | 0.6246 | 0
LCP_Inputs_ON_Diverse_Howarth_2023_05_05 | 2032 |  |  | Electricity |  | Dispatch-Interconnection | VOM | 10371430.7427 | WC | MI | Electricity Transmission Line |  |  |  | 0.6246 | 6477965.0418
LCP_Inputs_ON_Diverse_Howarth_2023_05_05 | 2032 |  |  | Methane |  | Dispatch-Interconnection | VOM | 0 | WC | ON | CH4 Pipeline |  |  |  | 0.6246 | 0
LCP_Inputs_ON_Diverse_Howarth_2023_05_05 | 2032 |  |  | Electricity |  | Dispatch-Interconnection | VOM | 6158009.6633 | WC | ON | Electricity Transmission Line |  |  |  | 0.6246 | 3846274.667
LCP_Inputs_ON_Diverse_Howarth_2023_05_05 | 2032 |  |  | Hydrogen |  | Dispatch-Interconnection | VOM | 0 | WC | ON | H2 Pipeline - New |  |  |  | 0.6246 | 0
LCP_Inputs_ON_Diverse_Howarth_2023_05_05 | 2032 |  |  | Hydrogen |  | Dispatch-Interconnection | VOM | 0 | WC | ON | H2 Pipeline - Repurposed |  |  |  | 0.6246 | 0
LCP_Inputs_ON_Diverse_Howarth_2023_05_05 | 2032 |  |  | Methane |  | Dispatch-Intraconnection | VOM | 0 | WC | WC | CH4 Pipeline |  |  |  | 0.6246 | 0
LCP_Inputs_ON_Diverse_Howarth_2023_05_05 | 2032 |  |  | Electricity |  | Dispatch-Intraconnection | VOM | 0 | WC | WC | Electricity Transmission Line |  |  |  | 0.6246 | 0
LCP_Inputs_ON_Diverse_Howarth_2023_05_05 | 2032 |  |  | Hydrogen |  | Dispatch-Intraconnection | VOM | 0 | WC | WC | H2 Pipeline - New |  |  |  | 0.6246 | 0
LCP_Inputs_ON_Diverse_Howarth_2023_05_05 | 2032 |  |  | Hydrogen |  | Dispatch-Intraconnection | VOM | 0 | WC | WC | H2 Pipeline - Repurposed |  |  |  | 0.6246 | 0
LCP_Inputs_ON_Diverse_Howarth_2023_05_05 | 2033 |  |  | Methane |  | Dispatch-Intraconnection | VOM | 0 | MI | MI | CH4 Pipeline |  |  |  | 0.60057 | 0
LCP_Inputs_ON_Diverse_Howarth_2023_05_05 | 2033 |  |  | Electricity |  | Dispatch-Intraconnection | VOM | 0 | MI | MI | Electricity Transmission Line |  |  |  | 0.60057 | 0
LCP_Inputs_ON_Diverse_Howarth_2023_05_05 | 2033 |  |  | Hydrogen |  | Dispatch-Intraconnection | VOM | 0 | MI | MI | H2 Pipeline - New |  |  |  | 0.60057 | 0
LCP_Inputs_ON_Diverse_Howarth_2023_05_05 | 2033 |  |  | Hydrogen |  | Dispatch-Intraconnection | VOM | 0 | MI | MI | H2 Pipeline - Repurposed |  |  |  | 0.60057 | 0
LCP_Inputs_ON_Diverse_Howarth_2023_05_05 | 2033 |  |  | Methane |  | Dispatch-Interconnection | VOM | 0 | MI | ON | CH4 Pipeline |  |  |  | 0.60057 | 0
LCP_Inputs_ON_Diverse_Howarth_2023_05_05 | 2033 |  |  | Electricity |  | Dispatch-Interconnection | VOM | 21034161.2822 | MI | ON | Electricity Transmission Line |  |  |  | 0.60057 | 12632572.1896
LCP_Inputs_ON_Diverse_Howarth_2023_05_05 | 2033 |  |  | Hydrogen |  | Dispatch-Interconnection | VOM | 0 | MI | ON | H2 Pipeline - New |  |  |  | 0.60057 | 0
LCP_Inputs_ON_Diverse_Howarth_2023_05_05 | 2033 |  |  | Hydrogen |  | Dispatch-Interconnection | VOM | 0 | MI | ON | H2 Pipeline - Repurposed |  |  |  | 0.60057 | 0
LCP_Inputs_ON_Diverse_Howarth_2023_05_05 | 2033 |  |  | Electricity |  | Dispatch-Interconnection | VOM | 3476335.5809 | MI | WC | Electricity Transmission Line |  |  |  | 0.60057 | 2087797.0646
LCP_Inputs_ON_Diverse_Howarth_2023_05_05 | 2033 |  |  | Methane |  | Dispatch-Intraconnection | VOM | 0 | NY | NY | CH4 Pipeline |  |  |  | 0.60057 | 0
LCP_Inputs_ON_Diverse_Howarth_2023_05_05 | 2033 |  |  | Electricity |  | Dispatch-Intraconnection | VOM | 0 | NY | NY | Electricity Transmission Line |  |  |  | 0.60057 | 0
LCP_Inputs_ON_Diverse_Howarth_2023_05_05 | 2033 |  |  | Hydrogen |  | Dispatch-Intraconnection | VOM | 0 | NY | NY | H2 Pipeline - New |  |  |  | 0.60057 | 0
LCP_Inputs_ON_Diverse_Howarth_2023_05_05 | 2033 |  |  | Hydrogen |  | Dispatch-Intraconnection | VOM | 0 | NY | NY | H2 Pipeline - Repurposed |  |  |  | 0.60057 | 0
LCP_Inputs_ON_Diverse_Howarth_2023_05_05 | 2033 |  |  | Methane |  | Dispatch-Interconnection | VOM | 0 | NY | ON | CH4 Pipeline |  |  |  | 0.60057 | 0
LCP_Inputs_ON_Diverse_Howarth_2023_05_05 | 2033 |  |  | Electricity |  | Dispatch-Interconnection | VOM | 12085661.3199 | NY | ON | Electricity Transmission Line |  |  |  | 0.60057 | 7258335.0025
LCP_Inputs_ON_Diverse_Howarth_2023_05_05 | 2033 |  |  | Hydrogen |  | Dispatch-Interconnection | VOM | 0 | NY | ON | H2 Pipeline - New |  |  |  | 0.60057 | 0
LCP_Inputs_ON_Diverse_Howarth_2023_05_05 | 2033 |  |  | Hydrogen |  | Dispatch-Interconnection | VOM | 0 | NY | ON | H2 Pipeline - Repurposed |  |  |  | 0.60057 | 0
LCP_Inputs_ON_Diverse_Howarth_2023_05_05 | 2033 |  |  | Electricity |  | Dispatch-Interconnection | VOM | 22836790.1001 | NY | QC | Electricity Transmission Line |  |  |  | 0.60057 | 13715184.3446
LCP_Inputs_ON_Diverse_Howarth_2023_05_05 | 2033 |  |  | Methane |  | Dispatch-Interconnection | VOM | 0 | ON | MI | CH4 Pipeline |  |  |  | 0.60057 | 0
LCP_Inputs_ON_Diverse_Howarth_2023_05_05 | 2033 |  |  | Electricity |  | Dispatch-Interconnection | VOM | 484213.6315 | ON | MI | Electricity Transmission Line |  |  |  | 0.60057 | 290806.1592
LCP_Inputs_ON_Diverse_Howarth_2023_05_05 | 2033 |  |  | Hydrogen |  | Dispatch-Interconnection | VOM | 0 | ON | MI | H2 Pipeline - New |  |  |  | 0.60057 | 0
LCP_Inputs_ON_Diverse_Howarth_2023_05_05 | 2033 |  |  | Hydrogen |  | Dispatch-Interconnection | VOM | 0 | ON | MI | H2 Pipeline - Repurposed |  |  |  | 0.60057 | 0
LCP_Inputs_ON_Diverse_Howarth_2023_05_05 | 2033 |  |  | Methane |  | Dispatch-Interconnection | VOM | 0 | ON | NY | CH4 Pipeline |  |  |  | 0.60057 | 0
LCP_Inputs_ON_Diverse_Howarth_2023_05_05 | 2033 |  |  | Electricity |  | Dispatch-Interconnection | VOM | 12265818.1528 | ON | NY | Electricity Transmission Line |  |  |  | 0.60057 | 7366532.5278
LCP_Inputs_ON_Diverse_Howarth_2023_05_05 | 2033 |  |  | Hydrogen |  | Dispatch-Interconnection | VOM | 0 | ON | NY | H2 Pipeline - New |  |  |  | 0.60057 | 0
LCP_Inputs_ON_Diverse_Howarth_2023_05_05 | 2033 |  |  | Hydrogen |  | Dispatch-Interconnection | VOM | 0 | ON | NY | H2 Pipeline - Repurposed |  |  |  | 0.60057 | 0
LCP_Inputs_ON_Diverse_Howarth_2023_05_05 | 2033 |  |  | Methane |  | Dispatch-Intraconnection | VOM | 727112349.4526 | ON | ON | CH4 Pipeline |  |  |  | 0.60057 | 436684834.7897
LCP_Inputs_ON_Diverse_Howarth_2023_05_05 | 2033 |  |  | Electricity |  | Dispatch-Intraconnection | VOM | 0 | ON | ON | Electricity Transmission Line |  |  |  | 0.60057 | 0
LCP_Inputs_ON_Diverse_Howarth_2023_05_05 | 2033 |  |  | Hydrogen |  | Dispatch-Intraconnection | VOM | 0 | ON | ON | H2 Pipeline - New |  |  |  | 0.60057 | 0
LCP_Inputs_ON_Diverse_Howarth_2023_05_05 | 2033 |  |  | Hydrogen |  | Dispatch-Intraconnection | VOM | 291122573.1747 | ON | ON | H2 Pipeline - Repurposed |  |  |  | 0.60057 | 174840673.3376
LCP_Inputs_ON_Diverse_Howarth_2023_05_05 | 2033 |  |  | Methane |  | Dispatch-Interconnection | VOM | 0 | ON | PJ | CH4 Pipeline |  |  |  | 0.60057 | 0
LCP_Inputs_ON_Diverse_Howarth_2023_05_05 | 2033 |  |  | Electricity |  | Dispatch-Interconnection | VOM | 6726019.0733 | ON | PJ | Electricity Transmission Line |  |  |  | 0.60057 | 4039472.7583
LCP_Inputs_ON_Diverse_Howarth_2023_05_05 | 2033 |  |  | Hydrogen |  | Dispatch-Interconnection | VOM | 0 | ON | PJ | H2 Pipeline - New |  |  |  | 0.60057 | 0
LCP_Inputs_ON_Diverse_Howarth_2023_05_05 | 2033 |  |  | Hydrogen |  | Dispatch-Interconnection | VOM | 0 | ON | PJ | H2 Pipeline - Repurposed |  |  |  | 0.60057 | 0
LCP_Inputs_ON_Diverse_Howarth_2023_05_05 | 2033 |  |  | Methane |  | Dispatch-Interconnection | VOM | 0 | ON | QC | CH4 Pipeline |  |  |  | 0.60057 | 0
LCP_Inputs_ON_Diverse_Howarth_2023_05_05 | 2033 |  |  | Electricity |  | Dispatch-Interconnection | VOM | 7440945.5634 | ON | QC | Electricity Transmission Line |  |  |  | 0.60057 | 4468839.0817
LCP_Inputs_ON_Diverse_Howarth_2023_05_05 | 2033 |  |  | Hydrogen |  | Dispatch-Interconnection | VOM | 0 | ON | QC | H2 Pipeline - New |  |  |  | 0.60057 | 0
LCP_Inputs_ON_Diverse_Howarth_2023_05_05 | 2033 |  |  | Hydrogen |  | Dispatch-Interconnection | VOM | 0 | ON | QC | H2 Pipeline - Repurposed |  |  |  | 0.60057 | 0
LCP_Inputs_ON_Diverse_Howarth_2023_05_05 | 2033 |  |  | Methane |  | Dispatch-Interconnection | VOM | 0 | ON | WC | CH4 Pipeline |  |  |  | 0.60057 | 0
LCP_Inputs_ON_Diverse_Howarth_2023_05_05 | 2033 |  |  | Electricity |  | Dispatch-Interconnection | VOM | 0 | ON | WC | Electricity Transmission Line |  |  |  | 0.60057 | 0
LCP_Inputs_ON_Diverse_Howarth_2023_05_05 | 2033 |  |  | Hydrogen |  | Dispatch-Interconnection | VOM | 0 | ON | WC | H2 Pipeline - New |  |  |  | 0.60057 | 0
LCP_Inputs_ON_Diverse_Howarth_2023_05_05 | 2033 |  |  | Hydrogen |  | Dispatch-Interconnection | VOM | 0 | ON | WC | H2 Pipeline - Repurposed |  |  |  | 0.60057 | 0
LCP_Inputs_ON_Diverse_Howarth_2023_05_05 | 2033 |  |  | Methane |  | Dispatch-Interconnection | VOM | 0 | PJ | ON | CH4 Pipeline |  |  |  | 0.60057 | 0
LCP_Inputs_ON_Diverse_Howarth_2023_05_05 | 2033 |  |  | Electricity |  | Dispatch-Interconnection | VOM | 9555737.5838 | PJ | ON | Electricity Transmission Line |  |  |  | 0.60057 | 5738928.3667
LCP_Inputs_ON_Diverse_Howarth_2023_05_05 | 2033 |  |  | Hydrogen |  | Dispatch-Interconnection | VOM | 0 | PJ | ON | H2 Pipeline - New |  |  |  | 0.60057 | 0
LCP_Inputs_ON_Diverse_Howarth_2023_05_05 | 2033 |  |  | Hydrogen |  | Dispatch-Interconnection | VOM | 0 | PJ | ON | H2 Pipeline - Repurposed |  |  |  | 0.60057 | 0
LCP_Inputs_ON_Diverse_Howarth_2023_05_05 | 2033 |  |  | Methane |  | Dispatch-Intraconnection | VOM | 0 | PJ | PJ | CH4 Pipeline |  |  |  | 0.60057 | 0
LCP_Inputs_ON_Diverse_Howarth_2023_05_05 | 2033 |  |  | Electricity |  | Dispatch-Intraconnection | VOM | 0 | PJ | PJ | Electricity Transmission Line |  |  |  | 0.60057 | 0
LCP_Inputs_ON_Diverse_Howarth_2023_05_05 | 2033 |  |  | Hydrogen |  | Dispatch-Intraconnection | VOM | 0 | PJ | PJ | H2 Pipeline - New |  |  |  | 0.60057 | 0
LCP_Inputs_ON_Diverse_Howarth_2023_05_05 | 2033 |  |  | Hydrogen |  | Dispatch-Intraconnection | VOM | 0 | PJ | PJ | H2 Pipeline - Repurposed |  |  |  | 0.60057 | 0
LCP_Inputs_ON_Diverse_Howarth_2023_05_05 | 2033 |  |  | Electricity |  | Dispatch-Interconnection | VOM | 23734810.7235 | QC | NY | Electricity Transmission Line |  |  |  | 0.60057 | 14254512.2599
LCP_Inputs_ON_Diverse_Howarth_2023_05_05 | 2033 |  |  | Methane |  | Dispatch-Interconnection | VOM | 0 | QC | ON | CH4 Pipeline |  |  |  | 0.60057 | 0
LCP_Inputs_ON_Diverse_Howarth_2023_05_05 | 2033 |  |  | Electricity |  | Dispatch-Interconnection | VOM | 9988033.5795 | QC | ON | Electricity Transmission Line |  |  |  | 0.60057 | 5998554.1393
LCP_Inputs_ON_Diverse_Howarth_2023_05_05 | 2033 |  |  | Hydrogen |  | Dispatch-Interconnection | VOM | 0 | QC | ON | H2 Pipeline - New |  |  |  | 0.60057 | 0
LCP_Inputs_ON_Diverse_Howarth_2023_05_05 | 2033 |  |  | Hydrogen |  | Dispatch-Interconnection | VOM | 0 | QC | ON | H2 Pipeline - Repurposed |  |  |  | 0.60057 | 0
LCP_Inputs_ON_Diverse_Howarth_2023_05_05 | 2033 |  |  | Methane |  | Dispatch-Intraconnection | VOM | 0 | QC | QC | CH4 Pipeline |  |  |  | 0.60057 | 0
LCP_Inputs_ON_Diverse_Howarth_2023_05_05 | 2033 |  |  | Electricity |  | Dispatch-Intraconnection | VOM | 0 | QC | QC | Electricity Transmission Line |  |  |  | 0.60057 | 0
LCP_Inputs_ON_Diverse_Howarth_2023_05_05 | 2033 |  |  | Hydrogen |  | Dispatch-Intraconnection | VOM | 0 | QC | QC | H2 Pipeline - New |  |  |  | 0.60057 | 0
LCP_Inputs_ON_Diverse_Howarth_2023_05_05 | 2033 |  |  | Hydrogen |  | Dispatch-Intraconnection | VOM | 0 | QC | QC | H2 Pipeline - Repurposed |  |  |  | 0.60057 | 0
LCP_Inputs_ON_Diverse_Howarth_2023_05_05 | 2033 |  |  | Electricity |  | Dispatch-Interconnection | VOM | 10371430.7427 | WC | MI | Electricity Transmission Line |  |  |  | 0.60057 | 6228812.5402
LCP_Inputs_ON_Diverse_Howarth_2023_05_05 | 2033 |  |  | Methane |  | Dispatch-Interconnection | VOM | 0 | WC | ON | CH4 Pipeline |  |  |  | 0.60057 | 0
LCP_Inputs_ON_Diverse_Howarth_2023_05_05 | 2033 |  |  | Electricity |  | Dispatch-Interconnection | VOM | 6158009.6633 | WC | ON | Electricity Transmission Line |  |  |  | 0.60057 | 3698341.0259
LCP_Inputs_ON_Diverse_Howarth_2023_05_05 | 2033 |  |  | Hydrogen |  | Dispatch-Interconnection | VOM | 0 | WC | ON | H2 Pipeline - New |  |  |  | 0.60057 | 0
LCP_Inputs_ON_Diverse_Howarth_2023_05_05 | 2033 |  |  | Hydrogen |  | Dispatch-Interconnection | VOM | 0 | WC | ON | H2 Pipeline - Repurposed |  |  |  | 0.60057 | 0
LCP_Inputs_ON_Diverse_Howarth_2023_05_05 | 2033 |  |  | Methane |  | Dispatch-Intraconnection | VOM | 0 | WC | WC | CH4 Pipeline |  |  |  | 0.60057 | 0
LCP_Inputs_ON_Diverse_Howarth_2023_05_05 | 2033 |  |  | Electricity |  | Dispatch-Intraconnection | VOM | 0 | WC | WC | Electricity Transmission Line |  |  |  | 0.60057 | 0
LCP_Inputs_ON_Diverse_Howarth_2023_05_05 | 2033 |  |  | Hydrogen |  | Dispatch-Intraconnection | VOM | 0 | WC | WC | H2 Pipeline - New |  |  |  | 0.60057 | 0
LCP_Inputs_ON_Diverse_Howarth_2023_05_05 | 2033 |  |  | Hydrogen |  | Dispatch-Intraconnection | VOM | 0 | WC | WC | H2 Pipeline - Repurposed |  |  |  | 0.60057 | 0
LCP_Inputs_ON_Diverse_Howarth_2023_05_05 | 2034 |  |  | Methane |  | Dispatch-Intraconnection | VOM | 0 | MI | MI | CH4 Pipeline |  |  |  | 0.57748 | 0
LCP_Inputs_ON_Diverse_Howarth_2023_05_05 | 2034 |  |  | Electricity |  | Dispatch-Intraconnection | VOM | 0 | MI | MI | Electricity Transmission Line |  |  |  | 0.57748 | 0
LCP_Inputs_ON_Diverse_Howarth_2023_05_05 | 2034 |  |  | Hydrogen |  | Dispatch-Intraconnection | VOM | 0 | MI | MI | H2 Pipeline - New |  |  |  | 0.57748 | 0
LCP_Inputs_ON_Diverse_Howarth_2023_05_05 | 2034 |  |  | Hydrogen |  | Dispatch-Intraconnection | VOM | 0 | MI | MI | H2 Pipeline - Repurposed |  |  |  | 0.57748 | 0
LCP_Inputs_ON_Diverse_Howarth_2023_05_05 | 2034 |  |  | Methane |  | Dispatch-Interconnection | VOM | 0 | MI | ON | CH4 Pipeline |  |  |  | 0.57748 | 0
LCP_Inputs_ON_Diverse_Howarth_2023_05_05 | 2034 |  |  | Electricity |  | Dispatch-Interconnection | VOM | 21034161.2822 | MI | ON | Electricity Transmission Line |  |  |  | 0.57748 | 12146704.0285
LCP_Inputs_ON_Diverse_Howarth_2023_05_05 | 2034 |  |  | Hydrogen |  | Dispatch-Interconnection | VOM | 0 | MI | ON | H2 Pipeline - New |  |  |  | 0.57748 | 0
LCP_Inputs_ON_Diverse_Howarth_2023_05_05 | 2034 |  |  | Hydrogen |  | Dispatch-Interconnection | VOM | 0 | MI | ON | H2 Pipeline - Repurposed |  |  |  | 0.57748 | 0
LCP_Inputs_ON_Diverse_Howarth_2023_05_05 | 2034 |  |  | Electricity |  | Dispatch-Interconnection | VOM | 3476335.5809 | MI | WC | Electricity Transmission Line |  |  |  | 0.57748 | 2007497.1775
LCP_Inputs_ON_Diverse_Howarth_2023_05_05 | 2034 |  |  | Methane |  | Dispatch-Intraconnection | VOM | 0 | NY | NY | CH4 Pipeline |  |  |  | 0.57748 | 0
LCP_Inputs_ON_Diverse_Howarth_2023_05_05 | 2034 |  |  | Electricity |  | Dispatch-Intraconnection | VOM | 0 | NY | NY | Electricity Transmission Line |  |  |  | 0.57748 | 0
LCP_Inputs_ON_Diverse_Howarth_2023_05_05 | 2034 |  |  | Hydrogen |  | Dispatch-Intraconnection | VOM | 0 | NY | NY | H2 Pipeline - New |  |  |  | 0.57748 | 0
LCP_Inputs_ON_Diverse_Howarth_2023_05_05 | 2034 |  |  | Hydrogen |  | Dispatch-Intraconnection | VOM | 0 | NY | NY | H2 Pipeline - Repurposed |  |  |  | 0.57748 | 0
LCP_Inputs_ON_Diverse_Howarth_2023_05_05 | 2034 |  |  | Methane |  | Dispatch-Interconnection | VOM | 0 | NY | ON | CH4 Pipeline |  |  |  | 0.57748 | 0
LCP_Inputs_ON_Diverse_Howarth_2023_05_05 | 2034 |  |  | Electricity |  | Dispatch-Interconnection | VOM | 12085661.3199 | NY | ON | Electricity Transmission Line |  |  |  | 0.57748 | 6979168.2716
LCP_Inputs_ON_Diverse_Howarth_2023_05_05 | 2034 |  |  | Hydrogen |  | Dispatch-Interconnection | VOM | 0 | NY | ON | H2 Pipeline - New |  |  |  | 0.57748 | 0
LCP_Inputs_ON_Diverse_Howarth_2023_05_05 | 2034 |  |  | Hydrogen |  | Dispatch-Interconnection | VOM | 0 | NY | ON | H2 Pipeline - Repurposed |  |  |  | 0.57748 | 0
LCP_Inputs_ON_Diverse_Howarth_2023_05_05 | 2034 |  |  | Electricity |  | Dispatch-Interconnection | VOM | 22836790.1001 | NY | QC | Electricity Transmission Line |  |  |  | 0.57748 | 13187677.2544
LCP_Inputs_ON_Diverse_Howarth_2023_05_05 | 2034 |  |  | Methane |  | Dispatch-Interconnection | VOM | 0 | ON | MI | CH4 Pipeline |  |  |  | 0.57748 | 0
LCP_Inputs_ON_Diverse_Howarth_2023_05_05 | 2034 |  |  | Electricity |  | Dispatch-Interconnection | VOM | 484213.6315 | ON | MI | Electricity Transmission Line |  |  |  | 0.57748 | 279621.3069
LCP_Inputs_ON_Diverse_Howarth_2023_05_05 | 2034 |  |  | Hydrogen |  | Dispatch-Interconnection | VOM | 0 | ON | MI | H2 Pipeline - New |  |  |  | 0.57748 | 0
LCP_Inputs_ON_Diverse_Howarth_2023_05_05 | 2034 |  |  | Hydrogen |  | Dispatch-Interconnection | VOM | 0 | ON | MI | H2 Pipeline - Repurposed |  |  |  | 0.57748 | 0
LCP_Inputs_ON_Diverse_Howarth_2023_05_05 | 2034 |  |  | Methane |  | Dispatch-Interconnection | VOM | 0 | ON | NY | CH4 Pipeline |  |  |  | 0.57748 | 0
LCP_Inputs_ON_Diverse_Howarth_2023_05_05 | 2034 |  |  | Electricity |  | Dispatch-Interconnection | VOM | 12265818.1528 | ON | NY | Electricity Transmission Line |  |  |  | 0.57748 | 7083204.3536
LCP_Inputs_ON_Diverse_Howarth_2023_05_05 | 2034 |  |  | Hydrogen |  | Dispatch-Interconnection | VOM | 0 | ON | NY | H2 Pipeline - New |  |  |  | 0.57748 | 0
LCP_Inputs_ON_Diverse_Howarth_2023_05_05 | 2034 |  |  | Hydrogen |  | Dispatch-Interconnection | VOM | 0 | ON | NY | H2 Pipeline - Repurposed |  |  |  | 0.57748 | 0
LCP_Inputs_ON_Diverse_Howarth_2023_05_05 | 2034 |  |  | Methane |  | Dispatch-Intraconnection | VOM | 727112349.4526 | ON | ON | CH4 Pipeline |  |  |  | 0.57748 | 419889264.2209
LCP_Inputs_ON_Diverse_Howarth_2023_05_05 | 2034 |  |  | Electricity |  | Dispatch-Intraconnection | VOM | 0 | ON | ON | Electricity Transmission Line |  |  |  | 0.57748 | 0
LCP_Inputs_ON_Diverse_Howarth_2023_05_05 | 2034 |  |  | Hydrogen |  | Dispatch-Intraconnection | VOM | 0 | ON | ON | H2 Pipeline - New |  |  |  | 0.57748 | 0
LCP_Inputs_ON_Diverse_Howarth_2023_05_05 | 2034 |  |  | Hydrogen |  | Dispatch-Intraconnection | VOM | 291122573.1747 | ON | ON | H2 Pipeline - Repurposed |  |  |  | 0.57748 | 168116032.0554
LCP_Inputs_ON_Diverse_Howarth_2023_05_05 | 2034 |  |  | Methane |  | Dispatch-Interconnection | VOM | 0 | ON | PJ | CH4 Pipeline |  |  |  | 0.57748 | 0
LCP_Inputs_ON_Diverse_Howarth_2023_05_05 | 2034 |  |  | Electricity |  | Dispatch-Interconnection | VOM | 6726019.0733 | ON | PJ | Electricity Transmission Line |  |  |  | 0.57748 | 3884108.4214
LCP_Inputs_ON_Diverse_Howarth_2023_05_05 | 2034 |  |  | Hydrogen |  | Dispatch-Interconnection | VOM | 0 | ON | PJ | H2 Pipeline - New |  |  |  | 0.57748 | 0
LCP_Inputs_ON_Diverse_Howarth_2023_05_05 | 2034 |  |  | Hydrogen |  | Dispatch-Interconnection | VOM | 0 | ON | PJ | H2 Pipeline - Repurposed |  |  |  | 0.57748 | 0
LCP_Inputs_ON_Diverse_Howarth_2023_05_05 | 2034 |  |  | Methane |  | Dispatch-Interconnection | VOM | 0 | ON | QC | CH4 Pipeline |  |  |  | 0.57748 | 0
LCP_Inputs_ON_Diverse_Howarth_2023_05_05 | 2034 |  |  | Electricity |  | Dispatch-Interconnection | VOM | 7440945.5634 | ON | QC | Electricity Transmission Line |  |  |  | 0.57748 | 4296960.6555
LCP_Inputs_ON_Diverse_Howarth_2023_05_05 | 2034 |  |  | Hydrogen |  | Dispatch-Interconnection | VOM | 0 | ON | QC | H2 Pipeline - New |  |  |  | 0.57748 | 0
LCP_Inputs_ON_Diverse_Howarth_2023_05_05 | 2034 |  |  | Hydrogen |  | Dispatch-Interconnection | VOM | 0 | ON | QC | H2 Pipeline - Repurposed |  |  |  | 0.57748 | 0
LCP_Inputs_ON_Diverse_Howarth_2023_05_05 | 2034 |  |  | Methane |  | Dispatch-Interconnection | VOM | 0 | ON | WC | CH4 Pipeline |  |  |  | 0.57748 | 0
LCP_Inputs_ON_Diverse_Howarth_2023_05_05 | 2034 |  |  | Electricity |  | Dispatch-Interconnection | VOM | 0 | ON | WC | Electricity Transmission Line |  |  |  | 0.57748 | 0
LCP_Inputs_ON_Diverse_Howarth_2023_05_05 | 2034 |  |  | Hydrogen |  | Dispatch-Interconnection | VOM | 0 | ON | WC | H2 Pipeline - New |  |  |  | 0.57748 | 0
LCP_Inputs_ON_Diverse_Howarth_2023_05_05 | 2034 |  |  | Hydrogen |  | Dispatch-Interconnection | VOM | 0 | ON | WC | H2 Pipeline - Repurposed |  |  |  | 0.57748 | 0
LCP_Inputs_ON_Diverse_Howarth_2023_05_05 | 2034 |  |  | Methane |  | Dispatch-Interconnection | VOM | 0 | PJ | ON | CH4 Pipeline |  |  |  | 0.57748 | 0
LCP_Inputs_ON_Diverse_Howarth_2023_05_05 | 2034 |  |  | Electricity |  | Dispatch-Interconnection | VOM | 9555737.5838 | PJ | ON | Electricity Transmission Line |  |  |  | 0.57748 | 5518200.3526
LCP_Inputs_ON_Diverse_Howarth_2023_05_05 | 2034 |  |  | Hydrogen |  | Dispatch-Interconnection | VOM | 0 | PJ | ON | H2 Pipeline - New |  |  |  | 0.57748 | 0
LCP_Inputs_ON_Diverse_Howarth_2023_05_05 | 2034 |  |  | Hydrogen |  | Dispatch-Interconnection | VOM | 0 | PJ | ON | H2 Pipeline - Repurposed |  |  |  | 0.57748 | 0
LCP_Inputs_ON_Diverse_Howarth_2023_05_05 | 2034 |  |  | Methane |  | Dispatch-Intraconnection | VOM | 0 | PJ | PJ | CH4 Pipeline |  |  |  | 0.57748 | 0
LCP_Inputs_ON_Diverse_Howarth_2023_05_05 | 2034 |  |  | Electricity |  | Dispatch-Intraconnection | VOM | 0 | PJ | PJ | Electricity Transmission Line |  |  |  | 0.57748 | 0
LCP_Inputs_ON_Diverse_Howarth_2023_05_05 | 2034 |  |  | Hydrogen |  | Dispatch-Intraconnection | VOM | 0 | PJ | PJ | H2 Pipeline - New |  |  |  | 0.57748 | 0
LCP_Inputs_ON_Diverse_Howarth_2023_05_05 | 2034 |  |  | Hydrogen |  | Dispatch-Intraconnection | VOM | 0 | PJ | PJ | H2 Pipeline - Repurposed |  |  |  | 0.57748 | 0
LCP_Inputs_ON_Diverse_Howarth_2023_05_05 | 2034 |  |  | Electricity |  | Dispatch-Interconnection | VOM | 23734810.7235 | QC | NY | Electricity Transmission Line |  |  |  | 0.57748 | 13706261.7883
LCP_Inputs_ON_Diverse_Howarth_2023_05_05 | 2034 |  |  | Methane |  | Dispatch-Interconnection | VOM | 0 | QC | ON | CH4 Pipeline |  |  |  | 0.57748 | 0
LCP_Inputs_ON_Diverse_Howarth_2023_05_05 | 2034 |  |  | Electricity |  | Dispatch-Interconnection | VOM | 9988033.5795 | QC | ON | Electricity Transmission Line |  |  |  | 0.57748 | 5767840.5186
LCP_Inputs_ON_Diverse_Howarth_2023_05_05 | 2034 |  |  | Hydrogen |  | Dispatch-Interconnection | VOM | 0 | QC | ON | H2 Pipeline - New |  |  |  | 0.57748 | 0
LCP_Inputs_ON_Diverse_Howarth_2023_05_05 | 2034 |  |  | Hydrogen |  | Dispatch-Interconnection | VOM | 0 | QC | ON | H2 Pipeline - Repurposed |  |  |  | 0.57748 | 0
LCP_Inputs_ON_Diverse_Howarth_2023_05_05 | 2034 |  |  | Methane |  | Dispatch-Intraconnection | VOM | 0 | QC | QC | CH4 Pipeline |  |  |  | 0.57748 | 0
LCP_Inputs_ON_Diverse_Howarth_2023_05_05 | 2034 |  |  | Electricity |  | Dispatch-Intraconnection | VOM | 0 | QC | QC | Electricity Transmission Line |  |  |  | 0.57748 | 0
LCP_Inputs_ON_Diverse_Howarth_2023_05_05 | 2034 |  |  | Hydrogen |  | Dispatch-Intraconnection | VOM | 0 | QC | QC | H2 Pipeline - New |  |  |  | 0.57748 | 0
LCP_Inputs_ON_Diverse_Howarth_2023_05_05 | 2034 |  |  | Hydrogen |  | Dispatch-Intraconnection | VOM | 0 | QC | QC | H2 Pipeline - Repurposed |  |  |  | 0.57748 | 0
LCP_Inputs_ON_Diverse_Howarth_2023_05_05 | 2034 |  |  | Electricity |  | Dispatch-Interconnection | VOM | 10371430.7427 | WC | MI | Electricity Transmission Line |  |  |  | 0.57748 | 5989242.8271
LCP_Inputs_ON_Diverse_Howarth_2023_05_05 | 2034 |  |  | Methane |  | Dispatch-Interconnection | VOM | 0 | WC | ON | CH4 Pipeline |  |  |  | 0.57748 | 0
LCP_Inputs_ON_Diverse_Howarth_2023_05_05 | 2034 |  |  | Electricity |  | Dispatch-Interconnection | VOM | 6158009.6633 | WC | ON | Electricity Transmission Line |  |  |  | 0.57748 | 3556097.1403
LCP_Inputs_ON_Diverse_Howarth_2023_05_05 | 2034 |  |  | Hydrogen |  | Dispatch-Interconnection | VOM | 0 | WC | ON | H2 Pipeline - New |  |  |  | 0.57748 | 0
LCP_Inputs_ON_Diverse_Howarth_2023_05_05 | 2034 |  |  | Hydrogen |  | Dispatch-Interconnection | VOM | 0 | WC | ON | H2 Pipeline - Repurposed |  |  |  | 0.57748 | 0
LCP_Inputs_ON_Diverse_Howarth_2023_05_05 | 2034 |  |  | Methane |  | Dispatch-Intraconnection | VOM | 0 | WC | WC | CH4 Pipeline |  |  |  | 0.57748 | 0
LCP_Inputs_ON_Diverse_Howarth_2023_05_05 | 2034 |  |  | Electricity |  | Dispatch-Intraconnection | VOM | 0 | WC | WC | Electricity Transmission Line |  |  |  | 0.57748 | 0
LCP_Inputs_ON_Diverse_Howarth_2023_05_05 | 2034 |  |  | Hydrogen |  | Dispatch-Intraconnection | VOM | 0 | WC | WC | H2 Pipeline - New |  |  |  | 0.57748 | 0
LCP_Inputs_ON_Diverse_Howarth_2023_05_05 | 2034 |  |  | Hydrogen |  | Dispatch-Intraconnection | VOM | 0 | WC | WC | H2 Pipeline - Repurposed |  |  |  | 0.57748 | 0
LCP_Inputs_ON_Diverse_Howarth_2023_05_05 | 2035 |  |  | Methane |  | Dispatch-Intraconnection | VOM | 0 | MI | MI | CH4 Pipeline |  |  |  | 0.55526 | 0
LCP_Inputs_ON_Diverse_Howarth_2023_05_05 | 2035 |  |  | Electricity |  | Dispatch-Intraconnection | VOM | 0 | MI | MI | Electricity Transmission Line |  |  |  | 0.55526 | 0
LCP_Inputs_ON_Diverse_Howarth_2023_05_05 | 2035 |  |  | Hydrogen |  | Dispatch-Intraconnection | VOM | 0 | MI | MI | H2 Pipeline - New |  |  |  | 0.55526 | 0
LCP_Inputs_ON_Diverse_Howarth_2023_05_05 | 2035 |  |  | Hydrogen |  | Dispatch-Intraconnection | VOM | 0 | MI | MI | H2 Pipeline - Repurposed |  |  |  | 0.55526 | 0
LCP_Inputs_ON_Diverse_Howarth_2023_05_05 | 2035 |  |  | Methane |  | Dispatch-Interconnection | VOM | 0 | MI | ON | CH4 Pipeline |  |  |  | 0.55526 | 0
LCP_Inputs_ON_Diverse_Howarth_2023_05_05 | 2035 |  |  | Electricity |  | Dispatch-Interconnection | VOM | 21034161.2822 | MI | ON | Electricity Transmission Line |  |  |  | 0.55526 | 11679523.1043
LCP_Inputs_ON_Diverse_Howarth_2023_05_05 | 2035 |  |  | Hydrogen |  | Dispatch-Interconnection | VOM | 0 | MI | ON | H2 Pipeline - New |  |  |  | 0.55526 | 0
LCP_Inputs_ON_Diverse_Howarth_2023_05_05 | 2035 |  |  | Hydrogen |  | Dispatch-Interconnection | VOM | 0 | MI | ON | H2 Pipeline - Repurposed |  |  |  | 0.55526 | 0
LCP_Inputs_ON_Diverse_Howarth_2023_05_05 | 2035 |  |  | Electricity |  | Dispatch-Interconnection | VOM | 3476335.5809 | MI | WC | Electricity Transmission Line |  |  |  | 0.55526 | 1930285.7476
LCP_Inputs_ON_Diverse_Howarth_2023_05_05 | 2035 |  |  | Methane |  | Dispatch-Intraconnection | VOM | 0 | NY | NY | CH4 Pipeline |  |  |  | 0.55526 | 0
LCP_Inputs_ON_Diverse_Howarth_2023_05_05 | 2035 |  |  | Electricity |  | Dispatch-Intraconnection | VOM | 0 | NY | NY | Electricity Transmission Line |  |  |  | 0.55526 | 0
LCP_Inputs_ON_Diverse_Howarth_2023_05_05 | 2035 |  |  | Hydrogen |  | Dispatch-Intraconnection | VOM | 0 | NY | NY | H2 Pipeline - New |  |  |  | 0.55526 | 0
LCP_Inputs_ON_Diverse_Howarth_2023_05_05 | 2035 |  |  | Hydrogen |  | Dispatch-Intraconnection | VOM | 0 | NY | NY | H2 Pipeline - Repurposed |  |  |  | 0.55526 | 0
LCP_Inputs_ON_Diverse_Howarth_2023_05_05 | 2035 |  |  | Methane |  | Dispatch-Interconnection | VOM | 0 | NY | ON | CH4 Pipeline |  |  |  | 0.55526 | 0
LCP_Inputs_ON_Diverse_Howarth_2023_05_05 | 2035 |  |  | Electricity |  | Dispatch-Interconnection | VOM | 12085661.3199 | NY | ON | Electricity Transmission Line |  |  |  | 0.55526 | 6710738.7227
LCP_Inputs_ON_Diverse_Howarth_2023_05_05 | 2035 |  |  | Hydrogen |  | Dispatch-Interconnection | VOM | 0 | NY | ON | H2 Pipeline - New |  |  |  | 0.55526 | 0
LCP_Inputs_ON_Diverse_Howarth_2023_05_05 | 2035 |  |  | Hydrogen |  | Dispatch-Interconnection | VOM | 0 | NY | ON | H2 Pipeline - Repurposed |  |  |  | 0.55526 | 0
LCP_Inputs_ON_Diverse_Howarth_2023_05_05 | 2035 |  |  | Electricity |  | Dispatch-Interconnection | VOM | 22836790.1001 | NY | QC | Electricity Transmission Line |  |  |  | 0.55526 | 12680458.8985
LCP_Inputs_ON_Diverse_Howarth_2023_05_05 | 2035 |  |  | Methane |  | Dispatch-Interconnection | VOM | 0 | ON | MI | CH4 Pipeline |  |  |  | 0.55526 | 0
LCP_Inputs_ON_Diverse_Howarth_2023_05_05 | 2035 |  |  | Electricity |  | Dispatch-Interconnection | VOM | 484213.6315 | ON | MI | Electricity Transmission Line |  |  |  | 0.55526 | 268866.6413
LCP_Inputs_ON_Diverse_Howarth_2023_05_05 | 2035 |  |  | Hydrogen |  | Dispatch-Interconnection | VOM | 0 | ON | MI | H2 Pipeline - New |  |  |  | 0.55526 | 0
LCP_Inputs_ON_Diverse_Howarth_2023_05_05 | 2035 |  |  | Hydrogen |  | Dispatch-Interconnection | VOM | 0 | ON | MI | H2 Pipeline - Repurposed |  |  |  | 0.55526 | 0
LCP_Inputs_ON_Diverse_Howarth_2023_05_05 | 2035 |  |  | Methane |  | Dispatch-Interconnection | VOM | 0 | ON | NY | CH4 Pipeline |  |  |  | 0.55526 | 0
LCP_Inputs_ON_Diverse_Howarth_2023_05_05 | 2035 |  |  | Electricity |  | Dispatch-Interconnection | VOM | 12265818.1528 | ON | NY | Electricity Transmission Line |  |  |  | 0.55526 | 6810773.417
LCP_Inputs_ON_Diverse_Howarth_2023_05_05 | 2035 |  |  | Hydrogen |  | Dispatch-Interconnection | VOM | 0 | ON | NY | H2 Pipeline - New |  |  |  | 0.55526 | 0
LCP_Inputs_ON_Diverse_Howarth_2023_05_05 | 2035 |  |  | Hydrogen |  | Dispatch-Interconnection | VOM | 0 | ON | NY | H2 Pipeline - Repurposed |  |  |  | 0.55526 | 0
LCP_Inputs_ON_Diverse_Howarth_2023_05_05 | 2035 |  |  | Methane |  | Dispatch-Intraconnection | VOM | 727112349.4526 | ON | ON | CH4 Pipeline |  |  |  | 0.55526 | 403739677.1355
LCP_Inputs_ON_Diverse_Howarth_2023_05_05 | 2035 |  |  | Electricity |  | Dispatch-Intraconnection | VOM | 0 | ON | ON | Electricity Transmission Line |  |  |  | 0.55526 | 0
LCP_Inputs_ON_Diverse_Howarth_2023_05_05 | 2035 |  |  | Hydrogen |  | Dispatch-Intraconnection | VOM | 0 | ON | ON | H2 Pipeline - New |  |  |  | 0.55526 | 0
LCP_Inputs_ON_Diverse_Howarth_2023_05_05 | 2035 |  |  | Hydrogen |  | Dispatch-Intraconnection | VOM | 291122573.1747 | ON | ON | H2 Pipeline - Repurposed |  |  |  | 0.55526 | 161650030.8225
LCP_Inputs_ON_Diverse_Howarth_2023_05_05 | 2035 |  |  | Methane |  | Dispatch-Interconnection | VOM | 0 | ON | PJ | CH4 Pipeline |  |  |  | 0.55526 | 0
LCP_Inputs_ON_Diverse_Howarth_2023_05_05 | 2035 |  |  | Electricity |  | Dispatch-Interconnection | VOM | 6726019.0733 | ON | PJ | Electricity Transmission Line |  |  |  | 0.55526 | 3734719.636
LCP_Inputs_ON_Diverse_Howarth_2023_05_05 | 2035 |  |  | Hydrogen |  | Dispatch-Interconnection | VOM | 0 | ON | PJ | H2 Pipeline - New |  |  |  | 0.55526 | 0
LCP_Inputs_ON_Diverse_Howarth_2023_05_05 | 2035 |  |  | Hydrogen |  | Dispatch-Interconnection | VOM | 0 | ON | PJ | H2 Pipeline - Repurposed |  |  |  | 0.55526 | 0
LCP_Inputs_ON_Diverse_Howarth_2023_05_05 | 2035 |  |  | Methane |  | Dispatch-Interconnection | VOM | 0 | ON | QC | CH4 Pipeline |  |  |  | 0.55526 | 0
LCP_Inputs_ON_Diverse_Howarth_2023_05_05 | 2035 |  |  | Electricity |  | Dispatch-Interconnection | VOM | 7440945.5634 | ON | QC | Electricity Transmission Line |  |  |  | 0.55526 | 4131692.938
LCP_Inputs_ON_Diverse_Howarth_2023_05_05 | 2035 |  |  | Hydrogen |  | Dispatch-Interconnection | VOM | 0 | ON | QC | H2 Pipeline - New |  |  |  | 0.55526 | 0
LCP_Inputs_ON_Diverse_Howarth_2023_05_05 | 2035 |  |  | Hydrogen |  | Dispatch-Interconnection | VOM | 0 | ON | QC | H2 Pipeline - Repurposed |  |  |  | 0.55526 | 0
LCP_Inputs_ON_Diverse_Howarth_2023_05_05 | 2035 |  |  | Methane |  | Dispatch-Interconnection | VOM | 0 | ON | WC | CH4 Pipeline |  |  |  | 0.55526 | 0
LCP_Inputs_ON_Diverse_Howarth_2023_05_05 | 2035 |  |  | Electricity |  | Dispatch-Interconnection | VOM | 0 | ON | WC | Electricity Transmission Line |  |  |  | 0.55526 | 0
LCP_Inputs_ON_Diverse_Howarth_2023_05_05 | 2035 |  |  | Hydrogen |  | Dispatch-Interconnection | VOM | 0 | ON | WC | H2 Pipeline - New |  |  |  | 0.55526 | 0
LCP_Inputs_ON_Diverse_Howarth_2023_05_05 | 2035 |  |  | Hydrogen |  | Dispatch-Interconnection | VOM | 0 | ON | WC | H2 Pipeline - Repurposed |  |  |  | 0.55526 | 0
LCP_Inputs_ON_Diverse_Howarth_2023_05_05 | 2035 |  |  | Methane |  | Dispatch-Interconnection | VOM | 0 | PJ | ON | CH4 Pipeline |  |  |  | 0.55526 | 0
LCP_Inputs_ON_Diverse_Howarth_2023_05_05 | 2035 |  |  | Electricity |  | Dispatch-Interconnection | VOM | 9555737.5838 | PJ | ON | Electricity Transmission Line |  |  |  | 0.55526 | 5305961.8775
LCP_Inputs_ON_Diverse_Howarth_2023_05_05 | 2035 |  |  | Hydrogen |  | Dispatch-Interconnection | VOM | 0 | PJ | ON | H2 Pipeline - New |  |  |  | 0.55526 | 0
LCP_Inputs_ON_Diverse_Howarth_2023_05_05 | 2035 |  |  | Hydrogen |  | Dispatch-Interconnection | VOM | 0 | PJ | ON | H2 Pipeline - Repurposed |  |  |  | 0.55526 | 0
LCP_Inputs_ON_Diverse_Howarth_2023_05_05 | 2035 |  |  | Methane |  | Dispatch-Intraconnection | VOM | 0 | PJ | PJ | CH4 Pipeline |  |  |  | 0.55526 | 0
LCP_Inputs_ON_Diverse_Howarth_2023_05_05 | 2035 |  |  | Electricity |  | Dispatch-Intraconnection | VOM | 0 | PJ | PJ | Electricity Transmission Line |  |  |  | 0.55526 | 0
LCP_Inputs_ON_Diverse_Howarth_2023_05_05 | 2035 |  |  | Hydrogen |  | Dispatch-Intraconnection | VOM | 0 | PJ | PJ | H2 Pipeline - New |  |  |  | 0.55526 | 0
LCP_Inputs_ON_Diverse_Howarth_2023_05_05 | 2035 |  |  | Hydrogen |  | Dispatch-Intraconnection | VOM | 0 | PJ | PJ | H2 Pipeline - Repurposed |  |  |  | 0.55526 | 0
LCP_Inputs_ON_Diverse_Howarth_2023_05_05 | 2035 |  |  | Electricity |  | Dispatch-Interconnection | VOM | 23734810.7235 | QC | NY | Electricity Transmission Line |  |  |  | 0.55526 | 13179097.8734
LCP_Inputs_ON_Diverse_Howarth_2023_05_05 | 2035 |  |  | Methane |  | Dispatch-Interconnection | VOM | 0 | QC | ON | CH4 Pipeline |  |  |  | 0.55526 | 0
LCP_Inputs_ON_Diverse_Howarth_2023_05_05 | 2035 |  |  | Electricity |  | Dispatch-Interconnection | VOM | 9988033.5795 | QC | ON | Electricity Transmission Line |  |  |  | 0.55526 | 5546000.4986
LCP_Inputs_ON_Diverse_Howarth_2023_05_05 | 2035 |  |  | Hydrogen |  | Dispatch-Interconnection | VOM | 0 | QC | ON | H2 Pipeline - New |  |  |  | 0.55526 | 0
LCP_Inputs_ON_Diverse_Howarth_2023_05_05 | 2035 |  |  | Hydrogen |  | Dispatch-Interconnection | VOM | 0 | QC | ON | H2 Pipeline - Repurposed |  |  |  | 0.55526 | 0
LCP_Inputs_ON_Diverse_Howarth_2023_05_05 | 2035 |  |  | Methane |  | Dispatch-Intraconnection | VOM | 0 | QC | QC | CH4 Pipeline |  |  |  | 0.55526 | 0
LCP_Inputs_ON_Diverse_Howarth_2023_05_05 | 2035 |  |  | Electricity |  | Dispatch-Intraconnection | VOM | 0 | QC | QC | Electricity Transmission Line |  |  |  | 0.55526 | 0
LCP_Inputs_ON_Diverse_Howarth_2023_05_05 | 2035 |  |  | Hydrogen |  | Dispatch-Intraconnection | VOM | 0 | QC | QC | H2 Pipeline - New |  |  |  | 0.55526 | 0
LCP_Inputs_ON_Diverse_Howarth_2023_05_05 | 2035 |  |  | Hydrogen |  | Dispatch-Intraconnection | VOM | 0 | QC | QC | H2 Pipeline - Repurposed |  |  |  | 0.55526 | 0
LCP_Inputs_ON_Diverse_Howarth_2023_05_05 | 2035 |  |  | Electricity |  | Dispatch-Interconnection | VOM | 10371430.7427 | WC | MI | Electricity Transmission Line |  |  |  | 0.55526 | 5758887.3338
LCP_Inputs_ON_Diverse_Howarth_2023_05_05 | 2035 |  |  | Methane |  | Dispatch-Interconnection | VOM | 0 | WC | ON | CH4 Pipeline |  |  |  | 0.55526 | 0
LCP_Inputs_ON_Diverse_Howarth_2023_05_05 | 2035 |  |  | Electricity |  | Dispatch-Interconnection | VOM | 6158009.6633 | WC | ON | Electricity Transmission Line |  |  |  | 0.55526 | 3419324.1734
LCP_Inputs_ON_Diverse_Howarth_2023_05_05 | 2035 |  |  | Hydrogen |  | Dispatch-Interconnection | VOM | 0 | WC | ON | H2 Pipeline - New |  |  |  | 0.55526 | 0
LCP_Inputs_ON_Diverse_Howarth_2023_05_05 | 2035 |  |  | Hydrogen |  | Dispatch-Interconnection | VOM | 0 | WC | ON | H2 Pipeline - Repurposed |  |  |  | 0.55526 | 0
LCP_Inputs_ON_Diverse_Howarth_2023_05_05 | 2035 |  |  | Methane |  | Dispatch-Intraconnection | VOM | 0 | WC | WC | CH4 Pipeline |  |  |  | 0.55526 | 0
LCP_Inputs_ON_Diverse_Howarth_2023_05_05 | 2035 |  |  | Electricity |  | Dispatch-Intraconnection | VOM | 0 | WC | WC | Electricity Transmission Line |  |  |  | 0.55526 | 0
LCP_Inputs_ON_Diverse_Howarth_2023_05_05 | 2035 |  |  | Hydrogen |  | Dispatch-Intraconnection | VOM | 0 | WC | WC | H2 Pipeline - New |  |  |  | 0.55526 | 0
LCP_Inputs_ON_Diverse_Howarth_2023_05_05 | 2035 |  |  | Hydrogen |  | Dispatch-Intraconnection | VOM | 0 | WC | WC | H2 Pipeline - Repurposed |  |  |  | 0.55526 | 0
LCP_Inputs_ON_Diverse_Howarth_2023_05_05 | 2036 |  |  | Methane |  | Dispatch-Intraconnection | VOM | 0 | MI | MI | CH4 Pipeline |  |  |  | 0.53391 | 0
LCP_Inputs_ON_Diverse_Howarth_2023_05_05 | 2036 |  |  | Electricity |  | Dispatch-Intraconnection | VOM | 0 | MI | MI | Electricity Transmission Line |  |  |  | 0.53391 | 0
LCP_Inputs_ON_Diverse_Howarth_2023_05_05 | 2036 |  |  | Hydrogen |  | Dispatch-Intraconnection | VOM | 0 | MI | MI | H2 Pipeline - New |  |  |  | 0.53391 | 0
LCP_Inputs_ON_Diverse_Howarth_2023_05_05 | 2036 |  |  | Hydrogen |  | Dispatch-Intraconnection | VOM | 0 | MI | MI | H2 Pipeline - Repurposed |  |  |  | 0.53391 | 0
LCP_Inputs_ON_Diverse_Howarth_2023_05_05 | 2036 |  |  | Methane |  | Dispatch-Interconnection | VOM | 0 | MI | ON | CH4 Pipeline |  |  |  | 0.53391 | 0
LCP_Inputs_ON_Diverse_Howarth_2023_05_05 | 2036 |  |  | Electricity |  | Dispatch-Interconnection | VOM | 21034161.2822 | MI | ON | Electricity Transmission Line |  |  |  | 0.53391 | 11230310.6772
LCP_Inputs_ON_Diverse_Howarth_2023_05_05 | 2036 |  |  | Hydrogen |  | Dispatch-Interconnection | VOM | 0 | MI | ON | H2 Pipeline - New |  |  |  | 0.53391 | 0
LCP_Inputs_ON_Diverse_Howarth_2023_05_05 | 2036 |  |  | Hydrogen |  | Dispatch-Interconnection | VOM | 0 | MI | ON | H2 Pipeline - Repurposed |  |  |  | 0.53391 | 0
LCP_Inputs_ON_Diverse_Howarth_2023_05_05 | 2036 |  |  | Electricity |  | Dispatch-Interconnection | VOM | 3476335.5809 | MI | WC | Electricity Transmission Line |  |  |  | 0.53391 | 1856043.9881
LCP_Inputs_ON_Diverse_Howarth_2023_05_05 | 2036 |  |  | Methane |  | Dispatch-Intraconnection | VOM | 0 | NY | NY | CH4 Pipeline |  |  |  | 0.53391 | 0
LCP_Inputs_ON_Diverse_Howarth_2023_05_05 | 2036 |  |  | Electricity |  | Dispatch-Intraconnection | VOM | 0 | NY | NY | Electricity Transmission Line |  |  |  | 0.53391 | 0
LCP_Inputs_ON_Diverse_Howarth_2023_05_05 | 2036 |  |  | Hydrogen |  | Dispatch-Intraconnection | VOM | 0 | NY | NY | H2 Pipeline - New |  |  |  | 0.53391 | 0
LCP_Inputs_ON_Diverse_Howarth_2023_05_05 | 2036 |  |  | Hydrogen |  | Dispatch-Intraconnection | VOM | 0 | NY | NY | H2 Pipeline - Repurposed |  |  |  | 0.53391 | 0
LCP_Inputs_ON_Diverse_Howarth_2023_05_05 | 2036 |  |  | Methane |  | Dispatch-Interconnection | VOM | 0 | NY | ON | CH4 Pipeline |  |  |  | 0.53391 | 0
LCP_Inputs_ON_Diverse_Howarth_2023_05_05 | 2036 |  |  | Electricity |  | Dispatch-Interconnection | VOM | 12085661.3199 | NY | ON | Electricity Transmission Line |  |  |  | 0.53391 | 6452633.3872
LCP_Inputs_ON_Diverse_Howarth_2023_05_05 | 2036 |  |  | Hydrogen |  | Dispatch-Interconnection | VOM | 0 | NY | ON | H2 Pipeline - New |  |  |  | 0.53391 | 0
LCP_Inputs_ON_Diverse_Howarth_2023_05_05 | 2036 |  |  | Hydrogen |  | Dispatch-Interconnection | VOM | 0 | NY | ON | H2 Pipeline - Repurposed |  |  |  | 0.53391 | 0
LCP_Inputs_ON_Diverse_Howarth_2023_05_05 | 2036 |  |  | Electricity |  | Dispatch-Interconnection | VOM | 22836790.1001 | NY | QC | Electricity Transmission Line |  |  |  | 0.53391 | 12192748.9409
LCP_Inputs_ON_Diverse_Howarth_2023_05_05 | 2036 |  |  | Methane |  | Dispatch-Interconnection | VOM | 0 | ON | MI | CH4 Pipeline |  |  |  | 0.53391 | 0
LCP_Inputs_ON_Diverse_Howarth_2023_05_05 | 2036 |  |  | Electricity |  | Dispatch-Interconnection | VOM | 484213.6315 | ON | MI | Electricity Transmission Line |  |  |  | 0.53391 | 258525.6166
LCP_Inputs_ON_Diverse_Howarth_2023_05_05 | 2036 |  |  | Hydrogen |  | Dispatch-Interconnection | VOM | 0 | ON | MI | H2 Pipeline - New |  |  |  | 0.53391 | 0
LCP_Inputs_ON_Diverse_Howarth_2023_05_05 | 2036 |  |  | Hydrogen |  | Dispatch-Interconnection | VOM | 0 | ON | MI | H2 Pipeline - Repurposed |  |  |  | 0.53391 | 0
LCP_Inputs_ON_Diverse_Howarth_2023_05_05 | 2036 |  |  | Methane |  | Dispatch-Interconnection | VOM | 0 | ON | NY | CH4 Pipeline |  |  |  | 0.53391 | 0
LCP_Inputs_ON_Diverse_Howarth_2023_05_05 | 2036 |  |  | Electricity |  | Dispatch-Interconnection | VOM | 12265818.1528 | ON | NY | Electricity Transmission Line |  |  |  | 0.53391 | 6548820.5932
LCP_Inputs_ON_Diverse_Howarth_2023_05_05 | 2036 |  |  | Hydrogen |  | Dispatch-Interconnection | VOM | 0 | ON | NY | H2 Pipeline - New |  |  |  | 0.53391 | 0
LCP_Inputs_ON_Diverse_Howarth_2023_05_05 | 2036 |  |  | Hydrogen |  | Dispatch-Interconnection | VOM | 0 | ON | NY | H2 Pipeline - Repurposed |  |  |  | 0.53391 | 0
LCP_Inputs_ON_Diverse_Howarth_2023_05_05 | 2036 |  |  | Methane |  | Dispatch-Intraconnection | VOM | 727112349.4526 | ON | ON | CH4 Pipeline |  |  |  | 0.53391 | 388211228.0149
LCP_Inputs_ON_Diverse_Howarth_2023_05_05 | 2036 |  |  | Electricity |  | Dispatch-Intraconnection | VOM | 0 | ON | ON | Electricity Transmission Line |  |  |  | 0.53391 | 0
LCP_Inputs_ON_Diverse_Howarth_2023_05_05 | 2036 |  |  | Hydrogen |  | Dispatch-Intraconnection | VOM | 0 | ON | ON | H2 Pipeline - New |  |  |  | 0.53391 | 0
LCP_Inputs_ON_Diverse_Howarth_2023_05_05 | 2036 |  |  | Hydrogen |  | Dispatch-Intraconnection | VOM | 291122573.1747 | ON | ON | H2 Pipeline - Repurposed |  |  |  | 0.53391 | 155432721.9447
LCP_Inputs_ON_Diverse_Howarth_2023_05_05 | 2036 |  |  | Methane |  | Dispatch-Interconnection | VOM | 0 | ON | PJ | CH4 Pipeline |  |  |  | 0.53391 | 0
LCP_Inputs_ON_Diverse_Howarth_2023_05_05 | 2036 |  |  | Electricity |  | Dispatch-Interconnection | VOM | 6726019.0733 | ON | PJ | Electricity Transmission Line |  |  |  | 0.53391 | 3591076.573
LCP_Inputs_ON_Diverse_Howarth_2023_05_05 | 2036 |  |  | Hydrogen |  | Dispatch-Interconnection | VOM | 0 | ON | PJ | H2 Pipeline - New |  |  |  | 0.53391 | 0
LCP_Inputs_ON_Diverse_Howarth_2023_05_05 | 2036 |  |  | Hydrogen |  | Dispatch-Interconnection | VOM | 0 | ON | PJ | H2 Pipeline - Repurposed |  |  |  | 0.53391 | 0
LCP_Inputs_ON_Diverse_Howarth_2023_05_05 | 2036 |  |  | Methane |  | Dispatch-Interconnection | VOM | 0 | ON | QC | CH4 Pipeline |  |  |  | 0.53391 | 0
LCP_Inputs_ON_Diverse_Howarth_2023_05_05 | 2036 |  |  | Electricity |  | Dispatch-Interconnection | VOM | 7440945.5634 | ON | QC | Electricity Transmission Line |  |  |  | 0.53391 | 3972781.6711
LCP_Inputs_ON_Diverse_Howarth_2023_05_05 | 2036 |  |  | Hydrogen |  | Dispatch-Interconnection | VOM | 0 | ON | QC | H2 Pipeline - New |  |  |  | 0.53391 | 0
LCP_Inputs_ON_Diverse_Howarth_2023_05_05 | 2036 |  |  | Hydrogen |  | Dispatch-Interconnection | VOM | 0 | ON | QC | H2 Pipeline - Repurposed |  |  |  | 0.53391 | 0
LCP_Inputs_ON_Diverse_Howarth_2023_05_05 | 2036 |  |  | Methane |  | Dispatch-Interconnection | VOM | 0 | ON | WC | CH4 Pipeline |  |  |  | 0.53391 | 0
LCP_Inputs_ON_Diverse_Howarth_2023_05_05 | 2036 |  |  | Electricity |  | Dispatch-Interconnection | VOM | 0 | ON | WC | Electricity Transmission Line |  |  |  | 0.53391 | 0
LCP_Inputs_ON_Diverse_Howarth_2023_05_05 | 2036 |  |  | Hydrogen |  | Dispatch-Interconnection | VOM | 0 | ON | WC | H2 Pipeline - New |  |  |  | 0.53391 | 0
LCP_Inputs_ON_Diverse_Howarth_2023_05_05 | 2036 |  |  | Hydrogen |  | Dispatch-Interconnection | VOM | 0 | ON | WC | H2 Pipeline - Repurposed |  |  |  | 0.53391 | 0
LCP_Inputs_ON_Diverse_Howarth_2023_05_05 | 2036 |  |  | Methane |  | Dispatch-Interconnection | VOM | 0 | PJ | ON | CH4 Pipeline |  |  |  | 0.53391 | 0
LCP_Inputs_ON_Diverse_Howarth_2023_05_05 | 2036 |  |  | Electricity |  | Dispatch-Interconnection | VOM | 9555737.5838 | PJ | ON | Electricity Transmission Line |  |  |  | 0.53391 | 5101886.4207
LCP_Inputs_ON_Diverse_Howarth_2023_05_05 | 2036 |  |  | Hydrogen |  | Dispatch-Interconnection | VOM | 0 | PJ | ON | H2 Pipeline - New |  |  |  | 0.53391 | 0
LCP_Inputs_ON_Diverse_Howarth_2023_05_05 | 2036 |  |  | Hydrogen |  | Dispatch-Interconnection | VOM | 0 | PJ | ON | H2 Pipeline - Repurposed |  |  |  | 0.53391 | 0
LCP_Inputs_ON_Diverse_Howarth_2023_05_05 | 2036 |  |  | Methane |  | Dispatch-Intraconnection | VOM | 0 | PJ | PJ | CH4 Pipeline |  |  |  | 0.53391 | 0
LCP_Inputs_ON_Diverse_Howarth_2023_05_05 | 2036 |  |  | Electricity |  | Dispatch-Intraconnection | VOM | 0 | PJ | PJ | Electricity Transmission Line |  |  |  | 0.53391 | 0
LCP_Inputs_ON_Diverse_Howarth_2023_05_05 | 2036 |  |  | Hydrogen |  | Dispatch-Intraconnection | VOM | 0 | PJ | PJ | H2 Pipeline - New |  |  |  | 0.53391 | 0
LCP_Inputs_ON_Diverse_Howarth_2023_05_05 | 2036 |  |  | Hydrogen |  | Dispatch-Intraconnection | VOM | 0 | PJ | PJ | H2 Pipeline - Repurposed |  |  |  | 0.53391 | 0
LCP_Inputs_ON_Diverse_Howarth_2023_05_05 | 2036 |  |  | Electricity |  | Dispatch-Interconnection | VOM | 23734810.7235 | QC | NY | Electricity Transmission Line |  |  |  | 0.53391 | 12672209.4936
LCP_Inputs_ON_Diverse_Howarth_2023_05_05 | 2036 |  |  | Methane |  | Dispatch-Interconnection | VOM | 0 | QC | ON | CH4 Pipeline |  |  |  | 0.53391 | 0
LCP_Inputs_ON_Diverse_Howarth_2023_05_05 | 2036 |  |  | Electricity |  | Dispatch-Interconnection | VOM | 9988033.5795 | QC | ON | Electricity Transmission Line |  |  |  | 0.53391 | 5332692.7871
LCP_Inputs_ON_Diverse_Howarth_2023_05_05 | 2036 |  |  | Hydrogen |  | Dispatch-Interconnection | VOM | 0 | QC | ON | H2 Pipeline - New |  |  |  | 0.53391 | 0
LCP_Inputs_ON_Diverse_Howarth_2023_05_05 | 2036 |  |  | Hydrogen |  | Dispatch-Interconnection | VOM | 0 | QC | ON | H2 Pipeline - Repurposed |  |  |  | 0.53391 | 0
LCP_Inputs_ON_Diverse_Howarth_2023_05_05 | 2036 |  |  | Methane |  | Dispatch-Intraconnection | VOM | 0 | QC | QC | CH4 Pipeline |  |  |  | 0.53391 | 0
LCP_Inputs_ON_Diverse_Howarth_2023_05_05 | 2036 |  |  | Electricity |  | Dispatch-Intraconnection | VOM | 0 | QC | QC | Electricity Transmission Line |  |  |  | 0.53391 | 0
LCP_Inputs_ON_Diverse_Howarth_2023_05_05 | 2036 |  |  | Hydrogen |  | Dispatch-Intraconnection | VOM | 0 | QC | QC | H2 Pipeline - New |  |  |  | 0.53391 | 0
LCP_Inputs_ON_Diverse_Howarth_2023_05_05 | 2036 |  |  | Hydrogen |  | Dispatch-Intraconnection | VOM | 0 | QC | QC | H2 Pipeline - Repurposed |  |  |  | 0.53391 | 0
LCP_Inputs_ON_Diverse_Howarth_2023_05_05 | 2036 |  |  | Electricity |  | Dispatch-Interconnection | VOM | 10371430.7427 | WC | MI | Electricity Transmission Line |  |  |  | 0.53391 | 5537391.6671
LCP_Inputs_ON_Diverse_Howarth_2023_05_05 | 2036 |  |  | Methane |  | Dispatch-Interconnection | VOM | 0 | WC | ON | CH4 Pipeline |  |  |  | 0.53391 | 0
LCP_Inputs_ON_Diverse_Howarth_2023_05_05 | 2036 |  |  | Electricity |  | Dispatch-Interconnection | VOM | 6158009.6633 | WC | ON | Electricity Transmission Line |  |  |  | 0.53391 | 3287811.7052
LCP_Inputs_ON_Diverse_Howarth_2023_05_05 | 2036 |  |  | Hydrogen |  | Dispatch-Interconnection | VOM | 0 | WC | ON | H2 Pipeline - New |  |  |  | 0.53391 | 0
LCP_Inputs_ON_Diverse_Howarth_2023_05_05 | 2036 |  |  | Hydrogen |  | Dispatch-Interconnection | VOM | 0 | WC | ON | H2 Pipeline - Repurposed |  |  |  | 0.53391 | 0
LCP_Inputs_ON_Diverse_Howarth_2023_05_05 | 2036 |  |  | Methane |  | Dispatch-Intraconnection | VOM | 0 | WC | WC | CH4 Pipeline |  |  |  | 0.53391 | 0
LCP_Inputs_ON_Diverse_Howarth_2023_05_05 | 2036 |  |  | Electricity |  | Dispatch-Intraconnection | VOM | 0 | WC | WC | Electricity Transmission Line |  |  |  | 0.53391 | 0
LCP_Inputs_ON_Diverse_Howarth_2023_05_05 | 2036 |  |  | Hydrogen |  | Dispatch-Intraconnection | VOM | 0 | WC | WC | H2 Pipeline - New |  |  |  | 0.53391 | 0
LCP_Inputs_ON_Diverse_Howarth_2023_05_05 | 2036 |  |  | Hydrogen |  | Dispatch-Intraconnection | VOM | 0 | WC | WC | H2 Pipeline - Repurposed |  |  |  | 0.53391 | 0
LCP_Inputs_ON_Diverse_Howarth_2023_05_05 | 2037 |  |  | Methane |  | Dispatch-Intraconnection | VOM | 0 | MI | MI | CH4 Pipeline |  |  |  | 0.51337 | 0
LCP_Inputs_ON_Diverse_Howarth_2023_05_05 | 2037 |  |  | Electricity |  | Dispatch-Intraconnection | VOM | 0 | MI | MI | Electricity Transmission Line |  |  |  | 0.51337 | 0
LCP_Inputs_ON_Diverse_Howarth_2023_05_05 | 2037 |  |  | Hydrogen |  | Dispatch-Intraconnection | VOM | 0 | MI | MI | H2 Pipeline - New |  |  |  | 0.51337 | 0
LCP_Inputs_ON_Diverse_Howarth_2023_05_05 | 2037 |  |  | Hydrogen |  | Dispatch-Intraconnection | VOM | 0 | MI | MI | H2 Pipeline - Repurposed |  |  |  | 0.51337 | 0
LCP_Inputs_ON_Diverse_Howarth_2023_05_05 | 2037 |  |  | Methane |  | Dispatch-Interconnection | VOM | 0 | MI | ON | CH4 Pipeline |  |  |  | 0.51337 | 0
LCP_Inputs_ON_Diverse_Howarth_2023_05_05 | 2037 |  |  | Electricity |  | Dispatch-Interconnection | VOM | 21034161.2822 | MI | ON | Electricity Transmission Line |  |  |  | 0.51337 | 10798375.6512
LCP_Inputs_ON_Diverse_Howarth_2023_05_05 | 2037 |  |  | Hydrogen |  | Dispatch-Interconnection | VOM | 0 | MI | ON | H2 Pipeline - New |  |  |  | 0.51337 | 0
LCP_Inputs_ON_Diverse_Howarth_2023_05_05 | 2037 |  |  | Hydrogen |  | Dispatch-Interconnection | VOM | 0 | MI | ON | H2 Pipeline - Repurposed |  |  |  | 0.51337 | 0
LCP_Inputs_ON_Diverse_Howarth_2023_05_05 | 2037 |  |  | Electricity |  | Dispatch-Interconnection | VOM | 3476335.5809 | MI | WC | Electricity Transmission Line |  |  |  | 0.51337 | 1784657.6808
LCP_Inputs_ON_Diverse_Howarth_2023_05_05 | 2037 |  |  | Methane |  | Dispatch-Intraconnection | VOM | 0 | NY | NY | CH4 Pipeline |  |  |  | 0.51337 | 0
LCP_Inputs_ON_Diverse_Howarth_2023_05_05 | 2037 |  |  | Electricity |  | Dispatch-Intraconnection | VOM | 0 | NY | NY | Electricity Transmission Line |  |  |  | 0.51337 | 0
LCP_Inputs_ON_Diverse_Howarth_2023_05_05 | 2037 |  |  | Hydrogen |  | Dispatch-Intraconnection | VOM | 0 | NY | NY | H2 Pipeline - New |  |  |  | 0.51337 | 0
LCP_Inputs_ON_Diverse_Howarth_2023_05_05 | 2037 |  |  | Hydrogen |  | Dispatch-Intraconnection | VOM | 0 | NY | NY | H2 Pipeline - Repurposed |  |  |  | 0.51337 | 0
LCP_Inputs_ON_Diverse_Howarth_2023_05_05 | 2037 |  |  | Methane |  | Dispatch-Interconnection | VOM | 0 | NY | ON | CH4 Pipeline |  |  |  | 0.51337 | 0
LCP_Inputs_ON_Diverse_Howarth_2023_05_05 | 2037 |  |  | Electricity |  | Dispatch-Interconnection | VOM | 12085661.3199 | NY | ON | Electricity Transmission Line |  |  |  | 0.51337 | 6204455.18
LCP_Inputs_ON_Diverse_Howarth_2023_05_05 | 2037 |  |  | Hydrogen |  | Dispatch-Interconnection | VOM | 0 | NY | ON | H2 Pipeline - New |  |  |  | 0.51337 | 0
LCP_Inputs_ON_Diverse_Howarth_2023_05_05 | 2037 |  |  | Hydrogen |  | Dispatch-Interconnection | VOM | 0 | NY | ON | H2 Pipeline - Repurposed |  |  |  | 0.51337 | 0
LCP_Inputs_ON_Diverse_Howarth_2023_05_05 | 2037 |  |  | Electricity |  | Dispatch-Interconnection | VOM | 22836790.1001 | NY | QC | Electricity Transmission Line |  |  |  | 0.51337 | 11723797.0585
LCP_Inputs_ON_Diverse_Howarth_2023_05_05 | 2037 |  |  | Methane |  | Dispatch-Interconnection | VOM | 0 | ON | MI | CH4 Pipeline |  |  |  | 0.51337 | 0
LCP_Inputs_ON_Diverse_Howarth_2023_05_05 | 2037 |  |  | Electricity |  | Dispatch-Interconnection | VOM | 484213.6315 | ON | MI | Electricity Transmission Line |  |  |  | 0.51337 | 248582.3237
LCP_Inputs_ON_Diverse_Howarth_2023_05_05 | 2037 |  |  | Hydrogen |  | Dispatch-Interconnection | VOM | 0 | ON | MI | H2 Pipeline - New |  |  |  | 0.51337 | 0
LCP_Inputs_ON_Diverse_Howarth_2023_05_05 | 2037 |  |  | Hydrogen |  | Dispatch-Interconnection | VOM | 0 | ON | MI | H2 Pipeline - Repurposed |  |  |  | 0.51337 | 0
LCP_Inputs_ON_Diverse_Howarth_2023_05_05 | 2037 |  |  | Methane |  | Dispatch-Interconnection | VOM | 0 | ON | NY | CH4 Pipeline |  |  |  | 0.51337 | 0
LCP_Inputs_ON_Diverse_Howarth_2023_05_05 | 2037 |  |  | Electricity |  | Dispatch-Interconnection | VOM | 12265818.1528 | ON | NY | Electricity Transmission Line |  |  |  | 0.51337 | 6296942.8781
LCP_Inputs_ON_Diverse_Howarth_2023_05_05 | 2037 |  |  | Hydrogen |  | Dispatch-Interconnection | VOM | 0 | ON | NY | H2 Pipeline - New |  |  |  | 0.51337 | 0
LCP_Inputs_ON_Diverse_Howarth_2023_05_05 | 2037 |  |  | Hydrogen |  | Dispatch-Interconnection | VOM | 0 | ON | NY | H2 Pipeline - Repurposed |  |  |  | 0.51337 | 0
LCP_Inputs_ON_Diverse_Howarth_2023_05_05 | 2037 |  |  | Methane |  | Dispatch-Intraconnection | VOM | 727112349.4526 | ON | ON | CH4 Pipeline |  |  |  | 0.51337 | 373280026.9374
LCP_Inputs_ON_Diverse_Howarth_2023_05_05 | 2037 |  |  | Electricity |  | Dispatch-Intraconnection | VOM | 0 | ON | ON | Electricity Transmission Line |  |  |  | 0.51337 | 0
LCP_Inputs_ON_Diverse_Howarth_2023_05_05 | 2037 |  |  | Hydrogen |  | Dispatch-Intraconnection | VOM | 0 | ON | ON | H2 Pipeline - New |  |  |  | 0.51337 | 0
LCP_Inputs_ON_Diverse_Howarth_2023_05_05 | 2037 |  |  | Hydrogen |  | Dispatch-Intraconnection | VOM | 291122573.1747 | ON | ON | H2 Pipeline - Repurposed |  |  |  | 0.51337 | 149454540.3314
LCP_Inputs_ON_Diverse_Howarth_2023_05_05 | 2037 |  |  | Methane |  | Dispatch-Interconnection | VOM | 0 | ON | PJ | CH4 Pipeline |  |  |  | 0.51337 | 0
LCP_Inputs_ON_Diverse_Howarth_2023_05_05 | 2037 |  |  | Electricity |  | Dispatch-Interconnection | VOM | 6726019.0733 | ON | PJ | Electricity Transmission Line |  |  |  | 0.51337 | 3452958.2433
LCP_Inputs_ON_Diverse_Howarth_2023_05_05 | 2037 |  |  | Hydrogen |  | Dispatch-Interconnection | VOM | 0 | ON | PJ | H2 Pipeline - New |  |  |  | 0.51337 | 0
LCP_Inputs_ON_Diverse_Howarth_2023_05_05 | 2037 |  |  | Hydrogen |  | Dispatch-Interconnection | VOM | 0 | ON | PJ | H2 Pipeline - Repurposed |  |  |  | 0.51337 | 0
LCP_Inputs_ON_Diverse_Howarth_2023_05_05 | 2037 |  |  | Methane |  | Dispatch-Interconnection | VOM | 0 | ON | QC | CH4 Pipeline |  |  |  | 0.51337 | 0
LCP_Inputs_ON_Diverse_Howarth_2023_05_05 | 2037 |  |  | Electricity |  | Dispatch-Interconnection | VOM | 7440945.5634 | ON | QC | Electricity Transmission Line |  |  |  | 0.51337 | 3819982.3761
LCP_Inputs_ON_Diverse_Howarth_2023_05_05 | 2037 |  |  | Hydrogen |  | Dispatch-Interconnection | VOM | 0 | ON | QC | H2 Pipeline - New |  |  |  | 0.51337 | 0
LCP_Inputs_ON_Diverse_Howarth_2023_05_05 | 2037 |  |  | Hydrogen |  | Dispatch-Interconnection | VOM | 0 | ON | QC | H2 Pipeline - Repurposed |  |  |  | 0.51337 | 0
LCP_Inputs_ON_Diverse_Howarth_2023_05_05 | 2037 |  |  | Methane |  | Dispatch-Interconnection | VOM | 0 | ON | WC | CH4 Pipeline |  |  |  | 0.51337 | 0
LCP_Inputs_ON_Diverse_Howarth_2023_05_05 | 2037 |  |  | Electricity |  | Dispatch-Interconnection | VOM | 0 | ON | WC | Electricity Transmission Line |  |  |  | 0.51337 | 0
LCP_Inputs_ON_Diverse_Howarth_2023_05_05 | 2037 |  |  | Hydrogen |  | Dispatch-Interconnection | VOM | 0 | ON | WC | H2 Pipeline - New |  |  |  | 0.51337 | 0
LCP_Inputs_ON_Diverse_Howarth_2023_05_05 | 2037 |  |  | Hydrogen |  | Dispatch-Interconnection | VOM | 0 | ON | WC | H2 Pipeline - Repurposed |  |  |  | 0.51337 | 0
LCP_Inputs_ON_Diverse_Howarth_2023_05_05 | 2037 |  |  | Methane |  | Dispatch-Interconnection | VOM | 0 | PJ | ON | CH4 Pipeline |  |  |  | 0.51337 | 0
LCP_Inputs_ON_Diverse_Howarth_2023_05_05 | 2037 |  |  | Electricity |  | Dispatch-Interconnection | VOM | 9555737.5838 | PJ | ON | Electricity Transmission Line |  |  |  | 0.51337 | 4905660.0199
LCP_Inputs_ON_Diverse_Howarth_2023_05_05 | 2037 |  |  | Hydrogen |  | Dispatch-Interconnection | VOM | 0 | PJ | ON | H2 Pipeline - New |  |  |  | 0.51337 | 0
LCP_Inputs_ON_Diverse_Howarth_2023_05_05 | 2037 |  |  | Hydrogen |  | Dispatch-Interconnection | VOM | 0 | PJ | ON | H2 Pipeline - Repurposed |  |  |  | 0.51337 | 0
LCP_Inputs_ON_Diverse_Howarth_2023_05_05 | 2037 |  |  | Methane |  | Dispatch-Intraconnection | VOM | 0 | PJ | PJ | CH4 Pipeline |  |  |  | 0.51337 | 0
LCP_Inputs_ON_Diverse_Howarth_2023_05_05 | 2037 |  |  | Electricity |  | Dispatch-Intraconnection | VOM | 0 | PJ | PJ | Electricity Transmission Line |  |  |  | 0.51337 | 0
LCP_Inputs_ON_Diverse_Howarth_2023_05_05 | 2037 |  |  | Hydrogen |  | Dispatch-Intraconnection | VOM | 0 | PJ | PJ | H2 Pipeline - New |  |  |  | 0.51337 | 0
LCP_Inputs_ON_Diverse_Howarth_2023_05_05 | 2037 |  |  | Hydrogen |  | Dispatch-Intraconnection | VOM | 0 | PJ | PJ | H2 Pipeline - Repurposed |  |  |  | 0.51337 | 0
LCP_Inputs_ON_Diverse_Howarth_2023_05_05 | 2037 |  |  | Electricity |  | Dispatch-Interconnection | VOM | 23734810.7235 | QC | NY | Electricity Transmission Line |  |  |  | 0.51337 | 12184816.8208
LCP_Inputs_ON_Diverse_Howarth_2023_05_05 | 2037 |  |  | Methane |  | Dispatch-Interconnection | VOM | 0 | QC | ON | CH4 Pipeline |  |  |  | 0.51337 | 0
LCP_Inputs_ON_Diverse_Howarth_2023_05_05 | 2037 |  |  | Electricity |  | Dispatch-Interconnection | VOM | 9988033.5795 | QC | ON | Electricity Transmission Line |  |  |  | 0.51337 | 5127589.2184
LCP_Inputs_ON_Diverse_Howarth_2023_05_05 | 2037 |  |  | Hydrogen |  | Dispatch-Interconnection | VOM | 0 | QC | ON | H2 Pipeline - New |  |  |  | 0.51337 | 0
LCP_Inputs_ON_Diverse_Howarth_2023_05_05 | 2037 |  |  | Hydrogen |  | Dispatch-Interconnection | VOM | 0 | QC | ON | H2 Pipeline - Repurposed |  |  |  | 0.51337 | 0
LCP_Inputs_ON_Diverse_Howarth_2023_05_05 | 2037 |  |  | Methane |  | Dispatch-Intraconnection | VOM | 0 | QC | QC | CH4 Pipeline |  |  |  | 0.51337 | 0
LCP_Inputs_ON_Diverse_Howarth_2023_05_05 | 2037 |  |  | Electricity |  | Dispatch-Intraconnection | VOM | 0 | QC | QC | Electricity Transmission Line |  |  |  | 0.51337 | 0
LCP_Inputs_ON_Diverse_Howarth_2023_05_05 | 2037 |  |  | Hydrogen |  | Dispatch-Intraconnection | VOM | 0 | QC | QC | H2 Pipeline - New |  |  |  | 0.51337 | 0
LCP_Inputs_ON_Diverse_Howarth_2023_05_05 | 2037 |  |  | Hydrogen |  | Dispatch-Intraconnection | VOM | 0 | QC | QC | H2 Pipeline - Repurposed |  |  |  | 0.51337 | 0
LCP_Inputs_ON_Diverse_Howarth_2023_05_05 | 2037 |  |  | Electricity |  | Dispatch-Interconnection | VOM | 10371430.7427 | WC | MI | Electricity Transmission Line |  |  |  | 0.51337 | 5324415.0645
LCP_Inputs_ON_Diverse_Howarth_2023_05_05 | 2037 |  |  | Methane |  | Dispatch-Interconnection | VOM | 0 | WC | ON | CH4 Pipeline |  |  |  | 0.51337 | 0
LCP_Inputs_ON_Diverse_Howarth_2023_05_05 | 2037 |  |  | Electricity |  | Dispatch-Interconnection | VOM | 6158009.6633 | WC | ON | Electricity Transmission Line |  |  |  | 0.51337 | 3161357.4088
LCP_Inputs_ON_Diverse_Howarth_2023_05_05 | 2037 |  |  | Hydrogen |  | Dispatch-Interconnection | VOM | 0 | WC | ON | H2 Pipeline - New |  |  |  | 0.51337 | 0
LCP_Inputs_ON_Diverse_Howarth_2023_05_05 | 2037 |  |  | Hydrogen |  | Dispatch-Interconnection | VOM | 0 | WC | ON | H2 Pipeline - Repurposed |  |  |  | 0.51337 | 0
LCP_Inputs_ON_Diverse_Howarth_2023_05_05 | 2037 |  |  | Methane |  | Dispatch-Intraconnection | VOM | 0 | WC | WC | CH4 Pipeline |  |  |  | 0.51337 | 0
LCP_Inputs_ON_Diverse_Howarth_2023_05_05 | 2037 |  |  | Electricity |  | Dispatch-Intraconnection | VOM | 0 | WC | WC | Electricity Transmission Line |  |  |  | 0.51337 | 0
LCP_Inputs_ON_Diverse_Howarth_2023_05_05 | 2037 |  |  | Hydrogen |  | Dispatch-Intraconnection | VOM | 0 | WC | WC | H2 Pipeline - New |  |  |  | 0.51337 | 0
LCP_Inputs_ON_Diverse_Howarth_2023_05_05 | 2037 |  |  | Hydrogen |  | Dispatch-Intraconnection | VOM | 0 | WC | WC | H2 Pipeline - Repurposed |  |  |  | 0.51337 | 0
LCP_Inputs_ON_Diverse_Howarth_2023_05_05 | 2038 |  |  | Methane |  | Dispatch-Intraconnection | VOM | 0 | MI | MI | CH4 Pipeline |  |  |  | 0.49363 | 0
LCP_Inputs_ON_Diverse_Howarth_2023_05_05 | 2038 |  |  | Electricity |  | Dispatch-Intraconnection | VOM | 0 | MI | MI | Electricity Transmission Line |  |  |  | 0.49363 | 0
LCP_Inputs_ON_Diverse_Howarth_2023_05_05 | 2038 |  |  | Hydrogen |  | Dispatch-Intraconnection | VOM | 0 | MI | MI | H2 Pipeline - New |  |  |  | 0.49363 | 0
LCP_Inputs_ON_Diverse_Howarth_2023_05_05 | 2038 |  |  | Hydrogen |  | Dispatch-Intraconnection | VOM | 0 | MI | MI | H2 Pipeline - Repurposed |  |  |  | 0.49363 | 0
LCP_Inputs_ON_Diverse_Howarth_2023_05_05 | 2038 |  |  | Methane |  | Dispatch-Interconnection | VOM | 0 | MI | ON | CH4 Pipeline |  |  |  | 0.49363 | 0
LCP_Inputs_ON_Diverse_Howarth_2023_05_05 | 2038 |  |  | Electricity |  | Dispatch-Interconnection | VOM | 21034161.2822 | MI | ON | Electricity Transmission Line |  |  |  | 0.49363 | 10383053.5108
LCP_Inputs_ON_Diverse_Howarth_2023_05_05 | 2038 |  |  | Hydrogen |  | Dispatch-Interconnection | VOM | 0 | MI | ON | H2 Pipeline - New |  |  |  | 0.49363 | 0
LCP_Inputs_ON_Diverse_Howarth_2023_05_05 | 2038 |  |  | Hydrogen |  | Dispatch-Interconnection | VOM | 0 | MI | ON | H2 Pipeline - Repurposed |  |  |  | 0.49363 | 0
LCP_Inputs_ON_Diverse_Howarth_2023_05_05 | 2038 |  |  | Electricity |  | Dispatch-Interconnection | VOM | 3476335.5809 | MI | WC | Electricity Transmission Line |  |  |  | 0.49363 | 1716017.0008
LCP_Inputs_ON_Diverse_Howarth_2023_05_05 | 2038 |  |  | Methane |  | Dispatch-Intraconnection | VOM | 0 | NY | NY | CH4 Pipeline |  |  |  | 0.49363 | 0
LCP_Inputs_ON_Diverse_Howarth_2023_05_05 | 2038 |  |  | Electricity |  | Dispatch-Intraconnection | VOM | 0 | NY | NY | Electricity Transmission Line |  |  |  | 0.49363 | 0
LCP_Inputs_ON_Diverse_Howarth_2023_05_05 | 2038 |  |  | Hydrogen |  | Dispatch-Intraconnection | VOM | 0 | NY | NY | H2 Pipeline - New |  |  |  | 0.49363 | 0
LCP_Inputs_ON_Diverse_Howarth_2023_05_05 | 2038 |  |  | Hydrogen |  | Dispatch-Intraconnection | VOM | 0 | NY | NY | H2 Pipeline - Repurposed |  |  |  | 0.49363 | 0
LCP_Inputs_ON_Diverse_Howarth_2023_05_05 | 2038 |  |  | Methane |  | Dispatch-Interconnection | VOM | 0 | NY | ON | CH4 Pipeline |  |  |  | 0.49363 | 0
LCP_Inputs_ON_Diverse_Howarth_2023_05_05 | 2038 |  |  | Electricity |  | Dispatch-Interconnection | VOM | 12085661.3199 | NY | ON | Electricity Transmission Line |  |  |  | 0.49363 | 5965822.2885
LCP_Inputs_ON_Diverse_Howarth_2023_05_05 | 2038 |  |  | Hydrogen |  | Dispatch-Interconnection | VOM | 0 | NY | ON | H2 Pipeline - New |  |  |  | 0.49363 | 0
LCP_Inputs_ON_Diverse_Howarth_2023_05_05 | 2038 |  |  | Hydrogen |  | Dispatch-Interconnection | VOM | 0 | NY | ON | H2 Pipeline - Repurposed |  |  |  | 0.49363 | 0
LCP_Inputs_ON_Diverse_Howarth_2023_05_05 | 2038 |  |  | Electricity |  | Dispatch-Interconnection | VOM | 22836790.1001 | NY | QC | Electricity Transmission Line |  |  |  | 0.49363 | 11272881.787
LCP_Inputs_ON_Diverse_Howarth_2023_05_05 | 2038 |  |  | Methane |  | Dispatch-Interconnection | VOM | 0 | ON | MI | CH4 Pipeline |  |  |  | 0.49363 | 0
LCP_Inputs_ON_Diverse_Howarth_2023_05_05 | 2038 |  |  | Electricity |  | Dispatch-Interconnection | VOM | 484213.6315 | ON | MI | Electricity Transmission Line |  |  |  | 0.49363 | 239021.4651
LCP_Inputs_ON_Diverse_Howarth_2023_05_05 | 2038 |  |  | Hydrogen |  | Dispatch-Interconnection | VOM | 0 | ON | MI | H2 Pipeline - New |  |  |  | 0.49363 | 0
LCP_Inputs_ON_Diverse_Howarth_2023_05_05 | 2038 |  |  | Hydrogen |  | Dispatch-Interconnection | VOM | 0 | ON | MI | H2 Pipeline - Repurposed |  |  |  | 0.49363 | 0
LCP_Inputs_ON_Diverse_Howarth_2023_05_05 | 2038 |  |  | Methane |  | Dispatch-Interconnection | VOM | 0 | ON | NY | CH4 Pipeline |  |  |  | 0.49363 | 0
LCP_Inputs_ON_Diverse_Howarth_2023_05_05 | 2038 |  |  | Electricity |  | Dispatch-Interconnection | VOM | 12265818.1528 | ON | NY | Electricity Transmission Line |  |  |  | 0.49363 | 6054752.7674
LCP_Inputs_ON_Diverse_Howarth_2023_05_05 | 2038 |  |  | Hydrogen |  | Dispatch-Interconnection | VOM | 0 | ON | NY | H2 Pipeline - New |  |  |  | 0.49363 | 0
LCP_Inputs_ON_Diverse_Howarth_2023_05_05 | 2038 |  |  | Hydrogen |  | Dispatch-Interconnection | VOM | 0 | ON | NY | H2 Pipeline - Repurposed |  |  |  | 0.49363 | 0
LCP_Inputs_ON_Diverse_Howarth_2023_05_05 | 2038 |  |  | Methane |  | Dispatch-Intraconnection | VOM | 727112349.4526 | ON | ON | CH4 Pipeline |  |  |  | 0.49363 | 358923102.8244
LCP_Inputs_ON_Diverse_Howarth_2023_05_05 | 2038 |  |  | Electricity |  | Dispatch-Intraconnection | VOM | 0 | ON | ON | Electricity Transmission Line |  |  |  | 0.49363 | 0
LCP_Inputs_ON_Diverse_Howarth_2023_05_05 | 2038 |  |  | Hydrogen |  | Dispatch-Intraconnection | VOM | 0 | ON | ON | H2 Pipeline - New |  |  |  | 0.49363 | 0
LCP_Inputs_ON_Diverse_Howarth_2023_05_05 | 2038 |  |  | Hydrogen |  | Dispatch-Intraconnection | VOM | 291122573.1747 | ON | ON | H2 Pipeline - Repurposed |  |  |  | 0.49363 | 143706288.7802
LCP_Inputs_ON_Diverse_Howarth_2023_05_05 | 2038 |  |  | Methane |  | Dispatch-Interconnection | VOM | 0 | ON | PJ | CH4 Pipeline |  |  |  | 0.49363 | 0
LCP_Inputs_ON_Diverse_Howarth_2023_05_05 | 2038 |  |  | Electricity |  | Dispatch-Interconnection | VOM | 6726019.0733 | ON | PJ | Electricity Transmission Line |  |  |  | 0.49363 | 3320152.157
LCP_Inputs_ON_Diverse_Howarth_2023_05_05 | 2038 |  |  | Hydrogen |  | Dispatch-Interconnection | VOM | 0 | ON | PJ | H2 Pipeline - New |  |  |  | 0.49363 | 0
LCP_Inputs_ON_Diverse_Howarth_2023_05_05 | 2038 |  |  | Hydrogen |  | Dispatch-Interconnection | VOM | 0 | ON | PJ | H2 Pipeline - Repurposed |  |  |  | 0.49363 | 0
LCP_Inputs_ON_Diverse_Howarth_2023_05_05 | 2038 |  |  | Methane |  | Dispatch-Interconnection | VOM | 0 | ON | QC | CH4 Pipeline |  |  |  | 0.49363 | 0
LCP_Inputs_ON_Diverse_Howarth_2023_05_05 | 2038 |  |  | Electricity |  | Dispatch-Interconnection | VOM | 7440945.5634 | ON | QC | Electricity Transmission Line |  |  |  | 0.49363 | 3673059.977
LCP_Inputs_ON_Diverse_Howarth_2023_05_05 | 2038 |  |  | Hydrogen |  | Dispatch-Interconnection | VOM | 0 | ON | QC | H2 Pipeline - New |  |  |  | 0.49363 | 0
LCP_Inputs_ON_Diverse_Howarth_2023_05_05 | 2038 |  |  | Hydrogen |  | Dispatch-Interconnection | VOM | 0 | ON | QC | H2 Pipeline - Repurposed |  |  |  | 0.49363 | 0
LCP_Inputs_ON_Diverse_Howarth_2023_05_05 | 2038 |  |  | Methane |  | Dispatch-Interconnection | VOM | 0 | ON | WC | CH4 Pipeline |  |  |  | 0.49363 | 0
LCP_Inputs_ON_Diverse_Howarth_2023_05_05 | 2038 |  |  | Electricity |  | Dispatch-Interconnection | VOM | 0 | ON | WC | Electricity Transmission Line |  |  |  | 0.49363 | 0
LCP_Inputs_ON_Diverse_Howarth_2023_05_05 | 2038 |  |  | Hydrogen |  | Dispatch-Interconnection | VOM | 0 | ON | WC | H2 Pipeline - New |  |  |  | 0.49363 | 0
LCP_Inputs_ON_Diverse_Howarth_2023_05_05 | 2038 |  |  | Hydrogen |  | Dispatch-Interconnection | VOM | 0 | ON | WC | H2 Pipeline - Repurposed |  |  |  | 0.49363 | 0
LCP_Inputs_ON_Diverse_Howarth_2023_05_05 | 2038 |  |  | Methane |  | Dispatch-Interconnection | VOM | 0 | PJ | ON | CH4 Pipeline |  |  |  | 0.49363 | 0
LCP_Inputs_ON_Diverse_Howarth_2023_05_05 | 2038 |  |  | Electricity |  | Dispatch-Interconnection | VOM | 9555737.5838 | PJ | ON | Electricity Transmission Line |  |  |  | 0.49363 | 4716980.7884
LCP_Inputs_ON_Diverse_Howarth_2023_05_05 | 2038 |  |  | Hydrogen |  | Dispatch-Interconnection | VOM | 0 | PJ | ON | H2 Pipeline - New |  |  |  | 0.49363 | 0
LCP_Inputs_ON_Diverse_Howarth_2023_05_05 | 2038 |  |  | Hydrogen |  | Dispatch-Interconnection | VOM | 0 | PJ | ON | H2 Pipeline - Repurposed |  |  |  | 0.49363 | 0
LCP_Inputs_ON_Diverse_Howarth_2023_05_05 | 2038 |  |  | Methane |  | Dispatch-Intraconnection | VOM | 0 | PJ | PJ | CH4 Pipeline |  |  |  | 0.49363 | 0
LCP_Inputs_ON_Diverse_Howarth_2023_05_05 | 2038 |  |  | Electricity |  | Dispatch-Intraconnection | VOM | 0 | PJ | PJ | Electricity Transmission Line |  |  |  | 0.49363 | 0
LCP_Inputs_ON_Diverse_Howarth_2023_05_05 | 2038 |  |  | Hydrogen |  | Dispatch-Intraconnection | VOM | 0 | PJ | PJ | H2 Pipeline - New |  |  |  | 0.49363 | 0
LCP_Inputs_ON_Diverse_Howarth_2023_05_05 | 2038 |  |  | Hydrogen |  | Dispatch-Intraconnection | VOM | 0 | PJ | PJ | H2 Pipeline - Repurposed |  |  |  | 0.49363 | 0
LCP_Inputs_ON_Diverse_Howarth_2023_05_05 | 2038 |  |  | Electricity |  | Dispatch-Interconnection | VOM | 23734810.7235 | QC | NY | Electricity Transmission Line |  |  |  | 0.49363 | 11716170.02
LCP_Inputs_ON_Diverse_Howarth_2023_05_05 | 2038 |  |  | Methane |  | Dispatch-Interconnection | VOM | 0 | QC | ON | CH4 Pipeline |  |  |  | 0.49363 | 0
LCP_Inputs_ON_Diverse_Howarth_2023_05_05 | 2038 |  |  | Electricity |  | Dispatch-Interconnection | VOM | 9988033.5795 | QC | ON | Electricity Transmission Line |  |  |  | 0.49363 | 4930374.2485
LCP_Inputs_ON_Diverse_Howarth_2023_05_05 | 2038 |  |  | Hydrogen |  | Dispatch-Interconnection | VOM | 0 | QC | ON | H2 Pipeline - New |  |  |  | 0.49363 | 0
LCP_Inputs_ON_Diverse_Howarth_2023_05_05 | 2038 |  |  | Hydrogen |  | Dispatch-Interconnection | VOM | 0 | QC | ON | H2 Pipeline - Repurposed |  |  |  | 0.49363 | 0
LCP_Inputs_ON_Diverse_Howarth_2023_05_05 | 2038 |  |  | Methane |  | Dispatch-Intraconnection | VOM | 0 | QC | QC | CH4 Pipeline |  |  |  | 0.49363 | 0
LCP_Inputs_ON_Diverse_Howarth_2023_05_05 | 2038 |  |  | Electricity |  | Dispatch-Intraconnection | VOM | 0 | QC | QC | Electricity Transmission Line |  |  |  | 0.49363 | 0
LCP_Inputs_ON_Diverse_Howarth_2023_05_05 | 2038 |  |  | Hydrogen |  | Dispatch-Intraconnection | VOM | 0 | QC | QC | H2 Pipeline - New |  |  |  | 0.49363 | 0
LCP_Inputs_ON_Diverse_Howarth_2023_05_05 | 2038 |  |  | Hydrogen |  | Dispatch-Intraconnection | VOM | 0 | QC | QC | H2 Pipeline - Repurposed |  |  |  | 0.49363 | 0
LCP_Inputs_ON_Diverse_Howarth_2023_05_05 | 2038 |  |  | Electricity |  | Dispatch-Interconnection | VOM | 10371430.7427 | WC | MI | Electricity Transmission Line |  |  |  | 0.49363 | 5119629.8697
LCP_Inputs_ON_Diverse_Howarth_2023_05_05 | 2038 |  |  | Methane |  | Dispatch-Interconnection | VOM | 0 | WC | ON | CH4 Pipeline |  |  |  | 0.49363 | 0
LCP_Inputs_ON_Diverse_Howarth_2023_05_05 | 2038 |  |  | Electricity |  | Dispatch-Interconnection | VOM | 6158009.6633 | WC | ON | Electricity Transmission Line |  |  |  | 0.49363 | 3039766.7393
LCP_Inputs_ON_Diverse_Howarth_2023_05_05 | 2038 |  |  | Hydrogen |  | Dispatch-Interconnection | VOM | 0 | WC | ON | H2 Pipeline - New |  |  |  | 0.49363 | 0
LCP_Inputs_ON_Diverse_Howarth_2023_05_05 | 2038 |  |  | Hydrogen |  | Dispatch-Interconnection | VOM | 0 | WC | ON | H2 Pipeline - Repurposed |  |  |  | 0.49363 | 0
LCP_Inputs_ON_Diverse_Howarth_2023_05_05 | 2038 |  |  | Methane |  | Dispatch-Intraconnection | VOM | 0 | WC | WC | CH4 Pipeline |  |  |  | 0.49363 | 0
LCP_Inputs_ON_Diverse_Howarth_2023_05_05 | 2038 |  |  | Electricity |  | Dispatch-Intraconnection | VOM | 0 | WC | WC | Electricity Transmission Line |  |  |  | 0.49363 | 0
LCP_Inputs_ON_Diverse_Howarth_2023_05_05 | 2038 |  |  | Hydrogen |  | Dispatch-Intraconnection | VOM | 0 | WC | WC | H2 Pipeline - New |  |  |  | 0.49363 | 0
LCP_Inputs_ON_Diverse_Howarth_2023_05_05 | 2038 |  |  | Hydrogen |  | Dispatch-Intraconnection | VOM | 0 | WC | WC | H2 Pipeline - Repurposed |  |  |  | 0.49363 | 0
LCP_Inputs_ON_Diverse_Howarth_2023_05_05 | 2039 |  |  | Methane |  | Dispatch-Intraconnection | VOM | 0 | MI | MI | CH4 Pipeline |  |  |  | 0.47464 | 0
LCP_Inputs_ON_Diverse_Howarth_2023_05_05 | 2039 |  |  | Electricity |  | Dispatch-Intraconnection | VOM | 0 | MI | MI | Electricity Transmission Line |  |  |  | 0.47464 | 0
LCP_Inputs_ON_Diverse_Howarth_2023_05_05 | 2039 |  |  | Hydrogen |  | Dispatch-Intraconnection | VOM | 0 | MI | MI | H2 Pipeline - New |  |  |  | 0.47464 | 0
LCP_Inputs_ON_Diverse_Howarth_2023_05_05 | 2039 |  |  | Hydrogen |  | Dispatch-Intraconnection | VOM | 0 | MI | MI | H2 Pipeline - Repurposed |  |  |  | 0.47464 | 0
LCP_Inputs_ON_Diverse_Howarth_2023_05_05 | 2039 |  |  | Methane |  | Dispatch-Interconnection | VOM | 0 | MI | ON | CH4 Pipeline |  |  |  | 0.47464 | 0
LCP_Inputs_ON_Diverse_Howarth_2023_05_05 | 2039 |  |  | Electricity |  | Dispatch-Interconnection | VOM | 21034161.2822 | MI | ON | Electricity Transmission Line |  |  |  | 0.47464 | 9983705.2988
LCP_Inputs_ON_Diverse_Howarth_2023_05_05 | 2039 |  |  | Hydrogen |  | Dispatch-Interconnection | VOM | 0 | MI | ON | H2 Pipeline - New |  |  |  | 0.47464 | 0
LCP_Inputs_ON_Diverse_Howarth_2023_05_05 | 2039 |  |  | Hydrogen |  | Dispatch-Interconnection | VOM | 0 | MI | ON | H2 Pipeline - Repurposed |  |  |  | 0.47464 | 0
LCP_Inputs_ON_Diverse_Howarth_2023_05_05 | 2039 |  |  | Electricity |  | Dispatch-Interconnection | VOM | 3476335.5809 | MI | WC | Electricity Transmission Line |  |  |  | 0.47464 | 1650016.3469
LCP_Inputs_ON_Diverse_Howarth_2023_05_05 | 2039 |  |  | Methane |  | Dispatch-Intraconnection | VOM | 0 | NY | NY | CH4 Pipeline |  |  |  | 0.47464 | 0
LCP_Inputs_ON_Diverse_Howarth_2023_05_05 | 2039 |  |  | Electricity |  | Dispatch-Intraconnection | VOM | 0 | NY | NY | Electricity Transmission Line |  |  |  | 0.47464 | 0
LCP_Inputs_ON_Diverse_Howarth_2023_05_05 | 2039 |  |  | Hydrogen |  | Dispatch-Intraconnection | VOM | 0 | NY | NY | H2 Pipeline - New |  |  |  | 0.47464 | 0
LCP_Inputs_ON_Diverse_Howarth_2023_05_05 | 2039 |  |  | Hydrogen |  | Dispatch-Intraconnection | VOM | 0 | NY | NY | H2 Pipeline - Repurposed |  |  |  | 0.47464 | 0
LCP_Inputs_ON_Diverse_Howarth_2023_05_05 | 2039 |  |  | Methane |  | Dispatch-Interconnection | VOM | 0 | NY | ON | CH4 Pipeline |  |  |  | 0.47464 | 0
LCP_Inputs_ON_Diverse_Howarth_2023_05_05 | 2039 |  |  | Electricity |  | Dispatch-Interconnection | VOM | 12085661.3199 | NY | ON | Electricity Transmission Line |  |  |  | 0.47464 | 5736367.5851
LCP_Inputs_ON_Diverse_Howarth_2023_05_05 | 2039 |  |  | Hydrogen |  | Dispatch-Interconnection | VOM | 0 | NY | ON | H2 Pipeline - New |  |  |  | 0.47464 | 0
LCP_Inputs_ON_Diverse_Howarth_2023_05_05 | 2039 |  |  | Hydrogen |  | Dispatch-Interconnection | VOM | 0 | NY | ON | H2 Pipeline - Repurposed |  |  |  | 0.47464 | 0
LCP_Inputs_ON_Diverse_Howarth_2023_05_05 | 2039 |  |  | Electricity |  | Dispatch-Interconnection | VOM | 22836790.1001 | NY | QC | Electricity Transmission Line |  |  |  | 0.47464 | 10839309.4106
LCP_Inputs_ON_Diverse_Howarth_2023_05_05 | 2039 |  |  | Methane |  | Dispatch-Interconnection | VOM | 0 | ON | MI | CH4 Pipeline |  |  |  | 0.47464 | 0
LCP_Inputs_ON_Diverse_Howarth_2023_05_05 | 2039 |  |  | Electricity |  | Dispatch-Interconnection | VOM | 484213.6315 | ON | MI | Electricity Transmission Line |  |  |  | 0.47464 | 229828.3318
LCP_Inputs_ON_Diverse_Howarth_2023_05_05 | 2039 |  |  | Hydrogen |  | Dispatch-Interconnection | VOM | 0 | ON | MI | H2 Pipeline - New |  |  |  | 0.47464 | 0
LCP_Inputs_ON_Diverse_Howarth_2023_05_05 | 2039 |  |  | Hydrogen |  | Dispatch-Interconnection | VOM | 0 | ON | MI | H2 Pipeline - Repurposed |  |  |  | 0.47464 | 0
LCP_Inputs_ON_Diverse_Howarth_2023_05_05 | 2039 |  |  | Methane |  | Dispatch-Interconnection | VOM | 0 | ON | NY | CH4 Pipeline |  |  |  | 0.47464 | 0
LCP_Inputs_ON_Diverse_Howarth_2023_05_05 | 2039 |  |  | Electricity |  | Dispatch-Interconnection | VOM | 12265818.1528 | ON | NY | Electricity Transmission Line |  |  |  | 0.47464 | 5821877.661
LCP_Inputs_ON_Diverse_Howarth_2023_05_05 | 2039 |  |  | Hydrogen |  | Dispatch-Interconnection | VOM | 0 | ON | NY | H2 Pipeline - New |  |  |  | 0.47464 | 0
LCP_Inputs_ON_Diverse_Howarth_2023_05_05 | 2039 |  |  | Hydrogen |  | Dispatch-Interconnection | VOM | 0 | ON | NY | H2 Pipeline - Repurposed |  |  |  | 0.47464 | 0
LCP_Inputs_ON_Diverse_Howarth_2023_05_05 | 2039 |  |  | Methane |  | Dispatch-Intraconnection | VOM | 727112349.4526 | ON | ON | CH4 Pipeline |  |  |  | 0.47464 | 345118368.1004
LCP_Inputs_ON_Diverse_Howarth_2023_05_05 | 2039 |  |  | Electricity |  | Dispatch-Intraconnection | VOM | 0 | ON | ON | Electricity Transmission Line |  |  |  | 0.47464 | 0
LCP_Inputs_ON_Diverse_Howarth_2023_05_05 | 2039 |  |  | Hydrogen |  | Dispatch-Intraconnection | VOM | 0 | ON | ON | H2 Pipeline - New |  |  |  | 0.47464 | 0
LCP_Inputs_ON_Diverse_Howarth_2023_05_05 | 2039 |  |  | Hydrogen |  | Dispatch-Intraconnection | VOM | 291122573.1747 | ON | ON | H2 Pipeline - Repurposed |  |  |  | 0.47464 | 138179123.8271
LCP_Inputs_ON_Diverse_Howarth_2023_05_05 | 2039 |  |  | Methane |  | Dispatch-Interconnection | VOM | 0 | ON | PJ | CH4 Pipeline |  |  |  | 0.47464 | 0
LCP_Inputs_ON_Diverse_Howarth_2023_05_05 | 2039 |  |  | Electricity |  | Dispatch-Interconnection | VOM | 6726019.0733 | ON | PJ | Electricity Transmission Line |  |  |  | 0.47464 | 3192453.9971
LCP_Inputs_ON_Diverse_Howarth_2023_05_05 | 2039 |  |  | Hydrogen |  | Dispatch-Interconnection | VOM | 0 | ON | PJ | H2 Pipeline - New |  |  |  | 0.47464 | 0
LCP_Inputs_ON_Diverse_Howarth_2023_05_05 | 2039 |  |  | Hydrogen |  | Dispatch-Interconnection | VOM | 0 | ON | PJ | H2 Pipeline - Repurposed |  |  |  | 0.47464 | 0
LCP_Inputs_ON_Diverse_Howarth_2023_05_05 | 2039 |  |  | Methane |  | Dispatch-Interconnection | VOM | 0 | ON | QC | CH4 Pipeline |  |  |  | 0.47464 | 0
LCP_Inputs_ON_Diverse_Howarth_2023_05_05 | 2039 |  |  | Electricity |  | Dispatch-Interconnection | VOM | 7440945.5634 | ON | QC | Electricity Transmission Line |  |  |  | 0.47464 | 3531788.4394
LCP_Inputs_ON_Diverse_Howarth_2023_05_05 | 2039 |  |  | Hydrogen |  | Dispatch-Interconnection | VOM | 0 | ON | QC | H2 Pipeline - New |  |  |  | 0.47464 | 0
LCP_Inputs_ON_Diverse_Howarth_2023_05_05 | 2039 |  |  | Hydrogen |  | Dispatch-Interconnection | VOM | 0 | ON | QC | H2 Pipeline - Repurposed |  |  |  | 0.47464 | 0
LCP_Inputs_ON_Diverse_Howarth_2023_05_05 | 2039 |  |  | Methane |  | Dispatch-Interconnection | VOM | 0 | ON | WC | CH4 Pipeline |  |  |  | 0.47464 | 0
LCP_Inputs_ON_Diverse_Howarth_2023_05_05 | 2039 |  |  | Electricity |  | Dispatch-Interconnection | VOM | 0 | ON | WC | Electricity Transmission Line |  |  |  | 0.47464 | 0
LCP_Inputs_ON_Diverse_Howarth_2023_05_05 | 2039 |  |  | Hydrogen |  | Dispatch-Interconnection | VOM | 0 | ON | WC | H2 Pipeline - New |  |  |  | 0.47464 | 0
LCP_Inputs_ON_Diverse_Howarth_2023_05_05 | 2039 |  |  | Hydrogen |  | Dispatch-Interconnection | VOM | 0 | ON | WC | H2 Pipeline - Repurposed |  |  |  | 0.47464 | 0
LCP_Inputs_ON_Diverse_Howarth_2023_05_05 | 2039 |  |  | Methane |  | Dispatch-Interconnection | VOM | 0 | PJ | ON | CH4 Pipeline |  |  |  | 0.47464 | 0
LCP_Inputs_ON_Diverse_Howarth_2023_05_05 | 2039 |  |  | Electricity |  | Dispatch-Interconnection | VOM | 9555737.5838 | PJ | ON | Electricity Transmission Line |  |  |  | 0.47464 | 4535558.4503
LCP_Inputs_ON_Diverse_Howarth_2023_05_05 | 2039 |  |  | Hydrogen |  | Dispatch-Interconnection | VOM | 0 | PJ | ON | H2 Pipeline - New |  |  |  | 0.47464 | 0
LCP_Inputs_ON_Diverse_Howarth_2023_05_05 | 2039 |  |  | Hydrogen |  | Dispatch-Interconnection | VOM | 0 | PJ | ON | H2 Pipeline - Repurposed |  |  |  | 0.47464 | 0
LCP_Inputs_ON_Diverse_Howarth_2023_05_05 | 2039 |  |  | Methane |  | Dispatch-Intraconnection | VOM | 0 | PJ | PJ | CH4 Pipeline |  |  |  | 0.47464 | 0
LCP_Inputs_ON_Diverse_Howarth_2023_05_05 | 2039 |  |  | Electricity |  | Dispatch-Intraconnection | VOM | 0 | PJ | PJ | Electricity Transmission Line |  |  |  | 0.47464 | 0
LCP_Inputs_ON_Diverse_Howarth_2023_05_05 | 2039 |  |  | Hydrogen |  | Dispatch-Intraconnection | VOM | 0 | PJ | PJ | H2 Pipeline - New |  |  |  | 0.47464 | 0
LCP_Inputs_ON_Diverse_Howarth_2023_05_05 | 2039 |  |  | Hydrogen |  | Dispatch-Intraconnection | VOM | 0 | PJ | PJ | H2 Pipeline - Repurposed |  |  |  | 0.47464 | 0
LCP_Inputs_ON_Diverse_Howarth_2023_05_05 | 2039 |  |  | Electricity |  | Dispatch-Interconnection | VOM | 23734810.7235 | QC | NY | Electricity Transmission Line |  |  |  | 0.47464 | 11265548.0962
LCP_Inputs_ON_Diverse_Howarth_2023_05_05 | 2039 |  |  | Methane |  | Dispatch-Interconnection | VOM | 0 | QC | ON | CH4 Pipeline |  |  |  | 0.47464 | 0
LCP_Inputs_ON_Diverse_Howarth_2023_05_05 | 2039 |  |  | Electricity |  | Dispatch-Interconnection | VOM | 9988033.5795 | QC | ON | Electricity Transmission Line |  |  |  | 0.47464 | 4740744.4697
LCP_Inputs_ON_Diverse_Howarth_2023_05_05 | 2039 |  |  | Hydrogen |  | Dispatch-Interconnection | VOM | 0 | QC | ON | H2 Pipeline - New |  |  |  | 0.47464 | 0
LCP_Inputs_ON_Diverse_Howarth_2023_05_05 | 2039 |  |  | Hydrogen |  | Dispatch-Interconnection | VOM | 0 | QC | ON | H2 Pipeline - Repurposed |  |  |  | 0.47464 | 0
LCP_Inputs_ON_Diverse_Howarth_2023_05_05 | 2039 |  |  | Methane |  | Dispatch-Intraconnection | VOM | 0 | QC | QC | CH4 Pipeline |  |  |  | 0.47464 | 0
LCP_Inputs_ON_Diverse_Howarth_2023_05_05 | 2039 |  |  | Electricity |  | Dispatch-Intraconnection | VOM | 0 | QC | QC | Electricity Transmission Line |  |  |  | 0.47464 | 0
LCP_Inputs_ON_Diverse_Howarth_2023_05_05 | 2039 |  |  | Hydrogen |  | Dispatch-Intraconnection | VOM | 0 | QC | QC | H2 Pipeline - New |  |  |  | 0.47464 | 0
LCP_Inputs_ON_Diverse_Howarth_2023_05_05 | 2039 |  |  | Hydrogen |  | Dispatch-Intraconnection | VOM | 0 | QC | QC | H2 Pipeline - Repurposed |  |  |  | 0.47464 | 0
LCP_Inputs_ON_Diverse_Howarth_2023_05_05 | 2039 |  |  | Electricity |  | Dispatch-Interconnection | VOM | 10371430.7427 | WC | MI | Electricity Transmission Line |  |  |  | 0.47464 | 4922721.0286
LCP_Inputs_ON_Diverse_Howarth_2023_05_05 | 2039 |  |  | Methane |  | Dispatch-Interconnection | VOM | 0 | WC | ON | CH4 Pipeline |  |  |  | 0.47464 | 0
LCP_Inputs_ON_Diverse_Howarth_2023_05_05 | 2039 |  |  | Electricity |  | Dispatch-Interconnection | VOM | 6158009.6633 | WC | ON | Electricity Transmission Line |  |  |  | 0.47464 | 2922852.6339
LCP_Inputs_ON_Diverse_Howarth_2023_05_05 | 2039 |  |  | Hydrogen |  | Dispatch-Interconnection | VOM | 0 | WC | ON | H2 Pipeline - New |  |  |  | 0.47464 | 0
LCP_Inputs_ON_Diverse_Howarth_2023_05_05 | 2039 |  |  | Hydrogen |  | Dispatch-Interconnection | VOM | 0 | WC | ON | H2 Pipeline - Repurposed |  |  |  | 0.47464 | 0
LCP_Inputs_ON_Diverse_Howarth_2023_05_05 | 2039 |  |  | Methane |  | Dispatch-Intraconnection | VOM | 0 | WC | WC | CH4 Pipeline |  |  |  | 0.47464 | 0
LCP_Inputs_ON_Diverse_Howarth_2023_05_05 | 2039 |  |  | Electricity |  | Dispatch-Intraconnection | VOM | 0 | WC | WC | Electricity Transmission Line |  |  |  | 0.47464 | 0
LCP_Inputs_ON_Diverse_Howarth_2023_05_05 | 2039 |  |  | Hydrogen |  | Dispatch-Intraconnection | VOM | 0 | WC | WC | H2 Pipeline - New |  |  |  | 0.47464 | 0
LCP_Inputs_ON_Diverse_Howarth_2023_05_05 | 2039 |  |  | Hydrogen |  | Dispatch-Intraconnection | VOM | 0 | WC | WC | H2 Pipeline - Repurposed |  |  |  | 0.47464 | 0
LCP_Inputs_ON_Diverse_Howarth_2023_05_05 | 2040 |  |  | Methane |  | Dispatch-Intraconnection | VOM | 0 | MI | MI | CH4 Pipeline |  |  |  | 0.45639 | 0
LCP_Inputs_ON_Diverse_Howarth_2023_05_05 | 2040 |  |  | Electricity |  | Dispatch-Intraconnection | VOM | 0 | MI | MI | Electricity Transmission Line |  |  |  | 0.45639 | 0
LCP_Inputs_ON_Diverse_Howarth_2023_05_05 | 2040 |  |  | Hydrogen |  | Dispatch-Intraconnection | VOM | 0 | MI | MI | H2 Pipeline - New |  |  |  | 0.45639 | 0
LCP_Inputs_ON_Diverse_Howarth_2023_05_05 | 2040 |  |  | Hydrogen |  | Dispatch-Intraconnection | VOM | 0 | MI | MI | H2 Pipeline - Repurposed |  |  |  | 0.45639 | 0
LCP_Inputs_ON_Diverse_Howarth_2023_05_05 | 2040 |  |  | Methane |  | Dispatch-Interconnection | VOM | 0 | MI | ON | CH4 Pipeline |  |  |  | 0.45639 | 0
LCP_Inputs_ON_Diverse_Howarth_2023_05_05 | 2040 |  |  | Electricity |  | Dispatch-Interconnection | VOM | 26891875.679 | MI | ON | Electricity Transmission Line |  |  |  | 0.45639 | 12273101.0188
LCP_Inputs_ON_Diverse_Howarth_2023_05_05 | 2040 |  |  | Hydrogen |  | Dispatch-Interconnection | VOM | 0 | MI | ON | H2 Pipeline - New |  |  |  | 0.45639 | 0
LCP_Inputs_ON_Diverse_Howarth_2023_05_05 | 2040 |  |  | Hydrogen |  | Dispatch-Interconnection | VOM | 0 | MI | ON | H2 Pipeline - Repurposed |  |  |  | 0.45639 | 0
LCP_Inputs_ON_Diverse_Howarth_2023_05_05 | 2040 |  |  | Electricity |  | Dispatch-Interconnection | VOM | 3610741.7996 | MI | WC | Electricity Transmission Line |  |  |  | 0.45639 | 1647895.4234
LCP_Inputs_ON_Diverse_Howarth_2023_05_05 | 2040 |  |  | Methane |  | Dispatch-Intraconnection | VOM | 0 | NY | NY | CH4 Pipeline |  |  |  | 0.45639 | 0
LCP_Inputs_ON_Diverse_Howarth_2023_05_05 | 2040 |  |  | Electricity |  | Dispatch-Intraconnection | VOM | 0 | NY | NY | Electricity Transmission Line |  |  |  | 0.45639 | 0
LCP_Inputs_ON_Diverse_Howarth_2023_05_05 | 2040 |  |  | Hydrogen |  | Dispatch-Intraconnection | VOM | 0 | NY | NY | H2 Pipeline - New |  |  |  | 0.45639 | 0
LCP_Inputs_ON_Diverse_Howarth_2023_05_05 | 2040 |  |  | Hydrogen |  | Dispatch-Intraconnection | VOM | 0 | NY | NY | H2 Pipeline - Repurposed |  |  |  | 0.45639 | 0
LCP_Inputs_ON_Diverse_Howarth_2023_05_05 | 2040 |  |  | Methane |  | Dispatch-Interconnection | VOM | 0 | NY | ON | CH4 Pipeline |  |  |  | 0.45639 | 0
LCP_Inputs_ON_Diverse_Howarth_2023_05_05 | 2040 |  |  | Electricity |  | Dispatch-Interconnection | VOM | 12514383.3238 | NY | ON | Electricity Transmission Line |  |  |  | 0.45639 | 5711401.1888
LCP_Inputs_ON_Diverse_Howarth_2023_05_05 | 2040 |  |  | Hydrogen |  | Dispatch-Interconnection | VOM | 0 | NY | ON | H2 Pipeline - New |  |  |  | 0.45639 | 0
LCP_Inputs_ON_Diverse_Howarth_2023_05_05 | 2040 |  |  | Hydrogen |  | Dispatch-Interconnection | VOM | 0 | NY | ON | H2 Pipeline - Repurposed |  |  |  | 0.45639 | 0
LCP_Inputs_ON_Diverse_Howarth_2023_05_05 | 2040 |  |  | Electricity |  | Dispatch-Interconnection | VOM | 25737139.0165 | NY | QC | Electricity Transmission Line |  |  |  | 0.45639 | 11746094.2797
LCP_Inputs_ON_Diverse_Howarth_2023_05_05 | 2040 |  |  | Methane |  | Dispatch-Interconnection | VOM | 0 | ON | MI | CH4 Pipeline |  |  |  | 0.45639 | 0
LCP_Inputs_ON_Diverse_Howarth_2023_05_05 | 2040 |  |  | Electricity |  | Dispatch-Interconnection | VOM | 18993738.8463 | ON | MI | Electricity Transmission Line |  |  |  | 0.45639 | 8668494.469
LCP_Inputs_ON_Diverse_Howarth_2023_05_05 | 2040 |  |  | Hydrogen |  | Dispatch-Interconnection | VOM | 0 | ON | MI | H2 Pipeline - New |  |  |  | 0.45639 | 0
LCP_Inputs_ON_Diverse_Howarth_2023_05_05 | 2040 |  |  | Hydrogen |  | Dispatch-Interconnection | VOM | 0 | ON | MI | H2 Pipeline - Repurposed |  |  |  | 0.45639 | 0
LCP_Inputs_ON_Diverse_Howarth_2023_05_05 | 2040 |  |  | Methane |  | Dispatch-Interconnection | VOM | 0 | ON | NY | CH4 Pipeline |  |  |  | 0.45639 | 0
LCP_Inputs_ON_Diverse_Howarth_2023_05_05 | 2040 |  |  | Electricity |  | Dispatch-Interconnection | VOM | 15095416.8241 | ON | NY | Electricity Transmission Line |  |  |  | 0.45639 | 6889351.186
LCP_Inputs_ON_Diverse_Howarth_2023_05_05 | 2040 |  |  | Hydrogen |  | Dispatch-Interconnection | VOM | 0 | ON | NY | H2 Pipeline - New |  |  |  | 0.45639 | 0
LCP_Inputs_ON_Diverse_Howarth_2023_05_05 | 2040 |  |  | Hydrogen |  | Dispatch-Interconnection | VOM | 0 | ON | NY | H2 Pipeline - Repurposed |  |  |  | 0.45639 | 0
LCP_Inputs_ON_Diverse_Howarth_2023_05_05 | 2040 |  |  | Methane |  | Dispatch-Intraconnection | VOM | 520847193.3407 | ON | ON | CH4 Pipeline |  |  |  | 0.45639 | 237707860.0063
LCP_Inputs_ON_Diverse_Howarth_2023_05_05 | 2040 |  |  | Electricity |  | Dispatch-Intraconnection | VOM | 0 | ON | ON | Electricity Transmission Line |  |  |  | 0.45639 | 0
LCP_Inputs_ON_Diverse_Howarth_2023_05_05 | 2040 |  |  | Hydrogen |  | Dispatch-Intraconnection | VOM | 0 | ON | ON | H2 Pipeline - New |  |  |  | 0.45639 | 0
LCP_Inputs_ON_Diverse_Howarth_2023_05_05 | 2040 |  |  | Hydrogen |  | Dispatch-Intraconnection | VOM | 941970860.5585 | ON | ON | H2 Pipeline - Repurposed |  |  |  | 0.45639 | 429903204.4609
LCP_Inputs_ON_Diverse_Howarth_2023_05_05 | 2040 |  |  | Methane |  | Dispatch-Interconnection | VOM | 0 | ON | PJ | CH4 Pipeline |  |  |  | 0.45639 | 0
LCP_Inputs_ON_Diverse_Howarth_2023_05_05 | 2040 |  |  | Electricity |  | Dispatch-Interconnection | VOM | 27047389.0481 | ON | PJ | Electricity Transmission Line |  |  |  | 0.45639 | 12344075.2904
LCP_Inputs_ON_Diverse_Howarth_2023_05_05 | 2040 |  |  | Hydrogen |  | Dispatch-Interconnection | VOM | 0 | ON | PJ | H2 Pipeline - New |  |  |  | 0.45639 | 0
LCP_Inputs_ON_Diverse_Howarth_2023_05_05 | 2040 |  |  | Hydrogen |  | Dispatch-Interconnection | VOM | 0 | ON | PJ | H2 Pipeline - Repurposed |  |  |  | 0.45639 | 0
LCP_Inputs_ON_Diverse_Howarth_2023_05_05 | 2040 |  |  | Methane |  | Dispatch-Interconnection | VOM | 0 | ON | QC | CH4 Pipeline |  |  |  | 0.45639 | 0
LCP_Inputs_ON_Diverse_Howarth_2023_05_05 | 2040 |  |  | Electricity |  | Dispatch-Interconnection | VOM | 4378266.3612 | ON | QC | Electricity Transmission Line |  |  |  | 0.45639 | 1998183.6142
LCP_Inputs_ON_Diverse_Howarth_2023_05_05 | 2040 |  |  | Hydrogen |  | Dispatch-Interconnection | VOM | 0 | ON | QC | H2 Pipeline - New |  |  |  | 0.45639 | 0
LCP_Inputs_ON_Diverse_Howarth_2023_05_05 | 2040 |  |  | Hydrogen |  | Dispatch-Interconnection | VOM | 0 | ON | QC | H2 Pipeline - Repurposed |  |  |  | 0.45639 | 0
LCP_Inputs_ON_Diverse_Howarth_2023_05_05 | 2040 |  |  | Methane |  | Dispatch-Interconnection | VOM | 0 | ON | WC | CH4 Pipeline |  |  |  | 0.45639 | 0
LCP_Inputs_ON_Diverse_Howarth_2023_05_05 | 2040 |  |  | Electricity |  | Dispatch-Interconnection | VOM | 574269.357 | ON | WC | Electricity Transmission Line |  |  |  | 0.45639 | 262089.0381
LCP_Inputs_ON_Diverse_Howarth_2023_05_05 | 2040 |  |  | Hydrogen |  | Dispatch-Interconnection | VOM | 0 | ON | WC | H2 Pipeline - New |  |  |  | 0.45639 | 0
LCP_Inputs_ON_Diverse_Howarth_2023_05_05 | 2040 |  |  | Hydrogen |  | Dispatch-Interconnection | VOM | 0 | ON | WC | H2 Pipeline - Repurposed |  |  |  | 0.45639 | 0
LCP_Inputs_ON_Diverse_Howarth_2023_05_05 | 2040 |  |  | Methane |  | Dispatch-Interconnection | VOM | 0 | PJ | ON | CH4 Pipeline |  |  |  | 0.45639 | 0
LCP_Inputs_ON_Diverse_Howarth_2023_05_05 | 2040 |  |  | Electricity |  | Dispatch-Interconnection | VOM | 16604328.336 | PJ | ON | Electricity Transmission Line |  |  |  | 0.45639 | 7577998.703
LCP_Inputs_ON_Diverse_Howarth_2023_05_05 | 2040 |  |  | Hydrogen |  | Dispatch-Interconnection | VOM | 0 | PJ | ON | H2 Pipeline - New |  |  |  | 0.45639 | 0
LCP_Inputs_ON_Diverse_Howarth_2023_05_05 | 2040 |  |  | Hydrogen |  | Dispatch-Interconnection | VOM | 0 | PJ | ON | H2 Pipeline - Repurposed |  |  |  | 0.45639 | 0
LCP_Inputs_ON_Diverse_Howarth_2023_05_05 | 2040 |  |  | Methane |  | Dispatch-Intraconnection | VOM | 0 | PJ | PJ | CH4 Pipeline |  |  |  | 0.45639 | 0
LCP_Inputs_ON_Diverse_Howarth_2023_05_05 | 2040 |  |  | Electricity |  | Dispatch-Intraconnection | VOM | 0 | PJ | PJ | Electricity Transmission Line |  |  |  | 0.45639 | 0
LCP_Inputs_ON_Diverse_Howarth_2023_05_05 | 2040 |  |  | Hydrogen |  | Dispatch-Intraconnection | VOM | 0 | PJ | PJ | H2 Pipeline - New |  |  |  | 0.45639 | 0
LCP_Inputs_ON_Diverse_Howarth_2023_05_05 | 2040 |  |  | Hydrogen |  | Dispatch-Intraconnection | VOM | 0 | PJ | PJ | H2 Pipeline - Repurposed |  |  |  | 0.45639 | 0
LCP_Inputs_ON_Diverse_Howarth_2023_05_05 | 2040 |  |  | Electricity |  | Dispatch-Interconnection | VOM | 24706763.2293 | QC | NY | Electricity Transmission Line |  |  |  | 0.45639 | 11275844.2207
LCP_Inputs_ON_Diverse_Howarth_2023_05_05 | 2040 |  |  | Methane |  | Dispatch-Interconnection | VOM | 0 | QC | ON | CH4 Pipeline |  |  |  | 0.45639 | 0
LCP_Inputs_ON_Diverse_Howarth_2023_05_05 | 2040 |  |  | Electricity |  | Dispatch-Interconnection | VOM | 6535015.2244 | QC | ON | Electricity Transmission Line |  |  |  | 0.45639 | 2982495.6417
LCP_Inputs_ON_Diverse_Howarth_2023_05_05 | 2040 |  |  | Hydrogen |  | Dispatch-Interconnection | VOM | 0 | QC | ON | H2 Pipeline - New |  |  |  | 0.45639 | 0
LCP_Inputs_ON_Diverse_Howarth_2023_05_05 | 2040 |  |  | Hydrogen |  | Dispatch-Interconnection | VOM | 0 | QC | ON | H2 Pipeline - Repurposed |  |  |  | 0.45639 | 0
LCP_Inputs_ON_Diverse_Howarth_2023_05_05 | 2040 |  |  | Methane |  | Dispatch-Intraconnection | VOM | 0 | QC | QC | CH4 Pipeline |  |  |  | 0.45639 | 0
LCP_Inputs_ON_Diverse_Howarth_2023_05_05 | 2040 |  |  | Electricity |  | Dispatch-Intraconnection | VOM | 0 | QC | QC | Electricity Transmission Line |  |  |  | 0.45639 | 0
LCP_Inputs_ON_Diverse_Howarth_2023_05_05 | 2040 |  |  | Hydrogen |  | Dispatch-Intraconnection | VOM | 0 | QC | QC | H2 Pipeline - New |  |  |  | 0.45639 | 0
LCP_Inputs_ON_Diverse_Howarth_2023_05_05 | 2040 |  |  | Hydrogen |  | Dispatch-Intraconnection | VOM | 0 | QC | QC | H2 Pipeline - Repurposed |  |  |  | 0.45639 | 0
LCP_Inputs_ON_Diverse_Howarth_2023_05_05 | 2040 |  |  | Electricity |  | Dispatch-Interconnection | VOM | 3354616.5445 | WC | MI | Electricity Transmission Line |  |  |  | 0.45639 | 1531003.2004
LCP_Inputs_ON_Diverse_Howarth_2023_05_05 | 2040 |  |  | Methane |  | Dispatch-Interconnection | VOM | 0 | WC | ON | CH4 Pipeline |  |  |  | 0.45639 | 0
LCP_Inputs_ON_Diverse_Howarth_2023_05_05 | 2040 |  |  | Electricity |  | Dispatch-Interconnection | VOM | 10990933.2751 | WC | ON | Electricity Transmission Line |  |  |  | 0.45639 | 5016118.4733
LCP_Inputs_ON_Diverse_Howarth_2023_05_05 | 2040 |  |  | Hydrogen |  | Dispatch-Interconnection | VOM | 0 | WC | ON | H2 Pipeline - New |  |  |  | 0.45639 | 0
LCP_Inputs_ON_Diverse_Howarth_2023_05_05 | 2040 |  |  | Hydrogen |  | Dispatch-Interconnection | VOM | 0 | WC | ON | H2 Pipeline - Repurposed |  |  |  | 0.45639 | 0
LCP_Inputs_ON_Diverse_Howarth_2023_05_05 | 2040 |  |  | Methane |  | Dispatch-Intraconnection | VOM | 0 | WC | WC | CH4 Pipeline |  |  |  | 0.45639 | 0
LCP_Inputs_ON_Diverse_Howarth_2023_05_05 | 2040 |  |  | Electricity |  | Dispatch-Intraconnection | VOM | 0 | WC | WC | Electricity Transmission Line |  |  |  | 0.45639 | 0
LCP_Inputs_ON_Diverse_Howarth_2023_05_05 | 2040 |  |  | Hydrogen |  | Dispatch-Intraconnection | VOM | 0 | WC | WC | H2 Pipeline - New |  |  |  | 0.45639 | 0
LCP_Inputs_ON_Diverse_Howarth_2023_05_05 | 2040 |  |  | Hydrogen |  | Dispatch-Intraconnection | VOM | 0 | WC | WC | H2 Pipeline - Repurposed |  |  |  | 0.45639 | 0
LCP_Inputs_ON_Diverse_Howarth_2023_05_05 | 2041 |  |  | Methane |  | Dispatch-Intraconnection | VOM | 0 | MI | MI | CH4 Pipeline |  |  |  | 0.43883 | 0
LCP_Inputs_ON_Diverse_Howarth_2023_05_05 | 2041 |  |  | Electricity |  | Dispatch-Intraconnection | VOM | 0 | MI | MI | Electricity Transmission Line |  |  |  | 0.43883 | 0
LCP_Inputs_ON_Diverse_Howarth_2023_05_05 | 2041 |  |  | Hydrogen |  | Dispatch-Intraconnection | VOM | 0 | MI | MI | H2 Pipeline - New |  |  |  | 0.43883 | 0
LCP_Inputs_ON_Diverse_Howarth_2023_05_05 | 2041 |  |  | Hydrogen |  | Dispatch-Intraconnection | VOM | 0 | MI | MI | H2 Pipeline - Repurposed |  |  |  | 0.43883 | 0
LCP_Inputs_ON_Diverse_Howarth_2023_05_05 | 2041 |  |  | Methane |  | Dispatch-Interconnection | VOM | 0 | MI | ON | CH4 Pipeline |  |  |  | 0.43883 | 0
LCP_Inputs_ON_Diverse_Howarth_2023_05_05 | 2041 |  |  | Electricity |  | Dispatch-Interconnection | VOM | 26891875.679 | MI | ON | Electricity Transmission Line |  |  |  | 0.43883 | 11801058.6719
LCP_Inputs_ON_Diverse_Howarth_2023_05_05 | 2041 |  |  | Hydrogen |  | Dispatch-Interconnection | VOM | 0 | MI | ON | H2 Pipeline - New |  |  |  | 0.43883 | 0
LCP_Inputs_ON_Diverse_Howarth_2023_05_05 | 2041 |  |  | Hydrogen |  | Dispatch-Interconnection | VOM | 0 | MI | ON | H2 Pipeline - Repurposed |  |  |  | 0.43883 | 0
LCP_Inputs_ON_Diverse_Howarth_2023_05_05 | 2041 |  |  | Electricity |  | Dispatch-Interconnection | VOM | 3610741.7996 | MI | WC | Electricity Transmission Line |  |  |  | 0.43883 | 1584514.8302
LCP_Inputs_ON_Diverse_Howarth_2023_05_05 | 2041 |  |  | Methane |  | Dispatch-Intraconnection | VOM | 0 | NY | NY | CH4 Pipeline |  |  |  | 0.43883 | 0
LCP_Inputs_ON_Diverse_Howarth_2023_05_05 | 2041 |  |  | Electricity |  | Dispatch-Intraconnection | VOM | 0 | NY | NY | Electricity Transmission Line |  |  |  | 0.43883 | 0
LCP_Inputs_ON_Diverse_Howarth_2023_05_05 | 2041 |  |  | Hydrogen |  | Dispatch-Intraconnection | VOM | 0 | NY | NY | H2 Pipeline - New |  |  |  | 0.43883 | 0
LCP_Inputs_ON_Diverse_Howarth_2023_05_05 | 2041 |  |  | Hydrogen |  | Dispatch-Intraconnection | VOM | 0 | NY | NY | H2 Pipeline - Repurposed |  |  |  | 0.43883 | 0
LCP_Inputs_ON_Diverse_Howarth_2023_05_05 | 2041 |  |  | Methane |  | Dispatch-Interconnection | VOM | 0 | NY | ON | CH4 Pipeline |  |  |  | 0.43883 | 0
LCP_Inputs_ON_Diverse_Howarth_2023_05_05 | 2041 |  |  | Electricity |  | Dispatch-Interconnection | VOM | 12514383.3238 | NY | ON | Electricity Transmission Line |  |  |  | 0.43883 | 5491731.9123
LCP_Inputs_ON_Diverse_Howarth_2023_05_05 | 2041 |  |  | Hydrogen |  | Dispatch-Interconnection | VOM | 0 | NY | ON | H2 Pipeline - New |  |  |  | 0.43883 | 0
LCP_Inputs_ON_Diverse_Howarth_2023_05_05 | 2041 |  |  | Hydrogen |  | Dispatch-Interconnection | VOM | 0 | NY | ON | H2 Pipeline - Repurposed |  |  |  | 0.43883 | 0
LCP_Inputs_ON_Diverse_Howarth_2023_05_05 | 2041 |  |  | Electricity |  | Dispatch-Interconnection | VOM | 25737139.0165 | NY | QC | Electricity Transmission Line |  |  |  | 0.43883 | 11294321.4228
LCP_Inputs_ON_Diverse_Howarth_2023_05_05 | 2041 |  |  | Methane |  | Dispatch-Interconnection | VOM | 0 | ON | MI | CH4 Pipeline |  |  |  | 0.43883 | 0
LCP_Inputs_ON_Diverse_Howarth_2023_05_05 | 2041 |  |  | Electricity |  | Dispatch-Interconnection | VOM | 18993738.8463 | ON | MI | Electricity Transmission Line |  |  |  | 0.43883 | 8335090.8356
LCP_Inputs_ON_Diverse_Howarth_2023_05_05 | 2041 |  |  | Hydrogen |  | Dispatch-Interconnection | VOM | 0 | ON | MI | H2 Pipeline - New |  |  |  | 0.43883 | 0
LCP_Inputs_ON_Diverse_Howarth_2023_05_05 | 2041 |  |  | Hydrogen |  | Dispatch-Interconnection | VOM | 0 | ON | MI | H2 Pipeline - Repurposed |  |  |  | 0.43883 | 0
LCP_Inputs_ON_Diverse_Howarth_2023_05_05 | 2041 |  |  | Methane |  | Dispatch-Interconnection | VOM | 0 | ON | NY | CH4 Pipeline |  |  |  | 0.43883 | 0
LCP_Inputs_ON_Diverse_Howarth_2023_05_05 | 2041 |  |  | Electricity |  | Dispatch-Interconnection | VOM | 15095416.8241 | ON | NY | Electricity Transmission Line |  |  |  | 0.43883 | 6624376.1404
LCP_Inputs_ON_Diverse_Howarth_2023_05_05 | 2041 |  |  | Hydrogen |  | Dispatch-Interconnection | VOM | 0 | ON | NY | H2 Pipeline - New |  |  |  | 0.43883 | 0
LCP_Inputs_ON_Diverse_Howarth_2023_05_05 | 2041 |  |  | Hydrogen |  | Dispatch-Interconnection | VOM | 0 | ON | NY | H2 Pipeline - Repurposed |  |  |  | 0.43883 | 0
LCP_Inputs_ON_Diverse_Howarth_2023_05_05 | 2041 |  |  | Methane |  | Dispatch-Intraconnection | VOM | 520847193.3407 | ON | ON | CH4 Pipeline |  |  |  | 0.43883 | 228565250.006
LCP_Inputs_ON_Diverse_Howarth_2023_05_05 | 2041 |  |  | Electricity |  | Dispatch-Intraconnection | VOM | 0 | ON | ON | Electricity Transmission Line |  |  |  | 0.43883 | 0
LCP_Inputs_ON_Diverse_Howarth_2023_05_05 | 2041 |  |  | Hydrogen |  | Dispatch-Intraconnection | VOM | 0 | ON | ON | H2 Pipeline - New |  |  |  | 0.43883 | 0
LCP_Inputs_ON_Diverse_Howarth_2023_05_05 | 2041 |  |  | Hydrogen |  | Dispatch-Intraconnection | VOM | 941970860.5585 | ON | ON | H2 Pipeline - Repurposed |  |  |  | 0.43883 | 413368465.8278
LCP_Inputs_ON_Diverse_Howarth_2023_05_05 | 2041 |  |  | Methane |  | Dispatch-Interconnection | VOM | 0 | ON | PJ | CH4 Pipeline |  |  |  | 0.43883 | 0
LCP_Inputs_ON_Diverse_Howarth_2023_05_05 | 2041 |  |  | Electricity |  | Dispatch-Interconnection | VOM | 27047389.0481 | ON | PJ | Electricity Transmission Line |  |  |  | 0.43883 | 11869303.1638
LCP_Inputs_ON_Diverse_Howarth_2023_05_05 | 2041 |  |  | Hydrogen |  | Dispatch-Interconnection | VOM | 0 | ON | PJ | H2 Pipeline - New |  |  |  | 0.43883 | 0
LCP_Inputs_ON_Diverse_Howarth_2023_05_05 | 2041 |  |  | Hydrogen |  | Dispatch-Interconnection | VOM | 0 | ON | PJ | H2 Pipeline - Repurposed |  |  |  | 0.43883 | 0
LCP_Inputs_ON_Diverse_Howarth_2023_05_05 | 2041 |  |  | Methane |  | Dispatch-Interconnection | VOM | 0 | ON | QC | CH4 Pipeline |  |  |  | 0.43883 | 0
LCP_Inputs_ON_Diverse_Howarth_2023_05_05 | 2041 |  |  | Electricity |  | Dispatch-Interconnection | VOM | 4378266.3612 | ON | QC | Electricity Transmission Line |  |  |  | 0.43883 | 1921330.3983
LCP_Inputs_ON_Diverse_Howarth_2023_05_05 | 2041 |  |  | Hydrogen |  | Dispatch-Interconnection | VOM | 0 | ON | QC | H2 Pipeline - New |  |  |  | 0.43883 | 0
LCP_Inputs_ON_Diverse_Howarth_2023_05_05 | 2041 |  |  | Hydrogen |  | Dispatch-Interconnection | VOM | 0 | ON | QC | H2 Pipeline - Repurposed |  |  |  | 0.43883 | 0
LCP_Inputs_ON_Diverse_Howarth_2023_05_05 | 2041 |  |  | Methane |  | Dispatch-Interconnection | VOM | 0 | ON | WC | CH4 Pipeline |  |  |  | 0.43883 | 0
LCP_Inputs_ON_Diverse_Howarth_2023_05_05 | 2041 |  |  | Electricity |  | Dispatch-Interconnection | VOM | 574269.357 | ON | WC | Electricity Transmission Line |  |  |  | 0.43883 | 252008.6905
LCP_Inputs_ON_Diverse_Howarth_2023_05_05 | 2041 |  |  | Hydrogen |  | Dispatch-Interconnection | VOM | 0 | ON | WC | H2 Pipeline - New |  |  |  | 0.43883 | 0
LCP_Inputs_ON_Diverse_Howarth_2023_05_05 | 2041 |  |  | Hydrogen |  | Dispatch-Interconnection | VOM | 0 | ON | WC | H2 Pipeline - Repurposed |  |  |  | 0.43883 | 0
LCP_Inputs_ON_Diverse_Howarth_2023_05_05 | 2041 |  |  | Methane |  | Dispatch-Interconnection | VOM | 0 | PJ | ON | CH4 Pipeline |  |  |  | 0.43883 | 0
LCP_Inputs_ON_Diverse_Howarth_2023_05_05 | 2041 |  |  | Electricity |  | Dispatch-Interconnection | VOM | 16604328.336 | PJ | ON | Electricity Transmission Line |  |  |  | 0.43883 | 7286537.2144
LCP_Inputs_ON_Diverse_Howarth_2023_05_05 | 2041 |  |  | Hydrogen |  | Dispatch-Interconnection | VOM | 0 | PJ | ON | H2 Pipeline - New |  |  |  | 0.43883 | 0
LCP_Inputs_ON_Diverse_Howarth_2023_05_05 | 2041 |  |  | Hydrogen |  | Dispatch-Interconnection | VOM | 0 | PJ | ON | H2 Pipeline - Repurposed |  |  |  | 0.43883 | 0
LCP_Inputs_ON_Diverse_Howarth_2023_05_05 | 2041 |  |  | Methane |  | Dispatch-Intraconnection | VOM | 0 | PJ | PJ | CH4 Pipeline |  |  |  | 0.43883 | 0
LCP_Inputs_ON_Diverse_Howarth_2023_05_05 | 2041 |  |  | Electricity |  | Dispatch-Intraconnection | VOM | 0 | PJ | PJ | Electricity Transmission Line |  |  |  | 0.43883 | 0
LCP_Inputs_ON_Diverse_Howarth_2023_05_05 | 2041 |  |  | Hydrogen |  | Dispatch-Intraconnection | VOM | 0 | PJ | PJ | H2 Pipeline - New |  |  |  | 0.43883 | 0
LCP_Inputs_ON_Diverse_Howarth_2023_05_05 | 2041 |  |  | Hydrogen |  | Dispatch-Intraconnection | VOM | 0 | PJ | PJ | H2 Pipeline - Repurposed |  |  |  | 0.43883 | 0
LCP_Inputs_ON_Diverse_Howarth_2023_05_05 | 2041 |  |  | Electricity |  | Dispatch-Interconnection | VOM | 24706763.2293 | QC | NY | Electricity Transmission Line |  |  |  | 0.43883 | 10842157.9045
LCP_Inputs_ON_Diverse_Howarth_2023_05_05 | 2041 |  |  | Methane |  | Dispatch-Interconnection | VOM | 0 | QC | ON | CH4 Pipeline |  |  |  | 0.43883 | 0
LCP_Inputs_ON_Diverse_Howarth_2023_05_05 | 2041 |  |  | Electricity |  | Dispatch-Interconnection | VOM | 6535015.2244 | QC | ON | Electricity Transmission Line |  |  |  | 0.43883 | 2867784.2708
LCP_Inputs_ON_Diverse_Howarth_2023_05_05 | 2041 |  |  | Hydrogen |  | Dispatch-Interconnection | VOM | 0 | QC | ON | H2 Pipeline - New |  |  |  | 0.43883 | 0
LCP_Inputs_ON_Diverse_Howarth_2023_05_05 | 2041 |  |  | Hydrogen |  | Dispatch-Interconnection | VOM | 0 | QC | ON | H2 Pipeline - Repurposed |  |  |  | 0.43883 | 0
LCP_Inputs_ON_Diverse_Howarth_2023_05_05 | 2041 |  |  | Methane |  | Dispatch-Intraconnection | VOM | 0 | QC | QC | CH4 Pipeline |  |  |  | 0.43883 | 0
LCP_Inputs_ON_Diverse_Howarth_2023_05_05 | 2041 |  |  | Electricity |  | Dispatch-Intraconnection | VOM | 0 | QC | QC | Electricity Transmission Line |  |  |  | 0.43883 | 0
LCP_Inputs_ON_Diverse_Howarth_2023_05_05 | 2041 |  |  | Hydrogen |  | Dispatch-Intraconnection | VOM | 0 | QC | QC | H2 Pipeline - New |  |  |  | 0.43883 | 0
LCP_Inputs_ON_Diverse_Howarth_2023_05_05 | 2041 |  |  | Hydrogen |  | Dispatch-Intraconnection | VOM | 0 | QC | QC | H2 Pipeline - Repurposed |  |  |  | 0.43883 | 0
LCP_Inputs_ON_Diverse_Howarth_2023_05_05 | 2041 |  |  | Electricity |  | Dispatch-Interconnection | VOM | 3354616.5445 | WC | MI | Electricity Transmission Line |  |  |  | 0.43883 | 1472118.462
LCP_Inputs_ON_Diverse_Howarth_2023_05_05 | 2041 |  |  | Methane |  | Dispatch-Interconnection | VOM | 0 | WC | ON | CH4 Pipeline |  |  |  | 0.43883 | 0
LCP_Inputs_ON_Diverse_Howarth_2023_05_05 | 2041 |  |  | Electricity |  | Dispatch-Interconnection | VOM | 10990933.2751 | WC | ON | Electricity Transmission Line |  |  |  | 0.43883 | 4823190.8398
LCP_Inputs_ON_Diverse_Howarth_2023_05_05 | 2041 |  |  | Hydrogen |  | Dispatch-Interconnection | VOM | 0 | WC | ON | H2 Pipeline - New |  |  |  | 0.43883 | 0
LCP_Inputs_ON_Diverse_Howarth_2023_05_05 | 2041 |  |  | Hydrogen |  | Dispatch-Interconnection | VOM | 0 | WC | ON | H2 Pipeline - Repurposed |  |  |  | 0.43883 | 0
LCP_Inputs_ON_Diverse_Howarth_2023_05_05 | 2041 |  |  | Methane |  | Dispatch-Intraconnection | VOM | 0 | WC | WC | CH4 Pipeline |  |  |  | 0.43883 | 0
LCP_Inputs_ON_Diverse_Howarth_2023_05_05 | 2041 |  |  | Electricity |  | Dispatch-Intraconnection | VOM | 0 | WC | WC | Electricity Transmission Line |  |  |  | 0.43883 | 0
LCP_Inputs_ON_Diverse_Howarth_2023_05_05 | 2041 |  |  | Hydrogen |  | Dispatch-Intraconnection | VOM | 0 | WC | WC | H2 Pipeline - New |  |  |  | 0.43883 | 0
LCP_Inputs_ON_Diverse_Howarth_2023_05_05 | 2041 |  |  | Hydrogen |  | Dispatch-Intraconnection | VOM | 0 | WC | WC | H2 Pipeline - Repurposed |  |  |  | 0.43883 | 0
LCP_Inputs_ON_Diverse_Howarth_2023_05_05 | 2042 |  |  | Methane |  | Dispatch-Intraconnection | VOM | 0 | MI | MI | CH4 Pipeline |  |  |  | 0.42196 | 0
LCP_Inputs_ON_Diverse_Howarth_2023_05_05 | 2042 |  |  | Electricity |  | Dispatch-Intraconnection | VOM | 0 | MI | MI | Electricity Transmission Line |  |  |  | 0.42196 | 0
LCP_Inputs_ON_Diverse_Howarth_2023_05_05 | 2042 |  |  | Hydrogen |  | Dispatch-Intraconnection | VOM | 0 | MI | MI | H2 Pipeline - New |  |  |  | 0.42196 | 0
LCP_Inputs_ON_Diverse_Howarth_2023_05_05 | 2042 |  |  | Hydrogen |  | Dispatch-Intraconnection | VOM | 0 | MI | MI | H2 Pipeline - Repurposed |  |  |  | 0.42196 | 0
LCP_Inputs_ON_Diverse_Howarth_2023_05_05 | 2042 |  |  | Methane |  | Dispatch-Interconnection | VOM | 0 | MI | ON | CH4 Pipeline |  |  |  | 0.42196 | 0
LCP_Inputs_ON_Diverse_Howarth_2023_05_05 | 2042 |  |  | Electricity |  | Dispatch-Interconnection | VOM | 26891875.679 | MI | ON | Electricity Transmission Line |  |  |  | 0.42196 | 11347171.7999
LCP_Inputs_ON_Diverse_Howarth_2023_05_05 | 2042 |  |  | Hydrogen |  | Dispatch-Interconnection | VOM | 0 | MI | ON | H2 Pipeline - New |  |  |  | 0.42196 | 0
LCP_Inputs_ON_Diverse_Howarth_2023_05_05 | 2042 |  |  | Hydrogen |  | Dispatch-Interconnection | VOM | 0 | MI | ON | H2 Pipeline - Repurposed |  |  |  | 0.42196 | 0
LCP_Inputs_ON_Diverse_Howarth_2023_05_05 | 2042 |  |  | Electricity |  | Dispatch-Interconnection | VOM | 3610741.7996 | MI | WC | Electricity Transmission Line |  |  |  | 0.42196 | 1523571.9521
LCP_Inputs_ON_Diverse_Howarth_2023_05_05 | 2042 |  |  | Methane |  | Dispatch-Intraconnection | VOM | 0 | NY | NY | CH4 Pipeline |  |  |  | 0.42196 | 0
LCP_Inputs_ON_Diverse_Howarth_2023_05_05 | 2042 |  |  | Electricity |  | Dispatch-Intraconnection | VOM | 0 | NY | NY | Electricity Transmission Line |  |  |  | 0.42196 | 0
LCP_Inputs_ON_Diverse_Howarth_2023_05_05 | 2042 |  |  | Hydrogen |  | Dispatch-Intraconnection | VOM | 0 | NY | NY | H2 Pipeline - New |  |  |  | 0.42196 | 0
LCP_Inputs_ON_Diverse_Howarth_2023_05_05 | 2042 |  |  | Hydrogen |  | Dispatch-Intraconnection | VOM | 0 | NY | NY | H2 Pipeline - Repurposed |  |  |  | 0.42196 | 0
LCP_Inputs_ON_Diverse_Howarth_2023_05_05 | 2042 |  |  | Methane |  | Dispatch-Interconnection | VOM | 0 | NY | ON | CH4 Pipeline |  |  |  | 0.42196 | 0
LCP_Inputs_ON_Diverse_Howarth_2023_05_05 | 2042 |  |  | Electricity |  | Dispatch-Interconnection | VOM | 12514383.3238 | NY | ON | Electricity Transmission Line |  |  |  | 0.42196 | 5280511.4541
LCP_Inputs_ON_Diverse_Howarth_2023_05_05 | 2042 |  |  | Hydrogen |  | Dispatch-Interconnection | VOM | 0 | NY | ON | H2 Pipeline - New |  |  |  | 0.42196 | 0
LCP_Inputs_ON_Diverse_Howarth_2023_05_05 | 2042 |  |  | Hydrogen |  | Dispatch-Interconnection | VOM | 0 | NY | ON | H2 Pipeline - Repurposed |  |  |  | 0.42196 | 0
LCP_Inputs_ON_Diverse_Howarth_2023_05_05 | 2042 |  |  | Electricity |  | Dispatch-Interconnection | VOM | 25737139.0165 | NY | QC | Electricity Transmission Line |  |  |  | 0.42196 | 10859924.445
LCP_Inputs_ON_Diverse_Howarth_2023_05_05 | 2042 |  |  | Methane |  | Dispatch-Interconnection | VOM | 0 | ON | MI | CH4 Pipeline |  |  |  | 0.42196 | 0
LCP_Inputs_ON_Diverse_Howarth_2023_05_05 | 2042 |  |  | Electricity |  | Dispatch-Interconnection | VOM | 18993738.8463 | ON | MI | Electricity Transmission Line |  |  |  | 0.42196 | 8014510.4188
LCP_Inputs_ON_Diverse_Howarth_2023_05_05 | 2042 |  |  | Hydrogen |  | Dispatch-Interconnection | VOM | 0 | ON | MI | H2 Pipeline - New |  |  |  | 0.42196 | 0
LCP_Inputs_ON_Diverse_Howarth_2023_05_05 | 2042 |  |  | Hydrogen |  | Dispatch-Interconnection | VOM | 0 | ON | MI | H2 Pipeline - Repurposed |  |  |  | 0.42196 | 0
LCP_Inputs_ON_Diverse_Howarth_2023_05_05 | 2042 |  |  | Methane |  | Dispatch-Interconnection | VOM | 0 | ON | NY | CH4 Pipeline |  |  |  | 0.42196 | 0
LCP_Inputs_ON_Diverse_Howarth_2023_05_05 | 2042 |  |  | Electricity |  | Dispatch-Interconnection | VOM | 15095416.8241 | ON | NY | Electricity Transmission Line |  |  |  | 0.42196 | 6369592.4427
LCP_Inputs_ON_Diverse_Howarth_2023_05_05 | 2042 |  |  | Hydrogen |  | Dispatch-Interconnection | VOM | 0 | ON | NY | H2 Pipeline - New |  |  |  | 0.42196 | 0
LCP_Inputs_ON_Diverse_Howarth_2023_05_05 | 2042 |  |  | Hydrogen |  | Dispatch-Interconnection | VOM | 0 | ON | NY | H2 Pipeline - Repurposed |  |  |  | 0.42196 | 0
LCP_Inputs_ON_Diverse_Howarth_2023_05_05 | 2042 |  |  | Methane |  | Dispatch-Intraconnection | VOM | 520847193.3407 | ON | ON | CH4 Pipeline |  |  |  | 0.42196 | 219774278.8519
LCP_Inputs_ON_Diverse_Howarth_2023_05_05 | 2042 |  |  | Electricity |  | Dispatch-Intraconnection | VOM | 0 | ON | ON | Electricity Transmission Line |  |  |  | 0.42196 | 0
LCP_Inputs_ON_Diverse_Howarth_2023_05_05 | 2042 |  |  | Hydrogen |  | Dispatch-Intraconnection | VOM | 0 | ON | ON | H2 Pipeline - New |  |  |  | 0.42196 | 0
LCP_Inputs_ON_Diverse_Howarth_2023_05_05 | 2042 |  |  | Hydrogen |  | Dispatch-Intraconnection | VOM | 941970860.5585 | ON | ON | H2 Pipeline - Repurposed |  |  |  | 0.42196 | 397469678.6806
LCP_Inputs_ON_Diverse_Howarth_2023_05_05 | 2042 |  |  | Methane |  | Dispatch-Interconnection | VOM | 0 | ON | PJ | CH4 Pipeline |  |  |  | 0.42196 | 0
LCP_Inputs_ON_Diverse_Howarth_2023_05_05 | 2042 |  |  | Electricity |  | Dispatch-Interconnection | VOM | 27047389.0481 | ON | PJ | Electricity Transmission Line |  |  |  | 0.42196 | 11412791.5037
LCP_Inputs_ON_Diverse_Howarth_2023_05_05 | 2042 |  |  | Hydrogen |  | Dispatch-Interconnection | VOM | 0 | ON | PJ | H2 Pipeline - New |  |  |  | 0.42196 | 0
LCP_Inputs_ON_Diverse_Howarth_2023_05_05 | 2042 |  |  | Hydrogen |  | Dispatch-Interconnection | VOM | 0 | ON | PJ | H2 Pipeline - Repurposed |  |  |  | 0.42196 | 0
LCP_Inputs_ON_Diverse_Howarth_2023_05_05 | 2042 |  |  | Methane |  | Dispatch-Interconnection | VOM | 0 | ON | QC | CH4 Pipeline |  |  |  | 0.42196 | 0
LCP_Inputs_ON_Diverse_Howarth_2023_05_05 | 2042 |  |  | Electricity |  | Dispatch-Interconnection | VOM | 4378266.3612 | ON | QC | Electricity Transmission Line |  |  |  | 0.42196 | 1847433.0753
LCP_Inputs_ON_Diverse_Howarth_2023_05_05 | 2042 |  |  | Hydrogen |  | Dispatch-Interconnection | VOM | 0 | ON | QC | H2 Pipeline - New |  |  |  | 0.42196 | 0
LCP_Inputs_ON_Diverse_Howarth_2023_05_05 | 2042 |  |  | Hydrogen |  | Dispatch-Interconnection | VOM | 0 | ON | QC | H2 Pipeline - Repurposed |  |  |  | 0.42196 | 0
LCP_Inputs_ON_Diverse_Howarth_2023_05_05 | 2042 |  |  | Methane |  | Dispatch-Interconnection | VOM | 0 | ON | WC | CH4 Pipeline |  |  |  | 0.42196 | 0
LCP_Inputs_ON_Diverse_Howarth_2023_05_05 | 2042 |  |  | Electricity |  | Dispatch-Interconnection | VOM | 574269.357 | ON | WC | Electricity Transmission Line |  |  |  | 0.42196 | 242316.0486
LCP_Inputs_ON_Diverse_Howarth_2023_05_05 | 2042 |  |  | Hydrogen |  | Dispatch-Interconnection | VOM | 0 | ON | WC | H2 Pipeline - New |  |  |  | 0.42196 | 0
LCP_Inputs_ON_Diverse_Howarth_2023_05_05 | 2042 |  |  | Hydrogen |  | Dispatch-Interconnection | VOM | 0 | ON | WC | H2 Pipeline - Repurposed |  |  |  | 0.42196 | 0
LCP_Inputs_ON_Diverse_Howarth_2023_05_05 | 2042 |  |  | Methane |  | Dispatch-Interconnection | VOM | 0 | PJ | ON | CH4 Pipeline |  |  |  | 0.42196 | 0
LCP_Inputs_ON_Diverse_Howarth_2023_05_05 | 2042 |  |  | Electricity |  | Dispatch-Interconnection | VOM | 16604328.336 | PJ | ON | Electricity Transmission Line |  |  |  | 0.42196 | 7006285.7831
LCP_Inputs_ON_Diverse_Howarth_2023_05_05 | 2042 |  |  | Hydrogen |  | Dispatch-Interconnection | VOM | 0 | PJ | ON | H2 Pipeline - New |  |  |  | 0.42196 | 0
LCP_Inputs_ON_Diverse_Howarth_2023_05_05 | 2042 |  |  | Hydrogen |  | Dispatch-Interconnection | VOM | 0 | PJ | ON | H2 Pipeline - Repurposed |  |  |  | 0.42196 | 0
LCP_Inputs_ON_Diverse_Howarth_2023_05_05 | 2042 |  |  | Methane |  | Dispatch-Intraconnection | VOM | 0 | PJ | PJ | CH4 Pipeline |  |  |  | 0.42196 | 0
LCP_Inputs_ON_Diverse_Howarth_2023_05_05 | 2042 |  |  | Electricity |  | Dispatch-Intraconnection | VOM | 0 | PJ | PJ | Electricity Transmission Line |  |  |  | 0.42196 | 0
LCP_Inputs_ON_Diverse_Howarth_2023_05_05 | 2042 |  |  | Hydrogen |  | Dispatch-Intraconnection | VOM | 0 | PJ | PJ | H2 Pipeline - New |  |  |  | 0.42196 | 0
LCP_Inputs_ON_Diverse_Howarth_2023_05_05 | 2042 |  |  | Hydrogen |  | Dispatch-Intraconnection | VOM | 0 | PJ | PJ | H2 Pipeline - Repurposed |  |  |  | 0.42196 | 0
LCP_Inputs_ON_Diverse_Howarth_2023_05_05 | 2042 |  |  | Electricity |  | Dispatch-Interconnection | VOM | 24706763.2293 | QC | NY | Electricity Transmission Line |  |  |  | 0.42196 | 10425151.8313
LCP_Inputs_ON_Diverse_Howarth_2023_05_05 | 2042 |  |  | Methane |  | Dispatch-Interconnection | VOM | 0 | QC | ON | CH4 Pipeline |  |  |  | 0.42196 | 0
LCP_Inputs_ON_Diverse_Howarth_2023_05_05 | 2042 |  |  | Electricity |  | Dispatch-Interconnection | VOM | 6535015.2244 | QC | ON | Electricity Transmission Line |  |  |  | 0.42196 | 2757484.8758
LCP_Inputs_ON_Diverse_Howarth_2023_05_05 | 2042 |  |  | Hydrogen |  | Dispatch-Interconnection | VOM | 0 | QC | ON | H2 Pipeline - New |  |  |  | 0.42196 | 0
LCP_Inputs_ON_Diverse_Howarth_2023_05_05 | 2042 |  |  | Hydrogen |  | Dispatch-Interconnection | VOM | 0 | QC | ON | H2 Pipeline - Repurposed |  |  |  | 0.42196 | 0
LCP_Inputs_ON_Diverse_Howarth_2023_05_05 | 2042 |  |  | Methane |  | Dispatch-Intraconnection | VOM | 0 | QC | QC | CH4 Pipeline |  |  |  | 0.42196 | 0
LCP_Inputs_ON_Diverse_Howarth_2023_05_05 | 2042 |  |  | Electricity |  | Dispatch-Intraconnection | VOM | 0 | QC | QC | Electricity Transmission Line |  |  |  | 0.42196 | 0
LCP_Inputs_ON_Diverse_Howarth_2023_05_05 | 2042 |  |  | Hydrogen |  | Dispatch-Intraconnection | VOM | 0 | QC | QC | H2 Pipeline - New |  |  |  | 0.42196 | 0
LCP_Inputs_ON_Diverse_Howarth_2023_05_05 | 2042 |  |  | Hydrogen |  | Dispatch-Intraconnection | VOM | 0 | QC | QC | H2 Pipeline - Repurposed |  |  |  | 0.42196 | 0
LCP_Inputs_ON_Diverse_Howarth_2023_05_05 | 2042 |  |  | Electricity |  | Dispatch-Interconnection | VOM | 3354616.5445 | WC | MI | Electricity Transmission Line |  |  |  | 0.42196 | 1415498.5211
LCP_Inputs_ON_Diverse_Howarth_2023_05_05 | 2042 |  |  | Methane |  | Dispatch-Interconnection | VOM | 0 | WC | ON | CH4 Pipeline |  |  |  | 0.42196 | 0
LCP_Inputs_ON_Diverse_Howarth_2023_05_05 | 2042 |  |  | Electricity |  | Dispatch-Interconnection | VOM | 10990933.2751 | WC | ON | Electricity Transmission Line |  |  |  | 0.42196 | 4637683.4998
LCP_Inputs_ON_Diverse_Howarth_2023_05_05 | 2042 |  |  | Hydrogen |  | Dispatch-Interconnection | VOM | 0 | WC | ON | H2 Pipeline - New |  |  |  | 0.42196 | 0
LCP_Inputs_ON_Diverse_Howarth_2023_05_05 | 2042 |  |  | Hydrogen |  | Dispatch-Interconnection | VOM | 0 | WC | ON | H2 Pipeline - Repurposed |  |  |  | 0.42196 | 0
LCP_Inputs_ON_Diverse_Howarth_2023_05_05 | 2042 |  |  | Methane |  | Dispatch-Intraconnection | VOM | 0 | WC | WC | CH4 Pipeline |  |  |  | 0.42196 | 0
LCP_Inputs_ON_Diverse_Howarth_2023_05_05 | 2042 |  |  | Electricity |  | Dispatch-Intraconnection | VOM | 0 | WC | WC | Electricity Transmission Line |  |  |  | 0.42196 | 0
LCP_Inputs_ON_Diverse_Howarth_2023_05_05 | 2042 |  |  | Hydrogen |  | Dispatch-Intraconnection | VOM | 0 | WC | WC | H2 Pipeline - New |  |  |  | 0.42196 | 0
LCP_Inputs_ON_Diverse_Howarth_2023_05_05 | 2042 |  |  | Hydrogen |  | Dispatch-Intraconnection | VOM | 0 | WC | WC | H2 Pipeline - Repurposed |  |  |  | 0.42196 | 0
LCP_Inputs_ON_Diverse_Howarth_2023_05_05 | 2043 |  |  | Methane |  | Dispatch-Intraconnection | VOM | 0 | MI | MI | CH4 Pipeline |  |  |  | 0.40573 | 0
LCP_Inputs_ON_Diverse_Howarth_2023_05_05 | 2043 |  |  | Electricity |  | Dispatch-Intraconnection | VOM | 0 | MI | MI | Electricity Transmission Line |  |  |  | 0.40573 | 0
LCP_Inputs_ON_Diverse_Howarth_2023_05_05 | 2043 |  |  | Hydrogen |  | Dispatch-Intraconnection | VOM | 0 | MI | MI | H2 Pipeline - New |  |  |  | 0.40573 | 0
LCP_Inputs_ON_Diverse_Howarth_2023_05_05 | 2043 |  |  | Hydrogen |  | Dispatch-Intraconnection | VOM | 0 | MI | MI | H2 Pipeline - Repurposed |  |  |  | 0.40573 | 0
LCP_Inputs_ON_Diverse_Howarth_2023_05_05 | 2043 |  |  | Methane |  | Dispatch-Interconnection | VOM | 0 | MI | ON | CH4 Pipeline |  |  |  | 0.40573 | 0
LCP_Inputs_ON_Diverse_Howarth_2023_05_05 | 2043 |  |  | Electricity |  | Dispatch-Interconnection | VOM | 26891875.679 | MI | ON | Electricity Transmission Line |  |  |  | 0.40573 | 10910742.1153
LCP_Inputs_ON_Diverse_Howarth_2023_05_05 | 2043 |  |  | Hydrogen |  | Dispatch-Interconnection | VOM | 0 | MI | ON | H2 Pipeline - New |  |  |  | 0.40573 | 0
LCP_Inputs_ON_Diverse_Howarth_2023_05_05 | 2043 |  |  | Hydrogen |  | Dispatch-Interconnection | VOM | 0 | MI | ON | H2 Pipeline - Repurposed |  |  |  | 0.40573 | 0
LCP_Inputs_ON_Diverse_Howarth_2023_05_05 | 2043 |  |  | Electricity |  | Dispatch-Interconnection | VOM | 3610741.7996 | MI | WC | Electricity Transmission Line |  |  |  | 0.40573 | 1464973.0309
LCP_Inputs_ON_Diverse_Howarth_2023_05_05 | 2043 |  |  | Methane |  | Dispatch-Intraconnection | VOM | 0 | NY | NY | CH4 Pipeline |  |  |  | 0.40573 | 0
LCP_Inputs_ON_Diverse_Howarth_2023_05_05 | 2043 |  |  | Electricity |  | Dispatch-Intraconnection | VOM | 0 | NY | NY | Electricity Transmission Line |  |  |  | 0.40573 | 0
LCP_Inputs_ON_Diverse_Howarth_2023_05_05 | 2043 |  |  | Hydrogen |  | Dispatch-Intraconnection | VOM | 0 | NY | NY | H2 Pipeline - New |  |  |  | 0.40573 | 0
LCP_Inputs_ON_Diverse_Howarth_2023_05_05 | 2043 |  |  | Hydrogen |  | Dispatch-Intraconnection | VOM | 0 | NY | NY | H2 Pipeline - Repurposed |  |  |  | 0.40573 | 0
LCP_Inputs_ON_Diverse_Howarth_2023_05_05 | 2043 |  |  | Methane |  | Dispatch-Interconnection | VOM | 0 | NY | ON | CH4 Pipeline |  |  |  | 0.40573 | 0
LCP_Inputs_ON_Diverse_Howarth_2023_05_05 | 2043 |  |  | Electricity |  | Dispatch-Interconnection | VOM | 12514383.3238 | NY | ON | Electricity Transmission Line |  |  |  | 0.40573 | 5077414.8597
LCP_Inputs_ON_Diverse_Howarth_2023_05_05 | 2043 |  |  | Hydrogen |  | Dispatch-Interconnection | VOM | 0 | NY | ON | H2 Pipeline - New |  |  |  | 0.40573 | 0
LCP_Inputs_ON_Diverse_Howarth_2023_05_05 | 2043 |  |  | Hydrogen |  | Dispatch-Interconnection | VOM | 0 | NY | ON | H2 Pipeline - Repurposed |  |  |  | 0.40573 | 0
LCP_Inputs_ON_Diverse_Howarth_2023_05_05 | 2043 |  |  | Electricity |  | Dispatch-Interconnection | VOM | 25737139.0165 | NY | QC | Electricity Transmission Line |  |  |  | 0.40573 | 10442235.0432
LCP_Inputs_ON_Diverse_Howarth_2023_05_05 | 2043 |  |  | Methane |  | Dispatch-Interconnection | VOM | 0 | ON | MI | CH4 Pipeline |  |  |  | 0.40573 | 0
LCP_Inputs_ON_Diverse_Howarth_2023_05_05 | 2043 |  |  | Electricity |  | Dispatch-Interconnection | VOM | 18993738.8463 | ON | MI | Electricity Transmission Line |  |  |  | 0.40573 | 7706260.0181
LCP_Inputs_ON_Diverse_Howarth_2023_05_05 | 2043 |  |  | Hydrogen |  | Dispatch-Interconnection | VOM | 0 | ON | MI | H2 Pipeline - New |  |  |  | 0.40573 | 0
LCP_Inputs_ON_Diverse_Howarth_2023_05_05 | 2043 |  |  | Hydrogen |  | Dispatch-Interconnection | VOM | 0 | ON | MI | H2 Pipeline - Repurposed |  |  |  | 0.40573 | 0
LCP_Inputs_ON_Diverse_Howarth_2023_05_05 | 2043 |  |  | Methane |  | Dispatch-Interconnection | VOM | 0 | ON | NY | CH4 Pipeline |  |  |  | 0.40573 | 0
LCP_Inputs_ON_Diverse_Howarth_2023_05_05 | 2043 |  |  | Electricity |  | Dispatch-Interconnection | VOM | 15095416.8241 | ON | NY | Electricity Transmission Line |  |  |  | 0.40573 | 6124608.1179
LCP_Inputs_ON_Diverse_Howarth_2023_05_05 | 2043 |  |  | Hydrogen |  | Dispatch-Interconnection | VOM | 0 | ON | NY | H2 Pipeline - New |  |  |  | 0.40573 | 0
LCP_Inputs_ON_Diverse_Howarth_2023_05_05 | 2043 |  |  | Hydrogen |  | Dispatch-Interconnection | VOM | 0 | ON | NY | H2 Pipeline - Repurposed |  |  |  | 0.40573 | 0
LCP_Inputs_ON_Diverse_Howarth_2023_05_05 | 2043 |  |  | Methane |  | Dispatch-Intraconnection | VOM | 520847193.3407 | ON | ON | CH4 Pipeline |  |  |  | 0.40573 | 211321421.973
LCP_Inputs_ON_Diverse_Howarth_2023_05_05 | 2043 |  |  | Electricity |  | Dispatch-Intraconnection | VOM | 0 | ON | ON | Electricity Transmission Line |  |  |  | 0.40573 | 0
LCP_Inputs_ON_Diverse_Howarth_2023_05_05 | 2043 |  |  | Hydrogen |  | Dispatch-Intraconnection | VOM | 0 | ON | ON | H2 Pipeline - New |  |  |  | 0.40573 | 0
LCP_Inputs_ON_Diverse_Howarth_2023_05_05 | 2043 |  |  | Hydrogen |  | Dispatch-Intraconnection | VOM | 941970860.5585 | ON | ON | H2 Pipeline - Repurposed |  |  |  | 0.40573 | 382182383.3467
LCP_Inputs_ON_Diverse_Howarth_2023_05_05 | 2043 |  |  | Methane |  | Dispatch-Interconnection | VOM | 0 | ON | PJ | CH4 Pipeline |  |  |  | 0.40573 | 0
LCP_Inputs_ON_Diverse_Howarth_2023_05_05 | 2043 |  |  | Electricity |  | Dispatch-Interconnection | VOM | 27047389.0481 | ON | PJ | Electricity Transmission Line |  |  |  | 0.40573 | 10973837.9843
LCP_Inputs_ON_Diverse_Howarth_2023_05_05 | 2043 |  |  | Hydrogen |  | Dispatch-Interconnection | VOM | 0 | ON | PJ | H2 Pipeline - New |  |  |  | 0.40573 | 0
LCP_Inputs_ON_Diverse_Howarth_2023_05_05 | 2043 |  |  | Hydrogen |  | Dispatch-Interconnection | VOM | 0 | ON | PJ | H2 Pipeline - Repurposed |  |  |  | 0.40573 | 0
LCP_Inputs_ON_Diverse_Howarth_2023_05_05 | 2043 |  |  | Methane |  | Dispatch-Interconnection | VOM | 0 | ON | QC | CH4 Pipeline |  |  |  | 0.40573 | 0
LCP_Inputs_ON_Diverse_Howarth_2023_05_05 | 2043 |  |  | Electricity |  | Dispatch-Interconnection | VOM | 4378266.3612 | ON | QC | Electricity Transmission Line |  |  |  | 0.40573 | 1776377.957
LCP_Inputs_ON_Diverse_Howarth_2023_05_05 | 2043 |  |  | Hydrogen |  | Dispatch-Interconnection | VOM | 0 | ON | QC | H2 Pipeline - New |  |  |  | 0.40573 | 0
LCP_Inputs_ON_Diverse_Howarth_2023_05_05 | 2043 |  |  | Hydrogen |  | Dispatch-Interconnection | VOM | 0 | ON | QC | H2 Pipeline - Repurposed |  |  |  | 0.40573 | 0
LCP_Inputs_ON_Diverse_Howarth_2023_05_05 | 2043 |  |  | Methane |  | Dispatch-Interconnection | VOM | 0 | ON | WC | CH4 Pipeline |  |  |  | 0.40573 | 0
LCP_Inputs_ON_Diverse_Howarth_2023_05_05 | 2043 |  |  | Electricity |  | Dispatch-Interconnection | VOM | 574269.357 | ON | WC | Electricity Transmission Line |  |  |  | 0.40573 | 232996.2005
LCP_Inputs_ON_Diverse_Howarth_2023_05_05 | 2043 |  |  | Hydrogen |  | Dispatch-Interconnection | VOM | 0 | ON | WC | H2 Pipeline - New |  |  |  | 0.40573 | 0
LCP_Inputs_ON_Diverse_Howarth_2023_05_05 | 2043 |  |  | Hydrogen |  | Dispatch-Interconnection | VOM | 0 | ON | WC | H2 Pipeline - Repurposed |  |  |  | 0.40573 | 0
LCP_Inputs_ON_Diverse_Howarth_2023_05_05 | 2043 |  |  | Methane |  | Dispatch-Interconnection | VOM | 0 | PJ | ON | CH4 Pipeline |  |  |  | 0.40573 | 0
LCP_Inputs_ON_Diverse_Howarth_2023_05_05 | 2043 |  |  | Electricity |  | Dispatch-Interconnection | VOM | 16604328.336 | PJ | ON | Electricity Transmission Line |  |  |  | 0.40573 | 6736813.253
LCP_Inputs_ON_Diverse_Howarth_2023_05_05 | 2043 |  |  | Hydrogen |  | Dispatch-Interconnection | VOM | 0 | PJ | ON | H2 Pipeline - New |  |  |  | 0.40573 | 0
LCP_Inputs_ON_Diverse_Howarth_2023_05_05 | 2043 |  |  | Hydrogen |  | Dispatch-Interconnection | VOM | 0 | PJ | ON | H2 Pipeline - Repurposed |  |  |  | 0.40573 | 0
LCP_Inputs_ON_Diverse_Howarth_2023_05_05 | 2043 |  |  | Methane |  | Dispatch-Intraconnection | VOM | 0 | PJ | PJ | CH4 Pipeline |  |  |  | 0.40573 | 0
LCP_Inputs_ON_Diverse_Howarth_2023_05_05 | 2043 |  |  | Electricity |  | Dispatch-Intraconnection | VOM | 0 | PJ | PJ | Electricity Transmission Line |  |  |  | 0.40573 | 0
LCP_Inputs_ON_Diverse_Howarth_2023_05_05 | 2043 |  |  | Hydrogen |  | Dispatch-Intraconnection | VOM | 0 | PJ | PJ | H2 Pipeline - New |  |  |  | 0.40573 | 0
LCP_Inputs_ON_Diverse_Howarth_2023_05_05 | 2043 |  |  | Hydrogen |  | Dispatch-Intraconnection | VOM | 0 | PJ | PJ | H2 Pipeline - Repurposed |  |  |  | 0.40573 | 0
LCP_Inputs_ON_Diverse_Howarth_2023_05_05 | 2043 |  |  | Electricity |  | Dispatch-Interconnection | VOM | 24706763.2293 | QC | NY | Electricity Transmission Line |  |  |  | 0.40573 | 10024184.4532
LCP_Inputs_ON_Diverse_Howarth_2023_05_05 | 2043 |  |  | Methane |  | Dispatch-Interconnection | VOM | 0 | QC | ON | CH4 Pipeline |  |  |  | 0.40573 | 0
LCP_Inputs_ON_Diverse_Howarth_2023_05_05 | 2043 |  |  | Electricity |  | Dispatch-Interconnection | VOM | 6535015.2244 | QC | ON | Electricity Transmission Line |  |  |  | 0.40573 | 2651427.7652
LCP_Inputs_ON_Diverse_Howarth_2023_05_05 | 2043 |  |  | Hydrogen |  | Dispatch-Interconnection | VOM | 0 | QC | ON | H2 Pipeline - New |  |  |  | 0.40573 | 0
LCP_Inputs_ON_Diverse_Howarth_2023_05_05 | 2043 |  |  | Hydrogen |  | Dispatch-Interconnection | VOM | 0 | QC | ON | H2 Pipeline - Repurposed |  |  |  | 0.40573 | 0
LCP_Inputs_ON_Diverse_Howarth_2023_05_05 | 2043 |  |  | Methane |  | Dispatch-Intraconnection | VOM | 0 | QC | QC | CH4 Pipeline |  |  |  | 0.40573 | 0
LCP_Inputs_ON_Diverse_Howarth_2023_05_05 | 2043 |  |  | Electricity |  | Dispatch-Intraconnection | VOM | 0 | QC | QC | Electricity Transmission Line |  |  |  | 0.40573 | 0
LCP_Inputs_ON_Diverse_Howarth_2023_05_05 | 2043 |  |  | Hydrogen |  | Dispatch-Intraconnection | VOM | 0 | QC | QC | H2 Pipeline - New |  |  |  | 0.40573 | 0
LCP_Inputs_ON_Diverse_Howarth_2023_05_05 | 2043 |  |  | Hydrogen |  | Dispatch-Intraconnection | VOM | 0 | QC | QC | H2 Pipeline - Repurposed |  |  |  | 0.40573 | 0
LCP_Inputs_ON_Diverse_Howarth_2023_05_05 | 2043 |  |  | Electricity |  | Dispatch-Interconnection | VOM | 3354616.5445 | WC | MI | Electricity Transmission Line |  |  |  | 0.40573 | 1361056.2703
LCP_Inputs_ON_Diverse_Howarth_2023_05_05 | 2043 |  |  | Methane |  | Dispatch-Interconnection | VOM | 0 | WC | ON | CH4 Pipeline |  |  |  | 0.40573 | 0
LCP_Inputs_ON_Diverse_Howarth_2023_05_05 | 2043 |  |  | Electricity |  | Dispatch-Interconnection | VOM | 10990933.2751 | WC | ON | Electricity Transmission Line |  |  |  | 0.40573 | 4459311.0575
LCP_Inputs_ON_Diverse_Howarth_2023_05_05 | 2043 |  |  | Hydrogen |  | Dispatch-Interconnection | VOM | 0 | WC | ON | H2 Pipeline - New |  |  |  | 0.40573 | 0
LCP_Inputs_ON_Diverse_Howarth_2023_05_05 | 2043 |  |  | Hydrogen |  | Dispatch-Interconnection | VOM | 0 | WC | ON | H2 Pipeline - Repurposed |  |  |  | 0.40573 | 0
LCP_Inputs_ON_Diverse_Howarth_2023_05_05 | 2043 |  |  | Methane |  | Dispatch-Intraconnection | VOM | 0 | WC | WC | CH4 Pipeline |  |  |  | 0.40573 | 0
LCP_Inputs_ON_Diverse_Howarth_2023_05_05 | 2043 |  |  | Electricity |  | Dispatch-Intraconnection | VOM | 0 | WC | WC | Electricity Transmission Line |  |  |  | 0.40573 | 0
LCP_Inputs_ON_Diverse_Howarth_2023_05_05 | 2043 |  |  | Hydrogen |  | Dispatch-Intraconnection | VOM | 0 | WC | WC | H2 Pipeline - New |  |  |  | 0.40573 | 0
LCP_Inputs_ON_Diverse_Howarth_2023_05_05 | 2043 |  |  | Hydrogen |  | Dispatch-Intraconnection | VOM | 0 | WC | WC | H2 Pipeline - Repurposed |  |  |  | 0.40573 | 0
LCP_Inputs_ON_Diverse_Howarth_2023_05_05 | 2044 |  |  | Methane |  | Dispatch-Intraconnection | VOM | 0 | MI | MI | CH4 Pipeline |  |  |  | 0.39012 | 0
LCP_Inputs_ON_Diverse_Howarth_2023_05_05 | 2044 |  |  | Electricity |  | Dispatch-Intraconnection | VOM | 0 | MI | MI | Electricity Transmission Line |  |  |  | 0.39012 | 0
LCP_Inputs_ON_Diverse_Howarth_2023_05_05 | 2044 |  |  | Hydrogen |  | Dispatch-Intraconnection | VOM | 0 | MI | MI | H2 Pipeline - New |  |  |  | 0.39012 | 0
LCP_Inputs_ON_Diverse_Howarth_2023_05_05 | 2044 |  |  | Hydrogen |  | Dispatch-Intraconnection | VOM | 0 | MI | MI | H2 Pipeline - Repurposed |  |  |  | 0.39012 | 0
LCP_Inputs_ON_Diverse_Howarth_2023_05_05 | 2044 |  |  | Methane |  | Dispatch-Interconnection | VOM | 0 | MI | ON | CH4 Pipeline |  |  |  | 0.39012 | 0
LCP_Inputs_ON_Diverse_Howarth_2023_05_05 | 2044 |  |  | Electricity |  | Dispatch-Interconnection | VOM | 26891875.679 | MI | ON | Electricity Transmission Line |  |  |  | 0.39012 | 10491098.1878
LCP_Inputs_ON_Diverse_Howarth_2023_05_05 | 2044 |  |  | Hydrogen |  | Dispatch-Interconnection | VOM | 0 | MI | ON | H2 Pipeline - New |  |  |  | 0.39012 | 0
LCP_Inputs_ON_Diverse_Howarth_2023_05_05 | 2044 |  |  | Hydrogen |  | Dispatch-Interconnection | VOM | 0 | MI | ON | H2 Pipeline - Repurposed |  |  |  | 0.39012 | 0
LCP_Inputs_ON_Diverse_Howarth_2023_05_05 | 2044 |  |  | Electricity |  | Dispatch-Interconnection | VOM | 3610741.7996 | MI | WC | Electricity Transmission Line |  |  |  | 0.39012 | 1408627.9143
LCP_Inputs_ON_Diverse_Howarth_2023_05_05 | 2044 |  |  | Methane |  | Dispatch-Intraconnection | VOM | 0 | NY | NY | CH4 Pipeline |  |  |  | 0.39012 | 0
LCP_Inputs_ON_Diverse_Howarth_2023_05_05 | 2044 |  |  | Electricity |  | Dispatch-Intraconnection | VOM | 0 | NY | NY | Electricity Transmission Line |  |  |  | 0.39012 | 0
LCP_Inputs_ON_Diverse_Howarth_2023_05_05 | 2044 |  |  | Hydrogen |  | Dispatch-Intraconnection | VOM | 0 | NY | NY | H2 Pipeline - New |  |  |  | 0.39012 | 0
LCP_Inputs_ON_Diverse_Howarth_2023_05_05 | 2044 |  |  | Hydrogen |  | Dispatch-Intraconnection | VOM | 0 | NY | NY | H2 Pipeline - Repurposed |  |  |  | 0.39012 | 0
LCP_Inputs_ON_Diverse_Howarth_2023_05_05 | 2044 |  |  | Methane |  | Dispatch-Interconnection | VOM | 0 | NY | ON | CH4 Pipeline |  |  |  | 0.39012 | 0
LCP_Inputs_ON_Diverse_Howarth_2023_05_05 | 2044 |  |  | Electricity |  | Dispatch-Interconnection | VOM | 12514383.3238 | NY | ON | Electricity Transmission Line |  |  |  | 0.39012 | 4882129.6728
LCP_Inputs_ON_Diverse_Howarth_2023_05_05 | 2044 |  |  | Hydrogen |  | Dispatch-Interconnection | VOM | 0 | NY | ON | H2 Pipeline - New |  |  |  | 0.39012 | 0
LCP_Inputs_ON_Diverse_Howarth_2023_05_05 | 2044 |  |  | Hydrogen |  | Dispatch-Interconnection | VOM | 0 | NY | ON | H2 Pipeline - Repurposed |  |  |  | 0.39012 | 0
LCP_Inputs_ON_Diverse_Howarth_2023_05_05 | 2044 |  |  | Electricity |  | Dispatch-Interconnection | VOM | 25737139.0165 | NY | QC | Electricity Transmission Line |  |  |  | 0.39012 | 10040610.6185
LCP_Inputs_ON_Diverse_Howarth_2023_05_05 | 2044 |  |  | Methane |  | Dispatch-Interconnection | VOM | 0 | ON | MI | CH4 Pipeline |  |  |  | 0.39012 | 0
LCP_Inputs_ON_Diverse_Howarth_2023_05_05 | 2044 |  |  | Electricity |  | Dispatch-Interconnection | VOM | 18993738.8463 | ON | MI | Electricity Transmission Line |  |  |  | 0.39012 | 7409865.402
LCP_Inputs_ON_Diverse_Howarth_2023_05_05 | 2044 |  |  | Hydrogen |  | Dispatch-Interconnection | VOM | 0 | ON | MI | H2 Pipeline - New |  |  |  | 0.39012 | 0
LCP_Inputs_ON_Diverse_Howarth_2023_05_05 | 2044 |  |  | Hydrogen |  | Dispatch-Interconnection | VOM | 0 | ON | MI | H2 Pipeline - Repurposed |  |  |  | 0.39012 | 0
LCP_Inputs_ON_Diverse_Howarth_2023_05_05 | 2044 |  |  | Methane |  | Dispatch-Interconnection | VOM | 0 | ON | NY | CH4 Pipeline |  |  |  | 0.39012 | 0
LCP_Inputs_ON_Diverse_Howarth_2023_05_05 | 2044 |  |  | Electricity |  | Dispatch-Interconnection | VOM | 15095416.8241 | ON | NY | Electricity Transmission Line |  |  |  | 0.39012 | 5889046.2673
LCP_Inputs_ON_Diverse_Howarth_2023_05_05 | 2044 |  |  | Hydrogen |  | Dispatch-Interconnection | VOM | 0 | ON | NY | H2 Pipeline - New |  |  |  | 0.39012 | 0
LCP_Inputs_ON_Diverse_Howarth_2023_05_05 | 2044 |  |  | Hydrogen |  | Dispatch-Interconnection | VOM | 0 | ON | NY | H2 Pipeline - Repurposed |  |  |  | 0.39012 | 0
LCP_Inputs_ON_Diverse_Howarth_2023_05_05 | 2044 |  |  | Methane |  | Dispatch-Intraconnection | VOM | 520847193.3407 | ON | ON | CH4 Pipeline |  |  |  | 0.39012 | 203193674.9741
LCP_Inputs_ON_Diverse_Howarth_2023_05_05 | 2044 |  |  | Electricity |  | Dispatch-Intraconnection | VOM | 0 | ON | ON | Electricity Transmission Line |  |  |  | 0.39012 | 0
LCP_Inputs_ON_Diverse_Howarth_2023_05_05 | 2044 |  |  | Hydrogen |  | Dispatch-Intraconnection | VOM | 0 | ON | ON | H2 Pipeline - New |  |  |  | 0.39012 | 0
LCP_Inputs_ON_Diverse_Howarth_2023_05_05 | 2044 |  |  | Hydrogen |  | Dispatch-Intraconnection | VOM | 941970860.5585 | ON | ON | H2 Pipeline - Repurposed |  |  |  | 0.39012 | 367483060.9103
LCP_Inputs_ON_Diverse_Howarth_2023_05_05 | 2044 |  |  | Methane |  | Dispatch-Interconnection | VOM | 0 | ON | PJ | CH4 Pipeline |  |  |  | 0.39012 | 0
LCP_Inputs_ON_Diverse_Howarth_2023_05_05 | 2044 |  |  | Electricity |  | Dispatch-Interconnection | VOM | 27047389.0481 | ON | PJ | Electricity Transmission Line |  |  |  | 0.39012 | 10551767.2926
LCP_Inputs_ON_Diverse_Howarth_2023_05_05 | 2044 |  |  | Hydrogen |  | Dispatch-Interconnection | VOM | 0 | ON | PJ | H2 Pipeline - New |  |  |  | 0.39012 | 0
LCP_Inputs_ON_Diverse_Howarth_2023_05_05 | 2044 |  |  | Hydrogen |  | Dispatch-Interconnection | VOM | 0 | ON | PJ | H2 Pipeline - Repurposed |  |  |  | 0.39012 | 0
LCP_Inputs_ON_Diverse_Howarth_2023_05_05 | 2044 |  |  | Methane |  | Dispatch-Interconnection | VOM | 0 | ON | QC | CH4 Pipeline |  |  |  | 0.39012 | 0
LCP_Inputs_ON_Diverse_Howarth_2023_05_05 | 2044 |  |  | Electricity |  | Dispatch-Interconnection | VOM | 4378266.3612 | ON | QC | Electricity Transmission Line |  |  |  | 0.39012 | 1708055.7279
LCP_Inputs_ON_Diverse_Howarth_2023_05_05 | 2044 |  |  | Hydrogen |  | Dispatch-Interconnection | VOM | 0 | ON | QC | H2 Pipeline - New |  |  |  | 0.39012 | 0
LCP_Inputs_ON_Diverse_Howarth_2023_05_05 | 2044 |  |  | Hydrogen |  | Dispatch-Interconnection | VOM | 0 | ON | QC | H2 Pipeline - Repurposed |  |  |  | 0.39012 | 0
LCP_Inputs_ON_Diverse_Howarth_2023_05_05 | 2044 |  |  | Methane |  | Dispatch-Interconnection | VOM | 0 | ON | WC | CH4 Pipeline |  |  |  | 0.39012 | 0
LCP_Inputs_ON_Diverse_Howarth_2023_05_05 | 2044 |  |  | Electricity |  | Dispatch-Interconnection | VOM | 574269.357 | ON | WC | Electricity Transmission Line |  |  |  | 0.39012 | 224034.8082
LCP_Inputs_ON_Diverse_Howarth_2023_05_05 | 2044 |  |  | Hydrogen |  | Dispatch-Interconnection | VOM | 0 | ON | WC | H2 Pipeline - New |  |  |  | 0.39012 | 0
LCP_Inputs_ON_Diverse_Howarth_2023_05_05 | 2044 |  |  | Hydrogen |  | Dispatch-Interconnection | VOM | 0 | ON | WC | H2 Pipeline - Repurposed |  |  |  | 0.39012 | 0
LCP_Inputs_ON_Diverse_Howarth_2023_05_05 | 2044 |  |  | Methane |  | Dispatch-Interconnection | VOM | 0 | PJ | ON | CH4 Pipeline |  |  |  | 0.39012 | 0
LCP_Inputs_ON_Diverse_Howarth_2023_05_05 | 2044 |  |  | Electricity |  | Dispatch-Interconnection | VOM | 16604328.336 | PJ | ON | Electricity Transmission Line |  |  |  | 0.39012 | 6477705.0509
LCP_Inputs_ON_Diverse_Howarth_2023_05_05 | 2044 |  |  | Hydrogen |  | Dispatch-Interconnection | VOM | 0 | PJ | ON | H2 Pipeline - New |  |  |  | 0.39012 | 0
LCP_Inputs_ON_Diverse_Howarth_2023_05_05 | 2044 |  |  | Hydrogen |  | Dispatch-Interconnection | VOM | 0 | PJ | ON | H2 Pipeline - Repurposed |  |  |  | 0.39012 | 0
LCP_Inputs_ON_Diverse_Howarth_2023_05_05 | 2044 |  |  | Methane |  | Dispatch-Intraconnection | VOM | 0 | PJ | PJ | CH4 Pipeline |  |  |  | 0.39012 | 0
LCP_Inputs_ON_Diverse_Howarth_2023_05_05 | 2044 |  |  | Electricity |  | Dispatch-Intraconnection | VOM | 0 | PJ | PJ | Electricity Transmission Line |  |  |  | 0.39012 | 0
LCP_Inputs_ON_Diverse_Howarth_2023_05_05 | 2044 |  |  | Hydrogen |  | Dispatch-Intraconnection | VOM | 0 | PJ | PJ | H2 Pipeline - New |  |  |  | 0.39012 | 0
LCP_Inputs_ON_Diverse_Howarth_2023_05_05 | 2044 |  |  | Hydrogen |  | Dispatch-Intraconnection | VOM | 0 | PJ | PJ | H2 Pipeline - Repurposed |  |  |  | 0.39012 | 0
LCP_Inputs_ON_Diverse_Howarth_2023_05_05 | 2044 |  |  | Electricity |  | Dispatch-Interconnection | VOM | 24706763.2293 | QC | NY | Electricity Transmission Line |  |  |  | 0.39012 | 9638638.8973
LCP_Inputs_ON_Diverse_Howarth_2023_05_05 | 2044 |  |  | Methane |  | Dispatch-Interconnection | VOM | 0 | QC | ON | CH4 Pipeline |  |  |  | 0.39012 | 0
LCP_Inputs_ON_Diverse_Howarth_2023_05_05 | 2044 |  |  | Electricity |  | Dispatch-Interconnection | VOM | 6535015.2244 | QC | ON | Electricity Transmission Line |  |  |  | 0.39012 | 2549449.7742
LCP_Inputs_ON_Diverse_Howarth_2023_05_05 | 2044 |  |  | Hydrogen |  | Dispatch-Interconnection | VOM | 0 | QC | ON | H2 Pipeline - New |  |  |  | 0.39012 | 0
LCP_Inputs_ON_Diverse_Howarth_2023_05_05 | 2044 |  |  | Hydrogen |  | Dispatch-Interconnection | VOM | 0 | QC | ON | H2 Pipeline - Repurposed |  |  |  | 0.39012 | 0
LCP_Inputs_ON_Diverse_Howarth_2023_05_05 | 2044 |  |  | Methane |  | Dispatch-Intraconnection | VOM | 0 | QC | QC | CH4 Pipeline |  |  |  | 0.39012 | 0
LCP_Inputs_ON_Diverse_Howarth_2023_05_05 | 2044 |  |  | Electricity |  | Dispatch-Intraconnection | VOM | 0 | QC | QC | Electricity Transmission Line |  |  |  | 0.39012 | 0
LCP_Inputs_ON_Diverse_Howarth_2023_05_05 | 2044 |  |  | Hydrogen |  | Dispatch-Intraconnection | VOM | 0 | QC | QC | H2 Pipeline - New |  |  |  | 0.39012 | 0
LCP_Inputs_ON_Diverse_Howarth_2023_05_05 | 2044 |  |  | Hydrogen |  | Dispatch-Intraconnection | VOM | 0 | QC | QC | H2 Pipeline - Repurposed |  |  |  | 0.39012 | 0
LCP_Inputs_ON_Diverse_Howarth_2023_05_05 | 2044 |  |  | Electricity |  | Dispatch-Interconnection | VOM | 3354616.5445 | WC | MI | Electricity Transmission Line |  |  |  | 0.39012 | 1308707.9522
LCP_Inputs_ON_Diverse_Howarth_2023_05_05 | 2044 |  |  | Methane |  | Dispatch-Interconnection | VOM | 0 | WC | ON | CH4 Pipeline |  |  |  | 0.39012 | 0
LCP_Inputs_ON_Diverse_Howarth_2023_05_05 | 2044 |  |  | Electricity |  | Dispatch-Interconnection | VOM | 10990933.2751 | WC | ON | Electricity Transmission Line |  |  |  | 0.39012 | 4287799.0937
LCP_Inputs_ON_Diverse_Howarth_2023_05_05 | 2044 |  |  | Hydrogen |  | Dispatch-Interconnection | VOM | 0 | WC | ON | H2 Pipeline - New |  |  |  | 0.39012 | 0
LCP_Inputs_ON_Diverse_Howarth_2023_05_05 | 2044 |  |  | Hydrogen |  | Dispatch-Interconnection | VOM | 0 | WC | ON | H2 Pipeline - Repurposed |  |  |  | 0.39012 | 0
LCP_Inputs_ON_Diverse_Howarth_2023_05_05 | 2044 |  |  | Methane |  | Dispatch-Intraconnection | VOM | 0 | WC | WC | CH4 Pipeline |  |  |  | 0.39012 | 0
LCP_Inputs_ON_Diverse_Howarth_2023_05_05 | 2044 |  |  | Electricity |  | Dispatch-Intraconnection | VOM | 0 | WC | WC | Electricity Transmission Line |  |  |  | 0.39012 | 0
LCP_Inputs_ON_Diverse_Howarth_2023_05_05 | 2044 |  |  | Hydrogen |  | Dispatch-Intraconnection | VOM | 0 | WC | WC | H2 Pipeline - New |  |  |  | 0.39012 | 0
LCP_Inputs_ON_Diverse_Howarth_2023_05_05 | 2044 |  |  | Hydrogen |  | Dispatch-Intraconnection | VOM | 0 | WC | WC | H2 Pipeline - Repurposed |  |  |  | 0.39012 | 0
LCP_Inputs_ON_Diverse_Howarth_2023_05_05 | 2045 |  |  | Methane |  | Dispatch-Intraconnection | VOM | 0 | MI | MI | CH4 Pipeline |  |  |  | 0.37512 | 0
LCP_Inputs_ON_Diverse_Howarth_2023_05_05 | 2045 |  |  | Electricity |  | Dispatch-Intraconnection | VOM | 0 | MI | MI | Electricity Transmission Line |  |  |  | 0.37512 | 0
LCP_Inputs_ON_Diverse_Howarth_2023_05_05 | 2045 |  |  | Hydrogen |  | Dispatch-Intraconnection | VOM | 0 | MI | MI | H2 Pipeline - New |  |  |  | 0.37512 | 0
LCP_Inputs_ON_Diverse_Howarth_2023_05_05 | 2045 |  |  | Hydrogen |  | Dispatch-Intraconnection | VOM | 0 | MI | MI | H2 Pipeline - Repurposed |  |  |  | 0.37512 | 0
LCP_Inputs_ON_Diverse_Howarth_2023_05_05 | 2045 |  |  | Methane |  | Dispatch-Interconnection | VOM | 0 | MI | ON | CH4 Pipeline |  |  |  | 0.37512 | 0
LCP_Inputs_ON_Diverse_Howarth_2023_05_05 | 2045 |  |  | Electricity |  | Dispatch-Interconnection | VOM | 26891875.679 | MI | ON | Electricity Transmission Line |  |  |  | 0.37512 | 10087594.4113
LCP_Inputs_ON_Diverse_Howarth_2023_05_05 | 2045 |  |  | Hydrogen |  | Dispatch-Interconnection | VOM | 0 | MI | ON | H2 Pipeline - New |  |  |  | 0.37512 | 0
LCP_Inputs_ON_Diverse_Howarth_2023_05_05 | 2045 |  |  | Hydrogen |  | Dispatch-Interconnection | VOM | 0 | MI | ON | H2 Pipeline - Repurposed |  |  |  | 0.37512 | 0
LCP_Inputs_ON_Diverse_Howarth_2023_05_05 | 2045 |  |  | Electricity |  | Dispatch-Interconnection | VOM | 3610741.7996 | MI | WC | Electricity Transmission Line |  |  |  | 0.37512 | 1354449.9176
LCP_Inputs_ON_Diverse_Howarth_2023_05_05 | 2045 |  |  | Methane |  | Dispatch-Intraconnection | VOM | 0 | NY | NY | CH4 Pipeline |  |  |  | 0.37512 | 0
LCP_Inputs_ON_Diverse_Howarth_2023_05_05 | 2045 |  |  | Electricity |  | Dispatch-Intraconnection | VOM | 0 | NY | NY | Electricity Transmission Line |  |  |  | 0.37512 | 0
LCP_Inputs_ON_Diverse_Howarth_2023_05_05 | 2045 |  |  | Hydrogen |  | Dispatch-Intraconnection | VOM | 0 | NY | NY | H2 Pipeline - New |  |  |  | 0.37512 | 0
LCP_Inputs_ON_Diverse_Howarth_2023_05_05 | 2045 |  |  | Hydrogen |  | Dispatch-Intraconnection | VOM | 0 | NY | NY | H2 Pipeline - Repurposed |  |  |  | 0.37512 | 0
LCP_Inputs_ON_Diverse_Howarth_2023_05_05 | 2045 |  |  | Methane |  | Dispatch-Interconnection | VOM | 0 | NY | ON | CH4 Pipeline |  |  |  | 0.37512 | 0
LCP_Inputs_ON_Diverse_Howarth_2023_05_05 | 2045 |  |  | Electricity |  | Dispatch-Interconnection | VOM | 12514383.3238 | NY | ON | Electricity Transmission Line |  |  |  | 0.37512 | 4694355.4546
LCP_Inputs_ON_Diverse_Howarth_2023_05_05 | 2045 |  |  | Hydrogen |  | Dispatch-Interconnection | VOM | 0 | NY | ON | H2 Pipeline - New |  |  |  | 0.37512 | 0
LCP_Inputs_ON_Diverse_Howarth_2023_05_05 | 2045 |  |  | Hydrogen |  | Dispatch-Interconnection | VOM | 0 | NY | ON | H2 Pipeline - Repurposed |  |  |  | 0.37512 | 0
LCP_Inputs_ON_Diverse_Howarth_2023_05_05 | 2045 |  |  | Electricity |  | Dispatch-Interconnection | VOM | 25737139.0165 | NY | QC | Electricity Transmission Line |  |  |  | 0.37512 | 9654433.287
LCP_Inputs_ON_Diverse_Howarth_2023_05_05 | 2045 |  |  | Methane |  | Dispatch-Interconnection | VOM | 0 | ON | MI | CH4 Pipeline |  |  |  | 0.37512 | 0
LCP_Inputs_ON_Diverse_Howarth_2023_05_05 | 2045 |  |  | Electricity |  | Dispatch-Interconnection | VOM | 18993738.8463 | ON | MI | Electricity Transmission Line |  |  |  | 0.37512 | 7124870.5789
LCP_Inputs_ON_Diverse_Howarth_2023_05_05 | 2045 |  |  | Hydrogen |  | Dispatch-Interconnection | VOM | 0 | ON | MI | H2 Pipeline - New |  |  |  | 0.37512 | 0
LCP_Inputs_ON_Diverse_Howarth_2023_05_05 | 2045 |  |  | Hydrogen |  | Dispatch-Interconnection | VOM | 0 | ON | MI | H2 Pipeline - Repurposed |  |  |  | 0.37512 | 0
LCP_Inputs_ON_Diverse_Howarth_2023_05_05 | 2045 |  |  | Methane |  | Dispatch-Interconnection | VOM | 0 | ON | NY | CH4 Pipeline |  |  |  | 0.37512 | 0
LCP_Inputs_ON_Diverse_Howarth_2023_05_05 | 2045 |  |  | Electricity |  | Dispatch-Interconnection | VOM | 15095416.8241 | ON | NY | Electricity Transmission Line |  |  |  | 0.37512 | 5662544.4877
LCP_Inputs_ON_Diverse_Howarth_2023_05_05 | 2045 |  |  | Hydrogen |  | Dispatch-Interconnection | VOM | 0 | ON | NY | H2 Pipeline - New |  |  |  | 0.37512 | 0
LCP_Inputs_ON_Diverse_Howarth_2023_05_05 | 2045 |  |  | Hydrogen |  | Dispatch-Interconnection | VOM | 0 | ON | NY | H2 Pipeline - Repurposed |  |  |  | 0.37512 | 0
LCP_Inputs_ON_Diverse_Howarth_2023_05_05 | 2045 |  |  | Methane |  | Dispatch-Intraconnection | VOM | 520847193.3407 | ON | ON | CH4 Pipeline |  |  |  | 0.37512 | 195378533.6289
LCP_Inputs_ON_Diverse_Howarth_2023_05_05 | 2045 |  |  | Electricity |  | Dispatch-Intraconnection | VOM | 0 | ON | ON | Electricity Transmission Line |  |  |  | 0.37512 | 0
LCP_Inputs_ON_Diverse_Howarth_2023_05_05 | 2045 |  |  | Hydrogen |  | Dispatch-Intraconnection | VOM | 0 | ON | ON | H2 Pipeline - New |  |  |  | 0.37512 | 0
LCP_Inputs_ON_Diverse_Howarth_2023_05_05 | 2045 |  |  | Hydrogen |  | Dispatch-Intraconnection | VOM | 941970860.5585 | ON | ON | H2 Pipeline - Repurposed |  |  |  | 0.37512 | 353349097.0291
LCP_Inputs_ON_Diverse_Howarth_2023_05_05 | 2045 |  |  | Methane |  | Dispatch-Interconnection | VOM | 0 | ON | PJ | CH4 Pipeline |  |  |  | 0.37512 | 0
LCP_Inputs_ON_Diverse_Howarth_2023_05_05 | 2045 |  |  | Electricity |  | Dispatch-Interconnection | VOM | 27047389.0481 | ON | PJ | Electricity Transmission Line |  |  |  | 0.37512 | 10145930.089
LCP_Inputs_ON_Diverse_Howarth_2023_05_05 | 2045 |  |  | Hydrogen |  | Dispatch-Interconnection | VOM | 0 | ON | PJ | H2 Pipeline - New |  |  |  | 0.37512 | 0
LCP_Inputs_ON_Diverse_Howarth_2023_05_05 | 2045 |  |  | Hydrogen |  | Dispatch-Interconnection | VOM | 0 | ON | PJ | H2 Pipeline - Repurposed |  |  |  | 0.37512 | 0
LCP_Inputs_ON_Diverse_Howarth_2023_05_05 | 2045 |  |  | Methane |  | Dispatch-Interconnection | VOM | 0 | ON | QC | CH4 Pipeline |  |  |  | 0.37512 | 0
LCP_Inputs_ON_Diverse_Howarth_2023_05_05 | 2045 |  |  | Electricity |  | Dispatch-Interconnection | VOM | 4378266.3612 | ON | QC | Electricity Transmission Line |  |  |  | 0.37512 | 1642361.2768
LCP_Inputs_ON_Diverse_Howarth_2023_05_05 | 2045 |  |  | Hydrogen |  | Dispatch-Interconnection | VOM | 0 | ON | QC | H2 Pipeline - New |  |  |  | 0.37512 | 0
LCP_Inputs_ON_Diverse_Howarth_2023_05_05 | 2045 |  |  | Hydrogen |  | Dispatch-Interconnection | VOM | 0 | ON | QC | H2 Pipeline - Repurposed |  |  |  | 0.37512 | 0
LCP_Inputs_ON_Diverse_Howarth_2023_05_05 | 2045 |  |  | Methane |  | Dispatch-Interconnection | VOM | 0 | ON | WC | CH4 Pipeline |  |  |  | 0.37512 | 0
LCP_Inputs_ON_Diverse_Howarth_2023_05_05 | 2045 |  |  | Electricity |  | Dispatch-Interconnection | VOM | 574269.357 | ON | WC | Electricity Transmission Line |  |  |  | 0.37512 | 215418.0848
LCP_Inputs_ON_Diverse_Howarth_2023_05_05 | 2045 |  |  | Hydrogen |  | Dispatch-Interconnection | VOM | 0 | ON | WC | H2 Pipeline - New |  |  |  | 0.37512 | 0
LCP_Inputs_ON_Diverse_Howarth_2023_05_05 | 2045 |  |  | Hydrogen |  | Dispatch-Interconnection | VOM | 0 | ON | WC | H2 Pipeline - Repurposed |  |  |  | 0.37512 | 0
LCP_Inputs_ON_Diverse_Howarth_2023_05_05 | 2045 |  |  | Methane |  | Dispatch-Interconnection | VOM | 0 | PJ | ON | CH4 Pipeline |  |  |  | 0.37512 | 0
LCP_Inputs_ON_Diverse_Howarth_2023_05_05 | 2045 |  |  | Electricity |  | Dispatch-Interconnection | VOM | 16604328.336 | PJ | ON | Electricity Transmission Line |  |  |  | 0.37512 | 6228562.549
LCP_Inputs_ON_Diverse_Howarth_2023_05_05 | 2045 |  |  | Hydrogen |  | Dispatch-Interconnection | VOM | 0 | PJ | ON | H2 Pipeline - New |  |  |  | 0.37512 | 0
LCP_Inputs_ON_Diverse_Howarth_2023_05_05 | 2045 |  |  | Hydrogen |  | Dispatch-Interconnection | VOM | 0 | PJ | ON | H2 Pipeline - Repurposed |  |  |  | 0.37512 | 0
LCP_Inputs_ON_Diverse_Howarth_2023_05_05 | 2045 |  |  | Methane |  | Dispatch-Intraconnection | VOM | 0 | PJ | PJ | CH4 Pipeline |  |  |  | 0.37512 | 0
LCP_Inputs_ON_Diverse_Howarth_2023_05_05 | 2045 |  |  | Electricity |  | Dispatch-Intraconnection | VOM | 0 | PJ | PJ | Electricity Transmission Line |  |  |  | 0.37512 | 0
LCP_Inputs_ON_Diverse_Howarth_2023_05_05 | 2045 |  |  | Hydrogen |  | Dispatch-Intraconnection | VOM | 0 | PJ | PJ | H2 Pipeline - New |  |  |  | 0.37512 | 0
LCP_Inputs_ON_Diverse_Howarth_2023_05_05 | 2045 |  |  | Hydrogen |  | Dispatch-Intraconnection | VOM | 0 | PJ | PJ | H2 Pipeline - Repurposed |  |  |  | 0.37512 | 0
LCP_Inputs_ON_Diverse_Howarth_2023_05_05 | 2045 |  |  | Electricity |  | Dispatch-Interconnection | VOM | 24706763.2293 | QC | NY | Electricity Transmission Line |  |  |  | 0.37512 | 9267922.0166
LCP_Inputs_ON_Diverse_Howarth_2023_05_05 | 2045 |  |  | Methane |  | Dispatch-Interconnection | VOM | 0 | QC | ON | CH4 Pipeline |  |  |  | 0.37512 | 0
LCP_Inputs_ON_Diverse_Howarth_2023_05_05 | 2045 |  |  | Electricity |  | Dispatch-Interconnection | VOM | 6535015.2244 | QC | ON | Electricity Transmission Line |  |  |  | 0.37512 | 2451394.0137
LCP_Inputs_ON_Diverse_Howarth_2023_05_05 | 2045 |  |  | Hydrogen |  | Dispatch-Interconnection | VOM | 0 | QC | ON | H2 Pipeline - New |  |  |  | 0.37512 | 0
LCP_Inputs_ON_Diverse_Howarth_2023_05_05 | 2045 |  |  | Hydrogen |  | Dispatch-Interconnection | VOM | 0 | QC | ON | H2 Pipeline - Repurposed |  |  |  | 0.37512 | 0
LCP_Inputs_ON_Diverse_Howarth_2023_05_05 | 2045 |  |  | Methane |  | Dispatch-Intraconnection | VOM | 0 | QC | QC | CH4 Pipeline |  |  |  | 0.37512 | 0
LCP_Inputs_ON_Diverse_Howarth_2023_05_05 | 2045 |  |  | Electricity |  | Dispatch-Intraconnection | VOM | 0 | QC | QC | Electricity Transmission Line |  |  |  | 0.37512 | 0
LCP_Inputs_ON_Diverse_Howarth_2023_05_05 | 2045 |  |  | Hydrogen |  | Dispatch-Intraconnection | VOM | 0 | QC | QC | H2 Pipeline - New |  |  |  | 0.37512 | 0
LCP_Inputs_ON_Diverse_Howarth_2023_05_05 | 2045 |  |  | Hydrogen |  | Dispatch-Intraconnection | VOM | 0 | QC | QC | H2 Pipeline - Repurposed |  |  |  | 0.37512 | 0
LCP_Inputs_ON_Diverse_Howarth_2023_05_05 | 2045 |  |  | Electricity |  | Dispatch-Interconnection | VOM | 3354616.5445 | WC | MI | Electricity Transmission Line |  |  |  | 0.37512 | 1258373.031
LCP_Inputs_ON_Diverse_Howarth_2023_05_05 | 2045 |  |  | Methane |  | Dispatch-Interconnection | VOM | 0 | WC | ON | CH4 Pipeline |  |  |  | 0.37512 | 0
LCP_Inputs_ON_Diverse_Howarth_2023_05_05 | 2045 |  |  | Electricity |  | Dispatch-Interconnection | VOM | 10990933.2751 | WC | ON | Electricity Transmission Line |  |  |  | 0.37512 | 4122883.744
LCP_Inputs_ON_Diverse_Howarth_2023_05_05 | 2045 |  |  | Hydrogen |  | Dispatch-Interconnection | VOM | 0 | WC | ON | H2 Pipeline - New |  |  |  | 0.37512 | 0
LCP_Inputs_ON_Diverse_Howarth_2023_05_05 | 2045 |  |  | Hydrogen |  | Dispatch-Interconnection | VOM | 0 | WC | ON | H2 Pipeline - Repurposed |  |  |  | 0.37512 | 0
LCP_Inputs_ON_Diverse_Howarth_2023_05_05 | 2045 |  |  | Methane |  | Dispatch-Intraconnection | VOM | 0 | WC | WC | CH4 Pipeline |  |  |  | 0.37512 | 0
LCP_Inputs_ON_Diverse_Howarth_2023_05_05 | 2045 |  |  | Electricity |  | Dispatch-Intraconnection | VOM | 0 | WC | WC | Electricity Transmission Line |  |  |  | 0.37512 | 0
LCP_Inputs_ON_Diverse_Howarth_2023_05_05 | 2045 |  |  | Hydrogen |  | Dispatch-Intraconnection | VOM | 0 | WC | WC | H2 Pipeline - New |  |  |  | 0.37512 | 0
LCP_Inputs_ON_Diverse_Howarth_2023_05_05 | 2045 |  |  | Hydrogen |  | Dispatch-Intraconnection | VOM | 0 | WC | WC | H2 Pipeline - Repurposed |  |  |  | 0.37512 | 0
LCP_Inputs_ON_Diverse_Howarth_2023_05_05 | 2046 |  |  | Methane |  | Dispatch-Intraconnection | VOM | 0 | MI | MI | CH4 Pipeline |  |  |  | 0.36069 | 0
LCP_Inputs_ON_Diverse_Howarth_2023_05_05 | 2046 |  |  | Electricity |  | Dispatch-Intraconnection | VOM | 0 | MI | MI | Electricity Transmission Line |  |  |  | 0.36069 | 0
LCP_Inputs_ON_Diverse_Howarth_2023_05_05 | 2046 |  |  | Hydrogen |  | Dispatch-Intraconnection | VOM | 0 | MI | MI | H2 Pipeline - New |  |  |  | 0.36069 | 0
LCP_Inputs_ON_Diverse_Howarth_2023_05_05 | 2046 |  |  | Hydrogen |  | Dispatch-Intraconnection | VOM | 0 | MI | MI | H2 Pipeline - Repurposed |  |  |  | 0.36069 | 0
LCP_Inputs_ON_Diverse_Howarth_2023_05_05 | 2046 |  |  | Methane |  | Dispatch-Interconnection | VOM | 0 | MI | ON | CH4 Pipeline |  |  |  | 0.36069 | 0
LCP_Inputs_ON_Diverse_Howarth_2023_05_05 | 2046 |  |  | Electricity |  | Dispatch-Interconnection | VOM | 26891875.679 | MI | ON | Electricity Transmission Line |  |  |  | 0.36069 | 9699610.0109
LCP_Inputs_ON_Diverse_Howarth_2023_05_05 | 2046 |  |  | Hydrogen |  | Dispatch-Interconnection | VOM | 0 | MI | ON | H2 Pipeline - New |  |  |  | 0.36069 | 0
LCP_Inputs_ON_Diverse_Howarth_2023_05_05 | 2046 |  |  | Hydrogen |  | Dispatch-Interconnection | VOM | 0 | MI | ON | H2 Pipeline - Repurposed |  |  |  | 0.36069 | 0
LCP_Inputs_ON_Diverse_Howarth_2023_05_05 | 2046 |  |  | Electricity |  | Dispatch-Interconnection | VOM | 3610741.7996 | MI | WC | Electricity Transmission Line |  |  |  | 0.36069 | 1302355.69
LCP_Inputs_ON_Diverse_Howarth_2023_05_05 | 2046 |  |  | Methane |  | Dispatch-Intraconnection | VOM | 0 | NY | NY | CH4 Pipeline |  |  |  | 0.36069 | 0
LCP_Inputs_ON_Diverse_Howarth_2023_05_05 | 2046 |  |  | Electricity |  | Dispatch-Intraconnection | VOM | 0 | NY | NY | Electricity Transmission Line |  |  |  | 0.36069 | 0
LCP_Inputs_ON_Diverse_Howarth_2023_05_05 | 2046 |  |  | Hydrogen |  | Dispatch-Intraconnection | VOM | 0 | NY | NY | H2 Pipeline - New |  |  |  | 0.36069 | 0
LCP_Inputs_ON_Diverse_Howarth_2023_05_05 | 2046 |  |  | Hydrogen |  | Dispatch-Intraconnection | VOM | 0 | NY | NY | H2 Pipeline - Repurposed |  |  |  | 0.36069 | 0
LCP_Inputs_ON_Diverse_Howarth_2023_05_05 | 2046 |  |  | Methane |  | Dispatch-Interconnection | VOM | 0 | NY | ON | CH4 Pipeline |  |  |  | 0.36069 | 0
LCP_Inputs_ON_Diverse_Howarth_2023_05_05 | 2046 |  |  | Electricity |  | Dispatch-Interconnection | VOM | 12514383.3238 | NY | ON | Electricity Transmission Line |  |  |  | 0.36069 | 4513803.3218
LCP_Inputs_ON_Diverse_Howarth_2023_05_05 | 2046 |  |  | Hydrogen |  | Dispatch-Interconnection | VOM | 0 | NY | ON | H2 Pipeline - New |  |  |  | 0.36069 | 0
LCP_Inputs_ON_Diverse_Howarth_2023_05_05 | 2046 |  |  | Hydrogen |  | Dispatch-Interconnection | VOM | 0 | NY | ON | H2 Pipeline - Repurposed |  |  |  | 0.36069 | 0
LCP_Inputs_ON_Diverse_Howarth_2023_05_05 | 2046 |  |  | Electricity |  | Dispatch-Interconnection | VOM | 25737139.0165 | NY | QC | Electricity Transmission Line |  |  |  | 0.36069 | 9283108.9298
LCP_Inputs_ON_Diverse_Howarth_2023_05_05 | 2046 |  |  | Methane |  | Dispatch-Interconnection | VOM | 0 | ON | MI | CH4 Pipeline |  |  |  | 0.36069 | 0
LCP_Inputs_ON_Diverse_Howarth_2023_05_05 | 2046 |  |  | Electricity |  | Dispatch-Interconnection | VOM | 18993738.8463 | ON | MI | Electricity Transmission Line |  |  |  | 0.36069 | 6850837.0951
LCP_Inputs_ON_Diverse_Howarth_2023_05_05 | 2046 |  |  | Hydrogen |  | Dispatch-Interconnection | VOM | 0 | ON | MI | H2 Pipeline - New |  |  |  | 0.36069 | 0
LCP_Inputs_ON_Diverse_Howarth_2023_05_05 | 2046 |  |  | Hydrogen |  | Dispatch-Interconnection | VOM | 0 | ON | MI | H2 Pipeline - Repurposed |  |  |  | 0.36069 | 0
LCP_Inputs_ON_Diverse_Howarth_2023_05_05 | 2046 |  |  | Methane |  | Dispatch-Interconnection | VOM | 0 | ON | NY | CH4 Pipeline |  |  |  | 0.36069 | 0
LCP_Inputs_ON_Diverse_Howarth_2023_05_05 | 2046 |  |  | Electricity |  | Dispatch-Interconnection | VOM | 15095416.8241 | ON | NY | Electricity Transmission Line |  |  |  | 0.36069 | 5444754.3151
LCP_Inputs_ON_Diverse_Howarth_2023_05_05 | 2046 |  |  | Hydrogen |  | Dispatch-Interconnection | VOM | 0 | ON | NY | H2 Pipeline - New |  |  |  | 0.36069 | 0
LCP_Inputs_ON_Diverse_Howarth_2023_05_05 | 2046 |  |  | Hydrogen |  | Dispatch-Interconnection | VOM | 0 | ON | NY | H2 Pipeline - Repurposed |  |  |  | 0.36069 | 0
LCP_Inputs_ON_Diverse_Howarth_2023_05_05 | 2046 |  |  | Methane |  | Dispatch-Intraconnection | VOM | 520847193.3407 | ON | ON | CH4 Pipeline |  |  |  | 0.36069 | 187863974.6432
LCP_Inputs_ON_Diverse_Howarth_2023_05_05 | 2046 |  |  | Electricity |  | Dispatch-Intraconnection | VOM | 0 | ON | ON | Electricity Transmission Line |  |  |  | 0.36069 | 0
LCP_Inputs_ON_Diverse_Howarth_2023_05_05 | 2046 |  |  | Hydrogen |  | Dispatch-Intraconnection | VOM | 0 | ON | ON | H2 Pipeline - New |  |  |  | 0.36069 | 0
LCP_Inputs_ON_Diverse_Howarth_2023_05_05 | 2046 |  |  | Hydrogen |  | Dispatch-Intraconnection | VOM | 941970860.5585 | ON | ON | H2 Pipeline - Repurposed |  |  |  | 0.36069 | 339758747.1434
LCP_Inputs_ON_Diverse_Howarth_2023_05_05 | 2046 |  |  | Methane |  | Dispatch-Interconnection | VOM | 0 | ON | PJ | CH4 Pipeline |  |  |  | 0.36069 | 0
LCP_Inputs_ON_Diverse_Howarth_2023_05_05 | 2046 |  |  | Electricity |  | Dispatch-Interconnection | VOM | 27047389.0481 | ON | PJ | Electricity Transmission Line |  |  |  | 0.36069 | 9755702.0087
LCP_Inputs_ON_Diverse_Howarth_2023_05_05 | 2046 |  |  | Hydrogen |  | Dispatch-Interconnection | VOM | 0 | ON | PJ | H2 Pipeline - New |  |  |  | 0.36069 | 0
LCP_Inputs_ON_Diverse_Howarth_2023_05_05 | 2046 |  |  | Hydrogen |  | Dispatch-Interconnection | VOM | 0 | ON | PJ | H2 Pipeline - Repurposed |  |  |  | 0.36069 | 0
LCP_Inputs_ON_Diverse_Howarth_2023_05_05 | 2046 |  |  | Methane |  | Dispatch-Interconnection | VOM | 0 | ON | QC | CH4 Pipeline |  |  |  | 0.36069 | 0
LCP_Inputs_ON_Diverse_Howarth_2023_05_05 | 2046 |  |  | Electricity |  | Dispatch-Interconnection | VOM | 4378266.3612 | ON | QC | Electricity Transmission Line |  |  |  | 0.36069 | 1579193.5354
LCP_Inputs_ON_Diverse_Howarth_2023_05_05 | 2046 |  |  | Hydrogen |  | Dispatch-Interconnection | VOM | 0 | ON | QC | H2 Pipeline - New |  |  |  | 0.36069 | 0
LCP_Inputs_ON_Diverse_Howarth_2023_05_05 | 2046 |  |  | Hydrogen |  | Dispatch-Interconnection | VOM | 0 | ON | QC | H2 Pipeline - Repurposed |  |  |  | 0.36069 | 0
LCP_Inputs_ON_Diverse_Howarth_2023_05_05 | 2046 |  |  | Methane |  | Dispatch-Interconnection | VOM | 0 | ON | WC | CH4 Pipeline |  |  |  | 0.36069 | 0
LCP_Inputs_ON_Diverse_Howarth_2023_05_05 | 2046 |  |  | Electricity |  | Dispatch-Interconnection | VOM | 574269.357 | ON | WC | Electricity Transmission Line |  |  |  | 0.36069 | 207132.7739
LCP_Inputs_ON_Diverse_Howarth_2023_05_05 | 2046 |  |  | Hydrogen |  | Dispatch-Interconnection | VOM | 0 | ON | WC | H2 Pipeline - New |  |  |  | 0.36069 | 0
LCP_Inputs_ON_Diverse_Howarth_2023_05_05 | 2046 |  |  | Hydrogen |  | Dispatch-Interconnection | VOM | 0 | ON | WC | H2 Pipeline - Repurposed |  |  |  | 0.36069 | 0
LCP_Inputs_ON_Diverse_Howarth_2023_05_05 | 2046 |  |  | Methane |  | Dispatch-Interconnection | VOM | 0 | PJ | ON | CH4 Pipeline |  |  |  | 0.36069 | 0
LCP_Inputs_ON_Diverse_Howarth_2023_05_05 | 2046 |  |  | Electricity |  | Dispatch-Interconnection | VOM | 16604328.336 | PJ | ON | Electricity Transmission Line |  |  |  | 0.36069 | 5989002.4509
LCP_Inputs_ON_Diverse_Howarth_2023_05_05 | 2046 |  |  | Hydrogen |  | Dispatch-Interconnection | VOM | 0 | PJ | ON | H2 Pipeline - New |  |  |  | 0.36069 | 0
LCP_Inputs_ON_Diverse_Howarth_2023_05_05 | 2046 |  |  | Hydrogen |  | Dispatch-Interconnection | VOM | 0 | PJ | ON | H2 Pipeline - Repurposed |  |  |  | 0.36069 | 0
LCP_Inputs_ON_Diverse_Howarth_2023_05_05 | 2046 |  |  | Methane |  | Dispatch-Intraconnection | VOM | 0 | PJ | PJ | CH4 Pipeline |  |  |  | 0.36069 | 0
LCP_Inputs_ON_Diverse_Howarth_2023_05_05 | 2046 |  |  | Electricity |  | Dispatch-Intraconnection | VOM | 0 | PJ | PJ | Electricity Transmission Line |  |  |  | 0.36069 | 0
LCP_Inputs_ON_Diverse_Howarth_2023_05_05 | 2046 |  |  | Hydrogen |  | Dispatch-Intraconnection | VOM | 0 | PJ | PJ | H2 Pipeline - New |  |  |  | 0.36069 | 0
LCP_Inputs_ON_Diverse_Howarth_2023_05_05 | 2046 |  |  | Hydrogen |  | Dispatch-Intraconnection | VOM | 0 | PJ | PJ | H2 Pipeline - Repurposed |  |  |  | 0.36069 | 0
LCP_Inputs_ON_Diverse_Howarth_2023_05_05 | 2046 |  |  | Electricity |  | Dispatch-Interconnection | VOM | 24706763.2293 | QC | NY | Electricity Transmission Line |  |  |  | 0.36069 | 8911463.4775
LCP_Inputs_ON_Diverse_Howarth_2023_05_05 | 2046 |  |  | Methane |  | Dispatch-Interconnection | VOM | 0 | QC | ON | CH4 Pipeline |  |  |  | 0.36069 | 0
LCP_Inputs_ON_Diverse_Howarth_2023_05_05 | 2046 |  |  | Electricity |  | Dispatch-Interconnection | VOM | 6535015.2244 | QC | ON | Electricity Transmission Line |  |  |  | 0.36069 | 2357109.6285
LCP_Inputs_ON_Diverse_Howarth_2023_05_05 | 2046 |  |  | Hydrogen |  | Dispatch-Interconnection | VOM | 0 | QC | ON | H2 Pipeline - New |  |  |  | 0.36069 | 0
LCP_Inputs_ON_Diverse_Howarth_2023_05_05 | 2046 |  |  | Hydrogen |  | Dispatch-Interconnection | VOM | 0 | QC | ON | H2 Pipeline - Repurposed |  |  |  | 0.36069 | 0
LCP_Inputs_ON_Diverse_Howarth_2023_05_05 | 2046 |  |  | Methane |  | Dispatch-Intraconnection | VOM | 0 | QC | QC | CH4 Pipeline |  |  |  | 0.36069 | 0
LCP_Inputs_ON_Diverse_Howarth_2023_05_05 | 2046 |  |  | Electricity |  | Dispatch-Intraconnection | VOM | 0 | QC | QC | Electricity Transmission Line |  |  |  | 0.36069 | 0
LCP_Inputs_ON_Diverse_Howarth_2023_05_05 | 2046 |  |  | Hydrogen |  | Dispatch-Intraconnection | VOM | 0 | QC | QC | H2 Pipeline - New |  |  |  | 0.36069 | 0
LCP_Inputs_ON_Diverse_Howarth_2023_05_05 | 2046 |  |  | Hydrogen |  | Dispatch-Intraconnection | VOM | 0 | QC | QC | H2 Pipeline - Repurposed |  |  |  | 0.36069 | 0
LCP_Inputs_ON_Diverse_Howarth_2023_05_05 | 2046 |  |  | Electricity |  | Dispatch-Interconnection | VOM | 3354616.5445 | WC | MI | Electricity Transmission Line |  |  |  | 0.36069 | 1209974.0682
LCP_Inputs_ON_Diverse_Howarth_2023_05_05 | 2046 |  |  | Methane |  | Dispatch-Interconnection | VOM | 0 | WC | ON | CH4 Pipeline |  |  |  | 0.36069 | 0
LCP_Inputs_ON_Diverse_Howarth_2023_05_05 | 2046 |  |  | Electricity |  | Dispatch-Interconnection | VOM | 10990933.2751 | WC | ON | Electricity Transmission Line |  |  |  | 0.36069 | 3964311.2923
LCP_Inputs_ON_Diverse_Howarth_2023_05_05 | 2046 |  |  | Hydrogen |  | Dispatch-Interconnection | VOM | 0 | WC | ON | H2 Pipeline - New |  |  |  | 0.36069 | 0
LCP_Inputs_ON_Diverse_Howarth_2023_05_05 | 2046 |  |  | Hydrogen |  | Dispatch-Interconnection | VOM | 0 | WC | ON | H2 Pipeline - Repurposed |  |  |  | 0.36069 | 0
LCP_Inputs_ON_Diverse_Howarth_2023_05_05 | 2046 |  |  | Methane |  | Dispatch-Intraconnection | VOM | 0 | WC | WC | CH4 Pipeline |  |  |  | 0.36069 | 0
LCP_Inputs_ON_Diverse_Howarth_2023_05_05 | 2046 |  |  | Electricity |  | Dispatch-Intraconnection | VOM | 0 | WC | WC | Electricity Transmission Line |  |  |  | 0.36069 | 0
LCP_Inputs_ON_Diverse_Howarth_2023_05_05 | 2046 |  |  | Hydrogen |  | Dispatch-Intraconnection | VOM | 0 | WC | WC | H2 Pipeline - New |  |  |  | 0.36069 | 0
LCP_Inputs_ON_Diverse_Howarth_2023_05_05 | 2046 |  |  | Hydrogen |  | Dispatch-Intraconnection | VOM | 0 | WC | WC | H2 Pipeline - Repurposed |  |  |  | 0.36069 | 0
LCP_Inputs_ON_Diverse_Howarth_2023_05_05 | 2047 |  |  | Methane |  | Dispatch-Intraconnection | VOM | 0 | MI | MI | CH4 Pipeline |  |  |  | 0.34682 | 0
LCP_Inputs_ON_Diverse_Howarth_2023_05_05 | 2047 |  |  | Electricity |  | Dispatch-Intraconnection | VOM | 0 | MI | MI | Electricity Transmission Line |  |  |  | 0.34682 | 0
LCP_Inputs_ON_Diverse_Howarth_2023_05_05 | 2047 |  |  | Hydrogen |  | Dispatch-Intraconnection | VOM | 0 | MI | MI | H2 Pipeline - New |  |  |  | 0.34682 | 0
LCP_Inputs_ON_Diverse_Howarth_2023_05_05 | 2047 |  |  | Hydrogen |  | Dispatch-Intraconnection | VOM | 0 | MI | MI | H2 Pipeline - Repurposed |  |  |  | 0.34682 | 0
LCP_Inputs_ON_Diverse_Howarth_2023_05_05 | 2047 |  |  | Methane |  | Dispatch-Interconnection | VOM | 0 | MI | ON | CH4 Pipeline |  |  |  | 0.34682 | 0
LCP_Inputs_ON_Diverse_Howarth_2023_05_05 | 2047 |  |  | Electricity |  | Dispatch-Interconnection | VOM | 26891875.679 | MI | ON | Electricity Transmission Line |  |  |  | 0.34682 | 9326548.0874
LCP_Inputs_ON_Diverse_Howarth_2023_05_05 | 2047 |  |  | Hydrogen |  | Dispatch-Interconnection | VOM | 0 | MI | ON | H2 Pipeline - New |  |  |  | 0.34682 | 0
LCP_Inputs_ON_Diverse_Howarth_2023_05_05 | 2047 |  |  | Hydrogen |  | Dispatch-Interconnection | VOM | 0 | MI | ON | H2 Pipeline - Repurposed |  |  |  | 0.34682 | 0
LCP_Inputs_ON_Diverse_Howarth_2023_05_05 | 2047 |  |  | Electricity |  | Dispatch-Interconnection | VOM | 3610741.7996 | MI | WC | Electricity Transmission Line |  |  |  | 0.34682 | 1252265.0866
LCP_Inputs_ON_Diverse_Howarth_2023_05_05 | 2047 |  |  | Methane |  | Dispatch-Intraconnection | VOM | 0 | NY | NY | CH4 Pipeline |  |  |  | 0.34682 | 0
LCP_Inputs_ON_Diverse_Howarth_2023_05_05 | 2047 |  |  | Electricity |  | Dispatch-Intraconnection | VOM | 0 | NY | NY | Electricity Transmission Line |  |  |  | 0.34682 | 0
LCP_Inputs_ON_Diverse_Howarth_2023_05_05 | 2047 |  |  | Hydrogen |  | Dispatch-Intraconnection | VOM | 0 | NY | NY | H2 Pipeline - New |  |  |  | 0.34682 | 0
LCP_Inputs_ON_Diverse_Howarth_2023_05_05 | 2047 |  |  | Hydrogen |  | Dispatch-Intraconnection | VOM | 0 | NY | NY | H2 Pipeline - Repurposed |  |  |  | 0.34682 | 0
LCP_Inputs_ON_Diverse_Howarth_2023_05_05 | 2047 |  |  | Methane |  | Dispatch-Interconnection | VOM | 0 | NY | ON | CH4 Pipeline |  |  |  | 0.34682 | 0
LCP_Inputs_ON_Diverse_Howarth_2023_05_05 | 2047 |  |  | Electricity |  | Dispatch-Interconnection | VOM | 12514383.3238 | NY | ON | Electricity Transmission Line |  |  |  | 0.34682 | 4340195.5017
LCP_Inputs_ON_Diverse_Howarth_2023_05_05 | 2047 |  |  | Hydrogen |  | Dispatch-Interconnection | VOM | 0 | NY | ON | H2 Pipeline - New |  |  |  | 0.34682 | 0
LCP_Inputs_ON_Diverse_Howarth_2023_05_05 | 2047 |  |  | Hydrogen |  | Dispatch-Interconnection | VOM | 0 | NY | ON | H2 Pipeline - Repurposed |  |  |  | 0.34682 | 0
LCP_Inputs_ON_Diverse_Howarth_2023_05_05 | 2047 |  |  | Electricity |  | Dispatch-Interconnection | VOM | 25737139.0165 | NY | QC | Electricity Transmission Line |  |  |  | 0.34682 | 8926066.2787
LCP_Inputs_ON_Diverse_Howarth_2023_05_05 | 2047 |  |  | Methane |  | Dispatch-Interconnection | VOM | 0 | ON | MI | CH4 Pipeline |  |  |  | 0.34682 | 0
LCP_Inputs_ON_Diverse_Howarth_2023_05_05 | 2047 |  |  | Electricity |  | Dispatch-Interconnection | VOM | 18993738.8463 | ON | MI | Electricity Transmission Line |  |  |  | 0.34682 | 6587343.3606
LCP_Inputs_ON_Diverse_Howarth_2023_05_05 | 2047 |  |  | Hydrogen |  | Dispatch-Interconnection | VOM | 0 | ON | MI | H2 Pipeline - New |  |  |  | 0.34682 | 0
LCP_Inputs_ON_Diverse_Howarth_2023_05_05 | 2047 |  |  | Hydrogen |  | Dispatch-Interconnection | VOM | 0 | ON | MI | H2 Pipeline - Repurposed |  |  |  | 0.34682 | 0
LCP_Inputs_ON_Diverse_Howarth_2023_05_05 | 2047 |  |  | Methane |  | Dispatch-Interconnection | VOM | 0 | ON | NY | CH4 Pipeline |  |  |  | 0.34682 | 0
LCP_Inputs_ON_Diverse_Howarth_2023_05_05 | 2047 |  |  | Electricity |  | Dispatch-Interconnection | VOM | 15095416.8241 | ON | NY | Electricity Transmission Line |  |  |  | 0.34682 | 5235340.6876
LCP_Inputs_ON_Diverse_Howarth_2023_05_05 | 2047 |  |  | Hydrogen |  | Dispatch-Interconnection | VOM | 0 | ON | NY | H2 Pipeline - New |  |  |  | 0.34682 | 0
LCP_Inputs_ON_Diverse_Howarth_2023_05_05 | 2047 |  |  | Hydrogen |  | Dispatch-Interconnection | VOM | 0 | ON | NY | H2 Pipeline - Repurposed |  |  |  | 0.34682 | 0
LCP_Inputs_ON_Diverse_Howarth_2023_05_05 | 2047 |  |  | Methane |  | Dispatch-Intraconnection | VOM | 520847193.3407 | ON | ON | CH4 Pipeline |  |  |  | 0.34682 | 180638437.1569
LCP_Inputs_ON_Diverse_Howarth_2023_05_05 | 2047 |  |  | Electricity |  | Dispatch-Intraconnection | VOM | 0 | ON | ON | Electricity Transmission Line |  |  |  | 0.34682 | 0
LCP_Inputs_ON_Diverse_Howarth_2023_05_05 | 2047 |  |  | Hydrogen |  | Dispatch-Intraconnection | VOM | 0 | ON | ON | H2 Pipeline - New |  |  |  | 0.34682 | 0
LCP_Inputs_ON_Diverse_Howarth_2023_05_05 | 2047 |  |  | Hydrogen |  | Dispatch-Intraconnection | VOM | 941970860.5585 | ON | ON | H2 Pipeline - Repurposed |  |  |  | 0.34682 | 326691103.0225
LCP_Inputs_ON_Diverse_Howarth_2023_05_05 | 2047 |  |  | Methane |  | Dispatch-Interconnection | VOM | 0 | ON | PJ | CH4 Pipeline |  |  |  | 0.34682 | 0
LCP_Inputs_ON_Diverse_Howarth_2023_05_05 | 2047 |  |  | Electricity |  | Dispatch-Interconnection | VOM | 27047389.0481 | ON | PJ | Electricity Transmission Line |  |  |  | 0.34682 | 9380482.7007
LCP_Inputs_ON_Diverse_Howarth_2023_05_05 | 2047 |  |  | Hydrogen |  | Dispatch-Interconnection | VOM | 0 | ON | PJ | H2 Pipeline - New |  |  |  | 0.34682 | 0
LCP_Inputs_ON_Diverse_Howarth_2023_05_05 | 2047 |  |  | Hydrogen |  | Dispatch-Interconnection | VOM | 0 | ON | PJ | H2 Pipeline - Repurposed |  |  |  | 0.34682 | 0
LCP_Inputs_ON_Diverse_Howarth_2023_05_05 | 2047 |  |  | Methane |  | Dispatch-Interconnection | VOM | 0 | ON | QC | CH4 Pipeline |  |  |  | 0.34682 | 0
LCP_Inputs_ON_Diverse_Howarth_2023_05_05 | 2047 |  |  | Electricity |  | Dispatch-Interconnection | VOM | 4378266.3612 | ON | QC | Electricity Transmission Line |  |  |  | 0.34682 | 1518455.3225
LCP_Inputs_ON_Diverse_Howarth_2023_05_05 | 2047 |  |  | Hydrogen |  | Dispatch-Interconnection | VOM | 0 | ON | QC | H2 Pipeline - New |  |  |  | 0.34682 | 0
LCP_Inputs_ON_Diverse_Howarth_2023_05_05 | 2047 |  |  | Hydrogen |  | Dispatch-Interconnection | VOM | 0 | ON | QC | H2 Pipeline - Repurposed |  |  |  | 0.34682 | 0
LCP_Inputs_ON_Diverse_Howarth_2023_05_05 | 2047 |  |  | Methane |  | Dispatch-Interconnection | VOM | 0 | ON | WC | CH4 Pipeline |  |  |  | 0.34682 | 0
LCP_Inputs_ON_Diverse_Howarth_2023_05_05 | 2047 |  |  | Electricity |  | Dispatch-Interconnection | VOM | 574269.357 | ON | WC | Electricity Transmission Line |  |  |  | 0.34682 | 199166.1287
LCP_Inputs_ON_Diverse_Howarth_2023_05_05 | 2047 |  |  | Hydrogen |  | Dispatch-Interconnection | VOM | 0 | ON | WC | H2 Pipeline - New |  |  |  | 0.34682 | 0
LCP_Inputs_ON_Diverse_Howarth_2023_05_05 | 2047 |  |  | Hydrogen |  | Dispatch-Interconnection | VOM | 0 | ON | WC | H2 Pipeline - Repurposed |  |  |  | 0.34682 | 0
LCP_Inputs_ON_Diverse_Howarth_2023_05_05 | 2047 |  |  | Methane |  | Dispatch-Interconnection | VOM | 0 | PJ | ON | CH4 Pipeline |  |  |  | 0.34682 | 0
LCP_Inputs_ON_Diverse_Howarth_2023_05_05 | 2047 |  |  | Electricity |  | Dispatch-Interconnection | VOM | 16604328.336 | PJ | ON | Electricity Transmission Line |  |  |  | 0.34682 | 5758656.2028
LCP_Inputs_ON_Diverse_Howarth_2023_05_05 | 2047 |  |  | Hydrogen |  | Dispatch-Interconnection | VOM | 0 | PJ | ON | H2 Pipeline - New |  |  |  | 0.34682 | 0
LCP_Inputs_ON_Diverse_Howarth_2023_05_05 | 2047 |  |  | Hydrogen |  | Dispatch-Interconnection | VOM | 0 | PJ | ON | H2 Pipeline - Repurposed |  |  |  | 0.34682 | 0
LCP_Inputs_ON_Diverse_Howarth_2023_05_05 | 2047 |  |  | Methane |  | Dispatch-Intraconnection | VOM | 0 | PJ | PJ | CH4 Pipeline |  |  |  | 0.34682 | 0
LCP_Inputs_ON_Diverse_Howarth_2023_05_05 | 2047 |  |  | Electricity |  | Dispatch-Intraconnection | VOM | 0 | PJ | PJ | Electricity Transmission Line |  |  |  | 0.34682 | 0
LCP_Inputs_ON_Diverse_Howarth_2023_05_05 | 2047 |  |  | Hydrogen |  | Dispatch-Intraconnection | VOM | 0 | PJ | PJ | H2 Pipeline - New |  |  |  | 0.34682 | 0
LCP_Inputs_ON_Diverse_Howarth_2023_05_05 | 2047 |  |  | Hydrogen |  | Dispatch-Intraconnection | VOM | 0 | PJ | PJ | H2 Pipeline - Repurposed |  |  |  | 0.34682 | 0
LCP_Inputs_ON_Diverse_Howarth_2023_05_05 | 2047 |  |  | Electricity |  | Dispatch-Interconnection | VOM | 24706763.2293 | QC | NY | Electricity Transmission Line |  |  |  | 0.34682 | 8568714.8822
LCP_Inputs_ON_Diverse_Howarth_2023_05_05 | 2047 |  |  | Methane |  | Dispatch-Interconnection | VOM | 0 | QC | ON | CH4 Pipeline |  |  |  | 0.34682 | 0
LCP_Inputs_ON_Diverse_Howarth_2023_05_05 | 2047 |  |  | Electricity |  | Dispatch-Interconnection | VOM | 6535015.2244 | QC | ON | Electricity Transmission Line |  |  |  | 0.34682 | 2266451.5659
LCP_Inputs_ON_Diverse_Howarth_2023_05_05 | 2047 |  |  | Hydrogen |  | Dispatch-Interconnection | VOM | 0 | QC | ON | H2 Pipeline - New |  |  |  | 0.34682 | 0
LCP_Inputs_ON_Diverse_Howarth_2023_05_05 | 2047 |  |  | Hydrogen |  | Dispatch-Interconnection | VOM | 0 | QC | ON | H2 Pipeline - Repurposed |  |  |  | 0.34682 | 0
LCP_Inputs_ON_Diverse_Howarth_2023_05_05 | 2047 |  |  | Methane |  | Dispatch-Intraconnection | VOM | 0 | QC | QC | CH4 Pipeline |  |  |  | 0.34682 | 0
LCP_Inputs_ON_Diverse_Howarth_2023_05_05 | 2047 |  |  | Electricity |  | Dispatch-Intraconnection | VOM | 0 | QC | QC | Electricity Transmission Line |  |  |  | 0.34682 | 0
LCP_Inputs_ON_Diverse_Howarth_2023_05_05 | 2047 |  |  | Hydrogen |  | Dispatch-Intraconnection | VOM | 0 | QC | QC | H2 Pipeline - New |  |  |  | 0.34682 | 0
LCP_Inputs_ON_Diverse_Howarth_2023_05_05 | 2047 |  |  | Hydrogen |  | Dispatch-Intraconnection | VOM | 0 | QC | QC | H2 Pipeline - Repurposed |  |  |  | 0.34682 | 0
LCP_Inputs_ON_Diverse_Howarth_2023_05_05 | 2047 |  |  | Electricity |  | Dispatch-Interconnection | VOM | 3354616.5445 | WC | MI | Electricity Transmission Line |  |  |  | 0.34682 | 1163436.6041
LCP_Inputs_ON_Diverse_Howarth_2023_05_05 | 2047 |  |  | Methane |  | Dispatch-Interconnection | VOM | 0 | WC | ON | CH4 Pipeline |  |  |  | 0.34682 | 0
LCP_Inputs_ON_Diverse_Howarth_2023_05_05 | 2047 |  |  | Electricity |  | Dispatch-Interconnection | VOM | 10990933.2751 | WC | ON | Electricity Transmission Line |  |  |  | 0.34682 | 3811837.781
LCP_Inputs_ON_Diverse_Howarth_2023_05_05 | 2047 |  |  | Hydrogen |  | Dispatch-Interconnection | VOM | 0 | WC | ON | H2 Pipeline - New |  |  |  | 0.34682 | 0
LCP_Inputs_ON_Diverse_Howarth_2023_05_05 | 2047 |  |  | Hydrogen |  | Dispatch-Interconnection | VOM | 0 | WC | ON | H2 Pipeline - Repurposed |  |  |  | 0.34682 | 0
LCP_Inputs_ON_Diverse_Howarth_2023_05_05 | 2047 |  |  | Methane |  | Dispatch-Intraconnection | VOM | 0 | WC | WC | CH4 Pipeline |  |  |  | 0.34682 | 0
LCP_Inputs_ON_Diverse_Howarth_2023_05_05 | 2047 |  |  | Electricity |  | Dispatch-Intraconnection | VOM | 0 | WC | WC | Electricity Transmission Line |  |  |  | 0.34682 | 0
LCP_Inputs_ON_Diverse_Howarth_2023_05_05 | 2047 |  |  | Hydrogen |  | Dispatch-Intraconnection | VOM | 0 | WC | WC | H2 Pipeline - New |  |  |  | 0.34682 | 0
LCP_Inputs_ON_Diverse_Howarth_2023_05_05 | 2047 |  |  | Hydrogen |  | Dispatch-Intraconnection | VOM | 0 | WC | WC | H2 Pipeline - Repurposed |  |  |  | 0.34682 | 0
LCP_Inputs_ON_Diverse_Howarth_2023_05_05 | 2048 |  |  | Methane |  | Dispatch-Intraconnection | VOM | 0 | MI | MI | CH4 Pipeline |  |  |  | 0.33348 | 0
LCP_Inputs_ON_Diverse_Howarth_2023_05_05 | 2048 |  |  | Electricity |  | Dispatch-Intraconnection | VOM | 0 | MI | MI | Electricity Transmission Line |  |  |  | 0.33348 | 0
LCP_Inputs_ON_Diverse_Howarth_2023_05_05 | 2048 |  |  | Hydrogen |  | Dispatch-Intraconnection | VOM | 0 | MI | MI | H2 Pipeline - New |  |  |  | 0.33348 | 0
LCP_Inputs_ON_Diverse_Howarth_2023_05_05 | 2048 |  |  | Hydrogen |  | Dispatch-Intraconnection | VOM | 0 | MI | MI | H2 Pipeline - Repurposed |  |  |  | 0.33348 | 0
LCP_Inputs_ON_Diverse_Howarth_2023_05_05 | 2048 |  |  | Methane |  | Dispatch-Interconnection | VOM | 0 | MI | ON | CH4 Pipeline |  |  |  | 0.33348 | 0
LCP_Inputs_ON_Diverse_Howarth_2023_05_05 | 2048 |  |  | Electricity |  | Dispatch-Interconnection | VOM | 26891875.679 | MI | ON | Electricity Transmission Line |  |  |  | 0.33348 | 8967834.6994
LCP_Inputs_ON_Diverse_Howarth_2023_05_05 | 2048 |  |  | Hydrogen |  | Dispatch-Interconnection | VOM | 0 | MI | ON | H2 Pipeline - New |  |  |  | 0.33348 | 0
LCP_Inputs_ON_Diverse_Howarth_2023_05_05 | 2048 |  |  | Hydrogen |  | Dispatch-Interconnection | VOM | 0 | MI | ON | H2 Pipeline - Repurposed |  |  |  | 0.33348 | 0
LCP_Inputs_ON_Diverse_Howarth_2023_05_05 | 2048 |  |  | Electricity |  | Dispatch-Interconnection | VOM | 3610741.7996 | MI | WC | Electricity Transmission Line |  |  |  | 0.33348 | 1204101.0448
LCP_Inputs_ON_Diverse_Howarth_2023_05_05 | 2048 |  |  | Methane |  | Dispatch-Intraconnection | VOM | 0 | NY | NY | CH4 Pipeline |  |  |  | 0.33348 | 0
LCP_Inputs_ON_Diverse_Howarth_2023_05_05 | 2048 |  |  | Electricity |  | Dispatch-Intraconnection | VOM | 0 | NY | NY | Electricity Transmission Line |  |  |  | 0.33348 | 0
LCP_Inputs_ON_Diverse_Howarth_2023_05_05 | 2048 |  |  | Hydrogen |  | Dispatch-Intraconnection | VOM | 0 | NY | NY | H2 Pipeline - New |  |  |  | 0.33348 | 0
LCP_Inputs_ON_Diverse_Howarth_2023_05_05 | 2048 |  |  | Hydrogen |  | Dispatch-Intraconnection | VOM | 0 | NY | NY | H2 Pipeline - Repurposed |  |  |  | 0.33348 | 0
LCP_Inputs_ON_Diverse_Howarth_2023_05_05 | 2048 |  |  | Methane |  | Dispatch-Interconnection | VOM | 0 | NY | ON | CH4 Pipeline |  |  |  | 0.33348 | 0
LCP_Inputs_ON_Diverse_Howarth_2023_05_05 | 2048 |  |  | Electricity |  | Dispatch-Interconnection | VOM | 12514383.3238 | NY | ON | Electricity Transmission Line |  |  |  | 0.33348 | 4173264.9055
LCP_Inputs_ON_Diverse_Howarth_2023_05_05 | 2048 |  |  | Hydrogen |  | Dispatch-Interconnection | VOM | 0 | NY | ON | H2 Pipeline - New |  |  |  | 0.33348 | 0
LCP_Inputs_ON_Diverse_Howarth_2023_05_05 | 2048 |  |  | Hydrogen |  | Dispatch-Interconnection | VOM | 0 | NY | ON | H2 Pipeline - Repurposed |  |  |  | 0.33348 | 0
LCP_Inputs_ON_Diverse_Howarth_2023_05_05 | 2048 |  |  | Electricity |  | Dispatch-Interconnection | VOM | 25737139.0165 | NY | QC | Electricity Transmission Line |  |  |  | 0.33348 | 8582756.0372
LCP_Inputs_ON_Diverse_Howarth_2023_05_05 | 2048 |  |  | Methane |  | Dispatch-Interconnection | VOM | 0 | ON | MI | CH4 Pipeline |  |  |  | 0.33348 | 0
LCP_Inputs_ON_Diverse_Howarth_2023_05_05 | 2048 |  |  | Electricity |  | Dispatch-Interconnection | VOM | 18993738.8463 | ON | MI | Electricity Transmission Line |  |  |  | 0.33348 | 6333984.0006
LCP_Inputs_ON_Diverse_Howarth_2023_05_05 | 2048 |  |  | Hydrogen |  | Dispatch-Interconnection | VOM | 0 | ON | MI | H2 Pipeline - New |  |  |  | 0.33348 | 0
LCP_Inputs_ON_Diverse_Howarth_2023_05_05 | 2048 |  |  | Hydrogen |  | Dispatch-Interconnection | VOM | 0 | ON | MI | H2 Pipeline - Repurposed |  |  |  | 0.33348 | 0
LCP_Inputs_ON_Diverse_Howarth_2023_05_05 | 2048 |  |  | Methane |  | Dispatch-Interconnection | VOM | 0 | ON | NY | CH4 Pipeline |  |  |  | 0.33348 | 0
LCP_Inputs_ON_Diverse_Howarth_2023_05_05 | 2048 |  |  | Electricity |  | Dispatch-Interconnection | VOM | 15095416.8241 | ON | NY | Electricity Transmission Line |  |  |  | 0.33348 | 5033981.4304
LCP_Inputs_ON_Diverse_Howarth_2023_05_05 | 2048 |  |  | Hydrogen |  | Dispatch-Interconnection | VOM | 0 | ON | NY | H2 Pipeline - New |  |  |  | 0.33348 | 0
LCP_Inputs_ON_Diverse_Howarth_2023_05_05 | 2048 |  |  | Hydrogen |  | Dispatch-Interconnection | VOM | 0 | ON | NY | H2 Pipeline - Repurposed |  |  |  | 0.33348 | 0
LCP_Inputs_ON_Diverse_Howarth_2023_05_05 | 2048 |  |  | Methane |  | Dispatch-Intraconnection | VOM | 520847193.3407 | ON | ON | CH4 Pipeline |  |  |  | 0.33348 | 173690804.9586
LCP_Inputs_ON_Diverse_Howarth_2023_05_05 | 2048 |  |  | Electricity |  | Dispatch-Intraconnection | VOM | 0 | ON | ON | Electricity Transmission Line |  |  |  | 0.33348 | 0
LCP_Inputs_ON_Diverse_Howarth_2023_05_05 | 2048 |  |  | Hydrogen |  | Dispatch-Intraconnection | VOM | 0 | ON | ON | H2 Pipeline - New |  |  |  | 0.33348 | 0
LCP_Inputs_ON_Diverse_Howarth_2023_05_05 | 2048 |  |  | Hydrogen |  | Dispatch-Intraconnection | VOM | 941970860.5585 | ON | ON | H2 Pipeline - Repurposed |  |  |  | 0.33348 | 314126060.5985
LCP_Inputs_ON_Diverse_Howarth_2023_05_05 | 2048 |  |  | Methane |  | Dispatch-Interconnection | VOM | 0 | ON | PJ | CH4 Pipeline |  |  |  | 0.33348 | 0
LCP_Inputs_ON_Diverse_Howarth_2023_05_05 | 2048 |  |  | Electricity |  | Dispatch-Interconnection | VOM | 27047389.0481 | ON | PJ | Electricity Transmission Line |  |  |  | 0.33348 | 9019694.9045
LCP_Inputs_ON_Diverse_Howarth_2023_05_05 | 2048 |  |  | Hydrogen |  | Dispatch-Interconnection | VOM | 0 | ON | PJ | H2 Pipeline - New |  |  |  | 0.33348 | 0
LCP_Inputs_ON_Diverse_Howarth_2023_05_05 | 2048 |  |  | Hydrogen |  | Dispatch-Interconnection | VOM | 0 | ON | PJ | H2 Pipeline - Repurposed |  |  |  | 0.33348 | 0
LCP_Inputs_ON_Diverse_Howarth_2023_05_05 | 2048 |  |  | Methane |  | Dispatch-Interconnection | VOM | 0 | ON | QC | CH4 Pipeline |  |  |  | 0.33348 | 0
LCP_Inputs_ON_Diverse_Howarth_2023_05_05 | 2048 |  |  | Electricity |  | Dispatch-Interconnection | VOM | 4378266.3612 | ON | QC | Electricity Transmission Line |  |  |  | 0.33348 | 1460053.1947
LCP_Inputs_ON_Diverse_Howarth_2023_05_05 | 2048 |  |  | Hydrogen |  | Dispatch-Interconnection | VOM | 0 | ON | QC | H2 Pipeline - New |  |  |  | 0.33348 | 0
LCP_Inputs_ON_Diverse_Howarth_2023_05_05 | 2048 |  |  | Hydrogen |  | Dispatch-Interconnection | VOM | 0 | ON | QC | H2 Pipeline - Repurposed |  |  |  | 0.33348 | 0
LCP_Inputs_ON_Diverse_Howarth_2023_05_05 | 2048 |  |  | Methane |  | Dispatch-Interconnection | VOM | 0 | ON | WC | CH4 Pipeline |  |  |  | 0.33348 | 0
LCP_Inputs_ON_Diverse_Howarth_2023_05_05 | 2048 |  |  | Electricity |  | Dispatch-Interconnection | VOM | 574269.357 | ON | WC | Electricity Transmission Line |  |  |  | 0.33348 | 191505.893
LCP_Inputs_ON_Diverse_Howarth_2023_05_05 | 2048 |  |  | Hydrogen |  | Dispatch-Interconnection | VOM | 0 | ON | WC | H2 Pipeline - New |  |  |  | 0.33348 | 0
LCP_Inputs_ON_Diverse_Howarth_2023_05_05 | 2048 |  |  | Hydrogen |  | Dispatch-Interconnection | VOM | 0 | ON | WC | H2 Pipeline - Repurposed |  |  |  | 0.33348 | 0
LCP_Inputs_ON_Diverse_Howarth_2023_05_05 | 2048 |  |  | Methane |  | Dispatch-Interconnection | VOM | 0 | PJ | ON | CH4 Pipeline |  |  |  | 0.33348 | 0
LCP_Inputs_ON_Diverse_Howarth_2023_05_05 | 2048 |  |  | Electricity |  | Dispatch-Interconnection | VOM | 16604328.336 | PJ | ON | Electricity Transmission Line |  |  |  | 0.33348 | 5537169.4258
LCP_Inputs_ON_Diverse_Howarth_2023_05_05 | 2048 |  |  | Hydrogen |  | Dispatch-Interconnection | VOM | 0 | PJ | ON | H2 Pipeline - New |  |  |  | 0.33348 | 0
LCP_Inputs_ON_Diverse_Howarth_2023_05_05 | 2048 |  |  | Hydrogen |  | Dispatch-Interconnection | VOM | 0 | PJ | ON | H2 Pipeline - Repurposed |  |  |  | 0.33348 | 0
LCP_Inputs_ON_Diverse_Howarth_2023_05_05 | 2048 |  |  | Methane |  | Dispatch-Intraconnection | VOM | 0 | PJ | PJ | CH4 Pipeline |  |  |  | 0.33348 | 0
LCP_Inputs_ON_Diverse_Howarth_2023_05_05 | 2048 |  |  | Electricity |  | Dispatch-Intraconnection | VOM | 0 | PJ | PJ | Electricity Transmission Line |  |  |  | 0.33348 | 0
LCP_Inputs_ON_Diverse_Howarth_2023_05_05 | 2048 |  |  | Hydrogen |  | Dispatch-Intraconnection | VOM | 0 | PJ | PJ | H2 Pipeline - New |  |  |  | 0.33348 | 0
LCP_Inputs_ON_Diverse_Howarth_2023_05_05 | 2048 |  |  | Hydrogen |  | Dispatch-Intraconnection | VOM | 0 | PJ | PJ | H2 Pipeline - Repurposed |  |  |  | 0.33348 | 0
LCP_Inputs_ON_Diverse_Howarth_2023_05_05 | 2048 |  |  | Electricity |  | Dispatch-Interconnection | VOM | 24706763.2293 | QC | NY | Electricity Transmission Line |  |  |  | 0.33348 | 8239148.9252
LCP_Inputs_ON_Diverse_Howarth_2023_05_05 | 2048 |  |  | Methane |  | Dispatch-Interconnection | VOM | 0 | QC | ON | CH4 Pipeline |  |  |  | 0.33348 | 0
LCP_Inputs_ON_Diverse_Howarth_2023_05_05 | 2048 |  |  | Electricity |  | Dispatch-Interconnection | VOM | 6535015.2244 | QC | ON | Electricity Transmission Line |  |  |  | 0.33348 | 2179280.3518
LCP_Inputs_ON_Diverse_Howarth_2023_05_05 | 2048 |  |  | Hydrogen |  | Dispatch-Interconnection | VOM | 0 | QC | ON | H2 Pipeline - New |  |  |  | 0.33348 | 0
LCP_Inputs_ON_Diverse_Howarth_2023_05_05 | 2048 |  |  | Hydrogen |  | Dispatch-Interconnection | VOM | 0 | QC | ON | H2 Pipeline - Repurposed |  |  |  | 0.33348 | 0
LCP_Inputs_ON_Diverse_Howarth_2023_05_05 | 2048 |  |  | Methane |  | Dispatch-Intraconnection | VOM | 0 | QC | QC | CH4 Pipeline |  |  |  | 0.33348 | 0
LCP_Inputs_ON_Diverse_Howarth_2023_05_05 | 2048 |  |  | Electricity |  | Dispatch-Intraconnection | VOM | 0 | QC | QC | Electricity Transmission Line |  |  |  | 0.33348 | 0
LCP_Inputs_ON_Diverse_Howarth_2023_05_05 | 2048 |  |  | Hydrogen |  | Dispatch-Intraconnection | VOM | 0 | QC | QC | H2 Pipeline - New |  |  |  | 0.33348 | 0
LCP_Inputs_ON_Diverse_Howarth_2023_05_05 | 2048 |  |  | Hydrogen |  | Dispatch-Intraconnection | VOM | 0 | QC | QC | H2 Pipeline - Repurposed |  |  |  | 0.33348 | 0
LCP_Inputs_ON_Diverse_Howarth_2023_05_05 | 2048 |  |  | Electricity |  | Dispatch-Interconnection | VOM | 3354616.5445 | WC | MI | Electricity Transmission Line |  |  |  | 0.33348 | 1118689.0424
LCP_Inputs_ON_Diverse_Howarth_2023_05_05 | 2048 |  |  | Methane |  | Dispatch-Interconnection | VOM | 0 | WC | ON | CH4 Pipeline |  |  |  | 0.33348 | 0
LCP_Inputs_ON_Diverse_Howarth_2023_05_05 | 2048 |  |  | Electricity |  | Dispatch-Interconnection | VOM | 10990933.2751 | WC | ON | Electricity Transmission Line |  |  |  | 0.33348 | 3665228.6356
LCP_Inputs_ON_Diverse_Howarth_2023_05_05 | 2048 |  |  | Hydrogen |  | Dispatch-Interconnection | VOM | 0 | WC | ON | H2 Pipeline - New |  |  |  | 0.33348 | 0
LCP_Inputs_ON_Diverse_Howarth_2023_05_05 | 2048 |  |  | Hydrogen |  | Dispatch-Interconnection | VOM | 0 | WC | ON | H2 Pipeline - Repurposed |  |  |  | 0.33348 | 0
LCP_Inputs_ON_Diverse_Howarth_2023_05_05 | 2048 |  |  | Methane |  | Dispatch-Intraconnection | VOM | 0 | WC | WC | CH4 Pipeline |  |  |  | 0.33348 | 0
LCP_Inputs_ON_Diverse_Howarth_2023_05_05 | 2048 |  |  | Electricity |  | Dispatch-Intraconnection | VOM | 0 | WC | WC | Electricity Transmission Line |  |  |  | 0.33348 | 0
LCP_Inputs_ON_Diverse_Howarth_2023_05_05 | 2048 |  |  | Hydrogen |  | Dispatch-Intraconnection | VOM | 0 | WC | WC | H2 Pipeline - New |  |  |  | 0.33348 | 0
LCP_Inputs_ON_Diverse_Howarth_2023_05_05 | 2048 |  |  | Hydrogen |  | Dispatch-Intraconnection | VOM | 0 | WC | WC | H2 Pipeline - Repurposed |  |  |  | 0.33348 | 0
LCP_Inputs_ON_Diverse_Howarth_2023_05_05 | 2049 |  |  | Methane |  | Dispatch-Intraconnection | VOM | 0 | MI | MI | CH4 Pipeline |  |  |  | 0.32065 | 0
LCP_Inputs_ON_Diverse_Howarth_2023_05_05 | 2049 |  |  | Electricity |  | Dispatch-Intraconnection | VOM | 0 | MI | MI | Electricity Transmission Line |  |  |  | 0.32065 | 0
LCP_Inputs_ON_Diverse_Howarth_2023_05_05 | 2049 |  |  | Hydrogen |  | Dispatch-Intraconnection | VOM | 0 | MI | MI | H2 Pipeline - New |  |  |  | 0.32065 | 0
LCP_Inputs_ON_Diverse_Howarth_2023_05_05 | 2049 |  |  | Hydrogen |  | Dispatch-Intraconnection | VOM | 0 | MI | MI | H2 Pipeline - Repurposed |  |  |  | 0.32065 | 0
LCP_Inputs_ON_Diverse_Howarth_2023_05_05 | 2049 |  |  | Methane |  | Dispatch-Interconnection | VOM | 0 | MI | ON | CH4 Pipeline |  |  |  | 0.32065 | 0
LCP_Inputs_ON_Diverse_Howarth_2023_05_05 | 2049 |  |  | Electricity |  | Dispatch-Interconnection | VOM | 26891875.679 | MI | ON | Electricity Transmission Line |  |  |  | 0.32065 | 8622917.9802
LCP_Inputs_ON_Diverse_Howarth_2023_05_05 | 2049 |  |  | Hydrogen |  | Dispatch-Interconnection | VOM | 0 | MI | ON | H2 Pipeline - New |  |  |  | 0.32065 | 0
LCP_Inputs_ON_Diverse_Howarth_2023_05_05 | 2049 |  |  | Hydrogen |  | Dispatch-Interconnection | VOM | 0 | MI | ON | H2 Pipeline - Repurposed |  |  |  | 0.32065 | 0
LCP_Inputs_ON_Diverse_Howarth_2023_05_05 | 2049 |  |  | Electricity |  | Dispatch-Interconnection | VOM | 3610741.7996 | MI | WC | Electricity Transmission Line |  |  |  | 0.32065 | 1157789.4661
LCP_Inputs_ON_Diverse_Howarth_2023_05_05 | 2049 |  |  | Methane |  | Dispatch-Intraconnection | VOM | 0 | NY | NY | CH4 Pipeline |  |  |  | 0.32065 | 0
LCP_Inputs_ON_Diverse_Howarth_2023_05_05 | 2049 |  |  | Electricity |  | Dispatch-Intraconnection | VOM | 0 | NY | NY | Electricity Transmission Line |  |  |  | 0.32065 | 0
LCP_Inputs_ON_Diverse_Howarth_2023_05_05 | 2049 |  |  | Hydrogen |  | Dispatch-Intraconnection | VOM | 0 | NY | NY | H2 Pipeline - New |  |  |  | 0.32065 | 0
LCP_Inputs_ON_Diverse_Howarth_2023_05_05 | 2049 |  |  | Hydrogen |  | Dispatch-Intraconnection | VOM | 0 | NY | NY | H2 Pipeline - Repurposed |  |  |  | 0.32065 | 0
LCP_Inputs_ON_Diverse_Howarth_2023_05_05 | 2049 |  |  | Methane |  | Dispatch-Interconnection | VOM | 0 | NY | ON | CH4 Pipeline |  |  |  | 0.32065 | 0
LCP_Inputs_ON_Diverse_Howarth_2023_05_05 | 2049 |  |  | Electricity |  | Dispatch-Interconnection | VOM | 12514383.3238 | NY | ON | Electricity Transmission Line |  |  |  | 0.32065 | 4012754.7168
LCP_Inputs_ON_Diverse_Howarth_2023_05_05 | 2049 |  |  | Hydrogen |  | Dispatch-Interconnection | VOM | 0 | NY | ON | H2 Pipeline - New |  |  |  | 0.32065 | 0
LCP_Inputs_ON_Diverse_Howarth_2023_05_05 | 2049 |  |  | Hydrogen |  | Dispatch-Interconnection | VOM | 0 | NY | ON | H2 Pipeline - Repurposed |  |  |  | 0.32065 | 0
LCP_Inputs_ON_Diverse_Howarth_2023_05_05 | 2049 |  |  | Electricity |  | Dispatch-Interconnection | VOM | 25737139.0165 | NY | QC | Electricity Transmission Line |  |  |  | 0.32065 | 8252650.0358
LCP_Inputs_ON_Diverse_Howarth_2023_05_05 | 2049 |  |  | Methane |  | Dispatch-Interconnection | VOM | 0 | ON | MI | CH4 Pipeline |  |  |  | 0.32065 | 0
LCP_Inputs_ON_Diverse_Howarth_2023_05_05 | 2049 |  |  | Electricity |  | Dispatch-Interconnection | VOM | 18993738.8463 | ON | MI | Electricity Transmission Line |  |  |  | 0.32065 | 6090369.2314
LCP_Inputs_ON_Diverse_Howarth_2023_05_05 | 2049 |  |  | Hydrogen |  | Dispatch-Interconnection | VOM | 0 | ON | MI | H2 Pipeline - New |  |  |  | 0.32065 | 0
LCP_Inputs_ON_Diverse_Howarth_2023_05_05 | 2049 |  |  | Hydrogen |  | Dispatch-Interconnection | VOM | 0 | ON | MI | H2 Pipeline - Repurposed |  |  |  | 0.32065 | 0
LCP_Inputs_ON_Diverse_Howarth_2023_05_05 | 2049 |  |  | Methane |  | Dispatch-Interconnection | VOM | 0 | ON | NY | CH4 Pipeline |  |  |  | 0.32065 | 0
LCP_Inputs_ON_Diverse_Howarth_2023_05_05 | 2049 |  |  | Electricity |  | Dispatch-Interconnection | VOM | 15095416.8241 | ON | NY | Electricity Transmission Line |  |  |  | 0.32065 | 4840366.76
LCP_Inputs_ON_Diverse_Howarth_2023_05_05 | 2049 |  |  | Hydrogen |  | Dispatch-Interconnection | VOM | 0 | ON | NY | H2 Pipeline - New |  |  |  | 0.32065 | 0
LCP_Inputs_ON_Diverse_Howarth_2023_05_05 | 2049 |  |  | Hydrogen |  | Dispatch-Interconnection | VOM | 0 | ON | NY | H2 Pipeline - Repurposed |  |  |  | 0.32065 | 0
LCP_Inputs_ON_Diverse_Howarth_2023_05_05 | 2049 |  |  | Methane |  | Dispatch-Intraconnection | VOM | 520847193.3407 | ON | ON | CH4 Pipeline |  |  |  | 0.32065 | 167010389.3832
LCP_Inputs_ON_Diverse_Howarth_2023_05_05 | 2049 |  |  | Electricity |  | Dispatch-Intraconnection | VOM | 0 | ON | ON | Electricity Transmission Line |  |  |  | 0.32065 | 0
LCP_Inputs_ON_Diverse_Howarth_2023_05_05 | 2049 |  |  | Hydrogen |  | Dispatch-Intraconnection | VOM | 0 | ON | ON | H2 Pipeline - New |  |  |  | 0.32065 | 0
LCP_Inputs_ON_Diverse_Howarth_2023_05_05 | 2049 |  |  | Hydrogen |  | Dispatch-Intraconnection | VOM | 941970860.5585 | ON | ON | H2 Pipeline - Repurposed |  |  |  | 0.32065 | 302044289.0371
LCP_Inputs_ON_Diverse_Howarth_2023_05_05 | 2049 |  |  | Methane |  | Dispatch-Interconnection | VOM | 0 | ON | PJ | CH4 Pipeline |  |  |  | 0.32065 | 0
LCP_Inputs_ON_Diverse_Howarth_2023_05_05 | 2049 |  |  | Electricity |  | Dispatch-Interconnection | VOM | 27047389.0481 | ON | PJ | Electricity Transmission Line |  |  |  | 0.32065 | 8672783.562
LCP_Inputs_ON_Diverse_Howarth_2023_05_05 | 2049 |  |  | Hydrogen |  | Dispatch-Interconnection | VOM | 0 | ON | PJ | H2 Pipeline - New |  |  |  | 0.32065 | 0
LCP_Inputs_ON_Diverse_Howarth_2023_05_05 | 2049 |  |  | Hydrogen |  | Dispatch-Interconnection | VOM | 0 | ON | PJ | H2 Pipeline - Repurposed |  |  |  | 0.32065 | 0
LCP_Inputs_ON_Diverse_Howarth_2023_05_05 | 2049 |  |  | Methane |  | Dispatch-Interconnection | VOM | 0 | ON | QC | CH4 Pipeline |  |  |  | 0.32065 | 0
LCP_Inputs_ON_Diverse_Howarth_2023_05_05 | 2049 |  |  | Electricity |  | Dispatch-Interconnection | VOM | 4378266.3612 | ON | QC | Electricity Transmission Line |  |  |  | 0.32065 | 1403897.3026
LCP_Inputs_ON_Diverse_Howarth_2023_05_05 | 2049 |  |  | Hydrogen |  | Dispatch-Interconnection | VOM | 0 | ON | QC | H2 Pipeline - New |  |  |  | 0.32065 | 0
LCP_Inputs_ON_Diverse_Howarth_2023_05_05 | 2049 |  |  | Hydrogen |  | Dispatch-Interconnection | VOM | 0 | ON | QC | H2 Pipeline - Repurposed |  |  |  | 0.32065 | 0
LCP_Inputs_ON_Diverse_Howarth_2023_05_05 | 2049 |  |  | Methane |  | Dispatch-Interconnection | VOM | 0 | ON | WC | CH4 Pipeline |  |  |  | 0.32065 | 0
LCP_Inputs_ON_Diverse_Howarth_2023_05_05 | 2049 |  |  | Electricity |  | Dispatch-Interconnection | VOM | 574269.357 | ON | WC | Electricity Transmission Line |  |  |  | 0.32065 | 184140.2817
LCP_Inputs_ON_Diverse_Howarth_2023_05_05 | 2049 |  |  | Hydrogen |  | Dispatch-Interconnection | VOM | 0 | ON | WC | H2 Pipeline - New |  |  |  | 0.32065 | 0
LCP_Inputs_ON_Diverse_Howarth_2023_05_05 | 2049 |  |  | Hydrogen |  | Dispatch-Interconnection | VOM | 0 | ON | WC | H2 Pipeline - Repurposed |  |  |  | 0.32065 | 0
LCP_Inputs_ON_Diverse_Howarth_2023_05_05 | 2049 |  |  | Methane |  | Dispatch-Interconnection | VOM | 0 | PJ | ON | CH4 Pipeline |  |  |  | 0.32065 | 0
LCP_Inputs_ON_Diverse_Howarth_2023_05_05 | 2049 |  |  | Electricity |  | Dispatch-Interconnection | VOM | 16604328.336 | PJ | ON | Electricity Transmission Line |  |  |  | 0.32065 | 5324201.3709
LCP_Inputs_ON_Diverse_Howarth_2023_05_05 | 2049 |  |  | Hydrogen |  | Dispatch-Interconnection | VOM | 0 | PJ | ON | H2 Pipeline - New |  |  |  | 0.32065 | 0
LCP_Inputs_ON_Diverse_Howarth_2023_05_05 | 2049 |  |  | Hydrogen |  | Dispatch-Interconnection | VOM | 0 | PJ | ON | H2 Pipeline - Repurposed |  |  |  | 0.32065 | 0
LCP_Inputs_ON_Diverse_Howarth_2023_05_05 | 2049 |  |  | Methane |  | Dispatch-Intraconnection | VOM | 0 | PJ | PJ | CH4 Pipeline |  |  |  | 0.32065 | 0
LCP_Inputs_ON_Diverse_Howarth_2023_05_05 | 2049 |  |  | Electricity |  | Dispatch-Intraconnection | VOM | 0 | PJ | PJ | Electricity Transmission Line |  |  |  | 0.32065 | 0
LCP_Inputs_ON_Diverse_Howarth_2023_05_05 | 2049 |  |  | Hydrogen |  | Dispatch-Intraconnection | VOM | 0 | PJ | PJ | H2 Pipeline - New |  |  |  | 0.32065 | 0
LCP_Inputs_ON_Diverse_Howarth_2023_05_05 | 2049 |  |  | Hydrogen |  | Dispatch-Intraconnection | VOM | 0 | PJ | PJ | H2 Pipeline - Repurposed |  |  |  | 0.32065 | 0
LCP_Inputs_ON_Diverse_Howarth_2023_05_05 | 2049 |  |  | Electricity |  | Dispatch-Interconnection | VOM | 24706763.2293 | QC | NY | Electricity Transmission Line |  |  |  | 0.32065 | 7922258.5819
LCP_Inputs_ON_Diverse_Howarth_2023_05_05 | 2049 |  |  | Methane |  | Dispatch-Interconnection | VOM | 0 | QC | ON | CH4 Pipeline |  |  |  | 0.32065 | 0
LCP_Inputs_ON_Diverse_Howarth_2023_05_05 | 2049 |  |  | Electricity |  | Dispatch-Interconnection | VOM | 6535015.2244 | QC | ON | Electricity Transmission Line |  |  |  | 0.32065 | 2095461.8767
LCP_Inputs_ON_Diverse_Howarth_2023_05_05 | 2049 |  |  | Hydrogen |  | Dispatch-Interconnection | VOM | 0 | QC | ON | H2 Pipeline - New |  |  |  | 0.32065 | 0
LCP_Inputs_ON_Diverse_Howarth_2023_05_05 | 2049 |  |  | Hydrogen |  | Dispatch-Interconnection | VOM | 0 | QC | ON | H2 Pipeline - Repurposed |  |  |  | 0.32065 | 0
LCP_Inputs_ON_Diverse_Howarth_2023_05_05 | 2049 |  |  | Methane |  | Dispatch-Intraconnection | VOM | 0 | QC | QC | CH4 Pipeline |  |  |  | 0.32065 | 0
LCP_Inputs_ON_Diverse_Howarth_2023_05_05 | 2049 |  |  | Electricity |  | Dispatch-Intraconnection | VOM | 0 | QC | QC | Electricity Transmission Line |  |  |  | 0.32065 | 0
LCP_Inputs_ON_Diverse_Howarth_2023_05_05 | 2049 |  |  | Hydrogen |  | Dispatch-Intraconnection | VOM | 0 | QC | QC | H2 Pipeline - New |  |  |  | 0.32065 | 0
LCP_Inputs_ON_Diverse_Howarth_2023_05_05 | 2049 |  |  | Hydrogen |  | Dispatch-Intraconnection | VOM | 0 | QC | QC | H2 Pipeline - Repurposed |  |  |  | 0.32065 | 0
LCP_Inputs_ON_Diverse_Howarth_2023_05_05 | 2049 |  |  | Electricity |  | Dispatch-Interconnection | VOM | 3354616.5445 | WC | MI | Electricity Transmission Line |  |  |  | 0.32065 | 1075662.5408
LCP_Inputs_ON_Diverse_Howarth_2023_05_05 | 2049 |  |  | Methane |  | Dispatch-Interconnection | VOM | 0 | WC | ON | CH4 Pipeline |  |  |  | 0.32065 | 0
LCP_Inputs_ON_Diverse_Howarth_2023_05_05 | 2049 |  |  | Electricity |  | Dispatch-Interconnection | VOM | 10990933.2751 | WC | ON | Electricity Transmission Line |  |  |  | 0.32065 | 3524258.3035
LCP_Inputs_ON_Diverse_Howarth_2023_05_05 | 2049 |  |  | Hydrogen |  | Dispatch-Interconnection | VOM | 0 | WC | ON | H2 Pipeline - New |  |  |  | 0.32065 | 0
LCP_Inputs_ON_Diverse_Howarth_2023_05_05 | 2049 |  |  | Hydrogen |  | Dispatch-Interconnection | VOM | 0 | WC | ON | H2 Pipeline - Repurposed |  |  |  | 0.32065 | 0
LCP_Inputs_ON_Diverse_Howarth_2023_05_05 | 2049 |  |  | Methane |  | Dispatch-Intraconnection | VOM | 0 | WC | WC | CH4 Pipeline |  |  |  | 0.32065 | 0
LCP_Inputs_ON_Diverse_Howarth_2023_05_05 | 2049 |  |  | Electricity |  | Dispatch-Intraconnection | VOM | 0 | WC | WC | Electricity Transmission Line |  |  |  | 0.32065 | 0
LCP_Inputs_ON_Diverse_Howarth_2023_05_05 | 2049 |  |  | Hydrogen |  | Dispatch-Intraconnection | VOM | 0 | WC | WC | H2 Pipeline - New |  |  |  | 0.32065 | 0
LCP_Inputs_ON_Diverse_Howarth_2023_05_05 | 2049 |  |  | Hydrogen |  | Dispatch-Intraconnection | VOM | 0 | WC | WC | H2 Pipeline - Repurposed |  |  |  | 0.32065 | 0
LCP_Inputs_ON_Diverse_Howarth_2023_05_05 | 2050 |  |  | Methane |  | Dispatch-Intraconnection | VOM | 0 | MI | MI | CH4 Pipeline |  |  |  | 0.30832 | 0
LCP_Inputs_ON_Diverse_Howarth_2023_05_05 | 2050 |  |  | Electricity |  | Dispatch-Intraconnection | VOM | 0 | MI | MI | Electricity Transmission Line |  |  |  | 0.30832 | 0
LCP_Inputs_ON_Diverse_Howarth_2023_05_05 | 2050 |  |  | Hydrogen |  | Dispatch-Intraconnection | VOM | 0 | MI | MI | H2 Pipeline - New |  |  |  | 0.30832 | 0
LCP_Inputs_ON_Diverse_Howarth_2023_05_05 | 2050 |  |  | Hydrogen |  | Dispatch-Intraconnection | VOM | 0 | MI | MI | H2 Pipeline - Repurposed |  |  |  | 0.30832 | 0
LCP_Inputs_ON_Diverse_Howarth_2023_05_05 | 2050 |  |  | Methane |  | Dispatch-Interconnection | VOM | 0 | MI | ON | CH4 Pipeline |  |  |  | 0.30832 | 0
LCP_Inputs_ON_Diverse_Howarth_2023_05_05 | 2050 |  |  | Electricity |  | Dispatch-Interconnection | VOM | 28844793.821 | MI | ON | Electricity Transmission Line |  |  |  | 0.30832 | 8893388.4088
LCP_Inputs_ON_Diverse_Howarth_2023_05_05 | 2050 |  |  | Hydrogen |  | Dispatch-Interconnection | VOM | 0 | MI | ON | H2 Pipeline - New |  |  |  | 0.30832 | 0
LCP_Inputs_ON_Diverse_Howarth_2023_05_05 | 2050 |  |  | Hydrogen |  | Dispatch-Interconnection | VOM | 0 | MI | ON | H2 Pipeline - Repurposed |  |  |  | 0.30832 | 0
LCP_Inputs_ON_Diverse_Howarth_2023_05_05 | 2050 |  |  | Electricity |  | Dispatch-Interconnection | VOM | 2663347.4165 | MI | WC | Electricity Transmission Line |  |  |  | 0.30832 | 821159.7278
LCP_Inputs_ON_Diverse_Howarth_2023_05_05 | 2050 |  |  | Methane |  | Dispatch-Intraconnection | VOM | 0 | NY | NY | CH4 Pipeline |  |  |  | 0.30832 | 0
LCP_Inputs_ON_Diverse_Howarth_2023_05_05 | 2050 |  |  | Electricity |  | Dispatch-Intraconnection | VOM | 0 | NY | NY | Electricity Transmission Line |  |  |  | 0.30832 | 0
LCP_Inputs_ON_Diverse_Howarth_2023_05_05 | 2050 |  |  | Hydrogen |  | Dispatch-Intraconnection | VOM | 0 | NY | NY | H2 Pipeline - New |  |  |  | 0.30832 | 0
LCP_Inputs_ON_Diverse_Howarth_2023_05_05 | 2050 |  |  | Hydrogen |  | Dispatch-Intraconnection | VOM | 0 | NY | NY | H2 Pipeline - Repurposed |  |  |  | 0.30832 | 0
LCP_Inputs_ON_Diverse_Howarth_2023_05_05 | 2050 |  |  | Methane |  | Dispatch-Interconnection | VOM | 0 | NY | ON | CH4 Pipeline |  |  |  | 0.30832 | 0
LCP_Inputs_ON_Diverse_Howarth_2023_05_05 | 2050 |  |  | Electricity |  | Dispatch-Interconnection | VOM | 17480553.9021 | NY | ON | Electricity Transmission Line |  |  |  | 0.30832 | 5389581.0945
LCP_Inputs_ON_Diverse_Howarth_2023_05_05 | 2050 |  |  | Hydrogen |  | Dispatch-Interconnection | VOM | 0 | NY | ON | H2 Pipeline - New |  |  |  | 0.30832 | 0
LCP_Inputs_ON_Diverse_Howarth_2023_05_05 | 2050 |  |  | Hydrogen |  | Dispatch-Interconnection | VOM | 0 | NY | ON | H2 Pipeline - Repurposed |  |  |  | 0.30832 | 0
LCP_Inputs_ON_Diverse_Howarth_2023_05_05 | 2050 |  |  | Electricity |  | Dispatch-Interconnection | VOM | 22176000.9239 | NY | QC | Electricity Transmission Line |  |  |  | 0.30832 | 6837275.0658
LCP_Inputs_ON_Diverse_Howarth_2023_05_05 | 2050 |  |  | Methane |  | Dispatch-Interconnection | VOM | 0 | ON | MI | CH4 Pipeline |  |  |  | 0.30832 | 0
LCP_Inputs_ON_Diverse_Howarth_2023_05_05 | 2050 |  |  | Electricity |  | Dispatch-Interconnection | VOM | 17100861.3003 | ON | MI | Electricity Transmission Line |  |  |  | 0.30832 | 5272514.7773
LCP_Inputs_ON_Diverse_Howarth_2023_05_05 | 2050 |  |  | Hydrogen |  | Dispatch-Interconnection | VOM | 0 | ON | MI | H2 Pipeline - New |  |  |  | 0.30832 | 0
LCP_Inputs_ON_Diverse_Howarth_2023_05_05 | 2050 |  |  | Hydrogen |  | Dispatch-Interconnection | VOM | 0 | ON | MI | H2 Pipeline - Repurposed |  |  |  | 0.30832 | 0
LCP_Inputs_ON_Diverse_Howarth_2023_05_05 | 2050 |  |  | Methane |  | Dispatch-Interconnection | VOM | 0 | ON | NY | CH4 Pipeline |  |  |  | 0.30832 | 0
LCP_Inputs_ON_Diverse_Howarth_2023_05_05 | 2050 |  |  | Electricity |  | Dispatch-Interconnection | VOM | 15499220.6155 | ON | NY | Electricity Transmission Line |  |  |  | 0.30832 | 4778699.0548
LCP_Inputs_ON_Diverse_Howarth_2023_05_05 | 2050 |  |  | Hydrogen |  | Dispatch-Interconnection | VOM | 0 | ON | NY | H2 Pipeline - New |  |  |  | 0.30832 | 0
LCP_Inputs_ON_Diverse_Howarth_2023_05_05 | 2050 |  |  | Hydrogen |  | Dispatch-Interconnection | VOM | 0 | ON | NY | H2 Pipeline - Repurposed |  |  |  | 0.30832 | 0
LCP_Inputs_ON_Diverse_Howarth_2023_05_05 | 2050 |  |  | Methane |  | Dispatch-Intraconnection | VOM | 255781646.581 | ON | ON | CH4 Pipeline |  |  |  | 0.30832 | 78862256.5659
LCP_Inputs_ON_Diverse_Howarth_2023_05_05 | 2050 |  |  | Electricity |  | Dispatch-Intraconnection | VOM | 0 | ON | ON | Electricity Transmission Line |  |  |  | 0.30832 | 0
LCP_Inputs_ON_Diverse_Howarth_2023_05_05 | 2050 |  |  | Hydrogen |  | Dispatch-Intraconnection | VOM | 0 | ON | ON | H2 Pipeline - New |  |  |  | 0.30832 | 0
LCP_Inputs_ON_Diverse_Howarth_2023_05_05 | 2050 |  |  | Hydrogen |  | Dispatch-Intraconnection | VOM | 1704303201.4629 | ON | ON | H2 Pipeline - Repurposed |  |  |  | 0.30832 | 525468492.8979
LCP_Inputs_ON_Diverse_Howarth_2023_05_05 | 2050 |  |  | Methane |  | Dispatch-Interconnection | VOM | 0 | ON | PJ | CH4 Pipeline |  |  |  | 0.30832 | 0
LCP_Inputs_ON_Diverse_Howarth_2023_05_05 | 2050 |  |  | Electricity |  | Dispatch-Interconnection | VOM | 34138559.0558 | ON | PJ | Electricity Transmission Line |  |  |  | 0.30832 | 10525555.0546
LCP_Inputs_ON_Diverse_Howarth_2023_05_05 | 2050 |  |  | Hydrogen |  | Dispatch-Interconnection | VOM | 0 | ON | PJ | H2 Pipeline - New |  |  |  | 0.30832 | 0
LCP_Inputs_ON_Diverse_Howarth_2023_05_05 | 2050 |  |  | Hydrogen |  | Dispatch-Interconnection | VOM | 0 | ON | PJ | H2 Pipeline - Repurposed |  |  |  | 0.30832 | 0
LCP_Inputs_ON_Diverse_Howarth_2023_05_05 | 2050 |  |  | Methane |  | Dispatch-Interconnection | VOM | 0 | ON | QC | CH4 Pipeline |  |  |  | 0.30832 | 0
LCP_Inputs_ON_Diverse_Howarth_2023_05_05 | 2050 |  |  | Electricity |  | Dispatch-Interconnection | VOM | 5646242.3965 | ON | QC | Electricity Transmission Line |  |  |  | 0.30832 | 1740841.9347
LCP_Inputs_ON_Diverse_Howarth_2023_05_05 | 2050 |  |  | Hydrogen |  | Dispatch-Interconnection | VOM | 0 | ON | QC | H2 Pipeline - New |  |  |  | 0.30832 | 0
LCP_Inputs_ON_Diverse_Howarth_2023_05_05 | 2050 |  |  | Hydrogen |  | Dispatch-Interconnection | VOM | 0 | ON | QC | H2 Pipeline - Repurposed |  |  |  | 0.30832 | 0
LCP_Inputs_ON_Diverse_Howarth_2023_05_05 | 2050 |  |  | Methane |  | Dispatch-Interconnection | VOM | 0 | ON | WC | CH4 Pipeline |  |  |  | 0.30832 | 0
LCP_Inputs_ON_Diverse_Howarth_2023_05_05 | 2050 |  |  | Electricity |  | Dispatch-Interconnection | VOM | 112603.0513 | ON | WC | Electricity Transmission Line |  |  |  | 0.30832 | 34717.6228
LCP_Inputs_ON_Diverse_Howarth_2023_05_05 | 2050 |  |  | Hydrogen |  | Dispatch-Interconnection | VOM | 0 | ON | WC | H2 Pipeline - New |  |  |  | 0.30832 | 0
LCP_Inputs_ON_Diverse_Howarth_2023_05_05 | 2050 |  |  | Hydrogen |  | Dispatch-Interconnection | VOM | 0 | ON | WC | H2 Pipeline - Repurposed |  |  |  | 0.30832 | 0
LCP_Inputs_ON_Diverse_Howarth_2023_05_05 | 2050 |  |  | Methane |  | Dispatch-Interconnection | VOM | 0 | PJ | ON | CH4 Pipeline |  |  |  | 0.30832 | 0
LCP_Inputs_ON_Diverse_Howarth_2023_05_05 | 2050 |  |  | Electricity |  | Dispatch-Interconnection | VOM | 26496000 | PJ | ON | Electricity Transmission Line |  |  |  | 0.30832 | 8169211.4266
LCP_Inputs_ON_Diverse_Howarth_2023_05_05 | 2050 |  |  | Hydrogen |  | Dispatch-Interconnection | VOM | 0 | PJ | ON | H2 Pipeline - New |  |  |  | 0.30832 | 0
LCP_Inputs_ON_Diverse_Howarth_2023_05_05 | 2050 |  |  | Hydrogen |  | Dispatch-Interconnection | VOM | 0 | PJ | ON | H2 Pipeline - Repurposed |  |  |  | 0.30832 | 0
LCP_Inputs_ON_Diverse_Howarth_2023_05_05 | 2050 |  |  | Methane |  | Dispatch-Intraconnection | VOM | 0 | PJ | PJ | CH4 Pipeline |  |  |  | 0.30832 | 0
LCP_Inputs_ON_Diverse_Howarth_2023_05_05 | 2050 |  |  | Electricity |  | Dispatch-Intraconnection | VOM | 0 | PJ | PJ | Electricity Transmission Line |  |  |  | 0.30832 | 0
LCP_Inputs_ON_Diverse_Howarth_2023_05_05 | 2050 |  |  | Hydrogen |  | Dispatch-Intraconnection | VOM | 0 | PJ | PJ | H2 Pipeline - New |  |  |  | 0.30832 | 0
LCP_Inputs_ON_Diverse_Howarth_2023_05_05 | 2050 |  |  | Hydrogen |  | Dispatch-Intraconnection | VOM | 0 | PJ | PJ | H2 Pipeline - Repurposed |  |  |  | 0.30832 | 0
LCP_Inputs_ON_Diverse_Howarth_2023_05_05 | 2050 |  |  | Electricity |  | Dispatch-Interconnection | VOM | 20134640.2795 | QC | NY | Electricity Transmission Line |  |  |  | 0.30832 | 6207885.4711
LCP_Inputs_ON_Diverse_Howarth_2023_05_05 | 2050 |  |  | Methane |  | Dispatch-Interconnection | VOM | 0 | QC | ON | CH4 Pipeline |  |  |  | 0.30832 | 0
LCP_Inputs_ON_Diverse_Howarth_2023_05_05 | 2050 |  |  | Electricity |  | Dispatch-Interconnection | VOM | 7357789.9466 | QC | ON | Electricity Transmission Line |  |  |  | 0.30832 | 2268543.9956
LCP_Inputs_ON_Diverse_Howarth_2023_05_05 | 2050 |  |  | Hydrogen |  | Dispatch-Interconnection | VOM | 0 | QC | ON | H2 Pipeline - New |  |  |  | 0.30832 | 0
LCP_Inputs_ON_Diverse_Howarth_2023_05_05 | 2050 |  |  | Hydrogen |  | Dispatch-Interconnection | VOM | 0 | QC | ON | H2 Pipeline - Repurposed |  |  |  | 0.30832 | 0
LCP_Inputs_ON_Diverse_Howarth_2023_05_05 | 2050 |  |  | Methane |  | Dispatch-Intraconnection | VOM | 0 | QC | QC | CH4 Pipeline |  |  |  | 0.30832 | 0
LCP_Inputs_ON_Diverse_Howarth_2023_05_05 | 2050 |  |  | Electricity |  | Dispatch-Intraconnection | VOM | 0 | QC | QC | Electricity Transmission Line |  |  |  | 0.30832 | 0
LCP_Inputs_ON_Diverse_Howarth_2023_05_05 | 2050 |  |  | Hydrogen |  | Dispatch-Intraconnection | VOM | 0 | QC | QC | H2 Pipeline - New |  |  |  | 0.30832 | 0
LCP_Inputs_ON_Diverse_Howarth_2023_05_05 | 2050 |  |  | Hydrogen |  | Dispatch-Intraconnection | VOM | 0 | QC | QC | H2 Pipeline - Repurposed |  |  |  | 0.30832 | 0
LCP_Inputs_ON_Diverse_Howarth_2023_05_05 | 2050 |  |  | Electricity |  | Dispatch-Interconnection | VOM | 2886124.3528 | WC | MI | Electricity Transmission Line |  |  |  | 0.30832 | 889846.0161
LCP_Inputs_ON_Diverse_Howarth_2023_05_05 | 2050 |  |  | Methane |  | Dispatch-Interconnection | VOM | 0 | WC | ON | CH4 Pipeline |  |  |  | 0.30832 | 0
LCP_Inputs_ON_Diverse_Howarth_2023_05_05 | 2050 |  |  | Electricity |  | Dispatch-Interconnection | VOM | 9366118.5484 | WC | ON | Electricity Transmission Line |  |  |  | 0.30832 | 2887749.1949
LCP_Inputs_ON_Diverse_Howarth_2023_05_05 | 2050 |  |  | Hydrogen |  | Dispatch-Interconnection | VOM | 0 | WC | ON | H2 Pipeline - New |  |  |  | 0.30832 | 0
LCP_Inputs_ON_Diverse_Howarth_2023_05_05 | 2050 |  |  | Hydrogen |  | Dispatch-Interconnection | VOM | 0 | WC | ON | H2 Pipeline - Repurposed |  |  |  | 0.30832 | 0
LCP_Inputs_ON_Diverse_Howarth_2023_05_05 | 2050 |  |  | Methane |  | Dispatch-Intraconnection | VOM | 0 | WC | WC | CH4 Pipeline |  |  |  | 0.30832 | 0
LCP_Inputs_ON_Diverse_Howarth_2023_05_05 | 2050 |  |  | Electricity |  | Dispatch-Intraconnection | VOM | 0 | WC | WC | Electricity Transmission Line |  |  |  | 0.30832 | 0
LCP_Inputs_ON_Diverse_Howarth_2023_05_05 | 2050 |  |  | Hydrogen |  | Dispatch-Intraconnection | VOM | 0 | WC | WC | H2 Pipeline - New |  |  |  | 0.30832 | 0
LCP_Inputs_ON_Diverse_Howarth_2023_05_05 | 2050 |  |  | Hydrogen |  | Dispatch-Intraconnection | VOM | 0 | WC | WC | H2 Pipeline - Repurposed |  |  |  | 0.30832 | 0
LCP_Inputs_ON_Diverse_Howarth_2023_05_05 | 2020 |  |  | Methane |  | Capacity-Intraconnection | CONE | 0 |  |  | CH4 Pipeline | MI | MI |  | 1 | 0
LCP_Inputs_ON_Diverse_Howarth_2023_05_05 | 2020 |  |  | Methane |  | Capacity-Intraconnection | FOM | 0 |  |  | CH4 Pipeline | MI | MI |  | 1 | 0
LCP_Inputs_ON_Diverse_Howarth_2023_05_05 | 2020 |  |  | Electricity |  | Capacity-Intraconnection | CONE | 0 |  |  | Electricity Transmission Line | MI | MI |  | 1 | 0
LCP_Inputs_ON_Diverse_Howarth_2023_05_05 | 2020 |  |  | Electricity |  | Capacity-Intraconnection | FOM | 0 |  |  | Electricity Transmission Line | MI | MI |  | 1 | 0
LCP_Inputs_ON_Diverse_Howarth_2023_05_05 | 2020 |  |  | Hydrogen |  | Capacity-Intraconnection | CONE | 0 |  |  | H2 Pipeline - New | MI | MI |  | 1 | 0
LCP_Inputs_ON_Diverse_Howarth_2023_05_05 | 2020 |  |  | Hydrogen |  | Capacity-Intraconnection | FOM | 0 |  |  | H2 Pipeline - New | MI | MI |  | 1 | 0
LCP_Inputs_ON_Diverse_Howarth_2023_05_05 | 2020 |  |  | Hydrogen |  | Capacity-Intraconnection | CONE | 0 |  |  | H2 Pipeline - Repurposed | MI | MI |  | 1 | 0
LCP_Inputs_ON_Diverse_Howarth_2023_05_05 | 2020 |  |  | Hydrogen |  | Capacity-Intraconnection | FOM | 0 |  |  | H2 Pipeline - Repurposed | MI | MI |  | 1 | 0
LCP_Inputs_ON_Diverse_Howarth_2023_05_05 | 2020 |  |  | Methane |  | Capacity-Intraconnection | CONE | 0 |  |  | CH4 Pipeline | NY | NY |  | 1 | 0
LCP_Inputs_ON_Diverse_Howarth_2023_05_05 | 2020 |  |  | Methane |  | Capacity-Intraconnection | FOM | 0 |  |  | CH4 Pipeline | NY | NY |  | 1 | 0
LCP_Inputs_ON_Diverse_Howarth_2023_05_05 | 2020 |  |  | Electricity |  | Capacity-Intraconnection | CONE | 0 |  |  | Electricity Transmission Line | NY | NY |  | 1 | 0
LCP_Inputs_ON_Diverse_Howarth_2023_05_05 | 2020 |  |  | Electricity |  | Capacity-Intraconnection | FOM | 0 |  |  | Electricity Transmission Line | NY | NY |  | 1 | 0
LCP_Inputs_ON_Diverse_Howarth_2023_05_05 | 2020 |  |  | Hydrogen |  | Capacity-Intraconnection | CONE | 0 |  |  | H2 Pipeline - New | NY | NY |  | 1 | 0
LCP_Inputs_ON_Diverse_Howarth_2023_05_05 | 2020 |  |  | Hydrogen |  | Capacity-Intraconnection | FOM | 0 |  |  | H2 Pipeline - New | NY | NY |  | 1 | 0
LCP_Inputs_ON_Diverse_Howarth_2023_05_05 | 2020 |  |  | Hydrogen |  | Capacity-Intraconnection | CONE | 0 |  |  | H2 Pipeline - Repurposed | NY | NY |  | 1 | 0
LCP_Inputs_ON_Diverse_Howarth_2023_05_05 | 2020 |  |  | Hydrogen |  | Capacity-Intraconnection | FOM | 0 |  |  | H2 Pipeline - Repurposed | NY | NY |  | 1 | 0
LCP_Inputs_ON_Diverse_Howarth_2023_05_05 | 2020 |  |  | Methane |  | Capacity-Interconnection | CONE | 0 |  |  | CH4 Pipeline | ON | MI |  | 1 | 0
LCP_Inputs_ON_Diverse_Howarth_2023_05_05 | 2020 |  |  | Methane |  | Capacity-Interconnection | FOM | 0 |  |  | CH4 Pipeline | ON | MI |  | 1 | 0
LCP_Inputs_ON_Diverse_Howarth_2023_05_05 | 2020 |  |  | Electricity |  | Capacity-Interconnection | CONE | 0 |  |  | Electricity Transmission Line | ON | MI |  | 1 | 0
LCP_Inputs_ON_Diverse_Howarth_2023_05_05 | 2020 |  |  | Electricity |  | Capacity-Interconnection | FOM | 0 |  |  | Electricity Transmission Line | ON | MI |  | 1 | 0
LCP_Inputs_ON_Diverse_Howarth_2023_05_05 | 2020 |  |  | Hydrogen |  | Capacity-Interconnection | CONE | 0 |  |  | H2 Pipeline - New | ON | MI |  | 1 | 0
LCP_Inputs_ON_Diverse_Howarth_2023_05_05 | 2020 |  |  | Hydrogen |  | Capacity-Interconnection | FOM | 0 |  |  | H2 Pipeline - New | ON | MI |  | 1 | 0
LCP_Inputs_ON_Diverse_Howarth_2023_05_05 | 2020 |  |  | Hydrogen |  | Capacity-Interconnection | CONE | 0 |  |  | H2 Pipeline - Repurposed | ON | MI |  | 1 | 0
LCP_Inputs_ON_Diverse_Howarth_2023_05_05 | 2020 |  |  | Hydrogen |  | Capacity-Interconnection | FOM | 0 |  |  | H2 Pipeline - Repurposed | ON | MI |  | 1 | 0
LCP_Inputs_ON_Diverse_Howarth_2023_05_05 | 2020 |  |  | Methane |  | Capacity-Interconnection | CONE | 0 |  |  | CH4 Pipeline | ON | NY |  | 1 | 0
LCP_Inputs_ON_Diverse_Howarth_2023_05_05 | 2020 |  |  | Methane |  | Capacity-Interconnection | FOM | 0 |  |  | CH4 Pipeline | ON | NY |  | 1 | 0
LCP_Inputs_ON_Diverse_Howarth_2023_05_05 | 2020 |  |  | Electricity |  | Capacity-Interconnection | CONE | 0 |  |  | Electricity Transmission Line | ON | NY |  | 1 | 0
LCP_Inputs_ON_Diverse_Howarth_2023_05_05 | 2020 |  |  | Electricity |  | Capacity-Interconnection | FOM | 0 |  |  | Electricity Transmission Line | ON | NY |  | 1 | 0
LCP_Inputs_ON_Diverse_Howarth_2023_05_05 | 2020 |  |  | Hydrogen |  | Capacity-Interconnection | CONE | 0 |  |  | H2 Pipeline - New | ON | NY |  | 1 | 0
LCP_Inputs_ON_Diverse_Howarth_2023_05_05 | 2020 |  |  | Hydrogen |  | Capacity-Interconnection | FOM | 0 |  |  | H2 Pipeline - New | ON | NY |  | 1 | 0
LCP_Inputs_ON_Diverse_Howarth_2023_05_05 | 2020 |  |  | Hydrogen |  | Capacity-Interconnection | CONE | 0 |  |  | H2 Pipeline - Repurposed | ON | NY |  | 1 | 0
LCP_Inputs_ON_Diverse_Howarth_2023_05_05 | 2020 |  |  | Hydrogen |  | Capacity-Interconnection | FOM | 0 |  |  | H2 Pipeline - Repurposed | ON | NY |  | 1 | 0
LCP_Inputs_ON_Diverse_Howarth_2023_05_05 | 2020 |  |  | Methane |  | Capacity-Intraconnection | CONE | 0 |  |  | CH4 Pipeline | ON | ON |  | 1 | 0
LCP_Inputs_ON_Diverse_Howarth_2023_05_05 | 2020 |  |  | Methane |  | Capacity-Intraconnection | FOM | 0 |  |  | CH4 Pipeline | ON | ON |  | 1 | 0
LCP_Inputs_ON_Diverse_Howarth_2023_05_05 | 2020 |  |  | Electricity |  | Capacity-Intraconnection | CONE | 0 |  |  | Electricity Transmission Line | ON | ON |  | 1 | 0
LCP_Inputs_ON_Diverse_Howarth_2023_05_05 | 2020 |  |  | Electricity |  | Capacity-Intraconnection | FOM | 0 |  |  | Electricity Transmission Line | ON | ON |  | 1 | 0
LCP_Inputs_ON_Diverse_Howarth_2023_05_05 | 2020 |  |  | Hydrogen |  | Capacity-Intraconnection | CONE | 0 |  |  | H2 Pipeline - New | ON | ON |  | 1 | 0
LCP_Inputs_ON_Diverse_Howarth_2023_05_05 | 2020 |  |  | Hydrogen |  | Capacity-Intraconnection | FOM | 0 |  |  | H2 Pipeline - New | ON | ON |  | 1 | 0
LCP_Inputs_ON_Diverse_Howarth_2023_05_05 | 2020 |  |  | Hydrogen |  | Capacity-Intraconnection | CONE | 0 |  |  | H2 Pipeline - Repurposed | ON | ON |  | 1 | 0
LCP_Inputs_ON_Diverse_Howarth_2023_05_05 | 2020 |  |  | Hydrogen |  | Capacity-Intraconnection | FOM | 0 |  |  | H2 Pipeline - Repurposed | ON | ON |  | 1 | 0
LCP_Inputs_ON_Diverse_Howarth_2023_05_05 | 2020 |  |  | Methane |  | Capacity-Interconnection | CONE | 0 |  |  | CH4 Pipeline | ON | PJ |  | 1 | 0
LCP_Inputs_ON_Diverse_Howarth_2023_05_05 | 2020 |  |  | Methane |  | Capacity-Interconnection | FOM | 0 |  |  | CH4 Pipeline | ON | PJ |  | 1 | 0
LCP_Inputs_ON_Diverse_Howarth_2023_05_05 | 2020 |  |  | Electricity |  | Capacity-Interconnection | CONE | 0 |  |  | Electricity Transmission Line | ON | PJ |  | 1 | 0
LCP_Inputs_ON_Diverse_Howarth_2023_05_05 | 2020 |  |  | Electricity |  | Capacity-Interconnection | FOM | 0 |  |  | Electricity Transmission Line | ON | PJ |  | 1 | 0
LCP_Inputs_ON_Diverse_Howarth_2023_05_05 | 2020 |  |  | Hydrogen |  | Capacity-Interconnection | CONE | 0 |  |  | H2 Pipeline - New | ON | PJ |  | 1 | 0
LCP_Inputs_ON_Diverse_Howarth_2023_05_05 | 2020 |  |  | Hydrogen |  | Capacity-Interconnection | FOM | 0 |  |  | H2 Pipeline - New | ON | PJ |  | 1 | 0
LCP_Inputs_ON_Diverse_Howarth_2023_05_05 | 2020 |  |  | Hydrogen |  | Capacity-Interconnection | CONE | 0 |  |  | H2 Pipeline - Repurposed | ON | PJ |  | 1 | 0
LCP_Inputs_ON_Diverse_Howarth_2023_05_05 | 2020 |  |  | Hydrogen |  | Capacity-Interconnection | FOM | 0 |  |  | H2 Pipeline - Repurposed | ON | PJ |  | 1 | 0
LCP_Inputs_ON_Diverse_Howarth_2023_05_05 | 2020 |  |  | Methane |  | Capacity-Interconnection | CONE | 0 |  |  | CH4 Pipeline | ON | QC |  | 1 | 0
LCP_Inputs_ON_Diverse_Howarth_2023_05_05 | 2020 |  |  | Methane |  | Capacity-Interconnection | FOM | 0 |  |  | CH4 Pipeline | ON | QC |  | 1 | 0
LCP_Inputs_ON_Diverse_Howarth_2023_05_05 | 2020 |  |  | Electricity |  | Capacity-Interconnection | CONE | 0 |  |  | Electricity Transmission Line | ON | QC |  | 1 | 0
LCP_Inputs_ON_Diverse_Howarth_2023_05_05 | 2020 |  |  | Electricity |  | Capacity-Interconnection | FOM | 0 |  |  | Electricity Transmission Line | ON | QC |  | 1 | 0
LCP_Inputs_ON_Diverse_Howarth_2023_05_05 | 2020 |  |  | Hydrogen |  | Capacity-Interconnection | CONE | 0 |  |  | H2 Pipeline - New | ON | QC |  | 1 | 0
LCP_Inputs_ON_Diverse_Howarth_2023_05_05 | 2020 |  |  | Hydrogen |  | Capacity-Interconnection | FOM | 0 |  |  | H2 Pipeline - New | ON | QC |  | 1 | 0
LCP_Inputs_ON_Diverse_Howarth_2023_05_05 | 2020 |  |  | Hydrogen |  | Capacity-Interconnection | CONE | 0 |  |  | H2 Pipeline - Repurposed | ON | QC |  | 1 | 0
LCP_Inputs_ON_Diverse_Howarth_2023_05_05 | 2020 |  |  | Hydrogen |  | Capacity-Interconnection | FOM | 0 |  |  | H2 Pipeline - Repurposed | ON | QC |  | 1 | 0
LCP_Inputs_ON_Diverse_Howarth_2023_05_05 | 2020 |  |  | Methane |  | Capacity-Interconnection | CONE | 0 |  |  | CH4 Pipeline | ON | WC |  | 1 | 0
LCP_Inputs_ON_Diverse_Howarth_2023_05_05 | 2020 |  |  | Methane |  | Capacity-Interconnection | FOM | 0 |  |  | CH4 Pipeline | ON | WC |  | 1 | 0
LCP_Inputs_ON_Diverse_Howarth_2023_05_05 | 2020 |  |  | Electricity |  | Capacity-Interconnection | CONE | 0 |  |  | Electricity Transmission Line | ON | WC |  | 1 | 0
LCP_Inputs_ON_Diverse_Howarth_2023_05_05 | 2020 |  |  | Electricity |  | Capacity-Interconnection | FOM | 0 |  |  | Electricity Transmission Line | ON | WC |  | 1 | 0
LCP_Inputs_ON_Diverse_Howarth_2023_05_05 | 2020 |  |  | Hydrogen |  | Capacity-Interconnection | CONE | 0 |  |  | H2 Pipeline - New | ON | WC |  | 1 | 0
LCP_Inputs_ON_Diverse_Howarth_2023_05_05 | 2020 |  |  | Hydrogen |  | Capacity-Interconnection | FOM | 0 |  |  | H2 Pipeline - New | ON | WC |  | 1 | 0
LCP_Inputs_ON_Diverse_Howarth_2023_05_05 | 2020 |  |  | Hydrogen |  | Capacity-Interconnection | CONE | 0 |  |  | H2 Pipeline - Repurposed | ON | WC |  | 1 | 0
LCP_Inputs_ON_Diverse_Howarth_2023_05_05 | 2020 |  |  | Hydrogen |  | Capacity-Interconnection | FOM | 0 |  |  | H2 Pipeline - Repurposed | ON | WC |  | 1 | 0
LCP_Inputs_ON_Diverse_Howarth_2023_05_05 | 2020 |  |  | Methane |  | Capacity-Intraconnection | CONE | 0 |  |  | CH4 Pipeline | PJ | PJ |  | 1 | 0
LCP_Inputs_ON_Diverse_Howarth_2023_05_05 | 2020 |  |  | Methane |  | Capacity-Intraconnection | FOM | 0 |  |  | CH4 Pipeline | PJ | PJ |  | 1 | 0
LCP_Inputs_ON_Diverse_Howarth_2023_05_05 | 2020 |  |  | Electricity |  | Capacity-Intraconnection | CONE | 0 |  |  | Electricity Transmission Line | PJ | PJ |  | 1 | 0
LCP_Inputs_ON_Diverse_Howarth_2023_05_05 | 2020 |  |  | Electricity |  | Capacity-Intraconnection | FOM | 0 |  |  | Electricity Transmission Line | PJ | PJ |  | 1 | 0
LCP_Inputs_ON_Diverse_Howarth_2023_05_05 | 2020 |  |  | Hydrogen |  | Capacity-Intraconnection | CONE | 0 |  |  | H2 Pipeline - New | PJ | PJ |  | 1 | 0
LCP_Inputs_ON_Diverse_Howarth_2023_05_05 | 2020 |  |  | Hydrogen |  | Capacity-Intraconnection | FOM | 0 |  |  | H2 Pipeline - New | PJ | PJ |  | 1 | 0
LCP_Inputs_ON_Diverse_Howarth_2023_05_05 | 2020 |  |  | Hydrogen |  | Capacity-Intraconnection | CONE | 0 |  |  | H2 Pipeline - Repurposed | PJ | PJ |  | 1 | 0
LCP_Inputs_ON_Diverse_Howarth_2023_05_05 | 2020 |  |  | Hydrogen |  | Capacity-Intraconnection | FOM | 0 |  |  | H2 Pipeline - Repurposed | PJ | PJ |  | 1 | 0
LCP_Inputs_ON_Diverse_Howarth_2023_05_05 | 2020 |  |  | Electricity |  | Capacity-Interconnection | CONE | 259502113.8532 |  |  | Electricity Transmission Line | QC | NY |  | 1 | 259502113.8532
LCP_Inputs_ON_Diverse_Howarth_2023_05_05 | 2020 |  |  | Electricity |  | Capacity-Interconnection | FOM | 5859725.1515 |  |  | Electricity Transmission Line | QC | NY |  | 1 | 5859725.1515
LCP_Inputs_ON_Diverse_Howarth_2023_05_05 | 2020 |  |  | Methane |  | Capacity-Intraconnection | CONE | 0 |  |  | CH4 Pipeline | QC | QC |  | 1 | 0
LCP_Inputs_ON_Diverse_Howarth_2023_05_05 | 2020 |  |  | Methane |  | Capacity-Intraconnection | FOM | 0 |  |  | CH4 Pipeline | QC | QC |  | 1 | 0
LCP_Inputs_ON_Diverse_Howarth_2023_05_05 | 2020 |  |  | Electricity |  | Capacity-Intraconnection | CONE | 0 |  |  | Electricity Transmission Line | QC | QC |  | 1 | 0
LCP_Inputs_ON_Diverse_Howarth_2023_05_05 | 2020 |  |  | Electricity |  | Capacity-Intraconnection | FOM | 0 |  |  | Electricity Transmission Line | QC | QC |  | 1 | 0
LCP_Inputs_ON_Diverse_Howarth_2023_05_05 | 2020 |  |  | Hydrogen |  | Capacity-Intraconnection | CONE | 0 |  |  | H2 Pipeline - New | QC | QC |  | 1 | 0
LCP_Inputs_ON_Diverse_Howarth_2023_05_05 | 2020 |  |  | Hydrogen |  | Capacity-Intraconnection | FOM | 0 |  |  | H2 Pipeline - New | QC | QC |  | 1 | 0
LCP_Inputs_ON_Diverse_Howarth_2023_05_05 | 2020 |  |  | Hydrogen |  | Capacity-Intraconnection | CONE | 0 |  |  | H2 Pipeline - Repurposed | QC | QC |  | 1 | 0
LCP_Inputs_ON_Diverse_Howarth_2023_05_05 | 2020 |  |  | Hydrogen |  | Capacity-Intraconnection | FOM | 0 |  |  | H2 Pipeline - Repurposed | QC | QC |  | 1 | 0
LCP_Inputs_ON_Diverse_Howarth_2023_05_05 | 2020 |  |  | Electricity |  | Capacity-Interconnection | CONE | 30247795.3367 |  |  | Electricity Transmission Line | WC | MI |  | 1 | 30247795.3367
LCP_Inputs_ON_Diverse_Howarth_2023_05_05 | 2020 |  |  | Electricity |  | Capacity-Interconnection | FOM | 683014.7334 |  |  | Electricity Transmission Line | WC | MI |  | 1 | 683014.7334
LCP_Inputs_ON_Diverse_Howarth_2023_05_05 | 2020 |  |  | Methane |  | Capacity-Intraconnection | CONE | 0 |  |  | CH4 Pipeline | WC | WC |  | 1 | 0
LCP_Inputs_ON_Diverse_Howarth_2023_05_05 | 2020 |  |  | Methane |  | Capacity-Intraconnection | FOM | 0 |  |  | CH4 Pipeline | WC | WC |  | 1 | 0
LCP_Inputs_ON_Diverse_Howarth_2023_05_05 | 2020 |  |  | Electricity |  | Capacity-Intraconnection | CONE | 0 |  |  | Electricity Transmission Line | WC | WC |  | 1 | 0
LCP_Inputs_ON_Diverse_Howarth_2023_05_05 | 2020 |  |  | Electricity |  | Capacity-Intraconnection | FOM | 0 |  |  | Electricity Transmission Line | WC | WC |  | 1 | 0
LCP_Inputs_ON_Diverse_Howarth_2023_05_05 | 2020 |  |  | Hydrogen |  | Capacity-Intraconnection | CONE | 0 |  |  | H2 Pipeline - New | WC | WC |  | 1 | 0
LCP_Inputs_ON_Diverse_Howarth_2023_05_05 | 2020 |  |  | Hydrogen |  | Capacity-Intraconnection | FOM | 0 |  |  | H2 Pipeline - New | WC | WC |  | 1 | 0
LCP_Inputs_ON_Diverse_Howarth_2023_05_05 | 2020 |  |  | Hydrogen |  | Capacity-Intraconnection | CONE | 0 |  |  | H2 Pipeline - Repurposed | WC | WC |  | 1 | 0
LCP_Inputs_ON_Diverse_Howarth_2023_05_05 | 2020 |  |  | Hydrogen |  | Capacity-Intraconnection | FOM | 0 |  |  | H2 Pipeline - Repurposed | WC | WC |  | 1 | 0
LCP_Inputs_ON_Diverse_Howarth_2023_05_05 | 2021 |  |  | Methane |  | Capacity-Intraconnection | FOM | 0 |  |  | CH4 Pipeline | MI | MI |  | 0.96154 | 0
LCP_Inputs_ON_Diverse_Howarth_2023_05_05 | 2021 |  |  | Electricity |  | Capacity-Intraconnection | FOM | 0 |  |  | Electricity Transmission Line | MI | MI |  | 0.96154 | 0
LCP_Inputs_ON_Diverse_Howarth_2023_05_05 | 2021 |  |  | Hydrogen |  | Capacity-Intraconnection | FOM | 0 |  |  | H2 Pipeline - New | MI | MI |  | 0.96154 | 0
LCP_Inputs_ON_Diverse_Howarth_2023_05_05 | 2021 |  |  | Hydrogen |  | Capacity-Intraconnection | FOM | 0 |  |  | H2 Pipeline - Repurposed | MI | MI |  | 0.96154 | 0
LCP_Inputs_ON_Diverse_Howarth_2023_05_05 | 2021 |  |  | Methane |  | Capacity-Intraconnection | FOM | 0 |  |  | CH4 Pipeline | NY | NY |  | 0.96154 | 0
LCP_Inputs_ON_Diverse_Howarth_2023_05_05 | 2021 |  |  | Electricity |  | Capacity-Intraconnection | FOM | 0 |  |  | Electricity Transmission Line | NY | NY |  | 0.96154 | 0
LCP_Inputs_ON_Diverse_Howarth_2023_05_05 | 2021 |  |  | Hydrogen |  | Capacity-Intraconnection | FOM | 0 |  |  | H2 Pipeline - New | NY | NY |  | 0.96154 | 0
LCP_Inputs_ON_Diverse_Howarth_2023_05_05 | 2021 |  |  | Hydrogen |  | Capacity-Intraconnection | FOM | 0 |  |  | H2 Pipeline - Repurposed | NY | NY |  | 0.96154 | 0
LCP_Inputs_ON_Diverse_Howarth_2023_05_05 | 2021 |  |  | Methane |  | Capacity-Interconnection | FOM | 0 |  |  | CH4 Pipeline | ON | MI |  | 0.96154 | 0
LCP_Inputs_ON_Diverse_Howarth_2023_05_05 | 2021 |  |  | Electricity |  | Capacity-Interconnection | FOM | 0 |  |  | Electricity Transmission Line | ON | MI |  | 0.96154 | 0
LCP_Inputs_ON_Diverse_Howarth_2023_05_05 | 2021 |  |  | Hydrogen |  | Capacity-Interconnection | FOM | 0 |  |  | H2 Pipeline - New | ON | MI |  | 0.96154 | 0
LCP_Inputs_ON_Diverse_Howarth_2023_05_05 | 2021 |  |  | Hydrogen |  | Capacity-Interconnection | FOM | 0 |  |  | H2 Pipeline - Repurposed | ON | MI |  | 0.96154 | 0
LCP_Inputs_ON_Diverse_Howarth_2023_05_05 | 2021 |  |  | Methane |  | Capacity-Interconnection | FOM | 0 |  |  | CH4 Pipeline | ON | NY |  | 0.96154 | 0
LCP_Inputs_ON_Diverse_Howarth_2023_05_05 | 2021 |  |  | Electricity |  | Capacity-Interconnection | FOM | 0 |  |  | Electricity Transmission Line | ON | NY |  | 0.96154 | 0
LCP_Inputs_ON_Diverse_Howarth_2023_05_05 | 2021 |  |  | Hydrogen |  | Capacity-Interconnection | FOM | 0 |  |  | H2 Pipeline - New | ON | NY |  | 0.96154 | 0
LCP_Inputs_ON_Diverse_Howarth_2023_05_05 | 2021 |  |  | Hydrogen |  | Capacity-Interconnection | FOM | 0 |  |  | H2 Pipeline - Repurposed | ON | NY |  | 0.96154 | 0
LCP_Inputs_ON_Diverse_Howarth_2023_05_05 | 2021 |  |  | Methane |  | Capacity-Intraconnection | FOM | 0 |  |  | CH4 Pipeline | ON | ON |  | 0.96154 | 0
LCP_Inputs_ON_Diverse_Howarth_2023_05_05 | 2021 |  |  | Electricity |  | Capacity-Intraconnection | FOM | 0 |  |  | Electricity Transmission Line | ON | ON |  | 0.96154 | 0
LCP_Inputs_ON_Diverse_Howarth_2023_05_05 | 2021 |  |  | Hydrogen |  | Capacity-Intraconnection | FOM | 0 |  |  | H2 Pipeline - New | ON | ON |  | 0.96154 | 0
LCP_Inputs_ON_Diverse_Howarth_2023_05_05 | 2021 |  |  | Hydrogen |  | Capacity-Intraconnection | FOM | 0 |  |  | H2 Pipeline - Repurposed | ON | ON |  | 0.96154 | 0
LCP_Inputs_ON_Diverse_Howarth_2023_05_05 | 2021 |  |  | Methane |  | Capacity-Interconnection | FOM | 0 |  |  | CH4 Pipeline | ON | PJ |  | 0.96154 | 0
LCP_Inputs_ON_Diverse_Howarth_2023_05_05 | 2021 |  |  | Electricity |  | Capacity-Interconnection | FOM | 0 |  |  | Electricity Transmission Line | ON | PJ |  | 0.96154 | 0
LCP_Inputs_ON_Diverse_Howarth_2023_05_05 | 2021 |  |  | Hydrogen |  | Capacity-Interconnection | FOM | 0 |  |  | H2 Pipeline - New | ON | PJ |  | 0.96154 | 0
LCP_Inputs_ON_Diverse_Howarth_2023_05_05 | 2021 |  |  | Hydrogen |  | Capacity-Interconnection | FOM | 0 |  |  | H2 Pipeline - Repurposed | ON | PJ |  | 0.96154 | 0
LCP_Inputs_ON_Diverse_Howarth_2023_05_05 | 2021 |  |  | Methane |  | Capacity-Interconnection | FOM | 0 |  |  | CH4 Pipeline | ON | QC |  | 0.96154 | 0
LCP_Inputs_ON_Diverse_Howarth_2023_05_05 | 2021 |  |  | Electricity |  | Capacity-Interconnection | FOM | 0 |  |  | Electricity Transmission Line | ON | QC |  | 0.96154 | 0
LCP_Inputs_ON_Diverse_Howarth_2023_05_05 | 2021 |  |  | Hydrogen |  | Capacity-Interconnection | FOM | 0 |  |  | H2 Pipeline - New | ON | QC |  | 0.96154 | 0
LCP_Inputs_ON_Diverse_Howarth_2023_05_05 | 2021 |  |  | Hydrogen |  | Capacity-Interconnection | FOM | 0 |  |  | H2 Pipeline - Repurposed | ON | QC |  | 0.96154 | 0
LCP_Inputs_ON_Diverse_Howarth_2023_05_05 | 2021 |  |  | Methane |  | Capacity-Interconnection | FOM | 0 |  |  | CH4 Pipeline | ON | WC |  | 0.96154 | 0
LCP_Inputs_ON_Diverse_Howarth_2023_05_05 | 2021 |  |  | Electricity |  | Capacity-Interconnection | FOM | 0 |  |  | Electricity Transmission Line | ON | WC |  | 0.96154 | 0
LCP_Inputs_ON_Diverse_Howarth_2023_05_05 | 2021 |  |  | Hydrogen |  | Capacity-Interconnection | FOM | 0 |  |  | H2 Pipeline - New | ON | WC |  | 0.96154 | 0
LCP_Inputs_ON_Diverse_Howarth_2023_05_05 | 2021 |  |  | Hydrogen |  | Capacity-Interconnection | FOM | 0 |  |  | H2 Pipeline - Repurposed | ON | WC |  | 0.96154 | 0
LCP_Inputs_ON_Diverse_Howarth_2023_05_05 | 2021 |  |  | Methane |  | Capacity-Intraconnection | FOM | 0 |  |  | CH4 Pipeline | PJ | PJ |  | 0.96154 | 0
LCP_Inputs_ON_Diverse_Howarth_2023_05_05 | 2021 |  |  | Electricity |  | Capacity-Intraconnection | FOM | 0 |  |  | Electricity Transmission Line | PJ | PJ |  | 0.96154 | 0
LCP_Inputs_ON_Diverse_Howarth_2023_05_05 | 2021 |  |  | Hydrogen |  | Capacity-Intraconnection | FOM | 0 |  |  | H2 Pipeline - New | PJ | PJ |  | 0.96154 | 0
LCP_Inputs_ON_Diverse_Howarth_2023_05_05 | 2021 |  |  | Hydrogen |  | Capacity-Intraconnection | FOM | 0 |  |  | H2 Pipeline - Repurposed | PJ | PJ |  | 0.96154 | 0
LCP_Inputs_ON_Diverse_Howarth_2023_05_05 | 2021 |  |  | Electricity |  | Capacity-Interconnection | FOM | 5859725.1515 |  |  | Electricity Transmission Line | QC | NY |  | 0.96154 | 5634351.1072
LCP_Inputs_ON_Diverse_Howarth_2023_05_05 | 2021 |  |  | Methane |  | Capacity-Intraconnection | FOM | 0 |  |  | CH4 Pipeline | QC | QC |  | 0.96154 | 0
LCP_Inputs_ON_Diverse_Howarth_2023_05_05 | 2021 |  |  | Electricity |  | Capacity-Intraconnection | FOM | 0 |  |  | Electricity Transmission Line | QC | QC |  | 0.96154 | 0
LCP_Inputs_ON_Diverse_Howarth_2023_05_05 | 2021 |  |  | Hydrogen |  | Capacity-Intraconnection | FOM | 0 |  |  | H2 Pipeline - New | QC | QC |  | 0.96154 | 0
LCP_Inputs_ON_Diverse_Howarth_2023_05_05 | 2021 |  |  | Hydrogen |  | Capacity-Intraconnection | FOM | 0 |  |  | H2 Pipeline - Repurposed | QC | QC |  | 0.96154 | 0
LCP_Inputs_ON_Diverse_Howarth_2023_05_05 | 2021 |  |  | Electricity |  | Capacity-Interconnection | FOM | 683014.7334 |  |  | Electricity Transmission Line | WC | MI |  | 0.96154 | 656744.936
LCP_Inputs_ON_Diverse_Howarth_2023_05_05 | 2021 |  |  | Methane |  | Capacity-Intraconnection | FOM | 0 |  |  | CH4 Pipeline | WC | WC |  | 0.96154 | 0
LCP_Inputs_ON_Diverse_Howarth_2023_05_05 | 2021 |  |  | Electricity |  | Capacity-Intraconnection | FOM | 0 |  |  | Electricity Transmission Line | WC | WC |  | 0.96154 | 0
LCP_Inputs_ON_Diverse_Howarth_2023_05_05 | 2021 |  |  | Hydrogen |  | Capacity-Intraconnection | FOM | 0 |  |  | H2 Pipeline - New | WC | WC |  | 0.96154 | 0
LCP_Inputs_ON_Diverse_Howarth_2023_05_05 | 2021 |  |  | Hydrogen |  | Capacity-Intraconnection | FOM | 0 |  |  | H2 Pipeline - Repurposed | WC | WC |  | 0.96154 | 0
LCP_Inputs_ON_Diverse_Howarth_2023_05_05 | 2022 |  |  | Methane |  | Capacity-Intraconnection | FOM | 0 |  |  | CH4 Pipeline | MI | MI |  | 0.92456 | 0
LCP_Inputs_ON_Diverse_Howarth_2023_05_05 | 2022 |  |  | Electricity |  | Capacity-Intraconnection | FOM | 0 |  |  | Electricity Transmission Line | MI | MI |  | 0.92456 | 0
LCP_Inputs_ON_Diverse_Howarth_2023_05_05 | 2022 |  |  | Hydrogen |  | Capacity-Intraconnection | FOM | 0 |  |  | H2 Pipeline - New | MI | MI |  | 0.92456 | 0
LCP_Inputs_ON_Diverse_Howarth_2023_05_05 | 2022 |  |  | Hydrogen |  | Capacity-Intraconnection | FOM | 0 |  |  | H2 Pipeline - Repurposed | MI | MI |  | 0.92456 | 0
LCP_Inputs_ON_Diverse_Howarth_2023_05_05 | 2022 |  |  | Methane |  | Capacity-Intraconnection | FOM | 0 |  |  | CH4 Pipeline | NY | NY |  | 0.92456 | 0
LCP_Inputs_ON_Diverse_Howarth_2023_05_05 | 2022 |  |  | Electricity |  | Capacity-Intraconnection | FOM | 0 |  |  | Electricity Transmission Line | NY | NY |  | 0.92456 | 0
LCP_Inputs_ON_Diverse_Howarth_2023_05_05 | 2022 |  |  | Hydrogen |  | Capacity-Intraconnection | FOM | 0 |  |  | H2 Pipeline - New | NY | NY |  | 0.92456 | 0
LCP_Inputs_ON_Diverse_Howarth_2023_05_05 | 2022 |  |  | Hydrogen |  | Capacity-Intraconnection | FOM | 0 |  |  | H2 Pipeline - Repurposed | NY | NY |  | 0.92456 | 0
LCP_Inputs_ON_Diverse_Howarth_2023_05_05 | 2022 |  |  | Methane |  | Capacity-Interconnection | FOM | 0 |  |  | CH4 Pipeline | ON | MI |  | 0.92456 | 0
LCP_Inputs_ON_Diverse_Howarth_2023_05_05 | 2022 |  |  | Electricity |  | Capacity-Interconnection | FOM | 0 |  |  | Electricity Transmission Line | ON | MI |  | 0.92456 | 0
LCP_Inputs_ON_Diverse_Howarth_2023_05_05 | 2022 |  |  | Hydrogen |  | Capacity-Interconnection | FOM | 0 |  |  | H2 Pipeline - New | ON | MI |  | 0.92456 | 0
LCP_Inputs_ON_Diverse_Howarth_2023_05_05 | 2022 |  |  | Hydrogen |  | Capacity-Interconnection | FOM | 0 |  |  | H2 Pipeline - Repurposed | ON | MI |  | 0.92456 | 0
LCP_Inputs_ON_Diverse_Howarth_2023_05_05 | 2022 |  |  | Methane |  | Capacity-Interconnection | FOM | 0 |  |  | CH4 Pipeline | ON | NY |  | 0.92456 | 0
LCP_Inputs_ON_Diverse_Howarth_2023_05_05 | 2022 |  |  | Electricity |  | Capacity-Interconnection | FOM | 0 |  |  | Electricity Transmission Line | ON | NY |  | 0.92456 | 0
LCP_Inputs_ON_Diverse_Howarth_2023_05_05 | 2022 |  |  | Hydrogen |  | Capacity-Interconnection | FOM | 0 |  |  | H2 Pipeline - New | ON | NY |  | 0.92456 | 0
LCP_Inputs_ON_Diverse_Howarth_2023_05_05 | 2022 |  |  | Hydrogen |  | Capacity-Interconnection | FOM | 0 |  |  | H2 Pipeline - Repurposed | ON | NY |  | 0.92456 | 0
LCP_Inputs_ON_Diverse_Howarth_2023_05_05 | 2022 |  |  | Methane |  | Capacity-Intraconnection | FOM | 0 |  |  | CH4 Pipeline | ON | ON |  | 0.92456 | 0
LCP_Inputs_ON_Diverse_Howarth_2023_05_05 | 2022 |  |  | Electricity |  | Capacity-Intraconnection | FOM | 0 |  |  | Electricity Transmission Line | ON | ON |  | 0.92456 | 0
LCP_Inputs_ON_Diverse_Howarth_2023_05_05 | 2022 |  |  | Hydrogen |  | Capacity-Intraconnection | FOM | 0 |  |  | H2 Pipeline - New | ON | ON |  | 0.92456 | 0
LCP_Inputs_ON_Diverse_Howarth_2023_05_05 | 2022 |  |  | Hydrogen |  | Capacity-Intraconnection | FOM | 0 |  |  | H2 Pipeline - Repurposed | ON | ON |  | 0.92456 | 0
LCP_Inputs_ON_Diverse_Howarth_2023_05_05 | 2022 |  |  | Methane |  | Capacity-Interconnection | FOM | 0 |  |  | CH4 Pipeline | ON | PJ |  | 0.92456 | 0
LCP_Inputs_ON_Diverse_Howarth_2023_05_05 | 2022 |  |  | Electricity |  | Capacity-Interconnection | FOM | 0 |  |  | Electricity Transmission Line | ON | PJ |  | 0.92456 | 0
LCP_Inputs_ON_Diverse_Howarth_2023_05_05 | 2022 |  |  | Hydrogen |  | Capacity-Interconnection | FOM | 0 |  |  | H2 Pipeline - New | ON | PJ |  | 0.92456 | 0
LCP_Inputs_ON_Diverse_Howarth_2023_05_05 | 2022 |  |  | Hydrogen |  | Capacity-Interconnection | FOM | 0 |  |  | H2 Pipeline - Repurposed | ON | PJ |  | 0.92456 | 0
LCP_Inputs_ON_Diverse_Howarth_2023_05_05 | 2022 |  |  | Methane |  | Capacity-Interconnection | FOM | 0 |  |  | CH4 Pipeline | ON | QC |  | 0.92456 | 0
LCP_Inputs_ON_Diverse_Howarth_2023_05_05 | 2022 |  |  | Electricity |  | Capacity-Interconnection | FOM | 0 |  |  | Electricity Transmission Line | ON | QC |  | 0.92456 | 0
LCP_Inputs_ON_Diverse_Howarth_2023_05_05 | 2022 |  |  | Hydrogen |  | Capacity-Interconnection | FOM | 0 |  |  | H2 Pipeline - New | ON | QC |  | 0.92456 | 0
LCP_Inputs_ON_Diverse_Howarth_2023_05_05 | 2022 |  |  | Hydrogen |  | Capacity-Interconnection | FOM | 0 |  |  | H2 Pipeline - Repurposed | ON | QC |  | 0.92456 | 0
LCP_Inputs_ON_Diverse_Howarth_2023_05_05 | 2022 |  |  | Methane |  | Capacity-Interconnection | FOM | 0 |  |  | CH4 Pipeline | ON | WC |  | 0.92456 | 0
LCP_Inputs_ON_Diverse_Howarth_2023_05_05 | 2022 |  |  | Electricity |  | Capacity-Interconnection | FOM | 0 |  |  | Electricity Transmission Line | ON | WC |  | 0.92456 | 0
LCP_Inputs_ON_Diverse_Howarth_2023_05_05 | 2022 |  |  | Hydrogen |  | Capacity-Interconnection | FOM | 0 |  |  | H2 Pipeline - New | ON | WC |  | 0.92456 | 0
LCP_Inputs_ON_Diverse_Howarth_2023_05_05 | 2022 |  |  | Hydrogen |  | Capacity-Interconnection | FOM | 0 |  |  | H2 Pipeline - Repurposed | ON | WC |  | 0.92456 | 0
LCP_Inputs_ON_Diverse_Howarth_2023_05_05 | 2022 |  |  | Methane |  | Capacity-Intraconnection | FOM | 0 |  |  | CH4 Pipeline | PJ | PJ |  | 0.92456 | 0
LCP_Inputs_ON_Diverse_Howarth_2023_05_05 | 2022 |  |  | Electricity |  | Capacity-Intraconnection | FOM | 0 |  |  | Electricity Transmission Line | PJ | PJ |  | 0.92456 | 0
LCP_Inputs_ON_Diverse_Howarth_2023_05_05 | 2022 |  |  | Hydrogen |  | Capacity-Intraconnection | FOM | 0 |  |  | H2 Pipeline - New | PJ | PJ |  | 0.92456 | 0
LCP_Inputs_ON_Diverse_Howarth_2023_05_05 | 2022 |  |  | Hydrogen |  | Capacity-Intraconnection | FOM | 0 |  |  | H2 Pipeline - Repurposed | PJ | PJ |  | 0.92456 | 0
LCP_Inputs_ON_Diverse_Howarth_2023_05_05 | 2022 |  |  | Electricity |  | Capacity-Interconnection | FOM | 5859725.1515 |  |  | Electricity Transmission Line | QC | NY |  | 0.92456 | 5417645.2954
LCP_Inputs_ON_Diverse_Howarth_2023_05_05 | 2022 |  |  | Methane |  | Capacity-Intraconnection | FOM | 0 |  |  | CH4 Pipeline | QC | QC |  | 0.92456 | 0
LCP_Inputs_ON_Diverse_Howarth_2023_05_05 | 2022 |  |  | Electricity |  | Capacity-Intraconnection | FOM | 0 |  |  | Electricity Transmission Line | QC | QC |  | 0.92456 | 0
LCP_Inputs_ON_Diverse_Howarth_2023_05_05 | 2022 |  |  | Hydrogen |  | Capacity-Intraconnection | FOM | 0 |  |  | H2 Pipeline - New | QC | QC |  | 0.92456 | 0
LCP_Inputs_ON_Diverse_Howarth_2023_05_05 | 2022 |  |  | Hydrogen |  | Capacity-Intraconnection | FOM | 0 |  |  | H2 Pipeline - Repurposed | QC | QC |  | 0.92456 | 0
LCP_Inputs_ON_Diverse_Howarth_2023_05_05 | 2022 |  |  | Electricity |  | Capacity-Interconnection | FOM | 683014.7334 |  |  | Electricity Transmission Line | WC | MI |  | 0.92456 | 631485.5154
LCP_Inputs_ON_Diverse_Howarth_2023_05_05 | 2022 |  |  | Methane |  | Capacity-Intraconnection | FOM | 0 |  |  | CH4 Pipeline | WC | WC |  | 0.92456 | 0
LCP_Inputs_ON_Diverse_Howarth_2023_05_05 | 2022 |  |  | Electricity |  | Capacity-Intraconnection | FOM | 0 |  |  | Electricity Transmission Line | WC | WC |  | 0.92456 | 0
LCP_Inputs_ON_Diverse_Howarth_2023_05_05 | 2022 |  |  | Hydrogen |  | Capacity-Intraconnection | FOM | 0 |  |  | H2 Pipeline - New | WC | WC |  | 0.92456 | 0
LCP_Inputs_ON_Diverse_Howarth_2023_05_05 | 2022 |  |  | Hydrogen |  | Capacity-Intraconnection | FOM | 0 |  |  | H2 Pipeline - Repurposed | WC | WC |  | 0.92456 | 0
LCP_Inputs_ON_Diverse_Howarth_2023_05_05 | 2023 |  |  | Methane |  | Capacity-Intraconnection | FOM | 0 |  |  | CH4 Pipeline | MI | MI |  | 0.889 | 0
LCP_Inputs_ON_Diverse_Howarth_2023_05_05 | 2023 |  |  | Electricity |  | Capacity-Intraconnection | FOM | 0 |  |  | Electricity Transmission Line | MI | MI |  | 0.889 | 0
LCP_Inputs_ON_Diverse_Howarth_2023_05_05 | 2023 |  |  | Hydrogen |  | Capacity-Intraconnection | FOM | 0 |  |  | H2 Pipeline - New | MI | MI |  | 0.889 | 0
LCP_Inputs_ON_Diverse_Howarth_2023_05_05 | 2023 |  |  | Hydrogen |  | Capacity-Intraconnection | FOM | 0 |  |  | H2 Pipeline - Repurposed | MI | MI |  | 0.889 | 0
LCP_Inputs_ON_Diverse_Howarth_2023_05_05 | 2023 |  |  | Methane |  | Capacity-Intraconnection | FOM | 0 |  |  | CH4 Pipeline | NY | NY |  | 0.889 | 0
LCP_Inputs_ON_Diverse_Howarth_2023_05_05 | 2023 |  |  | Electricity |  | Capacity-Intraconnection | FOM | 0 |  |  | Electricity Transmission Line | NY | NY |  | 0.889 | 0
LCP_Inputs_ON_Diverse_Howarth_2023_05_05 | 2023 |  |  | Hydrogen |  | Capacity-Intraconnection | FOM | 0 |  |  | H2 Pipeline - New | NY | NY |  | 0.889 | 0
LCP_Inputs_ON_Diverse_Howarth_2023_05_05 | 2023 |  |  | Hydrogen |  | Capacity-Intraconnection | FOM | 0 |  |  | H2 Pipeline - Repurposed | NY | NY |  | 0.889 | 0
LCP_Inputs_ON_Diverse_Howarth_2023_05_05 | 2023 |  |  | Methane |  | Capacity-Interconnection | FOM | 0 |  |  | CH4 Pipeline | ON | MI |  | 0.889 | 0
LCP_Inputs_ON_Diverse_Howarth_2023_05_05 | 2023 |  |  | Electricity |  | Capacity-Interconnection | FOM | 0 |  |  | Electricity Transmission Line | ON | MI |  | 0.889 | 0
LCP_Inputs_ON_Diverse_Howarth_2023_05_05 | 2023 |  |  | Hydrogen |  | Capacity-Interconnection | FOM | 0 |  |  | H2 Pipeline - New | ON | MI |  | 0.889 | 0
LCP_Inputs_ON_Diverse_Howarth_2023_05_05 | 2023 |  |  | Hydrogen |  | Capacity-Interconnection | FOM | 0 |  |  | H2 Pipeline - Repurposed | ON | MI |  | 0.889 | 0
LCP_Inputs_ON_Diverse_Howarth_2023_05_05 | 2023 |  |  | Methane |  | Capacity-Interconnection | FOM | 0 |  |  | CH4 Pipeline | ON | NY |  | 0.889 | 0
LCP_Inputs_ON_Diverse_Howarth_2023_05_05 | 2023 |  |  | Electricity |  | Capacity-Interconnection | FOM | 0 |  |  | Electricity Transmission Line | ON | NY |  | 0.889 | 0
LCP_Inputs_ON_Diverse_Howarth_2023_05_05 | 2023 |  |  | Hydrogen |  | Capacity-Interconnection | FOM | 0 |  |  | H2 Pipeline - New | ON | NY |  | 0.889 | 0
LCP_Inputs_ON_Diverse_Howarth_2023_05_05 | 2023 |  |  | Hydrogen |  | Capacity-Interconnection | FOM | 0 |  |  | H2 Pipeline - Repurposed | ON | NY |  | 0.889 | 0
LCP_Inputs_ON_Diverse_Howarth_2023_05_05 | 2023 |  |  | Methane |  | Capacity-Intraconnection | FOM | 0 |  |  | CH4 Pipeline | ON | ON |  | 0.889 | 0
LCP_Inputs_ON_Diverse_Howarth_2023_05_05 | 2023 |  |  | Electricity |  | Capacity-Intraconnection | FOM | 0 |  |  | Electricity Transmission Line | ON | ON |  | 0.889 | 0
LCP_Inputs_ON_Diverse_Howarth_2023_05_05 | 2023 |  |  | Hydrogen |  | Capacity-Intraconnection | FOM | 0 |  |  | H2 Pipeline - New | ON | ON |  | 0.889 | 0
LCP_Inputs_ON_Diverse_Howarth_2023_05_05 | 2023 |  |  | Hydrogen |  | Capacity-Intraconnection | FOM | 0 |  |  | H2 Pipeline - Repurposed | ON | ON |  | 0.889 | 0
LCP_Inputs_ON_Diverse_Howarth_2023_05_05 | 2023 |  |  | Methane |  | Capacity-Interconnection | FOM | 0 |  |  | CH4 Pipeline | ON | PJ |  | 0.889 | 0
LCP_Inputs_ON_Diverse_Howarth_2023_05_05 | 2023 |  |  | Electricity |  | Capacity-Interconnection | FOM | 0 |  |  | Electricity Transmission Line | ON | PJ |  | 0.889 | 0
LCP_Inputs_ON_Diverse_Howarth_2023_05_05 | 2023 |  |  | Hydrogen |  | Capacity-Interconnection | FOM | 0 |  |  | H2 Pipeline - New | ON | PJ |  | 0.889 | 0
LCP_Inputs_ON_Diverse_Howarth_2023_05_05 | 2023 |  |  | Hydrogen |  | Capacity-Interconnection | FOM | 0 |  |  | H2 Pipeline - Repurposed | ON | PJ |  | 0.889 | 0
LCP_Inputs_ON_Diverse_Howarth_2023_05_05 | 2023 |  |  | Methane |  | Capacity-Interconnection | FOM | 0 |  |  | CH4 Pipeline | ON | QC |  | 0.889 | 0
LCP_Inputs_ON_Diverse_Howarth_2023_05_05 | 2023 |  |  | Electricity |  | Capacity-Interconnection | FOM | 0 |  |  | Electricity Transmission Line | ON | QC |  | 0.889 | 0
LCP_Inputs_ON_Diverse_Howarth_2023_05_05 | 2023 |  |  | Hydrogen |  | Capacity-Interconnection | FOM | 0 |  |  | H2 Pipeline - New | ON | QC |  | 0.889 | 0
LCP_Inputs_ON_Diverse_Howarth_2023_05_05 | 2023 |  |  | Hydrogen |  | Capacity-Interconnection | FOM | 0 |  |  | H2 Pipeline - Repurposed | ON | QC |  | 0.889 | 0
LCP_Inputs_ON_Diverse_Howarth_2023_05_05 | 2023 |  |  | Methane |  | Capacity-Interconnection | FOM | 0 |  |  | CH4 Pipeline | ON | WC |  | 0.889 | 0
LCP_Inputs_ON_Diverse_Howarth_2023_05_05 | 2023 |  |  | Electricity |  | Capacity-Interconnection | FOM | 0 |  |  | Electricity Transmission Line | ON | WC |  | 0.889 | 0
LCP_Inputs_ON_Diverse_Howarth_2023_05_05 | 2023 |  |  | Hydrogen |  | Capacity-Interconnection | FOM | 0 |  |  | H2 Pipeline - New | ON | WC |  | 0.889 | 0
LCP_Inputs_ON_Diverse_Howarth_2023_05_05 | 2023 |  |  | Hydrogen |  | Capacity-Interconnection | FOM | 0 |  |  | H2 Pipeline - Repurposed | ON | WC |  | 0.889 | 0
LCP_Inputs_ON_Diverse_Howarth_2023_05_05 | 2023 |  |  | Methane |  | Capacity-Intraconnection | FOM | 0 |  |  | CH4 Pipeline | PJ | PJ |  | 0.889 | 0
LCP_Inputs_ON_Diverse_Howarth_2023_05_05 | 2023 |  |  | Electricity |  | Capacity-Intraconnection | FOM | 0 |  |  | Electricity Transmission Line | PJ | PJ |  | 0.889 | 0
LCP_Inputs_ON_Diverse_Howarth_2023_05_05 | 2023 |  |  | Hydrogen |  | Capacity-Intraconnection | FOM | 0 |  |  | H2 Pipeline - New | PJ | PJ |  | 0.889 | 0
LCP_Inputs_ON_Diverse_Howarth_2023_05_05 | 2023 |  |  | Hydrogen |  | Capacity-Intraconnection | FOM | 0 |  |  | H2 Pipeline - Repurposed | PJ | PJ |  | 0.889 | 0
LCP_Inputs_ON_Diverse_Howarth_2023_05_05 | 2023 |  |  | Electricity |  | Capacity-Interconnection | FOM | 5859725.1515 |  |  | Electricity Transmission Line | QC | NY |  | 0.889 | 5209274.3225
LCP_Inputs_ON_Diverse_Howarth_2023_05_05 | 2023 |  |  | Methane |  | Capacity-Intraconnection | FOM | 0 |  |  | CH4 Pipeline | QC | QC |  | 0.889 | 0
LCP_Inputs_ON_Diverse_Howarth_2023_05_05 | 2023 |  |  | Electricity |  | Capacity-Intraconnection | FOM | 0 |  |  | Electricity Transmission Line | QC | QC |  | 0.889 | 0
LCP_Inputs_ON_Diverse_Howarth_2023_05_05 | 2023 |  |  | Hydrogen |  | Capacity-Intraconnection | FOM | 0 |  |  | H2 Pipeline - New | QC | QC |  | 0.889 | 0
LCP_Inputs_ON_Diverse_Howarth_2023_05_05 | 2023 |  |  | Hydrogen |  | Capacity-Intraconnection | FOM | 0 |  |  | H2 Pipeline - Repurposed | QC | QC |  | 0.889 | 0
LCP_Inputs_ON_Diverse_Howarth_2023_05_05 | 2023 |  |  | Electricity |  | Capacity-Interconnection | FOM | 683014.7334 |  |  | Electricity Transmission Line | WC | MI |  | 0.889 | 607197.6109
LCP_Inputs_ON_Diverse_Howarth_2023_05_05 | 2023 |  |  | Methane |  | Capacity-Intraconnection | FOM | 0 |  |  | CH4 Pipeline | WC | WC |  | 0.889 | 0
LCP_Inputs_ON_Diverse_Howarth_2023_05_05 | 2023 |  |  | Electricity |  | Capacity-Intraconnection | FOM | 0 |  |  | Electricity Transmission Line | WC | WC |  | 0.889 | 0
LCP_Inputs_ON_Diverse_Howarth_2023_05_05 | 2023 |  |  | Hydrogen |  | Capacity-Intraconnection | FOM | 0 |  |  | H2 Pipeline - New | WC | WC |  | 0.889 | 0
LCP_Inputs_ON_Diverse_Howarth_2023_05_05 | 2023 |  |  | Hydrogen |  | Capacity-Intraconnection | FOM | 0 |  |  | H2 Pipeline - Repurposed | WC | WC |  | 0.889 | 0
LCP_Inputs_ON_Diverse_Howarth_2023_05_05 | 2024 |  |  | Methane |  | Capacity-Intraconnection | FOM | 0 |  |  | CH4 Pipeline | MI | MI |  | 0.8548 | 0
LCP_Inputs_ON_Diverse_Howarth_2023_05_05 | 2024 |  |  | Electricity |  | Capacity-Intraconnection | FOM | 0 |  |  | Electricity Transmission Line | MI | MI |  | 0.8548 | 0
LCP_Inputs_ON_Diverse_Howarth_2023_05_05 | 2024 |  |  | Hydrogen |  | Capacity-Intraconnection | FOM | 0 |  |  | H2 Pipeline - New | MI | MI |  | 0.8548 | 0
LCP_Inputs_ON_Diverse_Howarth_2023_05_05 | 2024 |  |  | Hydrogen |  | Capacity-Intraconnection | FOM | 0 |  |  | H2 Pipeline - Repurposed | MI | MI |  | 0.8548 | 0
LCP_Inputs_ON_Diverse_Howarth_2023_05_05 | 2024 |  |  | Methane |  | Capacity-Intraconnection | FOM | 0 |  |  | CH4 Pipeline | NY | NY |  | 0.8548 | 0
LCP_Inputs_ON_Diverse_Howarth_2023_05_05 | 2024 |  |  | Electricity |  | Capacity-Intraconnection | FOM | 0 |  |  | Electricity Transmission Line | NY | NY |  | 0.8548 | 0
LCP_Inputs_ON_Diverse_Howarth_2023_05_05 | 2024 |  |  | Hydrogen |  | Capacity-Intraconnection | FOM | 0 |  |  | H2 Pipeline - New | NY | NY |  | 0.8548 | 0
LCP_Inputs_ON_Diverse_Howarth_2023_05_05 | 2024 |  |  | Hydrogen |  | Capacity-Intraconnection | FOM | 0 |  |  | H2 Pipeline - Repurposed | NY | NY |  | 0.8548 | 0
LCP_Inputs_ON_Diverse_Howarth_2023_05_05 | 2024 |  |  | Methane |  | Capacity-Interconnection | FOM | 0 |  |  | CH4 Pipeline | ON | MI |  | 0.8548 | 0
LCP_Inputs_ON_Diverse_Howarth_2023_05_05 | 2024 |  |  | Electricity |  | Capacity-Interconnection | FOM | 0 |  |  | Electricity Transmission Line | ON | MI |  | 0.8548 | 0
LCP_Inputs_ON_Diverse_Howarth_2023_05_05 | 2024 |  |  | Hydrogen |  | Capacity-Interconnection | FOM | 0 |  |  | H2 Pipeline - New | ON | MI |  | 0.8548 | 0
LCP_Inputs_ON_Diverse_Howarth_2023_05_05 | 2024 |  |  | Hydrogen |  | Capacity-Interconnection | FOM | 0 |  |  | H2 Pipeline - Repurposed | ON | MI |  | 0.8548 | 0
LCP_Inputs_ON_Diverse_Howarth_2023_05_05 | 2024 |  |  | Methane |  | Capacity-Interconnection | FOM | 0 |  |  | CH4 Pipeline | ON | NY |  | 0.8548 | 0
LCP_Inputs_ON_Diverse_Howarth_2023_05_05 | 2024 |  |  | Electricity |  | Capacity-Interconnection | FOM | 0 |  |  | Electricity Transmission Line | ON | NY |  | 0.8548 | 0
LCP_Inputs_ON_Diverse_Howarth_2023_05_05 | 2024 |  |  | Hydrogen |  | Capacity-Interconnection | FOM | 0 |  |  | H2 Pipeline - New | ON | NY |  | 0.8548 | 0
LCP_Inputs_ON_Diverse_Howarth_2023_05_05 | 2024 |  |  | Hydrogen |  | Capacity-Interconnection | FOM | 0 |  |  | H2 Pipeline - Repurposed | ON | NY |  | 0.8548 | 0
LCP_Inputs_ON_Diverse_Howarth_2023_05_05 | 2024 |  |  | Methane |  | Capacity-Intraconnection | FOM | 0 |  |  | CH4 Pipeline | ON | ON |  | 0.8548 | 0
LCP_Inputs_ON_Diverse_Howarth_2023_05_05 | 2024 |  |  | Electricity |  | Capacity-Intraconnection | FOM | 0 |  |  | Electricity Transmission Line | ON | ON |  | 0.8548 | 0
LCP_Inputs_ON_Diverse_Howarth_2023_05_05 | 2024 |  |  | Hydrogen |  | Capacity-Intraconnection | FOM | 0 |  |  | H2 Pipeline - New | ON | ON |  | 0.8548 | 0
LCP_Inputs_ON_Diverse_Howarth_2023_05_05 | 2024 |  |  | Hydrogen |  | Capacity-Intraconnection | FOM | 0 |  |  | H2 Pipeline - Repurposed | ON | ON |  | 0.8548 | 0
LCP_Inputs_ON_Diverse_Howarth_2023_05_05 | 2024 |  |  | Methane |  | Capacity-Interconnection | FOM | 0 |  |  | CH4 Pipeline | ON | PJ |  | 0.8548 | 0
LCP_Inputs_ON_Diverse_Howarth_2023_05_05 | 2024 |  |  | Electricity |  | Capacity-Interconnection | FOM | 0 |  |  | Electricity Transmission Line | ON | PJ |  | 0.8548 | 0
LCP_Inputs_ON_Diverse_Howarth_2023_05_05 | 2024 |  |  | Hydrogen |  | Capacity-Interconnection | FOM | 0 |  |  | H2 Pipeline - New | ON | PJ |  | 0.8548 | 0
LCP_Inputs_ON_Diverse_Howarth_2023_05_05 | 2024 |  |  | Hydrogen |  | Capacity-Interconnection | FOM | 0 |  |  | H2 Pipeline - Repurposed | ON | PJ |  | 0.8548 | 0
LCP_Inputs_ON_Diverse_Howarth_2023_05_05 | 2024 |  |  | Methane |  | Capacity-Interconnection | FOM | 0 |  |  | CH4 Pipeline | ON | QC |  | 0.8548 | 0
LCP_Inputs_ON_Diverse_Howarth_2023_05_05 | 2024 |  |  | Electricity |  | Capacity-Interconnection | FOM | 0 |  |  | Electricity Transmission Line | ON | QC |  | 0.8548 | 0
LCP_Inputs_ON_Diverse_Howarth_2023_05_05 | 2024 |  |  | Hydrogen |  | Capacity-Interconnection | FOM | 0 |  |  | H2 Pipeline - New | ON | QC |  | 0.8548 | 0
LCP_Inputs_ON_Diverse_Howarth_2023_05_05 | 2024 |  |  | Hydrogen |  | Capacity-Interconnection | FOM | 0 |  |  | H2 Pipeline - Repurposed | ON | QC |  | 0.8548 | 0
LCP_Inputs_ON_Diverse_Howarth_2023_05_05 | 2024 |  |  | Methane |  | Capacity-Interconnection | FOM | 0 |  |  | CH4 Pipeline | ON | WC |  | 0.8548 | 0
LCP_Inputs_ON_Diverse_Howarth_2023_05_05 | 2024 |  |  | Electricity |  | Capacity-Interconnection | FOM | 0 |  |  | Electricity Transmission Line | ON | WC |  | 0.8548 | 0
LCP_Inputs_ON_Diverse_Howarth_2023_05_05 | 2024 |  |  | Hydrogen |  | Capacity-Interconnection | FOM | 0 |  |  | H2 Pipeline - New | ON | WC |  | 0.8548 | 0
LCP_Inputs_ON_Diverse_Howarth_2023_05_05 | 2024 |  |  | Hydrogen |  | Capacity-Interconnection | FOM | 0 |  |  | H2 Pipeline - Repurposed | ON | WC |  | 0.8548 | 0
LCP_Inputs_ON_Diverse_Howarth_2023_05_05 | 2024 |  |  | Methane |  | Capacity-Intraconnection | FOM | 0 |  |  | CH4 Pipeline | PJ | PJ |  | 0.8548 | 0
LCP_Inputs_ON_Diverse_Howarth_2023_05_05 | 2024 |  |  | Electricity |  | Capacity-Intraconnection | FOM | 0 |  |  | Electricity Transmission Line | PJ | PJ |  | 0.8548 | 0
LCP_Inputs_ON_Diverse_Howarth_2023_05_05 | 2024 |  |  | Hydrogen |  | Capacity-Intraconnection | FOM | 0 |  |  | H2 Pipeline - New | PJ | PJ |  | 0.8548 | 0
LCP_Inputs_ON_Diverse_Howarth_2023_05_05 | 2024 |  |  | Hydrogen |  | Capacity-Intraconnection | FOM | 0 |  |  | H2 Pipeline - Repurposed | PJ | PJ |  | 0.8548 | 0
LCP_Inputs_ON_Diverse_Howarth_2023_05_05 | 2024 |  |  | Electricity |  | Capacity-Interconnection | FOM | 5859725.1515 |  |  | Electricity Transmission Line | QC | NY |  | 0.8548 | 5008917.6178
LCP_Inputs_ON_Diverse_Howarth_2023_05_05 | 2024 |  |  | Methane |  | Capacity-Intraconnection | FOM | 0 |  |  | CH4 Pipeline | QC | QC |  | 0.8548 | 0
LCP_Inputs_ON_Diverse_Howarth_2023_05_05 | 2024 |  |  | Electricity |  | Capacity-Intraconnection | FOM | 0 |  |  | Electricity Transmission Line | QC | QC |  | 0.8548 | 0
LCP_Inputs_ON_Diverse_Howarth_2023_05_05 | 2024 |  |  | Hydrogen |  | Capacity-Intraconnection | FOM | 0 |  |  | H2 Pipeline - New | QC | QC |  | 0.8548 | 0
LCP_Inputs_ON_Diverse_Howarth_2023_05_05 | 2024 |  |  | Hydrogen |  | Capacity-Intraconnection | FOM | 0 |  |  | H2 Pipeline - Repurposed | QC | QC |  | 0.8548 | 0
LCP_Inputs_ON_Diverse_Howarth_2023_05_05 | 2024 |  |  | Electricity |  | Capacity-Interconnection | FOM | 683014.7334 |  |  | Electricity Transmission Line | WC | MI |  | 0.8548 | 583843.8567
LCP_Inputs_ON_Diverse_Howarth_2023_05_05 | 2024 |  |  | Methane |  | Capacity-Intraconnection | FOM | 0 |  |  | CH4 Pipeline | WC | WC |  | 0.8548 | 0
LCP_Inputs_ON_Diverse_Howarth_2023_05_05 | 2024 |  |  | Electricity |  | Capacity-Intraconnection | FOM | 0 |  |  | Electricity Transmission Line | WC | WC |  | 0.8548 | 0
LCP_Inputs_ON_Diverse_Howarth_2023_05_05 | 2024 |  |  | Hydrogen |  | Capacity-Intraconnection | FOM | 0 |  |  | H2 Pipeline - New | WC | WC |  | 0.8548 | 0
LCP_Inputs_ON_Diverse_Howarth_2023_05_05 | 2024 |  |  | Hydrogen |  | Capacity-Intraconnection | FOM | 0 |  |  | H2 Pipeline - Repurposed | WC | WC |  | 0.8548 | 0
LCP_Inputs_ON_Diverse_Howarth_2023_05_05 | 2025 |  |  | Methane |  | Capacity-Intraconnection | FOM | 0 |  |  | CH4 Pipeline | MI | MI |  | 0.82193 | 0
LCP_Inputs_ON_Diverse_Howarth_2023_05_05 | 2025 |  |  | Electricity |  | Capacity-Intraconnection | FOM | 0 |  |  | Electricity Transmission Line | MI | MI |  | 0.82193 | 0
LCP_Inputs_ON_Diverse_Howarth_2023_05_05 | 2025 |  |  | Hydrogen |  | Capacity-Intraconnection | FOM | 0 |  |  | H2 Pipeline - New | MI | MI |  | 0.82193 | 0
LCP_Inputs_ON_Diverse_Howarth_2023_05_05 | 2025 |  |  | Hydrogen |  | Capacity-Intraconnection | FOM | 0 |  |  | H2 Pipeline - Repurposed | MI | MI |  | 0.82193 | 0
LCP_Inputs_ON_Diverse_Howarth_2023_05_05 | 2025 |  |  | Methane |  | Capacity-Intraconnection | FOM | 0 |  |  | CH4 Pipeline | NY | NY |  | 0.82193 | 0
LCP_Inputs_ON_Diverse_Howarth_2023_05_05 | 2025 |  |  | Electricity |  | Capacity-Intraconnection | FOM | 0 |  |  | Electricity Transmission Line | NY | NY |  | 0.82193 | 0
LCP_Inputs_ON_Diverse_Howarth_2023_05_05 | 2025 |  |  | Hydrogen |  | Capacity-Intraconnection | FOM | 0 |  |  | H2 Pipeline - New | NY | NY |  | 0.82193 | 0
LCP_Inputs_ON_Diverse_Howarth_2023_05_05 | 2025 |  |  | Hydrogen |  | Capacity-Intraconnection | FOM | 0 |  |  | H2 Pipeline - Repurposed | NY | NY |  | 0.82193 | 0
LCP_Inputs_ON_Diverse_Howarth_2023_05_05 | 2025 |  |  | Methane |  | Capacity-Interconnection | FOM | 0 |  |  | CH4 Pipeline | ON | MI |  | 0.82193 | 0
LCP_Inputs_ON_Diverse_Howarth_2023_05_05 | 2025 |  |  | Electricity |  | Capacity-Interconnection | FOM | 0 |  |  | Electricity Transmission Line | ON | MI |  | 0.82193 | 0
LCP_Inputs_ON_Diverse_Howarth_2023_05_05 | 2025 |  |  | Hydrogen |  | Capacity-Interconnection | FOM | 0 |  |  | H2 Pipeline - New | ON | MI |  | 0.82193 | 0
LCP_Inputs_ON_Diverse_Howarth_2023_05_05 | 2025 |  |  | Hydrogen |  | Capacity-Interconnection | FOM | 0 |  |  | H2 Pipeline - Repurposed | ON | MI |  | 0.82193 | 0
LCP_Inputs_ON_Diverse_Howarth_2023_05_05 | 2025 |  |  | Methane |  | Capacity-Interconnection | FOM | 0 |  |  | CH4 Pipeline | ON | NY |  | 0.82193 | 0
LCP_Inputs_ON_Diverse_Howarth_2023_05_05 | 2025 |  |  | Electricity |  | Capacity-Interconnection | FOM | 0 |  |  | Electricity Transmission Line | ON | NY |  | 0.82193 | 0
LCP_Inputs_ON_Diverse_Howarth_2023_05_05 | 2025 |  |  | Hydrogen |  | Capacity-Interconnection | FOM | 0 |  |  | H2 Pipeline - New | ON | NY |  | 0.82193 | 0
LCP_Inputs_ON_Diverse_Howarth_2023_05_05 | 2025 |  |  | Hydrogen |  | Capacity-Interconnection | FOM | 0 |  |  | H2 Pipeline - Repurposed | ON | NY |  | 0.82193 | 0
LCP_Inputs_ON_Diverse_Howarth_2023_05_05 | 2025 |  |  | Methane |  | Capacity-Intraconnection | FOM | 0 |  |  | CH4 Pipeline | ON | ON |  | 0.82193 | 0
LCP_Inputs_ON_Diverse_Howarth_2023_05_05 | 2025 |  |  | Electricity |  | Capacity-Intraconnection | FOM | 0 |  |  | Electricity Transmission Line | ON | ON |  | 0.82193 | 0
LCP_Inputs_ON_Diverse_Howarth_2023_05_05 | 2025 |  |  | Hydrogen |  | Capacity-Intraconnection | FOM | 0 |  |  | H2 Pipeline - New | ON | ON |  | 0.82193 | 0
LCP_Inputs_ON_Diverse_Howarth_2023_05_05 | 2025 |  |  | Hydrogen |  | Capacity-Intraconnection | FOM | 0 |  |  | H2 Pipeline - Repurposed | ON | ON |  | 0.82193 | 0
LCP_Inputs_ON_Diverse_Howarth_2023_05_05 | 2025 |  |  | Methane |  | Capacity-Interconnection | FOM | 0 |  |  | CH4 Pipeline | ON | PJ |  | 0.82193 | 0
LCP_Inputs_ON_Diverse_Howarth_2023_05_05 | 2025 |  |  | Electricity |  | Capacity-Interconnection | FOM | 0 |  |  | Electricity Transmission Line | ON | PJ |  | 0.82193 | 0
LCP_Inputs_ON_Diverse_Howarth_2023_05_05 | 2025 |  |  | Hydrogen |  | Capacity-Interconnection | FOM | 0 |  |  | H2 Pipeline - New | ON | PJ |  | 0.82193 | 0
LCP_Inputs_ON_Diverse_Howarth_2023_05_05 | 2025 |  |  | Hydrogen |  | Capacity-Interconnection | FOM | 0 |  |  | H2 Pipeline - Repurposed | ON | PJ |  | 0.82193 | 0
LCP_Inputs_ON_Diverse_Howarth_2023_05_05 | 2025 |  |  | Methane |  | Capacity-Interconnection | FOM | 0 |  |  | CH4 Pipeline | ON | QC |  | 0.82193 | 0
LCP_Inputs_ON_Diverse_Howarth_2023_05_05 | 2025 |  |  | Electricity |  | Capacity-Interconnection | FOM | 0 |  |  | Electricity Transmission Line | ON | QC |  | 0.82193 | 0
LCP_Inputs_ON_Diverse_Howarth_2023_05_05 | 2025 |  |  | Hydrogen |  | Capacity-Interconnection | FOM | 0 |  |  | H2 Pipeline - New | ON | QC |  | 0.82193 | 0
LCP_Inputs_ON_Diverse_Howarth_2023_05_05 | 2025 |  |  | Hydrogen |  | Capacity-Interconnection | FOM | 0 |  |  | H2 Pipeline - Repurposed | ON | QC |  | 0.82193 | 0
LCP_Inputs_ON_Diverse_Howarth_2023_05_05 | 2025 |  |  | Methane |  | Capacity-Interconnection | FOM | 0 |  |  | CH4 Pipeline | ON | WC |  | 0.82193 | 0
LCP_Inputs_ON_Diverse_Howarth_2023_05_05 | 2025 |  |  | Electricity |  | Capacity-Interconnection | FOM | 0 |  |  | Electricity Transmission Line | ON | WC |  | 0.82193 | 0
LCP_Inputs_ON_Diverse_Howarth_2023_05_05 | 2025 |  |  | Hydrogen |  | Capacity-Interconnection | FOM | 0 |  |  | H2 Pipeline - New | ON | WC |  | 0.82193 | 0
LCP_Inputs_ON_Diverse_Howarth_2023_05_05 | 2025 |  |  | Hydrogen |  | Capacity-Interconnection | FOM | 0 |  |  | H2 Pipeline - Repurposed | ON | WC |  | 0.82193 | 0
LCP_Inputs_ON_Diverse_Howarth_2023_05_05 | 2025 |  |  | Methane |  | Capacity-Intraconnection | FOM | 0 |  |  | CH4 Pipeline | PJ | PJ |  | 0.82193 | 0
LCP_Inputs_ON_Diverse_Howarth_2023_05_05 | 2025 |  |  | Electricity |  | Capacity-Intraconnection | FOM | 0 |  |  | Electricity Transmission Line | PJ | PJ |  | 0.82193 | 0
LCP_Inputs_ON_Diverse_Howarth_2023_05_05 | 2025 |  |  | Hydrogen |  | Capacity-Intraconnection | FOM | 0 |  |  | H2 Pipeline - New | PJ | PJ |  | 0.82193 | 0
LCP_Inputs_ON_Diverse_Howarth_2023_05_05 | 2025 |  |  | Hydrogen |  | Capacity-Intraconnection | FOM | 0 |  |  | H2 Pipeline - Repurposed | PJ | PJ |  | 0.82193 | 0
LCP_Inputs_ON_Diverse_Howarth_2023_05_05 | 2025 |  |  | Electricity |  | Capacity-Interconnection | FOM | 5859725.1515 |  |  | Electricity Transmission Line | QC | NY |  | 0.82193 | 4816266.9402
LCP_Inputs_ON_Diverse_Howarth_2023_05_05 | 2025 |  |  | Methane |  | Capacity-Intraconnection | FOM | 0 |  |  | CH4 Pipeline | QC | QC |  | 0.82193 | 0
LCP_Inputs_ON_Diverse_Howarth_2023_05_05 | 2025 |  |  | Electricity |  | Capacity-Intraconnection | FOM | 0 |  |  | Electricity Transmission Line | QC | QC |  | 0.82193 | 0
LCP_Inputs_ON_Diverse_Howarth_2023_05_05 | 2025 |  |  | Hydrogen |  | Capacity-Intraconnection | FOM | 0 |  |  | H2 Pipeline - New | QC | QC |  | 0.82193 | 0
LCP_Inputs_ON_Diverse_Howarth_2023_05_05 | 2025 |  |  | Hydrogen |  | Capacity-Intraconnection | FOM | 0 |  |  | H2 Pipeline - Repurposed | QC | QC |  | 0.82193 | 0
LCP_Inputs_ON_Diverse_Howarth_2023_05_05 | 2025 |  |  | Electricity |  | Capacity-Interconnection | FOM | 683014.7334 |  |  | Electricity Transmission Line | WC | MI |  | 0.82193 | 561388.3237
LCP_Inputs_ON_Diverse_Howarth_2023_05_05 | 2025 |  |  | Methane |  | Capacity-Intraconnection | FOM | 0 |  |  | CH4 Pipeline | WC | WC |  | 0.82193 | 0
LCP_Inputs_ON_Diverse_Howarth_2023_05_05 | 2025 |  |  | Electricity |  | Capacity-Intraconnection | FOM | 0 |  |  | Electricity Transmission Line | WC | WC |  | 0.82193 | 0
LCP_Inputs_ON_Diverse_Howarth_2023_05_05 | 2025 |  |  | Hydrogen |  | Capacity-Intraconnection | FOM | 0 |  |  | H2 Pipeline - New | WC | WC |  | 0.82193 | 0
LCP_Inputs_ON_Diverse_Howarth_2023_05_05 | 2025 |  |  | Hydrogen |  | Capacity-Intraconnection | FOM | 0 |  |  | H2 Pipeline - Repurposed | WC | WC |  | 0.82193 | 0
LCP_Inputs_ON_Diverse_Howarth_2023_05_05 | 2026 |  |  | Methane |  | Capacity-Intraconnection | FOM | 0 |  |  | CH4 Pipeline | MI | MI |  | 0.79031 | 0
LCP_Inputs_ON_Diverse_Howarth_2023_05_05 | 2026 |  |  | Electricity |  | Capacity-Intraconnection | FOM | 0 |  |  | Electricity Transmission Line | MI | MI |  | 0.79031 | 0
LCP_Inputs_ON_Diverse_Howarth_2023_05_05 | 2026 |  |  | Hydrogen |  | Capacity-Intraconnection | FOM | 0 |  |  | H2 Pipeline - New | MI | MI |  | 0.79031 | 0
LCP_Inputs_ON_Diverse_Howarth_2023_05_05 | 2026 |  |  | Hydrogen |  | Capacity-Intraconnection | FOM | 0 |  |  | H2 Pipeline - Repurposed | MI | MI |  | 0.79031 | 0
LCP_Inputs_ON_Diverse_Howarth_2023_05_05 | 2026 |  |  | Methane |  | Capacity-Intraconnection | FOM | 0 |  |  | CH4 Pipeline | NY | NY |  | 0.79031 | 0
LCP_Inputs_ON_Diverse_Howarth_2023_05_05 | 2026 |  |  | Electricity |  | Capacity-Intraconnection | FOM | 0 |  |  | Electricity Transmission Line | NY | NY |  | 0.79031 | 0
LCP_Inputs_ON_Diverse_Howarth_2023_05_05 | 2026 |  |  | Hydrogen |  | Capacity-Intraconnection | FOM | 0 |  |  | H2 Pipeline - New | NY | NY |  | 0.79031 | 0
LCP_Inputs_ON_Diverse_Howarth_2023_05_05 | 2026 |  |  | Hydrogen |  | Capacity-Intraconnection | FOM | 0 |  |  | H2 Pipeline - Repurposed | NY | NY |  | 0.79031 | 0
LCP_Inputs_ON_Diverse_Howarth_2023_05_05 | 2026 |  |  | Methane |  | Capacity-Interconnection | FOM | 0 |  |  | CH4 Pipeline | ON | MI |  | 0.79031 | 0
LCP_Inputs_ON_Diverse_Howarth_2023_05_05 | 2026 |  |  | Electricity |  | Capacity-Interconnection | FOM | 0 |  |  | Electricity Transmission Line | ON | MI |  | 0.79031 | 0
LCP_Inputs_ON_Diverse_Howarth_2023_05_05 | 2026 |  |  | Hydrogen |  | Capacity-Interconnection | FOM | 0 |  |  | H2 Pipeline - New | ON | MI |  | 0.79031 | 0
LCP_Inputs_ON_Diverse_Howarth_2023_05_05 | 2026 |  |  | Hydrogen |  | Capacity-Interconnection | FOM | 0 |  |  | H2 Pipeline - Repurposed | ON | MI |  | 0.79031 | 0
LCP_Inputs_ON_Diverse_Howarth_2023_05_05 | 2026 |  |  | Methane |  | Capacity-Interconnection | FOM | 0 |  |  | CH4 Pipeline | ON | NY |  | 0.79031 | 0
LCP_Inputs_ON_Diverse_Howarth_2023_05_05 | 2026 |  |  | Electricity |  | Capacity-Interconnection | FOM | 0 |  |  | Electricity Transmission Line | ON | NY |  | 0.79031 | 0
LCP_Inputs_ON_Diverse_Howarth_2023_05_05 | 2026 |  |  | Hydrogen |  | Capacity-Interconnection | FOM | 0 |  |  | H2 Pipeline - New | ON | NY |  | 0.79031 | 0
LCP_Inputs_ON_Diverse_Howarth_2023_05_05 | 2026 |  |  | Hydrogen |  | Capacity-Interconnection | FOM | 0 |  |  | H2 Pipeline - Repurposed | ON | NY |  | 0.79031 | 0
LCP_Inputs_ON_Diverse_Howarth_2023_05_05 | 2026 |  |  | Methane |  | Capacity-Intraconnection | FOM | 0 |  |  | CH4 Pipeline | ON | ON |  | 0.79031 | 0
LCP_Inputs_ON_Diverse_Howarth_2023_05_05 | 2026 |  |  | Electricity |  | Capacity-Intraconnection | FOM | 0 |  |  | Electricity Transmission Line | ON | ON |  | 0.79031 | 0
LCP_Inputs_ON_Diverse_Howarth_2023_05_05 | 2026 |  |  | Hydrogen |  | Capacity-Intraconnection | FOM | 0 |  |  | H2 Pipeline - New | ON | ON |  | 0.79031 | 0
LCP_Inputs_ON_Diverse_Howarth_2023_05_05 | 2026 |  |  | Hydrogen |  | Capacity-Intraconnection | FOM | 0 |  |  | H2 Pipeline - Repurposed | ON | ON |  | 0.79031 | 0
LCP_Inputs_ON_Diverse_Howarth_2023_05_05 | 2026 |  |  | Methane |  | Capacity-Interconnection | FOM | 0 |  |  | CH4 Pipeline | ON | PJ |  | 0.79031 | 0
LCP_Inputs_ON_Diverse_Howarth_2023_05_05 | 2026 |  |  | Electricity |  | Capacity-Interconnection | FOM | 0 |  |  | Electricity Transmission Line | ON | PJ |  | 0.79031 | 0
LCP_Inputs_ON_Diverse_Howarth_2023_05_05 | 2026 |  |  | Hydrogen |  | Capacity-Interconnection | FOM | 0 |  |  | H2 Pipeline - New | ON | PJ |  | 0.79031 | 0
LCP_Inputs_ON_Diverse_Howarth_2023_05_05 | 2026 |  |  | Hydrogen |  | Capacity-Interconnection | FOM | 0 |  |  | H2 Pipeline - Repurposed | ON | PJ |  | 0.79031 | 0
LCP_Inputs_ON_Diverse_Howarth_2023_05_05 | 2026 |  |  | Methane |  | Capacity-Interconnection | FOM | 0 |  |  | CH4 Pipeline | ON | QC |  | 0.79031 | 0
LCP_Inputs_ON_Diverse_Howarth_2023_05_05 | 2026 |  |  | Electricity |  | Capacity-Interconnection | FOM | 0 |  |  | Electricity Transmission Line | ON | QC |  | 0.79031 | 0
LCP_Inputs_ON_Diverse_Howarth_2023_05_05 | 2026 |  |  | Hydrogen |  | Capacity-Interconnection | FOM | 0 |  |  | H2 Pipeline - New | ON | QC |  | 0.79031 | 0
LCP_Inputs_ON_Diverse_Howarth_2023_05_05 | 2026 |  |  | Hydrogen |  | Capacity-Interconnection | FOM | 0 |  |  | H2 Pipeline - Repurposed | ON | QC |  | 0.79031 | 0
LCP_Inputs_ON_Diverse_Howarth_2023_05_05 | 2026 |  |  | Methane |  | Capacity-Interconnection | FOM | 0 |  |  | CH4 Pipeline | ON | WC |  | 0.79031 | 0
LCP_Inputs_ON_Diverse_Howarth_2023_05_05 | 2026 |  |  | Electricity |  | Capacity-Interconnection | FOM | 0 |  |  | Electricity Transmission Line | ON | WC |  | 0.79031 | 0
LCP_Inputs_ON_Diverse_Howarth_2023_05_05 | 2026 |  |  | Hydrogen |  | Capacity-Interconnection | FOM | 0 |  |  | H2 Pipeline - New | ON | WC |  | 0.79031 | 0
LCP_Inputs_ON_Diverse_Howarth_2023_05_05 | 2026 |  |  | Hydrogen |  | Capacity-Interconnection | FOM | 0 |  |  | H2 Pipeline - Repurposed | ON | WC |  | 0.79031 | 0
LCP_Inputs_ON_Diverse_Howarth_2023_05_05 | 2026 |  |  | Methane |  | Capacity-Intraconnection | FOM | 0 |  |  | CH4 Pipeline | PJ | PJ |  | 0.79031 | 0
LCP_Inputs_ON_Diverse_Howarth_2023_05_05 | 2026 |  |  | Electricity |  | Capacity-Intraconnection | FOM | 0 |  |  | Electricity Transmission Line | PJ | PJ |  | 0.79031 | 0
LCP_Inputs_ON_Diverse_Howarth_2023_05_05 | 2026 |  |  | Hydrogen |  | Capacity-Intraconnection | FOM | 0 |  |  | H2 Pipeline - New | PJ | PJ |  | 0.79031 | 0
LCP_Inputs_ON_Diverse_Howarth_2023_05_05 | 2026 |  |  | Hydrogen |  | Capacity-Intraconnection | FOM | 0 |  |  | H2 Pipeline - Repurposed | PJ | PJ |  | 0.79031 | 0
LCP_Inputs_ON_Diverse_Howarth_2023_05_05 | 2026 |  |  | Electricity |  | Capacity-Interconnection | FOM | 5859725.1515 |  |  | Electricity Transmission Line | QC | NY |  | 0.79031 | 4631025.904
LCP_Inputs_ON_Diverse_Howarth_2023_05_05 | 2026 |  |  | Methane |  | Capacity-Intraconnection | FOM | 0 |  |  | CH4 Pipeline | QC | QC |  | 0.79031 | 0
LCP_Inputs_ON_Diverse_Howarth_2023_05_05 | 2026 |  |  | Electricity |  | Capacity-Intraconnection | FOM | 0 |  |  | Electricity Transmission Line | QC | QC |  | 0.79031 | 0
LCP_Inputs_ON_Diverse_Howarth_2023_05_05 | 2026 |  |  | Hydrogen |  | Capacity-Intraconnection | FOM | 0 |  |  | H2 Pipeline - New | QC | QC |  | 0.79031 | 0
LCP_Inputs_ON_Diverse_Howarth_2023_05_05 | 2026 |  |  | Hydrogen |  | Capacity-Intraconnection | FOM | 0 |  |  | H2 Pipeline - Repurposed | QC | QC |  | 0.79031 | 0
LCP_Inputs_ON_Diverse_Howarth_2023_05_05 | 2026 |  |  | Electricity |  | Capacity-Interconnection | FOM | 683014.7334 |  |  | Electricity Transmission Line | WC | MI |  | 0.79031 | 539796.4651
LCP_Inputs_ON_Diverse_Howarth_2023_05_05 | 2026 |  |  | Methane |  | Capacity-Intraconnection | FOM | 0 |  |  | CH4 Pipeline | WC | WC |  | 0.79031 | 0
LCP_Inputs_ON_Diverse_Howarth_2023_05_05 | 2026 |  |  | Electricity |  | Capacity-Intraconnection | FOM | 0 |  |  | Electricity Transmission Line | WC | WC |  | 0.79031 | 0
LCP_Inputs_ON_Diverse_Howarth_2023_05_05 | 2026 |  |  | Hydrogen |  | Capacity-Intraconnection | FOM | 0 |  |  | H2 Pipeline - New | WC | WC |  | 0.79031 | 0
LCP_Inputs_ON_Diverse_Howarth_2023_05_05 | 2026 |  |  | Hydrogen |  | Capacity-Intraconnection | FOM | 0 |  |  | H2 Pipeline - Repurposed | WC | WC |  | 0.79031 | 0
LCP_Inputs_ON_Diverse_Howarth_2023_05_05 | 2027 |  |  | Methane |  | Capacity-Intraconnection | FOM | 0 |  |  | CH4 Pipeline | MI | MI |  | 0.75992 | 0
LCP_Inputs_ON_Diverse_Howarth_2023_05_05 | 2027 |  |  | Electricity |  | Capacity-Intraconnection | FOM | 0 |  |  | Electricity Transmission Line | MI | MI |  | 0.75992 | 0
LCP_Inputs_ON_Diverse_Howarth_2023_05_05 | 2027 |  |  | Hydrogen |  | Capacity-Intraconnection | FOM | 0 |  |  | H2 Pipeline - New | MI | MI |  | 0.75992 | 0
LCP_Inputs_ON_Diverse_Howarth_2023_05_05 | 2027 |  |  | Hydrogen |  | Capacity-Intraconnection | FOM | 0 |  |  | H2 Pipeline - Repurposed | MI | MI |  | 0.75992 | 0
LCP_Inputs_ON_Diverse_Howarth_2023_05_05 | 2027 |  |  | Methane |  | Capacity-Intraconnection | FOM | 0 |  |  | CH4 Pipeline | NY | NY |  | 0.75992 | 0
LCP_Inputs_ON_Diverse_Howarth_2023_05_05 | 2027 |  |  | Electricity |  | Capacity-Intraconnection | FOM | 0 |  |  | Electricity Transmission Line | NY | NY |  | 0.75992 | 0
LCP_Inputs_ON_Diverse_Howarth_2023_05_05 | 2027 |  |  | Hydrogen |  | Capacity-Intraconnection | FOM | 0 |  |  | H2 Pipeline - New | NY | NY |  | 0.75992 | 0
LCP_Inputs_ON_Diverse_Howarth_2023_05_05 | 2027 |  |  | Hydrogen |  | Capacity-Intraconnection | FOM | 0 |  |  | H2 Pipeline - Repurposed | NY | NY |  | 0.75992 | 0
LCP_Inputs_ON_Diverse_Howarth_2023_05_05 | 2027 |  |  | Methane |  | Capacity-Interconnection | FOM | 0 |  |  | CH4 Pipeline | ON | MI |  | 0.75992 | 0
LCP_Inputs_ON_Diverse_Howarth_2023_05_05 | 2027 |  |  | Electricity |  | Capacity-Interconnection | FOM | 0 |  |  | Electricity Transmission Line | ON | MI |  | 0.75992 | 0
LCP_Inputs_ON_Diverse_Howarth_2023_05_05 | 2027 |  |  | Hydrogen |  | Capacity-Interconnection | FOM | 0 |  |  | H2 Pipeline - New | ON | MI |  | 0.75992 | 0
LCP_Inputs_ON_Diverse_Howarth_2023_05_05 | 2027 |  |  | Hydrogen |  | Capacity-Interconnection | FOM | 0 |  |  | H2 Pipeline - Repurposed | ON | MI |  | 0.75992 | 0
LCP_Inputs_ON_Diverse_Howarth_2023_05_05 | 2027 |  |  | Methane |  | Capacity-Interconnection | FOM | 0 |  |  | CH4 Pipeline | ON | NY |  | 0.75992 | 0
LCP_Inputs_ON_Diverse_Howarth_2023_05_05 | 2027 |  |  | Electricity |  | Capacity-Interconnection | FOM | 0 |  |  | Electricity Transmission Line | ON | NY |  | 0.75992 | 0
LCP_Inputs_ON_Diverse_Howarth_2023_05_05 | 2027 |  |  | Hydrogen |  | Capacity-Interconnection | FOM | 0 |  |  | H2 Pipeline - New | ON | NY |  | 0.75992 | 0
LCP_Inputs_ON_Diverse_Howarth_2023_05_05 | 2027 |  |  | Hydrogen |  | Capacity-Interconnection | FOM | 0 |  |  | H2 Pipeline - Repurposed | ON | NY |  | 0.75992 | 0
LCP_Inputs_ON_Diverse_Howarth_2023_05_05 | 2027 |  |  | Methane |  | Capacity-Intraconnection | FOM | 0 |  |  | CH4 Pipeline | ON | ON |  | 0.75992 | 0
LCP_Inputs_ON_Diverse_Howarth_2023_05_05 | 2027 |  |  | Electricity |  | Capacity-Intraconnection | FOM | 0 |  |  | Electricity Transmission Line | ON | ON |  | 0.75992 | 0
LCP_Inputs_ON_Diverse_Howarth_2023_05_05 | 2027 |  |  | Hydrogen |  | Capacity-Intraconnection | FOM | 0 |  |  | H2 Pipeline - New | ON | ON |  | 0.75992 | 0
LCP_Inputs_ON_Diverse_Howarth_2023_05_05 | 2027 |  |  | Hydrogen |  | Capacity-Intraconnection | FOM | 0 |  |  | H2 Pipeline - Repurposed | ON | ON |  | 0.75992 | 0
LCP_Inputs_ON_Diverse_Howarth_2023_05_05 | 2027 |  |  | Methane |  | Capacity-Interconnection | FOM | 0 |  |  | CH4 Pipeline | ON | PJ |  | 0.75992 | 0
LCP_Inputs_ON_Diverse_Howarth_2023_05_05 | 2027 |  |  | Electricity |  | Capacity-Interconnection | FOM | 0 |  |  | Electricity Transmission Line | ON | PJ |  | 0.75992 | 0
LCP_Inputs_ON_Diverse_Howarth_2023_05_05 | 2027 |  |  | Hydrogen |  | Capacity-Interconnection | FOM | 0 |  |  | H2 Pipeline - New | ON | PJ |  | 0.75992 | 0
LCP_Inputs_ON_Diverse_Howarth_2023_05_05 | 2027 |  |  | Hydrogen |  | Capacity-Interconnection | FOM | 0 |  |  | H2 Pipeline - Repurposed | ON | PJ |  | 0.75992 | 0
LCP_Inputs_ON_Diverse_Howarth_2023_05_05 | 2027 |  |  | Methane |  | Capacity-Interconnection | FOM | 0 |  |  | CH4 Pipeline | ON | QC |  | 0.75992 | 0
LCP_Inputs_ON_Diverse_Howarth_2023_05_05 | 2027 |  |  | Electricity |  | Capacity-Interconnection | FOM | 0 |  |  | Electricity Transmission Line | ON | QC |  | 0.75992 | 0
LCP_Inputs_ON_Diverse_Howarth_2023_05_05 | 2027 |  |  | Hydrogen |  | Capacity-Interconnection | FOM | 0 |  |  | H2 Pipeline - New | ON | QC |  | 0.75992 | 0
LCP_Inputs_ON_Diverse_Howarth_2023_05_05 | 2027 |  |  | Hydrogen |  | Capacity-Interconnection | FOM | 0 |  |  | H2 Pipeline - Repurposed | ON | QC |  | 0.75992 | 0
LCP_Inputs_ON_Diverse_Howarth_2023_05_05 | 2027 |  |  | Methane |  | Capacity-Interconnection | FOM | 0 |  |  | CH4 Pipeline | ON | WC |  | 0.75992 | 0
LCP_Inputs_ON_Diverse_Howarth_2023_05_05 | 2027 |  |  | Electricity |  | Capacity-Interconnection | FOM | 0 |  |  | Electricity Transmission Line | ON | WC |  | 0.75992 | 0
LCP_Inputs_ON_Diverse_Howarth_2023_05_05 | 2027 |  |  | Hydrogen |  | Capacity-Interconnection | FOM | 0 |  |  | H2 Pipeline - New | ON | WC |  | 0.75992 | 0
LCP_Inputs_ON_Diverse_Howarth_2023_05_05 | 2027 |  |  | Hydrogen |  | Capacity-Interconnection | FOM | 0 |  |  | H2 Pipeline - Repurposed | ON | WC |  | 0.75992 | 0
LCP_Inputs_ON_Diverse_Howarth_2023_05_05 | 2027 |  |  | Methane |  | Capacity-Intraconnection | FOM | 0 |  |  | CH4 Pipeline | PJ | PJ |  | 0.75992 | 0
LCP_Inputs_ON_Diverse_Howarth_2023_05_05 | 2027 |  |  | Electricity |  | Capacity-Intraconnection | FOM | 0 |  |  | Electricity Transmission Line | PJ | PJ |  | 0.75992 | 0
LCP_Inputs_ON_Diverse_Howarth_2023_05_05 | 2027 |  |  | Hydrogen |  | Capacity-Intraconnection | FOM | 0 |  |  | H2 Pipeline - New | PJ | PJ |  | 0.75992 | 0
LCP_Inputs_ON_Diverse_Howarth_2023_05_05 | 2027 |  |  | Hydrogen |  | Capacity-Intraconnection | FOM | 0 |  |  | H2 Pipeline - Repurposed | PJ | PJ |  | 0.75992 | 0
LCP_Inputs_ON_Diverse_Howarth_2023_05_05 | 2027 |  |  | Electricity |  | Capacity-Interconnection | FOM | 5859725.1515 |  |  | Electricity Transmission Line | QC | NY |  | 0.75992 | 4452909.5231
LCP_Inputs_ON_Diverse_Howarth_2023_05_05 | 2027 |  |  | Methane |  | Capacity-Intraconnection | FOM | 0 |  |  | CH4 Pipeline | QC | QC |  | 0.75992 | 0
LCP_Inputs_ON_Diverse_Howarth_2023_05_05 | 2027 |  |  | Electricity |  | Capacity-Intraconnection | FOM | 0 |  |  | Electricity Transmission Line | QC | QC |  | 0.75992 | 0
LCP_Inputs_ON_Diverse_Howarth_2023_05_05 | 2027 |  |  | Hydrogen |  | Capacity-Intraconnection | FOM | 0 |  |  | H2 Pipeline - New | QC | QC |  | 0.75992 | 0
LCP_Inputs_ON_Diverse_Howarth_2023_05_05 | 2027 |  |  | Hydrogen |  | Capacity-Intraconnection | FOM | 0 |  |  | H2 Pipeline - Repurposed | QC | QC |  | 0.75992 | 0
LCP_Inputs_ON_Diverse_Howarth_2023_05_05 | 2027 |  |  | Electricity |  | Capacity-Interconnection | FOM | 683014.7334 |  |  | Electricity Transmission Line | WC | MI |  | 0.75992 | 519035.0626
LCP_Inputs_ON_Diverse_Howarth_2023_05_05 | 2027 |  |  | Methane |  | Capacity-Intraconnection | FOM | 0 |  |  | CH4 Pipeline | WC | WC |  | 0.75992 | 0
LCP_Inputs_ON_Diverse_Howarth_2023_05_05 | 2027 |  |  | Electricity |  | Capacity-Intraconnection | FOM | 0 |  |  | Electricity Transmission Line | WC | WC |  | 0.75992 | 0
LCP_Inputs_ON_Diverse_Howarth_2023_05_05 | 2027 |  |  | Hydrogen |  | Capacity-Intraconnection | FOM | 0 |  |  | H2 Pipeline - New | WC | WC |  | 0.75992 | 0
LCP_Inputs_ON_Diverse_Howarth_2023_05_05 | 2027 |  |  | Hydrogen |  | Capacity-Intraconnection | FOM | 0 |  |  | H2 Pipeline - Repurposed | WC | WC |  | 0.75992 | 0
LCP_Inputs_ON_Diverse_Howarth_2023_05_05 | 2028 |  |  | Methane |  | Capacity-Intraconnection | FOM | 0 |  |  | CH4 Pipeline | MI | MI |  | 0.73069 | 0
LCP_Inputs_ON_Diverse_Howarth_2023_05_05 | 2028 |  |  | Electricity |  | Capacity-Intraconnection | FOM | 0 |  |  | Electricity Transmission Line | MI | MI |  | 0.73069 | 0
LCP_Inputs_ON_Diverse_Howarth_2023_05_05 | 2028 |  |  | Hydrogen |  | Capacity-Intraconnection | FOM | 0 |  |  | H2 Pipeline - New | MI | MI |  | 0.73069 | 0
LCP_Inputs_ON_Diverse_Howarth_2023_05_05 | 2028 |  |  | Hydrogen |  | Capacity-Intraconnection | FOM | 0 |  |  | H2 Pipeline - Repurposed | MI | MI |  | 0.73069 | 0
LCP_Inputs_ON_Diverse_Howarth_2023_05_05 | 2028 |  |  | Methane |  | Capacity-Intraconnection | FOM | 0 |  |  | CH4 Pipeline | NY | NY |  | 0.73069 | 0
LCP_Inputs_ON_Diverse_Howarth_2023_05_05 | 2028 |  |  | Electricity |  | Capacity-Intraconnection | FOM | 0 |  |  | Electricity Transmission Line | NY | NY |  | 0.73069 | 0
LCP_Inputs_ON_Diverse_Howarth_2023_05_05 | 2028 |  |  | Hydrogen |  | Capacity-Intraconnection | FOM | 0 |  |  | H2 Pipeline - New | NY | NY |  | 0.73069 | 0
LCP_Inputs_ON_Diverse_Howarth_2023_05_05 | 2028 |  |  | Hydrogen |  | Capacity-Intraconnection | FOM | 0 |  |  | H2 Pipeline - Repurposed | NY | NY |  | 0.73069 | 0
LCP_Inputs_ON_Diverse_Howarth_2023_05_05 | 2028 |  |  | Methane |  | Capacity-Interconnection | FOM | 0 |  |  | CH4 Pipeline | ON | MI |  | 0.73069 | 0
LCP_Inputs_ON_Diverse_Howarth_2023_05_05 | 2028 |  |  | Electricity |  | Capacity-Interconnection | FOM | 0 |  |  | Electricity Transmission Line | ON | MI |  | 0.73069 | 0
LCP_Inputs_ON_Diverse_Howarth_2023_05_05 | 2028 |  |  | Hydrogen |  | Capacity-Interconnection | FOM | 0 |  |  | H2 Pipeline - New | ON | MI |  | 0.73069 | 0
LCP_Inputs_ON_Diverse_Howarth_2023_05_05 | 2028 |  |  | Hydrogen |  | Capacity-Interconnection | FOM | 0 |  |  | H2 Pipeline - Repurposed | ON | MI |  | 0.73069 | 0
LCP_Inputs_ON_Diverse_Howarth_2023_05_05 | 2028 |  |  | Methane |  | Capacity-Interconnection | FOM | 0 |  |  | CH4 Pipeline | ON | NY |  | 0.73069 | 0
LCP_Inputs_ON_Diverse_Howarth_2023_05_05 | 2028 |  |  | Electricity |  | Capacity-Interconnection | FOM | 0 |  |  | Electricity Transmission Line | ON | NY |  | 0.73069 | 0
LCP_Inputs_ON_Diverse_Howarth_2023_05_05 | 2028 |  |  | Hydrogen |  | Capacity-Interconnection | FOM | 0 |  |  | H2 Pipeline - New | ON | NY |  | 0.73069 | 0
LCP_Inputs_ON_Diverse_Howarth_2023_05_05 | 2028 |  |  | Hydrogen |  | Capacity-Interconnection | FOM | 0 |  |  | H2 Pipeline - Repurposed | ON | NY |  | 0.73069 | 0
LCP_Inputs_ON_Diverse_Howarth_2023_05_05 | 2028 |  |  | Methane |  | Capacity-Intraconnection | FOM | 0 |  |  | CH4 Pipeline | ON | ON |  | 0.73069 | 0
LCP_Inputs_ON_Diverse_Howarth_2023_05_05 | 2028 |  |  | Electricity |  | Capacity-Intraconnection | FOM | 0 |  |  | Electricity Transmission Line | ON | ON |  | 0.73069 | 0
LCP_Inputs_ON_Diverse_Howarth_2023_05_05 | 2028 |  |  | Hydrogen |  | Capacity-Intraconnection | FOM | 0 |  |  | H2 Pipeline - New | ON | ON |  | 0.73069 | 0
LCP_Inputs_ON_Diverse_Howarth_2023_05_05 | 2028 |  |  | Hydrogen |  | Capacity-Intraconnection | FOM | 0 |  |  | H2 Pipeline - Repurposed | ON | ON |  | 0.73069 | 0
LCP_Inputs_ON_Diverse_Howarth_2023_05_05 | 2028 |  |  | Methane |  | Capacity-Interconnection | FOM | 0 |  |  | CH4 Pipeline | ON | PJ |  | 0.73069 | 0
LCP_Inputs_ON_Diverse_Howarth_2023_05_05 | 2028 |  |  | Electricity |  | Capacity-Interconnection | FOM | 0 |  |  | Electricity Transmission Line | ON | PJ |  | 0.73069 | 0
LCP_Inputs_ON_Diverse_Howarth_2023_05_05 | 2028 |  |  | Hydrogen |  | Capacity-Interconnection | FOM | 0 |  |  | H2 Pipeline - New | ON | PJ |  | 0.73069 | 0
LCP_Inputs_ON_Diverse_Howarth_2023_05_05 | 2028 |  |  | Hydrogen |  | Capacity-Interconnection | FOM | 0 |  |  | H2 Pipeline - Repurposed | ON | PJ |  | 0.73069 | 0
LCP_Inputs_ON_Diverse_Howarth_2023_05_05 | 2028 |  |  | Methane |  | Capacity-Interconnection | FOM | 0 |  |  | CH4 Pipeline | ON | QC |  | 0.73069 | 0
LCP_Inputs_ON_Diverse_Howarth_2023_05_05 | 2028 |  |  | Electricity |  | Capacity-Interconnection | FOM | 0 |  |  | Electricity Transmission Line | ON | QC |  | 0.73069 | 0
LCP_Inputs_ON_Diverse_Howarth_2023_05_05 | 2028 |  |  | Hydrogen |  | Capacity-Interconnection | FOM | 0 |  |  | H2 Pipeline - New | ON | QC |  | 0.73069 | 0
LCP_Inputs_ON_Diverse_Howarth_2023_05_05 | 2028 |  |  | Hydrogen |  | Capacity-Interconnection | FOM | 0 |  |  | H2 Pipeline - Repurposed | ON | QC |  | 0.73069 | 0
LCP_Inputs_ON_Diverse_Howarth_2023_05_05 | 2028 |  |  | Methane |  | Capacity-Interconnection | FOM | 0 |  |  | CH4 Pipeline | ON | WC |  | 0.73069 | 0
LCP_Inputs_ON_Diverse_Howarth_2023_05_05 | 2028 |  |  | Electricity |  | Capacity-Interconnection | FOM | 0 |  |  | Electricity Transmission Line | ON | WC |  | 0.73069 | 0
LCP_Inputs_ON_Diverse_Howarth_2023_05_05 | 2028 |  |  | Hydrogen |  | Capacity-Interconnection | FOM | 0 |  |  | H2 Pipeline - New | ON | WC |  | 0.73069 | 0
LCP_Inputs_ON_Diverse_Howarth_2023_05_05 | 2028 |  |  | Hydrogen |  | Capacity-Interconnection | FOM | 0 |  |  | H2 Pipeline - Repurposed | ON | WC |  | 0.73069 | 0
LCP_Inputs_ON_Diverse_Howarth_2023_05_05 | 2028 |  |  | Methane |  | Capacity-Intraconnection | FOM | 0 |  |  | CH4 Pipeline | PJ | PJ |  | 0.73069 | 0
LCP_Inputs_ON_Diverse_Howarth_2023_05_05 | 2028 |  |  | Electricity |  | Capacity-Intraconnection | FOM | 0 |  |  | Electricity Transmission Line | PJ | PJ |  | 0.73069 | 0
LCP_Inputs_ON_Diverse_Howarth_2023_05_05 | 2028 |  |  | Hydrogen |  | Capacity-Intraconnection | FOM | 0 |  |  | H2 Pipeline - New | PJ | PJ |  | 0.73069 | 0
LCP_Inputs_ON_Diverse_Howarth_2023_05_05 | 2028 |  |  | Hydrogen |  | Capacity-Intraconnection | FOM | 0 |  |  | H2 Pipeline - Repurposed | PJ | PJ |  | 0.73069 | 0
LCP_Inputs_ON_Diverse_Howarth_2023_05_05 | 2028 |  |  | Electricity |  | Capacity-Interconnection | FOM | 5859725.1515 |  |  | Electricity Transmission Line | QC | NY |  | 0.73069 | 4281643.7722
LCP_Inputs_ON_Diverse_Howarth_2023_05_05 | 2028 |  |  | Methane |  | Capacity-Intraconnection | FOM | 0 |  |  | CH4 Pipeline | QC | QC |  | 0.73069 | 0
LCP_Inputs_ON_Diverse_Howarth_2023_05_05 | 2028 |  |  | Electricity |  | Capacity-Intraconnection | FOM | 0 |  |  | Electricity Transmission Line | QC | QC |  | 0.73069 | 0
LCP_Inputs_ON_Diverse_Howarth_2023_05_05 | 2028 |  |  | Hydrogen |  | Capacity-Intraconnection | FOM | 0 |  |  | H2 Pipeline - New | QC | QC |  | 0.73069 | 0
LCP_Inputs_ON_Diverse_Howarth_2023_05_05 | 2028 |  |  | Hydrogen |  | Capacity-Intraconnection | FOM | 0 |  |  | H2 Pipeline - Repurposed | QC | QC |  | 0.73069 | 0
LCP_Inputs_ON_Diverse_Howarth_2023_05_05 | 2028 |  |  | Electricity |  | Capacity-Interconnection | FOM | 683014.7334 |  |  | Electricity Transmission Line | WC | MI |  | 0.73069 | 499072.1756
LCP_Inputs_ON_Diverse_Howarth_2023_05_05 | 2028 |  |  | Methane |  | Capacity-Intraconnection | FOM | 0 |  |  | CH4 Pipeline | WC | WC |  | 0.73069 | 0
LCP_Inputs_ON_Diverse_Howarth_2023_05_05 | 2028 |  |  | Electricity |  | Capacity-Intraconnection | FOM | 0 |  |  | Electricity Transmission Line | WC | WC |  | 0.73069 | 0
LCP_Inputs_ON_Diverse_Howarth_2023_05_05 | 2028 |  |  | Hydrogen |  | Capacity-Intraconnection | FOM | 0 |  |  | H2 Pipeline - New | WC | WC |  | 0.73069 | 0
LCP_Inputs_ON_Diverse_Howarth_2023_05_05 | 2028 |  |  | Hydrogen |  | Capacity-Intraconnection | FOM | 0 |  |  | H2 Pipeline - Repurposed | WC | WC |  | 0.73069 | 0
LCP_Inputs_ON_Diverse_Howarth_2023_05_05 | 2029 |  |  | Methane |  | Capacity-Intraconnection | FOM | 0 |  |  | CH4 Pipeline | MI | MI |  | 0.70259 | 0
LCP_Inputs_ON_Diverse_Howarth_2023_05_05 | 2029 |  |  | Electricity |  | Capacity-Intraconnection | FOM | 0 |  |  | Electricity Transmission Line | MI | MI |  | 0.70259 | 0
LCP_Inputs_ON_Diverse_Howarth_2023_05_05 | 2029 |  |  | Hydrogen |  | Capacity-Intraconnection | FOM | 0 |  |  | H2 Pipeline - New | MI | MI |  | 0.70259 | 0
LCP_Inputs_ON_Diverse_Howarth_2023_05_05 | 2029 |  |  | Hydrogen |  | Capacity-Intraconnection | FOM | 0 |  |  | H2 Pipeline - Repurposed | MI | MI |  | 0.70259 | 0
LCP_Inputs_ON_Diverse_Howarth_2023_05_05 | 2029 |  |  | Methane |  | Capacity-Intraconnection | FOM | 0 |  |  | CH4 Pipeline | NY | NY |  | 0.70259 | 0
LCP_Inputs_ON_Diverse_Howarth_2023_05_05 | 2029 |  |  | Electricity |  | Capacity-Intraconnection | FOM | 0 |  |  | Electricity Transmission Line | NY | NY |  | 0.70259 | 0
LCP_Inputs_ON_Diverse_Howarth_2023_05_05 | 2029 |  |  | Hydrogen |  | Capacity-Intraconnection | FOM | 0 |  |  | H2 Pipeline - New | NY | NY |  | 0.70259 | 0
LCP_Inputs_ON_Diverse_Howarth_2023_05_05 | 2029 |  |  | Hydrogen |  | Capacity-Intraconnection | FOM | 0 |  |  | H2 Pipeline - Repurposed | NY | NY |  | 0.70259 | 0
LCP_Inputs_ON_Diverse_Howarth_2023_05_05 | 2029 |  |  | Methane |  | Capacity-Interconnection | FOM | 0 |  |  | CH4 Pipeline | ON | MI |  | 0.70259 | 0
LCP_Inputs_ON_Diverse_Howarth_2023_05_05 | 2029 |  |  | Electricity |  | Capacity-Interconnection | FOM | 0 |  |  | Electricity Transmission Line | ON | MI |  | 0.70259 | 0
LCP_Inputs_ON_Diverse_Howarth_2023_05_05 | 2029 |  |  | Hydrogen |  | Capacity-Interconnection | FOM | 0 |  |  | H2 Pipeline - New | ON | MI |  | 0.70259 | 0
LCP_Inputs_ON_Diverse_Howarth_2023_05_05 | 2029 |  |  | Hydrogen |  | Capacity-Interconnection | FOM | 0 |  |  | H2 Pipeline - Repurposed | ON | MI |  | 0.70259 | 0
LCP_Inputs_ON_Diverse_Howarth_2023_05_05 | 2029 |  |  | Methane |  | Capacity-Interconnection | FOM | 0 |  |  | CH4 Pipeline | ON | NY |  | 0.70259 | 0
LCP_Inputs_ON_Diverse_Howarth_2023_05_05 | 2029 |  |  | Electricity |  | Capacity-Interconnection | FOM | 0 |  |  | Electricity Transmission Line | ON | NY |  | 0.70259 | 0
LCP_Inputs_ON_Diverse_Howarth_2023_05_05 | 2029 |  |  | Hydrogen |  | Capacity-Interconnection | FOM | 0 |  |  | H2 Pipeline - New | ON | NY |  | 0.70259 | 0
LCP_Inputs_ON_Diverse_Howarth_2023_05_05 | 2029 |  |  | Hydrogen |  | Capacity-Interconnection | FOM | 0 |  |  | H2 Pipeline - Repurposed | ON | NY |  | 0.70259 | 0
LCP_Inputs_ON_Diverse_Howarth_2023_05_05 | 2029 |  |  | Methane |  | Capacity-Intraconnection | FOM | 0 |  |  | CH4 Pipeline | ON | ON |  | 0.70259 | 0
LCP_Inputs_ON_Diverse_Howarth_2023_05_05 | 2029 |  |  | Electricity |  | Capacity-Intraconnection | FOM | 0 |  |  | Electricity Transmission Line | ON | ON |  | 0.70259 | 0
LCP_Inputs_ON_Diverse_Howarth_2023_05_05 | 2029 |  |  | Hydrogen |  | Capacity-Intraconnection | FOM | 0 |  |  | H2 Pipeline - New | ON | ON |  | 0.70259 | 0
LCP_Inputs_ON_Diverse_Howarth_2023_05_05 | 2029 |  |  | Hydrogen |  | Capacity-Intraconnection | FOM | 0 |  |  | H2 Pipeline - Repurposed | ON | ON |  | 0.70259 | 0
LCP_Inputs_ON_Diverse_Howarth_2023_05_05 | 2029 |  |  | Methane |  | Capacity-Interconnection | FOM | 0 |  |  | CH4 Pipeline | ON | PJ |  | 0.70259 | 0
LCP_Inputs_ON_Diverse_Howarth_2023_05_05 | 2029 |  |  | Electricity |  | Capacity-Interconnection | FOM | 0 |  |  | Electricity Transmission Line | ON | PJ |  | 0.70259 | 0
LCP_Inputs_ON_Diverse_Howarth_2023_05_05 | 2029 |  |  | Hydrogen |  | Capacity-Interconnection | FOM | 0 |  |  | H2 Pipeline - New | ON | PJ |  | 0.70259 | 0
LCP_Inputs_ON_Diverse_Howarth_2023_05_05 | 2029 |  |  | Hydrogen |  | Capacity-Interconnection | FOM | 0 |  |  | H2 Pipeline - Repurposed | ON | PJ |  | 0.70259 | 0
LCP_Inputs_ON_Diverse_Howarth_2023_05_05 | 2029 |  |  | Methane |  | Capacity-Interconnection | FOM | 0 |  |  | CH4 Pipeline | ON | QC |  | 0.70259 | 0
LCP_Inputs_ON_Diverse_Howarth_2023_05_05 | 2029 |  |  | Electricity |  | Capacity-Interconnection | FOM | 0 |  |  | Electricity Transmission Line | ON | QC |  | 0.70259 | 0
LCP_Inputs_ON_Diverse_Howarth_2023_05_05 | 2029 |  |  | Hydrogen |  | Capacity-Interconnection | FOM | 0 |  |  | H2 Pipeline - New | ON | QC |  | 0.70259 | 0
LCP_Inputs_ON_Diverse_Howarth_2023_05_05 | 2029 |  |  | Hydrogen |  | Capacity-Interconnection | FOM | 0 |  |  | H2 Pipeline - Repurposed | ON | QC |  | 0.70259 | 0
LCP_Inputs_ON_Diverse_Howarth_2023_05_05 | 2029 |  |  | Methane |  | Capacity-Interconnection | FOM | 0 |  |  | CH4 Pipeline | ON | WC |  | 0.70259 | 0
LCP_Inputs_ON_Diverse_Howarth_2023_05_05 | 2029 |  |  | Electricity |  | Capacity-Interconnection | FOM | 0 |  |  | Electricity Transmission Line | ON | WC |  | 0.70259 | 0
LCP_Inputs_ON_Diverse_Howarth_2023_05_05 | 2029 |  |  | Hydrogen |  | Capacity-Interconnection | FOM | 0 |  |  | H2 Pipeline - New | ON | WC |  | 0.70259 | 0
LCP_Inputs_ON_Diverse_Howarth_2023_05_05 | 2029 |  |  | Hydrogen |  | Capacity-Interconnection | FOM | 0 |  |  | H2 Pipeline - Repurposed | ON | WC |  | 0.70259 | 0
LCP_Inputs_ON_Diverse_Howarth_2023_05_05 | 2029 |  |  | Methane |  | Capacity-Intraconnection | FOM | 0 |  |  | CH4 Pipeline | PJ | PJ |  | 0.70259 | 0
LCP_Inputs_ON_Diverse_Howarth_2023_05_05 | 2029 |  |  | Electricity |  | Capacity-Intraconnection | FOM | 0 |  |  | Electricity Transmission Line | PJ | PJ |  | 0.70259 | 0
LCP_Inputs_ON_Diverse_Howarth_2023_05_05 | 2029 |  |  | Hydrogen |  | Capacity-Intraconnection | FOM | 0 |  |  | H2 Pipeline - New | PJ | PJ |  | 0.70259 | 0
LCP_Inputs_ON_Diverse_Howarth_2023_05_05 | 2029 |  |  | Hydrogen |  | Capacity-Intraconnection | FOM | 0 |  |  | H2 Pipeline - Repurposed | PJ | PJ |  | 0.70259 | 0
LCP_Inputs_ON_Diverse_Howarth_2023_05_05 | 2029 |  |  | Electricity |  | Capacity-Interconnection | FOM | 5859725.1515 |  |  | Electricity Transmission Line | QC | NY |  | 0.70259 | 4116965.1656
LCP_Inputs_ON_Diverse_Howarth_2023_05_05 | 2029 |  |  | Methane |  | Capacity-Intraconnection | FOM | 0 |  |  | CH4 Pipeline | QC | QC |  | 0.70259 | 0
LCP_Inputs_ON_Diverse_Howarth_2023_05_05 | 2029 |  |  | Electricity |  | Capacity-Intraconnection | FOM | 0 |  |  | Electricity Transmission Line | QC | QC |  | 0.70259 | 0
LCP_Inputs_ON_Diverse_Howarth_2023_05_05 | 2029 |  |  | Hydrogen |  | Capacity-Intraconnection | FOM | 0 |  |  | H2 Pipeline - New | QC | QC |  | 0.70259 | 0
LCP_Inputs_ON_Diverse_Howarth_2023_05_05 | 2029 |  |  | Hydrogen |  | Capacity-Intraconnection | FOM | 0 |  |  | H2 Pipeline - Repurposed | QC | QC |  | 0.70259 | 0
LCP_Inputs_ON_Diverse_Howarth_2023_05_05 | 2029 |  |  | Electricity |  | Capacity-Interconnection | FOM | 683014.7334 |  |  | Electricity Transmission Line | WC | MI |  | 0.70259 | 479877.0919
LCP_Inputs_ON_Diverse_Howarth_2023_05_05 | 2029 |  |  | Methane |  | Capacity-Intraconnection | FOM | 0 |  |  | CH4 Pipeline | WC | WC |  | 0.70259 | 0
LCP_Inputs_ON_Diverse_Howarth_2023_05_05 | 2029 |  |  | Electricity |  | Capacity-Intraconnection | FOM | 0 |  |  | Electricity Transmission Line | WC | WC |  | 0.70259 | 0
LCP_Inputs_ON_Diverse_Howarth_2023_05_05 | 2029 |  |  | Hydrogen |  | Capacity-Intraconnection | FOM | 0 |  |  | H2 Pipeline - New | WC | WC |  | 0.70259 | 0
LCP_Inputs_ON_Diverse_Howarth_2023_05_05 | 2029 |  |  | Hydrogen |  | Capacity-Intraconnection | FOM | 0 |  |  | H2 Pipeline - Repurposed | WC | WC |  | 0.70259 | 0
LCP_Inputs_ON_Diverse_Howarth_2023_05_05 | 2030 |  |  | Methane |  | Capacity-Intraconnection | CONE | 0 |  |  | CH4 Pipeline | MI | MI |  | 0.67556 | 0
LCP_Inputs_ON_Diverse_Howarth_2023_05_05 | 2030 |  |  | Methane |  | Capacity-Intraconnection | FOM | 0 |  |  | CH4 Pipeline | MI | MI |  | 0.67556 | 0
LCP_Inputs_ON_Diverse_Howarth_2023_05_05 | 2030 |  |  | Electricity |  | Capacity-Intraconnection | CONE | 0 |  |  | Electricity Transmission Line | MI | MI |  | 0.67556 | 0
LCP_Inputs_ON_Diverse_Howarth_2023_05_05 | 2030 |  |  | Electricity |  | Capacity-Intraconnection | FOM | 0 |  |  | Electricity Transmission Line | MI | MI |  | 0.67556 | 0
LCP_Inputs_ON_Diverse_Howarth_2023_05_05 | 2030 |  |  | Hydrogen |  | Capacity-Intraconnection | CONE | 0 |  |  | H2 Pipeline - New | MI | MI |  | 0.67556 | 0
LCP_Inputs_ON_Diverse_Howarth_2023_05_05 | 2030 |  |  | Hydrogen |  | Capacity-Intraconnection | FOM | 0 |  |  | H2 Pipeline - New | MI | MI |  | 0.67556 | 0
LCP_Inputs_ON_Diverse_Howarth_2023_05_05 | 2030 |  |  | Hydrogen |  | Capacity-Intraconnection | CONE | 0 |  |  | H2 Pipeline - Repurposed | MI | MI |  | 0.67556 | 0
LCP_Inputs_ON_Diverse_Howarth_2023_05_05 | 2030 |  |  | Hydrogen |  | Capacity-Intraconnection | FOM | 0 |  |  | H2 Pipeline - Repurposed | MI | MI |  | 0.67556 | 0
LCP_Inputs_ON_Diverse_Howarth_2023_05_05 | 2030 |  |  | Methane |  | Capacity-Intraconnection | CONE | 0 |  |  | CH4 Pipeline | NY | NY |  | 0.67556 | 0
LCP_Inputs_ON_Diverse_Howarth_2023_05_05 | 2030 |  |  | Methane |  | Capacity-Intraconnection | FOM | 0 |  |  | CH4 Pipeline | NY | NY |  | 0.67556 | 0
LCP_Inputs_ON_Diverse_Howarth_2023_05_05 | 2030 |  |  | Electricity |  | Capacity-Intraconnection | CONE | 0 |  |  | Electricity Transmission Line | NY | NY |  | 0.67556 | 0
LCP_Inputs_ON_Diverse_Howarth_2023_05_05 | 2030 |  |  | Electricity |  | Capacity-Intraconnection | FOM | 0 |  |  | Electricity Transmission Line | NY | NY |  | 0.67556 | 0
LCP_Inputs_ON_Diverse_Howarth_2023_05_05 | 2030 |  |  | Hydrogen |  | Capacity-Intraconnection | CONE | 0 |  |  | H2 Pipeline - New | NY | NY |  | 0.67556 | 0
LCP_Inputs_ON_Diverse_Howarth_2023_05_05 | 2030 |  |  | Hydrogen |  | Capacity-Intraconnection | FOM | 0 |  |  | H2 Pipeline - New | NY | NY |  | 0.67556 | 0
LCP_Inputs_ON_Diverse_Howarth_2023_05_05 | 2030 |  |  | Hydrogen |  | Capacity-Intraconnection | CONE | 0 |  |  | H2 Pipeline - Repurposed | NY | NY |  | 0.67556 | 0
LCP_Inputs_ON_Diverse_Howarth_2023_05_05 | 2030 |  |  | Hydrogen |  | Capacity-Intraconnection | FOM | 0 |  |  | H2 Pipeline - Repurposed | NY | NY |  | 0.67556 | 0
LCP_Inputs_ON_Diverse_Howarth_2023_05_05 | 2030 |  |  | Methane |  | Capacity-Interconnection | CONE | 0 |  |  | CH4 Pipeline | ON | MI |  | 0.67556 | 0
LCP_Inputs_ON_Diverse_Howarth_2023_05_05 | 2030 |  |  | Methane |  | Capacity-Interconnection | FOM | 0 |  |  | CH4 Pipeline | ON | MI |  | 0.67556 | 0
LCP_Inputs_ON_Diverse_Howarth_2023_05_05 | 2030 |  |  | Electricity |  | Capacity-Interconnection | CONE | 84656250 |  |  | Electricity Transmission Line | ON | MI |  | 0.67556 | 57190729.1672
LCP_Inputs_ON_Diverse_Howarth_2023_05_05 | 2030 |  |  | Electricity |  | Capacity-Interconnection | FOM | 2821875 |  |  | Electricity Transmission Line | ON | MI |  | 0.67556 | 1906357.6389
LCP_Inputs_ON_Diverse_Howarth_2023_05_05 | 2030 |  |  | Hydrogen |  | Capacity-Interconnection | CONE | 0 |  |  | H2 Pipeline - New | ON | MI |  | 0.67556 | 0
LCP_Inputs_ON_Diverse_Howarth_2023_05_05 | 2030 |  |  | Hydrogen |  | Capacity-Interconnection | FOM | 0 |  |  | H2 Pipeline - New | ON | MI |  | 0.67556 | 0
LCP_Inputs_ON_Diverse_Howarth_2023_05_05 | 2030 |  |  | Hydrogen |  | Capacity-Interconnection | CONE | 0 |  |  | H2 Pipeline - Repurposed | ON | MI |  | 0.67556 | 0
LCP_Inputs_ON_Diverse_Howarth_2023_05_05 | 2030 |  |  | Hydrogen |  | Capacity-Interconnection | FOM | 0 |  |  | H2 Pipeline - Repurposed | ON | MI |  | 0.67556 | 0
LCP_Inputs_ON_Diverse_Howarth_2023_05_05 | 2030 |  |  | Methane |  | Capacity-Interconnection | CONE | 0 |  |  | CH4 Pipeline | ON | NY |  | 0.67556 | 0
LCP_Inputs_ON_Diverse_Howarth_2023_05_05 | 2030 |  |  | Methane |  | Capacity-Interconnection | FOM | 0 |  |  | CH4 Pipeline | ON | NY |  | 0.67556 | 0
LCP_Inputs_ON_Diverse_Howarth_2023_05_05 | 2030 |  |  | Electricity |  | Capacity-Interconnection | CONE | 84656250 |  |  | Electricity Transmission Line | ON | NY |  | 0.67556 | 57190729.1672
LCP_Inputs_ON_Diverse_Howarth_2023_05_05 | 2030 |  |  | Electricity |  | Capacity-Interconnection | FOM | 2821875 |  |  | Electricity Transmission Line | ON | NY |  | 0.67556 | 1906357.6389
LCP_Inputs_ON_Diverse_Howarth_2023_05_05 | 2030 |  |  | Hydrogen |  | Capacity-Interconnection | CONE | 0 |  |  | H2 Pipeline - New | ON | NY |  | 0.67556 | 0
LCP_Inputs_ON_Diverse_Howarth_2023_05_05 | 2030 |  |  | Hydrogen |  | Capacity-Interconnection | FOM | 0 |  |  | H2 Pipeline - New | ON | NY |  | 0.67556 | 0
LCP_Inputs_ON_Diverse_Howarth_2023_05_05 | 2030 |  |  | Hydrogen |  | Capacity-Interconnection | CONE | 0 |  |  | H2 Pipeline - Repurposed | ON | NY |  | 0.67556 | 0
LCP_Inputs_ON_Diverse_Howarth_2023_05_05 | 2030 |  |  | Hydrogen |  | Capacity-Interconnection | FOM | 0 |  |  | H2 Pipeline - Repurposed | ON | NY |  | 0.67556 | 0
LCP_Inputs_ON_Diverse_Howarth_2023_05_05 | 2030 |  |  | Methane |  | Capacity-Intraconnection | CONE | 0 |  |  | CH4 Pipeline | ON | ON |  | 0.67556 | 0
LCP_Inputs_ON_Diverse_Howarth_2023_05_05 | 2030 |  |  | Methane |  | Capacity-Intraconnection | FOM | 0 |  |  | CH4 Pipeline | ON | ON |  | 0.67556 | 0
LCP_Inputs_ON_Diverse_Howarth_2023_05_05 | 2030 |  |  | Electricity |  | Capacity-Intraconnection | CONE | 625594536.9933 |  |  | Electricity Transmission Line | ON | ON |  | 0.67556 | 422629253.4059
LCP_Inputs_ON_Diverse_Howarth_2023_05_05 | 2030 |  |  | Electricity |  | Capacity-Intraconnection | FOM | 0 |  |  | Electricity Transmission Line | ON | ON |  | 0.67556 | 0
LCP_Inputs_ON_Diverse_Howarth_2023_05_05 | 2030 |  |  | Hydrogen |  | Capacity-Intraconnection | CONE | 0 |  |  | H2 Pipeline - New | ON | ON |  | 0.67556 | 0
LCP_Inputs_ON_Diverse_Howarth_2023_05_05 | 2030 |  |  | Hydrogen |  | Capacity-Intraconnection | FOM | 0 |  |  | H2 Pipeline - New | ON | ON |  | 0.67556 | 0
LCP_Inputs_ON_Diverse_Howarth_2023_05_05 | 2030 |  |  | Hydrogen |  | Capacity-Intraconnection | CONE | 124755358.4872 |  |  | H2 Pipeline - Repurposed | ON | ON |  | 0.67556 | 84280250.063
LCP_Inputs_ON_Diverse_Howarth_2023_05_05 | 2030 |  |  | Hydrogen |  | Capacity-Intraconnection | FOM | 0 |  |  | H2 Pipeline - Repurposed | ON | ON |  | 0.67556 | 0
LCP_Inputs_ON_Diverse_Howarth_2023_05_05 | 2030 |  |  | Methane |  | Capacity-Interconnection | CONE | 0 |  |  | CH4 Pipeline | ON | PJ |  | 0.67556 | 0
LCP_Inputs_ON_Diverse_Howarth_2023_05_05 | 2030 |  |  | Methane |  | Capacity-Interconnection | FOM | 0 |  |  | CH4 Pipeline | ON | PJ |  | 0.67556 | 0
LCP_Inputs_ON_Diverse_Howarth_2023_05_05 | 2030 |  |  | Electricity |  | Capacity-Interconnection | CONE | 0 |  |  | Electricity Transmission Line | ON | PJ |  | 0.67556 | 0
LCP_Inputs_ON_Diverse_Howarth_2023_05_05 | 2030 |  |  | Electricity |  | Capacity-Interconnection | FOM | 0 |  |  | Electricity Transmission Line | ON | PJ |  | 0.67556 | 0
LCP_Inputs_ON_Diverse_Howarth_2023_05_05 | 2030 |  |  | Hydrogen |  | Capacity-Interconnection | CONE | 0 |  |  | H2 Pipeline - New | ON | PJ |  | 0.67556 | 0
LCP_Inputs_ON_Diverse_Howarth_2023_05_05 | 2030 |  |  | Hydrogen |  | Capacity-Interconnection | FOM | 0 |  |  | H2 Pipeline - New | ON | PJ |  | 0.67556 | 0
LCP_Inputs_ON_Diverse_Howarth_2023_05_05 | 2030 |  |  | Hydrogen |  | Capacity-Interconnection | CONE | 0 |  |  | H2 Pipeline - Repurposed | ON | PJ |  | 0.67556 | 0
LCP_Inputs_ON_Diverse_Howarth_2023_05_05 | 2030 |  |  | Hydrogen |  | Capacity-Interconnection | FOM | 0 |  |  | H2 Pipeline - Repurposed | ON | PJ |  | 0.67556 | 0
LCP_Inputs_ON_Diverse_Howarth_2023_05_05 | 2030 |  |  | Methane |  | Capacity-Interconnection | CONE | 0 |  |  | CH4 Pipeline | ON | QC |  | 0.67556 | 0
LCP_Inputs_ON_Diverse_Howarth_2023_05_05 | 2030 |  |  | Methane |  | Capacity-Interconnection | FOM | 0 |  |  | CH4 Pipeline | ON | QC |  | 0.67556 | 0
LCP_Inputs_ON_Diverse_Howarth_2023_05_05 | 2030 |  |  | Electricity |  | Capacity-Interconnection | CONE | 118518750 |  |  | Electricity Transmission Line | ON | QC |  | 0.67556 | 80067020.834
LCP_Inputs_ON_Diverse_Howarth_2023_05_05 | 2030 |  |  | Electricity |  | Capacity-Interconnection | FOM | 3950625 |  |  | Electricity Transmission Line | ON | QC |  | 0.67556 | 2668900.6945
LCP_Inputs_ON_Diverse_Howarth_2023_05_05 | 2030 |  |  | Hydrogen |  | Capacity-Interconnection | CONE | 0 |  |  | H2 Pipeline - New | ON | QC |  | 0.67556 | 0
LCP_Inputs_ON_Diverse_Howarth_2023_05_05 | 2030 |  |  | Hydrogen |  | Capacity-Interconnection | FOM | 0 |  |  | H2 Pipeline - New | ON | QC |  | 0.67556 | 0
LCP_Inputs_ON_Diverse_Howarth_2023_05_05 | 2030 |  |  | Hydrogen |  | Capacity-Interconnection | CONE | 0 |  |  | H2 Pipeline - Repurposed | ON | QC |  | 0.67556 | 0
LCP_Inputs_ON_Diverse_Howarth_2023_05_05 | 2030 |  |  | Hydrogen |  | Capacity-Interconnection | FOM | 0 |  |  | H2 Pipeline - Repurposed | ON | QC |  | 0.67556 | 0
LCP_Inputs_ON_Diverse_Howarth_2023_05_05 | 2030 |  |  | Methane |  | Capacity-Interconnection | CONE | 0 |  |  | CH4 Pipeline | ON | WC |  | 0.67556 | 0
LCP_Inputs_ON_Diverse_Howarth_2023_05_05 | 2030 |  |  | Methane |  | Capacity-Interconnection | FOM | 0 |  |  | CH4 Pipeline | ON | WC |  | 0.67556 | 0
LCP_Inputs_ON_Diverse_Howarth_2023_05_05 | 2030 |  |  | Electricity |  | Capacity-Interconnection | CONE | 338625000 |  |  | Electricity Transmission Line | ON | WC |  | 0.67556 | 228762916.6686
LCP_Inputs_ON_Diverse_Howarth_2023_05_05 | 2030 |  |  | Electricity |  | Capacity-Interconnection | FOM | 11287500 |  |  | Electricity Transmission Line | ON | WC |  | 0.67556 | 7625430.5556
LCP_Inputs_ON_Diverse_Howarth_2023_05_05 | 2030 |  |  | Hydrogen |  | Capacity-Interconnection | CONE | 0 |  |  | H2 Pipeline - New | ON | WC |  | 0.67556 | 0
LCP_Inputs_ON_Diverse_Howarth_2023_05_05 | 2030 |  |  | Hydrogen |  | Capacity-Interconnection | FOM | 0 |  |  | H2 Pipeline - New | ON | WC |  | 0.67556 | 0
LCP_Inputs_ON_Diverse_Howarth_2023_05_05 | 2030 |  |  | Hydrogen |  | Capacity-Interconnection | CONE | 0 |  |  | H2 Pipeline - Repurposed | ON | WC |  | 0.67556 | 0
LCP_Inputs_ON_Diverse_Howarth_2023_05_05 | 2030 |  |  | Hydrogen |  | Capacity-Interconnection | FOM | 0 |  |  | H2 Pipeline - Repurposed | ON | WC |  | 0.67556 | 0
LCP_Inputs_ON_Diverse_Howarth_2023_05_05 | 2030 |  |  | Methane |  | Capacity-Intraconnection | CONE | 0 |  |  | CH4 Pipeline | PJ | PJ |  | 0.67556 | 0
LCP_Inputs_ON_Diverse_Howarth_2023_05_05 | 2030 |  |  | Methane |  | Capacity-Intraconnection | FOM | 0 |  |  | CH4 Pipeline | PJ | PJ |  | 0.67556 | 0
LCP_Inputs_ON_Diverse_Howarth_2023_05_05 | 2030 |  |  | Electricity |  | Capacity-Intraconnection | CONE | 0 |  |  | Electricity Transmission Line | PJ | PJ |  | 0.67556 | 0
LCP_Inputs_ON_Diverse_Howarth_2023_05_05 | 2030 |  |  | Electricity |  | Capacity-Intraconnection | FOM | 0 |  |  | Electricity Transmission Line | PJ | PJ |  | 0.67556 | 0
LCP_Inputs_ON_Diverse_Howarth_2023_05_05 | 2030 |  |  | Hydrogen |  | Capacity-Intraconnection | CONE | 0 |  |  | H2 Pipeline - New | PJ | PJ |  | 0.67556 | 0
LCP_Inputs_ON_Diverse_Howarth_2023_05_05 | 2030 |  |  | Hydrogen |  | Capacity-Intraconnection | FOM | 0 |  |  | H2 Pipeline - New | PJ | PJ |  | 0.67556 | 0
LCP_Inputs_ON_Diverse_Howarth_2023_05_05 | 2030 |  |  | Hydrogen |  | Capacity-Intraconnection | CONE | 0 |  |  | H2 Pipeline - Repurposed | PJ | PJ |  | 0.67556 | 0
LCP_Inputs_ON_Diverse_Howarth_2023_05_05 | 2030 |  |  | Hydrogen |  | Capacity-Intraconnection | FOM | 0 |  |  | H2 Pipeline - Repurposed | PJ | PJ |  | 0.67556 | 0
LCP_Inputs_ON_Diverse_Howarth_2023_05_05 | 2030 |  |  | Electricity |  | Capacity-Interconnection | CONE | 31145386.3665 |  |  | Electricity Transmission Line | QC | NY |  | 0.67556 | 21040707.0534
LCP_Inputs_ON_Diverse_Howarth_2023_05_05 | 2030 |  |  | Electricity |  | Capacity-Interconnection | FOM | 6897904.6971 |  |  | Electricity Transmission Line | QC | NY |  | 0.67556 | 4659977.2533
LCP_Inputs_ON_Diverse_Howarth_2023_05_05 | 2030 |  |  | Methane |  | Capacity-Intraconnection | CONE | 0 |  |  | CH4 Pipeline | QC | QC |  | 0.67556 | 0
LCP_Inputs_ON_Diverse_Howarth_2023_05_05 | 2030 |  |  | Methane |  | Capacity-Intraconnection | FOM | 0 |  |  | CH4 Pipeline | QC | QC |  | 0.67556 | 0
LCP_Inputs_ON_Diverse_Howarth_2023_05_05 | 2030 |  |  | Electricity |  | Capacity-Intraconnection | CONE | 0 |  |  | Electricity Transmission Line | QC | QC |  | 0.67556 | 0
LCP_Inputs_ON_Diverse_Howarth_2023_05_05 | 2030 |  |  | Electricity |  | Capacity-Intraconnection | FOM | 0 |  |  | Electricity Transmission Line | QC | QC |  | 0.67556 | 0
LCP_Inputs_ON_Diverse_Howarth_2023_05_05 | 2030 |  |  | Hydrogen |  | Capacity-Intraconnection | CONE | 0 |  |  | H2 Pipeline - New | QC | QC |  | 0.67556 | 0
LCP_Inputs_ON_Diverse_Howarth_2023_05_05 | 2030 |  |  | Hydrogen |  | Capacity-Intraconnection | FOM | 0 |  |  | H2 Pipeline - New | QC | QC |  | 0.67556 | 0
LCP_Inputs_ON_Diverse_Howarth_2023_05_05 | 2030 |  |  | Hydrogen |  | Capacity-Intraconnection | CONE | 0 |  |  | H2 Pipeline - Repurposed | QC | QC |  | 0.67556 | 0
LCP_Inputs_ON_Diverse_Howarth_2023_05_05 | 2030 |  |  | Hydrogen |  | Capacity-Intraconnection | FOM | 0 |  |  | H2 Pipeline - Repurposed | QC | QC |  | 0.67556 | 0
LCP_Inputs_ON_Diverse_Howarth_2023_05_05 | 2030 |  |  | Electricity |  | Capacity-Interconnection | CONE | 0 |  |  | Electricity Transmission Line | WC | MI |  | 0.67556 | 0
LCP_Inputs_ON_Diverse_Howarth_2023_05_05 | 2030 |  |  | Electricity |  | Capacity-Interconnection | FOM | 683014.7334 |  |  | Electricity Transmission Line | WC | MI |  | 0.67556 | 461420.2807
LCP_Inputs_ON_Diverse_Howarth_2023_05_05 | 2030 |  |  | Methane |  | Capacity-Intraconnection | CONE | 0 |  |  | CH4 Pipeline | WC | WC |  | 0.67556 | 0
LCP_Inputs_ON_Diverse_Howarth_2023_05_05 | 2030 |  |  | Methane |  | Capacity-Intraconnection | FOM | 0 |  |  | CH4 Pipeline | WC | WC |  | 0.67556 | 0
LCP_Inputs_ON_Diverse_Howarth_2023_05_05 | 2030 |  |  | Electricity |  | Capacity-Intraconnection | CONE | 0 |  |  | Electricity Transmission Line | WC | WC |  | 0.67556 | 0
LCP_Inputs_ON_Diverse_Howarth_2023_05_05 | 2030 |  |  | Electricity |  | Capacity-Intraconnection | FOM | 0 |  |  | Electricity Transmission Line | WC | WC |  | 0.67556 | 0
LCP_Inputs_ON_Diverse_Howarth_2023_05_05 | 2030 |  |  | Hydrogen |  | Capacity-Intraconnection | CONE | 0 |  |  | H2 Pipeline - New | WC | WC |  | 0.67556 | 0
LCP_Inputs_ON_Diverse_Howarth_2023_05_05 | 2030 |  |  | Hydrogen |  | Capacity-Intraconnection | FOM | 0 |  |  | H2 Pipeline - New | WC | WC |  | 0.67556 | 0
LCP_Inputs_ON_Diverse_Howarth_2023_05_05 | 2030 |  |  | Hydrogen |  | Capacity-Intraconnection | CONE | 0 |  |  | H2 Pipeline - Repurposed | WC | WC |  | 0.67556 | 0
LCP_Inputs_ON_Diverse_Howarth_2023_05_05 | 2030 |  |  | Hydrogen |  | Capacity-Intraconnection | FOM | 0 |  |  | H2 Pipeline - Repurposed | WC | WC |  | 0.67556 | 0
LCP_Inputs_ON_Diverse_Howarth_2023_05_05 | 2031 |  |  | Methane |  | Capacity-Intraconnection | FOM | 0 |  |  | CH4 Pipeline | MI | MI |  | 0.64958 | 0
LCP_Inputs_ON_Diverse_Howarth_2023_05_05 | 2031 |  |  | Electricity |  | Capacity-Intraconnection | FOM | 0 |  |  | Electricity Transmission Line | MI | MI |  | 0.64958 | 0
LCP_Inputs_ON_Diverse_Howarth_2023_05_05 | 2031 |  |  | Hydrogen |  | Capacity-Intraconnection | FOM | 0 |  |  | H2 Pipeline - New | MI | MI |  | 0.64958 | 0
LCP_Inputs_ON_Diverse_Howarth_2023_05_05 | 2031 |  |  | Hydrogen |  | Capacity-Intraconnection | FOM | 0 |  |  | H2 Pipeline - Repurposed | MI | MI |  | 0.64958 | 0
LCP_Inputs_ON_Diverse_Howarth_2023_05_05 | 2031 |  |  | Methane |  | Capacity-Intraconnection | FOM | 0 |  |  | CH4 Pipeline | NY | NY |  | 0.64958 | 0
LCP_Inputs_ON_Diverse_Howarth_2023_05_05 | 2031 |  |  | Electricity |  | Capacity-Intraconnection | FOM | 0 |  |  | Electricity Transmission Line | NY | NY |  | 0.64958 | 0
LCP_Inputs_ON_Diverse_Howarth_2023_05_05 | 2031 |  |  | Hydrogen |  | Capacity-Intraconnection | FOM | 0 |  |  | H2 Pipeline - New | NY | NY |  | 0.64958 | 0
LCP_Inputs_ON_Diverse_Howarth_2023_05_05 | 2031 |  |  | Hydrogen |  | Capacity-Intraconnection | FOM | 0 |  |  | H2 Pipeline - Repurposed | NY | NY |  | 0.64958 | 0
LCP_Inputs_ON_Diverse_Howarth_2023_05_05 | 2031 |  |  | Methane |  | Capacity-Interconnection | FOM | 0 |  |  | CH4 Pipeline | ON | MI |  | 0.64958 | 0
LCP_Inputs_ON_Diverse_Howarth_2023_05_05 | 2031 |  |  | Electricity |  | Capacity-Interconnection | FOM | 2821875 |  |  | Electricity Transmission Line | ON | MI |  | 0.64958 | 1833036.1913
LCP_Inputs_ON_Diverse_Howarth_2023_05_05 | 2031 |  |  | Hydrogen |  | Capacity-Interconnection | FOM | 0 |  |  | H2 Pipeline - New | ON | MI |  | 0.64958 | 0
LCP_Inputs_ON_Diverse_Howarth_2023_05_05 | 2031 |  |  | Hydrogen |  | Capacity-Interconnection | FOM | 0 |  |  | H2 Pipeline - Repurposed | ON | MI |  | 0.64958 | 0
LCP_Inputs_ON_Diverse_Howarth_2023_05_05 | 2031 |  |  | Methane |  | Capacity-Interconnection | FOM | 0 |  |  | CH4 Pipeline | ON | NY |  | 0.64958 | 0
LCP_Inputs_ON_Diverse_Howarth_2023_05_05 | 2031 |  |  | Electricity |  | Capacity-Interconnection | FOM | 2821875 |  |  | Electricity Transmission Line | ON | NY |  | 0.64958 | 1833036.1913
LCP_Inputs_ON_Diverse_Howarth_2023_05_05 | 2031 |  |  | Hydrogen |  | Capacity-Interconnection | FOM | 0 |  |  | H2 Pipeline - New | ON | NY |  | 0.64958 | 0
LCP_Inputs_ON_Diverse_Howarth_2023_05_05 | 2031 |  |  | Hydrogen |  | Capacity-Interconnection | FOM | 0 |  |  | H2 Pipeline - Repurposed | ON | NY |  | 0.64958 | 0
LCP_Inputs_ON_Diverse_Howarth_2023_05_05 | 2031 |  |  | Methane |  | Capacity-Intraconnection | FOM | 0 |  |  | CH4 Pipeline | ON | ON |  | 0.64958 | 0
LCP_Inputs_ON_Diverse_Howarth_2023_05_05 | 2031 |  |  | Electricity |  | Capacity-Intraconnection | FOM | 0 |  |  | Electricity Transmission Line | ON | ON |  | 0.64958 | 0
LCP_Inputs_ON_Diverse_Howarth_2023_05_05 | 2031 |  |  | Hydrogen |  | Capacity-Intraconnection | FOM | 0 |  |  | H2 Pipeline - New | ON | ON |  | 0.64958 | 0
LCP_Inputs_ON_Diverse_Howarth_2023_05_05 | 2031 |  |  | Hydrogen |  | Capacity-Intraconnection | FOM | 0 |  |  | H2 Pipeline - Repurposed | ON | ON |  | 0.64958 | 0
LCP_Inputs_ON_Diverse_Howarth_2023_05_05 | 2031 |  |  | Methane |  | Capacity-Interconnection | FOM | 0 |  |  | CH4 Pipeline | ON | PJ |  | 0.64958 | 0
LCP_Inputs_ON_Diverse_Howarth_2023_05_05 | 2031 |  |  | Electricity |  | Capacity-Interconnection | FOM | 0 |  |  | Electricity Transmission Line | ON | PJ |  | 0.64958 | 0
LCP_Inputs_ON_Diverse_Howarth_2023_05_05 | 2031 |  |  | Hydrogen |  | Capacity-Interconnection | FOM | 0 |  |  | H2 Pipeline - New | ON | PJ |  | 0.64958 | 0
LCP_Inputs_ON_Diverse_Howarth_2023_05_05 | 2031 |  |  | Hydrogen |  | Capacity-Interconnection | FOM | 0 |  |  | H2 Pipeline - Repurposed | ON | PJ |  | 0.64958 | 0
LCP_Inputs_ON_Diverse_Howarth_2023_05_05 | 2031 |  |  | Methane |  | Capacity-Interconnection | FOM | 0 |  |  | CH4 Pipeline | ON | QC |  | 0.64958 | 0
LCP_Inputs_ON_Diverse_Howarth_2023_05_05 | 2031 |  |  | Electricity |  | Capacity-Interconnection | FOM | 3950625 |  |  | Electricity Transmission Line | ON | QC |  | 0.64958 | 2566250.6678
LCP_Inputs_ON_Diverse_Howarth_2023_05_05 | 2031 |  |  | Hydrogen |  | Capacity-Interconnection | FOM | 0 |  |  | H2 Pipeline - New | ON | QC |  | 0.64958 | 0
LCP_Inputs_ON_Diverse_Howarth_2023_05_05 | 2031 |  |  | Hydrogen |  | Capacity-Interconnection | FOM | 0 |  |  | H2 Pipeline - Repurposed | ON | QC |  | 0.64958 | 0
LCP_Inputs_ON_Diverse_Howarth_2023_05_05 | 2031 |  |  | Methane |  | Capacity-Interconnection | FOM | 0 |  |  | CH4 Pipeline | ON | WC |  | 0.64958 | 0
LCP_Inputs_ON_Diverse_Howarth_2023_05_05 | 2031 |  |  | Electricity |  | Capacity-Interconnection | FOM | 11287500 |  |  | Electricity Transmission Line | ON | WC |  | 0.64958 | 7332144.765
LCP_Inputs_ON_Diverse_Howarth_2023_05_05 | 2031 |  |  | Hydrogen |  | Capacity-Interconnection | FOM | 0 |  |  | H2 Pipeline - New | ON | WC |  | 0.64958 | 0
LCP_Inputs_ON_Diverse_Howarth_2023_05_05 | 2031 |  |  | Hydrogen |  | Capacity-Interconnection | FOM | 0 |  |  | H2 Pipeline - Repurposed | ON | WC |  | 0.64958 | 0
LCP_Inputs_ON_Diverse_Howarth_2023_05_05 | 2031 |  |  | Methane |  | Capacity-Intraconnection | FOM | 0 |  |  | CH4 Pipeline | PJ | PJ |  | 0.64958 | 0
LCP_Inputs_ON_Diverse_Howarth_2023_05_05 | 2031 |  |  | Electricity |  | Capacity-Intraconnection | FOM | 0 |  |  | Electricity Transmission Line | PJ | PJ |  | 0.64958 | 0
LCP_Inputs_ON_Diverse_Howarth_2023_05_05 | 2031 |  |  | Hydrogen |  | Capacity-Intraconnection | FOM | 0 |  |  | H2 Pipeline - New | PJ | PJ |  | 0.64958 | 0
LCP_Inputs_ON_Diverse_Howarth_2023_05_05 | 2031 |  |  | Hydrogen |  | Capacity-Intraconnection | FOM | 0 |  |  | H2 Pipeline - Repurposed | PJ | PJ |  | 0.64958 | 0
LCP_Inputs_ON_Diverse_Howarth_2023_05_05 | 2031 |  |  | Electricity |  | Capacity-Interconnection | FOM | 6897904.6971 |  |  | Electricity Transmission Line | QC | NY |  | 0.64958 | 4480747.359
LCP_Inputs_ON_Diverse_Howarth_2023_05_05 | 2031 |  |  | Methane |  | Capacity-Intraconnection | FOM | 0 |  |  | CH4 Pipeline | QC | QC |  | 0.64958 | 0
LCP_Inputs_ON_Diverse_Howarth_2023_05_05 | 2031 |  |  | Electricity |  | Capacity-Intraconnection | FOM | 0 |  |  | Electricity Transmission Line | QC | QC |  | 0.64958 | 0
LCP_Inputs_ON_Diverse_Howarth_2023_05_05 | 2031 |  |  | Hydrogen |  | Capacity-Intraconnection | FOM | 0 |  |  | H2 Pipeline - New | QC | QC |  | 0.64958 | 0
LCP_Inputs_ON_Diverse_Howarth_2023_05_05 | 2031 |  |  | Hydrogen |  | Capacity-Intraconnection | FOM | 0 |  |  | H2 Pipeline - Repurposed | QC | QC |  | 0.64958 | 0
LCP_Inputs_ON_Diverse_Howarth_2023_05_05 | 2031 |  |  | Electricity |  | Capacity-Interconnection | FOM | 683014.7334 |  |  | Electricity Transmission Line | WC | MI |  | 0.64958 | 443673.3468
LCP_Inputs_ON_Diverse_Howarth_2023_05_05 | 2031 |  |  | Methane |  | Capacity-Intraconnection | FOM | 0 |  |  | CH4 Pipeline | WC | WC |  | 0.64958 | 0
LCP_Inputs_ON_Diverse_Howarth_2023_05_05 | 2031 |  |  | Electricity |  | Capacity-Intraconnection | FOM | 0 |  |  | Electricity Transmission Line | WC | WC |  | 0.64958 | 0
LCP_Inputs_ON_Diverse_Howarth_2023_05_05 | 2031 |  |  | Hydrogen |  | Capacity-Intraconnection | FOM | 0 |  |  | H2 Pipeline - New | WC | WC |  | 0.64958 | 0
LCP_Inputs_ON_Diverse_Howarth_2023_05_05 | 2031 |  |  | Hydrogen |  | Capacity-Intraconnection | FOM | 0 |  |  | H2 Pipeline - Repurposed | WC | WC |  | 0.64958 | 0
LCP_Inputs_ON_Diverse_Howarth_2023_05_05 | 2032 |  |  | Methane |  | Capacity-Intraconnection | FOM | 0 |  |  | CH4 Pipeline | MI | MI |  | 0.6246 | 0
LCP_Inputs_ON_Diverse_Howarth_2023_05_05 | 2032 |  |  | Electricity |  | Capacity-Intraconnection | FOM | 0 |  |  | Electricity Transmission Line | MI | MI |  | 0.6246 | 0
LCP_Inputs_ON_Diverse_Howarth_2023_05_05 | 2032 |  |  | Hydrogen |  | Capacity-Intraconnection | FOM | 0 |  |  | H2 Pipeline - New | MI | MI |  | 0.6246 | 0
LCP_Inputs_ON_Diverse_Howarth_2023_05_05 | 2032 |  |  | Hydrogen |  | Capacity-Intraconnection | FOM | 0 |  |  | H2 Pipeline - Repurposed | MI | MI |  | 0.6246 | 0
LCP_Inputs_ON_Diverse_Howarth_2023_05_05 | 2032 |  |  | Methane |  | Capacity-Intraconnection | FOM | 0 |  |  | CH4 Pipeline | NY | NY |  | 0.6246 | 0
LCP_Inputs_ON_Diverse_Howarth_2023_05_05 | 2032 |  |  | Electricity |  | Capacity-Intraconnection | FOM | 0 |  |  | Electricity Transmission Line | NY | NY |  | 0.6246 | 0
LCP_Inputs_ON_Diverse_Howarth_2023_05_05 | 2032 |  |  | Hydrogen |  | Capacity-Intraconnection | FOM | 0 |  |  | H2 Pipeline - New | NY | NY |  | 0.6246 | 0
LCP_Inputs_ON_Diverse_Howarth_2023_05_05 | 2032 |  |  | Hydrogen |  | Capacity-Intraconnection | FOM | 0 |  |  | H2 Pipeline - Repurposed | NY | NY |  | 0.6246 | 0
LCP_Inputs_ON_Diverse_Howarth_2023_05_05 | 2032 |  |  | Methane |  | Capacity-Interconnection | FOM | 0 |  |  | CH4 Pipeline | ON | MI |  | 0.6246 | 0
LCP_Inputs_ON_Diverse_Howarth_2023_05_05 | 2032 |  |  | Electricity |  | Capacity-Interconnection | FOM | 2821875 |  |  | Electricity Transmission Line | ON | MI |  | 0.6246 | 1762534.7993
LCP_Inputs_ON_Diverse_Howarth_2023_05_05 | 2032 |  |  | Hydrogen |  | Capacity-Interconnection | FOM | 0 |  |  | H2 Pipeline - New | ON | MI |  | 0.6246 | 0
LCP_Inputs_ON_Diverse_Howarth_2023_05_05 | 2032 |  |  | Hydrogen |  | Capacity-Interconnection | FOM | 0 |  |  | H2 Pipeline - Repurposed | ON | MI |  | 0.6246 | 0
LCP_Inputs_ON_Diverse_Howarth_2023_05_05 | 2032 |  |  | Methane |  | Capacity-Interconnection | FOM | 0 |  |  | CH4 Pipeline | ON | NY |  | 0.6246 | 0
LCP_Inputs_ON_Diverse_Howarth_2023_05_05 | 2032 |  |  | Electricity |  | Capacity-Interconnection | FOM | 2821875 |  |  | Electricity Transmission Line | ON | NY |  | 0.6246 | 1762534.7993
LCP_Inputs_ON_Diverse_Howarth_2023_05_05 | 2032 |  |  | Hydrogen |  | Capacity-Interconnection | FOM | 0 |  |  | H2 Pipeline - New | ON | NY |  | 0.6246 | 0
LCP_Inputs_ON_Diverse_Howarth_2023_05_05 | 2032 |  |  | Hydrogen |  | Capacity-Interconnection | FOM | 0 |  |  | H2 Pipeline - Repurposed | ON | NY |  | 0.6246 | 0
LCP_Inputs_ON_Diverse_Howarth_2023_05_05 | 2032 |  |  | Methane |  | Capacity-Intraconnection | FOM | 0 |  |  | CH4 Pipeline | ON | ON |  | 0.6246 | 0
LCP_Inputs_ON_Diverse_Howarth_2023_05_05 | 2032 |  |  | Electricity |  | Capacity-Intraconnection | FOM | 0 |  |  | Electricity Transmission Line | ON | ON |  | 0.6246 | 0
LCP_Inputs_ON_Diverse_Howarth_2023_05_05 | 2032 |  |  | Hydrogen |  | Capacity-Intraconnection | FOM | 0 |  |  | H2 Pipeline - New | ON | ON |  | 0.6246 | 0
LCP_Inputs_ON_Diverse_Howarth_2023_05_05 | 2032 |  |  | Hydrogen |  | Capacity-Intraconnection | FOM | 0 |  |  | H2 Pipeline - Repurposed | ON | ON |  | 0.6246 | 0
LCP_Inputs_ON_Diverse_Howarth_2023_05_05 | 2032 |  |  | Methane |  | Capacity-Interconnection | FOM | 0 |  |  | CH4 Pipeline | ON | PJ |  | 0.6246 | 0
LCP_Inputs_ON_Diverse_Howarth_2023_05_05 | 2032 |  |  | Electricity |  | Capacity-Interconnection | FOM | 0 |  |  | Electricity Transmission Line | ON | PJ |  | 0.6246 | 0
LCP_Inputs_ON_Diverse_Howarth_2023_05_05 | 2032 |  |  | Hydrogen |  | Capacity-Interconnection | FOM | 0 |  |  | H2 Pipeline - New | ON | PJ |  | 0.6246 | 0
LCP_Inputs_ON_Diverse_Howarth_2023_05_05 | 2032 |  |  | Hydrogen |  | Capacity-Interconnection | FOM | 0 |  |  | H2 Pipeline - Repurposed | ON | PJ |  | 0.6246 | 0
LCP_Inputs_ON_Diverse_Howarth_2023_05_05 | 2032 |  |  | Methane |  | Capacity-Interconnection | FOM | 0 |  |  | CH4 Pipeline | ON | QC |  | 0.6246 | 0
LCP_Inputs_ON_Diverse_Howarth_2023_05_05 | 2032 |  |  | Electricity |  | Capacity-Interconnection | FOM | 3950625 |  |  | Electricity Transmission Line | ON | QC |  | 0.6246 | 2467548.719
LCP_Inputs_ON_Diverse_Howarth_2023_05_05 | 2032 |  |  | Hydrogen |  | Capacity-Interconnection | FOM | 0 |  |  | H2 Pipeline - New | ON | QC |  | 0.6246 | 0
LCP_Inputs_ON_Diverse_Howarth_2023_05_05 | 2032 |  |  | Hydrogen |  | Capacity-Interconnection | FOM | 0 |  |  | H2 Pipeline - Repurposed | ON | QC |  | 0.6246 | 0
LCP_Inputs_ON_Diverse_Howarth_2023_05_05 | 2032 |  |  | Methane |  | Capacity-Interconnection | FOM | 0 |  |  | CH4 Pipeline | ON | WC |  | 0.6246 | 0
LCP_Inputs_ON_Diverse_Howarth_2023_05_05 | 2032 |  |  | Electricity |  | Capacity-Interconnection | FOM | 11287500 |  |  | Electricity Transmission Line | ON | WC |  | 0.6246 | 7050139.1971
LCP_Inputs_ON_Diverse_Howarth_2023_05_05 | 2032 |  |  | Hydrogen |  | Capacity-Interconnection | FOM | 0 |  |  | H2 Pipeline - New | ON | WC |  | 0.6246 | 0
LCP_Inputs_ON_Diverse_Howarth_2023_05_05 | 2032 |  |  | Hydrogen |  | Capacity-Interconnection | FOM | 0 |  |  | H2 Pipeline - Repurposed | ON | WC |  | 0.6246 | 0
LCP_Inputs_ON_Diverse_Howarth_2023_05_05 | 2032 |  |  | Methane |  | Capacity-Intraconnection | FOM | 0 |  |  | CH4 Pipeline | PJ | PJ |  | 0.6246 | 0
LCP_Inputs_ON_Diverse_Howarth_2023_05_05 | 2032 |  |  | Electricity |  | Capacity-Intraconnection | FOM | 0 |  |  | Electricity Transmission Line | PJ | PJ |  | 0.6246 | 0
LCP_Inputs_ON_Diverse_Howarth_2023_05_05 | 2032 |  |  | Hydrogen |  | Capacity-Intraconnection | FOM | 0 |  |  | H2 Pipeline - New | PJ | PJ |  | 0.6246 | 0
LCP_Inputs_ON_Diverse_Howarth_2023_05_05 | 2032 |  |  | Hydrogen |  | Capacity-Intraconnection | FOM | 0 |  |  | H2 Pipeline - Repurposed | PJ | PJ |  | 0.6246 | 0
LCP_Inputs_ON_Diverse_Howarth_2023_05_05 | 2032 |  |  | Electricity |  | Capacity-Interconnection | FOM | 6897904.6971 |  |  | Electricity Transmission Line | QC | NY |  | 0.6246 | 4308410.9221
LCP_Inputs_ON_Diverse_Howarth_2023_05_05 | 2032 |  |  | Methane |  | Capacity-Intraconnection | FOM | 0 |  |  | CH4 Pipeline | QC | QC |  | 0.6246 | 0
LCP_Inputs_ON_Diverse_Howarth_2023_05_05 | 2032 |  |  | Electricity |  | Capacity-Intraconnection | FOM | 0 |  |  | Electricity Transmission Line | QC | QC |  | 0.6246 | 0
LCP_Inputs_ON_Diverse_Howarth_2023_05_05 | 2032 |  |  | Hydrogen |  | Capacity-Intraconnection | FOM | 0 |  |  | H2 Pipeline - New | QC | QC |  | 0.6246 | 0
LCP_Inputs_ON_Diverse_Howarth_2023_05_05 | 2032 |  |  | Hydrogen |  | Capacity-Intraconnection | FOM | 0 |  |  | H2 Pipeline - Repurposed | QC | QC |  | 0.6246 | 0
LCP_Inputs_ON_Diverse_Howarth_2023_05_05 | 2032 |  |  | Electricity |  | Capacity-Interconnection | FOM | 683014.7334 |  |  | Electricity Transmission Line | WC | MI |  | 0.6246 | 426608.9873
LCP_Inputs_ON_Diverse_Howarth_2023_05_05 | 2032 |  |  | Methane |  | Capacity-Intraconnection | FOM | 0 |  |  | CH4 Pipeline | WC | WC |  | 0.6246 | 0
LCP_Inputs_ON_Diverse_Howarth_2023_05_05 | 2032 |  |  | Electricity |  | Capacity-Intraconnection | FOM | 0 |  |  | Electricity Transmission Line | WC | WC |  | 0.6246 | 0
LCP_Inputs_ON_Diverse_Howarth_2023_05_05 | 2032 |  |  | Hydrogen |  | Capacity-Intraconnection | FOM | 0 |  |  | H2 Pipeline - New | WC | WC |  | 0.6246 | 0
LCP_Inputs_ON_Diverse_Howarth_2023_05_05 | 2032 |  |  | Hydrogen |  | Capacity-Intraconnection | FOM | 0 |  |  | H2 Pipeline - Repurposed | WC | WC |  | 0.6246 | 0
LCP_Inputs_ON_Diverse_Howarth_2023_05_05 | 2033 |  |  | Methane |  | Capacity-Intraconnection | FOM | 0 |  |  | CH4 Pipeline | MI | MI |  | 0.60057 | 0
LCP_Inputs_ON_Diverse_Howarth_2023_05_05 | 2033 |  |  | Electricity |  | Capacity-Intraconnection | FOM | 0 |  |  | Electricity Transmission Line | MI | MI |  | 0.60057 | 0
LCP_Inputs_ON_Diverse_Howarth_2023_05_05 | 2033 |  |  | Hydrogen |  | Capacity-Intraconnection | FOM | 0 |  |  | H2 Pipeline - New | MI | MI |  | 0.60057 | 0
LCP_Inputs_ON_Diverse_Howarth_2023_05_05 | 2033 |  |  | Hydrogen |  | Capacity-Intraconnection | FOM | 0 |  |  | H2 Pipeline - Repurposed | MI | MI |  | 0.60057 | 0
LCP_Inputs_ON_Diverse_Howarth_2023_05_05 | 2033 |  |  | Methane |  | Capacity-Intraconnection | FOM | 0 |  |  | CH4 Pipeline | NY | NY |  | 0.60057 | 0
LCP_Inputs_ON_Diverse_Howarth_2023_05_05 | 2033 |  |  | Electricity |  | Capacity-Intraconnection | FOM | 0 |  |  | Electricity Transmission Line | NY | NY |  | 0.60057 | 0
LCP_Inputs_ON_Diverse_Howarth_2023_05_05 | 2033 |  |  | Hydrogen |  | Capacity-Intraconnection | FOM | 0 |  |  | H2 Pipeline - New | NY | NY |  | 0.60057 | 0
LCP_Inputs_ON_Diverse_Howarth_2023_05_05 | 2033 |  |  | Hydrogen |  | Capacity-Intraconnection | FOM | 0 |  |  | H2 Pipeline - Repurposed | NY | NY |  | 0.60057 | 0
LCP_Inputs_ON_Diverse_Howarth_2023_05_05 | 2033 |  |  | Methane |  | Capacity-Interconnection | FOM | 0 |  |  | CH4 Pipeline | ON | MI |  | 0.60057 | 0
LCP_Inputs_ON_Diverse_Howarth_2023_05_05 | 2033 |  |  | Electricity |  | Capacity-Interconnection | FOM | 2821875 |  |  | Electricity Transmission Line | ON | MI |  | 0.60057 | 1694744.9993
LCP_Inputs_ON_Diverse_Howarth_2023_05_05 | 2033 |  |  | Hydrogen |  | Capacity-Interconnection | FOM | 0 |  |  | H2 Pipeline - New | ON | MI |  | 0.60057 | 0
LCP_Inputs_ON_Diverse_Howarth_2023_05_05 | 2033 |  |  | Hydrogen |  | Capacity-Interconnection | FOM | 0 |  |  | H2 Pipeline - Repurposed | ON | MI |  | 0.60057 | 0
LCP_Inputs_ON_Diverse_Howarth_2023_05_05 | 2033 |  |  | Methane |  | Capacity-Interconnection | FOM | 0 |  |  | CH4 Pipeline | ON | NY |  | 0.60057 | 0
LCP_Inputs_ON_Diverse_Howarth_2023_05_05 | 2033 |  |  | Electricity |  | Capacity-Interconnection | FOM | 2821875 |  |  | Electricity Transmission Line | ON | NY |  | 0.60057 | 1694744.9993
LCP_Inputs_ON_Diverse_Howarth_2023_05_05 | 2033 |  |  | Hydrogen |  | Capacity-Interconnection | FOM | 0 |  |  | H2 Pipeline - New | ON | NY |  | 0.60057 | 0
LCP_Inputs_ON_Diverse_Howarth_2023_05_05 | 2033 |  |  | Hydrogen |  | Capacity-Interconnection | FOM | 0 |  |  | H2 Pipeline - Repurposed | ON | NY |  | 0.60057 | 0
LCP_Inputs_ON_Diverse_Howarth_2023_05_05 | 2033 |  |  | Methane |  | Capacity-Intraconnection | FOM | 0 |  |  | CH4 Pipeline | ON | ON |  | 0.60057 | 0
LCP_Inputs_ON_Diverse_Howarth_2023_05_05 | 2033 |  |  | Electricity |  | Capacity-Intraconnection | FOM | 0 |  |  | Electricity Transmission Line | ON | ON |  | 0.60057 | 0
LCP_Inputs_ON_Diverse_Howarth_2023_05_05 | 2033 |  |  | Hydrogen |  | Capacity-Intraconnection | FOM | 0 |  |  | H2 Pipeline - New | ON | ON |  | 0.60057 | 0
LCP_Inputs_ON_Diverse_Howarth_2023_05_05 | 2033 |  |  | Hydrogen |  | Capacity-Intraconnection | FOM | 0 |  |  | H2 Pipeline - Repurposed | ON | ON |  | 0.60057 | 0
LCP_Inputs_ON_Diverse_Howarth_2023_05_05 | 2033 |  |  | Methane |  | Capacity-Interconnection | FOM | 0 |  |  | CH4 Pipeline | ON | PJ |  | 0.60057 | 0
LCP_Inputs_ON_Diverse_Howarth_2023_05_05 | 2033 |  |  | Electricity |  | Capacity-Interconnection | FOM | 0 |  |  | Electricity Transmission Line | ON | PJ |  | 0.60057 | 0
LCP_Inputs_ON_Diverse_Howarth_2023_05_05 | 2033 |  |  | Hydrogen |  | Capacity-Interconnection | FOM | 0 |  |  | H2 Pipeline - New | ON | PJ |  | 0.60057 | 0
LCP_Inputs_ON_Diverse_Howarth_2023_05_05 | 2033 |  |  | Hydrogen |  | Capacity-Interconnection | FOM | 0 |  |  | H2 Pipeline - Repurposed | ON | PJ |  | 0.60057 | 0
LCP_Inputs_ON_Diverse_Howarth_2023_05_05 | 2033 |  |  | Methane |  | Capacity-Interconnection | FOM | 0 |  |  | CH4 Pipeline | ON | QC |  | 0.60057 | 0
LCP_Inputs_ON_Diverse_Howarth_2023_05_05 | 2033 |  |  | Electricity |  | Capacity-Interconnection | FOM | 3950625 |  |  | Electricity Transmission Line | ON | QC |  | 0.60057 | 2372642.999
LCP_Inputs_ON_Diverse_Howarth_2023_05_05 | 2033 |  |  | Hydrogen |  | Capacity-Interconnection | FOM | 0 |  |  | H2 Pipeline - New | ON | QC |  | 0.60057 | 0
LCP_Inputs_ON_Diverse_Howarth_2023_05_05 | 2033 |  |  | Hydrogen |  | Capacity-Interconnection | FOM | 0 |  |  | H2 Pipeline - Repurposed | ON | QC |  | 0.60057 | 0
LCP_Inputs_ON_Diverse_Howarth_2023_05_05 | 2033 |  |  | Methane |  | Capacity-Interconnection | FOM | 0 |  |  | CH4 Pipeline | ON | WC |  | 0.60057 | 0
LCP_Inputs_ON_Diverse_Howarth_2023_05_05 | 2033 |  |  | Electricity |  | Capacity-Interconnection | FOM | 11287500 |  |  | Electricity Transmission Line | ON | WC |  | 0.60057 | 6778979.9972
LCP_Inputs_ON_Diverse_Howarth_2023_05_05 | 2033 |  |  | Hydrogen |  | Capacity-Interconnection | FOM | 0 |  |  | H2 Pipeline - New | ON | WC |  | 0.60057 | 0
LCP_Inputs_ON_Diverse_Howarth_2023_05_05 | 2033 |  |  | Hydrogen |  | Capacity-Interconnection | FOM | 0 |  |  | H2 Pipeline - Repurposed | ON | WC |  | 0.60057 | 0
LCP_Inputs_ON_Diverse_Howarth_2023_05_05 | 2033 |  |  | Methane |  | Capacity-Intraconnection | FOM | 0 |  |  | CH4 Pipeline | PJ | PJ |  | 0.60057 | 0
LCP_Inputs_ON_Diverse_Howarth_2023_05_05 | 2033 |  |  | Electricity |  | Capacity-Intraconnection | FOM | 0 |  |  | Electricity Transmission Line | PJ | PJ |  | 0.60057 | 0
LCP_Inputs_ON_Diverse_Howarth_2023_05_05 | 2033 |  |  | Hydrogen |  | Capacity-Intraconnection | FOM | 0 |  |  | H2 Pipeline - New | PJ | PJ |  | 0.60057 | 0
LCP_Inputs_ON_Diverse_Howarth_2023_05_05 | 2033 |  |  | Hydrogen |  | Capacity-Intraconnection | FOM | 0 |  |  | H2 Pipeline - Repurposed | PJ | PJ |  | 0.60057 | 0
LCP_Inputs_ON_Diverse_Howarth_2023_05_05 | 2033 |  |  | Electricity |  | Capacity-Interconnection | FOM | 6897904.6971 |  |  | Electricity Transmission Line | QC | NY |  | 0.60057 | 4142702.8097
LCP_Inputs_ON_Diverse_Howarth_2023_05_05 | 2033 |  |  | Methane |  | Capacity-Intraconnection | FOM | 0 |  |  | CH4 Pipeline | QC | QC |  | 0.60057 | 0
LCP_Inputs_ON_Diverse_Howarth_2023_05_05 | 2033 |  |  | Electricity |  | Capacity-Intraconnection | FOM | 0 |  |  | Electricity Transmission Line | QC | QC |  | 0.60057 | 0
LCP_Inputs_ON_Diverse_Howarth_2023_05_05 | 2033 |  |  | Hydrogen |  | Capacity-Intraconnection | FOM | 0 |  |  | H2 Pipeline - New | QC | QC |  | 0.60057 | 0
LCP_Inputs_ON_Diverse_Howarth_2023_05_05 | 2033 |  |  | Hydrogen |  | Capacity-Intraconnection | FOM | 0 |  |  | H2 Pipeline - Repurposed | QC | QC |  | 0.60057 | 0
LCP_Inputs_ON_Diverse_Howarth_2023_05_05 | 2033 |  |  | Electricity |  | Capacity-Interconnection | FOM | 683014.7334 |  |  | Electricity Transmission Line | WC | MI |  | 0.60057 | 410200.9493
LCP_Inputs_ON_Diverse_Howarth_2023_05_05 | 2033 |  |  | Methane |  | Capacity-Intraconnection | FOM | 0 |  |  | CH4 Pipeline | WC | WC |  | 0.60057 | 0
LCP_Inputs_ON_Diverse_Howarth_2023_05_05 | 2033 |  |  | Electricity |  | Capacity-Intraconnection | FOM | 0 |  |  | Electricity Transmission Line | WC | WC |  | 0.60057 | 0
LCP_Inputs_ON_Diverse_Howarth_2023_05_05 | 2033 |  |  | Hydrogen |  | Capacity-Intraconnection | FOM | 0 |  |  | H2 Pipeline - New | WC | WC |  | 0.60057 | 0
LCP_Inputs_ON_Diverse_Howarth_2023_05_05 | 2033 |  |  | Hydrogen |  | Capacity-Intraconnection | FOM | 0 |  |  | H2 Pipeline - Repurposed | WC | WC |  | 0.60057 | 0
LCP_Inputs_ON_Diverse_Howarth_2023_05_05 | 2034 |  |  | Methane |  | Capacity-Intraconnection | FOM | 0 |  |  | CH4 Pipeline | MI | MI |  | 0.57748 | 0
LCP_Inputs_ON_Diverse_Howarth_2023_05_05 | 2034 |  |  | Electricity |  | Capacity-Intraconnection | FOM | 0 |  |  | Electricity Transmission Line | MI | MI |  | 0.57748 | 0
LCP_Inputs_ON_Diverse_Howarth_2023_05_05 | 2034 |  |  | Hydrogen |  | Capacity-Intraconnection | FOM | 0 |  |  | H2 Pipeline - New | MI | MI |  | 0.57748 | 0
LCP_Inputs_ON_Diverse_Howarth_2023_05_05 | 2034 |  |  | Hydrogen |  | Capacity-Intraconnection | FOM | 0 |  |  | H2 Pipeline - Repurposed | MI | MI |  | 0.57748 | 0
LCP_Inputs_ON_Diverse_Howarth_2023_05_05 | 2034 |  |  | Methane |  | Capacity-Intraconnection | FOM | 0 |  |  | CH4 Pipeline | NY | NY |  | 0.57748 | 0
LCP_Inputs_ON_Diverse_Howarth_2023_05_05 | 2034 |  |  | Electricity |  | Capacity-Intraconnection | FOM | 0 |  |  | Electricity Transmission Line | NY | NY |  | 0.57748 | 0
LCP_Inputs_ON_Diverse_Howarth_2023_05_05 | 2034 |  |  | Hydrogen |  | Capacity-Intraconnection | FOM | 0 |  |  | H2 Pipeline - New | NY | NY |  | 0.57748 | 0
LCP_Inputs_ON_Diverse_Howarth_2023_05_05 | 2034 |  |  | Hydrogen |  | Capacity-Intraconnection | FOM | 0 |  |  | H2 Pipeline - Repurposed | NY | NY |  | 0.57748 | 0
LCP_Inputs_ON_Diverse_Howarth_2023_05_05 | 2034 |  |  | Methane |  | Capacity-Interconnection | FOM | 0 |  |  | CH4 Pipeline | ON | MI |  | 0.57748 | 0
LCP_Inputs_ON_Diverse_Howarth_2023_05_05 | 2034 |  |  | Electricity |  | Capacity-Interconnection | FOM | 2821875 |  |  | Electricity Transmission Line | ON | MI |  | 0.57748 | 1629562.4993
LCP_Inputs_ON_Diverse_Howarth_2023_05_05 | 2034 |  |  | Hydrogen |  | Capacity-Interconnection | FOM | 0 |  |  | H2 Pipeline - New | ON | MI |  | 0.57748 | 0
LCP_Inputs_ON_Diverse_Howarth_2023_05_05 | 2034 |  |  | Hydrogen |  | Capacity-Interconnection | FOM | 0 |  |  | H2 Pipeline - Repurposed | ON | MI |  | 0.57748 | 0
LCP_Inputs_ON_Diverse_Howarth_2023_05_05 | 2034 |  |  | Methane |  | Capacity-Interconnection | FOM | 0 |  |  | CH4 Pipeline | ON | NY |  | 0.57748 | 0
LCP_Inputs_ON_Diverse_Howarth_2023_05_05 | 2034 |  |  | Electricity |  | Capacity-Interconnection | FOM | 2821875 |  |  | Electricity Transmission Line | ON | NY |  | 0.57748 | 1629562.4993
LCP_Inputs_ON_Diverse_Howarth_2023_05_05 | 2034 |  |  | Hydrogen |  | Capacity-Interconnection | FOM | 0 |  |  | H2 Pipeline - New | ON | NY |  | 0.57748 | 0
LCP_Inputs_ON_Diverse_Howarth_2023_05_05 | 2034 |  |  | Hydrogen |  | Capacity-Interconnection | FOM | 0 |  |  | H2 Pipeline - Repurposed | ON | NY |  | 0.57748 | 0
LCP_Inputs_ON_Diverse_Howarth_2023_05_05 | 2034 |  |  | Methane |  | Capacity-Intraconnection | FOM | 0 |  |  | CH4 Pipeline | ON | ON |  | 0.57748 | 0
LCP_Inputs_ON_Diverse_Howarth_2023_05_05 | 2034 |  |  | Electricity |  | Capacity-Intraconnection | FOM | 0 |  |  | Electricity Transmission Line | ON | ON |  | 0.57748 | 0
LCP_Inputs_ON_Diverse_Howarth_2023_05_05 | 2034 |  |  | Hydrogen |  | Capacity-Intraconnection | FOM | 0 |  |  | H2 Pipeline - New | ON | ON |  | 0.57748 | 0
LCP_Inputs_ON_Diverse_Howarth_2023_05_05 | 2034 |  |  | Hydrogen |  | Capacity-Intraconnection | FOM | 0 |  |  | H2 Pipeline - Repurposed | ON | ON |  | 0.57748 | 0
LCP_Inputs_ON_Diverse_Howarth_2023_05_05 | 2034 |  |  | Methane |  | Capacity-Interconnection | FOM | 0 |  |  | CH4 Pipeline | ON | PJ |  | 0.57748 | 0
LCP_Inputs_ON_Diverse_Howarth_2023_05_05 | 2034 |  |  | Electricity |  | Capacity-Interconnection | FOM | 0 |  |  | Electricity Transmission Line | ON | PJ |  | 0.57748 | 0
LCP_Inputs_ON_Diverse_Howarth_2023_05_05 | 2034 |  |  | Hydrogen |  | Capacity-Interconnection | FOM | 0 |  |  | H2 Pipeline - New | ON | PJ |  | 0.57748 | 0
LCP_Inputs_ON_Diverse_Howarth_2023_05_05 | 2034 |  |  | Hydrogen |  | Capacity-Interconnection | FOM | 0 |  |  | H2 Pipeline - Repurposed | ON | PJ |  | 0.57748 | 0
LCP_Inputs_ON_Diverse_Howarth_2023_05_05 | 2034 |  |  | Methane |  | Capacity-Interconnection | FOM | 0 |  |  | CH4 Pipeline | ON | QC |  | 0.57748 | 0
LCP_Inputs_ON_Diverse_Howarth_2023_05_05 | 2034 |  |  | Electricity |  | Capacity-Interconnection | FOM | 3950625 |  |  | Electricity Transmission Line | ON | QC |  | 0.57748 | 2281387.4991
LCP_Inputs_ON_Diverse_Howarth_2023_05_05 | 2034 |  |  | Hydrogen |  | Capacity-Interconnection | FOM | 0 |  |  | H2 Pipeline - New | ON | QC |  | 0.57748 | 0
LCP_Inputs_ON_Diverse_Howarth_2023_05_05 | 2034 |  |  | Hydrogen |  | Capacity-Interconnection | FOM | 0 |  |  | H2 Pipeline - Repurposed | ON | QC |  | 0.57748 | 0
LCP_Inputs_ON_Diverse_Howarth_2023_05_05 | 2034 |  |  | Methane |  | Capacity-Interconnection | FOM | 0 |  |  | CH4 Pipeline | ON | WC |  | 0.57748 | 0
LCP_Inputs_ON_Diverse_Howarth_2023_05_05 | 2034 |  |  | Electricity |  | Capacity-Interconnection | FOM | 11287500 |  |  | Electricity Transmission Line | ON | WC |  | 0.57748 | 6518249.9974
LCP_Inputs_ON_Diverse_Howarth_2023_05_05 | 2034 |  |  | Hydrogen |  | Capacity-Interconnection | FOM | 0 |  |  | H2 Pipeline - New | ON | WC |  | 0.57748 | 0
LCP_Inputs_ON_Diverse_Howarth_2023_05_05 | 2034 |  |  | Hydrogen |  | Capacity-Interconnection | FOM | 0 |  |  | H2 Pipeline - Repurposed | ON | WC |  | 0.57748 | 0
LCP_Inputs_ON_Diverse_Howarth_2023_05_05 | 2034 |  |  | Methane |  | Capacity-Intraconnection | FOM | 0 |  |  | CH4 Pipeline | PJ | PJ |  | 0.57748 | 0
LCP_Inputs_ON_Diverse_Howarth_2023_05_05 | 2034 |  |  | Electricity |  | Capacity-Intraconnection | FOM | 0 |  |  | Electricity Transmission Line | PJ | PJ |  | 0.57748 | 0
LCP_Inputs_ON_Diverse_Howarth_2023_05_05 | 2034 |  |  | Hydrogen |  | Capacity-Intraconnection | FOM | 0 |  |  | H2 Pipeline - New | PJ | PJ |  | 0.57748 | 0
LCP_Inputs_ON_Diverse_Howarth_2023_05_05 | 2034 |  |  | Hydrogen |  | Capacity-Intraconnection | FOM | 0 |  |  | H2 Pipeline - Repurposed | PJ | PJ |  | 0.57748 | 0
LCP_Inputs_ON_Diverse_Howarth_2023_05_05 | 2034 |  |  | Electricity |  | Capacity-Interconnection | FOM | 6897904.6971 |  |  | Electricity Transmission Line | QC | NY |  | 0.57748 | 3983368.0862
LCP_Inputs_ON_Diverse_Howarth_2023_05_05 | 2034 |  |  | Methane |  | Capacity-Intraconnection | FOM | 0 |  |  | CH4 Pipeline | QC | QC |  | 0.57748 | 0
LCP_Inputs_ON_Diverse_Howarth_2023_05_05 | 2034 |  |  | Electricity |  | Capacity-Intraconnection | FOM | 0 |  |  | Electricity Transmission Line | QC | QC |  | 0.57748 | 0
LCP_Inputs_ON_Diverse_Howarth_2023_05_05 | 2034 |  |  | Hydrogen |  | Capacity-Intraconnection | FOM | 0 |  |  | H2 Pipeline - New | QC | QC |  | 0.57748 | 0
LCP_Inputs_ON_Diverse_Howarth_2023_05_05 | 2034 |  |  | Hydrogen |  | Capacity-Intraconnection | FOM | 0 |  |  | H2 Pipeline - Repurposed | QC | QC |  | 0.57748 | 0
LCP_Inputs_ON_Diverse_Howarth_2023_05_05 | 2034 |  |  | Electricity |  | Capacity-Interconnection | FOM | 683014.7334 |  |  | Electricity Transmission Line | WC | MI |  | 0.57748 | 394423.9897
LCP_Inputs_ON_Diverse_Howarth_2023_05_05 | 2034 |  |  | Methane |  | Capacity-Intraconnection | FOM | 0 |  |  | CH4 Pipeline | WC | WC |  | 0.57748 | 0
LCP_Inputs_ON_Diverse_Howarth_2023_05_05 | 2034 |  |  | Electricity |  | Capacity-Intraconnection | FOM | 0 |  |  | Electricity Transmission Line | WC | WC |  | 0.57748 | 0
LCP_Inputs_ON_Diverse_Howarth_2023_05_05 | 2034 |  |  | Hydrogen |  | Capacity-Intraconnection | FOM | 0 |  |  | H2 Pipeline - New | WC | WC |  | 0.57748 | 0
LCP_Inputs_ON_Diverse_Howarth_2023_05_05 | 2034 |  |  | Hydrogen |  | Capacity-Intraconnection | FOM | 0 |  |  | H2 Pipeline - Repurposed | WC | WC |  | 0.57748 | 0
LCP_Inputs_ON_Diverse_Howarth_2023_05_05 | 2035 |  |  | Methane |  | Capacity-Intraconnection | FOM | 0 |  |  | CH4 Pipeline | MI | MI |  | 0.55526 | 0
LCP_Inputs_ON_Diverse_Howarth_2023_05_05 | 2035 |  |  | Electricity |  | Capacity-Intraconnection | FOM | 0 |  |  | Electricity Transmission Line | MI | MI |  | 0.55526 | 0
LCP_Inputs_ON_Diverse_Howarth_2023_05_05 | 2035 |  |  | Hydrogen |  | Capacity-Intraconnection | FOM | 0 |  |  | H2 Pipeline - New | MI | MI |  | 0.55526 | 0
LCP_Inputs_ON_Diverse_Howarth_2023_05_05 | 2035 |  |  | Hydrogen |  | Capacity-Intraconnection | FOM | 0 |  |  | H2 Pipeline - Repurposed | MI | MI |  | 0.55526 | 0
LCP_Inputs_ON_Diverse_Howarth_2023_05_05 | 2035 |  |  | Methane |  | Capacity-Intraconnection | FOM | 0 |  |  | CH4 Pipeline | NY | NY |  | 0.55526 | 0
LCP_Inputs_ON_Diverse_Howarth_2023_05_05 | 2035 |  |  | Electricity |  | Capacity-Intraconnection | FOM | 0 |  |  | Electricity Transmission Line | NY | NY |  | 0.55526 | 0
LCP_Inputs_ON_Diverse_Howarth_2023_05_05 | 2035 |  |  | Hydrogen |  | Capacity-Intraconnection | FOM | 0 |  |  | H2 Pipeline - New | NY | NY |  | 0.55526 | 0
LCP_Inputs_ON_Diverse_Howarth_2023_05_05 | 2035 |  |  | Hydrogen |  | Capacity-Intraconnection | FOM | 0 |  |  | H2 Pipeline - Repurposed | NY | NY |  | 0.55526 | 0
LCP_Inputs_ON_Diverse_Howarth_2023_05_05 | 2035 |  |  | Methane |  | Capacity-Interconnection | FOM | 0 |  |  | CH4 Pipeline | ON | MI |  | 0.55526 | 0
LCP_Inputs_ON_Diverse_Howarth_2023_05_05 | 2035 |  |  | Electricity |  | Capacity-Interconnection | FOM | 2821875 |  |  | Electricity Transmission Line | ON | MI |  | 0.55526 | 1566887.0186
LCP_Inputs_ON_Diverse_Howarth_2023_05_05 | 2035 |  |  | Hydrogen |  | Capacity-Interconnection | FOM | 0 |  |  | H2 Pipeline - New | ON | MI |  | 0.55526 | 0
LCP_Inputs_ON_Diverse_Howarth_2023_05_05 | 2035 |  |  | Hydrogen |  | Capacity-Interconnection | FOM | 0 |  |  | H2 Pipeline - Repurposed | ON | MI |  | 0.55526 | 0
LCP_Inputs_ON_Diverse_Howarth_2023_05_05 | 2035 |  |  | Methane |  | Capacity-Interconnection | FOM | 0 |  |  | CH4 Pipeline | ON | NY |  | 0.55526 | 0
LCP_Inputs_ON_Diverse_Howarth_2023_05_05 | 2035 |  |  | Electricity |  | Capacity-Interconnection | FOM | 2821875 |  |  | Electricity Transmission Line | ON | NY |  | 0.55526 | 1566887.0186
LCP_Inputs_ON_Diverse_Howarth_2023_05_05 | 2035 |  |  | Hydrogen |  | Capacity-Interconnection | FOM | 0 |  |  | H2 Pipeline - New | ON | NY |  | 0.55526 | 0
LCP_Inputs_ON_Diverse_Howarth_2023_05_05 | 2035 |  |  | Hydrogen |  | Capacity-Interconnection | FOM | 0 |  |  | H2 Pipeline - Repurposed | ON | NY |  | 0.55526 | 0
LCP_Inputs_ON_Diverse_Howarth_2023_05_05 | 2035 |  |  | Methane |  | Capacity-Intraconnection | FOM | 0 |  |  | CH4 Pipeline | ON | ON |  | 0.55526 | 0
LCP_Inputs_ON_Diverse_Howarth_2023_05_05 | 2035 |  |  | Electricity |  | Capacity-Intraconnection | FOM | 0 |  |  | Electricity Transmission Line | ON | ON |  | 0.55526 | 0
LCP_Inputs_ON_Diverse_Howarth_2023_05_05 | 2035 |  |  | Hydrogen |  | Capacity-Intraconnection | FOM | 0 |  |  | H2 Pipeline - New | ON | ON |  | 0.55526 | 0
LCP_Inputs_ON_Diverse_Howarth_2023_05_05 | 2035 |  |  | Hydrogen |  | Capacity-Intraconnection | FOM | 0 |  |  | H2 Pipeline - Repurposed | ON | ON |  | 0.55526 | 0
LCP_Inputs_ON_Diverse_Howarth_2023_05_05 | 2035 |  |  | Methane |  | Capacity-Interconnection | FOM | 0 |  |  | CH4 Pipeline | ON | PJ |  | 0.55526 | 0
LCP_Inputs_ON_Diverse_Howarth_2023_05_05 | 2035 |  |  | Electricity |  | Capacity-Interconnection | FOM | 0 |  |  | Electricity Transmission Line | ON | PJ |  | 0.55526 | 0
LCP_Inputs_ON_Diverse_Howarth_2023_05_05 | 2035 |  |  | Hydrogen |  | Capacity-Interconnection | FOM | 0 |  |  | H2 Pipeline - New | ON | PJ |  | 0.55526 | 0
LCP_Inputs_ON_Diverse_Howarth_2023_05_05 | 2035 |  |  | Hydrogen |  | Capacity-Interconnection | FOM | 0 |  |  | H2 Pipeline - Repurposed | ON | PJ |  | 0.55526 | 0
LCP_Inputs_ON_Diverse_Howarth_2023_05_05 | 2035 |  |  | Methane |  | Capacity-Interconnection | FOM | 0 |  |  | CH4 Pipeline | ON | QC |  | 0.55526 | 0
LCP_Inputs_ON_Diverse_Howarth_2023_05_05 | 2035 |  |  | Electricity |  | Capacity-Interconnection | FOM | 3950625 |  |  | Electricity Transmission Line | ON | QC |  | 0.55526 | 2193641.826
LCP_Inputs_ON_Diverse_Howarth_2023_05_05 | 2035 |  |  | Hydrogen |  | Capacity-Interconnection | FOM | 0 |  |  | H2 Pipeline - New | ON | QC |  | 0.55526 | 0
LCP_Inputs_ON_Diverse_Howarth_2023_05_05 | 2035 |  |  | Hydrogen |  | Capacity-Interconnection | FOM | 0 |  |  | H2 Pipeline - Repurposed | ON | QC |  | 0.55526 | 0
LCP_Inputs_ON_Diverse_Howarth_2023_05_05 | 2035 |  |  | Methane |  | Capacity-Interconnection | FOM | 0 |  |  | CH4 Pipeline | ON | WC |  | 0.55526 | 0
LCP_Inputs_ON_Diverse_Howarth_2023_05_05 | 2035 |  |  | Electricity |  | Capacity-Interconnection | FOM | 11287500 |  |  | Electricity Transmission Line | ON | WC |  | 0.55526 | 6267548.0744
LCP_Inputs_ON_Diverse_Howarth_2023_05_05 | 2035 |  |  | Hydrogen |  | Capacity-Interconnection | FOM | 0 |  |  | H2 Pipeline - New | ON | WC |  | 0.55526 | 0
LCP_Inputs_ON_Diverse_Howarth_2023_05_05 | 2035 |  |  | Hydrogen |  | Capacity-Interconnection | FOM | 0 |  |  | H2 Pipeline - Repurposed | ON | WC |  | 0.55526 | 0
LCP_Inputs_ON_Diverse_Howarth_2023_05_05 | 2035 |  |  | Methane |  | Capacity-Intraconnection | FOM | 0 |  |  | CH4 Pipeline | PJ | PJ |  | 0.55526 | 0
LCP_Inputs_ON_Diverse_Howarth_2023_05_05 | 2035 |  |  | Electricity |  | Capacity-Intraconnection | FOM | 0 |  |  | Electricity Transmission Line | PJ | PJ |  | 0.55526 | 0
LCP_Inputs_ON_Diverse_Howarth_2023_05_05 | 2035 |  |  | Hydrogen |  | Capacity-Intraconnection | FOM | 0 |  |  | H2 Pipeline - New | PJ | PJ |  | 0.55526 | 0
LCP_Inputs_ON_Diverse_Howarth_2023_05_05 | 2035 |  |  | Hydrogen |  | Capacity-Intraconnection | FOM | 0 |  |  | H2 Pipeline - Repurposed | PJ | PJ |  | 0.55526 | 0
LCP_Inputs_ON_Diverse_Howarth_2023_05_05 | 2035 |  |  | Electricity |  | Capacity-Interconnection | FOM | 6897904.6971 |  |  | Electricity Transmission Line | QC | NY |  | 0.55526 | 3830161.6214
LCP_Inputs_ON_Diverse_Howarth_2023_05_05 | 2035 |  |  | Methane |  | Capacity-Intraconnection | FOM | 0 |  |  | CH4 Pipeline | QC | QC |  | 0.55526 | 0
LCP_Inputs_ON_Diverse_Howarth_2023_05_05 | 2035 |  |  | Electricity |  | Capacity-Intraconnection | FOM | 0 |  |  | Electricity Transmission Line | QC | QC |  | 0.55526 | 0
LCP_Inputs_ON_Diverse_Howarth_2023_05_05 | 2035 |  |  | Hydrogen |  | Capacity-Intraconnection | FOM | 0 |  |  | H2 Pipeline - New | QC | QC |  | 0.55526 | 0
LCP_Inputs_ON_Diverse_Howarth_2023_05_05 | 2035 |  |  | Hydrogen |  | Capacity-Intraconnection | FOM | 0 |  |  | H2 Pipeline - Repurposed | QC | QC |  | 0.55526 | 0
LCP_Inputs_ON_Diverse_Howarth_2023_05_05 | 2035 |  |  | Electricity |  | Capacity-Interconnection | FOM | 683014.7334 |  |  | Electricity Transmission Line | WC | MI |  | 0.55526 | 379253.8363
LCP_Inputs_ON_Diverse_Howarth_2023_05_05 | 2035 |  |  | Methane |  | Capacity-Intraconnection | FOM | 0 |  |  | CH4 Pipeline | WC | WC |  | 0.55526 | 0
LCP_Inputs_ON_Diverse_Howarth_2023_05_05 | 2035 |  |  | Electricity |  | Capacity-Intraconnection | FOM | 0 |  |  | Electricity Transmission Line | WC | WC |  | 0.55526 | 0
LCP_Inputs_ON_Diverse_Howarth_2023_05_05 | 2035 |  |  | Hydrogen |  | Capacity-Intraconnection | FOM | 0 |  |  | H2 Pipeline - New | WC | WC |  | 0.55526 | 0
LCP_Inputs_ON_Diverse_Howarth_2023_05_05 | 2035 |  |  | Hydrogen |  | Capacity-Intraconnection | FOM | 0 |  |  | H2 Pipeline - Repurposed | WC | WC |  | 0.55526 | 0
LCP_Inputs_ON_Diverse_Howarth_2023_05_05 | 2036 |  |  | Methane |  | Capacity-Intraconnection | FOM | 0 |  |  | CH4 Pipeline | MI | MI |  | 0.53391 | 0
LCP_Inputs_ON_Diverse_Howarth_2023_05_05 | 2036 |  |  | Electricity |  | Capacity-Intraconnection | FOM | 0 |  |  | Electricity Transmission Line | MI | MI |  | 0.53391 | 0
LCP_Inputs_ON_Diverse_Howarth_2023_05_05 | 2036 |  |  | Hydrogen |  | Capacity-Intraconnection | FOM | 0 |  |  | H2 Pipeline - New | MI | MI |  | 0.53391 | 0
LCP_Inputs_ON_Diverse_Howarth_2023_05_05 | 2036 |  |  | Hydrogen |  | Capacity-Intraconnection | FOM | 0 |  |  | H2 Pipeline - Repurposed | MI | MI |  | 0.53391 | 0
LCP_Inputs_ON_Diverse_Howarth_2023_05_05 | 2036 |  |  | Methane |  | Capacity-Intraconnection | FOM | 0 |  |  | CH4 Pipeline | NY | NY |  | 0.53391 | 0
LCP_Inputs_ON_Diverse_Howarth_2023_05_05 | 2036 |  |  | Electricity |  | Capacity-Intraconnection | FOM | 0 |  |  | Electricity Transmission Line | NY | NY |  | 0.53391 | 0
LCP_Inputs_ON_Diverse_Howarth_2023_05_05 | 2036 |  |  | Hydrogen |  | Capacity-Intraconnection | FOM | 0 |  |  | H2 Pipeline - New | NY | NY |  | 0.53391 | 0
LCP_Inputs_ON_Diverse_Howarth_2023_05_05 | 2036 |  |  | Hydrogen |  | Capacity-Intraconnection | FOM | 0 |  |  | H2 Pipeline - Repurposed | NY | NY |  | 0.53391 | 0
LCP_Inputs_ON_Diverse_Howarth_2023_05_05 | 2036 |  |  | Methane |  | Capacity-Interconnection | FOM | 0 |  |  | CH4 Pipeline | ON | MI |  | 0.53391 | 0
LCP_Inputs_ON_Diverse_Howarth_2023_05_05 | 2036 |  |  | Electricity |  | Capacity-Interconnection | FOM | 2821875 |  |  | Electricity Transmission Line | ON | MI |  | 0.53391 | 1506622.1333
LCP_Inputs_ON_Diverse_Howarth_2023_05_05 | 2036 |  |  | Hydrogen |  | Capacity-Interconnection | FOM | 0 |  |  | H2 Pipeline - New | ON | MI |  | 0.53391 | 0
LCP_Inputs_ON_Diverse_Howarth_2023_05_05 | 2036 |  |  | Hydrogen |  | Capacity-Interconnection | FOM | 0 |  |  | H2 Pipeline - Repurposed | ON | MI |  | 0.53391 | 0
LCP_Inputs_ON_Diverse_Howarth_2023_05_05 | 2036 |  |  | Methane |  | Capacity-Interconnection | FOM | 0 |  |  | CH4 Pipeline | ON | NY |  | 0.53391 | 0
LCP_Inputs_ON_Diverse_Howarth_2023_05_05 | 2036 |  |  | Electricity |  | Capacity-Interconnection | FOM | 2821875 |  |  | Electricity Transmission Line | ON | NY |  | 0.53391 | 1506622.1333
LCP_Inputs_ON_Diverse_Howarth_2023_05_05 | 2036 |  |  | Hydrogen |  | Capacity-Interconnection | FOM | 0 |  |  | H2 Pipeline - New | ON | NY |  | 0.53391 | 0
LCP_Inputs_ON_Diverse_Howarth_2023_05_05 | 2036 |  |  | Hydrogen |  | Capacity-Interconnection | FOM | 0 |  |  | H2 Pipeline - Repurposed | ON | NY |  | 0.53391 | 0
LCP_Inputs_ON_Diverse_Howarth_2023_05_05 | 2036 |  |  | Methane |  | Capacity-Intraconnection | FOM | 0 |  |  | CH4 Pipeline | ON | ON |  | 0.53391 | 0
LCP_Inputs_ON_Diverse_Howarth_2023_05_05 | 2036 |  |  | Electricity |  | Capacity-Intraconnection | FOM | 0 |  |  | Electricity Transmission Line | ON | ON |  | 0.53391 | 0
LCP_Inputs_ON_Diverse_Howarth_2023_05_05 | 2036 |  |  | Hydrogen |  | Capacity-Intraconnection | FOM | 0 |  |  | H2 Pipeline - New | ON | ON |  | 0.53391 | 0
LCP_Inputs_ON_Diverse_Howarth_2023_05_05 | 2036 |  |  | Hydrogen |  | Capacity-Intraconnection | FOM | 0 |  |  | H2 Pipeline - Repurposed | ON | ON |  | 0.53391 | 0
LCP_Inputs_ON_Diverse_Howarth_2023_05_05 | 2036 |  |  | Methane |  | Capacity-Interconnection | FOM | 0 |  |  | CH4 Pipeline | ON | PJ |  | 0.53391 | 0
LCP_Inputs_ON_Diverse_Howarth_2023_05_05 | 2036 |  |  | Electricity |  | Capacity-Interconnection | FOM | 0 |  |  | Electricity Transmission Line | ON | PJ |  | 0.53391 | 0
LCP_Inputs_ON_Diverse_Howarth_2023_05_05 | 2036 |  |  | Hydrogen |  | Capacity-Interconnection | FOM | 0 |  |  | H2 Pipeline - New | ON | PJ |  | 0.53391 | 0
LCP_Inputs_ON_Diverse_Howarth_2023_05_05 | 2036 |  |  | Hydrogen |  | Capacity-Interconnection | FOM | 0 |  |  | H2 Pipeline - Repurposed | ON | PJ |  | 0.53391 | 0
LCP_Inputs_ON_Diverse_Howarth_2023_05_05 | 2036 |  |  | Methane |  | Capacity-Interconnection | FOM | 0 |  |  | CH4 Pipeline | ON | QC |  | 0.53391 | 0
LCP_Inputs_ON_Diverse_Howarth_2023_05_05 | 2036 |  |  | Electricity |  | Capacity-Interconnection | FOM | 3950625 |  |  | Electricity Transmission Line | ON | QC |  | 0.53391 | 2109270.9866
LCP_Inputs_ON_Diverse_Howarth_2023_05_05 | 2036 |  |  | Hydrogen |  | Capacity-Interconnection | FOM | 0 |  |  | H2 Pipeline - New | ON | QC |  | 0.53391 | 0
LCP_Inputs_ON_Diverse_Howarth_2023_05_05 | 2036 |  |  | Hydrogen |  | Capacity-Interconnection | FOM | 0 |  |  | H2 Pipeline - Repurposed | ON | QC |  | 0.53391 | 0
LCP_Inputs_ON_Diverse_Howarth_2023_05_05 | 2036 |  |  | Methane |  | Capacity-Interconnection | FOM | 0 |  |  | CH4 Pipeline | ON | WC |  | 0.53391 | 0
LCP_Inputs_ON_Diverse_Howarth_2023_05_05 | 2036 |  |  | Electricity |  | Capacity-Interconnection | FOM | 11287500 |  |  | Electricity Transmission Line | ON | WC |  | 0.53391 | 6026488.5331
LCP_Inputs_ON_Diverse_Howarth_2023_05_05 | 2036 |  |  | Hydrogen |  | Capacity-Interconnection | FOM | 0 |  |  | H2 Pipeline - New | ON | WC |  | 0.53391 | 0
LCP_Inputs_ON_Diverse_Howarth_2023_05_05 | 2036 |  |  | Hydrogen |  | Capacity-Interconnection | FOM | 0 |  |  | H2 Pipeline - Repurposed | ON | WC |  | 0.53391 | 0
LCP_Inputs_ON_Diverse_Howarth_2023_05_05 | 2036 |  |  | Methane |  | Capacity-Intraconnection | FOM | 0 |  |  | CH4 Pipeline | PJ | PJ |  | 0.53391 | 0
LCP_Inputs_ON_Diverse_Howarth_2023_05_05 | 2036 |  |  | Electricity |  | Capacity-Intraconnection | FOM | 0 |  |  | Electricity Transmission Line | PJ | PJ |  | 0.53391 | 0
LCP_Inputs_ON_Diverse_Howarth_2023_05_05 | 2036 |  |  | Hydrogen |  | Capacity-Intraconnection | FOM | 0 |  |  | H2 Pipeline - New | PJ | PJ |  | 0.53391 | 0
LCP_Inputs_ON_Diverse_Howarth_2023_05_05 | 2036 |  |  | Hydrogen |  | Capacity-Intraconnection | FOM | 0 |  |  | H2 Pipeline - Repurposed | PJ | PJ |  | 0.53391 | 0
LCP_Inputs_ON_Diverse_Howarth_2023_05_05 | 2036 |  |  | Electricity |  | Capacity-Interconnection | FOM | 6897904.6971 |  |  | Electricity Transmission Line | QC | NY |  | 0.53391 | 3682847.7129
LCP_Inputs_ON_Diverse_Howarth_2023_05_05 | 2036 |  |  | Methane |  | Capacity-Intraconnection | FOM | 0 |  |  | CH4 Pipeline | QC | QC |  | 0.53391 | 0
LCP_Inputs_ON_Diverse_Howarth_2023_05_05 | 2036 |  |  | Electricity |  | Capacity-Intraconnection | FOM | 0 |  |  | Electricity Transmission Line | QC | QC |  | 0.53391 | 0
LCP_Inputs_ON_Diverse_Howarth_2023_05_05 | 2036 |  |  | Hydrogen |  | Capacity-Intraconnection | FOM | 0 |  |  | H2 Pipeline - New | QC | QC |  | 0.53391 | 0
LCP_Inputs_ON_Diverse_Howarth_2023_05_05 | 2036 |  |  | Hydrogen |  | Capacity-Intraconnection | FOM | 0 |  |  | H2 Pipeline - Repurposed | QC | QC |  | 0.53391 | 0
LCP_Inputs_ON_Diverse_Howarth_2023_05_05 | 2036 |  |  | Electricity |  | Capacity-Interconnection | FOM | 683014.7334 |  |  | Electricity Transmission Line | WC | MI |  | 0.53391 | 364667.1503
LCP_Inputs_ON_Diverse_Howarth_2023_05_05 | 2036 |  |  | Methane |  | Capacity-Intraconnection | FOM | 0 |  |  | CH4 Pipeline | WC | WC |  | 0.53391 | 0
LCP_Inputs_ON_Diverse_Howarth_2023_05_05 | 2036 |  |  | Electricity |  | Capacity-Intraconnection | FOM | 0 |  |  | Electricity Transmission Line | WC | WC |  | 0.53391 | 0
LCP_Inputs_ON_Diverse_Howarth_2023_05_05 | 2036 |  |  | Hydrogen |  | Capacity-Intraconnection | FOM | 0 |  |  | H2 Pipeline - New | WC | WC |  | 0.53391 | 0
LCP_Inputs_ON_Diverse_Howarth_2023_05_05 | 2036 |  |  | Hydrogen |  | Capacity-Intraconnection | FOM | 0 |  |  | H2 Pipeline - Repurposed | WC | WC |  | 0.53391 | 0
LCP_Inputs_ON_Diverse_Howarth_2023_05_05 | 2037 |  |  | Methane |  | Capacity-Intraconnection | FOM | 0 |  |  | CH4 Pipeline | MI | MI |  | 0.51337 | 0
LCP_Inputs_ON_Diverse_Howarth_2023_05_05 | 2037 |  |  | Electricity |  | Capacity-Intraconnection | FOM | 0 |  |  | Electricity Transmission Line | MI | MI |  | 0.51337 | 0
LCP_Inputs_ON_Diverse_Howarth_2023_05_05 | 2037 |  |  | Hydrogen |  | Capacity-Intraconnection | FOM | 0 |  |  | H2 Pipeline - New | MI | MI |  | 0.51337 | 0
LCP_Inputs_ON_Diverse_Howarth_2023_05_05 | 2037 |  |  | Hydrogen |  | Capacity-Intraconnection | FOM | 0 |  |  | H2 Pipeline - Repurposed | MI | MI |  | 0.51337 | 0
LCP_Inputs_ON_Diverse_Howarth_2023_05_05 | 2037 |  |  | Methane |  | Capacity-Intraconnection | FOM | 0 |  |  | CH4 Pipeline | NY | NY |  | 0.51337 | 0
LCP_Inputs_ON_Diverse_Howarth_2023_05_05 | 2037 |  |  | Electricity |  | Capacity-Intraconnection | FOM | 0 |  |  | Electricity Transmission Line | NY | NY |  | 0.51337 | 0
LCP_Inputs_ON_Diverse_Howarth_2023_05_05 | 2037 |  |  | Hydrogen |  | Capacity-Intraconnection | FOM | 0 |  |  | H2 Pipeline - New | NY | NY |  | 0.51337 | 0
LCP_Inputs_ON_Diverse_Howarth_2023_05_05 | 2037 |  |  | Hydrogen |  | Capacity-Intraconnection | FOM | 0 |  |  | H2 Pipeline - Repurposed | NY | NY |  | 0.51337 | 0
LCP_Inputs_ON_Diverse_Howarth_2023_05_05 | 2037 |  |  | Methane |  | Capacity-Interconnection | FOM | 0 |  |  | CH4 Pipeline | ON | MI |  | 0.51337 | 0
LCP_Inputs_ON_Diverse_Howarth_2023_05_05 | 2037 |  |  | Electricity |  | Capacity-Interconnection | FOM | 2821875 |  |  | Electricity Transmission Line | ON | MI |  | 0.51337 | 1448675.1281
LCP_Inputs_ON_Diverse_Howarth_2023_05_05 | 2037 |  |  | Hydrogen |  | Capacity-Interconnection | FOM | 0 |  |  | H2 Pipeline - New | ON | MI |  | 0.51337 | 0
LCP_Inputs_ON_Diverse_Howarth_2023_05_05 | 2037 |  |  | Hydrogen |  | Capacity-Interconnection | FOM | 0 |  |  | H2 Pipeline - Repurposed | ON | MI |  | 0.51337 | 0
LCP_Inputs_ON_Diverse_Howarth_2023_05_05 | 2037 |  |  | Methane |  | Capacity-Interconnection | FOM | 0 |  |  | CH4 Pipeline | ON | NY |  | 0.51337 | 0
LCP_Inputs_ON_Diverse_Howarth_2023_05_05 | 2037 |  |  | Electricity |  | Capacity-Interconnection | FOM | 2821875 |  |  | Electricity Transmission Line | ON | NY |  | 0.51337 | 1448675.1281
LCP_Inputs_ON_Diverse_Howarth_2023_05_05 | 2037 |  |  | Hydrogen |  | Capacity-Interconnection | FOM | 0 |  |  | H2 Pipeline - New | ON | NY |  | 0.51337 | 0
LCP_Inputs_ON_Diverse_Howarth_2023_05_05 | 2037 |  |  | Hydrogen |  | Capacity-Interconnection | FOM | 0 |  |  | H2 Pipeline - Repurposed | ON | NY |  | 0.51337 | 0
LCP_Inputs_ON_Diverse_Howarth_2023_05_05 | 2037 |  |  | Methane |  | Capacity-Intraconnection | FOM | 0 |  |  | CH4 Pipeline | ON | ON |  | 0.51337 | 0
LCP_Inputs_ON_Diverse_Howarth_2023_05_05 | 2037 |  |  | Electricity |  | Capacity-Intraconnection | FOM | 0 |  |  | Electricity Transmission Line | ON | ON |  | 0.51337 | 0
LCP_Inputs_ON_Diverse_Howarth_2023_05_05 | 2037 |  |  | Hydrogen |  | Capacity-Intraconnection | FOM | 0 |  |  | H2 Pipeline - New | ON | ON |  | 0.51337 | 0
LCP_Inputs_ON_Diverse_Howarth_2023_05_05 | 2037 |  |  | Hydrogen |  | Capacity-Intraconnection | FOM | 0 |  |  | H2 Pipeline - Repurposed | ON | ON |  | 0.51337 | 0
LCP_Inputs_ON_Diverse_Howarth_2023_05_05 | 2037 |  |  | Methane |  | Capacity-Interconnection | FOM | 0 |  |  | CH4 Pipeline | ON | PJ |  | 0.51337 | 0
LCP_Inputs_ON_Diverse_Howarth_2023_05_05 | 2037 |  |  | Electricity |  | Capacity-Interconnection | FOM | 0 |  |  | Electricity Transmission Line | ON | PJ |  | 0.51337 | 0
LCP_Inputs_ON_Diverse_Howarth_2023_05_05 | 2037 |  |  | Hydrogen |  | Capacity-Interconnection | FOM | 0 |  |  | H2 Pipeline - New | ON | PJ |  | 0.51337 | 0
LCP_Inputs_ON_Diverse_Howarth_2023_05_05 | 2037 |  |  | Hydrogen |  | Capacity-Interconnection | FOM | 0 |  |  | H2 Pipeline - Repurposed | ON | PJ |  | 0.51337 | 0
LCP_Inputs_ON_Diverse_Howarth_2023_05_05 | 2037 |  |  | Methane |  | Capacity-Interconnection | FOM | 0 |  |  | CH4 Pipeline | ON | QC |  | 0.51337 | 0
LCP_Inputs_ON_Diverse_Howarth_2023_05_05 | 2037 |  |  | Electricity |  | Capacity-Interconnection | FOM | 3950625 |  |  | Electricity Transmission Line | ON | QC |  | 0.51337 | 2028145.1794
LCP_Inputs_ON_Diverse_Howarth_2023_05_05 | 2037 |  |  | Hydrogen |  | Capacity-Interconnection | FOM | 0 |  |  | H2 Pipeline - New | ON | QC |  | 0.51337 | 0
LCP_Inputs_ON_Diverse_Howarth_2023_05_05 | 2037 |  |  | Hydrogen |  | Capacity-Interconnection | FOM | 0 |  |  | H2 Pipeline - Repurposed | ON | QC |  | 0.51337 | 0
LCP_Inputs_ON_Diverse_Howarth_2023_05_05 | 2037 |  |  | Methane |  | Capacity-Interconnection | FOM | 0 |  |  | CH4 Pipeline | ON | WC |  | 0.51337 | 0
LCP_Inputs_ON_Diverse_Howarth_2023_05_05 | 2037 |  |  | Electricity |  | Capacity-Interconnection | FOM | 11287500 |  |  | Electricity Transmission Line | ON | WC |  | 0.51337 | 5794700.5126
LCP_Inputs_ON_Diverse_Howarth_2023_05_05 | 2037 |  |  | Hydrogen |  | Capacity-Interconnection | FOM | 0 |  |  | H2 Pipeline - New | ON | WC |  | 0.51337 | 0
LCP_Inputs_ON_Diverse_Howarth_2023_05_05 | 2037 |  |  | Hydrogen |  | Capacity-Interconnection | FOM | 0 |  |  | H2 Pipeline - Repurposed | ON | WC |  | 0.51337 | 0
LCP_Inputs_ON_Diverse_Howarth_2023_05_05 | 2037 |  |  | Methane |  | Capacity-Intraconnection | FOM | 0 |  |  | CH4 Pipeline | PJ | PJ |  | 0.51337 | 0
LCP_Inputs_ON_Diverse_Howarth_2023_05_05 | 2037 |  |  | Electricity |  | Capacity-Intraconnection | FOM | 0 |  |  | Electricity Transmission Line | PJ | PJ |  | 0.51337 | 0
LCP_Inputs_ON_Diverse_Howarth_2023_05_05 | 2037 |  |  | Hydrogen |  | Capacity-Intraconnection | FOM | 0 |  |  | H2 Pipeline - New | PJ | PJ |  | 0.51337 | 0
LCP_Inputs_ON_Diverse_Howarth_2023_05_05 | 2037 |  |  | Hydrogen |  | Capacity-Intraconnection | FOM | 0 |  |  | H2 Pipeline - Repurposed | PJ | PJ |  | 0.51337 | 0
LCP_Inputs_ON_Diverse_Howarth_2023_05_05 | 2037 |  |  | Electricity |  | Capacity-Interconnection | FOM | 6897904.6971 |  |  | Electricity Transmission Line | QC | NY |  | 0.51337 | 3541199.7239
LCP_Inputs_ON_Diverse_Howarth_2023_05_05 | 2037 |  |  | Methane |  | Capacity-Intraconnection | FOM | 0 |  |  | CH4 Pipeline | QC | QC |  | 0.51337 | 0
LCP_Inputs_ON_Diverse_Howarth_2023_05_05 | 2037 |  |  | Electricity |  | Capacity-Intraconnection | FOM | 0 |  |  | Electricity Transmission Line | QC | QC |  | 0.51337 | 0
LCP_Inputs_ON_Diverse_Howarth_2023_05_05 | 2037 |  |  | Hydrogen |  | Capacity-Intraconnection | FOM | 0 |  |  | H2 Pipeline - New | QC | QC |  | 0.51337 | 0
LCP_Inputs_ON_Diverse_Howarth_2023_05_05 | 2037 |  |  | Hydrogen |  | Capacity-Intraconnection | FOM | 0 |  |  | H2 Pipeline - Repurposed | QC | QC |  | 0.51337 | 0
LCP_Inputs_ON_Diverse_Howarth_2023_05_05 | 2037 |  |  | Electricity |  | Capacity-Interconnection | FOM | 683014.7334 |  |  | Electricity Transmission Line | WC | MI |  | 0.51337 | 350641.4907
LCP_Inputs_ON_Diverse_Howarth_2023_05_05 | 2037 |  |  | Methane |  | Capacity-Intraconnection | FOM | 0 |  |  | CH4 Pipeline | WC | WC |  | 0.51337 | 0
LCP_Inputs_ON_Diverse_Howarth_2023_05_05 | 2037 |  |  | Electricity |  | Capacity-Intraconnection | FOM | 0 |  |  | Electricity Transmission Line | WC | WC |  | 0.51337 | 0
LCP_Inputs_ON_Diverse_Howarth_2023_05_05 | 2037 |  |  | Hydrogen |  | Capacity-Intraconnection | FOM | 0 |  |  | H2 Pipeline - New | WC | WC |  | 0.51337 | 0
LCP_Inputs_ON_Diverse_Howarth_2023_05_05 | 2037 |  |  | Hydrogen |  | Capacity-Intraconnection | FOM | 0 |  |  | H2 Pipeline - Repurposed | WC | WC |  | 0.51337 | 0
LCP_Inputs_ON_Diverse_Howarth_2023_05_05 | 2038 |  |  | Methane |  | Capacity-Intraconnection | FOM | 0 |  |  | CH4 Pipeline | MI | MI |  | 0.49363 | 0
LCP_Inputs_ON_Diverse_Howarth_2023_05_05 | 2038 |  |  | Electricity |  | Capacity-Intraconnection | FOM | 0 |  |  | Electricity Transmission Line | MI | MI |  | 0.49363 | 0
LCP_Inputs_ON_Diverse_Howarth_2023_05_05 | 2038 |  |  | Hydrogen |  | Capacity-Intraconnection | FOM | 0 |  |  | H2 Pipeline - New | MI | MI |  | 0.49363 | 0
LCP_Inputs_ON_Diverse_Howarth_2023_05_05 | 2038 |  |  | Hydrogen |  | Capacity-Intraconnection | FOM | 0 |  |  | H2 Pipeline - Repurposed | MI | MI |  | 0.49363 | 0
LCP_Inputs_ON_Diverse_Howarth_2023_05_05 | 2038 |  |  | Methane |  | Capacity-Intraconnection | FOM | 0 |  |  | CH4 Pipeline | NY | NY |  | 0.49363 | 0
LCP_Inputs_ON_Diverse_Howarth_2023_05_05 | 2038 |  |  | Electricity |  | Capacity-Intraconnection | FOM | 0 |  |  | Electricity Transmission Line | NY | NY |  | 0.49363 | 0
LCP_Inputs_ON_Diverse_Howarth_2023_05_05 | 2038 |  |  | Hydrogen |  | Capacity-Intraconnection | FOM | 0 |  |  | H2 Pipeline - New | NY | NY |  | 0.49363 | 0
LCP_Inputs_ON_Diverse_Howarth_2023_05_05 | 2038 |  |  | Hydrogen |  | Capacity-Intraconnection | FOM | 0 |  |  | H2 Pipeline - Repurposed | NY | NY |  | 0.49363 | 0
LCP_Inputs_ON_Diverse_Howarth_2023_05_05 | 2038 |  |  | Methane |  | Capacity-Interconnection | FOM | 0 |  |  | CH4 Pipeline | ON | MI |  | 0.49363 | 0
LCP_Inputs_ON_Diverse_Howarth_2023_05_05 | 2038 |  |  | Electricity |  | Capacity-Interconnection | FOM | 2821875 |  |  | Electricity Transmission Line | ON | MI |  | 0.49363 | 1392956.854
LCP_Inputs_ON_Diverse_Howarth_2023_05_05 | 2038 |  |  | Hydrogen |  | Capacity-Interconnection | FOM | 0 |  |  | H2 Pipeline - New | ON | MI |  | 0.49363 | 0
LCP_Inputs_ON_Diverse_Howarth_2023_05_05 | 2038 |  |  | Hydrogen |  | Capacity-Interconnection | FOM | 0 |  |  | H2 Pipeline - Repurposed | ON | MI |  | 0.49363 | 0
LCP_Inputs_ON_Diverse_Howarth_2023_05_05 | 2038 |  |  | Methane |  | Capacity-Interconnection | FOM | 0 |  |  | CH4 Pipeline | ON | NY |  | 0.49363 | 0
LCP_Inputs_ON_Diverse_Howarth_2023_05_05 | 2038 |  |  | Electricity |  | Capacity-Interconnection | FOM | 2821875 |  |  | Electricity Transmission Line | ON | NY |  | 0.49363 | 1392956.854
LCP_Inputs_ON_Diverse_Howarth_2023_05_05 | 2038 |  |  | Hydrogen |  | Capacity-Interconnection | FOM | 0 |  |  | H2 Pipeline - New | ON | NY |  | 0.49363 | 0
LCP_Inputs_ON_Diverse_Howarth_2023_05_05 | 2038 |  |  | Hydrogen |  | Capacity-Interconnection | FOM | 0 |  |  | H2 Pipeline - Repurposed | ON | NY |  | 0.49363 | 0
LCP_Inputs_ON_Diverse_Howarth_2023_05_05 | 2038 |  |  | Methane |  | Capacity-Intraconnection | FOM | 0 |  |  | CH4 Pipeline | ON | ON |  | 0.49363 | 0
LCP_Inputs_ON_Diverse_Howarth_2023_05_05 | 2038 |  |  | Electricity |  | Capacity-Intraconnection | FOM | 0 |  |  | Electricity Transmission Line | ON | ON |  | 0.49363 | 0
LCP_Inputs_ON_Diverse_Howarth_2023_05_05 | 2038 |  |  | Hydrogen |  | Capacity-Intraconnection | FOM | 0 |  |  | H2 Pipeline - New | ON | ON |  | 0.49363 | 0
LCP_Inputs_ON_Diverse_Howarth_2023_05_05 | 2038 |  |  | Hydrogen |  | Capacity-Intraconnection | FOM | 0 |  |  | H2 Pipeline - Repurposed | ON | ON |  | 0.49363 | 0
LCP_Inputs_ON_Diverse_Howarth_2023_05_05 | 2038 |  |  | Methane |  | Capacity-Interconnection | FOM | 0 |  |  | CH4 Pipeline | ON | PJ |  | 0.49363 | 0
LCP_Inputs_ON_Diverse_Howarth_2023_05_05 | 2038 |  |  | Electricity |  | Capacity-Interconnection | FOM | 0 |  |  | Electricity Transmission Line | ON | PJ |  | 0.49363 | 0
LCP_Inputs_ON_Diverse_Howarth_2023_05_05 | 2038 |  |  | Hydrogen |  | Capacity-Interconnection | FOM | 0 |  |  | H2 Pipeline - New | ON | PJ |  | 0.49363 | 0
LCP_Inputs_ON_Diverse_Howarth_2023_05_05 | 2038 |  |  | Hydrogen |  | Capacity-Interconnection | FOM | 0 |  |  | H2 Pipeline - Repurposed | ON | PJ |  | 0.49363 | 0
LCP_Inputs_ON_Diverse_Howarth_2023_05_05 | 2038 |  |  | Methane |  | Capacity-Interconnection | FOM | 0 |  |  | CH4 Pipeline | ON | QC |  | 0.49363 | 0
LCP_Inputs_ON_Diverse_Howarth_2023_05_05 | 2038 |  |  | Electricity |  | Capacity-Interconnection | FOM | 3950625 |  |  | Electricity Transmission Line | ON | QC |  | 0.49363 | 1950139.5956
LCP_Inputs_ON_Diverse_Howarth_2023_05_05 | 2038 |  |  | Hydrogen |  | Capacity-Interconnection | FOM | 0 |  |  | H2 Pipeline - New | ON | QC |  | 0.49363 | 0
LCP_Inputs_ON_Diverse_Howarth_2023_05_05 | 2038 |  |  | Hydrogen |  | Capacity-Interconnection | FOM | 0 |  |  | H2 Pipeline - Repurposed | ON | QC |  | 0.49363 | 0
LCP_Inputs_ON_Diverse_Howarth_2023_05_05 | 2038 |  |  | Methane |  | Capacity-Interconnection | FOM | 0 |  |  | CH4 Pipeline | ON | WC |  | 0.49363 | 0
LCP_Inputs_ON_Diverse_Howarth_2023_05_05 | 2038 |  |  | Electricity |  | Capacity-Interconnection | FOM | 11287500 |  |  | Electricity Transmission Line | ON | WC |  | 0.49363 | 5571827.4159
LCP_Inputs_ON_Diverse_Howarth_2023_05_05 | 2038 |  |  | Hydrogen |  | Capacity-Interconnection | FOM | 0 |  |  | H2 Pipeline - New | ON | WC |  | 0.49363 | 0
LCP_Inputs_ON_Diverse_Howarth_2023_05_05 | 2038 |  |  | Hydrogen |  | Capacity-Interconnection | FOM | 0 |  |  | H2 Pipeline - Repurposed | ON | WC |  | 0.49363 | 0
LCP_Inputs_ON_Diverse_Howarth_2023_05_05 | 2038 |  |  | Methane |  | Capacity-Intraconnection | FOM | 0 |  |  | CH4 Pipeline | PJ | PJ |  | 0.49363 | 0
LCP_Inputs_ON_Diverse_Howarth_2023_05_05 | 2038 |  |  | Electricity |  | Capacity-Intraconnection | FOM | 0 |  |  | Electricity Transmission Line | PJ | PJ |  | 0.49363 | 0
LCP_Inputs_ON_Diverse_Howarth_2023_05_05 | 2038 |  |  | Hydrogen |  | Capacity-Intraconnection | FOM | 0 |  |  | H2 Pipeline - New | PJ | PJ |  | 0.49363 | 0
LCP_Inputs_ON_Diverse_Howarth_2023_05_05 | 2038 |  |  | Hydrogen |  | Capacity-Intraconnection | FOM | 0 |  |  | H2 Pipeline - Repurposed | PJ | PJ |  | 0.49363 | 0
LCP_Inputs_ON_Diverse_Howarth_2023_05_05 | 2038 |  |  | Electricity |  | Capacity-Interconnection | FOM | 6897904.6971 |  |  | Electricity Transmission Line | QC | NY |  | 0.49363 | 3404999.7345
LCP_Inputs_ON_Diverse_Howarth_2023_05_05 | 2038 |  |  | Methane |  | Capacity-Intraconnection | FOM | 0 |  |  | CH4 Pipeline | QC | QC |  | 0.49363 | 0
LCP_Inputs_ON_Diverse_Howarth_2023_05_05 | 2038 |  |  | Electricity |  | Capacity-Intraconnection | FOM | 0 |  |  | Electricity Transmission Line | QC | QC |  | 0.49363 | 0
LCP_Inputs_ON_Diverse_Howarth_2023_05_05 | 2038 |  |  | Hydrogen |  | Capacity-Intraconnection | FOM | 0 |  |  | H2 Pipeline - New | QC | QC |  | 0.49363 | 0
LCP_Inputs_ON_Diverse_Howarth_2023_05_05 | 2038 |  |  | Hydrogen |  | Capacity-Intraconnection | FOM | 0 |  |  | H2 Pipeline - Repurposed | QC | QC |  | 0.49363 | 0
LCP_Inputs_ON_Diverse_Howarth_2023_05_05 | 2038 |  |  | Electricity |  | Capacity-Interconnection | FOM | 683014.7334 |  |  | Electricity Transmission Line | WC | MI |  | 0.49363 | 337155.2795
LCP_Inputs_ON_Diverse_Howarth_2023_05_05 | 2038 |  |  | Methane |  | Capacity-Intraconnection | FOM | 0 |  |  | CH4 Pipeline | WC | WC |  | 0.49363 | 0
LCP_Inputs_ON_Diverse_Howarth_2023_05_05 | 2038 |  |  | Electricity |  | Capacity-Intraconnection | FOM | 0 |  |  | Electricity Transmission Line | WC | WC |  | 0.49363 | 0
LCP_Inputs_ON_Diverse_Howarth_2023_05_05 | 2038 |  |  | Hydrogen |  | Capacity-Intraconnection | FOM | 0 |  |  | H2 Pipeline - New | WC | WC |  | 0.49363 | 0
LCP_Inputs_ON_Diverse_Howarth_2023_05_05 | 2038 |  |  | Hydrogen |  | Capacity-Intraconnection | FOM | 0 |  |  | H2 Pipeline - Repurposed | WC | WC |  | 0.49363 | 0
LCP_Inputs_ON_Diverse_Howarth_2023_05_05 | 2039 |  |  | Methane |  | Capacity-Intraconnection | FOM | 0 |  |  | CH4 Pipeline | MI | MI |  | 0.47464 | 0
LCP_Inputs_ON_Diverse_Howarth_2023_05_05 | 2039 |  |  | Electricity |  | Capacity-Intraconnection | FOM | 0 |  |  | Electricity Transmission Line | MI | MI |  | 0.47464 | 0
LCP_Inputs_ON_Diverse_Howarth_2023_05_05 | 2039 |  |  | Hydrogen |  | Capacity-Intraconnection | FOM | 0 |  |  | H2 Pipeline - New | MI | MI |  | 0.47464 | 0
LCP_Inputs_ON_Diverse_Howarth_2023_05_05 | 2039 |  |  | Hydrogen |  | Capacity-Intraconnection | FOM | 0 |  |  | H2 Pipeline - Repurposed | MI | MI |  | 0.47464 | 0
LCP_Inputs_ON_Diverse_Howarth_2023_05_05 | 2039 |  |  | Methane |  | Capacity-Intraconnection | FOM | 0 |  |  | CH4 Pipeline | NY | NY |  | 0.47464 | 0
LCP_Inputs_ON_Diverse_Howarth_2023_05_05 | 2039 |  |  | Electricity |  | Capacity-Intraconnection | FOM | 0 |  |  | Electricity Transmission Line | NY | NY |  | 0.47464 | 0
LCP_Inputs_ON_Diverse_Howarth_2023_05_05 | 2039 |  |  | Hydrogen |  | Capacity-Intraconnection | FOM | 0 |  |  | H2 Pipeline - New | NY | NY |  | 0.47464 | 0
LCP_Inputs_ON_Diverse_Howarth_2023_05_05 | 2039 |  |  | Hydrogen |  | Capacity-Intraconnection | FOM | 0 |  |  | H2 Pipeline - Repurposed | NY | NY |  | 0.47464 | 0
LCP_Inputs_ON_Diverse_Howarth_2023_05_05 | 2039 |  |  | Methane |  | Capacity-Interconnection | FOM | 0 |  |  | CH4 Pipeline | ON | MI |  | 0.47464 | 0
LCP_Inputs_ON_Diverse_Howarth_2023_05_05 | 2039 |  |  | Electricity |  | Capacity-Interconnection | FOM | 2821875 |  |  | Electricity Transmission Line | ON | MI |  | 0.47464 | 1339381.5904
LCP_Inputs_ON_Diverse_Howarth_2023_05_05 | 2039 |  |  | Hydrogen |  | Capacity-Interconnection | FOM | 0 |  |  | H2 Pipeline - New | ON | MI |  | 0.47464 | 0
LCP_Inputs_ON_Diverse_Howarth_2023_05_05 | 2039 |  |  | Hydrogen |  | Capacity-Interconnection | FOM | 0 |  |  | H2 Pipeline - Repurposed | ON | MI |  | 0.47464 | 0
LCP_Inputs_ON_Diverse_Howarth_2023_05_05 | 2039 |  |  | Methane |  | Capacity-Interconnection | FOM | 0 |  |  | CH4 Pipeline | ON | NY |  | 0.47464 | 0
LCP_Inputs_ON_Diverse_Howarth_2023_05_05 | 2039 |  |  | Electricity |  | Capacity-Interconnection | FOM | 2821875 |  |  | Electricity Transmission Line | ON | NY |  | 0.47464 | 1339381.5904
LCP_Inputs_ON_Diverse_Howarth_2023_05_05 | 2039 |  |  | Hydrogen |  | Capacity-Interconnection | FOM | 0 |  |  | H2 Pipeline - New | ON | NY |  | 0.47464 | 0
LCP_Inputs_ON_Diverse_Howarth_2023_05_05 | 2039 |  |  | Hydrogen |  | Capacity-Interconnection | FOM | 0 |  |  | H2 Pipeline - Repurposed | ON | NY |  | 0.47464 | 0
LCP_Inputs_ON_Diverse_Howarth_2023_05_05 | 2039 |  |  | Methane |  | Capacity-Intraconnection | FOM | 0 |  |  | CH4 Pipeline | ON | ON |  | 0.47464 | 0
LCP_Inputs_ON_Diverse_Howarth_2023_05_05 | 2039 |  |  | Electricity |  | Capacity-Intraconnection | FOM | 0 |  |  | Electricity Transmission Line | ON | ON |  | 0.47464 | 0
LCP_Inputs_ON_Diverse_Howarth_2023_05_05 | 2039 |  |  | Hydrogen |  | Capacity-Intraconnection | FOM | 0 |  |  | H2 Pipeline - New | ON | ON |  | 0.47464 | 0
LCP_Inputs_ON_Diverse_Howarth_2023_05_05 | 2039 |  |  | Hydrogen |  | Capacity-Intraconnection | FOM | 0 |  |  | H2 Pipeline - Repurposed | ON | ON |  | 0.47464 | 0
LCP_Inputs_ON_Diverse_Howarth_2023_05_05 | 2039 |  |  | Methane |  | Capacity-Interconnection | FOM | 0 |  |  | CH4 Pipeline | ON | PJ |  | 0.47464 | 0
LCP_Inputs_ON_Diverse_Howarth_2023_05_05 | 2039 |  |  | Electricity |  | Capacity-Interconnection | FOM | 0 |  |  | Electricity Transmission Line | ON | PJ |  | 0.47464 | 0
LCP_Inputs_ON_Diverse_Howarth_2023_05_05 | 2039 |  |  | Hydrogen |  | Capacity-Interconnection | FOM | 0 |  |  | H2 Pipeline - New | ON | PJ |  | 0.47464 | 0
LCP_Inputs_ON_Diverse_Howarth_2023_05_05 | 2039 |  |  | Hydrogen |  | Capacity-Interconnection | FOM | 0 |  |  | H2 Pipeline - Repurposed | ON | PJ |  | 0.47464 | 0
LCP_Inputs_ON_Diverse_Howarth_2023_05_05 | 2039 |  |  | Methane |  | Capacity-Interconnection | FOM | 0 |  |  | CH4 Pipeline | ON | QC |  | 0.47464 | 0
LCP_Inputs_ON_Diverse_Howarth_2023_05_05 | 2039 |  |  | Electricity |  | Capacity-Interconnection | FOM | 3950625 |  |  | Electricity Transmission Line | ON | QC |  | 0.47464 | 1875134.2265
LCP_Inputs_ON_Diverse_Howarth_2023_05_05 | 2039 |  |  | Hydrogen |  | Capacity-Interconnection | FOM | 0 |  |  | H2 Pipeline - New | ON | QC |  | 0.47464 | 0
LCP_Inputs_ON_Diverse_Howarth_2023_05_05 | 2039 |  |  | Hydrogen |  | Capacity-Interconnection | FOM | 0 |  |  | H2 Pipeline - Repurposed | ON | QC |  | 0.47464 | 0
LCP_Inputs_ON_Diverse_Howarth_2023_05_05 | 2039 |  |  | Methane |  | Capacity-Interconnection | FOM | 0 |  |  | CH4 Pipeline | ON | WC |  | 0.47464 | 0
LCP_Inputs_ON_Diverse_Howarth_2023_05_05 | 2039 |  |  | Electricity |  | Capacity-Interconnection | FOM | 11287500 |  |  | Electricity Transmission Line | ON | WC |  | 0.47464 | 5357526.3615
LCP_Inputs_ON_Diverse_Howarth_2023_05_05 | 2039 |  |  | Hydrogen |  | Capacity-Interconnection | FOM | 0 |  |  | H2 Pipeline - New | ON | WC |  | 0.47464 | 0
LCP_Inputs_ON_Diverse_Howarth_2023_05_05 | 2039 |  |  | Hydrogen |  | Capacity-Interconnection | FOM | 0 |  |  | H2 Pipeline - Repurposed | ON | WC |  | 0.47464 | 0
LCP_Inputs_ON_Diverse_Howarth_2023_05_05 | 2039 |  |  | Methane |  | Capacity-Intraconnection | FOM | 0 |  |  | CH4 Pipeline | PJ | PJ |  | 0.47464 | 0
LCP_Inputs_ON_Diverse_Howarth_2023_05_05 | 2039 |  |  | Electricity |  | Capacity-Intraconnection | FOM | 0 |  |  | Electricity Transmission Line | PJ | PJ |  | 0.47464 | 0
LCP_Inputs_ON_Diverse_Howarth_2023_05_05 | 2039 |  |  | Hydrogen |  | Capacity-Intraconnection | FOM | 0 |  |  | H2 Pipeline - New | PJ | PJ |  | 0.47464 | 0
LCP_Inputs_ON_Diverse_Howarth_2023_05_05 | 2039 |  |  | Hydrogen |  | Capacity-Intraconnection | FOM | 0 |  |  | H2 Pipeline - Repurposed | PJ | PJ |  | 0.47464 | 0
LCP_Inputs_ON_Diverse_Howarth_2023_05_05 | 2039 |  |  | Electricity |  | Capacity-Interconnection | FOM | 6897904.6971 |  |  | Electricity Transmission Line | QC | NY |  | 0.47464 | 3274038.2063
LCP_Inputs_ON_Diverse_Howarth_2023_05_05 | 2039 |  |  | Methane |  | Capacity-Intraconnection | FOM | 0 |  |  | CH4 Pipeline | QC | QC |  | 0.47464 | 0
LCP_Inputs_ON_Diverse_Howarth_2023_05_05 | 2039 |  |  | Electricity |  | Capacity-Intraconnection | FOM | 0 |  |  | Electricity Transmission Line | QC | QC |  | 0.47464 | 0
LCP_Inputs_ON_Diverse_Howarth_2023_05_05 | 2039 |  |  | Hydrogen |  | Capacity-Intraconnection | FOM | 0 |  |  | H2 Pipeline - New | QC | QC |  | 0.47464 | 0
LCP_Inputs_ON_Diverse_Howarth_2023_05_05 | 2039 |  |  | Hydrogen |  | Capacity-Intraconnection | FOM | 0 |  |  | H2 Pipeline - Repurposed | QC | QC |  | 0.47464 | 0
LCP_Inputs_ON_Diverse_Howarth_2023_05_05 | 2039 |  |  | Electricity |  | Capacity-Interconnection | FOM | 683014.7334 |  |  | Electricity Transmission Line | WC | MI |  | 0.47464 | 324187.7687
LCP_Inputs_ON_Diverse_Howarth_2023_05_05 | 2039 |  |  | Methane |  | Capacity-Intraconnection | FOM | 0 |  |  | CH4 Pipeline | WC | WC |  | 0.47464 | 0
LCP_Inputs_ON_Diverse_Howarth_2023_05_05 | 2039 |  |  | Electricity |  | Capacity-Intraconnection | FOM | 0 |  |  | Electricity Transmission Line | WC | WC |  | 0.47464 | 0
LCP_Inputs_ON_Diverse_Howarth_2023_05_05 | 2039 |  |  | Hydrogen |  | Capacity-Intraconnection | FOM | 0 |  |  | H2 Pipeline - New | WC | WC |  | 0.47464 | 0
LCP_Inputs_ON_Diverse_Howarth_2023_05_05 | 2039 |  |  | Hydrogen |  | Capacity-Intraconnection | FOM | 0 |  |  | H2 Pipeline - Repurposed | WC | WC |  | 0.47464 | 0
LCP_Inputs_ON_Diverse_Howarth_2023_05_05 | 2040 |  |  | Methane |  | Capacity-Intraconnection | CONE | 0 |  |  | CH4 Pipeline | MI | MI |  | 0.45639 | 0
LCP_Inputs_ON_Diverse_Howarth_2023_05_05 | 2040 |  |  | Methane |  | Capacity-Intraconnection | FOM | 0 |  |  | CH4 Pipeline | MI | MI |  | 0.45639 | 0
LCP_Inputs_ON_Diverse_Howarth_2023_05_05 | 2040 |  |  | Electricity |  | Capacity-Intraconnection | CONE | 0 |  |  | Electricity Transmission Line | MI | MI |  | 0.45639 | 0
LCP_Inputs_ON_Diverse_Howarth_2023_05_05 | 2040 |  |  | Electricity |  | Capacity-Intraconnection | FOM | 0 |  |  | Electricity Transmission Line | MI | MI |  | 0.45639 | 0
LCP_Inputs_ON_Diverse_Howarth_2023_05_05 | 2040 |  |  | Hydrogen |  | Capacity-Intraconnection | CONE | 0 |  |  | H2 Pipeline - New | MI | MI |  | 0.45639 | 0
LCP_Inputs_ON_Diverse_Howarth_2023_05_05 | 2040 |  |  | Hydrogen |  | Capacity-Intraconnection | FOM | 0 |  |  | H2 Pipeline - New | MI | MI |  | 0.45639 | 0
LCP_Inputs_ON_Diverse_Howarth_2023_05_05 | 2040 |  |  | Hydrogen |  | Capacity-Intraconnection | CONE | 0 |  |  | H2 Pipeline - Repurposed | MI | MI |  | 0.45639 | 0
LCP_Inputs_ON_Diverse_Howarth_2023_05_05 | 2040 |  |  | Hydrogen |  | Capacity-Intraconnection | FOM | 0 |  |  | H2 Pipeline - Repurposed | MI | MI |  | 0.45639 | 0
LCP_Inputs_ON_Diverse_Howarth_2023_05_05 | 2040 |  |  | Methane |  | Capacity-Intraconnection | CONE | 0 |  |  | CH4 Pipeline | NY | NY |  | 0.45639 | 0
LCP_Inputs_ON_Diverse_Howarth_2023_05_05 | 2040 |  |  | Methane |  | Capacity-Intraconnection | FOM | 0 |  |  | CH4 Pipeline | NY | NY |  | 0.45639 | 0
LCP_Inputs_ON_Diverse_Howarth_2023_05_05 | 2040 |  |  | Electricity |  | Capacity-Intraconnection | CONE | 0 |  |  | Electricity Transmission Line | NY | NY |  | 0.45639 | 0
LCP_Inputs_ON_Diverse_Howarth_2023_05_05 | 2040 |  |  | Electricity |  | Capacity-Intraconnection | FOM | 0 |  |  | Electricity Transmission Line | NY | NY |  | 0.45639 | 0
LCP_Inputs_ON_Diverse_Howarth_2023_05_05 | 2040 |  |  | Hydrogen |  | Capacity-Intraconnection | CONE | 0 |  |  | H2 Pipeline - New | NY | NY |  | 0.45639 | 0
LCP_Inputs_ON_Diverse_Howarth_2023_05_05 | 2040 |  |  | Hydrogen |  | Capacity-Intraconnection | FOM | 0 |  |  | H2 Pipeline - New | NY | NY |  | 0.45639 | 0
LCP_Inputs_ON_Diverse_Howarth_2023_05_05 | 2040 |  |  | Hydrogen |  | Capacity-Intraconnection | CONE | 0 |  |  | H2 Pipeline - Repurposed | NY | NY |  | 0.45639 | 0
LCP_Inputs_ON_Diverse_Howarth_2023_05_05 | 2040 |  |  | Hydrogen |  | Capacity-Intraconnection | FOM | 0 |  |  | H2 Pipeline - Repurposed | NY | NY |  | 0.45639 | 0
LCP_Inputs_ON_Diverse_Howarth_2023_05_05 | 2040 |  |  | Methane |  | Capacity-Interconnection | CONE | 0 |  |  | CH4 Pipeline | ON | MI |  | 0.45639 | 0
LCP_Inputs_ON_Diverse_Howarth_2023_05_05 | 2040 |  |  | Methane |  | Capacity-Interconnection | FOM | 0 |  |  | CH4 Pipeline | ON | MI |  | 0.45639 | 0
LCP_Inputs_ON_Diverse_Howarth_2023_05_05 | 2040 |  |  | Electricity |  | Capacity-Interconnection | CONE | 44343750 |  |  | Electricity Transmission Line | ON | MI |  | 0.45639 | 20237908.6456
LCP_Inputs_ON_Diverse_Howarth_2023_05_05 | 2040 |  |  | Electricity |  | Capacity-Interconnection | FOM | 5643750 |  |  | Electricity Transmission Line | ON | MI |  | 0.45639 | 2575733.8276
LCP_Inputs_ON_Diverse_Howarth_2023_05_05 | 2040 |  |  | Hydrogen |  | Capacity-Interconnection | CONE | 0 |  |  | H2 Pipeline - New | ON | MI |  | 0.45639 | 0
LCP_Inputs_ON_Diverse_Howarth_2023_05_05 | 2040 |  |  | Hydrogen |  | Capacity-Interconnection | FOM | 0 |  |  | H2 Pipeline - New | ON | MI |  | 0.45639 | 0
LCP_Inputs_ON_Diverse_Howarth_2023_05_05 | 2040 |  |  | Hydrogen |  | Capacity-Interconnection | CONE | 0 |  |  | H2 Pipeline - Repurposed | ON | MI |  | 0.45639 | 0
LCP_Inputs_ON_Diverse_Howarth_2023_05_05 | 2040 |  |  | Hydrogen |  | Capacity-Interconnection | FOM | 0 |  |  | H2 Pipeline - Repurposed | ON | MI |  | 0.45639 | 0
LCP_Inputs_ON_Diverse_Howarth_2023_05_05 | 2040 |  |  | Methane |  | Capacity-Interconnection | CONE | 0 |  |  | CH4 Pipeline | ON | NY |  | 0.45639 | 0
LCP_Inputs_ON_Diverse_Howarth_2023_05_05 | 2040 |  |  | Methane |  | Capacity-Interconnection | FOM | 0 |  |  | CH4 Pipeline | ON | NY |  | 0.45639 | 0
LCP_Inputs_ON_Diverse_Howarth_2023_05_05 | 2040 |  |  | Electricity |  | Capacity-Interconnection | CONE | 44343750 |  |  | Electricity Transmission Line | ON | NY |  | 0.45639 | 20237908.6456
LCP_Inputs_ON_Diverse_Howarth_2023_05_05 | 2040 |  |  | Electricity |  | Capacity-Interconnection | FOM | 5643750 |  |  | Electricity Transmission Line | ON | NY |  | 0.45639 | 2575733.8276
LCP_Inputs_ON_Diverse_Howarth_2023_05_05 | 2040 |  |  | Hydrogen |  | Capacity-Interconnection | CONE | 0 |  |  | H2 Pipeline - New | ON | NY |  | 0.45639 | 0
LCP_Inputs_ON_Diverse_Howarth_2023_05_05 | 2040 |  |  | Hydrogen |  | Capacity-Interconnection | FOM | 0 |  |  | H2 Pipeline - New | ON | NY |  | 0.45639 | 0
LCP_Inputs_ON_Diverse_Howarth_2023_05_05 | 2040 |  |  | Hydrogen |  | Capacity-Interconnection | CONE | 0 |  |  | H2 Pipeline - Repurposed | ON | NY |  | 0.45639 | 0
LCP_Inputs_ON_Diverse_Howarth_2023_05_05 | 2040 |  |  | Hydrogen |  | Capacity-Interconnection | FOM | 0 |  |  | H2 Pipeline - Repurposed | ON | NY |  | 0.45639 | 0
LCP_Inputs_ON_Diverse_Howarth_2023_05_05 | 2040 |  |  | Methane |  | Capacity-Intraconnection | CONE | 0 |  |  | CH4 Pipeline | ON | ON |  | 0.45639 | 0
LCP_Inputs_ON_Diverse_Howarth_2023_05_05 | 2040 |  |  | Methane |  | Capacity-Intraconnection | FOM | 0 |  |  | CH4 Pipeline | ON | ON |  | 0.45639 | 0
LCP_Inputs_ON_Diverse_Howarth_2023_05_05 | 2040 |  |  | Electricity |  | Capacity-Intraconnection | CONE | 307777416.5568 |  |  | Electricity Transmission Line | ON | ON |  | 0.45639 | 140465595.2521
LCP_Inputs_ON_Diverse_Howarth_2023_05_05 | 2040 |  |  | Electricity |  | Capacity-Intraconnection | FOM | 0 |  |  | Electricity Transmission Line | ON | ON |  | 0.45639 | 0
LCP_Inputs_ON_Diverse_Howarth_2023_05_05 | 2040 |  |  | Hydrogen |  | Capacity-Intraconnection | CONE | 0 |  |  | H2 Pipeline - New | ON | ON |  | 0.45639 | 0
LCP_Inputs_ON_Diverse_Howarth_2023_05_05 | 2040 |  |  | Hydrogen |  | Capacity-Intraconnection | FOM | 0 |  |  | H2 Pipeline - New | ON | ON |  | 0.45639 | 0
LCP_Inputs_ON_Diverse_Howarth_2023_05_05 | 2040 |  |  | Hydrogen |  | Capacity-Intraconnection | CONE | 203691450.5117 |  |  | H2 Pipeline - Repurposed | ON | ON |  | 0.45639 | 92962119.0663
LCP_Inputs_ON_Diverse_Howarth_2023_05_05 | 2040 |  |  | Hydrogen |  | Capacity-Intraconnection | FOM | 0 |  |  | H2 Pipeline - Repurposed | ON | ON |  | 0.45639 | 0
LCP_Inputs_ON_Diverse_Howarth_2023_05_05 | 2040 |  |  | Methane |  | Capacity-Interconnection | CONE | 0 |  |  | CH4 Pipeline | ON | PJ |  | 0.45639 | 0
LCP_Inputs_ON_Diverse_Howarth_2023_05_05 | 2040 |  |  | Methane |  | Capacity-Interconnection | FOM | 0 |  |  | CH4 Pipeline | ON | PJ |  | 0.45639 | 0
LCP_Inputs_ON_Diverse_Howarth_2023_05_05 | 2040 |  |  | Electricity |  | Capacity-Interconnection | CONE | 17737500 |  |  | Electricity Transmission Line | ON | PJ |  | 0.45639 | 8095163.4582
LCP_Inputs_ON_Diverse_Howarth_2023_05_05 | 2040 |  |  | Electricity |  | Capacity-Interconnection | FOM | 1128750 |  |  | Electricity Transmission Line | ON | PJ |  | 0.45639 | 515146.7655
LCP_Inputs_ON_Diverse_Howarth_2023_05_05 | 2040 |  |  | Hydrogen |  | Capacity-Interconnection | CONE | 0 |  |  | H2 Pipeline - New | ON | PJ |  | 0.45639 | 0
LCP_Inputs_ON_Diverse_Howarth_2023_05_05 | 2040 |  |  | Hydrogen |  | Capacity-Interconnection | FOM | 0 |  |  | H2 Pipeline - New | ON | PJ |  | 0.45639 | 0
LCP_Inputs_ON_Diverse_Howarth_2023_05_05 | 2040 |  |  | Hydrogen |  | Capacity-Interconnection | CONE | 0 |  |  | H2 Pipeline - Repurposed | ON | PJ |  | 0.45639 | 0
LCP_Inputs_ON_Diverse_Howarth_2023_05_05 | 2040 |  |  | Hydrogen |  | Capacity-Interconnection | FOM | 0 |  |  | H2 Pipeline - Repurposed | ON | PJ |  | 0.45639 | 0
LCP_Inputs_ON_Diverse_Howarth_2023_05_05 | 2040 |  |  | Methane |  | Capacity-Interconnection | CONE | 0 |  |  | CH4 Pipeline | ON | QC |  | 0.45639 | 0
LCP_Inputs_ON_Diverse_Howarth_2023_05_05 | 2040 |  |  | Methane |  | Capacity-Interconnection | FOM | 0 |  |  | CH4 Pipeline | ON | QC |  | 0.45639 | 0
LCP_Inputs_ON_Diverse_Howarth_2023_05_05 | 2040 |  |  | Electricity |  | Capacity-Interconnection | CONE | 62081250 |  |  | Electricity Transmission Line | ON | QC |  | 0.45639 | 28333072.1039
LCP_Inputs_ON_Diverse_Howarth_2023_05_05 | 2040 |  |  | Electricity |  | Capacity-Interconnection | FOM | 7901250 |  |  | Electricity Transmission Line | ON | QC |  | 0.45639 | 3606027.3587
LCP_Inputs_ON_Diverse_Howarth_2023_05_05 | 2040 |  |  | Hydrogen |  | Capacity-Interconnection | CONE | 0 |  |  | H2 Pipeline - New | ON | QC |  | 0.45639 | 0
LCP_Inputs_ON_Diverse_Howarth_2023_05_05 | 2040 |  |  | Hydrogen |  | Capacity-Interconnection | FOM | 0 |  |  | H2 Pipeline - New | ON | QC |  | 0.45639 | 0
LCP_Inputs_ON_Diverse_Howarth_2023_05_05 | 2040 |  |  | Hydrogen |  | Capacity-Interconnection | CONE | 0 |  |  | H2 Pipeline - Repurposed | ON | QC |  | 0.45639 | 0
LCP_Inputs_ON_Diverse_Howarth_2023_05_05 | 2040 |  |  | Hydrogen |  | Capacity-Interconnection | FOM | 0 |  |  | H2 Pipeline - Repurposed | ON | QC |  | 0.45639 | 0
LCP_Inputs_ON_Diverse_Howarth_2023_05_05 | 2040 |  |  | Methane |  | Capacity-Interconnection | CONE | 0 |  |  | CH4 Pipeline | ON | WC |  | 0.45639 | 0
LCP_Inputs_ON_Diverse_Howarth_2023_05_05 | 2040 |  |  | Methane |  | Capacity-Interconnection | FOM | 0 |  |  | CH4 Pipeline | ON | WC |  | 0.45639 | 0
LCP_Inputs_ON_Diverse_Howarth_2023_05_05 | 2040 |  |  | Electricity |  | Capacity-Interconnection | CONE | 177375000 |  |  | Electricity Transmission Line | ON | WC |  | 0.45639 | 80951634.5825
LCP_Inputs_ON_Diverse_Howarth_2023_05_05 | 2040 |  |  | Electricity |  | Capacity-Interconnection | FOM | 22575000 |  |  | Electricity Transmission Line | ON | WC |  | 0.45639 | 10302935.3105
LCP_Inputs_ON_Diverse_Howarth_2023_05_05 | 2040 |  |  | Hydrogen |  | Capacity-Interconnection | CONE | 0 |  |  | H2 Pipeline - New | ON | WC |  | 0.45639 | 0
LCP_Inputs_ON_Diverse_Howarth_2023_05_05 | 2040 |  |  | Hydrogen |  | Capacity-Interconnection | FOM | 0 |  |  | H2 Pipeline - New | ON | WC |  | 0.45639 | 0
LCP_Inputs_ON_Diverse_Howarth_2023_05_05 | 2040 |  |  | Hydrogen |  | Capacity-Interconnection | CONE | 85686644.2157 |  |  | H2 Pipeline - Repurposed | ON | WC |  | 0.45639 | 39106265.8838
LCP_Inputs_ON_Diverse_Howarth_2023_05_05 | 2040 |  |  | Hydrogen |  | Capacity-Interconnection | FOM | 30293258.056 |  |  | H2 Pipeline - Repurposed | ON | WC |  | 0.45639 | 13825447.5347
LCP_Inputs_ON_Diverse_Howarth_2023_05_05 | 2040 |  |  | Methane |  | Capacity-Intraconnection | CONE | 0 |  |  | CH4 Pipeline | PJ | PJ |  | 0.45639 | 0
LCP_Inputs_ON_Diverse_Howarth_2023_05_05 | 2040 |  |  | Methane |  | Capacity-Intraconnection | FOM | 0 |  |  | CH4 Pipeline | PJ | PJ |  | 0.45639 | 0
LCP_Inputs_ON_Diverse_Howarth_2023_05_05 | 2040 |  |  | Electricity |  | Capacity-Intraconnection | CONE | 0 |  |  | Electricity Transmission Line | PJ | PJ |  | 0.45639 | 0
LCP_Inputs_ON_Diverse_Howarth_2023_05_05 | 2040 |  |  | Electricity |  | Capacity-Intraconnection | FOM | 0 |  |  | Electricity Transmission Line | PJ | PJ |  | 0.45639 | 0
LCP_Inputs_ON_Diverse_Howarth_2023_05_05 | 2040 |  |  | Hydrogen |  | Capacity-Intraconnection | CONE | 0 |  |  | H2 Pipeline - New | PJ | PJ |  | 0.45639 | 0
LCP_Inputs_ON_Diverse_Howarth_2023_05_05 | 2040 |  |  | Hydrogen |  | Capacity-Intraconnection | FOM | 0 |  |  | H2 Pipeline - New | PJ | PJ |  | 0.45639 | 0
LCP_Inputs_ON_Diverse_Howarth_2023_05_05 | 2040 |  |  | Hydrogen |  | Capacity-Intraconnection | CONE | 0 |  |  | H2 Pipeline - Repurposed | PJ | PJ |  | 0.45639 | 0
LCP_Inputs_ON_Diverse_Howarth_2023_05_05 | 2040 |  |  | Hydrogen |  | Capacity-Intraconnection | FOM | 0 |  |  | H2 Pipeline - Repurposed | PJ | PJ |  | 0.45639 | 0
LCP_Inputs_ON_Diverse_Howarth_2023_05_05 | 2040 |  |  | Electricity |  | Capacity-Interconnection | CONE | 176269841.1907 |  |  | Electricity Transmission Line | QC | NY |  | 0.45639 | 80447254.5284
LCP_Inputs_ON_Diverse_Howarth_2023_05_05 | 2040 |  |  | Electricity |  | Capacity-Interconnection | FOM | 18115076.4092 |  |  | Electricity Transmission Line | QC | NY |  | 0.45639 | 8267484.4026
LCP_Inputs_ON_Diverse_Howarth_2023_05_05 | 2040 |  |  | Methane |  | Capacity-Intraconnection | CONE | 0 |  |  | CH4 Pipeline | QC | QC |  | 0.45639 | 0
LCP_Inputs_ON_Diverse_Howarth_2023_05_05 | 2040 |  |  | Methane |  | Capacity-Intraconnection | FOM | 0 |  |  | CH4 Pipeline | QC | QC |  | 0.45639 | 0
LCP_Inputs_ON_Diverse_Howarth_2023_05_05 | 2040 |  |  | Electricity |  | Capacity-Intraconnection | CONE | 0 |  |  | Electricity Transmission Line | QC | QC |  | 0.45639 | 0
LCP_Inputs_ON_Diverse_Howarth_2023_05_05 | 2040 |  |  | Electricity |  | Capacity-Intraconnection | FOM | 0 |  |  | Electricity Transmission Line | QC | QC |  | 0.45639 | 0
LCP_Inputs_ON_Diverse_Howarth_2023_05_05 | 2040 |  |  | Hydrogen |  | Capacity-Intraconnection | CONE | 0 |  |  | H2 Pipeline - New | QC | QC |  | 0.45639 | 0
LCP_Inputs_ON_Diverse_Howarth_2023_05_05 | 2040 |  |  | Hydrogen |  | Capacity-Intraconnection | FOM | 0 |  |  | H2 Pipeline - New | QC | QC |  | 0.45639 | 0
LCP_Inputs_ON_Diverse_Howarth_2023_05_05 | 2040 |  |  | Hydrogen |  | Capacity-Intraconnection | CONE | 0 |  |  | H2 Pipeline - Repurposed | QC | QC |  | 0.45639 | 0
LCP_Inputs_ON_Diverse_Howarth_2023_05_05 | 2040 |  |  | Hydrogen |  | Capacity-Intraconnection | FOM | 0 |  |  | H2 Pipeline - Repurposed | QC | QC |  | 0.45639 | 0
LCP_Inputs_ON_Diverse_Howarth_2023_05_05 | 2040 |  |  | Electricity |  | Capacity-Interconnection | CONE | 44423383.8777 |  |  | Electricity Transmission Line | WC | MI |  | 0.45639 | 20274252.5079
LCP_Inputs_ON_Diverse_Howarth_2023_05_05 | 2040 |  |  | Electricity |  | Capacity-Interconnection | FOM | 3509957.3438 |  |  | Electricity Transmission Line | WC | MI |  | 0.45639 | 1601898.7134
LCP_Inputs_ON_Diverse_Howarth_2023_05_05 | 2040 |  |  | Methane |  | Capacity-Intraconnection | CONE | 0 |  |  | CH4 Pipeline | WC | WC |  | 0.45639 | 0
LCP_Inputs_ON_Diverse_Howarth_2023_05_05 | 2040 |  |  | Methane |  | Capacity-Intraconnection | FOM | 0 |  |  | CH4 Pipeline | WC | WC |  | 0.45639 | 0
LCP_Inputs_ON_Diverse_Howarth_2023_05_05 | 2040 |  |  | Electricity |  | Capacity-Intraconnection | CONE | 0 |  |  | Electricity Transmission Line | WC | WC |  | 0.45639 | 0
LCP_Inputs_ON_Diverse_Howarth_2023_05_05 | 2040 |  |  | Electricity |  | Capacity-Intraconnection | FOM | 0 |  |  | Electricity Transmission Line | WC | WC |  | 0.45639 | 0
LCP_Inputs_ON_Diverse_Howarth_2023_05_05 | 2040 |  |  | Hydrogen |  | Capacity-Intraconnection | CONE | 0 |  |  | H2 Pipeline - New | WC | WC |  | 0.45639 | 0
LCP_Inputs_ON_Diverse_Howarth_2023_05_05 | 2040 |  |  | Hydrogen |  | Capacity-Intraconnection | FOM | 0 |  |  | H2 Pipeline - New | WC | WC |  | 0.45639 | 0
LCP_Inputs_ON_Diverse_Howarth_2023_05_05 | 2040 |  |  | Hydrogen |  | Capacity-Intraconnection | CONE | 0 |  |  | H2 Pipeline - Repurposed | WC | WC |  | 0.45639 | 0
LCP_Inputs_ON_Diverse_Howarth_2023_05_05 | 2040 |  |  | Hydrogen |  | Capacity-Intraconnection | FOM | 0 |  |  | H2 Pipeline - Repurposed | WC | WC |  | 0.45639 | 0
LCP_Inputs_ON_Diverse_Howarth_2023_05_05 | 2041 |  |  | Methane |  | Capacity-Intraconnection | FOM | 0 |  |  | CH4 Pipeline | MI | MI |  | 0.43883 | 0
LCP_Inputs_ON_Diverse_Howarth_2023_05_05 | 2041 |  |  | Electricity |  | Capacity-Intraconnection | FOM | 0 |  |  | Electricity Transmission Line | MI | MI |  | 0.43883 | 0
LCP_Inputs_ON_Diverse_Howarth_2023_05_05 | 2041 |  |  | Hydrogen |  | Capacity-Intraconnection | FOM | 0 |  |  | H2 Pipeline - New | MI | MI |  | 0.43883 | 0
LCP_Inputs_ON_Diverse_Howarth_2023_05_05 | 2041 |  |  | Hydrogen |  | Capacity-Intraconnection | FOM | 0 |  |  | H2 Pipeline - Repurposed | MI | MI |  | 0.43883 | 0
LCP_Inputs_ON_Diverse_Howarth_2023_05_05 | 2041 |  |  | Methane |  | Capacity-Intraconnection | FOM | 0 |  |  | CH4 Pipeline | NY | NY |  | 0.43883 | 0
LCP_Inputs_ON_Diverse_Howarth_2023_05_05 | 2041 |  |  | Electricity |  | Capacity-Intraconnection | FOM | 0 |  |  | Electricity Transmission Line | NY | NY |  | 0.43883 | 0
LCP_Inputs_ON_Diverse_Howarth_2023_05_05 | 2041 |  |  | Hydrogen |  | Capacity-Intraconnection | FOM | 0 |  |  | H2 Pipeline - New | NY | NY |  | 0.43883 | 0
LCP_Inputs_ON_Diverse_Howarth_2023_05_05 | 2041 |  |  | Hydrogen |  | Capacity-Intraconnection | FOM | 0 |  |  | H2 Pipeline - Repurposed | NY | NY |  | 0.43883 | 0
LCP_Inputs_ON_Diverse_Howarth_2023_05_05 | 2041 |  |  | Methane |  | Capacity-Interconnection | FOM | 0 |  |  | CH4 Pipeline | ON | MI |  | 0.43883 | 0
LCP_Inputs_ON_Diverse_Howarth_2023_05_05 | 2041 |  |  | Electricity |  | Capacity-Interconnection | FOM | 5643750 |  |  | Electricity Transmission Line | ON | MI |  | 0.43883 | 2476667.1419
LCP_Inputs_ON_Diverse_Howarth_2023_05_05 | 2041 |  |  | Hydrogen |  | Capacity-Interconnection | FOM | 0 |  |  | H2 Pipeline - New | ON | MI |  | 0.43883 | 0
LCP_Inputs_ON_Diverse_Howarth_2023_05_05 | 2041 |  |  | Hydrogen |  | Capacity-Interconnection | FOM | 0 |  |  | H2 Pipeline - Repurposed | ON | MI |  | 0.43883 | 0
LCP_Inputs_ON_Diverse_Howarth_2023_05_05 | 2041 |  |  | Methane |  | Capacity-Interconnection | FOM | 0 |  |  | CH4 Pipeline | ON | NY |  | 0.43883 | 0
LCP_Inputs_ON_Diverse_Howarth_2023_05_05 | 2041 |  |  | Electricity |  | Capacity-Interconnection | FOM | 5643750 |  |  | Electricity Transmission Line | ON | NY |  | 0.43883 | 2476667.1419
LCP_Inputs_ON_Diverse_Howarth_2023_05_05 | 2041 |  |  | Hydrogen |  | Capacity-Interconnection | FOM | 0 |  |  | H2 Pipeline - New | ON | NY |  | 0.43883 | 0
LCP_Inputs_ON_Diverse_Howarth_2023_05_05 | 2041 |  |  | Hydrogen |  | Capacity-Interconnection | FOM | 0 |  |  | H2 Pipeline - Repurposed | ON | NY |  | 0.43883 | 0
LCP_Inputs_ON_Diverse_Howarth_2023_05_05 | 2041 |  |  | Methane |  | Capacity-Intraconnection | FOM | 0 |  |  | CH4 Pipeline | ON | ON |  | 0.43883 | 0
LCP_Inputs_ON_Diverse_Howarth_2023_05_05 | 2041 |  |  | Electricity |  | Capacity-Intraconnection | FOM | 0 |  |  | Electricity Transmission Line | ON | ON |  | 0.43883 | 0
LCP_Inputs_ON_Diverse_Howarth_2023_05_05 | 2041 |  |  | Hydrogen |  | Capacity-Intraconnection | FOM | 0 |  |  | H2 Pipeline - New | ON | ON |  | 0.43883 | 0
LCP_Inputs_ON_Diverse_Howarth_2023_05_05 | 2041 |  |  | Hydrogen |  | Capacity-Intraconnection | FOM | 0 |  |  | H2 Pipeline - Repurposed | ON | ON |  | 0.43883 | 0
LCP_Inputs_ON_Diverse_Howarth_2023_05_05 | 2041 |  |  | Methane |  | Capacity-Interconnection | FOM | 0 |  |  | CH4 Pipeline | ON | PJ |  | 0.43883 | 0
LCP_Inputs_ON_Diverse_Howarth_2023_05_05 | 2041 |  |  | Electricity |  | Capacity-Interconnection | FOM | 1128750 |  |  | Electricity Transmission Line | ON | PJ |  | 0.43883 | 495333.4284
LCP_Inputs_ON_Diverse_Howarth_2023_05_05 | 2041 |  |  | Hydrogen |  | Capacity-Interconnection | FOM | 0 |  |  | H2 Pipeline - New | ON | PJ |  | 0.43883 | 0
LCP_Inputs_ON_Diverse_Howarth_2023_05_05 | 2041 |  |  | Hydrogen |  | Capacity-Interconnection | FOM | 0 |  |  | H2 Pipeline - Repurposed | ON | PJ |  | 0.43883 | 0
LCP_Inputs_ON_Diverse_Howarth_2023_05_05 | 2041 |  |  | Methane |  | Capacity-Interconnection | FOM | 0 |  |  | CH4 Pipeline | ON | QC |  | 0.43883 | 0
LCP_Inputs_ON_Diverse_Howarth_2023_05_05 | 2041 |  |  | Electricity |  | Capacity-Interconnection | FOM | 7901250 |  |  | Electricity Transmission Line | ON | QC |  | 0.43883 | 3467333.9987
LCP_Inputs_ON_Diverse_Howarth_2023_05_05 | 2041 |  |  | Hydrogen |  | Capacity-Interconnection | FOM | 0 |  |  | H2 Pipeline - New | ON | QC |  | 0.43883 | 0
LCP_Inputs_ON_Diverse_Howarth_2023_05_05 | 2041 |  |  | Hydrogen |  | Capacity-Interconnection | FOM | 0 |  |  | H2 Pipeline - Repurposed | ON | QC |  | 0.43883 | 0
LCP_Inputs_ON_Diverse_Howarth_2023_05_05 | 2041 |  |  | Methane |  | Capacity-Interconnection | FOM | 0 |  |  | CH4 Pipeline | ON | WC |  | 0.43883 | 0
LCP_Inputs_ON_Diverse_Howarth_2023_05_05 | 2041 |  |  | Electricity |  | Capacity-Interconnection | FOM | 22575000 |  |  | Electricity Transmission Line | ON | WC |  | 0.43883 | 9906668.5678
LCP_Inputs_ON_Diverse_Howarth_2023_05_05 | 2041 |  |  | Hydrogen |  | Capacity-Interconnection | FOM | 0 |  |  | H2 Pipeline - New | ON | WC |  | 0.43883 | 0
LCP_Inputs_ON_Diverse_Howarth_2023_05_05 | 2041 |  |  | Hydrogen |  | Capacity-Interconnection | FOM | 30293258.056 |  |  | H2 Pipeline - Repurposed | ON | WC |  | 0.43883 | 13293699.5526
LCP_Inputs_ON_Diverse_Howarth_2023_05_05 | 2041 |  |  | Methane |  | Capacity-Intraconnection | FOM | 0 |  |  | CH4 Pipeline | PJ | PJ |  | 0.43883 | 0
LCP_Inputs_ON_Diverse_Howarth_2023_05_05 | 2041 |  |  | Electricity |  | Capacity-Intraconnection | FOM | 0 |  |  | Electricity Transmission Line | PJ | PJ |  | 0.43883 | 0
LCP_Inputs_ON_Diverse_Howarth_2023_05_05 | 2041 |  |  | Hydrogen |  | Capacity-Intraconnection | FOM | 0 |  |  | H2 Pipeline - New | PJ | PJ |  | 0.43883 | 0
LCP_Inputs_ON_Diverse_Howarth_2023_05_05 | 2041 |  |  | Hydrogen |  | Capacity-Intraconnection | FOM | 0 |  |  | H2 Pipeline - Repurposed | PJ | PJ |  | 0.43883 | 0
LCP_Inputs_ON_Diverse_Howarth_2023_05_05 | 2041 |  |  | Electricity |  | Capacity-Interconnection | FOM | 18115076.4092 |  |  | Electricity Transmission Line | QC | NY |  | 0.43883 | 7949504.2333
LCP_Inputs_ON_Diverse_Howarth_2023_05_05 | 2041 |  |  | Methane |  | Capacity-Intraconnection | FOM | 0 |  |  | CH4 Pipeline | QC | QC |  | 0.43883 | 0
LCP_Inputs_ON_Diverse_Howarth_2023_05_05 | 2041 |  |  | Electricity |  | Capacity-Intraconnection | FOM | 0 |  |  | Electricity Transmission Line | QC | QC |  | 0.43883 | 0
LCP_Inputs_ON_Diverse_Howarth_2023_05_05 | 2041 |  |  | Hydrogen |  | Capacity-Intraconnection | FOM | 0 |  |  | H2 Pipeline - New | QC | QC |  | 0.43883 | 0
LCP_Inputs_ON_Diverse_Howarth_2023_05_05 | 2041 |  |  | Hydrogen |  | Capacity-Intraconnection | FOM | 0 |  |  | H2 Pipeline - Repurposed | QC | QC |  | 0.43883 | 0
LCP_Inputs_ON_Diverse_Howarth_2023_05_05 | 2041 |  |  | Electricity |  | Capacity-Interconnection | FOM | 3509957.3438 |  |  | Electricity Transmission Line | WC | MI |  | 0.43883 | 1540287.2245
LCP_Inputs_ON_Diverse_Howarth_2023_05_05 | 2041 |  |  | Methane |  | Capacity-Intraconnection | FOM | 0 |  |  | CH4 Pipeline | WC | WC |  | 0.43883 | 0
LCP_Inputs_ON_Diverse_Howarth_2023_05_05 | 2041 |  |  | Electricity |  | Capacity-Intraconnection | FOM | 0 |  |  | Electricity Transmission Line | WC | WC |  | 0.43883 | 0
LCP_Inputs_ON_Diverse_Howarth_2023_05_05 | 2041 |  |  | Hydrogen |  | Capacity-Intraconnection | FOM | 0 |  |  | H2 Pipeline - New | WC | WC |  | 0.43883 | 0
LCP_Inputs_ON_Diverse_Howarth_2023_05_05 | 2041 |  |  | Hydrogen |  | Capacity-Intraconnection | FOM | 0 |  |  | H2 Pipeline - Repurposed | WC | WC |  | 0.43883 | 0
LCP_Inputs_ON_Diverse_Howarth_2023_05_05 | 2042 |  |  | Methane |  | Capacity-Intraconnection | FOM | 0 |  |  | CH4 Pipeline | MI | MI |  | 0.42196 | 0
LCP_Inputs_ON_Diverse_Howarth_2023_05_05 | 2042 |  |  | Electricity |  | Capacity-Intraconnection | FOM | 0 |  |  | Electricity Transmission Line | MI | MI |  | 0.42196 | 0
LCP_Inputs_ON_Diverse_Howarth_2023_05_05 | 2042 |  |  | Hydrogen |  | Capacity-Intraconnection | FOM | 0 |  |  | H2 Pipeline - New | MI | MI |  | 0.42196 | 0
LCP_Inputs_ON_Diverse_Howarth_2023_05_05 | 2042 |  |  | Hydrogen |  | Capacity-Intraconnection | FOM | 0 |  |  | H2 Pipeline - Repurposed | MI | MI |  | 0.42196 | 0
LCP_Inputs_ON_Diverse_Howarth_2023_05_05 | 2042 |  |  | Methane |  | Capacity-Intraconnection | FOM | 0 |  |  | CH4 Pipeline | NY | NY |  | 0.42196 | 0
LCP_Inputs_ON_Diverse_Howarth_2023_05_05 | 2042 |  |  | Electricity |  | Capacity-Intraconnection | FOM | 0 |  |  | Electricity Transmission Line | NY | NY |  | 0.42196 | 0
LCP_Inputs_ON_Diverse_Howarth_2023_05_05 | 2042 |  |  | Hydrogen |  | Capacity-Intraconnection | FOM | 0 |  |  | H2 Pipeline - New | NY | NY |  | 0.42196 | 0
LCP_Inputs_ON_Diverse_Howarth_2023_05_05 | 2042 |  |  | Hydrogen |  | Capacity-Intraconnection | FOM | 0 |  |  | H2 Pipeline - Repurposed | NY | NY |  | 0.42196 | 0
LCP_Inputs_ON_Diverse_Howarth_2023_05_05 | 2042 |  |  | Methane |  | Capacity-Interconnection | FOM | 0 |  |  | CH4 Pipeline | ON | MI |  | 0.42196 | 0
LCP_Inputs_ON_Diverse_Howarth_2023_05_05 | 2042 |  |  | Electricity |  | Capacity-Interconnection | FOM | 5643750 |  |  | Electricity Transmission Line | ON | MI |  | 0.42196 | 2381410.7134
LCP_Inputs_ON_Diverse_Howarth_2023_05_05 | 2042 |  |  | Hydrogen |  | Capacity-Interconnection | FOM | 0 |  |  | H2 Pipeline - New | ON | MI |  | 0.42196 | 0
LCP_Inputs_ON_Diverse_Howarth_2023_05_05 | 2042 |  |  | Hydrogen |  | Capacity-Interconnection | FOM | 0 |  |  | H2 Pipeline - Repurposed | ON | MI |  | 0.42196 | 0
LCP_Inputs_ON_Diverse_Howarth_2023_05_05 | 2042 |  |  | Methane |  | Capacity-Interconnection | FOM | 0 |  |  | CH4 Pipeline | ON | NY |  | 0.42196 | 0
LCP_Inputs_ON_Diverse_Howarth_2023_05_05 | 2042 |  |  | Electricity |  | Capacity-Interconnection | FOM | 5643750 |  |  | Electricity Transmission Line | ON | NY |  | 0.42196 | 2381410.7134
LCP_Inputs_ON_Diverse_Howarth_2023_05_05 | 2042 |  |  | Hydrogen |  | Capacity-Interconnection | FOM | 0 |  |  | H2 Pipeline - New | ON | NY |  | 0.42196 | 0
LCP_Inputs_ON_Diverse_Howarth_2023_05_05 | 2042 |  |  | Hydrogen |  | Capacity-Interconnection | FOM | 0 |  |  | H2 Pipeline - Repurposed | ON | NY |  | 0.42196 | 0
LCP_Inputs_ON_Diverse_Howarth_2023_05_05 | 2042 |  |  | Methane |  | Capacity-Intraconnection | FOM | 0 |  |  | CH4 Pipeline | ON | ON |  | 0.42196 | 0
LCP_Inputs_ON_Diverse_Howarth_2023_05_05 | 2042 |  |  | Electricity |  | Capacity-Intraconnection | FOM | 0 |  |  | Electricity Transmission Line | ON | ON |  | 0.42196 | 0
LCP_Inputs_ON_Diverse_Howarth_2023_05_05 | 2042 |  |  | Hydrogen |  | Capacity-Intraconnection | FOM | 0 |  |  | H2 Pipeline - New | ON | ON |  | 0.42196 | 0
LCP_Inputs_ON_Diverse_Howarth_2023_05_05 | 2042 |  |  | Hydrogen |  | Capacity-Intraconnection | FOM | 0 |  |  | H2 Pipeline - Repurposed | ON | ON |  | 0.42196 | 0
LCP_Inputs_ON_Diverse_Howarth_2023_05_05 | 2042 |  |  | Methane |  | Capacity-Interconnection | FOM | 0 |  |  | CH4 Pipeline | ON | PJ |  | 0.42196 | 0
LCP_Inputs_ON_Diverse_Howarth_2023_05_05 | 2042 |  |  | Electricity |  | Capacity-Interconnection | FOM | 1128750 |  |  | Electricity Transmission Line | ON | PJ |  | 0.42196 | 476282.1427
LCP_Inputs_ON_Diverse_Howarth_2023_05_05 | 2042 |  |  | Hydrogen |  | Capacity-Interconnection | FOM | 0 |  |  | H2 Pipeline - New | ON | PJ |  | 0.42196 | 0
LCP_Inputs_ON_Diverse_Howarth_2023_05_05 | 2042 |  |  | Hydrogen |  | Capacity-Interconnection | FOM | 0 |  |  | H2 Pipeline - Repurposed | ON | PJ |  | 0.42196 | 0
LCP_Inputs_ON_Diverse_Howarth_2023_05_05 | 2042 |  |  | Methane |  | Capacity-Interconnection | FOM | 0 |  |  | CH4 Pipeline | ON | QC |  | 0.42196 | 0
LCP_Inputs_ON_Diverse_Howarth_2023_05_05 | 2042 |  |  | Electricity |  | Capacity-Interconnection | FOM | 7901250 |  |  | Electricity Transmission Line | ON | QC |  | 0.42196 | 3333974.9988
LCP_Inputs_ON_Diverse_Howarth_2023_05_05 | 2042 |  |  | Hydrogen |  | Capacity-Interconnection | FOM | 0 |  |  | H2 Pipeline - New | ON | QC |  | 0.42196 | 0
LCP_Inputs_ON_Diverse_Howarth_2023_05_05 | 2042 |  |  | Hydrogen |  | Capacity-Interconnection | FOM | 0 |  |  | H2 Pipeline - Repurposed | ON | QC |  | 0.42196 | 0
LCP_Inputs_ON_Diverse_Howarth_2023_05_05 | 2042 |  |  | Methane |  | Capacity-Interconnection | FOM | 0 |  |  | CH4 Pipeline | ON | WC |  | 0.42196 | 0
LCP_Inputs_ON_Diverse_Howarth_2023_05_05 | 2042 |  |  | Electricity |  | Capacity-Interconnection | FOM | 22575000 |  |  | Electricity Transmission Line | ON | WC |  | 0.42196 | 9525642.8536
LCP_Inputs_ON_Diverse_Howarth_2023_05_05 | 2042 |  |  | Hydrogen |  | Capacity-Interconnection | FOM | 0 |  |  | H2 Pipeline - New | ON | WC |  | 0.42196 | 0
LCP_Inputs_ON_Diverse_Howarth_2023_05_05 | 2042 |  |  | Hydrogen |  | Capacity-Interconnection | FOM | 30293258.056 |  |  | H2 Pipeline - Repurposed | ON | WC |  | 0.42196 | 12782403.4159
LCP_Inputs_ON_Diverse_Howarth_2023_05_05 | 2042 |  |  | Methane |  | Capacity-Intraconnection | FOM | 0 |  |  | CH4 Pipeline | PJ | PJ |  | 0.42196 | 0
LCP_Inputs_ON_Diverse_Howarth_2023_05_05 | 2042 |  |  | Electricity |  | Capacity-Intraconnection | FOM | 0 |  |  | Electricity Transmission Line | PJ | PJ |  | 0.42196 | 0
LCP_Inputs_ON_Diverse_Howarth_2023_05_05 | 2042 |  |  | Hydrogen |  | Capacity-Intraconnection | FOM | 0 |  |  | H2 Pipeline - New | PJ | PJ |  | 0.42196 | 0
LCP_Inputs_ON_Diverse_Howarth_2023_05_05 | 2042 |  |  | Hydrogen |  | Capacity-Intraconnection | FOM | 0 |  |  | H2 Pipeline - Repurposed | PJ | PJ |  | 0.42196 | 0
LCP_Inputs_ON_Diverse_Howarth_2023_05_05 | 2042 |  |  | Electricity |  | Capacity-Interconnection | FOM | 18115076.4092 |  |  | Electricity Transmission Line | QC | NY |  | 0.42196 | 7643754.0705
LCP_Inputs_ON_Diverse_Howarth_2023_05_05 | 2042 |  |  | Methane |  | Capacity-Intraconnection | FOM | 0 |  |  | CH4 Pipeline | QC | QC |  | 0.42196 | 0
LCP_Inputs_ON_Diverse_Howarth_2023_05_05 | 2042 |  |  | Electricity |  | Capacity-Intraconnection | FOM | 0 |  |  | Electricity Transmission Line | QC | QC |  | 0.42196 | 0
LCP_Inputs_ON_Diverse_Howarth_2023_05_05 | 2042 |  |  | Hydrogen |  | Capacity-Intraconnection | FOM | 0 |  |  | H2 Pipeline - New | QC | QC |  | 0.42196 | 0
LCP_Inputs_ON_Diverse_Howarth_2023_05_05 | 2042 |  |  | Hydrogen |  | Capacity-Intraconnection | FOM | 0 |  |  | H2 Pipeline - Repurposed | QC | QC |  | 0.42196 | 0
LCP_Inputs_ON_Diverse_Howarth_2023_05_05 | 2042 |  |  | Electricity |  | Capacity-Interconnection | FOM | 3509957.3438 |  |  | Electricity Transmission Line | WC | MI |  | 0.42196 | 1481045.4081
LCP_Inputs_ON_Diverse_Howarth_2023_05_05 | 2042 |  |  | Methane |  | Capacity-Intraconnection | FOM | 0 |  |  | CH4 Pipeline | WC | WC |  | 0.42196 | 0
LCP_Inputs_ON_Diverse_Howarth_2023_05_05 | 2042 |  |  | Electricity |  | Capacity-Intraconnection | FOM | 0 |  |  | Electricity Transmission Line | WC | WC |  | 0.42196 | 0
LCP_Inputs_ON_Diverse_Howarth_2023_05_05 | 2042 |  |  | Hydrogen |  | Capacity-Intraconnection | FOM | 0 |  |  | H2 Pipeline - New | WC | WC |  | 0.42196 | 0
LCP_Inputs_ON_Diverse_Howarth_2023_05_05 | 2042 |  |  | Hydrogen |  | Capacity-Intraconnection | FOM | 0 |  |  | H2 Pipeline - Repurposed | WC | WC |  | 0.42196 | 0
LCP_Inputs_ON_Diverse_Howarth_2023_05_05 | 2043 |  |  | Methane |  | Capacity-Intraconnection | FOM | 0 |  |  | CH4 Pipeline | MI | MI |  | 0.40573 | 0
LCP_Inputs_ON_Diverse_Howarth_2023_05_05 | 2043 |  |  | Electricity |  | Capacity-Intraconnection | FOM | 0 |  |  | Electricity Transmission Line | MI | MI |  | 0.40573 | 0
LCP_Inputs_ON_Diverse_Howarth_2023_05_05 | 2043 |  |  | Hydrogen |  | Capacity-Intraconnection | FOM | 0 |  |  | H2 Pipeline - New | MI | MI |  | 0.40573 | 0
LCP_Inputs_ON_Diverse_Howarth_2023_05_05 | 2043 |  |  | Hydrogen |  | Capacity-Intraconnection | FOM | 0 |  |  | H2 Pipeline - Repurposed | MI | MI |  | 0.40573 | 0
LCP_Inputs_ON_Diverse_Howarth_2023_05_05 | 2043 |  |  | Methane |  | Capacity-Intraconnection | FOM | 0 |  |  | CH4 Pipeline | NY | NY |  | 0.40573 | 0
LCP_Inputs_ON_Diverse_Howarth_2023_05_05 | 2043 |  |  | Electricity |  | Capacity-Intraconnection | FOM | 0 |  |  | Electricity Transmission Line | NY | NY |  | 0.40573 | 0
LCP_Inputs_ON_Diverse_Howarth_2023_05_05 | 2043 |  |  | Hydrogen |  | Capacity-Intraconnection | FOM | 0 |  |  | H2 Pipeline - New | NY | NY |  | 0.40573 | 0
LCP_Inputs_ON_Diverse_Howarth_2023_05_05 | 2043 |  |  | Hydrogen |  | Capacity-Intraconnection | FOM | 0 |  |  | H2 Pipeline - Repurposed | NY | NY |  | 0.40573 | 0
LCP_Inputs_ON_Diverse_Howarth_2023_05_05 | 2043 |  |  | Methane |  | Capacity-Interconnection | FOM | 0 |  |  | CH4 Pipeline | ON | MI |  | 0.40573 | 0
LCP_Inputs_ON_Diverse_Howarth_2023_05_05 | 2043 |  |  | Electricity |  | Capacity-Interconnection | FOM | 5643750 |  |  | Electricity Transmission Line | ON | MI |  | 0.40573 | 2289817.9937
LCP_Inputs_ON_Diverse_Howarth_2023_05_05 | 2043 |  |  | Hydrogen |  | Capacity-Interconnection | FOM | 0 |  |  | H2 Pipeline - New | ON | MI |  | 0.40573 | 0
LCP_Inputs_ON_Diverse_Howarth_2023_05_05 | 2043 |  |  | Hydrogen |  | Capacity-Interconnection | FOM | 0 |  |  | H2 Pipeline - Repurposed | ON | MI |  | 0.40573 | 0
LCP_Inputs_ON_Diverse_Howarth_2023_05_05 | 2043 |  |  | Methane |  | Capacity-Interconnection | FOM | 0 |  |  | CH4 Pipeline | ON | NY |  | 0.40573 | 0
LCP_Inputs_ON_Diverse_Howarth_2023_05_05 | 2043 |  |  | Electricity |  | Capacity-Interconnection | FOM | 5643750 |  |  | Electricity Transmission Line | ON | NY |  | 0.40573 | 2289817.9937
LCP_Inputs_ON_Diverse_Howarth_2023_05_05 | 2043 |  |  | Hydrogen |  | Capacity-Interconnection | FOM | 0 |  |  | H2 Pipeline - New | ON | NY |  | 0.40573 | 0
LCP_Inputs_ON_Diverse_Howarth_2023_05_05 | 2043 |  |  | Hydrogen |  | Capacity-Interconnection | FOM | 0 |  |  | H2 Pipeline - Repurposed | ON | NY |  | 0.40573 | 0
LCP_Inputs_ON_Diverse_Howarth_2023_05_05 | 2043 |  |  | Methane |  | Capacity-Intraconnection | FOM | 0 |  |  | CH4 Pipeline | ON | ON |  | 0.40573 | 0
LCP_Inputs_ON_Diverse_Howarth_2023_05_05 | 2043 |  |  | Electricity |  | Capacity-Intraconnection | FOM | 0 |  |  | Electricity Transmission Line | ON | ON |  | 0.40573 | 0
LCP_Inputs_ON_Diverse_Howarth_2023_05_05 | 2043 |  |  | Hydrogen |  | Capacity-Intraconnection | FOM | 0 |  |  | H2 Pipeline - New | ON | ON |  | 0.40573 | 0
LCP_Inputs_ON_Diverse_Howarth_2023_05_05 | 2043 |  |  | Hydrogen |  | Capacity-Intraconnection | FOM | 0 |  |  | H2 Pipeline - Repurposed | ON | ON |  | 0.40573 | 0
LCP_Inputs_ON_Diverse_Howarth_2023_05_05 | 2043 |  |  | Methane |  | Capacity-Interconnection | FOM | 0 |  |  | CH4 Pipeline | ON | PJ |  | 0.40573 | 0
LCP_Inputs_ON_Diverse_Howarth_2023_05_05 | 2043 |  |  | Electricity |  | Capacity-Interconnection | FOM | 1128750 |  |  | Electricity Transmission Line | ON | PJ |  | 0.40573 | 457963.5987
LCP_Inputs_ON_Diverse_Howarth_2023_05_05 | 2043 |  |  | Hydrogen |  | Capacity-Interconnection | FOM | 0 |  |  | H2 Pipeline - New | ON | PJ |  | 0.40573 | 0
LCP_Inputs_ON_Diverse_Howarth_2023_05_05 | 2043 |  |  | Hydrogen |  | Capacity-Interconnection | FOM | 0 |  |  | H2 Pipeline - Repurposed | ON | PJ |  | 0.40573 | 0
LCP_Inputs_ON_Diverse_Howarth_2023_05_05 | 2043 |  |  | Methane |  | Capacity-Interconnection | FOM | 0 |  |  | CH4 Pipeline | ON | QC |  | 0.40573 | 0
LCP_Inputs_ON_Diverse_Howarth_2023_05_05 | 2043 |  |  | Electricity |  | Capacity-Interconnection | FOM | 7901250 |  |  | Electricity Transmission Line | ON | QC |  | 0.40573 | 3205745.1911
LCP_Inputs_ON_Diverse_Howarth_2023_05_05 | 2043 |  |  | Hydrogen |  | Capacity-Interconnection | FOM | 0 |  |  | H2 Pipeline - New | ON | QC |  | 0.40573 | 0
LCP_Inputs_ON_Diverse_Howarth_2023_05_05 | 2043 |  |  | Hydrogen |  | Capacity-Interconnection | FOM | 0 |  |  | H2 Pipeline - Repurposed | ON | QC |  | 0.40573 | 0
LCP_Inputs_ON_Diverse_Howarth_2023_05_05 | 2043 |  |  | Methane |  | Capacity-Interconnection | FOM | 0 |  |  | CH4 Pipeline | ON | WC |  | 0.40573 | 0
LCP_Inputs_ON_Diverse_Howarth_2023_05_05 | 2043 |  |  | Electricity |  | Capacity-Interconnection | FOM | 22575000 |  |  | Electricity Transmission Line | ON | WC |  | 0.40573 | 9159271.9747
LCP_Inputs_ON_Diverse_Howarth_2023_05_05 | 2043 |  |  | Hydrogen |  | Capacity-Interconnection | FOM | 0 |  |  | H2 Pipeline - New | ON | WC |  | 0.40573 | 0
LCP_Inputs_ON_Diverse_Howarth_2023_05_05 | 2043 |  |  | Hydrogen |  | Capacity-Interconnection | FOM | 30293258.056 |  |  | H2 Pipeline - Repurposed | ON | WC |  | 0.40573 | 12290772.5153
LCP_Inputs_ON_Diverse_Howarth_2023_05_05 | 2043 |  |  | Methane |  | Capacity-Intraconnection | FOM | 0 |  |  | CH4 Pipeline | PJ | PJ |  | 0.40573 | 0
LCP_Inputs_ON_Diverse_Howarth_2023_05_05 | 2043 |  |  | Electricity |  | Capacity-Intraconnection | FOM | 0 |  |  | Electricity Transmission Line | PJ | PJ |  | 0.40573 | 0
LCP_Inputs_ON_Diverse_Howarth_2023_05_05 | 2043 |  |  | Hydrogen |  | Capacity-Intraconnection | FOM | 0 |  |  | H2 Pipeline - New | PJ | PJ |  | 0.40573 | 0
LCP_Inputs_ON_Diverse_Howarth_2023_05_05 | 2043 |  |  | Hydrogen |  | Capacity-Intraconnection | FOM | 0 |  |  | H2 Pipeline - Repurposed | PJ | PJ |  | 0.40573 | 0
LCP_Inputs_ON_Diverse_Howarth_2023_05_05 | 2043 |  |  | Electricity |  | Capacity-Interconnection | FOM | 18115076.4092 |  |  | Electricity Transmission Line | QC | NY |  | 0.40573 | 7349763.5293
LCP_Inputs_ON_Diverse_Howarth_2023_05_05 | 2043 |  |  | Methane |  | Capacity-Intraconnection | FOM | 0 |  |  | CH4 Pipeline | QC | QC |  | 0.40573 | 0
LCP_Inputs_ON_Diverse_Howarth_2023_05_05 | 2043 |  |  | Electricity |  | Capacity-Intraconnection | FOM | 0 |  |  | Electricity Transmission Line | QC | QC |  | 0.40573 | 0
LCP_Inputs_ON_Diverse_Howarth_2023_05_05 | 2043 |  |  | Hydrogen |  | Capacity-Intraconnection | FOM | 0 |  |  | H2 Pipeline - New | QC | QC |  | 0.40573 | 0
LCP_Inputs_ON_Diverse_Howarth_2023_05_05 | 2043 |  |  | Hydrogen |  | Capacity-Intraconnection | FOM | 0 |  |  | H2 Pipeline - Repurposed | QC | QC |  | 0.40573 | 0
LCP_Inputs_ON_Diverse_Howarth_2023_05_05 | 2043 |  |  | Electricity |  | Capacity-Interconnection | FOM | 3509957.3438 |  |  | Electricity Transmission Line | WC | MI |  | 0.40573 | 1424082.1232
LCP_Inputs_ON_Diverse_Howarth_2023_05_05 | 2043 |  |  | Methane |  | Capacity-Intraconnection | FOM | 0 |  |  | CH4 Pipeline | WC | WC |  | 0.40573 | 0
LCP_Inputs_ON_Diverse_Howarth_2023_05_05 | 2043 |  |  | Electricity |  | Capacity-Intraconnection | FOM | 0 |  |  | Electricity Transmission Line | WC | WC |  | 0.40573 | 0
LCP_Inputs_ON_Diverse_Howarth_2023_05_05 | 2043 |  |  | Hydrogen |  | Capacity-Intraconnection | FOM | 0 |  |  | H2 Pipeline - New | WC | WC |  | 0.40573 | 0
LCP_Inputs_ON_Diverse_Howarth_2023_05_05 | 2043 |  |  | Hydrogen |  | Capacity-Intraconnection | FOM | 0 |  |  | H2 Pipeline - Repurposed | WC | WC |  | 0.40573 | 0
LCP_Inputs_ON_Diverse_Howarth_2023_05_05 | 2044 |  |  | Methane |  | Capacity-Intraconnection | FOM | 0 |  |  | CH4 Pipeline | MI | MI |  | 0.39012 | 0
LCP_Inputs_ON_Diverse_Howarth_2023_05_05 | 2044 |  |  | Electricity |  | Capacity-Intraconnection | FOM | 0 |  |  | Electricity Transmission Line | MI | MI |  | 0.39012 | 0
LCP_Inputs_ON_Diverse_Howarth_2023_05_05 | 2044 |  |  | Hydrogen |  | Capacity-Intraconnection | FOM | 0 |  |  | H2 Pipeline - New | MI | MI |  | 0.39012 | 0
LCP_Inputs_ON_Diverse_Howarth_2023_05_05 | 2044 |  |  | Hydrogen |  | Capacity-Intraconnection | FOM | 0 |  |  | H2 Pipeline - Repurposed | MI | MI |  | 0.39012 | 0
LCP_Inputs_ON_Diverse_Howarth_2023_05_05 | 2044 |  |  | Methane |  | Capacity-Intraconnection | FOM | 0 |  |  | CH4 Pipeline | NY | NY |  | 0.39012 | 0
LCP_Inputs_ON_Diverse_Howarth_2023_05_05 | 2044 |  |  | Electricity |  | Capacity-Intraconnection | FOM | 0 |  |  | Electricity Transmission Line | NY | NY |  | 0.39012 | 0
LCP_Inputs_ON_Diverse_Howarth_2023_05_05 | 2044 |  |  | Hydrogen |  | Capacity-Intraconnection | FOM | 0 |  |  | H2 Pipeline - New | NY | NY |  | 0.39012 | 0
LCP_Inputs_ON_Diverse_Howarth_2023_05_05 | 2044 |  |  | Hydrogen |  | Capacity-Intraconnection | FOM | 0 |  |  | H2 Pipeline - Repurposed | NY | NY |  | 0.39012 | 0
LCP_Inputs_ON_Diverse_Howarth_2023_05_05 | 2044 |  |  | Methane |  | Capacity-Interconnection | FOM | 0 |  |  | CH4 Pipeline | ON | MI |  | 0.39012 | 0
LCP_Inputs_ON_Diverse_Howarth_2023_05_05 | 2044 |  |  | Electricity |  | Capacity-Interconnection | FOM | 5643750 |  |  | Electricity Transmission Line | ON | MI |  | 0.39012 | 2201748.0708
LCP_Inputs_ON_Diverse_Howarth_2023_05_05 | 2044 |  |  | Hydrogen |  | Capacity-Interconnection | FOM | 0 |  |  | H2 Pipeline - New | ON | MI |  | 0.39012 | 0
LCP_Inputs_ON_Diverse_Howarth_2023_05_05 | 2044 |  |  | Hydrogen |  | Capacity-Interconnection | FOM | 0 |  |  | H2 Pipeline - Repurposed | ON | MI |  | 0.39012 | 0
LCP_Inputs_ON_Diverse_Howarth_2023_05_05 | 2044 |  |  | Methane |  | Capacity-Interconnection | FOM | 0 |  |  | CH4 Pipeline | ON | NY |  | 0.39012 | 0
LCP_Inputs_ON_Diverse_Howarth_2023_05_05 | 2044 |  |  | Electricity |  | Capacity-Interconnection | FOM | 5643750 |  |  | Electricity Transmission Line | ON | NY |  | 0.39012 | 2201748.0708
LCP_Inputs_ON_Diverse_Howarth_2023_05_05 | 2044 |  |  | Hydrogen |  | Capacity-Interconnection | FOM | 0 |  |  | H2 Pipeline - New | ON | NY |  | 0.39012 | 0
LCP_Inputs_ON_Diverse_Howarth_2023_05_05 | 2044 |  |  | Hydrogen |  | Capacity-Interconnection | FOM | 0 |  |  | H2 Pipeline - Repurposed | ON | NY |  | 0.39012 | 0
LCP_Inputs_ON_Diverse_Howarth_2023_05_05 | 2044 |  |  | Methane |  | Capacity-Intraconnection | FOM | 0 |  |  | CH4 Pipeline | ON | ON |  | 0.39012 | 0
LCP_Inputs_ON_Diverse_Howarth_2023_05_05 | 2044 |  |  | Electricity |  | Capacity-Intraconnection | FOM | 0 |  |  | Electricity Transmission Line | ON | ON |  | 0.39012 | 0
LCP_Inputs_ON_Diverse_Howarth_2023_05_05 | 2044 |  |  | Hydrogen |  | Capacity-Intraconnection | FOM | 0 |  |  | H2 Pipeline - New | ON | ON |  | 0.39012 | 0
LCP_Inputs_ON_Diverse_Howarth_2023_05_05 | 2044 |  |  | Hydrogen |  | Capacity-Intraconnection | FOM | 0 |  |  | H2 Pipeline - Repurposed | ON | ON |  | 0.39012 | 0
LCP_Inputs_ON_Diverse_Howarth_2023_05_05 | 2044 |  |  | Methane |  | Capacity-Interconnection | FOM | 0 |  |  | CH4 Pipeline | ON | PJ |  | 0.39012 | 0
LCP_Inputs_ON_Diverse_Howarth_2023_05_05 | 2044 |  |  | Electricity |  | Capacity-Interconnection | FOM | 1128750 |  |  | Electricity Transmission Line | ON | PJ |  | 0.39012 | 440349.6142
LCP_Inputs_ON_Diverse_Howarth_2023_05_05 | 2044 |  |  | Hydrogen |  | Capacity-Interconnection | FOM | 0 |  |  | H2 Pipeline - New | ON | PJ |  | 0.39012 | 0
LCP_Inputs_ON_Diverse_Howarth_2023_05_05 | 2044 |  |  | Hydrogen |  | Capacity-Interconnection | FOM | 0 |  |  | H2 Pipeline - Repurposed | ON | PJ |  | 0.39012 | 0
LCP_Inputs_ON_Diverse_Howarth_2023_05_05 | 2044 |  |  | Methane |  | Capacity-Interconnection | FOM | 0 |  |  | CH4 Pipeline | ON | QC |  | 0.39012 | 0
LCP_Inputs_ON_Diverse_Howarth_2023_05_05 | 2044 |  |  | Electricity |  | Capacity-Interconnection | FOM | 7901250 |  |  | Electricity Transmission Line | ON | QC |  | 0.39012 | 3082447.2992
LCP_Inputs_ON_Diverse_Howarth_2023_05_05 | 2044 |  |  | Hydrogen |  | Capacity-Interconnection | FOM | 0 |  |  | H2 Pipeline - New | ON | QC |  | 0.39012 | 0
LCP_Inputs_ON_Diverse_Howarth_2023_05_05 | 2044 |  |  | Hydrogen |  | Capacity-Interconnection | FOM | 0 |  |  | H2 Pipeline - Repurposed | ON | QC |  | 0.39012 | 0
LCP_Inputs_ON_Diverse_Howarth_2023_05_05 | 2044 |  |  | Methane |  | Capacity-Interconnection | FOM | 0 |  |  | CH4 Pipeline | ON | WC |  | 0.39012 | 0
LCP_Inputs_ON_Diverse_Howarth_2023_05_05 | 2044 |  |  | Electricity |  | Capacity-Interconnection | FOM | 22575000 |  |  | Electricity Transmission Line | ON | WC |  | 0.39012 | 8806992.2833
LCP_Inputs_ON_Diverse_Howarth_2023_05_05 | 2044 |  |  | Hydrogen |  | Capacity-Interconnection | FOM | 0 |  |  | H2 Pipeline - New | ON | WC |  | 0.39012 | 0
LCP_Inputs_ON_Diverse_Howarth_2023_05_05 | 2044 |  |  | Hydrogen |  | Capacity-Interconnection | FOM | 30293258.056 |  |  | H2 Pipeline - Repurposed | ON | WC |  | 0.39012 | 11818050.4955
LCP_Inputs_ON_Diverse_Howarth_2023_05_05 | 2044 |  |  | Methane |  | Capacity-Intraconnection | FOM | 0 |  |  | CH4 Pipeline | PJ | PJ |  | 0.39012 | 0
LCP_Inputs_ON_Diverse_Howarth_2023_05_05 | 2044 |  |  | Electricity |  | Capacity-Intraconnection | FOM | 0 |  |  | Electricity Transmission Line | PJ | PJ |  | 0.39012 | 0
LCP_Inputs_ON_Diverse_Howarth_2023_05_05 | 2044 |  |  | Hydrogen |  | Capacity-Intraconnection | FOM | 0 |  |  | H2 Pipeline - New | PJ | PJ |  | 0.39012 | 0
LCP_Inputs_ON_Diverse_Howarth_2023_05_05 | 2044 |  |  | Hydrogen |  | Capacity-Intraconnection | FOM | 0 |  |  | H2 Pipeline - Repurposed | PJ | PJ |  | 0.39012 | 0
LCP_Inputs_ON_Diverse_Howarth_2023_05_05 | 2044 |  |  | Electricity |  | Capacity-Interconnection | FOM | 18115076.4092 |  |  | Electricity Transmission Line | QC | NY |  | 0.39012 | 7067080.3166
LCP_Inputs_ON_Diverse_Howarth_2023_05_05 | 2044 |  |  | Methane |  | Capacity-Intraconnection | FOM | 0 |  |  | CH4 Pipeline | QC | QC |  | 0.39012 | 0
LCP_Inputs_ON_Diverse_Howarth_2023_05_05 | 2044 |  |  | Electricity |  | Capacity-Intraconnection | FOM | 0 |  |  | Electricity Transmission Line | QC | QC |  | 0.39012 | 0
LCP_Inputs_ON_Diverse_Howarth_2023_05_05 | 2044 |  |  | Hydrogen |  | Capacity-Intraconnection | FOM | 0 |  |  | H2 Pipeline - New | QC | QC |  | 0.39012 | 0
LCP_Inputs_ON_Diverse_Howarth_2023_05_05 | 2044 |  |  | Hydrogen |  | Capacity-Intraconnection | FOM | 0 |  |  | H2 Pipeline - Repurposed | QC | QC |  | 0.39012 | 0
LCP_Inputs_ON_Diverse_Howarth_2023_05_05 | 2044 |  |  | Electricity |  | Capacity-Interconnection | FOM | 3509957.3438 |  |  | Electricity Transmission Line | WC | MI |  | 0.39012 | 1369309.7339
LCP_Inputs_ON_Diverse_Howarth_2023_05_05 | 2044 |  |  | Methane |  | Capacity-Intraconnection | FOM | 0 |  |  | CH4 Pipeline | WC | WC |  | 0.39012 | 0
LCP_Inputs_ON_Diverse_Howarth_2023_05_05 | 2044 |  |  | Electricity |  | Capacity-Intraconnection | FOM | 0 |  |  | Electricity Transmission Line | WC | WC |  | 0.39012 | 0
LCP_Inputs_ON_Diverse_Howarth_2023_05_05 | 2044 |  |  | Hydrogen |  | Capacity-Intraconnection | FOM | 0 |  |  | H2 Pipeline - New | WC | WC |  | 0.39012 | 0
LCP_Inputs_ON_Diverse_Howarth_2023_05_05 | 2044 |  |  | Hydrogen |  | Capacity-Intraconnection | FOM | 0 |  |  | H2 Pipeline - Repurposed | WC | WC |  | 0.39012 | 0
LCP_Inputs_ON_Diverse_Howarth_2023_05_05 | 2045 |  |  | Methane |  | Capacity-Intraconnection | FOM | 0 |  |  | CH4 Pipeline | MI | MI |  | 0.37512 | 0
LCP_Inputs_ON_Diverse_Howarth_2023_05_05 | 2045 |  |  | Electricity |  | Capacity-Intraconnection | FOM | 0 |  |  | Electricity Transmission Line | MI | MI |  | 0.37512 | 0
LCP_Inputs_ON_Diverse_Howarth_2023_05_05 | 2045 |  |  | Hydrogen |  | Capacity-Intraconnection | FOM | 0 |  |  | H2 Pipeline - New | MI | MI |  | 0.37512 | 0
LCP_Inputs_ON_Diverse_Howarth_2023_05_05 | 2045 |  |  | Hydrogen |  | Capacity-Intraconnection | FOM | 0 |  |  | H2 Pipeline - Repurposed | MI | MI |  | 0.37512 | 0
LCP_Inputs_ON_Diverse_Howarth_2023_05_05 | 2045 |  |  | Methane |  | Capacity-Intraconnection | FOM | 0 |  |  | CH4 Pipeline | NY | NY |  | 0.37512 | 0
LCP_Inputs_ON_Diverse_Howarth_2023_05_05 | 2045 |  |  | Electricity |  | Capacity-Intraconnection | FOM | 0 |  |  | Electricity Transmission Line | NY | NY |  | 0.37512 | 0
LCP_Inputs_ON_Diverse_Howarth_2023_05_05 | 2045 |  |  | Hydrogen |  | Capacity-Intraconnection | FOM | 0 |  |  | H2 Pipeline - New | NY | NY |  | 0.37512 | 0
LCP_Inputs_ON_Diverse_Howarth_2023_05_05 | 2045 |  |  | Hydrogen |  | Capacity-Intraconnection | FOM | 0 |  |  | H2 Pipeline - Repurposed | NY | NY |  | 0.37512 | 0
LCP_Inputs_ON_Diverse_Howarth_2023_05_05 | 2045 |  |  | Methane |  | Capacity-Interconnection | FOM | 0 |  |  | CH4 Pipeline | ON | MI |  | 0.37512 | 0
LCP_Inputs_ON_Diverse_Howarth_2023_05_05 | 2045 |  |  | Electricity |  | Capacity-Interconnection | FOM | 5643750 |  |  | Electricity Transmission Line | ON | MI |  | 0.37512 | 2117065.4527
LCP_Inputs_ON_Diverse_Howarth_2023_05_05 | 2045 |  |  | Hydrogen |  | Capacity-Interconnection | FOM | 0 |  |  | H2 Pipeline - New | ON | MI |  | 0.37512 | 0
LCP_Inputs_ON_Diverse_Howarth_2023_05_05 | 2045 |  |  | Hydrogen |  | Capacity-Interconnection | FOM | 0 |  |  | H2 Pipeline - Repurposed | ON | MI |  | 0.37512 | 0
LCP_Inputs_ON_Diverse_Howarth_2023_05_05 | 2045 |  |  | Methane |  | Capacity-Interconnection | FOM | 0 |  |  | CH4 Pipeline | ON | NY |  | 0.37512 | 0
LCP_Inputs_ON_Diverse_Howarth_2023_05_05 | 2045 |  |  | Electricity |  | Capacity-Interconnection | FOM | 5643750 |  |  | Electricity Transmission Line | ON | NY |  | 0.37512 | 2117065.4527
LCP_Inputs_ON_Diverse_Howarth_2023_05_05 | 2045 |  |  | Hydrogen |  | Capacity-Interconnection | FOM | 0 |  |  | H2 Pipeline - New | ON | NY |  | 0.37512 | 0
LCP_Inputs_ON_Diverse_Howarth_2023_05_05 | 2045 |  |  | Hydrogen |  | Capacity-Interconnection | FOM | 0 |  |  | H2 Pipeline - Repurposed | ON | NY |  | 0.37512 | 0
LCP_Inputs_ON_Diverse_Howarth_2023_05_05 | 2045 |  |  | Methane |  | Capacity-Intraconnection | FOM | 0 |  |  | CH4 Pipeline | ON | ON |  | 0.37512 | 0
LCP_Inputs_ON_Diverse_Howarth_2023_05_05 | 2045 |  |  | Electricity |  | Capacity-Intraconnection | FOM | 0 |  |  | Electricity Transmission Line | ON | ON |  | 0.37512 | 0
LCP_Inputs_ON_Diverse_Howarth_2023_05_05 | 2045 |  |  | Hydrogen |  | Capacity-Intraconnection | FOM | 0 |  |  | H2 Pipeline - New | ON | ON |  | 0.37512 | 0
LCP_Inputs_ON_Diverse_Howarth_2023_05_05 | 2045 |  |  | Hydrogen |  | Capacity-Intraconnection | FOM | 0 |  |  | H2 Pipeline - Repurposed | ON | ON |  | 0.37512 | 0
LCP_Inputs_ON_Diverse_Howarth_2023_05_05 | 2045 |  |  | Methane |  | Capacity-Interconnection | FOM | 0 |  |  | CH4 Pipeline | ON | PJ |  | 0.37512 | 0
LCP_Inputs_ON_Diverse_Howarth_2023_05_05 | 2045 |  |  | Electricity |  | Capacity-Interconnection | FOM | 1128750 |  |  | Electricity Transmission Line | ON | PJ |  | 0.37512 | 423413.0905
LCP_Inputs_ON_Diverse_Howarth_2023_05_05 | 2045 |  |  | Hydrogen |  | Capacity-Interconnection | FOM | 0 |  |  | H2 Pipeline - New | ON | PJ |  | 0.37512 | 0
LCP_Inputs_ON_Diverse_Howarth_2023_05_05 | 2045 |  |  | Hydrogen |  | Capacity-Interconnection | FOM | 0 |  |  | H2 Pipeline - Repurposed | ON | PJ |  | 0.37512 | 0
LCP_Inputs_ON_Diverse_Howarth_2023_05_05 | 2045 |  |  | Methane |  | Capacity-Interconnection | FOM | 0 |  |  | CH4 Pipeline | ON | QC |  | 0.37512 | 0
LCP_Inputs_ON_Diverse_Howarth_2023_05_05 | 2045 |  |  | Electricity |  | Capacity-Interconnection | FOM | 7901250 |  |  | Electricity Transmission Line | ON | QC |  | 0.37512 | 2963891.6338
LCP_Inputs_ON_Diverse_Howarth_2023_05_05 | 2045 |  |  | Hydrogen |  | Capacity-Interconnection | FOM | 0 |  |  | H2 Pipeline - New | ON | QC |  | 0.37512 | 0
LCP_Inputs_ON_Diverse_Howarth_2023_05_05 | 2045 |  |  | Hydrogen |  | Capacity-Interconnection | FOM | 0 |  |  | H2 Pipeline - Repurposed | ON | QC |  | 0.37512 | 0
LCP_Inputs_ON_Diverse_Howarth_2023_05_05 | 2045 |  |  | Methane |  | Capacity-Interconnection | FOM | 0 |  |  | CH4 Pipeline | ON | WC |  | 0.37512 | 0
LCP_Inputs_ON_Diverse_Howarth_2023_05_05 | 2045 |  |  | Electricity |  | Capacity-Interconnection | FOM | 22575000 |  |  | Electricity Transmission Line | ON | WC |  | 0.37512 | 8468261.8109
LCP_Inputs_ON_Diverse_Howarth_2023_05_05 | 2045 |  |  | Hydrogen |  | Capacity-Interconnection | FOM | 0 |  |  | H2 Pipeline - New | ON | WC |  | 0.37512 | 0
LCP_Inputs_ON_Diverse_Howarth_2023_05_05 | 2045 |  |  | Hydrogen |  | Capacity-Interconnection | FOM | 30293258.056 |  |  | H2 Pipeline - Repurposed | ON | WC |  | 0.37512 | 11363510.0918
LCP_Inputs_ON_Diverse_Howarth_2023_05_05 | 2045 |  |  | Methane |  | Capacity-Intraconnection | FOM | 0 |  |  | CH4 Pipeline | PJ | PJ |  | 0.37512 | 0
LCP_Inputs_ON_Diverse_Howarth_2023_05_05 | 2045 |  |  | Electricity |  | Capacity-Intraconnection | FOM | 0 |  |  | Electricity Transmission Line | PJ | PJ |  | 0.37512 | 0
LCP_Inputs_ON_Diverse_Howarth_2023_05_05 | 2045 |  |  | Hydrogen |  | Capacity-Intraconnection | FOM | 0 |  |  | H2 Pipeline - New | PJ | PJ |  | 0.37512 | 0
LCP_Inputs_ON_Diverse_Howarth_2023_05_05 | 2045 |  |  | Hydrogen |  | Capacity-Intraconnection | FOM | 0 |  |  | H2 Pipeline - Repurposed | PJ | PJ |  | 0.37512 | 0
LCP_Inputs_ON_Diverse_Howarth_2023_05_05 | 2045 |  |  | Electricity |  | Capacity-Interconnection | FOM | 18115076.4092 |  |  | Electricity Transmission Line | QC | NY |  | 0.37512 | 6795269.5352
LCP_Inputs_ON_Diverse_Howarth_2023_05_05 | 2045 |  |  | Methane |  | Capacity-Intraconnection | FOM | 0 |  |  | CH4 Pipeline | QC | QC |  | 0.37512 | 0
LCP_Inputs_ON_Diverse_Howarth_2023_05_05 | 2045 |  |  | Electricity |  | Capacity-Intraconnection | FOM | 0 |  |  | Electricity Transmission Line | QC | QC |  | 0.37512 | 0
LCP_Inputs_ON_Diverse_Howarth_2023_05_05 | 2045 |  |  | Hydrogen |  | Capacity-Intraconnection | FOM | 0 |  |  | H2 Pipeline - New | QC | QC |  | 0.37512 | 0
LCP_Inputs_ON_Diverse_Howarth_2023_05_05 | 2045 |  |  | Hydrogen |  | Capacity-Intraconnection | FOM | 0 |  |  | H2 Pipeline - Repurposed | QC | QC |  | 0.37512 | 0
LCP_Inputs_ON_Diverse_Howarth_2023_05_05 | 2045 |  |  | Electricity |  | Capacity-Interconnection | FOM | 3509957.3438 |  |  | Electricity Transmission Line | WC | MI |  | 0.37512 | 1316643.9749
LCP_Inputs_ON_Diverse_Howarth_2023_05_05 | 2045 |  |  | Methane |  | Capacity-Intraconnection | FOM | 0 |  |  | CH4 Pipeline | WC | WC |  | 0.37512 | 0
LCP_Inputs_ON_Diverse_Howarth_2023_05_05 | 2045 |  |  | Electricity |  | Capacity-Intraconnection | FOM | 0 |  |  | Electricity Transmission Line | WC | WC |  | 0.37512 | 0
LCP_Inputs_ON_Diverse_Howarth_2023_05_05 | 2045 |  |  | Hydrogen |  | Capacity-Intraconnection | FOM | 0 |  |  | H2 Pipeline - New | WC | WC |  | 0.37512 | 0
LCP_Inputs_ON_Diverse_Howarth_2023_05_05 | 2045 |  |  | Hydrogen |  | Capacity-Intraconnection | FOM | 0 |  |  | H2 Pipeline - Repurposed | WC | WC |  | 0.37512 | 0
LCP_Inputs_ON_Diverse_Howarth_2023_05_05 | 2046 |  |  | Methane |  | Capacity-Intraconnection | FOM | 0 |  |  | CH4 Pipeline | MI | MI |  | 0.36069 | 0
LCP_Inputs_ON_Diverse_Howarth_2023_05_05 | 2046 |  |  | Electricity |  | Capacity-Intraconnection | FOM | 0 |  |  | Electricity Transmission Line | MI | MI |  | 0.36069 | 0
LCP_Inputs_ON_Diverse_Howarth_2023_05_05 | 2046 |  |  | Hydrogen |  | Capacity-Intraconnection | FOM | 0 |  |  | H2 Pipeline - New | MI | MI |  | 0.36069 | 0
LCP_Inputs_ON_Diverse_Howarth_2023_05_05 | 2046 |  |  | Hydrogen |  | Capacity-Intraconnection | FOM | 0 |  |  | H2 Pipeline - Repurposed | MI | MI |  | 0.36069 | 0
LCP_Inputs_ON_Diverse_Howarth_2023_05_05 | 2046 |  |  | Methane |  | Capacity-Intraconnection | FOM | 0 |  |  | CH4 Pipeline | NY | NY |  | 0.36069 | 0
LCP_Inputs_ON_Diverse_Howarth_2023_05_05 | 2046 |  |  | Electricity |  | Capacity-Intraconnection | FOM | 0 |  |  | Electricity Transmission Line | NY | NY |  | 0.36069 | 0
LCP_Inputs_ON_Diverse_Howarth_2023_05_05 | 2046 |  |  | Hydrogen |  | Capacity-Intraconnection | FOM | 0 |  |  | H2 Pipeline - New | NY | NY |  | 0.36069 | 0
LCP_Inputs_ON_Diverse_Howarth_2023_05_05 | 2046 |  |  | Hydrogen |  | Capacity-Intraconnection | FOM | 0 |  |  | H2 Pipeline - Repurposed | NY | NY |  | 0.36069 | 0
LCP_Inputs_ON_Diverse_Howarth_2023_05_05 | 2046 |  |  | Methane |  | Capacity-Interconnection | FOM | 0 |  |  | CH4 Pipeline | ON | MI |  | 0.36069 | 0
LCP_Inputs_ON_Diverse_Howarth_2023_05_05 | 2046 |  |  | Electricity |  | Capacity-Interconnection | FOM | 5643750 |  |  | Electricity Transmission Line | ON | MI |  | 0.36069 | 2035639.8584
LCP_Inputs_ON_Diverse_Howarth_2023_05_05 | 2046 |  |  | Hydrogen |  | Capacity-Interconnection | FOM | 0 |  |  | H2 Pipeline - New | ON | MI |  | 0.36069 | 0
LCP_Inputs_ON_Diverse_Howarth_2023_05_05 | 2046 |  |  | Hydrogen |  | Capacity-Interconnection | FOM | 0 |  |  | H2 Pipeline - Repurposed | ON | MI |  | 0.36069 | 0
LCP_Inputs_ON_Diverse_Howarth_2023_05_05 | 2046 |  |  | Methane |  | Capacity-Interconnection | FOM | 0 |  |  | CH4 Pipeline | ON | NY |  | 0.36069 | 0
LCP_Inputs_ON_Diverse_Howarth_2023_05_05 | 2046 |  |  | Electricity |  | Capacity-Interconnection | FOM | 5643750 |  |  | Electricity Transmission Line | ON | NY |  | 0.36069 | 2035639.8584
LCP_Inputs_ON_Diverse_Howarth_2023_05_05 | 2046 |  |  | Hydrogen |  | Capacity-Interconnection | FOM | 0 |  |  | H2 Pipeline - New | ON | NY |  | 0.36069 | 0
LCP_Inputs_ON_Diverse_Howarth_2023_05_05 | 2046 |  |  | Hydrogen |  | Capacity-Interconnection | FOM | 0 |  |  | H2 Pipeline - Repurposed | ON | NY |  | 0.36069 | 0
LCP_Inputs_ON_Diverse_Howarth_2023_05_05 | 2046 |  |  | Methane |  | Capacity-Intraconnection | FOM | 0 |  |  | CH4 Pipeline | ON | ON |  | 0.36069 | 0
LCP_Inputs_ON_Diverse_Howarth_2023_05_05 | 2046 |  |  | Electricity |  | Capacity-Intraconnection | FOM | 0 |  |  | Electricity Transmission Line | ON | ON |  | 0.36069 | 0
LCP_Inputs_ON_Diverse_Howarth_2023_05_05 | 2046 |  |  | Hydrogen |  | Capacity-Intraconnection | FOM | 0 |  |  | H2 Pipeline - New | ON | ON |  | 0.36069 | 0
LCP_Inputs_ON_Diverse_Howarth_2023_05_05 | 2046 |  |  | Hydrogen |  | Capacity-Intraconnection | FOM | 0 |  |  | H2 Pipeline - Repurposed | ON | ON |  | 0.36069 | 0
LCP_Inputs_ON_Diverse_Howarth_2023_05_05 | 2046 |  |  | Methane |  | Capacity-Interconnection | FOM | 0 |  |  | CH4 Pipeline | ON | PJ |  | 0.36069 | 0
LCP_Inputs_ON_Diverse_Howarth_2023_05_05 | 2046 |  |  | Electricity |  | Capacity-Interconnection | FOM | 1128750 |  |  | Electricity Transmission Line | ON | PJ |  | 0.36069 | 407127.9717
LCP_Inputs_ON_Diverse_Howarth_2023_05_05 | 2046 |  |  | Hydrogen |  | Capacity-Interconnection | FOM | 0 |  |  | H2 Pipeline - New | ON | PJ |  | 0.36069 | 0
LCP_Inputs_ON_Diverse_Howarth_2023_05_05 | 2046 |  |  | Hydrogen |  | Capacity-Interconnection | FOM | 0 |  |  | H2 Pipeline - Repurposed | ON | PJ |  | 0.36069 | 0
LCP_Inputs_ON_Diverse_Howarth_2023_05_05 | 2046 |  |  | Methane |  | Capacity-Interconnection | FOM | 0 |  |  | CH4 Pipeline | ON | QC |  | 0.36069 | 0
LCP_Inputs_ON_Diverse_Howarth_2023_05_05 | 2046 |  |  | Electricity |  | Capacity-Interconnection | FOM | 7901250 |  |  | Electricity Transmission Line | ON | QC |  | 0.36069 | 2849895.8017
LCP_Inputs_ON_Diverse_Howarth_2023_05_05 | 2046 |  |  | Hydrogen |  | Capacity-Interconnection | FOM | 0 |  |  | H2 Pipeline - New | ON | QC |  | 0.36069 | 0
LCP_Inputs_ON_Diverse_Howarth_2023_05_05 | 2046 |  |  | Hydrogen |  | Capacity-Interconnection | FOM | 0 |  |  | H2 Pipeline - Repurposed | ON | QC |  | 0.36069 | 0
LCP_Inputs_ON_Diverse_Howarth_2023_05_05 | 2046 |  |  | Methane |  | Capacity-Interconnection | FOM | 0 |  |  | CH4 Pipeline | ON | WC |  | 0.36069 | 0
LCP_Inputs_ON_Diverse_Howarth_2023_05_05 | 2046 |  |  | Electricity |  | Capacity-Interconnection | FOM | 22575000 |  |  | Electricity Transmission Line | ON | WC |  | 0.36069 | 8142559.4335
LCP_Inputs_ON_Diverse_Howarth_2023_05_05 | 2046 |  |  | Hydrogen |  | Capacity-Interconnection | FOM | 0 |  |  | H2 Pipeline - New | ON | WC |  | 0.36069 | 0
LCP_Inputs_ON_Diverse_Howarth_2023_05_05 | 2046 |  |  | Hydrogen |  | Capacity-Interconnection | FOM | 30293258.056 |  |  | H2 Pipeline - Repurposed | ON | WC |  | 0.36069 | 10926452.0114
LCP_Inputs_ON_Diverse_Howarth_2023_05_05 | 2046 |  |  | Methane |  | Capacity-Intraconnection | FOM | 0 |  |  | CH4 Pipeline | PJ | PJ |  | 0.36069 | 0
LCP_Inputs_ON_Diverse_Howarth_2023_05_05 | 2046 |  |  | Electricity |  | Capacity-Intraconnection | FOM | 0 |  |  | Electricity Transmission Line | PJ | PJ |  | 0.36069 | 0
LCP_Inputs_ON_Diverse_Howarth_2023_05_05 | 2046 |  |  | Hydrogen |  | Capacity-Intraconnection | FOM | 0 |  |  | H2 Pipeline - New | PJ | PJ |  | 0.36069 | 0
LCP_Inputs_ON_Diverse_Howarth_2023_05_05 | 2046 |  |  | Hydrogen |  | Capacity-Intraconnection | FOM | 0 |  |  | H2 Pipeline - Repurposed | PJ | PJ |  | 0.36069 | 0
LCP_Inputs_ON_Diverse_Howarth_2023_05_05 | 2046 |  |  | Electricity |  | Capacity-Interconnection | FOM | 18115076.4092 |  |  | Electricity Transmission Line | QC | NY |  | 0.36069 | 6533913.0146
LCP_Inputs_ON_Diverse_Howarth_2023_05_05 | 2046 |  |  | Methane |  | Capacity-Intraconnection | FOM | 0 |  |  | CH4 Pipeline | QC | QC |  | 0.36069 | 0
LCP_Inputs_ON_Diverse_Howarth_2023_05_05 | 2046 |  |  | Electricity |  | Capacity-Intraconnection | FOM | 0 |  |  | Electricity Transmission Line | QC | QC |  | 0.36069 | 0
LCP_Inputs_ON_Diverse_Howarth_2023_05_05 | 2046 |  |  | Hydrogen |  | Capacity-Intraconnection | FOM | 0 |  |  | H2 Pipeline - New | QC | QC |  | 0.36069 | 0
LCP_Inputs_ON_Diverse_Howarth_2023_05_05 | 2046 |  |  | Hydrogen |  | Capacity-Intraconnection | FOM | 0 |  |  | H2 Pipeline - Repurposed | QC | QC |  | 0.36069 | 0
LCP_Inputs_ON_Diverse_Howarth_2023_05_05 | 2046 |  |  | Electricity |  | Capacity-Interconnection | FOM | 3509957.3438 |  |  | Electricity Transmission Line | WC | MI |  | 0.36069 | 1266003.822
LCP_Inputs_ON_Diverse_Howarth_2023_05_05 | 2046 |  |  | Methane |  | Capacity-Intraconnection | FOM | 0 |  |  | CH4 Pipeline | WC | WC |  | 0.36069 | 0
LCP_Inputs_ON_Diverse_Howarth_2023_05_05 | 2046 |  |  | Electricity |  | Capacity-Intraconnection | FOM | 0 |  |  | Electricity Transmission Line | WC | WC |  | 0.36069 | 0
LCP_Inputs_ON_Diverse_Howarth_2023_05_05 | 2046 |  |  | Hydrogen |  | Capacity-Intraconnection | FOM | 0 |  |  | H2 Pipeline - New | WC | WC |  | 0.36069 | 0
LCP_Inputs_ON_Diverse_Howarth_2023_05_05 | 2046 |  |  | Hydrogen |  | Capacity-Intraconnection | FOM | 0 |  |  | H2 Pipeline - Repurposed | WC | WC |  | 0.36069 | 0
LCP_Inputs_ON_Diverse_Howarth_2023_05_05 | 2047 |  |  | Methane |  | Capacity-Intraconnection | FOM | 0 |  |  | CH4 Pipeline | MI | MI |  | 0.34682 | 0
LCP_Inputs_ON_Diverse_Howarth_2023_05_05 | 2047 |  |  | Electricity |  | Capacity-Intraconnection | FOM | 0 |  |  | Electricity Transmission Line | MI | MI |  | 0.34682 | 0
LCP_Inputs_ON_Diverse_Howarth_2023_05_05 | 2047 |  |  | Hydrogen |  | Capacity-Intraconnection | FOM | 0 |  |  | H2 Pipeline - New | MI | MI |  | 0.34682 | 0
LCP_Inputs_ON_Diverse_Howarth_2023_05_05 | 2047 |  |  | Hydrogen |  | Capacity-Intraconnection | FOM | 0 |  |  | H2 Pipeline - Repurposed | MI | MI |  | 0.34682 | 0
LCP_Inputs_ON_Diverse_Howarth_2023_05_05 | 2047 |  |  | Methane |  | Capacity-Intraconnection | FOM | 0 |  |  | CH4 Pipeline | NY | NY |  | 0.34682 | 0
LCP_Inputs_ON_Diverse_Howarth_2023_05_05 | 2047 |  |  | Electricity |  | Capacity-Intraconnection | FOM | 0 |  |  | Electricity Transmission Line | NY | NY |  | 0.34682 | 0
LCP_Inputs_ON_Diverse_Howarth_2023_05_05 | 2047 |  |  | Hydrogen |  | Capacity-Intraconnection | FOM | 0 |  |  | H2 Pipeline - New | NY | NY |  | 0.34682 | 0
LCP_Inputs_ON_Diverse_Howarth_2023_05_05 | 2047 |  |  | Hydrogen |  | Capacity-Intraconnection | FOM | 0 |  |  | H2 Pipeline - Repurposed | NY | NY |  | 0.34682 | 0
LCP_Inputs_ON_Diverse_Howarth_2023_05_05 | 2047 |  |  | Methane |  | Capacity-Interconnection | FOM | 0 |  |  | CH4 Pipeline | ON | MI |  | 0.34682 | 0
LCP_Inputs_ON_Diverse_Howarth_2023_05_05 | 2047 |  |  | Electricity |  | Capacity-Interconnection | FOM | 5643750 |  |  | Electricity Transmission Line | ON | MI |  | 0.34682 | 1957346.0177
LCP_Inputs_ON_Diverse_Howarth_2023_05_05 | 2047 |  |  | Hydrogen |  | Capacity-Interconnection | FOM | 0 |  |  | H2 Pipeline - New | ON | MI |  | 0.34682 | 0
LCP_Inputs_ON_Diverse_Howarth_2023_05_05 | 2047 |  |  | Hydrogen |  | Capacity-Interconnection | FOM | 0 |  |  | H2 Pipeline - Repurposed | ON | MI |  | 0.34682 | 0
LCP_Inputs_ON_Diverse_Howarth_2023_05_05 | 2047 |  |  | Methane |  | Capacity-Interconnection | FOM | 0 |  |  | CH4 Pipeline | ON | NY |  | 0.34682 | 0
LCP_Inputs_ON_Diverse_Howarth_2023_05_05 | 2047 |  |  | Electricity |  | Capacity-Interconnection | FOM | 5643750 |  |  | Electricity Transmission Line | ON | NY |  | 0.34682 | 1957346.0177
LCP_Inputs_ON_Diverse_Howarth_2023_05_05 | 2047 |  |  | Hydrogen |  | Capacity-Interconnection | FOM | 0 |  |  | H2 Pipeline - New | ON | NY |  | 0.34682 | 0
LCP_Inputs_ON_Diverse_Howarth_2023_05_05 | 2047 |  |  | Hydrogen |  | Capacity-Interconnection | FOM | 0 |  |  | H2 Pipeline - Repurposed | ON | NY |  | 0.34682 | 0
LCP_Inputs_ON_Diverse_Howarth_2023_05_05 | 2047 |  |  | Methane |  | Capacity-Intraconnection | FOM | 0 |  |  | CH4 Pipeline | ON | ON |  | 0.34682 | 0
LCP_Inputs_ON_Diverse_Howarth_2023_05_05 | 2047 |  |  | Electricity |  | Capacity-Intraconnection | FOM | 0 |  |  | Electricity Transmission Line | ON | ON |  | 0.34682 | 0
LCP_Inputs_ON_Diverse_Howarth_2023_05_05 | 2047 |  |  | Hydrogen |  | Capacity-Intraconnection | FOM | 0 |  |  | H2 Pipeline - New | ON | ON |  | 0.34682 | 0
LCP_Inputs_ON_Diverse_Howarth_2023_05_05 | 2047 |  |  | Hydrogen |  | Capacity-Intraconnection | FOM | 0 |  |  | H2 Pipeline - Repurposed | ON | ON |  | 0.34682 | 0
LCP_Inputs_ON_Diverse_Howarth_2023_05_05 | 2047 |  |  | Methane |  | Capacity-Interconnection | FOM | 0 |  |  | CH4 Pipeline | ON | PJ |  | 0.34682 | 0
LCP_Inputs_ON_Diverse_Howarth_2023_05_05 | 2047 |  |  | Electricity |  | Capacity-Interconnection | FOM | 1128750 |  |  | Electricity Transmission Line | ON | PJ |  | 0.34682 | 391469.2035
LCP_Inputs_ON_Diverse_Howarth_2023_05_05 | 2047 |  |  | Hydrogen |  | Capacity-Interconnection | FOM | 0 |  |  | H2 Pipeline - New | ON | PJ |  | 0.34682 | 0
LCP_Inputs_ON_Diverse_Howarth_2023_05_05 | 2047 |  |  | Hydrogen |  | Capacity-Interconnection | FOM | 0 |  |  | H2 Pipeline - Repurposed | ON | PJ |  | 0.34682 | 0
LCP_Inputs_ON_Diverse_Howarth_2023_05_05 | 2047 |  |  | Methane |  | Capacity-Interconnection | FOM | 0 |  |  | CH4 Pipeline | ON | QC |  | 0.34682 | 0
LCP_Inputs_ON_Diverse_Howarth_2023_05_05 | 2047 |  |  | Electricity |  | Capacity-Interconnection | FOM | 7901250 |  |  | Electricity Transmission Line | ON | QC |  | 0.34682 | 2740284.4247
LCP_Inputs_ON_Diverse_Howarth_2023_05_05 | 2047 |  |  | Hydrogen |  | Capacity-Interconnection | FOM | 0 |  |  | H2 Pipeline - New | ON | QC |  | 0.34682 | 0
LCP_Inputs_ON_Diverse_Howarth_2023_05_05 | 2047 |  |  | Hydrogen |  | Capacity-Interconnection | FOM | 0 |  |  | H2 Pipeline - Repurposed | ON | QC |  | 0.34682 | 0
LCP_Inputs_ON_Diverse_Howarth_2023_05_05 | 2047 |  |  | Methane |  | Capacity-Interconnection | FOM | 0 |  |  | CH4 Pipeline | ON | WC |  | 0.34682 | 0
LCP_Inputs_ON_Diverse_Howarth_2023_05_05 | 2047 |  |  | Electricity |  | Capacity-Interconnection | FOM | 22575000 |  |  | Electricity Transmission Line | ON | WC |  | 0.34682 | 7829384.0707
LCP_Inputs_ON_Diverse_Howarth_2023_05_05 | 2047 |  |  | Hydrogen |  | Capacity-Interconnection | FOM | 0 |  |  | H2 Pipeline - New | ON | WC |  | 0.34682 | 0
LCP_Inputs_ON_Diverse_Howarth_2023_05_05 | 2047 |  |  | Hydrogen |  | Capacity-Interconnection | FOM | 30293258.056 |  |  | H2 Pipeline - Repurposed | ON | WC |  | 0.34682 | 10506203.8571
LCP_Inputs_ON_Diverse_Howarth_2023_05_05 | 2047 |  |  | Methane |  | Capacity-Intraconnection | FOM | 0 |  |  | CH4 Pipeline | PJ | PJ |  | 0.34682 | 0
LCP_Inputs_ON_Diverse_Howarth_2023_05_05 | 2047 |  |  | Electricity |  | Capacity-Intraconnection | FOM | 0 |  |  | Electricity Transmission Line | PJ | PJ |  | 0.34682 | 0
LCP_Inputs_ON_Diverse_Howarth_2023_05_05 | 2047 |  |  | Hydrogen |  | Capacity-Intraconnection | FOM | 0 |  |  | H2 Pipeline - New | PJ | PJ |  | 0.34682 | 0
LCP_Inputs_ON_Diverse_Howarth_2023_05_05 | 2047 |  |  | Hydrogen |  | Capacity-Intraconnection | FOM | 0 |  |  | H2 Pipeline - Repurposed | PJ | PJ |  | 0.34682 | 0
LCP_Inputs_ON_Diverse_Howarth_2023_05_05 | 2047 |  |  | Electricity |  | Capacity-Interconnection | FOM | 18115076.4092 |  |  | Electricity Transmission Line | QC | NY |  | 0.34682 | 6282608.6679
LCP_Inputs_ON_Diverse_Howarth_2023_05_05 | 2047 |  |  | Methane |  | Capacity-Intraconnection | FOM | 0 |  |  | CH4 Pipeline | QC | QC |  | 0.34682 | 0
LCP_Inputs_ON_Diverse_Howarth_2023_05_05 | 2047 |  |  | Electricity |  | Capacity-Intraconnection | FOM | 0 |  |  | Electricity Transmission Line | QC | QC |  | 0.34682 | 0
LCP_Inputs_ON_Diverse_Howarth_2023_05_05 | 2047 |  |  | Hydrogen |  | Capacity-Intraconnection | FOM | 0 |  |  | H2 Pipeline - New | QC | QC |  | 0.34682 | 0
LCP_Inputs_ON_Diverse_Howarth_2023_05_05 | 2047 |  |  | Hydrogen |  | Capacity-Intraconnection | FOM | 0 |  |  | H2 Pipeline - Repurposed | QC | QC |  | 0.34682 | 0
LCP_Inputs_ON_Diverse_Howarth_2023_05_05 | 2047 |  |  | Electricity |  | Capacity-Interconnection | FOM | 3509957.3438 |  |  | Electricity Transmission Line | WC | MI |  | 0.34682 | 1217311.3673
LCP_Inputs_ON_Diverse_Howarth_2023_05_05 | 2047 |  |  | Methane |  | Capacity-Intraconnection | FOM | 0 |  |  | CH4 Pipeline | WC | WC |  | 0.34682 | 0
LCP_Inputs_ON_Diverse_Howarth_2023_05_05 | 2047 |  |  | Electricity |  | Capacity-Intraconnection | FOM | 0 |  |  | Electricity Transmission Line | WC | WC |  | 0.34682 | 0
LCP_Inputs_ON_Diverse_Howarth_2023_05_05 | 2047 |  |  | Hydrogen |  | Capacity-Intraconnection | FOM | 0 |  |  | H2 Pipeline - New | WC | WC |  | 0.34682 | 0
LCP_Inputs_ON_Diverse_Howarth_2023_05_05 | 2047 |  |  | Hydrogen |  | Capacity-Intraconnection | FOM | 0 |  |  | H2 Pipeline - Repurposed | WC | WC |  | 0.34682 | 0
LCP_Inputs_ON_Diverse_Howarth_2023_05_05 | 2048 |  |  | Methane |  | Capacity-Intraconnection | FOM | 0 |  |  | CH4 Pipeline | MI | MI |  | 0.33348 | 0
LCP_Inputs_ON_Diverse_Howarth_2023_05_05 | 2048 |  |  | Electricity |  | Capacity-Intraconnection | FOM | 0 |  |  | Electricity Transmission Line | MI | MI |  | 0.33348 | 0
LCP_Inputs_ON_Diverse_Howarth_2023_05_05 | 2048 |  |  | Hydrogen |  | Capacity-Intraconnection | FOM | 0 |  |  | H2 Pipeline - New | MI | MI |  | 0.33348 | 0
LCP_Inputs_ON_Diverse_Howarth_2023_05_05 | 2048 |  |  | Hydrogen |  | Capacity-Intraconnection | FOM | 0 |  |  | H2 Pipeline - Repurposed | MI | MI |  | 0.33348 | 0
LCP_Inputs_ON_Diverse_Howarth_2023_05_05 | 2048 |  |  | Methane |  | Capacity-Intraconnection | FOM | 0 |  |  | CH4 Pipeline | NY | NY |  | 0.33348 | 0
LCP_Inputs_ON_Diverse_Howarth_2023_05_05 | 2048 |  |  | Electricity |  | Capacity-Intraconnection | FOM | 0 |  |  | Electricity Transmission Line | NY | NY |  | 0.33348 | 0
LCP_Inputs_ON_Diverse_Howarth_2023_05_05 | 2048 |  |  | Hydrogen |  | Capacity-Intraconnection | FOM | 0 |  |  | H2 Pipeline - New | NY | NY |  | 0.33348 | 0
LCP_Inputs_ON_Diverse_Howarth_2023_05_05 | 2048 |  |  | Hydrogen |  | Capacity-Intraconnection | FOM | 0 |  |  | H2 Pipeline - Repurposed | NY | NY |  | 0.33348 | 0
LCP_Inputs_ON_Diverse_Howarth_2023_05_05 | 2048 |  |  | Methane |  | Capacity-Interconnection | FOM | 0 |  |  | CH4 Pipeline | ON | MI |  | 0.33348 | 0
LCP_Inputs_ON_Diverse_Howarth_2023_05_05 | 2048 |  |  | Electricity |  | Capacity-Interconnection | FOM | 5643750 |  |  | Electricity Transmission Line | ON | MI |  | 0.33348 | 1882063.4785
LCP_Inputs_ON_Diverse_Howarth_2023_05_05 | 2048 |  |  | Hydrogen |  | Capacity-Interconnection | FOM | 0 |  |  | H2 Pipeline - New | ON | MI |  | 0.33348 | 0
LCP_Inputs_ON_Diverse_Howarth_2023_05_05 | 2048 |  |  | Hydrogen |  | Capacity-Interconnection | FOM | 0 |  |  | H2 Pipeline - Repurposed | ON | MI |  | 0.33348 | 0
LCP_Inputs_ON_Diverse_Howarth_2023_05_05 | 2048 |  |  | Methane |  | Capacity-Interconnection | FOM | 0 |  |  | CH4 Pipeline | ON | NY |  | 0.33348 | 0
LCP_Inputs_ON_Diverse_Howarth_2023_05_05 | 2048 |  |  | Electricity |  | Capacity-Interconnection | FOM | 5643750 |  |  | Electricity Transmission Line | ON | NY |  | 0.33348 | 1882063.4785
LCP_Inputs_ON_Diverse_Howarth_2023_05_05 | 2048 |  |  | Hydrogen |  | Capacity-Interconnection | FOM | 0 |  |  | H2 Pipeline - New | ON | NY |  | 0.33348 | 0
LCP_Inputs_ON_Diverse_Howarth_2023_05_05 | 2048 |  |  | Hydrogen |  | Capacity-Interconnection | FOM | 0 |  |  | H2 Pipeline - Repurposed | ON | NY |  | 0.33348 | 0
LCP_Inputs_ON_Diverse_Howarth_2023_05_05 | 2048 |  |  | Methane |  | Capacity-Intraconnection | FOM | 0 |  |  | CH4 Pipeline | ON | ON |  | 0.33348 | 0
LCP_Inputs_ON_Diverse_Howarth_2023_05_05 | 2048 |  |  | Electricity |  | Capacity-Intraconnection | FOM | 0 |  |  | Electricity Transmission Line | ON | ON |  | 0.33348 | 0
LCP_Inputs_ON_Diverse_Howarth_2023_05_05 | 2048 |  |  | Hydrogen |  | Capacity-Intraconnection | FOM | 0 |  |  | H2 Pipeline - New | ON | ON |  | 0.33348 | 0
LCP_Inputs_ON_Diverse_Howarth_2023_05_05 | 2048 |  |  | Hydrogen |  | Capacity-Intraconnection | FOM | 0 |  |  | H2 Pipeline - Repurposed | ON | ON |  | 0.33348 | 0
LCP_Inputs_ON_Diverse_Howarth_2023_05_05 | 2048 |  |  | Methane |  | Capacity-Interconnection | FOM | 0 |  |  | CH4 Pipeline | ON | PJ |  | 0.33348 | 0
LCP_Inputs_ON_Diverse_Howarth_2023_05_05 | 2048 |  |  | Electricity |  | Capacity-Interconnection | FOM | 1128750 |  |  | Electricity Transmission Line | ON | PJ |  | 0.33348 | 376412.6957
LCP_Inputs_ON_Diverse_Howarth_2023_05_05 | 2048 |  |  | Hydrogen |  | Capacity-Interconnection | FOM | 0 |  |  | H2 Pipeline - New | ON | PJ |  | 0.33348 | 0
LCP_Inputs_ON_Diverse_Howarth_2023_05_05 | 2048 |  |  | Hydrogen |  | Capacity-Interconnection | FOM | 0 |  |  | H2 Pipeline - Repurposed | ON | PJ |  | 0.33348 | 0
LCP_Inputs_ON_Diverse_Howarth_2023_05_05 | 2048 |  |  | Methane |  | Capacity-Interconnection | FOM | 0 |  |  | CH4 Pipeline | ON | QC |  | 0.33348 | 0
LCP_Inputs_ON_Diverse_Howarth_2023_05_05 | 2048 |  |  | Electricity |  | Capacity-Interconnection | FOM | 7901250 |  |  | Electricity Transmission Line | ON | QC |  | 0.33348 | 2634888.87
LCP_Inputs_ON_Diverse_Howarth_2023_05_05 | 2048 |  |  | Hydrogen |  | Capacity-Interconnection | FOM | 0 |  |  | H2 Pipeline - New | ON | QC |  | 0.33348 | 0
LCP_Inputs_ON_Diverse_Howarth_2023_05_05 | 2048 |  |  | Hydrogen |  | Capacity-Interconnection | FOM | 0 |  |  | H2 Pipeline - Repurposed | ON | QC |  | 0.33348 | 0
LCP_Inputs_ON_Diverse_Howarth_2023_05_05 | 2048 |  |  | Methane |  | Capacity-Interconnection | FOM | 0 |  |  | CH4 Pipeline | ON | WC |  | 0.33348 | 0
LCP_Inputs_ON_Diverse_Howarth_2023_05_05 | 2048 |  |  | Electricity |  | Capacity-Interconnection | FOM | 22575000 |  |  | Electricity Transmission Line | ON | WC |  | 0.33348 | 7528253.9141
LCP_Inputs_ON_Diverse_Howarth_2023_05_05 | 2048 |  |  | Hydrogen |  | Capacity-Interconnection | FOM | 0 |  |  | H2 Pipeline - New | ON | WC |  | 0.33348 | 0
LCP_Inputs_ON_Diverse_Howarth_2023_05_05 | 2048 |  |  | Hydrogen |  | Capacity-Interconnection | FOM | 30293258.056 |  |  | H2 Pipeline - Repurposed | ON | WC |  | 0.33348 | 10102119.0934
LCP_Inputs_ON_Diverse_Howarth_2023_05_05 | 2048 |  |  | Methane |  | Capacity-Intraconnection | FOM | 0 |  |  | CH4 Pipeline | PJ | PJ |  | 0.33348 | 0
LCP_Inputs_ON_Diverse_Howarth_2023_05_05 | 2048 |  |  | Electricity |  | Capacity-Intraconnection | FOM | 0 |  |  | Electricity Transmission Line | PJ | PJ |  | 0.33348 | 0
LCP_Inputs_ON_Diverse_Howarth_2023_05_05 | 2048 |  |  | Hydrogen |  | Capacity-Intraconnection | FOM | 0 |  |  | H2 Pipeline - New | PJ | PJ |  | 0.33348 | 0
LCP_Inputs_ON_Diverse_Howarth_2023_05_05 | 2048 |  |  | Hydrogen |  | Capacity-Intraconnection | FOM | 0 |  |  | H2 Pipeline - Repurposed | PJ | PJ |  | 0.33348 | 0
LCP_Inputs_ON_Diverse_Howarth_2023_05_05 | 2048 |  |  | Electricity |  | Capacity-Interconnection | FOM | 18115076.4092 |  |  | Electricity Transmission Line | QC | NY |  | 0.33348 | 6040969.873
LCP_Inputs_ON_Diverse_Howarth_2023_05_05 | 2048 |  |  | Methane |  | Capacity-Intraconnection | FOM | 0 |  |  | CH4 Pipeline | QC | QC |  | 0.33348 | 0
LCP_Inputs_ON_Diverse_Howarth_2023_05_05 | 2048 |  |  | Electricity |  | Capacity-Intraconnection | FOM | 0 |  |  | Electricity Transmission Line | QC | QC |  | 0.33348 | 0
LCP_Inputs_ON_Diverse_Howarth_2023_05_05 | 2048 |  |  | Hydrogen |  | Capacity-Intraconnection | FOM | 0 |  |  | H2 Pipeline - New | QC | QC |  | 0.33348 | 0
LCP_Inputs_ON_Diverse_Howarth_2023_05_05 | 2048 |  |  | Hydrogen |  | Capacity-Intraconnection | FOM | 0 |  |  | H2 Pipeline - Repurposed | QC | QC |  | 0.33348 | 0
LCP_Inputs_ON_Diverse_Howarth_2023_05_05 | 2048 |  |  | Electricity |  | Capacity-Interconnection | FOM | 3509957.3438 |  |  | Electricity Transmission Line | WC | MI |  | 0.33348 | 1170491.6993
LCP_Inputs_ON_Diverse_Howarth_2023_05_05 | 2048 |  |  | Methane |  | Capacity-Intraconnection | FOM | 0 |  |  | CH4 Pipeline | WC | WC |  | 0.33348 | 0
LCP_Inputs_ON_Diverse_Howarth_2023_05_05 | 2048 |  |  | Electricity |  | Capacity-Intraconnection | FOM | 0 |  |  | Electricity Transmission Line | WC | WC |  | 0.33348 | 0
LCP_Inputs_ON_Diverse_Howarth_2023_05_05 | 2048 |  |  | Hydrogen |  | Capacity-Intraconnection | FOM | 0 |  |  | H2 Pipeline - New | WC | WC |  | 0.33348 | 0
LCP_Inputs_ON_Diverse_Howarth_2023_05_05 | 2048 |  |  | Hydrogen |  | Capacity-Intraconnection | FOM | 0 |  |  | H2 Pipeline - Repurposed | WC | WC |  | 0.33348 | 0
LCP_Inputs_ON_Diverse_Howarth_2023_05_05 | 2049 |  |  | Methane |  | Capacity-Intraconnection | FOM | 0 |  |  | CH4 Pipeline | MI | MI |  | 0.32065 | 0
LCP_Inputs_ON_Diverse_Howarth_2023_05_05 | 2049 |  |  | Electricity |  | Capacity-Intraconnection | FOM | 0 |  |  | Electricity Transmission Line | MI | MI |  | 0.32065 | 0
LCP_Inputs_ON_Diverse_Howarth_2023_05_05 | 2049 |  |  | Hydrogen |  | Capacity-Intraconnection | FOM | 0 |  |  | H2 Pipeline - New | MI | MI |  | 0.32065 | 0
LCP_Inputs_ON_Diverse_Howarth_2023_05_05 | 2049 |  |  | Hydrogen |  | Capacity-Intraconnection | FOM | 0 |  |  | H2 Pipeline - Repurposed | MI | MI |  | 0.32065 | 0
LCP_Inputs_ON_Diverse_Howarth_2023_05_05 | 2049 |  |  | Methane |  | Capacity-Intraconnection | FOM | 0 |  |  | CH4 Pipeline | NY | NY |  | 0.32065 | 0
LCP_Inputs_ON_Diverse_Howarth_2023_05_05 | 2049 |  |  | Electricity |  | Capacity-Intraconnection | FOM | 0 |  |  | Electricity Transmission Line | NY | NY |  | 0.32065 | 0
LCP_Inputs_ON_Diverse_Howarth_2023_05_05 | 2049 |  |  | Hydrogen |  | Capacity-Intraconnection | FOM | 0 |  |  | H2 Pipeline - New | NY | NY |  | 0.32065 | 0
LCP_Inputs_ON_Diverse_Howarth_2023_05_05 | 2049 |  |  | Hydrogen |  | Capacity-Intraconnection | FOM | 0 |  |  | H2 Pipeline - Repurposed | NY | NY |  | 0.32065 | 0
LCP_Inputs_ON_Diverse_Howarth_2023_05_05 | 2049 |  |  | Methane |  | Capacity-Interconnection | FOM | 0 |  |  | CH4 Pipeline | ON | MI |  | 0.32065 | 0
LCP_Inputs_ON_Diverse_Howarth_2023_05_05 | 2049 |  |  | Electricity |  | Capacity-Interconnection | FOM | 5643750 |  |  | Electricity Transmission Line | ON | MI |  | 0.32065 | 1809676.4217
LCP_Inputs_ON_Diverse_Howarth_2023_05_05 | 2049 |  |  | Hydrogen |  | Capacity-Interconnection | FOM | 0 |  |  | H2 Pipeline - New | ON | MI |  | 0.32065 | 0
LCP_Inputs_ON_Diverse_Howarth_2023_05_05 | 2049 |  |  | Hydrogen |  | Capacity-Interconnection | FOM | 0 |  |  | H2 Pipeline - Repurposed | ON | MI |  | 0.32065 | 0
LCP_Inputs_ON_Diverse_Howarth_2023_05_05 | 2049 |  |  | Methane |  | Capacity-Interconnection | FOM | 0 |  |  | CH4 Pipeline | ON | NY |  | 0.32065 | 0
LCP_Inputs_ON_Diverse_Howarth_2023_05_05 | 2049 |  |  | Electricity |  | Capacity-Interconnection | FOM | 5643750 |  |  | Electricity Transmission Line | ON | NY |  | 0.32065 | 1809676.4217
LCP_Inputs_ON_Diverse_Howarth_2023_05_05 | 2049 |  |  | Hydrogen |  | Capacity-Interconnection | FOM | 0 |  |  | H2 Pipeline - New | ON | NY |  | 0.32065 | 0
LCP_Inputs_ON_Diverse_Howarth_2023_05_05 | 2049 |  |  | Hydrogen |  | Capacity-Interconnection | FOM | 0 |  |  | H2 Pipeline - Repurposed | ON | NY |  | 0.32065 | 0
LCP_Inputs_ON_Diverse_Howarth_2023_05_05 | 2049 |  |  | Methane |  | Capacity-Intraconnection | FOM | 0 |  |  | CH4 Pipeline | ON | ON |  | 0.32065 | 0
LCP_Inputs_ON_Diverse_Howarth_2023_05_05 | 2049 |  |  | Electricity |  | Capacity-Intraconnection | FOM | 0 |  |  | Electricity Transmission Line | ON | ON |  | 0.32065 | 0
LCP_Inputs_ON_Diverse_Howarth_2023_05_05 | 2049 |  |  | Hydrogen |  | Capacity-Intraconnection | FOM | 0 |  |  | H2 Pipeline - New | ON | ON |  | 0.32065 | 0
LCP_Inputs_ON_Diverse_Howarth_2023_05_05 | 2049 |  |  | Hydrogen |  | Capacity-Intraconnection | FOM | 0 |  |  | H2 Pipeline - Repurposed | ON | ON |  | 0.32065 | 0
LCP_Inputs_ON_Diverse_Howarth_2023_05_05 | 2049 |  |  | Methane |  | Capacity-Interconnection | FOM | 0 |  |  | CH4 Pipeline | ON | PJ |  | 0.32065 | 0
LCP_Inputs_ON_Diverse_Howarth_2023_05_05 | 2049 |  |  | Electricity |  | Capacity-Interconnection | FOM | 1128750 |  |  | Electricity Transmission Line | ON | PJ |  | 0.32065 | 361935.2843
LCP_Inputs_ON_Diverse_Howarth_2023_05_05 | 2049 |  |  | Hydrogen |  | Capacity-Interconnection | FOM | 0 |  |  | H2 Pipeline - New | ON | PJ |  | 0.32065 | 0
LCP_Inputs_ON_Diverse_Howarth_2023_05_05 | 2049 |  |  | Hydrogen |  | Capacity-Interconnection | FOM | 0 |  |  | H2 Pipeline - Repurposed | ON | PJ |  | 0.32065 | 0
LCP_Inputs_ON_Diverse_Howarth_2023_05_05 | 2049 |  |  | Methane |  | Capacity-Interconnection | FOM | 0 |  |  | CH4 Pipeline | ON | QC |  | 0.32065 | 0
LCP_Inputs_ON_Diverse_Howarth_2023_05_05 | 2049 |  |  | Electricity |  | Capacity-Interconnection | FOM | 7901250 |  |  | Electricity Transmission Line | ON | QC |  | 0.32065 | 2533546.9903
LCP_Inputs_ON_Diverse_Howarth_2023_05_05 | 2049 |  |  | Hydrogen |  | Capacity-Interconnection | FOM | 0 |  |  | H2 Pipeline - New | ON | QC |  | 0.32065 | 0
LCP_Inputs_ON_Diverse_Howarth_2023_05_05 | 2049 |  |  | Hydrogen |  | Capacity-Interconnection | FOM | 0 |  |  | H2 Pipeline - Repurposed | ON | QC |  | 0.32065 | 0
LCP_Inputs_ON_Diverse_Howarth_2023_05_05 | 2049 |  |  | Methane |  | Capacity-Interconnection | FOM | 0 |  |  | CH4 Pipeline | ON | WC |  | 0.32065 | 0
LCP_Inputs_ON_Diverse_Howarth_2023_05_05 | 2049 |  |  | Electricity |  | Capacity-Interconnection | FOM | 22575000 |  |  | Electricity Transmission Line | ON | WC |  | 0.32065 | 7238705.6867
LCP_Inputs_ON_Diverse_Howarth_2023_05_05 | 2049 |  |  | Hydrogen |  | Capacity-Interconnection | FOM | 0 |  |  | H2 Pipeline - New | ON | WC |  | 0.32065 | 0
LCP_Inputs_ON_Diverse_Howarth_2023_05_05 | 2049 |  |  | Hydrogen |  | Capacity-Interconnection | FOM | 30293258.056 |  |  | H2 Pipeline - Repurposed | ON | WC |  | 0.32065 | 9713576.0513
LCP_Inputs_ON_Diverse_Howarth_2023_05_05 | 2049 |  |  | Methane |  | Capacity-Intraconnection | FOM | 0 |  |  | CH4 Pipeline | PJ | PJ |  | 0.32065 | 0
LCP_Inputs_ON_Diverse_Howarth_2023_05_05 | 2049 |  |  | Electricity |  | Capacity-Intraconnection | FOM | 0 |  |  | Electricity Transmission Line | PJ | PJ |  | 0.32065 | 0
LCP_Inputs_ON_Diverse_Howarth_2023_05_05 | 2049 |  |  | Hydrogen |  | Capacity-Intraconnection | FOM | 0 |  |  | H2 Pipeline - New | PJ | PJ |  | 0.32065 | 0
LCP_Inputs_ON_Diverse_Howarth_2023_05_05 | 2049 |  |  | Hydrogen |  | Capacity-Intraconnection | FOM | 0 |  |  | H2 Pipeline - Repurposed | PJ | PJ |  | 0.32065 | 0
LCP_Inputs_ON_Diverse_Howarth_2023_05_05 | 2049 |  |  | Electricity |  | Capacity-Interconnection | FOM | 18115076.4092 |  |  | Electricity Transmission Line | QC | NY |  | 0.32065 | 5808624.8779
LCP_Inputs_ON_Diverse_Howarth_2023_05_05 | 2049 |  |  | Methane |  | Capacity-Intraconnection | FOM | 0 |  |  | CH4 Pipeline | QC | QC |  | 0.32065 | 0
LCP_Inputs_ON_Diverse_Howarth_2023_05_05 | 2049 |  |  | Electricity |  | Capacity-Intraconnection | FOM | 0 |  |  | Electricity Transmission Line | QC | QC |  | 0.32065 | 0
LCP_Inputs_ON_Diverse_Howarth_2023_05_05 | 2049 |  |  | Hydrogen |  | Capacity-Intraconnection | FOM | 0 |  |  | H2 Pipeline - New | QC | QC |  | 0.32065 | 0
LCP_Inputs_ON_Diverse_Howarth_2023_05_05 | 2049 |  |  | Hydrogen |  | Capacity-Intraconnection | FOM | 0 |  |  | H2 Pipeline - Repurposed | QC | QC |  | 0.32065 | 0
LCP_Inputs_ON_Diverse_Howarth_2023_05_05 | 2049 |  |  | Electricity |  | Capacity-Interconnection | FOM | 3509957.3438 |  |  | Electricity Transmission Line | WC | MI |  | 0.32065 | 1125472.7878
LCP_Inputs_ON_Diverse_Howarth_2023_05_05 | 2049 |  |  | Methane |  | Capacity-Intraconnection | FOM | 0 |  |  | CH4 Pipeline | WC | WC |  | 0.32065 | 0
LCP_Inputs_ON_Diverse_Howarth_2023_05_05 | 2049 |  |  | Electricity |  | Capacity-Intraconnection | FOM | 0 |  |  | Electricity Transmission Line | WC | WC |  | 0.32065 | 0
LCP_Inputs_ON_Diverse_Howarth_2023_05_05 | 2049 |  |  | Hydrogen |  | Capacity-Intraconnection | FOM | 0 |  |  | H2 Pipeline - New | WC | WC |  | 0.32065 | 0
LCP_Inputs_ON_Diverse_Howarth_2023_05_05 | 2049 |  |  | Hydrogen |  | Capacity-Intraconnection | FOM | 0 |  |  | H2 Pipeline - Repurposed | WC | WC |  | 0.32065 | 0
LCP_Inputs_ON_Diverse_Howarth_2023_05_05 | 2050 |  |  | Methane |  | Capacity-Intraconnection | CONE | 0 |  |  | CH4 Pipeline | MI | MI |  | 0.30832 | 0
LCP_Inputs_ON_Diverse_Howarth_2023_05_05 | 2050 |  |  | Methane |  | Capacity-Intraconnection | FOM | 0 |  |  | CH4 Pipeline | MI | MI |  | 0.30832 | 0
LCP_Inputs_ON_Diverse_Howarth_2023_05_05 | 2050 |  |  | Electricity |  | Capacity-Intraconnection | CONE | 0 |  |  | Electricity Transmission Line | MI | MI |  | 0.30832 | 0
LCP_Inputs_ON_Diverse_Howarth_2023_05_05 | 2050 |  |  | Electricity |  | Capacity-Intraconnection | FOM | 0 |  |  | Electricity Transmission Line | MI | MI |  | 0.30832 | 0
LCP_Inputs_ON_Diverse_Howarth_2023_05_05 | 2050 |  |  | Hydrogen |  | Capacity-Intraconnection | CONE | 0 |  |  | H2 Pipeline - New | MI | MI |  | 0.30832 | 0
LCP_Inputs_ON_Diverse_Howarth_2023_05_05 | 2050 |  |  | Hydrogen |  | Capacity-Intraconnection | FOM | 0 |  |  | H2 Pipeline - New | MI | MI |  | 0.30832 | 0
LCP_Inputs_ON_Diverse_Howarth_2023_05_05 | 2050 |  |  | Hydrogen |  | Capacity-Intraconnection | CONE | 0 |  |  | H2 Pipeline - Repurposed | MI | MI |  | 0.30832 | 0
LCP_Inputs_ON_Diverse_Howarth_2023_05_05 | 2050 |  |  | Hydrogen |  | Capacity-Intraconnection | FOM | 0 |  |  | H2 Pipeline - Repurposed | MI | MI |  | 0.30832 | 0
LCP_Inputs_ON_Diverse_Howarth_2023_05_05 | 2050 |  |  | Methane |  | Capacity-Intraconnection | CONE | 0 |  |  | CH4 Pipeline | NY | NY |  | 0.30832 | 0
LCP_Inputs_ON_Diverse_Howarth_2023_05_05 | 2050 |  |  | Methane |  | Capacity-Intraconnection | FOM | 0 |  |  | CH4 Pipeline | NY | NY |  | 0.30832 | 0
LCP_Inputs_ON_Diverse_Howarth_2023_05_05 | 2050 |  |  | Electricity |  | Capacity-Intraconnection | CONE | 0 |  |  | Electricity Transmission Line | NY | NY |  | 0.30832 | 0
LCP_Inputs_ON_Diverse_Howarth_2023_05_05 | 2050 |  |  | Electricity |  | Capacity-Intraconnection | FOM | 0 |  |  | Electricity Transmission Line | NY | NY |  | 0.30832 | 0
LCP_Inputs_ON_Diverse_Howarth_2023_05_05 | 2050 |  |  | Hydrogen |  | Capacity-Intraconnection | CONE | 0 |  |  | H2 Pipeline - New | NY | NY |  | 0.30832 | 0
LCP_Inputs_ON_Diverse_Howarth_2023_05_05 | 2050 |  |  | Hydrogen |  | Capacity-Intraconnection | FOM | 0 |  |  | H2 Pipeline - New | NY | NY |  | 0.30832 | 0
LCP_Inputs_ON_Diverse_Howarth_2023_05_05 | 2050 |  |  | Hydrogen |  | Capacity-Intraconnection | CONE | 0 |  |  | H2 Pipeline - Repurposed | NY | NY |  | 0.30832 | 0
LCP_Inputs_ON_Diverse_Howarth_2023_05_05 | 2050 |  |  | Hydrogen |  | Capacity-Intraconnection | FOM | 0 |  |  | H2 Pipeline - Repurposed | NY | NY |  | 0.30832 | 0
LCP_Inputs_ON_Diverse_Howarth_2023_05_05 | 2050 |  |  | Methane |  | Capacity-Interconnection | CONE | 0 |  |  | CH4 Pipeline | ON | MI |  | 0.30832 | 0
LCP_Inputs_ON_Diverse_Howarth_2023_05_05 | 2050 |  |  | Methane |  | Capacity-Interconnection | FOM | 0 |  |  | CH4 Pipeline | ON | MI |  | 0.30832 | 0
LCP_Inputs_ON_Diverse_Howarth_2023_05_05 | 2050 |  |  | Electricity |  | Capacity-Interconnection | CONE | 4031250 |  |  | Electricity Transmission Line | ON | MI |  | 0.30832 | 1242909.6303
LCP_Inputs_ON_Diverse_Howarth_2023_05_05 | 2050 |  |  | Electricity |  | Capacity-Interconnection | FOM | 8465625 |  |  | Electricity Transmission Line | ON | MI |  | 0.30832 | 2610110.2236
LCP_Inputs_ON_Diverse_Howarth_2023_05_05 | 2050 |  |  | Hydrogen |  | Capacity-Interconnection | CONE | 0 |  |  | H2 Pipeline - New | ON | MI |  | 0.30832 | 0
LCP_Inputs_ON_Diverse_Howarth_2023_05_05 | 2050 |  |  | Hydrogen |  | Capacity-Interconnection | FOM | 0 |  |  | H2 Pipeline - New | ON | MI |  | 0.30832 | 0
LCP_Inputs_ON_Diverse_Howarth_2023_05_05 | 2050 |  |  | Hydrogen |  | Capacity-Interconnection | CONE | 0 |  |  | H2 Pipeline - Repurposed | ON | MI |  | 0.30832 | 0
LCP_Inputs_ON_Diverse_Howarth_2023_05_05 | 2050 |  |  | Hydrogen |  | Capacity-Interconnection | FOM | 0 |  |  | H2 Pipeline - Repurposed | ON | MI |  | 0.30832 | 0
LCP_Inputs_ON_Diverse_Howarth_2023_05_05 | 2050 |  |  | Methane |  | Capacity-Interconnection | CONE | 0 |  |  | CH4 Pipeline | ON | NY |  | 0.30832 | 0
LCP_Inputs_ON_Diverse_Howarth_2023_05_05 | 2050 |  |  | Methane |  | Capacity-Interconnection | FOM | 0 |  |  | CH4 Pipeline | ON | NY |  | 0.30832 | 0
LCP_Inputs_ON_Diverse_Howarth_2023_05_05 | 2050 |  |  | Electricity |  | Capacity-Interconnection | CONE | 4031250 |  |  | Electricity Transmission Line | ON | NY |  | 0.30832 | 1242909.6303
LCP_Inputs_ON_Diverse_Howarth_2023_05_05 | 2050 |  |  | Electricity |  | Capacity-Interconnection | FOM | 8465625 |  |  | Electricity Transmission Line | ON | NY |  | 0.30832 | 2610110.2236
LCP_Inputs_ON_Diverse_Howarth_2023_05_05 | 2050 |  |  | Hydrogen |  | Capacity-Interconnection | CONE | 0 |  |  | H2 Pipeline - New | ON | NY |  | 0.30832 | 0
LCP_Inputs_ON_Diverse_Howarth_2023_05_05 | 2050 |  |  | Hydrogen |  | Capacity-Interconnection | FOM | 0 |  |  | H2 Pipeline - New | ON | NY |  | 0.30832 | 0
LCP_Inputs_ON_Diverse_Howarth_2023_05_05 | 2050 |  |  | Hydrogen |  | Capacity-Interconnection | CONE | 0 |  |  | H2 Pipeline - Repurposed | ON | NY |  | 0.30832 | 0
LCP_Inputs_ON_Diverse_Howarth_2023_05_05 | 2050 |  |  | Hydrogen |  | Capacity-Interconnection | FOM | 0 |  |  | H2 Pipeline - Repurposed | ON | NY |  | 0.30832 | 0
LCP_Inputs_ON_Diverse_Howarth_2023_05_05 | 2050 |  |  | Methane |  | Capacity-Intraconnection | CONE | 0 |  |  | CH4 Pipeline | ON | ON |  | 0.30832 | 0
LCP_Inputs_ON_Diverse_Howarth_2023_05_05 | 2050 |  |  | Methane |  | Capacity-Intraconnection | FOM | 0 |  |  | CH4 Pipeline | ON | ON |  | 0.30832 | 0
LCP_Inputs_ON_Diverse_Howarth_2023_05_05 | 2050 |  |  | Electricity |  | Capacity-Intraconnection | CONE | 23422630.0179 |  |  | Electricity Transmission Line | ON | ON |  | 0.30832 | 7221634.0876
LCP_Inputs_ON_Diverse_Howarth_2023_05_05 | 2050 |  |  | Electricity |  | Capacity-Intraconnection | FOM | 0 |  |  | Electricity Transmission Line | ON | ON |  | 0.30832 | 0
LCP_Inputs_ON_Diverse_Howarth_2023_05_05 | 2050 |  |  | Hydrogen |  | Capacity-Intraconnection | CONE | 0 |  |  | H2 Pipeline - New | ON | ON |  | 0.30832 | 0
LCP_Inputs_ON_Diverse_Howarth_2023_05_05 | 2050 |  |  | Hydrogen |  | Capacity-Intraconnection | FOM | 0 |  |  | H2 Pipeline - New | ON | ON |  | 0.30832 | 0
LCP_Inputs_ON_Diverse_Howarth_2023_05_05 | 2050 |  |  | Hydrogen |  | Capacity-Intraconnection | CONE | 21541693.4645 |  |  | H2 Pipeline - Repurposed | ON | ON |  | 0.30832 | 6641706.2349
LCP_Inputs_ON_Diverse_Howarth_2023_05_05 | 2050 |  |  | Hydrogen |  | Capacity-Intraconnection | FOM | 0 |  |  | H2 Pipeline - Repurposed | ON | ON |  | 0.30832 | 0
LCP_Inputs_ON_Diverse_Howarth_2023_05_05 | 2050 |  |  | Methane |  | Capacity-Interconnection | CONE | 0 |  |  | CH4 Pipeline | ON | PJ |  | 0.30832 | 0
LCP_Inputs_ON_Diverse_Howarth_2023_05_05 | 2050 |  |  | Methane |  | Capacity-Interconnection | FOM | 0 |  |  | CH4 Pipeline | ON | PJ |  | 0.30832 | 0
LCP_Inputs_ON_Diverse_Howarth_2023_05_05 | 2050 |  |  | Electricity |  | Capacity-Interconnection | CONE | 1612500 |  |  | Electricity Transmission Line | ON | PJ |  | 0.30832 | 497163.8521
LCP_Inputs_ON_Diverse_Howarth_2023_05_05 | 2050 |  |  | Electricity |  | Capacity-Interconnection | FOM | 2257500 |  |  | Electricity Transmission Line | ON | PJ |  | 0.30832 | 696029.3929
LCP_Inputs_ON_Diverse_Howarth_2023_05_05 | 2050 |  |  | Hydrogen |  | Capacity-Interconnection | CONE | 0 |  |  | H2 Pipeline - New | ON | PJ |  | 0.30832 | 0
LCP_Inputs_ON_Diverse_Howarth_2023_05_05 | 2050 |  |  | Hydrogen |  | Capacity-Interconnection | FOM | 0 |  |  | H2 Pipeline - New | ON | PJ |  | 0.30832 | 0
LCP_Inputs_ON_Diverse_Howarth_2023_05_05 | 2050 |  |  | Hydrogen |  | Capacity-Interconnection | CONE | 0 |  |  | H2 Pipeline - Repurposed | ON | PJ |  | 0.30832 | 0
LCP_Inputs_ON_Diverse_Howarth_2023_05_05 | 2050 |  |  | Hydrogen |  | Capacity-Interconnection | FOM | 0 |  |  | H2 Pipeline - Repurposed | ON | PJ |  | 0.30832 | 0
LCP_Inputs_ON_Diverse_Howarth_2023_05_05 | 2050 |  |  | Methane |  | Capacity-Interconnection | CONE | 0 |  |  | CH4 Pipeline | ON | QC |  | 0.30832 | 0
LCP_Inputs_ON_Diverse_Howarth_2023_05_05 | 2050 |  |  | Methane |  | Capacity-Interconnection | FOM | 0 |  |  | CH4 Pipeline | ON | QC |  | 0.30832 | 0
LCP_Inputs_ON_Diverse_Howarth_2023_05_05 | 2050 |  |  | Electricity |  | Capacity-Interconnection | CONE | 5643750 |  |  | Electricity Transmission Line | ON | QC |  | 0.30832 | 1740073.4824
LCP_Inputs_ON_Diverse_Howarth_2023_05_05 | 2050 |  |  | Electricity |  | Capacity-Interconnection | FOM | 11851875 |  |  | Electricity Transmission Line | ON | QC |  | 0.30832 | 3654154.313
LCP_Inputs_ON_Diverse_Howarth_2023_05_05 | 2050 |  |  | Hydrogen |  | Capacity-Interconnection | CONE | 0 |  |  | H2 Pipeline - New | ON | QC |  | 0.30832 | 0
LCP_Inputs_ON_Diverse_Howarth_2023_05_05 | 2050 |  |  | Hydrogen |  | Capacity-Interconnection | FOM | 0 |  |  | H2 Pipeline - New | ON | QC |  | 0.30832 | 0
LCP_Inputs_ON_Diverse_Howarth_2023_05_05 | 2050 |  |  | Hydrogen |  | Capacity-Interconnection | CONE | 1009651.6484 |  |  | H2 Pipeline - Repurposed | ON | QC |  | 0.30832 | 311294.4513
LCP_Inputs_ON_Diverse_Howarth_2023_05_05 | 2050 |  |  | Hydrogen |  | Capacity-Interconnection | FOM | 3926423.0769 |  |  | H2 Pipeline - Repurposed | ON | QC |  | 0.30832 | 1210589.533
LCP_Inputs_ON_Diverse_Howarth_2023_05_05 | 2050 |  |  | Methane |  | Capacity-Interconnection | CONE | 0 |  |  | CH4 Pipeline | ON | WC |  | 0.30832 | 0
LCP_Inputs_ON_Diverse_Howarth_2023_05_05 | 2050 |  |  | Methane |  | Capacity-Interconnection | FOM | 0 |  |  | CH4 Pipeline | ON | WC |  | 0.30832 | 0
LCP_Inputs_ON_Diverse_Howarth_2023_05_05 | 2050 |  |  | Electricity |  | Capacity-Interconnection | CONE | 16125000 |  |  | Electricity Transmission Line | ON | WC |  | 0.30832 | 4971638.5211
LCP_Inputs_ON_Diverse_Howarth_2023_05_05 | 2050 |  |  | Electricity |  | Capacity-Interconnection | FOM | 33862500 |  |  | Electricity Transmission Line | ON | WC |  | 0.30832 | 10440440.8942
LCP_Inputs_ON_Diverse_Howarth_2023_05_05 | 2050 |  |  | Hydrogen |  | Capacity-Interconnection | CONE | 0 |  |  | H2 Pipeline - New | ON | WC |  | 0.30832 | 0
LCP_Inputs_ON_Diverse_Howarth_2023_05_05 | 2050 |  |  | Hydrogen |  | Capacity-Interconnection | FOM | 0 |  |  | H2 Pipeline - New | ON | WC |  | 0.30832 | 0
LCP_Inputs_ON_Diverse_Howarth_2023_05_05 | 2050 |  |  | Hydrogen |  | Capacity-Interconnection | CONE | 26827497.8605 |  |  | H2 Pipeline - Repurposed | ON | WC |  | 0.30832 | 8271418.4054
LCP_Inputs_ON_Diverse_Howarth_2023_05_05 | 2050 |  |  | Hydrogen |  | Capacity-Interconnection | FOM | 134622416.4026 |  |  | H2 Pipeline - Repurposed | ON | WC |  | 0.30832 | 41506604.1046
LCP_Inputs_ON_Diverse_Howarth_2023_05_05 | 2050 |  |  | Methane |  | Capacity-Intraconnection | CONE | 0 |  |  | CH4 Pipeline | PJ | PJ |  | 0.30832 | 0
LCP_Inputs_ON_Diverse_Howarth_2023_05_05 | 2050 |  |  | Methane |  | Capacity-Intraconnection | FOM | 0 |  |  | CH4 Pipeline | PJ | PJ |  | 0.30832 | 0
LCP_Inputs_ON_Diverse_Howarth_2023_05_05 | 2050 |  |  | Electricity |  | Capacity-Intraconnection | CONE | 0 |  |  | Electricity Transmission Line | PJ | PJ |  | 0.30832 | 0
LCP_Inputs_ON_Diverse_Howarth_2023_05_05 | 2050 |  |  | Electricity |  | Capacity-Intraconnection | FOM | 0 |  |  | Electricity Transmission Line | PJ | PJ |  | 0.30832 | 0
LCP_Inputs_ON_Diverse_Howarth_2023_05_05 | 2050 |  |  | Hydrogen |  | Capacity-Intraconnection | CONE | 0 |  |  | H2 Pipeline - New | PJ | PJ |  | 0.30832 | 0
LCP_Inputs_ON_Diverse_Howarth_2023_05_05 | 2050 |  |  | Hydrogen |  | Capacity-Intraconnection | FOM | 0 |  |  | H2 Pipeline - New | PJ | PJ |  | 0.30832 | 0
LCP_Inputs_ON_Diverse_Howarth_2023_05_05 | 2050 |  |  | Hydrogen |  | Capacity-Intraconnection | CONE | 0 |  |  | H2 Pipeline - Repurposed | PJ | PJ |  | 0.30832 | 0
LCP_Inputs_ON_Diverse_Howarth_2023_05_05 | 2050 |  |  | Hydrogen |  | Capacity-Intraconnection | FOM | 0 |  |  | H2 Pipeline - Repurposed | PJ | PJ |  | 0.30832 | 0
LCP_Inputs_ON_Diverse_Howarth_2023_05_05 | 2050 |  |  | Electricity |  | Capacity-Interconnection | CONE | 4367551.4626 |  |  | Electricity Transmission Line | QC | NY |  | 0.30832 | 1346597.6493
LCP_Inputs_ON_Diverse_Howarth_2023_05_05 | 2050 |  |  | Electricity |  | Capacity-Interconnection | FOM | 21172362.433 |  |  | Electricity Transmission Line | QC | NY |  | 0.30832 | 6527834.5832
LCP_Inputs_ON_Diverse_Howarth_2023_05_05 | 2050 |  |  | Methane |  | Capacity-Intraconnection | CONE | 0 |  |  | CH4 Pipeline | QC | QC |  | 0.30832 | 0
LCP_Inputs_ON_Diverse_Howarth_2023_05_05 | 2050 |  |  | Methane |  | Capacity-Intraconnection | FOM | 0 |  |  | CH4 Pipeline | QC | QC |  | 0.30832 | 0
LCP_Inputs_ON_Diverse_Howarth_2023_05_05 | 2050 |  |  | Electricity |  | Capacity-Intraconnection | CONE | 0 |  |  | Electricity Transmission Line | QC | QC |  | 0.30832 | 0
LCP_Inputs_ON_Diverse_Howarth_2023_05_05 | 2050 |  |  | Electricity |  | Capacity-Intraconnection | FOM | 0 |  |  | Electricity Transmission Line | QC | QC |  | 0.30832 | 0
LCP_Inputs_ON_Diverse_Howarth_2023_05_05 | 2050 |  |  | Hydrogen |  | Capacity-Intraconnection | CONE | 0 |  |  | H2 Pipeline - New | QC | QC |  | 0.30832 | 0
LCP_Inputs_ON_Diverse_Howarth_2023_05_05 | 2050 |  |  | Hydrogen |  | Capacity-Intraconnection | FOM | 0 |  |  | H2 Pipeline - New | QC | QC |  | 0.30832 | 0
LCP_Inputs_ON_Diverse_Howarth_2023_05_05 | 2050 |  |  | Hydrogen |  | Capacity-Intraconnection | CONE | 0 |  |  | H2 Pipeline - Repurposed | QC | QC |  | 0.30832 | 0
LCP_Inputs_ON_Diverse_Howarth_2023_05_05 | 2050 |  |  | Hydrogen |  | Capacity-Intraconnection | FOM | 0 |  |  | H2 Pipeline - Repurposed | QC | QC |  | 0.30832 | 0
LCP_Inputs_ON_Diverse_Howarth_2023_05_05 | 2050 |  |  | Electricity |  | Capacity-Interconnection | CONE | 5138255.9784 |  |  | Electricity Transmission Line | WC | MI |  | 0.30832 | 1584220.239
LCP_Inputs_ON_Diverse_Howarth_2023_05_05 | 2050 |  |  | Electricity |  | Capacity-Interconnection | FOM | 7106736.5287 |  |  | Electricity Transmission Line | WC | MI |  | 0.30832 | 2191139.5402
LCP_Inputs_ON_Diverse_Howarth_2023_05_05 | 2050 |  |  | Methane |  | Capacity-Intraconnection | CONE | 0 |  |  | CH4 Pipeline | WC | WC |  | 0.30832 | 0
LCP_Inputs_ON_Diverse_Howarth_2023_05_05 | 2050 |  |  | Methane |  | Capacity-Intraconnection | FOM | 0 |  |  | CH4 Pipeline | WC | WC |  | 0.30832 | 0
LCP_Inputs_ON_Diverse_Howarth_2023_05_05 | 2050 |  |  | Electricity |  | Capacity-Intraconnection | CONE | 0 |  |  | Electricity Transmission Line | WC | WC |  | 0.30832 | 0
LCP_Inputs_ON_Diverse_Howarth_2023_05_05 | 2050 |  |  | Electricity |  | Capacity-Intraconnection | FOM | 0 |  |  | Electricity Transmission Line | WC | WC |  | 0.30832 | 0
LCP_Inputs_ON_Diverse_Howarth_2023_05_05 | 2050 |  |  | Hydrogen |  | Capacity-Intraconnection | CONE | 0 |  |  | H2 Pipeline - New | WC | WC |  | 0.30832 | 0
LCP_Inputs_ON_Diverse_Howarth_2023_05_05 | 2050 |  |  | Hydrogen |  | Capacity-Intraconnection | FOM | 0 |  |  | H2 Pipeline - New | WC | WC |  | 0.30832 | 0
LCP_Inputs_ON_Diverse_Howarth_2023_05_05 | 2050 |  |  | Hydrogen |  | Capacity-Intraconnection | CONE | 0 |  |  | H2 Pipeline - Repurposed | WC | WC |  | 0.30832 | 0
LCP_Inputs_ON_Diverse_Howarth_2023_05_05 | 2050 |  |  | Hydrogen |  | Capacity-Intraconnection | FOM | 0 |  |  | H2 Pipeline - Repurposed | WC | WC |  | 0.30832 | 0
LCP_Inputs_ON_Diverse_Howarth_2023_05_05 | 2020 |  |  |  |  | Carbon Offsets | CarbonOffsetPrice | 0 | [5 empty] | Offset A | 1 | 0
LCP_Inputs_ON_Diverse_Howarth_2023_05_05 | 2021 |  |  |  |  | Carbon Offsets | CarbonOffsetPrice | 0 | [5 empty] | Offset A | 0.96154 | 0
LCP_Inputs_ON_Diverse_Howarth_2023_05_05 | 2022 |  |  |  |  | Carbon Offsets | CarbonOffsetPrice | 0 | [5 empty] | Offset A | 0.92456 | 0
LCP_Inputs_ON_Diverse_Howarth_2023_05_05 | 2023 |  |  |  |  | Carbon Offsets | CarbonOffsetPrice | 0 | [5 empty] | Offset A | 0.889 | 0
LCP_Inputs_ON_Diverse_Howarth_2023_05_05 | 2024 |  |  |  |  | Carbon Offsets | CarbonOffsetPrice | 0 | [5 empty] | Offset A | 0.8548 | 0
LCP_Inputs_ON_Diverse_Howarth_2023_05_05 | 2025 |  |  |  |  | Carbon Offsets | CarbonOffsetPrice | 0 | [5 empty] | Offset A | 0.82193 | 0
LCP_Inputs_ON_Diverse_Howarth_2023_05_05 | 2026 |  |  |  |  | Carbon Offsets | CarbonOffsetPrice | 0 | [5 empty] | Offset A | 0.79031 | 0
LCP_Inputs_ON_Diverse_Howarth_2023_05_05 | 2027 |  |  |  |  | Carbon Offsets | CarbonOffsetPrice | 0 | [5 empty] | Offset A | 0.75992 | 0
LCP_Inputs_ON_Diverse_Howarth_2023_05_05 | 2028 |  |  |  |  | Carbon Offsets | CarbonOffsetPrice | 0 | [5 empty] | Offset A | 0.73069 | 0
LCP_Inputs_ON_Diverse_Howarth_2023_05_05 | 2029 |  |  |  |  | Carbon Offsets | CarbonOffsetPrice | 0 | [5 empty] | Offset A | 0.70259 | 0
LCP_Inputs_ON_Diverse_Howarth_2023_05_05 | 2030 |  |  |  |  | Carbon Offsets | CarbonOffsetPrice | 0 | [5 empty] | Offset A | 0.67556 | 0
LCP_Inputs_ON_Diverse_Howarth_2023_05_05 | 2031 |  |  |  |  | Carbon Offsets | CarbonOffsetPrice | 0 | [5 empty] | Offset A | 0.64958 | 0
LCP_Inputs_ON_Diverse_Howarth_2023_05_05 | 2032 |  |  |  |  | Carbon Offsets | CarbonOffsetPrice | 0 | [5 empty] | Offset A | 0.6246 | 0
LCP_Inputs_ON_Diverse_Howarth_2023_05_05 | 2033 |  |  |  |  | Carbon Offsets | CarbonOffsetPrice | 0 | [5 empty] | Offset A | 0.60057 | 0
LCP_Inputs_ON_Diverse_Howarth_2023_05_05 | 2034 |  |  |  |  | Carbon Offsets | CarbonOffsetPrice | 0 | [5 empty] | Offset A | 0.57748 | 0
LCP_Inputs_ON_Diverse_Howarth_2023_05_05 | 2035 |  |  |  |  | Carbon Offsets | CarbonOffsetPrice | 0 | [5 empty] | Offset A | 0.55526 | 0
LCP_Inputs_ON_Diverse_Howarth_2023_05_05 | 2036 |  |  |  |  | Carbon Offsets | CarbonOffsetPrice | 0 | [5 empty] | Offset A | 0.53391 | 0
LCP_Inputs_ON_Diverse_Howarth_2023_05_05 | 2037 |  |  |  |  | Carbon Offsets | CarbonOffsetPrice | 0 | [5 empty] | Offset A | 0.51337 | 0
LCP_Inputs_ON_Diverse_Howarth_2023_05_05 | 2038 |  |  |  |  | Carbon Offsets | CarbonOffsetPrice | 0 | [5 empty] | Offset A | 0.49363 | 0
LCP_Inputs_ON_Diverse_Howarth_2023_05_05 | 2039 |  |  |  |  | Carbon Offsets | CarbonOffsetPrice | 0 | [5 empty] | Offset A | 0.47464 | 0
LCP_Inputs_ON_Diverse_Howarth_2023_05_05 | 2040 |  |  |  |  | Carbon Offsets | CarbonOffsetPrice | 0 | [5 empty] | Offset A | 0.45639 | 0
LCP_Inputs_ON_Diverse_Howarth_2023_05_05 | 2041 |  |  |  |  | Carbon Offsets | CarbonOffsetPrice | 0 | [5 empty] | Offset A | 0.43883 | 0
LCP_Inputs_ON_Diverse_Howarth_2023_05_05 | 2042 |  |  |  |  | Carbon Offsets | CarbonOffsetPrice | 0 | [5 empty] | Offset A | 0.42196 | 0
LCP_Inputs_ON_Diverse_Howarth_2023_05_05 | 2043 |  |  |  |  | Carbon Offsets | CarbonOffsetPrice | 0 | [5 empty] | Offset A | 0.40573 | 0
LCP_Inputs_ON_Diverse_Howarth_2023_05_05 | 2044 |  |  |  |  | Carbon Offsets | CarbonOffsetPrice | 0 | [5 empty] | Offset A | 0.39012 | 0
LCP_Inputs_ON_Diverse_Howarth_2023_05_05 | 2045 |  |  |  |  | Carbon Offsets | CarbonOffsetPrice | 0 | [5 empty] | Offset A | 0.37512 | 0
LCP_Inputs_ON_Diverse_Howarth_2023_05_05 | 2046 |  |  |  |  | Carbon Offsets | CarbonOffsetPrice | 0 | [5 empty] | Offset A | 0.36069 | 0
LCP_Inputs_ON_Diverse_Howarth_2023_05_05 | 2047 |  |  |  |  | Carbon Offsets | CarbonOffsetPrice | 0 | [5 empty] | Offset A | 0.34682 | 0
LCP_Inputs_ON_Diverse_Howarth_2023_05_05 | 2048 |  |  |  |  | Carbon Offsets | CarbonOffsetPrice | 0 | [5 empty] | Offset A | 0.33348 | 0
LCP_Inputs_ON_Diverse_Howarth_2023_05_05 | 2049 |  |  |  |  | Carbon Offsets | CarbonOffsetPrice | 0 | [5 empty] | Offset A | 0.32065 | 0
LCP_Inputs_ON_Diverse_Howarth_2023_05_05 | 2050 |  |  |  |  | Carbon Offsets | CarbonOffsetPrice | 0 | [5 empty] | Offset A | 0.30832 | 0

## SupplyTechUnitCosts
SupplyTechnology | SupplyTechCostType | CostUnits | 2020 | 2030 | 2040 | 2050
Wind Onshore | FOM | $/FuelCapacityUnit-yr | 25000 | 25000 | 25000 | 25000
Wind Onshore | VOM | $/FuelOutputUnit | 0 | 0 | 0 | 0
Wind Onshore | CONE | $/FuelCapacityUnit | 1412875 | 1412875 | 1212875 | 1112875
Wind Onshore | Flex Adder | $/FuelCapacityUnit-yr | 0 | 0 | 0 | 0
Wind Onshore | Retirement | $/FuelCapacityUnit | 0 | 0 | 0 | 0
Wind Offshore | FOM | $/FuelCapacityUnit-yr | 40000 | 40000 | 30000 | 30000
Wind Offshore | VOM | $/FuelOutputUnit | 0 | 0 | 0 | 0
Wind Offshore | CONE | $/FuelCapacityUnit | 2662875 | 2662875 | 2112875 | 2112875
Wind Offshore | Flex Adder | $/FuelCapacityUnit-yr | 0 | 0 | 0 | 0
Wind Offshore | Retirement | $/FuelCapacityUnit | 0 | 0 | 0 | 0
Solar PV | FOM | $/FuelCapacityUnit-yr | 22000 | 22000 | 18000 | 18000
Solar PV | VOM | $/FuelOutputUnit | 0 | 0 | 0 | 0
Solar PV | CONE | $/FuelCapacityUnit | 1062875 | 1062875 | 812875 | 712875
Solar PV | Flex Adder | $/FuelCapacityUnit-yr | 0 | 0 | 0 | 0
Solar PV | Retirement | $/FuelCapacityUnit | 0 | 0 | 0 | 0
Hydro | FOM | $/FuelCapacityUnit-yr | 60305.9976 | 60305.9976 | 60305.9976 | 60305.9976
Hydro | VOM | $/FuelOutputUnit | 0 | 0 | 0 | 0
Hydro | CONE | $/FuelCapacityUnit | 6892114.0059 | 6892114.0059 | 6892114.0059 | 6892114.0059
Hydro | Flex Adder | $/FuelCapacityUnit-yr | 0 | 0 | 0 | 0
Hydro | Retirement | $/FuelCapacityUnit | 0 | 0 | 0 | 0
Hydro Pumped Storage | FOM | $/FuelCapacityUnit-yr | 0 | 0 | 0 | 0
Hydro Pumped Storage | VOM | $/FuelOutputUnit | 0 | 0 | 0 | 0
Hydro Pumped Storage | CONE | $/FuelCapacityUnit | 0.01 | 0.01 | 0.01 | 0.01
Hydro Pumped Storage | Flex Adder | $/FuelCapacityUnit-yr | 0 | 0 | 0 | 0
Hydro Pumped Storage | Retirement | $/FuelCapacityUnit | 0 | 0 | 0 | 0
Nuclear | FOM | $/FuelCapacityUnit-yr | 0 | 0 | 0 | 0
Nuclear | VOM | $/FuelOutputUnit | 95.83 | 95.83 | 95.83 | 95.83
Nuclear | CONE | $/FuelCapacityUnit | 0.01 | 0.01 | 0.01 | 0.01
Nuclear | Flex Adder | $/FuelCapacityUnit-yr | 0 | 0 | 0 | 0
Nuclear | Retirement | $/FuelCapacityUnit | 0 | 0 | 0 | 0
Nuclear SMR | FOM | $/FuelCapacityUnit-yr | 175000 | 175000 | 150000 | 125000
Nuclear SMR | VOM | $/FuelOutputUnit | 7.26 | 7.26 | 7.26 | 7.26
Nuclear SMR | CONE | $/FuelCapacityUnit | 7000000 | 7000000 | 6000000 | 5000000
Nuclear SMR | Flex Adder | $/FuelCapacityUnit-yr | 0 | 0 | 0 | 0
Nuclear SMR | Retirement | $/FuelCapacityUnit | 0 | 0 | 0 | 0
Fossil Fuel Thermal (Coal, Peat, Oil) | FOM | $/FuelCapacityUnit-yr | 0 | 0 | 0 | 0
Fossil Fuel Thermal (Coal, Peat, Oil) | VOM | $/FuelOutputUnit | 4.9087 | 4.9087 | 4.9087 | 4.9087
Fossil Fuel Thermal (Coal, Peat, Oil) | CONE | $/FuelCapacityUnit | 0.01 | 0.01 | 0.01 | 0.01
Fossil Fuel Thermal (Coal, Peat, Oil) | Flex Adder | $/FuelCapacityUnit-yr | 0 | 0 | 0 | 0
Fossil Fuel Thermal (Coal, Peat, Oil) | Retirement | $/FuelCapacityUnit | 0 | 0 | 0 | 0
O/CCGT - CH4 Existing | FOM | $/FuelCapacityUnit-yr | 0 | 0 | 0 | 0
O/CCGT - CH4 Existing | VOM | $/FuelOutputUnit | 2.38 | 2.38 | 2.38 | 2.38
O/CCGT - CH4 Existing | CONE | $/FuelCapacityUnit | 0.01 | 0.01 | 0.01 | 0.01
O/CCGT - CH4 Existing | Flex Adder | $/FuelCapacityUnit-yr | 0 | 0 | 0 | 0
O/CCGT - CH4 Existing | Retirement | $/FuelCapacityUnit | 0 | 0 | 0 | 0
O/CCGT - H2 New | FOM | $/FuelCapacityUnit-yr | 23000 | 23000 | 23000 | 23000
O/CCGT - H2 New | VOM | $/FuelOutputUnit | 2.737 | 2.737 | 2.737 | 2.737
O/CCGT - H2 New | CONE | $/FuelCapacityUnit | 759000 | 759000 | 759000 | 759000
O/CCGT - H2 New | Flex Adder | $/FuelCapacityUnit-yr | 0 | 0 | 0 | 0
O/CCGT - H2 New | Retirement | $/FuelCapacityUnit | 0 | 0 | 0 | 0
O/CCGT - CH4 New | FOM | $/FuelCapacityUnit-yr | 20000 | 20000 | 20000 | 20000
O/CCGT - CH4 New | VOM | $/FuelOutputUnit | 2.38 | 2.38 | 2.38 | 2.38
O/CCGT - CH4 New | CONE | $/FuelCapacityUnit | 660000 | 660000 | 660000 | 660000
O/CCGT - CH4 New | Flex Adder | $/FuelCapacityUnit-yr | 0 | 0 | 0 | 0
O/CCGT - CH4 New | Retirement | $/FuelCapacityUnit | 0 | 0 | 0 | 0
Biomass | FOM | $/FuelCapacityUnit-yr | 19337.5 | 19337.5 | 19337.5 | 19337.5
Biomass | VOM | $/FuelOutputUnit | 2.38 | 2.38 | 2.38 | 2.38
Biomass | CONE | $/FuelCapacityUnit | 654500 | 654500 | 654500 | 654500
Biomass | Flex Adder | $/FuelCapacityUnit-yr | 0 | 0 | 0 | 0
Biomass | Retirement | $/FuelCapacityUnit | 0 | 0 | 0 | 0
Generic - Generator | FOM | $/FuelCapacityUnit-yr | 22000 | 22000 | 22000 | 22000
Generic - Generator | VOM | $/FuelOutputUnit | 2.38 | 2.38 | 2.38 | 2.38
Generic - Generator | CONE | $/FuelCapacityUnit | 1160000 | 1160000 | 1130000 | 1130000
Generic - Generator | Flex Adder | $/FuelCapacityUnit-yr | 0 | 0 | 0 | 0
Generic - Generator | Retirement | $/FuelCapacityUnit | 0 | 0 | 0 | 0
CH4 Salt Cavern Storage - ON | FOM | $/FuelCapacityUnit-yr | 0 | 0 | 0 | 0
CH4 Salt Cavern Storage - ON | VOM | $/FuelOutputUnit | 10.5 | 10.5 | 10.5 | 10.5
CH4 Salt Cavern Storage - ON | CONE | $/FuelCapacityUnit | 0.01 | 0.01 | 0.01 | 0.01
CH4 Salt Cavern Storage - ON | Flex Adder | $/FuelCapacityUnit-yr | 0 | 0 | 0 | 0
CH4 Salt Cavern Storage - ON | Retirement | $/FuelCapacityUnit | 0 | 0 | 0 | 0
H2 Salt Cavern Storage - ON | FOM | $/FuelCapacityUnit-yr | 0 | 0 | 0 | 0
H2 Salt Cavern Storage - ON | VOM | $/FuelOutputUnit | 10.5 | 10.5 | 10.5 | 10.5
H2 Salt Cavern Storage - ON | CONE | $/FuelCapacityUnit | 0.01 | 0.01 | 0.01 | 0.01
H2 Salt Cavern Storage - ON | Flex Adder | $/FuelCapacityUnit-yr | 0 | 0 | 0 | 0
H2 Salt Cavern Storage - ON | Retirement | $/FuelCapacityUnit | 0 | 0 | 0 | 0
H2 Import - QC | FOM | $/FuelCapacityUnit-yr | 0 | 0 | 0 | 0
H2 Import - QC | VOM | $/FuelOutputUnit | 0 | 0 | 0 | 0
H2 Import - QC | CONE | $/FuelCapacityUnit | 0.01 | 0.01 | 0.01 | 0.01
H2 Import - QC | Flex Adder | $/FuelCapacityUnit-yr | 0 | 0 | 0 | 0
H2 Import - QC | Retirement | $/FuelCapacityUnit | 0 | 0 | 0 | 0
H2 Import - WC | FOM | $/FuelCapacityUnit-yr | 0 | 0 | 0 | 0
H2 Import - WC | VOM | $/FuelOutputUnit | 0 | 0 | 0 | 0
H2 Import - WC | CONE | $/FuelCapacityUnit | 0.01 | 0.01 | 0.01 | 0.01
H2 Import - WC | Flex Adder | $/FuelCapacityUnit-yr | 0 | 0 | 0 | 0
H2 Import - WC | Retirement | $/FuelCapacityUnit | 0 | 0 | 0 | 0
CH4 Import - WC 2020 | FOM | $/FuelCapacityUnit-yr | 0 | 0 | 0 | 0
CH4 Import - WC 2020 | VOM | $/FuelOutputUnit | 0 | 0 | 0 | 0
CH4 Import - WC 2020 | CONE | $/FuelCapacityUnit | 0.01 | 0.01 | 0.01 | 0.01
CH4 Import - WC 2020 | Flex Adder | $/FuelCapacityUnit-yr | 0 | 0 | 0 | 0
CH4 Import - WC 2020 | Retirement | $/FuelCapacityUnit | 0 | 0 | 0 | 0
CH4 Import - WC 2030 | FOM | $/FuelCapacityUnit-yr | 0 | 0 | 0 | 0
CH4 Import - WC 2030 | VOM | $/FuelOutputUnit | 0 | 0 | 0 | 0
CH4 Import - WC 2030 | CONE | $/FuelCapacityUnit | 0.01 | 0.01 | 0.01 | 0.01
CH4 Import - WC 2030 | Flex Adder | $/FuelCapacityUnit-yr | 0 | 0 | 0 | 0
CH4 Import - WC 2030 | Retirement | $/FuelCapacityUnit | 0 | 0 | 0 | 0
CH4 Import - WC 2040 | FOM | $/FuelCapacityUnit-yr | 0 | 0 | 0 | 0
CH4 Import - WC 2040 | VOM | $/FuelOutputUnit | 0 | 0 | 0 | 0
CH4 Import - WC 2040 | CONE | $/FuelCapacityUnit | 0.01 | 0.01 | 0.01 | 0.01
CH4 Import - WC 2040 | Flex Adder | $/FuelCapacityUnit-yr | 0 | 0 | 0 | 0
CH4 Import - WC 2040 | Retirement | $/FuelCapacityUnit | 0 | 0 | 0 | 0
CH4 Import - WC 2050 | FOM | $/FuelCapacityUnit-yr | 0 | 0 | 0 | 0
CH4 Import - WC 2050 | VOM | $/FuelOutputUnit | 0 | 0 | 0 | 0
CH4 Import - WC 2050 | CONE | $/FuelCapacityUnit | 0.01 | 0.01 | 0.01 | 0.01
CH4 Import - WC 2050 | Flex Adder | $/FuelCapacityUnit-yr | 0 | 0 | 0 | 0
CH4 Import - WC 2050 | Retirement | $/FuelCapacityUnit | 0 | 0 | 0 | 0
CH4 Import - NY 2020 | FOM | $/FuelCapacityUnit-yr | 0 | 0 | 0 | 0
CH4 Import - NY 2020 | VOM | $/FuelOutputUnit | 0 | 0 | 0 | 0
CH4 Import - NY 2020 | CONE | $/FuelCapacityUnit | 0.01 | 0.01 | 0.01 | 0.01
CH4 Import - NY 2020 | Flex Adder | $/FuelCapacityUnit-yr | 0 | 0 | 0 | 0
CH4 Import - NY 2020 | Retirement | $/FuelCapacityUnit | 0 | 0 | 0 | 0
CH4 Import - NY 2030 | FOM | $/FuelCapacityUnit-yr | 0 | 0 | 0 | 0
CH4 Import - NY 2030 | VOM | $/FuelOutputUnit | 0 | 0 | 0 | 0
CH4 Import - NY 2030 | CONE | $/FuelCapacityUnit | 0.01 | 0.01 | 0.01 | 0.01
CH4 Import - NY 2030 | Flex Adder | $/FuelCapacityUnit-yr | 0 | 0 | 0 | 0
CH4 Import - NY 2030 | Retirement | $/FuelCapacityUnit | 0 | 0 | 0 | 0
CH4 Import - NY 2040 | FOM | $/FuelCapacityUnit-yr | 0 | 0 | 0 | 0
CH4 Import - NY 2040 | VOM | $/FuelOutputUnit | 0 | 0 | 0 | 0
CH4 Import - NY 2040 | CONE | $/FuelCapacityUnit | 0.01 | 0.01 | 0.01 | 0.01
CH4 Import - NY 2040 | Flex Adder | $/FuelCapacityUnit-yr | 0 | 0 | 0 | 0
CH4 Import - NY 2040 | Retirement | $/FuelCapacityUnit | 0 | 0 | 0 | 0
CH4 Import - NY 2050 | FOM | $/FuelCapacityUnit-yr | 0 | 0 | 0 | 0
CH4 Import - NY 2050 | VOM | $/FuelOutputUnit | 0 | 0 | 0 | 0
CH4 Import - NY 2050 | CONE | $/FuelCapacityUnit | 0.01 | 0.01 | 0.01 | 0.01
CH4 Import - NY 2050 | Flex Adder | $/FuelCapacityUnit-yr | 0 | 0 | 0 | 0
CH4 Import - NY 2050 | Retirement | $/FuelCapacityUnit | 0 | 0 | 0 | 0
Battery Storage | FOM | $/FuelCapacityUnit-yr | 44000 | 30000 | 28000 | 24000
Battery Storage | VOM | $/FuelOutputUnit | 0 | 0 | 0 | 0
Battery Storage | CONE | $/FuelCapacityUnit | 1750000 | 1200000 | 1100000 | 950000
Battery Storage | Flex Adder | $/FuelCapacityUnit-yr | 0 | 0 | 0 | 0
Battery Storage | Retirement | $/FuelCapacityUnit | 0 | 0 | 0 | 0
Electrolyser 2020/2030 | FOM | $/FuelCapacityUnit-yr | 20000 | 20000 | 20000 | 20000
Electrolyser 2020/2030 | VOM | $/FuelOutputUnit | 0 | 0 | 0 | 0
Electrolyser 2020/2030 | CONE | $/FuelCapacityUnit | 570000 | 570000 | 570000 | 570000
Electrolyser 2020/2030 | Flex Adder | $/FuelCapacityUnit-yr | 0 | 0 | 0 | 0
Electrolyser 2020/2030 | Retirement | $/FuelCapacityUnit | 0 | 0 | 0 | 0
Electrolyser 2040 | FOM | $/FuelCapacityUnit-yr | 14000 | 14000 | 14000 | 14000
Electrolyser 2040 | VOM | $/FuelOutputUnit | 0 | 0 | 0 | 0
Electrolyser 2040 | CONE | $/FuelCapacityUnit | 390000 | 390000 | 390000 | 390000
Electrolyser 2040 | Flex Adder | $/FuelCapacityUnit-yr | 0 | 0 | 0 | 0
Electrolyser 2040 | Retirement | $/FuelCapacityUnit | 0 | 0 | 0 | 0
Electrolyser 2050 | FOM | $/FuelCapacityUnit-yr | 8000 | 8000 | 8000 | 8000
Electrolyser 2050 | VOM | $/FuelOutputUnit | 0 | 0 | 0 | 0
Electrolyser 2050 | CONE | $/FuelCapacityUnit | 240000 | 240000 | 240000 | 240000
Electrolyser 2050 | Flex Adder | $/FuelCapacityUnit-yr | 0 | 0 | 0 | 0
Electrolyser 2050 | Retirement | $/FuelCapacityUnit | 0 | 0 | 0 | 0
Anaerobic Digestion | FOM | $/FuelCapacityUnit-yr | 89640.3551 | 89640.3551 | 89640.3551 | 89640.3551
Anaerobic Digestion | VOM | $/FuelOutputUnit | 73.1 | 70.1 | 68.6 | 67.1
Anaerobic Digestion | CONE | $/FuelCapacityUnit | 446820.4774 | 446820.4774 | 446820.4774 | 446820.4774
Anaerobic Digestion | Flex Adder | $/FuelCapacityUnit-yr | 0 | 0 | 0 | 0
Anaerobic Digestion | Retirement | $/FuelCapacityUnit | 0 | 0 | 0 | 0
CH4 + CCS | FOM | $/FuelCapacityUnit-yr | 0 | 0 | 0 | 0
CH4 + CCS | VOM | $/FuelOutputUnit | 1.442 | 1.442 | 1.442 | 1.442
CH4 + CCS | CONE | $/FuelCapacityUnit | 0.01 | 0.01 | 0.01 | 0.01
CH4 + CCS | Flex Adder | $/FuelCapacityUnit-yr | 0 | 0 | 0 | 0
CH4 + CCS | Retirement | $/FuelCapacityUnit | 0 | 0 | 0 | 0
SMR CCS | FOM | $/FuelCapacityUnit-yr | 94500 | 94500 | 94500 | 94500
SMR CCS | VOM | $/FuelOutputUnit | 0 | 0 | 0 | 0
SMR CCS | CONE | $/FuelCapacityUnit | 3150000 | 3150000 | 3150000 | 3150000
SMR CCS | Flex Adder | $/FuelCapacityUnit-yr | 0 | 0 | 0 | 0
SMR CCS | Retirement | $/FuelCapacityUnit | 0 | 0 | 0 | 0
Biomass + CCS | FOM | $/FuelCapacityUnit-yr | 287300 | 287300 | 287300 | 287300
Biomass + CCS | VOM | $/FuelOutputUnit | 1.442 | 1.442 | 1.442 | 1.442
Biomass + CCS | CONE | $/FuelCapacityUnit | 5780000 | 5780000 | 5780000 | 5780000
Biomass + CCS | Flex Adder | $/FuelCapacityUnit-yr | 0 | 0 | 0 | 0
Biomass + CCS | Retirement | $/FuelCapacityUnit | 0 | 0 | 0 | 0